## Introduction
Energy Division 2012 LTPP Scenario Tool for R. 12-03-014
August 2012
This is a spreadsheet tool for generating scenarios of long-term load and resource forecasts built upon the assumptions from the June 27, 2012 Assigned Commissioner's Ruling. The top row of the "ScenariosMatrix" tab of this spreadsheet lists the different categories of loads and resources on the demand side and the supply side; the first and second columns list the "Energy Division Proposed Scenarios for use in R.12-03-014", found here: http://www.cpuc.ca.gov/PUC/energy/Procurement/LTPP/ltpp_history.htm ; the rest of the cells identify the assumptions used for each category in each scenario. Staff plans to update and revise this tool as Commission actions occur, such as rulings or decisions that modify the scenarios.
The "Notes" tab lists detailed information about data sources, calculation methods, caveats, and other analysis used in this spreadsheet. This tab also lists and describes all the tabs in this spreadsheet.
The "Scenarios" tab is the "input/output" page of this spreadsheet. On this tab, the user may vary the assumptions of each of the categories of loads and resources to create any of the Proposed Scenarios, or a completely new, user-defined scenario. The left column is a control panel for accepting user input and the other columns display scenario results. Many of the user inputs are drop down lists selecting between the assumptions (for example, Low, Mid, High) which are defined in the Attachment to the June 27, 2012 Assigned Commissioner's Ruling, found here: http://docs.cpuc.ca.gov/efile/RULINGS/169732.pdf
The other tabs are used for intermediate data aggregation and calculation purposes. Some tabs are direct imports from other data sources, such as the California ISO's master generating capability list, or the net qualifying capacity list.
In general, the control panel of the "Scenarios" tab is the only part of this spreadsheet a user should alter. User input cells are highlighted in this color.
This tool was created using MS Excel 2010 and is incompatible with versions earlier than 2007.
Prepared by CPUC Energy Division for the 2012 LTPP Rulemaking R.12-03-014
Authors: | Patrick Young
Noushin Ketabi
Nathaniel Skinner
Regulatory Analysts
CPUC Energy Division, Generation and Transmission Planning
Project supervisor: | Robert Strauss
Program and Project Supervisor
CPUC Energy Division, Generation and Transmission Planning
Key Contributors:
Revisions | Description of change | Date | Editor
v1a no RPS | Release version w/o RPS | 2012-08-13 | Patrick Young
v1b no RPS | Corrected conditional formatting issue, minor improvements to Introduction and Notes text. Removed RPS portion from 2010 LTPP forecast of Resource Additions-Non-RPS. Added plant owner data to OTC tab. For Resource Retirements, corrected wrong links to underlying data in cells F23:AA23 on Scenarios tab. | 2012-08-17 | Patrick Young
v1c no RPS | Corrected cap fac average calculation for Inc Small PV | 2012-08-23 | Patrick Young
v1c RPS | Added RPS except for 40% by 2030 case | 2012-08-23 | Patrick Young
v1ci RPS | Removed calculations forecasting RPS target for CAISO control area (and use of pumped load data) and deleted those rows (only on Scenarios tab) | 2012-08-23 | Patrick Young

## ScenariosMatrix
|  | Demand |  |  |  | Supply
| Scenario | Load | Inc EE | Inc PV | Inc CHP | Existing | Additions | Retirements | Solar + Wind & Hydro Retirements | Nuclear Retirement | RPS | Imports | Inc CHP | Inc DR
1 | Base | Mid | Mid | Mid | Low | Base | Base | Mid | Low | Low | Commercial | Base | Low | Mid
1A | Environmental | Same as Base |  |  |  | Same as Base |  |  |  |  | Enviro | Same as base
1B | Early SONGS Retirement | Same as Base |  |  |  | Same as Base |  |  |  | Modified High (2015) | Same as base | Same as base
1C | Early Nuclear Retirement | Same as Base |  |  |  | Same as Base |  |  |  | High (2015) | Same as base | Same as base
1D | Low Load | Low | Low | Low | Low | Same as Base | [7 empty] | High
1E | High Load | High | High | High | Low | Same as Base | [7 empty] | Low
2 | No New DSM | Mid | None | None | None | Same as Base | [6 empty] | None | None
2A | Replicating TPP | Mid (1-in-5 Peak weather) | Same as No New DSM |  |  | Same as Base | [6 empty] | None | Low
3 | High Distributed Generation | Same as Base |  | High | High | Same as Base |  |  |  |  | High DG | Base | High | High

## Notes
Notes:
Tabs:
| Introduction | Instructions for Scenario Tool; List of authors and revisions
| ScenariosMatrix | Table summary of Scenarios parameters from the June 27, 2012 Assigned Commissioner's Ruling. The Attachment to this Ruling defines the assumptions for each of the Scenario parameters (Low, Mid, High, etc.).
| Notes | This tab.
| Scenarios | This is the only tab meant for general user input. This tab is a tool for selecting Low, Mid, High, etc. and other forecast assumptions to display net demand/supply under different scenarios.
| Assumptions | Summary and aggregation of demand and supply assumptions to the CAISO footprint. The "Scenarios" tab extracts results from this tab.
| Demand Individual Assumptions | Detail of demand-side assumptions including forecasted load and demand-side resources. The "Assumptions" tab extracts data from this tab.
| Supply Individual Assumptions | Detail of supply-side assumptions including forecasted supply-side resources. The "Assumptions" tab extracts data from this tab.
| GeneratingCapabilityList sorted | Imported from CAISO Master List of generation in its control area, sorted to move individual units that are part of aggregates to bottom of sheet. Other tabs pull from the Fuel type and COD columns of this tab. July 12, 2012 version.
| NQC list mod | Source for Existing Resources and Resource Retirements calculations. Pulls data from "GeneratingCapabilityList sorted" tab and "OTC" tab. Imported from NQC List, October 28, 2011 version.
| SitingCases mod | Source for Resource Additions calculations. Imported from Energy Commission Siting Cases, Status of All Projects list, May 18, 2012 version.
| OTC | Source for OTC facility retirements (including nuclear).
| IUEE | Source for incremental EE data. Imported from Incremental Uncommitted EE Forecast from CEC 2012 IEPR, July 31, 2012 version.
Primary Sources:
| 2012 IEPR, CED 2012-2022 (Docket # 12-IEP-01) | http://www.energy.ca.gov/2012_energypolicy/documents/index.html
Data from CEC: PG&E, SCE, SDG&E Form 1.2 and Form 1.4 located at:
| 2012 IEPR Demand Forecast, Low | http://www.energy.ca.gov/2012_energypolicy/documents/demand-forecast/low_case/
| 2012 IEPR Demand Forecast, Mid | http://www.energy.ca.gov/2012_energypolicy/documents/demand-forecast/mid_case/
| 2012 IEPR Demand Forecast, High | http://www.energy.ca.gov/2012_energypolicy/documents/demand-forecast/high_case/
| 2012 IEPR Demand Forecast, Mid Balancing Area | http://www.energy.ca.gov/2012_energypolicy/documents/demand-forecast/Mid_Case_LSE_and_Balancing_Authority_Forecast.xls
| CEC Summer 2012 Electricity Supply and Demand Outlook | http://www.energy.ca.gov/2012publications/CEC-200-2012-003/CEC-200-2012-003.pdf
| 2009 IEPR | http://www.energy.ca.gov/2009_energypolicy/documents/index.html#121609IEPR
| CED 2010-2020 Commission-adopted Forecast | http://www.energy.ca.gov/2009publications/CEC-200-2009-012/index.html
| CEC Status of All Projects | http://energy.ca.gov/sitingcases/all_projects.html
| NQC List | http://www.cpuc.ca.gov/NR/rdonlyres/C6BE7182-D647-4C70-B1AC-5D3A1CE207C3/0/CPUCNQCLocalAreaData_ComplianceYear2012.xls
| CAISO Transmission Capability, 2012 | http://www.caiso.com/Documents/2012Assigned_UnassignedRAImportCapability_BranchGroups-AfterStep6.pdf
| CAISO Transmission Capability, 2013 | http://www.caiso.com/Documents/2013Assigned_UnassignedRAImportCapability_BranchGroups-AfterStep6.pdf
| CAISO Master Generating Capability List | http://www.caiso.com/Documents/GeneratingCapabilityList.xls
Miscellaneous:
Data in each year column is the cumulative amount since year 2012.
Highlighted cells in this color in Demand/Supply Individual Assumptions tabs indicate raw values that advanced user enters. Cells with no highlighting are calculations.
The "GeneratingCapabilityList sorted" sorted the CAISO Generating Capability List to move rows for individual units that are part of aggregates (so that this tool does not double count) to the bottom.
On the "SitingCases mod" tab, we added a column to explicitly show estimated COD year of approved conventional projects, with PPAs, that are under construction or pre-construction, not On Hold, and not large solar.
On the "SitingCases mod" tab, where estimated COD year was not given, the tool accepts user input from the "Scenarios" tab, i.e. the user can select a default COD year.
On the "NQC list mod" tab, we added columns to show Fuel Type and COD, extracted from the "GeneratingCapabilityList sorted" tab.
On the "NQC list mod" tab, we corrected missing dates for unit COD by manually searching for information on subunits in the CAISO GeneratingCapabilityList or by searching on the Internet. If we still could not find a COD, the user input value from the "Scenarios" tab is utilized.
On the "NQC list mod" tab, we added columns to indicate OTC and OTC retirement dates (manually derived from "OTC" tab), plus retirement dates for the "Modified High" nuclear case.
Existing Resources and Resource Retirements described in "Supply Individual Assumptions" tab pull data from the "NQC list mod" tab, which in turn pulls data from "GeneratingCapabilityList sorted" tab and "OTC" tab.
Non-RPS Resource Additions that are "High Probability" are derived from CEC siting cases not including large solar.
For non-nuclear OTC Retirements, the mid and high case are the same, pursuant to the Assigned Commissioner's Ruling, June 27, 2012.
Demand Response (supply-side)
PG&E Event-based programs: SmartRate, BIP, CBP, DBP, Peak Day Pricing, Smart AC, AMP, PeakChoice (only for year 2012)
For 2012, the mid value is calculated by taking All Event-Based Programs total for August of each year, converting to MW and rounding to the nearest whole number. For 2013-2020, mid value is calculated by taking All Event-Based Programs total, subtracting 18.5 MW because the Energy Division de-rated the AMP program to 180 MW. After that calculation, the number is converted to MW and then rounded up to the nearest whole number. Low value is mid minus 10%, while high value is mid plus 10%.
SCE Event-based programs: BIP, AP-I, SDP, CPP, DBP, DRC, SPD
Mid value is calculated by taking the Portfolio Total for August of each year and subtracting it by the Non-Event Based subcategory and then rounding up to the nearest whole number. For 2015-2020, the same value is applied because SCE used an aggregate value for years 2015-2022. Low value is mid minus 10%, while high value is mid plus 10%.
SDG&E Event-based programs: BIP, CBP Day-Ahead, CBP Day-Of, CPPD, PTR, SCTD, Summer Saver Commercial, Summer Saver Residential
Mid value is calculated by taking the total of August for that year and subtracting Permanent Load Shifting, then rounding to the nearest whole number. Low value is mid minus 10%, while high value is mid plus 10%.
For Event Based DR, post 2020 forecast simply carries forward 2020 value.
Incremental EE (demand-side)
Incremental EE - Options to select None, Low, Mid, High, with and without additional naturally occuring savings.
We use the Uncommitted EE forecast from CEC available at http://www.energy.ca.gov/2012_energypolicy/documents/index.html. Imported into the "IUEE" tab with no changes aside from compiling into a single tab.
Regarding "High" case: naturally occurring savings net of CEC price effects are lower in the high savings case. CEC used the price effects from their low demand (high savings) forecast, which had higher prices. Therefore, price effects are much larger and so the net (NOS minus price effects) is lower.
Incremental Small PV (demand-side)
The average capacity factor for small PV was calculated from the CEC's California Energy Demand mid case forecasted energy and installed capacity for the 3 IOUs aggregated together, leading to an approximate 19% capacity factor. The user has the option to select a user-defined value.
The "Low" assumption for Incremental Small PV is 0 MW for the entire time horizon (which is the same as "None").
Incremental CHP (demand-side and supply-side)
The "Low" assumption for Incremental CHP is 0 MW for the entire time horizon (which is the same as "None").
Existing Resources and Resource Additions (supply-side)
The "Base" case for Existing Resources is identified in the Tool as "Existing Aggregate", indicating this is an aggregate of all supply-side generation resources including operational RPS resources.
The "Base" case for Resource Additions, Non-RPS is identified in the Tool as "High Probability", indicating these are CEC approved projects with PPAs and under construction or pre-construction. This category does not include RPS projects, RPS is accounted for under its own category (Resource Additions, RPS).
Using 2010 LTPP forecasts
2010 LTPP forecasts include data to 2020. When a scenario selects to use 2010 LTPP forecast data for comparison, data comparisons may not be directly conducted due to vintaging and other issues. Accordingly, post 2020 data will not necessarily be valid and is grayed out.
For Existing Resources, the 2010 LTPP values are aggregates of all types. For Resource Additions, the Non-RPS and RPS 2010 LTPP forecasts are separated.
Demand Side Forecast post 2022
Because of uncertainty on the demand side post 2022, forecast net demand (Load - DemandSideResources) growth to 2034 is at the same average annual growth rate over the 2012-2022 period, pursuant with the Assigned Commissioner's Ruling from June 27, 2012.
Pumped Load (Energy)
Pumped Load is subtracted from Net Load for the purposes of determining how much load must be met by 33% RPS target because pumped load is currently exempt from RPS requirements.
Pumped Load forecast to 2022 is derived from "Form 1.1c" tab of http://www.energy.ca.gov/2012_energypolicy/documents/demand-forecast/Mid_Case_LSE_and_Balancing_Authority_Forecast.xls
Low case and high case pumped load is assumed to be the same as the mid case.
The aggegrated pumped load for the 3 large IOUs is assumed to be 80% of the statewide aggregated pumped load. The 3 large IOUs represent about 80% of statewide load. The statewide aggregated pumped load data is from the CEC spreadsheet referenced above.
Note that the load forecast is derived from "Form 1.2" (Net Energy for Load (GWh)) of the 2012 IEPR while the pumped load as described above is derived from "Form 1.1c" (Electricity Deliveries to End Users by Agency (GWh)).

## Scenarios
|  | 2012 | 2013 | 2014 | 2015 | 2016 | 2017 | 2018 | 2019 | 2020 | 2021 | 2022 | 2023 | 2024 | 2025 | 2026 | 2027 | 2028 | 2029 | 2030 | 2031 | 2032 | 2033 | 2034
Control Panel | Demand (MW) * | bar: 2023
Mid | Load | 2012: 49740; 2013: 50944; 2014: 51706; 2015: 52409; 2016: 53135; 2017: 53869; 2018: 54577; 2019: 55322; 2020: 56033; 2021: 56690; 2022: 57288
Mid | Inc. EE | 2012: 6.5696; 2013: 178.5492; 2014: 394.3348; 2015: 740.1609; 2016: 1094.3187; 2017: 1420.3022; 2018: 1633.1423; 2019: 2019.3079; 2020: 2401.2221; 2021: 2757.7122; 2022: 3102.9008
Mid | Inc. Small PV | 2012: 144.4444; 2013: 288.8889; 2014: 433.3333; 2015: 577.7778; 2016: 722.2222; 2017: 866.6667; 2018: 1011.1111; 2019: 1155.5556; 2020: 1300; 2021: 1300; 2022: 1300
Low | Inc. D-CHP | 0 | 0 | 0 | 0 | 0 | 0 | 0 | 0 | 0 | 0 | 0 | 0 | 0 | 0 | 0 | 0 | 0 | 0 | 0 | 0 | 0 | 0 | 0
| NET LOAD | 49588.9859 | 50476.5619 | 50878.3319 | 51091.0613 | 51318.4591 | 51582.0312 | 51932.7466 | 52147.1366 | 52331.7779 | 52632.2878 | 52885.0992 | 53226.5275 | 53570.1599 | 53916.0109 | 54264.0947 | 54614.4258 | 54967.0186 | 55321.8878 | 55679.048 | 56038.514 | 56400.3008 | 56764.4233 | 57130.8965
0.6456%
Supply (MW) | bar: 2023
Existing Aggregate | Existing Resources | 50442.4576 | 50442.4576 | 50442.4576 | 50442.4576 | 50442.4576 | 50442.4576 | 50442.4576 | 50442.4576 | 50442.4576 | 50442.4576 | 50442.4576 | 50442.4576 | 50442.4576 | 50442.4576 | 50442.4576 | 50442.4576 | 50442.4576 | 50442.4576 | 50442.4576 | 50442.4576 | 50442.4576 | 50442.4576 | 50442.4576
| Resource Additions | 1207.5127 | 5441.7085 | 6024.5442 | 6720.3645 | 7326.9657 | 8995.4235 | 9382.5166 | 9382.5166 | 9604.7569 | 9604.7569 | 9604.7569 | 9604.7569 | 9604.7569 | 9604.7569 | 9604.7569 | 9604.7569 | 9604.7569 | 9604.7569 | 9604.7569 | 9604.7569 | 9604.7569 | 9604.7569 | 9604.7569
High Probability | Non-RPS | 1055 | 4655 | 4655 | 4655 | 4655 | 5984 | 5984 | 5984 | 5984 | 5984 | 5984 | 5984 | 5984 | 5984 | 5984 | 5984 | 5984 | 5984 | 5984 | 5984 | 5984 | 5984 | 5984
Commercial | RPS | 152.5127 | 786.7085 | 1369.5442 | 2065.3645 | 2671.9657 | 3011.4235 | 3398.5166 | 3398.5166 | 3620.7569 | 3620.7569 | 3620.7569 | 3620.7569 | 3620.7569 | 3620.7569 | 3620.7569 | 3620.7569 | 3620.7569 | 3620.7569 | 3620.7569 | 3620.7569 | 3620.7569 | 3620.7569 | 3620.7569
Base (CAISO MIC) | Imports | 15819 | 16469 | 16469 | 16469 | 16469 | 16469 | 16469 | 16469 | 16469 | 16469 | 16469 | 16469 | 16469 | 16469 | 16469 | 16469 | 16469 | 16469 | 16469 | 16469 | 16469 | 16469 | 16469
Low | Inc. S-CHP | 0 | 0 | 0 | 0 | 0 | 0 | 0 | 0 | 0 | 0 | 0 | 0 | 0 | 0 | 0 | 0 | 0 | 0 | 0 | 0 | 0 | 0 | 0
Mid | Event-Based DR | 2103 | 2326 | 2499 | 2537 | 2571 | 2589 | 2591 | 2593 | 2595 | 2595 | 2595 | 2595 | 2595 | 2595 | 2595 | 2595 | 2595 | 2595 | 2595 | 2595 | 2595 | 2595 | 2595
| Resource Retirements | 2342.61 | 3016.61 | 3070.61 | 4455.61 | 4527.75 | 8651.29 | 9307.49 | 9357.49 | 15815 | 15821.03 | 15921.74 | 16127.13 | 16282.06 | 16721.24 | 17074.87 | 17923.97 | 18279.85 | 19221.86 | 19801.46 | 20030.3 | 20053.12 | 20069.49 | 20113.45
Mid | OTC | 452 | 1126 | 1126 | 2446 | 2446 | 6569.53 | 6569.53 | 6569.53 | 12463.75 | 12463.75 | 12463.75 | 12463.75 | 12463.75 | 12463.75 | 12463.75 | 12463.75 | 12463.75 | 12463.75 | 12463.75 | 12463.75 | 12463.75 | 12463.75 | 12463.75
Low | Nuclear | 0 | 0 | 0 | 0 | 0 | 0 | 0 | 0 | 0 | 0 | 0 | 0 | 0 | 0 | 0 | 0 | 0 | 0 | 0 | 0 | 0 | 0 | 0
Low | Solar + Wind | 0 | 0 | 0 | 0 | 0 | 0 | 0 | 0 | 0 | 0 | 0 | 0 | 0 | 0 | 0 | 0 | 0 | 0 | 0 | 0 | 0 | 0 | 0
Low | All Hydro | 0 | 0 | 0 | 0 | 0 | 0 | 0 | 0 | 0 | 0 | 0 | 0 | 0 | 0 | 0 | 0 | 0 | 0 | 0 | 0 | 0 | 0 | 0
Mid | Other Retirements | 1890.61 | 1890.61 | 1944.61 | 2009.61 | 2081.75 | 2081.76 | 2737.96 | 2787.96 | 3351.25 | 3357.28 | 3457.99 | 3663.38 | 3818.31 | 4257.49 | 4611.12 | 5460.22 | 5816.1 | 6758.11 | 7337.71 | 7566.55 | 7589.37 | 7605.74 | 7649.7
| NET SUPPLY | 67229.3603 | 71662.5561 | 72364.3918 | 71713.2121 | 72281.6733 | 69844.5911 | 69577.4842 | 69529.4842 | 63296.2145 | 63290.1845 | 63189.4745 | 62984.0845 | 62829.1545 | 62389.9745 | 62036.3445 | 61187.2445 | 60831.3645 | 59889.3545 | 59309.7545 | 59080.9145 | 59058.0945 | 59041.7245 | 58997.7645
Demand (GWh) ** | bar: 2023
Mid | Load | 2012: 234900; 2013: 237676; 2014: 240638; 2015: 243606; 2016: 246606; 2017: 249578; 2018: 252430; 2019: 255808; 2020: 259106; 2021: 262248; 2022: 265210
Mid | Inc. EE | 2012: 78.3518; 2013: 810.2807; 2014: 1967.5725; 2015: 3628.2104; 2016: 5368.2114; 2017: 6975.3828; 2018: 8087.9193; 2019: 9810.5263; 2020: 11501.4589; 2021: 13186.1632; 2022: 14783.0631
Mid | Inc. Small PV | 2012: 239.8647; 2013: 479.7293; 2014: 719.594; 2015: 959.4586; 2016: 1199.3233; 2017: 1439.1879; 2018: 1679.0526; 2019: 1918.9172; 2020: 2158.7819; 2021: 2158.7819; 2022: 2158.7819
Low | Inc. D-CHP | 0 | 0 | 0 | 0 | 0 | 0 | 0 | 0 | 0 | 0 | 0 | 0 | 0 | 0 | 0 | 0 | 0 | 0 | 0 | 0 | 0 | 0 | 0
| NET LOAD | 234581.7835 | 236385.99 | 237950.8336 | 239018.331 | 240038.4653 | 241163.4293 | 242663.0282 | 244078.5565 | 245445.7592 | 246903.0549 | 248268.155 | 249679.9623 | 251099.7981 | 252527.7078 | 253963.7376 | 255407.9336 | 256860.3421 | 258321.0099 | 259789.984 | 261267.3116 | 262753.0402 | 264247.2176 | 265749.8918
0.5687%
| NET SYSTEM BALANCE (MW) | 17640.3744 | 21185.9943 | 21486.0599 | 20622.1508 | 20963.2142 | 18262.5599 | 17644.7377 | 17382.3477 | 10964.4365 | 10657.8966 | 10304.3752 | 9757.557 | 9258.9945 | 8473.9635 | 7772.2497 | 6572.8187 | 5864.3459 | 4567.4667 | 3630.7065 | 3042.4004 | 2657.7937 | 2277.3012 | 1866.8679
|  | 135.6% | 142% | 142.2% | 140.4% | 140.8% | 135.4% | 134% | 133.3% | 121% | 120.2% | 119.5% | 118.3% | 117.3% | 115.7% | 114.3% | 112% | 110.7% | 108.3% | 106.5% | 105.4% | 104.7% | 104% | 103.3%
Other User Options
1980-01-01 | If Resource ID not found or missing COD, use this value (mm/dd/yyyy) | bar: 2012 to 2016
2017 | If no COD estimate for approved new facility, use this value (yyyy) | bar: 2012 to 2016
Small PV capacity factor | bar: 2012 to 2016
CED forecast | Use CEC CED forecast or user input? | bar: 2012 to 2016
0.18957 | CEC CED forecast for Small PV capacity factor | bar: 2012 to 2016
0.25 | user input Small PV capacity factor (decimal) | bar: 2012 to 2016
0.75 | CHP capacity factor, demand-side (decimal) | bar: 2012 to 2016
0.75 | CHP capacity factor, supply-side (decimal) | bar: 2012 to 2016
* Peak demand on the CAISO system assuming 1-in-2 weather year unless otherwise selected.
** Under the GWh portion of the above table (bottom half of table), other than the desired RPS Target, there are no options for user selection. Assumptions are controlled by the Control Panel fields in the MW portion of the above table (top half of table).
Indicates User Option
FALSE | Is any user input using year 2010's forecast for 2012 to 2020?
Note on P7: The values from 2023 onward extrapolate using same average annual growth rate of years 2012-2022.
Note on O8: Average annual growth rate of years 2012-2022
Note on D23: Ketabi, Noushin: Refers to non-OTC dispatchable, QFs, geoth, bio, others
Note on P33: The values from 2023 onward extrapolate using same average annual growth rate of years 2012-2022.
Note on O34: Average annual growth rate of years 2012-2022
Note on B56: Young, Patrick: Formula for conditional formatting years post 2020. This formula cannot be embedded directly into the conditional format rule so it must be evaluated here first before being used by the rule.

## Assumptions
Assumptions Date: |  | 2012-07-21
|  | 2012 | 2013 | 2014 | 2015 | 2016 | 2017 | 2018 | 2019 | 2020 | 2021 | 2022 | 2023 | 2024 | 2025 | 2026 | 2027 | 2028 | 2029 | 2030 | 2031 | 2032 | 2033 | 2034
Load (MW)
| Low | 2012-07-21 2012: 48579; 2012-07-21 2013: 48767; 2012-07-21 2014: 49145; 2012-07-21 2015: 49764; 2012-07-21 2016: 50575; 2012-07-21 2017: 51361; 2012-07-21 2018: 52019; 2012-07-21 2019: 52613; 2012-07-21 2020: 53144; 2012-07-21 2021: 53585; 2012-07-21 2022: 53985
| Mid | 2012-07-21 2012: 49740; 2012-07-21 2013: 50944; 2012-07-21 2014: 51706; 2012-07-21 2015: 52409; 2012-07-21 2016: 53135; 2012-07-21 2017: 53869; 2012-07-21 2018: 54577; 2012-07-21 2019: 55322; 2012-07-21 2020: 56033; 2012-07-21 2021: 56690; 2012-07-21 2022: 57288
| Mid-peak: 1-in-5 | 2012-07-21 2012: 52116; 2012-07-21 2013: 53377; 2012-07-21 2014: 54176; 2012-07-21 2015: 54911; 2012-07-21 2016: 55674; 2012-07-21 2017: 56445; 2012-07-21 2018: 57188; 2012-07-21 2019: 57969; 2012-07-21 2020: 58715; 2012-07-21 2021: 59403; 2012-07-21 2022: 60029
| Mid-peak: 1-in-10 | 2012-07-21 2012: 53442; 2012-07-21 2013: 54736; 2012-07-21 2014: 55556; 2012-07-21 2015: 56310; 2012-07-21 2016: 57092; 2012-07-21 2017: 57883; 2012-07-21 2018: 58644; 2012-07-21 2019: 59444; 2012-07-21 2020: 60208; 2012-07-21 2021: 60914; 2012-07-21 2022: 61559
| High | 2012-07-21 2012: 49843; 2012-07-21 2013: 50929; 2012-07-21 2014: 52146; 2012-07-21 2015: 53149; 2012-07-21 2016: 54042; 2012-07-21 2017: 54918; 2012-07-21 2018: 55843; 2012-07-21 2019: 56850; 2012-07-21 2020: 57938; 2012-07-21 2021: 58917; 2012-07-21 2022: 59904
| 2010 LTPP, 2009 IEPR | 2012-07-21 2012: 52387; 2012-07-21 2013: 53224; 2012-07-21 2014: 53881; 2012-07-21 2015: 54562; 2012-07-21 2016: 55256; 2012-07-21 2017: 56004; 2012-07-21 2018: 56718; 2012-07-21 2019: 57440; 2012-07-21 2020: 58229
Load (GWh)
| Low | 2012-07-21 2012: 229531; 2012-07-21 2013: 230699; 2012-07-21 2014: 232433; 2012-07-21 2015: 235072; 2012-07-21 2016: 238447; 2012-07-21 2017: 241836; 2012-07-21 2018: 244563; 2012-07-21 2019: 247605; 2012-07-21 2020: 250463; 2012-07-21 2021: 253137; 2012-07-21 2022: 255744
| Mid | 2012-07-21 2012: 234900; 2012-07-21 2013: 237676; 2012-07-21 2014: 240638; 2012-07-21 2015: 243606; 2012-07-21 2016: 246606; 2012-07-21 2017: 249578; 2012-07-21 2018: 252430; 2012-07-21 2019: 255808; 2012-07-21 2020: 259106; 2012-07-21 2021: 262248; 2012-07-21 2022: 265210
| Mid-peak: 1-in-5 | 2012-07-21 2012: 234900; 2012-07-21 2013: 237676; 2012-07-21 2014: 240638; 2012-07-21 2015: 243606; 2012-07-21 2016: 246606; 2012-07-21 2017: 249578; 2012-07-21 2018: 252430; 2012-07-21 2019: 255808; 2012-07-21 2020: 259106; 2012-07-21 2021: 262248; 2012-07-21 2022: 265210
| Mid-peak: 1-in-10 | 2012-07-21 2012: 234900; 2012-07-21 2013: 237676; 2012-07-21 2014: 240638; 2012-07-21 2015: 243606; 2012-07-21 2016: 246606; 2012-07-21 2017: 249578; 2012-07-21 2018: 252430; 2012-07-21 2019: 255808; 2012-07-21 2020: 259106; 2012-07-21 2021: 262248; 2012-07-21 2022: 265210
| High | 2012-07-21 2012: 236012; 2012-07-21 2013: 239811; 2012-07-21 2014: 244730; 2012-07-21 2015: 249057; 2012-07-21 2016: 253047; 2012-07-21 2017: 257123; 2012-07-21 2018: 261320; 2012-07-21 2019: 266286; 2012-07-21 2020: 271538; 2012-07-21 2021: 276254; 2012-07-21 2022: 280924
| 2010 LTPP, 2009 IEPR | 2012-07-21 2012: 241516; 2012-07-21 2013: 245389; 2012-07-21 2014: 248236; 2012-07-21 2015: 251139; 2012-07-21 2016: 254086; 2012-07-21 2017: 257208; 2012-07-21 2018: 260193; 2012-07-21 2019: 263213; 2012-07-21 2020: 266357
Pumped Load (GWh) of 3 major IOUs, assuming 80% of statewide
| Low | 2012-07-21 2012: 9862.4; 2012-07-21 2013: 9869.6; 2012-07-21 2014: 9879.2; 2012-07-21 2015: 9904.8; 2012-07-21 2016: 9921.6; 2012-07-21 2017: 9938.4; 2012-07-21 2018: 9954.4; 2012-07-21 2019: 9974.4; 2012-07-21 2020: 9991.2; 2012-07-21 2021: 10007.2; 2012-07-21 2022: 10024
| Mid | 2012-07-21 2012: 9862.4; 2012-07-21 2013: 9869.6; 2012-07-21 2014: 9879.2; 2012-07-21 2015: 9904.8; 2012-07-21 2016: 9921.6; 2012-07-21 2017: 9938.4; 2012-07-21 2018: 9954.4; 2012-07-21 2019: 9974.4; 2012-07-21 2020: 9991.2; 2012-07-21 2021: 10007.2; 2012-07-21 2022: 10024
| Mid-peak: 1-in-5 | 2012-07-21 2012: 9862.4; 2012-07-21 2013: 9869.6; 2012-07-21 2014: 9879.2; 2012-07-21 2015: 9904.8; 2012-07-21 2016: 9921.6; 2012-07-21 2017: 9938.4; 2012-07-21 2018: 9954.4; 2012-07-21 2019: 9974.4; 2012-07-21 2020: 9991.2; 2012-07-21 2021: 10007.2; 2012-07-21 2022: 10024
| Mid-peak: 1-in-10 | 2012-07-21 2012: 9862.4; 2012-07-21 2013: 9869.6; 2012-07-21 2014: 9879.2; 2012-07-21 2015: 9904.8; 2012-07-21 2016: 9921.6; 2012-07-21 2017: 9938.4; 2012-07-21 2018: 9954.4; 2012-07-21 2019: 9974.4; 2012-07-21 2020: 9991.2; 2012-07-21 2021: 10007.2; 2012-07-21 2022: 10024
| High | 2012-07-21 2012: 9862.4; 2012-07-21 2013: 9869.6; 2012-07-21 2014: 9879.2; 2012-07-21 2015: 9904.8; 2012-07-21 2016: 9921.6; 2012-07-21 2017: 9938.4; 2012-07-21 2018: 9954.4; 2012-07-21 2019: 9974.4; 2012-07-21 2020: 9991.2; 2012-07-21 2021: 10007.2; 2012-07-21 2022: 10024
| 2010 LTPP, 2009 IEPR | 2012-07-21 2012: 10686.7868; 2012-07-21 2013: 10715.0268; 2012-07-21 2014: 10733.5788; 2012-07-21 2015: 10752.1548; 2012-07-21 2016: 10769.9948; 2012-07-21 2017: 10791.6748; 2012-07-21 2018: 10809.1868; 2012-07-21 2019: 10826.6188; 2012-07-21 2020: 10845.1708
Demand side resources
Inc EE (MW)
| None | 2012-07-21 2012: 0; 2012-07-21 2013: 0; 2012-07-21 2014: 0; 2012-07-21 2015: 0; 2012-07-21 2016: 0; 2012-07-21 2017: 0; 2012-07-21 2018: 0; 2012-07-21 2019: 0; 2012-07-21 2020: 0; 2012-07-21 2021: 0; 2012-07-21 2022: 0
| Low | 2012-07-21 2012: 5.2557; 2012-07-21 2013: 127.4338; 2012-07-21 2014: 289.3747; 2012-07-21 2015: 545.2452; 2012-07-21 2016: 780.2704; 2012-07-21 2017: 977.6347; 2012-07-21 2018: 1122.5416; 2012-07-21 2019: 1335.3258; 2012-07-21 2020: 1537.5019; 2012-07-21 2021: 1729.7272; 2012-07-21 2022: 1925.8603
| Low + NatOccSav | 2012-07-21 2012: 6.7379; 2012-07-21 2013: 210.9894; 2012-07-21 2014: 439.5902; 2012-07-21 2015: 885.4197; 2012-07-21 2016: 1353.8837; 2012-07-21 2017: 1776.0218; 2012-07-21 2018: 2117.0925; 2012-07-21 2019: 2489.5705; 2012-07-21 2020: 2789.4309; 2012-07-21 2021: 2990.7061; 2012-07-21 2022: 3200.5682
| Mid | 2012-07-21 2012: 6.5696; 2012-07-21 2013: 178.5492; 2012-07-21 2014: 394.3348; 2012-07-21 2015: 740.1609; 2012-07-21 2016: 1094.3187; 2012-07-21 2017: 1420.3022; 2012-07-21 2018: 1633.1423; 2012-07-21 2019: 2019.3079; 2012-07-21 2020: 2401.2221; 2012-07-21 2021: 2757.7122; 2012-07-21 2022: 3102.9008
| Mid + NatOccSav | 2012-07-21 2012: 8.4224; 2012-07-21 2013: 267.1635; 2012-07-21 2014: 521.0249; 2012-07-21 2015: 1024.4374; 2012-07-21 2016: 1589.73; 2012-07-21 2017: 2111.8948; 2012-07-21 2018: 2522.0313; 2012-07-21 2019: 3076.294; 2012-07-21 2020: 3530.0882; 2012-07-21 2021: 3884.8507; 2012-07-21 2022: 4231.8163
| High | 2012-07-21 2012: 6.5696; 2012-07-21 2013: 212.7817; 2012-07-21 2014: 458.6697; 2012-07-21 2015: 844.976; 2012-07-21 2016: 1221.5534; 2012-07-21 2017: 1571.3084; 2012-07-21 2018: 1789.6232; 2012-07-21 2019: 2209.7127; 2012-07-21 2020: 2624.1551; 2012-07-21 2021: 3014.4344; 2012-07-21 2022: 3391.2667
| High + NatOccSav | 2012-07-21 2012: 6.5696; 2012-07-21 2013: 212.7817; 2012-07-21 2014: 458.6697; 2012-07-21 2015: 844.976; 2012-07-21 2016: 1279.9228; 2012-07-21 2017: 1800.096; 2012-07-21 2018: 2194.7228; 2012-07-21 2019: 2746.991; 2012-07-21 2020: 3204.0321; 2012-07-21 2021: 3613.4883; 2012-07-21 2022: 4002.1314
| 2010 LTPP | 2012-07-21 2012: 192.989; 2012-07-21 2013: 779.05; 2012-07-21 2014: 1305.265; 2012-07-21 2015: 1883.566; 2012-07-21 2016: 2597.66; 2012-07-21 2017: 3361.769; 2012-07-21 2018: 4167.121; 2012-07-21 2019: 4938.679; 2012-07-21 2020: 5687.327
Inc EE (GWh)
| None | 2012-07-21 2012: 0; 2012-07-21 2013: 0; 2012-07-21 2014: 0; 2012-07-21 2015: 0; 2012-07-21 2016: 0; 2012-07-21 2017: 0; 2012-07-21 2018: 0; 2012-07-21 2019: 0; 2012-07-21 2020: 0; 2012-07-21 2021: 0; 2012-07-21 2022: 0
| Low | 2012-07-21 2012: 62.6814; 2012-07-21 2013: 682.3628; 2012-07-21 2014: 1532.5468; 2012-07-21 2015: 2588.1587; 2012-07-21 2016: 3728.8629; 2012-07-21 2017: 4748.7565; 2012-07-21 2018: 5622.4508; 2012-07-21 2019: 6426.9215; 2012-07-21 2020: 7365.6281; 2012-07-21 2021: 8252.9874; 2012-07-21 2022: 9080.9141
| Low + NatOccSav | 2012-07-21 2012: 75.2361; 2012-07-21 2013: 1081.6716; 2012-07-21 2014: 2339.787; 2012-07-21 2015: 4217.9934; 2012-07-21 2016: 6532.8432; 2012-07-21 2017: 8773.7691; 2012-07-21 2018: 10638.917; 2012-07-21 2019: 12298.3509; 2012-07-21 2020: 13895.4509; 2012-07-21 2021: 14916.6717; 2012-07-21 2022: 15795.1591
| Mid | 2012-07-21 2012: 78.3518; 2012-07-21 2013: 810.2807; 2012-07-21 2014: 1967.5725; 2012-07-21 2015: 3628.2104; 2012-07-21 2016: 5368.2114; 2012-07-21 2017: 6975.3828; 2012-07-21 2018: 8087.9193; 2012-07-21 2019: 9810.5263; 2012-07-21 2020: 11501.4589; 2012-07-21 2021: 13186.1632; 2012-07-21 2022: 14783.0631
| Mid + NatOccSav | 2012-07-21 2012: 94.0451; 2012-07-21 2013: 1235.8567; 2012-07-21 2014: 2688.2473; 2012-07-21 2015: 5011.4751; 2012-07-21 2016: 7853.8231; 2012-07-21 2017: 10608.5068; 2012-07-21 2018: 12763.9645; 2012-07-21 2019: 15422.862; 2012-07-21 2020: 17713.1455; 2012-07-21 2021: 19500.5743; 2012-07-21 2022: 21075.2637
| High | 2012-07-21 2012: 78.3518; 2012-07-21 2013: 958.9575; 2012-07-21 2014: 2309.0361; 2012-07-21 2015: 4142.3857; 2012-07-21 2016: 6021.7143; 2012-07-21 2017: 7786.7457; 2012-07-21 2018: 8989.4966; 2012-07-21 2019: 10907.2218; 2012-07-21 2020: 12797.0471; 2012-07-21 2021: 14713.2565; 2012-07-21 2022: 16493.6667
| High + NatOccSav | 2012-07-21 2012: 78.3518; 2012-07-21 2013: 958.9575; 2012-07-21 2014: 2309.0361; 2012-07-21 2015: 4142.3857; 2012-07-21 2016: 6494.0473; 2012-07-21 2017: 9279.7225; 2012-07-21 2018: 11408.1093; 2012-07-21 2019: 14076.727; 2012-07-21 2020: 16412.3938; 2012-07-21 2021: 18511.1518; 2012-07-21 2022: 20304.7619
| 2010 LTPP | 2012-07-21 2012: 0; 2012-07-21 2013: 3371; 2012-07-21 2014: 5130; 2012-07-21 2015: 6824; 2012-07-21 2016: 8959; 2012-07-21 2017: 11464; 2012-07-21 2018: 13969; 2012-07-21 2019: 16072; 2012-07-21 2020: 17857
Inc Small PV (MW)
| None | 2012-07-21 2012: 0; 2012-07-21 2013: 0; 2012-07-21 2014: 0; 2012-07-21 2015: 0; 2012-07-21 2016: 0; 2012-07-21 2017: 0; 2012-07-21 2018: 0; 2012-07-21 2019: 0; 2012-07-21 2020: 0; 2012-07-21 2021: 0; 2012-07-21 2022: 0
| Low | 2012-07-21 2012: 0; 2012-07-21 2013: 0; 2012-07-21 2014: 0; 2012-07-21 2015: 0; 2012-07-21 2016: 0; 2012-07-21 2017: 0; 2012-07-21 2018: 0; 2012-07-21 2019: 0; 2012-07-21 2020: 0; 2012-07-21 2021: 0; 2012-07-21 2022: 0
| Mid | 2012-07-21 2012: 144.4444; 2012-07-21 2013: 288.8889; 2012-07-21 2014: 433.3333; 2012-07-21 2015: 577.7778; 2012-07-21 2016: 722.2222; 2012-07-21 2017: 866.6667; 2012-07-21 2018: 1011.1111; 2012-07-21 2019: 1155.5556; 2012-07-21 2020: 1300; 2012-07-21 2021: 1300; 2012-07-21 2022: 1300
| High | 2012-07-21 2012: 366.6667; 2012-07-21 2013: 733.3333; 2012-07-21 2014: 1100; 2012-07-21 2015: 1466.6667; 2012-07-21 2016: 1833.3333; 2012-07-21 2017: 2200; 2012-07-21 2018: 2566.6667; 2012-07-21 2019: 2933.3333; 2012-07-21 2020: 3300; 2012-07-21 2021: 3300; 2012-07-21 2022: 3300
| 2010 LTPP | 2012-07-21 2012: 0; 2012-07-21 2013: 0; 2012-07-21 2014: 0; 2012-07-21 2015: 0; 2012-07-21 2016: 0; 2012-07-21 2017: 0; 2012-07-21 2018: 0; 2012-07-21 2019: 0; 2012-07-21 2020: 0
Inc Small PV (GWh)
| None | 2012-07-21 2012: 0; 2012-07-21 2013: 0; 2012-07-21 2014: 0; 2012-07-21 2015: 0; 2012-07-21 2016: 0; 2012-07-21 2017: 0; 2012-07-21 2018: 0; 2012-07-21 2019: 0; 2012-07-21 2020: 0; 2012-07-21 2021: 0; 2012-07-21 2022: 0
| Low | 2012-07-21 2012: 0; 2012-07-21 2013: 0; 2012-07-21 2014: 0; 2012-07-21 2015: 0; 2012-07-21 2016: 0; 2012-07-21 2017: 0; 2012-07-21 2018: 0; 2012-07-21 2019: 0; 2012-07-21 2020: 0; 2012-07-21 2021: 0; 2012-07-21 2022: 0
| Mid | 2012-07-21 2012: 239.8647; 2012-07-21 2013: 479.7293; 2012-07-21 2014: 719.594; 2012-07-21 2015: 959.4586; 2012-07-21 2016: 1199.3233; 2012-07-21 2017: 1439.1879; 2012-07-21 2018: 1679.0526; 2012-07-21 2019: 1918.9172; 2012-07-21 2020: 2158.7819; 2012-07-21 2021: 2158.7819; 2012-07-21 2022: 2158.7819
| High | 2012-07-21 2012: 608.8872; 2012-07-21 2013: 1217.7744; 2012-07-21 2014: 1826.6616; 2012-07-21 2015: 2435.5488; 2012-07-21 2016: 3044.436; 2012-07-21 2017: 3653.3232; 2012-07-21 2018: 4262.2103; 2012-07-21 2019: 4871.0975; 2012-07-21 2020: 5479.9847; 2012-07-21 2021: 5479.9847; 2012-07-21 2022: 5479.9847
| 2010 LTPP | 2012-07-21 2012: 0; 2012-07-21 2013: 0; 2012-07-21 2014: 0; 2012-07-21 2015: 0; 2012-07-21 2016: 0; 2012-07-21 2017: 0; 2012-07-21 2018: 0; 2012-07-21 2019: 0; 2012-07-21 2020: 0
Inc D-CHP (MW)
| None | 0 | 0 | 0 | 0 | 0 | 0 | 0 | 0 | 0 | 0 | 0 | 0 | 0 | 0 | 0 | 0 | 0 | 0 | 0 | 0 | 0 | 0 | 0
| Low | 0 | 0 | 0 | 0 | 0 | 0 | 0 | 0 | 0 | 0 | 0 | 0 | 0 | 0 | 0 | 0 | 0 | 0 | 0 | 0 | 0 | 0 | 0
| Mid | 88 | 176 | 264 | 352 | 440 | 528 | 616 | 704 | 792 | 880 | 968 | 1056 | 1144 | 1232 | 1320 | 1408 | 1496 | 1584 | 1672 | 1672 | 1672 | 1672 | 1672
| High | 103.5789 | 207.1579 | 310.7368 | 414.3158 | 517.8947 | 621.4737 | 725.0526 | 828.6316 | 932.2105 | 1035.7895 | 1139.3684 | 1242.9474 | 1346.5263 | 1450.1053 | 1553.6842 | 1657.2632 | 1760.8421 | 1864.4211 | 1968 | 1968 | 1968 | 1968 | 1968
| 2010 LTPP | 2012-07-21 2012: 164; 2012-07-21 2013: 246; 2012-07-21 2014: 328; 2012-07-21 2015: 410; 2012-07-21 2016: 491; 2012-07-21 2017: 573; 2012-07-21 2018: 655; 2012-07-21 2019: 737; 2012-07-21 2020: 819
Inc D-CHP (GWh)
| None | 0 | 0 | 0 | 0 | 0 | 0 | 0 | 0 | 0 | 0 | 0 | 0 | 0 | 0 | 0 | 0 | 0 | 0 | 0 | 0 | 0 | 0 | 0
| Low | 0 | 0 | 0 | 0 | 0 | 0 | 0 | 0 | 0 | 0 | 0 | 0 | 0 | 0 | 0 | 0 | 0 | 0 | 0 | 0 | 0 | 0 | 0
| Mid | 578.16 | 1156.32 | 1734.48 | 2312.64 | 2890.8 | 3468.96 | 4047.12 | 4625.28 | 5203.44 | 5781.6 | 6359.76 | 6937.92 | 7516.08 | 8094.24 | 8672.4 | 9250.56 | 9828.72 | 10406.88 | 10985.04 | 10985.04 | 10985.04 | 10985.04 | 10985.04
| High | 680.5137 | 1361.0274 | 2041.5411 | 2722.0547 | 3402.5684 | 4083.0821 | 4763.5958 | 5444.1095 | 6124.6232 | 6805.1368 | 7485.6505 | 8166.1642 | 8846.6779 | 9527.1916 | 10207.7053 | 10888.2189 | 11568.7326 | 12249.2463 | 12929.76 | 12929.76 | 12929.76 | 12929.76 | 12929.76
| 2010 LTPP | 2012-07-21 2012: 1324.5821; 2012-07-21 2013: 1986.8731; 2012-07-21 2014: 2649.1642; 2012-07-21 2015: 3311.4552; 2012-07-21 2016: 3965.6695; 2012-07-21 2017: 4627.9606; 2012-07-21 2018: 5290.2516; 2012-07-21 2019: 5952.5426; 2012-07-21 2020: 6614.8337
Supply side resources
Inc S-CHP (MW)
| None | 0 | 0 | 0 | 0 | 0 | 0 | 0 | 0 | 0 | 0 | 0 | 0 | 0 | 0 | 0 | 0 | 0 | 0 | 0 | 0 | 0 | 0 | 0
| Low | 0 | 0 | 0 | 0 | 0 | 0 | 0 | 0 | 0 | 0 | 0 | 0 | 0 | 0 | 0 | 0 | 0 | 0 | 0 | 0 | 0 | 0 | 0
| Mid | 11.2105 | 22.4211 | 33.6316 | 44.8421 | 56.0526 | 67.2632 | 78.4737 | 89.6842 | 100.8947 | 112.1053 | 123.3158 | 134.5263 | 145.7368 | 156.9474 | 168.1579 | 179.3684 | 190.5789 | 201.7895 | 213 | 213 | 213 | 213 | 213
| High | 87.4211 | 174.8421 | 262.2632 | 349.6842 | 437.1053 | 524.5263 | 611.9474 | 699.3684 | 786.7895 | 874.2105 | 961.6316 | 1049.0526 | 1136.4737 | 1223.8947 | 1311.3158 | 1398.7368 | 1486.1579 | 1573.5789 | 1661 | 1661 | 1661 | 1661 | 1661
| 2010 LTPP | 2012-07-21 2012: 152; 2012-07-21 2013: 228; 2012-07-21 2014: 304; 2012-07-21 2015: 380; 2012-07-21 2016: 456; 2012-07-21 2017: 532; 2012-07-21 2018: 608; 2012-07-21 2019: 685; 2012-07-21 2020: 761
Inc S-CHP (GWh)
| None | 0 | 0 | 0 | 0 | 0 | 0 | 0 | 0 | 0 | 0 | 0 | 0 | 0 | 0 | 0 | 0 | 0 | 0 | 0 | 0 | 0 | 0 | 0
| Low | 0 | 0 | 0 | 0 | 0 | 0 | 0 | 0 | 0 | 0 | 0 | 0 | 0 | 0 | 0 | 0 | 0 | 0 | 0 | 0 | 0 | 0 | 0
| Mid | 73.6532 | 147.3063 | 220.9595 | 294.6126 | 368.2658 | 441.9189 | 515.5721 | 589.2253 | 662.8784 | 736.5316 | 810.1847 | 883.8379 | 957.4911 | 1031.1442 | 1104.7974 | 1178.4505 | 1252.1037 | 1325.7568 | 1399.41 | 1399.41 | 1399.41 | 1399.41 | 1399.41
| High | 574.3563 | 1148.7126 | 1723.0689 | 2297.4253 | 2871.7816 | 3446.1379 | 4020.4942 | 4594.8505 | 5169.2068 | 5743.5632 | 6317.9195 | 6892.2758 | 7466.6321 | 8040.9884 | 8615.3447 | 9189.7011 | 9764.0574 | 10338.4137 | 10912.77 | 10912.77 | 10912.77 | 10912.77 | 10912.77
| 2010 LTPP | 2012-07-21 2012: 1227.6614; 2012-07-21 2013: 1841.4922; 2012-07-21 2014: 2455.3229; 2012-07-21 2015: 3069.1536; 2012-07-21 2016: 3682.9843; 2012-07-21 2017: 4296.815; 2012-07-21 2018: 4910.6458; 2012-07-21 2019: 5532.5532; 2012-07-21 2020: 6146.3839
Event-Based DR (MW)
| None | 0 | 0 | 0 | 0 | 0 | 0 | 0 | 0 | 0 | 0 | 0 | 0 | 0 | 0 | 0 | 0 | 0 | 0 | 0 | 0 | 0 | 0 | 0
| Low | 1892.7 | 2093.4 | 2249.1 | 2283.3 | 2313.9 | 2330.1 | 2331.9 | 2333.7 | 2335.5 | 2335.5 | 2335.5 | 2335.5 | 2335.5 | 2335.5 | 2335.5 | 2335.5 | 2335.5 | 2335.5 | 2335.5 | 2335.5 | 2335.5 | 2335.5 | 2335.5
| Mid | 2103 | 2326 | 2499 | 2537 | 2571 | 2589 | 2591 | 2593 | 2595 | 2595 | 2595 | 2595 | 2595 | 2595 | 2595 | 2595 | 2595 | 2595 | 2595 | 2595 | 2595 | 2595 | 2595
| High | 2313.3 | 2558.6 | 2748.9 | 2790.7 | 2828.1 | 2847.9 | 2850.1 | 2852.3 | 2854.5 | 2854.5 | 2854.5 | 2854.5 | 2854.5 | 2854.5 | 2854.5 | 2854.5 | 2854.5 | 2854.5 | 2854.5 | 2854.5 | 2854.5 | 2854.5 | 2854.5
| 2010 LTPP | 2012-07-21 2012: 4046.7098; 2012-07-21 2013: 4297.3948; 2012-07-21 2014: 4414.1198; 2012-07-21 2015: 4566.4638; 2012-07-21 2016: 4619.9638; 2012-07-21 2017: 4673.4638; 2012-07-21 2018: 4724.6728; 2012-07-21 2019: 4772.6308; 2012-07-21 2020: 4817.3908
Imports (MW)
| Base (CAISO MIC) | 15819 | 16469 | 16469 | 16469 | 16469 | 16469 | 16469 | 16469 | 16469 | 16469 | 16469 | 16469 | 16469 | 16469 | 16469 | 16469 | 16469 | 16469 | 16469 | 16469 | 16469 | 16469 | 16469
| CEC | 10350 | 10350 | 10350 | 10350 | 10350 | 10350 | 10350 | 10350 | 10350 | 10350 | 10350 | 10350 | 10350 | 10350 | 10350 | 10350 | 10350 | 10350 | 10350 | 10350 | 10350 | 10350 | 10350
| 2010 LTPP | 2012-07-21 2012: 16954.75; 2012-07-21 2013: 16954.75; 2012-07-21 2014: 16954.75; 2012-07-21 2015: 16954.75; 2012-07-21 2016: 16954.75; 2012-07-21 2017: 16954.75; 2012-07-21 2018: 16954.75; 2012-07-21 2019: 16954.75; 2012-07-21 2020: 16954.75
Existing Resources (MW NQC)
| OTC | 12463.75 | 12463.75 | 12463.75 | 12463.75 | 12463.75 | 12463.75 | 12463.75 | 12463.75 | 12463.75 | 12463.75 | 12463.75 | 12463.75 | 12463.75 | 12463.75 | 12463.75 | 12463.75 | 12463.75 | 12463.75 | 12463.75 | 12463.75 | 12463.75 | 12463.75 | 12463.75
| Nuclear | 4486 | 4486 | 4486 | 4486 | 4486 | 4486 | 4486 | 4486 | 4486 | 4486 | 4486 | 4486 | 4486 | 4486 | 4486 | 4486 | 4486 | 4486 | 4486 | 4486 | 4486 | 4486 | 4486
| Solar+Wind | 863.781 | 863.781 | 863.781 | 863.781 | 863.781 | 863.781 | 863.781 | 863.781 | 863.781 | 863.781 | 863.781 | 863.781 | 863.781 | 863.781 | 863.781 | 863.781 | 863.781 | 863.781 | 863.781 | 863.781 | 863.781 | 863.781 | 863.781
| All Hydro | 8571.7707 | 8571.7707 | 8571.7707 | 8571.7707 | 8571.7707 | 8571.7707 | 8571.7707 | 8571.7707 | 8571.7707 | 8571.7707 | 8571.7707 | 8571.7707 | 8571.7707 | 8571.7707 | 8571.7707 | 8571.7707 | 8571.7707 | 8571.7707 | 8571.7707 | 8571.7707 | 8571.7707 | 8571.7707 | 8571.7707
| Others | 24057.1559 | 24057.1559 | 24057.1559 | 24057.1559 | 24057.1559 | 24057.1559 | 24057.1559 | 24057.1559 | 24057.1559 | 24057.1559 | 24057.1559 | 24057.1559 | 24057.1559 | 24057.1559 | 24057.1559 | 24057.1559 | 24057.1559 | 24057.1559 | 24057.1559 | 24057.1559 | 24057.1559 | 24057.1559 | 24057.1559
| Existing Aggregate | 50442.4576 | 50442.4576 | 50442.4576 | 50442.4576 | 50442.4576 | 50442.4576 | 50442.4576 | 50442.4576 | 50442.4576 | 50442.4576 | 50442.4576 | 50442.4576 | 50442.4576 | 50442.4576 | 50442.4576 | 50442.4576 | 50442.4576 | 50442.4576 | 50442.4576 | 50442.4576 | 50442.4576 | 50442.4576 | 50442.4576
| 2010 LTPP Aggregate | 2012-07-21 2012: 52436.35; 2012-07-21 2013: 52436.35; 2012-07-21 2014: 52436.35; 2012-07-21 2015: 52436.35; 2012-07-21 2016: 52436.35; 2012-07-21 2017: 52436.35; 2012-07-21 2018: 52436.35; 2012-07-21 2019: 52436.35; 2012-07-21 2020: 52436.35
Resource Additions (MW)
Non-RPS
| High Probability | 1055 | 4655 | 4655 | 4655 | 4655 | 5984 | 5984 | 5984 | 5984 | 5984 | 5984 | 5984 | 5984 | 5984 | 5984 | 5984 | 5984 | 5984 | 5984 | 5984 | 5984 | 5984 | 5984
| 2010 LTPP Aggregate | 2012-07-21 2012: 4044.8; 2012-07-21 2013: 5952.8; 2012-07-21 2014: 5952.8; 2012-07-21 2015: 7306.3; 2012-07-21 2016: 7306.8; 2012-07-21 2017: 7306.8; 2012-07-21 2018: 7306.8; 2012-07-21 2019: 7306.8; 2012-07-21 2020: 7306.8
RPS
| Commercial | 152.5127 | 786.7085 | 1369.5442 | 2065.3645 | 2671.9657 | 3011.4235 | 3398.5166 | 3398.5166 | 3620.7569 | 3620.7569 | 3620.7569 | 3620.7569 | 3620.7569 | 3620.7569 | 3620.7569 | 3620.7569 | 3620.7569 | 3620.7569 | 3620.7569 | 3620.7569 | 3620.7569 | 3620.7569 | 3620.7569
| Environmental | 165.3344 | 759.0825 | 1707.072 | 2402.8923 | 3009.4935 | 3306.6573 | 3693.7505 | 3693.7505 | 3720.5511 | 3720.5511 | 3720.5511 | 3720.5511 | 3720.5511 | 3720.5511 | 3720.5511 | 3720.5511 | 3720.5511 | 3720.5511 | 3720.5511 | 3720.5511 | 3720.5511 | 3720.5511 | 3720.5511
| High DG | 152.5127 | 786.7085 | 1206.9807 | 1754.7385 | 2029.3772 | 2326.5411 | 2713.6342 | 2713.6342 | 2740.4348 | 2740.4348 | 2740.4348 | 2740.4348 | 2740.4348 | 2740.4348 | 2740.4348 | 2740.4348 | 2740.4348 | 2740.4348 | 2740.4348 | 2740.4348 | 2740.4348 | 2740.4348 | 2740.4348
| 40% RPS by 2030 | #VALUE! | #VALUE! | #VALUE! | #VALUE! | #VALUE! | #VALUE! | #VALUE! | #VALUE! | #VALUE! | #VALUE! | #VALUE! | #VALUE! | #VALUE! | #VALUE! | #VALUE! | #VALUE! | #VALUE! | #VALUE! | #VALUE! | #VALUE! | #VALUE! | #VALUE! | #VALUE!
| 2010 RPS Trajectory | 2012-07-21 2012: 101; 2012-07-21 2013: 297; 2012-07-21 2014: 830; 2012-07-21 2015: 2623; 2012-07-21 2016: 3269; 2012-07-21 2017: 4119; 2012-07-21 2018: 4119; 2012-07-21 2019: 5232; 2012-07-21 2020: 5232
Resource Additions, RPS (GWh)
| Commercial | 1599.2032 | 4916.0259 | 10644.4198 | 15835.8088 | 18161.4826 | 20364.1048 | 21754.3886 | 21754.3886 | 22875.4559 | 22875.4559 | 22875.4559 | 22875.4559 | 22875.4559 | 22875.4559 | 22875.4559 | 22875.4559 | 22875.4559 | 22875.4559 | 22875.4559 | 22875.4559 | 22875.4559 | 22875.4559 | 22875.4559
| Environmental | 1823.1611 | 4955.0066 | 12176.5514 | 17398.6189 | 19724.2927 | 21372.4673 | 22762.7511 | 22762.7511 | 22859.0082 | 22859.0082 | 22859.0082 | 22859.0082 | 22859.0082 | 22859.0082 | 22859.0082 | 22859.0082 | 22859.0082 | 22859.0082 | 22859.0082 | 22859.0082 | 22859.0082 | 22859.0082 | 22859.0082
| High DG | 1599.2032 | 4916.0259 | 14005.0325 | 18746.9805 | 19794.0847 | 21442.2593 | 22832.5431 | 22832.5431 | 22928.8002 | 22928.8002 | 22928.8002 | 22928.8002 | 22928.8002 | 22928.8002 | 22928.8002 | 22928.8002 | 22928.8002 | 22928.8002 | 22928.8002 | 22928.8002 | 22928.8002 | 22928.8002 | 22928.8002
| 40% RPS by 2030 | #VALUE! | #VALUE! | #VALUE! | #VALUE! | #VALUE! | #VALUE! | #VALUE! | #VALUE! | #VALUE! | #VALUE! | #VALUE! | #VALUE! | #VALUE! | #VALUE! | #VALUE! | #VALUE! | #VALUE! | #VALUE! | #VALUE! | #VALUE! | #VALUE! | #VALUE! | #VALUE!
Resource Retirements (MW NQC)
Total
| Low | 452 | 452 | 452 | 1772 | 1772 | 6569.53 | 6569.53 | 6569.53 | 12463.75 | 12463.75 | 12463.75 | 12463.75 | 12463.75 | 12463.75 | 12463.75 | 12463.75 | 12463.75 | 12463.75 | 12463.75 | 12463.75 | 12463.75 | 12463.75 | 12463.75
| Mid | 4265.63 | 4975.6 | 5189.6 | 6574.6 | 6646.74 | 10770.55 | 11538.75 | 11702.84 | 18272.35 | 18278.38 | 20625.09 | 20830.48 | 23225.56 | 23759.74 | 24123.21 | 25072.22 | 26004.99 | 26947 | 27541.94 | 27807.63 | 27881.65 | 28107.01 | 28187.1017
| High | 9090.81 | 10324.05 | 11310.15 | 18084.83 | 18629.36 | 22898.7 | 23803.07 | 24308.1 | 30457.35 | 30523.1059 | 30779.6959 | 30865.5759 | 30884.7459 | 30902.9859 | 33371.8559 | 34675.9759 | 38726.8359 | 38863.2776 | 42304.4176 | 43638.7469 | 44183.3369 | 44368.2069 | 47720.3969
| 2010 LTPP Aggregate | 2012-07-21 2012: 1425; 2012-07-21 2013: 1425; 2012-07-21 2014: 2434; 2012-07-21 2015: 4695; 2012-07-21 2016: 6597; 2012-07-21 2017: 11328.63; 2012-07-21 2018: 12280; 2012-07-21 2019: 13231; 2012-07-21 2020: 14357.5
OTC
| Low | 452 | 452 | 452 | 1772 | 1772 | 6569.53 | 6569.53 | 6569.53 | 12463.75 | 12463.75 | 12463.75 | 12463.75 | 12463.75 | 12463.75 | 12463.75 | 12463.75 | 12463.75 | 12463.75 | 12463.75 | 12463.75 | 12463.75 | 12463.75 | 12463.75
| Mid | 452 | 1126 | 1126 | 2446 | 2446 | 6569.53 | 6569.53 | 6569.53 | 12463.75 | 12463.75 | 12463.75 | 12463.75 | 12463.75 | 12463.75 | 12463.75 | 12463.75 | 12463.75 | 12463.75 | 12463.75 | 12463.75 | 12463.75 | 12463.75 | 12463.75
| High | 452 | 1126 | 1126 | 2446 | 2446 | 6569.53 | 6569.53 | 6569.53 | 12463.75 | 12463.75 | 12463.75 | 12463.75 | 12463.75 | 12463.75 | 12463.75 | 12463.75 | 12463.75 | 12463.75 | 12463.75 | 12463.75 | 12463.75 | 12463.75 | 12463.75
Nuclear
| Low | 0 | 0 | 0 | 0 | 0 | 0 | 0 | 0 | 0 | 0 | 0 | 0 | 0 | 0 | 0 | 0 | 0 | 0 | 0 | 0 | 0 | 0 | 0
| Mid | 0 | 0 | 0 | 0 | 0 | 0 | 0 | 0 | 0 | 0 | 2246 | 2246 | 4486 | 4486 | 4486 | 4486 | 4486 | 4486 | 4486 | 4486 | 4486 | 4486 | 4486
| Modified High | 0 | 0 | 0 | 2246 | 2246 | 2246 | 2246 | 2246 | 2246 | 2246 | 2246 | 2246 | 4486 | 4486 | 4486 | 4486 | 4486 | 4486 | 4486 | 4486 | 4486 | 4486 | 4486
| High | 0 | 0 | 0 | 4486 | 4486 | 4486 | 4486 | 4486 | 4486 | 4486 | 4486 | 4486 | 4486 | 4486 | 4486 | 4486 | 4486 | 4486 | 4486 | 4486 | 4486 | 4486 | 4486
Solar+Wind
| Low | 0 | 0 | 0 | 0 | 0 | 0 | 0 | 0 | 0 | 0 | 0 | 0 | 0 | 0 | 0 | 0 | 0 | 0 | 0 | 0 | 0 | 0 | 0
| Mid | 502.83 | 516.8 | 516.8 | 516.8 | 516.8 | 516.8 | 516.8 | 560.89 | 560.89 | 560.89 | 560.89 | 560.89 | 561.04 | 561.04 | 570.88 | 590.43 | 628.55 | 628.55 | 643.89 | 680.74 | 680.74 | 686.37 | 722.5017
| High | 516.8 | 516.8 | 560.89 | 560.89 | 560.89 | 560.89 | 560.89 | 561.04 | 561.04 | 570.88 | 590.43 | 628.55 | 628.55 | 643.89 | 680.74 | 680.74 | 686.37 | 722.5017 | 787.3617 | 861.211 | 863.781 | 863.781 | 863.781
All Hydro
| Low | 0 | 0 | 0 | 0 | 0 | 0 | 0 | 0 | 0 | 0 | 0 | 0 | 0 | 0 | 0 | 0 | 0 | 0 | 0 | 0 | 0 | 0 | 0
| Mid | 1420.19 | 1442.19 | 1602.19 | 1602.19 | 1602.19 | 1602.46 | 1714.46 | 1784.46 | 1896.46 | 1896.46 | 1896.46 | 1896.46 | 1896.46 | 1991.46 | 1991.46 | 2071.82 | 2610.59 | 2610.59 | 2610.59 | 2610.59 | 2661.79 | 2865.15 | 2865.15
| High | 2661.79 | 2865.15 | 2865.15 | 3254.23 | 3569.92 | 3692.91 | 4580.91 | 5041.83 | 5041.83 | 5041.83 | 5276.83 | 5276.83 | 5285.51 | 5285.51 | 5285.51 | 5285.51 | 5285.51 | 5294.68 | 6380.73 | 6397.44 | 6479.71 | 6657.58 | 7955.88
Others
| Low | 0 | 0 | 0 | 0 | 0 | 0 | 0 | 0 | 0 | 0 | 0 | 0 | 0 | 0 | 0 | 0 | 0 | 0 | 0 | 0 | 0 | 0 | 0
| Mid | 1890.61 | 1890.61 | 1944.61 | 2009.61 | 2081.75 | 2081.76 | 2737.96 | 2787.96 | 3351.25 | 3357.28 | 3457.99 | 3663.38 | 3818.31 | 4257.49 | 4611.12 | 5460.22 | 5816.1 | 6758.11 | 7337.71 | 7566.55 | 7589.37 | 7605.74 | 7649.7
| High | 5460.22 | 5816.1 | 6758.11 | 7337.71 | 7566.55 | 7589.37 | 7605.74 | 7649.7 | 7904.73 | 7960.6459 | 7962.6859 | 8010.4459 | 8020.9359 | 8023.8359 | 10455.8559 | 11759.9759 | 15805.2059 | 15896.3459 | 18186.5759 | 19430.3459 | 19890.0959 | 19897.0959 | 21950.9859
Non-OTC, Non-nuclear
| Low | 0 | 0 | 0 | 0 | 0 | 0 | 0 | 0 | 0 | 0 | 0 | 0 | 0 | 0 | 0 | 0 | 0 | 0 | 0 | 0 | 0 | 0 | 0
| Mid | 3813.63 | 3849.6 | 4063.6 | 4128.6 | 4200.74 | 4201.02 | 4969.22 | 5133.31 | 5808.6 | 5814.63 | 5915.34 | 6120.73 | 6275.81 | 6809.99 | 7173.46 | 8122.47 | 9055.24 | 9997.25 | 10592.19 | 10857.88 | 10931.9 | 11157.26 | 11237.3517
| High | 8638.81 | 9198.05 | 10184.15 | 11152.83 | 11697.36 | 11843.17 | 12747.54 | 13252.57 | 13507.6 | 13573.3559 | 13829.9459 | 13915.8259 | 13934.9959 | 13953.2359 | 16422.1059 | 17726.2259 | 21777.0859 | 21913.5276 | 25354.6676 | 26688.9969 | 27233.5869 | 27418.4569 | 30770.6469

## Demand Individual Assumptions
|  |  |  | 2012 | 2013 | 2014 | 2015 | 2016 | 2017 | 2018 | 2019 | 2020 | 2021 | 2022 | 2023 | 2024 | 2025 | 2026 | 2027 | 2028 | 2029 | 2030 | 2031 | 2032 | 2033 | 2034
Load (MW)
Low
|  |  | PG&E | 2012: 22308; 2013: 22384; 2014: 22555; 2015: 22854; 2016: 23229; 2017: 23577; 2018: 23858; 2019: 24119; 2020: 24357; 2021: 24550; 2022: 24724
|  |  | SCE | 2012: 21813; 2013: 21892; 2014: 22047; 2015: 22292; 2016: 22630; 2017: 22960; 2018: 23248; 2019: 23502; 2020: 23721; 2021: 23899; 2022: 24056
|  |  | SDG&E | 2012: 4458; 2013: 4491; 2014: 4543; 2015: 4618; 2016: 4716; 2017: 4824; 2018: 4913; 2019: 4992; 2020: 5066; 2021: 5136; 2022: 5205
Mid
|  |  | PG&E | 2012: 22840; 2013: 23387; 2014: 23737; 2015: 24060; 2016: 24377; 2017: 24687; 2018: 24983; 2019: 25306; 2020: 25620; 2021: 25903; 2022: 26161
|  |  | SCE | 2012: 22340; 2013: 22872; 2014: 23193; 2015: 23484; 2016: 23796; 2017: 24114; 2018: 24427; 2019: 24751; 2020: 25054; 2021: 25337; 2022: 25591
|  |  | SDG&E | 2012: 4560; 2013: 4685; 2014: 4776; 2015: 4865; 2016: 4962; 2017: 5068; 2018: 5167; 2019: 5265; 2020: 5359; 2021: 5450; 2022: 5536
High
|  |  | PG&E | 2012: 22886; 2013: 23357; 2014: 23861; 2015: 24359; 2016: 24768; 2017: 25167; 2018: 25589; 2019: 26053; 2020: 26553; 2021: 27005; 2022: 27466
|  |  | SCE | 2012: 22398; 2013: 22904; 2014: 23479; 2015: 23875; 2016: 24255; 2017: 24622; 2018: 25013; 2019: 25442; 2020: 25907; 2021: 26323; 2022: 26739
|  |  | SDG&E | 2012: 4559; 2013: 4668; 2014: 4806; 2015: 4915; 2016: 5019; 2017: 5129; 2018: 5241; 2019: 5355; 2020: 5478; 2021: 5589; 2022: 5699
Mid (1-in-5)
|  |  | PG&E | 2012: 23891; 2013: 24463; 2014: 24829; 2015: 25166; 2016: 25499; 2017: 25823; 2018: 26133; 2019: 26470; 2020: 26798; 2021: 27095; 2022: 27365
|  |  | SCE | 2012: 23346; 2013: 23901; 2014: 24237; 2015: 24540; 2016: 24866; 2017: 25199; 2018: 25526; 2019: 25865; 2020: 26182; 2021: 26477; 2022: 26741
|  |  | SDG&E | 2012: 4879; 2013: 5013; 2014: 5110; 2015: 5205; 2016: 5309; 2017: 5423; 2018: 5529; 2019: 5634; 2020: 5735; 2021: 5831; 2022: 5923
Mid (1-in-10)
|  |  | PG&E | 2012: 24416; 2013: 25001; 2014: 25375; 2015: 25720; 2016: 26060; 2017: 26391; 2018: 26707; 2019: 27052; 2020: 27387; 2021: 27690; 2022: 27967
|  |  | SCE | 2012: 24038; 2013: 24610; 2014: 24956; 2015: 25268; 2016: 25604; 2017: 25947; 2018: 26284; 2019: 26632; 2020: 26958; 2021: 27262; 2022: 27536
|  |  | SDG&E | 2012: 4988; 2013: 5125; 2014: 5225; 2015: 5322; 2016: 5428; 2017: 5545; 2018: 5653; 2019: 5760; 2020: 5863; 2021: 5962; 2022: 6056
2009 IEPR
|  |  | PG&E | 2012: 24192; 2013: 24574; 2014: 24866; 2015: 25163; 2016: 25469; 2017: 25805; 2018: 26125; 2019: 26445; 2020: 26805
|  |  | SCE | 2012: 23537; 2013: 23912; 2014: 24218; 2015: 24543; 2016: 24876; 2017: 25226; 2018: 25561; 2019: 25901; 2020: 26267
|  |  | SDG&E | 2012: 4658; 2013: 4738; 2014: 4797; 2015: 4856; 2016: 4911; 2017: 4973; 2018: 5032; 2019: 5094; 2020: 5157
Load (GWh)
Low
|  |  | PG&E | 2012: 109424; 2013: 109911; 2014: 110797; 2015: 112144; 2016: 113846; 2017: 115511; 2018: 116794; 2019: 118229; 2020: 119584; 2021: 120802; 2022: 121992
|  |  | SCE | 2012: 98824; 2013: 99317; 2014: 99937; 2015: 100895; 2016: 102111; 2017: 103351; 2018: 104393; 2019: 105557; 2020: 106623; 2021: 107642; 2022: 108619
|  |  | SDG&E | 2012: 21283; 2013: 21471; 2014: 21699; 2015: 22033; 2016: 22490; 2017: 22974; 2018: 23376; 2019: 23819; 2020: 24256; 2021: 24693; 2022: 25133
Mid
|  |  | PG&E | 2012: 112406; 2013: 113792; 2014: 115254; 2015: 116675; 2016: 118057; 2017: 119381; 2018: 120682; 2019: 122211; 2020: 123747; 2021: 125196; 2022: 126553
|  |  | SCE | 2012: 100780; 2013: 101839; 2014: 102957; 2015: 104089; 2016: 105244; 2017: 106399; 2018: 107490; 2019: 108824; 2020: 110081; 2021: 111272; 2022: 112384
|  |  | SDG&E | 2012: 21714; 2013: 22045; 2014: 22427; 2015: 22842; 2016: 23305; 2017: 23798; 2018: 24258; 2019: 24773; 2020: 25278; 2021: 25780; 2022: 26273
High
|  |  | PG&E | 2012: 112662; 2013: 114565; 2014: 117123; 2015: 119375; 2016: 121459; 2017: 123568; 2018: 125766; 2019: 128373; 2020: 131155; 2021: 133705; 2022: 136265
|  |  | SCE | 2012: 101546; 2013: 103007; 2014: 104759; 2015: 106274; 2016: 107644; 2017: 109043; 2018: 110465; 2019: 112184; 2020: 113974; 2021: 115502; 2022: 116977
|  |  | SDG&E | 2012: 21804; 2013: 22239; 2014: 22848; 2015: 23408; 2016: 23944; 2017: 24512; 2018: 25089; 2019: 25729; 2020: 26409; 2021: 27047; 2022: 27682
2009 IEPR
|  |  | PG&E | 2012: 115360; 2013: 117182; 2014: 118482; 2015: 119773; 2016: 121111; 2017: 122564; 2018: 123936; 2019: 125305; 2020: 126745
|  |  | SCE | 2012: 103872; 2013: 105527; 2014: 106776; 2015: 108083; 2016: 109419; 2017: 110799; 2018: 112127; 2019: 113474; 2020: 114872
|  |  | SDG&E | 2012: 22284; 2013: 22680; 2014: 22978; 2015: 23283; 2016: 23556; 2017: 23845; 2018: 24130; 2019: 24434; 2020: 24740
Pumped Load (GWh) Statewide | bar: 2012 to 2022
|  | Low |  | 2012: 12328; 2013: 12337; 2014: 12349; 2015: 12381; 2016: 12402; 2017: 12423; 2018: 12443; 2019: 12468; 2020: 12489; 2021: 12509; 2022: 12530
|  | Mid |  | 2012: 12328; 2013: 12337; 2014: 12349; 2015: 12381; 2016: 12402; 2017: 12423; 2018: 12443; 2019: 12468; 2020: 12489; 2021: 12509; 2022: 12530
|  | High |  | 2012: 12328; 2013: 12337; 2014: 12349; 2015: 12381; 2016: 12402; 2017: 12423; 2018: 12443; 2019: 12468; 2020: 12489; 2021: 12509; 2022: 12530
|  | 2009 IEPR |  | 2012: 13358.4835; 2013: 13393.7835; 2014: 13416.9735; 2015: 13440.1935; 2016: 13462.4935; 2017: 13489.5935; 2018: 13511.4835; 2019: 13533.2735; 2020: 13556.4635
Pumped Load (GWh) of 3 major IOUs, assuming 80% of statewide | bar: 2012 to 2022
|  | Low |  | 2012: 9862.4; 2013: 9869.6; 2014: 9879.2; 2015: 9904.8; 2016: 9921.6; 2017: 9938.4; 2018: 9954.4; 2019: 9974.4; 2020: 9991.2; 2021: 10007.2; 2022: 10024
|  | Mid |  | 2012: 9862.4; 2013: 9869.6; 2014: 9879.2; 2015: 9904.8; 2016: 9921.6; 2017: 9938.4; 2018: 9954.4; 2019: 9974.4; 2020: 9991.2; 2021: 10007.2; 2022: 10024
|  | High |  | 2012: 9862.4; 2013: 9869.6; 2014: 9879.2; 2015: 9904.8; 2016: 9921.6; 2017: 9938.4; 2018: 9954.4; 2019: 9974.4; 2020: 9991.2; 2021: 10007.2; 2022: 10024
|  | 2009 IEPR |  | 2012: 10686.7868; 2013: 10715.0268; 2014: 10733.5788; 2015: 10752.1548; 2016: 10769.9948; 2017: 10791.6748; 2018: 10809.1868; 2019: 10826.6188; 2020: 10845.1708
Incremental EE (MW)
Low
|  |  | PG&E | 2012: 2.3199; 2013: 60.3624; 2014: 115.1777; 2015: 207.1653; 2016: 304.0734; 2017: 391.1084; 2018: 467.6547; 2019: 539.3555; 2020: 607.3236; 2021: 680.6949; 2022: 765.5592
|  |  | Nat. Occ | 2012: 0.65426; 2013: 30.0932; 2014: 61.1868; 2015: 143.6339; 2016: 245.5273; 2017: 344.784; 2018: 425.2557; 2019: 498.2863; 2020: 544.94; 2021: 552.3006; 2022: 561.024
|  |  | SCE | 2012: 2.3928; 2013: 55.1851; 2014: 146.1667; 2015: 283.251; 2016: 399.6779; 2017: 494.4396; 2018: 555.7027; 2019: 671.4463; 2020: 782.1333; 2021: 880.6719; 2022: 973.1718
|  |  | Nat. Occ | 2012: 0.67482; 2013: 44.8685; 2014: 73.4866; 2015: 162.647; 2016: 272.5255; 2017: 377.3176; 2018: 472.5786; 2019: 543.2671; 2020: 585.0484; 2021: 586.7184; 2022: 591.0721
|  |  | SDG&E | 2012: 0.543; 2013: 11.8863; 2014: 28.0302; 2015: 54.8289; 2016: 76.5192; 2017: 92.0868; 2018: 99.1842; 2019: 124.5241; 2020: 148.0449; 2021: 168.3605; 2022: 187.1292
|  |  | Nat. Occ | 2012: 0.15314; 2013: 8.5939; 2014: 15.5422; 2015: 33.8937; 2016: 55.5605; 2017: 76.2855; 2018: 96.7167; 2019: 112.6912; 2020: 121.9406; 2021: 121.9599; 2022: 122.6117
Mid
|  |  | PG&E | 2012: 2.8999; 2013: 68.8715; 2014: 135.747; 2015: 256.3967; 2016: 390.9599; 2017: 510.3781; 2018: 606.8723; 2019: 755.0869; 2020: 906.3308; 2021: 1049.103; 2022: 1191.2513
|  |  | Nat. Occ | 2012: 0.81782; 2013: 31.9688; 2014: 50.4532; 2015: 118.3952; 2016: 210.327; 2017: 297.0262; 2018: 377.7145; 2019: 454.5128; 2020: 489.8268; 2021: 492.2091; 2022: 495.2926
|  |  | SCE | 2012: 2.991; 2013: 90.2866; 2014: 215.4377; 2015: 402.9428; 2016: 586.2476; 2017: 760.0835; 2018: 862.5884; 2019: 1058.086; 2020: 1248.2625; 2021: 1425.1012; 2022: 1593.2853
|  |  | Nat. Occ | 2012: 0.84352; 2013: 47.5309; 2014: 62.8535; 2015: 137.1233; 2016: 236.7773; 2017: 328.4114; 2018: 424.4835; 2019: 499.0504; 2020: 529.1569; 2021: 526.4035; 2022: 525.9926
|  |  | SDG&E | 2012: 0.67875; 2013: 19.3912; 2014: 43.1501; 2015: 80.8214; 2016: 117.1112; 2017: 149.8406; 2018: 163.6816; 2019: 206.135; 2020: 246.6288; 2021: 283.508; 2022: 318.3642
|  |  | Nat. Occ | 2012: 0.19142; 2013: 9.1145; 2014: 13.3835; 2015: 28.758; 2016: 48.3071; 2017: 66.1552; 2018: 86.691; 2019: 103.4228; 2020: 109.8824; 2021: 108.5259; 2022: 107.6304
High
|  |  | PG&E | 2012: 2.8999; 2013: 78.3281; 2014: 152.5063; 2015: 295.4686; 2016: 437.6684; 2017: 564.3825; 2018: 660.9016; 2019: 824.7592; 2020: 989.4276; 2021: 1146.573; 2022: 1302.8254
|  |  | Nat. Occ | 2012: 0; 2013: 0; 2014: 0; 2015: 0; 2016: 14.7885; 2017: 90.2797; 2018: 160.8071; 2019: 222.0789; 2020: 244.9105; 2021: 256.8322; 2022: 264.5326
|  |  | SCE | 2012: 2.991; 2013: 110.2188; 2014: 254.4489; 2015: 459.5652; 2016: 658.3476; 2017: 849.4397; 2018: 960.5527; 2019: 1174.2218; 2020: 1383.0606; 2021: 1578.8831; 2022: 1764.5669
|  |  | Nat. Occ | 2012: 0; 2013: 0; 2014: 0; 2015: 0; 2016: 37.8853; 2017: 118.272; 2018: 205.9408; 2019: 264.1311; 2020: 280.8743; 2021: 287.9708; 2022: 292.5147
|  |  | SDG&E | 2012: 0.67875; 2013: 24.2348; 2014: 51.7145; 2015: 89.9422; 2016: 125.5374; 2017: 157.4861; 2018: 168.1689; 2019: 210.7316; 2020: 251.667; 2021: 288.9783; 2022: 323.8744
|  |  | Nat. Occ | 2012: 0; 2013: 0; 2014: 0; 2015: 0; 2016: 5.6957; 2017: 20.2359; 2018: 38.3517; 2019: 51.0683; 2020: 54.0922; 2021: 54.2509; 2022: 53.8175
|  | 2010 LTPP |  | 2012: 192.989; 2013: 779.05; 2014: 1305.265; 2015: 1883.566; 2016: 2597.66; 2017: 3361.769; 2018: 4167.121; 2019: 4938.679; 2020: 5687.327
Incremental EE (GWh)
Low
|  |  | PG&E | 2012: 27.6679; 2013: 346.2763; 2014: 745.5201; 2015: 1235.3949; 2016: 1764.6749; 2017: 2234.8394; 2018: 2638.5784; 2019: 3017.491; 2020: 3376.8022; 2021: 3719.0546; 2022: 4052.1903
|  |  | Nat. Occ | 2012: 5.5417; 2013: 156.9188; 2014: 371.8476; 2015: 747.976; 2016: 1279.7536; 2017: 1832.2143; 2018: 2226.384; 2019: 2611.2544; 2020: 2909.9796; 2021: 2968.4433; 2022: 2988.6457
|  |  | SCE | 2012: 28.5375; 2013: 271.6577; 2014: 645.0972; 2015: 1112.9026; 2016: 1617.6944; 2017: 2069.9483; 2018: 2456.4097; 2019: 2805.1495; 2020: 3311.4465; 2021: 3789.339; 2022: 4221.5168
|  |  | Nat. Occ | 2012: 5.7159; 2013: 207.7386; 2014: 365.8263; 2015: 740.8318; 2016: 1282.6588; 2017: 1843.8336; 2018: 2341.8535; 2019: 2732.9807; 2020: 3036.1328; 2021: 3110.2921; 2022: 3146.4774
|  |  | SDG&E | 2012: 6.476; 2013: 64.4287; 2014: 141.9295; 2015: 239.8612; 2016: 346.4936; 2017: 443.9688; 2018: 527.4626; 2019: 604.281; 2020: 677.3794; 2021: 744.5938; 2022: 807.2069
|  |  | Nat. Occ | 2012: 1.2971; 2013: 34.6514; 2014: 69.5664; 2015: 141.027; 2016: 241.5679; 2017: 348.9646; 2018: 448.2288; 2019: 527.1943; 2020: 583.7105; 2021: 584.9489; 2022: 579.1219
Mid
|  |  | PG&E | 2012: 34.5849; 2013: 396.3659; 2014: 872.9327; 2015: 1480.5002; 2016: 2157.5552; 2017: 2788.1884; 2018: 3364.4649; 2019: 3932.6979; 2020: 4491.0461; 2021: 5171.6214; 2022: 5845.8724
|  |  | Nat. Occ | 2012: 6.9271; 2013: 167.4955; 2014: 330.4318; 2015: 628.9886; 2016: 1122.2793; 2017: 1635.2421; 2018: 2045.6097; 2019: 2463.2932; 2020: 2730.8009; 2021: 2772.8406; 2022: 2758.0656
|  |  | SCE | 2012: 35.6719; 2013: 335.9489; 2014: 918.125; 2015: 1806.2836; 2016: 2692.1825; 2017: 3516.0185; 2018: 3985.2808; 2019: 4955.4039; 2020: 5883.0925; 2021: 6706.6903; 2022: 7464.2909
|  |  | Nat. Occ | 2012: 7.1448; 2013: 221.0629; 2014: 329.2503; 2015: 637.2922; 2016: 1153.0886; 2017: 1688.1106; 2018: 2216.4912; 2019: 2648.7842; 2020: 2931.4269; 2021: 2995.9229; 2022: 3003.7724
|  |  | SDG&E | 2012: 8.095; 2013: 77.9659; 2014: 176.5148; 2015: 341.4266; 2016: 518.4737; 2017: 671.1759; 2018: 738.1736; 2019: 922.4245; 2020: 1127.3204; 2021: 1307.8516; 2022: 1472.8998
|  |  | Nat. Occ | 2012: 1.6214; 2013: 37.0177; 2014: 60.9927; 2015: 116.9839; 2016: 210.2437; 2017: 309.7713; 2018: 413.9444; 2019: 500.2583; 2020: 549.4588; 2021: 545.6475; 2022: 530.3627
High
|  |  | PG&E | 2012: 34.5849; 2013: 445.9279; 2014: 970.3953; 2015: 1629.1428; 2016: 2362.4199; 2017: 3051.3798; 2018: 3686.8347; 2019: 4316.3817; 2020: 4956.3158; 2021: 5749.6308; 2022: 6501.7674
|  |  | Nat. Occ | 2012: 0; 2013: 0; 2014: 0; 2015: 0; 2016: 188.1608; 2017: 644.5297; 2018: 994.468; 2019: 1328.2281; 2020: 1526.7081; 2021: 1607.3077; 2022: 1610.0195
|  |  | SCE | 2012: 35.6719; 2013: 425.6017; 2014: 1130.377; 2015: 2102.7417; 2016: 3060.4783; 2017: 3972.2064; 2018: 4494.5845; 2019: 5559.5155; 2020: 6583.3214; 2021: 7503.8757; 2022: 8347.9317
|  |  | Nat. Occ | 2012: 0; 2013: 0; 2014: 0; 2015: 0; 2016: 278.4581; 2017: 760.6393; 2018: 1246.2922; 2019: 1599.1374; 2020: 1816.6523; 2021: 1918.362; 2022: 1944.2108
|  |  | SDG&E | 2012: 8.095; 2013: 87.4279; 2014: 208.2639; 2015: 410.5011; 2016: 598.8161; 2017: 763.1595; 2018: 808.0774; 2019: 1031.3246; 2020: 1257.4099; 2021: 1459.7501; 2022: 1643.9675
|  |  | Nat. Occ | 2012: 0; 2013: 0; 2014: 0; 2015: 0; 2016: 5.7141; 2017: 87.8078; 2018: 177.8525; 2019: 242.1397; 2020: 271.9862; 2021: 272.2255; 2022: 256.8649
|  | 2010 LTPP |  | 2012: 0; 2013: 3371; 2014: 5130; 2015: 6824; 2016: 8959; 2017: 11464; 2018: 13969; 2019: 16072; 2020: 17857
Incremental Small PV (MW)
|  | Low |  | 2012: 0; 2013: 0; 2014: 0; 2015: 0; 2016: 0; 2017: 0; 2018: 0; 2019: 0; 2020: 0; 2021: 0; 2022: 0
|  | Mid |  | 2012: 144.4444; 2013: 288.8889; 2014: 433.3333; 2015: 577.7778; 2016: 722.2222; 2017: 866.6667; 2018: 1011.1111; 2019: 1155.5556; 2020: 1300; 2021: 1300; 2022: 1300
|  | High |  | 2012: 366.6667; 2013: 733.3333; 2014: 1100; 2015: 1466.6667; 2016: 1833.3333; 2017: 2200; 2018: 2566.6667; 2019: 2933.3333; 2020: 3300; 2021: 3300; 2022: 3300
|  | 2010 LTPP |  | 2012: 0; 2013: 0; 2014: 0; 2015: 0; 2016: 0; 2017: 0; 2018: 0; 2019: 0; 2020: 0
Incremental Small PV (GWh)
CF | 0.18957 | Low |  | 2012: 0; 2013: 0; 2014: 0; 2015: 0; 2016: 0; 2017: 0; 2018: 0; 2019: 0; 2020: 0; 2021: 0; 2022: 0
CF | 0.18957 | Mid |  | 2012: 239.8647; 2013: 479.7293; 2014: 719.594; 2015: 959.4586; 2016: 1199.3233; 2017: 1439.1879; 2018: 1679.0526; 2019: 1918.9172; 2020: 2158.7819; 2021: 2158.7819; 2022: 2158.7819
CF | 0.18957 | High |  | 2012: 608.8872; 2013: 1217.7744; 2014: 1826.6616; 2015: 2435.5488; 2016: 3044.436; 2017: 3653.3232; 2018: 4262.2103; 2019: 4871.0975; 2020: 5479.9847; 2021: 5479.9847; 2022: 5479.9847
|  | 2010 LTPP |  | 2012: 0; 2013: 0; 2014: 0; 2015: 0; 2016: 0; 2017: 0; 2018: 0; 2019: 0; 2020: 0
Incremental CHP (MW)
|  | Low |  | 0 | 0 | 0 | 0 | 0 | 0 | 0 | 0 | 0 | 0 | 0 | 0 | 0 | 0 | 0 | 0 | 0 | 0 | 0 | 0 | 0 | 0 | 0
|  | Mid |  | 88 | 176 | 264 | 352 | 440 | 528 | 616 | 704 | 792 | 880 | 968 | 1056 | 1144 | 1232 | 1320 | 1408 | 1496 | 1584 | 1672 | 1672 | 1672 | 1672 | 1672
|  | High |  | 103.5789 | 207.1579 | 310.7368 | 414.3158 | 517.8947 | 621.4737 | 725.0526 | 828.6316 | 932.2105 | 1035.7895 | 1139.3684 | 1242.9474 | 1346.5263 | 1450.1053 | 1553.6842 | 1657.2632 | 1760.8421 | 1864.4211 | 1968 | 1968 | 1968 | 1968 | 1968
|  | 2010 LTPP |  | 2012: 164; 2013: 246; 2014: 328; 2015: 410; 2016: 491; 2017: 573; 2018: 655; 2019: 737; 2020: 819
Incremental CHP (GWh)
CF | 0.75 | Low |  | 0 | 0 | 0 | 0 | 0 | 0 | 0 | 0 | 0 | 0 | 0 | 0 | 0 | 0 | 0 | 0 | 0 | 0 | 0 | 0 | 0 | 0 | 0
CF | 0.75 | Mid |  | 578.16 | 1156.32 | 1734.48 | 2312.64 | 2890.8 | 3468.96 | 4047.12 | 4625.28 | 5203.44 | 5781.6 | 6359.76 | 6937.92 | 7516.08 | 8094.24 | 8672.4 | 9250.56 | 9828.72 | 10406.88 | 10985.04 | 10985.04 | 10985.04 | 10985.04 | 10985.04
CF | 0.75 | High |  | 680.5137 | 1361.0274 | 2041.5411 | 2722.0547 | 3402.5684 | 4083.0821 | 4763.5958 | 5444.1095 | 6124.6232 | 6805.1368 | 7485.6505 | 8166.1642 | 8846.6779 | 9527.1916 | 10207.7053 | 10888.2189 | 11568.7326 | 12249.2463 | 12929.76 | 12929.76 | 12929.76 | 12929.76 | 12929.76
|  | 2010 LTPP |  | 2012: 1324.5821; 2013: 1986.8731; 2014: 2649.1642; 2015: 3311.4552; 2016: 3965.6695; 2017: 4627.9606; 2018: 5290.2516; 2019: 5952.5426; 2020: 6614.8337
Below are aggregated data and calculations to derive a capacity factor for small PV.
These energy and power numbers were extracted from here: http://www.energy.ca.gov/2012_energypolicy/documents/demand-forecast/mid_case/
Form 1.4 data from the CEC webpage above only contains impact of self generation PV at peak demand.
The actual installed capacity numbers were obtained from Asish Gautam at the CEC.
|  | PGE |  | 2015: SCE; 2020: SDGE; 2025: All 3 IOU areas
|  | Form 1.4 | Form 1.2 | 2015: Form 1.4; 2016: Form 1.2; 2020: Form 1.4; 2021: Form 1.2; 2025: Mid case demand impact
|  | Mid demand | Mid demand | 2012: Installed; 2015: Mid demand; 2016: Mid demand; 2017: Installed; 2020: Mid demand; 2021: Mid demand; 2022: Installed; 2026: Installed capacity
|  | impact MW | impact GWh | 2012: capacity MW; 2013: cap fac; 2015: impact MW; 2016: impact GWh; 2017: capacity MW; 2018: cap fac; 2020: impact MW; 2021: impact GWh; 2022: capacity MW; 2023: cap fac; 2025: Total GWh; 2026: Total MW; 2027: Total cap fac
| 2012 | 365 | 1087 | 2012: 695; 2013: 0.17854; 2015: 266; 2016: 742; 2017: 455; 2018: 0.18616; 2020: 90; 2021: 241; 2022: 143; 2023: 0.19239; 2025: 2070; 2026: 1293; 2027: 0.18275
| 2013 | 375 | 1142 | 2012: 721; 2013: 0.18081; 2015: 281; 2016: 805; 2017: 482; 2018: 0.19065; 2020: 95; 2021: 260; 2022: 151; 2023: 0.19656; 2025: 2207; 2026: 1354; 2027: 0.18607
| 2014 | 394 | 1213 | 2012: 763; 2013: 0.18148; 2015: 306; 2016: 894; 2017: 528; 2018: 0.19329; 2020: 103; 2021: 287; 2022: 165; 2023: 0.19856; 2025: 2394; 2026: 1456; 2027: 0.1877
| 2015 | 426 | 1334 | 2012: 830; 2013: 0.18347; 2015: 342; 2016: 1016; 2017: 593; 2018: 0.19558; 2020: 116; 2021: 324; 2022: 185; 2023: 0.19993; 2025: 2674; 2026: 1608; 2027: 0.18983
| 2016 | 467 | 1489 | 2012: 913; 2013: 0.18617; 2015: 389; 2016: 1175; 2017: 674; 2018: 0.19901; 2020: 131; 2021: 371; 2022: 209; 2023: 0.20264; 2025: 3035; 2026: 1796; 2027: 0.19291
| 2017 | 472 | 1506 | 2012: 929; 2013: 0.18506; 2015: 393; 2016: 1187; 2017: 686; 2018: 0.19753; 2020: 133; 2021: 377; 2022: 214; 2023: 0.20111; 2025: 3070; 2026: 1829; 2027: 0.19161
| 2018 | 482 | 1541 | 2012: 955; 2013: 0.1842; 2015: 401; 2016: 1213; 2017: 704; 2018: 0.19669; 2020: 137; 2021: 388; 2022: 221; 2023: 0.20042; 2025: 3142; 2026: 1880; 2027: 0.19078
| 2019 | 499 | 1598 | 2012: 994; 2013: 0.18352; 2015: 415; 2016: 1257; 2017: 732; 2018: 0.19603; 2020: 142; 2021: 404; 2022: 231; 2023: 0.19965; 2025: 3259; 2026: 1957; 2027: 0.1901
| 2020 | 527 | 1693 | 2012: 1053; 2013: 0.18354; 2015: 449; 2016: 1364; 2017: 792; 2018: 0.1966; 2020: 153; 2021: 437; 2022: 249; 2023: 0.20034; 2025: 3494; 2026: 2094; 2027: 0.19048
| 2021 | 568 | 1829 | 2012: 1136; 2013: 0.18379; 2015: 493; 2016: 1505; 2017: 870; 2018: 0.19748; 2020: 168; 2021: 478; 2022: 272; 2023: 0.20061; 2025: 3812; 2026: 2278; 2027: 0.19103
| 2022 | 626 | 2022 | 2012: 1250; 2013: 0.18466; 2015: 552; 2016: 1688; 2017: 971; 2018: 0.19845; 2020: 186; 2021: 531; 2022: 301; 2023: 0.20138; 2025: 4241; 2026: 2522; 2027: 0.19196
This average forecasted capacity factor for PV was calculated from mid case forecasted energy and installed capacity for the 3 IOUs aggregated together.
| 0.18957 |  |  | 2027: 0.18957

## Supply Individual Assumptions
|  |  |  | 2012 | 2013 | 2014 | 2015 | 2016 | 2017 | 2018 | 2019 | 2020 | 2021 | 2022 | 2023 | 2024 | 2025 | 2026 | 2027 | 2028 | 2029 | 2030 | 2031 | 2032 | 2033 | 2034
Event-Based DR (MW)
from 2012 load impacts
|  | Low |  | 1892.7 | 2093.4 | 2249.1 | 2283.3 | 2313.9 | 2330.1 | 2331.9 | 2333.7 | 2335.5 | 2335.5 | 2335.5 | 2335.5 | 2335.5 | 2335.5 | 2335.5 | 2335.5 | 2335.5 | 2335.5 | 2335.5 | 2335.5 | 2335.5 | 2335.5 | 2335.5
|  | Mid |  | 2103 | 2326 | 2499 | 2537 | 2571 | 2589 | 2591 | 2593 | 2595 | 2595 | 2595 | 2595 | 2595 | 2595 | 2595 | 2595 | 2595 | 2595 | 2595 | 2595 | 2595 | 2595 | 2595
|  |  | PG&E | 544 | 549 | 566 | 610 | 644 | 662 | 663 | 664 | 665 | 665 | 665 | 665 | 665 | 665 | 665 | 665 | 665 | 665 | 665 | 665 | 665 | 665 | 665
|  |  | SCE | 1461 | 1667 | 1794 | 1797 | 1797 | 1797 | 1797 | 1797 | 1797 | 1797 | 1797 | 1797 | 1797 | 1797 | 1797 | 1797 | 1797 | 1797 | 1797 | 1797 | 1797 | 1797 | 1797
|  |  | SDG&E | 98 | 110 | 139 | 130 | 130 | 130 | 131 | 132 | 133 | 133 | 133 | 133 | 133 | 133 | 133 | 133 | 133 | 133 | 133 | 133 | 133 | 133 | 133
|  | High |  | 2313.3 | 2558.6 | 2748.9 | 2790.7 | 2828.1 | 2847.9 | 2850.1 | 2852.3 | 2854.5 | 2854.5 | 2854.5 | 2854.5 | 2854.5 | 2854.5 | 2854.5 | 2854.5 | 2854.5 | 2854.5 | 2854.5 | 2854.5 | 2854.5 | 2854.5 | 2854.5
from DR tab of Technical Attachment Spreadsheet v6 of 2010 LTPP
|  | 2010 LTPP |  | 2012: 4046.7098; 2013: 4297.3948; 2014: 4414.1198; 2015: 4566.4638; 2016: 4619.9638; 2017: 4673.4638; 2018: 4724.6728; 2019: 4772.6308; 2020: 4817.3908
Incremental CHP (MW)
from ICF base and mid case in 2030
|  | Low |  | 0 | 0 | 0 | 0 | 0 | 0 | 0 | 0 | 0 | 0 | 0 | 0 | 0 | 0 | 0 | 0 | 0 | 0 | 0 | 0 | 0 | 0 | 0
|  | Mid |  | 11.2105 | 22.4211 | 33.6316 | 44.8421 | 56.0526 | 67.2632 | 78.4737 | 89.6842 | 100.8947 | 112.1053 | 123.3158 | 134.5263 | 145.7368 | 156.9474 | 168.1579 | 179.3684 | 190.5789 | 201.7895 | 213 | 213 | 213 | 213 | 213
|  | High |  | 87.4211 | 174.8421 | 262.2632 | 349.6842 | 437.1053 | 524.5263 | 611.9474 | 699.3684 | 786.7895 | 874.2105 | 961.6316 | 1049.0526 | 1136.4737 | 1223.8947 | 1311.3158 | 1398.7368 | 1486.1579 | 1573.5789 | 1661 | 1661 | 1661 | 1661 | 1661
from CHP tab of Technical Attachment Spreadsheet v6 of 2010 LTPP
|  | 2010 LTPP |  | 2012: 152; 2013: 228; 2014: 304; 2015: 380; 2016: 456; 2017: 532; 2018: 608; 2019: 685; 2020: 761
Incremental CHP (GWh)
CF | 0.75 | Low |  | 0 | 0 | 0 | 0 | 0 | 0 | 0 | 0 | 0 | 0 | 0 | 0 | 0 | 0 | 0 | 0 | 0 | 0 | 0 | 0 | 0 | 0 | 0
CF | 0.75 | Mid |  | 73.6532 | 147.3063 | 220.9595 | 294.6126 | 368.2658 | 441.9189 | 515.5721 | 589.2253 | 662.8784 | 736.5316 | 810.1847 | 883.8379 | 957.4911 | 1031.1442 | 1104.7974 | 1178.4505 | 1252.1037 | 1325.7568 | 1399.41 | 1399.41 | 1399.41 | 1399.41 | 1399.41
CF | 0.75 | High |  | 574.3563 | 1148.7126 | 1723.0689 | 2297.4253 | 2871.7816 | 3446.1379 | 4020.4942 | 4594.8505 | 5169.2068 | 5743.5632 | 6317.9195 | 6892.2758 | 7466.6321 | 8040.9884 | 8615.3447 | 9189.7011 | 9764.0574 | 10338.4137 | 10912.77 | 10912.77 | 10912.77 | 10912.77 | 10912.77
calculated from capacity number above
|  | 2010 LTPP |  | 2012: 1227.6614; 2013: 1841.4922; 2014: 2455.3229; 2015: 3069.1536; 2016: 3682.9843; 2017: 4296.815; 2018: 4910.6458; 2019: 5532.5532; 2020: 6146.3839
Imports
from Maximum Imports for 2012 and 2013 "Assigned and Unassigned RA Import Capability on Branch Groups - After Step 6" at http://www.caiso.com/planning/Pages/ReliabilityRequirements/Default.aspx
|  | Base (CAISO MIC) |  | 15819 | 16469 | 16469 | 16469 | 16469 | 16469 | 16469 | 16469 | 16469 | 16469 | 16469 | 16469 | 16469 | 16469 | 16469 | 16469 | 16469 | 16469 | 16469 | 16469 | 16469 | 16469 | 16469
|  | CEC |  | 10350 | 10350 | 10350 | 10350 | 10350 | 10350 | 10350 | 10350 | 10350 | 10350 | 10350 | 10350 | 10350 | 10350 | 10350 | 10350 | 10350 | 10350 | 10350 | 10350 | 10350 | 10350 | 10350
from Net Interchange tab of Technical Attachment Spreadsheet v6 of 2010 LTPP
|  | 2010 LTPP |  | 2012: 16954.75; 2013: 16954.75; 2014: 16954.75; 2015: 16954.75; 2016: 16954.75; 2017: 16954.75; 2018: 16954.75; 2019: 16954.75; 2020: 16954.75
Existing Resources (MW NQC)
from NQC list mod tab
|  | Total |  | 50442.4576 | 50442.4576 | 50442.4576 | 50442.4576 | 50442.4576 | 50442.4576 | 50442.4576 | 50442.4576 | 50442.4576 | 50442.4576 | 50442.4576 | 50442.4576 | 50442.4576 | 50442.4576 | 50442.4576 | 50442.4576 | 50442.4576 | 50442.4576 | 50442.4576 | 50442.4576 | 50442.4576 | 50442.4576 | 50442.4576
|  |  | OTC non Nuclear | 12463.75 | 12463.75 | 12463.75 | 12463.75 | 12463.75 | 12463.75 | 12463.75 | 12463.75 | 12463.75 | 12463.75 | 12463.75 | 12463.75 | 12463.75 | 12463.75 | 12463.75 | 12463.75 | 12463.75 | 12463.75 | 12463.75 | 12463.75 | 12463.75 | 12463.75 | 12463.75
|  |  | OTC Nuclear | 4486 | 4486 | 4486 | 4486 | 4486 | 4486 | 4486 | 4486 | 4486 | 4486 | 4486 | 4486 | 4486 | 4486 | 4486 | 4486 | 4486 | 4486 | 4486 | 4486 | 4486 | 4486 | 4486
|  |  | Dispatchable (non OTC) | 20256.86 | 20256.86 | 20256.86 | 20256.86 | 20256.86 | 20256.86 | 20256.86 | 20256.86 | 20256.86 | 20256.86 | 20256.86 | 20256.86 | 20256.86 | 20256.86 | 20256.86 | 20256.86 | 20256.86 | 20256.86 | 20256.86 | 20256.86 | 20256.86 | 20256.86 | 20256.86
|  |  | Non-Disp, QF, Bio, Geo & Other | 3800.2959 | 3800.2959 | 3800.2959 | 3800.2959 | 3800.2959 | 3800.2959 | 3800.2959 | 3800.2959 | 3800.2959 | 3800.2959 | 3800.2959 | 3800.2959 | 3800.2959 | 3800.2959 | 3800.2959 | 3800.2959 | 3800.2959 | 3800.2959 | 3800.2959 | 3800.2959 | 3800.2959 | 3800.2959 | 3800.2959
|  |  | Dispatchable Hydro | 7233.18 | 7233.18 | 7233.18 | 7233.18 | 7233.18 | 7233.18 | 7233.18 | 7233.18 | 7233.18 | 7233.18 | 7233.18 | 7233.18 | 7233.18 | 7233.18 | 7233.18 | 7233.18 | 7233.18 | 7233.18 | 7233.18 | 7233.18 | 7233.18 | 7233.18 | 7233.18
|  |  | Non-Disp Hydro | 1338.5907 | 1338.5907 | 1338.5907 | 1338.5907 | 1338.5907 | 1338.5907 | 1338.5907 | 1338.5907 | 1338.5907 | 1338.5907 | 1338.5907 | 1338.5907 | 1338.5907 | 1338.5907 | 1338.5907 | 1338.5907 | 1338.5907 | 1338.5907 | 1338.5907 | 1338.5907 | 1338.5907 | 1338.5907 | 1338.5907
|  |  | Solar | 367.27 | 367.27 | 367.27 | 367.27 | 367.27 | 367.27 | 367.27 | 367.27 | 367.27 | 367.27 | 367.27 | 367.27 | 367.27 | 367.27 | 367.27 | 367.27 | 367.27 | 367.27 | 367.27 | 367.27 | 367.27 | 367.27 | 367.27
|  |  | Wind | 496.511 | 496.511 | 496.511 | 496.511 | 496.511 | 496.511 | 496.511 | 496.511 | 496.511 | 496.511 | 496.511 | 496.511 | 496.511 | 496.511 | 496.511 | 496.511 | 496.511 | 496.511 | 496.511 | 496.511 | 496.511 | 496.511 | 496.511
from Existing Generation tab of Technical Attachment Spreadsheet v6 of 2010 LTPP
|  | 2010 LTPP | Aggregate | 2012: 52436.35; 2013: 52436.35; 2014: 52436.35; 2015: 52436.35; 2016: 52436.35; 2017: 52436.35; 2018: 52436.35; 2019: 52436.35; 2020: 52436.35
Resource Additions (MW)
from SitingCases mod tab (CEC siting cases with contracts, permits, moving forward, no large solar)
|  | High Probability |  | 1055 | 4655 | 4655 | 4655 | 4655 | 5984 | 5984 | 5984 | 5984 | 5984 | 5984 | 5984 | 5984 | 5984 | 5984 | 5984 | 5984 | 5984 | 5984 | 5984 | 5984 | 5984 | 5984
from Additions tab of Technical Attachment Spreadsheet v6 of 2010 LTPP with RPS resources removed from sums
|  | 2010 LTPP | Aggregate of Non-RPS | 2012: 4044.8; 2013: 5952.8; 2014: 5952.8; 2015: 7306.3; 2016: 7306.8; 2017: 7306.8; 2018: 7306.8; 2019: 7306.8; 2020: 7306.8
from RPS scenarios tool output
|  | RPS | Commercial | 152.5127 | 786.7085 | 1369.5442 | 2065.3645 | 2671.9657 | 3011.4235 | 3398.5166 | 3398.5166 | 3620.7569 | 3620.7569 | 3620.7569 | 3620.7569 | 3620.7569 | 3620.7569 | 3620.7569 | 3620.7569 | 3620.7569 | 3620.7569 | 3620.7569 | 3620.7569 | 3620.7569 | 3620.7569 | 3620.7569
|  | RPS | Environmental | 165.3344 | 759.0825 | 1707.072 | 2402.8923 | 3009.4935 | 3306.6573 | 3693.7505 | 3693.7505 | 3720.5511 | 3720.5511 | 3720.5511 | 3720.5511 | 3720.5511 | 3720.5511 | 3720.5511 | 3720.5511 | 3720.5511 | 3720.5511 | 3720.5511 | 3720.5511 | 3720.5511 | 3720.5511 | 3720.5511
|  | RPS | High DG | 152.5127 | 786.7085 | 1206.9807 | 1754.7385 | 2029.3772 | 2326.5411 | 2713.6342 | 2713.6342 | 2740.4348 | 2740.4348 | 2740.4348 | 2740.4348 | 2740.4348 | 2740.4348 | 2740.4348 | 2740.4348 | 2740.4348 | 2740.4348 | 2740.4348 | 2740.4348 | 2740.4348 | 2740.4348 | 2740.4348
|  | RPS | 40% RPS by 2030 | #VALUE! | #VALUE! | #VALUE! | #VALUE! | #VALUE! | #VALUE! | #VALUE! | #VALUE! | #VALUE! | #VALUE! | #VALUE! | #VALUE! | #VALUE! | #VALUE! | #VALUE! | #VALUE! | #VALUE! | #VALUE! | #VALUE! | #VALUE! | #VALUE! | #VALUE! | #VALUE!
from RPS NQC tab of Technical Attachment Spreadsheet v6 of 2010 LTPP
|  | 2010 RPS | Trajectory Portfolio | 2012: 101; 2013: 297; 2014: 830; 2015: 2623; 2016: 3269; 2017: 4119; 2018: 4119; 2019: 5232; 2020: 5232
Resource Additions (GWh)
from RPS scenarios tool output
|  | RPS | Commercial | 1599.2032 | 4916.0259 | 10644.4198 | 15835.8088 | 18161.4826 | 20364.1048 | 21754.3886 | 21754.3886 | 22875.4559 | 22875.4559 | 22875.4559 | 22875.4559 | 22875.4559 | 22875.4559 | 22875.4559 | 22875.4559 | 22875.4559 | 22875.4559 | 22875.4559 | 22875.4559 | 22875.4559 | 22875.4559 | 22875.4559
|  | RPS | Environmental | 1823.1611 | 4955.0066 | 12176.5514 | 17398.6189 | 19724.2927 | 21372.4673 | 22762.7511 | 22762.7511 | 22859.0082 | 22859.0082 | 22859.0082 | 22859.0082 | 22859.0082 | 22859.0082 | 22859.0082 | 22859.0082 | 22859.0082 | 22859.0082 | 22859.0082 | 22859.0082 | 22859.0082 | 22859.0082 | 22859.0082
|  | RPS | High DG | 1599.2032 | 4916.0259 | 14005.0325 | 18746.9805 | 19794.0847 | 21442.2593 | 22832.5431 | 22832.5431 | 22928.8002 | 22928.8002 | 22928.8002 | 22928.8002 | 22928.8002 | 22928.8002 | 22928.8002 | 22928.8002 | 22928.8002 | 22928.8002 | 22928.8002 | 22928.8002 | 22928.8002 | 22928.8002 | 22928.8002
|  | RPS | 40% RPS by 2030 | #VALUE! | #VALUE! | #VALUE! | #VALUE! | #VALUE! | #VALUE! | #VALUE! | #VALUE! | #VALUE! | #VALUE! | #VALUE! | #VALUE! | #VALUE! | #VALUE! | #VALUE! | #VALUE! | #VALUE! | #VALUE! | #VALUE! | #VALUE! | #VALUE! | #VALUE! | #VALUE!
Resource Retirements (MW NQC)
from NQC list mod tab and using GeneratingCapabilityList sorted and OTC tabs to look up facility vintage or planned retirement date
|  | Low | Total | 452 | 452 | 452 | 1772 | 1772 | 6569.53 | 6569.53 | 6569.53 | 12463.75 | 12463.75 | 12463.75 | 12463.75 | 12463.75 | 12463.75 | 12463.75 | 12463.75 | 12463.75 | 12463.75 | 12463.75 | 12463.75 | 12463.75 | 12463.75 | 12463.75
Trk2=continue op |  |  | OTC non Nuclear | 452 | 452 | 452 | 1772 | 1772 | 6569.53 | 6569.53 | 6569.53 | 12463.75 | 12463.75 | 12463.75 | 12463.75 | 12463.75 | 12463.75 | 12463.75 | 12463.75 | 12463.75 | 12463.75 | 12463.75 | 12463.75 | 12463.75 | 12463.75 | 12463.75
all relicensed |  |  | OTC Nuclear | 0 | 0 | 0 | 0 | 0 | 0 | 0 | 0 | 0 | 0 | 0 | 0 | 0 | 0 | 0 | 0 | 0 | 0 | 0 | 0 | 0 | 0 | 0
all repowered |  |  | Dispatchable (non OTC) | 0 | 0 | 0 | 0 | 0 | 0 | 0 | 0 | 0 | 0 | 0 | 0 | 0 | 0 | 0 | 0 | 0 | 0 | 0 | 0 | 0 | 0 | 0
|  |  | Non-Disp, QF, Bio, Geo & Other | 0 | 0 | 0 | 0 | 0 | 0 | 0 | 0 | 0 | 0 | 0 | 0 | 0 | 0 | 0 | 0 | 0 | 0 | 0 | 0 | 0 | 0 | 0
all repowered |  |  | Dispatchable Hydro | 0 | 0 | 0 | 0 | 0 | 0 | 0 | 0 | 0 | 0 | 0 | 0 | 0 | 0 | 0 | 0 | 0 | 0 | 0 | 0 | 0 | 0 | 0
|  |  | Non-Disp Hydro | 0 | 0 | 0 | 0 | 0 | 0 | 0 | 0 | 0 | 0 | 0 | 0 | 0 | 0 | 0 | 0 | 0 | 0 | 0 | 0 | 0 | 0 | 0
all repowered |  |  | Solar | 0 | 0 | 0 | 0 | 0 | 0 | 0 | 0 | 0 | 0 | 0 | 0 | 0 | 0 | 0 | 0 | 0 | 0 | 0 | 0 | 0 | 0 | 0
|  |  | Wind | 0 | 0 | 0 | 0 | 0 | 0 | 0 | 0 | 0 | 0 | 0 | 0 | 0 | 0 | 0 | 0 | 0 | 0 | 0 | 0 | 0 | 0 | 0
|  | Mid | Total | 4265.63 | 4975.6 | 5189.6 | 6574.6 | 6646.74 | 10770.55 | 11538.75 | 11702.84 | 18272.35 | 18278.38 | 20625.09 | 20830.48 | 23225.56 | 23759.74 | 24123.21 | 25072.22 | 26004.99 | 26947 | 27541.94 | 27807.63 | 27881.65 | 28107.01 | 28187.1017
Trk2=retire |  |  | OTC non Nuclear | 452 | 1126 | 1126 | 2446 | 2446 | 6569.53 | 6569.53 | 6569.53 | 12463.75 | 12463.75 | 12463.75 | 12463.75 | 12463.75 | 12463.75 | 12463.75 | 12463.75 | 12463.75 | 12463.75 | 12463.75 | 12463.75 | 12463.75 | 12463.75 | 12463.75
retire at license end |  |  | OTC Nuclear | 0 | 0 | 0 | 0 | 0 | 0 | 0 | 0 | 0 | 0 | 2246 | 2246 | 4486 | 4486 | 4486 | 4486 | 4486 | 4486 | 4486 | 4486 | 4486 | 4486 | 4486
retire at | 40 |  | Dispatchable (non OTC) | 1875.5 | 1875.5 | 1929.5 | 1994.5 | 2039.1 | 2039.1 | 2695.3 | 2745.3 | 3282.05 | 3288.05 | 3341.05 | 3423.05 | 3483.05 | 3881.05 | 3975.95 | 4104.95 | 4142.95 | 4158.95 | 4247.59 | 4247.59 | 4267.59 | 4267.59 | 4267.59
|  |  | Non-Disp, QF, Bio, Geo & Other | 15.11 | 15.11 | 15.11 | 15.11 | 42.65 | 42.66 | 42.66 | 42.66 | 69.2 | 69.23 | 116.94 | 240.33 | 335.26 | 376.44 | 635.17 | 1355.27 | 1673.15 | 2599.16 | 3090.12 | 3318.96 | 3321.78 | 3338.15 | 3382.11
retire at | 70 |  | Dispatchable Hydro | 1308.77 | 1330.77 | 1490.77 | 1490.77 | 1490.77 | 1490.77 | 1602.77 | 1672.77 | 1784.77 | 1784.77 | 1784.77 | 1784.77 | 1784.77 | 1879.77 | 1879.77 | 1960.13 | 2498.9 | 2498.9 | 2498.9 | 2498.9 | 2550.1 | 2745.1 | 2745.1
|  |  | Non-Disp Hydro | 111.42 | 111.42 | 111.42 | 111.42 | 111.42 | 111.69 | 111.69 | 111.69 | 111.69 | 111.69 | 111.69 | 111.69 | 111.69 | 111.69 | 111.69 | 111.69 | 111.69 | 111.69 | 111.69 | 111.69 | 111.69 | 120.05 | 120.05
retire at | 25 |  | Solar | 366.33 | 366.33 | 366.33 | 366.33 | 366.33 | 366.33 | 366.33 | 366.33 | 366.33 | 366.33 | 366.33 | 366.33 | 366.33 | 366.33 | 366.33 | 366.33 | 366.33 | 366.33 | 366.33 | 366.33 | 366.33 | 366.33 | 367.27
|  |  | Wind | 136.5 | 150.47 | 150.47 | 150.47 | 150.47 | 150.47 | 150.47 | 194.56 | 194.56 | 194.56 | 194.56 | 194.56 | 194.71 | 194.71 | 204.55 | 224.1 | 262.22 | 262.22 | 277.56 | 314.41 | 314.41 | 320.04 | 355.2317
|  | High | Total | 9090.81 | 10324.05 | 11310.15 | 18084.83 | 18629.36 | 22898.7 | 23803.07 | 24308.1 | 30457.35 | 30523.1059 | 30779.6959 | 30865.5759 | 30884.7459 | 30902.9859 | 33371.8559 | 34675.9759 | 38726.8359 | 38863.2776 | 42304.4176 | 43638.7469 | 44183.3369 | 44368.2069 | 47720.3969
Trk2=retire |  |  | OTC non Nuclear | 452 | 1126 | 1126 | 2446 | 2446 | 6569.53 | 6569.53 | 6569.53 | 12463.75 | 12463.75 | 12463.75 | 12463.75 | 12463.75 | 12463.75 | 12463.75 | 12463.75 | 12463.75 | 12463.75 | 12463.75 | 12463.75 | 12463.75 | 12463.75 | 12463.75
retire in 2015 |  |  | OTC Nuclear | 0 | 0 | 0 | 4486 | 4486 | 4486 | 4486 | 4486 | 4486 | 4486 | 4486 | 4486 | 4486 | 4486 | 4486 | 4486 | 4486 | 4486 | 4486 | 4486 | 4486 | 4486 | 4486
retire at | 25 |  | Dispatchable (non OTC) | 4104.95 | 4142.95 | 4158.95 | 4247.59 | 4247.59 | 4267.59 | 4267.59 | 4267.59 | 4267.59 | 4317.09 | 4317.09 | 4317.09 | 4317.09 | 4317.09 | 6746.66 | 8046.28 | 12085.41 | 12172.66 | 14440.96 | 15678.92 | 16133.78 | 16133.78 | 18172.4
|  |  | Non-Disp, QF, Bio, Geo & Other | 1355.27 | 1673.15 | 2599.16 | 3090.12 | 3318.96 | 3321.78 | 3338.15 | 3382.11 | 3637.14 | 3643.5559 | 3645.5959 | 3693.3559 | 3703.8459 | 3706.7459 | 3709.1959 | 3713.6959 | 3719.7959 | 3723.6859 | 3745.6159 | 3751.4259 | 3756.3159 | 3763.3159 | 3778.5859
retire at | 50 |  | Dispatchable Hydro | 2550.1 | 2745.1 | 2745.1 | 3132 | 3447.69 | 3565.46 | 4453.46 | 4891.79 | 4891.79 | 4891.79 | 5126.79 | 5126.79 | 5126.79 | 5126.79 | 5126.79 | 5126.79 | 5126.79 | 5129.92 | 5145.61 | 5160.81 | 5236.81 | 5409.01 | 6705.42
|  |  | Non-Disp Hydro | 111.69 | 120.05 | 120.05 | 122.23 | 122.23 | 127.45 | 127.45 | 150.04 | 150.04 | 150.04 | 150.04 | 150.04 | 158.72 | 158.72 | 158.72 | 158.72 | 158.72 | 164.76 | 1235.12 | 1236.63 | 1242.9 | 1248.57 | 1250.46
retire at | 20 |  | Solar | 366.33 | 366.33 | 366.33 | 366.33 | 366.33 | 366.33 | 366.33 | 366.33 | 366.33 | 366.33 | 366.33 | 366.33 | 366.33 | 366.33 | 366.33 | 366.33 | 366.33 | 367.27 | 367.27 | 367.27 | 367.27 | 367.27 | 367.27
|  |  | Wind | 150.47 | 150.47 | 194.56 | 194.56 | 194.56 | 194.56 | 194.56 | 194.71 | 194.71 | 204.55 | 224.1 | 262.22 | 262.22 | 277.56 | 314.41 | 314.41 | 320.04 | 355.2317 | 420.0917 | 493.941 | 496.511 | 496.511 | 496.511
from OTC and Retirements tab of Technical Attachment Spreadsheet v6 of 2010 LTPP
|  | 2010 LTPP | Aggregate | 2012: 1425; 2013: 1425; 2014: 2434; 2015: 4695; 2016: 6597; 2017: 11328.63; 2018: 12280; 2019: 13231; 2020: 14357.5
Modified High
only SONGS retire in 2015 |  |  | OTC Nuclear | 0 | 0 | 0 | 2246 | 2246 | 2246 | 2246 | 2246 | 2246 | 2246 | 2246 | 2246 | 4486 | 4486 | 4486 | 4486 | 4486 | 4486 | 4486 | 4486 | 4486 | 4486 | 4486
Diablo retires at license end

## GeneratingCapabilityList sorted
Master CAISO Control Area Generating Capability List | [5 empty] | Key to Color Coding Used In Table Below
Revised to reflect known CAISO Control Area generating resource information as of: | [5 empty] | TEXT | Physical unit which is scheduled individually
Thursday, July 12, 2012 | [5 empty] | TEXT | Aggregated Scheduling Unit composed of multiple physical units
[6 empty] | TEXT | Physical unit which is part of the preceding Aggregated Unit
ISO Index | Classification | QF | Aggregate | Resource ID | Generating Unit Name / Description |  | PTO Area | Owner or QF ID | ISO Classification | Unit Type | Fuel Type | Zone | Demand Zone |  | Comments | River System |  | Record Status
[6 empty] | Net Dependable | [7 empty] | Commercial |  |  | Nameplate | A-Active Control Area Units AND C-Contract Units Outside Ctrl Area
[6 empty] | Capacity (MW) | [7 empty] | Operating Date |  |  | Capacity (MW)
103500 | Participating Unit | No | No | AGUCAL_5_SOLAR1 | Agua Caliente Solar | 220 | SDGE | Agua Caliente Solar, LLC | SOLAR | PHOTO VOLTAIC | SUN | SP15 | PGE3 | 2012-01-22 | NE corner of Co 13th St N & Ave 66E, Yuma , AZ 85347 POD: 500kV bus at Hoodoo Wash |  | 290 | A
400 | Participating Unit | No | No | ALMEGT_1_UNIT 1 | Alameda GT Unit 1 | 23.8 | PGAE | NCPA | PEAKER | COMBUSTION TURBINE | NATURAL GAS | NP15 | PGE3 | 1986-01-01 |  |  | 25.4 | A
500 | Participating Unit | No | No | ALMEGT_1_UNIT 2 | Alameda GT Unit 2 | 25.4 | PGAE | NCPA | PEAKER | COMBUSTION TURBINE | NATURAL GAS | NP15 | PGE3 | 1986-01-01 |  |  | 25.4 | A
600 | Participating Unit | No | No | ALAMIT_7_UNIT 1 | Alamitos 1 | 174.56 | SCE | AES | THERMAL | STEAM | NATURAL GAS | SP15 | SCE1 | 1956-01-01 |  |  | 175 | A
700 | Participating Unit | No | No | ALAMIT_7_UNIT 2 | Alamitos 2 | 175 | SCE | AES | THERMAL | STEAM | NATURAL GAS | SP15 | SCE1 | 1957-01-01 |  |  | 176 | A
800 | Participating Unit | No | No | ALAMIT_7_UNIT 3 | Alamitos 3 | 332.18 | SCE | AES | THERMAL | STEAM | NATURAL GAS | SP15 | SCE1 | 1961-01-01 |  |  | 322 | A
900 | Participating Unit | No | No | ALAMIT_7_UNIT 4 | Alamitos 4 | 335.67 | SCE | AES | THERMAL | STEAM | NATURAL GAS | SP15 | SCE1 | 1962-01-01 |  |  | 320 | A
1000 | Participating Unit | No | No | ALAMIT_7_UNIT 5 | Alamitos 5 | 497.97 | SCE | AES | THERMAL | STEAM | NATURAL GAS | SP15 | SCE1 | 1999-01-01 |  |  | 482 | A
1100 | Participating Unit | No | No | ALAMIT_7_UNIT 6 | Alamitos 6 | 495 | SCE | AES | THERMAL | STEAM | NATURAL GAS | SP15 | SCE1 | 1966-01-01 |  |  | 481 | A
1300 | Participating Unit | No | No | ALAMO_6_UNIT | Alamo R (CDWR) | 16 | SCE | CDWR | HYDRO | HYDRO | WATER | SP15 | SCE1 | 1986-01-01 |  |  | 18 | A
1500 | Participating Unit | No | No | ANAHM_7_CT | Anaheim CT | 42.81 | SCE | City of Anaheim | PEAKER | COMBUSTION TURBINE | NATURAL GAS | SP15 | ANA1 | 1990-01-01 |  |  | 49.2 | A
101600 | Participating Unit | No | No | AVENAL_6_AVPARK | Avenal Park Solar Project | 6 | PGAE | Avenal Park LLC | SOLAR | PHOTO VOLTAIC | SUN | NP15 | PGE2 | 2011-08-05 |  |  | 6 | A
2200 | Participating Unit | Yes | No | RICHMN_7_BAYENV | BAY EVIRONMENTAL MANAGEMENT | 2.5 | PGAE | Bay Environmental Mgt. (formerly 01P070) | BIOMASS | RECIPROCATING ENGINE | LANDFILL GAS | NP15 | PGE3 | 1985-01-01 |  |  | 3 | A
3000 | Participating Unit | Yes | No | GRSCRK_6_BGCKWW | BIG CREEK WATER WORKS | 5 | PGAE | Big Creek Water Works, LTD. | HYDRO | HYDRO | WATER | NP15 | PGE3 | 1987-01-01 |  |  | 5 | A
3300 | Participating Unit | No | No | BLCKBT_2_STONEY | BLACK BUTTE DAM | 6.2 | PGAE | SVP (Santa Clara) | HYDRO | HYDRO | WATER | NP15 | PGE3 | 1988-01-01 |  |  | 6.2 | A
3400 | Participating Unit | No | No | BORDER_6_UNITA1 | BORDER | 48.98 | SDGE | CalPeak Power LLC | PEAKER | COMBUSTION TURBINE | NATURAL GAS | SP15 | SDG1 | 2001-10-26 |  |  | 49.96 | A
1700 | Participating Unit | Yes | No | HINSON_6_CARBGN | BP WEST COAST PRODUCTS ( FORMERLY ARCO WILMINGTON CALCINER) | 29 | SCE | BP West Coast Products | COGENERATION | STEAM | HEAT RECOVERY | SP15 | SCE1 | 1982-01-01 |  |  | 35.8 | A
37400 | Participating Unit | No | No | WNDMAS_2_UNIT 1 | BUENA VISTA ENERGY, LLC | 38 | PGAE | Buena Vista Energy, LLC (formerly QFID 01W001) | WIND | WIND | WIND | NP15 | PGE3 | 1983-12-24 |  |  | 38 | A
1800 | Participating Unit | Yes | No | VALLEY_7_BADLND | Badlands Landfill Gas to Energy Facility | 1.3 | SCE | Riverside County Waste Management Dept | BIOMASS | RECIPROCATING ENGINE | LANDFILL GAS | SP15 | SCE1 | 2001-08-07 | Formerly Res ID BADLND_7_PL1X2 |  | 1.2 | A
1900 | Participating Unit | No | No | BALCHS_7_UNIT 1 | Balch 1 | 33 | PGAE | PG&E | HYDRO | HYDRO | WATER | NP15 | PGE3 | 1927-01-01 |  | Kings River | 34 | A
2000 | Participating Unit | No | No | BALCHS_7_UNIT 2 | Balch 2 | 52.5 | PGAE | PG&E | HYDRO | HYDRO | WATER | NP15 | PGE3 | 1958-01-01 |  | Kings River | 52.5 | A
2100 | Participating Unit | No | No | BALCHS_7_UNIT 3 | Balch 3 | 54.6 | PGAE | PG&E | HYDRO | HYDRO | WATER | NP15 | PGE3 | 1958-01-01 |  | Kings River | 54.6 | A
2300 | Participating Unit | No | No | BEARDS_7_UNIT 1 | Beardsley PH | 11.5 | PGAE | TRI-DAM PROJECT | HYDRO | HYDRO | WATER | NP15 | PGE3 | 1957-01-01 |  | Stanislaus River | 11.5 | A
2400 | Participating Unit | No | No | BELDEN_7_UNIT 1 | Belden PH | 119 | PGAE | PG&E | HYDRO | HYDRO | WATER | NP15 | PGE3 | 1969-01-01 |  | NF Feather River | 119 | A
2800 | Participating Unit | No | No | BIGCRK_7_DAM7 | Big Creek Dam 7 Fishwater Generator | 0.3 | SCE | SCE | HYDRO | HYDRO | WATER | SP15 | SCE1 | 1986-01-01 |  |  | 0.35 | A
99300 | Participating Unit | Yes | No | BLULKE_6_BLUELK | Blue lake Power | 12 | PGAE | Blue lake Power, LLC | BIOMASS | STEAM | WOOD WASTE | NP15 | SCE1 | 2010-09-09 |  |  | 13.8 | A
98200 | Participating Unit | No | No | BLYTHE_1_SOLAR1 | Blythe Solar 1 Project | 21 | SCE | NRG Solar Blythe LLC | SOLAR | PHOTO VOLTAIC | SUN | SP15 | SCE1 | 2009-12-18 |  |  | 21 | A
3800 | Participating Unit | No | No | BRDWAY_7_UNIT 3 | Broadway 3 | 65 | SCE | PAS | THERMAL | STEAM | NATURAL GAS | SP15 | PAS1 | 1965-01-01 |  |  | 65 | A
4000 | Participating Unit | No | No | BUTTVL_7_UNIT 1 | Butt Valley PH | 41 | PGAE | PG&E | HYDRO | HYDRO | WATER | NP15 | PGE3 | 1958-01-01 |  | NF Feather River | 41 | A
38300 | Participating Unit | No | No | WDFRDF_2_UNITS | CALPINE GEYSERS CO. L. P. (West Ford Flat) | 32.6 | PGAE | 04G025 | GEOTHERMAL | STEAM | GEOTHERMAL | NP15 | PGE3 | 1988-12-11 |  |  | 32.6 | A
4800 | Participating Unit | No | No | CNTRVL_6_UNIT | CENTERVILLE | 6.4 | PGAE | PG&E | HYDRO | HYDRO | WATER | NP15 | PGE3 | 1899-12-31 |  |  | 5.9 | A
5100 | Participating Unit | No | No | PLACVL_1_CHILIB | CHILI BAR | 8.4 | PGAE | PG&E | HYDRO | HYDRO | WATER | NP15 | PGE3 | 1965-01-01 |  |  | 7 | A
84000 | Participating Unit | No | No | LAROA1_2_UNITA1 | CICLO COMBINADO MEXICALI | 180 | SDGE | Energia Azteca X | THERMAL | COMBUSTION TURBINE | NATURAL GAS | SP15 | SDG1 | 2003-07-20 |  |  | 181.5 | A
103200 | Participating Unit | No | No | COPMTN_2_CM10 | CM10 Pseudo-Tie | 10 | SCE | Copper Mountain Solar 1, LLC | SOLAR | PHOTO VOLTAIC | SUN | SP15 | SCE1 | 2011-10-03 | CM10 is an existing 10 MW gross nameplate solar photovoltaic project located at 751 El Dorado Valley Drive Boulder City, NV 89005. The point of delivery to the CAISO grid for this distribution-connected resource is the 220 kV bus in the NVE Merchant substation. |  | 10 | A
5400 | Participating Unit | No | No | CLRKRD_6_COALCN | COAL CANYON | 0.9 | PGAE | PG&E | HYDRO | HYDRO | WATER | NP15 | PGE3 | 1907-01-01 |  | West Branch Feather River | 0.9 | A
5500 | Participating Unit | No | No | COLEMN_2_UNIT | COLEMAN | 13 | PGAE | PG&E | HYDRO | HYDRO | WATER | NP15 | PGE3 | 1979-01-01 |  | Battle Creek | 13 | A
32400 | Participating Unit | Yes | No | UNCHEM_1_UNIT | CONTRA COSTA CARBON PLANT | 19 | PGAE | ConocoPhillips Co. (formerly Tosco) | COGENERATION | STEAM | PETROLEUM COKE | NP15 | PGE3 | 1983-01-01 |  |  | 20 | A
6800 | Participating Unit | No | No | COWCRK_2_UNIT | COW CREEK | 2 | PGAE | PG&E | HYDRO | HYDRO | WATER | NP15 | PGE3 | 1907-01-01 |  |  | 2 | A
100900 | Participating Unit | No | No | ALTA3A_2_CPCE4 | CPC East - Alta Wind IV | 102 | SCE | Alta Wind IV, LLC | WIND | WIND | WIND | SP15 | SCE1 | 2011-03-12 |  |  | 102 | A
101300 | Participating Unit | No | No | ALTA3A_2_CPCE5 | CPC East - Alta Wind V | 168 | SCE | Alta Interconnection Management II, LLC | WIND | WIND | WIND | SP15 | SCE1 | 2011-04-21 |  |  | 168 | A
103600 | Participating Unit | No | No | ALTA3A_2_CPCE8 | CPC East - Alta Wind VIII | 150 | SCE | Alta Wind VIII, LLC | WIND | WIND | WIND | SP15 | SCE1 | 2012-02-01 | 12941 60th St. West, Mojave, CA 93501 POD: 220 kV bus at the Windhub Sub. |  | 150 | A
104500 | Participating Unit | No | No | ALTA4B_2_CPCW6 | CPC West - Alta Wind 6 | 150 | SCE | Alta Wind VI, LLC | WIND | WIND | WIND | SP15 | SCE1 | 2012-05-09 |  |  | 150 | A
100400 | Participating Unit | No | No | ALTA4A_2_CPCW1 | CPC West - Alta Wind I | 150 | SCE | Alta Wind I, LLC | WIND | WIND | WIND | SP15 | SCE1 | 2010-12-29 |  |  | 150 | A
100500 | Participating Unit | No | No | ALTA4B_2_CPCW2 | CPC West - Alta Wind II | 150 | SCE | Alta Wind II, LLC | WIND | WIND | WIND | SP15 | SCE1 | 2010-12-29 |  |  | 150 | A
100700 | Participating Unit | No | No | ALTA4B_2_CPCW3 | CPC West - Alta Wind III | 150 | SCE | Alta Wind III, LLC | WIND | WIND | WIND | SP15 | SCE1 | 2011-02-12 |  |  | 150 | A
7000 | Participating Unit | No | No | CRNEVL_6_CRNVA | CRANE VALLEY | 0.9 | PGAE | PG&E | HYDRO | HYDRO | WATER | NP15 | PGE3 | 1919-01-01 |  |  | 0.9 | A
81700 | Participating Unit | No | No | LMBEPK_2_UNITA2 | CREED ENERGY CENTER | 48 | PGAE | Creed Energy Center LLC (Calpine) | PEAKER | COMBUSTION TURBINE | NATURAL GAS | NP15 | PGE3 | 2003-01-06 |  |  | 49.9 | A
7200 | Participating Unit | Yes | No | CROKET_7_UNIT | CROCKETT COGEN | 240 | PGAE | 01C045 | COGENERATION | COMBINED CYCLE | NATURAL GAS | NP15 | PGE3 | 1995-12-20 |  |  | 247 | A
102800 | Participating Unit | No | No | CASTVL_2_FCELL | CSUEB Fuel Cell Station | 1.4 | PGAE | Pacific Gas and Electric Company | THERMAL | COMBUSTION TURBINE | NATURAL GAS | NP15 | PGE2 | 2011-09-27 | located on the CSUEB (Hayward) campus at 25800 Carlos Bee Boulevard, Hayward, CA |  | 1.55 | A
4100 | Participating Unit | No | No | CABZON_1_WINDA1 | Cabazon Wind Project | 41 | SCE | Cabazon Wind Partners, LLC | WIND | WIND | WIND | SP15 | SCE1 | 2002-08-31 |  |  | 41 | A
98800 | Participating Unit | No | No | MENBIO_6_RENEW1 | CalRENEW-1(A) | 5 | PGAE | CalRENEW-1 LLC | SOLAR | PHOTO VOLTAIC | SUN | NP15 | PGE3 | 2010-04-30 |  |  | 5 | A
99400 | Participating Unit | Yes | No | MOORPK_2_CALABS | Calabasas Gas-to-Energy Facility | 6.96 | SCE | County Sanitation District No.2 of Los Angeles County | BIOMASS | RECIPROCATING ENGINE | LANDFILL GAS | SP15 | SCE1 | 2010-09-20 |  |  | 13.8 | A
4300 | Participating Unit | Yes | No | SMUDGO_7_UNIT 1 | Calpine Geothermal (formerly a SMUD unit) | 53 | PGAE | CALPINE | GEOTHERMAL | STEAM | GEOTHERMAL | NP15 | PGE3 | 1983-01-01 |  |  | 78 | A
76200 | Participating Unit | No | No | CAMPFW_7_FARWST | Camp Far West | 8 | PGAE | SMUD | HYDRO | HYDRO | WATER | NP15 | PGE3 | 1985-01-01 |  |  | 7.9 | A
102500 | Participating Unit | No | No | ANAHM_2_CANYN1 | Canyon Power Plant Unit 1 | 49.4 | SCE | City of Anaheim | PEAKER | COMBUSTION TURBINE | NATURAL GAS | SP15 | SCE1 | 2011-09-16 | located at 3071 East Mira Loma Avenue, Anaheim, CA |  | 49.5 | A
102600 | Participating Unit | No | No | ANAHM_2_CANYN2 | Canyon Power Plant Unit 2 | 49.4 | SCE | City of Anaheim | PEAKER | COMBUSTION TURBINE | NATURAL GAS | SP15 | SCE1 | 2011-09-16 | located at 3071 East Mira Loma Avenue, Anaheim, CA |  | 49.5 | A
101900 | Participating Unit | No | No | ANAHM_2_CANYN3 | Canyon Power Plant Unit 3 | 49.4 | SCE | The City of Anaheim | PEAKER | COMBUSTION TURBINE | NATURAL GAS | SP15 | ANA1 | 2011-07-30 |  |  | 49.5 | A
102000 | Participating Unit | No | No | ANAHM_2_CANYN4 | Canyon Power Plant Unit 4 | 49.4 | SCE | The City of Anaheim | PEAKER | COMBUSTION TURBINE | NATURAL GAS | SP15 | ANA1 | 2011-07-30 |  |  | 49.5 | A
4500 | Participating Unit | No | No | CARBOU_7_UNIT 1 | Caribou PH 1 Unit 1 | 24 | PGAE | PG&E | HYDRO | HYDRO | WATER | NP15 | PGE3 | 1921-01-01 |  | NF Feather River | 24 | A
5000 | Participating Unit | No | No | CHICPK_7_UNIT 1 | Chicago Park PH | 42 | PGAE | NID | HYDRO | HYDRO | WATER | NP15 | PGE3 | 1965-01-01 |  | South Yuba | 42 | A
98400 | Participating Unit | No | No | CHINO_2_SOLAR | Chino Roof Top Solar Project | 2 | SCE | SCE | SOLAR | PHOTO VOLTAIC | SUN | SP15 | SCE1 | 2009-12-01 |  |  | 2 | A
100200 | Participating Unit | Yes | No | SAUGUS_7_CHIQCN | Chiquita Canyon Landfill Generating Facility | 8 | SCE | Ameresco Chiquita Energy, LLC | BIOMASS | RECIPROCATING ENGINE | LANDFILL GAS | SP15 | SCE1 | 2010-11-23 |  |  | 9.2 | A
96400 | Participating Unit | No | No | CHWCHL_1_BIOMAS | Chow II Biomass to Energy | 10.8 | PGAE | Global Ampersand LLC | BIOMASS | STEAM | LANDFILL GAS | NP15 | PGE3 | 2008-05-08 |  |  | 12.5 | A
5600 | Participating Unit | No | No | COLGAT_7_UNIT 1 | Colgate PH Unit 1 | 176.72 | PGAE | PCWA | HYDRO | HYDRO | WATER | NP15 | PGE3 | 1969-01-01 |  | North Yuba River | 176.72 | A
5700 | Participating Unit | No | No | COLGAT_7_UNIT 2 | Colgate PH Unit 2 | 175.67 | PGAE | PCWA | HYDRO | HYDRO | WATER | NP15 | PGE3 | 1969-01-01 |  | North Yuba River | 175.67 | A
100300 | Participating Unit | No | No | COLUSA_2_PL1X3 | Colusa Generating Station | 668 | PGAE | PG&E | COGENERATION | COMBUSTION TURBINE | NATURAL GAS | NP15 | PGE3 | 2010-12-22 |  |  | 715 | A
6100 | Participating Unit | No | No | COCOPP_7_UNIT 6 | Contra Costa PP Unit #6 | 337 | PGAE | Mirant | THERMAL | STEAM | NATURAL GAS | NP15 | PGE3 | 1964-01-01 |  |  | 330 | A
6200 | Participating Unit | No | No | COCOPP_7_UNIT 7 | Contra Costa PP Unit #7 | 337 | PGAE | Mirant | THERMAL | STEAM | NATURAL GAS | NP15 | PGE3 | 1964-01-01 |  |  | 330 | A
6300 | Participating Unit | No | No | CWATER_7_UNIT 1 | Coolwater Unit 1 | 63 | SCE | RRI Energy Coolwater, Inc. | THERMAL | STEAM | NATURAL GAS | SP15 | SCE1 | 1961-01-01 |  |  | 65 | A
6400 | Participating Unit | No | No | CWATER_7_UNIT 2 | Coolwater Unit 2 | 81.5 | SCE | RRI Energy Coolwater, Inc. | THERMAL | STEAM | NATURAL GAS | SP15 | SCE1 | 1964-01-01 |  |  | 71 | A
101200 | Participating Unit | No | No | COPMTN_2_SOLAR1 | Copper Mountain Solar 1 | 48 | SCE | El Dorado Energy, LLC | SOLAR | PHOTO VOLTAIC | SUN | SP15 | SCE1 | 2010-06-15 | This is a pseudo tie |  | 48 | A
103900 | Participating Unit | No | No | BRODIE_2_WIND | Coram Brodie Wind Project | 102 | SCE | Coram California Development, L.P. | WIND | WIND | WIND | SP15 | SCE1 | 2012-03-29 | 6705, Oak Creek Rd Mojave CA 93501. POD: 230 kV bus at SCE's Windhub substation |  | 102 | A
104400 | Participating Unit | Yes | No | MIDWD_7_CORAMB | Coram Brodie Wind Project | 7.5 | SCE | Coram Energy, LLC | WIND | WIND | WIND | SP15 | SCE1 | 1983-12-01 |  |  | 7.5 | A
6900 | Participating Unit | Yes | No | SANTGO_6_COYOTE | Coyote Canyon | 9.99 | SCE | Gas Recovery Systems, Inc. | BIOMASS | STEAM | LANDFILL GAS | SP15 | SCE1 | 1989-01-01 |  |  | 17.1 | A
7300 | Participating Unit | No | No | DSABLA_7_UNIT | DE SABLA | 18.5 | PGAE | PG&E | HYDRO | HYDRO | WATER | NP15 | PGE3 | 1963-01-01 |  | Butte Creek | 18.5 | A
7400 | Participating Unit | No | No | DEERCR_6_UNIT 1 | DEER CREEK | 7 | PGAE | PG&E | HYDRO | HYDRO | WATER | NP15 | PGE3 | 1908-01-01 |  |  | 7 | A
90900 | Participating Unit | No | No | FLOWD2_2_FPLWND | DIABLO WINDS | 18.6 | PGAE | DIABLO WINDS, LLC | WIND | WIND | WIND | NP15 | PGE3 | 2005-05-01 | First paralled on 12/21/2004. |  | 18 | A
7800 | Participating Unit | No | No | DIABLO_7_UNIT 1 | Diablo Canyon Unit 1 | 1150 | PGAE | PG&E | NUCLEAR | STEAM | URANIUM | ZP26 | PGE4 | 1985-01-01 |  |  | 1150 | A
7900 | Participating Unit | No | No | DIABLO_7_UNIT 2 | Diablo Canyon Unit 2 | 1150 | PGAE | PG&E | NUCLEAR | STEAM | URANIUM | ZP26 | PGE4 | 1986-01-01 |  |  | 1150 | A
96600 | Participating Unit | No | No | TIFFNY_1_DILLON | Dillon 1 Wind Project | 45 | SCE | Dillon Wind LLC | WIND | WIND | WIND | SP15 | SCE1 | 2008-04-18 |  |  | 45 | A
8100 | Participating Unit | Yes | No | DINUBA_6_UNIT | Dinuba | 12 | PGAE | Yanke Energy | THERMAL | STEAM | NATURAL GAS | NP15 | PGE3 | 2001-07-05 |  |  | 12 | A
8300 | Participating Unit | No | No | DONNLS_7_UNIT | Donnels Unit #1 | 72 | PGAE | TRI-DAM PROJECT | HYDRO | HYDRO | WATER | NP15 | PGE3 | 1957-01-01 |  | Stanislaus River | 72 | A
8700 | Participating Unit | No | No | DRUM_7_UNIT 5 | Drum PH 2 Unit 5 | 50 | PGAE | PG&E | HYDRO | HYDRO | WATER | NP15 | PGE3 | 1965-01-01 |  | South Yuba | 50 | A
8800 | Participating Unit | No | No | DUTCH1_7_UNIT 1 | Dutch Flat PH 1 Unit 1 | 22 | PGAE | PG&E | HYDRO | HYDRO | WATER | NP15 | PGE3 | 1943-01-01 |  | South Yuba | 22 | A
8900 | Participating Unit | No | No | DUTCH2_7_UNIT 1 | Dutch Flat PH 2 Unit 1 | 26 | PGAE | NID | HYDRO | HYDRO | WATER | NP15 | PGE3 | 1965-01-01 |  | South Yuba | 26 | A
2920 | Participating Unit | No | No | EASTWD_7_UNIT | EASTWOOD PUMP-GEN | 200 | SCE | SCE | HYDRO | PUMPED STORAGE | WATER | SP15 | SCE1 | 1987-01-01 |  |  | 199 | A
91900 | Participating Unit | No | No | ELDORO_7_UNIT 1 | EL DORADO POWERHOUSE UNIT 1 | 11 | PGAE | El Dorado Irrigation District | HYDRO | HYDRO | WATER | NP15 | PGE3 | 2005-05-21 |  | AMERICAN RIVER-SOUTH FORK | 10.5 | A
92000 | Participating Unit | No | No | ELDORO_7_UNIT 2 | EL DORADO POWERHOUSE UNIT 2 | 11 | PGAE | El Dorado Irrigation District | HYDRO | HYDRO | WATER | NP15 | PGE3 | 2005-05-21 |  | AMERICAN RIVER-SOUTH FORK | 10.5 | A
11100 | Participating Unit | No | No | ETIWND_6_MWDETI | ETIWANDA HYDRO RECOVERY PLANT | 24 | SCE | Metropolitan Water District | HYDRO | HYDRO | WATER | SP15 | SCE1 | 1994-01-01 | Became PG on 1/1/2005. |  | 24 | A
10800 | Participating Unit | No | No | ETIWND_7_UNIT 3 | ETIWANDA UNIT 3 | 320 | SCE | RRI Energy Etiwanda, Inc. | THERMAL | STEAM | NATURAL GAS | SP15 | SCE1 |  | Mothballed 11/7/2003. Returned to service 9/9/2004. |  | 333 | A
10900 | Participating Unit | No | No | ETIWND_7_UNIT 4 | ETIWANDA UNIT 4 | 320 | SCE | RRI Energy Etiwanda, Inc. | THERMAL | STEAM | NATURAL GAS | SP15 | SCE1 |  | Mothballed 11/7/2003. Returned to service 7/6/2004. |  | 333 | A
20200 | Participating Unit | Yes | No | LAPAC_6_UNIT | EVERGREEN PULP, INC. | 20 | PGAE | Evergreen Pulp, Inc. | THERMAL | STEAM | BLACK LIQUOR | NP15 | PGE1 | 1992-01-01 |  |  | 20 | A
9000 | Participating Unit | No | No | ELCAJN_6_UNITA1 | El Cajon - Calpeak | 45.42 | SDGE | CalPeak Power - El Cajon, LLC | PEAKER | COMBUSTION TURBINE | NATURAL GAS | SP15 | SDG1 | 2002-05-29 |  |  | 47.3 | A
99100 | Participating Unit | No | No | ELCAJN_6_LM6K | El Cajon Energy Center | 48.1 | SDGE | El Cajon Energy, LLC | PEAKER | COMBUSTION TURBINE | NATURAL GAS | SP15 | SDG1 | 2010-06-16 |  |  | 49.9 | A
9100 | Participating Unit | No | No | ELCAJN_7_GT1 | El Cajon GT | 16.36 | SDGE | Cabrillo Power II, LLC | PEAKER | COMBUSTION TURBINE | NATURAL GAS | SP15 | SDG1 | 1968-01-01 |  |  | 15 | A
96500 | Participating Unit | No | No | ELNIDP_6_BIOMAS | El Nido Biomass to Energy | 9.8 | PGAE | Global Ampersand LLC | BIOMASS | STEAM | LANDFILL GAS | NP15 | PGE3 | 2008-08-24 |  |  | 12.5 | A
9400 | Participating Unit | No | No | ELSEGN_7_UNIT 3 | El Segundo 3 | 335 | SCE | DYNEGY | THERMAL | STEAM | NATURAL GAS | SP15 | SCE1 | 1964-01-01 |  |  | 335 | A
9500 | Participating Unit | No | No | ELSEGN_7_UNIT 4 | El Segundo 4 | 335 | SCE | DYNEGY | THERMAL | STEAM | NATURAL GAS | SP15 | SCE1 | 1965-01-01 |  |  | 335 | A
9700 | Participating Unit | No | No | GOLETA_6_ELLWOD | Ellwood Generating Station | 54 | SCE | RRI Energy Coolwater, Inc. | PEAKER | COMBUSTION TURBINE | NATURAL GAS | SP15 | SCE1 |  | Mothballed 11/7/2003. Returned to service 4/1/2005 |  | 56 | A
9800 | Participating Unit | No | No | ENCINA_7_GT1 | Encina GT 1 | 14.5 | SDGE | Cabrillo Power I, LLC | PEAKER | COMBUSTION TURBINE | NATURAL GAS | SP15 | SDG1 | 1968-01-01 |  |  | 18 | A
9900 | Participating Unit | No | No | ENCINA_7_EA1 | Encina Unit 1 | 106 | SDGE | Cabrillo Power I, LLC | THERMAL | STEAM | NATURAL GAS | SP15 | SDG1 | 1954-01-01 |  |  | 106.25 | A
10000 | Participating Unit | No | No | ENCINA_7_EA2 | Encina Unit 2 | 104 | SDGE | Cabrillo Power I, LLC | THERMAL | STEAM | NATURAL GAS | SP15 | SDG1 | 1956-01-01 |  |  | 110.25 | A
10100 | Participating Unit | No | No | ENCINA_7_EA3 | Encina Unit 3 | 110 | SDGE | Cabrillo Power I, LLC | THERMAL | STEAM | NATURAL GAS | SP15 | SDG1 | 1958-01-01 |  |  | 110.25 | A
10200 | Participating Unit | No | No | ENCINA_7_EA4 | Encina Unit 4 | 300 | SDGE | Cabrillo Power I, LLC | THERMAL | STEAM | NATURAL GAS | SP15 | SDG1 | 1973-01-01 |  |  | 306 | A
10300 | Participating Unit | No | No | ENCINA_7_EA5 | Encina Unit 5 | 330 | SDGE | Cabrillo Power I, LLC | THERMAL | STEAM | NATURAL GAS | SP15 | SDG1 | 1978-01-01 |  |  | 345.6 | A
10400 | Participating Unit | No | No | ESCNDO_6_UNITB1 | Enterprise | 48.04 | SDGE | CalPeak Power LLC | PEAKER | COMBUSTION TURBINE | NATURAL GAS | SP15 | SDG1 | 2001-10-23 |  |  | 46.9 | A
11200 | Participating Unit | No | No | EXCHEC_7_UNIT 1 | Exchequer | 94.5 | PGAE | Merced Irrigation District | HYDRO | HYDRO | WATER | NP15 | PGE3 | 1967-01-01 |  | Merced River | 94.5 | A
81800 | Participating Unit | No | No | BOGUE_1_UNITA1 | FEATHER RIVER ENERGY CENTER | 46.3 | PGAE | Feather River Energy Center LLC (Calpine) | PEAKER | COMBUSTION TURBINE | NATURAL GAS | NP15 | PGE3 | 2002-12-23 |  |  | 49.9 | A
98100 | Participating Unit | No | No | ETIWND_2_SOLAR | FONTANA RT SOLAR | 2 | SCE | Southern California Edison | SOLAR | PHOTO VOLTAIC | SUN | SP15 | SCE1 | 2009-06-30 |  |  | 2 | A
58701 | Participating Unit | No | No | SAUGUS_6_MWDFTH | FOOTHILL HYDRO RECOVERY PLANT | 9.1 | SCE | Metropolitan Water Districe | HYDRO | HYDRO | WATER | SP15 | SCE1 | 1981-01-01 | Became PG on 1/1/2005. Formerly part of MESA_6_MWDPH1 aggregate scheduling resource. |  | 9.1 | A
100600 | Participating Unit | No | No | BRDSLD_2_MTZUMA | FPL Energy Montezuma Wind | 36.8 | PGAE | FPL Energy Montezuma Wind, LLC | WIND | WIND | WIND | NP15 | PGE3 | 2011-01-25 |  |  | 36.8 | A
102900 | Participating Unit | No | No | SCHNDR_1_FIVPTS | Five Points Solar Station | 15 | PGAE | Pacific Gas & Electric Company | SOLAR | PHOTO VOLTAIC | SUN | NP15 | PGE2 | 2011-10-07 | located at 23011 South Lassen Ave, Five Points, CA 93624 |  | 15 | A
11400 | Participating Unit | No | No | FORBST_7_UNIT 1 | Forbestown PH | 39 | PGAE | OWID | HYDRO | HYDRO | WATER | NP15 | PGE3 | 1963-01-01 |  | SF Feather River | 39 | A
11500 | Participating Unit | No | No | FMEADO_7_UNIT | French Meadows PH | 18 | PGAE | PCWA | HYDRO | HYDRO | WATER | NP15 | PGE3 | 1966-01-01 |  | American River | 18 | A
97000 | Participating Unit | No | No | WHEATL_6_LNDFIL | G2 Energy, Ostrom Road | 1.5 | PGAE | G2 Energy, Ostrom Road, LLC | BIOMASS | RECIPROCATING ENGINE | LANDFILL GAS | NP15 | PGE3 | 2009-01-08 |  |  | 1.6 | A
97500 | Participating Unit | No | No | GARNET_1_WIND | GARNET WIND ENERGY CENTER | 6.5 | SCE | GARNET ENERGY CORPORATION | WIND | WIND | WIND | SP15 | SCE1 | 2009-06-02 |  |  | 6 | A
81900 | Participating Unit | No | No | LMBEPK_2_UNITA3 | GOOSE HAVEN ENERGY CENTER | 48 | PGAE | Goose Haven Energy Center LLC (Calpine) | PEAKER | COMBUSTION TURBINE | NATURAL GAS | NP15 | PGE3 | 2003-01-06 |  |  | 49.9 | A
96900 | Participating Unit | No | No | GATWAY_2_PL1X3 | Gateway Generating Station | 590 | PGAE | PG&E | THERMAL | COMBINED CYCLE | NATURAL GAS | NP15 | PGE3 | 2009-01-04 |  |  | 619 | A
12300 | Participating Unit | No | No | NCPA_7_GP1UN1 | Geothermal Plant 1 Unit 1 | 38.85 | PGAE | NCPA | GEOTHERMAL | STEAM | GEOTHERMAL | NP15 | PGE3 | 1983-01-01 |  |  | 55 | A
12400 | Participating Unit | No | No | NCPA_7_GP1UN2 | Geothermal Plant 1 Unit 2 | 34 | PGAE | NCPA | GEOTHERMAL | STEAM | GEOTHERMAL | NP15 | PGE3 | 1983-01-01 |  |  | 55 | A
12500 | Participating Unit | No | No | NCPA_7_GP2UN3 | Geothermal Plant 2 Unit 3 | 42.42 | PGAE | NCPA | GEOTHERMAL | STEAM | GEOTHERMAL | NP15 | PGE3 | 1985-01-01 |  |  | 55 | A
12600 | Participating Unit | No | No | NCPA_7_GP2UN4 | Geothermal Plant 2 Unit 4 | 52.73 | PGAE | NCPA | GEOTHERMAL | STEAM | GEOTHERMAL | NP15 | PGE3 | 1986-01-01 |  |  | 55 | A
12700 | Participating Unit | No | No | GEYS11_7_UNIT11 | Geysers Unit 11 | 74.4 | PGAE | CALPINE | GEOTHERMAL | STEAM | GEOTHERMAL | NP15 | PGE3 | 1975-01-01 |  |  | 110 | A
12800 | Participating Unit | No | No | GEYS12_7_UNIT12 | Geysers Unit 12 | 57 | PGAE | CALPINE | GEOTHERMAL | STEAM | GEOTHERMAL | NP15 | PGE3 | 1979-01-01 |  |  | 66 | A
12900 | Participating Unit | Yes | No | GEYS13_7_UNIT13 | Geysers Unit 13 | 95 | PGAE | CALPINE | GEOTHERMAL | STEAM | GEOTHERMAL | NP15 | PGE3 | 1980-01-01 |  |  | 102 | A
13000 | Participating Unit | Yes | No | GEYS14_7_UNIT14 | Geysers Unit 14 | 70 | PGAE | CALPINE | GEOTHERMAL | STEAM | GEOTHERMAL | NP15 | PGE3 | 1980-01-01 |  |  | 114 | A
13100 | Participating Unit | Yes | No | GEYS16_7_UNIT16 | Geysers Unit 16 | 85 | PGAE | CALPINE | GEOTHERMAL | STEAM | GEOTHERMAL | NP15 | PGE3 | 1985-01-01 |  |  | 119 | A
13200 | Participating Unit | No | No | GEYS17_7_UNIT17 | Geysers Unit 17 | 60 | PGAE | CALPINE | GEOTHERMAL | STEAM | GEOTHERMAL | NP15 | PGE3 | 1982-01-01 |  |  | 65 | A
13300 | Participating Unit | No | No | GEYS18_7_UNIT18 | Geysers Unit 18 | 72 | PGAE | CALPINE | GEOTHERMAL | STEAM | GEOTHERMAL | NP15 | PGE3 | 1983-01-01 |  |  | 119 | A
13400 | Participating Unit | No | No | GEYS20_7_UNIT20 | Geysers Unit 20 | 62 | PGAE | CALPINE | GEOTHERMAL | STEAM | GEOTHERMAL | NP15 | PGE3 | 1985-01-01 |  |  | 119 | A
13700 | Participating Unit | No | No | CSCGNR_1_UNIT 1 | Gianera GT 1 | 24.75 | PGAE | SVP (Santa Clara) | PEAKER | COMBUSTION TURBINE | NATURAL GAS | NP15 | CSC1 | 1987-01-01 |  |  | 24.75 | A
13800 | Participating Unit | No | No | CSCGNR_1_UNIT 2 | Gianera GT 2 | 24.75 | PGAE | SVP (Santa Clara) | PEAKER | COMBUSTION TURBINE | NATURAL GAS | NP15 | CSC1 | 1986-01-01 |  |  | 24.75 | A
13900 | Participating Unit | No | No | GILRPP_1_PL3X4 | Gilroy Energy Center Unit 3 | 46.2 | PGAE | CALPINE | PEAKER | COMBUSTION TURBINE | NATURAL GAS | NP15 | PGE3 | 2002-02-28 |  |  | 49.9 | A
14100 | Participating Unit | No | No | GLNARM_7_UNIT 1 | Glen Arm Power Plant 1 | 22.3 | SCE | City of Pasadena | PEAKER | COMBUSTION TURBINE | NATURAL GAS | SP15 | PAS1 | 1976-01-01 |  |  | 30.58 | A
14200 | Participating Unit | No | No | GLNARM_7_UNIT 2 | Glen Arm Power Plant 2 | 22.3 | SCE | City of Pasadena | PEAKER | COMBUSTION TURBINE | NATURAL GAS | SP15 | PAS1 | 1976-01-01 |  |  | 30.58 | A
89000 | Participating Unit | No | No | GLNARM_7_UNIT 3 | Glen Arm Power Plant 3 | 44.83 | SCE | City of Pasadena | PEAKER | COMBUSTION TURBINE | NATURAL GAS | SP15 | PAS1 | 2004-01-08 |  |  | 47.3 | A
89300 | Participating Unit | No | No | GLNARM_7_UNIT 4 | Glen Arm Power Plant 4 | 42.42 | SCE | City of Pasadena | PEAKER | COMBUSTION TURBINE | NATURAL GAS | SP15 | PAS1 | 2004-01-08 |  |  | 47.3 | A
104100 | Participating Unit | No | No | DELAMO_2_SOLRD | Golden Solar Building D | 1.25 | SCE | Golden Springs Development Company LLC | SOLAR | PHOTO VOLTAIC | SUN | SP15 | SCE1 | 2012-04-02 | 12935 Leffingwell Avenue, Santa Fe Springs, CA 90670 POD: 220 kV bus at the Del Amo Substation |  | 1.4 | A
103800 | Participating Unit | No | No | DELAMO_2_SOLRC1 | Golden Springs Building C1 | 1.16 | SCE | Spartech Plastics | SOLAR | PHOTO VOLTAIC | SUN | SP15 | SCE1 | 2012-02-10 | 12816 Alder Dr, Santa Fe Springs, CA 90670. POD: 220kV bus of SCE's Del Amo Substation. |  | 1.17 | A
95400 | Participating Unit | No | No | ETIWND_6_GRPLND | Grapeland Peaker | 46 | SCE | SCE | PEAKER | COMBUSTION TURBINE | NATURAL GAS | SP15 | SCE1 | 2007-09-20 |  |  | 49 | A
14300 | Participating Unit | No | No | GRIZLY_1_UNIT 1 | Grizzly PH | 20 | PGAE | PG&E | HYDRO | HYDRO | WATER | NP15 | PGE3 | 1993-01-01 |  | NF Feather River | 20 | A
15000 | Participating Unit | No | No | HATCR1_7_UNIT | HAT CREEK 1 | 8.5 | PGAE | PG&E | HYDRO | HYDRO | WATER | NP15 | PGE3 | 1921-01-01 |  | Pit River | 8.5 | A
15100 | Participating Unit | No | No | HATCR2_7_UNIT | HAT CREEK 2 | 8.5 | PGAE | PG&E | HYDRO | HYDRO | WATER | NP15 | PGE3 | 1921-01-01 |  | Pit River | 8.5 | A
84500 | Participating Unit | No | No | BRDSLD_2_HIWIND | HIGH WINDS PROJECT | 162 | PGAE | High Winds, LLC | WIND | WIND | WIND | NP15 | PGE3 | 2003-12-23 |  |  | 162 | A
14600 | Participating Unit | No | No | HALSEY_6_UNIT | Halsey PH | 13.5 | PGAE | PG&E | HYDRO | HYDRO | WATER | NP15 | PGE3 | 1916-01-01 |  | South Yuba | 13.5 | A
100100 | Participating Unit | No | No | HATRDG_2_WIND | Hatchet Ridge Wind Farm | 102 | PGAE | Hatchet Ridge Wind, LLC | WIND | WIND | WIND | NP15 | PGE3 | 2010-11-19 |  |  | 101.2 | A
15300 | Participating Unit | No | No | HELMPG_7_UNIT 1 | Helms PGP Unit 1 | 407 | PGAE | PG&E | HYDRO | PUMPED STORAGE | WATER | NP15 | PGE3 | 1984-01-01 |  | Kings River | 407 | A
15400 | Participating Unit | No | No | HELMPG_7_UNIT 2 | Helms PGP Unit 2 | 407 | PGAE | PG&E | HYDRO | PUMPED STORAGE | WATER | NP15 | PGE3 | 1984-01-01 |  | Kings River | 407 | A
15500 | Participating Unit | No | No | HELMPG_7_UNIT 3 | Helms PGP Unit 3 | 404 | PGAE | PG&E | HYDRO | PUMPED STORAGE | WATER | NP15 | PGE3 | 1984-01-01 |  | Kings River | 404 | A
15600 | Participating Unit | No | No | HENRTA_6_UNITA1 | Henrietta Peaker Plant Unit 1 | 49.98 | PGAE | GWF Energy, LLC | PEAKER | COMBUSTION TURBINE | NATURAL GAS | NP15 | PGE3 | 2002-07-01 |  |  | 49 | A
15700 | Participating Unit | No | No | HENRTA_6_UNITA2 | Henrietta Peaker Plant Unit 2 | 49.42 | PGAE | GWF Energy, LLC | PEAKER | COMBUSTION TURBINE | NATURAL GAS | NP15 | PGE3 | 2002-07-01 |  |  | 49 | A
77500 | Participating Unit | No | No | CSCHYD_2_UNIT 2 | Highline Hydro | 0.5 | PGAE | SVP (Santa Clara) | HYDRO | HYDRO | WATER | NP15 | PGE3 | 1989-01-01 |  |  | 0.5 | A
99600 | Participating Unit | No | No | HUMBPP_6_UNITS1 | Humboldt Bay Generating Station 1 | 48.81 | PGAE | PG&E | THERMAL | RECIPROCATING ENGINE | NATURAL GAS | NP15 | PGE3 | 2010-09-29 |  |  | 48.81 | A
99700 | Participating Unit | No | No | HUMBPP_6_UNITS2 | Humboldt Bay Generating Station 2 | 48.81 | PGAE | PG&E | THERMAL | RECIPROCATING ENGINE | NATURAL GAS | NP15 | PGE3 | 2010-09-29 |  |  | 48.81 | A
99500 | Participating Unit | No | No | HUMBPP_1_UNITS3 | Humboldt Bay Generating Station 3 | 65.08 | PGAE | PG&E | THERMAL | RECIPROCATING ENGINE | NATURAL GAS | NP15 | PGE3 | 2010-09-29 |  |  | 65.08 | A
16500 | Participating Unit | No | No | HNTGBH_7_UNIT 1 | Huntington Beach 1 | 225.75 | SCE | AES | THERMAL | STEAM | NATURAL GAS | SP15 | SCE1 |  |  |  | 226 | A
16600 | Participating Unit | No | No | HNTGBH_7_UNIT 2 | Huntington Beach 2 | 225.8 | SCE | AES | THERMAL | STEAM | NATURAL GAS | SP15 | SCE1 |  |  |  | 226 | A
16700 | Participating Unit | No | No | HNTGBH_7_UNIT 3 | Huntington Beach 3 | 225 | SCE | AES | THERMAL | STEAM | NATURAL GAS | SP15 | SCE1 | 2002-07-31 | Repowered |  | 225 | A
16800 | Participating Unit | No | No | HNTGBH_7_UNIT 4 | Huntington Beach 4 | 215 | SCE | AES | THERMAL | STEAM | NATURAL GAS | SP15 | SCE1 | 2003-08-07 | Repowered |  | 225 | A
17300 | Participating Unit | No | No | INSKIP_2_UNIT | INSKIP | 8 | PGAE | PG&E | HYDRO | HYDRO | WATER | NP15 | PGE3 | 1979-01-01 |  | Battle Creek | 8 | A
17000 | Participating Unit | No | No | INDIGO_1_UNIT 1 | Indigo Energy 1 | 44 | SCE | Wildflower Energy | PEAKER | COMBUSTION TURBINE | NATURAL GAS | SP15 | SCE1 | 2001-09-19 |  |  | 45 | A
17100 | Participating Unit | No | No | INDIGO_1_UNIT 2 | Indigo Energy 2 | 44.53 | SCE | Wildflower Energy | PEAKER | COMBUSTION TURBINE | NATURAL GAS | SP15 | SCE1 | 2001-09-19 |  |  | 45 | A
17200 | Participating Unit | No | No | INDIGO_1_UNIT 3 | Indigo Energy 3 | 43.69 | SCE | Wildflower Energy | PEAKER | COMBUSTION TURBINE | NATURAL GAS | SP15 | SCE1 | 2001-09-19 |  |  | 45 | A
104200 | Participating Unit | No | No | WALNUT_2_SOLAR | Industry MetroLink PV1 | 1.5 | SCE | City of Industry | SOLAR | PHOTO VOLTAIC | SUN | SP15 | SCE1 | 2012-04-03 | 600 Brea Canyon Road, City of industry, CA 91744 POD: WALNUT 230 kV bus and this is a distribution connected resource in SCE territory |  | 1.75 | A
99000 | Participating Unit | No | No | INLDEM_5_UNIT 2 | Inland Empire Energy Center, L.L.C. Unit 2 | 366.32 | SCE | Inland Empire Energy Center, L.L.C. | THERMAL | COMBINED CYCLE | NATURAL GAS | SP15 | SCE1 | 2010-06-08 |  |  | 405 | A
97600 | Participating Unit | No | No | INLDEM_5_UNIT 1 | Inland Empire Energy Center, Unit 1 | 376.2 | SCE | Inland Empire Energy Center, LLC | THERMAL | COMBINED CYCLE | NATURAL GAS | SP15 | SCE1 | 2009-06-29 |  |  | 405 | A
17400 | Participating Unit | No | No | BLACK_7_UNIT 1 | James B. Black 1 | 85 | PGAE | PG&E | HYDRO | HYDRO | WATER | NP15 | PGE3 | 1966-01-01 |  | Pit River | 85 | A
17500 | Participating Unit | No | No | BLACK_7_UNIT 2 | James B. Black 2 | 84.1 | PGAE | PG&E | HYDRO | HYDRO | WATER | NP15 | PGE3 | 1965-01-01 |  | Pit River | 84.1 | A
97800 | Participating Unit | No | No | KIRKER_7_KELCYN | KELLER CANYON LANDFILL GEN FACILITY | 3.56 | PGAE | Ameresco Keller Canyon, LLC | BIOMASS | RECIPROCATING ENGINE | LANDFILL GAS | NP15 | NCP1 | 2009-08-01 |  |  | 3.8 | A
18700 | Participating Unit | No | No | KRNCNY_6_UNIT | KERN CANYON | 11.5 | PGAE | PG&E | HYDRO | HYDRO | WATER | ZP26 | PGE4 | 1921-01-01 |  |  | 11.5 | A
52901 | Participating Unit | Yes | No | OMAR_2_UNIT 1 | KERN RIVER COGENERATION CO. (OMAR HILL) UNIT 1 | 78 | SCE | Kern River Cogeneration Company | COGENERATION | COMBUSTION TURBINE | NATURAL GAS | SP15 | SCE1 | 1985-05-01 | 12/17/2009 KRCC will switch from being scheduled as an aggregate resource |  | 70 | A
52902 | Participating Unit | Yes | No | OMAR_2_UNIT 2 | KERN RIVER COGENERATION CO. (OMAR HILL) UNIT 2 | 78 | SCE | Kern River Cogeneration Company | COGENERATION | COMBUSTION TURBINE | NATURAL GAS | SP15 | SCE1 | 1985-05-01 | 12/17/2009 KRCC will switch from being scheduled as an aggregate resource |  | 70 | A
52903 | Participating Unit | Yes | No | OMAR_2_UNIT 3 | KERN RIVER COGENERATION CO. (OMAR HILL) UNIT 3 | 80 | SCE | Kern River Cogeneration Company | COGENERATION | COMBUSTION TURBINE | NATURAL GAS | SP15 | SCE1 | 1985-05-01 | 12/17/2009 KRCC will switch from being scheduled as an aggregate resource |  | 70 | A
52904 | Participating Unit | Yes | No | OMAR_2_UNIT 4 | KERN RIVER COGENERATION CO. (OMAR HILL) UNIT 4 | 80 | SCE | Kern River Cogeneration Company | COGENERATION | COMBUSTION TURBINE | NATURAL GAS | SP15 | SCE1 | 1985-05-01 | 12/17/2009 KRCC will switch from being scheduled as an aggregate resource |  | 70 | A
19000 | Participating Unit | No | No | KILARC_2_UNIT 1 | KILARC | 3.2 | PGAE | PG&E | HYDRO | HYDRO | WATER | NP15 | PGE3 | 1904-01-01 |  |  | 3.2 | A
91100 | Participating Unit | No | No | FAMOSO_7_KMBRLA | KIMBERLINA POWER PLANT | 5 | PGAE | Clean Energy Systems, Inc. | THERMAL | STEAM | NATURAL GAS | ZP26 | PGE4 |  | Unit is a test and research facility and not available for market dispatch or dependable capacity supply. |  | 5.9 | A
92600 | Participating Unit | No | No | CRSTWD_6_KUMYAY | KUMEYAAY WIND FARM | 50 | SDGE | Kumeyaay Wind LLC | WIND | WIND | WIND | SP15 | SDG1 | 2005-12-21 |  |  | 50 | A
17800 | Participating Unit | No | No | RECTOR_2_KAWH 1 | Kaweah PH 1 Unit 1 | 2.25 | SCE | SCE | HYDRO | HYDRO | WATER | SP15 | SCE1 | 1929-01-01 | Included in MAMMTH_2_EHYDRO telemetry value |  | 2.25 | A
17900 | Participating Unit | No | No | KEARNY_7_KY1 | Kearny 1 | 16.67 | SDGE | DYNEGY | PEAKER | COMBUSTION TURBINE | NATURAL GAS | SP15 | SDG1 | 1972-01-01 |  |  | 16 | A
18200 | Participating Unit | No | No | KELYRG_6_UNIT | Kelly Ridge PH | 11 | PGAE | OWID | HYDRO | HYDRO | WATER | NP15 | PGE3 | 1963-01-01 |  | SF Feather River | 11 | A
18300 | Participating Unit | No | No | KERKH1_7_UNIT 1 | Kerckhoff PH 1 Unit #1 | 13 | PGAE | PG&E | HYDRO | HYDRO | WATER | NP15 | PGE3 | 1920-01-01 |  | San Joaquin River | 13 | A
18400 | Participating Unit | No | No | KERKH1_7_UNIT 2 | Kerckhoff PH 1 Unit #2 | 12.8 | PGAE | PG&E | HYDRO | HYDRO | WATER | NP15 | PGE3 | 1920-01-01 |  | San Joaquin River | 12.8 | A
18500 | Participating Unit | No | No | KERKH1_7_UNIT 3 | Kerckhoff PH 1 Unit #3 | 12.8 | PGAE | PG&E | HYDRO | HYDRO | WATER | NP15 | PGE3 | 1920-01-01 |  | San Joaquin River | 12.8 | A
18600 | Participating Unit | No | No | KERKH2_7_UNIT 1 | Kerckhoff PH 2 Unit #1 | 153.9 | PGAE | PG&E | HYDRO | HYDRO | WATER | NP15 | PGE3 | 1983-01-01 |  | San Joaquin River | 153.9 | A
19100 | Participating Unit | No | No | KNGCTY_6_UNITA1 | King City Energy Center | 44.6 | PGAE | CALPINE | PEAKER | COMBUSTION TURBINE | NATURAL GAS | NP15 | PGE3 | 2002-01-14 |  |  | 49.9 | A
19200 | Participating Unit | No | No | KINGRV_7_UNIT 1 | Kings River Unit 1 | 51.2 | PGAE | PG&E | HYDRO | HYDRO | WATER | NP15 | PGE3 | 1962-01-01 |  | Kings River | 51.2 | A
82000 | Participating Unit | No | No | LAPLMA_2_UNIT 1 | LA PALOMA UNIT 1 | 259.8 | PGAE | La Paloma Generating Company | THERMAL | COMBINED CYCLE | NATURAL GAS | ZP26 | PGE4 | 2003-01-10 |  |  | 255.6 | A
82400 | Participating Unit | No | No | LAPLMA_2_UNIT 2 | LA PALOMA UNIT 2 | 260.2 | PGAE | La Paloma Generating Company | THERMAL | COMBINED CYCLE | NATURAL GAS | ZP26 | PGE4 | 2003-03-05 |  |  | 255.6 | A
82100 | Participating Unit | No | No | LAPLMA_2_UNIT 3 | LA PALOMA UNIT 3 | 256.15 | PGAE | La Paloma Generating Company | THERMAL | COMBINED CYCLE | NATURAL GAS | ZP26 | PGE4 | 2003-01-13 |  |  | 255.6 | A
82500 | Participating Unit | No | No | LAPLMA_2_UNIT 4 | LA PALOMA UNIT 4 | 259.54 | PGAE | La Paloma Generating Company | THERMAL | COMBINED CYCLE | NATURAL GAS | ZP26 | PGE4 | 2003-03-05 |  |  | 255.6 | A
58703 | Participating Unit | No | No | MIRLOM_7_MWDLKM | LAKE MATHEWS HYDRO RECOVERY PLANT | 5 | SCE | Metropolitan Water District | HYDRO | HYDRO | WATER | SP15 | SCE1 | 1980-01-01 | Became PG on 1/1/2005. Formerly part of MESA_6_MWDPH1 aggregate scheduling resource. |  | 4.9 | A
82200 | Participating Unit | No | No | LMBEPK_2_UNITA1 | LAMBIE ENERGY CENTER | 48 | PGAE | Lambie Energy Center LLC (Calpine) | PEAKER | COMBUSTION TURBINE | NATURAL GAS | NP15 | PGE3 | 2003-01-06 |  |  | 49.9 | A
19500 | Participating Unit | No | No | CLRKRD_6_LIMESD | LIME SADDLE | 2 | PGAE | PG&E | HYDRO | HYDRO | WATER | NP15 | PGE3 | 1906-01-01 |  | West Branch Feather River | 2 | A
19600 | Participating Unit | Yes | No | PLSNTG_7_LNCLND | LINCOLN LANDFILL POWER PLANT | 2.1 | PGAE | Energy 2001, Inc. | BIOMASS | RECIPROCATING ENGINE | LANDFILL GAS | NP15 | PGE3 | 1985-01-01 | Repowered & returned to commercial operation 9/10/2004 |  | 1.6 | A
102300 | Participating Unit | No | No | LAKHDG_6_UNIT 1 | Lake Hodges Pump Station 1 - Unit 1 | 20 | SDGE | San Diego County Water Authority | HYDRO | HYDRO | WATER | SP15 | SDG1 | 2011-09-08 | located at 18962 Lake Drive, Escondido, CA 92029. POD: 69 kV bus in Lake Hodges substation |  | 20 | A
94400 | Participating Unit | No | No | UKIAH_7_LAKEMN | Lake Mendocino Hydro | 3.5 | PGAE | NCPA | HYDRO | HYDRO | WATER | NP15 | PGE3 | 2007-07-02 | Part of NCPA MSS | Russian River | 3.5 | A
19300 | Participating Unit | No | No | LARKSP_6_UNIT 1 | Larkspur 1 | 46.1 | SDGE | Wildflower Energy | PEAKER | COMBUSTION TURBINE | NATURAL GAS | SP15 | SDG1 | 2001-09-13 |  |  | 45 | A
19400 | Participating Unit | No | No | LARKSP_6_UNIT 2 | Larkspur 2 | 47.98 | SDGE | Wildflower Energy | PEAKER | COMBUSTION TURBINE | NATURAL GAS | SP15 | SDG1 | 2001-09-13 |  |  | 45 | A
19700 | Participating Unit | No | No | LODI25_2_UNIT 1 | Lodi GT | 25.3 | PGAE | NCPA | PEAKER | COMBUSTION TURBINE | NATURAL GAS | NP15 | PGE3 | 1986-01-01 |  |  | 25.4 | A
19800 | Participating Unit | No | No | STIGCT_2_LODI | Lodi STIG | 49.9 | PGAE | NCPA | PEAKER | COMBUSTION TURBINE | NATURAL GAS | NP15 | PGE3 | 1996-01-01 |  |  | 51.2 | A
95000 | Participating Unit | No | No | HINSON_6_LBECH1 | Long Beach - Unit 1 | 65 | SCE | Long Beach Generation LLC | PEAKER | COMBUSTION TURBINE | NATURAL GAS | SP15 | SCE1 | 2007-08-01 |  |  | 70 | A
95100 | Participating Unit | No | No | HINSON_6_LBECH2 | Long Beach - Unit 2 | 65 | SCE | Long Beach Generation LLC | PEAKER | COMBUSTION TURBINE | NATURAL GAS | SP15 | SCE1 | 2007-08-01 |  |  | 70 | A
95200 | Participating Unit | No | No | HINSON_6_LBECH3 | Long Beach - Unit 3 | 65 | SCE | Long Beach Generation LLC | PEAKER | COMBUSTION TURBINE | NATURAL GAS | SP15 | SCE1 | 2007-08-01 |  |  | 70 | A
95300 | Participating Unit | No | No | HINSON_6_LBECH4 | Long Beach - Unit 4 | 65 | SCE | Long Beach Generation LLC | PEAKER | COMBUSTION TURBINE | NATURAL GAS | SP15 | SCE1 | 2007-08-01 |  |  | 70 | A
98700 | Participating Unit | No | No | HATLOS_6_LSCRK | Lost Creek 1 & 2 Hydro Conversion | 1.7 | PGAE | Snow Mountain Hydro, LLC. | HYDRO | HYDRO | WATER | NP15 | PGE3 | 1989-06-15 | Conversion from HATLOS_6_QFUNITS on 1/1/2010. |  | 1.7 | A
57200 | Participating Unit | Yes | No | DAVIS_7_MNMETH | MINNESOTA METHANE (YOLO QF) | 4 | SCE | 1106 | BIOMASS |  | LANDFILL GAS | SP15 | SCE1 | 1997-01-01 | Formerly Res ID PALMRC_1_YOLOLF |  | 4.03 | A
92100 | Participating Unit | No | No | MRGT_6_MMAREF | MIRAMAR ENERGY FACILITY | 48 | SDGE | San Diego Gas & Electric | PEAKER | PEAKER | NATURAL GAS | SP15 | SDG1 | 2005-07-27 |  |  | 46.7 | A
57300 | Participating Unit | Yes | No | MSHGTS_6_MMARLF | MIRAMAR LANDFILL | 5 | SDGE | MM San Diego, LLC (Formerly QFID 450) | BIOMASS | RECIPROCATING ENGINE | LANDFILL GAS | SP15 | SDG1 | 2003-05-21 | Converted to Participating Generator |  | 6.5 | A
68004 | Participating Unit | Yes | No | SAUGUS_7_LOPEZ | MM LOPEZ ENERGY, LLC | 6.1 | SCE | MM Lopez Energy LLC (formerly QFID 1105) | BIOMASS | INTERNAL COMBUSTION | LANDFILL GAS | SP15 | SCE1 | 1999-01-05 | Became Participating Generator on 5/17/2006 |  | 6.1 | A
64504 | Participating Unit | Yes | No | RECTOR_7_TULARE | MM TULARE ENERGY, LLC | 1.6 | SCE | MM TULARE ENERGY, LLC (formerly QF #1103) | BIOMASS | RECIPROCATING ENGINE | LANDFILL GAS | SP15 | SCE1 | 1998-05-08 | Converted to Participating generator on 12/11/2006. (Two units) |  | 1.63 | A
74001 | Participating Unit | Yes | No | WALNUT_7_WCOVCT | MM WEST COAST COVINA, LLC (BKK I) | 4.5 | SCE | MM WEST COAST COVINA, LLC (BKK I) - Formerly QF #1110 | BIOMASS | COMBUSTION TURBINE | LANDFILL GAS | SP15 | SCE1 | 1996-10-05 | Formerly part of WALNUT_6_QF aggregate, Converted to participating unit on 12/15/2006. |  | 4.9 | A
74002 | Participating Unit | Yes | No | WALNUT_7_WCOVST | MM WEST COAST COVINA, LLC (BKK II) | 5.7 | SCE | MM WEST COAST COVINA, LLC (BKK II) - Formerly QF #1111 | BIOMASS | STEAM | LANDFILL GAS | SP15 | SCE1 | 1996-10-05 | Formerly part of WALNUT_6_QF aggregate, Converted to Participating unit on 12/15/2006. |  | 6.5 | A
96300 | Participating Unit | No | No | OTAY_6_PL1X2 | MMC Chula Vista Aggregate | 35.5 | SDGE | MMC Chula Vista, LLC | PEAKER | COMBUSTION TURBINE | NATURAL GAS | SP15 | SDG1 | 2006-06-08 | 0.02 MW is an internal combustion engine |  | 44.02 | A
40704 | Participating Unit | No | No | MIRLOM_2_CORONA | MWD Corona Hydroelectric Recovery Plant | 2.85 | SCE | MWD | HYDRO | HYDRO | WATER | SP15 | SCE1 | 1987-01-01 |  |  | 2.85 | A
61603 | Participating Unit | No | No | OLINDA_2_COYCRK | MWD Coyote Creek Hydroelectric Recovery Plant | 3.13 | SCE | MWD | HYDRO | HYDRO | WATER | SP15 | SCE1 | 1979-02-21 |  |  | 3.13 | A
73204 | Participating Unit | No | No | VALLEY_5_PERRIS | MWD Perris Hydroelectric Recovery Plant | 7.94 | SCE | MWD | HYDRO | HYDRO | WATER | SP15 | SCE1 | 1983-01-01 |  |  | 7.94 | A
73205 | Participating Unit | No | No | VALLEY_5_REDMTN | MWD Red Mountain Hydroelectric Recovery Plant | 5.9 | SCE | MWD | HYDRO | HYDRO | WATER | SP15 | SCE1 | 1985-01-01 |  |  | 5.9 | A
56504 | Participating Unit | No | No | CENTER_2_RHONDO | MWD Rio Hondo Hydroelectric Recovery Plant | 1.91 | SCE | MWD | HYDRO | HYDRO | WATER | SP15 | SCE1 | 1984-01-01 |  |  | 1.91 | A
40705 | Participating Unit | No | No | MIRLOM_2_TEMESC | MWD Temescal Hydroelectric Recovery Plant | 2.85 | SCE | MWD | HYDRO | HYDRO | WATER | SP15 | SCE1 | 1987-01-01 |  |  | 2.85 | A
61604 | Participating Unit | No | No | VILLPK_2_VALLYV | MWD Valley View Hydroelectric Recovery Plant | 4.1 | SCE | MWD | HYDRO | HYDRO | WATER | SP15 | SCE1 | 1985-01-01 |  |  | 4.1 | A
58800 | Participating Unit | Yes | No | LACIEN_2_VENICE | MWD Venice Hydroelectric Recovery Plant | 10.12 | SCE |  | HYDRO | HYDRO | WATER | SP15 | SCE1 | 1982-01-01 | Operating as a participating unit as of 11/1/2008. Previously a QF unit (LACIEN_2_QF). |  | 10.14 | A
20400 | Participating Unit | No | No | CAPMAD_1_UNIT 1 | Madera Power | 24 | PGAE | Madera Power LLC | BIOMASS | STEAM | AGRICULTURAL WASTE | NP15 | PGE3 | 2001-05-16 |  |  | 28.5 | A
20500 | Participating Unit | No | No | BIGCRK_7_MAMRES | Mammoth Pool Fishwater Generator | 1.25 | SCE | SCE | HYDRO | HYDRO | WATER | SP15 | SCE1 |  |  |  | 1.25 | A
20600 | Participating Unit | No | No | MNDALY_7_UNIT 1 | Mandalay 1 | 215 | SCE | RRI Energy Mandalay, Inc. | THERMAL | STEAM | NATURAL GAS | SP15 | SCE1 | 1959-01-01 |  |  | 215 | A
20700 | Participating Unit | No | No | MNDALY_7_UNIT 2 | Mandalay 2 | 215.29 | SCE | RRI Energy Mandalay, Inc. | THERMAL | STEAM | NATURAL GAS | SP15 | SCE1 | 1959-01-01 |  |  | 215 | A
20800 | Participating Unit | No | No | MNDALY_7_UNIT 3 | Mandalay 3 GT | 130 | SCE | RRI Energy Mandalay, Inc. | PEAKER | COMBUSTION TURBINE | NATURAL GAS | SP15 | SCE1 |  | Mothballed 11/7/2003. Returned to Service 4/1/2005. |  | 130 | A
96000 | Participating Unit | No | No | CSTRVL_7_PL1X2 | Marina Landfill Gas - Units 1&2 | 3.03 | PGAE | Monterey Regional Waste Management District | BIOMASS | INTERNAL COMBUSTION | LANDFILL GAS | NP15 | PGE3 | 2007-09-01 |  |  | 2.6 | A
21000 | Participating Unit | No | No | MCSWAN_6_UNITS | Mc SWAIN | 10 | PGAE | Merced Irrigation District | HYDRO | HYDRO | WATER | NP15 | PGE3 | 1967-01-01 |  | Merced River | 10 | A
21100 | Participating Unit | No | No | MERCFL_6_UNIT | Merced Falls | 3.5 | PGAE | PG&E | HYDRO | HYDRO | WATER | NP15 | PGE3 | 1930-01-01 |  |  | 3.5 | A
97700 | Participating Unit | No | No | MRGT_6_MEF2 | Miramar Energy Facility II | 47.9 | SDGE | SDG&E | PEAKER | COMBUSTION TURBINE | NATURAL GAS | SP15 | SDG1 | 2009-08-07 |  |  | 49.5 | A
103700 | Participating Unit | No | No | BRDSLD_2_MTZUM2 | Montezuma II | 78.2 | PGAE | Montezuma II Wind, LLC | WIND | WIND | WIND | NP15 | PGE2 | 2012-02-01 | 6720 Birds Landing Road, Birds Landing, CA 94512. POD: 230kV bus at Birds Landing sub. |  | 78.2 | A
22300 | Participating Unit | No | No | MORBAY_7_UNIT 3 | Morro Bay Unit 3 | 325 | PGAE | Dynegy Morro Bay, LLC | THERMAL | STEAM | NATURAL GAS | ZP26 | PGE4 | 1962-12-01 |  |  | 300 | A
22400 | Participating Unit | No | No | MORBAY_7_UNIT 4 | Morro Bay Unit 4 | 325 | PGAE | Dynegy Morro Bay, LLC | THERMAL | STEAM | NATURAL GAS | ZP26 | PGE4 | 1963-01-01 |  |  | 300 | A
22500 | Participating Unit | No | No | MOSSLD_7_UNIT 6 | Moss Landing 6 | 754.33 | PGAE | Dynegy Moss Landing, LLC | THERMAL | STEAM | NATURAL GAS | NP15 | PGE3 | 1967-01-01 |  |  | 702 | A
22600 | Participating Unit | No | No | MOSSLD_7_UNIT 7 | Moss Landing 7 | 755.7 | PGAE | Dynegy Moss Landing, LLC | THERMAL | STEAM | NATURAL GAS | NP15 | PGE3 | 1968-01-01 |  |  | 702 | A
22900 | Participating Unit | No | No | MTWIND_1_UNIT 1 | Mountain View I | 44.4 | SCE | PG&E Trading | WIND | WIND | WIND | SP15 | SCE1 | 2001-03-24 |  |  | 44.4 | A
23000 | Participating Unit | No | No | MTWIND_1_UNIT 2 | Mountain View II | 22.2 | SCE | Seawest Wind | WIND | WIND | WIND | SP15 | SCE1 | 2001-09-17 |  |  | 22.2 | A
89100 | Participating Unit | No | No | MTWIND_1_UNIT 3 | Mountain View III | 22.44 | SCE | Mountain View III Power Partners | WIND | WIND | WIND | SP15 | SCE1 | 2003-12-15 |  |  | 22.44 | A
104600 | Participating Unit | No | No | BLAST_1_WIND | Mountain View IV Wind | 49 | SCE | Mountain View Power Partners IV, LLC | WIND | WIND | WIND | SP15 | SCE1 | 2012-02-23 |  |  | 49 | A
23200 | Participating Unit | No | No | NAROW2_2_UNIT | NARROWS PH 2 UNIT | 55 | PGAE | YCWA | HYDRO | HYDRO | WATER | NP15 | PGE3 | 1969-01-01 |  | North Yuba River | 55 | A
60000 | Participating Unit | Yes | No | EGATE_7_NOCITY | NORTH CITY GENERATING FACILITY (EASTGATE) | 2 | SDGE | MM San Diego, LLC (Formerly QFID 455) | BIOMASS | RECIPROCATING ENGINE | LANDFILL GAS | SP15 | SDG1 | 1999-01-01 | Converted to Participating Generator. Formerly Res ID NOCITY_7_ESGATE |  | 3.8 | A
23300 | Participating Unit | No | No | NAROW1_2_UNIT | Narrows PH 1 Unit | 12 | PGAE | PG&E | HYDRO | HYDRO | WATER | NP15 | PGE3 | 1942-01-01 |  | South Yuba | 12 | A
23400 | Participating Unit | No | No | NWCSTL_7_UNIT 1 | Newcastle PH | 12 | PGAE | PG&E | HYDRO | HYDRO | WATER | NP15 | PGE3 | 1986-01-01 |  | South Yuba | 12 | A
104300 | Participating Unit | No | No | BUCKWD_1_NPALM1 | North Palm Springs 1 | 2.4 | SCE | North palm Springs Investments | SOLAR | PHOTO VOLTAIC | SUN | SP15 | SCE1 | 2012-04-02 | Dillon Road and Worsley Road, Desert Hot Springs, CA 92240 POD: Devers-Farrell 115 kV line. |  | 2.5 | A
23500 | Participating Unit | No | No | BUCKCK_7_OAKFLT | OAK FLAT PH | 1.3 | PGAE | PG&E | HYDRO | HYDRO | WATER | NP15 | PGE3 | 1985-01-01 |  | North Fork Feather River | 1.3 | A
91000 | Participating Unit | No | No | VINCNT_2_WESTWD | OASIS POWER PLANT | 60 | SCE | OASIS POWER PARTNERS, LLC | WIND | WIND | WIND | SP15 | SCE1 | 2005-03-31 | First paralleled 12/16/2004. |  | 60 | A
23600 | Participating Unit | No | No | OAK C_7_UNIT 1 | Oakland GT #1 | 55 | PGAE | Dynegy Oakland LLC | PEAKER | COMBUSTION TURBINE | DIESEL / OIL | NP15 | PGE3 | 1978-01-01 | ISO management recommended, and the Board accepted, extending a contract to the Dynegy Oakland generating units through 2012, for 165 MW. |  | 74.5 | A
23700 | Participating Unit | No | No | OAK C_7_UNIT 2 | Oakland GT #2 | 55 | PGAE | Dynegy Oakland LLC | PEAKER | COMBUSTION TURBINE | DIESEL / OIL | NP15 | PGE3 | 1978-01-01 | Tested at 58.77MW. NDC is based on RMR contract.ISO management recommended, and the Board accepted, extending a contract to the Dynegy Oakland generating units through 2012, for 165 MW. |  | 74.5 | A
23800 | Participating Unit | No | No | OAK C_7_UNIT 3 | Oakland GT #3 | 55 | PGAE | Dynegy Oakland LLC | PEAKER | COMBUSTION TURBINE | DIESEL / OIL | NP15 | PGE3 | 1978-01-01 | Tested at 57.74MW. NDC is based on RMR contract.ISO management recommended, and the Board accepted, extending a contract to the Dynegy Oakland generating units through 2012, for 165 MW. |  | 74.5 | A
96200 | Participating Unit | Yes | No | OLINDA_7_LNDFIL | Olinda Landfill | 5.6 | SCE | Brea Power Partners, L.P. | BIOMASS | RECIPROCATING ENGINE | LANDFILL GAS | SP15 | SCE1 | 2002-05-01 |  |  | 5.63 | A
102100 | Participating Unit | No | No | MIRLOM_2_ONTARO | Ontario RT Solar | 5 | SCE | Southern California Edison (SCE) | SOLAR | PHOTO VOLTAIC | SUN | SP15 | SCE1 | 2011-08-25 | at 3510 East Francis Street |  | 5.5 | A
24100 | Participating Unit | No | No | ORMOND_7_UNIT 1 | Ormond Beach Unit 1 | 741.27 | SCE | RRI Energy Ormond Beach, Inc. | THERMAL | STEAM | NATURAL GAS | SP15 | SCE1 | 1971-01-01 |  |  | 750 | A
24200 | Participating Unit | No | No | ORMOND_7_UNIT 2 | Ormond Beach Unit 2 | 775 | SCE | RRI Energy Ormond Beach, Inc. | THERMAL | STEAM | NATURAL GAS | SP15 | SCE1 | 1971-01-01 |  |  | 750 | A
94500 | Participating Unit | No | No | OTAY_7_UNITC1 | Otay 3 | 3.75 | SDGE | Covanta Otay 3 Company | BIOMASS | RECIPROCATING ENGINE | LANDFILL GAS | SP15 | SDG1 | 2007-03-08 |  |  | 3.75 | A
98000 | Participating Unit | No | No | OTMESA_2_PL1X3 | Otay Mesa Energy Center | 603.68 | SDGE | Otay Mesa Energy Center, LLC | THERMAL | COMBINED CYCLE | NATURAL GAS | SP15 | SDG1 | 2009-10-03 |  |  | 669 | A
97200 | Participating Unit | No | No | OXMTN_6_LNDFIL | Ox Mountain Landfill | 10.62 | PGAE | Ameresco Half Moon Bay LLC | BIOMASS | RECIPROCATING ENGINE | LANDFILL GAS | NP15 | PGE3 | 2009-04-01 | 6 internal combustion generator sets @ approximately 1.9 MW each |  | 11.4 | A
24300 | Participating Unit | No | No | OXBOW_6_DRUM | Oxbow PH | 6 | PGAE | PCWA | HYDRO | HYDRO | WATER | NP15 | PGE3 | 1966-01-01 |  | American River | 6 | A
24400 | Participating Unit | No | No | PWEST_1_UNIT | PACIFIC WEST I | 2.1 | SCE | PPM One, LLC | WIND | WIND | WIND | SP15 | SCE1 |  |  |  | 2.1 | A
24800 | Participating Unit | No | No | PHOENX_1_UNIT | PHOENIX PH | 2 | PGAE | PG&E | HYDRO | HYDRO | WATER | NP15 | PGE3 | 1940-01-01 |  | Tuolemne River | 2 | A
63600 | Participating Unit | Yes | No | CPSTNO_7_PRMADS | PRIMA DESHECHA LANDFILL | 6.1 | SDGE | MM Biogas Power, LLC (Formerly QF ID 448) | BIOMASS | RECIPROCATING ENGINE | LANDFILL GAS | SP15 | SDG1 | 1999-01-01 | Formerly Res ID PRMADS_7_CPSTNO |  | 6.1 | A
24500 | Participating Unit | No | No | PNOCHE_1_UNITA1 | Panoche - CalPeak | 52.01 | PGAE | CalPeak Power LLC | PEAKER | COMBUSTION TURBINE | NATURAL GAS | NP15 | PGE3 | 2001-12-27 |  |  | 49 | A
97400 | Participating Unit | No | No | PNCHEG_2_PL1X4 | Panoche Energy Center | 400 | PGAE | Panoche Energy Center, LLC | PEAKER | COMBUSTION TURBINE | NATURAL GAS | NP15 | PGE3 | 2009-05-28 | Consisting of 4 combustion turbine generators |  | 418.6 | A
25000 | Participating Unit | No | No | PIT1_7_UNIT 1 | Pit PH 1 Unit 1 | 32 | PGAE | PG&E | HYDRO | HYDRO | WATER | NP15 | PGE3 | 1922-01-01 |  | Pit River | 32 | A
25100 | Participating Unit | No | No | PIT1_7_UNIT 2 | Pit PH 1 Unit 2 | 32 | PGAE | PG&E | HYDRO | HYDRO | WATER | NP15 | PGE3 | 1922-01-01 |  | Pit River | 32 | A
25600 | Participating Unit | No | No | PIT6_7_UNIT 1 | Pit PH 6 Unit 1 | 39 | PGAE | PG&E | HYDRO | HYDRO | WATER | NP15 | PGE3 | 1965-01-01 |  | Pit River | 39 | A
25700 | Participating Unit | No | No | PIT6_7_UNIT 2 | Pit PH 6 Unit 2 | 40 | PGAE | PG&E | HYDRO | HYDRO | WATER | NP15 | PGE3 | 1965-01-01 |  | Pit River | 40 | A
25800 | Participating Unit | No | No | PIT7_7_UNIT 1 | Pit PH 7 Unit 1 | 55.7 | PGAE | PG&E | HYDRO | HYDRO | WATER | NP15 | PGE3 | 1965-01-01 |  | Pit River | 55.7 | A
25900 | Participating Unit | No | No | PIT7_7_UNIT 2 | Pit PH 7 Unit 2 | 54.6 | PGAE | PG&E | HYDRO | HYDRO | WATER | NP15 | PGE3 | 1965-01-01 |  | Pit River | 54.6 | A
26400 | Participating Unit | No | No | PITTSP_7_UNIT 5 | Pittsburg Unit 5 | 312 | PGAE | Mirant | THERMAL | STEAM | NATURAL GAS | NP15 | PGE3 | 1960-01-01 |  |  | 320 | A
26500 | Participating Unit | No | No | PITTSP_7_UNIT 6 | Pittsburg Unit 6 | 317 | PGAE | Mirant | THERMAL | STEAM | NATURAL GAS | NP15 | PGE3 | 1961-01-01 |  |  | 325 | A
26600 | Participating Unit | No | No | PITTSP_7_UNIT 7 | Pittsburg Unit 7 | 682 | PGAE | Mirant | THERMAL | STEAM | NATURAL GAS | NP15 | PGE3 | 1972-01-01 |  |  | 712 | A
26700 | Participating Unit | No | No | POEPH_7_UNIT 1 | Poe PH Unit 1 | 69 | PGAE | PG&E | HYDRO | HYDRO | WATER | NP15 | PGE3 | 1958-01-01 |  | NF Feather River | 68 | A
26800 | Participating Unit | No | No | POEPH_7_UNIT 2 | Poe PH Unit 2 | 60 | PGAE | PG&E | HYDRO | HYDRO | WATER | NP15 | PGE3 | 1958-01-01 |  | NF Feather River | 60 | A
26900 | Participating Unit | No | No | CONTRL_1_POOLE | Poole Unit 1 | 10.9 | SCE | SCE | HYDRO | HYDRO | WATER | SP15 | SCE1 | 1924-01-01 | Included in BISHOP_1_UNITS telemetry value |  | 10.9 | A
96100 | Participating Unit | Yes | No | RHONDO_6_PUENTE | Puente Hills Facility | 4 | SCE | Cnty Sanitation Dist.No.2 of LA County | BIOMASS | INTERNAL COMBUSTION | LANDFILL GAS | SP15 | SCE1 | 2007-12-07 |  |  | 9.27 | A
83000 | Participating Unit | No | No | RVRVEW_1_UNITA1 | RIVERVIEW ENERGY CENTER | 48.7 | PGAE | Riverview Energy Center LLC | PEAKER | COMBUSTION TURBINE | NATURAL GAS | NP15 | PGE3 | 2003-05-02 |  |  | 49.9 | A
94800 | Participating Unit | No | No | CCRITA_7_RPPCHF | Rancho Penasquitos Hydro Facility | 5.25 | SDGE | San Diego County Water Authority | HYDRO | HYDRO | WATER | SP15 | SDG1 | 2007-01-23 |  |  | 4.65 | A
27600 | Participating Unit | No | No | REDOND_7_UNIT 5 | Redondo Unit 5 | 178.87 | SCE | AES | THERMAL | STEAM | NATURAL GAS | SP15 | SCE1 | 1954-01-01 |  |  | 175 | A
27700 | Participating Unit | No | No | REDOND_7_UNIT 6 | Redondo Unit 6 | 175 | SCE | AES | THERMAL | STEAM | NATURAL GAS | SP15 | SCE1 | 1957-01-01 |  |  | 175 | A
27800 | Participating Unit | No | No | REDOND_7_UNIT 7 | Redondo Unit 7 | 505.96 | SCE | AES | THERMAL | STEAM | NATURAL GAS | SP15 | SCE1 | 1967-01-01 |  |  | 480 | A
27900 | Participating Unit | No | No | REDOND_7_UNIT 8 | Redondo Unit 8 | 495.9 | SCE | AES | THERMAL | STEAM | NATURAL GAS | SP15 | SCE1 | 1967-01-01 |  |  | 480 | A
100800 | Participating Unit | No | No | VISTA_2_RIALTO | Rialto Roof Top Solar Project | 1 | SCE | SCE | SOLAR | PHOTO VOLTAIC | SUN | SP15 | SCE1 | 2011-03-01 |  |  | 1 | A
101000 | Participating Unit | No | No | RVSIDE_2_RERCU3 | Riverside Energy Resource Center (RERC) Unit 3 | 49 | SCE | City of Riverside | PEAKER | COMBUSTION TURBINE | NATURAL GAS | SP15 | RVD1 | 2011-04-01 |  |  | 49.5 | A
101100 | Participating Unit | No | No | RVSIDE_2_RERCU4 | Riverside Energy Resource Center (RERC) Unit 4 | 49 | SCE | City of Riverside | PEAKER | COMBUSTION TURBINE | NATURAL GAS | SP15 | RVD1 | 2011-04-01 |  |  | 49.5 | A
28000 | Participating Unit | No | No | RCKCRK_7_UNIT 1 | Rock Creek Unit 1 | 57 | PGAE | PG&E | HYDRO | HYDRO | WATER | NP15 | PGE3 | 1950-01-01 |  | NF Feather River | 57 | A
28100 | Participating Unit | No | No | RCKCRK_7_UNIT 2 | Rock Creek Unit 2 | 56.9 | PGAE | PG&E | HYDRO | HYDRO | WATER | NP15 | PGE3 | 1950-01-01 |  | NF Feather River | 56.9 | A
28200 | Participating Unit | No | No | ROLLIN_6_UNIT | Rollins PH | 13.5 | PGAE | NID | HYDRO | HYDRO | WATER | NP15 | PGE3 | 1980-01-01 |  |  | 13.5 | A
58704 | Participating Unit | No | No | PADUA_6_MWDSDM | SAN DIMAS HYDRO RECOVERY PLANT | 9.9 | SCE | Metropolitan Water Districe | HYDRO | HYDRO | WATER | SP15 | SCE1 | 1981-01-01 | Became PG on 1/1/2005. Formerly part of MESA_6_MWDPH1 aggregate scheduling resource. |  | 9.9 | A
62207 | Participating Unit | Yes | No | PADUA_7_SDIMAS | SAN DIMAS WASH HYDRO | 1.05 | SCE | SAN GABRIEL VALLEY MWD (formerly QFID 4011) | HYDRO | HYDRO | WATER | SP15 | SCE1 | 1986-01-28 | Became Participating Generator on 9/29/2006 |  | 1.05 | A
28700 | Participating Unit | No | No | SANJOA_1_UNIT 1 | SAN JOAQUIN COGEN, LLC | 48 | PGAE | Centennial Power, Inc. (Formerly QFID 25C057) | COGENERATION | COMBUSTION TURBINE | NATURAL GAS | NP15 | PGE3 | 1990-01-01 |  |  | 48.6 | A
67700 | Participating Unit | No | No | SMARQF_1_UNIT 1 | SANTA MARIA COGEN | 8.1 | PGAE | Wellhead Power (Formerly QFID 18C026) | COGENERATION | COMBUSTION TURBINE | NATURAL GAS | ZP26 | PGE4 | 1989-06-21 |  |  | 10.2 | A
102700 | Participating Unit | No | No | DALYCT_1_FCELL | SF State Fuel Cell Station | 1.6 | PGAE | Pacific Gas and Electric Company | THERMAL | COMBUSTION TURBINE | NATURAL GAS | NP15 | PGE2 | 2011-09-27 | on the CSUSF campus at 1600 Holloway Avenue, San Francisco, CA. | 1.6 |  | A
92900 | Participating Unit | No | No | BRDSLD_2_SHILO1 | SHILOH I WIND PROJECT | 150 | PGAE | Shiloh I Wind Project LLC | WIND | WIND | WIND | NP15 | PGE3 | 2006-03-30 |  |  | 150 | A
29300 | Participating Unit | No | No | SPIAND_1_UNIT | SIERRA PACIFIC INDUSTRIES (ANDERSON) | 5.7 | PGAE | 13P163EO1 | BIOMASS | STEAM | WOOD WASTE | NP15 | PGE3 | 1986-11-04 | Has its own PGA with the CAISO, effective 4/1/2011. |  | 5.7 | A
29700 | Participating Unit | Yes | No | SPIFBD_1_PL1X2 | SIERRA PACIFIC INDUSTRIES (SONORA) | 7.5 | PGAE | Sierra Pacific Industries | BIOMASS | STEAM | WOOD WASTE | NP15 | PGE3 | 2001-05-29 |  |  | 7.5 | A
29900 | Participating Unit | Yes | No | VESTAL_6_WDFIRE | SIERRA POWER CORPORATION | 7 | SCE | Sierra Power Corp. | BIOMASS | STEAM | WOOD WASTE | SP15 | SCE1 | 1985-01-01 |  |  | 9 | A
30200 | Participating Unit | No | No | SONGS_7_UNIT 2 | SONGS UNIT 2 | 1124 | SCE | SCE / SDGE | NUCLEAR | STEAM | URANIUM | SP15 | SCE1 | 1983-01-01 |  |  | 1127 | A
30300 | Participating Unit | No | No | SONGS_7_UNIT 3 | SONGS UNIT 3 | 1126 | SCE | SCE / SDGE | NUCLEAR | STEAM | URANIUM | SP15 | SCE1 | 1984-01-01 |  |  | 1127 | A
30400 | Participating Unit | No | No | SOUTH_2_UNIT | SOUTH PH | 7.1 | PGAE | PG&E | HYDRO | HYDRO | WATER | NP15 | PGE3 | 1979-01-01 |  |  | 7.1 | A
102200 | Participating Unit | No | No | SBERDO_2_REDLND | SPVP022 Redlands RT Solar | 2 | SCE | Southern California Edison | SOLAR | PHOTO VOLTAIC | SUN | SP15 | SCE1 | 2011-03-23 | a warehouse roof at 27221 Pioneer Avenue, Redlands, CA 92374 |  | 2.5 | A
90600 | Participating Unit | No | No | CHILLS_7_UNITA1 | SYCAMORE CANYON LANDFILL PLANT B | 2 | SDGE | Gas Recovery Systems | BIOMASS | RECIPROCATING ENGINE | LANDFILL GAS | SP15 | SDG1 | 2004-07-14 |  |  | 3 | A
28800 | Participating Unit | No | No | CRNEVL_6_SJQN 2 | San Joaquin PH 2 | 3.2 | PGAE | PGAE | HYDRO | HYDRO | WATER | NP15 | PGE3 | 1917-01-01 |  |  | 3.2 | A
28900 | Participating Unit | No | No | CRNEVL_6_SJQN 3 | San Joaquin PH 3 | 4.2 | PGAE | PGAE | HYDRO | HYDRO | WATER | NP15 | PGE3 | 1923-01-01 |  |  | 4.2 | A
101500 | Participating Unit | No | No | SMRCOS_6_LNDFIL | San Marcos Energy | 1.5 | SDGE | San Marcos Energy LLC | BIOMASS | RECIPROCATING ENGINE | LANDFILL GAS | SP15 | SDG1 | 2011-05-20 |  |  | 1.6 | A
101800 | Participating Unit | No | No | AVENAL_6_SANDDG | Sand Drag Solar Project | 19 | PGAE | Sand Drag Solar Project | SOLAR | PHOTO VOLTAIC | SUN | NP15 | PGE2 | 2011-08-05 |  |  | 19 | A
76000 | Participating Unit | No | No | ZOND_6_UNIT | Santa Clara Wind Project | 17.1 | PGAE | Seawest Power Resources, LLC (formerly QFID 01W017) | WIND | WIND | WIND | NP15 | PGE3 | 1985-12-30 | Converted to Participating unit on 8/26/2006. |  | 24.1 | A
99900 | Participating Unit | No | No | PSWEET_1_STCRUZ | Santa Cruz Energy LLC | 1.6 | PGAE | Santa Cruz Energy LLC | BIOMASS | RECIPROCATING ENGINE | LANDFILL GAS | NP15 | PGE3 | 2010-02-06 |  |  | 1.6 | A
99800 | Participating Unit | No | No | SISQUC_1_SMARIA | Santa Maria II LFG Power Plant | 1.42 | PGAE | J&A-Santa Maria II, LLC | BIOMASS | RECIPROCATING ENGINE | LANDFILL GAS | NP15 | PGE1 | 2010-09-27 |  |  | 1.48 | A
103300 | Participating Unit | No | No | BRDSLD_2_SHLO3A | Shiloh III - Phase A | 102.5 | PGAE | Shiloh III Wind Project, LLC | WIND | WIND | WIND | NP15 | PGE3 | 2011-12-22 | 50 Repower brand wind turbines rated at 2 MW each. 6523 Montezuma Hill Road, Birds Landing , CA 94512. POD:230 kV bus in the Bird's Landing substation (Peabody-CoCo PP 230 kV). |  | 100 | A
97300 | Participating Unit | No | No | BRDSLD_2_SHILO2 | Shiloh Wind Project 2 | 150 | PGAE | Shiloh Wind Project 2, LLC | WIND | WIND | WIND | NP15 | PGE3 | 2009-01-27 |  |  | 150 | A
98500 | Participating Unit | No | No | LNCSTR_6_SOLAR | Sierra Sun Tower Unit #1 | 7.5 | SCE | Sierra Sun Tower, LLC | SOLAR | STEAM | SUN | SP15 | SCE1 |  |  |  | 7.5 | A
30000 | Participating Unit | No | No | SLYCRK_1_UNIT 1 | Sly Creek PH | 13 | PGAE | OWID | HYDRO | HYDRO | WATER | NP15 | PGE3 | 1983-01-01 |  | SF Feather River | 13 | A
31000 | Participating Unit | No | No | SPAULD_6_UNIT 3 | Spaulding Unit 3 | 6.5 | PGAE | PG&E | HYDRO | HYDRO | WATER | NP15 | PGE3 | 1928-01-01 |  | South Yuba | 6.5 | A
31300 | Participating Unit | No | No | SPRGAP_1_UNIT 1 | Spring Gap Unit 1 | 7 | PGAE | PG&E | HYDRO | HYDRO | WATER | NP15 | PGE3 | 1921-01-01 |  |  | 7 | A
31400 | Participating Unit | No | No | STANIS_7_UNIT 1 | Stanislaus Unit 1 | 91 | PGAE | PG&E | HYDRO | HYDRO | WATER | NP15 | PGE3 | 1963-01-01 |  | Stanislaus River | 91 | A
97100 | Participating Unit | No | No | PNCHPP_1_PL1X2 | Starwood Power | 119.91 | PGAE | Starwood Power-Midway, LLC | PEAKER | COMBUSTION TURBINE | NATURAL GAS | NP15 | PGE3 | 2009-05-04 | simple-cycle resource consisting of 2 combustion turbine generator sets |  | 120 | A
103000 | Participating Unit | No | No | STROUD_6_SOLAR | Stroud Solar Station | 20 | PGAE | Pacific Gas and Electric Company | SOLAR | PHOTO VOLTAIC | SUN | NP15 | PGE2 | 2011-10-04 | at 18285 West Kamm Avenue, Helm, CA 93627 |  | 20 | A
101700 | Participating Unit | No | No | AVENAL_6_SUNCTY | Sun City Solar Project | 20 | PGAE | Sun City Project LLC | SOLAR | PHOTO VOLTAIC | SUN | NP15 | PGE2 | 2011-08-05 |  |  | 20 | A
100000 | Participating Unit | No | No | MARTIN_1_SUNSET | Sunset Reservoir - North Basin | 4.5 | PGAE | RE SFCity1, LP | SOLAR | PHOTO VOLTAIC | SUN | NP15 | PGE3 | 2010-10-29 |  |  | 4.5 | A
101400 | Participating Unit | No | No | CHILLS_1_SYCENG | Sycamore Energy 1 | 1.5 | SDGE | Sycamore Energy 1 LLC | BIOMASS | COMBUSTION TURBINE | LANDFILL GAS | SP15 | SDG1 | 2011-05-19 |  |  | 1.9 | A
71400 | Participating Unit | Yes | No | TXMCKT_6_UNIT | TEXACO INC. (MCKITTRICK) | 23.6 | PGAE | 25C193 | COGENERATION | COMBUSTION TURBINE | NATURAL GAS | ZP26 | PGE4 | 1994-10-01 |  |  | 11.5 | A
32300 | Participating Unit | No | No | TOADTW_6_UNIT | TOADTOWN PH | 1.5 | PGAE | PG&E | HYDRO | HYDRO | WATER | NP15 | PGE3 | 1986-01-01 |  |  | 1.5 | A
83200 | Participating Unit | No | No | SCHLTE_1_UNITA1 | TRACY PEAKER PLANT UNIT 1 | 86 | PGAE | GWF Energy LLC | PEAKER | COMBUSTION TURBINE | NATURAL GAS | NP15 | PGE3 | 2003-05-30 |  |  | 85 | A
83300 | Participating Unit | No | No | SCHLTE_1_UNITA2 | TRACY PEAKER PLANT UNIT 2 | 86 | PGAE | GWF Energy LLC | PEAKER | COMBUSTION TURBINE | NATURAL GAS | NP15 | PGE3 | 2003-05-30 |  |  | 85 | A
32500 | Participating Unit | No | No | SPRGVL_2_TULE | TULE PH (PG&E) | 6.4 | SCE | PG&E | HYDRO | HYDRO | WATER | SP15 | SCE1 | 1914-01-01 |  |  | 6.4 | A
32600 | Participating Unit | No | No | SPRGVL_2_TULESC | TULE PH (SCE) | 2.5 | SCE | SCE | HYDRO | HYDRO | WATER | SP15 | SCE1 | 1909-01-01 | Included in MAMMTH_2_EHYDRO telemetry value |  | 2.52 | A
103400 | Participating Unit | No | No | FTSWRD_6_TRFORK | Three Forks Water Power Project | 1.63 | PGAE | Grizzly Mountain Ranch | HYDRO | HYDRO | WATER | NP15 | PGE3 | 2011-11-01 | Mile Marker 6, Stewart Ranch Rd, One quarter mi north of Gort Sward Sub Station. Zenia, CA 95595 Fort Seward Sub Station. 60 kV Bus at Fort Seward Sub 12V |  | 1.8 | A
97900 | Participating Unit | Yes | No | SAUGUS_2_TOLAND | Toland Landfill gas to Energy Project | 1.57 | SCE | Ventura Regional Sanitation District | BIOMASS | COMBUSTION TURBINE | LANDFILL GAS | SP15 | SCE1 | 2009-08-25 |  |  | 2.8 | A
32900 | Participating Unit | No | No | VOLTA_2_UNIT 1 | VOLTA UNIT 1 | 9.1 | PGAE | PG&E | HYDRO | HYDRO | WATER | NP15 | PGE3 | 1980-01-01 |  |  | 9.1 | A
33000 | Participating Unit | No | No | VOLTA_2_UNIT 2 | VOLTA UNIT 2 | 1 | PGAE | PG&E | HYDRO | HYDRO | WATER | NP15 | PGE3 | 1981-01-01 |  |  | 1 | A
32800 | Participating Unit | No | No | VACADX_1_UNITA1 | Vaca Dixon Peaker Plant | 50.61 | PGAE | CalPeak Power - Vaca Dixon, LLC | PEAKER | COMBUSTION TURBINE | NATURAL GAS | NP15 | PGE3 | 2002-06-21 |  |  | 48.49 | A
98300 | Participating Unit | No | No | VACADX_1_SOLAR | Vaca-Dixon Solar Station | 2.5 | PGAE | PG&E | SOLAR | PHOTO VOLTAIC | SUN | NP15 | PGE2 | 2009-12-23 |  |  | 2 | A
89200 | Participating Unit | No | No | BUCKWD_7_WINTCV | WINTEC V FACILITY | 1.32 | SCE | Wintec Energy, Ltd. | WIND | WIND | WIND | SP15 | SCE1 | 2003-12-30 |  |  | 1.32 | A
82600 | Participating Unit | No | No | WOLFSK_1_UNITA1 | WOLFSKILL ENERGY CENTER | 46.9 | PGAE | Wolfskill Energy Center, LLC (Calpine) | PEAKER | COMBUSTION TURBINE | NATURAL GAS | NP15 | PGE3 | 2003-03-22 |  |  | 49.9 | A
75300 | Participating Unit | Yes | No | BIOMAS_1_UNIT 1 | WOODLAND BIOMASS | 28.8 | PGAE | WOODLAND BIOMASS POWER, LLC | BIOMASS | STEAM | WOOD WASTE | NP15 | PGE3 | 1989-08-31 |  |  | 28 | A
33200 | Participating Unit | No | No | WESTPT_2_UNIT | West Point PH | 14 | PGAE | PG&E | HYDRO | HYDRO | WATER | NP15 | PGE3 | 1948-01-01 |  | Mokelumne River | 14 | A
102400 | Participating Unit | No | No | SCHNDR_1_WSTSDE | Westside Solar Station | 15 | PGAE | Pacific Gas & Electric Company | SOLAR | PHOTO VOLTAIC | SUN | NP15 | PGE2 | 2011-09-13 | located at 24245 South Trinity Avenue, Fivepoints, CA 93624, in Fresno County |  | 15 | A
33500 | Participating Unit | No | No | WHTWTR_1_WINDA1 | Whitewater Hill Wind Project | 61.5 | SCE | Whitewater Hill Wind Partners, LLC | WIND | WIND | WIND | SP15 | SCE1 | 2002-08-31 |  |  | 61.5 | A
33600 | Participating Unit | No | No | WISE_1_UNIT 1 | Wise Unit 1 | 14.5 | PGAE | PG&E | HYDRO | HYDRO | WATER | NP15 | PGE1 | 1917-01-01 |  | South Yuba | 14.5 | A
33700 | Participating Unit | No | No | WISE_1_UNIT 2 | Wise Unit 2 | 3.2 | PGAE | PG&E | HYDRO | HYDRO | WATER | NP15 | PGE1 | 1986-01-01 |  | South Yuba | 3.2 | A
33900 | Participating Unit | No | No | WDLEAF_7_UNIT 1 | Woodleaf PH | 60 | PGAE | OWID | HYDRO | HYDRO | WATER | NP15 | PGE3 | 1963-01-01 |  | SF Feather River | 60 | A
58705 | Participating Unit | No | No | VILLPK_6_MWDYOR | YORBA LINDA HYDRO RECOVERY PLANT | 5.1 | SCE | Metropolitan Water Districe | HYDRO | HYDRO | WATER | SP15 | SCE1 | 1981-01-01 | Became PG on 1/1/2005. Formerly part of MESA_6_MWDPH1 aggregate scheduling resource. |  | 5.1 | A
34000 | Participating Unit | No | No | YUBACT_6_UNITA1 | Yuba City Energy Center | 46 | PGAE | Yuba City Energy Center, LLC | PEAKER | COMBUSTION TURBINE | NATURAL GAS | NP15 | PGE3 | 2002-07-26 |  |  | 49.9 | A
34100 | Non-Participating | Yes | No | MCGEN_1_UNIT | ACE COGENERATION COMPANY | 118.32 | SCE | 2071 | COGENERATION | STEAM | COAL | SP15 | SCE1 | 1990-09-20 |  |  | 96 | A
60600 | Non-Participating | Yes | No | PTLOMA_6_NTCCGN | AEI MCRD STEAM TURBINE | 2.58 | SDGE | 162 | COGENERATION | STEAM | HEAT RECOVERY | SP15 | SDG1 | 1989-01-01 |  |  | 2.58 | A
34200 | Non-Participating | Yes | No | CHEVCO_6_UNIT 2 | AERA ENERGY LLC. (Coalinga) | 12.5 | PGAE | 25C249 | COGENERATION |  | NATURAL GAS | NP15 | PGE3 | 1988-06-03 |  |  | 12.5 | A
83400 | Non-Participating | No | No | COLTON_6_AGUAM1 | AGUA MANSA GENERATING FACILITY | 43 | SCE | City of Colton | PEAKER | COMBUSTION TURBINE | NATURAL GAS | SP15 | SCE1 | 2003-06-27 |  |  | 43 | A
34400 | Non-Participating | Yes | No | KALINA_2_UNIT 1 | ALTAMONT COGENERATION CORP. | 7.48 | PGAE | 16C047 | COGENERATION |  | NATURAL GAS | NP15 | PGE3 | 1990-04-13 |  |  | 7.48 | A
34500 | Non-Participating | Yes | No | ALTMID_2_UNIT 1 | ALTAMONT MIDWAY LTD. | 12.5 | PGAE | 16W009 | WIND | WIND | WIND | NP15 | PGE3 | 1985-04-16 |  |  | 56.2 | A
34700 | Non-Participating | Yes | No | FLOWD1_6_ALTPP1 | ALTAMONT POWER LLC (PARTNERS 1) | 11.5 | PGAE | 01W009 | WIND | WIND | WIND | NP15 | PGE3 | 1984-01-01 |  |  | 11.5 | A
35400 | Non-Participating | Yes | No |  | ARCADIA U.S.D. - ARCADIA HIGH SCHOOL | 0.07 | SCE | 2344 | COGENERATION |  |  | SP15 | SCE1 | 1989-01-23 |  |  | 0.07 | A
35500 | Non-Participating | Yes | No | FAYETT_1_UNIT | ARCADIAN RENEWABLE POWER CORP. - highly inactive | 34.5 | PGAE | 16W020 | WIND | WIND | WIND | NP15 | PGE3 | 1983-01-01 |  |  | 34.5 | A
35700 | Non-Participating | Yes | No | AZUSA_2_HYDRO | AZUSA HYDRO | 2.5 | SCE | PASADENA | HYDRO | HYDRO | WATER | SP15 | SCE1 | 1949-01-01 |  |  | 2.5 | A
35800 | Non-Participating | Yes | No |  | B. BRAUN MEDICAL INC. | 6.1 | SCE | 2462 | COGENERATION |  | NATURAL GAS | SP15 | SCE1 | 1995-02-21 |  |  | 6.1 | A
35900 | Non-Participating | Yes | No | BDGRCK_1_UNITS | BADGER CREEK LIMITED | 55.3 | PGAE | 25C250 | COGENERATION |  | NATURAL GAS | ZP26 | PGE4 | 1991-04-01 |  |  | 55.3 | A
36100 | Non-Participating | Yes | No | BRDGVL_7_BAKER | BAKER STATION ASSOCIATES L.P. | 2.5 | PGAE | 19H002 | HYDRO | HYDRO | WATER | NP15 | PGE3 | 1987-12-10 | Former Res ID was WEABKR_7_UNIT |  | 2.5 | A
36400 | Non-Participating | Yes | No |  | BASSETT UNIFIED SCHOOL DIST (BASSETT HS) | 0.07 | SCE | 2355 | COGENERATION |  |  | SP15 | SCE1 | 1988-07-01 |  |  | 0.07 | A
36500 | Non-Participating | Yes | No | BEARMT_1_UNIT | BEAR MOUNTAIN LIMITED | 55.3 | PGAE | 25C251 | COGENERATION |  | NATURAL GAS | ZP26 | PGE4 | 1995-04-03 |  |  | 55.3 | A
2600 | Non-Participating | Yes | No | TANHIL_6_SOLART | BERRY PETROLEUM COGEN 18 | 17 | PGAE | 25C151A | COGENERATION | COMBUSTION TURBINE | NATURAL GAS | ZP26 | PGE4 | 1986-01-01 |  |  | 6 | A
2700 | Non-Participating | Yes | No | UNVRSY_1_UNIT 1 | BERRY PETROLEUM COGEN 38 | 38 | PGAE | 25C099A | COGENERATION | COMBUSTION TURBINE | NATURAL GAS | ZP26 | PGE4 | 1986-01-01 |  |  | 37.2 | A
36700 | Non-Participating | Yes | No |  | BERRYMAN HEALTH #1 | 0.04 | SCE | 2458 | COGENERATION |  |  | SP15 | SCE1 | 1993-11-18 |  |  | 0.04 | A
36800 | Non-Participating | Yes | No |  | BERRYMAN HEALTH #2 | 0.04 | SCE | 2471 | COGENERATION |  |  | SP15 | SCE1 | 1995-03-01 |  |  | 0.09 | A
36900 | Non-Participating | Yes | No | MCARTH_6_BIGVAL | BIG VALLEY LUMBER COMPANY | 6.5 | PGAE | 13C010 | BIOMASS | STEAM | WOOD WASTE | NP15 | PGE3 | 1983-01-01 | Res ID changed from BIGVAL_6_UNIT 9/1/2005 |  | 8.6 | A
35600 | Non-Participating | Yes | No | ARCO_6_UCPPET | BP AMOCO (Formerly ARCO PETROLEUM PRODUCTS) | 8 | SCE | 2060 | COGENERATION |  | NATURAL GAS | SP15 | SCE1 | 1985-05-01 |  |  | 8 | A
37300 | Non-Participating | Yes | No |  | BREA-OLINDA UNIFIED SCHOOL DISTRICT | 0.07 | SCE | 2386 | COGENERATION |  |  | SP15 | SCE1 | 1990-03-09 |  |  | 0.07 | A
37500 | Non-Participating | Yes | No | BURNYF_2_UNIT 1 | BURNEY FOREST PRODUCTS | 35.7 | PGAE | 13C038 | BIOMASS | STEAM | WOOD WASTE | NP15 | PGE3 | 1989-10-17 |  |  | 35.7 | A
37600 | Non-Participating | Yes | No | CONTRL_1_OXBOW | CAITHNESS DIXIE VALLEY, LLC | 64.7 | SCE | 3011 | GEOTHERMAL | STEAM | GEOTHERMAL | SP15 | SCE1 | 1988-06-14 | Located in Nevada, but feeds into SCEs Control Station. |  | 49.8 | A
37700 | Non-Participating | Yes | No |  | CAL POLY UNIVERSITY, POMONA | 0.12 | SCE | 2149 | COGENERATION |  |  | SP15 | SCE1 | 1987-09-03 |  |  | 0.12 | A
37900 | Non-Participating | Yes | No |  | CALIFORNIA STATE UNIV. LONG BEACH (POOL) | 0.2 | SCE | 2235 | COGENERATION |  |  | SP15 | SCE1 | 1987-05-31 |  |  | 0.2 | A
38500 | Non-Participating | Yes | No |  | CAMPBELL MOTEL & PROPERTIES INC. | 0.04 | SCE | 2442 | COGENERATION |  |  | SP15 | SCE1 | 1992-02-07 |  |  | 0.04 | A
38600 | Non-Participating | Yes | No | CARDCG_1_UNITS | CARDINAL COGEN | 57.3 | PGAE | 08C003 | COGENERATION |  | NATURAL GAS | NP15 | PGE3 | 1988-02-20 |  |  | 57.3 | A
38700 | Non-Participating | Yes | No | LGHTHP_6_ICEGEN | CARSON COGENERATION COMPANY | 54.71 | SCE | 2087 | COGENERATION |  | NATURAL GAS | SP15 | SCE1 | 1989-12-22 |  |  | 48.9 | A
39100 | Non-Participating | Yes | No |  | CERRITOS COLLEGE | 0.15 | SCE | 2182 | COGENERATION |  |  | SP15 | SCE1 | 1985-12-31 |  |  | 0.15 | A
39200 | Non-Participating | Yes | No |  | CHAFFEY JOINT U.H.S.D. (ETIWANDA HIGH SCHOOL) | 0.08 | SCE | 2446 | COGENERATION |  |  | SP15 | SCE1 | 1993-10-11 |  |  | 0.08 | A
39300 | Non-Participating | Yes | No |  | CHAFFEY JOINT UNION HI SCH-MONTCLAIR HS | 0.07 | SCE | 2358 | COGENERATION |  |  | SP15 | SCE1 | 1990-03-30 |  |  | 0.07 | A
39500 | Non-Participating | Yes | No |  | CHAFFEY U.S.D./ONTARIO HIGH SCHOOL | 0.08 | SCE | 2219 | COGENERATION |  |  | SP15 | SCE1 | 1986-07-01 |  |  | 0.08 | A
39600 | Non-Participating | Yes | No | CHALK_1_UNIT | CHALK CLIFF LIMITED | 55.1 | PGAE | 25C272 | COGENERATION |  | NATURAL GAS | ZP26 | PGE4 | 1990-03-20 |  |  | 55.1 | A
39700 | Non-Participating | Yes | No |  | CHARTER OAK HIGH SCHOOL DIST. | 0.09 | SCE | 2478 | COGENERATION | COMBUSTION TURBINE |  | SP15 | SCE1 | 1996-01-30 |  |  | 0.09 | A
39800 | Non-Participating | Yes | No |  | CHEVRON EL SEGUNDO III | 48.2 | SCE | 2480 | COGENERATION | COMBUSTION TURBINE |  | SP15 | SCE1 | 1996-03-14 | Does not export to grid. |  | 48.2 | A
39900 | Non-Participating | Yes | No | STOILS_1_UNITS | CHEVRON RICHMOND REFINERY | 113.9 | PGAE | 01C202 | COGENERATION |  | NATURAL GAS | NP15 | PGE3 | 1992-08-31 |  |  | 113.9 | A
40100 | Non-Participating | Yes | No | CHEVCO_6_UNIT 1 | CHEVRON USA (COALINGA) | 19 | PGAE | 25C055 | COGENERATION | COMBUSTION TURBINE | NATURAL GAS | NP15 | PGE3 | 1986-01-17 |  |  | 19 | A
40300 | Non-Participating | Yes | No | CHEVCY_1_UNIT | CHEVRON USA (CYMRIC) | 24.3 | PGAE | 25C003 | COGENERATION | COMBUSTION TURBINE | NATURAL GAS | ZP26 | PGE4 | 1982-10-15 |  |  | 24.3 | A
40400 | Non-Participating | Yes | No | DISCOV_1_CHEVRN | CHEVRON USA (EASTRIDGE) | 56.2 | PGAE | 25C248 | COGENERATION | COMBUSTION TURBINE | NATURAL GAS | ZP26 | PGE4 | 1988-06-13 |  |  | 56.2 | A
40500 | Non-Participating | Yes | No | CHEVCD_6_UNIT | CHEVRON USA (TAFT/CADET) | 11.5 | PGAE | 25C002 | COGENERATION | COMBUSTION TURBINE | NATURAL GAS | ZP26 | PGE4 | 1982-07-26 |  |  | 11.5 | A
40600 | Non-Participating | Yes | No |  | CHEVRON, USA, INCORPORATED #1 | 0 | SCE | 2005 | COGENERATION | STEAM |  | SP15 | SCE1 | 1984-05-29 | Self-gen. No export to grid. |  | 1.5 | A
40800 | Non-Participating | Yes | No | SUISUN_7_CTYFAI | CITY OF FAIRFIELD | 1.25 | PGAE | 06C061 | COGENERATION | RECIPROCATING ENGINE | NATURAL GAS | NP15 | PGE3 | 1984-08-15 | Formerly Res ID CTYFAI_1_UNITS |  | 1.25 | A
40900 | Non-Participating | Yes | No | HINSON_6_SERRGN | CITY OF LONG BEACH | 38.91 | SCE | 1028 | BIOMASS | STEAM | LANDFILL GAS | SP15 | SCE1 | 1988-01-01 |  |  | 38.91 | A
41000 | Non-Participating | Yes | No |  | CITY OF VENTURA/EASTSIDE WTR RENOVATION | 0.55 | SCE | 2401 | COGENERATION |  |  | SP15 | SCE1 | 1992-04-02 |  |  | 0.55 | A
41200 | Non-Participating | Yes | No |  | CLARKE & RUSH MECHANICAL (WHITTIER COLLEGE) | 0.06 | SCE | 2273 | COGENERATION |  |  | SP15 | SCE1 | 1988-05-20 |  |  | 0.06 | A
41300 | Non-Participating | Yes | No |  | CO. SAN. DIST #32 OF L.A. CO. (VALENCIA) | 0.5 | SCE | 1068 | BIOMASS |  |  | SP15 | SCE1 | 1987-01-01 |  |  | 0.5 | A
41400 | Non-Participating | Yes | No | COLGA1_6_SHELLW | COALINGA COGENERATION COMPANY | 52.9 | PGAE | 25C124 | COGENERATION |  | NATURAL GAS | NP15 | PGE3 | 1991-10-17 |  |  | 52.9 | A
41800 | Non-Participating | Yes | No | COLPIN_6_COLLNS | COLLINS PINE CO. | 13.8 | PGAE | 10C003 | BIOMASS | STEAM | WOOD WASTE | NP15 | PGE3 | 1984-04-04 |  |  | 13.8 | A
83100 | Non-Participating | No | No | COLTON_7_LNDFIL | COLTON LANDFILL PROJECT (AGGREGATE) | 1.2 | SCE | MN Colton Genco, LLC | BIOMASS | RECIPROCATING ENGINE | LANDFILL GAS | SP15 | SCE1 | 2003-04-14 |  |  | 1.2 | A
42100 | Non-Participating | Yes | No |  | CONEJO VALLEY U. S. D. (THOUSAND OAKS) | 0.08 | SCE | 2326 | COGENERATION |  |  | SP15 | SCE1 | 1987-12-09 |  |  | 0.08 | A
42200 | Non-Participating | Yes | No |  | CONEJO VALLEY U.S.D. (NEWBURY PK HI SCH) | 0.08 | SCE | 2268 | COGENERATION |  |  | SP15 | SCE1 | 1987-06-05 |  |  | 0.08 | A
42500 | Non-Participating | Yes | No | MIRLOM_6_DELGEN | CORONA ENERGY PARTNERS, LTD. | 50.05 | SCE | 2081 | COGENERATION | COMBUSTION TURBINE | NATURAL GAS | SP15 | SCE1 | 1988-05-21 |  |  | 35 | A
43300 | Non-Participating | Yes | No |  | COTIJA CHEESE, INCORPORATED | 0.12 | SCE | 2473 | COGENERATION |  |  | SP15 | SCE1 | 1995-05-04 |  |  | 0.12 | A
43500 | Non-Participating | Yes | No | SAUGUS_6_PTCHGN | COUNTY OF LOS ANGELES (PITCHESS HONOR RANCH) | 29.8 | SCE | 2180 | COGENERATION | COMBINED CYCLE | NATURAL GAS | SP15 | SCE1 | 1988-07-14 |  |  | 28.71 | A
43600 | Non-Participating | Yes | No | SNMALF_6_UNITS | COUNTY OF SONOMA | 7.5 | PGAE | 04P051 | BIOMASS |  | LANDFILL GAS | NP15 | PGE3 | 1993-04-30 | Units previously scheduled as SNMALF_6_UNITA1 aggregated into this Res ID effective 1/9/2006 |  | 8 | A
43900 | Non-Participating | Yes | No | SAMPSN_6_KELCO1 | CP - KELCO | 25 | SDGE | 466 | COGENERATION | COMBUSTION TURBINE | NATURAL GAS | SP15 | SDG1 | 1983-01-01 |  |  | 30 | A
39400 | Non-Participating | Yes | No |  | Chaffey U.S.D. (Chaffey High School) | 0.08 | SCE | 2433 | COGENERATION |  |  | SP15 | SCE1 | 1992-02-28 |  |  | 0.08 | A
44100 | Non-Participating | Yes | No | DEXZEL_1_UNIT | DAI / OILDALE , INC. (Dexzel 1) | 36.8 | PGAE | 25C138 | COGENERATION | COMBUSTION TURBINE | NATURAL GAS | ZP26 | PGE4 | 1989-11-30 |  |  | 36.8 | A
65512 | Non-Participating | Yes | No | DEADCK_1_UNIT | DEADWOOD CREEK (YUBA COUNTY WATER) | 2 | PGAE | 12H010 | HYDRO | HYDRO | WATER | NP15 | PGE3 | 1990-01-29 | Formerly part of RIOOSO_1_QF aggregation |  | 2 | A
44900 | Non-Participating | Yes | No | DOUBLC_1_UNITS | DOUBLE "C" LIMITED | 52.23 | PGAE | 25C241 | COGENERATION | COMBUSTION TURBINE | NATURAL GAS | ZP26 | PGE4 | 1989-03-14 |  |  | 55.3 | A
45100 | Non-Participating | Yes | No | SNCLRA_6_OXGEN | E. F. OXNARD, INCORPORATED | 48.9 | SCE | 2205 | COGENERATION | COMBUSTION TURBINE | NATURAL GAS | SP15 | SCE1 | 1990-04-13 |  |  | 47.7 | A
45600 | Non-Participating | Yes | No |  | ENCINA POLLUTION CONTROL | 0 | SDGE | 14 | COGENERATION |  | NATURAL GAS | SP15 | SDG1 | 1984-01-01 | No export to grid. No telemetry. No metering. |  | 1.43 | A
45700 | Non-Participating | Yes | No | EAGLRK_2_QF | EPISCOPAL HOME | 0.23 | SCE | 2085 | COGENERATION |  |  | SP15 | SCE1 | 1986-01-01 |  |  | 0.2 | A
45900 | Non-Participating | Yes | No | GOLETA_6_EXGEN | EXXON COMPANY, USA | 48.2 | SCE | 2101 | COGENERATION | COMBUSTION TURBINE | NATURAL GAS | SP15 | SCE1 | 1993-08-19 |  |  | 49 | A
45200 | Non-Participating | Yes | No | OAK L_7_EBMUD | East Bay MUD (OAKLAND) | 4.6 | PGAE | 01P171 | BIOMASS |  | SEWAGE GAS | NP15 | PGE3 | 1991-10-21 |  |  | 4.6 | A
46000 | Non-Participating | Yes | No | FAIRHV_6_UNIT | FAIRHAVEN POWER CO. | 19.9 | PGAE | 19P005 | BIOMASS | STEAM | WOOD WASTE | NP15 | PGE1 | 1986-09-15 |  |  | 19.9 | A
46400 | Non-Participating | Yes | No |  | FRED L. HARTLEY RESEARCH CENTER (UNION OIL CO.) | 0.25 | SCE | 2457 | COGENERATION |  |  | SP15 | SCE1 |  |  |  | 0.25 | A
46500 | Non-Participating | Yes | No | FRIANT_6_UNITS | FRIANT DAM | 33.7 | PGAE | 25H037 | HYDRO | HYDRO | WATER | NP15 | PGE3 | 1985-04-16 |  |  | 33.7 | A
46600 | Non-Participating | Yes | No | FRITO_1_LAY | FRITO LAY COGEN | 6.9 | PGAE | 25C063 | COGENERATION | COMBUSTION TURBINE | NATURAL GAS | ZP26 | PGE4 | 1986-01-01 |  |  | 6.9 | A
46300 | Non-Participating | Yes | No |  | FoxPoint Farms | 0 | SDGE | 482 | COGENERATION |  | NATURAL GAS | SP15 | SDG1 |  | No export to grid. No telemetry. No metering. |  | 0.15 | A
47200 | Non-Participating | Yes | No | HIWAY_7_ACANYN | GAS RECOVERY SYS. (AMERICAN CYN) | 2.5 | PGAE | 04P010 | BIOMASS |  | LANDFILL GAS | NP15 | PGE3 | 1985-12-27 |  |  | 2.5 | A
47300 | Non-Participating | Yes | No | HICKS_7_GUADLP | GAS RECOVERY SYS. (GUADALUPE) | 3.7 | PGAE | 08P006 | BIOMASS |  | LANDFILL GAS | NP15 | PGE3 | 1984-01-12 |  |  | 3.7 | A
47400 | Non-Participating | Yes | No | BLHVN_7_MENLOP | GAS RECOVERY SYS. (MENLO PARK) | 2.6 | PGAE | 02P014 | BIOMASS |  | LANDFILL GAS | NP15 | PGE3 | 1983-01-11 |  |  | 2.6 | A
47500 | Non-Participating | Yes | No | MNTAGU_7_NEWBYI | GAS RECOVERY SYS. (NEWBY ISLAND 2) | 4.8 | PGAE | 08P004 | BIOMASS |  | LANDFILL GAS | NP15 | PGE3 | 1984-08-03 |  |  | 4.8 | A
47600 | Non-Participating | Yes | No | CALPIN_1_AGNEW | GATX/CALPINE COGEN-AGNEWS INC. | 41.5 | PGAE | 08C010 | COGENERATION | COMBUSTION TURBINE | NATURAL GAS | NP15 | PGE3 | 1990-10-19 |  |  | 41.5 | A
48200 | Non-Participating | Yes | No | ESCO_6_GLMQF | GOAL LINE L.P. | 50.3 | SDGE | 431 | COGENERATION | COMBUSTION TURBINE | NATURAL GAS | SP15 | SDG1 | 1994-01-01 |  |  | 49.9 | A
49200 | Non-Participating | Yes | No | GRNLF2_1_UNIT | GREENLEAF UNIT #2 | 63.75 | PGAE | 12C021 | COGENERATION | COMBUSTION TURBINE | NATURAL GAS | NP15 | PGE3 | 1989-10-12 |  |  | 63.75 | A
49300 | Non-Participating | Yes | No | GWFPW1_6_UNIT | GWF POWER SYSTEMS INC. #1 | 22.8 | PGAE | 01P049 | COGENERATION | STEAM | PETROLEUM COKE | NP15 | PGE3 | 1990-12-07 |  |  | 22.8 | A
49400 | Non-Participating | Yes | No | GWFPW2_1_UNIT 1 | GWF POWER SYSTEMS INC. #2 | 22.8 | PGAE | 01P086 | COGENERATION | STEAM | PETROLEUM COKE | NP15 | PGE3 | 1989-12-22 |  |  | 22.8 | A
49500 | Non-Participating | Yes | No | GWFPW3_1_UNIT 1 | GWF POWER SYSTEMS INC. #3 | 22.8 | PGAE | 01P091 | COGENERATION | STEAM | PETROLEUM COKE | NP15 | PGE3 | 1990-08-27 |  |  | 22.8 | A
49600 | Non-Participating | Yes | No | GWFPW4_6_UNIT 1 | GWF POWER SYSTEMS INC. #4 | 22.8 | PGAE | 01P051 | COGENERATION | STEAM | PETROLEUM COKE | NP15 | PGE3 | 1990-10-10 |  |  | 22.8 | A
49700 | Non-Participating | Yes | No | GWFPW5_6_UNIT 1 | GWF POWER SYSTEMS INC. #5 | 22.8 | PGAE | 01P087 | COGENERATION | STEAM | PETROLEUM COKE | NP15 | PGE3 | 1990-03-17 |  |  | 22.8 | A
50000 | Non-Participating | Yes | No |  | HANFORD JOINT UNION HIGH SCHOOL DISTRICT | 0.06 | SCE | 2303 | COGENERATION |  |  | SP15 | SCE1 | 1987-12-08 |  |  | 0.06 | A
50100 | Non-Participating | Yes | No | GWFPWR_6_UNIT | HANFORD L.P. | 29.4 | PGAE | 25C136 | COGENERATION | STEAM | PETROLEUM COKE | NP15 | PGE3 | 1990-09-26 |  |  | 29.9 | A
90300 | Non-Participating | Yes | No | HATLOS_6_QFUNTS | HAT CREEK AREA LUMPED UNITS | 2.75 | PGAE | VARIOUS | HYDRO | HYDRO | WATER | NP15 | PGE3 | 1989-06-15 |  |  | 7.5 | A
50400 | Non-Participating | Yes | No | SIERRA_1_UNITS | HIGH SIERRA LIMITED | 52.43 | PGAE | 25C242 | COGENERATION | COMBUSTION TURBINE | NATURAL GAS | ZP26 | PGE4 | 1989-02-24 |  |  | 60.3 | A
51500 | Non-Participating | Yes | No | FORKBU_6_UNIT | HYPOWER, INC. (a/k/a Forks of Butte) | 14.3 | PGAE | 10H013 | HYDRO | HYDRO | WATER | NP15 | PGE3 | 1992-03-16 |  |  | 14.3 | A
49800 | Non-Participating | Yes | No |  | Hale Ave. Resource Recovery Fac | 0 | SDGE | 481 | BIOMASS |  | LANDFILL GAS | SP15 | SDG1 |  | No export to grid. No telemetry. No metering. |  | 0.36 | A
51600 | Non-Participating | Yes | No | IBMCTL_1_UNIT 1 | IBM COTTLE | 50 | PGAE |  | COGENERATION | COMBUSTION TURBINE | NATURAL GAS | NP15 | PGE3 | 1984-01-01 | Emergency back-up source. |  | 50 | A
51800 | Non-Participating | Yes | No | INDVLY_1_UNITS | INDIAN VALLEY HYDRO | 5 | PGAE | 04H061 | HYDRO | HYDRO | WATER | NP15 | PGE3 | 1983-09-15 |  |  | 5 | A
52000 | Non-Participating | Yes | No | INTTRB_6_UNIT | INTERNATIONAL TURBINE RESEARCH | 21.25 | PGAE | 25W105 | WIND | WIND | WIND | NP15 | PGE3 | 1988-06-14 |  |  | 21.25 | A
52100 | Non-Participating | Yes | No | JAKVAL_2_IONE | JACKSON VALLEY ENERGY PTNRS (IONE) | 20.7 | PGAE | 16C004 | COGENERATION | STEAM | COAL | NP15 | PGE3 | 1987-01-01 |  |  | 20.7 | A
52300 | Non-Participating | Yes | No |  | Jamacha Landfill | 0 | SDGE | 480 | BIOMASS |  | LANDFILL GAS | SP15 | SDG1 |  | No export to grid. No telemetry. No metering. |  | 0.3 | A
52700 | Non-Participating | Yes | No | KERNFT_1_UNITS | KERN FRONT LIMITED | 52.4 | PGAE | 25C188 | COGENERATION | COMBUSTION TURBINE | NATURAL GAS | ZP26 | PGE4 | 1989-01-07 |  |  | 60 | A
52800 | Non-Participating | Yes | No | RIOBRV_6_UNIT 1 | KERN HYDRO (OLCESE) (aka RIO BRAVO HYDRO) | 18.4 | PGAE | 25H073 | HYDRO | HYDRO | WATER | ZP26 | PGE4 | 1989-05-18 |  |  | 18.4 | A
84400 | Non-Participating | No | No |  | KERN OIL CO-GEN | 0 | PGAE | Kern Oil & Refining Co. | COGENERATION | COMBUSTION TURBINE | NATURAL GAS | ZP26 | PGE4 |  | Self-Gen. No export to grid. |  | 4.5 | A
53100 | Non-Participating | Yes | No | WALNUT_6_HILLGEN | L.A. COUNTY SANITATION DISTRICT #2 (PUENTE HILLS B) | 53.22 | SCE | 1090 | BIOMASS | STEAM | LANDFILL GAS | SP15 | SCE1 | 1986-01-01 |  |  | 55.69 | A
53800 | Non-Participating | Yes | No | LIVOAK_1_UNIT 1 | LIVE OAK LIMITED | 55.3 | PGAE | 25C274 | COGENERATION | COMBUSTION TURBINE | NATURAL GAS | ZP26 | PGE4 | 1991-03-16 |  |  | 55.3 | A
54800 | Non-Participating | Yes | No | STOREY_7_MDRCHW | MADERA-CHOWCHILLA WATER AND POWER AUTHORITY | 3.75 | PGAE | 25H036 | HYDRO | HYDRO | WATER | NP15 | PGE3 | 1985-02-02 |  |  | 3.75 | A
54900 | Non-Participating | Yes | No | MALCHQ_7_UNIT 1 | MALACHA HYDRO L.P. | 32.5 | PGAE | 13H047 | HYDRO | HYDRO | WATER | NP15 | PGE3 | 1988-12-07 |  |  | 32.5 | A
55000 | Non-Participating | Yes | No |  | MAMMOTH PACIFIC LIMITED | 0 | SCE | 3051 | GEOTHERMAL | STEAM | GEOTHERMAL | SP15 | SCE1 | 1990-01-01 | Does not export to grid. |  | 12 | A
55400 | Non-Participating | Yes | No | MKTRCK_1_UNIT 1 | MCKITTRICK LIMITED | 57.9 | PGAE | 25C275 | COGENERATION | COMBUSTION TURBINE | NATURAL GAS | ZP26 | PGE4 | 1991-10-16 |  |  | 57.9 | A
55500 | Non-Participating | Yes | No | CLOVER_2_UNIT | MEGA HYDRO #1 (CLOVER CREEK) | 1.5 | PGAE | 13H125 | HYDRO | HYDRO | WATER | NP15 | PGE3 | 1986-02-21 |  |  | 1.5 | A
56000 | Non-Participating | Yes | No | MENBIO_6_UNIT | MENDOTA BIOMASS POWER | 33 | PGAE | 25C013 | BIOMASS | STEAM | AGRICULTURAL WASTE | NP15 | PGE3 | 1989-06-29 |  |  | 33 | A
56200 | Non-Participating | Yes | No | CRESSY_1_PARKER | MERCED IRRIGATION DIST. (PARKER) | 3.75 | PGAE | 25H185 | HYDRO | HYDRO | WATER | NP15 | PGE3 | 1981-09-23 |  |  | 3.75 | A
56400 | Non-Participating | Yes | No |  | MESA CONSOLIDATED WATER DISTRICT | 0.05 | SCE | 4145 | HYDRO | HYDRO | WATER | SP15 | SCE1 | 2000-02-01 |  |  | 0.05 | A
56800 | Non-Participating | Yes | No | MIDSET_1_UNIT 1 | MIDSET COGEN. CO. | 52.9 | PGAE | 25C123 | COGENERATION | COMBUSTION TURBINE | NATURAL GAS | ZP26 | PGE4 | 1989-03-16 |  |  | 52.9 | A
57100 | Non-Participating | Yes | No |  | MINNESOTA METHANE (TEAPOT DOME) | 0.95 | SCE | 1108 | BIOMASS |  |  | SP15 | SCE1 |  |  |  | 0.95 | A
57700 | Non-Participating | Yes | No | MOBGEN_6_UNIT 1 | MOBIL OIL CORPORATION #1 | 0 | SCE | 2215 | COGENERATION | COMBUSTION TURBINE | NATURAL GAS | SP15 | SCE1 | 1983-05-01 | No export to grid. |  | 41.9 | A
57900 | Non-Participating | Yes | No | HOLGAT_1_MOGEN | MOJAVE COGENERATION COMPANY | 62.54 | SCE | 2078 | COGENERATION | COMBUSTION TURBINE | NATURAL GAS | SP15 | SCE1 | 1990-06-13 |  |  | 55 | A
58500 | Non-Participating | Yes | No | MTNPOS_1_UNIT | MT. POSO COGENERATION CO. | 46.64 | PGAE | 25C018 | COGENERATION | STEAM | COAL | ZP26 | PGE4 | 1989-04-01 |  |  | 57 | A
59000 | Non-Participating | Yes | No | NAPA_2_UNIT | NAPA STATE HOSPITAL | 2.5 | PGAE | 04C054 | COGENERATION |  | NATURAL GAS | NP15 | PGE3 | 1984-07-18 |  |  | 2.5 | A
59100 | Non-Participating | Yes | No | URBAN_6_NMED1 | NAVAL REGIONAL MEDICAL CENTER (BALBOA) | 5 | SDGE | 505 (Formerly 109) | COGENERATION | RECIPROCATING ENGINE | NATURAL GAS | SP15 | SDG1 |  | Re-powered 2/26/2004 |  | 4.07 | A
59300 | Non-Participating | Yes | No | ECC_7_NARDAC | NAVY REG. DATA AUTOMATION CENTER (NARDAC) | 0 | SDGE | 164 | COGENERATION |  | NATURAL GAS | SP15 | SDG1 | 1987-01-01 | Does not export to grid |  | 2.6 | A
59500 | Non-Participating | Yes | No | BOWMN_6_UNIT | NEVADA POWER AUTHORITY (BOWMAN) | 6.25 | PGAE | 15H015 | HYDRO | HYDRO | WATER | NP15 | PGE3 | 1986-08-18 |  |  | 6.25 | A
60100 | Non-Participating | Yes | No | NIMTG_6_NIQF | NORTH ISLAND COGENERATION | 37 | SDGE | 223 | COGENERATION | COMBUSTION TURBINE | NATURAL GAS | SP15 | SDG1 | 1989-01-01 |  |  | 34.5 | A
60300 | Non-Participating | Yes | No | NIMTG_6_NICOGN | NORTH ISLAND STEAM TURBINE | 4.05 | SDGE | 163 | COGENERATION | STEAM | HEAT RECOVERY | SP15 | SDG1 | 1989-01-01 |  |  | 4.05 | A
60500 | Non-Participating | Yes | No | PTLOMA_6_NTCQF | NTC/MCRD COGENERATION | 22.3 | SDGE | 232 | COGENERATION | COMBUSTION TURBINE | NATURAL GAS | SP15 | SDG1 | 1989-01-01 |  |  | 22.3 | A
60800 | Non-Participating | Yes | No | TEMBLR_7_WELLPT | NUEVO ENERGY COMPANY (WELPORT) | 7 | PGAE | 25C308 | COGENERATION | COMBUSTION TURBINE | NATURAL GAS | ZP26 | PGE4 | 1990-01-27 | Formerly Res ID WELLPT_1_UNOCAL |  | 7 | A
60900 | Non-Participating | Yes | No | CHINO_6_CIMGEN | O.L.S. ENERGY COMPANY- CHINO-MENS INST. | 31.6 | SCE | 2043 | COGENERATION | COMBUSTION TURBINE | NATURAL GAS | SP15 | SCE1 | 1987-12-24 |  |  | 27.6 | A
89700 | Non-Participating | Yes | No |  | OCCIDENTAL OF ELK HILLS STEAM TURBINE | 0 | PGAE | Occidental of Elk Hills, Inc. | COGENERATION | STEAM |  | ZP26 | PGE4 | 2004-06-01 | No export to grid. No telemetry |  | 7.4 | A
61000 | Non-Participating | Yes | No | NAVY35_1_UNITS | OCCIDENTAL OF ELK HILLS, INC. (NAVY 35R) | 21 | PGAE | 25C337 | COGENERATION | COMBUSTION TURBINE | NATURAL GAS | ZP26 | PGE4 | 1994-11-02 |  |  | 21 | A
61100 | Non-Participating | Yes | No | MTNPWR_7_BURNEY | OGDEN POWER PACIFIC, INC. (BURNEY) | 13 | PGAE | 13P118 | BIOMASS | STEAM | WOOD WASTE | NP15 | PGE3 | 1984-08-15 |  |  | 13 | A
61200 | Non-Participating | Yes | No | ULTPCH_1_UNIT 1 | OGDEN POWER PACIFIC, INC. (CHINESE STATION) | 22 | PGAE | 16P002 | BIOMASS | STEAM | WOOD WASTE | NP15 | PGE3 | 1986-06-04 |  |  | 22 | A
61300 | Non-Participating | Yes | No | MTNLAS_6_UNIT | OGDEN POWER PACIFIC, INC. (MT. LASSEN) | 13.1 | PGAE | 10P001 | BIOMASS | STEAM | WOOD WASTE | NP15 | PGE3 | 1984-10-11 |  |  | 13.1 | A
61400 | Non-Participating | Yes | No | PACORO_6_UNIT | OGDEN POWER PACIFIC, INC. (OROVILLE) | 23.8 | PGAE | 12P001 | BIOMASS | STEAM | WOOD WASTE | NP15 | PGE3 | 1995-09-26 |  |  | 23.8 | A
61500 | Non-Participating | Yes | No | OILDAL_1_UNIT 1 | OILDALE ENERGY LLC | 47.1 | PGAE | 25C170 | COGENERATION | COMBUSTION TURBINE | NATURAL GAS | ZP26 | PGE4 | 1984-12-29 |  |  | 47.1 | A
61700 | Non-Participating | Yes | No | OLSEN_2_UNIT | OLSEN POWER PARTNERS | 5.8 | PGAE | 13H024 | HYDRO | HYDRO | WATER | NP15 | PGE3 | 1990-01-03 |  |  | 5.8 | A
61800 | Non-Participating | Yes | No |  | ORANGE U.S.D./VILLA PARK HIGH SCHOOL | 0.09 | SCE | 2423 | COGENERATION |  |  | SP15 | SCE1 | 1993-09-05 |  |  | 0.09 | A
61900 | Non-Participating | Yes | No | OROVIL_6_UNIT | OROVILLE COGEN | 9.8 | PGAE | 12C019 | COGENERATION | COMBUSTION TURBINE | NATURAL GAS | NP15 | PGE3 | 1989-12-18 |  |  | 9.8 | A
62100 | Non-Participating | Yes | No | PACLUM_6_UNIT | PACIFIC LUMBER CO. | 28.8 | PGAE | 19C010 | BIOMASS | STEAM | WOOD WASTE | NP15 | PGE1 | 1986-03-22 |  |  | 26.25 | A
62500 | Non-Participating | Yes | No | LEWSTN_7_WEBRFL | PAN PACIFIC (WEBER FLAT) | 2.5 | PGAE | 13H128 | HYDRO | HYDRO | WATER | NP15 | PGE3 | 1984-01-11 |  |  | 2.5 | A
62600 | Non-Participating | Yes | No | LFC 51_2_UNIT 1 | PATTERSON PASS WIND FARM LLC | 30.9 | PGAE | 16W028 | WIND | WIND | WIND | NP15 | PGE3 | 1985-04-02 |  |  | 30.9 | A
62800 | Non-Participating | Yes | No |  | PCA METAL FINISHING, INC. | 0.1 | SCE | 2472 | COGENERATION |  |  | SP15 | SCE1 | 1994-12-15 |  |  | 0.1 | A
62900 | Non-Participating | Yes | No | GRZZLY_1_BERKLY | PE - BERKELEY, INC. | 32.5 | PGAE | 01C084 | COGENERATION | COMBUSTION TURBINE | NATURAL GAS | NP15 | PGE3 | 1987-05-19 |  |  | 32.5 | A
63000 | Non-Participating | Yes | No | KINGCO_1_KINGBR | PE - KES KINGSBURG,LLC | 34.5 | PGAE | 25C164 | COGENERATION | COMBUSTION TURBINE | NATURAL GAS | NP15 | PGE3 | 1990-12-05 |  |  | 40 | A
65509 | Non-Participating | Yes | No | FMEADO_6_HELLHL | PLACER COUNTY WATER AGENCY (HELL HOLE) | 0.6 | PGAE | 15H059 | HYDRO | HYDRO | WATER | NP15 | PGE3 | 1983-04-30 | Formerly part of RIOOSO_1_QF aggregation |  | 0.5 | A
63100 | Non-Participating | Yes | No |  | POMERADO HOSPITAL | 0 | SDGE | 304 | COGENERATION |  | NATURAL GAS | SP15 | SDG1 | 1988-01-01 | No export to grid. No telemetry. No metering. |  | 0.35 | A
63300 | Non-Participating | Yes | No |  | PORTERVILLE INN | 0.06 | SCE | 2448 | COGENERATION |  |  | SP15 | SCE1 | 1993-06-05 |  |  | 0.06 | A
63700 | Non-Participating | Yes | No | SNCLRA_6_PROCGN | PROCTER & GAMBLE PAPER PROD. (OXNARD II) | 49.5 | SCE | 2072 | COGENERATION | COMBUSTION TURBINE | NATURAL GAS | SP15 | SCE1 | 1998-11-17 |  |  | 46.1 | A
63900 | Non-Participating | Yes | No |  | QUAKER CITY PLATING | 0.03 | SCE | 2476 | COGENERATION |  |  | SP15 | SCE1 | 1995-06-02 |  |  | 0.03 | A
64000 | Non-Participating | Yes | No | GENSEE_6_QUALCM | QUALCOMM, INC. | 0 | SDGE | 38 | COGENERATION |  | NATURAL GAS | SP15 | SDG1 | 1983-01-01 | No export to grid. No telemetry. No metering. |  | 2.25 | A
64700 | Non-Participating | Yes | No |  | REDLANDS UNIFIED SCHOOL DISTRICT | 0.06 | SCE | 2420 | COGENERATION |  |  | SP15 | SCE1 | 1990-12-21 |  |  | 0.06 | A
64800 | Non-Participating | Yes | No | STAUFF_1_UNIT | RHODIA INC. (RHONE-POULENC) | 4.6 | PGAE | 01C108 | COGENERATION | COMBUSTION TURBINE | NATURAL GAS | NP15 | PGE3 | 1977-06-01 |  |  | 4.6 | A
65000 | Non-Participating | Yes | No |  | RIDGEWOOD POWER (SUNNYSIDE) | 0.05 | SCE | 2262 | COGENERATION |  |  | SP15 | SCE1 | 1992-02-14 |  |  | 0.05 | A
65100 | Non-Participating | Yes | No | ULTPFR_1_UNIT 1 | RIO BRAVO FRESNO (aka ULTRAPOWER) | 30.5 | PGAE | 25P026 | BIOMASS | STEAM | WOOD WASTE | NP15 | PGE3 | 1988-07-20 |  |  | 30.5 | A
65200 | Non-Participating | Yes | No | VESTAL_6_ULTRGN | RIO BRAVO JASMIN | 38 | SCE | 2077 | COGENERATION | STEAM | PETROLEUM COKE | SP15 | SCE1 | 1989-11-02 |  |  | 37 | A
65300 | Non-Participating | Yes | No | ULTOGL_1_POSO | RIO BRAVO POSO (Formerly Ultrapower - Ogle) | 45 | PGAE | 25C076 | COGENERATION | STEAM | COAL | ZP26 | PGE4 | 1989-09-27 |  |  | 45 | A
65400 | Non-Participating | Yes | No | ULTRCK_2_UNIT | RIO BRAVO ROCKLIN | 28.8 | PGAE | 15P028 | BIOMASS | STEAM | WOOD WASTE | NP15 | PGE3 | 1989-06-09 |  |  | 28.8 | A
65600 | Non-Participating | Yes | No | CHINO_6_SMPPAP | RIPON COGENERATION, INC. | 44 | SCE | 2050 | COGENERATION | COMBUSTION TURBINE | NATURAL GAS | SP15 | SCE1 | 1985-11-18 |  |  | 36 | A
65700 | Non-Participating | Yes | No | SMPRIP_1_SMPSON | RIPON COGENERATION, INC. | 56.9 | PGAE | 16C034 | COGENERATION | COMBUSTION TURBINE | NATURAL GAS | NP15 | PGE3 | 1988-04-19 |  |  | 56.9 | A
66000 | Non-Participating | Yes | No | PLACVL_1_RCKCRE | ROCK CREEK L.P. | 5 | PGAE | 06H011 | HYDRO | HYDRO | WATER | NP15 | PGE3 | 1986-04-24 |  |  | 5 | A
66100 | Non-Participating | Yes | No | MNTGRY_6_ROHR1 | ROHR - GOODRICH AEROSTRUCTURES GROUP | 0 | SDGE | 486 (Formerly 196) | COGENERATION | STEAM |  | SP15 | SDG1 | 1993-01-01 | Does not export to grid |  | 9 | A
64400 | Non-Participating | Yes | No |  | Rancho Penasquitos YMCA | 0 | SDGE | 474 | COGENERATION |  | NATURAL GAS | SP15 | SDG1 |  | No export to grid. No telemetry. No metering. |  | 0.06 | A
66200 | Non-Participating | Yes | No | BULLRD_7_SAGNES | SAINT AGNES MED. CTR | 2.8 | PGAE | 25C178 | COGENERATION |  | NATURAL GAS | NP15 | PGE3 | 1985-11-21 |  |  | 2.8 | A
66300 | Non-Participating | Yes | No | SALIRV_2_UNIT | SALINAS RIVER COGEN CO. | 57 | PGAE | 18C053 | COGENERATION | COMBUSTION TURBINE | NATURAL GAS | NP15 | PGE3 | 1991-10-11 |  |  | 57 | A
66500 | Non-Participating | Yes | No |  | SAN BERNARDINO CITY U.S.D. (PACIFIC HIGH SCHOOL) | 0.08 | SCE | 2468 | COGENERATION |  |  | SP15 | SCE1 | 1994-10-18 |  |  | 0.08 | A
66700 | Non-Participating | Yes | No |  | SAN BERNARDINO U.H.S. - S. BERN. HI SCHOOL | 0.08 | SCE | 2220 | COGENERATION |  |  | SP15 | SCE1 | 1988-01-01 |  |  | 0.08 | A
66800 | Non-Participating | Yes | No |  | SAN BERNARDINO UNIF. SCH. DIST - CAJON H S | 0.08 | SCE | 2217 | COGENERATION |  |  | SP15 | SCE1 | 1988-01-01 |  |  | 0.08 | A
83500 | Non-Participating | Yes | No | MURRAY_7_SDSU A | SAN DIEGO STATE UNIVERSITY GT #1 | 0 | SDGE | 467 | PEAKER | COMBUSTION TURBINE | NATURAL GAS | SP15 | SDG1 | 2003-07-10 | Does not export to grid |  | 5.3 | A
83600 | Non-Participating | Yes | No | STRMVW_7_SDSU B | SAN DIEGO STATE UNIVERSITY GT #2 | 0 | SDGE | 467 | PEAKER | COMBUSTION TURBINE | NATURAL GAS | SP15 | SDG1 | 2003-07-10 | Does not export to grid |  | 5.3 | A
83700 | Non-Participating | Yes | No | STRMVW_7_SDSU C | SAN DIEGO STATE UNIVERSITY SGT | 0 | SDGE | 467 | THERMAL | STEAM | NATURAL GAS | SP15 | SDG1 | 2003-07-10 | Does not export to grid |  | 4 | A
66900 | Non-Participating | Yes | No | JRWOOD_1_UNIT 1 | SAN JOAQUIN POWER COMPANY | 12.4 | PGAE | 25C045 | COGENERATION | COMBUSTION TURBINE | NATURAL GAS | NP15 | PGE3 | 1991-04-19 |  |  | 12.4 | A
67000 | Non-Participating | Yes | No | MARKHM_1_CATLST | SAN JOSE COGEN | 6.9 | PGAE | 08C030 | COGENERATION | COMBUSTION TURBINE | NATURAL GAS | NP15 | PGE3 | 1984-12-18 |  |  | 6.9 | A
67100 | Non-Participating | Yes | No | SJOSEA_7_SJCONV | SAN JOSE CONVENTION CENTER | 2.5 | PGAE | 08C026 | COGENERATION |  | NATURAL GAS | NP15 | PGE3 | 1990-04-02 | Formerly Res ID SJCONV_1_UNIT 1 |  | 2.5 | A
67200 | Non-Participating | Yes | No | SMRCOS_6_UNIT 1 | SAN MARCOS LANDFILL | 5 | SDGE | 155 | BIOMASS |  | LANDFILL GAS | SP15 | SDG1 | 1989-01-01 |  |  | 1.88 | A
67400 | Non-Participating | Yes | No | SGREGY_6_SANGER | SANGER POWER, LLC | 48.3 | PGAE | 25C016 | COGENERATION | COMBUSTION TURBINE | NATURAL GAS | NP15 | PGE3 | 1990-12-11 |  |  | 48.3 | A
67900 | Non-Participating | Yes | No | SARGNT_2_UNIT | SARGENT CANYON COGEN. COMPANY | 57.1 | PGAE | 18C052 | COGENERATION | COMBUSTION TURBINE | NATURAL GAS | NP15 | PGE3 | 1991-10-07 |  |  | 57.1 | A
68100 | Non-Participating | Yes | No |  | SCAQMD SOLAR PORT | 0.07 | SCE | 5066 | SOLAR |  |  | SP15 | SCE1 | 1993-12-31 |  |  | 0.07 | A
59800 | Non-Participating | Yes | No | SEARLS_7_ARGUS | SEARLES VALLEY MINERALS OPERATIONS, INC. (ARGUS) | 54.4 | SCE | 2025 | COGENERATION | STEAM | COAL | SP15 | SCE1 | 1983-04-01 |  |  | 52 | A
59900 | Non-Participating | Yes | No | SEARLS_7_WESTEN | SEARLES VALLEY MINERALS OPERATIONS, INC. (WESTEN) | 15.5 | SCE | 2007 | COGENERATION | COMBUSTION TURBINE | NATURAL GAS | SP15 | SCE1 | 1979-06-25 |  |  | 15 | A
38800 | Non-Participating | Yes | No | WLLWCR_6_CEDRFL | SHAMROCK UTILITIES (CEDAR FLAT) | 0.36 | PGAE | 19H048 | HYDRO | HYDRO | WATER | NP15 | PGE3 | 1984-01-09 |  |  | 0.36 | A
29400 | Non-Participating | Yes | No | SPBURN_2_UNIT 1 | SIERRA PACIFIC INDUSTRIES (BURNEY) | 22 | PGAE | 13C049 | BIOMASS | STEAM | WOOD WASTE | NP15 | PGE3 | 1986-01-01 |  |  | 22 | A
29500 | Non-Participating | Yes | No | SPI LI_2_UNIT 1 | SIERRA PACIFIC INDUSTRIES (LINCOLN) | 17.2 | PGAE | 12C008 | BIOMASS | STEAM | WOOD WASTE | NP15 | PGE3 | 1986-06-03 | Replacement generator paralleled 2/14/2004 |  | 18.3 | A
29600 | Non-Participating | Yes | No | SPQUIN_6_SRPCQU | SIERRA PACIFIC INDUSTRIES (QUINCY) | 22 | PGAE | 10C018 | BIOMASS | STEAM | WOOD WASTE | NP15 | PGE3 | 1983-01-14 |  |  | 22 | A
34900 | Non-Participating | Yes | No |  | SIMMAX ENERGY (HOLIDAY INN) | 0.15 | SCE | 2359 | COGENERATION |  |  | SP15 | SCE1 | 1988-06-01 |  |  | 0.15 | A
41500 | Non-Participating | Yes | No |  | SIMMAX ENERGY, LLOC (ST. ERNE SANITARIUM) | 0.1 | SCE | 2057 | COGENERATION |  |  | SP15 | SCE1 | 1985-07-01 |  |  | 0.1 | A
43407 | Non-Participating | Yes | No | SPBURN_7_SNOWMT | SNOW MOUNTAIN HYDRO LLC (BURNEY CREEK) | 3 | PGAE | 13H016 | HYDRO | HYDRO | WATER | NP15 | PGE3 | 1990-03-28 | Formerly part of CTNWDP_1_QF aggregation |  | 3 | A
69200 | Non-Participating | Yes | No | SOLDAD_1_SLDPRS | SOLEDAD PRISON COGEN | 2.2 | PGAE | California State Prison System | COGENERATION |  | NATURAL GAS | NP15 | PGE3 | 1985-01-01 |  |  | 2.2 | A
69300 | Non-Participating | Yes | No | COTTLE_2_FRNKNH | SOUTH SAN JOAQUIN ID (FRANKENHEIMER) | 8.75 | PGAE | 16H094 | HYDRO | HYDRO | WATER | NP15 | PGE3 | 1983-02-12 |  |  | 8.75 | A
69400 | Non-Participating | Yes | No | VLYHOM_7_SSJID | SOUTH SAN JOAQUIN ID (WOODWARD) | 5 | PGAE | 16H097 | HYDRO | HYDRO | WATER | NP15 | PGE3 | 1982-04-16 |  |  | 5 | A
88200 | Non-Participating | Yes | No |  | SPARTECH PLASTICS | 0 | SCE | Spartech Plastics | THERMAL | COMBUSTION TURBINE | NATURAL GAS | SP15 | SCE1 | 2002-02-28 | Self-Gen. No export to grid. |  | 3.8 | A
69700 | Non-Participating | Yes | No | SRINTL_6_UNIT | SRI INTERNATIONAL | 6.9 | PGAE | 02C041 | COGENERATION | COMBUSTION TURBINE | NATURAL GAS | NP15 | PGE3 | 1987-03-10 |  |  | 6.9 | A
69800 | Non-Participating | Yes | No |  | ST. JOHNS HOSPITAL AND HEALTH CENTER | 1.08 | SCE | 2413 | COGENERATION |  | NATURAL GAS | SP15 | SCE1 | 1992-02-05 |  |  | 1.08 | A
69900 | Non-Participating | Yes | No | STNRES_1_UNIT | STANISLAUS WASTE ENERGY CO. | 22.3 | PGAE | 16P052 | BIOMASS | STEAM | MUNICIPAL WASTE | NP15 | PGE3 | 1988-09-06 |  |  | 22.3 | A
70000 | Non-Participating | Yes | No | STOKCG_1_UNIT 1 | STOCKTON COGEN CO. | 63 | PGAE | 16C036 | COGENERATION | STEAM | COAL | NP15 | PGE3 | 1988-02-27 |  |  | 63 | A
89500 | Non-Participating | Yes | No |  | STOCKTON WASTE WATER TREATMENT PLANT | 0 | PGAE | City of Stocton | THERMAL | RECIPROCATING ENGINE | WASTE GAS | NP15 | PGE3 | 1989-11-08 | Self-Gen. No export to grid. |  | 1.5 | A
70100 | Non-Participating | Yes | No | KANAKA_1_UNIT | STS HYDROPOWER LTD. (KANAKA) | 2.5 | PGAE | 12H007 | HYDRO | HYDRO | WATER | NP15 | PGE3 | 1989-02-13 |  |  | 2.5 | A
70200 | Non-Participating | Yes | No | KEKAWK_6_UNIT | STS HYDROPOWER LTD. (KEKAWAKA) | 6 | PGAE | 13H039 | HYDRO | HYDRO | WATER | NP15 | PGE1 | 1989-12-27 |  |  | 6 | A
70301 | Non-Participating | Yes | No | GALE_1_SEGS1 | SUNRAY ENERGY, INC. - SEGS 1 | 14.2 | SCE | 5005 | SOLAR | STEAM | SUN | SP15 | SCE1 | 1984-01-01 |  |  | 14.2 | A
70302 | Non-Participating | Yes | No | SEGS_1_SEGS2 | SUNRAY ENERGY, INC. - SEGS 2 | 38.44 | SCE | 5005 | SOLAR | STEAM | SUN | SP15 | SCE1 | 1984-11-02 |  |  | 43.8 | A
70500 | Non-Participating | Yes | No | CHILLS_1_SYCLFL | SYCAMORE LANDFILL | 5 | SDGE | 152 | BIOMASS | RECIPROCATING ENGINE | LANDFILL GAS | SP15 | SDG1 | 1988-01-01 |  |  | 1.87 | A
67300 | Non-Participating | Yes | No | SNDBAR_7_UNIT 1 | Sand Bar Hydro | 18.6 | PGAE | TRIDAM AUTHORITY (16H003) | HYDRO | HYDRO | WATER | NP15 | PGE3 | 1986-05-19 |  | Stanislaus River | 18.6 | A
70900 | Non-Participating | Yes | No | VEDDER_1_SEKERN | TEXACO EXPLORATION & PRODUCTION INC. (SE KERN) | 39.7 | PGAE | 25C246 | COGENERATION | COMBUSTION TURBINE | NATURAL GAS | ZP26 | PGE4 | 1989-01-31 |  |  | 39.7 | A
71700 | Non-Participating | Yes | No | THMENG_1_UNIT 1 | THERMAL ENERGY DEV. CORP. | 24.2 | PGAE | 16P054 | BIOMASS | STEAM | WOOD WASTE | NP15 | PGE3 | 1990-04-26 |  |  | 24.2 | A
82300 | Non-Participating | No | No | PICO_6_THUMS1 | THUMS GENERATION FACILITY | 47 | SCE | THUMS Long Beach Company | PEAKER | COMBUSTION TURBINE | NATURAL GAS | SP15 | SCE1 | 2002-12-20 | Self-Gen. No export to grid. |  | 47 | A
71900 | Non-Participating | Yes | No | TKOPWR_2_UNIT | TKO POWER (SOUTH BEAR CREEK) | 5 | PGAE | 13H040 | HYDRO | HYDRO | WATER | NP15 | PGE3 | 1986-01-15 |  |  | 5 | A
32100 | Non-Participating | Yes | No | TXNMID_1_UNIT 2 | Texaco North Midway Cogeneration Plant | 15.6 | PGAE | Texaco Exploration and Production | COGENERATION | COMBUSTION TURBINE | NATURAL GAS | ZP26 | PGE4 | 1986-01-01 |  |  | 15.6 | A
72200 | Non-Participating | Yes | No | HOLGAT_1_BORAX | U.S. BORAX AND CHEMICAL CORP. (#1) | 48.2 | SCE | 2019 | COGENERATION | COMBUSTION TURBINE | NATURAL GAS | SP15 | SCE1 | 1984-06-01 |  |  | 22 | A
89400 | Non-Participating | Yes | No |  | UNION OIL (TOSCO) FACILITY | 0 | PGAE | Union Oil (Tosco) | THERMAL | STEAM | WASTE GAS | ZP26 | PGE4 |  | Self-Gen. No export to grid. |  | 5.8 | A
57421 | Non-Participating | Yes | No | MSSION_6_UNTRIB | UNION-TRIBUNE PUBLISHING COMPANY | 0 | SDGE | 35 | COGENERATION |  | NATURAL GAS | SP15 | SDG1 | 1989-01-01 | Does not export to grid |  | 3.1 | A
72400 | Non-Participating | Yes | No | UNTDQF_7_UNITS | UNITED AIRLINES (COGEN) | 34.5 | PGAE | 02C001 | COGENERATION | COMBUSTION TURBINE | NATURAL GAS | NP15 | PGE2 | 1986-09-12 |  |  | 34.5 | A
72500 | Non-Participating | Yes | No | UCMTG_7_UCSD1 | UNIVERSITY OF CALIFORNIA - SAN DIEGO UNIT 1 | 0 | SDGE | 470 | COGENERATION | COMBUSTION TURBINE | NATURAL GAS | SP15 | SDG1 | 2001-01-01 | Does not export to grid |  | 15.3 | A
72600 | Non-Participating | Yes | No | UCMTG_7_UCSD2 | UNIVERSITY OF CALIFORNIA - SAN DIEGO UNIT 2 | 0 | SDGE | 470 | COGENERATION | COMBUSTION TURBINE | NATURAL GAS | SP15 | SDG1 | 2001-01-01 | Does not export to grid |  | 15.3 | A
49900 | Non-Participating | Yes | No | POTTER_7_VECINO | VECINO VINEYARDS LLC | 1.25 | PGAE | 04H052 | HYDRO | HYDRO | WATER | NP15 | PGE3 | 1990-03-27 | Formerly Res ID HAMMKN_6_UNITS |  | 1.25 | A
73500 | Non-Participating | Yes | No |  | VICTOR RODRIGUEZ | 0.01 | SCE | 5069 | SOLAR |  |  | SP15 | SCE1 | 1985-02-05 |  |  | 0.01 | A
73100 | Non-Participating | Yes | No | BAHIA_7_UNITA1 | Valero Refining Company Unit 1 | 44.7 | PGAE | Valero Refining Company | PEAKER | COMBUSTION TURBINE | NATURAL GAS | NP15 | PGE3 | 2002-10-17 | Self-Gen. No export to grid. |  | 44.7 | A
73900 | Non-Participating | Yes | No | WADHAM_6_UNIT | WADHAM ENERGY LTD. PART. | 32 | PGAE | 12P018 | BIOMASS | STEAM | WOOD WASTE | NP15 | PGE3 | 1989-03-24 |  |  | 32 | A
74100 | Non-Participating | Yes | No |  | WALNUT VALLEY WATER DISTRICT (#2) | 0.03 | SCE | 4032 | HYDRO | HYDRO | WATER | SP15 | SCE1 | 1984-10-17 |  |  | 0.03 | A
43402 | Non-Participating | Yes | No | CEDRCK_6_UNIT | WATER WHEEL RANCH (MCMILLAN HYDRO) | 1 | PGAE | 13H124 | HYDRO | HYDRO | WATER | NP15 | PGE3 | 1984-03-22 | Formerly part of CTNWDP_1_QF aggregation |  | 1 | A
75100 | Non-Participating | Yes | No | SNCLRA_6_WILLMT | WEYERHAEUSER COMPANY (Formerly WILLIAMETTE INDUSTRIES) | 27.81 | SCE | 2055 | COGENERATION | COMBUSTION TURBINE | NATURAL GAS | SP15 | SCE1 | 1986-03-14 |  |  | 14 | A
74900 | Non-Participating | Yes | No | SMPAND_7_UNIT | WHEELABRATOR LASSEN INC. | 53.1 | PGAE | 13C082 | COGENERATION | COMBUSTION TURBINE | NATURAL GAS | NP15 | PGE3 | 1983-04-28 |  |  | 53.1 | A
75000 | Non-Participating | Yes | No | WSENGY_1_UNIT 1 | WHEELABRATOR SHASTA | 63 | PGAE | 13P045 | BIOMASS | STEAM | WOOD WASTE | NP15 | PGE3 | 1987-10-30 |  |  | 63 | A
74200 | Non-Participating | Yes | No | GYSRVL_7_WSPRNG | Warm Springs | 3.75 | PGAE | Sonoma County Water Agency (04H009) | HYDRO | HYDRO | WATER | NP15 | PGE3 | 1988-12-22 |  |  | 3.75 | A
75400 | Non-Participating | Yes | No |  | YMCA MISSION VALLEY | 0 | SDGE | 426 | COGENERATION | RECIPROCATING ENGINE | NATURAL GAS | SP15 | SDG1 | 1986-01-01 | No export to grid. No telemetry. No metering. |  | 0.03 | A
75500 | Non-Participating | Yes | No | HILAND_7_YOLOWD | YOLO COUNTY FLOOD & WCD | 3.75 | PGAE | 04H002 | HYDRO | HYDRO | WATER | NP15 | PGE3 | 1985-09-07 |  |  | 3.75 | A
75700 | Non-Participating | Yes | No | YUBACT_1_SUNSWT | YUBA CITY COGEN (SUNSWEET) | 49.97 | PGAE | 12C026 | COGENERATION | COMBUSTION TURBINE | NATURAL GAS | NP15 | PGE3 | 1990-12-27 |  |  | 57.2 | A
75800 | Non-Participating | Yes | No | ZANKER_1_UNIT 1 | ZANKER ROAD | 2 | PGAE |  | COGENERATION |  | NATURAL GAS | NP15 | PGE3 |  | Self-Gen. No export to grid. |  | 2 | A
75900 | Non-Participating | Yes | No | ZANKER_1_UNIT 2 | ZANKER ROAD | 2 | PGAE |  | COGENERATION |  | NATURAL GAS | NP15 | PGE3 |  | Self-Gen. No export to grid. |  | 2 | A
88800 | Muni | No | No | VERNON_6_GONZL1 | H. GONZALES GAS TURBINE 1 | 5.75 | SCE | Vernon Muni Light Dept. | PEAKER | COMBUSTION TURBINE | NATURAL GAS | SP15 | VRN1 |  |  |  | 5.75 | A
88900 | Muni | No | No | VERNON_6_GONZL2 | H. GONZALES GAS TURBINE 2 | 5.75 | SCE | Vernon Muni Light Dept. | PEAKER | COMBUSTION TURBINE | NATURAL GAS | SP15 | VRN1 |  |  |  | 5.9 | A
77600 | Muni | No | No | INTKEP_2_HOLM 1 | Holm Unit 1 | 83 | PGAE | CCSF | HYDRO | HYDRO | WATER | NP15 | PGE3 | 1960-01-01 |  |  | 85 | A
77700 | Muni | No | No | INTKEP_2_HOLM 2 | Holm Unit 2 | 83 | PGAE | CCSF | HYDRO | HYDRO | WATER | NP15 | PGE3 | 1960-01-01 |  |  | 85 | A
78100 | Muni | No | No | INTKEP_2_KIRKW1 | Kirkwood Unit 1 | 45 | PGAE | CCSF | HYDRO | HYDRO | WATER | NP15 | PGE3 | 1967-01-01 |  |  | 43.13 | A
78200 | Muni | No | No | INTKEP_2_KIRKW2 | Kirkwood Unit 2 | 45 | PGAE | CCSF | HYDRO | HYDRO | WATER | NP15 | SCE1 | 1967-01-01 |  |  | 43.13 | A
78300 | Muni | No | No | INTKEP_2_KIRKW3 | Kirkwood Unit 3 | 45 | PGAE | CCSF | HYDRO | HYDRO | WATER | NP15 | PGE3 | 1987-01-01 |  |  | 43.13 | A
78500 | Muni | No | No | LEWSTN_7_UNIT 1 | Lewiston | 0.5 | PGAE | USBR | HYDRO | HYDRO | WATER | NP15 | PGE3 | 1964-01-01 |  |  | 0.5 | A
78900 | Muni | No | No |  | MOCCASIN LOW HEAD | 3.2 | PGAE | CCSF | HYDRO | HYDRO | WATER | NP15 | PGE3 | 1987-01-01 |  |  | 3.2 | A
79000 | Muni | No | No | MOCCPH_7_UNIT 1 | Moccasin Unit 1 | 52 | PGAE | CCSF | HYDRO | HYDRO | WATER | NP15 | PGE3 | 1969-01-01 |  |  | 57.5 | A
79100 | Muni | No | No | MOCCPH_7_UNIT 2 | Moccasin Unit 2 | 52 | PGAE | CCSF | HYDRO | HYDRO | WATER | NP15 | PGE3 | 1969-01-01 |  |  | 57.5 | A
96700 | Muni | No | No | RVSIDE_6_RERCU1 | Riverside Energy Res. Ctr Unit 1 | 48.35 | SCE | Riverside Public Utilities | COGENERATION | COMBUSTION TURBINE | NATURAL GAS | SP15 | RVD1 | 2006-06-01 |  |  | 48.5 | A
96800 | Muni | No | No | RVSIDE_6_RERCU2 | Riverside Energy Res. Ctr Unit 2 | 48.5 | SCE | Riverside Public Utilities | COGENERATION | COMBUSTION TURBINE | NATURAL GAS | SP15 | RVD1 | 2006-06-01 |  |  | 48.5 | A
84800 | Muni | No | No | APLHIL_1_SLABCK | SLAB CREEK HYDRO | 1 | PGAE | SMUD | HYDRO | HYDRO | WATER | NP15 | PGE3 |  | Refurbished & returned to operation |  | 0.4 | A
80400 | Muni | No | No | USWNDR_2_SMUD | SOLANO WIND | 102.18 | PGAE | SMUD | WIND | WIND | WIND | NP15 | PGE3 | 1994-01-01 |  |  | 102.18 | A
88300 | Muni | No | No |  | VERNON ENGINE 1 | 3.5 | SCE | Vernon Muni Light Dept. | PEAKER | RECIPROCATING ENGINE | DIESEL / OIL | SP15 | VRN1 | 1937-01-01 | Only used as part of City of Vernons Emergency Energy Procedure. |  | 7 | A
88400 | Muni | No | No |  | VERNON ENGINE 2 | 3.5 | SCE | Vernon Muni Light Dept. | PEAKER | RECIPROCATING ENGINE | DIESEL / OIL | SP15 | VRN1 | 1937-01-01 | Only used as part of City of Vernon's Emergency Energy Procedure. |  | 7 | A
88600 | Muni | No | No |  | VERNON ENGINE 4 | 3.5 | SCE | Vernon Muni Light Dept. | PEAKER | RECIPROCATING ENGINE | DIESEL / OIL | SP15 | VRN1 | 1937-01-01 | Only used as part of City of Vernons Emergency Energy Procedure. |  | 7 | A
88700 | Muni | No | No |  | VERNON ENGINE 5 | 3.5 | SCE | Vernon Muni Light Dept. | PEAKER | RECIPROCATING ENGINE | DIESEL / OIL | SP15 | VRN1 | 1937-01-01 | Only used as part of City of Vernons Emergency Energy Procedure. |  | 7 | A
100 | Participating Unit | Yes | Yes | KERNRG_1_UNITS | AERA ENERGY (SOUTH BELRIDGE & LOST HILLS) | 55.2 | PGAE | AERA ENERGY LLC | COGENERATION | COMBUSTION TURBINE | NATURAL GAS | ZP26 | PGE4 | 1985-01-01 |  |  | 82.86 | A
1400 | Participating Unit | No | Yes | BNNIEN_7_ALTAPH | ALTA PH (AGGREGATE) | 2 | PGAE | PG&E | HYDRO | HYDRO | WATER | NP15 | PGE3 | 1902-01-01 |  | Bear River | 2 | A
2900 | Participating Unit | No | Yes | BIGCRK_2_EXESWD | BIG CREEK HYDRO PROJECT PSP | 820 | SCE | SCE | HYDRO | HYDRO | WATER | SP15 | SCE1 | 1913-01-01 |  |  | 821 | A
3100 | Participating Unit | No | Yes | BISHOP_1_ALAMO | BISHOP CREEK PLANTS 2, 5 & 6 (AGGREGATE) | 13.4 | SCE | SCE | HYDRO | HYDRO | WATER | SP15 | SCE1 | 1908-01-01 |  |  | 14.18 | A
3200 | Participating Unit | No | Yes | BISHOP_1_UNITS | BISHOP CREEK PLANTS 3 & 4 (AGGREGATE) | 15.8 | SCE | SCE | HYDRO | HYDRO | WATER | SP15 | SCE1 | 1905-01-01 |  |  | 15.9 | A
84700 | Participating Unit | Yes | Yes | OLINDA_7_BLKSND | BLACKSAND ENERGY | 8 | SCE | BlackSand Partners, LP | PEAKER | COMBUSTION TURBINE | WASTE GAS | SP15 | SCE1 |  |  |  | 8 | A
3500 | Participating Unit | No | Yes | MONLTH_6_BOREL | BOREL HYDRO PLANT (AGGREGATE) | 11 | SCE | SCE | HYDRO | HYDRO | WATER | SP15 | SCE1 | 1904-01-01 | Included in MAMMTH_2_EHYDRO telemetry value |  | 11 | A
3900 | Participating Unit | No | Yes | BUCKCK_7_PL1X2 | BUCKS CREEK PH (AGGREGATE) | 59 | PGAE | PG&E | HYDRO | HYDRO | WATER | NP15 | PGE3 | 1928-01-01 |  | NF Feather River | 59 | A
95500 | Participating Unit | No | Yes | BARRE_6_PEAKER | Barre Peaker | 47 | SCE | SCE | PEAKER | COMBUSTION TURBINE | NATURAL GAS | SP15 | SCE1 | 2007-09-20 |  |  | 49 | A
98600 | Participating Unit | Yes | Yes | TENGEN_2_PL1X2 | Berry Petroleum Placerita | 40.2 | SCE | Berry Petroleum Co | COGENERATION | COMBUSTION TURBINE | NATURAL GAS | SP15 | SCE1 | 1990-03-06 |  |  | 43.52 | A
98900 | Participating Unit | No | Yes | BUCKBL_2_PL1X3 | Blythe Energy Project | 493 | SCE | Blythe Energy, LLC | THERMAL | COMBINED CYCLE | NATURAL GAS | SP15 | SCE1 | 2010-06-11 |  |  | 560 | A
95900 | Participating Unit | No | Yes | GEYS17_2_BOTRCK | Bottle Rock Geo Steam | 17 | PGAE | Bottle Rock Power, LLC | GEOTHERMAL | STEAM | GEOTHERMAL | NP15 | PGE3 | 2007-09-22 |  |  | 55 | A
93600 | Participating Unit | Yes | Yes | BEARCN_2_UNITS | CALPINE GEYSERS CO. LP AGGREGATE | 22 | PGAE |  | GEOTHERMAL | AGGREGATION | GEOTHERMAL | NP15 | PGE3 |  | Aggregate created 3/1/2007 |  | 22 | A
4400 | Participating Unit | Yes | Yes | CAMCHE_1_PL1X3 | CAMANCHE PH (AGGREGATE) | 9.99 | PGAE | EBMUD | HYDRO | HYDRO | WATER | NP15 | PGE3 | 1983-01-01 |  | Mokelumne River | 9.99 | A
4600 | Participating Unit | No | Yes | CARBOU_7_PL2X3 | CARIBOU UNITS 2 & 3 (AGGREGATE) | 49 | PGAE | PG&E | HYDRO | HYDRO | WATER | NP15 | PGE3 | 1921-01-01 |  | NF Feather River | 48 | A
4700 | Participating Unit | No | Yes | CARBOU_7_PL4X5 | CARIBOU UNITS 4 & 5 (AGGREGATE) | 122 | PGAE | PG&E | HYDRO | HYDRO | WATER | NP15 | PGE3 | 1958-01-01 |  | NF Feather River | 122 | A
83900 | Participating Unit | No | Yes | LAROA2_2_UNITA1 | CENTRAL LA ROSITA II COMBINED CYCLE (AGGREGATE) | 322 | SDGE | Energia de Baja California | THERMAL | COMBINED CYCLE | NATURAL GAS | SP15 | SDG1 | 2003-07-22 |  |  | 336.5 | A
4900 | Participating Unit | No | Yes | CENTRY_6_PL1X4 | CENTURY (AGGREGATE) | 41.4 | SCE | Colton Power, LP | PEAKER | COMBUSTION TURBINE | NATURAL GAS | SP15 | SCE1 | 2001-09-17 |  |  | 43 | A
5200 | Participating Unit | No | Yes | CHWCHL_1_UNIT | CHOWCHILLA II PEAKER (AGGREGATE) | 48.6 | PGAE | NEO Corporation | THERMAL | RECIPROCATING ENGINE | NATURAL GAS | NP15 | PGE3 | 2001-06-13 |  |  | 48.6 | A
5800 | Participating Unit | No | Yes | COLVIL_7_PL1X2 | COLLIERVILLE PLANT (AGGREGATE) | 246.86 | PGAE | NCPA | HYDRO | HYDRO | WATER | NP15 | PGE3 |  |  |  | 252.5 | A
42300 | Participating Unit | Yes | Yes | CONTAN_1_UNIT | CONTAINER CORP (Aggregate) | 25.8 | PGAE | SVP (Santa Clara) Jefferson Smurfit Corp. | COGENERATION | COMBINED CYCLE | NATURAL GAS | NP15 | CSC1 |  |  |  | 25.8 | A
6500 | Participating Unit | No | Yes | CWATER_7_UNIT 3 | COOLWATER UNIT 3 (AGGREGATE) | 245.3 | SCE | RRI Energy Coolwater, Inc. | THERMAL | COMBINED CYCLE | NATURAL GAS | SP15 | SCE1 | 1978-01-01 |  |  | 256 | A
6600 | Participating Unit | No | Yes | CWATER_7_UNIT 4 | COOLWATER UNIT 4 (AGGREGATE) | 245.9 | SCE | RRI Energy Coolwater, Inc. | THERMAL | COMBINED CYCLE | NATURAL GAS | SP15 | SCE1 | 1978-01-01 |  |  | 256 | A
43100 | Participating Unit | Yes | Yes | NAVYII_2_UNITS | COSO POWER DEVELOPERS (NAVY II) (Aggregate) | 99 | SCE | 3029 | GEOTHERMAL | STEAM | GEOTHERMAL | SP15 | SCE1 | 1989-12-23 |  |  | 67.5 | A
7100 | Participating Unit | No | Yes | CRESTA_7_PL1X2 | CRESTA PH (AGGREGATE) | 70.4 | PGAE | PG&E | HYDRO | HYDRO | WATER | NP15 | PGE3 | 1949-01-01 |  | NF Feather River | 70.4 | A
4200 | Participating Unit | No | Yes | COLCEM_6_UNITS | California Portland Cement | 25 | SCE | California Portland Cement | THERMAL | STEAM | COAL | SP15 | SCE1 | 2001-08-01 | Converted to Participating Generator |  | 30 | A
95700 | Participating Unit | No | Yes | CENTER_6_PEAKER | Center Peaker | 47 | SCE | SCE | PEAKER | COMBUSTION TURBINE | NATURAL GAS | SP15 | SCE1 | 2007-09-20 |  |  | 49 | A
91300 | Participating Unit | No | Yes | CORONS_6_CLRWTR | Clearwater Power Plant | 28 | SCE | City of Corona | THERMAL | COMBINED CYCLE | NATURAL GAS | SP15 | SCE1 | 2005-02-28 |  |  | 32.27 | A
94000 | Participating Unit | Yes | Yes | HIGGNS_1_COMBIE | Combie South Hydro | 1.5 | PGAE | Nevada Irrigation District | HYDRO | HYDRO | WATER | NP15 | PGE3 |  | Formerly HIGGNS_7_QFUNTS prior to 3/31/2010. |  | 1.5 | A
7500 | Participating Unit | Yes | Yes | PANDOL_6_UNIT | DELANO ENERGY COMPANY INC. | 49 | SCE | DELANO ENERGY | BIOMASS | STEAM | WOOD WASTE | SP15 | SCE1 | 1990-01-01 |  |  | 58 | A
7600 | Participating Unit | No | Yes | DELTA_2_PL1X4 | DELTA ENERGY CENTER (AGGREGATE) | 880 | PGAE | Delta Energy Center, LLC | THERMAL | COMBINED CYCLE | NATURAL GAS | NP15 | PGE3 | 2002-06-17 |  |  | 943.5 | A
7700 | Participating Unit | No | Yes | DVLCYN_1_UNITS | DEVIL CANYON (AGGREGATE) | 236.8 | SCE | CDWR | HYDRO | HYDRO | WATER | SP15 | SCE1 | 1972-01-01 |  |  | 280 | A
8000 | Participating Unit | No | Yes | DMDVLY_1_UNITS | DIAMOND VALLEY P-G PLANT (AGGREGATE) | 21 | SCE | MWD | HYDRO | PUMPED STORAGE | WATER | SP15 | SCE1 | 2001-01-01 | pump-generator facility with pumping as needed for water supply purposes |  | 39.6 | A
91400 | Participating Unit | No | Yes | DUANE_1_PL1X3 | DONALD VON RAESFELD POWER PLANT | 147.8 | PGAE | Silicon Valley Power | THERMAL | COMBINED CYCLE | NATURAL GAS | NP15 | NCP1 | 2005-03-24 |  |  | 154.4 | A
8400 | Participating Unit | No | Yes | DREWS_6_PL1X4 | DREWS (AGGREGATE) | 41.4 | SCE | Colton Power, LP | PEAKER | COMBUSTION TURBINE | NATURAL GAS | SP15 | SCE1 | 2001-08-14 |  |  | 43 | A
8500 | Participating Unit | No | Yes | DRUM_7_PL1X2 | DRUM PH 1 UNIT 1 & 2 (AGGREGATE) | 26 | PGAE | PG&E | HYDRO | HYDRO | WATER | NP15 | PGE3 | 1913-01-01 |  | South Yuba | 26.6 | A
8600 | Participating Unit | No | Yes | DRUM_7_PL3X4 | DRUM PH 1 UNIT 3 & 4 (AGGREGATE) | 28.9 | PGAE | PG&E | HYDRO | HYDRO | WATER | NP15 | PGE3 | 1922-01-01 |  | South Yuba | 27.4 | A
89900 | Participating Unit | No | Yes | VALLEY_7_UNITA1 | EL SOBRANTE LANDFILL GAS GENERATION | 3.74 | SCE | WM Energy Solutions | BIOMASS | RECIPROCATING ENGINE | LANDFILL GAS | SP15 | SCE1 | 2004-04-26 |  |  | 4.05 | A
9600 | Participating Unit | No | Yes | ELECTR_7_PL1X3 | ELECTRA PH (AGGREGATE) | 101.5 | PGAE | PG&E | HYDRO | HYDRO | WATER | NP15 | PGE3 | 1948-01-01 |  | Mokelumne River | 92 | A
84100 | Participating Unit | No | Yes | ELKHIL_2_PL1X3 | ELK HILLS GENERATING PROJECT (AGGREGATE) | 551.7 | PGAE | Elk Hills Power | THERMAL | COMBINED CYCLE | NATURAL GAS | ZP26 | PGE4 | 2003-07-24 |  |  | 561 | A
11300 | Participating Unit | No | Yes | ETIWND_2_FONTNA | FONTANA/LYTLE CREEK HYDRO (AGGREGATE) | 2.56 | SCE | SCE | HYDRO | HYDRO | WATER | SP15 | SCE1 | 1904-01-01 | Included in MAMMTH_2_EHYDRO telemetry value |  | 2.56 | A
11600 | Participating Unit | No | Yes | AGRICO_7_UNIT | FRESNO COGEN COMBINED CYCLE (AGGREGATE) | 50.6 | PGAE | Fresno Cogen Partners | THERMAL | COMBINED CYCLE | NATURAL GAS | NP15 | PGE3 | 2001-01-01 | CTG replaced with LM-6000 and first paralleled 12/16/2004, commercial on 1/14/2005. |  | 54 | A
93300 | Participating Unit | No | Yes | AGRICO_6_PL3N5 | FRESNO PEAKER PLANT (AGGREGATE) | 22.69 | PGAE | FRESNO COGENERATION PARTNERS | PEAKER | AGGREGATION | NATURAL GAS | NP15 | PGE3 | 2006-08-30 |  |  | 22.69 | A
92300 | Participating Unit | No | Yes | GATES_6_PL1X2 | GATES PEAKER FACILITY | 46 | PGAE | Wellhead Power Gates | PEAKER | AGGREGATION | NATURAL GAS | ZP26 | PGE4 | 2005-08-03 |  |  | 46.35 | A
12200 | Participating Unit | Yes | Yes | GOLETA_6_GAVOTA | GAVIOTA OIL HEATING FACILITY | 9.9 | SCE | POINT ARGUELLO PIPELINE COMPANY | COGENERATION | COMBUSTION TURBINE | NATURAL GAS | SP15 | SCE1 | 1987-01-01 |  |  | 10.5 | A
93500 | Participating Unit | Yes | Yes | ADLIN_1_UNITS | GEOTHERMAL ENERGY PARTNERS | 22 | PGAE |  | GEOTHERMAL | AGGREGATION | GEOTHERMAL | NP15 | PGE3 |  | Aggregate created 3/1/2007 |  | 22 | A
48000 | Participating Unit | No | Yes | SANTFG_7_UNITS | GEYSERS POWER COMPANY, LLC. (Aggregate) | 92.1 | PGAE | 04G057 | GEOTHERMAL | STEAM | GEOTHERMAL | NP15 | PGE3 | 1984-03-14 |  |  | 103.8 | A
13500 | Participating Unit | No | Yes | GYS5X6_7_UNITS | GEYSERS UNITS 5 & 6 (AGGREGATE) | 85 | PGAE | CALPINE | GEOTHERMAL | STEAM | GEOTHERMAL | NP15 | PGE3 | 1971-01-01 |  |  | 110 | A
13600 | Participating Unit | No | Yes | GYS7X8_7_UNITS | GEYSERS UNITS 7 & 8 (AGGREGATE) | 82 | PGAE | CALPINE | GEOTHERMAL | STEAM | GEOTHERMAL | NP15 | PGE3 | 1972-01-01 |  |  | 110 | A
48100 | Participating Unit | Yes | Yes | GILROY_1_UNIT | GILROY COGEN | 120 | PGAE | 08C002 | COGENERATION | COMBINED CYCLE | NATURAL GAS | NP15 | PGE3 | 1987-01-01 | Converted to Participating Generator 11/1/2002 |  | 140 | A
14000 | Participating Unit | No | Yes | GILRPP_1_PL1X2 | GILROY ENERGY CENTER UNITS 1 & 2 (AGGREGATE) | 95.4 | PGAE | CALPINE | PEAKER | COMBUSTION TURBINE | NATURAL GAS | NP15 | PGE3 | 2002-01-29 |  |  | 99.8 | A
90500 | Participating Unit | Yes | Yes | GARNET_1_UNITS | GREEN POWER WIND FACILITY (Aggregate) | 16.5 | SCE | FPL Green Power | WIND | WIND | WIND | SP15 | SCE1 |  |  |  | 16.5 | A
14400 | Participating Unit | No | Yes | GWFPWR_1_UNITS | GWF HEP PEAKER PLANT (AGGREGATE) | 98.46 | PGAE | GWF Energy, LLC | PEAKER | COMBUSTION TURBINE | NATURAL GAS | NP15 | PGE3 | 2001-08-27 |  |  | 96 | A
14500 | Participating Unit | No | Yes | HAASPH_7_PL1X2 | HAAS PH (AGGREGATE) | 144 | PGAE | PG&E | HYDRO | HYDRO | WATER | NP15 | PGE3 | 1958-01-01 |  | Kings River | 144 | A
14700 | Participating Unit | No | Yes | HMLTBR_6_UNITS | HAMILTON BRANCH PH (Aggregate) | 4.9 | PGAE | PG&E | HYDRO | HYDRO | WATER | NP15 | PGE3 | 1921-01-01 |  | NF Feather River | 4.8 | A
90700 | Participating Unit | No | Yes | HARBGN_7_UNITS | HARBOR COGEN COMBINED CYCLE (AGGREGATE) | 109.01 | SCE | Harbor Cogen | THERMAL | COMBINED CYCLE | NATURAL GAS | SP15 | SCE1 | 2001-06-14 | Change to combined cycle for scheduling 7/1/2004 |  | 107.45 | A
82800 | Participating Unit | No | Yes | HIDSRT_2_UNITS | HIGH DESERT POWER PROJECT (AGGREGATE) | 830 | SCE | High Desert Power, LLC | THERMAL | COMBINED CYCLE | NATURAL GAS | SP15 | SCE1 | 2003-04-21 |  |  | 854.9 | A
16900 | Participating Unit | No | Yes | HYTTHM_2_UNITS | HYATT-THERMALITO P-G PROJECT (AGGREGATE) | 933.1 | PGAE | CDWR | HYDRO | PUMPED STORAGE | WATER | NP15 | PGE3 | 1968-01-01 |  |  | 941.4 | A
17700 | Participating Unit | No | Yes | RECTOR_2_KAWEAH | KAWEAH HYDRO PROJECT (AGGREGATE) | 6.55 | SCE | SCE | HYDRO | HYDRO | WATER | SP15 | SCE1 | 1913-01-01 | Included in MAMMTH_2_EHYDRO telemetry value |  | 6.55 | A
18000 | Participating Unit | No | Yes | KEARNY_7_KY2 | KEARNY KY2 (AGGREGATE) | 59 | SDGE | DYNEGY | PEAKER | COMBUSTION TURBINE | NATURAL GAS | SP15 | SDG1 | 1969-01-01 |  |  | 59 | A
18100 | Participating Unit | No | Yes | KEARNY_7_KY3 | KEARNY KY3 (AGGREGATE) | 61 | SDGE | DYNEGY | PEAKER | COMBUSTION TURBINE | NATURAL GAS | SP15 | SDG1 | 1969-01-01 |  |  | 61 | A
18800 | Participating Unit | No | Yes | KERRGN_1_UNIT 1 | KERN RIVER PH 1 (AGGREGATE) | 25.6 | SCE | SCE | HYDRO | HYDRO | WATER | SP15 | SCE1 | 1907-01-01 | Included in MAMMTH_2_EHYDRO telemetry value |  | 25.6 | A
18900 | Participating Unit | No | Yes | VESTAL_2_KERN | KERN RIVER PH 3 (AGGREGATE) | 36.8 | SCE | SCE | HYDRO | HYDRO | WATER | SP15 | SCE1 | 1907-01-01 | Included in MAMMTH_2_EHYDRO telemetry value |  | 36.8 | A
91600 | Participating Unit | No | Yes | MALAGA_1_PL1X2 | KRCD MALAGA PEAKING PLANT | 96.8 | PGAE | Kings River Conservation District | PEAKER | COMBUSTION TURBINE | NATURAL GAS | NP15 | PGE3 | 2005-09-19 |  |  | 97 | A
6700 | Participating Unit | Yes | Yes | SANITR_6_UNITS | LACSD Carson Joint Water Polution Control Plant (AGGREGATE) | 8 | SCE | LACSD | THERMAL | COMBINED CYCLE | NATURAL GAS | SP15 | SCE1 |  |  |  | 35.5 | A
82700 | Participating Unit | No | Yes | LECEF_1_UNITS | LOS ESTEROS ENERGY FACILITY (AGGREGATE) | 188 | PGAE | Calpine | PEAKER | COMBUSTION TURBINE | NATURAL GAS | NP15 | PGE3 | 2003-03-07 |  |  | 199.6 | A
20100 | Participating Unit | No | Yes | LMEC_1_PL1X3 | LOS MEDANOS ENERGY CENTER (AGGREGATE) | 561.29 | PGAE | Calpine | THERMAL | COMBINED CYCLE | NATURAL GAS | NP15 | PGE3 | 2001-06-09 |  |  | 519.99 | A
20300 | Participating Unit | No | Yes | CONTRL_1_LUNDY | LUNDY HYDRO PLANT (AGGREGATE) | 3 | SCE | SCE | HYDRO | HYDRO | WATER | SP15 | SCE1 | 1911-01-01 | Included in BISHOP_1_UNITS telemetry value |  | 3 | A
92500 | Participating Unit | No | Yes | VERNON_6_MALBRG | MALBURG GENERATING FACILITY (AGGREGATE) | 134 | SCE | City of Vernon | THERMAL | COMBINED CYCLE | NATURAL GAS | SP15 | VRN1 | 2005-10-17 |  |  | 134 | A
91800 | Participating Unit | No | Yes | METEC_2_PL1X3 | METCALF ENERGY CENTER | 593.16 | PGAE | Calpine | THERMAL | COMBINED CYCLE | NATURAL GAS | NP15 | PGE3 | 2005-05-27 |  |  | 617 | A
82900 | Participating Unit | No | Yes | ETIWND_7_MIDVLY | MID VALLEY LANDFILL PROJECT (AGGREGATE) | 2.1 | SCE | MN Mid Valley Genco, LLC | BIOMASS | RECIPROCATING ENGINE | LANDFILL GAS | SP15 | SCE1 | 2003-04-21 |  |  | 2.5 | A
21200 | Participating Unit | No | Yes | MDFKRL_2_PROJCT | MIDDLE FORK-RALSTON PROJECT (AGGREGATE) | 218.39 | PGAE | PCWA | HYDRO | HYDRO | WATER | NP15 | PGE3 | 1966-01-01 |  | American River | 220.7 | A
21400 | Participating Unit | Yes | Yes | SUNSET_2_UNITS | MIDWAY-SUNSET COGEN. CO. | 240 | PGAE | Midway-Sunset Cogen. (25C321) | COGENERATION | COMBUSTION TURBINE | NATURAL GAS | ZP26 | PGE4 | 1989-12-18 |  |  | 234 | A
21500 | Participating Unit | No | Yes | SBERDO_6_MILLCK | MILL CREEK HYDRO PROJECT (AGGREGATE) | 3.93 | SCE | SCE | HYDRO | HYDRO | WATER | SP15 | SCE1 |  | Included in MAMMTH_2_EHYDRO telemetry value |  | 3.61 | A
84200 | Participating Unit | No | Yes | CHINO_7_MILIKN | MILLIKEN LANDFILL PROJECT (AGGREGATE) | 1.9 | SCE | MN Milliken Genco, LLC | BIOMASS | RECIPROCATING ENGINE | LANDFILL GAS | SP15 | SCE1 | 2003-07-17 |  |  | 2.5 | A
21600 | Participating Unit | No | Yes | MRGT_7_UNITS | MIRAMAR GT PLANT (AGGREGATE) | 36 | SDGE | Cabrillo Power I, LLC | PEAKER | COMBUSTION TURBINE | NATURAL GAS | SP15 | SDG1 | 1972-01-01 |  |  | 36 | A
48403 | Participating Unit | No | Yes | GOLETA_6_TAJIGS | MM TAJIGUAS ENERGY, LLC | 3.1 | SCE | 1104 | BIOMASS | RECIPROCATING ENGINE | LANDFILL GAS | SP15 | SCE1 | 2000-08-05 | Prior to 6/6/2007, was a child of GOLETA_2_QF |  | 3.05 | A
94900 | Participating Unit | No | Yes | ESCNDO_6_PL1X2 | MMC Escondido | 35.5 | SDGE | MMC Escondido LLC | PEAKER | COMBUSTION TURBINE | NATURAL GAS | SP15 | SDG1 | 2006-06-07 | Includes a 0.02 MW Internal Combustion engine |  | 44.02 | A
21900 | Participating Unit | No | Yes | MOJAVE_1_SIPHON | MOJAVE SIPHON PH (AGGREGATE) | 14 | SCE | CDWR | HYDRO | HYDRO | WATER | SP15 | SCE1 | 1996-01-01 |  |  | 34.5 | A
22000 | Participating Unit | No | Yes | MONTPH_7_UNITS | MONTICELLO PH (Aggregate) | 12.5 | PGAE | Solano Irrigation District | HYDRO | HYDRO | WATER | NP15 | PGE3 | 1974-01-01 |  |  | 12.5 | A
92400 | Participating Unit | No | Yes | SBERDO_2_PSP3 | MOUNTAINVIEW POWER PLANT POWER BLOCK 3 | 525 | SCE | Monutainview Power Company. LLC | THERMAL | COMBINED CYCLE | NATURAL GAS | SP15 | SCE1 | 2005-12-10 |  |  | 543 | A
92700 | Participating Unit | No | Yes | SBERDO_2_PSP4 | MOUNTAINVIEW POWER PLANT POWER BLOCK 4 | 525 | SCE | Mountainview Power Company | THERMAL | COMBINED CYCLE | NATURAL GAS | SP15 | SCE1 | 2006-01-19 |  |  | 543 | A
29200 | Participating Unit | Yes | Yes | SHELRF_1_UNITS | Martinez Refining Company (Aggregate) | 100 | PGAE | Martinez Refining Co. | THERMAL | COMBINED CYCLE | NATURAL GAS | NP15 | PGE3 | 1995-01-01 |  |  | 100 | A
95600 | Participating Unit | No | Yes | MIRLOM_6_PEAKER | Mira Loma Peaker | 46 | SCE | SCE | PEAKER | COMBUSTION TURBINE | NATURAL GAS | SP15 | SCE1 | 2007-09-20 |  |  | 49 | A
22700 | Participating Unit | No | Yes | MOSSLD_2_PSP1 | Moss Landing CC Plant 1 (Aggregate) | 510 | PGAE | Dynegy Moss Landing, LLC | THERMAL | COMBINED CYCLE | NATURAL GAS | NP15 | PGE3 | 2002-07-01 |  |  | 541 | A
22800 | Participating Unit | No | Yes | MOSSLD_2_PSP2 | Moss Landing CC Plant 2 (Aggregate) | 510 | PGAE | Dynegy Moss Landing, LLC | THERMAL | COMBINED CYCLE | NATURAL GAS | NP15 | PGE3 | 2002-07-11 |  |  | 541 | A
24000 | Participating Unit | No | Yes | PADUA_2_ONTARO | ONTARIO/SIERRA HYDRO PROJECT (AGGREGATE) | 1.92 | SCE | SCE | HYDRO | HYDRO | WATER | SP15 | SCE1 | 1902-01-01 | Included in MAMMTH_2_EHYDRO telemetry value |  | 1.97 | A
99200 | Participating Unit | No | Yes | OGROVE_6_PL1X2 | Orange Grove Energy Center | 99.9 | SDGE | Orange Grove Energy, L.P. | PEAKER | COMBUSTION TURBINE | NATURAL GAS | SP15 | SDG1 | 2010-06-17 | Two GE LM 6000 combustion turbines |  | 100 | A
95800 | Participating Unit | No | Yes | PALALT_7_COBUG | PALALT_COBUG Unit 1, 2, 3, & 4 | 4.5 | PGAE | NCPA | PEAKER | RECIPROCATING ENGINE | NATURAL GAS | NP15 | NCP1 | 2007-10-15 |  |  | 5.2 | A
93000 | Participating Unit | No | Yes | PALOMR_2_PL1X3 | PALOMAR ENERGY CENTER | 565.61 | SDGE | San Diego Gas & Electric | THERMAL | COMBINED CYCLE | NATURAL GAS | SP15 | SDG1 | 2006-03-31 |  |  | 595 | A
24700 | Participating Unit | Yes | Yes | PARDEB_6_UNITS | PARDEE POWER HOUSE (AGGREGATE) | 30 | PGAE | EBMUD | HYDRO | HYDRO | WATER | NP15 | PGE3 | 1930-01-01 |  | Mokelumne River | 30 | A
91700 | Participating Unit | No | Yes | LEBECS_2_UNITS | PASTORIA ENERGY FACILITY | 750.66 | SCE | Calpine | THERMAL | COMBINED CYCLE | NATURAL GAS | SP15 | SCE1 | 2005-05-04 | 1x1 CC portion became commercial 5/4/2005. 2x1 CC portion became commercial 7/5/2005. |  | 780 | A
24900 | Participating Unit | No | Yes | PINFLT_7_UNITS | PINE FLAT PH (AGGREGATE) | 210 | PGAE | CDWR | HYDRO | HYDRO | WATER | NP15 | PGE3 | 1984-01-01 |  |  | 173.7 | A
25200 | Participating Unit | No | Yes | PIT3_7_PL1X3 | PIT PH 3 (AGGREGATE) | 70.6 | PGAE | PG&E | HYDRO | HYDRO | WATER | NP15 | PGE3 | 1925-01-01 |  | Pit River | 70.6 | A
25300 | Participating Unit | No | Yes | PIT4_7_PL1X2 | PIT PH 4 (AGGREGATE) | 95 | PGAE | PG&E | HYDRO | HYDRO | WATER | NP15 | PGE3 | 1955-01-01 |  | Pit River | 95 | A
25400 | Participating Unit | No | Yes | PIT5_7_PL1X2 | PIT PH 5 UNITS 1 & 2 (AGGREGATE) | 82 | PGAE | PG&E | HYDRO | HYDRO | WATER | NP15 | PGE3 | 1944-01-01 |  | Pit River | 82 | A
25500 | Participating Unit | No | Yes | PIT5_7_PL3X4 | PIT PH 5 UNITS 3 & 4 (AGGREGATE) | 82 | PGAE | PG&E | HYDRO | HYDRO | WATER | NP15 | PGE3 | 1944-01-01 |  | Pit River | 82 | A
63800 | Participating Unit | Yes | Yes | CBRLLO_6_PLSTP1 | POINT LOMA WASTEWATER TREATMENT PLANT | 4.83 | SDGE | City of San Diego (Formerly QFID 464) | BIOMASS | RECIPROCATING ENGINE | LANDFILL GAS | SP15 | SDG1 | 1985-01-01 |  |  | 7.12 | A
27400 | Participating Unit | No | Yes | POTTER_6_UNITS | POTTER VALLEY PH (AGGREGATE) | 10.1 | PGAE | PG&E | HYDRO | HYDRO | WATER | NP15 | PGE3 | 1910-01-01 |  | Russian River | 10.1 | A
27500 | Participating Unit | No | Yes | REDBLF_6_UNIT | RED BLUFF PEAKER (AGGREGATE) | 44 | PGAE | NEO Corporation | PEAKER | RECIPROCATING ENGINE | NATURAL GAS | NP15 | PGE3 | 2001-08-11 |  |  | 44 | A
28500 | Participating Unit | No | Yes | CONTRL_1_RUSHCK | RUSH CREEK PLANT (AGGREGATE) | 11.94 | SCE | SCE | HYDRO | HYDRO | WATER | SP15 | SCE1 | 1916-01-01 | Included in BISHOP_1_UNITS telemetry value |  | 11.5 | A
28600 | Participating Unit | No | Yes | SALTSP_7_UNITS | SALT SPRINGS PH (AGGREGATE) | 46 | PGAE | PG&E | HYDRO | HYDRO | WATER | NP15 | PGE3 | 1931-01-01 |  | Mokelumne River | 44 | A
29000 | Participating Unit | No | Yes | SLUISP_2_UNITS | SAN LUIS (GIANELLI) P-G PLANT (AGGREGATE) | 374.43 | PGAE | CDWR | HYDRO | PUMPED STORAGE | WATER | NP15 | PGE3 | 1967-01-01 |  |  | 424 | A
29100 | Participating Unit | No | Yes | SBERDO_2_SNTANA | SANTA ANA RIVER PROJECT (AGGREGATE) | 6.95 | SCE | SCE | HYDRO | HYDRO | WATER | SP15 | SCE1 |  | Included in MAMMTH_2_EHYDRO telemetry value |  | 6.95 | A
67600 | Participating Unit | No | Yes | CSCCOG_1_UNIT 1 | SANTA CLARA COGEN | 7 | PGAE | SVP (Santa Clara) | COGENERATION | COMBUSTION TURBINE | NATURAL GAS | NP15 | CSC1 | 1981-01-01 |  |  | 7 | A
92800 | Participating Unit | Yes | Yes | GRNVLY_7_SCLAND | SANTA CRUZ LANDFILL GENERATING PLANT | 3.04 | PGAE | Ameresco Santa Cruz, LLC | THERMAL | INTERNAL COMBUSTION | LANDFILL GAS | NP15 | PGE3 | 2006-02-02 |  |  | 3.02 | A
89800 | Participating Unit | No | Yes | MOORPK_7_UNITA1 | SIMI VALLEY LANDFILL GAS GENERATION | 2.49 | SCE | WM Energy Solutions | BIOMASS | RECIPROCATING ENGINE | LANDFILL GAS | SP15 | SCE1 | 2004-05-02 |  |  | 2.7 | A
31100 | Participating Unit | No | Yes | SPAULD_6_UNIT12 | SPAULDING UNITS 1 & 2 (AGGREGATE) | 11.4 | PGAE | PG&E | HYDRO | HYDRO | WATER | NP15 | PGE3 | 1929-01-01 |  | South Yuba | 11.4 | A
31200 | Participating Unit | No | Yes | SPICER_1_UNITS | SPICER PH (AGGREGATE) | 6 | PGAE | NCPA | HYDRO | HYDRO | WATER | NP15 | PGE3 | 1990-01-01 | Run-of-River Facility |  | 6.1 | A
31500 | Participating Unit | No | Yes | ELKCRK_6_STONYG | STONEY GORGE PH (AGGREGATE) | 4.9 | PGAE | SVP (Santa Clara) | HYDRO | HYDRO | WATER | NP15 | PGE3 | 1986-01-01 |  |  | 4.9 | A
31800 | Participating Unit | No | Yes | LAWRNC_7_SUNYVL | SUNNYVALE LANDFILL GAS POWER GENERATION FACILITY | 0.3 | PGAE | City of Sunnyvale | BIOMASS | RECIPROCATING ENGINE | LANDFILL GAS | NP15 | PGE3 | 1999-01-01 | Formerly Res ID SUNYVL_1_PL1X2 |  | 1.6 | A
31900 | Participating Unit | No | Yes | SUNRIS_2_PL1X3 | SUNRISE POWER PROJECT (AGGREGATE) | 590 | PGAE | Edison Mission Energy | THERMAL | COMBINED CYCLE | NATURAL GAS | ZP26 | PGE4 | 2001-06-07 |  |  | 590 | A
32000 | Participating Unit | No | Yes | SUTTER_2_PL1X3 | SUTTER POWER PLANT (AGGREGATE) | 525 | PGAE | Calpine | THERMAL | COMBINED CYCLE | NATURAL GAS | NP15 | PGE3 | 2001-05-04 | Moved to SMUD Control Area 1/1/2005. Came back to ISO Control Area as Pseudo tie unit 12/1/2005 |  | 572 | A
84300 | Participating Unit | No | Yes | TERMEX_2_PL1X3 | TERMOELCTRICA DE MEXICALI (Aggregate) | 625 | SDGE | Termoelectrica De Mexicali | THERMAL | COMBINED CYCLE | NATURAL GAS | SP15 | SDG1 | 2003-07-30 |  |  | 668 | A
32200 | Participating Unit | No | Yes | TIGRCK_7_UNITS | TIGER CREEK PH (AGGREGATE) | 62 | PGAE | PG&E | HYDRO | HYDRO | WATER | NP15 | PGE3 | 1931-01-01 |  | Mokelumne River | 56 | A
32700 | Participating Unit | No | Yes | TULLCK_7_UNITS | TULLOCH PH (AGGREGATE) | 18.7 | PGAE | TRI-DAM PROJECT | HYDRO | HYDRO | WATER | NP15 | PGE3 | 1958-01-01 |  | Stanislaus River | 18.7 | A
93400 | Participating Unit | No | Yes | FROGTN_7_UTICA | UTICA POWER HYDRO AGGREGATE | 6.2 | PGAE | UTICA POWER AUTHORITY | HYDRO | AGGREGATION | WATER | NP15 | PGE3 |  | Aggregation of Angels and Murphys powerhouses | Stanislaus River | 5.5 | A
33100 | Participating Unit | No | Yes | WARNE_2_UNIT | WARNE PH (AGGREGATE) | 76 | SCE | CDWR | HYDRO | HYDRO | WATER | SP15 | SCE1 | 1982-01-01 |  |  | 78.2 | A
24600 | Participating Unit | No | Yes | PNOCHE_1_PL1X2 | WELLHEAD - PANOCHE PEAKER | 49.97 | PGAE | Wellhead Power Panoche | PEAKER | AGGREGATION | NATURAL GAS | NP15 | PGE3 | 2005-06-14 |  |  | 49.35 | A
33800 | Participating Unit | No | Yes | WISHON_6_UNITS | WISHON/SAN JOAQUIN 1-A (AGGREGATE) | 18.4 | PGAE | PG&E | HYDRO | HYDRO | WATER | NP15 | PGE3 | 1910-01-01 |  | San Joaquin River | 18.4 | A
104000 | Participating Unit | No | Yes | WNDSTR_2_WIND | Windstar I | 120 | SCE | Windstar Energy, LLC | WIND | WIND | WIND | SP15 | SCE1 | 2012-01-28 | 13949 Cameron Road, Tehachapi, CA 93561 POD: 220kV bus at Vincent Substation |  | 120 | A
34600 | Non-Participating | Yes | Yes | FLOWD2_2_UNIT 1 | ALTAMONT POWER (AGGREGATE) | 55 | PGAE | 16W010, 16W015, 16W016, 16W017 | WIND | WIND | WIND | NP15 | PGE3 | 1985-01-01 |  |  | 55 | A
35300 | Non-Participating | Yes | Yes | ANTLPE_2_QF | ANTELOPE VALLEY AREA LUMPED UNITS | 346.03 | SCE | VARIOUS | WIND | WIND | WIND | SP15 | SCE1 | 1982-01-01 |  |  | 346.03 | A
36300 | Non-Participating | Yes | Yes | BARRE_2_QF | BARRE AREA LUMPED UNITS | 0.2 | SCE | VARIOUS | VARIOUS |  |  | SP15 | SCE1 | 1994-01-01 |  |  | 0.37 | A
37200 | Non-Participating | Yes | Yes | BORDEN_2_QF | BORDEN AREA LUMPED QF UNITS | 2.85 | PGAE | Madera ID | HYDRO | HYDRO | WATER | NP15 | PGE3 | 1985-01-01 |  |  | 2.24 | A
38000 | Non-Participating | Yes | Yes | BASICE_2_UNITS | CALPINE AMERICAN I COGEN (Aggregate) | 135 | PGAE | 18C006 | COGENERATION | COMBINED CYCLE | NATURAL GAS | NP15 | PGE3 | 1989-03-14 | Calpine King City Cogen |  | 133.3 | A
38900 | Non-Participating | Yes | Yes | CENTER_2_QF | CENTER AREA LUMPED UNITS | 31 | SCE | COGENERATION | COGENERATION |  | NATURAL GAS | SP15 | SCE1 | 1987-01-01 |  |  | 31.01 | A
40000 | Non-Participating | Yes | Yes | CHEVMN_2_UNITS | CHEVRON U.S.A. UNITS (Aggregate) | 85.31 | SCE | 2155 | COGENERATION | COMBINED CYCLE | NATURAL GAS | SP15 | SCE1 | 1987-12-29 |  |  | 76.7 | A
40700 | Non-Participating | Yes | Yes | CHINO_2_QF | CHINO AREA LUMPED UNITS | 21.8 | SCE | VARIOUS | VARIOUS |  | LANDFILL GAS | SP15 | SCE1 | 1987-01-01 |  |  | 21.8 | A
41100 | Non-Participating | Yes | Yes | CLRMTK_1_QF | CLAIRMONT AREA LUMPED QF UNITS | 1.25 | PGAE | VARIOUS | COGENERATION |  | NATURAL GAS | NP15 | PGE3 | 1983-12-05 |  |  | 0.24 | A
42400 | Non-Participating | Yes | Yes | CONTRL_1_QF | CONTROL AREA LUMPED UNITS | 41.8 | SCE | VARIOUS | VARIOUS |  | GEOTHERMAL | SP15 | SCE1 | 1982-01-01 |  |  | 37.84 | A
42900 | Non-Participating | Yes | Yes | BLM_2_UNITS | COSO ENERGY DEVELOPERS (BLM) (Aggregate) | 100.73 | SCE | 3030 | GEOTHERMAL | STEAM | GEOTHERMAL | SP15 | SCE1 | 1988-12-05 |  |  | 67.5 | A
43000 | Non-Participating | Yes | Yes | CALGEN_1_UNITS | COSO FINANCE PARTNERS (NAVY I) (Aggregate) | 92.2 | SCE | 3008 | GEOTHERMAL |  | GEOTHERMAL | SP15 | SCE1 | 1987-07-13 |  |  | 75 | A
43400 | Non-Participating | Yes | Yes | CTNWDP_1_QF | COTTONWOOD AREA (BURNEY) LUMPED QF UNITS | 1 | PGAE | VARIOUS | HYDRO | HYDRO | WATER | NP15 | PGE3 | 1982-01-01 |  |  | 1 | A
90100 | Non-Participating | Yes | Yes | COVERD_2_QFUNTS | COVE ROAD AREA LUMPED UNITS | 20.26 | PGAE | VARIOUS | HYDRO | HYDRO | WATER | NP15 | PGE3 | 1987-01-05 |  |  | 20.26 | A
44000 | Non-Participating | Yes | Yes | CURIS_1_QF | CURIS AREA LUMPED QF UNITS | 2 | PGAE | VARIOUS | HYDRO | HYDRO | WATER | NP15 | PGE3 | 1983-01-01 |  |  | 2.3 | A
93100 | Non-Participating | Yes | Yes | CSTRVL_7_QFUNTS | Castroville QF Aggregate | 4.6 | PGAE | Various | THERMAL | VARIOUS | COAL | NP15 | PGE3 | 2006-06-01 | QF aggregation |  | 13.04 | A
44600 | Non-Participating | Yes | Yes | DEVERS_1_QF | DEVERS AREA LUMPED UNITS | 362.34 | SCE | VARIOUS | WIND | WIND | WIND | SP15 | SCE1 | 1983-01-01 | ~99% Wind (based on Nameplate Ratings of children units) |  | 362.09 | A
44800 | Non-Participating | Yes | Yes | DIVSON_6_NSQF | DIVISON NAVAL STATION COGEN | 47 | SDGE | 233 | COGENERATION | COMBINED CYCLE | NATURAL GAS | SP15 | SDG1 | 1989-01-01 |  |  | 48.6 | A
45500 | Non-Participating | Yes | Yes | ELLIS_2_QF | ELLIS AREA LUMPED UNITS | 18.51 | SCE | VARIOUS | BIOMASS |  | LANDFILL GAS | SP15 | SCE1 | 1993-01-01 |  |  | 28.24 | A
45800 | Non-Participating | Yes | Yes | ETIWND_2_QF | ETIWANDA AREA LUMPED UNITS | 37.22 | SCE | VARIOUS | VARIOUS |  | NATURAL GAS | SP15 | SCE1 | 1925-01-01 |  |  | 44.08 | A
93200 | Non-Participating | Yes | Yes | FELLOW_7_QFUNTS | FELLOW QF UNIT AGGREGATE | 10.5 | PGAE | Various | THERMAL | VARIOUS | NATURAL GAS | ZP26 | PGE4 | 2006-06-01 | QF Aggretate |  | 17.25 | A
93900 | Non-Participating | Yes | Yes | FTSWRD_7_QFUNTS | FORT SEWARD QF AGGREGATION | 1.6 | PGAE |  | HYDRO | AGGREGATION | WATER | NP15 | PGE3 |  | Aggregation created 3/1/2007 |  | 1.3 | A
47100 | Non-Participating | Yes | Yes | FULTON_1_QF | FULTON AREA LUMPED QF UNITS | 1.05 | PGAE | VARIOUS | HYDRO | HYDRO | WATER | NP15 | PGE3 | 1983-01-01 |  |  | 1.05 | A
48300 | Non-Participating | Yes | Yes | GOLDHL_1_QF | GOLD HILL AREA LUMPED QF UNITS | 1.25 | PGAE | 06H159 | WIND | WIND | WIND | NP15 | PGE3 | 1992-11-18 |  |  | 1.25 | A
48400 | Non-Participating | Yes | Yes | GOLETA_2_QF | GOLETA AREA LUMPED UNITS | 0.4 | SCE | VARIOUS | VARIOUS | VARIOUS | VARIOUS | SP15 | SCE1 | 1986-01-01 |  |  | 0.33 | A
48600 | Non-Participating | No | Yes | USWPJR_2_UNITS | GREEN RIDGE POWER (JACKSON) | 78.2 | PGAE | Vasco Wind, LLC | WIND | WIND | WIND | NP15 | PGE3 | 2012-02-08 | 6551 Los Vaqueros Road, Livermore , CA 94551. POD: Pole 17/93 on the Lone Tree-Cayetano 230 kV line. |  | 78.2 | A
48900 | Non-Participating | Yes | Yes | USWNDR_2_UNITS | GREEN RIDGE POWER LLC- RUSSELL (Aggregate) | 59.6 | PGAE | VARIOUS | WIND | WIND | WIND | NP15 | PGE3 | 1994-01-01 |  |  | 76.25 | A
48500 | Non-Participating | Yes | Yes | USWPFK_6_FRICK | GREEN RIDGE POWER LLC-FRICK (Aggregate) | 10.9 | PGAE | VARIOUS | WIND | WIND | WIND | NP15 | PGE3 | 1986-01-01 |  |  | 15 | A
48700 | Non-Participating | Yes | Yes | USWND2_1_UNITS | GREEN RIDGE POWER LLC-PATTERSON (Aggregate) | 138.5 | PGAE | VARIOUS | WIND | WIND | WIND | NP15 | PGE3 | 1988-01-01 |  |  | 182.5 | A
48800 | Non-Participating | Yes | Yes | USWND4_2_UNITS | GREEN RIDGE POWER LLC-RALPH (Aggregate) | 80.2 | PGAE | VARIOUS | WIND | WIND | WIND | NP15 | PGE3 | 1987-01-01 | Wind & biogas aggregate, ~95% Wind (based on Nameplate Ratings of children units) |  | 102.5 | A
49000 | Non-Participating | Yes | Yes | USWND1_2_UNITS | GREEN RIDGE POWER LLC-WALKER (Aggregate) | 38.9 | PGAE | VARIOUS | WIND | WIND | WIND | NP15 | PGE3 | 1988-01-01 |  |  | 58.7 | A
49100 | Non-Participating | Yes | Yes | GRNLF1_1_UNITS | GREENLEAF UNIT #1 (Aggregate) | 49.5 | PGAE | 12C020 | COGENERATION | COMBINED CYCLE | NATURAL GAS | NP15 | PGE3 | 1989-01-11 |  |  | 69 | A
90400 | Non-Participating | Yes | Yes | HAYPRS_6_QFUNTS | HAYPRESS HYDROELECTRIC (Aggregate) | 18.75 | PGAE | VARIOUS | HYDRO | HYDRO | WATER | NP15 | PGE3 | 1989-04-11 |  |  | 18.75 | A
59600 | Non-Participating | Yes | Yes | NHOGAN_6_UNITS | HOGAN PH (AGGREGATE) | 4 | PGAE | Calaveras City Water District (16H008) | HYDRO | HYDRO | WATER | NP15 | MID1 | 1986-04-15 |  |  | 4 | A
50800 | Non-Participating | Yes | Yes | HUMBSB_1_QF | HUMBOLDT AREA LUMPED QF UNITS | 1.25 | PGAE | 19H049 | HYDRO | HYDRO | WATER | NP15 | PGE1 |  |  |  | 0.05 | A
51700 | Non-Participating | Yes | Yes | IGNACO_1_QF | IGNACIO AREA LUMPED QF UNITS | 1 | PGAE | VARIOUS | WIND | WIND | WIND | NP15 | PGE3 | 1985-01-01 |  |  | 1 | A
84900 | Non-Participating | Yes | Yes | MIRAGE_2_COCHLA | IID Interchange Schedule | 535.59 | SCE | VARIOUS | VARIOUS | VARIOUS | VARIOUS | SP15 | IID |  | AGC Tie Line |  | 471.7 | C
52500 | Non-Participating | Yes | Yes | JOHANN_6_QFA1 | JOHANNA AREA LUMPED QF UNITS | 0.3 | SCE | VARIOUS | VARIOUS | VARIOUS | VARIOUS | SP15 | SCE1 |  |  |  | 0.27 | A
85100 | Non-Participating | Yes | Yes | SYLMAR_2_LDWP | LADWP INTERCHANGE SCHEDULE | 37.92 | SCE |  | VARIOUS |  |  | SP15 | LDWP |  | AGC Tie Line |  | 28.85 | C
53300 | Non-Participating | Yes | Yes | LAFRES_6_QF | LAFRESA AREA LUMPED UNITS | 14.64 | SCE | VARIOUS | VARIOUS |  | LANDFILL GAS | SP15 | SCE1 | 1988-01-01 |  |  | 12.76 | A
53400 | Non-Participating | Yes | Yes | LAGBEL_6_QF | LAGUNA BELLE AREA LUMPED UNITS | 17.5 | SCE | VARIOUS | VARIOUS |  | LANDFILL GAS | SP15 | SCE1 | 1993-01-01 |  |  | 17.41 | A
92200 | Non-Participating | Yes | Yes | LASSEN_6_UNITS | LASSEN AREA QF AGGREGATION | 40.65 | PGAE | Various | THERMAL | STEAM | COAL | NP15 | PGE3 | 2005-12-01 | Aggregation of 4 existing QF resources in the Lassen UDC system. |  | 40.65 | A
53700 | Non-Participating | Yes | Yes | LGHTHP_6_QF | LITHEHIPE AREA LUMPED UNITS | 5 | SCE | VARIOUS | VARIOUS |  | NATURAL GAS | SP15 | SCE1 | 1976-01-01 |  |  | 5 | A
93700 | Non-Participating | Yes | Yes | LOWGAP_7_QFUNTS | LOW GAP QF AGGREGATION | 3.2 | PGAE |  | HYDRO | AGGREGATION | WATER | NP15 | PGE3 |  | Aggregate created 3/1/2007 |  | 3.5 | A
54100 | Non-Participating | Yes | Yes | KRAMER_1_SEGS37 | LUZ SOLAR PARTNERS 3-7 AGGREGATE | 175 | SCE | VARIOUS | SOLAR | STEAM | SUN | SP15 | SCE1 | 1986-01-01 |  |  | 150 | A
54200 | Non-Participating | Yes | Yes | KRAMER_2_SEGS89 | LUZ SOLAR PARTNERS 8-9 AGGREGATE | 184 | SCE | VARIOUS | SOLAR | STEAM | SUN | SP15 | SCE1 | 1986-01-01 |  |  | 160 | A
55100 | Non-Participating | Yes | Yes | TIDWTR_2_UNITS | MARTINEZ COGEN LIMITED PARTNERSHIP (Aggregate) | 114.8 | PGAE | 01C044 | COGENERATION |  | NATURAL GAS | NP15 | PGE3 | 1987-02-23 |  |  | 127 | A
55300 | Non-Participating | Yes | Yes | MCCALL_1_QF | MCCALL AREA LUMPED QF UNITS | 2.5 | PGAE | VARIOUS | HYDRO | HYDRO | WATER | NP15 | PGE3 | 1990-01-01 |  |  | 1.45 | A
56300 | Non-Participating | Yes | Yes | MESAP_1_QF | MESA AREA LUMPED QF UNITS | 1 | PGAE | VARIOUS | HYDRO | HYDRO | WATER | ZP26 | PGE4 |  |  |  | 1 | A
56500 | Non-Participating | Yes | Yes | MESAS_2_QF | MESA SOUTH AREA LUMPED UNITS | 2.9 | SCE | VARIOUS | VARIOUS |  | LANDFILL GAS | SP15 | SCE1 | 1983-01-01 |  |  | 2.9 | A
56600 | Non-Participating | Yes | Yes | METCLF_1_QF | METCALF AREA LUMPED QF UNITS | 1.25 | PGAE | VARIOUS | HYDRO | HYDRO | WATER | NP15 | PGE3 |  |  |  | 0.8 | A
56900 | Non-Participating | Yes | Yes | MIDWAY_1_QF | MIDWAY AREA (BAKERSFIELD) LUMPED QF UNITS | 1.2 | PGAE | VARIOUS | BIOMASS |  | LANDFILL GAS | ZP26 | PGE4 |  |  |  | 0.05 | A
57000 | Non-Participating | Yes | Yes | MILBRA_1_QF | MILBRAE AREA LUMPED QF UNITS | 1.25 | PGAE | VARIOUS | COGENERATION |  | NATURAL GAS | NP15 | PGE3 |  |  |  | 0.06 | A
94100 | Non-Participating | Yes | Yes | MLPTAS_7_QFUNTS | MILPITAS QF AGGREGATION | 2.3 | PGAE |  | THERMAL | AGGREGATION | COAL | NP15 | PGE3 |  | Aggregation created 3/1/2007 |  | 2.3 | A
57400 | Non-Participating | Yes | Yes | MSSION_2_QF | MISSION AREA LUMPED UNITS | 50 | SDGE | VARIOUS | VARIOUS | VARIOUS | WATER | SP15 | SDG1 | 1980-01-01 |  |  | 18.53 | A
57500 | Non-Participating | Yes | Yes | MISSIX_1_QF | MISSIX AREA (SAB FRABCUSCI) LUMPED QF UNITS | 13 | PGAE | VARIOUS | COGENERATION |  | NATURAL GAS | NP15 | PGE2 | 1987-01-01 |  |  | 13 | A
58300 | Non-Participating | Yes | Yes | MOORPK_6_QF | MOORE PARK AREA LUMPED UNITS | 35.8 | SCE | VARIOUS | VARIOUS |  | NATURAL GAS | SP15 | SCE1 | 1976-01-01 |  |  | 30.02 | A
58400 | Non-Participating | Yes | Yes | MOSSLD_1_QF | MOSS LANDING AREA (SANTA CRUZ) LUMPED QF UNITS | 1 | PGAE | VARIOUS | BIOMASS |  | WASTE GAS | NP15 | PGE3 | 1985-01-01 |  |  | 1 | A
59700 | Non-Participating | Yes | Yes | NEWARK_1_QF | NEWARK AREA LUMPED QF UNITS | 1.1 | PGAE | VARIOUS | WIND | WIND | WIND | NP15 | PGE3 |  |  |  | 1.1 | A
94200 | Non-Participating | Yes | Yes | OILFLD_7_QFUNTS | OIL FIELDS QF AGGREGATION | 3.8 | PGAE |  | HYDRO | HYDRO | WATER | NP15 | PGE3 |  | Aggregation created 3/1/2007 |  | 3.8 | A
61600 | Non-Participating | Yes | Yes | OLINDA_2_QF | OLINDA AREA LUMPED UNITS | 13.3 | SCE | VARIOUS | HYDRO | HYDRO | WATER | SP15 | SCE1 | 1984-01-01 |  |  | 13.3 | A
62000 | Non-Participating | Yes | Yes | OTAY_6_UNITB1 | OTAY LANDFILL UNITS (Aggregate) | 3 | SDGE | 153 & 154 | BIOMASS |  | LANDFILL GAS | SP15 | SDG1 | 1987-01-01 |  |  | 3.75 | A
62200 | Non-Participating | Yes | Yes | PADUA_6_QF | PADUA AREA LUMPED UNITS | 30.1 | SCE | VARIOUS | HYDRO | HYDRO | WATER | SP15 | SCE1 | 1984-01-01 |  |  | 17.03 | A
94300 | Non-Participating | Yes | Yes | PSWEET_7_QFUNTS | PAUL SWEET QF AGGREGATION | 1 | PGAE |  | VARIOUS | AGGREGATION | LANDFILL GAS | NP15 | PGE3 |  | Aggregation created 3/1/2007 |  | 1.2 | A
90200 | Non-Participating | Yes | Yes | PIT5_7_QFUNTS | PIT5 AREA LUMPED UNITS | 3.75 | PGAE | VARIOUS | HYDRO | HYDRO | WATER | NP15 | PGE3 | 1987-08-15 |  |  | 3.75 | A
64500 | Non-Participating | Yes | Yes | RECTOR_2_QF | RECTOR AREA LUMPED UNITS | 19.5 | SCE | VARIOUS | HYDRO | HYDRO | WATER | SP15 | SCE1 | 1984-01-01 |  |  | 19.53 | A
64900 | Non-Participating | Yes | Yes | RHONDO_2_QF | RHONDO AREA LUMPED UNITS | 5.1 | SCE | VARIOUS | VARIOUS |  | WATER | SP15 | SCE1 | 1987-01-01 |  |  | 5.12 | A
65500 | Non-Participating | Yes | Yes | RIOOSO_1_QF | RIO OSO AREA LUMPED QF UNITS | 7.5 | PGAE | VARIOUS | HYDRO | AGGREGATION | WATER | NP15 | PGE3 | 1984-01-01 |  |  | 2.5 | A
66400 | Non-Participating | Yes | Yes | SBERDO_2_QF | SAN BERNARDINO AREA LUMPED UNITS | 10.6 | SCE | VARIOUS | COGENERATION |  | NATURAL GAS | SP15 | SCE1 | 1989-01-01 |  |  | 11.85 | A
67500 | Non-Participating | Yes | Yes | SNCLRA_6_QF | SANTA CLARA AREA LUMPED UNITS | 12.9 | SCE | VARIOUS | VARIOUS |  | LANDFILL GAS | SP15 | SCE1 | 1987-01-01 |  |  | 11.16 | A
68000 | Non-Participating | Yes | Yes | SAUGUS_6_QF | SAUGUS AREA LUMPED UNITS | 8.9 | SCE | VARIOUS | HYDRO | HYDRO | WATER | SP15 | SCE1 | 1987-01-01 |  |  | 9.33 | A
68400 | Non-Participating | Yes | Yes | SEAWST_6_LAPOS | SEA WEST ENERGY (AGGREGATE) | 100 | PGAE | Sea West Energy (01W006H) | WIND | WIND | WIND | NP15 | PGE3 | 1983-01-01 |  |  | 100 | A
85000 | Non-Participating | Yes | Yes | SLVRPK_7_SPP | SIERRA PACIFIC INTERCHANGE SCHEDULE | 14.3 | SCE |  | GEOTHERMAL |  |  | SP15 | SPP |  | AGC Tie Line |  | 11 | C
35000 | Non-Participating | Yes | Yes | WRGHTP_7_AMENGY | SMALL QF AGGREGATION - LOS BANOS | 2.5 | PGAE | VARIOUS | HYDRO | HYDRO | WATER | NP15 | PGE3 |  | Formerly Res ID WOLFEN_6_UNIT 1 |  | 1.68 | A
69600 | Non-Participating | Yes | Yes | SPRGVL_2_QF | SPRINGVILLE AREA LUMPED UNITS | 2.3 | SCE | VARIOUS | VARIOUS |  | WATER | SP15 | SCE1 | 1909-01-01 |  |  | 2.28 | A
70400 | Non-Participating | Yes | Yes | SYCAMR_2_UNITS | SYCAMORE COGENERATION AGGREGATE | 360 | SCE | 2058 | COGENERATION | COMBUSTION TURBINE | NATURAL GAS | SP15 | SCE1 | 1987-11-25 |  |  | 300 | A
70600 | Non-Participating | Yes | Yes | TBLMTN_6_QF | TABLE MOUNTAIN AREA LUMPED QF UNITS | 5.8 | PGAE | VARIOUS | HYDRO | HYDRO | WATER | NP15 | PGE3 | 1983-01-01 |  |  | 5.8 | A
70800 | Non-Participating | Yes | Yes | TESLA_1_QF | TESLA AREA LUMPED QF UNITS | 5 | PGAE | VARIOUS | HYDRO | HYDRO | WATER | NP15 | PGE3 | 1982-01-01 |  |  | 2.46 | A
71300 | Non-Participating | Yes | Yes | KRNOIL_7_TEXEXP | TEXACO EXPLORATION AND PRODUCTION (AGGREGATE) | 19.1 | PGAE | Texaco Exploration and Production | COGENERATION |  | NATURAL GAS | ZP26 | PGE4 | 1986-01-01 | formerly Res ID TENACO_6_KERN |  | 14.9 | A
72000 | Non-Participating | Yes | Yes | UNOCAL_1_UNITS | TOSCO - RODEO PLANT (Aggregate) | 57.3 | PGAE | TOSCO | COGENERATION |  | NATURAL GAS | NP15 | PGE3 | 1987-05-21 |  |  | 64.8 | A
90000 | Non-Participating | Yes | Yes | JVENTR_2_QFUNTS | TRES VAQUEROS AREA LUMPED UNITS | 69.1 | PGAE | VARIOUS | WIND | WIND | WIND | NP15 | PGE3 | 1986-01-04 |  |  | 69.1 | A
73000 | Non-Participating | Yes | Yes | VACADX_1_QF | VACAVILLE-DIXON AREA LUMPED QF UNITS | 1 | PGAE | VARIOUS | WIND | WIND | WIND | NP15 | PGE3 | 1983-01-01 |  |  | 1 | A
73300 | Non-Participating | Yes | Yes | VESTAL_6_QF | VESTAL AREA LUMPED UNITS | 18.6 | SCE | VARIOUS | HYDRO | HYDRO | WATER | SP15 | SCE1 | 1989-01-01 |  |  | 12.3 | A
73400 | Non-Participating | Yes | Yes | VICTOR_1_QF | VICTOR AREA LUMPED UNITS | 0.4 | SCE | VARIOUS | VARIOUS |  |  | SP15 | SCE1 | 1954-01-01 |  |  | 0.4 | A
73600 | Non-Participating | Yes | Yes | VINCNT_2_QF | VINCENT AREA LUMPED UNITS | 316.4 | SCE | VARIOUS | WIND | WIND | WIND | SP15 | SCE1 | 1985-01-01 |  |  | 316.4 | A
73800 | Non-Participating | Yes | Yes | VISTA_6_QF | VISTA AREA LUMPED UNITS | 0.6 | SCE | VARIOUS | VARIOUS |  |  | SP15 | SCE1 | 1983-01-01 |  |  | 0.46 | A
93800 | Non-Participating | Yes | Yes | VOLTA_7_QFUNTS | VOLTA QF AGGREGATION | 2.9 | PGAE |  | HYDRO | AGGREGATION | WATER | NP15 | PGE3 |  | Aggregation created 3/1/2007 |  | 2.9 | A
74400 | Non-Participating | Yes | Yes | ARCOGN_2_UNITS | WATSON COGENERATION COMPANY | 416.6 | SCE | 2053 | COGENERATION |  | NATURAL GAS | SP15 | SCE1 | 1987-12-04 |  |  | 340 | A
79400 | Muni | No | Yes | ONLLPP_6_UNITS | ONEILL P-G PLANT (AGGREGATE) | 14 | PGAE | USBR | HYDRO | PUMPED STORAGE | WATER | NP15 | PGE3 | 1967-01-01 |  |  | 14.4 | A
80700 | Muni | No | Yes | RVSIDE_6_SPRING | Springs Generation Plant (Aggregate) | 36 | SCE | Riverside Public Utilities | PEAKER | COMBUSTION TURBINE | NATURAL GAS | SP15 | SCE1 | 2002-06-13 | Formerly Res ID SPRING_6_UNITS |  | 44 | A
102 | Participating Unit | Yes | No |  | SOUTH BELRIDGE UNIT 2 |  | PGAE | AERA ENERGY LLC | COGENERATION | COMBUSTION TURBINE | NATURAL GAS | ZP26 | PGE4 | 1985-01-01 |  |  | 21.45 | A
103 | Participating Unit | Yes | No |  | SOUTH BELRIDGE UNIT 3 |  | PGAE | AERA ENERGY LLC | COGENERATION | COMBUSTION TURBINE | NATURAL GAS | ZP26 | PGE4 | 1986-01-01 |  |  | 21.45 | A
104 | Participating Unit | Yes | No |  | SOUTH BELRIDGE UNIT A |  | PGAE | AERA ENERGY LLC | COGENERATION | COMBUSTION TURBINE | NATURAL GAS | ZP26 | PGE4 | 1985-01-01 |  |  | 3 | A
105 | Participating Unit | Yes | No |  | SOUTH BELRIDGE UNIT B |  | PGAE | AERA ENERGY LLC | COGENERATION | COMBUSTION TURBINE | NATURAL GAS | ZP26 | PGE4 | 1985-01-01 |  |  | 3 | A
106 | Participating Unit | Yes | No |  | SOUTH BELRIDGE UNIT C |  | PGAE | AERA ENERGY LLC | COGENERATION | COMBUSTION TURBINE | NATURAL GAS | ZP26 | PGE4 | 1986-01-01 |  |  | 3 | A
201 | Participating Unit | Yes | No |  | LOST HILLS UNIT 1 |  | PGAE | AERA ENERGY LLC | COGENERATION | COMBUSTION TURBINE | NATURAL GAS | ZP26 | PGE4 | 1985-01-01 |  |  | 3.17 | A
202 | Participating Unit | Yes | No |  | LOST HILLS UNIT 2 |  | PGAE | AERA ENERGY LLC | COGENERATION | COMBUSTION TURBINE | NATURAL GAS | ZP26 | PGE4 | 1985-01-01 |  |  | 3.17 | A
203 | Participating Unit | Yes | No |  | LOST HILLS UNIT 3 |  | PGAE | AERA ENERGY LLC | COGENERATION | COMBUSTION TURBINE | NATURAL GAS | ZP26 | PGE4 | 1985-01-01 |  |  | 3.17 | A
101 | Participating Unit | Yes | No |  | SOUTH BELRIDGE UNIT 1 |  | PGAE | AERA ENERGY LLC | COGENERATION | COMBUSTION TURBINE | NATURAL GAS | ZP26 | PGE4 | 1985-01-01 |  |  | 21.45 | A
1401 | Participating Unit | No | No |  | Alta Unit 1 |  | PGAE | PG&E | HYDRO | HYDRO | WATER | NP15 | PGE3 | 1902-01-01 |  | Bear River | 1 | A
1402 | Participating Unit | No | No |  | Alta Unit 2 |  | PGAE | PG&E | HYDRO | HYDRO | WATER | NP15 | PGE3 | 1902-01-01 |  | Bear River | 1 | A
2923 | Participating Unit | No | No | BGCRK1_7_PORTAL | Big Creek - Portal Unit | 10.8 | SCE | SCE | HYDRO | HYDRO | WATER | SP15 | SCE1 | 1956-01-01 |  |  | 10.5 | A
2901 | Participating Unit | No | No | BGCRK1_7_UNIT 1 | Big Creek PH 1 Unit 1 | 19.8 | SCE | SCE | HYDRO | HYDRO | WATER | SP15 | SCE1 | 1913-01-01 |  |  | 21 | A
2902 | Participating Unit | No | No | BGCRK1_7_UNIT 2 | Big Creek PH 1 Unit 2 | 15.8 | SCE | SCE | HYDRO | HYDRO | WATER | SP15 | SCE1 | 1913-01-01 |  |  | 17 | A
2903 | Participating Unit | No | No | BGCRK1_7_UNIT 3 | Big Creek PH 1 Unit 3 | 21.6 | SCE | SCE | HYDRO | HYDRO | WATER | SP15 | SCE1 | 1923-01-01 |  |  | 21 | A
2904 | Participating Unit | No | No | BGCRK1_7_UNIT 4 | Big Creek PH 1 Unit 4 | 31.2 | SCE | SCE | HYDRO | HYDRO | WATER | SP15 | SCE1 | 1925-01-01 |  |  | 31.2 | A
2905 | Participating Unit | No | No | BGCRK2_7_UNIT 1 | Big Creek PH 2 Unit 1 | 55 | SCE | SCE | HYDRO | HYDRO | WATER | SP15 | SCE1 | 1928-01-01 |  |  | 49.3 | A
2906 | Participating Unit | No | No | BGCRK2_7_UNIT 2 | Big Creek PH 2 Unit 2 | 55 | SCE | SCE | HYDRO | HYDRO | WATER | SP15 | SCE1 | 1928-01-01 |  |  | 49.2 | A
2907 | Participating Unit | No | No | BGCRK2_7_UNIT 3 | Big Creek PH 2 Unit 3 | 15.8 | SCE | SCE | HYDRO | HYDRO | WATER | SP15 | SCE1 | 1913-01-01 |  |  | 20 | A
2908 | Participating Unit | No | No | BGCRK2_7_UNIT 4 | Big Creek PH 2 Unit 4 | 15.8 | SCE | SCE | HYDRO | HYDRO | WATER | SP15 | SCE1 | 1914-01-01 |  |  | 20 | A
2909 | Participating Unit | No | No | BGCRK2_7_UNIT 5 | Big Creek PH 2 Unit 5 | 17.5 | SCE | SCE | HYDRO | HYDRO | WATER | SP15 | SCE1 | 1921-01-01 |  |  | 16.9 | A
2910 | Participating Unit | No | No | BGCRK2_7_UNIT 6 | Big Creek PH 2 Unit 6 | 17.5 | SCE | SCE | HYDRO | HYDRO | WATER | SP15 | SCE1 | 1925-01-01 |  |  | 18.8 | A
2911 | Participating Unit | No | No | BGCRK3_7_UNIT 1 | Big Creek PH 3 Unit 1 | 34 | SCE | SCE | HYDRO | HYDRO | WATER | SP15 | SCE1 | 1923-01-01 |  |  | 34.5 | A
2912 | Participating Unit | No | No | BGCRK3_7_UNIT 2 | Big Creek PH 3 Unit 2 | 34 | SCE | SCE | HYDRO | HYDRO | WATER | SP15 | SCE1 | 1923-01-01 |  |  | 34.5 | A
2913 | Participating Unit | No | No | BGCRK3_7_UNIT 3 | Big Creek PH 3 Unit 3 | 34 | SCE | SCE | HYDRO | HYDRO | WATER | SP15 | SCE1 | 1923-01-01 |  |  | 34.3 | A
2914 | Participating Unit | No | No | BGCRK3_7_UNIT 4 | Big Creek PH 3 Unit 4 | 36 | SCE | SCE | HYDRO | HYDRO | WATER | SP15 | SCE1 | 1948-01-01 |  |  | 40.5 | A
2915 | Participating Unit | No | No | BGCRK3_7_UNIT 5 | Big Creek PH 3 Unit 5 |  | SCE | SCE | HYDRO | HYDRO | WATER | SP15 | SCE1 | 1980-01-01 |  |  | 38.1 | A
2916 | Participating Unit | No | No | BGCRK4_7_UNIT 1 | Big Creek PH 4 Unit 1 | 50 | SCE | SCE | HYDRO | HYDRO | WATER | SP15 | SCE1 | 1951-01-01 |  |  | 50.1 | A
2917 | Participating Unit | No | No | BGCRK4_7_UNIT 2 | Big Creek PH 4 Unit 2 | 50 | SCE | SCE | HYDRO | HYDRO | WATER | SP15 | SCE1 | 1951-01-01 |  |  | 50.1 | A
2918 | Participating Unit | No | No | BGCRK8_7_UNIT 1 | Big Creek PH 8 Unit 1 | 30 | SCE | SCE | HYDRO | HYDRO | WATER | SP15 | SCE1 | 1921-01-01 |  |  | 25.8 | A
2919 | Participating Unit | No | No | BGCRK8_7_UNIT 2 | Big Creek PH 8 Unit 2 | 45 | SCE | SCE | HYDRO | HYDRO | WATER | SP15 | SCE1 | 1929-01-01 |  |  | 38.7 | A
2921 | Participating Unit | No | No | MAMMTH_7_UNIT 1 | Big Creek - Mammoth Pool Unit 1 | 95 | SCE | SCE | HYDRO | HYDRO | WATER | SP15 | SCE1 | 1960-01-01 |  |  | 93.5 | A
2922 | Participating Unit | No | No | MAMMTH_7_UNIT 2 | Big Creek - Mammoth Pool Unit 2 | 95 | SCE | SCE | HYDRO | HYDRO | WATER | SP15 | SCE1 | 1960-01-01 |  |  | 93.5 | A
3101 | Participating Unit | No | No |  | Bishop Creek Plant 2 Unit 1 |  | SCE | SCE | HYDRO | HYDRO | WATER | SP15 | SCE1 | 1908-01-01 |  |  | 2.73 | A
3102 | Participating Unit | No | No |  | Bishop Creek Plant 2 Unit 2 |  | SCE | SCE | HYDRO | HYDRO | WATER | SP15 | SCE1 | 1908-01-01 |  |  | 2.73 | A
3103 | Participating Unit | No | No |  | Bishop Creek Plant 2 Unit 3 |  | SCE | SCE | HYDRO | HYDRO | WATER | SP15 | SCE1 | 1911-01-01 |  |  | 2.73 | A
3104 | Participating Unit | No | No |  | Bishop Creek Plant 5 Unit 1 |  | SCE | SCE | HYDRO | HYDRO | WATER | SP15 | SCE1 | 1943-01-01 |  |  | 2 | A
3105 | Participating Unit | No | No |  | Bishop Creek Plant 5 Unit 2 |  | SCE | SCE | HYDRO | HYDRO | WATER | SP15 | SCE1 | 1919-01-01 |  |  | 1.8 | A
3106 | Participating Unit | No | No |  | Bishop Creek Plant 6 Unit 1 |  | SCE | SCE | HYDRO | HYDRO | WATER | SP15 | SCE1 | 1913-01-01 |  |  | 2.2 | A
3201 | Participating Unit | No | No |  | Bishop Creek Plant 3 Unit 1 |  | SCE | SCE | HYDRO | HYDRO | WATER | SP15 | SCE1 | 1913-01-01 |  |  | 2.6 | A
3202 | Participating Unit | No | No |  | Bishop Creek Plant 3 Unit 2 |  | SCE | SCE | HYDRO | HYDRO | WATER | SP15 | SCE1 | 1913-01-01 |  |  | 2.6 | A
3203 | Participating Unit | No | No |  | Bishop Creek Plant 3 Unit 3 |  | SCE | SCE | HYDRO | HYDRO | WATER | SP15 | SCE1 | 1913-01-01 |  |  | 2.7 | A
3204 | Participating Unit | No | No |  | Bishop Creek Plant 4 Unit 1 |  | SCE | SCE | HYDRO | HYDRO | WATER | SP15 | SCE1 | 1905-01-01 |  |  | 1 | A
3205 | Participating Unit | No | No |  | Bishop Creek Plant 4 Unit 2 |  | SCE | SCE | HYDRO | HYDRO | WATER | SP15 | SCE1 | 1905-01-01 |  |  | 1 | A
3206 | Participating Unit | No | No |  | Bishop Creek Plant 4 Unit 3 |  | SCE | SCE | HYDRO | HYDRO | WATER | SP15 | SCE1 | 1906-01-01 |  |  | 2 | A
3207 | Participating Unit | No | No |  | Bishop Creek Plant 4 Unit 4 |  | SCE | SCE | HYDRO | HYDRO | WATER | SP15 | SCE1 | 1907-01-01 |  |  | 2 | A
3208 | Participating Unit | No | No |  | Bishop Creek Plant 4 Unit 5 |  | SCE | SCE | HYDRO | HYDRO | WATER | SP15 | SCE1 | 1909-01-01 |  |  | 2 | A
84701 | Participating Unit | No | No |  | BLACKSAND ENERGY TURBINE 1 |  | SCE | BlackSand Partners, LP | PEAKER | COMBUSTION TURBINE | WASTE GAS | SP15 | SCE1 |  |  |  | 4 | A
84702 | Participating Unit | No | No |  | BLACKSAND ENERGY TURBINE 2 |  | SCE | BlackSand Partners, LP | PEAKER | COMBUSTION TURBINE | WASTE GAS | SP15 | SCE1 |  |  |  | 4 | A
3501 | Participating Unit | No | No |  | Borel Unit 1 |  | SCE | SCE | HYDRO | HYDRO | WATER | SP15 | SCE1 | 1904-01-01 |  |  | 2.1 | A
3502 | Participating Unit | No | No |  | Borel Unit 2 |  | SCE | SCE | HYDRO | HYDRO | WATER | SP15 | SCE1 | 1904-01-01 |  |  | 2.5 | A
3503 | Participating Unit | No | No |  | Borel Unit 3 |  | SCE | SCE | HYDRO | HYDRO | WATER | SP15 | SCE1 | 1932-01-01 |  |  | 6.4 | A
3901 | Participating Unit | No | No | BUCKCK_7_UNIT 1 | Bucks Creek Unit #1 | 33 | PGAE | PG&E | HYDRO | HYDRO | WATER | NP15 | PGE3 | 1928-01-01 |  | NF Feather River | 33 | A
3902 | Participating Unit | No | No | BUCKCK_7_UNIT 2 | Bucks Creek Unit #2 | 32.5 | PGAE | PG&E | HYDRO | HYDRO | WATER | NP15 | PGE3 | 1928-01-01 |  | NF Feather River | 32.5 | A
36600 | Non-Participating | Yes | No | TENGEN_6_UNIT 1 | BERRY PETROLEUM CO. (PLACERITA UNIT 1) | 22.7 | SCE | 2206 | COGENERATION | STEAM | NATURAL GAS | SP15 | SCE1 | 1990-03-06 |  |  | 20.76 | A
2500 | Participating Unit | Yes | No | TENGEN_6_UNIT 2 | BERRY PETROLEUM CO. (PLACERITA UNIT 2) | 17.5 | SCE | Berry Petroleum Co. (Formerly 2207) | COGENERATION | STEAM | NATURAL GAS | SP15 | SCE1 | 1990-01-01 |  |  | 21.4 | A
38100 | Non-Participating | Yes | No | BEARCN_2_UNIT 1 | CALPINE GEYSERS CO. (Bear Canyon) (KW #1) | 11.5 | PGAE | 04G012 | GEOTHERMAL | STEAM | GEOTHERMAL | NP15 | PGE3 | 1988-09-06 | Included in BEARCN aggregate 3/1/2007 |  | 11.5 | A
38200 | Non-Participating | Yes | No | BEARCN_2_UNIT 2 | CALPINE GEYSERS CO. (Bear Canyon) (KW #2) | 11.5 | PGAE | 04G016 | GEOTHERMAL | STEAM | GEOTHERMAL | NP15 | PGE3 | 1988-09-02 | Included in BEARCN aggregate 3/1/2007 |  | 11.5 | A
4401 | Participating Unit | No | No | CAMCHE_1_UNIT 1 | Camanche Unit 1 | 3.3 | PGAE | EBMUD | HYDRO | HYDRO | WATER | NP15 | PGE3 | 1983-01-01 |  | Mokelumne River | 3.33 | A
4402 | Participating Unit | No | No | CAMCHE_1_UNIT 2 | Camanche Unit 2 | 3.3 | PGAE | EBMUD | HYDRO | HYDRO | WATER | NP15 | PGE3 | 1983-01-01 |  | Mokelumne River | 3.33 | A
4403 | Participating Unit | No | No | CAMCHE_1_UNIT 3 | Camanche Unit 3 | 3.7 | PGAE | EBMUD | HYDRO | HYDRO | WATER | NP15 | PGE3 | 1983-01-01 |  | Mokelumne River | 3.33 | A
4601 | Participating Unit | No | No | CARBOU_7_UNIT 2 | Caribou PH 1 Unit 2 | 25 | PGAE | PG&E | HYDRO | HYDRO | WATER | NP15 | PGE3 | 1921-01-01 |  | NF Feather River | 24 | A
4602 | Participating Unit | No | No | CARBOU_7_UNIT 3 | Caribou PH 1 Unit 3 | 25 | PGAE | PG&E | HYDRO | HYDRO | WATER | NP15 | PGE3 | 1924-01-01 |  | NF Feather River | 24 | A
4701 | Participating Unit | No | No | CARBOU_7_UNIT 4 | Caribou PH 2 Unit 4 | 61 | PGAE | PG&E | HYDRO | HYDRO | WATER | NP15 | PGE3 | 1958-01-01 |  | NF Feather River | 61 | A
4702 | Participating Unit | No | No | CARBOU_7_UNIT 5 | Caribou PH 2 Unit 5 | 61 | PGAE | PG&E | HYDRO | HYDRO | WATER | NP15 | PGE3 | 1958-01-01 |  | NF Feather River | 61 | A
83901 | Participating Unit | No | No | LAROA2_2_CTG 2S | CENTRAL LA ROSITA II COMBUSTION TURBINE | 181.5 | SDGE | Energia de Baja California | THERMAL | COMBUSTION TURBINE | NATURAL GAS | SP15 | SDG1 | 2003-07-22 |  |  | 181.5 | A
83902 | Participating Unit | No | No | LAROA2_2_STG 2C | CENTRAL LA ROSITA II STEAM TURBINE | 155 | SDGE | Energia de Baja California | THERMAL | STEAM | HEAT RECOVERY | SP15 | SDG1 | 2003-07-22 |  |  | 155 | A
4901 | Participating Unit | No | No | CENTRY_6_GEN 1 | Century Unit 1 |  | SCE | Colton Power, LP | PEAKER | COMBUSTION TURBINE | NATURAL GAS | SP15 | SCE1 | 2001-09-11 |  |  | 10.75 | A
4902 | Participating Unit | No | No | CENTRY_6_GEN 2 | Century Unit 2 |  | SCE | Colton Power, LP | PEAKER | COMBUSTION TURBINE | NATURAL GAS | SP15 | SCE1 | 2001-09-17 |  |  | 10.75 | A
4903 | Participating Unit | No | No | CENTRY_6_GEN 3 | Century Unit 3 |  | SCE | Colton Power, LP | PEAKER | COMBUSTION TURBINE | NATURAL GAS | SP15 | SCE1 | 2001-09-11 |  |  | 10.75 | A
4904 | Participating Unit | No | No | CENTRY_6_GEN 4 | Century Unit 4 |  | SCE | Colton Power, LP | PEAKER | COMBUSTION TURBINE | NATURAL GAS | SP15 | SCE1 | 2001-09-11 |  |  | 10.75 | A
5201 | Participating Unit | No | No | CHWCHL_1_GEN 1 | Chowchilla II Peaker Unit 1 |  | PGAE | NEO Corporation | THERMAL | RECIPROCATING ENGINE | NATURAL GAS | NP15 | PGE3 | 2001-06-13 |  |  | 3 | A
5210 | Participating Unit | No | No | CHWCHL_1_GEN 10 | Chowchilla II Peaker Unit 10 |  | PGAE | NEO Corporation | THERMAL | RECIPROCATING ENGINE | NATURAL GAS | NP15 | PGE3 | 2001-06-13 |  |  | 3 | A
5211 | Participating Unit | No | No | CHWCHL_1_GEN 11 | Chowchilla II Peaker Unit 11 |  | PGAE | NEO Corporation | THERMAL | RECIPROCATING ENGINE | NATURAL GAS | NP15 | PGE3 | 2001-06-13 |  |  | 3 | A
5212 | Participating Unit | No | No | CHWCHL_1_GEN 12 | Chowchilla II Peaker Unit 12 |  | PGAE | NEO Corporation | THERMAL | RECIPROCATING ENGINE | NATURAL GAS | NP15 | PGE3 | 2001-06-13 |  |  | 3 | A
5213 | Participating Unit | No | No | CHWCHL_1_GEN 13 | Chowchilla II Peaker Unit 13 |  | PGAE | NEO Corporation | THERMAL | RECIPROCATING ENGINE | NATURAL GAS | NP15 | PGE3 | 2001-06-13 |  |  | 3 | A
5214 | Participating Unit | No | No | CHWCHL_1_GEN 14 | Chowchilla II Peaker Unit 14 |  | PGAE | NEO Corporation | THERMAL | RECIPROCATING ENGINE | NATURAL GAS | NP15 | PGE3 | 2001-06-13 |  |  | 3 | A
5215 | Participating Unit | No | No | CHWCHL_1_GEN 15 | Chowchilla II Peaker Unit 15 |  | PGAE | NEO Corporation | THERMAL | RECIPROCATING ENGINE | NATURAL GAS | NP15 | PGE3 | 2001-06-13 |  |  | 3 | A
5216 | Participating Unit | No | No | CHWCHL_1_GEN 16 | Chowchilla II Peaker Unit 16 |  | PGAE | NEO Corporation | THERMAL | RECIPROCATING ENGINE | NATURAL GAS | NP15 | PGE3 | 2001-06-13 |  |  | 3 | A
5202 | Participating Unit | No | No | CHWCHL_1_GEN 2 | Chowchilla II Peaker Unit 2 |  | PGAE | NEO Corporation | THERMAL | RECIPROCATING ENGINE | NATURAL GAS | NP15 | PGE3 | 2001-06-13 |  |  | 3 | A
5203 | Participating Unit | No | No | CHWCHL_1_GEN 3 | Chowchilla II Peaker Unit 3 |  | PGAE | NEO Corporation | THERMAL | RECIPROCATING ENGINE | NATURAL GAS | NP15 | PGE3 | 2001-06-13 |  |  | 3 | A
5204 | Participating Unit | No | No | CHWCHL_1_GEN 4 | Chowchilla II Peaker Unit 4 |  | PGAE | NEO Corporation | THERMAL | RECIPROCATING ENGINE | NATURAL GAS | NP15 | PGE3 | 2001-06-13 |  |  | 3 | A
5205 | Participating Unit | No | No | CHWCHL_1_GEN 5 | Chowchilla II Peaker Unit 5 |  | PGAE | NEO Corporation | THERMAL | RECIPROCATING ENGINE | NATURAL GAS | NP15 | PGE3 | 2001-06-13 |  |  | 3 | A
5206 | Participating Unit | No | No | CHWCHL_1_GEN 6 | Chowchilla II Peaker Unit 6 |  | PGAE | NEO Corporation | THERMAL | RECIPROCATING ENGINE | NATURAL GAS | NP15 | PGE3 | 2001-06-13 |  |  | 3 | A
5207 | Participating Unit | No | No | CHWCHL_1_GEN 7 | Chowchilla II Peaker Unit 7 |  | PGAE | NEO Corporation | THERMAL | RECIPROCATING ENGINE | NATURAL GAS | NP15 | PGE3 | 2001-06-13 |  |  | 3 | A
5208 | Participating Unit | No | No | CHWCHL_1_GEN 8 | Chowchilla II Peaker Unit 8 |  | PGAE | NEO Corporation | THERMAL | RECIPROCATING ENGINE | NATURAL GAS | NP15 | PGE3 | 2001-06-13 |  |  | 3 | A
5209 | Participating Unit | No | No | CHWCHL_1_GEN 9 | Chowchilla II Peaker Unit 9 |  | PGAE | NEO Corporation | THERMAL | RECIPROCATING ENGINE | NATURAL GAS | NP15 | PGE3 | 2001-06-13 |  |  | 3 | A
5801 | Participating Unit | No | No | COLVIL_7_UNIT 1 | Collierville Unit 1 | 126.5 | PGAE | NCPA | HYDRO | HYDRO | WATER | NP15 | PGE3 |  |  |  | 126.5 | A
5802 | Participating Unit | No | No | COLVIL_7_UNIT 2 | Collierville Unit 2 | 126 | PGAE | NCPA | HYDRO | HYDRO | WATER | NP15 | PGE3 |  |  |  | 126 | A
42301 | Participating Unit | Yes | No | CONTAN_1_GT 1 | CONTAINER CORP (JEFFERSON SMURFIT) |  | PGAE | SVP (Santa Clara) Jefferson Smurfit Corp. | COGENERATION | COMBUSTION TURBINE | NATURAL GAS | NP15 | CSC1 |  |  |  | 22 | A
42302 | Participating Unit | Yes | No | CONTAN_1_ST 2 | CONTAINER CORP (JEFFERSON SMURFIT) |  | PGAE | SVP (Santa Clara) Jefferson Smurfit Corp. | COGENERATION | STEAM | HEAT RECOVERY | NP15 | CSC1 |  |  |  | 3.8 | A
6501 | Participating Unit | No | No | CWATER_7_CT31 | Coolwater CTG 31 | 73 | SCE | RRI Energy Coolwater, Inc. | THERMAL | COMBUSTION TURBINE | NATURAL GAS | SP15 | SCE1 | 1978-01-01 |  |  | 73 | A
6502 | Participating Unit | No | No | CWATER_7_CT32 | Coolwater CTG 32 | 73 | SCE | RRI Energy Coolwater, Inc. | THERMAL | COMBUSTION TURBINE | NATURAL GAS | SP15 | SCE1 | 1978-01-01 |  |  | 73 | A
6503 | Participating Unit | No | No | CWATER_7_ST30 | Coolwater STG 30 | 110 | SCE | RRI Energy Coolwater, Inc. | THERMAL | STEAM | HEAT RECOVERY | SP15 | SCE1 | 1978-01-01 |  |  | 110 | A
6601 | Participating Unit | No | No | CWATER_7_CT41 | Coolwater CTG 41 | 73 | SCE | RRI Energy Coolwater, Inc. | THERMAL | COMBUSTION TURBINE | NATURAL GAS | SP15 | SCE1 | 1978-01-01 |  |  | 73 | A
6602 | Participating Unit | No | No | CWATER_7_CT42 | Coolwater CTG 42 | 73 | SCE | RRI Energy Coolwater, Inc. | THERMAL | COMBUSTION TURBINE | NATURAL GAS | SP15 | SCE1 | 1978-01-01 |  |  | 73 | A
6603 | Participating Unit | No | No | CWATER_7_ST40 | Coolwater STG 40 | 110 | SCE | RRI Energy Coolwater, Inc. | THERMAL | STEAM | HEAT RECOVERY | SP15 | SCE1 | 1978-01-01 |  |  | 110 | A
43101 | Non-Participating | Yes | No | NAVYII_2_UNIT 4 | COSO POWER DEVELOPERS UNIT 4 | 35 | SCE |  | GEOTHERMAL | STEAM | GEOTHERMAL | SP15 | SCE1 | 1989-12-23 |  |  | 22.5 | A
43102 | Non-Participating | Yes | No | NAVYII_2_UNIT 5 | COSO POWER DEVELOPERS UNIT 5 | 32 | SCE |  | GEOTHERMAL | STEAM | GEOTHERMAL | SP15 | SCE1 | 1989-12-23 |  |  | 22.5 | A
43103 | Non-Participating | Yes | No | NAVYII_2_UNIT 6 | COSO POWER DEVELOPERS UNIT 6 | 32 | SCE |  | GEOTHERMAL | STEAM | GEOTHERMAL | SP15 | SCE1 | 1989-12-23 |  |  | 22.5 | A
7101 | Participating Unit | No | No | CRESTA_7_UNIT 1 | Cresta Unit #1 | 35.2 | PGAE | PG&E | HYDRO | HYDRO | WATER | NP15 | PGE3 | 1949-01-01 |  | NF Feather River | 35.2 | A
7102 | Participating Unit | No | No | CRESTA_7_UNIT 2 | Cresta Unit #2 | 35.2 | PGAE | PG&E | HYDRO | HYDRO | WATER | NP15 | PGE3 | 1950-01-01 |  | NF Feather River | 35.2 | A
4201 | Participating Unit | No | No | COLCEM_6_GEN 1 | California Portland Cement Unit 1 | 15 | SCE | California Portland Cement | THERMAL | STEAM | COAL | SP15 | SCE1 | 2001-08-01 | Converted to Participating Generator |  | 15 | A
4202 | Participating Unit | No | No | COLCEM_6_GEN 2 | California Portland Cement Unit 2 | 15 | SCE | California Portland Cement | THERMAL | STEAM | COAL | SP15 | SCE1 | 2001-08-01 | Converted to Participating Generator |  | 15 | A
91301 | Participating Unit | No | No | CORONS_7_CTG2001 | Clearwater Power Plant CT Unit 1 | 21.6 | SCE | City of Corona | THERMAL | COMBUSTION TURBINE | NATURAL GAS | SP15 | SCE1 | 2005-02-28 |  |  | 23.8 | A
91302 | Participating Unit | No | No | CORONS_7_STG1301 | Clearwater Power Plant ST Unit 2 | 6.4 | SCE | City of Corona | THERMAL | STEAM | HEAT RECOVERY | SP15 | SCE1 | 2005-02-28 |  |  | 8.47 | A
65506 | Non-Participating | Yes | No |  | NID/COMBIE NORTH |  | PGAE | 15H013 | HYDRO | HYDRO | WATER | NP15 | PGE3 | 1988-03-24 | Formerly part of RIOOSO_1_QF prior to 3/15/2007 |  | 0.33 | A
65507 | Non-Participating | Yes | No |  | NID/COMBIE SOUTH | 1.5 | PGAE | 15H054 | HYDRO | HYDRO | WATER | NP15 | PGE3 | 1984-04-26 | Added to HIGGNS QF aggregation 3/1/2007. Formerly part of RIOOSO_1_QF aggregation. |  | 1.5 | A
7501 | Participating Unit | Yes | No | PANDOL_6_UNIT 1 | DELANO ENERGY COMPANY INC. (UNIT 1) | 32 | SCE | DELANO ENERGY | BIOMASS | STEAM | WOOD WASTE | SP15 | SCE1 | 1990-01-01 |  |  | 32 | A
7502 | Participating Unit | Yes | No | PANDOL_6_UNIT 2 | DELANO ENERGY COMPANY INC. (UNIT 2) | 26 | SCE | DELANO ENERGY | BIOMASS | STEAM | WOOD WASTE | SP15 | SCE1 | 1993-01-01 |  |  | 26 | A
7601 | Participating Unit | No | No | DELTA_2_CTG1 | Delta Energy Center Unit 1 |  | PGAE | Delta Energy Center, LLC | THERMAL | COMBUSTION TURBINE | NATURAL GAS | NP15 | PGE3 | 2002-06-17 |  |  | 212.5 | A
7602 | Participating Unit | No | No | DELTA_2_CTG2 | Delta Energy Center Unit 2 |  | PGAE | Delta Energy Center, LLC | THERMAL | COMBUSTION TURBINE | NATURAL GAS | NP15 | PGE3 | 2002-06-17 |  |  | 212.5 | A
7603 | Participating Unit | No | No | DELTA_2_CTG3 | Delta Energy Center Unit 3 |  | PGAE | Delta Energy Center, LLC | THERMAL | COMBUSTION TURBINE | NATURAL GAS | NP15 | PGE3 | 2002-06-17 |  |  | 212.5 | A
7604 | Participating Unit | No | No | DELTA_2_STG | Delta Energy Center Unit 4 | 306 | PGAE | Delta Energy Center, LLC | THERMAL | STEAM | HEAT RECOVERY | NP15 | PGE3 | 2002-06-17 |  |  | 306 | A
7701 | Participating Unit | No | No | DVLCYN_1_UNIT 1 | Devil Canyon Unit 1 | 60 | SCE | CDWR | HYDRO | HYDRO | WATER | SP15 | SCE1 | 1972-01-01 |  |  | 60 | A
7702 | Participating Unit | No | No | DVLCYN_1_UNIT 2 | Devil Canyon Unit 2 | 60 | SCE | CDWR | HYDRO | HYDRO | WATER | SP15 | SCE1 | 1976-01-01 |  |  | 60 | A
7703 | Participating Unit | No | No | DVLCYN_1_UNIT 3 | Devil Canyon Unit 3 | 80 | SCE | CDWR | HYDRO | HYDRO | WATER | SP15 | SCE1 | 1994-01-01 |  |  | 80 | A
7704 | Participating Unit | No | No | DVLCYN_1_UNIT 4 | Devil Canyon Unit 4 | 80 | SCE | CDWR | HYDRO | HYDRO | WATER | SP15 | SCE1 | 1994-01-01 |  |  | 80 | A
8001 | Participating Unit | No | No | DMDVLY_1_GEN 1 | Diamond Valley Unit 1 | 3.3 | SCE | MWD | HYDRO | PUMPED STORAGE | WATER | SP15 | SCE1 | 2001-01-01 | pump-generator units with pumping as needed for water supply purposes |  | 3.3 | A
8010 | Participating Unit | No | No | DMDVLY_1_GEN 10 | Diamond Valley Unit 10 | 3.3 | SCE | MWD | HYDRO | PUMPED STORAGE | WATER | SP15 | SCE1 | 2001-01-01 | pump-generator units with pumping as needed for water supply purposes |  | 3.3 | A
8011 | Participating Unit | No | No | DMDVLY_1_GEN 11 | Diamond Valley Unit 11 | 3.3 | SCE | MWD | HYDRO | PUMPED STORAGE | WATER | SP15 | SCE1 | 2001-01-01 | pump-generator units with pumping as needed for water supply purposes |  | 3.3 | A
8012 | Participating Unit | No | No | DMDVLY_1_GEN 12 | Diamond Valley Unit 12 | 3.3 | SCE | MWD | HYDRO | PUMPED STORAGE | WATER | SP15 | SCE1 | 2001-01-01 | pump-generator units with pumping as needed for water supply purposes |  | 3.3 | A
8002 | Participating Unit | No | No | DMDVLY_1_GEN 2 | Diamond Valley Unit 2 | 3.3 | SCE | MWD | HYDRO | PUMPED STORAGE | WATER | SP15 | SCE1 | 2001-01-01 | pump-generator units with pumping as needed for water supply purposes |  | 3.3 | A
8003 | Participating Unit | No | No | DMDVLY_1_GEN 3 | Diamond Valley Unit 3 | 3.3 | SCE | MWD | HYDRO | PUMPED STORAGE | WATER | SP15 | SCE1 | 2001-01-01 | pump-generator units with pumping as needed for water supply purposes |  | 3.3 | A
8004 | Participating Unit | No | No | DMDVLY_1_GEN 4 | Diamond Valley Unit 4 | 3.3 | SCE | MWD | HYDRO | PUMPED STORAGE | WATER | SP15 | SCE1 | 2001-01-01 | pump-generator units with pumping as needed for water supply purposes |  | 3.3 | A
8005 | Participating Unit | No | No | DMDVLY_1_GEN 5 | Diamond Valley Unit 5 | 3.3 | SCE | MWD | HYDRO | PUMPED STORAGE | WATER | SP15 | SCE1 | 2001-01-01 | pump-generator units with pumping as needed for water supply purposes |  | 3.3 | A
8006 | Participating Unit | No | No | DMDVLY_1_GEN 6 | Diamond Valley Unit 6 | 3.3 | SCE | MWD | HYDRO | PUMPED STORAGE | WATER | SP15 | SCE1 | 2001-01-01 | pump-generator units with pumping as needed for water supply purposes |  | 3.3 | A
8007 | Participating Unit | No | No | DMDVLY_1_GEN 7 | Diamond Valley Unit 7 | 3.3 | SCE | MWD | HYDRO | PUMPED STORAGE | WATER | SP15 | SCE1 | 2001-01-01 | pump-generator units with pumping as needed for water supply purposes |  | 3.3 | A
8008 | Participating Unit | No | No | DMDVLY_1_GEN 8 | Diamond Valley Unit 8 | 3.3 | SCE | MWD | HYDRO | PUMPED STORAGE | WATER | SP15 | SCE1 | 2001-01-01 | pump-generator units with pumping as needed for water supply purposes |  | 3.3 | A
8009 | Participating Unit | No | No | DMDVLY_1_GEN 9 | Diamond Valley Unit 9 | 3.3 | SCE | MWD | HYDRO | PUMPED STORAGE | WATER | SP15 | SCE1 | 2001-01-01 | pump-generator units with pumping as needed for water supply purposes |  | 3.3 | A
91401 | Participating Unit | No | No | DUANE_7_CTG1 | DONALD VON RAESFELD CTG1 UNIT | 50.4 | PGAE | Silicon Valley Power | THERMAL | COMBUSTION TURBINE | NATURAL GAS | NP15 | NCP1 | 2005-03-24 |  |  | 50.4 | A
91402 | Participating Unit | No | No | DUANE_7_CTG2 | DONALD VON RAESFELD CTG2 UNIT | 50.4 | PGAE | Silicon Valley Power | THERMAL | COMBUSTION TURBINE | NATURAL GAS | NP15 | NCP1 | 2005-03-24 |  |  | 50.4 | A
91403 | Participating Unit | No | No | DUANE_7_STG3 | DONALD VON RAESFELD STG3 UNIT | 53.6 | PGAE | Silicon Valley Power | THERMAL | STEAM | HEAT RECOVERY | NP15 | NCP1 | 2005-03-24 |  |  | 53.6 | A
8401 | Participating Unit | No | No | DREWS_6_GEN 1 | Drews Unit 1 | 10.8 | SCE | Colton Power, LP | PEAKER | COMBUSTION TURBINE | NATURAL GAS | SP15 | SCE1 | 2001-08-14 |  |  | 10.75 | A
8402 | Participating Unit | No | No | DREWS_6_GEN 2 | Drews Unit 2 | 10.8 | SCE | Colton Power, LP | PEAKER | COMBUSTION TURBINE | NATURAL GAS | SP15 | SCE1 | 2001-08-14 |  |  | 10.75 | A
8403 | Participating Unit | No | No | DREWS_6_GEN 3 | Drews Unit 3 | 10.8 | SCE | Colton Power, LP | PEAKER | COMBUSTION TURBINE | NATURAL GAS | SP15 | SCE1 | 2001-08-14 |  |  | 10.75 | A
8404 | Participating Unit | No | No | DREWS_6_GEN 4 | Drews Unit 4 | 10.8 | SCE | Colton Power, LP | PEAKER | COMBUSTION TURBINE | NATURAL GAS | SP15 | SCE1 | 2001-08-14 |  |  | 10.75 | A
8501 | Participating Unit | No | No | DRUM_7_UNIT 1 | Drum PH 1 Unit 1 | 13 | PGAE | PG&E | HYDRO | HYDRO | WATER | NP15 | PGE3 | 1913-01-01 |  | South Yuba | 13.3 | A
8502 | Participating Unit | No | No | DRUM_7_UNIT 2 | Drum PH 1 Unit 2 | 13 | PGAE | PG&E | HYDRO | HYDRO | WATER | NP15 | PGE3 | 1913-01-01 |  | South Yuba | 13.3 | A
8601 | Participating Unit | No | No | DRUM_7_UNIT 3 | Drum PH 1 Unit 3 | 12.9 | PGAE | PG&E | HYDRO | HYDRO | WATER | NP15 | PGE3 | 1922-01-01 |  | South Yuba | 13.3 | A
8602 | Participating Unit | No | No | DRUM_7_UNIT 4 | Drum PH 1 Unit 4 | 16 | PGAE | PG&E | HYDRO | HYDRO | WATER | NP15 | PGE3 | 1928-01-01 |  | South Yuba | 14.1 | A
89903 | Participating Unit | Yes | No | null | EL SOBRANTE LANDFILL UNIT 3 | 1.35 | SCE | WM Energy Solutions | BIOMASS | RECIPROCATING ENGINE | LANDFILL GAS | SP15 | SCE1 |  | Expansion project unit |  | 1.35 | A
89901 | Participating Unit | Yes | No |  | EL SOBRANTE LANDFILL UNIT 1 | 1.35 | SCE | WM Energy Solutions | BIOMASS | RECIPROCATING ENGINE | LANDFILL GAS | SP15 | SCE1 | 2004-04-26 |  |  | 1.35 | A
89902 | Participating Unit | Yes | No |  | EL SOBRANTE LANDFILL UNIT 2 | 1.35 | SCE | WM Energy Solutions | BIOMASS | RECIPROCATING ENGINE | LANDFILL GAS | SP15 | SCE1 | 2004-04-26 |  |  | 1.35 | A
9601 | Participating Unit | No | No | ELECTR_7_UNIT 1 | Electra Unit 1 | 31.7 | PGAE | PG&E | HYDRO | HYDRO | WATER | NP15 | PGE3 | 1948-01-01 |  | Mokelumne River | 31.7 | A
9602 | Participating Unit | No | No | ELECTR_7_UNIT 2 | Electra Unit 2 | 31.7 | PGAE | PG&E | HYDRO | HYDRO | WATER | NP15 | PGE3 | 1948-01-01 |  | Mokelumne River | 31.7 | A
9603 | Participating Unit | No | No | ELECTR_7_UNIT 3 | Electra Unit 3 | 38.1 | PGAE | PG&E | HYDRO | HYDRO | WATER | NP15 | PGE3 | 1948-01-01 |  | Mokelumne River | 38.1 | A
84101 | Participating Unit | No | No | ELKHIL_2_CTG1 | ELK HILLS GENERATING PROJECT UNIT 1 | 168 | PGAE | Elk Hills Power | THERMAL | COMBUSTION TURBINE | NATURAL GAS | ZP26 | PGE4 | 2003-07-24 |  |  | 169 | A
84102 | Participating Unit | No | No | ELKHIL_2_CTG2 | ELK HILLS GENERATING PROJECT UNIT 2 | 168 | PGAE | Elk Hills Power | THERMAL | COMBUSTION TURBINE | NATURAL GAS | ZP26 | PGE4 | 2003-07-24 |  |  | 169 | A
84103 | Participating Unit | No | No | ELKHIL_2_STG | ELK HILLS GENERATING PROJECT UNIT 3 | 213 | PGAE | Elk Hills Power | THERMAL | STEAM | HEAT RECOVERY | ZP26 | PGE4 | 2003-07-24 |  |  | 223 | A
11301 | Participating Unit | No | No |  | Fontana Unit 1 |  | SCE | SCE | HYDRO | HYDRO | WATER | SP15 | SCE1 | 1917-01-01 |  |  | 0.9 | A
11302 | Participating Unit | No | No |  | Fontana Unit 2 |  | SCE | SCE | HYDRO | HYDRO | WATER | SP15 | SCE1 | 1917-01-01 |  |  | 0.98 | A
11303 | Participating Unit | No | No |  | Lytle Creek Unit 1 |  | SCE | SCE | HYDRO | HYDRO | WATER | SP15 | SCE1 | 1904-01-01 |  |  | 0.34 | A
11304 | Participating Unit | No | No |  | Lytle Creek Unit 1 |  | SCE | SCE | HYDRO | HYDRO | WATER | SP15 | SCE1 | 1904-01-01 |  |  | 0.34 | A
11602 | Participating Unit | No | No | AGRICO_7_UNIT 2 | Fresno Cogen STG Unit 2 | 7.5 | PGAE | Fresno Cogen Partners | THERMAL | STEAM | HEAT RECOVERY | NP15 | PGE3 | 1990-01-01 |  |  | 7.5 | A
11603 | Participating Unit | No | No | AGRICO_7_UNIT 4 | FRESNO CO-GEN CTG UNIT 4 | 46.5 | PGAE | Fresno Cogen Partners | THERMAL | COMBUSTION TURBINE | NATURAL GAS | NP15 | PGE3 |  | This CTG first paralleled 12/16/2004. Commercial on 1/14/2005. |  | 46.5 | A
11700 | Participating Unit | No | No | AGRICO_7_CTG3 | Fresno Cogen Peaker CTG3 Unit | 21 | PGAE | Fresno Cogen Partners | PEAKER | COMBUSTION TURBINE | NATURAL GAS | NP15 | PGE3 | 2001-08-16 |  |  | 21 | A
93301 | Participating Unit | No | No | AGRICO_7_ICE5 | FRESNO PEAKER PLANT ICE UNIT | 0.23 | PGAE | FRESNO COGENERATION PARTNERS | PEAKER | INTERNAL COMBUSTION | NATURAL GAS | NP15 | PGE3 | 2006-08-30 |  |  | 0.23 | A
12100 | Participating Unit | No | No | GATES_7_CTG1 | GATES PEAKER FACILITY CTG UNIT 1 | 46 | PGAE | Wellhead Power Gates | PEAKER | COMBUSTION TURBINE | NATURAL GAS | ZP26 | PGE4 | 2001-12-27 |  |  | 46 | A
92301 | Participating Unit | No | No | GATES_7_ICE2 | GATES PEAKER FACILITY ICE UNIT 2 | 0.3 | PGAE | Wellhead Power Gates | PEAKER | RECIPROCATING ENGINE | NATURAL GAS | ZP26 | PGE4 | 2005-08-10 |  |  | 0.35 | A
12201 | Participating Unit | Yes | No |  | GAVIOTA OIL HEATING UNIT 1 |  | SCE | POINT ARGUELLO PIPELINE COMPANY | COGENERATION | COMBUSTION TURBINE | NATURAL GAS | SP15 | SCE1 | 1987-01-01 |  |  | 3.5 | A
12202 | Participating Unit | Yes | No |  | GAVIOTA OIL HEATING UNIT 2 |  | SCE | POINT ARGUELLO PIPELINE COMPANY | COGENERATION | COMBUSTION TURBINE | NATURAL GAS | SP15 | SCE1 | 1987-01-01 |  |  | 3.5 | A
12203 | Participating Unit | Yes | No |  | GAVIOTA OIL HEATING UNIT 3 |  | SCE | POINT ARGUELLO PIPELINE COMPANY | COGENERATION | COMBUSTION TURBINE | NATURAL GAS | SP15 | SCE1 | 1987-01-01 |  |  | 3.5 | A
12204 | Participating Unit | Yes | No |  | GAVIOTA OIL HEATING UNIT 4 |  | SCE | POINT ARGUELLO PIPELINE COMPANY | COGENERATION | COMBUSTION TURBINE | NATURAL GAS | SP15 | SCE1 | 1987-01-01 |  |  | 3.5 | A
12205 | Participating Unit | Yes | No |  | GAVIOTA OIL HEATING UNIT 5 |  | SCE | POINT ARGUELLO PIPELINE COMPANY | COGENERATION | COMBUSTION TURBINE | NATURAL GAS | SP15 | SCE1 | 1987-01-01 |  |  | 3.5 | A
47800 | Non-Participating | Yes | No | ADLIN_1_UNIT 1 | GEOTHERMAL ENERGY PARTNERS 1 | 11.5 | PGAE | 04G018 | GEOTHERMAL | STEAM | GEOTHERMAL | NP15 | PGE3 | 1989-06-16 | Included in ADLIN aggregate 3/1/2007 |  | 11.5 | A
47900 | Non-Participating | Yes | No | ADLIN_1_UNIT 2 | GEOTHERMAL ENERGY PARTNERS 2 | 11.5 | PGAE | 04G019 | GEOTHERMAL | STEAM | GEOTHERMAL | NP15 | PGE3 | 1989-05-28 | Included in ADLIN aggregate 3/1/2007 |  | 11.5 | A
48001 | Non-Participating | Yes | No | SANTFG_7_UNIT 1 | GEYSERS POWER COMPANY, LLC. UNIT 1 |  | PGAE | 04G057 | GEOTHERMAL | STEAM | GEOTHERMAL | NP15 | PGE3 | 1984-03-14 |  |  | 51.9 | A
48002 | Non-Participating | Yes | No | SANTFG_7_UNIT 2 | GEYSERS POWER COMPANY, LLC. UNIT 2 |  | PGAE | 04G057 | GEOTHERMAL | STEAM | GEOTHERMAL | NP15 | PGE3 | 1984-03-14 |  |  | 51.9 | A
13501 | Participating Unit | No | No | GYS5X6_7_UNIT 5 | Geysers Unit 5 | 55 | PGAE | CALPINE | GEOTHERMAL | STEAM | GEOTHERMAL | NP15 | PGE3 | 1971-01-01 |  |  | 55 | A
13502 | Participating Unit | No | No | GYS5X6_7_UNIT 6 | Geysers Unit 6 | 55 | PGAE | CALPINE | GEOTHERMAL | STEAM | GEOTHERMAL | NP15 | PGE3 | 1971-01-01 |  |  | 55 | A
13601 | Participating Unit | No | No | GYS7X8_7_UNIT 7 | Geysers Unit 7 | 55 | PGAE | CALPINE | GEOTHERMAL | STEAM | GEOTHERMAL | NP15 | PGE3 | 1972-01-01 |  |  | 55 | A
13602 | Participating Unit | No | No | GYS7X8_7_UNIT 8 | Geysers Unit 8 | 55 | PGAE | CALPINE | GEOTHERMAL | STEAM | GEOTHERMAL | NP15 | PGE3 | 1972-01-01 |  |  | 55 | A
48101 | Participating Unit | Yes | No | GILROY_1_CT1 | GILROY COGEN - UNIT 1 | 95 | PGAE | CALPINE GILROY COGEN, L.P. | COGENERATION | COMBUSTION TURBINE | NATURAL GAS | NP15 | PGE3 | 1987-01-01 |  |  | 95 | A
48102 | Participating Unit | Yes | No | GILROY_1_ST2 | GILROY COGEN - UNIT 2 | 45 | PGAE | CALPINE GILROY COGEN, L.P. | COGENERATION | STEAM | HEAT RECOVERY | NP15 | PGE3 | 1987-01-01 |  |  | 45 | A
14001 | Participating Unit | No | No | GILRPP_1_UNIT 1 | Gilroy Energy Center Unit 1 | 49.9 | PGAE | CALPINE | PEAKER | COMBUSTION TURBINE | NATURAL GAS | NP15 | PGE3 | 2002-01-29 |  |  | 49.9 | A
14002 | Participating Unit | No | No | GILRPP_1_UNIT 2 | Gilroy Energy Center Unit 2 | 49.9 | PGAE | CALPINE | PEAKER | COMBUSTION TURBINE | NATURAL GAS | NP15 | PGE3 | 2002-01-29 |  |  | 49.9 | A
11800 | Participating Unit | Yes | No | GARNET_1_UNIT 1 | GREEN POWER WIND UNIT 1, FACILITY WECS 98 | 6.75 | SCE | FPL Green Power | WIND | WIND | WIND | SP15 | SCE1 |  |  |  | 6.75 | A
11900 | Participating Unit | Yes | No | GARNET_1_UNIT 2 | GREEN POWER WIND UNIT 2, FACILITY WECS 28 | 6.75 | SCE | FPL Green Power | WIND | WIND | WIND | SP15 | SCE1 |  |  |  | 3 | A
12000 | Participating Unit | Yes | No | GARNET_1_UNIT 3 | GREEN POWER WIND UNIT 3, FACILITY WECS 67 | 3 | SCE | FPL Green Power | WIND | WIND | WIND | SP15 | SCE1 |  |  |  | 6.75 | A
14401 | Participating Unit | No | No | GWFPWR_1_CT 1 | GWF HEP Unit 1 | 48 | PGAE | GWF Energy, LLC | PEAKER | COMBUSTION TURBINE | NATURAL GAS | NP15 | PGE3 | 2001-01-01 |  |  | 48 | A
14402 | Participating Unit | No | No | GWFPWR_1_CT 2 | GWF HEP Unit 2 | 48 | PGAE | GWF Energy, LLC | PEAKER | COMBUSTION TURBINE | NATURAL GAS | NP15 | PGE3 | 2001-01-01 |  |  | 48 | A
14501 | Participating Unit | No | No | HAASPH_7_UNIT 1 | Haas PH Unit 1 | 72 | PGAE | PG&E | HYDRO | HYDRO | WATER | NP15 | PGE3 | 1958-01-01 |  | Kings River | 72 | A
14502 | Participating Unit | No | No | HAASPH_7_UNIT 2 | Haas PH Unit 2 | 72 | PGAE | PG&E | HYDRO | HYDRO | WATER | NP15 | PGE3 | 1958-01-01 |  | Kings River | 72 | A
14701 | Participating Unit | No | No | HMLTBR_6_UNIT 1 | HAMILTON BRANCH UNIT 1 |  | PGAE | PG&E | HYDRO | HYDRO | WATER | NP15 | PGE3 | 1921-01-01 |  | NF Feather River | 2.4 | A
14702 | Participating Unit | No | No | HMLTBR_6_UNIT 2 | HAMILTON BRANCH UNIT 2 |  | PGAE | PG&E | HYDRO | HYDRO | WATER | NP15 | PGE3 | 1921-01-01 |  | NF Feather River | 2.4 | A
14800 | Participating Unit | No | No | HARBGN_7_UNIT 1 | Harbor Cogen Unit 1 | 82.3 | SCE | Harbor Cogen | THERMAL | COMBUSTION TURBINE | NATURAL GAS | SP15 | SCE1 | 1988-01-01 |  |  | 82.35 | A
14901 | Participating Unit | No | No | HARBGN_7_UNIT 2 | Harbor Cogen Unit 2 | 13.6 | SCE | Harbor Cogen | THERMAL | STEAM | HEAT RECOVERY | SP15 | SCE1 | 2001-06-14 |  |  | 13.6 | A
14902 | Participating Unit | No | No | HARBGN_7_UNIT 3 | Harbor Cogen Unit 3 | 11.5 | SCE | Harbor Cogen | THERMAL | STEAM | HEAT RECOVERY | SP15 | SCE1 | 2001-06-14 |  |  | 11.5 | A
82801 | Participating Unit | No | No |  | HIGH DESERT POWER PROJECT UNIT 1 |  | SCE | High Desert Power, LLC | THERMAL | COMBUSTION TURBINE | NATURAL GAS | SP15 | SCE1 | 2003-04-21 |  |  | 177.3 | A
82802 | Participating Unit | No | No |  | HIGH DESERT POWER PROJECT UNIT 2 |  | SCE | High Desert Power, LLC | THERMAL | COMBUSTION TURBINE | NATURAL GAS | SP15 | SCE1 | 2003-04-21 |  |  | 177.3 | A
82803 | Participating Unit | No | No |  | HIGH DESERT POWER PROJECT UNIT 3 |  | SCE | High Desert Power, LLC | THERMAL | COMBUSTION TURBINE | NATURAL GAS | SP15 | SCE1 | 2003-04-21 |  |  | 177.3 | A
82804 | Participating Unit | No | No |  | HIGH DESERT POWER PROJECT UNIT 4 |  | SCE | High Desert Power, LLC | THERMAL | STEAM | HEAT RECOVERY | SP15 | SCE1 | 2003-04-21 |  |  | 323 | A
16901 | Participating Unit | No | No | HYATT_2_UNIT 1 | Edward Hyatt Gen Unit 1 | 141.6 | PGAE | CDWR | HYDRO | HYDRO | WATER | NP15 | PGE3 | 1968-01-01 |  |  | 141.6 | A
16902 | Participating Unit | No | No | HYATT_2_UNIT 2 | Edward Hyatt P-G Unit 2 | 132.2 | PGAE | CDWR | HYDRO | PUMPED STORAGE | WATER | NP15 | PGE3 | 1968-01-01 |  |  | 132.2 | A
16903 | Participating Unit | No | No | HYATT_2_UNIT 3 | Edward Hyatt Gen Unit 3 | 141.6 | PGAE | CDWR | HYDRO | HYDRO | WATER | NP15 | PGE3 | 1968-01-01 |  |  | 141.6 | A
16904 | Participating Unit | No | No | HYATT_2_UNIT 4 | Edward Hyatt P-G Unit 4 | 132.2 | PGAE | CDWR | HYDRO | PUMPED STORAGE | WATER | NP15 | PGE3 | 1968-01-01 |  |  | 132.2 | A
16905 | Participating Unit | No | No | HYATT_2_UNIT 5 | Edward Hyatt Gen Unit 5 | 141.6 | PGAE | CDWR | HYDRO | HYDRO | WATER | NP15 | PGE3 | 1968-01-01 |  |  | 141.6 | A
16906 | Participating Unit | No | No | HYATT_2_UNIT 6 | Edward Hyatt P-G Unit 6 | 132.2 | PGAE | CDWR | HYDRO | PUMPED STORAGE | WATER | NP15 | PGE3 | 1968-01-01 |  |  | 132.2 | A
16907 | Participating Unit | No | No | THERMA_2_UNIT 1 | Thermalito Gen Unit 1 | 36 | PGAE | CDWR | HYDRO | HYDRO | WATER | NP15 | PGE3 | 1968-01-01 |  |  | 36 | A
16908 | Participating Unit | No | No | THERMA_2_UNIT 2 | Thermalito P-G Unit 2 | 28 | PGAE | CDWR | HYDRO | PUMPED STORAGE | WATER | NP15 | PGE3 | 1968-01-01 |  |  | 28 | A
16909 | Participating Unit | No | No | THERMA_2_UNIT 3 | Thermalito P-G Unit 3 | 28 | PGAE | CDWR | HYDRO | PUMPED STORAGE | WATER | NP15 | PGE3 | 1968-01-01 |  |  | 28 | A
16910 | Participating Unit | No | No | THERMA_2_UNIT 4 | Thermalito P-G Unit 4 | 28 | PGAE | CDWR | HYDRO | PUMPED STORAGE | WATER | NP15 | PGE3 | 1968-01-01 |  |  | 28 | A
17701 | Participating Unit | No | No |  | Kaweah PH 2 Unit 2 |  | SCE | SCE | HYDRO | HYDRO | WATER | SP15 | SCE1 | 1929-01-01 |  |  | 2.05 | A
17702 | Participating Unit | No | No |  | Kaweah PH 3 Unit 1 |  | SCE | SCE | HYDRO | HYDRO | WATER | SP15 | SCE1 | 1913-01-01 |  |  | 2.4 | A
17703 | Participating Unit | No | No |  | Kaweah PH 3 Unit 2 |  | SCE | SCE | HYDRO | HYDRO | WATER | SP15 | SCE1 | 1913-01-01 |  |  | 2.1 | A
18001 | Participating Unit | No | No | KEARNY_7_KY2A | Kearny KY2A | 18 | SDGE | DYNEGY | PEAKER | COMBUSTION TURBINE | NATURAL GAS | SP15 | SDG1 | 1969-01-01 |  |  | 15 | A
18002 | Participating Unit | No | No | KEARNY_7_KY2B | Kearny KY2B | 18 | SDGE | DYNEGY | PEAKER | COMBUSTION TURBINE | NATURAL GAS | SP15 | SDG1 | 1969-01-01 |  |  | 15 | A
18003 | Participating Unit | No | No | KEARNY_7_KY2C | Kearny KY2C | 18 | SDGE | DYNEGY | PEAKER | COMBUSTION TURBINE | NATURAL GAS | SP15 | SDG1 | 1969-01-01 |  |  | 15 | A
18004 | Participating Unit | No | No | KEARNY_7_KY2D | Kearny KY2D | 18 | SDGE | DYNEGY | PEAKER | COMBUSTION TURBINE | NATURAL GAS | SP15 | SDG1 | 1969-01-01 |  |  | 14 | A
18101 | Participating Unit | No | No | KEARNY_7_KY3A | Kearny KY3A | 18 | SDGE | DYNEGY | PEAKER | COMBUSTION TURBINE | NATURAL GAS | SP15 | SDG1 | 1969-01-01 |  |  | 16 | A
18102 | Participating Unit | No | No | KEARNY_7_KY3B | Kearny KY3B | 18 | SDGE | DYNEGY | PEAKER | COMBUSTION TURBINE | NATURAL GAS | SP15 | SDG1 | 1969-01-01 |  |  | 15 | A
18103 | Participating Unit | No | No | KEARNY_7_KY3C | Kearny KY3C | 18 | SDGE | DYNEGY | PEAKER | COMBUSTION TURBINE | NATURAL GAS | SP15 | SDG1 | 1969-01-01 |  |  | 15 | A
18104 | Participating Unit | No | No | KEARNY_7_KY3D | Kearny KY3D | 18 | SDGE | DYNEGY | PEAKER | COMBUSTION TURBINE | NATURAL GAS | SP15 | SDG1 | 1969-01-01 |  |  | 15 | A
18801 | Participating Unit | No | No |  | Kern River PH 1 Unit 1 |  | SCE | SCE | HYDRO | HYDRO | WATER | SP15 | SCE1 | 1907-01-01 |  |  | 6.4 | A
18802 | Participating Unit | No | No |  | Kern River PH 1 Unit 2 |  | SCE | SCE | HYDRO | HYDRO | WATER | SP15 | SCE1 | 1921-01-01 |  |  | 6.4 | A
18803 | Participating Unit | No | No |  | Kern River PH 1 Unit 3 |  | SCE | SCE | HYDRO | HYDRO | WATER | SP15 | SCE1 | 1921-01-01 |  |  | 6.4 | A
18804 | Participating Unit | No | No |  | Kern River PH 1 Unit 4 |  | SCE | SCE | HYDRO | HYDRO | WATER | SP15 | SCE1 | 1921-01-01 |  |  | 6.4 | A
18901 | Participating Unit | No | No | VESTAL_6_KERNU1 | Kern River PH 3 Unit 1 |  | SCE | SCE | HYDRO | HYDRO | WATER | SP15 | SCE1 | 1907-01-01 |  |  | 18.4 | A
18902 | Participating Unit | No | No | VESTAL_6_KERNU2 | Kern River PH 3 Unit 2 |  | SCE | SCE | HYDRO | HYDRO | WATER | SP15 | SCE1 | 1921-01-01 |  |  | 18.4 | A
91601 | Participating Unit | No | No | MALAGA_7_CTG1 | KRCD MALAGA PEAKING PLANT CTG1 | 48.5 | PGAE | Kings River Conservation District | PEAKER | COMBUSTION TURBINE | NATURAL GAS | NP15 | PGE3 | 2005-09-19 |  |  | 48.5 | A
91602 | Participating Unit | No | No | MALAGA_7_CTG2 | KRCD MALAGA PEAKING PLANT CTG2 | 48.5 | PGAE | Kings River Conservation District | PEAKER | COMBUSTION TURBINE | NATURAL GAS | NP15 | PGE3 | 2005-09-19 |  |  | 48.5 | A
6701 | Participating Unit | Yes | No | SANITR_6_CTG1 | LACSD Carson Joint Water Polution Control Plant - CTG UNIT 1 | 10 | SCE | LACSD | THERMAL | COMBUSTION TURBINE | NATURAL GAS | SP15 | SCE1 |  |  |  | 10 | A
6702 | Participating Unit | Yes | No | SANITR_6_CTG2 | LACSD Carson Joint Water Polution Control Plant - CTG UNIT 2 | 10 | SCE | LACSD | THERMAL | COMBUSTION TURBINE | NATURAL GAS | SP15 | SCE1 |  |  |  | 10 | A
6703 | Participating Unit | Yes | No | SANITR_6_CTG3 | LACSD Carson Joint Water Polution Control Plant - CTG UNIT 3 | 10 | SCE | LACSD | THERMAL | COMBUSTION TURBINE | NATURAL GAS | SP15 | SCE1 |  |  |  | 10 | A
6704 | Participating Unit | Yes | No | SANITR_6_STG4 | LACSD Carson Joint Water Polution Control Plant - STG UNIT 4 | 5.5 | SCE | LACSD | THERMAL | STEAM | HEAT RECOVERY | SP15 | SCE1 |  |  |  | 5.5 | A
82701 | Participating Unit | Yes | No | LECEF_1_CGT 1 | LOS ESTEROS ENERGY FACILITY UNIT 1 | 49.9 | PGAE | Calpine | PEAKER | COMBUSTION TURBINE | NATURAL GAS | NP15 | PGE3 | 2003-03-07 |  |  | 49.9 | A
82702 | Participating Unit | Yes | No | LECEF_1_CGT 2 | LOS ESTEROS ENERGY FACILITY UNIT 2 | 49.9 | PGAE | Calpine | PEAKER | COMBUSTION TURBINE | NATURAL GAS | NP15 | PGE3 | 2003-03-07 |  |  | 49.9 | A
82703 | Participating Unit | Yes | No | LECEF_1_CGT 3 | LOS ESTEROS ENERGY FACILITY UNIT 3 | 49.9 | PGAE | Calpine | PEAKER | COMBUSTION TURBINE | NATURAL GAS | NP15 | PGE3 | 2003-03-07 |  |  | 49.9 | A
82704 | Participating Unit | Yes | No | LECEF_1_CGT 4 | LOS ESTEROS ENERGY FACILITY UNIT 4 | 49.9 | PGAE | Calpine | PEAKER | COMBUSTION TURBINE | NATURAL GAS | NP15 | PGE3 | 2003-03-07 |  |  | 49.9 | A
20101 | Participating Unit | Yes | No | LMEC_1_CTG1 | Los Medanos CT Unit 1 | 177 | PGAE | Calpine | THERMAL | COMBUSTION TURBINE | NATURAL GAS | NP15 | PGE3 | 2001-06-09 |  |  | 169.9 | A
20102 | Participating Unit | Yes | No | LMEC_1_CTG2 | Los Medanos CT Unit 2 | 177 | PGAE | Calpine | THERMAL | COMBUSTION TURBINE | NATURAL GAS | NP15 | PGE3 | 2001-06-09 |  |  | 169.9 | A
20103 | Participating Unit | Yes | No | LMEC_1_STG | Los Medanos ST Unit 3 | 243 | PGAE | Calpine | THERMAL | STEAM | HEAT RECOVERY | NP15 | PGE3 | 2001-06-09 |  |  | 180.19 | A
20301 | Participating Unit | No | No |  | Lundy Hydro Unit 1 |  | SCE | SCE | HYDRO | HYDRO | WATER | SP15 | SCE1 | 1911-01-01 |  |  | 1.5 | A
20302 | Participating Unit | No | No |  | Lundy Hydro Unit 2 |  | SCE | SCE | HYDRO | HYDRO | WATER | SP15 | SCE1 | 1912-01-01 |  |  | 1.5 | A
92501 | Participating Unit | No | No | VERNON_7_CTG1 | MALBURG GENERATING FACILITY CTG1 | 42 | SCE | City of Vernon | THERMAL | COMBUSTION TURBINE | NATURAL GAS | SP15 | VRN1 | 2005-10-17 |  |  | 42 | A
92502 | Participating Unit | No | No | VERNON_7_CTG2 | MALBURG GENERATING FACILITY CTG2 | 42 | SCE | City of Vernon | THERMAL | COMBUSTION TURBINE | NATURAL GAS | SP15 | VRN1 | 2005-10-17 |  |  | 42 | A
92503 | Participating Unit | No | No | VERNON_7_STG3 | MALBURG GENERATING FACILITY STG3 | 50 | SCE | City of Vernon | THERMAL | STEAM | HEAT RECOVERY | SP15 | VRN1 | 2005-10-17 |  |  | 50 | A
91801 | Participating Unit | No | No | METEC_7_CTG1 | METCALF ENERGY CENTER CTG UNIT 1 |  | PGAE | Calpine | THERMAL | COMBUSTION TURBINE | NATURAL GAS | NP15 | PGE3 | 2005-05-27 |  |  | 193 | A
91802 | Participating Unit | No | No | METEC_7_CTG2 | METCALF ENERGY CENTER CTG UNIT 2 |  | PGAE | Calpine | THERMAL | COMBUSTION TURBINE | NATURAL GAS | NP15 | PGE3 | 2005-05-27 |  |  | 193 | A
91803 | Participating Unit | No | No | METEC_7_STG3 | METCALF ENERGY CENTER STG UNIT 3 |  | PGAE | Calpine | THERMAL | STEAM | HEAT RECOVERY | NP15 | PGE3 | 2005-05-27 |  |  | 231 | A
82901 | Participating Unit | No | No |  | MID VALLEY LANDFILL PROJECT UNIT 1 |  | SCE | MN Mid Valley Genco, LLC | BIOMASS | RECIPROCATING ENGINE | LANDFILL GAS | SP15 | SCE1 | 2003-04-21 |  |  | 1.25 | A
82902 | Participating Unit | No | No |  | MID VALLEY LANDFILL PROJECT UNIT 2 |  | SCE | MN Mid Valley Genco, LLC | BIOMASS | RECIPROCATING ENGINE | LANDFILL GAS | SP15 | SCE1 | 2003-04-21 |  |  | 1.25 | A
21201 | Participating Unit | No | No | MIDFRK_7_UNIT 1 | Middle Fork 1 | 65.7 | PGAE | PCWA | HYDRO | HYDRO | WATER | NP15 | PGE3 | 1966-01-01 |  | American River | 65.7 | A
21202 | Participating Unit | No | No | MIDFRK_7_UNIT 2 | Middle Fork 2 | 69 | PGAE | PCWA | HYDRO | HYDRO | WATER | NP15 | PGE3 | 1966-01-01 |  | American River | 69 | A
21203 | Participating Unit | No | No | RALSTN_7_UNIT 1 | Ralston PH | 86 | PGAE | PCWA | HYDRO | HYDRO | WATER | NP15 | PGE3 | 1966-01-01 |  | American River | 86 | A
21401 | Participating Unit | Yes | No | SUNSET_2_UNIT A | MIDWAY-SUNSET COGEN CT UNIT A | 78 | PGAE | Midway-Sunset Cogen. (25C321) | COGENERATION | COMBUSTION TURBINE | NATURAL GAS | ZP26 | PGE4 | 1989-12-18 |  |  | 78 | A
21402 | Participating Unit | Yes | No | SUNSET_2_UNIT B | MIDWAY-SUNSET COGEN CT UNIT B | 78 | PGAE | Midway-Sunset Cogen. (25C321) | COGENERATION | COMBUSTION TURBINE | NATURAL GAS | ZP26 | PGE4 | 1989-12-18 |  |  | 78 | A
21403 | Participating Unit | Yes | No | SUNSET_2_UNIT C | MIDWAY-SUNSET COGEN CT UNIT C | 78 | PGAE | Midway-Sunset Cogen. (25C321) | COGENERATION | COMBUSTION TURBINE | NATURAL GAS | ZP26 | PGE4 | 1989-12-18 |  |  | 78 | A
21501 | Participating Unit | No | No |  | Mill Creek PH 1 Unit 1 |  | SCE | SCE | HYDRO | HYDRO | WATER | SP15 | SCE1 |  |  |  | 0.94 | A
21502 | Participating Unit | No | No |  | Mill Creek PH 2 Unit 1 |  | SCE | SCE | HYDRO | HYDRO | WATER | SP15 | SCE1 | 1904-01-01 | Non-Operational |  | 0 | A
21503 | Participating Unit | No | No |  | Mill Creek PH 2 Unit 3 |  | SCE | SCE | HYDRO | HYDRO | WATER | SP15 | SCE1 | 1903-01-01 |  |  | 0.89 | A
21504 | Participating Unit | No | No |  | Mill Creek PH 3 Unit 4 |  | SCE | SCE | HYDRO | HYDRO | WATER | SP15 | SCE1 | 1904-01-01 |  |  | 0.89 | A
21505 | Participating Unit | No | No |  | Mill Creek PH 3 Unit 5 |  | SCE | SCE | HYDRO | HYDRO | WATER | SP15 | SCE1 | 1904-01-01 |  |  | 0.89 | A
84201 | Participating Unit | No | No |  | MILLIKEN LANDFILL PROJECT UNIT 1 |  | SCE | MN Milliken Genco, LLC | BIOMASS | RECIPROCATING ENGINE | LANDFILL GAS | SP15 | SCE1 | 2003-07-17 |  |  | 1.25 | A
84202 | Participating Unit | No | No |  | MILLIKEN LANDFILL PROJECT UNIT 2 |  | SCE | MN Milliken Genco, LLC | BIOMASS | RECIPROCATING ENGINE | LANDFILL GAS | SP15 | SCE1 | 2003-07-17 |  |  | 1.25 | A
21601 | Participating Unit | No | No | MRGT_7_MR1A | Miramar GT 1A | 19.5 | SDGE | Cabrillo Power I, LLC | PEAKER | COMBUSTION TURBINE | NATURAL GAS | SP15 | SDG1 | 1972-01-01 |  |  | 18 | A
21602 | Participating Unit | No | No | MRGT_7_MR1B | Miramar GT 1B | 19.5 | SDGE | Cabrillo Power I, LLC | PEAKER | COMBUSTION TURBINE | NATURAL GAS | SP15 | SDG1 | 1972-01-01 |  |  | 18 | A
21901 | Participating Unit | No | No | MOJAVE_1_UNIT 1 | Mojave Siphon Unit 1 | 7 | SCE | CDWR | HYDRO | HYDRO | WATER | SP15 | SCE1 | 1996-01-01 |  |  | 11.5 | A
21902 | Participating Unit | No | No | MOJAVE_1_UNIT 2 | Mojave Siphon Unit 2 | 7 | SCE | CDWR | HYDRO | HYDRO | WATER | SP15 | SCE1 | 1996-01-01 |  |  | 11.5 | A
21903 | Participating Unit | No | No | MOJAVE_1_UNIT 3 | Mojave Siphon Unit 3 | 7 | SCE | CDWR | HYDRO | HYDRO | WATER | SP15 | SCE1 | 1996-01-01 |  |  | 11.5 | A
22001 | Participating Unit | No | No | MONTPH_7_UNIT 1 | MONTICELLO Unit 1 | 5.7 | PGAE | Solano Irrigation District | HYDRO | HYDRO | WATER | NP15 | PGE3 | 1974-01-01 |  |  | 5.5 | A
22002 | Participating Unit | No | No | MONTPH_7_UNIT 2 | MONTICELLO Unit 2 | 5.7 | PGAE | Solano Irrigation District | HYDRO | HYDRO | WATER | NP15 | PGE3 | 1975-01-01 |  |  | 5.5 | A
22003 | Participating Unit | No | No | MONTPH_7_UNIT 3 | MONTICELLO Unit 3 | 1.5 | PGAE | Solano Irrigation District | HYDRO | HYDRO | WATER | NP15 | PGE3 | 1978-01-01 |  |  | 1.5 | A
92401 | Participating Unit | No | No | SBERDO_7_CT3A | MOUNTAINVIEW POWER, POWER BLOCK 3, CT3A | 160 | SCE | Mountainview Power Company, LLC | THERMAL | COMBUSTION TURBINE | NATURAL GAS | SP15 | SCE1 | 2005-12-10 |  |  | 160 | A
92402 | Participating Unit | No | No | SBERDO_7_CT3B | MOUNTAINVIEW POWER, POWER BLOCK 3, CT3B | 160 | SCE | Mountainview Power Company, LLC | THERMAL | COMBUSTION TURBINE | NATURAL GAS | SP15 | SCE1 | 2005-12-10 |  |  | 160 | A
92403 | Participating Unit | No | No | SBERDO_7_STG3 | MOUNTAINVIEW POWER, POWER BLOCK 3, STG3 | 202 | SCE | Mountainview Power Company, LLC | THERMAL | STEAM | HEAT RECOVERY | SP15 | SCE1 | 2005-12-10 |  |  | 202 | A
92701 | Participating Unit | No | No | SBERDO_7_CT4A | MOUNTAINVIEW POWER, POWER BLOCK 4, CT4A | 160 | SCE | Mountainview Power Company | THERMAL | COMBUSTION TURBINE | NATURAL GAS | SP15 | SCE1 | 2006-01-19 |  |  | 160 | A
92702 | Participating Unit | No | No | SBERDO_7_CT4B | MOUNTAINVIEW POWER, POWER BLOCK 4, CT4B | 160 | SCE | Mountainview Power Company | THERMAL | COMBUSTION TURBINE | NATURAL GAS | SP15 | SCE1 | 2006-01-19 |  |  | 160 | A
92703 | Participating Unit | No | No | SBERDO_7_STG4 | MOUNTAINVIEW POWER, POWER BLOCK 4, STG4 | 202 | SCE | Mountainview Power Company | THERMAL | STEAM | HEAT RECOVERY | SP15 | SCE1 | 2006-01-19 |  |  | 202 | A
29201 | Participating Unit | Yes | No | SHELRF_7_UNIT 1 | Martinez Refining Company Unit 1 | 20 | PGAE | Martinez Refining Co. | THERMAL | STEAM | HEAT RECOVERY | NP15 | PGE3 | 1995-01-01 |  |  | 20 | A
29202 | Participating Unit | Yes | No | SHELRF_7_UNIT 2 | Martinez Refining Company Unit 2 | 40 | PGAE | Martinez Refining Co. | THERMAL | COMBUSTION TURBINE | NATURAL GAS | NP15 | PGE3 | 1996-01-01 |  |  | 40 | A
29203 | Participating Unit | Yes | No | SHELRF_7_UNIT 3 | Martinez Refining Company Unit 3 | 40 | PGAE | Martinez Refining Co. | THERMAL | COMBUSTION TURBINE | NATURAL GAS | NP15 | PGE3 | 1995-01-01 |  |  | 40 | A
22701 | Participating Unit | No | No | MOSSLD_2_PSP1G1 | Moss Landing CC Plant 1, Unit 1 | 176 | PGAE | Dynegy Moss Landing, LLC | THERMAL | COMBUSTION TURBINE | NATURAL GAS | NP15 | PGE3 | 2002-07-01 |  |  | 170 | A
22702 | Participating Unit | No | No | MOSSLD_2_PSP1G2 | Moss Landing CC Plant 1, Unit 2 | 176 | PGAE | Dynegy Moss Landing, LLC | THERMAL | COMBUSTION TURBINE | NATURAL GAS | NP15 | PGE3 | 2002-07-01 |  |  | 170 | A
22703 | Participating Unit | No | No | MOSSLD_2_PSP1G3 | Moss Landing CC Plant 1, Unit 3 | 198 | PGAE | Dynegy Moss Landing, LLC | THERMAL | STEAM | HEAT RECOVERY | NP15 | PGE3 | 2002-07-01 |  |  | 190 | A
22801 | Participating Unit | No | No | MOSSLD_2_PSP2G1 | Moss Landing CC Plant 2, Unit 1 | 176 | PGAE | Dynegy Moss Landing, LLC | THERMAL | COMBUSTION TURBINE | NATURAL GAS | NP15 | PGE3 | 2002-07-11 |  |  | 170 | A
22802 | Participating Unit | No | No | MOSSLD_2_PSP2G2 | Moss Landing CC Plant 2, Unit 2 | 176 | PGAE | Dynegy Moss Landing, LLC | THERMAL | COMBUSTION TURBINE | NATURAL GAS | NP15 | PGE3 | 2002-07-11 |  |  | 170 | A
22803 | Participating Unit | No | No | MOSSLD_2_PSP2G3 | Moss Landing CC Plant 2, Unit 3 | 198 | PGAE | Dynegy Moss Landing, LLC | THERMAL | STEAM | HEAT RECOVERY | NP15 | PGE3 | 2002-07-11 |  |  | 190 | A
24001 | Participating Unit | No | No |  | Ontario PH 1 Unit 1 |  | SCE | SCE | HYDRO | HYDRO | WATER | SP15 | SCE1 | 1902-01-01 |  |  | 0.3 | A
24002 | Participating Unit | No | No |  | Ontario PH 1 Unit 2 |  | SCE | SCE | HYDRO | HYDRO | WATER | SP15 | SCE1 | 1902-01-01 |  |  | 0.3 | A
24003 | Participating Unit | No | No |  | Ontario PH 1 Unit 3 |  | SCE | SCE | HYDRO | HYDRO | WATER | SP15 | SCE1 | 1902-01-01 |  |  | 0.3 | A
24004 | Participating Unit | No | No |  | Ontario PH 2 Unit 1 |  | SCE | SCE | HYDRO | HYDRO | WATER | SP15 | SCE1 | 1963-01-01 |  |  | 0.33 | A
24005 | Participating Unit | No | No |  | Sierra Unit 1 |  | SCE | SCE | HYDRO | HYDRO | WATER | SP15 | SCE1 | 1922-01-01 |  |  | 0.37 | A
24006 | Participating Unit | No | No |  | Sierra Unit 2 |  | SCE | SCE | HYDRO | HYDRO | WATER | SP15 | SCE1 | 1922-01-01 |  |  | 0.37 | A
93001 | Participating Unit | No | No | PALOMR_7_CTG1 | PALOMAR ENERGY CENTER CTG UNIT 1 | 180.6 | SDGE | San Diego Gas & Electric | THERMAL | COMBUSTION TURBINE | NATURAL GAS | SP15 | SDG1 | 2006-03-31 |  |  | 180.5 | A
93002 | Participating Unit | No | No | PALOMR_7_CTG2 | PALOMAR ENERGY CENTER CTG UNIT 2 | 180.6 | SDGE | San Diego Gas & Electric | THERMAL | COMBUSTION TURBINE | NATURAL GAS | SP15 | SDG1 | 2006-03-31 |  |  | 180.5 | A
93003 | Participating Unit | No | No | PALOMR_7_STG3 | PALOMAR ENERGY CENTER STG UNIT 3 | 234.5 | SDGE | San Diego Gas & Electric | THERMAL | STEAM | HEAT RECOVERY | SP15 | SDG1 | 2006-03-31 |  |  | 233.9 | A
24701 | Participating Unit | No | No | PARDEB_2_UNIT 1 | Pardee Unit 1 | 10 | PGAE | EBMUD | HYDRO | HYDRO | WATER | NP15 | PGE3 | 1930-01-01 |  | Mokelumne River | 10 | A
24702 | Participating Unit | No | No | PARDEB_2_UNIT 2 | Pardee Unit 2 | 10 | PGAE | EBMUD | HYDRO | HYDRO | WATER | NP15 | PGE3 | 1930-01-01 |  | Mokelumne River | 10 | A
24703 | Participating Unit | No | No | PARDEB_2_UNIT 3 | Pardee Unit 3 | 10 | PGAE | EBMUD | HYDRO | HYDRO | WATER | NP15 | PGE3 | 1930-01-01 |  | Mokelumne River | 10 | A
91701 | Participating Unit | No | No | LEBECS_7_CTG1 | PASTORIA ENERGY FACILITY CTG UNIT 1 | 198.9 | SCE | Calpine | THERMAL | COMBUSTION TURBINE | NATURAL GAS | SP15 | SCE1 | 2005-07-05 |  |  | 167 | A
91702 | Participating Unit | No | No | LEBECS_7_CTG2 | PASTORIA ENERGY FACILITY CTG UNIT 2 | 198.9 | SCE | Calpine | THERMAL | COMBUSTION TURBINE | NATURAL GAS | SP15 | SCE1 | 2005-07-05 |  |  | 167 | A
91704 | Participating Unit | No | No | LEBECS_7_CTG4 | PASTORIA ENERGY FACILITY CTG UNIT 4 | 198.9 | SCE | Calpine | THERMAL | COMBUSTION TURBINE | NATURAL GAS | SP15 | SCE1 | 2005-05-04 |  |  | 167 | A
91703 | Participating Unit | No | No | LEBECS_7_STG3 | PASTORIA ENERGY FACILITY STG UNIT 3 | 184 | SCE | Calpine | THERMAL | STEAM | HEAT RECOVERY | SP15 | SCE1 | 2005-07-05 |  |  | 187 | A
91705 | Participating Unit | No | No | LEBECS_7_STG5 | PASTORIA ENERGY FACILITY STG UNIT 5 | 92 | SCE | Calpine | THERMAL | STEAM | HEAT RECOVERY | SP15 | SCE1 | 2005-05-04 |  |  | 92 | A
24901 | Participating Unit | No | No | PINFLT_7_UNIT 1 | Pine Flat Unit 1 | 63.3 | PGAE | CDWR | HYDRO | HYDRO | WATER | NP15 | PGE3 | 1984-01-01 |  |  | 57.9 | A
24902 | Participating Unit | No | No | PINFLT_7_UNIT 2 | Pine Flat Unit 2 | 75 | PGAE | CDWR | HYDRO | HYDRO | WATER | NP15 | PGE3 | 1984-01-01 |  |  | 57.9 | A
24903 | Participating Unit | No | No | PINFLT_7_UNIT 3 | Pine Flat Unit 3 | 63.3 | PGAE | CDWR | HYDRO | HYDRO | WATER | NP15 | PGE3 | 1984-01-01 |  |  | 57.9 | A
25201 | Participating Unit | No | No | PIT3_7_UNIT 1 | Pit PH 3 Unit 1 | 24 | PGAE | PG&E | HYDRO | HYDRO | WATER | NP15 | PGE3 | 1925-01-01 |  | Pit River | 24 | A
25202 | Participating Unit | No | No | PIT3_7_UNIT 2 | Pit PH 3 Unit 2 | 26 | PGAE | PG&E | HYDRO | HYDRO | WATER | NP15 | PGE3 | 1925-01-01 |  | Pit River | 26 | A
25203 | Participating Unit | No | No | PIT3_7_UNIT 3 | Pit PH 3 Unit 3 | 25 | PGAE | PG&E | HYDRO | HYDRO | WATER | NP15 | PGE3 | 1925-01-01 |  | Pit River | 25 | A
25301 | Participating Unit | No | No | PIT4_7_UNIT 1 | Pit PH 4 Unit 1 | 55 | PGAE | PG&E | HYDRO | HYDRO | WATER | NP15 | PGE3 | 1955-01-01 |  | Pit River | 55 | A
25302 | Participating Unit | No | No | PIT4_7_UNIT 2 | Pit PH 4 Unit 2 | 47 | PGAE | PG&E | HYDRO | HYDRO | WATER | NP15 | PGE3 | 1955-01-01 |  | Pit River | 47 | A
25401 | Participating Unit | No | No | PIT5_7_UNIT 1 | Pit PH 5 Unit 1 | 41 | PGAE | PG&E | HYDRO | HYDRO | WATER | NP15 | PGE3 | 1944-01-01 |  | Pit River | 41 | A
25402 | Participating Unit | No | No | PIT5_7_UNIT 2 | Pit PH 5 Unit 2 | 41 | PGAE | PG&E | HYDRO | HYDRO | WATER | NP15 | PGE3 | 1944-01-01 |  | Pit River | 41 | A
25501 | Participating Unit | No | No | PIT5_7_UNIT 3 | Pit PH 5 Unit 3 | 41 | PGAE | PG&E | HYDRO | HYDRO | WATER | NP15 | PGE3 | 1944-01-01 |  | Pit River | 41 | A
25502 | Participating Unit | No | No | PIT5_7_UNIT 4 | Pit PH 5 Unit 4 | 41 | PGAE | PG&E | HYDRO | HYDRO | WATER | NP15 | PGE3 | 1944-01-01 |  | Pit River | 41 | A
63801 | Participating Unit | Yes | No |  | POINT LOMA WASTEWATER PERP HYDRO |  | SDGE | City of San Diego | HYDRO | HYDRO | WATER | SP15 | SDG1 | 1985-01-01 |  |  | 1.35 | A
63802 | Participating Unit | Yes | No |  | POINT LOMA WASTEWATER UNIT 1 |  | SDGE | City of San Diego | BIOMASS | RECIPROCATING ENGINE | SEWAGE GAS | SP15 | SDG1 | 1985-01-01 |  |  | 2.29 | A
63803 | Participating Unit | Yes | No |  | POINT LOMA WASTEWATER UNIT 2 |  | SDGE | City of San Diego | BIOMASS | RECIPROCATING ENGINE | SEWAGE GAS | SP15 | SDG1 | 1985-01-01 |  |  | 2.29 | A
63804 | Participating Unit | Yes | No |  | POINT LOMA WASTEWATER UNIT 3 |  | SDGE | City of San Diego | BIOMASS | RECIPROCATING ENGINE | SEWAGE GAS | SP15 | SDG1 | 1985-01-01 |  |  | 1.2 | A
27401 | Participating Unit | No | No | POTTER_6_UNIT 1 | Potter Valley Unit 1 | 5 | PGAE | PG&E | HYDRO | HYDRO | WATER | NP15 | PGE3 | 1939-01-01 |  | Russian River | 5.1 | A
27402 | Participating Unit | No | No | POTTER_6_UNIT 2 | Potter Valley Unit 2 | 2.1 | PGAE | PG&E | HYDRO | HYDRO | WATER | NP15 | PGE3 | 1910-01-01 |  | Russian River | 2.5 | A
27403 | Participating Unit | No | No | POTTER_6_UNIT 3 | Potter Valley Unit 3 | 2.1 | PGAE | PG&E | HYDRO | HYDRO | WATER | NP15 | PGE3 | 1917-01-01 |  | Russian River | 2.5 | A
27501 | Participating Unit | No | No | REDBLF_6_GEN 1 | Red Bluff Peaker Unit 1 |  | PGAE | NEO Corporation | PEAKER | RECIPROCATING ENGINE | NATURAL GAS | NP15 | PGE3 | 2001-08-11 |  |  | 3 | A
27510 | Participating Unit | No | No | REDBLF_6_GEN 10 | Red Bluff Peaker Unit 10 |  | PGAE | NEO Corporation | PEAKER | RECIPROCATING ENGINE | NATURAL GAS | NP15 | PGE3 | 2001-08-11 |  |  | 3 | A
27511 | Participating Unit | No | No | REDBLF_6_GEN 11 | Red Bluff Peaker Unit 11 |  | PGAE | NEO Corporation | PEAKER | RECIPROCATING ENGINE | NATURAL GAS | NP15 | PGE3 | 2001-08-11 |  |  | 3 | A
27512 | Participating Unit | No | No | REDBLF_6_GEN 12 | Red Bluff Peaker Unit 12 |  | PGAE | NEO Corporation | PEAKER | RECIPROCATING ENGINE | NATURAL GAS | NP15 | PGE3 | 2001-08-11 |  |  | 3 | A
27513 | Participating Unit | No | No | REDBLF_6_GEN 13 | Red Bluff Peaker Unit 13 |  | PGAE | NEO Corporation | PEAKER | RECIPROCATING ENGINE | NATURAL GAS | NP15 | PGE3 | 2001-08-11 |  |  | 3 | A
27514 | Participating Unit | No | No | REDBLF_6_GEN 14 | Red Bluff Peaker Unit 14 |  | PGAE | NEO Corporation | PEAKER | RECIPROCATING ENGINE | NATURAL GAS | NP15 | PGE3 | 2001-08-11 |  |  | 3 | A
27515 | Participating Unit | No | No | REDBLF_6_GEN 15 | Red Bluff Peaker Unit 15 |  | PGAE | NEO Corporation | PEAKER | RECIPROCATING ENGINE | NATURAL GAS | NP15 | PGE3 | 2001-08-11 |  |  | 3 | A
27516 | Participating Unit | No | No | REDBLF_6_GEN 16 | Red Bluff Peaker Unit 16 |  | PGAE | NEO Corporation | PEAKER | RECIPROCATING ENGINE | NATURAL GAS | NP15 | PGE3 | 2001-08-11 |  |  | 3 | A
27502 | Participating Unit | No | No | REDBLF_6_GEN 2 | Red Bluff Peaker Unit 2 |  | PGAE | NEO Corporation | PEAKER | RECIPROCATING ENGINE | NATURAL GAS | NP15 | PGE3 | 2001-08-11 |  |  | 3 | A
27503 | Participating Unit | No | No | REDBLF_6_GEN 3 | Red Bluff Peaker Unit 3 |  | PGAE | NEO Corporation | PEAKER | RECIPROCATING ENGINE | NATURAL GAS | NP15 | PGE3 | 2001-08-11 |  |  | 3 | A
27504 | Participating Unit | No | No | REDBLF_6_GEN 4 | Red Bluff Peaker Unit 4 |  | PGAE | NEO Corporation | PEAKER | RECIPROCATING ENGINE | NATURAL GAS | NP15 | PGE3 | 2001-08-11 |  |  | 3 | A
27505 | Participating Unit | No | No | REDBLF_6_GEN 5 | Red Bluff Peaker Unit 5 |  | PGAE | NEO Corporation | PEAKER | RECIPROCATING ENGINE | NATURAL GAS | NP15 | PGE3 | 2001-08-11 |  |  | 3 | A
27506 | Participating Unit | No | No | REDBLF_6_GEN 6 | Red Bluff Peaker Unit 6 |  | PGAE | NEO Corporation | PEAKER | RECIPROCATING ENGINE | NATURAL GAS | NP15 | PGE3 | 2001-08-11 |  |  | 3 | A
27507 | Participating Unit | No | No | REDBLF_6_GEN 7 | Red Bluff Peaker Unit 7 |  | PGAE | NEO Corporation | PEAKER | RECIPROCATING ENGINE | NATURAL GAS | NP15 | PGE3 | 2001-08-11 |  |  | 3 | A
27508 | Participating Unit | No | No | REDBLF_6_GEN 8 | Red Bluff Peaker Unit 8 |  | PGAE | NEO Corporation | PEAKER | RECIPROCATING ENGINE | NATURAL GAS | NP15 | PGE3 | 2001-08-11 |  |  | 3 | A
27509 | Participating Unit | No | No | REDBLF_6_GEN 9 | Red Bluff Peaker Unit 9 |  | PGAE | NEO Corporation | PEAKER | RECIPROCATING ENGINE | NATURAL GAS | NP15 | PGE3 | 2001-08-11 |  |  | 3 | A
28501 | Participating Unit | No | No |  | Rush Creek Unit 1 |  | SCE | SCE | HYDRO | HYDRO | WATER | SP15 | SCE1 | 1916-01-01 |  |  | 6 | A
28502 | Participating Unit | No | No |  | Rush Creek Unit 2 |  | SCE | SCE | HYDRO | HYDRO | WATER | SP15 | SCE1 | 1917-01-01 |  |  | 5.5 | A
28601 | Participating Unit | No | No | SALTSP_7_UNIT 1 | Salt Springs Unit 1 | 12 | PGAE | PG&E | HYDRO | HYDRO | WATER | NP15 | PGE3 | 1931-01-01 |  | Mokelumne River | 11 | A
28602 | Participating Unit | No | No | SALTSP_7_UNIT 2 | Salt Springs Unit 2 | 34 | PGAE | PG&E | HYDRO | HYDRO | WATER | NP15 | PGE3 | 1953-01-01 |  | Mokelumne River | 33 | A
29001 | Participating Unit | No | No | SLUISP_2_UNIT 1 | San Luis P-G Unit 1 | 55 | PGAE | CDWR | HYDRO | PUMPED STORAGE | WATER | NP15 | PGE3 | 1967-01-01 |  |  | 53 | A
29002 | Participating Unit | No | No | SLUISP_2_UNIT 2 | San Luis P-G Unit 2 | 55 | PGAE | CDWR | HYDRO | PUMPED STORAGE | WATER | NP15 | PGE3 | 1967-01-01 |  |  | 53 | A
29003 | Participating Unit | No | No | SLUISP_2_UNIT 3 | San Luis P-G Unit 3 | 55 | PGAE | CDWR | HYDRO | PUMPED STORAGE | WATER | NP15 | PGE3 | 1967-01-01 |  |  | 53 | A
29004 | Participating Unit | No | No | SLUISP_2_UNIT 4 | San Luis P-G Unit 4 | 55 | PGAE | CDWR | HYDRO | PUMPED STORAGE | WATER | NP15 | PGE3 | 1967-01-01 |  |  | 53 | A
29005 | Participating Unit | No | No | SLUISP_2_UNIT 5 | San Luis P-G Unit 5 | 55 | PGAE | CDWR | HYDRO | PUMPED STORAGE | WATER | NP15 | PGE3 | 1967-01-01 |  |  | 53 | A
29006 | Participating Unit | No | No | SLUISP_2_UNIT 6 | San Luis P-G Unit 6 | 55 | PGAE | CDWR | HYDRO | PUMPED STORAGE | WATER | NP15 | PGE3 | 1967-01-01 |  |  | 53 | A
29007 | Participating Unit | No | No | SLUISP_2_UNIT 7 | San Luis P-G Unit 7 | 55 | PGAE | CDWR | HYDRO | PUMPED STORAGE | WATER | NP15 | PGE3 | 1967-01-01 |  |  | 53 | A
29008 | Participating Unit | No | No | SLUISP_2_UNIT 8 | San Luis P-G Unit 8 | 55 | PGAE | CDWR | HYDRO | PUMPED STORAGE | WATER | NP15 | PGE3 | 1967-01-01 |  |  | 53 | A
29101 | Participating Unit | No | No |  | Santa Ana PH 1 Unit 1 |  | SCE | SCE | HYDRO | HYDRO | WATER | SP15 | SCE1 |  |  |  | 1 | A
29102 | Participating Unit | No | No |  | Santa Ana PH 1 Unit 2 |  | SCE | SCE | HYDRO | HYDRO | WATER | SP15 | SCE1 |  |  |  | 1 | A
29103 | Participating Unit | No | No |  | Santa Ana PH 1 Unit 3 |  | SCE | SCE | HYDRO | HYDRO | WATER | SP15 | SCE1 |  |  |  | 0.93 | A
29104 | Participating Unit | No | No |  | Santa Ana PH 1 Unit 4 |  | SCE | SCE | HYDRO | HYDRO | WATER | SP15 | SCE1 |  |  |  | 0.93 | A
29105 | Participating Unit | No | No |  | Santa Ana PH 3 Unit 1 |  | SCE | SCE | HYDRO | HYDRO | WATER | SP15 | SCE1 | 1947-01-01 |  |  | 3.1 | A
67601 | Participating Unit | Yes | No |  | SANTA CLARA COGEN |  | PGAE | SVP (Santa Clara) | COGENERATION | COMBUSTION TURBINE | NATURAL GAS | NP15 | CSC1 | 1981-01-01 |  |  | 3.5 | A
67602 | Participating Unit | Yes | No |  | SANTA CLARA COGEN |  | PGAE | SVP (Santa Clara) | COGENERATION | COMBUSTION TURBINE | NATURAL GAS | NP15 | CSC1 | 1981-01-01 |  |  | 3.5 | A
89801 | Participating Unit | No | No |  | SIMI VALLEY LANDFILL UNIT 1 |  | SCE | WM Energy Solutions | BIOMASS | RECIPROCATING ENGINE | LANDFILL GAS | SP15 | SCE1 |  |  |  | 1.35 | A
89802 | Participating Unit | No | No |  | SIMI VALLEY LANDFILL UNIT 2 |  | SCE | WM Energy Solutions | BIOMASS | RECIPROCATING ENGINE | LANDFILL GAS | SP15 | SCE1 |  |  |  | 1.35 | A
31101 | Participating Unit | No | No | SPAULD_6_UNIT 1 | Spaulding Unit 1 | 7 | PGAE | PG&E | HYDRO | HYDRO | WATER | NP15 | PGE3 | 1929-01-01 |  | South Yuba | 7.8 | A
31102 | Participating Unit | No | No | SPAULD_6_UNIT 2 | Spaulding Unit 2 | 4.4 | PGAE | PG&E | HYDRO | HYDRO | WATER | NP15 | PGE3 | 1929-01-01 |  | South Yuba | 3.6 | A
31201 | Participating Unit | No | No | SPICER_1_UNIT 1 | Spicer Unit 1 | 2.8 | PGAE | NCPA | HYDRO | HYDRO | WATER | NP15 | PGE3 | 1990-01-01 | Run-of-River Facility |  | 2.8 | A
31202 | Participating Unit | No | No | SPICER_1_UNIT 2 | Spicer Unit 2 | 2.8 | PGAE | NCPA | HYDRO | HYDRO | WATER | NP15 | PGE3 | 1990-01-01 | Run-of-River Facility |  | 2.8 | A
31203 | Participating Unit | No | No | SPICER_1_UNIT 3 | Spicer Unit 3 | 0.5 | PGAE | NCPA | HYDRO | HYDRO | WATER | NP15 | PGE3 | 1990-01-01 | Induction Generator. Run-of-River. Seldom Run. |  | 0.5 | A
31501 | Participating Unit | No | No |  | Stoney Gorge Unit 1 |  | PGAE | SVP (Santa Clara) | HYDRO | HYDRO | WATER | NP15 | PGE3 | 1986-01-01 |  |  | 2.45 | A
31502 | Participating Unit | No | No |  | Stoney Gorge Unit 2 |  | PGAE | SVP (Santa Clara) | HYDRO | HYDRO | WATER | NP15 | PGE3 | 1986-01-01 |  |  | 2.45 | A
31801 | Participating Unit | No | No |  | SUNNYVALE LANDFILL GAS UNIT 1 |  | PGAE | City of Sunnyvale | BIOMASS | RECIPROCATING ENGINE | LANDFILL GAS | NP15 | PGE3 | 1999-01-01 |  |  | 0.8 | A
31802 | Participating Unit | No | No |  | SUNNYVALE LANDFILL GAS UNIT 2 |  | PGAE | City of Sunnyvale | BIOMASS | RECIPROCATING ENGINE | LANDFILL GAS | NP15 | PGE3 | 1999-01-01 |  |  | 0.8 | A
31901 | Participating Unit | No | No | SUNRIS_2_UNIT 1 | Sunrise Power Project Unit 1 | 164 | PGAE | Edison Mission Energy | THERMAL | COMBUSTION TURBINE | NATURAL GAS | ZP26 | PGE4 | 2001-06-07 |  |  | 173.33 | A
31902 | Participating Unit | No | No | SUNRIS_2_UNIT 2 | Sunrise Power Project Unit 2 | 164 | PGAE | Edison Mission Energy | THERMAL | COMBUSTION TURBINE | NATURAL GAS | ZP26 | PGE4 | 2001-06-07 |  |  | 173.33 | A
31903 | Participating Unit | No | No | SUNRIS_2_UNIT 3 | Sunrise Power Project Unit 3 | 272 | PGAE | Edison Mission Energy | THERMAL | STEAM | NATURAL GAS | ZP26 | PGE4 |  |  |  | 266 | A
32001 | Participating Unit | No | No | SUTTER_2_CTG1 | Sutter Power Plant Unit 1 | 186 | PGAE | Calpine | THERMAL | COMBUSTION TURBINE | NATURAL GAS | NP15 | PGE3 | 2001-05-04 | Came back to ISO Control Area as Pseudo tie unit 12/1/2005 |  | 186 | A
32002 | Participating Unit | No | No | SUTTER_2_CTG2 | Sutter Power Plant Unit 2 | 186 | PGAE | Calpine | THERMAL | COMBUSTION TURBINE | NATURAL GAS | NP15 | PGE3 | 2001-05-04 | Came back to ISO Control Area as Pseudo tie unit 12/1/2005 |  | 186 | A
32003 | Participating Unit | No | No | SUTTER_2_STG | Sutter Power Plant Unit 3 | 200 | PGAE | Calpine | THERMAL | STEAM | HEAT RECOVERY | NP15 | PGE3 | 2001-05-04 | Came back to ISO Control Area as Pseudo tie unit 12/1/2005 |  | 200 | A
84301 | Participating Unit | No | No |  | TERMOELCTRICA DE MEXICALI CTG UNIT 1 |  | SDGE | Termoelectrica De Mexicali | THERMAL | COMBUSTION TURBINE | NATURAL GAS | SP15 | SDG1 | 2003-07-30 |  |  | 180 | A
84302 | Participating Unit | No | No |  | TERMOELCTRICA DE MEXICALI CTG UNIT 2 |  | SDGE | Termoelectrica De Mexicali | THERMAL | COMBUSTION TURBINE | NATURAL GAS | SP15 | SDG1 | 2003-07-30 |  |  | 180 | A
84303 | Participating Unit | No | No |  | TERMOELCTRICA DE MEXICALI STG UNIT |  | SDGE | Termoelectrica De Mexicali | THERMAL | STEAM | HEAT RECOVERY | SP15 | SDG1 | 2003-07-30 |  |  | 308 | A
32201 | Participating Unit | No | No | TIGRCK_7_UNIT 1 | Tiger Creek Unit 1 | 31 | PGAE | PG&E | HYDRO | HYDRO | WATER | NP15 | PGE3 | 1931-01-01 |  | Mokelumne River | 28 | A
32202 | Participating Unit | No | No | TIGRCK_7_UNIT 2 | Tiger Creek Unit 2 | 31 | PGAE | PG&E | HYDRO | HYDRO | WATER | NP15 | PGE3 | 1931-01-01 |  | Mokelumne River | 28 | A
32701 | Participating Unit | No | No | TULLCK_7_UNIT 1 | TULLOCH Unit 1 | 9.9 | PGAE | TRI-DAM PROJECT | HYDRO | HYDRO | WATER | NP15 | PGE3 | 1958-01-01 |  | Stanislaus River | 9.85 | A
32702 | Participating Unit | No | No | TULLCK_7_UNIT 2 | TULLOCH Unit 2 | 9.9 | PGAE | TRI-DAM PROJECT | HYDRO | HYDRO | WATER | NP15 | PGE3 | 1958-01-01 |  | Stanislaus River | 9.85 | A
1600 | Participating Unit | No | No |  | ANGELS POWERHOUSE | 1 | PGAE | UTICA POWER AUTHORITY | HYDRO | HYDRO | WATER | NP15 | PGE3 | 1940-01-01 | Included in FROGTN aggregate 3/1/2007 | Stanislaus River | 1 | A
23100 | Participating Unit | No | No |  | MURPHYS POWERHOUSE | 3 | PGAE | UTICA POWER AUTHORITY | HYDRO | HYDRO | WATER | NP15 | PGE3 | 1954-01-01 | Included in FROGTN aggregate 3/1/2007 | Stanislaus River | 4.5 | A
33101 | Participating Unit | No | No | WARNE_2_UNIT 1 | Warne Unit 1 | 39.1 | SCE | CDWR | HYDRO | HYDRO | WATER | SP15 | SCE1 | 1982-01-01 |  |  | 39.1 | A
33102 | Participating Unit | No | No | WARNE_2_UNIT 2 | Warne Unit 2 | 39.1 | SCE | CDWR | HYDRO | HYDRO | WATER | SP15 | SCE1 | 1983-01-01 |  |  | 39.1 | A
24601 | Participating Unit | No | No | PNOCHE_7_CTG1 | WELLHEAD - PANOCHE CTG UNIT 1 | 49 | PGAE | Wellhead Power Panoche | PEAKER | COMBUSTION TURBINE | NATURAL GAS | NP15 | PGE3 | 2001-12-14 |  |  | 49 | A
24602 | Participating Unit | No | No | PNOCHE_7_ICE2 | WELLHEAD - PANOCHE ICE UNIT 2 | 0.3 | PGAE | Wellhead Power Panoche | PEAKER | INTERNAL COMBUSTION | NATURAL GAS | NP15 | PGE3 | 2005-06-14 |  |  | 0.35 | A
33805 | Participating Unit | No | No | CRNEVL_6_SJQN 1 | San Joaquin 1-A | 0.4 | PGAE | PG&E | HYDRO | HYDRO | WATER | NP15 | PGE3 | 1910-01-01 |  | San Joaquin River | 0.4 | A
33801 | Participating Unit | No | No | WISHON_6_UNIT 1 | Wishon Unit 1 | 5.6 | PGAE | PG&E | HYDRO | HYDRO | WATER | NP15 | PGE3 | 1910-01-01 |  | San Joaquin River | 5.6 | A
33802 | Participating Unit | No | No | WISHON_6_UNIT 2 | Wishon Unit 2 | 5.6 | PGAE | PG&E | HYDRO | HYDRO | WATER | NP15 | PGE3 | 1910-01-01 |  | San Joaquin River | 5.6 | A
33803 | Participating Unit | No | No | WISHON_6_UNIT 3 | Wishon Unit 3 | 5.6 | PGAE | PG&E | HYDRO | HYDRO | WATER | NP15 | PGE3 | 1910-01-01 |  | San Joaquin River | 5.6 | A
33804 | Participating Unit | No | No | WISHON_6_UNIT 4 | Wishon Unit 4 | 5.6 | PGAE | PG&E | HYDRO | HYDRO | WATER | NP15 | PGE3 | 1910-01-01 |  | San Joaquin River | 5.6 | A
104001 | Non-Participating | No | No | WNDSTR_2_WIND1 | Windstar 1 | 60 | SCE | Windstar Energy, LLC | WIND | WIND | WIND | SP15 | SCE1 | 2012-01-28 | 13949 Cameron Road, Tehachapi, CA 93561 POD: 220kV bus at Vincent Substation |  | 60 | A
104002 | Non-Participating | No | No | WNDSTR_2_WIND2 | Windstar 1 | 60 | SCE | Windstar Energy, LLC | WIND | WIND | WIND | SP15 | SCE1 | 2012-01-28 | 13949 Cameron Road, Tehachapi, CA 93561 POD: 220kV bus at Vincent Substation |  | 60 | A
34602 | Non-Participating | Yes | No |  | Altamont Power LLC (4-4) | 18.96 | PGAE | 16W015 | WIND | WIND | WIND | NP15 | PGE3 | 1987-01-01 |  |  | 18.96 | A
34603 | Non-Participating | Yes | No |  | Altamont Power LLC (5-4) | 12.97 | PGAE | 16W016 | WIND | WIND | WIND | NP15 | PGE3 | 1985-04-11 |  |  | 12.97 | A
34604 | Non-Participating | Yes | No |  | Altamont Powre LLC (6-4) | 18.99 | PGAE | 16W017 | WIND | WIND | WIND | NP15 | PGE3 | 1987-01-01 |  |  | 18.99 | A
34605 | Non-Participating | Yes | No |  | Altamont Power LLC (Partners 2) - highly inactive | 4 | PGAE | 16W010 | WIND | WIND | WIND | NP15 | PGE3 |  |  |  | 4 | A
35301 | Non-Participating | Yes | No |  | BOXCAR I POWER PURCHASE CONTRACT TRUST |  | SCE | 6011 | WIND | WIND | WIND | SP15 | SCE1 | 1982-12-21 |  |  | 5.22 | A
35302 | Non-Participating | Yes | No |  | BOXCAR II POWER PURCHASE CONTRACT TRUST |  | SCE | 6097 | WIND | WIND | WIND | SP15 | SCE1 | 1985-12-27 |  |  | 7.78 | A
35303 | Non-Participating | Yes | No |  | CALWIND RESOURCES INC. (FORMALLY KENETECH) |  | SCE | 6236 | WIND | WIND | WIND | SP15 | SCE1 | 1991-03-29 |  |  | 21.78 | A
35304 | Non-Participating | Yes | No |  | CALWIND RESOURCES, INC. |  | SCE | 6060 | WIND | WIND | WIND | SP15 | SCE1 | 1984-12-30 |  |  | 8.71 | A
35309 | Non-Participating | Yes | No |  | CORAM ENERGY GROUP, LTD. |  | SCE | 6055 | WIND | WIND | WIND | SP15 | SCE1 | 1985-12-06 |  |  | 3 | A
35310 | Non-Participating | Yes | No |  | CTV POWER PURCHASE CONTRACT TRUST |  | SCE | 6089 | WIND | WIND | WIND | SP15 | SCE1 | 1986-04-22 |  |  | 13.78 | A
35313 | Non-Participating | Yes | No |  | OAK CREEK ENERGY SYSTEMS, INC - PH II |  | SCE | 6234 | WIND | WIND | WIND | SP15 | SCE1 | 1986-02-10 |  |  | 27.92 | A
35317 | Non-Participating | Yes | No |  | SO.CALIFORNIA SUNBELT DEVLP, INC. (MOJAVE) |  | SCE | 6034 | WIND | WIND | WIND | SP15 | SCE1 | 1984-06-05 |  |  | 0 | A
35319 | Non-Participating | Yes | No |  | TEHACHAPI POWER PURCHASE CONTRACT TRUST |  | SCE | 6037 | WIND | WIND | WIND | SP15 | SCE1 | 1986-12-15 |  |  | 55.55 | A
35328 | Non-Participating | Yes | No |  | ENRON WIND SYSTEMS, LLC & H&S (VICTORY GARDEN IV) |  | SCE | 6042 | WIND | WIND | WIND | SP15 | SCE1 | 1985-10-17 |  |  | 6.02 | A
35327 | Non-Participating | Yes | No |  | ENRON WIND SYSTEMS, LLC (VICTORY GARDEN III) |  | SCE | 6041 | WIND | WIND | WIND | SP15 | SCE1 | 1984-12-01 |  |  | 5.96 | A
35326 | Non-Participating | Yes | No |  | ENRON WIND SYSTEMS, LLC (VICTORY GARDEN II) |  | SCE | 6040 | WIND | WIND | WIND | SP15 | SCE1 | 1984-09-01 |  |  | 6.9 | A
35325 | Non-Participating | Yes | No |  | ENRON WIND SYSTEMS, LLC (VICTORY GARDEN I) |  | SCE | 6039 | WIND | WIND | WIND | SP15 | SCE1 | 1984-02-01 |  |  | 6.23 | A
35324 | Non-Participating | Yes | No |  | ENRON WIND SYSTEMS, LLC (NORTHWIND I) |  | SCE | 6111 | WIND | WIND | WIND | SP15 | SCE1 | 1986-01-24 |  |  | 6.32 | A
35323 | Non-Participating | Yes | No |  | ZEPHYR PARK LTD |  | SCE | 6019 | WIND | WIND | WIND | SP15 | SCE1 | 1983-12-01 |  |  | 3.5 | A
35322 | Non-Participating | Yes | No |  | WINDSONG WIND PARK |  | SCE | 6012 | WIND | WIND | WIND | SP15 | SCE1 | 1982-12-28 |  |  | 2.4 | A
35321 | Non-Participating | Yes | No |  | WINDRIDGE,INCORPORATED (WILLOW WIND) |  | SCE | 6061 | WIND | WIND | WIND | SP15 | SCE1 | 1985-06-01 |  |  | 2.73 | A
35320 | Non-Participating | Yes | No |  | WIND FARM MANAGEMENT INC. |  | SCE | 6054 | WIND | WIND | WIND | SP15 | SCE1 | 1985-01-25 |  |  | 0 | A
35318 | Non-Participating | Yes | No |  | TEHACHAPI CUMMINGS/COUNTY WATER DISTRICT |  | SCE | 4013 | HYDRO | HYDRO | WATER | SP15 | SCE1 | 1983-10-01 |  |  | 0.04 | A
35315 | Non-Participating | Yes | No |  | RIDGETOP ENERGY LLC (I) |  | SCE | 6024 | WIND | WIND | WIND | SP15 | SCE1 | 1983-12-31 |  |  | 64.96 | A
35312 | Non-Participating | Yes | No |  | MOGUL ENERGY CORPORATION |  | SCE | 6006 | WIND | WIND | WIND | SP15 | SCE1 | 1982-06-24 |  |  | 4 | A
35306 | Non-Participating | Yes | No |  | CAMERON RIDGE LLC (III) |  | SCE | 6057 | WIND | WIND | WIND | SP15 | SCE1 | 1984-11-17 |  |  | 47.02 | A
35307 | Non-Participating | Yes | No |  | CAMERON RIDGE LLC (IV) |  | SCE | 6091 | WIND | WIND | WIND | SP15 | SCE1 | 1985-12-31 |  |  | 12.66 | A
35311 | Participating Unit | Yes | No | MIDWD_7_CORAMB | Coram Brodie Wind Project | 7.5 | SCE | Coram Energy, LLC | WIND | WIND | WIND | SP15 | SCE1 | 1983-12-01 | Formerly QFID 6029 |  | 7.5 | A
35308 | Non-Participating | Yes | No |  | RIDGETOP ENERGY LLC (II) |  | SCE | 6092 | WIND | WIND | WIND | SP15 | SCE1 | 1988-01-01 |  |  | 27.98 | A
36302 | Non-Participating | Yes | No |  | CITY OF SANTA ANA |  | SCE | 4054 | HYDRO |  |  | SP15 | SCE1 | 1985-06-30 |  |  | 0.2 | A
44004 | Non-Participating | Yes | No |  | Heublein Wines -- highly inactive |  | PGAE | 25C172 | COGENERATION |  | NATURAL GAS | NP15 | PGE3 | 1984-01-01 | Formerly part of CURIS_1_QF before 3/15/2007 |  | 0.33 | A
37201 | Non-Participating | Yes | No |  | MADERA CANAL Stations 1174 & 84 |  | PGAE | 25H040 | HYDRO | HYDRO | WATER | NP15 | PGE3 | 1986-04-11 |  |  | 0.56 | A
37202 | Non-Participating | Yes | No |  | MADERA CANAL Station 1923 |  | PGAE | 25H042 | HYDRO | HYDRO | WATER | NP15 | PGE3 | 1986-04-01 |  |  | 0.93 | A
37203 | Non-Participating | Yes | No |  | MADERA CANAL STATION 1302 |  | PGAE | 25H041 | HYDRO | HYDRO | WATER | NP15 | PGE3 | 1986-04-16 |  |  | 0.42 | A
38001 | Non-Participating | Yes | No | BASICE_2_UNIT 1 | CALPINE AMERICAN I COGEN Unit 1 |  | PGAE | 18C006 | COGENERATION | COMBUSTION TURBINE | NATURAL GAS | NP15 | PGE3 | 1989-03-14 |  |  | 90.9 | A
38002 | Non-Participating | Yes | No | BASICE_2_UNIT 2 | CALPINE AMERICAN I COGEN Unit 2 |  | PGAE | 18C006 | COGENERATION | STEAM | HEAT RECOVERY | NP15 | PGE3 | 1989-03-14 |  |  | 42.4 | A
38901 | Non-Participating | Yes | No |  | CAL TRON PLATING |  | SCE | 2314 | COGENERATION |  |  | SP15 | SCE1 | 1988-07-11 |  |  | 0.06 | A
38904 | Non-Participating | Yes | No |  | QUAKER CITY PLATING |  | SCE | 2349 | COGENERATION |  |  | SP15 | SCE1 | 1987-12-29 |  |  | 0.1 | A
38905 | Non-Participating | Yes | No |  | WHEELABRATOR NORWALK ENERGY COMPANY INC. |  | SCE | 2064 | COGENERATION |  |  | SP15 | SCE1 | 1987-09-10 |  |  | 27.8 | A
40001 | Non-Participating | Yes | No | CHEVMN_2_UNIT 1 | CHEVRON U.S.A. UNIT 1 | 85.31 | SCE |  | COGENERATION | COMBUSTION TURBINE | NATURAL GAS | SP15 | SCE1 | 1976-01-01 |  |  | 49 | A
40002 | Non-Participating | Yes | No | CHEVMN_2_UNIT 2 | CHEVRON U.S.A. UNIT 2 | 38 | SCE |  | COGENERATION | STEAM | HEAT RECOVERY | SP15 | SCE1 | 1987-01-01 |  |  | 38 | A
40701 | Non-Participating | Yes | No |  | INLAND EMPIRE UTILITIES AGENCY (UPLAND) |  | SCE | 1099 | BIOMASS |  |  | SP15 | SCE1 | 1992-12-28 |  |  | 0.58 | A
40703 | Non-Participating | Yes | No |  | L.A. CO. SAN. DIST #2 (SPADRA LANDFILL) |  | SCE | 1077 | BIOMASS |  |  | SP15 | SCE1 | 1990-02-21 |  |  | 8 | A
40707 | Non-Participating | Yes | No |  | WALNUT VALLEY WATER DISTRICT (#1) |  | SCE | 4016 | HYDRO | HYDRO | WATER | SP15 | SCE1 | 1984-10-17 |  |  | 0.13 | A
41101 | Non-Participating | Yes | No |  | JAMES C. ROSS |  | PGAE | 01S252 | SOLAR | PHOTO VOLTAIC | SUN | NP15 | PGE3 |  |  |  | 0 | A
41102 | Non-Participating | Yes | No |  | Satellite Senior Homes |  | PGAE | 01C199 | COGENERATION |  | NATURAL GAS | NP15 | PGE3 | 1986-07-17 |  |  | 0.06 | A
41103 | Non-Participating | Yes | No |  | ORINDA SENIOR VILLAGE |  | PGAE | 01C245 | COGENERATION |  | NATURAL GAS | NP15 | PGE3 | 1991-02-06 |  |  | 0.06 | A
41104 | Non-Participating | Yes | No |  | STANFORD ENERGY GROUP |  | PGAE | 01C089 | COGENERATION |  | NATURAL GAS | NP15 | PGE3 | 1986-01-08 |  |  | 0.12 | A
42401 | Non-Participating | Yes | No |  | DEEP SPRINGS COLLEGE |  | SCE | 4071 | HYDRO |  |  | SP15 | SCE1 | 1988-11-22 |  |  | 0.1 | A
42402 | Non-Participating | Yes | No |  | DESERT POWER COMPANY |  | SCE | 4008 | HYDRO |  |  | SP15 | SCE1 | 1983-07-14 |  |  | 0.95 | A
42403 | Non-Participating | Yes | No |  | HENWOOD ASSOC.-UNIT 1 (MILLNER CREEK) |  | SCE | 4006 | HYDRO |  |  | SP15 | SCE1 | 1983-07-01 |  |  | 0.29 | A
42404 | Non-Participating | Yes | No |  | HI HEAD HYDRO, INCORPORATED |  | SCE | 4004 | HYDRO |  |  | SP15 | SCE1 | 1982-05-01 |  |  | 0.35 | A
42405 | Non-Participating | Yes | No |  | MAMMOTH PACIFIC L.P. |  | SCE | 3003 | GEOTHERMAL |  |  | SP15 | SCE1 | 1984-11-26 | Connects to Casa Diablo sub. |  | 5.19 | A
42406 | Non-Participating | Yes | No |  | MAMMOTH PACIFIC L.P. II |  | SCE | 3027 | GEOTHERMAL |  |  | SP15 | SCE1 | 1990-12-07 | Connects to Casa Diablo sub. |  | 9.1 | A
42407 | Non-Participating | Yes | No |  | MAMMOTH PACIFIC L.P. I |  | SCE | 3018 | GEOTHERMAL |  |  | SP15 | SCE1 | 1990-12-22 | Connects to Casa Diablo sub. |  | 10 | A
42408 | Non-Participating | Yes | No |  | RICHARD MOSS |  | SCE | 4031 | HYDRO |  |  | SP15 | SCE1 | 1986-04-25 |  |  | 0.16 | A
42901 | Non-Participating | Yes | No | BLM E_2_UNIT 7 | COSO ENERGY DEVELOPERS (BLM) EAST 7 | 24 | SCE |  | GEOTHERMAL | STEAM | GEOTHERMAL | SP15 | SCE1 | 1988-12-05 |  |  | 24 | A
42902 | Non-Participating | Yes | No | BLM E_2_UNIT 8 | COSO ENERGY DEVELOPERS (BLM) EAST 8 | 30 | SCE |  | GEOTHERMAL | STEAM | GEOTHERMAL | SP15 | SCE1 | 1988-12-05 |  |  | 24 | A
42903 | Non-Participating | Yes | No | BLM W_2_UNIT 9 | COSO ENERGY DEVELOPERS (BLM) WEST 9 | 24 | SCE |  | GEOTHERMAL | STEAM | GEOTHERMAL | SP15 | SCE1 | 1988-12-05 |  |  | 19.5 | A
43001 | Non-Participating | Yes | No |  | COSO FINANCE PARTNERS UNIT 1 |  | SCE |  | GEOTHERMAL |  |  | SP15 | SCE1 | 1987-07-13 |  |  | 24 | A
43002 | Non-Participating | Yes | No |  | COSO FINANCE PARTNERS UNIT 2 |  | SCE |  | GEOTHERMAL |  |  | SP15 | SCE1 | 1987-07-13 |  |  | 24 | A
43003 | Non-Participating | Yes | No |  | COSO FINANCE PARTNERS UNIT 3 |  | SCE |  | GEOTHERMAL |  |  | SP15 | SCE1 | 1987-07-13 |  |  | 27 | A
43401 | Non-Participating | Yes | No |  | HAT CREEK HEREFORD RANCH |  | PGAE | 13H123 | HYDRO | HYDRO | WATER | NP15 | PGE3 | 1982-12-09 |  |  | 0.1 | A
43403 | Non-Participating | Yes | No |  | MEGA HYDRO (GOOSE VALLEY RANCH) |  | PGAE | 13H122 | HYDRO | HYDRO | WATER | NP15 | PGE3 | 1983-04-08 |  |  | 0.28 | A
43404 | Non-Participating | Yes | No |  | RED BLUFF UNION HIGH SCHOOL |  | PGAE | 13C160 | COGENERATION | RECIPROCATING ENGINE | NATURAL GAS | NP15 | PGE3 | 1991-07-15 |  |  | 0.06 | A
68600 | Non-Participating | Yes | No |  | SNOW MOUNTAIN HYDRO LLC (COVE) |  | PGAE | 13H013 | HYDRO | HYDRO | WATER | NP15 | PGE3 | 1990-02-20 |  |  | 5.75 | A
55700 | Non-Participating | Yes | No |  | MEGA RENEWABLES (HATCHET CRK) |  | PGAE | 13H015 | HYDRO | HYDRO | WATER | NP15 | PGE3 | 1987-01-05 |  |  | 8 | A
55800 | Non-Participating | Yes | No |  | MEGA RENEWABLES (ROARING CRK) |  | PGAE | 13H014 | HYDRO | HYDRO | WATER | NP15 | PGE3 | 1986-12-05 |  |  | 3.52 | A
45400 | Non-Participating | Yes | No |  | EL DORADO (MONTGOMERY CK) |  | PGAE | 13H001 | HYDRO | HYDRO | WATER | NP15 | PGE3 | 1987-02-28 |  |  | 2.99 | A
44001 | Non-Participating | Yes | No |  | CANAL CREEK POWER PLANT |  | PGAE | 25H204 | HYDRO | HYDRO | WATER | NP15 | PGE3 |  |  |  | 0.9 | A
44002 | Non-Participating | Yes | No |  | FAIRFIELD POWER PLANT |  | PGAE | 25H193 | HYDRO | HYDRO | WATER | NP15 | PGE3 | 1983-08-02 |  |  | 0.9 | A
44003 | Non-Participating | Yes | No |  | ROY SHARP JR. |  | PGAE | 25C326 | BIOMASS |  |  | NP15 | PGE3 | 1991-01-01 |  |  | 0.1 | A
58200 | Non-Participating | Yes | No | CSTRVL_7_MRWMD | MONTEREY REGIONAL WASTE MGMT DIST. | 3.4 | PGAE | 18P059 | BIOMASS |  | SEWAGE GAS | NP15 | PGE3 | 1983-12-30 | Aggregated under CSTRVL_7_QFUNTS 6/1/2006 |  | 3.4 | A
58100 | Non-Participating | Yes | No | SUNNY_1_UNIT | MONTEREY POWER COMPANY | 7.9 | PGAE | 18C048 | COGENERATION | STEAM | NATURAL GAS | NP15 | PGE3 | 1990-12-29 | Aggregated under CSTRVL_7_QFUNTS 6/1/2006 |  | 7.9 | A
58404 | Non-Participating | Yes | No |  | MONTEREY REGIONAL WATER | 1.74 | PGAE | 18C001 | BIOMASS |  |  | NP15 | PGE3 | 1988-08-26 | Included in CSTRVL_7_QFUNTS aggregation 3/1/2007. Formerly in MOSSLD_1_QF aggregation. |  | 1.74 | A
44623 | Non-Participating | Yes | No |  | SECTION 7 TRUST (WHITEWATER II) |  | SCE | 6064 | WIND |  |  | SP15 | SCE1 | 1985-04-19 |  |  | 28 | A
44625 | Non-Participating | Yes | No |  | WINDPOWER PARTNERS 1993 L.P. |  | SCE | 6030 | WIND |  |  | SP15 | SCE1 | 1984-12-13 |  |  | 13.5 | A
44626 | Non-Participating | Yes | No |  | WINDPOWER PARTNERS 1993, L.P. (RIVERVIEW) |  | SCE | 6118 | WIND |  |  | SP15 | SCE1 | 1987-03-12 |  |  | 4.2 | A
44627 | Non-Participating | Yes | No |  | WINDPOWER PARTNERS, 1993, L.P. (WHITE WATER) |  | SCE | 6035 | WIND |  |  | SP15 | SCE1 | 1985-12-27 |  |  | 5.7 | A
44602 | Non-Participating | Yes | No |  | BANK OF YORK WESTERN TRUST CO. |  | SCE | 6098 | WIND |  |  | SP15 | SCE1 | 1990-03-02 |  |  | 9.35 | A
44604 | Non-Participating | Yes | No |  | CABAZON POWER PARTNERS, LLC |  | SCE | 6004 | WIND |  |  | SP15 | SCE1 | 1984-12-03 |  |  | 39.75 | A
44608 | Non-Participating | Yes | No |  | DESERT WATER AGENCY (SNOW CREEK) |  | SCE | 4026 | HYDRO |  |  | SP15 | SCE1 | 1988-02-02 |  |  | 0.3 | A
44610 | Non-Participating | Yes | No |  | DIFWIND FARMS LIMITED V |  | SCE | 6053 | WIND |  |  | SP15 | SCE1 | 1986-10-15 |  |  | 7.88 | A
44612 | Non-Participating | Yes | No |  | ENERGY DEVELOPMENT & CONST. CORP (KAREN) |  | SCE | 6062 | WIND |  |  | SP15 | SCE1 | 1985-01-31 |  |  | 3 | A
44622 | Non-Participating | Yes | No |  | SECTION 22 TRUST (SAN JACINTO) |  | SCE | 6094 | WIND |  |  | SP15 | SCE1 | 1985-12-01 |  |  | 17.04 | A
44621 | Non-Participating | Yes | No |  | SECTION 16-29 TRUST (ALTECH III) |  | SCE | 6087 | WIND |  |  | SP15 | SCE1 | 1985-12-18 |  |  | 31.51 | A
44620 | Non-Participating | Yes | No |  | SAN GORGONIO WESTWINDS II, LLC |  | SCE | 6058 | WIND |  |  | SP15 | SCE1 | 1985-11-24 |  |  | 9.8 | A
44619 | Non-Participating | Yes | No |  | SAN GORGONIO WIND FARMS, INC. (WW I) |  | SCE | 6009 | WIND |  |  | SP15 | SCE1 | 1983-03-01 |  |  | 4.04 | A
44618 | Non-Participating | Yes | No |  | SECTION 20 PPC TRUST (PHOENIX ENERGY) |  | SCE | 6051 | WIND |  |  | SP15 | SCE1 | 1985-01-10 |  |  | 13.3 | A
44617 | Non-Participating | Yes | No |  | PAINTED HILLS WIND DEVELOPERS |  | SCE | 6112 | WIND |  |  | SP15 | SCE1 | 1985-12-01 |  |  | 19.05 | A
44616 | Non-Participating | Yes | No |  | NAWP, INC. (EAST WINDS PROJECT) |  | SCE | 6052 | WIND |  |  | SP15 | SCE1 | 1985-01-07 |  |  | 4.9 | A
44613 | Non-Participating | Yes | No |  | EUI MANAGEMENT PH, INCORPORATED |  | SCE | 6031 | WIND |  |  | SP15 | SCE1 | 1985-12-31 |  |  | 24.48 | A
44611 | Non-Participating | Yes | No |  | DIFWIND PARTNERS, LIMITED |  | SCE | 6088 | WIND |  |  | SP15 | SCE1 | 1985-12-18 |  |  | 14.96 | A
44609 | Non-Participating | Yes | No |  | DESERT WATER AGENCY (WHITE WATER) |  | SCE | 4025 | HYDRO |  |  | SP15 | SCE1 | 1986-04-11 |  |  | 1 | A
44606 | Non-Participating | Yes | No |  | CITY OF PALM SPRINGS (SEWER PLANT) |  | SCE | 1012 | BIOMASS |  | DIGESTER GAS | SP15 | SCE1 | 1983-05-05 |  |  | 0.25 | A
44603 | Non-Participating | Yes | No |  | BANK OF YORK WESTERN TRUST CO. (WINTEC/KENETECH) |  | SCE | 6213 | WIND |  |  | SP15 | SCE1 | 1986-12-22 |  |  | 15.97 | A
44601 | Non-Participating | Yes | No |  | ALTA MESA POWER PURCHASE CONTRACT TRUST |  | SCE | 6090 | WIND |  |  | SP15 | SCE1 | 1998-12-31 |  |  | 28.17 | A
44624 | Non-Participating | Yes | No |  | SO.CALIFORNIA SUNBELT DEVLP, INC. (EDOM HILL) |  | SCE | 6056 | WIND |  |  | SP15 | SCE1 | 1985-03-15 |  |  | 10.47 | A
44614 | Non-Participating | Yes | No |  | DUTCH ENERGY |  | SCE | 6095 | WIND |  |  | SP15 | SCE1 | 1990-04-13 |  |  | 8 | A
44628 | Non-Participating | Yes | No |  | WESTWIND TRUST |  | SCE | 6096 | WIND | WIND | WIND | SP15 | SCE1 | 1985-12-31 |  |  | 15.66 | A
44801 | Non-Participating | Yes | No |  | DIVISON NAVAL STATION COGEN |  | SDGE | 233 | COGENERATION | COMBUSTION TURBINE | NATURAL GAS | SP15 | SDG1 | 1989-01-01 |  |  | 38.4 | A
44802 | Non-Participating | Yes | No |  | DIVISON NAVAL STATION COGEN |  | SDGE | 233 | COGENERATION | STEAM | HEAT RECOVERY | SP15 | SDG1 | 1989-01-01 |  |  | 10.2 | A
45502 | Non-Participating | Yes | No |  | COUNTY SANITATION DIST OF ORANGE CO. (FOUNTAIN VALLEY) |  | SCE | 2460 | COGENERATION |  |  | SP15 | SCE1 | 1993-06-16 |  |  | 4.5 | A
45503 | Non-Participating | Yes | No |  | COUNTY SANITATION DIST OF ORANGE CO. (HUNTINGTON BEACH) |  | SCE | 1098 | BIOMASS |  |  | SP15 | SCE1 | 1993-07-27 |  |  | 8.8 | A
45504 | Non-Participating | Yes | No |  | OMNI METAL FINISHING |  | SCE | 2366 | COGENERATION |  |  | SP15 | SCE1 | 1989-01-25 |  |  | 0.06 | A
45505 | Non-Participating | Yes | No |  | VANGUARD ENERGY SYSTEMS |  | SCE | 2258 | COGENERATION |  |  | SP15 | SCE1 | 1987-01-15 |  |  | 0.09 | A
45802 | Non-Participating | Yes | No |  | SAN BERNARDINO MWD UNIT 3 (SITE 2100) |  | SCE | 4100 | HYDRO | HYDRO | WATER | SP15 | SCE1 |  |  |  | 0.08 | A
45801 | Non-Participating | Yes | No |  | TIN INC. dba TEMPLE-INLAND |  | SCE | 2045 | COGENERATION | COMBUSTION TURBINE | NATURAL GAS | SP15 | SCE1 | 1985-09-01 |  |  | 36.7 | A
60700 | Non-Participating | Yes | No | FELLOW_1_SHELLW | NUEVO ENERGY COMPANY (DOME) | 7 | PGAE | 25C293 | COGENERATION | COMBUSTION TURBINE | NATURAL GAS | ZP26 | PGE4 | 1988-09-02 | Aggregated under FELLOW_7_QFUNTS 6/1/2006 |  | 7 | A
34300 | Non-Participating | Yes | No | FELLOW_1_TENNCO | AERA ENERGY LLC. (Oxford) | 6 | PGAE | 25C180 | PEAKER | COMBUSTION TURBINE | NATURAL GAS | ZP26 | PGE4 | 1984-09-19 | Aggregated under FELLOW_7_QFUNTS 6/1/2006 |  | 6 | A
56901 | Non-Participating | Yes | No | FELLOW_7_MIDSUN | AERA ENERGY LLC. (N. MIDWAY SUNSET) | 4.25 | PGAE | 25C258 | COGENERATION |  | NATURAL GAS | ZP26 | PGE4 | 1988-06-19 | Aggregated under FELLOW_7_QFUNTS 6/1/2006 |  | 4.25 | A
50801 | Non-Participating | Yes | No |  | TOM BENNINGHOVEN |  | PGAE | 19H055 | HYDRO | HYDRO | WATER | NP15 | PGE1 | 1986-01-15 | Formerly part of HUMBSB_1_QF prior to 3/15/2007 |  | 0.03 | A
47103 | Non-Participating | Yes | No |  | BURGESS, NORMAN ROSS | 1.25 | PGAE | 19H004 | HYDRO | HYDRO | WATER | NP15 | PGE3 | 1984-12-28 | Added to FTSWRD aggregation 3/1/2007. Formerly part of FULTON_1_QF aggregation. |  | 1.25 | A
47101 | Non-Participating | Yes | No |  | AIRPORT CLUB |  | PGAE | 04C140 | COGENERATION |  | NATURAL GAS | NP15 | PGE3 | 1992-08-27 |  |  | 0.06 | A
47102 | Non-Participating | Yes | No |  | Far West Power Co. |  | PGAE | 04H011 | HYDRO | HYDRO | WATER | NP15 | PGE3 | 1987-09-30 |  |  | 0.4 | A
47105 | Non-Participating | Yes | No |  | EJM MCFADDEN FARM |  | PGAE | 04H062 | HYDRO | HYDRO | WATER | NP15 | PGE3 | 1983-07-01 |  |  | 0.35 | A
47104 | Non-Participating | Yes | No |  | SHAMROCK UTLIITIES (CLOVER LEAF) |  | PGAE | 13H012 | HYDRO | HYDRO | WATER | NP15 | PGE3 | 1985-02-01 |  |  | 0.2 | A
48301 | Non-Participating | Yes | No |  | David O. Harde |  | PGAE | 06H159 | HYDRO | HYDRO | WATER | NP15 | PGE3 | 1992-11-18 |  |  | 0.1 | A
48302 | Non-Participating | Yes | No |  | Thomas S AtkinsonII - highly inactive |  | PGAE | 12W077 | WIND | WIND | WIND | NP15 | PGE3 |  |  |  | 0.04 | A
48401 | Non-Participating | Yes | No |  | GOLETA WATER DISTRICT |  | SCE | 4055 | HYDRO | HYDRO | WATER | SP15 | SCE1 | 1986-05-01 |  |  | 0.15 | A
48402 | Non-Participating | Yes | No |  | JOHN E. HOWARD (MONTECITO) |  | SCE | 4051 | HYDRO | HYDRO | WATER | SP15 | SCE1 | 1989-01-17 |  |  | 0.13 | A
48601 | Non-Participating | Yes | No |  | GREEN RIDGE POWER LLC (110 MW) |  | PGAE | 01W004 | WIND | WIND | WIND | NP15 | PGE3 | 1986-01-01 | Portions of this facility scheduled under LASPOS_6_USWIND, USWPJR_2_UNITS, USWND2_1_UNITS, USWND4_2_UNITS & USWND1_2_UNITS |  | 110 | A
48602 | Non-Participating | Yes | No |  | GREEN RIDGE POWER LLC (70 MW) |  | PGAE | 01W035 | WIND | WIND | WIND | NP15 | PGE3 | 1989-01-01 | Portions of this facility scheduled under USWPJR_2_UNITS, USWND2_1_UNITS, USWND4_2_UNITS & USWND1_2_UNITS |  | 70 | A
48603 | Non-Participating | Yes | No |  | GREEN RIDGE POWER LLC (70 MW - A) |  | PGAE | 06W146A | WIND | WIND | WIND | NP15 | PGE3 | 1988-04-01 | Portions of this facility scheduled under USWPJR_2_UNITS & USWND2_1_UNITS |  | 20 | A
48904 | Non-Participating | Yes | No |  | GREEN RIDGE POWER LLC (10 MW) |  | PGAE | 06W148 | WIND | WIND | WIND | NP15 | PGE3 | 1990-01-01 |  |  | 10 | A
48901 | Non-Participating | Yes | No |  | GREEN RIDGE POWER LLC (70 MW - B) |  | PGAE | 06W146B | WIND | WIND | WIND | NP15 | PGE3 | 1990-01-01 |  |  | 18.5 | A
48902 | Non-Participating | Yes | No |  | GREEN RIDGE POWER LLC (70 MW - C) |  | PGAE | 06W146C | WIND | WIND | WIND | NP15 | PGE3 | 1991-01-01 |  |  | 30 | A
48903 | Non-Participating | Yes | No |  | GREEN RIDGE POWER LLC (70 MW - D) |  | PGAE | 06W146D | WIND | WIND | WIND | NP15 | PGE3 | 1991-01-01 |  |  | 1.5 | A
48501 | Non-Participating | Yes | No |  | GREEN RIDGE POWER LLC (110 MW) |  | PGAE | 01W004 | WIND | WIND | WIND | NP15 | PGE3 | 1986-01-01 | Portions of this facility scheduled under LASPOS_6_USWIND, USWPJR_2_UNITS, USWND2_1_UNITS, USWND4_2_UNITS & USWND1_2_UNITS |  | 110 | A
48502 | Non-Participating | Yes | No |  | GREEN RIDGE POWER LLC (100 MW - A) |  | PGAE | 01W146A | WIND | WIND | WIND | NP15 | PGE3 | 1988-01-01 | Portions of this facility scheduled under LASPOS_6_USWIND, USWND2_1_UNITS, USWND4_2_UNITS & USWND1_2_UNITS |  | 43.1 | A
48701 | Non-Participating | Yes | No |  | GREEN RIDGE POWER LLC (110 MW) |  | PGAE | 01W004 | WIND | WIND | WIND | NP15 | PGE3 | 1986-01-01 | Portions of this facility scheduled under LASPOS_6_USWIND, USWPJR_2_UNITS, USWND2_1_UNITS, USWND4_2_UNITS & USWND1_2_UNITS |  | 110 | A
48702 | Non-Participating | Yes | No |  | GREEN RIDGE POWER LLC (70 MW) |  | PGAE | 01W035 | WIND | WIND | WIND | NP15 | PGE3 | 1988-01-01 | Portions of this facility scheduled under USWPJR_2_UNITS, USWND2_1_UNITS, USWND4_2_UNITS & USWND1_2_UNITS |  | 70 | A
48703 | Non-Participating | Yes | No |  | GREEN RIDGE POWER LLC (30 MW) |  | PGAE | 01W144 | WIND | WIND | WIND | NP15 | PGE3 | 1988-04-01 |  |  | 30 | A
48704 | Non-Participating | Yes | No |  | GREEN RIDGE POWER LLC (100 MW - A) |  | PGAE | 01W146A | WIND | WIND | WIND | NP15 | PGE3 | 1988-01-01 | Portions of this facility scheduled under LASPOS_6_USWIND, USWND2_1_UNITS, USWND4_2_UNITS & USWND1_2_UNITS |  | 43.1 | A
48705 | Non-Participating | Yes | No |  | GREEN RIDGE POWER LLC (100 MW - B) |  | PGAE | 01W146B | WIND | WIND | WIND | NP15 | PGE3 | 1988-04-01 | Portions of this facility scheduled under USWND2_1_UNITS, USWND4_2_UNITS & USWND1_2_UNITS |  | 30 | A
48706 | Non-Participating | Yes | No |  | GREEN RIDGE POWER LLC (100 MW - D) |  | PGAE | 01W146D | WIND | WIND | WIND | NP15 | PGE3 | 1991-01-01 | Portions of this facility scheduled under USWND2_1_UNITS, USWND4_2_UNITS & USWND1_2_UNITS |  | 15 | A
48707 | Non-Participating | Yes | No |  | GREEN RIDGE POWER LLC (70 MW - A) |  | PGAE | 06W146A | WIND | WIND | WIND | NP15 | PGE3 | 1988-04-01 | Portions of this facility scheduled under USWPJR_2_UNITS & USWND2_1_UNITS |  | 20 | A
48801 | Non-Participating | Yes | No |  | GREEN RIDGE POWER LLC (110 MW) |  | PGAE | 01W004 | WIND | WIND | WIND | NP15 | PGE3 | 1986-01-01 | Portions of this facility scheduled under LASPOS_6_USWIND, USWPJR_2_UNITS, USWND2_1_UNITS, USWND4_2_UNITS & USWND1_2_UNITS |  | 110 | A
48802 | Non-Participating | Yes | No |  | BIO-ENERGY PART. |  | PGAE | 01P219 | BIOMASS |  | LANDFILL GAS | NP15 | PGE3 | 1989-05-04 |  |  | 6 | A
48803 | Non-Participating | Yes | No |  | GREEN RIDGE POWER LLC (5.9 MW) |  | PGAE | 01W018 | WIND | WIND | WIND | NP15 | PGE3 | 1988-03-02 |  |  | 5.9 | A
48804 | Non-Participating | Yes | No |  | GREEN RIDGE POWER LLC (70 MW) |  | PGAE | 01W035 | WIND | WIND | WIND | NP15 | PGE3 | 1991-01-01 | Portions of this facility scheduled under USWPJR_2_UNITS, USWND2_1_UNITS, USWND4_2_UNITS & USWND1_2_UNITS |  | 70 | A
48805 | Non-Participating | Yes | No |  | GREEN RIDGE POWER LLC (100 MW - A) |  | PGAE | 01W146A | WIND | WIND | WIND | NP15 | PGE3 | 1988-01-01 | Portions of this facility scheduled under LASPOS_6_USWIND, USWND2_1_UNITS, USWND4_2_UNITS & USWND1_2_UNITS |  | 43.1 | A
48806 | Non-Participating | Yes | No |  | GREEN RIDGE POWER LLC (100 MW - B) |  | PGAE | 01W146B | WIND | WIND | WIND | NP15 | PGE3 | 1988-04-01 | Portions of this facility scheduled under USWND2_1_UNITS, USWND4_2_UNITS & USWND1_2_UNITS |  | 30 | A
48807 | Non-Participating | Yes | No |  | GREEN RIDGE POWER LLC (100 MW - C) |  | PGAE | 01W146C | WIND | WIND | WIND | NP15 | PGE3 | 1990-01-02 | Portions of this facility scheduled under USWND2_1_UNITS & USWND1_2_UNITS |  | 11.9 | A
48808 | Non-Participating | Yes | No |  | GREEN RIDGE POWER LLC (100 MW - D) |  | PGAE | 01W146D | WIND | WIND | WIND | NP15 | PGE3 | 1988-01-01 | Portions of this facility scheduled under USWND2_1_UNITS, USWND4_2_UNITS & USWND1_2_UNITS |  | 15 | A
48809 | Non-Participating | Yes | No |  | GREEN RIDGE POWER LLC (23.8 MW) |  | PGAE | 16W011 | WIND | WIND | WIND | NP15 | PGE3 | 1987-01-05 |  |  | 23.8 | A
49001 | Non-Participating | Yes | No |  | GREEN RIDGE POWER LLC (110 MW) |  | PGAE | 01W004 | WIND | WIND | WIND | NP15 | PGE3 | 1986-01-01 | Portions of this facility scheduled under LASPOS_6_USWIND, USWPJR_2_UNITS, USWND2_1_UNITS, USWND4_2_UNITS & USWND1_2_UNITS |  | 110 | A
49002 | Non-Participating | Yes | No |  | GREEN RIDGE POWER LLC (5.9 MW) |  | PGAE | 01W018 | WIND | WIND | WIND | NP15 | PGE3 | 1988-03-02 |  |  | 5.9 | A
49003 | Non-Participating | Yes | No |  | GREEN RIDGE POWER LLC (70 MW) |  | PGAE | 01W035 | WIND | WIND | WIND | NP15 | PGE3 | 1987-04-01 | Portions of this facility scheduled under USWPJR_2_UNITS, USWND2_1_UNITS, USWND4_2_UNITS & USWND1_2_UNITS |  | 70 | A
49004 | Non-Participating | Yes | No |  | GREEN RIDGE POWER LLC (100 MW - A) |  | PGAE | 01W146A | WIND | WIND | WIND | NP15 | PGE3 | 1988-01-01 | Portions of this facility scheduled under LASPOS_6_USWIND, USWND2_1_UNITS, USWND4_2_UNITS & USWND1_2_UNITS |  | 43.1 | A
49005 | Non-Participating | Yes | No |  | GREEN RIDGE POWER LLC (100 MW - B) |  | PGAE | 01W146B | WIND | WIND | WIND | NP15 | PGE3 | 1988-04-01 | Portions of this facility scheduled under USWND2_1_UNITS, USWND4_2_UNITS & USWND1_2_UNITS |  | 30 | A
49006 | Non-Participating | Yes | No |  | GREEN RIDGE POWER LLC (100 MW - C) |  | PGAE | 01W146C | WIND | WIND | WIND | NP15 | PGE3 | 1990-01-02 | Portions of this facility scheduled under USWND2_1_UNITS & USWND1_2_UNITS |  | 11.9 | A
49007 | Non-Participating | Yes | No |  | GREEN RIDGE POWER LLC (100 MW - D) |  | PGAE | 01W146D | WIND | WIND | WIND | NP15 | PGE3 | 1991-01-01 | Portions of this facility scheduled under USWND2_1_UNITS, USWND4_2_UNITS & USWND1_2_UNITS |  | 15 | A
49101 | Non-Participating | Yes | No |  | GREENLEAF #1 GENERATOR 1 |  | PGAE | 12C020 | COGENERATION | COMBUSTION TURBINE | NATURAL GAS | NP15 | PGE3 | 1989-01-11 |  |  | 46 | A
49102 | Non-Participating | Yes | No |  | GREENLEAF #1 GENERATOR 2 |  | PGAE | 12C020 | COGENERATION | STEAM | HEAT RECOVERY | NP15 | PGE3 | 1989-01-11 |  |  | 23 | A
50200 | Non-Participating | Yes | No |  | HAYPRESS HYDROELECTRIC, INC. (LWR) |  | PGAE | 15H005 | HYDRO | HYDRO | WATER | NP15 | PGE3 | 1989-04-11 |  |  | 8.75 | A
50300 | Non-Participating | Yes | No |  | HAYPRESS HYDROELECTRIC, INC. (MDL) |  | PGAE | 15H006 | HYDRO | HYDRO | WATER | NP15 | PGE3 | 1989-04-15 |  |  | 10 | A
59601 | Non-Participating | Yes | No | NHOGAN_6_UNIT 1 | Hogan Unit 1 | 2.2 | PGAE | Calaveras City Water District | HYDRO | HYDRO | WATER | NP15 | MID1 | 1986-04-15 |  |  | 2.2 | A
59602 | Non-Participating | Yes | No | NHOGAN_6_UNIT 2 | Hogan Unit 2 | 1.1 | PGAE | Calaveras City Water District | HYDRO | HYDRO | WATER | NP15 | MID1 | 1986-04-15 |  |  | 1.1 | A
50802 | Non-Participating | Yes | No |  | Steven Spellenberg Hydro |  | PGAE | 19H049 | HYDRO | HYDRO | WATER | NP15 | PGE1 | 1983-12-05 |  |  | 0.03 | A
51701 | Non-Participating | Yes | No |  | BERTHA NOLL |  | PGAE | 04W063 | WIND | WIND | WIND | NP15 | PGE3 |  |  |  | 0.01 | A
51703 | Non-Participating | Yes | No |  | CITY OF VALLEJO (CUNNINGHAM POOL) |  | PGAE | 04C130 | COGENERATION |  | NATURAL GAS | NP15 | PGE3 | 1985-08-15 |  |  | 0.08 | A
51704 | Non-Participating | Yes | No |  | JOHN NEERHOUT JR. |  | PGAE | 04H134 | HYDRO | HYDRO | WATER | NP15 | PGE3 | 1987-05-01 |  |  | 0.09 | A
51705 | Non-Participating | Yes | No |  | MICHAEL OR KAREN RIPPEY |  | PGAE | 04W072 | WIND | WIND | WIND | NP15 | PGE3 |  |  |  | 0 | A
51708 | Non-Participating | Yes | No |  | REAL GOODS TRADING CORP. |  | PGAE | 04S152 | SOLAR | PHOTO VOLTAIC | SUN | NP15 | PGE3 | 1996-06-10 |  |  | 0.01 | A
51709 | Non-Participating | Yes | No |  | ROBIN WILLIAMS SOLAR POWER GEN |  | PGAE | 04S142 | SOLAR | PHOTO VOLTAIC | SUN | NP15 | PGE3 | 1993-04-16 |  |  | 0.01 | A
84901 | Non-Participating | Yes | No |  | Colmac Energy Incorporated |  | IID | 1038 | BIOMASS |  |  | SP15 | IID |  |  |  | 49.9 | C
84902 | Non-Participating | Yes | No |  | Del Ranch Ltd. (Niland #2) |  | IID | 3004 | GEOTHERMAL | STEAM | GEOTHERMAL | SP15 | IID |  |  |  | 42 | C
84903 | Non-Participating | Yes | No |  | ELMORE, LTD. (NILAND #3) |  | IID | 3009 | GEOTHERMAL | STEAM | GEOTHERMAL | SP15 | IID |  |  |  | 42 | C
84904 | Non-Participating | Yes | No |  | Heber Geothermal Company |  | IID | 3001 | GEOTHERMAL | STEAM | GEOTHERMAL | SP15 | IID |  |  |  | 52 | C
84905 | Non-Participating | Yes | No |  | LEATHERS, L.P. (NILAND #4) |  | IID | 3026 | GEOTHERMAL | STEAM | GEOTHERMAL | SP15 | IID |  |  |  | 42 | C
84906 | Non-Participating | Yes | No |  | ORMESA GEOTHERMAL I |  | IID | 3010 | GEOTHERMAL | STEAM | GEOTHERMAL | SP15 | IID |  |  |  | 38 | C
84907 | Non-Participating | Yes | No |  | ORMESA GEOTHERMAL II |  | IID | 3012 | GEOTHERMAL | STEAM | GEOTHERMAL | SP15 | IID |  |  |  | 19 | C
84908 | Non-Participating | Yes | No |  | SALTON SEA IV |  | IID | 3050 | GEOTHERMAL | STEAM | GEOTHERMAL | SP15 | IID |  |  |  | 36 | C
84909 | Non-Participating | Yes | No |  | SALTON SEA POWER GENERATION L.P., #1 |  | IID | 3039 | GEOTHERMAL | STEAM | GEOTHERMAL | SP15 | IID |  |  |  | 10 | C
84910 | Non-Participating | Yes | No |  | SALTON SEA POWER GENERATION L.P., #2 |  | IID | 3028 | GEOTHERMAL | STEAM | GEOTHERMAL | SP15 | IID |  |  |  | 20 | C
84911 | Non-Participating | Yes | No |  | SALTON SEA POWER GENERATION L.P., #3 |  | IID | 3025 | GEOTHERMAL | STEAM | GEOTHERMAL | SP15 | IID |  |  |  | 49.8 | C
84912 | Non-Participating | Yes | No |  | SECOND IMPERIAL GEOTHERMAL COMPANY |  | IID | 3021 | GEOTHERMAL | STEAM | GEOTHERMAL | SP15 | IID |  |  |  | 37 | C
84913 | Non-Participating | Yes | No |  | VULCAN / BN GEOTHERMAL PWR (NILAND #1) |  | IID | 3006 | GEOTHERMAL | STEAM | GEOTHERMAL | SP15 | IID |  |  |  | 34 | C
85101 | Non-Participating | Yes | No |  | PENROSE LANDFILL GAS CONVERSION, LLC |  | SCE | 1018 | BIOMASS |  |  | SP15 | SCE1 |  |  |  | 12 | C
85102 | Non-Participating | Yes | No |  | TOYON LANDFILL GAS CONVERSION, LLC |  | SCE | 1022 | BIOMASS |  |  | SP15 | SCE1 |  |  |  | 12 | C
85103 | Non-Participating | Yes | No |  | MWD RECOVERY PHASE II-IV, 1 OF 9 (SEPULVEDA) |  | SCE | 4005 | HYDRO | HYDRO | WATER | SP15 | SCE1 |  |  |  | 10.1 | C
53301 | Non-Participating | Yes | No |  | L.A. COUNTY SAN. DIST #C-2850 |  | SCE | 1082 | BIOMASS |  |  | SP15 | SCE1 | 1988-05-20 |  |  | 7 | A
53302 | Non-Participating | Yes | No |  | SOUTH END RACQUET & HEALTH CLUB |  | SCE | 2396 | COGENERATION |  |  | SP15 | SCE1 | 1990-03-15 |  |  | 0.06 | A
53401 | Non-Participating | Yes | No |  | ANDERSON LITHOGRAPH COMPANY |  | SCE | 2475 | COGENERATION |  |  | SP15 | SCE1 | 1995-07-19 |  |  | 2.75 | A
53402 | Non-Participating | Yes | No |  | COMMERCE REFUSE TO ENERGY/CITY OF COM. |  | SCE | 1026 | BIOMASS |  |  | SP15 | SCE1 | 1986-11-13 |  |  | 10.5 | A
53403 | Non-Participating | Yes | No |  | METAL SURFACES, INC. |  | SCE | 2441 | COGENERATION |  |  | SP15 | SCE1 | 1993-06-09 |  |  | 0.35 | A
50600 | Non-Participating | Yes | No | HONEYL_6_UNIT | Honey Lake Power | 36.8 | PGAE | 10P005 | BIOMASS | STEAM | WOOD WASTE | NP15 | LMD1 | 1989-07-26 | Aggregated in LASSEN_6_UNITS effective 12/1/2005 |  | 36.8 | A
29800 | Non-Participating | Yes | No | SPSUSN_6_UNIT | SIERRA PACIFIC INDUSTRIES (SUSANVILLE) | 16.5 | PGAE | 10C009 | BIOMASS | STEAM | WOOD WASTE | NP15 | LMD1 | 1981-10-05 | Aggregated in LASSEN_6_UNITS effective 12/1/2005 |  | 16.5 | A
75200 | Non-Participating | Yes | No | WINAMD_6_UNIT 1 | WINEAGLE DEVELOPERS 1 | 1.25 | PGAE | 10G011 | GEOTHERMAL | STEAM | GEOTHERMAL | NP15 | LMD1 | 1985-06-11 | Aggregated in LASSEN_6_UNITS effective 12/1/2005 |  | 1.25 | A
34800 | Non-Participating | Yes | No | WINAMD_6_UNIT 2 | AMEDEE GEOTHERMAL VENTURE 1 | 2.6 | PGAE | 10G012 | GEOTHERMAL | STEAM | GEOTHERMAL | NP15 | LMD1 | 1988-09-11 | Aggregated in LASSEN_6_UNITS effective 12/1/2005 |  | 2.6 | A
53701 | Non-Participating | Yes | No |  | G SQUARED ENERGY (DOMIN. GAP) |  | SCE | 4050 | HYDRO |  |  | SP15 | SCE1 |  |  |  | 0.28 | A
53702 | Non-Participating | Yes | No |  | RHODIA, INC. |  | SCE | 2003 | COGENERATION |  |  | SP15 | SCE1 | 1988-07-11 |  |  | 5 | A
50900 | Non-Participating | Yes | No | LOWGAP_7_MATHEW | HUMBOLDT BAY MWD | 2.2 | PGAE | 19H051 | HYDRO | HYDRO | WATER | NP15 | PGE1 | 1983-04-10 | Included in LOWGAP QF aggregation 3/1/2007 |  | 2.5 | A
51706 | Non-Participating | Yes | No | LOWGAP_7_SULPHR | MILL & SULPHUR CREEK (NORTH COAST) | 1 | PGAE | 19H006 | HYDRO | HYDRO | WATER | NP15 | PGE3 | 1988-02-23 | Included in LOWGAP QF aggregation 3/1/2007 |  | 1 | A
54101 | Non-Participating | Yes | No |  | LUZ SOLAR PARTNERS LTD. 3 |  | SCE | 5017 | SOLAR | STEAM | SUN | SP15 | SCE1 | 1986-12-18 |  |  | 30 | A
54102 | Non-Participating | Yes | No |  | LUZ SOLAR PARTNERS LTD. 4 |  | SCE | 5018 | SOLAR | STEAM | SUN | SP15 | SCE1 | 1986-12-23 |  |  | 30 | A
54103 | Non-Participating | Yes | No |  | LUZ SOLAR PARTNERS LTD. 5 |  | SCE | 5019 | SOLAR | STEAM | SUN | SP15 | SCE1 | 1987-09-29 |  |  | 30 | A
54104 | Non-Participating | Yes | No |  | LUZ SOLAR PARTNERS LTD. 6 |  | SCE | 5020 | SOLAR | STEAM | SUN | SP15 | SCE1 | 1988-12-25 |  |  | 30 | A
54105 | Non-Participating | Yes | No |  | LUZ SOLAR PARTNERS LTD. 7 |  | SCE | 5021 | SOLAR | STEAM | SUN | SP15 | SCE1 | 1988-12-29 |  |  | 30 | A
54201 | Non-Participating | Yes | No |  | LUZ SOLAR PARTNERS LTD. 8 |  | SCE | 5050 | SOLAR | STEAM | SUN | SP15 | SCE1 | 1989-12-29 |  |  | 80 | A
54202 | Non-Participating | Yes | No |  | LUZ SOLAR PARTNERS LTD. 9 |  | SCE | 5051 | SOLAR | STEAM | SUN | SP15 | SCE1 | 1990-10-11 |  |  | 80 | A
55101 | Non-Participating | Yes | No | TIDWTR_2_UNIT 1 | MARTINEZ COGEN LIMITED PARTNERSHIP |  | PGAE | 01C044 | COGENERATION |  | NATURAL GAS | NP15 | PGE3 | 1987-02-23 |  |  | 46 | A
55102 | Non-Participating | Yes | No | TIDWTR_2_UNIT 2 | MARTINEZ COGEN LIMITED PARTNERSHIP |  | PGAE | 01C044 | COGENERATION |  | NATURAL GAS | NP15 | PGE3 | 1987-02-23 |  |  | 46 | A
55103 | Non-Participating | Yes | No | TIDWTR_2_UNIT 3 | MARTINEZ COGEN LIMITED PARTNERSHIP |  | PGAE | 01C044 | COGENERATION |  | NATURAL GAS | NP15 | PGE3 | 1987-02-23 |  |  | 35 | A
55302 | Non-Participating | Yes | No |  | ORANGE COVE IRRIGATION DIST. |  | PGAE | 25H149 | HYDRO | HYDRO | WATER | NP15 | PGE3 | 1990-08-23 |  |  | 0.45 | A
55301 | Non-Participating | Yes | No |  | KINGS RIVER HYDRO CO. |  | PGAE | 25H150 | HYDRO | HYDRO | WATER | NP15 | PGE3 | 1990-08-19 |  |  | 1 | A
56301 | Non-Participating | Yes | No |  | City of San Luis Obispo - highly inactive |  | PGAE | 18H054 | HYDRO | HYDRO | WATER | ZP26 | PGE4 |  |  |  | 0.78 | A
56501 | Non-Participating | Yes | No |  | COGENIC ENERGY SYSTEMS (CAL LUTHERAN) |  | SCE | 2265 | COGENERATION |  |  | SP15 | SCE1 | 1988-05-10 |  |  | 0.1 | A
56505 | Non-Participating | Yes | No |  | SAN MARINO HIGH SCHOOL |  | SCE | 2062 | COGENERATION |  |  | SP15 | SCE1 |  |  |  | 0.06 | A
56503 | Non-Participating | Yes | No |  | L.A. COUNTY SANITATION DIST. CSD 2610 |  | SCE | 1009 | BIOMASS |  |  | SP15 | SCE1 | 1983-11-22 |  |  | 2.55 | A
56601 | Non-Participating | Yes | No |  | SANTA CLARA VALLEY WATER DIST. |  | PGAE | 08H013 | HYDRO | HYDRO | WATER | NP15 | PGE3 | 1988-12-01 |  |  | 0.8 | A
56902 | Non-Participating | Yes | No |  | ALEX TAKAHASHI (VALLEY ENERGY RESOURCES) |  | PGAE | 25C062 | BIOMASS |  |  | ZP26 | PGE4 | 1991-02-05 |  |  | 0.05 | A
57001 | Non-Participating | Yes | No |  | Westmoor High School |  | PGAE | 02C049 | COGENERATION |  | NATURAL GAS | NP15 | PGE3 |  |  |  | 0.06 | A
58001 | Non-Participating | Yes | No |  | COVANTA POWER PACIFIC (SANTA CLARA) | 2.2 | PGAE | 08P008 | BIOMASS |  |  | NP15 | PGE3 | 1986-10-22 | Added to MLPTAS QF aggregation 3/1/2007. Formerly part of MNTVIS_1_QF aggregation. |  | 2.2 | A
59701 | Non-Participating | Yes | No |  | CITY OF MILPITAS |  | PGAE | 08C097 | COGENERATION |  | NATURAL GAS | NP15 | PGE3 | 1989-10-06 | Formerly part of NEWARK_1_QF prior to 3/15/2007 |  | 0.06 | A
59706 | Non-Participating | Yes | No |  | Milpitas High School - highly inactive |  | PGAE | 08C043 | COGENERATION |  | NATURAL GAS | NP15 | PGE3 |  | Formerly part of NEWARK_1_QF prior to 3/15/2007 |  | 0.06 | A
57403 | Non-Participating | Yes | No |  | ALVARADO HYDRO FACILITY |  | SDGE | 151 | HYDRO | HYDRO | WATER | SP15 | SDG1 | 1985-01-01 |  |  | 1.99 | A
57404 | Non-Participating | Yes | No |  | BADGER FILTRATION PLANT |  | SDGE | 17 | HYDRO | HYDRO | WATER | SP15 | SDG1 | 1987-01-01 |  |  | 1.49 | A
57413 | Non-Participating | Yes | No |  | MIRAMAR HYDRO FACILITY |  | SDGE | 150 | HYDRO | HYDRO | WATER | SP15 | SDG1 | 1985-01-01 |  |  | 0.8 | A
57405 | Non-Participating | Yes | No |  | CHILDRENS HOSPITAL |  | SDGE | 9 | COGENERATION |  | NATURAL GAS | SP15 | SDG1 | 1983-01-01 |  |  | 1.05 | A
57414 | Non-Participating | Yes | No |  | NRG ENERGY CENTER SAN DIEGO |  | SDGE | 208 | COGENERATION |  | NATURAL GAS | SP15 | SDG1 | 1984-01-01 |  |  | 1.6 | A
57416 | Non-Participating | Yes | No |  | PALOMAR MEDICAL CENTER |  | SDGE | 77 | COGENERATION |  | NATURAL GAS | SP15 | SDG1 | 1986-01-01 |  |  | 1.3 | A
57418 | Non-Participating | Yes | No |  | SAN FRANCISCO PEAK HYDRO PLANT |  | SDGE | 119 | HYDRO | HYDRO | WATER | SP15 | SDG1 | 1985-01-01 |  |  | 0.35 | A
57420 | Non-Participating | Yes | No |  | TRW PLANT |  | SDGE | 92 | COGENERATION |  | NATURAL GAS | SP15 | SDG1 | 1984-01-01 |  |  | 1.3 | A
57417 | Non-Participating | Yes | No |  | SALK INSTITUTE |  | SDGE | 19 | COGENERATION |  | NATURAL GAS | SP15 | SDG1 | 1984-01-01 |  |  | 1.3 | A
57415 | Non-Participating | Yes | No |  | OLIVENHAIN MUNICIPAL WATER DISTRICT |  | SDGE | 225 | HYDRO | HYDRO | WATER | SP15 | SDG1 | 1915-01-01 |  |  | 0.45 | A
53000 | Non-Participating | Yes | No | KYCORA_7_UNIT 1 | KYOCERA INTERNATIONAL, INC. | 5 | SDGE | 388 | COGENERATION | RECIPROCATING ENGINE | NATURAL GAS | SP15 | SDG1 | 1988-01-01 | Added into MSSION_2_QF aggregation effective 9/1/2005. Exports very little to grid. |  | 3.25 | A
69100 | Non-Participating | Yes | No | STAT B_6_SOLTRB | SOLAR TURBINES, INC. | 5 | SDGE | 440 | PEAKER | COMBUSTION TURBINE | NATURAL GAS | SP15 | SDG1 | 1995-01-01 |  |  | 9.5 | A
57406 | Non-Participating | Yes | No |  | CORONADO ISLAND MARRIOTT I |  | SDGE | 374 | COGENERATION |  | NATURAL GAS | SP15 | SDG1 |  |  |  | 0.6 | A
57408 | Non-Participating | Yes | No |  | GROSSMONT HOSPITAL |  | SDGE | 75 | COGENERATION |  | NATURAL GAS | SP15 | SDG1 | 1984-01-01 |  |  | 1.54 | A
57501 | Non-Participating | Yes | No |  | 1080 CHESTNUT CORP. |  | PGAE | 02C048 | COGENERATION |  | NATURAL GAS | NP15 | PGE2 | 1988-03-23 |  |  | 0.06 | A
57502 | Non-Participating | Yes | No |  | ARDEN WOOD BENEVOLENT ASSOC. |  | PGAE | 02C047 | COGENERATION |  | NATURAL GAS | NP15 | PGE2 | 1987-09-09 |  |  | 0.09 | A
57504 | Non-Participating | Yes | No |  | UNIVERSITY OF SAN FRANCISCO |  | PGAE | 02C003 | COGENERATION |  | NATURAL GAS | NP15 | PGE2 | 1987-06-01 |  |  | 1.5 | A
57503 | Non-Participating | Yes | No |  | NIHONMACHI TERRACE |  | PGAE | 02C058 | COGENERATION |  | NATURAL GAS | NP15 | PGE2 | 1992-06-01 |  |  | 0.08 | A
72701 | Non-Participating | Yes | No |  | UNIVERSITY OF CALIFORNA-SAN FRANCISCO MED CENTER UNIT 1 |  | PGAE | 02C071 | COGENERATION | COMBUSTION TURBINE | NATURAL GAS | NP15 | PGE3 | 1998-01-26 |  |  | 4.75 | A
72702 | Non-Participating | Yes | No |  | UNIVERSITY OF CALIFORNA-SAN FRANCISCO MED CENTER UNIT 2 |  | PGAE | 02C071 | COGENERATION | COMBUSTION TURBINE | NATURAL GAS | NP15 | PGE3 | 1998-01-26 |  |  | 4.75 | A
72703 | Non-Participating | Yes | No |  | UNIVERSITY OF CALIFORNA-SAN FRANCISCO MED CENTER UNIT 3 |  | PGAE | 02C071 | COGENERATION | STEAM | HEAT RECOVERY | NP15 | PGE3 | 1998-01-26 |  |  | 3.75 | A
58301 | Non-Participating | Yes | No |  | CALLEGUAS MWD-UNIT 1 (CONEJO) |  | SCE | 4010 | HYDRO | HYDRO | WATER | SP15 | SCE1 | 1982-10-01 |  |  | 0.55 | A
58302 | Non-Participating | Yes | No |  | CALLEGUAS MWD-UNIT 3 (SANTA ROSA) |  | SCE | 4052 | HYDRO | HYDRO | WATER | SP15 | SCE1 | 1986-07-01 |  |  | 0.25 | A
58303 | Non-Participating | Yes | No |  | O.L.S. ENERGY - CAMARILLO STATE HOSPITAL |  | SCE | 2042 | COGENERATION |  |  | SP15 | SCE1 | 1987-12-27 |  |  | 27.89 | A
58304 | Non-Participating | Yes | No |  | RANCHO SIMI REC AND PARK DIST PROJECT #1 |  | SCE | 2213 | COGENERATION |  |  | SP15 | SCE1 | 1986-07-10 |  |  | 0.06 | A
58305 | Non-Participating | Yes | No |  | RANCHO SIMI REC AND PARK DIST PROJECT #2 |  | SCE | 2236 | COGENERATION |  |  | SP15 | SCE1 | 1986-06-10 |  |  | 0.06 | A
58406 | Non-Participating | Yes | No |  | City of Watsonville |  | PGAE | 08C078 | BIOMASS |  | SEWAGE GAS | NP15 | PGE3 | 1993-01-23 |  |  | 0.55 | A
59702 | Non-Participating | Yes | No |  | DONALD R. CHENOWETH |  | PGAE | 01W119 | WIND | WIND | WIND | NP15 | PGE3 | 1982-08-02 |  |  | 0.01 | A
59703 | Non-Participating | Yes | No |  | HAYWARD AREA REC & PARK DIST. |  | PGAE | 01C201 | COGENERATION |  | NATURAL GAS | NP15 | PGE3 | 1988-02-02 |  |  | 0.06 | A
59704 | Non-Participating | Yes | No |  | L.P. REINHARD |  | PGAE | 01W129 | WIND | WIND | WIND | NP15 | PGE3 | 1981-06-18 |  |  | 0.01 | A
59705 | Non-Participating | Yes | No |  | Robert and Joyce Vieux - highly inactive |  | PGAE | 01W134 | WIND | WIND | WIND | NP15 | PGE3 |  |  |  | 0.01 | A
58403 | Non-Participating | Yes | No |  | MONTEREY CTY WATER RES AGENCY | 3.8 | PGAE | 18H034 | HYDRO | HYDRO | WATER | NP15 | PGE3 | 1987-07-13 | Added to OILFLD QF aggregation 3/1/2007. Formerly part of MOSSLD_1_QF aggregation. |  | 3.8 | A
61601 | Non-Participating | Yes | No |  | AMERICAN ENERGY, INC. (FULLERTON HYDRO) |  | SCE | 4137 | HYDRO |  |  | SP15 | SCE1 | 1986-12-20 |  |  | 0.34 | A
61602 | Non-Participating | Yes | No |  | BREA POWER PARTNERS L. P. |  | SCE | 1010 | BIOMASS |  |  | SP15 | SCE1 | 1984-10-25 |  |  | 4.9 | A
62001 | Non-Participating | Yes | No |  | OTAY LANDFILL 1 |  | SDGE | 153 | BIOMASS |  | LANDFILL GAS | SP15 | SDG1 | 1987-01-01 |  |  | 1.88 | A
62002 | Non-Participating | Yes | No |  | OTAY LANDFILL 2 |  | SDGE | 154 | BIOMASS |  | LANDFILL GAS | SP15 | SDG1 | 1991-01-01 |  |  | 1.88 | A
62202 | Non-Participating | Yes | No |  | CLAREMONT TENNIS CLUB |  | SCE | 2178 | COGENERATION |  |  | SP15 | SCE1 | 1988-07-14 |  |  | 0.18 | A
62203 | Non-Participating | Yes | No |  | GLENDORA HIGH SCHOOL (U.S.D.) |  | SCE | 2066 | COGENERATION |  |  | SP15 | SCE1 | 1985-07-01 |  |  | 0.08 | A
62204 | Non-Participating | Yes | No |  | MONTE VISTA WATER DISTRICT |  | SCE | 4147 | HYDRO |  |  | SP15 | SCE1 | 1990-08-05 |  |  | 0.87 | A
62205 | Non-Participating | Yes | No |  | ONTARIO COGENERATION |  | SCE | 2037 | COGENERATION |  |  | SP15 | SCE1 | 1984-11-01 |  |  | 4.5 | A
62206 | Non-Participating | Yes | No |  | PAPER PAK PRODUCTS,INCORPORATED |  | SCE | 2031 | COGENERATION |  |  | SP15 | SCE1 | 1984-10-01 |  |  | 1.4 | A
62209 | Non-Participating | Yes | No |  | THREE VALLEYS MWD (FULTON ROAD) |  | SCE | 4035 | HYDRO |  |  | SP15 | SCE1 | 1987-04-02 |  |  | 0.2 | A
62210 | Non-Participating | Yes | No |  | THREE VALLEYS MWD (MIRAMAR) |  | SCE | 4036 | HYDRO |  |  | SP15 | SCE1 | 1987-04-13 |  |  | 0.52 | A
62211 | Non-Participating | Yes | No |  | THREE VALLEYS MWD (WILLIAMS) |  | SCE | 4037 | HYDRO |  |  | SP15 | SCE1 | 1987-04-03 |  |  | 0.35 | A
62212 | Non-Participating | Yes | No |  | UPLAND UNIFIED SCHOOL DISTTRICT |  | SCE | 2036 | COGENERATION |  |  | SP15 | SCE1 | 1985-01-01 |  |  | 0.08 | A
62213 | Non-Participating | Yes | No |  | WATER FACILITIES AUTHORITY STATION 1 (UPLAND) |  | SCE | 4150 | HYDRO |  |  | SP15 | SCE1 | 1994-08-26 |  |  | 0.22 | A
58401 | Non-Participating | Yes | No |  | COUNTY OF SANTA CRUZ ( WATER ST. JAIL) |  | PGAE | 08C071 | COGENERATION |  | NATURAL GAS | NP15 | PGE3 | 1987-09-01 | Formerly part of MOSSLD_1_QF prior to 3/15/2007 |  | 0.18 | A
58402 | Non-Participating | Yes | No |  | LANDFILL GENERATING PTNRS. I | 0.93 | PGAE | 08P021 | BIOMASS |  | LANDFILL GAS | NP15 | PGE3 | 1988-11-22 | Added to PSWEET QF aggregation 3/1/2007. Formerly part of MOSSLD_1_QF aggregation. |  | 0.93 | A
59400 | Non-Participating | Yes | No | PIT5_7_NELSON | NELSON CREEK POWER INC. |  | PGAE | 13H042 | HYDRO | HYDRO | WATER | NP15 | PGE3 | 1988-12-19 |  |  | 2.5 | A
55900 | Non-Participating | Yes | No |  | MEGA RENEWABLES (SILVER SPRINGS) |  | PGAE | 13H036 | HYDRO | HYDRO | WATER | NP15 | PGE3 | 1987-08-15 |  |  | 1.25 | A
64501 | Non-Participating | Yes | No |  | COUNTY OF TULARE, DETENTION FACILITY (BOB WILEY) |  | SCE | 2195 | COGENERATION |  |  | SP15 | SCE1 | 1987-05-05 |  |  | 0.55 | A
64502 | Non-Participating | Yes | No |  | KAWEAH DELTA DISTRICT HOSPITAL |  | SCE | 2044 | COGENERATION |  |  | SP15 | SCE1 | 1984-01-01 |  |  | 1.1 | A
64503 | Non-Participating | Yes | No |  | KAWEAH RIVER POWER AUTHORITY (TERMINUS) |  | SCE | 4039 | HYDRO |  |  | SP15 | SCE1 | 1990-03-16 |  |  | 17 | A
64505 | Non-Participating | Yes | No |  | SHARP RANCH |  | SCE | 1088 | BIOMASS |  |  | SP15 | SCE1 | 1987-03-31 |  |  | 0.08 | A
64901 | Non-Participating | Yes | No |  | AZUSA UNIFIED SCHOOL DISTRICT |  | SCE | 2311 | COGENERATION | RECIPROCATING ENGINE | NATURAL GAS | SP15 | SCE1 | 1989-09-01 |  |  | 0.07 | A
64903 | Non-Participating | Yes | No |  | SAN GABRIEL HYDRO PARTNERSHIP |  | SCE | 4029 | HYDRO |  |  | SP15 | SCE1 | 1987-10-17 |  |  | 4.98 | A
65501 | Non-Participating | Yes | No |  | Sheila St. Germain |  | PGAE | 15H052 | HYDRO | HYDRO | WATER | NP15 | PGE3 |  |  |  | 0.02 | A
65502 | Non-Participating | Yes | No |  | BERTHA WRIGHT BERTILLION |  | PGAE | 15H072 | HYDRO | HYDRO | WATER | NP15 | PGE3 |  |  |  | 0.04 | A
65503 | Non-Participating | Yes | No |  | CHARCOAL RAVINE |  | PGAE | 15H068 | HYDRO | HYDRO | WATER | NP15 | PGE3 | 1986-02-13 |  |  | 0.08 | A
65504 | Non-Participating | Yes | No |  | EAGLE HYDRO |  | PGAE | 15H012 | HYDRO | HYDRO | WATER | NP15 | PGE3 | 1985-12-23 |  |  | 0.55 | A
65505 | Non-Participating | Yes | No |  | HENWOOD ASSOCIATES |  | PGAE | 15H002 | HYDRO | HYDRO | WATER | NP15 | PGE3 | 1984-11-28 |  |  | 0.59 | A
65508 | Non-Participating | Yes | No |  | NID/SCOTTS FLAT |  | PGAE | 15H001 | HYDRO | HYDRO | WATER | NP15 | PGE3 | 1984-12-14 |  |  | 0.85 | A
65510 | Non-Participating | Yes | No |  | SIERRA ENERGY COMPANY |  | PGAE | 15H055 | HYDRO | HYDRO | WATER | NP15 | PGE3 | 1988-01-11 |  |  | 0.2 | A
65511 | Non-Participating | Yes | No |  | SWISS AMERICA |  | PGAE | 15H069 | HYDRO | HYDRO | WATER | NP15 | PGE3 | 1985-12-23 |  |  | 0.1 | A
66401 | Non-Participating | Yes | No |  | LOMA LINDA UNIVERSITY #1 |  | SCE | 2010 | COGENERATION |  |  | SP15 | SCE1 | 1980-04-01 |  |  | 3.8 | A
67504 | Non-Participating | Yes | No |  | CALLEGUAS MWD (SPRINGVILLE RESERVOIR) |  | SCE | 4152 | HYDRO |  |  | SP15 | SCE1 | 1994-03-17 |  |  | 1 | A
67505 | Non-Participating | Yes | No |  | CAMROSA COUNTY WATER DISTRICT |  | SCE | 4076 | HYDRO |  |  | SP15 | SCE1 | 1987-06-11 |  |  | 0.15 | A
67506 | Non-Participating | Yes | No |  | CITY OF OXNARD |  | SCE | 2490 | COGENERATION |  |  | SP15 | SCE1 | 1982-01-12 |  |  | 1.5 | A
67507 | Non-Participating | Yes | No |  | GENERATING RESOURCE RECOVERY PARTNERS LP |  | SCE | 1005 | BIOMASS |  |  | SP15 | SCE1 | 1984-12-15 |  |  | 5.63 | A
67508 | Non-Participating | Yes | No |  | HUENEME HIGH SCHOOL |  | SCE | 2411 | COGENERATION |  |  | SP15 | SCE1 | 1990-05-25 |  |  | 0.08 | A
67509 | Non-Participating | Yes | No |  | UNOCAL RINCON COGENERATION PROJECT |  | SCE | 2430 | COGENERATION |  |  | SP15 | SCE1 | 1992-02-20 |  |  | 1.4 | A
68001 | Non-Participating | Yes | No |  | CALLEGUAS MWD UNIT 2 (EAST PORTAL) |  | SCE | 4022 | HYDRO |  |  | SP15 | SCE1 | 1984-10-01 |  |  | 1.25 | A
68003 | Non-Participating | Yes | No |  | CRIMSON RESOURCE MANAGEMENT |  | SCE | 2210 | COGENERATION |  |  | SP15 | SCE1 | 1986-06-24 |  |  | 0.16 | A
68005 | Non-Participating | Yes | No |  | THE TERMO CO. |  | SCE | 2479 | COGENERATION |  |  | SP15 | SCE1 | 1996-06-07 |  |  | 0.19 | A
68006 | Non-Participating | Yes | No |  | UNITED WATER CONSERVATION DISTRICT |  | SCE | 4058 | HYDRO |  |  | SP15 | SCE1 | 1987-06-01 |  |  | 0.94 | A
68401 | Non-Participating | Yes | No |  | SEA WEST ENERGY - ALTECH |  | PGAE | 01W011 | WIND | WIND | WIND | NP15 | PGE3 | 1983-01-22 |  |  | 5.76 | A
68402 | Non-Participating | Yes | No |  | SEA WEST ENERGY - CWES |  | PGAE | 01W007 | WIND | WIND | WIND | NP15 | PGE3 | 1983-01-22 |  |  | 1.5 | A
68403 | Non-Participating | Yes | No |  | SEA WEST ENERGY - SEAWEST |  | PGAE | 01W006 | WIND | WIND | WIND | NP15 | PGE3 | 1983-01-22 |  |  | 0.06 | A
68404 | Non-Participating | Yes | No |  | SEA WEST ENERGY - TAXVEST |  | PGAE | 01W015 | WIND | WIND | WIND | NP15 | PGE3 | 1983-01-22 |  |  | 10.68 | A
68405 | Non-Participating | Yes | No |  | SEA WEST ENERGY - VIKING |  | PGAE | 01W014 | WIND | WIND | WIND | NP15 | PGE3 | 1983-01-22 |  |  | 1.56 | A
68406 | Non-Participating | Yes | No |  | SEA WEST ENERGY - WESTERN |  | PGAE | 01W012 | WIND | WIND | WIND | NP15 | PGE3 | 1983-01-22 |  |  | 0.9 | A
85001 | Non-Participating | Yes | No |  | BEOWAWE POWER, LLC |  | SCE | 3017 | GEOTHERMAL | STEAM | GEOTHERMAL | SP15 | SCE1 |  |  |  | 11 | C
35001 | Non-Participating | Yes | No |  | AMERICAN ENERGY, INC. (SAN LUIS BYPASS) |  | PGAE | 25H039 | HYDRO | HYDRO | WATER | NP15 | PGE3 | 1986-02-01 |  |  | 0.68 | A
35002 | Non-Participating | Yes | No |  | AMERICAN ENERGY, INC. (WOLFSEN BYPASS) |  | PGAE | 25H038 | HYDRO | HYDRO | WATER | NP15 | PGE3 | 1986-02-01 |  |  | 1 | A
69603 | Non-Participating | Yes | No |  | ROYAL FARMS |  | SCE | 1007 | BIOMASS |  |  | SP15 | SCE1 | 1983-01-21 |  |  | 0.08 | A
69604 | Non-Participating | Yes | No |  | ROYAL FARMS #2 |  | SCE | 1087 | BIOMASS |  |  | SP15 | SCE1 | 1987-03-26 |  |  | 0.1 | A
69601 | Non-Participating | Yes | No |  | LOWER TULE RIVER IRRIGATION DIST. |  | SCE | 4028 | HYDRO |  |  | SP15 | SCE1 | 1989-12-03 |  |  | 1.5 | A
70401 | Non-Participating | Yes | No | SYCAMR_2_UNIT 1 | SYCAMORE COGENERATION COMPANY UNIT 1 | 90 | SCE |  | COGENERATION | COMBUSTION TURBINE | NATURAL GAS | SP15 | SCE1 | 1987-01-01 |  |  | 75 | A
70402 | Non-Participating | Yes | No | SYCAMR_2_UNIT 2 | SYCAMORE COGENERATION COMPANY UNIT 2 | 90 | SCE |  | COGENERATION | COMBUSTION TURBINE | NATURAL GAS | SP15 | SCE1 | 1987-01-01 |  |  | 75 | A
70403 | Non-Participating | Yes | No | SYCAMR_2_UNIT 3 | SYCAMORE COGENERATION COMPANY UNIT 3 | 90 | SCE |  | COGENERATION | COMBUSTION TURBINE | NATURAL GAS | SP15 | SCE1 | 1987-01-01 |  |  | 75 | A
70404 | Non-Participating | Yes | No | SYCAMR_2_UNIT 4 | SYCAMORE COGENERATION COMPANY UNIT 4 | 90 | SCE |  | COGENERATION | COMBUSTION TURBINE | NATURAL GAS | SP15 | SCE1 | 1987-01-01 |  |  | 75 | A
70601 | Non-Participating | Yes | No |  | ARBUCKLE MOUNTAIN HYDRO |  | PGAE | 13H008 | HYDRO | HYDRO | WATER | NP15 | PGE3 | 1986-12-01 |  |  | 0.36 | A
70602 | Non-Participating | Yes | No |  | BROWNS VALLEY IRRIGATION DIST. |  | PGAE | 12H054 | HYDRO | HYDRO | WATER | NP15 | PGE3 | 1984-06-29 |  |  | 1.28 | A
70603 | Non-Participating | Yes | No |  | FIVE BEARS HYDROELECTRIC |  | PGAE | 10H010 | HYDRO | HYDRO | WATER | NP15 | PGE3 | 1989-04-27 |  |  | 0.99 | A
70605 | Non-Participating | Yes | No |  | JAMES B. PETER |  | PGAE | 10H059 | HYDRO | HYDRO | WATER | NP15 | PGE3 | 1984-01-17 |  |  | 0.02 | A
70606 | Non-Participating | Yes | No |  | JAMES CRANE HYDRO |  | PGAE | 10H090 | HYDRO | HYDRO | WATER | NP15 | PGE3 | 1991-06-20 |  |  | 0 | A
70611 | Non-Participating | Yes | No |  | Mud Creek Hydro |  | PGAE | 10H060 | HYDRO | HYDRO | WATER | NP15 | PGE3 | 1983-01-26 |  |  | 0.3 | A
70613 | Non-Participating | Yes | No |  | STEVE & BONNIE TETRICK |  | PGAE | 13H130 | HYDRO | HYDRO | WATER | NP15 | PGE3 | 1983-10-14 |  |  | 0.1 | A
70617 | Non-Participating | Yes | No |  | YUBA COUNTY WATER AGENCY |  | PGAE | 12H006 | HYDRO | HYDRO | WATER | NP15 | PGE3 | 1986-09-30 |  |  | 0.15 | A
70616 | Non-Participating | Yes | No |  | YUBA CITY RACQUET CLUB |  | PGAE | 12C085 | COGENERATION |  | NATURAL GAS | NP15 | PGE3 |  |  |  | 0.06 | A
70612 | Non-Participating | Yes | No |  | SOUTH SUTTER WATER |  | PGAE | 12H004 | HYDRO | HYDRO | WATER | NP15 | PGE3 | 1985-07-17 |  |  | 0.4 | A
70610 | Non-Participating | Yes | No |  | LOFTON RANCH |  | PGAE | 13H120 | HYDRO | HYDRO | WATER | NP15 | PGE3 | 1983-11-04 |  |  | 0.3 | A
70607 | Non-Participating | Yes | No |  | KATHLEEN AUSTIN DBA GANSNER PWR. & WTR. |  | PGAE | 10H007 | HYDRO | HYDRO | WATER | NP15 | PGE3 | 1985-04-06 |  |  | 0.28 | A
70608 | Non-Participating | Yes | No |  | LANGERWERF DAIRY |  | PGAE | 10P058 | BIOMASS |  |  | NP15 | PGE3 | 1982-11-03 |  |  | 0.09 | A
70609 | Non-Participating | Yes | No |  | LASSEN STATION HYDRO | 1 | PGAE | 10H002 | HYDRO | HYDRO | WATER | NP15 | PGE3 | 1986-05-22 |  |  | 0.99 | A
70801 | Non-Participating | Yes | No |  | CALAVERAS YUBA HYDRO #1 |  | PGAE | 16H092 | HYDRO | HYDRO | WATER | NP15 | PGE3 | 1986-04-15 |  |  | 0.09 | A
70802 | Non-Participating | Yes | No |  | CALAVERAS YUBA HYDRO #2 |  | PGAE | 16H177 | HYDRO | HYDRO | WATER | NP15 | PGE3 | 1986-04-15 |  |  | 0.09 | A
70803 | Non-Participating | Yes | No |  | CALAVERAS YUBA HYDRO #3 |  | PGAE | 16H178 | HYDRO | HYDRO | WATER | NP15 | PGE3 | 1986-04-15 |  |  | 0.09 | A
70804 | Non-Participating | Yes | No |  | JACKSON VALLEY IRRIGATION DIST |  | PGAE | 16H095 | HYDRO | HYDRO | WATER | NP15 | PGE3 | 1982-09-01 |  |  | 0.46 | A
70805 | Non-Participating | Yes | No |  | Covanta Power Pacific (STOCKTON) |  | PGAE | 16P001 | BIOMASS |  |  | NP15 | PGE3 | 1985-11-27 |  |  | 0.8 | A
70806 | Non-Participating | Yes | No |  | ROCK CREEK WATER DISTRICT |  | PGAE | 16H033 | HYDRO | HYDRO | WATER | NP15 | PGE3 | 1986-02-25 |  |  | 0.7 | A
70807 | Non-Participating | Yes | No |  | SCHAADS HYDRO |  | PGAE | 16H030 | HYDRO | HYDRO | WATER | NP15 | PGE3 | 1986-02-18 |  |  | 0.23 | A
71301 | Non-Participating | Yes | No |  | Texaco Exploration and Production Inc (Fee A) |  | PGAE | 25C130 | COGENERATION |  | NATURAL GAS | ZP26 | PGE3 | 1986-06-25 |  |  | 7.45 | A
71303 | Non-Participating | Yes | No |  | Texaco Exploration and Production Inc (Fee C) |  | PGAE | 25C168 | COGENERATION |  | NATURAL GAS | ZP26 | PGE3 | 1987-02-26 |  |  | 7.45 | A
72001 | Non-Participating | Yes | No | UNOCAL_1_UNIT 1 | TOSCO - RODEO PLANT Unit 1 |  | PGAE | 01C061 | COGENERATION |  | NATURAL GAS | NP15 | PGE3 | 1987-05-21 |  |  | 21.6 | A
72002 | Non-Participating | Yes | No | UNOCAL_1_UNIT 2 | TOSCO - RODEO PLANT Unit 2 |  | PGAE | 01C061 | COGENERATION |  | NATURAL GAS | NP15 | PGE3 | 1987-05-21 |  |  | 21.6 | A
72003 | Non-Participating | Yes | No | UNOCAL_1_UNIT 3 | TOSCO - RODEO PLANT Unit 3 |  | PGAE | 01C061 | COGENERATION |  | NATURAL GAS | NP15 | PGE3 | 1987-05-21 |  |  | 21.6 | A
72100 | Non-Participating | Yes | No |  | Tres Vaqueros Wind Farms, LLC. |  | PGAE | 01W094 | WIND | WIND | WIND | NP15 | PGE3 | 1986-01-04 |  |  | 38 | A
60400 | Non-Participating | Yes | No |  | NORTHWIND ENERGY |  | PGAE | 01W095 | WIND | WIND | WIND | NP15 | PGE3 | 1986-01-04 |  |  | 31.1 | A
73006 | Non-Participating | Yes | No |  | YOUNG RADIO INC. |  | PGAE | 06C153 | COGENERATION |  | NATURAL GAS | NP15 | PGE3 |  |  |  | 0.02 | A
73007 | Non-Participating | Yes | No |  | Michaes W. Stephens |  | PGAE | 06W090 | WIND | WIND | WIND | NP15 | PGE3 | 1982-11-01 |  |  | 0.01 | A
73301 | Non-Participating | Yes | No |  | CENTRAL HYDROELECTRIC/ISABELLA HYDRO |  | SCE | 4034 | HYDRO |  |  | SP15 | SCE1 | 1990-12-08 |  |  | 11.95 | A
73302 | Non-Participating | Yes | No |  | DANIEL M. BATES, ET AL. |  | SCE | 4030 | HYDRO |  |  | SP15 | SCE1 | 1989-11-22 |  |  | 0.35 | A
73401 | Non-Participating | Yes | No |  | CURTIS, EDWIN | 0 | SCE | 5010 | SOLAR |  |  | SP15 | SCE1 |  |  |  | 0 | A
73403 | Non-Participating | Yes | No |  | RIMROCK ROAD APPARTMENTS, LLC | 0.02 | SCE | 2394 | COGENERATION |  |  | SP15 | SCE1 | 1989-11-01 |  |  | 0.12 | A
73405 | Non-Participating | Yes | No |  | HANSON AGGREGATES WRP, INC. | 0.25 | SCE | 1102 | BIOMASS |  |  | SP15 | SCE1 | 1987-01-01 |  |  | 0.25 | A
73601 | Non-Participating | Yes | No |  | DESERT WINDS I PPC TRUST |  | SCE | 6063 | WIND | WIND | WIND | SP15 | SCE1 | 1989-11-01 |  |  | 48 | A
73602 | Non-Participating | Yes | No |  | DESERT WIND II PWR PURCH CONTRACT TRUST |  | SCE | 6113 | WIND | WIND | WIND | SP15 | SCE1 | 1990-08-17 |  |  | 75 | A
73603 | Non-Participating | Yes | No |  | SKY RIVER PARTNERSHIP (WILDERNESS I) |  | SCE | 6065 | WIND | WIND | WIND | SP15 | SCE1 | 1991-07-22 |  |  | 36.23 | A
73604 | Non-Participating | Yes | No |  | SKY RIVER PARTNERSHIP (WILDERNESS II) |  | SCE | 6066 | WIND | WIND | WIND | SP15 | SCE1 | 1991-05-23 |  |  | 19.8 | A
73605 | Non-Participating | Yes | No |  | SKY RIVER PARTNERSHIP (WILDERNESS III) |  | SCE | 6067 | WIND | WIND | WIND | SP15 | SCE1 | 1991-02-14 |  |  | 20.93 | A
73606 | Non-Participating | Yes | No |  | VICTORY GARDEN PHASE IV PARTNERSHIP - 6102 |  | SCE | 6102 | WIND | WIND | WIND | SP15 | SCE1 | 1990-03-17 |  |  | 6.98 | A
73607 | Non-Participating | Yes | No |  | VICTORY GARDEN PHASE IV PARTNERSHIP - 6103 |  | SCE | 6103 | WIND | WIND | WIND | SP15 | SCE1 | 1990-01-02 |  |  | 6.98 | A
73608 | Non-Participating | Yes | No |  | VICTORY GARDEN PHASE IV PARTNERSHIP - 6104 |  | SCE | 6104 | WIND | WIND | WIND | SP15 | SCE1 | 1990-04-11 |  |  | 6.98 | A
73609 | Non-Participating | Yes | No |  | ZOND SYSTEMS, INC. (MONOLITH X) |  | SCE | 6105 | WIND | WIND | WIND | SP15 | SCE1 | 1987-06-10 |  |  | 5.01 | A
73610 | Non-Participating | Yes | No |  | ZOND SYSTEMS, INC. (MONOLITH XI) |  | SCE | 6106 | WIND | WIND | WIND | SP15 | SCE1 | 1987-06-30 |  |  | 4.99 | A
73611 | Non-Participating | Yes | No |  | ZOND SYSTEMS, INC. (MONOLITH XII) |  | SCE | 6107 | WIND | WIND | WIND | SP15 | SCE1 | 1987-07-09 |  |  | 6.72 | A
73612 | Non-Participating | Yes | No |  | ZOND SYSTEMS, INC. (MONOLITH XIII) |  | SCE | 6108 | WIND | WIND | WIND | SP15 | SCE1 | 1987-06-30 |  |  | 5.67 | A
73613 | Non-Participating | Yes | No |  | ZOND WINDSYSTEMS PARTNERS, SERIES 85-A |  | SCE | 6043 | WIND | WIND | WIND | SP15 | SCE1 | 1985-11-13 |  |  | 14.89 | A
73614 | Non-Participating | Yes | No |  | ZOND WINDSYSTEMS PARTNERS, SERIES 85-B |  | SCE | 6044 | WIND | WIND | WIND | SP15 | SCE1 | 1986-12-05 |  |  | 21.24 | A
44500 | Non-Participating | Yes | No |  | DESERT WIND III PWR PURCH CONTRACT TRUST |  | SCE | 6114 | WIND | WIND | WIND | SP15 | SCE1 | 1989-01-01 |  |  | 37 | A
73802 | Non-Participating | Yes | No |  | SAN BERNARDINO MWD (UNIT 1, SITE 1720) |  | SCE | 4014 | HYDRO |  |  | SP15 | SCE1 | 1983-07-01 |  |  | 0.18 | A
73801 | Non-Participating | Yes | No |  | RIDGEWOOD POWER (LAKE ARROWHEAD HILTON) |  | SCE | 2323 | COGENERATION | RECIPROCATING ENGINE | NATURAL GAS | SP15 | SCE1 | 1988-09-13 |  |  | 0.28 | A
70614 | Non-Participating | Yes | No |  | SUTTERS MILL |  | PGAE | 13H006 | HYDRO | HYDRO | WATER | NP15 | PGE3 | 1985-06-25 | Formerly part of TBLMTN_1_QF prior to 3/15/2007 |  | 0.15 | A
43405 | Non-Participating | Yes | No |  | ROBERT W. LEE |  | PGAE | 13H127 | HYDRO | HYDRO | WATER | NP15 | PGE3 | 1982-07-09 | formerly part of CTNWDP_1_QF prior to 3/15/2007 |  | 0.03 | A
43406 | Non-Participating | Yes | No |  | RUGRAW INC. (DIGGER CREEK RANCH) |  | PGAE | 13H132 | HYDRO | HYDRO | WATER | NP15 | PGE3 | 1983-05-18 | formerly part of CTNWDP_1_QF prior to 3/15/2007 |  | 0.6 | A
36000 | Non-Participating | Yes | No | VOLTA_7_BAILEY | BAILEY CREEK RANCH | 1.1 | PGAE | 13H119 | HYDRO | HYDRO | WATER | NP15 | PGE3 | 1982-05-26 | Included in VOLTA QF aggregation 3/1/2007 |  | 1.73 | A
43408 | Non-Participating | Yes | No |  | SNOW MOUNTAIN HYDRO LLC (PONDEROSA) | 1 | PGAE | 13H035 | HYDRO | HYDRO | WATER | NP15 | PGE3 | 1990-02-25 | Included in VOLTA QF aggregation 3/1/2007 |  | 1.1 | A
74401 | Non-Participating | Yes | No | ARCOGN_2_UNIT 1 | WATSON COGENERATION UNIT 1 |  | SCE | 2053 | COGENERATION | COMBUSTION TURBINE | NATURAL GAS | SP15 | SCE1 | 1987-12-04 |  |  |  | A
74402 | Non-Participating | Yes | No | ARCOGN_2_UNIT 2 | WATSON COGENERATION UNIT 2 |  | SCE | 2053 | COGENERATION | COMBUSTION TURBINE | NATURAL GAS | SP15 | SCE1 | 1987-12-04 |  |  |  | A
74403 | Non-Participating | Yes | No | ARCOGN_2_UNIT 3 | WATSON COGENERATION UNIT 3 |  | SCE | 2053 | COGENERATION | COMBUSTION TURBINE | NATURAL GAS | SP15 | SCE1 | 1987-12-04 |  |  |  | A
74404 | Non-Participating | Yes | No | ARCOGN_2_UNIT 4 | WATSON COGENERATION UNIT 4 |  | SCE | 2053 | COGENERATION | COMBUSTION TURBINE | NATURAL GAS | SP15 | SCE1 | 1987-12-04 |  |  |  | A
74405 | Non-Participating | Yes | No | ARCOGN_2_UNIT 5 | WATSON COGENERATION UNIT 5 |  | SCE | 2053 | COGENERATION | STEAM |  | SP15 | SCE1 | 1987-12-04 |  |  |  | A
74406 | Non-Participating | Yes | No | ARCOGN_2_UNIT 6 | WATSON COGENERATION UNIT 6 |  | SCE | 2053 | COGENERATION | STEAM |  | SP15 | SCE1 | 1987-12-04 |  |  |  | A
79401 | Muni | No | No | ONLLPP_6_UNIT 1 | ONeill Pump-Generator Plant Unit 1 | 2.1 | PGAE | USBR | HYDRO | PUMPED STORAGE | WATER | NP15 | PGE3 | 1967-01-01 |  |  | 2.4 | A
79402 | Muni | No | No | ONLLPP_6_UNIT 2 | ONeill Pump-Generator Plant Unit 2 | 2.1 | PGAE | USBR | HYDRO | PUMPED STORAGE | WATER | NP15 | PGE3 | 1967-01-01 |  |  | 2.4 | A
79403 | Muni | No | No | ONLLPP_6_UNIT 3 | ONeill Pump-Generator Plant Unit 3 | 2.1 | PGAE | USBR | HYDRO | PUMPED STORAGE | WATER | NP15 | PGE3 | 1967-01-01 |  |  | 2.4 | A
79404 | Muni | No | No | ONLLPP_6_UNIT 4 | ONeill Pump-Generator Plant Unit 4 | 2.1 | PGAE | USBR | HYDRO | PUMPED STORAGE | WATER | NP15 | PGE3 | 1967-01-01 |  |  | 2.4 | A
79405 | Muni | No | No | ONLLPP_6_UNIT 5 | ONeill Pump-Generator Plant Unit 5 | 2.1 | PGAE | USBR | HYDRO | PUMPED STORAGE | WATER | NP15 | PGE3 | 1967-01-01 |  |  | 2.4 | A
79406 | Muni | No | No | ONLLPP_6_UNIT 6 | ONeill Pump-Generator Plant Unit 6 | 2.1 | PGAE | USBR | HYDRO | PUMPED STORAGE | WATER | NP15 | PGE3 | 1967-01-01 |  |  | 2.4 | A
80701 | Muni | No | No | RVSIDE_7_SPRGU1 | Springs Generation Plant Unit 1 | 11 | SCE | Riverside Public Utilities | PEAKER | COMBUSTION TURBINE | NATURAL GAS | SP15 | SCE1 | 2002-06-03 |  |  | 11 | A
80702 | Muni | No | No | RVSIDE_7_SPRGU2 | Springs Generation Plant Unit 2 | 11 | SCE | Riverside Public Utilities | PEAKER | COMBUSTION TURBINE | NATURAL GAS | SP15 | SCE1 | 2002-06-06 |  |  | 11 | A
80703 | Muni | No | No | RVSIDE_7_SPRGU3 | Springs Generation Plant Unit 3 | 11 | SCE | Riverside Public Utilities | PEAKER | COMBUSTION TURBINE | NATURAL GAS | SP15 | SCE1 | 2002-06-06 |  |  | 11 | A
80704 | Muni | No | No | RVSIDE_7_SPRGU4 | Springs Generation Plant Unit 4 | 11 | SCE | Riverside Public Utilities | PEAKER | COMBUSTION TURBINE | NATURAL GAS | SP15 | SCE1 | 2002-06-13 |  |  | 11 | A

## NQC list mod
http://www.cpuc.ca.gov/PUC/energy/Procurement/RA/ra_compliance_materials.htm
| CAISO Public Document 10/28/2011 Update |  |  | 2012 Final NQC Information
Resource ID | Resource Name | Path 26 | LCR Area | NQC | Jan | Feb | Mar | Apr | May | Jun | Jul | Aug | Sep | Oct | Nov | Dec | Deliverability Status: Full NQC (FC), Energy Only (EO) or Partially Deliverable (PD) | Calc By: | Calculation Classification See Link in Box Above. | OTC Flag | Fuel Type | COD (if override value use it, else, if COD is nonzero use it, else use user input) | OTC Retirement date | OTC Alternative Retirement date | OTC Nuclear Modified High date | Lookup COD and use user input if error | Override value: COD found manually | Source of Override value of COD
ADLIN_1_UNITS | GEYSERS AIDLIN AGGREGATE | North | NCNB | 16 | 0 | 0 | 0 | 0 | 0 | 0 | 0 | 0 | 0 | 0 | 0 | 0 | FC | ISO | Dispatchable |  | GEOTHERMAL | 1989-05-28 |  |  |  | 0 | 1989-05-28 | sub unit of aggregate in GeneratingCapabilityList
AGRICO_6_PL3N5 | Fresno Peaker AG PL3N5 ICE5 | North | Fresno | 20 | 0 | 0 | 0 | 0 | 0 | 0 | 0 | 0 | 0 | 0 | 0 | 0 | FC | ISO | Dispatchable |  | NATURAL GAS | 2006-08-30 |  |  |  | 2006-08-30
AGRICO_7_UNIT | Fresno Cogen | North | Fresno | 50.5 | 0 | 0 | 0 | 0 | 0 | 0 | 0 | 0 | 0 | 0 | 0 | 0 | FC | ISO | Dispatchable |  | NATURAL GAS | 2001-01-01 |  |  |  | 2001-01-01
ALAMIT_7_UNIT 1 | ALAMITOS GEN STA. UNIT 1 | South | LA Basin | 174.56 | 0 | 0 | 0 | 0 | 0 | 0 | 0 | 0 | 0 | 0 | 0 | 0 | FC | ISO | Dispatchable | OTC | NATURAL GAS | 1956-01-01 | 2020-12-31 | 2020-12-31 |  | 1956-01-01
ALAMIT_7_UNIT 2 | ALAMITOS GEN STA. UNIT 2 | South | LA Basin | 175 | 0 | 0 | 0 | 0 | 0 | 0 | 0 | 0 | 0 | 0 | 0 | 0 | FC | ISO | Dispatchable | OTC | NATURAL GAS | 1957-01-01 | 2020-12-31 | 2020-12-31 |  | 1957-01-01
ALAMIT_7_UNIT 3 | ALAMITOS GEN STA. UNIT 3 | South | LA Basin | 332.18 | 0 | 0 | 0 | 0 | 0 | 0 | 0 | 0 | 0 | 0 | 0 | 0 | FC | ISO | Dispatchable | OTC | NATURAL GAS | 1961-01-01 | 2020-12-31 | 2020-12-31 |  | 1961-01-01
ALAMIT_7_UNIT 4 | ALAMITOS GEN STA. UNIT 4 | South | LA Basin | 335.67 | 0 | 0 | 0 | 0 | 0 | 0 | 0 | 0 | 0 | 0 | 0 | 0 | FC | ISO | Dispatchable | OTC | NATURAL GAS | 1962-01-01 | 2020-12-31 | 2020-12-31 |  | 1962-01-01
ALAMIT_7_UNIT 5 | ALAMITOS GEN STA. UNIT 5 | South | LA Basin | 497.97 | 0 | 0 | 0 | 0 | 0 | 0 | 0 | 0 | 0 | 0 | 0 | 0 | FC | ISO | Dispatchable | OTC | NATURAL GAS | 1999-01-01 | 2020-12-31 | 2020-12-31 |  | 1999-01-01
ALAMIT_7_UNIT 6 | ALAMITOS GEN STA. UNIT 6 | South | LA Basin | 495 | 0 | 0 | 0 | 0 | 0 | 0 | 0 | 0 | 0 | 0 | 0 | 0 | FC | ISO | Dispatchable | OTC | NATURAL GAS | 1966-01-01 | 2020-12-31 | 2020-12-31 |  | 1966-01-01
ALAMO_6_UNIT | ALAMO POWER PLANT | South | Big Creek-Ventura | 0 | 8 | 7 | 16 | 16 | 16 | 16 | 15 | 16 | 10 | 0 | 9 | 6 | FC | CDWR | Dispatchable Hydro |  | WATER | 1986-01-01 |  |  |  | 1986-01-01
ALMEGT_1_UNIT 1 | ALAMEDA GT UNIT 1 | North | Bay Area | 23.8 | 0 | 0 | 0 | 0 | 0 | 0 | 0 | 0 | 0 | 0 | 0 | 0 | FC | NCPA | Dispatchable |  | NATURAL GAS | 1986-01-01 |  |  |  | 1986-01-01
ALMEGT_1_UNIT 2 | ALAMEDA GT UNIT 2 | North | Bay Area | 24.4 | 0 | 0 | 0 | 0 | 0 | 0 | 0 | 0 | 0 | 0 | 0 | 0 | FC | NCPA | Dispatchable |  | NATURAL GAS | 1986-01-01 |  |  |  | 1986-01-01
ALTA4A_2_CPCW1 | Alta Wind I, LLC | South | LA Basin |  | 10.23 | 14.24 | 33.55 | 33.39 | 44.57 | 51.28 | 38.84 | 24.25 | 13.47 | 11.18 | 7.24 | 6.88 | FC | ISO | Wind |  | WIND | 2010-12-29 |  |  |  | 2010-12-29
ALTA4B_2_CPCW2 | Alta Wind II, LLC | South | LA Basin |  | 10.23 | 14.24 | 33.55 | 33.39 | 44.57 | 51.28 | 38.84 | 24.25 | 13.47 | 11.18 | 7.24 | 6.88 | FC | ISO | Wind |  | WIND | 2010-12-29 |  |  |  | 2010-12-29
ALTA4B_2_CPCW3 | Alta Wind III, LLC | South | LA Basin |  | 10.23 | 14.24 | 33.55 | 33.39 | 44.57 | 51.28 | 38.84 | 24.25 | 13.47 | 11.18 | 7.24 | 6.88 | FC | ISO | Wind |  | WIND | 2011-02-12 |  |  |  | 2011-02-12
ALTA3A_2_CPCE4 | Alta Wind IV, LLC | South | LA Basin |  | 6.96 | 9.69 | 22.81 | 22.71 | 30.31 | 34.87 | 26.41 | 16.49 | 9.16 | 7.61 | 4.92 | 4.68 | FC | ISO | Wind |  | WIND | 2011-03-12 |  |  |  | 2011-03-12
ALTA3A_2_CPCE5 | Alta Wind V, LLC | South | LA Basin |  | 11.46 | 15.95 | 37.57 | 37.4 | 49.92 | 57.43 | 43.5 | 27.16 | 15.08 | 12.53 | 8.11 | 7.71 | FC | ISO | Wind |  | WIND | 2011-04-21 |  |  |  | 2011-04-21
ALTMID_2_UNIT 1 | ALTAMONT MIDWAY LTD. | North | CAISO System |  | 0 | 0.04 | 0.34 | 0.35 | 0.58 | 0.37 | 0.7 | 0.4 | 0.14 | 0.13 | 0.01 | 0 | FC | CPUC | Wind |  | WIND | 1985-04-16 |  |  |  | 1985-04-16
ANAHM_2_CANYN1 | Canyon Power Project Unit 1 | South | LA Basin | 49.4 | [12 empty] | FC | ANHM | Dispatchable |  | NATURAL GAS | 2011-09-16 |  |  |  | 2011-09-16
ANAHM_2_CANYN2 | Canyon Power Project Unit 2 | South | LA Basin | 48 | [12 empty] | FC | ANHM | Dispatchable |  | NATURAL GAS | 2011-09-16 |  |  |  | 2011-09-16
ANAHM_2_CANYN3 | Canyon Power Project Unit 3 | South | LA Basin | 48 | [12 empty] | FC | ANHM | Dispatchable |  | NATURAL GAS | 2011-07-30 |  |  |  | 2011-07-30
ANAHM_2_CANYN4 | Canyon Power Project Unit 4 | South | LA Basin | 49.4 | [12 empty] | FC | ANHM | Dispatchable |  | NATURAL GAS | 2011-07-30 |  |  |  | 2011-07-30
ANAHM_7_CT | ANAHEIM COMBUSTION TURBINE | South | LA Basin | 0 | 42.81 | 42.81 | 42.81 | 42.81 | 42.81 | 40.64 | 40.64 | 40.64 | 40.64 | 40.64 | 42.81 | 42.81 | FC | ANHM | Dispatchable |  | NATURAL GAS | 1990-01-01 |  |  |  | 1990-01-01
ANTLPE_2_QF | ANTELOPE QFS | South | Big Creek-Ventura | 0 | 25.6 | 28.8 | 111.2 | 110.15 | 99.19 | 103.89 | 56.78 | 46.26 | 17.92 | 27.94 | 27.77 | 24.81 | FC | CPUC | Wind |  | WIND | 1982-01-01 |  |  |  | 1982-01-01
ARCOGN_2_UNITS | WATSON COGENERATION COMPANY | South | LA Basin | 0 | 256.94 | 280.29 | 262.42 | 231.35 | 272.77 | 285.98 | 279.21 | 271.4 | 268.15 | 226.31 | 249.61 | 278.76 | FC | CPUC | Non-Disp, QF, Bio, Geo & Other |  | NATURAL GAS | 1987-12-04 |  |  |  | 1987-12-04
BALCHS_7_UNIT 1 | BALCH 1 PH UNIT 1 | North | Fresno | 33 | [12 empty] | FC | CPUC | Dispatchable Hydro |  | WATER | 1927-01-01 |  |  |  | 1927-01-01
BALCHS_7_UNIT 2 | BALCH 2 PH UNIT 2 | North | Fresno | 0 | 52.5 | 52.5 | 52.5 | 52.5 | 52.5 | 52.5 | 52.5 | 52.5 | 52.5 | 52.5 | 52.5 | 52.5 | FC | CPUC | Dispatchable Hydro |  | WATER | 1958-01-01 |  |  |  | 1958-01-01
BALCHS_7_UNIT 3 | BALCH 2 PH UNIT 3 | North | Fresno | 0 | 52.5 | 52.5 | 52.5 | 52.5 | 52.5 | 52.5 | 52.5 | 52.5 | 52.5 | 52.5 | 52.5 | 52.5 | FC | CPUC | Dispatchable Hydro |  | WATER | 1958-01-01 |  |  |  | 1958-01-01
BANKPP_2_NSPIN | BANKPP_2_NSPIN | North | Bay Area | 0 | 224 | 224 | 224 | 224 | 224 | 224 | 224 | 224 | 224 | 224 | 224 | 224 | FC | CDWR | Non-Disp Hydro |  | #N/A | 1980-01-01 |  |  |  | 1980-01-01
BARRE_2_QF | BARRE QFS | South | LA Basin | 0 | 0 | 0 | 0 | 0 | 0 | 0 | 0 | 0 | 0 | 0 | 0 | 0 | FC | CPUC | Non-Disp, QF, Bio, Geo & Other |  | NoneListed | 1994-01-01 |  |  |  | 1994-01-01
BARRE_6_PEAKER | Barre Peaker | South | LA Basin | 45.38 | 0 | 0 | 0 | 0 | 0 | 0 | 0 | 0 | 0 | 0 | 0 | 0 | FC | ISO | Dispatchable |  | NATURAL GAS | 2007-09-20 |  |  |  | 2007-09-20
BASICE_2_UNITS | CALPINE AMERICAN I COGEN. | North | CAISO System | 0 | 74.32 | 84.9 | 57.45 | 88.92 | 74.93 | 92.51 | 90.19 | 97.85 | 86.5 | 93.29 | 74.86 | 69.76 | FC | CPUC | Non-Disp, QF, Bio, Geo & Other |  | NATURAL GAS | 1989-03-14 |  |  |  | 1989-03-14
BDGRCK_1_UNITS | BADGER CREEK LIMITED | North | Kern | 0 | 43.89 | 44.73 | 38.06 | 37.37 | 36.66 | 44.7 | 42.85 | 43.4 | 44.1 | 38.38 | 43.48 | 46.63 | FC | CPUC | Non-Disp, QF, Bio, Geo & Other |  | NATURAL GAS | 1991-04-01 |  |  |  | 1991-04-01
BEARCN_2_UNITS | GEYSERS BEAR CANYON AGGREGATE | North | NCNB | 13 | 0 | 0 | 0 | 0 | 0 | 0 | 0 | 0 | 0 | 0 | 0 | 0 | FC | ISO | Dispatchable |  | GEOTHERMAL | 1988-09-06 |  |  |  | 0 | 1988-09-06 | sub unit of aggregate in GeneratingCapabilityList
BEARDS_7_UNIT 1 | BEARDSLEY HYDRO | North | Stockton | 0 | 0.63 | 0.42 | 0.43 | 5.47 | 5.93 | 7.05 | 8.35 | 8.36 | 6.46 | 2.16 | 2.04 | 3.91 | FC | CPUC | Dispatchable Hydro |  | WATER | 1957-01-01 |  |  |  | 1957-01-01
BEARMT_1_UNIT | BEAR MOUNTAIN LIMITED | North | Kern | 0 | 46.4 | 45.53 | 47.06 | 43.37 | 38.8 | 45.39 | 44.68 | 45.9 | 43.03 | 46.04 | 43.3 | 47.13 | FC | CPUC | Non-Disp, QF, Bio, Geo & Other |  | NATURAL GAS | 1995-04-03 |  |  |  | 1995-04-03
BELDEN_7_UNIT 1 | BELDEN HYDRO | North | Sierra | 0 | 115 | 115 | 115 | 115 | 115 | 115 | 115 | 115 | 115 | 115 | 115 | 115 | FC | CPUC | Dispatchable Hydro |  | WATER | 1969-01-01 |  |  |  | 1969-01-01
BIGCRK_2_EXESWD | BIG CREEK HYDRO PROJECT PSP | South | Big Creek-Ventura | 0 | 773.6 | 773.6 | 773.6 | 773.6 | 800.6 | 800.6 | 800.6 | 800.6 | 773.6 | 773.6 | 773.6 | 773.6 | FC | CPUC | Dispatchable Hydro |  | WATER | 1913-01-01 |  |  |  | 1913-01-01
BIOMAS_1_UNIT 1 | WOODLAND BIOMASS | North | Sierra | 0 | 20.22 | 19.85 | 15.92 | 16.94 | 16.13 | 23.4 | 21.42 | 22.8 | 21.74 | 13.09 | 17.87 | 21.14 | FC | CPUC | Non-Disp, QF, Bio, Geo & Other |  | WOOD WASTE | 1989-08-31 |  |  |  | 1989-08-31
BISHOP_1_ALAMO | BISHOP CREEK PLANT 2 AND 6 | South | CAISO System | 0 | 2.9 | 2.94 | 4.13 | 4.5 | 6.63 | 8.84 | 9.53 | 8.3 | 5.89 | 4.79 | 4.58 | 4.85 | FC | CPUC | Non-Disp hydro |  | WATER | 1908-01-01 |  |  |  | 1908-01-01
BISHOP_1_UNITS | BISHOP CREEK PLANT 3 AND 4 | South | CAISO System | 0 | 4.22 | 4.43 | 6.53 | 7.1 | 10.04 | 12.4 | 13.23 | 11.79 | 8.15 | 6.75 | 6.56 | 7.03 | FC | CPUC | Non-Disp hydro |  | WATER | 1905-01-01 |  |  |  | 1905-01-01
BLACK_7_UNIT 1 | JAMES B. BLACK 1 | North | CAISO System | 0 | 85 | 85 | 85 | 85 | 85 | 85 | 85 | 85 | 85 | 85 | 85 | 85 | FC | CPUC | Dispatchable Hydro |  | WATER | 1966-01-01 |  |  |  | 1966-01-01
BLACK_7_UNIT 2 | JAMES B. BLACK 2 | North | CAISO System | 0 | 84.1 | 84.1 | 84.1 | 84.1 | 84.1 | 84.1 | 84.1 | 84.1 | 84.1 | 84.1 | 84.1 | 84.1 | FC | CPUC | Dispatchable Hydro |  | WATER | 1965-01-01 |  |  |  | 1965-01-01
BLCKBT_2_STONEY | BLACK BUTTE HYDRO | North | CAISO System | 0 | 1.8 | 1.6 | 1.3 | 3.5 | 2.7 | 1.7 | 1.6 | 1.5 | 1.5 | 1.5 | 2.1 | 1.3 | FC | SVP | Non-Disp Hydro |  | WATER | 1988-01-01 |  |  |  | 1988-01-01
BLHVN_7_MENLOP | GAS RECOVERY SYS. (MENLO PARK) | North | Bay Area | 0 | 1.08 | 1.11 | 1.14 | 1.11 | 1.1 | 1.11 | 1.14 | 1.06 | 0.97 | 1.02 | 0.93 | 0.94 | FC | CPUC | Non-Disp, QF, Bio, Geo & Other |  | LANDFILL GAS | 1983-01-11 |  |  |  | 1983-01-11
BLM_2_UNITS | COSO ENERGY DEVELOPERS (BLM) | South | CAISO System | 0 | 62.22 | 61.15 | 59.98 | 55.13 | 59.57 | 63.08 | 59.69 | 61.44 | 63.86 | 58.56 | 62.17 | 62.3 | FC | CPUC | Non-Disp, QF, Bio, Geo & Other |  | GEOTHERMAL | 1988-12-05 |  |  |  | 1988-12-05
BLULKE_6_BLUELK | Blue Lake Power | North | Humboldt |  | 0 | 0 | 0 | 0 | 0 | 0 | 0 | 0 | 0 | 0 | 0 | 0 | EO | CPUC | Non-Disp, QF, Bio, Geo & Other |  | WOOD WASTE | 2010-09-09 |  |  |  | 2010-09-09
BLYTHE_1_SOLAR1 | Blythe Solar 1 Project | South | CAISO System | 0 | 0 | 0 | 0 | 0 | 0 | 0 | 0 | 0 | 0 | 0 | 0 | 0 | EO | CPUC | Solar |  | SUN | 2009-12-18 |  |  |  | 2009-12-18
BNNIEN_7_ALTAPH | ALTA POWER HOUSE | North | Sierra | 0 | 0.29 | 0.26 | 0.35 | 0.32 | 0.25 | 0.51 | 0.7 | 0.67 | 0.6 | 0.67 | 0.32 | 0.23 | FC | CPUC | Non-Disp Hydro |  | WATER | 1902-01-01 |  |  |  | 1902-01-01
BOGUE_1_UNITA1 | Feather River Energy Center, Unit #1 | North | Sierra | 0 | 46.3 | 46.3 | 46.3 | 46.3 | 46.3 | 46 | 45 | 45 | 45 | 46.3 | 46.3 | 46.3 | FC | ISO | Dispatchable |  | NATURAL GAS | 2002-12-23 |  |  |  | 2002-12-23
BORDEN_2_QF | SMALL QF AGGREGATION - MADERA | North | Fresno | 0 | 0 | 0 | 0 | 0.36 | 1.01 | 1.33 | 1.48 | 0.98 | 0.23 | 0.05 | 0.11 | 0.03 | FC | CPUC | Non-Disp, QF, Bio, Geo & Other |  | WATER | 1985-01-01 |  |  |  | 1985-01-01
BORDER_6_UNITA1 | CalPeak Power - Border LLC | South | San Diego | 48.98 | 0 | 0 | 0 | 0 | 0 | 0 | 0 | 0 | 0 | 0 | 0 | 0 | FC | ISO | Dispatchable |  | NATURAL GAS | 2001-10-26 |  |  |  | 2001-10-26
BOWMN_6_UNIT | BOWMAN | North | Sierra | 0 | 0.25 | 0.29 | 0.87 | 0.44 | 1.84 | 1.92 | 2.58 | 2.68 | 2.14 | 1.51 | 0.9 | 0.84 | FC | CPUC | Non-Disp Hydro |  | WATER | 1986-08-18 |  |  |  | 1986-08-18
BRDGVL_7_BAKER | BAKER STATION ASSOCIATES, LP HYDRO | North | Humboldt | 0 | 0.85 | 1.04 | 1.01 | 0.53 | 0.3 | 0.14 | 0 | 0 | 0 | 0.08 | 0.49 | 0.77 | FC | CPUC | Non-Disp Hydro |  | WATER | 1987-12-10 |  |  |  | 1987-12-10
BRDSLD_2_HIWIND | High Winds Energy Center | North | Bay Area | 0 | 3.87 | 5.87 | 16.64 | 11.61 | 38.47 | 52.68 | 62.54 | 35.09 | 4.78 | 5.07 | 5.03 | 3.27 | FC | CPUC | Wind |  | WIND | 2003-12-23 |  |  |  | 2003-12-23
BRDSLD_2_MTZUMA | FPL Energy Montezuma Wind | North | Bay Area |  | 2.5098 | 3.4945 | 8.2299 | 8.1922 | 10.9341 | 12.5804 | 9.5291 | 5.9494 | 3.3041 | 2.744 | 1.7764 | 1.6888 | FC | ISO | Wind |  | WIND | 2011-01-25 |  |  |  | 2011-01-25
BRDSLD_2_SHILO1 | Shiloh I Wind Project | North | Bay Area | 0 | 6.88 | 8.54 | 26.16 | 18.9 | 44.89 | 55.5 | 56.83 | 36.85 | 6.88 | 7.76 | 7.31 | 4.6 | FC | CPUC | Wind |  | WIND | 2006-03-30 |  |  |  | 2006-03-30
BRDSLD_2_SHILO2 | SHILOH WIND PROJECT 2 | North | Bay Area | 0 | 5.63 | 9.01 | 27.38 | 22 | 39.48 | 53.66 | 48.67 | 33.87 | 11.91 | 10.44 | 7.71 | 4.92 | FC | CPUC | Wind |  | WIND | 2009-01-27 |  |  |  | 2009-01-27
BRDWAY_7_UNIT 3 | BROADWAY UNIT 3 | South | LA Basin | 65 | 0 | 0 | 0 | 0 | 0 | 0 | 0 | 0 | 0 | 0 | 0 | 0 | FC | ISO | Dispatchable |  | NATURAL GAS | 1965-01-01 |  |  |  | 1965-01-01
BUCKBL_2_PL1X3 | Blythe Energy Center | South | CAISO System | 0 | 490 | 490 | 490 | 490 | 490 | 490 | 490 | 490 | 490 | 490 | 490 | 490 | FC | ISO | Dispatchable |  | NATURAL GAS | 2010-06-11 |  |  |  | 2010-06-11
BUCKCK_7_OAKFLT | Oak Flat | North | Sierra | 0 | 0.38 | 0.43 | 0.4 | 0.85 | 1.08 | 0.96 | 0.85 | 0.87 | 0.54 | 0.36 | 0.46 | 0.42 | FC | CPUC | Non-Disp Hydro |  | WATER | 1985-01-01 |  |  |  | 1985-01-01
BUCKCK_7_PL1X2 | BUCKS CREEK AGGREGATE | North | Sierra | 0 | 58 | 58 | 58 | 58 | 58 | 58 | 58 | 58 | 58 | 58 | 58 | 58 | FC | CPUC | Dispatchable Hydro |  | WATER | 1928-01-01 |  |  |  | 1928-01-01
BUCKWD_7_WINTCV | Wintec Energy, Ltd. | South | LA Basin | 0 | 0.05 | 0.13 | 0.24 | 0.23 | 0.5 | 0.63 | 0.39 | 0.15 | 0.06 | 0.09 | 0.1 | 0.06 | FC | CPUC | Wind |  | WIND | 2003-12-30 |  |  |  | 2003-12-30
BULLRD_7_SAGNES | SAINT AGNES MED. CTR | North | Fresno | 0 | 0 | 0 | 0 | 0.01 | 0 | 0.02 | 0 | 0 | 0 | 0 | 0 | 0 | FC | CPUC | Non-Disp, QF, Bio, Geo & Other |  | NATURAL GAS | 1985-11-21 |  |  |  | 1985-11-21
BURNYF_2_UNIT 1 | Burney Forest Power | North | CAISO System | 0 | 28.37 | 28.3 | 16.99 | 25.07 | 29.02 | 28.85 | 29.72 | 29.32 | 28.49 | 28.47 | 24.81 | 28.31 | FC | CPUC | Non-Disp, QF, Bio, Geo & Other |  | WOOD WASTE | 1989-10-17 |  |  |  | 1989-10-17
BUTTVL_7_UNIT 1 | BUTT VALLEY HYDRO | North | CAISO System | 0 | 41 | 41 | 41 | 41 | 41 | 41 | 41 | 41 | 41 | 41 | 41 | 41 | FC | CPUC | Dispatchable Hydro |  | WATER | 1958-01-01 |  |  |  | 1958-01-01
CABZON_1_WINDA1 | Cabazon Wind Project | South | LA Basin | 0 | 2.72 | 4.35 | 8.4 | 11.74 | 18.93 | 18.28 | 15.76 | 11.29 | 3.77 | 4.74 | 3.85 | 2.71 | FC | CPUC | Wind |  | WIND | 2002-08-31 |  |  |  | 2002-08-31
CALGEN_1_UNITS | COSO Finance Partners (Navy 1) | South | CAISO System | 0 | 71.29 | 69.72 | 64.96 | 67.23 | 65.86 | 66.5 | 66.51 | 65.53 | 66.16 | 61.69 | 68.85 | 69.53 | FC | CPUC | Non-Disp, QF, Bio, Geo & Other |  | GEOTHERMAL | 1987-07-13 |  |  |  | 1987-07-13
CALPIN_1_AGNEW | GATX/CALPINE COGEN-AGNEWS INC. | North | Bay Area | 0 | 24.87 | 27.3 | 16.78 | 23.41 | 23.07 | 23.48 | 22.42 | 22.43 | 22.59 | 23.4 | 25.65 | 26.28 | FC | CPUC | Non-Disp, QF, Bio, Geo & Other |  | NATURAL GAS | 1990-10-19 |  |  |  | 1990-10-19
CAPMAD_1_UNIT 1 | CAPCO MADERA Power Plant | North | Fresno | 17 | 0 | 0 | 0 | 0 | 0 | 0 | 0 | 0 | 0 | 0 | 0 | 0 | FC | ISO | Dispatchable |  | AGRICULTURAL WASTE | 2001-05-16 |  |  |  | 2001-05-16
CARBOU_7_PL2X3 | CARIBOU PH 1 UNIT 2 & 3 AGGREGATE | North | CAISO System | 0 | 48 | 48 | 48 | 48 | 48 | 48 | 48 | 48 | 48 | 48 | 48 | 48 | FC | CPUC | Dispatchable Hydro |  | WATER | 1921-01-01 |  |  |  | 1921-01-01
CARBOU_7_PL4X5 | CARIBOU PH 2 UNIT 4 & 5 AGGREGATE | North | CAISO System | 0 | 120 | 120 | 120 | 120 | 120 | 120 | 120 | 120 | 120 | 120 | 120 | 120 | FC | CPUC | Dispatchable Hydro |  | WATER | 1958-01-01 |  |  |  | 1958-01-01
CARBOU_7_UNIT 1 | CARIBOU PH 1 UNIT 1 | North | CAISO System | 0 | 24 | 24 | 24 | 24 | 24 | 24 | 24 | 24 | 24 | 24 | 24 | 24 | FC | CPUC | Dispatchable Hydro |  | WATER | 1921-01-01 |  |  |  | 1921-01-01
CARDCG_1_UNITS | CARDINAL COGEN | North | Bay Area | 0 | 18.55 | 16.96 | 16.49 | 13.45 | 20.97 | 21.28 | 21.48 | 21.35 | 19.83 | 21.62 | 16.52 | 19.09 | FC | CPUC | Non-Disp, QF, Bio, Geo & Other |  | NATURAL GAS | 1988-02-20 |  |  |  | 1988-02-20
CBRLLO_6_PLSTP1 | POINT LOMA SEWAGE TREATMENT PLANT | South | San Diego | 0 | 1.91 | 2.19 | 2.35 | 2.49 | 1.99 | 1.25 | 1.93 | 2.23 | 1.99 | 1.65 | 1.9 | 2.16 | FC | CPUC | Non-Disp, QF, Bio, Geo & Other |  | LANDFILL GAS | 1985-01-01 |  |  |  | 1985-01-01
CCRITA_7_RPPCHF | Rancho Penasquitos Hydro Facility | South | San Diego | 0 | 1.53 | 0.55 | 1.78 | 2.04 | 2.77 | 3.3 | 3.99 | 3.69 | 3.31 | 2.64 | 2.07 | 1.19 | FC | CPUC | Non-Disp Hydro |  | WATER | 2007-01-23 |  |  |  | 2007-01-23
CDWR07_2_GEN | CDWR07_2_GEN | North | CAISO System | 0 | 90 | 81 | 216 | 249 | 184 | 200 | 305 | 305 | 256 | 249 | 216 | 130 | FC | CDWR | Non-Disp Hydro |  | #N/A | 1980-01-01 |  |  |  | 1980-01-01
CEDRCK_6_UNIT | CEDRCK_6_UNIT | North | CAISO System | 0 | 0.28 | 0.36 | 0.59 | 0.63 | 0.7 | 0.38 | 0.17 | 0.13 | 0.12 | 0.13 | 0.15 | 0.3 | FC | CPUC | Non-Disp Hydro |  | WATER | 1984-03-22 |  |  |  | 1984-03-22
CENTER_2_QF | CENTER QFS | South | LA Basin | 0 | 13.31 | 11.63 | 17.26 | 17.39 | 15.57 | 19.03 | 18.58 | 18.1 | 18.4 | 18.5 | 15.23 | 18.7 | FC | CPUC | Non-Disp, QF, Bio, Geo & Other |  | NATURAL GAS | 1987-01-01 |  |  |  | 1987-01-01
CENTER_2_RHONDO | MWD Rio Hondo Hydroelectric Recovery Pla | South | LA Basin | 1.91 | 0 | 0 | 0 | 0 | 0 | 0 | 0 | 0 | 0 | 0 | 0 | 0 | FC | ANHM | Dispatchable Hydro |  | WATER | 1984-01-01 |  |  |  | 1984-01-01
CENTER_6_PEAKER | Center Peaker | South | LA Basin | 44.57 | 0 | 0 | 0 | 0 | 0 | 0 | 0 | 0 | 0 | 0 | 0 | 0 | FC | ISO | Dispatchable |  | NATURAL GAS | 2007-09-20 |  |  |  | 2007-09-20
CENTRY_6_PL1X4 | CENTURY GENERATING PLANT (AGGREGATE) | South | LA Basin | 0 | 36 | 36 | 36 | 36 | 36 | 36 | 36 | 36 | 36 | 36 | 36 | 36 | FC | ISO | Dispatchable |  | NATURAL GAS | 2001-09-17 |  |  |  | 2001-09-17
CHALK_1_UNIT | CHALK CLIFF LIMITED | North | Kern | 0 | 46.55 | 46.35 | 45.63 | 45.95 | 25.94 | 39.3 | 43.78 | 44.76 | 43.2 | 35.68 | 46.28 | 45.5 | FC | CPUC | Non-Disp, QF, Bio, Geo & Other |  | NATURAL GAS | 1990-03-20 |  |  |  | 1990-03-20
CHEVCD_6_UNIT | CHEVRON USA (TAFT/CADET) | North | Kern | 0 | 0.48 | 0.8 | 1.13 | 1.9 | 1.69 | 2.86 | 2.78 | 2.16 | 1.74 | 1.82 | 1.7 | 1.02 | FC | CPUC | Non-Disp, QF, Bio, Geo & Other |  | NATURAL GAS | 1982-07-26 |  |  |  | 1982-07-26
CHEVCO_6_UNIT 1 | CHEVRON USA (COALINGA) | North | Fresno | 0 | 6.94 | 10.13 | 9 | 8.51 | 7.79 | 7.41 | 7.03 | 6.69 | 7 | 7.73 | 6.54 | 8.22 | FC | CPUC | Non-Disp, QF, Bio, Geo & Other |  | NATURAL GAS | 1986-01-17 |  |  |  | 1986-01-17
CHEVCO_6_UNIT 2 | AERA ENERGY LLC. (COALINGA) | North | Fresno | 0 | 2.18 | 2.18 | 2.16 | 2.06 | 1.85 | 1.67 | 1.78 | 1.4 | 1.72 | 1.66 | 2.1 | 1.62 | FC | CPUC | Non-Disp, QF, Bio, Geo & Other |  | NATURAL GAS | 1988-06-03 |  |  |  | 1988-06-03
CHEVCY_1_UNIT | CHEVRON USA (CYMRIC) | North | Kern | 0 | 6.53 | 5.13 | 4.71 | 3.94 | 6.46 | 5.99 | 5.2 | 5.04 | 3.02 | 2.56 | 3.96 | 4.77 | FC | CPUC | Non-Disp, QF, Bio, Geo & Other |  | NATURAL GAS | 1982-10-15 |  |  |  | 1982-10-15
CHEVMN_2_UNITS | CHEVRON U.S.A. UNITS 1 & 2 AGGREGATE | South | LA Basin | 0 | 0.76 | 2.2 | 0.14 | 0.01 | 0.03 | 0.01 | 0 | 0 | 0 | 4.42 | 6.57 | 0 | FC | CPUC | Non-Disp, QF, Bio, Geo & Other |  | NATURAL GAS | 1987-12-29 |  |  |  | 1987-12-29
CHICPK_7_UNIT 1 | CHICAGO PARK 1, BEAR RIVER CA | North | Sierra | 0 | 38 | 38 | 38 | 38 | 38 | 38 | 38 | 38 | 38 | 38 | 38 | 38 | FC | CPUC | Dispatchable Hydro |  | WATER | 1965-01-01 |  |  |  | 1965-01-01
CHILLS_1_SYCENG | SYCAMORE LANDFILL | South | San Diego | 0 | 0.33 | 0.59 | 0.67 | 0.64 | 0.41 | 0.35 | 0.18 | 0.26 | 0.28 | 0.29 | 0.27 | 0.17 | FC | CPUC | Non-Disp, QF, Bio, Geo & Other |  | LANDFILL GAS | 2011-05-19 |  |  |  | 2011-05-19
CHILLS_7_UNITA1 | GAS RECOVERY SYS. (SYCAMORE CANYON) | South | San Diego | 0 | 1.69 | 1.69 | 1.61 | 1.26 | 0.91 | 1.01 | 1.08 | 1.31 | 1.01 | 1.35 | 1.23 | 1.02 | FC | CPUC | Non-Disp, QF, Bio, Geo & Other |  | LANDFILL GAS | 2004-07-14 |  |  |  | 2004-07-14
CHINO_2_QF | CHINO QFS | South | LA Basin | 0 | 6.2 | 5.06 | 6.89 | 7.47 | 6.94 | 7.97 | 7.62 | 7.83 | 7.76 | 6.78 | 5.28 | 5.31 | FC | CPUC | Non-Disp, QF, Bio, Geo & Other |  | LANDFILL GAS | 1987-01-01 |  |  |  | 1987-01-01
CHINO_2_SOLAR | Chino RT Solar 1 | South | LA Basin | 0 | 0 | 0 | 0 | 0 | 0 | 0 | 0 | 0 | 0 | 0 | 0 | 0 | EO | CPUC | Solar |  | SUN | 2009-12-01 |  |  |  | 2009-12-01
CHINO_6_CIMGEN | O.L.S. ENERGY COMPANY -- CHINO | South | LA Basin | 0 | 22.82 | 25.14 | 25.44 | 23.96 | 22.95 | 25.52 | 25.01 | 25.29 | 25.71 | 23.95 | 23.06 | 25.81 | FC | CPUC | Non-Disp, QF, Bio, Geo & Other |  | NATURAL GAS | 1987-12-24 |  |  |  | 1987-12-24
CHINO_6_SMPPAP | SIMPSON PAPER | South | LA Basin | 0 | 27.6 | 25.44 | 26.89 | 29.68 | 20.81 | 28.12 | 26.91 | 27.15 | 27.22 | 22.69 | 30.86 | 27.53 | FC | CPUC | Non-Disp, QF, Bio, Geo & Other |  | NATURAL GAS | 1985-11-18 |  |  |  | 1985-11-18
CHINO_7_MILIKN | MN Milliken Genco LLC | South | LA Basin | 0 | 0.98 | 1.05 | 1.07 | 1.22 | 1.26 | 1.48 | 1.53 | 1.37 | 1.52 | 1.63 | 1.41 | 1.21 | FC | CPUC | Non-Disp, QF, Bio, Geo & Other |  | LANDFILL GAS | 2003-07-17 |  |  |  | 2003-07-17
CHWCHL_1_BIOMAS | Chow II Biomass to Energy | North | Fresno | 0 | 6.14 | 6.02 | 6.83 | 6.23 | 2.35 | 2.57 | 2.97 | 3.84 | 4.14 | 2.57 | 2.93 | 3.48 | FC | CPUC | Non-Disp, QF, Bio, Geo & Other |  | LANDFILL GAS | 2008-05-08 |  |  |  | 2008-05-08
CHWCHL_1_UNIT | CHOW 2 PEAKER PLANT | North | Fresno | 48 | 0 | 0 | 0 | 0 | 0 | 0 | 0 | 0 | 0 | 0 | 0 | 0 | FC | ISO | Dispatchable |  | NATURAL GAS | 2001-06-13 |  |  |  | 2001-06-13
CLOVER_2_UNIT | MEGA HYDRO #1 (CLOVER CREEK) | North | CAISO System | 0 | 0.6 | 0.76 | 0.62 | 0.62 | 0.68 | 0.43 | 0.11 | 0 | 0.01 | 0.05 | 0.2 | 0.44 | FC | CPUC | Non-Disp Hydro |  | WATER | 1986-02-21 |  |  |  | 1986-02-21
CLRKRD_6_COALCN | COAL CANYON HYDRO | North | CAISO System | 0 | 0 | 0 | 0 | 0 | 0 | 0 | 0 | 0 | 0 | 0 | 0 | 0 | FC | CPUC | Non-Disp Hydro |  | WATER | 1907-01-01 |  |  |  | 1907-01-01
CLRKRD_6_LIMESD | Lime Saddle Hydro | North | CAISO System | 0 | 0.49 | 0.29 | 0.19 | 0.47 | 0.77 | 0.73 | 0.64 | 0.67 | 0.61 | 0.59 | 0.58 | 0.62 | FC | CPUC | Non-Disp Hydro |  | WATER | 1906-01-01 |  |  |  | 1906-01-01
CLRMTK_1_QF | SMALL QF AGGREGATION - OAKLAND | North | Bay Area | 0 | 0 | 0 | 0 | 0 | 0 | 0 | 0 | 0 | 0 | 0 | 0 | 0 | FC | CPUC | Non-Disp, QF, Bio, Geo & Other |  | NATURAL GAS | 1983-12-05 |  |  |  | 1983-12-05
CNTRVL_6_UNIT | Centerville | North | CAISO System | 0 | 0.4 | 0.59 | 0.98 | 2.77 | 2.98 | 1.87 | 1.56 | 1.41 | 1.03 | 0.49 | 0.56 | 0.24 | FC | CPUC | Non-Disp Hydro |  | WATER | 1899-12-31 |  |  |  | 1899-12-31
COCOPP_7_UNIT 6 | CONTRA COSTA UNIT 6 | North | Bay Area | 337 | 0 | 0 | 0 | 0 | 0 | 0 | 0 | 0 | 0 | 0 | 0 | 0 | FC | ISO | Dispatchable | OTC | NATURAL GAS | 1964-01-01 | 2017-12-31 | 2013-12-31 |  | 1964-01-01
COCOPP_7_UNIT 7 | CONTRA COSTA UNIT 7 | North | Bay Area | 337 | 0 | 0 | 0 | 0 | 0 | 0 | 0 | 0 | 0 | 0 | 0 | 0 | FC | ISO | Dispatchable | OTC | NATURAL GAS | 1964-01-01 | 2017-12-31 | 2013-12-31 |  | 1964-01-01
COLEMN_2_UNIT | Coleman | North | CAISO System | 0 | 6.86 | 6.72 | 7.09 | 8.33 | 8.6 | 6.8 | 4.04 | 0.5 | 1.82 | 3.12 | 3.81 | 4.85 | FC | CPUC | Non-Disp Hydro |  | WATER | 1979-01-01 |  |  |  | 1979-01-01
COLGA1_6_SHELLW | COALINGA COGENERATION COMPANY | North | Fresno | 0 | 38.43 | 38.96 | 37.88 | 34.95 | 34.34 | 35.04 | 35.02 | 35.61 | 34.71 | 26.88 | 38.83 | 39.77 | FC | CPUC | Non-Disp, QF, Bio, Geo & Other |  | NATURAL GAS | 1991-10-17 |  |  |  | 1991-10-17
COLGAT_7_UNIT 1 | COLGATE HYDRO UNIT 1 | North | Sierra | 0 | 149.85 | 148.64 | 153.29 | 158.63 | 162.79 | 165.7 | 165.1 | 161.65 | 156.74 | 151.87 | 149.95 | 148.24 | FC | CPUC | Dispatchable Hydro |  | WATER | 1969-01-01 |  |  |  | 1969-01-01
COLGAT_7_UNIT 2 | COLGATE HYDRO UNIT 2 | North | Sierra | 0 | 149.8 | 148.6 | 153.24 | 158.63 | 162.83 | 165.76 | 165.16 | 161.68 | 156.71 | 151.81 | 149.91 | 148.21 | FC | CPUC | Dispatchable Hydro |  | WATER | 1969-01-01 |  |  |  | 1969-01-01
COLPIN_6_COLLNS | COLLINS PINE | North | CAISO System | 0 | 4.83 | 4.57 | 3.61 | 2.16 | 5.85 | 5.69 | 5.98 | 6.09 | 5.66 | 6.07 | 3.64 | 6.07 | FC | CPUC | Non-Disp, QF, Bio, Geo & Other |  | WOOD WASTE | 1984-04-04 |  |  |  | 1984-04-04
COLTON_6_AGUAM1 | AGUA MANSA UNIT 1 (CITY OF COLTON) | South | LA Basin | 43 | 0 | 0 | 0 | 0 | 0 | 0 | 0 | 0 | 0 | 0 | 0 | 0 | FC | ISO | Dispatchable |  | NATURAL GAS | 2003-06-27 |  |  |  | 2003-06-27
COLUSA_2_PL1X3 | Colusa Generating Station | North | CAISO System |  | 668 | 662 | 656 | 650 | 642 | 635 | 630 | 630 | 635 | 642 | 656 | 668 | FC | ISO | Dispatchable |  | NATURAL GAS | 2010-12-22 |  |  |  | 2010-12-22
COLVIL_7_PL1X2 | COLLIERVILLE HYDRO UNIT 1 & 2 AGGREGATE | North | CAISO System | 246.86 | 0 | 0 | 0 | 0 | 0 | 0 | 0 | 0 | 0 | 0 | 0 | 0 | FC | NCPA | Dispatchable Hydro |  | WATER | 1989-01-01 |  |  |  | 0 | 1989-01-01 | http://globalenergyobservatory.org/geoid/365
CONTAN_1_UNIT | CONTAINER CORP. OF AMERICA | North | Bay Area | 0 | 25.8 | 25.8 | 25.8 | 25.8 | 25.8 | 25.8 | 25.8 | 25.8 | 25.8 | 25.8 | 25.8 | 25.8 | FC | SVP | Non-Disp, QF, Bio, Geo & Other |  | NATURAL GAS | 1980-01-01 |  |  |  | 0
CONTRL_1_LUNDY | LUNDY | South | CAISO System | 0 | 0.36 | 0.54 | 0.54 | 0.46 | 1.46 | 1.6 | 1.41 | 0.46 | 0.18 | 0.28 | 0.43 | 0.47 | FC | CPUC | Non-Disp hydro |  | WATER | 1911-01-01 |  |  |  | 1911-01-01
CONTRL_1_OXBOW | OXBOW GEOTHERMAL CORPORATION | South | CAISO System | 0 | 35.4 | 33.83 | 48.36 | 51.03 | 50.98 | 52.51 | 49.99 | 51.91 | 50.33 | 41.97 | 49.82 | 46.8 | FC | CPUC | Non-Disp, QF, Bio, Geo & Other |  | GEOTHERMAL | 1988-06-14 |  |  |  | 1988-06-14
CONTRL_1_POOLE | POOLE HYDRO PLANT 1 | South | CAISO System | 0 | 1.11 | 1.01 | 1.3 | 2.42 | 7.27 | 9.19 | 7.18 | 2.32 | 1.5 | 2.08 | 2.15 | 1.67 | FC | CPUC | Non-Disp hydro |  | WATER | 1924-01-01 |  |  |  | 1924-01-01
CONTRL_1_QF | CONTROL QFS | South | CAISO System | 0 | 33.91 | 33.65 | 31.34 | 27.92 | 24.94 | 20.46 | 17.31 | 18.04 | 19.31 | 23.65 | 31.24 | 32.45 | FC | CPUC | Non-Disp, QF, Bio, Geo & Other |  | GEOTHERMAL | 1982-01-01 |  |  |  | 1982-01-01
CONTRL_1_RUSHCK | RUSH CREEK | South | CAISO System | 0 | 3.57 | 5.35 | 6.02 | 4.17 | 4.51 | 8.17 | 8.76 | 1.97 | 3.87 | 4.05 | 4.81 | 4.71 | FC | CPUC | Non-Disp hydro |  | WATER | 1916-01-01 |  |  |  | 1916-01-01
COPMTN_2_SOLAR1 | Copper Mountain Solar 1 Pseudo Tie Pilot | South | CAISO Import |  | 1.89 | 3.17 | 8.24 | 10.63 | 9.67 | 13.1 | 11.95 | 11.15 | 8.38 | 6.79 | 1.11 | 0.92 | PD to 16.5 | ISO | Non-Disp, QF, Bio, Geo & Other |  | SUN | 2010-06-15 |  |  |  | 2010-06-15
CORONS_6_CLRWTR | Clearwater Power Plant | South | LA Basin | 28 | 0 | 0 | 0 | 0 | 0 | 0 | 0 | 0 | 0 | 0 | 0 | 0 | FC | ISO | Dispatchable |  | NATURAL GAS | 2005-02-28 |  |  |  | 2005-02-28
COTTLE_2_FRNKNH | FRANKENHEIMER | North | CAISO System | 0 | 0 | 0 | 2.23 | 3 | 2.98 | 3.03 | 3.49 | 3.25 | 2.34 | 0 | 0 | 0 | FC | CPUC | Non-Disp Hydro |  | WATER | 1983-02-12 |  |  |  | 1983-02-12
COVERD_2_QFUNTS | COVE ROAD HYDRO QF UNITS | North | CAISO System | 0 | 4.53 | 9.78 | 15.02 | 12.77 | 9.52 | 3.93 | 0.38 | 0 | 0 | 0.14 | 0.44 | 4.58 | FC | CPUC | Non-Disp Hydro |  | WATER | 1987-01-05 |  |  |  | 1987-01-05
COWCRK_2_UNIT | Cow Creek Hydro | North | CAISO System | 0 | 0.75 | 0.92 | 0.99 | 1.05 | 0.8 | 0.42 | 0.12 | 0.02 | 0 | 0.1 | 0.25 | 0.45 | FC | CPUC | Non-Disp Hydro |  | WATER | 1907-01-01 |  |  |  | 1907-01-01
CPSTNO_7_PRMADS | PRIMA DESCHECHA (CAPISTRANO) | South | San Diego | 0 | 3.84 | 2.9 | 4.9 | 4.85 | 5.19 | 5.27 | 4.91 | 4.73 | 4.59 | 4.76 | 4.73 | 4.58 | FC | CPUC | Non-Disp, QF, Bio, Geo & Other |  | LANDFILL GAS | 1999-01-01 |  |  |  | 1999-01-01
CRESSY_1_PARKER | MERCED ID (PARKER) | North | Fresno | 0 | 0 | 0 | 0.14 | 0.6 | 1.23 | 1.4 | 1.03 | 1.24 | 0.96 | 0.34 | 0 | 0 | FC | CPUC | Non-Disp Hydro |  | WATER | 1981-09-23 |  |  |  | 1981-09-23
CRESTA_7_PL1X2 | CRESTA PH UNIT 1 & 2 AGGREGATE | North | Sierra | 0 | 70 | 70 | 70 | 70 | 70 | 70 | 70 | 70 | 70 | 70 | 70 | 70 | FC | CPUC | Dispatchable Hydro |  | WATER | 1949-01-01 |  |  |  | 1949-01-01
CRNEVL_6_CRNVA | Crane Valley | North | Fresno | 0 | 0.65 | 0.65 | 0.69 | 0.75 | 0.83 | 0.84 | 0.78 | 0.71 | 0.7 | 0.69 | 0.65 | 0.62 | FC | CPUC | Dispatchable Hydro |  | WATER | 1919-01-01 |  |  |  | 1919-01-01
CRNEVL_6_SJQN 2 | SAN JOAQUIN 2 | North | Fresno | 0 | 3.2 | 3.2 | 3.2 | 3.2 | 3.2 | 3.2 | 3.2 | 3.2 | 3.2 | 3.2 | 3.2 | 3.2 | FC | CPUC | Dispatchable Hydro |  | WATER | 1917-01-01 |  |  |  | 1917-01-01
CRNEVL_6_SJQN 3 | SAN JOAQUIN 3 | North | Fresno | 0 | 4.2 | 4.2 | 4.2 | 4.2 | 4.2 | 4.2 | 4.2 | 4.2 | 4.2 | 4.2 | 4.2 | 4.2 | FC | CPUC | Dispatchable Hydro |  | WATER | 1923-01-01 |  |  |  | 1923-01-01
CROKET_7_UNIT | CROCKETT COGEN | North | Bay Area | 0 | 158.03 | 115.36 | 113.11 | 163.65 | 124.38 | 145.69 | 183.6 | 194 | 192.36 | 134.07 | 65.54 | 96.8 | FC | CPUC | Non-Disp, QF, Bio, Geo & Other |  | NATURAL GAS | 1995-12-20 |  |  |  | 1995-12-20
CRSTWD_6_KUMYAY | Kumeyaay Wind Farm | South | San Diego | 0 | 8.72 | 7.65 | 13.84 | 17.76 | 15.64 | 12.96 | 7.83 | 6.7 | 6.5 | 8.85 | 14.8 | 8.27 | FC | CPUC | Wind |  | WIND | 2005-12-21 |  |  |  | 2005-12-21
CSCCOG_1_UNIT 1 | SANTA CLARA CO-GEN | North | Bay Area | 6 | 0 | 0 | 0 | 0 | 0 | 0 | 0 | 0 | 0 | 0 | 0 | 0 | FC | SVP | Dispatchable |  | NATURAL GAS | 1981-01-01 |  |  |  | 1981-01-01
CSCGNR_1_UNIT 1 | GIANERA PEAKER UNIT 1 | North | Bay Area | 24 | 0 | 0 | 0 | 0 | 0 | 0 | 0 | 0 | 0 | 0 | 0 | 0 | FC | SVP | Dispatchable |  | NATURAL GAS | 1987-01-01 |  |  |  | 1987-01-01
CSCGNR_1_UNIT 2 | GIANERA PEAKER UNIT 2 | North | Bay Area | 24 | 0 | 0 | 0 | 0 | 0 | 0 | 0 | 0 | 0 | 0 | 0 | 0 | FC | SVP | Dispatchable |  | NATURAL GAS | 1986-01-01 |  |  |  | 1986-01-01
CSTRVL_7_PL1X2 | Marina Land Fill Gas | North | CAISO System | 0 | 2.34 | 2.29 | 2.14 | 2.03 | 1.76 | 1.98 | 2.32 | 2.24 | 2.58 | 2.41 | 2.32 | 2.05 | FC | CPUC | Non-Disp, QF, Bio, Geo & Other |  | LANDFILL GAS | 2007-09-01 |  |  |  | 2007-09-01
CSTRVL_7_QFUNTS | Castroville QF Aggregate | North | CAISO System | 0 | 1.46 | 1.57 | 1.46 | 1.5 | 1.43 | 1.08 | 1.29 | 1.43 | 1.4 | 1.35 | 1.45 | 1.55 | FC | CPUC | Non-Disp, QF, Bio, Geo & Other |  | COAL | 2006-06-01 |  |  |  | 2006-06-01
CTNWDP_1_QF | SMALL QF AGGREGATION - BURNEY | North | CAISO System | 0 | 0.05 | 0.06 | 0.08 | 0.06 | 0.08 | 0.15 | 0.1 | 0.06 | 0.02 | 0.03 | 0.03 | 0.05 | FC | CPUC | Non-Disp Hydro |  | WATER | 1982-01-01 |  |  |  | 1982-01-01
CURIS_1_QF | SMALL QF AGGREGATION - MERCED | North | Stockton | 0 | 0 | 0 | 0.01 | 0.12 | 0.72 | 1.07 | 1.2 | 0.84 | 0.36 | 0.07 | 0 | 0 | FC | CPUC | Non-Disp, QF, Bio, Geo & Other |  | WATER | 1983-01-01 |  |  |  | 1983-01-01
CWATER_7_UNIT 1 | COOLWATER GEN STA. UNIT 1 | South | CAISO System | 63 | 0 | 0 | 0 | 0 | 0 | 0 | 0 | 0 | 0 | 0 | 0 | 0 | FC | ISO | Dispatchable |  | NATURAL GAS | 1961-01-01 |  |  |  | 1961-01-01
CWATER_7_UNIT 2 | COOLWATER GEN STA. UNIT 2 | South | CAISO System | 81.5 | 0 | 0 | 0 | 0 | 0 | 0 | 0 | 0 | 0 | 0 | 0 | 0 | FC | ISO | Dispatchable |  | NATURAL GAS | 1964-01-01 |  |  |  | 1964-01-01
CWATER_7_UNIT 3 | COOLWATER STATION 3 AGGREGATE | South | CAISO System | 245.3 | 0 | 0 | 0 | 0 | 0 | 0 | 0 | 0 | 0 | 0 | 0 | 0 | FC | ISO | Dispatchable |  | NATURAL GAS | 1978-01-01 |  |  |  | 1978-01-01
CWATER_7_UNIT 4 | COOLWATER STATION 4 AGGREGATE | South | CAISO System | 245.9 | 0 | 0 | 0 | 0 | 0 | 0 | 0 | 0 | 0 | 0 | 0 | 0 | FC | ISO | Dispatchable |  | NATURAL GAS | 1978-01-01 |  |  |  | 1978-01-01
DAVIS_7_MNMETH | MM Yolo Power LLC | North | Sierra | 0 | 1.89 | 2.26 | 2.48 | 2.37 | 2.23 | 2.13 | 1.9 | 2.04 | 1.87 | 2.17 | 2.16 | 1.95 | FC | CPUC | Non-Disp, QF, Bio, Geo & Other |  | LANDFILL GAS | 1997-01-01 |  |  |  | 1997-01-01
DEADCK_1_UNIT | DEADCK_1_UNIT | North | Sierra | 0 | 0.12 | 0.29 | 0.67 | 0.56 | 0.44 | 0.11 | 0.01 | 0 | 0 | 0 | 0 | 0.29 | FC | CPUC | Non-Disp Hydro |  | WATER | 1990-01-29 |  |  |  | 1990-01-29
DEERCR_6_UNIT 1 | DEER CREEK | North | Sierra | 0 | 1.31 | 1.6 | 2.16 | 0.95 | 2.59 | 2.75 | 3.58 | 3.61 | 3.56 | 2.72 | 1.57 | 1.43 | FC | CPUC | Non-Disp Hydro |  | WATER | 1908-01-01 |  |  |  | 1908-01-01
DELTA_2_PL1X4 | DELTA ENERGY CENTER AGGREGATE | North | Bay Area | 0 | 861.29 | 861.29 | 855 | 845 | 835 | 820 | 813 | 813 | 813 | 835 | 850 | 861.29 | FC | ISO | Dispatchable |  | NATURAL GAS | 2002-06-17 |  |  |  | 2002-06-17
DEVERS_1_QF | DEVERS QFS | South | LA Basin | 0 | 13.37 | 27.47 | 48.78 | 51.63 | 94.51 | 107.49 | 69.56 | 35.24 | 14.36 | 19.92 | 19.58 | 11.9 | FC | CPUC | Wind |  | WIND | 1983-01-01 |  |  |  | 1983-01-01
DEXZEL_1_UNIT | DAI / OILDALE , INC. | North | Kern | 0 | 27.33 | 28.21 | 26.49 | 19.69 | 24.54 | 28.52 | 28.07 | 28.45 | 28.16 | 28.36 | 23.77 | 27.41 | FC | CPUC | Non-Disp, QF, Bio, Geo & Other |  | NATURAL GAS | 1989-11-30 |  |  |  | 1989-11-30
DIABLO_7_UNIT 1 | Diablo Canyon Unit 1 | North | CAISO System | 1122 | 0 | 0 | 0 | 0 | 0 | 0 | 0 | 0 | 0 | 0 | 0 | 0 | FC | CPUC | Dispatchable | OTC | URANIUM | 1985-01-01 | 2024-12-31 | 2015-01-01 | 2024-12-31 | 1985-01-01
DIABLO_7_UNIT 2 | Diablo Canyon Unit 2 | North | CAISO System | 1118 | 0 | 0 | 0 | 0 | 0 | 0 | 0 | 0 | 0 | 0 | 0 | 0 | FC | CPUC | Dispatchable | OTC | URANIUM | 1986-01-01 | 2024-12-31 | 2015-01-01 | 2024-12-31 | 1986-01-01
DINUBA_6_UNIT | DINUBA GENERATION PROJECT | North | Fresno | 9.87 | 0 | 0 | 0 | 0 | 0 | 0 | 0 | 0 | 0 | 0 | 0 | 0 | FC | ISO | Dispatchable |  | NATURAL GAS | 2001-07-05 |  |  |  | 2001-07-05
DISCOV_1_CHEVRN | CHEVRON USA (EASTRIDGE) | North | Kern | 0 | 5.67 | 4.74 | 2.73 | 2.75 | 2.55 | 3.44 | 1.46 | 2.44 | 5.88 | 5.18 | 6.63 | 8.01 | FC | CPUC | Non-Disp, QF, Bio, Geo & Other |  | NATURAL GAS | 1988-06-13 |  |  |  | 1988-06-13
DIVSON_6_NSQF | DIVISION NAVAL STATION COGEN | South | San Diego | 0 | 44.53 | 34.95 | 42.12 | 30.74 | 35.79 | 36.88 | 37.11 | 34.41 | 33.41 | 37.04 | 41.5 | 43.61 | FC | CPUC | Non-Disp, QF, Bio, Geo & Other |  | NATURAL GAS | 1989-01-01 |  |  |  | 1989-01-01
DMDVLY_1_UNITS | DIAMOND VALLEY LAKE PUMP-GEN PLANT | South | LA Basin |  | 0.065978 | 0.20786 | 0.93104 | 4.1581 | 4.7252 | 0.18662 | 0.36389 | 1.3907 | 2.094 | 3.8868 | 2.5012 | 0.68763 | FC | CPUC | Non-Disp Hydro |  | WATER | 2001-01-01 |  |  |  | 2001-01-01
DONNLS_7_UNIT | DONNELLS HYDRO | North | Stockton | 0 | 65.95 | 66.32 | 67.86 | 65.21 | 70.1 | 72 | 72 | 72 | 72 | 70.02 | 67.92 | 66.81 | FC | CPUC | Dispatchable Hydro |  | WATER | 1957-01-01 |  |  |  | 1957-01-01
DOSMGO_2_NSPIN | DOSMGO_2_NSPIN | North | CAISO System | 0 | 27 | 16 | 17 | 22 | 28 | 45 | 87 | 83 | 41 | 29 | 25 | 19 | FC | CDWR | Non-Disp Hydro |  | #N/A | 1980-01-01 |  |  |  | 1980-01-01
DOUBLC_1_UNITS | DOUBLE "C" LIMITED | North | Kern | 0 | 32.02 | 48.93 | 46.3 | 48.3 | 29.92 | 24.28 | 38.68 | 37.5 | 26.44 | 35.62 | 22 | 16.12 | FC | CPUC | Non-Disp, QF, Bio, Geo & Other |  | NATURAL GAS | 1989-03-14 |  |  |  | 1989-03-14
DREWS_6_PL1X4 | DREWS UNIT AGGREGATE | South | LA Basin | 0 | 36 | 36 | 36 | 36 | 36 | 36 | 36 | 36 | 36 | 36 | 36 | 36 | FC | ISO | Dispatchable |  | NATURAL GAS | 2001-08-14 |  |  |  | 2001-08-14
DRUM_7_PL1X2 | Drum PH 1 Units 1 & 2 Aggregate | North | Sierra | 0 | 26 | 26 | 26 | 26 | 26 | 26 | 26 | 26 | 26 | 26 | 26 | 26 | FC | CPUC | Dispatchable Hydro |  | WATER | 1913-01-01 |  |  |  | 1913-01-01
DRUM_7_PL3X4 | Drum PH 1 Units 3 & 4 Aggregate | North | Sierra | 0 | 27.4 | 27.4 | 27.4 | 27.4 | 27.4 | 27.4 | 27.4 | 27.4 | 27.4 | 27.4 | 27.4 | 27.4 | FC | CPUC | Dispatchable Hydro |  | WATER | 1922-01-01 |  |  |  | 1922-01-01
DRUM_7_UNIT 5 | DRUM PH 2 UNIT 5 | North | Sierra | 0 | 49.5 | 49.5 | 49.5 | 49.5 | 49.5 | 49.5 | 49.5 | 49.5 | 49.5 | 49.5 | 49.5 | 49.5 | FC | CPUC | Dispatchable Hydro |  | WATER | 1965-01-01 |  |  |  | 1965-01-01
DSABLA_7_UNIT | De Sabla Hydro | North | CAISO System | 0 | 7.22 | 6.01 | 11.68 | 7.98 | 6.87 | 14.68 | 10.53 | 8.36 | 6.48 | 5.04 | 6.05 | 6.07 | FC | CPUC | Non-Disp Hydro |  | WATER | 1963-01-01 |  |  |  | 1963-01-01
DUANE_1_PL1X3 | DONALD VON RAESFELD POWER PROJECT | North | Bay Area | 147.8 | 0 | 0 | 0 | 0 | 0 | 0 | 0 | 0 | 0 | 0 | 0 | 0 | FC | SVP | Dispatchable |  | NATURAL GAS | 2005-03-24 |  |  |  | 2005-03-24
DUTCH1_7_UNIT 1 | DUTCH FLAT 1 PH | North | Sierra | 0 | 22 | 22 | 22 | 22 | 22 | 22 | 22 | 22 | 22 | 22 | 22 | 22 | FC | CPUC | Dispatchable Hydro |  | WATER | 1943-01-01 |  |  |  | 1943-01-01
DUTCH2_7_UNIT 1 | DUTCH FLAT 2 PH | North | Sierra | 0 | 26 | 26 | 26 | 26 | 26 | 26 | 26 | 26 | 26 | 26 | 26 | 26 | FC | CPUC | Dispatchable Hydro |  | WATER | 1965-01-01 |  |  |  | 1965-01-01
DVLCYN_1_UNITS | DEVIL CANYON HYDRO UNITS 1-4 AGGREGATE | South | LA Basin | 0 | 189 | 235 | 176 | 202 | 199 | 235 | 235 | 235 | 235 | 235 | 200 | 235 | FC | CDWR | Dispatchable Hydro |  | WATER | 1972-01-01 |  |  |  | 1972-01-01
EASTWD_7_UNIT | EASTWOOD PUMP-GEN | South | Big Creek-Ventura | 199 | 0 | 0 | 0 | 0 | 0 | 0 | 0 | 0 | 0 | 0 | 0 | 0 | FC | CPUC | Dispatchable Hydro |  | WATER | 1987-01-01 |  |  |  | 1987-01-01
EDMONS_2_NSPIN | EDMONS_2_NSPIN | South | Big Creek-Ventura | 0 | 300 | 300 | 423 | 483 | 363 | 363 | 483 | 302 | 483 | 483 | 423 | 302 | FC | CDWR | Non-Disp Hydro |  | #N/A | 1980-01-01 |  |  |  | 1980-01-01
EGATE_7_NOCITY | NORTH CITY UNIT (EASTGATE) | South | San Diego | 0 | 0.65 | 0.5 | 0.6 | 0.43 | 0.3 | 0.3 | 0.18 | 0.21 | 0.16 | 0.49 | 0.6 | 0.91 | FC | CPUC | Non-Disp, QF, Bio, Geo & Other |  | LANDFILL GAS | 1999-01-01 |  |  |  | 1999-01-01
ELCAJN_6_LM6K | El Cajon Energy Center | South | San Diego | 48.1 | 0 | 0 | 0 | 0 | 0 | 0 | 0 | 0 | 0 | 0 | 0 | 0 | FC | CPUC | Dispatchable |  | NATURAL GAS | 2010-06-16 |  |  |  | 2010-06-16
ELCAJN_6_UNITA1 | CalPeak Power - El Cajon LLC | South | San Diego | 45.42 | 0 | 0 | 0 | 0 | 0 | 0 | 0 | 0 | 0 | 0 | 0 | 0 | FC | ISO | Dispatchable |  | NATURAL GAS | 2002-05-29 |  |  |  | 2002-05-29
ELCAJN_7_GT1 | EL CAJON | South | San Diego | 16 | 0 | 0 | 0 | 0 | 0 | 0 | 0 | 0 | 0 | 0 | 0 | 0 | FC | ISO | Dispatchable |  | NATURAL GAS | 1968-01-01 |  |  |  | 1968-01-01
ELDORO_7_UNIT 1 | El Dorado Unit 1 | North | Sierra | 11 | 0 | 0 | 0 | 0 | 0 | 0 | 0 | 0 | 0 | 0 | 0 | 0 | FC | CPUC | Dispatchable Hydro |  | WATER | 2005-05-21 |  |  |  | 2005-05-21
ELDORO_7_UNIT 2 | El Dorado Unit 2 | North | Sierra | 11 | 0 | 0 | 0 | 0 | 0 | 0 | 0 | 0 | 0 | 0 | 0 | 0 | FC | CPUC | Dispatchable Hydro |  | WATER | 2005-05-21 |  |  |  | 2005-05-21
ELECTR_7_PL1X3 | ELECTRA PH UNIT 1 & 2 AGGREGATE | North | CAISO System | 0 | 98 | 98 | 98 | 98 | 98 | 98 | 98 | 98 | 98 | 98 | 98 | 98 | FC | CPUC | Dispatchable Hydro |  | WATER | 1948-01-01 |  |  |  | 1948-01-01
ELKCRK_6_STONYG | STONEY GORGE HYDRO AGGREGATE | North | CAISO System | 0 | 1.8 | 2.4 | 2.7 | 2.2 | 1.6 | 1.7 | 2.2 | 2 | 1.4 | 0.4 | 0.1 | 0.9 | FC | SVP | Non-Disp Hydro |  | WATER | 1986-01-01 |  |  |  | 1986-01-01
ELKHIL_2_PL1X3 | ELK HILLS COMBINED CYCLE (AGGREGATE) | North | CAISO System | 550 | 0 | 0 | 0 | 0 | 0 | 0 | 0 | 0 | 0 | 0 | 0 | 0 | FC | ISO | Dispatchable |  | NATURAL GAS | 2003-07-24 |  |  |  | 2003-07-24
ELLIS_2_QF | ELLIS QFS | South | LA Basin | 0 | 0.02 | 0.01 | 0 | 0.01 | 0 | 0 | 0 | 0 | 0 | 0 | 0 | 0 | FC | CPUC | Non-Disp, QF, Bio, Geo & Other |  | LANDFILL GAS | 1993-01-01 |  |  |  | 1993-01-01
ELNIDP_6_BIOMAS | El Nido Biomass to Energy | North | Fresno | 0 | 2.87 | 3.11 | 5.84 | 2.72 | 2.02 | 4.03 | 3.36 | 3.16 | 3.47 | 3.52 | 4.61 | 3.34 | FC | CPUC | Non-Disp, QF, Bio, Geo & Other |  | LANDFILL GAS | 2008-08-24 |  |  |  | 2008-08-24
ELSEGN_7_UNIT 3 | EL SEGUNDO GEN STA. UNIT 3 | South | LA Basin | 335 | 0 | 0 | 0 | 0 | 0 | 0 | 0 | 0 | 0 | 0 | 0 | 0 | FC | ISO | Dispatchable | OTC | NATURAL GAS | 1964-01-01 | 2015-12-31 | 2015-12-31 |  | 1964-01-01
ELSEGN_7_UNIT 4 | EL SEGUNDO GEN STA. UNIT 4 | South | LA Basin | 335 | 0 | 0 | 0 | 0 | 0 | 0 | 0 | 0 | 0 | 0 | 0 | 0 | FC | ISO | Dispatchable | OTC | NATURAL GAS | 1965-01-01 | 2015-12-31 | 2015-12-31 |  | 1965-01-01
ENCINA_7_EA1 | ENCINA UNIT 1 | South | San Diego | 106 | 0 | 0 | 0 | 0 | 0 | 0 | 0 | 0 | 0 | 0 | 0 | 0 | FC | ISO | Dispatchable | OTC | NATURAL GAS | 1954-01-01 | 2017-12-31 | 2017-12-31 |  | 1954-01-01
ENCINA_7_EA2 | ENCINA UNIT 2 | South | San Diego | 104 | 0 | 0 | 0 | 0 | 0 | 0 | 0 | 0 | 0 | 0 | 0 | 0 | FC | ISO | Dispatchable | OTC | NATURAL GAS | 1956-01-01 | 2017-12-31 | 2017-12-31 |  | 1956-01-01
ENCINA_7_EA3 | ENCINA UNIT 3 | South | San Diego | 110 | 0 | 0 | 0 | 0 | 0 | 0 | 0 | 0 | 0 | 0 | 0 | 0 | FC | ISO | Dispatchable | OTC | NATURAL GAS | 1958-01-01 | 2017-12-31 | 2017-12-31 |  | 1958-01-01
ENCINA_7_EA4 | ENCINA UNIT 4 | South | San Diego | 300 | 0 | 0 | 0 | 0 | 0 | 0 | 0 | 0 | 0 | 0 | 0 | 0 | FC | ISO | Dispatchable | OTC | NATURAL GAS | 1973-01-01 | 2017-12-31 | 2017-12-31 |  | 1973-01-01
ENCINA_7_EA5 | ENCINA UNIT 5 | South | San Diego | 330 | 0 | 0 | 0 | 0 | 0 | 0 | 0 | 0 | 0 | 0 | 0 | 0 | FC | ISO | Dispatchable | OTC | NATURAL GAS | 1978-01-01 | 2017-12-31 | 2017-12-31 |  | 1978-01-01
ENCINA_7_GT1 | ENCINA GAS TURBINE UNIT 1 | South | San Diego | 14.5 | 0 | 0 | 0 | 0 | 0 | 0 | 0 | 0 | 0 | 0 | 0 | 0 | FC | ISO | Dispatchable | OTC | NATURAL GAS | 1968-01-01 | 2017-12-31 | 2017-12-31 |  | 1968-01-01
ESCNDO_6_PL1X2 | MMC Escondido Aggregate | South | San Diego | 35.5 | 0 | 0 | 0 | 0 | 0 | 0 | 0 | 0 | 0 | 0 | 0 | 0 | FC | ISO | Dispatchable |  | NATURAL GAS | 2006-06-07 |  |  |  | 2006-06-07
ESCNDO_6_UNITB1 | CalPeak Power - Enterprise LLC | South | San Diego | 48.04 | 0 | 0 | 0 | 0 | 0 | 0 | 0 | 0 | 0 | 0 | 0 | 0 | FC | ISO | Dispatchable |  | NATURAL GAS | 2001-10-23 |  |  |  | 2001-10-23
ESCO_6_GLMQF | GOAL LINE L.P. | South | San Diego | 0 | 43.72 | 41.66 | 47.71 | 46.41 | 42.98 | 45.33 | 41.59 | 39.92 | 37.09 | 25.94 | 40.03 | 40.42 | FC | CPUC | Non-Disp, QF, Bio, Geo & Other |  | NATURAL GAS | 1994-01-01 |  |  |  | 1994-01-01
ETIWND_2_FONTNA | FONTANALYTLE CREEK POWERHOUSE P | South | LA Basin | 0 | 0.94 | 1.35 | 1.6 | 1.39 | 1.3 | 1.12 | 0.91 | 0.81 | 0.91 | 0.95 | 1.02 | 1.04 | FC | CPUC | Non-Disp hydro |  | WATER | 1904-01-01 |  |  |  | 1904-01-01
ETIWND_2_QF | ETIWANDA QFS | South | LA Basin | 0 | 13.58 | 11.8 | 11.03 | 9.06 | 10.83 | 15.31 | 16.57 | 14.86 | 15.28 | 10.75 | 9.92 | 11.13 | FC | CPUC | Non-Disp, QF, Bio, Geo & Other |  | NATURAL GAS | 1925-01-01 |  |  |  | 1925-01-01
ETIWND_2_SOLAR | FONTANA RT SOLAR | South | LA Basin | 0 | 0 | 0 | 0 | 0 | 0 | 0 | 0 | 0 | 0 | 0 | 0 | 0 | EO | CPUC | Solar |  | SUN | 2009-06-30 |  |  |  | 2009-06-30
ETIWND_6_GRPLND | Grapeland Peaker | South | LA Basin | 42.53 | 0 | 0 | 0 | 0 | 0 | 0 | 0 | 0 | 0 | 0 | 0 | 0 | FC | ISO | Dispatchable |  | NATURAL GAS | 2007-09-20 |  |  |  | 2007-09-20
ETIWND_6_MWDETI | ETIWANDA RECOVERY HYDRO | South | LA Basin | 0 | 2.63 | 3.11 | 2.89 | 4.58 | 7.51 | 12.47 | 12.04 | 10.37 | 10.58 | 6.67 | 2.06 | 1.32 | FC | CPUC | Non-Disp Hydro |  | WATER | 1994-01-01 |  |  |  | 1994-01-01
ETIWND_7_MIDVLY | MN Mid Valley Genco LLC | South | LA Basin | 0 | 1.27 | 1.56 | 1.53 | 1.53 | 1.56 | 1.76 | 1.68 | 1.54 | 1.59 | 1.74 | 1.32 | 1.47 | FC | CPUC | Non-Disp, QF, Bio, Geo & Other |  | LANDFILL GAS | 2003-04-21 |  |  |  | 2003-04-21
ETIWND_7_UNIT 3 | ETIWANDA GEN STA. UNIT 3 | South | LA Basin | 320 | 0 | 0 | 0 | 0 | 0 | 0 | 0 | 0 | 0 | 0 | 0 | 0 | FC | ISO | Dispatchable |  | NATURAL GAS | 1963-01-01 |  |  |  | 0 | 1963-01-01 | http://www.genon.com/company/stations/etiwanda.aspx
ETIWND_7_UNIT 4 | ETIWANDA GEN STA. UNIT 4 | South | LA Basin | 320 | 0 | 0 | 0 | 0 | 0 | 0 | 0 | 0 | 0 | 0 | 0 | 0 | FC | ISO | Dispatchable |  | NATURAL GAS | 1963-01-01 |  |  |  | 0 | 1963-01-01 | http://www.genon.com/company/stations/etiwanda.aspx
EXCHEC_7_UNIT 1 | EXCHEQUER HYDRO | North | Fresno | 0 | 32.31 | 31.55 | 37.18 | 48.43 | 57.45 | 71.08 | 70.24 | 61.77 | 53.48 | 47.74 | 46.06 | 45.39 | FC | CPUC | Dispatchable Hydro |  | WATER | 1967-01-01 |  |  |  | 1967-01-01
FAIRHV_6_UNIT | FAIRHAVEN POWER CO. | North | Humboldt | 0 | 13.75 | 12.41 | 11.63 | 8.85 | 12.51 | 14.73 | 14.89 | 14.69 | 13.35 | 13.22 | 12.17 | 10.44 | FC | CPUC | Non-Disp, QF, Bio, Geo & Other |  | WOOD WASTE | 1986-09-15 |  |  |  | 1986-09-15
FAYETT_1_UNIT | ARCADIAN RENEWABLE POWER CORP | North | CAISO System | 0 | 0 | 0 | 0 | 0 | 0 | 0 | 0 | 0 | 0 | 0 | 0 | 0 | FC | CPUC | Wind |  | WIND | 1983-01-01 |  |  |  | 1983-01-01
FELLOW_7_QFUNTS | Fellow QF Aggregate | North | Kern | 0 | 0.58 | 1.17 | 1.16 | 1.45 | 1.59 | 1.19 | 1.14 | 1.34 | 1.1 | 1.2 | 1.3 | 0.77 | FC | CPUC | Non-Disp, QF, Bio, Geo & Other |  | NATURAL GAS | 2006-06-01 |  |  |  | 2006-06-01
FLOWD1_6_ALTPP1 | ALTAMONT POWER LLC (PARTNERS 1) | North | Bay Area | 0 | 0 | 0 | 0 | 0 | 0 | 0 | 0 | 0 | 0 | 0 | 0 | 0 | FC | CPUC | Wind |  | WIND | 1984-01-01 |  |  |  | 1984-01-01
FLOWD2_2_FPLWND | DIABLO WINDS | North | CAISO System | 0 | 0.62 | 0.99 | 2.45 | 1.6 | 3.95 | 3.83 | 4.89 | 2.46 | 0.59 | 0.72 | 0.92 | 0.53 | FC | CPUC | Wind |  | WIND | 2005-05-01 |  |  |  | 2005-05-01
FLOWD2_2_UNIT 1 | SMALL QF AGGREGATION - LIVERMORE | North | Bay Area | 0 | 0.11 | 0.34 | 1.45 | 1.43 | 2.46 | 3.95 | 5.6 | 2.86 | 0.71 | 0.72 | 0.31 | 0 | FC | CPUC | Wind |  | WIND | 1985-01-01 |  |  |  | 1985-01-01
FMEADO_6_HELLHL | FMEADO_6_HELLHL | North | Sierra | 0 | 0.1 | 0.06 | 0.07 | 0.13 | 0.29 | 0.53 | 0.58 | 0.54 | 0.48 | 0.49 | 0.4 | 0.29 | FC | CPUC | Non-Disp Hydro |  | WATER | 1983-04-30 |  |  |  | 1983-04-30
FMEADO_7_UNIT | FRENCH MEADOWS HYDRO | North | Sierra | 0 | 14.44 | 14.45 | 14.88 | 15.41 | 16.35 | 17.16 | 16.83 | 16.01 | 14.99 | 14.24 | 14.2 | 14.24 | FC | CPUC | Dispatchable Hydro |  | WATER | 1966-01-01 |  |  |  | 1966-01-01
FORBST_7_UNIT 1 | FORBESTOWN HYDRO | North | Sierra | 0 | 39 | 39 | 39 | 39 | 39 | 39 | 39 | 39 | 39 | 39 | 39 | 39 | FC | CPUC | Dispatchable Hydro |  | WATER | 1963-01-01 |  |  |  | 1963-01-01
FORKBU_6_UNIT | HYPOWER, INC. (FORKS OF BUTTE) | North | CAISO System | 0 | 4.71 | 9.51 | 10.71 | 10.63 | 10.41 | 3.58 | 0.18 | 0 | 0 | 0.34 | 0.83 | 4.86 | FC | CPUC | Non-Disp Hydro |  | WATER | 1992-03-16 |  |  |  | 1992-03-16
FRIANT_6_UNITS | FRIANT DAM | North | Fresno | 0 | 0.8 | 1.77 | 3.5 | 6.22 | 14 | 21.79 | 22.92 | 14.59 | 7.21 | 4.42 | 3.35 | 0.79 | FC | CPUC | Non-Disp Hydro |  | WATER | 1985-04-16 |  |  |  | 1985-04-16
FRITO_1_LAY | FRITO-LAY | North | Kern | 0 | 0.09 | 0.12 | 0.12 | 0.1 | 0.11 | 0.09 | 0.08 | 0.09 | 0.07 | 0.08 | 0.08 | 0.09 | FC | CPUC | Non-Disp, QF, Bio, Geo & Other |  | NATURAL GAS | 1986-01-01 |  |  |  | 1986-01-01
FTSWRD_7_QFUNTS | FTSWRD_7_QFUNTS | North | Humboldt | 0 | 1.27 | 1.48 | 1.6 | 1.49 | 1.43 | 1.1 | 0.8 | 0.51 | 0.37 | 0.44 | 0.41 | 0.9 | FC | CPUC | Non-Disp Hydro |  | WATER | 1984-12-28 |  |  |  | 0 | 1984-12-28 | sub unit of aggregate in GeneratingCapabilityList
FULTON_1_QF | SMALL QF AGGREGATION - ZENIA | North | NCNB | 0 | 0.15 | 0.23 | 0.17 | 0.14 | 0.19 | 0.11 | 0.07 | 0.06 | 0.05 | 0.04 | 0.06 | 0.1 | FC | CPUC | Non-Disp Hydro |  | WATER | 1983-01-01 |  |  |  | 1983-01-01
GALE_1_SEGS1 | SUNRAY ENERGY, INC. - SEGS 1 | South | CAISO System | 0 | 0 | 0.02 | 0.44 | 3.6 | 4.89 | 8.51 | 8.09 | 8.23 | 6.65 | 0.53 | 0.02 | 0 | FC | CPUC | Solar |  | SUN | 1984-01-01 |  |  |  | 1984-01-01
GARNET_1_UNITS | GARNET GREEN POWER PROJECT AGGREGATE | South | LA Basin | 0 | 0.31 | 0.95 | 1.73 | 1.73 | 3.58 | 5 | 3.86 | 1.71 | 0.83 | 1 | 0.96 | 0.47 | FC | CPUC | Wind |  | WIND | 1980-01-01 |  |  |  | 0
GARNET_1_WIND | GARNET WIND ENERGY CENTER | South | LA Basin | 0 | 0.3282 | 0.39496 | 0.97364 | 1.3126 | 1.7471 | 2.3919 | 1.7889 | 1.3217 | 0.94978 | 0.60456 | 0.23827 | 0.24589 | FC | CPUC | Wind |  | WIND | 2009-06-02 |  |  |  | 2009-06-02
GATES_6_PL1X2 | Gates Peaker | North | Fresno | 0 | 0 | 0 | 0 | 0 | 0 | 0 | 0 | 0 | 0 | 0 | 0 | 0 | FC | ISO | Dispatchable |  | NATURAL GAS | 2005-08-03 |  |  |  | 2005-08-03
GATWAY_2_PL1X3 | GATEWAY GENERATING STATION | North | Bay Area | 0 | 579 | 579 | 579 | 579 | 579 | 564 | 560 | 560 | 564 | 579 | 579 | 579 | FC | ISO | Dispatchable |  | NATURAL GAS | 2009-01-04 |  |  |  | 2009-01-04
GEYS11_7_UNIT11 | GEYSERS UNIT 11 (HEALDSBURG) | North | NCNB | 65 | 0 | 0 | 0 | 0 | 0 | 0 | 0 | 0 | 0 | 0 | 0 | 0 | FC | ISO | Dispatchable |  | GEOTHERMAL | 1975-01-01 |  |  |  | 1975-01-01
GEYS12_7_UNIT12 | GEYSERS UNIT 12 (HEALDSBURG) | North | NCNB | 50 | 0 | 0 | 0 | 0 | 0 | 0 | 0 | 0 | 0 | 0 | 0 | 0 | FC | ISO | Dispatchable |  | GEOTHERMAL | 1979-01-01 |  |  |  | 1979-01-01
GEYS13_7_UNIT13 | GEYSERS UNIT 13 (HEALDSBURG) | North | NCNB | 56 | 0 | 0 | 0 | 0 | 0 | 0 | 0 | 0 | 0 | 0 | 0 | 0 | FC | ISO | Dispatchable |  | GEOTHERMAL | 1980-01-01 |  |  |  | 1980-01-01
GEYS14_7_UNIT14 | GEYSERS UNIT 14 (HEALDSBURG) | North | NCNB | 50 | 0 | 0 | 0 | 0 | 0 | 0 | 0 | 0 | 0 | 0 | 0 | 0 | FC | ISO | Dispatchable |  | GEOTHERMAL | 1980-01-01 |  |  |  | 1980-01-01
GEYS16_7_UNIT16 | GEYSERS UNIT 16 (HEALDSBURG) | North | NCNB | 49 | 0 | 0 | 0 | 0 | 0 | 0 | 0 | 0 | 0 | 0 | 0 | 0 | FC | ISO | Dispatchable |  | GEOTHERMAL | 1985-01-01 |  |  |  | 1985-01-01
GEYS17_2_BOTRCK | GEYS17_2_BOTRCK | North | NCNB | 14.7 | 0 | 0 | 0 | 0 | 0 | 0 | 0 | 0 | 0 | 0 | 0 | 0 | FC | ISO | Dispatchable |  | GEOTHERMAL | 2007-09-22 |  |  |  | 2007-09-22
GEYS17_7_UNIT17 | GEYSERS UNIT 17 (HEALDSBURG) | North | NCNB | 53 | 0 | 0 | 0 | 0 | 0 | 0 | 0 | 0 | 0 | 0 | 0 | 0 | FC | ISO | Dispatchable |  | GEOTHERMAL | 1982-01-01 |  |  |  | 1982-01-01
GEYS18_7_UNIT18 | GEYSERS UNIT 18 (HEALDSBURG) | North | NCNB | 45 | 0 | 0 | 0 | 0 | 0 | 0 | 0 | 0 | 0 | 0 | 0 | 0 | FC | ISO | Dispatchable |  | GEOTHERMAL | 1983-01-01 |  |  |  | 1983-01-01
GEYS20_7_UNIT20 | GEYSERS UNIT 20 (HEALDSBURG) | North | NCNB | 40 | 0 | 0 | 0 | 0 | 0 | 0 | 0 | 0 | 0 | 0 | 0 | 0 | FC | ISO | Dispatchable |  | GEOTHERMAL | 1985-01-01 |  |  |  | 1985-01-01
GILROY_1_UNIT | GILROY COGEN AGGREGATE | North | Bay Area | 0 | 130 | 128 | 125 | 120 | 115 | 110 | 105 | 105 | 110 | 120 | 125 | 130 | FC | ISO | Dispatchable |  | NATURAL GAS | 1987-01-01 |  |  |  | 1987-01-01
GILRPP_1_PL1X2 | GILROY ENERGY CENTER UNITS 1&2 AGGREGATE | North | Bay Area | 0 | 94.5 | 94.5 | 94.5 | 93 | 92 | 91 | 91 | 91 | 92 | 93 | 94.5 | 94.5 | FC | ISO | Dispatchable |  | NATURAL GAS | 2002-01-29 |  |  |  | 2002-01-29
GILRPP_1_PL3X4 | GILROY ENERGY CENTER, UNIT #3 | North | Bay Area | 0 | 46.2 | 46.2 | 46.2 | 46.2 | 46.2 | 46 | 46 | 46 | 46 | 46.2 | 46.2 | 46.2 | FC | ISO | Dispatchable |  | NATURAL GAS | 2002-02-28 |  |  |  | 2002-02-28
GLNARM_7_UNIT 1 | GLEN ARM UNIT 1 | South | LA Basin | 22.3 | 0 | 0 | 0 | 0 | 0 | 0 | 0 | 0 | 0 | 0 | 0 | 0 | FC | ISO | Dispatchable |  | NATURAL GAS | 1976-01-01 |  |  |  | 1976-01-01
GLNARM_7_UNIT 2 | GLEN ARM UNIT 2 | South | LA Basin | 22.3 | 0 | 0 | 0 | 0 | 0 | 0 | 0 | 0 | 0 | 0 | 0 | 0 | FC | ISO | Dispatchable |  | NATURAL GAS | 1976-01-01 |  |  |  | 1976-01-01
GLNARM_7_UNIT 3 | GLEN ARM UNIT 3 | South | LA Basin | 44.83 | 0 | 0 | 0 | 0 | 0 | 0 | 0 | 0 | 0 | 0 | 0 | 0 | FC | ISO | Dispatchable |  | NATURAL GAS | 2004-01-08 |  |  |  | 2004-01-08
GLNARM_7_UNIT 4 | GLEN ARM UNIT 4 | South | LA Basin | 42.42 | 0 | 0 | 0 | 0 | 0 | 0 | 0 | 0 | 0 | 0 | 0 | 0 | FC | ISO | Dispatchable |  | NATURAL GAS | 2004-01-08 |  |  |  | 2004-01-08
GOLDHL_1_QF | SMALL QF AGGREGATION - PLACERVILLE | North | Sierra | 0 | 0 | 0 | 0 | 0 | 0 | 0 | 0 | 0 | 0 | 0 | 0 | 0 | FC | CPUC | Non-Disp Hydro |  | WIND | 1992-11-18 |  |  |  | 1992-11-18
GOLETA_2_QF | GOLETA QFS | South | Big Creek-Ventura | 0 | 0.4 | 0.4 | 0.4 | 0.4 | 0.4 | 0.11 | 0.11 | 0.14 | 0.14 | 0.11 | 0.11 | 0.07 | FC | CPUC | Non-Disp, QF, Bio, Geo & Other |  | VARIOUS | 1986-01-01 |  |  |  | 1986-01-01
GOLETA_6_ELLWOD | ELLWOOD ENERGY SUPPORT FACILITY | South | Big Creek-Ventura | 54 | 0 | 0 | 0 | 0 | 0 | 0 | 0 | 0 | 0 | 0 | 0 | 0 | FC | ISO | Dispatchable |  | NATURAL GAS | 1974-01-01 |  |  |  | 0 | 1974-01-01 | http://www.genon.com/company/company-locations.aspx
GOLETA_6_EXGEN | EXXON COMPANY USA | South | Big Creek-Ventura | 0 | 0.45 | 0.57 | 1.28 | 0.82 | 0.47 | 0.58 | 1.03 | 1.17 | 0.57 | 0.87 | 0.6 | 1.04 | FC | CPUC | Non-Disp, QF, Bio, Geo & Other |  | NATURAL GAS | 1993-08-19 |  |  |  | 1993-08-19
GOLETA_6_GAVOTA | Point Arguello Pipeline Company | South | Big Creek-Ventura | 0 | 3.8 | 3.09 | 3.26 | 2.67 | 2.6 | 1.99 | 1.1 | 1.41 | 1.29 | 1.46 | 2.3 | 2.34 | FC | CPUC | Non-Disp, QF, Bio, Geo & Other |  | NATURAL GAS | 1987-01-01 |  |  |  | 1987-01-01
GOLETA_6_TAJIGS | GOLETA_6_TAJIGS | South | Big Creek-Ventura | 0 | 2.52 | 2.63 | 2.13 | 2.53 | 2.72 | 2.79 | 2.91 | 2.9 | 2.93 | 2.76 | 2.8 | 2.77 | FC | CPUC | Non-Disp, QF, Bio, Geo & Other |  | LANDFILL GAS | 2000-08-05 |  |  |  | 2000-08-05
GRIZLY_1_UNIT 1 | GRIZZLY HYDRO | North | CAISO System | 17.66 | 0 | 0 | 0 | 0 | 0 | 0 | 0 | 0 | 0 | 0 | 0 | 0 | FC | CPUC | Dispatchable Hydro |  | WATER | 1993-01-01 |  |  |  | 1993-01-01
GRNLF1_1_UNITS | GREENLEAF #1 COGEN AGGREGATE | North | Sierra | 0 | 27.64 | 26.69 | 30.65 | 29.03 | 29.99 | 33.52 | 35.6 | 33.44 | 29.08 | 29.77 | 22.64 | 30.28 | FC | CPUC | Non-Disp, QF, Bio, Geo & Other |  | NATURAL GAS | 1989-01-11 |  |  |  | 1989-01-11
GRNLF2_1_UNIT | GREENLEAF II COGEN | North | Sierra | 0 | 27.05 | 30.52 | 28.64 | 27.14 | 30.4 | 35.1 | 35.23 | 34 | 33.1 | 37.46 | 26.9 | 27.47 | FC | CPUC | Non-Disp, QF, Bio, Geo & Other |  | NATURAL GAS | 1989-10-12 |  |  |  | 1989-10-12
GRNVLY_7_SCLAND | SANTA CRUZ LANDFILL GENERATING PLANT | North | CAISO System | 3.04 | 0 | 0 | 0 | 0 | 0 | 0 | 0 | 0 | 0 | 0 | 0 | 0 | FC | NCPA | Non-Disp, QF, Bio, Geo & Other |  | LANDFILL GAS | 2006-02-02 |  |  |  | 2006-02-02
GRZZLY_1_BERKLY | PE - BERKELEY, INC. | North | Bay Area | 0 | 23.62 | 24.19 | 23.9 | 21.06 | 24.98 | 25.38 | 23.85 | 24.58 | 22.91 | 23.62 | 17.88 | 23.38 | FC | CPUC | Non-Disp, QF, Bio, Geo & Other |  | NATURAL GAS | 1987-05-19 |  |  |  | 1987-05-19
GWFPW1_6_UNIT | GWF POWER SYSTEMS INC. #1 | North | Bay Area | 0 | 18.86 | 17.69 | 17.5 | 18.56 | 16.69 | 17.38 | 15.61 | 15.73 | 16.63 | 11.15 | 17.98 | 18.13 | FC | CPUC | Non-Disp, QF, Bio, Geo & Other |  | PETROLEUM COKE | 1990-12-07 |  |  |  | 1990-12-07
GWFPW2_1_UNIT 1 | GWF POWER SYSTEMS INC. #2 | North | Bay Area | 0 | 16.85 | 18.16 | 18.1 | 18.19 | 16.87 | 17.5 | 17.92 | 17.53 | 17.87 | 16.42 | 18.59 | 18.37 | FC | CPUC | Non-Disp, QF, Bio, Geo & Other |  | PETROLEUM COKE | 1989-12-22 |  |  |  | 1989-12-22
GWFPW3_1_UNIT 1 | GWF POWER SYSTEMS INC. #3 | North | Bay Area | 0 | 18.51 | 17.78 | 18.35 | 14.91 | 16.2 | 17.7 | 15.49 | 14.53 | 18.19 | 17.92 | 18.46 | 18.44 | FC | CPUC | Non-Disp, QF, Bio, Geo & Other |  | PETROLEUM COKE | 1990-08-27 |  |  |  | 1990-08-27
GWFPW4_6_UNIT 1 | GWF POWER SYSTEMS INC. #4 | North | Bay Area | 0 | 16.33 | 15.98 | 17.07 | 17.97 | 15.96 | 17.86 | 17.66 | 16.51 | 17.36 | 16.49 | 18 | 18.23 | FC | CPUC | Non-Disp, QF, Bio, Geo & Other |  | PETROLEUM COKE | 1990-10-10 |  |  |  | 1990-10-10
GWFPW5_6_UNIT 1 | GWF POWER SYSTEMS INC. #5 | North | Bay Area | 0 | 16.62 | 17.7 | 18.11 | 18.39 | 13.46 | 18.15 | 18.05 | 17.54 | 18.1 | 18.37 | 18.35 | 18.32 | FC | CPUC | Non-Disp, QF, Bio, Geo & Other |  | PETROLEUM COKE | 1990-03-17 |  |  |  | 1990-03-17
GWFPWR_1_UNITS | HEP PEAKER PLANT AGGREGATE | North | Fresno | 84.4 | 0 | 0 | 0 | 0 | 0 | 0 | 0 | 0 | 0 | 0 | 0 | 0 | FC | ISO | Dispatchable |  | NATURAL GAS | 2001-08-27 |  |  |  | 2001-08-27
GYS5X6_7_UNITS | GEYSERS UNITS 5 & 6 AGGREGATE | North | NCNB | 80 | 0 | 0 | 0 | 0 | 0 | 0 | 0 | 0 | 0 | 0 | 0 | 0 | FC | ISO | Dispatchable |  | GEOTHERMAL | 1971-01-01 |  |  |  | 1971-01-01
GYS7X8_7_UNITS | GEYSERS UNITS 7 & 8 AGGREGATE | North | NCNB | 76 | 0 | 0 | 0 | 0 | 0 | 0 | 0 | 0 | 0 | 0 | 0 | 0 | FC | ISO | Dispatchable |  | GEOTHERMAL | 1972-01-01 |  |  |  | 1972-01-01
GYSRVL_7_WSPRNG | Sonoma CWA Warm Springs Hydro | North | NCNB | 0 | 1.33 | 2.35 | 2.33 | 1.68 | 0.88 | 1.68 | 1.76 | 1.68 | 0.94 | 1.42 | 1.44 | 1.43 | FC | CPUC | Dispatchable Hydro |  | WATER | 1988-12-22 |  |  |  | 1988-12-22
HAASPH_7_PL1X2 | HAAS PH UNIT 1 & 2 AGGREGATE | North | Fresno | 0 | 136.31 | 136.05 | 136.39 | 136.44 | 136.88 | 139.81 | 138.59 | 136.3 | 138.81 | 142.9 | 140.74 | 136.54 | FC | CPUC | Dispatchable Hydro |  | WATER | 1958-01-01 |  |  |  | 1958-01-01
HALSEY_6_UNIT | HALSEY HYDRO | North | Sierra | 0 | 2.89 | 4.72 | 7.03 | 6.85 | 7.64 | 7.56 | 6.11 | 7.01 | 7.55 | 3.48 | 2.93 | 5.41 | FC | CPUC | Non-Disp Hydro |  | WATER | 1916-01-01 |  |  |  | 1916-01-01
HARBGN_7_UNITS | HARBOR COGEN COMBINED CYCLE | South | LA Basin | 100 | 0 | 0 | 0 | 0 | 0 | 0 | 0 | 0 | 0 | 0 | 0 | 0 | FC | ISO | Dispatchable |  | NATURAL GAS | 2001-06-14 |  |  |  | 2001-06-14
HATCR1_7_UNIT | Hat Creek #1 | North | CAISO System | 0 | 4.3 | 4.22 | 4.04 | 3.12 | 3.26 | 3.56 | 3.02 | 2.85 | 2.7 | 3.14 | 4.09 | 4.08 | FC | CPUC | Non-Disp Hydro |  | WATER | 1921-01-01 |  |  |  | 1921-01-01
HATCR2_7_UNIT | Hat Creek #2 | North | CAISO System | 0 | 5.66 | 5.58 | 5.42 | 4.56 | 4.24 | 4.97 | 4.07 | 4.19 | 3.83 | 4.3 | 5.4 | 5.15 | FC | CPUC | Non-Disp Hydro |  | WATER | 1921-01-01 |  |  |  | 1921-01-01
HATLOS_6_LSCRK | Lost Creek 1 & 2 Hydro Conversion | South | LA Basin |  | 0.84 | 0.85 | 0.86 | 0.88 | 0.84 | 0.77 | 0.73 | 0.72 | 0.74 | 0.79 | 0.8 | 0.79 | FC | CPUC | Non-Disp, QF, Bio, Geo & Other |  | WATER | 1989-06-15 |  |  |  | 1989-06-15
HATLOS_6_QFUNTS | HAT CREEK HYDRO QF UNITS | North | CAISO System | 0 | 2.06 | 2.08 | 2.08 | 2.02 | 1.94 | 1.91 | 1.89 | 1.87 | 1.87 | 1.88 | 1.9 | 1.9 | FC | CPUC | Non-Disp Hydro |  | WATER | 1989-06-15 |  |  |  | 1989-06-15
HATRDG_2_WIND | Hatchet Ridge Wind Farm | North | CAISO System |  | 6.9 | 9.62 | 22.63 | 22.53 | 30.07 | 34.6 | 26.21 | 16.36 | 9.09 | 7.55 | 4.88 | 4.64 | FC | ISO | Wind |  | WIND | 2010-11-19 |  |  |  | 2010-11-19
HAYPRS_6_QFUNTS | HAYPRESS HYDRO QF UNITS | North | Sierra | 0 | 0 | 0.12 | 0.64 | 3.2 | 9.28 | 5 | 0.51 | 0 | 0 | 0 | 0 | 0.5 | FC | CPUC | Non-Disp Hydro |  | WATER | 1989-04-11 |  |  |  | 1989-04-11
HELMPG_7_UNIT 1 | HELMS PUMP-GEN UNIT 1 | North | Fresno | 0 | 404 | 404 | 404 | 404 | 404 | 404 | 404 | 404 | 404 | 404 | 404 | 404 | FC | CPUC | Dispatchable Hydro |  | WATER | 1984-01-01 |  |  |  | 1984-01-01
HELMPG_7_UNIT 2 | HELMS PUMP-GEN UNIT 2 | North | Fresno | 0 | 404 | 404 | 404 | 404 | 404 | 404 | 404 | 404 | 404 | 404 | 404 | 404 | FC | CPUC | Dispatchable Hydro |  | WATER | 1984-01-01 |  |  |  | 1984-01-01
HELMPG_7_UNIT 3 | HELMS PUMP-GEN UNIT 3 | North | Fresno | 0 | 404 | 404 | 404 | 404 | 404 | 404 | 404 | 404 | 404 | 404 | 404 | 404 | FC | CPUC | Dispatchable Hydro |  | WATER | 1984-01-01 |  |  |  | 1984-01-01
HENRTA_6_UNITA1 | GWF HENRIETTA PEAKER PLANT UNIT 1 | North | Fresno | 45.33 | 0 | 0 | 0 | 0 | 0 | 0 | 0 | 0 | 0 | 0 | 0 | 0 | FC | ISO | Dispatchable |  | NATURAL GAS | 2002-07-01 |  |  |  | 2002-07-01
HENRTA_6_UNITA2 | GWF HENRIETTA PEAKER PLANT UNIT 2 | North | Fresno | 45.23 | 0 | 0 | 0 | 0 | 0 | 0 | 0 | 0 | 0 | 0 | 0 | 0 | FC | ISO | Dispatchable |  | NATURAL GAS | 2002-07-01 |  |  |  | 2002-07-01
HICKS_7_GUADLP | GAS RECOVERY SYS. (GUADALUPE) | North | Bay Area | 0 | 2.17 | 2.11 | 2.15 | 1.99 | 1.95 | 1.98 | 1.8 | 1.98 | 1.94 | 1.78 | 1.98 | 2.15 | FC | CPUC | Non-Disp, QF, Bio, Geo & Other |  | LANDFILL GAS | 1984-01-12 |  |  |  | 1984-01-12
HIDSRT_2_UNITS | HIGH DESERT POWER PROJECT AGGREGATE | South | CAISO System | 746 | 0 | 0 | 0 | 0 | 0 | 0 | 0 | 0 | 0 | 0 | 0 | 0 | FC | ISO | Dispatchable |  | NATURAL GAS | 2003-04-21 |  |  |  | 2003-04-21
HIGGNS_7_QFUNTS | HIGGNS_7_QFUNTS | North | Sierra | 0 | 0.45 | 1.04 | 1.2 | 1.14 | 0.77 | 0.42 | 0.11 | 0.11 | 0.09 | 0.1 | 0.38 | 0.3 | FC | CPUC | Non-Disp Hydro |  | #N/A | 1984-05-01 |  |  |  | 1980-01-01 | 1984-05-01 | http://www.osti.gov/energycitations/product.biblio.jsp?osti_id=5763903
HINSON_6_CARBGN | BP WILMINGTON CALCINER | South | LA Basin | 0 | 25.85 | 23.47 | 27.46 | 27.92 | 28.76 | 27.95 | 27.59 | 21.46 | 6.59 | 19.41 | 26.87 | 23.35 | FC | CPUC | Non-Disp, QF, Bio, Geo & Other |  | HEAT RECOVERY | 1982-01-01 |  |  |  | 1982-01-01
HINSON_6_LBECH1 | HINSON_6_LBECH1 | South | LA Basin | 65 | 0 | 0 | 0 | 0 | 0 | 0 | 0 | 0 | 0 | 0 | 0 | 0 | FC | ISO | Dispatchable |  | NATURAL GAS | 2007-08-01 |  |  |  | 2007-08-01
HINSON_6_LBECH2 | HINSON_6_LBECH2 | South | LA Basin | 65 | 0 | 0 | 0 | 0 | 0 | 0 | 0 | 0 | 0 | 0 | 0 | 0 | FC | ISO | Dispatchable |  | NATURAL GAS | 2007-08-01 |  |  |  | 2007-08-01
HINSON_6_LBECH3 | HINSON_6_LBECH3 | South | LA Basin | 65 | 0 | 0 | 0 | 0 | 0 | 0 | 0 | 0 | 0 | 0 | 0 | 0 | FC | ISO | Dispatchable |  | NATURAL GAS | 2007-08-01 |  |  |  | 2007-08-01
HINSON_6_LBECH4 | HINSON_6_LBECH4 | South | LA Basin | 65 | 0 | 0 | 0 | 0 | 0 | 0 | 0 | 0 | 0 | 0 | 0 | 0 | FC | ISO | Dispatchable |  | NATURAL GAS | 2007-08-01 |  |  |  | 2007-08-01
HINSON_6_SERRGN | CITY OF LONG BEACH | South | LA Basin | 0 | 25.83 | 25.38 | 24.93 | 26.33 | 25.02 | 27.44 | 28.81 | 28.38 | 27.02 | 25.34 | 25.02 | 24.26 | FC | CPUC | Non-Disp, QF, Bio, Geo & Other |  | LANDFILL GAS | 1988-01-01 |  |  |  | 1988-01-01
HIWAY_7_ACANYN | GAS RECOVERY(AMERICA CANYON) | North | NCNB | 0 | 0.79 | 0.85 | 0.82 | 0.79 | 0.76 | 0.94 | 0.95 | 0.92 | 0.85 | 0.77 | 0.75 | 0.73 | FC | CPUC | Non-Disp, QF, Bio, Geo & Other |  | LANDFILL GAS | 1985-12-27 |  |  |  | 1985-12-27
HMLTBR_6_UNITS | HAMILTON BRANCH PH (AGGREGATE) | North | CAISO System | 0 | 0.73 | 0.95 | 1.01 | 2.1 | 1.06 | 1.08 | 4.9 | 4.9 | 0.54 | 0.67 | 0.73 | 0.7 | FC | CPUC | Dispatchable Hydro |  | WATER | 1921-01-01 |  |  |  | 1921-01-01
HNTGBH_7_UNIT 1 | HUNTINGTON BEACH GEN STA. UNIT 1 | South | LA Basin | 225.75 | 0 | 0 | 0 | 0 | 0 | 0 | 0 | 0 | 0 | 0 | 0 | 0 | FC | ISO | Dispatchable | OTC | NATURAL GAS | 1958-01-01 | 2020-12-31 | 2020-12-31 |  | 0 | 1958-01-01 | http://1x57.com/2011/09/07/aes-power-plant-in-huntington-beach/
HNTGBH_7_UNIT 2 | HUNTINGTON BEACH GEN STA. UNIT 2 | South | LA Basin | 225.8 | 0 | 0 | 0 | 0 | 0 | 0 | 0 | 0 | 0 | 0 | 0 | 0 | FC | ISO | Dispatchable | OTC | NATURAL GAS | 1958-01-01 | 2020-12-31 | 2020-12-31 |  | 0 | 1958-01-01 | http://1x57.com/2011/09/07/aes-power-plant-in-huntington-beach/
HNTGBH_7_UNIT 3 | HUNTINGTON BEACH GEN STA. UNIT 3 | South | LA Basin | 225 | 0 | 0 | 0 | 0 | 0 | 0 | 0 | 0 | 0 | 0 | 0 | 0 | FC | ISO | Dispatchable | OTC | NATURAL GAS | 2002-07-31 | 2012-12-31 | 2012-12-31 |  | 2002-07-31
HNTGBH_7_UNIT 4 | HUNTINGTON BEACH GEN STA. UNIT 4 | South | LA Basin | 227 | 0 | 0 | 0 | 0 | 0 | 0 | 0 | 0 | 0 | 0 | 0 | 0 | FC | ISO | Dispatchable | OTC | NATURAL GAS | 2003-08-07 | 2012-12-31 | 2012-12-31 |  | 2003-08-07
HOLGAT_1_BORAX | U.S. BORAX AND CHEMICAL CORPORAT | South | CAISO System | 0 | 24.47 | 25.9 | 24.37 | 23.6 | 22.99 | 21.85 | 18.43 | 19.28 | 19.33 | 13.68 | 17.18 | 25.46 | FC | CPUC | Non-Disp, QF, Bio, Geo & Other |  | NATURAL GAS | 1984-06-01 |  |  |  | 1984-06-01
HOLGAT_1_MOGEN | MOJAVE COGENERATION CO. LP | South | CAISO System | 0 | 47.22 | 47.84 | 47.77 | 33.29 | 40.86 | 51.44 | 50.39 | 48.78 | 50.79 | 45.83 | 34.55 | 34.72 | FC | CPUC | Non-Disp, QF, Bio, Geo & Other |  | NATURAL GAS | 1990-06-13 |  |  |  | 1990-06-13
HUMBPP_1_UNITS3 | Humboldt Bay Generating Station 3 | North | Humboldt | 65.08 | [12 empty] | FC | CPUC | Dispatchable |  | NATURAL GAS | 2010-09-29 |  |  |  | 2010-09-29
HUMBPP_6_UNITS1 | Humboldt Bay Generating Station 1 | North | Humboldt | 48.81 | [12 empty] | FC | CPUC | Dispatchable |  | NATURAL GAS | 2010-09-29 |  |  |  | 2010-09-29
HUMBPP_6_UNITS2 | Humboldt Bay Generating Station 2 | North | Humboldt | 48.81 | [12 empty] | FC | CPUC | Dispatchable |  | NATURAL GAS | 2010-09-29 |  |  |  | 2010-09-29
HUMBSB_1_QF | SMALL QF AGGREGATION - TRINITY | North | Humboldt | 0 | 0 | 0 | 0 | 0 | 0 | 0 | 0 | 0 | 0 | 0 | 0 | 0 | FC | CPUC | Non-Disp Hydro |  | WATER | 1983-12-05 |  |  |  | 0 | 1983-12-05 | sub unit of aggregate in GeneratingCapabilityList
HYTTHM_2_UNITS | HYATT-THERMALITO PUMP-GEN (AGGREGATE) | North | CAISO System | 0 | 567.8 | 487 | 761 | 776 | 761 | 922 | 922 | 888 | 844 | 712 | 628 | 653.8333 | FC | CDWR | Dispatchable Hydro |  | WATER | 1968-01-01 |  |  |  | 1968-01-01
IGNACO_1_QF | SMALL QF AGGREGATION - VALLEJO/DINSMORE | North | NCNB | 0 | 0 | 0.01 | 0.02 | 0.02 | 0 | 0.01 | 0 | 0 | 0 | 0.01 | 0.01 | 0 | FC | CPUC | Non-Disp, QF, Bio, Geo & Other |  | WIND | 1985-01-01 |  |  |  | 1985-01-01
INDIGO_1_UNIT 1 | INDIGO PEAKER UNIT 1 | South | LA Basin | 42 | 0 | 0 | 0 | 0 | 0 | 0 | 0 | 0 | 0 | 0 | 0 | 0 | FC | ISO | Dispatchable |  | NATURAL GAS | 2001-09-19 |  |  |  | 2001-09-19
INDIGO_1_UNIT 2 | INDIGO PEAKER UNIT 2 | South | LA Basin | 42 | 0 | 0 | 0 | 0 | 0 | 0 | 0 | 0 | 0 | 0 | 0 | 0 | FC | ISO | Dispatchable |  | NATURAL GAS | 2001-09-19 |  |  |  | 2001-09-19
INDIGO_1_UNIT 3 | INDIGO PEAKER UNIT 3 | South | LA Basin | 42 | 0 | 0 | 0 | 0 | 0 | 0 | 0 | 0 | 0 | 0 | 0 | 0 | FC | ISO | Dispatchable |  | NATURAL GAS | 2001-09-19 |  |  |  | 2001-09-19
INDVLY_1_UNITS | INDIAN VALLEY HYDRO | North | NCNB | 0 | 0 | 0 | 0.09 | 0.55 | 0.76 | 1.12 | 0.78 | 0.54 | 0.18 | 0 | 0 | 0 | FC | CPUC | Non-Disp Hydro |  | WATER | 1983-09-15 |  |  |  | 1983-09-15
INLDEM_5_UNIT 1 | Inland Empire Energy Center, Unit 1 | South | LA Basin | 0 | 365 | 365 | 365 | 360 | 350 | 340 | 335 | 335 | 340 | 350 | 360 | 365 | FC | ISO | Dispatchable |  | NATURAL GAS | 2009-06-29 |  |  |  | 2009-06-29
INLDEM_5_UNIT 2 | Inland Empire Energy Center, Unit 2 | South | LA Basin | 0 | 365 | 365 | 365 | 360 | 350 | 340 | 335 | 335 | 340 | 350 | 360 | 365 | FC | ISO | Dispatchable |  | NATURAL GAS | 2010-06-08 |  |  |  | 2010-06-08
INSKIP_2_UNIT | INSKIP HYDRO | North | CAISO System | 0 | 4.27 | 5.2 | 6.01 | 6.09 | 5.83 | 5.98 | 4.35 | 3.09 | 2.83 | 3.21 | 3.47 | 3.85 | FC | CPUC | Non-Disp Hydro |  | WATER | 1979-01-01 |  |  |  | 1979-01-01
INTTRB_6_UNIT | Intl Wind Turb Research (Dinosaur Point) | North | Fresno | 0 | 0.08 | 0.4 | 0.91 | 0.82 | 3.19 | 2.65 | 3.16 | 2.5 | 0.32 | 0.38 | 0.28 | 0.2 | FC | CPUC | Wind |  | WIND | 1988-06-14 |  |  |  | 1988-06-14
JAKVAL_2_IONE | JACKSON VALLEY ENERG PTNRS (IONE) | North | CAISO System | 0 | 0 | 0 | 0 | 0 | 0 | 0 | 0 | 0 | 0 | 0 | 0 | 0 | FC | CPUC | Non-Disp, QF, Bio, Geo & Other |  | COAL | 1987-01-01 |  |  |  | 1987-01-01
JOHANN_6_QFA1 | JOHANNA QF | South | LA Basin | 0 | 0 | 0.02 | 0.04 | 0.03 | 0 | 0 | 0 | 0 | 0 | 0 | 0 | 0 | FC | CPUC | Non-Disp, QF, Bio, Geo & Other |  | VARIOUS | 1980-01-01 |  |  |  | 0
JRWOOD_1_UNIT 1 | SAN JOAQUIN POWER COMPANY | North | Fresno | 0 | 0 | 0 | 0 | 0 | 0.92 | 1.75 | 1.41 | 1.7 | 1.61 | 0 | 0 | 0 | FC | CPUC | Non-Disp, QF, Bio, Geo & Other |  | NATURAL GAS | 1991-04-19 |  |  |  | 1991-04-19
JVENTR_2_QFUNTS | TRES VAQUEROS WIND QF UNITS | North | CAISO System | 0 | 0.09 | 0.22 | 0.77 | 0.53 | 0.99 | 2.08 | 0.45 | 0.61 | 0.2 | 0.21 | 0.1 | 0.05 | FC | CPUC | Wind |  | WIND | 1986-01-04 |  |  |  | 1986-01-04
KALINA_2_UNIT 1 | ALTAMONT COGENERATION CORP. | North | CAISO System | 0 | 0.17 | 0 | 0 | 0 | 1.07 | 1.23 | 1.19 | 1.11 | 1.09 | 0 | 0 | 0 | FC | CPUC | Non-Disp, QF, Bio, Geo & Other |  | NATURAL GAS | 1990-04-13 |  |  |  | 1990-04-13
KANAKA_1_UNIT | KANAKA | North | Sierra | 0 | 0.26 | 0.28 | 0.2 | 0.13 | 0.16 | 0 | 0 | 0 | 0 | 0.02 | 0.04 | 0.23 | FC | CPUC | Non-Disp Hydro |  | WATER | 1989-02-13 |  |  |  | 1989-02-13
KEARNY_7_KY1 | KEARNY GAS TURBINE UNIT 1 | South | San Diego | 16 | 0 | 0 | 0 | 0 | 0 | 0 | 0 | 0 | 0 | 0 | 0 | 0 | FC | ISO | Dispatchable |  | NATURAL GAS | 1972-01-01 |  |  |  | 1972-01-01
KEARNY_7_KY2 | KEARNY GT2 AGGREGATE | South | San Diego | 59 | 0 | 0 | 0 | 0 | 0 | 0 | 0 | 0 | 0 | 0 | 0 | 0 | FC | ISO | Dispatchable |  | NATURAL GAS | 1969-01-01 |  |  |  | 1969-01-01
KEARNY_7_KY3 | KEARNY GT3 AGGREGATE | South | San Diego | 61 | 0 | 0 | 0 | 0 | 0 | 0 | 0 | 0 | 0 | 0 | 0 | 0 | FC | ISO | Dispatchable |  | NATURAL GAS | 1969-01-01 |  |  |  | 1969-01-01
KEKAWK_6_UNIT | STS HYDROPOWER LTD. (KEKAWAKA) | North | Humboldt | 0 | 1.69 | 3.18 | 2.43 | 1.44 | 0.85 | 0.17 | 0 | 0 | 0 | 0.11 | 0.4 | 1.96 | FC | CPUC | Non-Disp Hydro |  | WATER | 1989-12-27 |  |  |  | 1989-12-27
KELYRG_6_UNIT | KELLY RIDGE HYDRO | North | Sierra | 0 | 10 | 10 | 10 | 10 | 10 | 10 | 10 | 10 | 10 | 10 | 10 | 10 | FC | CPUC | Dispatchable Hydro |  | WATER | 1963-01-01 |  |  |  | 1963-01-01
KERKH1_7_UNIT 1 | KERKHOFF PH 1 UNIT #1 | North | Fresno | 0 | 13 | 13 | 13 | 13 | 13 | 13 | 13 | 13 | 13 | 13 | 13 | 13 | FC | CPUC | Dispatchable Hydro |  | WATER | 1920-01-01 |  |  |  | 1920-01-01
KERKH1_7_UNIT 2 | KERKHOFF PH 1 UNIT #2 | North | Fresno | 0 | 8.5 | 8.5 | 8.5 | 8.5 | 8.5 | 8.5 | 8.5 | 8.5 | 8.5 | 8.5 | 8.5 | 8.5 | FC | CPUC | Dispatchable Hydro |  | WATER | 1920-01-01 |  |  |  | 1920-01-01
KERKH1_7_UNIT 3 | KERKHOFF PH 1 UNIT #3 | North | Fresno | 0 | 12.8 | 12.8 | 12.8 | 12.8 | 12.8 | 12.8 | 12.8 | 12.8 | 12.8 | 12.8 | 12.8 | 12.8 | FC | CPUC | Dispatchable Hydro |  | WATER | 1920-01-01 |  |  |  | 1920-01-01
KERKH2_7_UNIT 1 | KERKHOFF PH 2 UNIT #1 | North | Fresno | 0 | 153.9 | 153.9 | 153.9 | 153.9 | 153.9 | 153.9 | 153.9 | 153.9 | 153.9 | 153.9 | 153.9 | 153.9 | FC | CPUC | Dispatchable Hydro |  | WATER | 1983-01-01 |  |  |  | 1983-01-01
KERNFT_1_UNITS | KERN FRONT LIMITED | North | Kern | 0 | 31.31 | 32.05 | 30.4 | 31.45 | 15.76 | 25.27 | 39.46 | 37.7 | 28.7 | 36.21 | 19.54 | 14.88 | FC | CPUC | Non-Disp, QF, Bio, Geo & Other |  | NATURAL GAS | 1989-01-07 |  |  |  | 1989-01-07
KERNRG_1_UNITS | AERA ENERGY (SOUTH BELRIDGE) | North | Kern | 0 | 1.32 | 0.91 | 0.41 | 0.37 | 0.33 | 0.59 | 1.13 | 1.08 | 1.66 | 1.79 | 1.5 | 1.51 | FC | CPUC | Non-Disp, QF, Bio, Geo & Other |  | NATURAL GAS | 1985-01-01 |  |  |  | 1985-01-01
KERRGN_1_UNIT 1 | KERN RIVER HYDRO UNITS 1-4 AGGREGATE | South | Big Creek-Ventura | 0 | 1.93 | 3.25 | 3.28 | 3.39 | 3.42 | 8.14 | 10.48 | 9.03 | 7.35 | 6.4 | 5.29 | 3.4 | FC | CPUC | Non-Disp hydro |  | WATER | 1907-01-01 |  |  |  | 1907-01-01
KILARC_2_UNIT 1 | KILARC HYDRO | North | CAISO System | 0 | 1.13 | 1.39 | 1.59 | 2.59 | 2.97 | 2.21 | 1.37 | 1.08 | 1.08 | 1.1 | 1.11 | 1.31 | FC | CPUC | Non-Disp Hydro |  | WATER | 1904-01-01 |  |  |  | 1904-01-01
KINGCO_1_KINGBR | PE - KES KINGSBURG,LLC | North | Fresno | 0 | 17.69 | 17.91 | 19.33 | 10.85 | 20.76 | 25.44 | 24.83 | 22.97 | 19.24 | 16.69 | 19.14 | 15.85 | FC | CPUC | Non-Disp, QF, Bio, Geo & Other |  | NATURAL GAS | 1990-12-05 |  |  |  | 1990-12-05
KINGRV_7_UNIT 1 | KINGS RIVER HYDRO UNIT 1 | North | Fresno | 0 | 51.2 | 51.2 | 51.2 | 51.2 | 51.2 | 51.2 | 51.2 | 51.2 | 51.2 | 51.2 | 51.2 | 51.2 | FC | CPUC | Dispatchable Hydro |  | WATER | 1962-01-01 |  |  |  | 1962-01-01
KIRKER_7_KELCYN | KELLER CANYON LANDFILL GEN FACILICITY | North | Bay Area | 3.21 | 0 | 0 | 0 | 0 | 0 | 0 | 0 | 0 | 0 | 0 | 0 | 0 | FC | NCPA | Non-Disp, QF, Bio, Geo & Other |  | LANDFILL GAS | 2009-08-01 |  |  |  | 2009-08-01
KNGCTY_6_UNITA1 | King City Energy Center, Unit #1 | North | CAISO System | 0 | 44.6 | 44.6 | 44.6 | 44.6 | 44.6 | 44.6 | 44.6 | 44.6 | 44.6 | 44.6 | 44.6 | 44.6 | FC | ISO | Dispatchable |  | NATURAL GAS | 2002-01-14 |  |  |  | 2002-01-14
KRAMER_1_SEGS37 | LUZ SOLAR PARTNERS 3-7 AGGREGATE | South | CAISO System | 0 | 0.76 | 13.47 | 27.7 | 123.37 | 143.69 | 176.12 | 175 | 175.22 | 157.25 | 68.94 | 8.58 | 5.56 | FC | CPUC | Solar |  | SUN | 1986-01-01 |  |  |  | 1986-01-01
KRAMER_2_SEGS89 | LUZ SOLAR PARTNERS 8-9 AGGREGATE | South | CAISO System | 0 | 0.61 | 15.68 | 25.07 | 112.64 | 146.12 | 177.41 | 171.42 | 163.48 | 148.47 | 92.33 | 14.92 | 3.77 | FC | CPUC | Solar |  | SUN | 1986-01-01 |  |  |  | 1986-01-01
KRNCNY_6_UNIT | KERN CANYON | North | Kern | 0 | 0.1 | 3.04 | 4.84 | 8.95 | 3.96 | 5.49 | 6.22 | 7.5 | 5.04 | 2.22 | 2.52 | 1.14 | FC | CPUC | Non-Disp Hydro |  | WATER | 1921-01-01 |  |  |  | 1921-01-01
LACIEN_2_VENICE | MWD Venice Hydroelectric Recovery Plant | South | LA Basin | 0 | 0 | 0 | 0 | 0 | 0 | 0.53 | 3.13 | 4.45 | 4.1 | 0.3 | 0 | 0 | FC | CPUC | Non-Disp Hydro |  | WATER | 1982-01-01 |  |  |  | 1982-01-01
LAKHDG_6_UNIT 1 | Lake Hodgels Hydro 1 | South | San Diego | 20 | [12 empty] | FC | ISO | Dispatchable |  | WATER | 2011-09-08 |  |  |  | 2011-09-08
LAFRES_6_QF | LA FRESA QFS | South | LA Basin | 0 | 2.54 | 2.57 | 2.69 | 2.62 | 2.56 | 2.58 | 2.61 | 2.55 | 2.56 | 2.03 | 2.44 | 2.34 | FC | CPUC | Non-Disp, QF, Bio, Geo & Other |  | LANDFILL GAS | 1988-01-01 |  |  |  | 1988-01-01
LAGBEL_6_QF | LAGUNA BELL QFS | South | LA Basin | 0 | 10.06 | 9.94 | 8.92 | 4.44 | 8.08 | 10.67 | 9.84 | 10.6 | 10.04 | 9.34 | 9.96 | 9.07 | FC | CPUC | Non-Disp, QF, Bio, Geo & Other |  | LANDFILL GAS | 1993-01-01 |  |  |  | 1993-01-01
LAPAC_6_UNIT | LOUISIANA PACIFIC SAMOA | North | Humboldt | 20 | 0 | 0 | 0 | 0 | 0 | 0 | 0 | 0 | 0 | 0 | 0 | 0 | FC | CPUC | Dispatchable |  | BLACK LIQUOR | 1992-01-01 |  |  |  | 1992-01-01
LAPLMA_2_UNIT 1 | La Paloma Generating Plant Unit #1 | North | CAISO System | 259.8 | 0 | 0 | 0 | 0 | 0 | 0 | 0 | 0 | 0 | 0 | 0 | 0 | FC | ISO | Dispatchable |  | NATURAL GAS | 2003-01-10 |  |  |  | 2003-01-10
LAPLMA_2_UNIT 2 | La Paloma Generating Plant Unit #2 | North | CAISO System | 260.2 | 0 | 0 | 0 | 0 | 0 | 0 | 0 | 0 | 0 | 0 | 0 | 0 | FC | ISO | Dispatchable |  | NATURAL GAS | 2003-03-05 |  |  |  | 2003-03-05
LAPLMA_2_UNIT 3 | La Paloma Generating Plant Unit #3 | North | CAISO System | 256.15 | 0 | 0 | 0 | 0 | 0 | 0 | 0 | 0 | 0 | 0 | 0 | 0 | FC | ISO | Dispatchable |  | NATURAL GAS | 2003-01-13 |  |  |  | 2003-01-13
LAPLMA_2_UNIT 4 | LA PALOMA GENERATING PLANT, UNIT #4 | North | CAISO System | 259.54 | 0 | 0 | 0 | 0 | 0 | 0 | 0 | 0 | 0 | 0 | 0 | 0 | FC | ISO | Dispatchable |  | NATURAL GAS | 2003-03-05 |  |  |  | 2003-03-05
LARKSP_6_UNIT 1 | LARKSPUR PEAKER UNIT 1 | South | San Diego | 46 | 0 | 0 | 0 | 0 | 0 | 0 | 0 | 0 | 0 | 0 | 0 | 0 | FC | ISO | Dispatchable |  | NATURAL GAS | 2001-09-13 |  |  |  | 2001-09-13
LARKSP_6_UNIT 2 | LARKSPUR PEAKER UNIT 2 | South | San Diego | 46 | 0 | 0 | 0 | 0 | 0 | 0 | 0 | 0 | 0 | 0 | 0 | 0 | FC | ISO | Dispatchable |  | NATURAL GAS | 2001-09-13 |  |  |  | 2001-09-13
LAROA1_2_UNITA1 | Ciclo Combinado Mexicali | South | CAISO System | 165 | 0 | 0 | 0 | 0 | 0 | 0 | 0 | 0 | 0 | 0 | 0 | 0 | FC | ISO | Dispatchable |  | NATURAL GAS | 2003-07-20 |  |  |  | 2003-07-20
LAROA2_2_UNITA1 | CENTRAL LA ROSITA II COMBINED CYCLE | South | CAISO System | 322 | 0 | 0 | 0 | 0 | 0 | 0 | 0 | 0 | 0 | 0 | 0 | 0 | FC | ISO | Dispatchable |  | NATURAL GAS | 2003-07-22 |  |  |  | 2003-07-22
LASSEN_6_UNITS | LASSEN AREA QF AGGREGATION | North | CAISO System | 0 | 23.54 | 25 | 22.71 | 15.71 | 24.84 | 26.47 | 21.8 | 21.93 | 18.62 | 14.93 | 20.21 | 22.26 | FC | CPUC | Non-Disp, QF, Bio, Geo & Other |  | COAL | 2005-12-01 |  |  |  | 2005-12-01
LAWRNC_7_SUNYVL | City of Sunnyvale Unit 1 and 2 | North | Bay Area | 0 | 0.14 | 0.16 | 0.14 | 0.11 | 0.15 | 0.16 | 0.17 | 0.16 | 0.2 | 0.17 | 0.15 | 0.15 | FC | CPUC | Non-Disp, QF, Bio, Geo & Other |  | LANDFILL GAS | 1999-01-01 |  |  |  | 1999-01-01
LEBECS_2_UNITS | Pastoria Energy Facility | South | Big Creek-Ventura | 0 | 750.66 | 750.66 | 740 | 725 | 715 | 715 | 715 | 715 | 715 | 720 | 735 | 750.66 | FC | ISO | Dispatchable |  | NATURAL GAS | 2005-05-04 |  |  |  | 2005-05-04
LECEF_1_UNITS | LOS ESTEROS ENERGY FACILITY AGGREGATE | North | Bay Area | 0 | 188 | 188 | 188 | 188 | 188 | 188 | 187 | 186 | 187 | 188 | 188 | 188 | FC | ISO | Dispatchable |  | NATURAL GAS | 2003-03-07 |  |  |  | 2003-03-07
LEWSTN_7_WEBRFL | PAN PACIFIC (WEBER FLAT) | North | CAISO System | 0 | 0 | 0 | 0 | 0 | 0 | 0 | 0 | 0 | 0 | 0 | 0 | 0 | FC | CPUC | Non-Disp Hydro |  | WATER | 1984-01-11 |  |  |  | 1984-01-11
LFC 51_2_UNIT 1 | PATTERSON PASS WIND FARM LLC | North | Bay Area | 0 | 0 | 0.36 | 1.93 | 1.01 | 1.96 | 2.62 | 3.62 | 1.72 | 0.41 | 0.42 | 0.04 | 0 | FC | CPUC | Wind |  | WIND | 1985-04-02 |  |  |  | 1985-04-02
LGHTHP_6_ICEGEN | CARSON COGENERATION COMPANY | South | LA Basin | 0 | 49.17 | 51.11 | 43.43 | 46.22 | 42.59 | 48.56 | 41.3 | 46.55 | 46.71 | 40.47 | 28.37 | 41.03 | FC | CPUC | Non-Disp, QF, Bio, Geo & Other |  | NATURAL GAS | 1989-12-22 |  |  |  | 1989-12-22
LGHTHP_6_QF | LIGHTHIPE QFS | South | LA Basin | 0 | 0.67 | 0.52 | 0.57 | 0.67 | 0.94 | 0.94 | 0.79 | 1.1 | 1.1 | 1.02 | 0.99 | 0.82 | FC | CPUC | Non-Disp, QF, Bio, Geo & Other |  | NATURAL GAS | 1976-01-01 |  |  |  | 1976-01-01
LIVOAK_1_UNIT 1 | LIVE OAK LIMITED | North | Kern | 0 | 47.37 | 47.27 | 47.27 | 47.41 | 33.62 | 45.41 | 45.05 | 44.27 | 41.86 | 38.89 | 47.73 | 45.31 | FC | CPUC | Non-Disp, QF, Bio, Geo & Other |  | NATURAL GAS | 1991-03-16 |  |  |  | 1991-03-16
LMBEPK_2_UNITA1 | Lambie Energy Center, Unit #1 | North | Bay Area | 0 | 48 | 48 | 48 | 48 | 47 | 47 | 47 | 47 | 47 | 48 | 48 | 48 | FC | ISO | Dispatchable |  | NATURAL GAS | 2003-01-06 |  |  |  | 2003-01-06
LMBEPK_2_UNITA2 | Creed Energy Center, Unit #1 | North | Bay Area | 0 | 48 | 48 | 48 | 48 | 47 | 47 | 46 | 46 | 46 | 48 | 48 | 48 | FC | ISO | Dispatchable |  | NATURAL GAS | 2003-01-06 |  |  |  | 2003-01-06
LMBEPK_2_UNITA3 | Goose Haven Energy Center, Unit #1 | North | Bay Area | 0 | 48 | 48 | 48 | 48 | 47 | 47 | 47 | 47 | 47 | 48 | 48 | 48 | FC | ISO | Dispatchable |  | NATURAL GAS | 2003-01-06 |  |  |  | 2003-01-06
LMEC_1_PL1X3 | Los Medanos Energy Center AGGREGATE | North | Bay Area | 0 | 561.29 | 561.29 | 561.29 | 561.29 | 556 | 556 | 556 | 556 | 556 | 561.29 | 561.29 | 561.29 | FC | ISO | Dispatchable |  | NATURAL GAS | 2001-06-09 |  |  |  | 2001-06-09
LODI25_2_UNIT 1 | LODI GAS TURBINE | North | Stockton | 22.7 | 0 | 0 | 0 | 0 | 0 | 0 | 0 | 0 | 0 | 0 | 0 | 0 | FC | NCPA | Dispatchable |  | NATURAL GAS | 1986-01-01 |  |  |  | 1986-01-01
LOWGAP_7_QFUNTS | LOWGAP_7_QFUNTS | North | CAISO System | 0 | 1.09 | 1.58 | 1.94 | 1.31 | 0.94 | 0.57 | 0.25 | 0.38 | 0.42 | 0.4 | 0.49 | 0.88 | FC | CPUC | Non-Disp Hydro |  | WATER | 1983-04-10 |  |  |  | 0 | 1983-04-10 | sub unit of aggregate in GeneratingCapabilityList
MALAGA_1_PL1X2 | KRCD Malaga Peaking Plant | North | Fresno | 96 | 0 | 0 | 0 | 0 | 0 | 0 | 0 | 0 | 0 | 0 | 0 | 0 | FC | ISO | Dispatchable |  | NATURAL GAS | 2005-09-19 |  |  |  | 2005-09-19
MALCHQ_7_UNIT 1 | MALACHA HYDRO L.P. | North | CAISO System | 0 | 8.17 | 12.43 | 17.93 | 3.8 | 16.1 | 10.18 | 7.48 | 3.13 | 2.86 | 0.17 | 2.4 | 8.16 | FC | CPUC | Non-Disp Hydro |  | WATER | 1988-12-07 |  |  |  | 1988-12-07
MARKHM_1_CATLST | SAN JOSE COGEN | North | Bay Area | 0 | 0.01 | 0 | 0 | 0 | 0.01 | 0 | 0 | 0 | 0 | 0 | 0 | 0.03 | FC | CPUC | Non-Disp, QF, Bio, Geo & Other |  | NATURAL GAS | 1984-12-18 |  |  |  | 1984-12-18
MARTIN_1_SUNSET | Sunset Reservoir - North Basin | North | Bay Area |  | 0.13 | 0.21 | 0.55 | 0.71 | 1 | 1.2 | 1.05 | 0.8 | 0.94 | 0.51 | 0.08 | 0.06 | FC | CPUC | Non-Disp, QF, Bio, Geo & Other |  | SUN | 2010-10-29 |  |  |  | 2010-10-29
MCARTH_6_BIGVAL | Big Valley Power | North | CAISO System | 0 | 1.52 | 1.29 | 1.57 | 2.23 | 2.14 | 1.77 | 1.6 | 1.22 | 1.35 | 0.74 | 0.46 | 0.93 | FC | CPUC | Non-Disp, QF, Bio, Geo & Other |  | WOOD WASTE | 1983-01-01 |  |  |  | 1983-01-01
MCCALL_1_QF | SMALL QF AGGREGATION - FRESNO | North | Fresno | 0 | 0.33 | 0.46 | 0.58 | 0.68 | 0.56 | 0.6 | 0.59 | 0.64 | 0.68 | 0.6 | 0.41 | 0.33 | FC | CPUC | Non-Disp Hydro |  | WATER | 1990-01-01 |  |  |  | 1990-01-01
MCGEN_1_UNIT | ACE COGENERATION | South | CAISO System | 0 | 93.05 | 94.57 | 32.83 | 94.26 | 92.52 | 97.51 | 95.5 | 102.73 | 99.95 | 85.73 | 90.51 | 100.46 | FC | CPUC | Non-Disp, QF, Bio, Geo & Other |  | COAL | 1990-09-20 |  |  |  | 1990-09-20
MCSWAN_6_UNITS | MC SWAIN HYDRO | North | Fresno | 0 | -0.01 | -0.01 | 0.87 | 3.72 | 6.01 | 6.11 | 6.42 | 5.22 | 3.87 | 1.83 | -0.01 | 1.2 | FC | CPUC | Non-Disp Hydro |  | WATER | 1967-01-01 |  |  |  | 1967-01-01
MDFKRL_2_PROJCT | MIDDLE FORK AND RALSTON PSP | North | Sierra | 0 | 204.57 | 204.66 | 206.91 | 209.44 | 212.55 | 212.94 | 210.97 | 208.68 | 206.55 | 205.97 | 203.1 | 201.8 | FC | CPUC | Dispatchable Hydro |  | WATER | 1966-01-01 |  |  |  | 1966-01-01
MENBIO_6_RENEW1 | CalRENEW - 1(A) | North | CAISO System |  | 0.22 | 0.37 | 0.96 | 0.92 | 2.08 | 2.7 | 2.55 | 2.36 | 1.67 | 0.95 | 0.13 | 0.11 | FC | CPUC | Non-Disp, QF, Bio, Geo & Other |  | SUN | 2010-04-30 |  |  |  | 2010-04-30
MENBIO_6_UNIT | MENDOTA BIOMASS POWER | North | Fresno | 0 | 22.31 | 21.4 | 23.3 | 22.33 | 12.76 | 22.07 | 22.68 | 20.67 | 21.35 | 19.28 | 16.01 | 23.04 | FC | CPUC | Non-Disp, QF, Bio, Geo & Other |  | AGRICULTURAL WASTE | 1989-06-29 |  |  |  | 1989-06-29
MERCFL_6_UNIT | MERCED FALLS | North | Fresno | 0 | 0 | 0 | 0.33 | 1.48 | 2.63 | 2.67 | 2.79 | 2.3 | 1.7 | 0.8 | 0 | 0 | FC | CPUC | Non-Disp Hydro |  | WATER | 1930-01-01 |  |  |  | 1930-01-01
MESAP_1_QF | SMALL QF AGGREGATION - SAN LUIS OBISPO | North | CAISO System | 0 | 0 | 0 | 0 | 0 | 0 | 0 | 0 | 0 | 0 | 0 | 0 | 0 | FC | CPUC | Dispatchable Hydro |  | WATER | 1980-01-01 |  |  |  | 0
MESAS_2_QF | MESA QFS | South | LA Basin | 0 | 0.77 | 0.78 | 0.83 | 0.85 | 0.87 | 0.86 | 1.04 | 1.06 | 1 | 1.03 | 0.64 | 0.8 | FC | CPUC | Non-Disp, QF, Bio, Geo & Other |  | LANDFILL GAS | 1983-01-01 |  |  |  | 1983-01-01
METCLF_1_QF | SMALL QF AGGREGATION - SANTA CLARA WD | North | Bay Area | 0 | 0 | 0 | 0 | 0.03 | 0 | 0 | 0.01 | 0.08 | 0.1 | 0.12 | 0.05 | 0.07 | FC | CPUC | Non-Disp Hydro |  | WATER | 1988-12-01 |  |  |  | 0 | 1988-12-01 | sub unit of aggregate in GeneratingCapabilityList
METEC_2_PL1X3 | Metcalf Energy Center | North | Bay Area | 0 | 593.16 | 593.16 | 593.16 | 593.16 | 585 | 575 | 570 | 570 | 580 | 593.16 | 593.16 | 593.16 | FC | ISO | Dispatchable |  | NATURAL GAS | 2005-05-27 |  |  |  | 2005-05-27
MIDSET_1_UNIT 1 | MIDSET COGEN. CO. | North | Kern | 0 | 35.43 | 36.16 | 34.66 | 31.2 | 35.21 | 33.56 | 33.31 | 32.82 | 32.79 | 34.08 | 33.67 | 36.26 | FC | CPUC | Non-Disp, QF, Bio, Geo & Other |  | NATURAL GAS | 1989-03-16 |  |  |  | 1989-03-16
MIDWAY_1_QF | SMALL QF AGGREGATION - BAKERSFIELD | North | Kern | 0 | 0.02 | 0.02 | 0.03 | 0.02 | 0.03 | 0.02 | 0.02 | 0.03 | 0.02 | 0.02 | 0.02 | 0.02 | FC | CPUC | Non-Disp, QF, Bio, Geo & Other |  | LANDFILL GAS | 1991-02-05 |  |  |  | 0 | 1991-02-05 | sub unit of aggregate in GeneratingCapabilityList
MILBRA_1_QF | SMALL QF AGGREGATION - DAILY CITY | North | Bay Area | 0 | 0 | 0 | 0 | 0 | 0 | 0 | 0 | 0 | 0 | 0 | 0 | 0 | FC | CPUC | Non-Disp, QF, Bio, Geo & Other |  | NATURAL GAS | 1980-01-01 |  |  |  | 0
MIRLOM_2_CORONA | MWD Corona Hydroelectric Recovery Plant | South | LA Basin | 0 | 1.85 | 1.83 | 2.24 | 2.2 | 2.17 | 2.27 | 2.22 | 2.35 | 2.25 | 2.31 | 2.33 | 2.01 | FC | CPUC | Non-Disp Hydro |  | WATER | 1987-01-01 |  |  |  | 1987-01-01
MIRLOM_2_TEMESC | MWD Temescal Hydroelectric Recovery Plan | South | LA Basin | 0 | 1.94 | 1.69 | 2.23 | 2.16 | 2.24 | 2.28 | 2.2 | 2.49 | 2.34 | 2.36 | 2.36 | 2.05 | FC | CPUC | Non-Disp Hydro |  | WATER | 1987-01-01 |  |  |  | 1987-01-01
MIRLOM_6_DELGEN | CORONA ENERGY PARTNERS LTD. | South | LA Basin | 0 | 32.52 | 35.57 | 34.84 | 34.47 | 21.64 | 33.25 | 32.99 | 29.78 | 32.4 | 25.74 | 34.96 | 36.95 | FC | CPUC | Non-Disp, QF, Bio, Geo & Other |  | NATURAL GAS | 1988-05-21 |  |  |  | 1988-05-21
MIRLOM_6_PEAKER | Mira Loma Peaker | South | LA Basin | 43.18 | 0 | 0 | 0 | 0 | 0 | 0 | 0 | 0 | 0 | 0 | 0 | 0 | FC | ISO | Dispatchable |  | NATURAL GAS | 2007-09-20 |  |  |  | 2007-09-20
MIRLOM_7_MWDLKM | Lake Mathews Hydroelectric Recovery Plan | South | LA Basin | 0 | 1.6 | 2.2 | 3.8 | 4.4 | 4 | 4.2 | 4.7 | 4.6 | 4.4 | 3.2 | 2.7 | 2.4 | FC | CDWR | Dispatchable Hydro |  | WATER | 1980-01-01 |  |  |  | 1980-01-01
MISSIX_1_QF | SMALL QF AGGREGATION - SAB FRABCUSCI | North | Bay Area | 0 | 0.46 | 0.19 | 0.41 | 0.09 | 0.15 | 0.13 | 0.22 | 0.24 | 0.08 | 0.12 | 0.32 | 0.87 | FC | CPUC | Non-Disp, QF, Bio, Geo & Other |  | NATURAL GAS | 1987-01-01 |  |  |  | 1987-01-01
MKTRCK_1_UNIT 1 | MCKITTRICK LIMITED | North | Kern | 0 | 47.1 | 46.51 | 45.26 | 43.11 | 39.55 | 45.08 | 44.31 | 40.01 | 42.3 | 39.66 | 41.17 | 45.89 | FC | CPUC | Non-Disp, QF, Bio, Geo & Other |  | NATURAL GAS | 1991-10-16 |  |  |  | 1991-10-16
MLPTAS_7_QFUNTS | MLPTAS_7_QFUNTS | North | Bay Area | 0 | 0.01 | 0.02 | 0.02 | 0.02 | 0.02 | 0.02 | 0.02 | 0.02 | 0.02 | 0.02 | 0.02 | 0.01 | FC | CPUC | Non-Disp, QF, Bio, Geo & Other |  | COAL | 1986-10-22 |  |  |  | 0 | 1986-10-22 | sub unit of aggregate in GeneratingCapabilityList
MNDALY_7_UNIT 1 | MANDALAY GEN STA. UNIT 1 | South | Big Creek-Ventura | 215 | 0 | 0 | 0 | 0 | 0 | 0 | 0 | 0 | 0 | 0 | 0 | 0 | FC | ISO | Dispatchable | OTC | NATURAL GAS | 1959-01-01 | 2020-12-31 | 2020-12-31 |  | 1959-01-01
MNDALY_7_UNIT 2 | MANDALAY GEN STA. UNIT 2 | South | Big Creek-Ventura | 215.29 | 0 | 0 | 0 | 0 | 0 | 0 | 0 | 0 | 0 | 0 | 0 | 0 | FC | ISO | Dispatchable | OTC | NATURAL GAS | 1959-01-01 | 2020-12-31 | 2020-12-31 |  | 1959-01-01
MNDALY_7_UNIT 3 | MANDALAY GEN STA. UNIT 3 | South | Big Creek-Ventura | 130 | 0 | 0 | 0 | 0 | 0 | 0 | 0 | 0 | 0 | 0 | 0 | 0 | FC | ISO | Dispatchable | OTC | NATURAL GAS | 1970-01-01 | 2020-12-31 | 2020-12-31 |  | 0 | 1970-01-01 | http://www.genon.com/company/stations/mandalay.aspx
MNTAGU_7_NEWBYI | GAS RECOVERY SYS. (NEWBY ISLAND 2) | North | Bay Area | 0 | 3.81 | 3.76 | 3.79 | 3.75 | 3.44 | 3.86 | 2.95 | 2.87 | 2.77 | 2.85 | 2.91 | 3.14 | FC | CPUC | Non-Disp, QF, Bio, Geo & Other |  | LANDFILL GAS | 1984-08-03 |  |  |  | 1984-08-03
MOJAVE_1_SIPHON | MOJAVE SIPHON POWER PLANT | South | LA Basin | 0 | 6 | 3 | 12 | 13 | 10 | 12 | 17 | 18 | 16 | 16 | 16 | 10 | FC | CDWR | Dispatchable Hydro |  | WATER | 1996-01-01 |  |  |  | 1996-01-01
MONLTH_6_BOREL | BOREL HYDRO UNITS 1-3 AGGREGATE | South | Big Creek-Ventura | 0 | 1.89 | 2.27 | 3.87 | 7.41 | 8.41 | 8.51 | 8.54 | 8.98 | 8.97 | 4.55 | 2.21 | 1.31 | FC | CPUC | Non-Disp hydro |  | WATER | 1904-01-01 |  |  |  | 1904-01-01
MONTPH_7_UNITS | MONTICELLO HYDRO AGGREGATE | North | NCNB | 0 | 0.64 | 0.08 | 0.89 | 4.67 | 7.47 | 9.68 | 10.43 | 8.68 | 6.05 | 2.39 | 0.86 | 1.18 | FC | CPUC | Non-Disp Hydro |  | WATER | 1974-01-01 |  |  |  | 1974-01-01
MOORPK_2_CALABS | Calabasas Gas-to-Energy Facility | South | Big Creek-Ventura | 6.96 | [12 empty] | FC | ISO | Dispatchable |  | LANDFILL GAS | 2010-09-20 |  |  |  | 2010-09-20
MOORPK_6_QF | MOORPARK QFS | South | Big Creek-Ventura | 0 | 26.29 | 26.85 | 26.31 | 25.86 | 23.29 | 27.14 | 26.39 | 26.44 | 27.1 | 21.49 | 25.44 | 25.34 | FC | CPUC | Non-Disp, QF, Bio, Geo & Other |  | NATURAL GAS | 1976-01-01 |  |  |  | 1976-01-01
MOORPK_7_UNITA1 | WEME- Simi Valley Landfill | South | Big Creek-Ventura | 0 | 1.43 | 1.55 | 1.33 | 1.16 | 1.6 | 1.3 | 1.27 | 1.24 | 1.06 | 1.53 | 1.8 | 1.66 | FC | CPUC | Non-Disp, QF, Bio, Geo & Other |  | LANDFILL GAS | 2004-05-02 |  |  |  | 2004-05-02
MORBAY_7_UNIT 3 | MORRO BAY UNIT 3 | North | CAISO System | 325 | 0 | 0 | 0 | 0 | 0 | 0 | 0 | 0 | 0 | 0 | 0 | 0 | FC | ISO | Dispatchable | OTC | NATURAL GAS | 1962-12-01 | 2015-12-31 | 2015-12-31 |  | 1962-12-01
MORBAY_7_UNIT 4 | MORRO BAY UNIT 4 | North | CAISO System | 325 | 0 | 0 | 0 | 0 | 0 | 0 | 0 | 0 | 0 | 0 | 0 | 0 | FC | ISO | Dispatchable | OTC | NATURAL GAS | 1963-01-01 | 2015-12-31 | 2015-12-31 |  | 1963-01-01
MOSSLD_1_QF | SMALL QF AGGREGATION - SANTA CRUZ | North | CAISO System | 0 | 0.06 | 0.04 | 0.05 | 0.06 | 0.03 | 0.02 | 0.02 | 0.01 | 0.01 | 0.03 | 0.03 | 0.02 | FC | CPUC | Non-Disp, QF, Bio, Geo & Other |  | WASTE GAS | 1985-01-01 |  |  |  | 1985-01-01
MOSSLD_2_PSP1 | MOSS LANDING POWER BLOCK 1 | North | CAISO System | 510 | 0 | 0 | 0 | 0 | 0 | 0 | 0 | 0 | 0 | 0 | 0 | 0 | FC | ISO | Dispatchable | OTC | NATURAL GAS | 2002-07-01 | 2017-12-31 | 2017-12-31 |  | 2002-07-01
MOSSLD_2_PSP2 | MOSS LANDING POWER BLOCK 2 | North | CAISO System | 510 | 0 | 0 | 0 | 0 | 0 | 0 | 0 | 0 | 0 | 0 | 0 | 0 | FC | ISO | Dispatchable | OTC | NATURAL GAS | 2002-07-11 | 2017-12-31 | 2017-12-31 |  | 2002-07-11
MOSSLD_7_UNIT 6 | MOSS LANDING UNIT 6 | North | CAISO System | 754.33 | 0 | 0 | 0 | 0 | 0 | 0 | 0 | 0 | 0 | 0 | 0 | 0 | FC | ISO | Dispatchable | OTC | NATURAL GAS | 1967-01-01 | 2017-12-31 | 2017-12-31 |  | 1967-01-01
MOSSLD_7_UNIT 7 | MOSS LANDING UNIT 7 | North | CAISO System | 755.7 | 0 | 0 | 0 | 0 | 0 | 0 | 0 | 0 | 0 | 0 | 0 | 0 | FC | ISO | Dispatchable | OTC | NATURAL GAS | 1968-01-01 | 2017-12-31 | 2017-12-31 |  | 1968-01-01
MRCHNT_2_MELDYN | MRCHNT_2_MELDYN | South | CAISO Import | 0 | 419.25 | 419.25 | 419.25 | 419.25 | 419.25 | 419.25 | 419.25 | 419.25 | 419.25 | 419.25 | 419.25 | 419.25 | PD to 419.25 | ISO | Dispatchable |  | #N/A | 1980-01-01 |  |  |  | 1980-01-01
MRGT_6_MEF2 | Miramar Energy Facility II | South | San Diego | 47.9 | 0 | 0 | 0 | 0 | 0 | 0 | 0 | 0 | 0 | 0 | 0 | 0 | FC | ISO | Dispatchable |  | NATURAL GAS | 2009-08-07 |  |  |  | 2009-08-07
MRGT_6_MMAREF | Miramar Energy Facility | South | San Diego | 48 | 0 | 0 | 0 | 0 | 0 | 0 | 0 | 0 | 0 | 0 | 0 | 0 | FC | ISO | Dispatchable |  | NATURAL GAS | 2005-07-27 |  |  |  | 2005-07-27
MRGT_7_UNITS | MIRAMAR COMBUSTION TURBINE AGGREGATE | South | San Diego | 36 | 0 | 0 | 0 | 0 | 0 | 0 | 0 | 0 | 0 | 0 | 0 | 0 | FC | ISO | Dispatchable |  | NATURAL GAS | 1972-01-01 |  |  |  | 1972-01-01
MSHGTS_6_MMARLF | MIRAMAR LANDFILL | South | San Diego | 0 | 3 | 3 | 2.86 | 2.72 | 3 | 3 | 3 | 3.19 | 3 | 3 | 3 | 3 | FC | CPUC | Non-Disp, QF, Bio, Geo & Other |  | LANDFILL GAS | 2003-05-21 |  |  |  | 2003-05-21
MSSION_2_QF | SMALL QF AGGREGATION - SAN DIEGO | South | San Diego | 0 | 0.44 | 0.5 | 0.57 | 0.52 | 0.59 | 0.66 | 0.66 | 0.74 | 0.78 | 0.76 | 0.75 | 0.67 | FC | CPUC | Non-Disp, QF, Bio, Geo & Other |  | WATER | 1980-01-01 |  |  |  | 1980-01-01
MTNLAS_6_UNIT | OGDEN POWER PACIFIC, INC.(MT LASSEN) | North | CAISO System | 0 | 9.02 | 9.33 | 8.52 | 8.23 | 4.96 | 8.69 | 9.12 | 9.71 | 8.42 | 6.29 | 5.78 | 6.63 | FC | CPUC | Non-Disp, QF, Bio, Geo & Other |  | WOOD WASTE | 1984-10-11 |  |  |  | 1984-10-11
MTNPOS_1_UNIT | MT.POSO COGENERATION CO. | North | Kern | 0 | 45.98 | 48.07 | 36.68 | 45.16 | 37.32 | 46.38 | 45.63 | 34.6 | 44.17 | 41.24 | 31.86 | 41.74 | FC | CPUC | Non-Disp, QF, Bio, Geo & Other |  | COAL | 1989-04-01 |  |  |  | 1989-04-01
MTNPWR_7_BURNEY | OGDEN POWER PACIFIC, INC. (BURNEY) | North | CAISO System | 0 | 9.6 | 9.23 | 9.12 | 8.43 | 5.44 | 8.76 | 9.48 | 9.16 | 8.51 | 6.48 | 5.76 | 6.63 | FC | CPUC | Non-Disp, QF, Bio, Geo & Other |  | WOOD WASTE | 1984-08-15 |  |  |  | 1984-08-15
MTWIND_1_UNIT 1 | Mountain View Power Project I | South | LA Basin | 0 | 1.68 | 3.92 | 7.3 | 4.87 | 13.27 | 21.02 | 15.57 | 7.08 | 2.57 | 3 | 3.07 | 1.79 | FC | CPUC | Wind |  | WIND | 2001-03-24 |  |  |  | 2001-03-24
MTWIND_1_UNIT 2 | Mountain View Power Project II | South | LA Basin | 0 | 0.83 | 1.9 | 3.41 | 1.96 | 5.94 | 9.82 | 6.79 | 2.76 | 1.09 | 1.48 | 1.64 | 0.82 | FC | CPUC | Wind |  | WIND | 2001-09-17 |  |  |  | 2001-09-17
MTWIND_1_UNIT 3 | Mountain View Power Project III | South | LA Basin | 0 | 0.58 | 2.1 | 3.94 | 4.59 | 9.01 | 11.44 | 8 | 2.88 | 1.09 | 1.69 | 1.8 | 0.93 | FC | CPUC | Wind |  | WIND | 2003-12-15 |  |  |  | 2003-12-15
NAPA_2_UNIT | NAPA HOSPITAL | North | NCNB | 0 | 0.16 | 0.18 | 0.23 | 0.12 | 0.1 | 0.05 | 0.01 | 0.01 | 0.02 | 0.08 | 0.17 | 0.15 | FC | CPUC | Non-Disp, QF, Bio, Geo & Other |  | NATURAL GAS | 1984-07-18 |  |  |  | 1984-07-18
NAROW1_2_UNIT | NARROWS PH 1 UNIT | North | Sierra | 0 | 6.39 | 4.98 | 7.2 | 0.92 | 6.46 | 6.73 | 3.59 | 6.29 | 10.54 | 9.05 | 8.93 | 8.64 | FC | CPUC | Non-Disp Hydro |  | WATER | 1942-01-01 |  |  |  | 1942-01-01
NAROW2_2_UNIT | NARROWS PH 2 UNIT | North | Sierra | 0 | 7.85 | 13.01 | 8.48 | 21.17 | 34.18 | 31.18 | 32.25 | 22.59 | 0.12 | 1.9 | 1.7 | 13.23 | FC | CPUC | Non-Disp Hydro |  | WATER | 1969-01-01 |  |  |  | 1969-01-01
NAVY35_1_UNITS | OCCIDENTAL OF ELK HILLS, INC. | North | Kern | 0 | 0 | 0 | 0 | 0 | 0 | 0 | 0 | 0 | 0 | 0 | 0 | 0 | FC | CPUC | Non-Disp, QF, Bio, Geo & Other |  | NATURAL GAS | 1994-11-02 |  |  |  | 1994-11-02
NAVYII_2_UNITS | COSO POWER DEVELOPER (NAVY II) AGGREGATE | South | CAISO System | 0 | 64.57 | 64.03 | 63.11 | 56.94 | 63.2 | 65.45 | 60.46 | 62.84 | 65.25 | 60.27 | 64.76 | 64.54 | FC | CPUC | Non-Disp, QF, Bio, Geo & Other |  | GEOTHERMAL | 1989-12-23 |  |  |  | 1989-12-23
NCPA_7_GP1UN1 | NCPA GEO PLANT 1 UNIT 1 | North | NCNB | 0 | 31 | 31 | 31 | 31 | 31 | 31 | 31 | 31 | 31 | 31 | 31 | 31 | FC | NCPA | Non-Disp, QF, Bio, Geo & Other |  | GEOTHERMAL | 1983-01-01 |  |  |  | 1983-01-01
NCPA_7_GP1UN2 | NCPA GEO PLANT 1 UNIT 2 | North | NCNB | 0 | 28 | 28 | 28 | 28 | 28 | 28 | 28 | 28 | 28 | 28 | 28 | 28 | FC | NCPA | Non-Disp, QF, Bio, Geo & Other |  | GEOTHERMAL | 1983-01-01 |  |  |  | 1983-01-01
NCPA_7_GP2UN3 | NCPA GEO PLANT 2 UNIT 3 | North | NCNB | 0 | 0 | 0 | 0 | 0 | 0 | 0 | 0 | 0 | 0 | 0 | 0 | 0 | FC | NCPA | Non-Disp, QF, Bio, Geo & Other |  | GEOTHERMAL | 1985-01-01 |  |  |  | 1985-01-01
NCPA_7_GP2UN4 | NCPA GEO PLANT 2 UNIT 4 | North | NCNB | 0 | 52.73 | 52.73 | 52.73 | 52.73 | 52.73 | 52.73 | 52.73 | 52.73 | 52.73 | 52.73 | 52.73 | 52.73 | FC | NCPA | Non-Disp, QF, Bio, Geo & Other |  | GEOTHERMAL | 1986-01-01 |  |  |  | 1986-01-01
NEWARK_1_QF | NEWARK 1 QF | North | Bay Area | 0 | 0.03 | 0.03 | 0.03 | 0.03 | 0.03 | 0.02 | 0.03 | 0.03 | 0.03 | 0.02 | 0.04 | 0.04 | FC | CPUC | Non-Disp, QF, Bio, Geo & Other |  | WIND | 1981-06-18 |  |  |  | 0 | 1981-06-18 | sub unit of aggregate in GeneratingCapabilityList
NHOGAN_6_UNITS | NEW HOGAN PH AGGREGATE | North | CAISO System | 0 | 0.23 | 0.28 | 0.48 | 1.46 | 1.46 | 1.4 | 1.49 | 1.41 | 0.72 | 0.21 | 0.2 | 0.06 | FC | CPUC | Dispatchable Hydro |  | WATER | 1986-04-15 |  |  |  | 1986-04-15
NIMTG_6_NIQF | NORTH ISLAND QF | South | San Diego | 0 | 34.32 | 33.35 | 26.3 | 23.5 | 32.91 | 34.09 | 34.77 | 35.59 | 32.54 | 30.21 | 34.58 | 33.67 | FC | CPUC | Non-Disp, QF, Bio, Geo & Other |  | NATURAL GAS | 1989-01-01 |  |  |  | 1989-01-01
NWCSTL_7_UNIT 1 | NEWCASTLE HYDRO | North | Sierra | 0 | 4.38 | 6.2 | 6.21 | 5.15 | 2.42 | 0.73 | 0 | 0.03 | 0.94 | 0.49 | 2.43 | 4.17 | FC | CPUC | Non-Disp Hydro |  | WATER | 1986-01-01 |  |  |  | 1986-01-01
OAK C_7_UNIT 1 | OAKLAND STATION C GT UNIT 1 | North | Bay Area | 55 | 0 | 0 | 0 | 0 | 0 | 0 | 0 | 0 | 0 | 0 | 0 | 0 | FC | ISO | Dispatchable |  | DIESEL / OIL | 1978-01-01 |  |  |  | 1978-01-01
OAK C_7_UNIT 2 | OAKLAND STATION C GT UNIT 2 | North | Bay Area | 55 | 0 | 0 | 0 | 0 | 0 | 0 | 0 | 0 | 0 | 0 | 0 | 0 | FC | ISO | Dispatchable |  | DIESEL / OIL | 1978-01-01 |  |  |  | 1978-01-01
OAK C_7_UNIT 3 | OAKLAND STATION C GT UNIT 3 | North | Bay Area | 55 | 0 | 0 | 0 | 0 | 0 | 0 | 0 | 0 | 0 | 0 | 0 | 0 | FC | ISO | Dispatchable |  | DIESEL / OIL | 1978-01-01 |  |  |  | 1978-01-01
OAK L_7_EBMUD | EAST BAY M.U.D. (OAKLAND) | North | Bay Area | 0 | 0.09 | 0.23 | 0.27 | 0.12 | 0.38 | 0.61 | 0.54 | 0.56 | 0.42 | 0.24 | 0.14 | 0.05 | FC | CPUC | Non-Disp, QF, Bio, Geo & Other |  | SEWAGE GAS | 1991-10-21 |  |  |  | 1991-10-21
OGROVE_6_PL1X2 | Orange Grove Energy Center | South | San Diego | 99.9 | 0 | 0 | 0 | 0 | 0 | 0 | 0 | 0 | 0 | 0 | 0 | 0 | FC | ISO | Dispatchable |  | NATURAL GAS | 2010-06-17 |  |  |  | 2010-06-17
OILDAL_1_UNIT 1 | OILDALE ENERGY LLC | North | Kern | 0 | 39.05 | 23.17 | 27.43 | 39.41 | 38.63 | 37.84 | 38.95 | 38.96 | 39.53 | 39.97 | 34.78 | 34.28 | FC | CPUC | Non-Disp, QF, Bio, Geo & Other |  | NATURAL GAS | 1984-12-29 |  |  |  | 1984-12-29
OILFLD_7_QFUNTS | OILFLD_7_QFUNTS | North | CAISO System | 0 | 0.32 | 0.5 | 1.09 | 1.17 | 1.85 | 2.73 | 2.65 | 2.46 | 1.35 | 0.91 | 1.09 | 0.46 | FC | CPUC | Non-Disp Hydro |  | WATER | 1987-07-13 |  |  |  | 0 | 1987-07-13 | sub unit of aggregate in GeneratingCapabilityList
OLINDA_2_COYCRK | MWD Coyote Creek Hydroelectric Recovery | South | LA Basin | 3.13 | 0 | 0 | 0 | 0 | 0 | 0 | 0 | 0 | 0 | 0 | 0 | 0 | FC | ANHM | Dispatchable Hydro |  | WATER | 1979-02-21 |  |  |  | 1979-02-21
OLINDA_2_QF | OLINDA QFS | South | LA Basin | 0 | 0.23 | 0.66 | 0.86 | 0.91 | 0.85 | 0.7 | 0.78 | 0.78 | 0.71 | 0.74 | 0.03 | 0.01 | FC | CPUC | Non-Disp, QF, Bio, Geo & Other |  | WATER | 1984-01-01 |  |  |  | 1984-01-01
OLINDA_7_LNDFIL | OLINDA_7_LNDFIL | South | LA Basin | 0 | 4.5 | 4.5 | 4.5 | 4.5 | 4.5 | 4.5 | 4.5 | 4.5 | 4.5 | 4.5 | 4.5 | 4.5 | FC | ANHM | Non-Disp, QF, Bio, Geo & Other |  | LANDFILL GAS | 2002-05-01 |  |  |  | 2002-05-01
OLSEN_2_UNIT | OLSEN POWER PARTNERS | North | CAISO System | 0 | 0.39 | 0.6 | 1.15 | 1.77 | 2.85 | 1.17 | 0.11 | 0 | 0 | 0.01 | 0.01 | 0.01 | FC | CPUC | Non-Disp Hydro |  | WATER | 1990-01-03 |  |  |  | 1990-01-03
OMAR_2_UNIT 1 | KERN RIVER COGENERATION CO. UNIT 1 | South | Big Creek-Ventura | 77.25 | 0 | 0 | 0 | 0 | 0 | 0 | 0 | 0 | 0 | 0 | 0 | 0 | FC | ISO | Dispatchable |  | NATURAL GAS | 1985-05-01 |  |  |  | 1985-05-01
OMAR_2_UNIT 2 | KERN RIVER COGENERATION CO. UNIT 2 | South | Big Creek-Ventura | 77.25 | 0 | 0 | 0 | 0 | 0 | 0 | 0 | 0 | 0 | 0 | 0 | 0 | FC | ISO | Dispatchable |  | NATURAL GAS | 1985-05-01 |  |  |  | 1985-05-01
OMAR_2_UNIT 3 | KERN RIVER COGENERATION CO. UNIT 3 | South | Big Creek-Ventura | 77.25 | 0 | 0 | 0 | 0 | 0 | 0 | 0 | 0 | 0 | 0 | 0 | 0 | FC | ISO | Dispatchable |  | NATURAL GAS | 1985-05-01 |  |  |  | 1985-05-01
OMAR_2_UNIT 4 | KERN RIVER COGENERATION CO. UNIT 4 | South | Big Creek-Ventura | 77.25 | 0 | 0 | 0 | 0 | 0 | 0 | 0 | 0 | 0 | 0 | 0 | 0 | FC | ISO | Dispatchable |  | NATURAL GAS | 1985-05-01 |  |  |  | 1985-05-01
ORMOND_7_UNIT 1 | ORMOND BEACH GEN STA. UNIT 1 | South | Big Creek-Ventura | 741.27 | 0 | 0 | 0 | 0 | 0 | 0 | 0 | 0 | 0 | 0 | 0 | 0 | FC | ISO | Dispatchable | OTC | NATURAL GAS | 1971-01-01 | 2020-12-31 | 2020-12-31 |  | 1971-01-01
ORMOND_7_UNIT 2 | ORMOND BEACH GEN STA. UNIT 2 | South | Big Creek-Ventura | 775 | 0 | 0 | 0 | 0 | 0 | 0 | 0 | 0 | 0 | 0 | 0 | 0 | FC | ISO | Dispatchable | OTC | NATURAL GAS | 1971-01-01 | 2020-12-31 | 2020-12-31 |  | 1971-01-01
OROVIL_6_UNIT | OROVILLE COGEN | North | Sierra | 0 | 0 | 0 | 0 | 2.62 | 3.45 | 4.9 | 5.06 | 4.61 | 3.61 | 3.57 | 1.1 | 0 | FC | CPUC | Non-Disp, QF, Bio, Geo & Other |  | NATURAL GAS | 1989-12-18 |  |  |  | 1989-12-18
OSO_6_NSPIN | OSO_6_NSPIN | South | Big Creek-Ventura | 0 | 19 | 19 | 19 | 19 | 19 | 19 | 19 | 19 | 19 | 19 | 19 | 19 | FC | CDWR | Non-Disp Hydro |  | #N/A | 1980-01-01 |  |  |  | 1980-01-01
OTAY_6_PL1X2 | MMC Chula Vista Aggregate | South | San Diego | 35.5 | 0 | 0 | 0 | 0 | 0 | 0 | 0 | 0 | 0 | 0 | 0 | 0 | FC | ISO | Dispatchable |  | NATURAL GAS | 2006-06-08 |  |  |  | 2006-06-08
OTAY_6_UNITB1 | OTAY LANDFILL UNITS AGGREGATE | South | San Diego | 0 | 1.7 | 2.76 | 2.85 | 2.81 | 2.7 | 2.47 | 2.63 | 2.8 | 2.54 | 2.56 | 2.72 | 2.83 | FC | CPUC | Non-Disp, QF, Bio, Geo & Other |  | LANDFILL GAS | 1987-01-01 |  |  |  | 1987-01-01
OTAY_7_UNITC1 | Otay 3 | South | San Diego | 0 | 2.63 | 1.82 | 2.84 | 2.92 | 2.92 | 2.68 | 2.42 | 2.65 | 2.8 | 2.85 | 2.8 | 2.86 | FC | CPUC | Non-Disp, QF, Bio, Geo & Other |  | LANDFILL GAS | 2007-03-08 |  |  |  | 2007-03-08
OTMESA_2_PL1X3 | OTAY MESA ENERGY CENTER | South | San Diego | 603.6 | 0 | 0 | 0 | 0 | 0 | 0 | 0 | 0 | 0 | 0 | 0 | 0 | FC | ISO | Dispatchable |  | NATURAL GAS | 2009-10-03 |  |  |  | 2009-10-03
OXBOW_6_DRUM | OXBOW HYDRO | North | Sierra | 0 | 6 | 6 | 6 | 6 | 6 | 6 | 6 | 6 | 6 | 6 | 6 | 6 | FC | CPUC | Dispatchable Hydro |  | WATER | 1966-01-01 |  |  |  | 1966-01-01
OXMTN_6_LNDFIL | Ox Mountain Landfill Generating Plant | North | Bay Area | 10.14 | 0 | 0 | 0 | 0 | 0 | 0 | 0 | 0 | 0 | 0 | 0 | 0 | FC | NCPA | Non-Disp, QF, Bio, Geo & Other |  | LANDFILL GAS | 2009-04-01 |  |  |  | 2009-04-01
PACLUM_6_UNIT | PACIFIC LUMBER (HUMBOLDT) | North | Humboldt | 0 | 8.95 | 11.73 | 4.1 | 6.34 | 6.86 | 18.04 | 19.47 | 19.42 | 20.65 | 14.08 | 13.79 | 6.53 | FC | CPUC | Non-Disp, QF, Bio, Geo & Other |  | WOOD WASTE | 1986-03-22 |  |  |  | 1986-03-22
PACORO_6_UNIT | OGDEN POWER PACIFIC, INC. (OROVILLE) | North | Sierra | 0 | 12.86 | 10.7 | 9.09 | 6.93 | 7.96 | 14.68 | 14.85 | 15.13 | 16.12 | 12.6 | 12.47 | 15.44 | FC | CPUC | Non-Disp, QF, Bio, Geo & Other |  | WOOD WASTE | 1995-09-26 |  |  |  | 1995-09-26
PADUA_2_ONTARO | ONTARIO/SIERRA HYDRO PSP | South | LA Basin | 0 | 0.68 | 1.22 | 1.09 | 1.59 | 1.6 | 1.42 | 1.11 | 0.91 | 0.64 | 0.64 | 0.48 | 0.54 | FC | CPUC | Non-Disp hydro |  | WATER | 1902-01-01 |  |  |  | 1902-01-01
PADUA_6_MWDSDM | San Dimas Hydroelectric Recovery Plant | South | LA Basin | 0 | 3.8 | 5.2 | 5.3 | 8.2 | 9 | 7.9 | 6.9 | 7.7 | 8.7 | 6.9 | 7.6 | 5.6 | FC | CDWR | Dispatchable Hydro |  | WATER | 1981-01-01 |  |  |  | 1981-01-01
PADUA_6_QF | PADUA QFS | South | LA Basin | 0 | 0.35 | 0.25 | 0.6 | 0.64 | 0.6 | 0.55 | 0.59 | 0.74 | 0.6 | 0.64 | 0.6 | 0.48 | FC | CPUC | Non-Disp, QF, Bio, Geo & Other |  | WATER | 1984-01-01 |  |  |  | 1984-01-01
PADUA_7_SDIMAS | San Dimas Wash Hydro | South | LA Basin | 0 | 0 | 0 | 0 | 0 | 1.05 | 1.05 | 1.05 | 1.05 | 1.05 | 0 | 0 | 0 | FC | CPUC | Dispatchable Hydro |  | WATER | 1986-01-28 |  |  |  | 1986-01-28
PALALT_7_COBUG | Cooperatively Owned Back Up Generator | North | Bay Area | 4.5 | 0 | 0 | 0 | 0 | 0 | 0 | 0 | 0 | 0 | 0 | 0 | 0 | FC | NCPA | Dispatchable |  | NATURAL GAS | 2007-10-15 |  |  |  | 2007-10-15
PALOMR_2_PL1X3 | Palomar Energy Center | South | San Diego | 565.61 | 0 | 0 | 0 | 0 | 0 | 0 | 0 | 0 | 0 | 0 | 0 | 0 | FC | ISO | Dispatchable |  | NATURAL GAS | 2006-03-31 |  |  |  | 2006-03-31
PANDOL_6_UNIT | DELANO ENERGY COMPANY AGGREGATE | South | Big Creek-Ventura | 0 | 30.73 | 34.51 | 33.94 | 30.84 | 32.24 | 24.36 | 46.89 | 45.02 | 45.07 | 34.99 | 44.89 | 37.95 | FC | CPUC | Non-Disp, QF, Bio, Geo & Other |  | WOOD WASTE | 1990-01-01 |  |  |  | 1990-01-01
PEARBL_2_NSPIN | PEARBL_2_NSPIN | South | CAISO System | 0 | 46 | 22 | 92 | 95 | 79 | 85 | 128 | 134 | 118 | 118 | 118 | 75 | FC | CDWR | Non-Disp Hydro |  | #N/A | 1980-01-01 |  |  |  | 1980-01-01
PHOENX_1_UNIT | PHOENIX PH | North | Stockton | 0 | 0.64 | 0.99 | 1.58 | 1.7 | 1.65 | 1.55 | 1.4 | 1.41 | 1.12 | 0.37 | 0.41 | 0.78 | FC | CPUC | Non-Disp Hydro |  | WATER | 1940-01-01 |  |  |  | 1940-01-01
PINFLT_7_UNITS | PINE FLAT HYDRO AGGREGATE | North | Fresno | 0 | 41.4 | 8 | 49.65 | 62.83 | 140.53 | 155.88 | 135.79 | 82.5 | 23.7 | 0 | 0 | 0 | FC | CDWR | Dispatchable Hydro |  | WATER | 1984-01-01 |  |  |  | 1984-01-01
PIT1_7_UNIT 1 | PIT PH 1 UNIT 1 | North | CAISO System | 0 | 30.5 | 30.5 | 30.5 | 30.5 | 30.5 | 30.5 | 30.5 | 30.5 | 30.5 | 30.5 | 30.5 | 30.5 | FC | CPUC | Dispatchable Hydro |  | WATER | 1922-01-01 |  |  |  | 1922-01-01
PIT1_7_UNIT 2 | PIT PH 1 UNIT 2 | North | CAISO System | 0 | 30.5 | 30.5 | 30.5 | 30.5 | 30.5 | 30.5 | 30.5 | 30.5 | 30.5 | 30.5 | 30.5 | 30.5 | FC | CPUC | Dispatchable Hydro |  | WATER | 1922-01-01 |  |  |  | 1922-01-01
PIT3_7_PL1X3 | PIT PH 3 UNITS 1, 2 & 3 AGGREGATE | North | CAISO System | 0 | 70.6 | 70.6 | 70.6 | 70.6 | 70.6 | 70.6 | 70.6 | 70.6 | 70.6 | 70.6 | 70.6 | 70.6 | FC | CPUC | Dispatchable Hydro |  | WATER | 1925-01-01 |  |  |  | 1925-01-01
PIT4_7_PL1X2 | PIT PH 4 UNITS 1 & 2 AGGREGATE | North | CAISO System | 0 | 95 | 95 | 95 | 95 | 95 | 95 | 95 | 95 | 95 | 95 | 95 | 95 | FC | CPUC | Dispatchable Hydro |  | WATER | 1955-01-01 |  |  |  | 1955-01-01
PIT5_7_PL1X2 | PIT PH 5 UNITS 1 & 2 AGGREGATE | North | CAISO System | 0 | 80 | 80 | 80 | 80 | 80 | 80 | 80 | 80 | 80 | 80 | 80 | 80 | FC | CPUC | Dispatchable Hydro |  | WATER | 1944-01-01 |  |  |  | 1944-01-01
PIT5_7_PL3X4 | PIT PH 5 UNITS 3 & 4 AGGREGATE | North | CAISO System | 0 | 80 | 80 | 80 | 80 | 80 | 80 | 80 | 80 | 80 | 80 | 80 | 80 | FC | CPUC | Dispatchable Hydro |  | WATER | 1944-01-01 |  |  |  | 1944-01-01
PIT5_7_QFUNTS | PIT 5 HYDRO QF UNITS | North | CAISO System | 0 | 0.43 | 0.73 | 1.21 | 1.2 | 1.1 | 0.55 | 0.2 | 0.14 | 0.14 | 0.18 | 0.19 | 0.49 | FC | CPUC | Non-Disp Hydro |  | WATER | 1987-08-15 |  |  |  | 1987-08-15
PIT6_7_UNIT 1 | PIT PH 6 UNIT 1 | North | CAISO System | 0 | 39 | 39 | 39 | 39 | 39 | 39 | 39 | 39 | 39 | 39 | 39 | 39 | FC | CPUC | Dispatchable Hydro |  | WATER | 1965-01-01 |  |  |  | 1965-01-01
PIT6_7_UNIT 2 | PIT PH 6 UNIT 2 | North | CAISO System | 0 | 40 | 40 | 40 | 40 | 40 | 40 | 40 | 40 | 40 | 40 | 40 | 40 | FC | CPUC | Dispatchable Hydro |  | WATER | 1965-01-01 |  |  |  | 1965-01-01
PIT7_7_UNIT 1 | PIT PH 7 UNIT 1 | North | CAISO System | 0 | 55.7 | 55.7 | 55.7 | 55.7 | 55.7 | 55.7 | 55.7 | 55.7 | 55.7 | 55.7 | 55.7 | 55.7 | FC | CPUC | Dispatchable Hydro |  | WATER | 1965-01-01 |  |  |  | 1965-01-01
PIT7_7_UNIT 2 | PIT PH 7 UNIT 2 | North | CAISO System | 0 | 54.6 | 54.6 | 54.6 | 54.6 | 54.6 | 54.6 | 54.6 | 54.6 | 54.6 | 54.6 | 54.6 | 54.6 | FC | CPUC | Dispatchable Hydro |  | WATER | 1965-01-01 |  |  |  | 1965-01-01
PITTSP_7_UNIT 5 | PITTSBURG UNIT 5 | North | Bay Area | 312 | 0 | 0 | 0 | 0 | 0 | 0 | 0 | 0 | 0 | 0 | 0 | 0 | FC | ISO | Dispatchable | OTC | NATURAL GAS | 1960-01-01 | 2017-12-31 | 2017-12-31 |  | 1960-01-01
PITTSP_7_UNIT 6 | PITTSBURG UNIT 6 | North | Bay Area | 317 | 0 | 0 | 0 | 0 | 0 | 0 | 0 | 0 | 0 | 0 | 0 | 0 | FC | ISO | Dispatchable | OTC | NATURAL GAS | 1961-01-01 | 2017-12-31 | 2017-12-31 |  | 1961-01-01
PITTSP_7_UNIT 7 | PITTSBURG UNIT 7 | North | Bay Area | 682 | 0 | 0 | 0 | 0 | 0 | 0 | 0 | 0 | 0 | 0 | 0 | 0 | FC | ISO | Dispatchable |  | NATURAL GAS | 1972-01-01 |  |  |  | 1972-01-01
PLACVL_1_CHILIB | Chili Bar Hydro | North | Sierra | 0 | 1.46 | 3.29 | 3.42 | 5.2 | 6.2 | 4.04 | 2.43 | 2.18 | 2.53 | 1.43 | 1.29 | 1.63 | FC | CPUC | Non-Disp Hydro |  | WATER | 1965-01-01 |  |  |  | 1965-01-01
PLACVL_1_RCKCRE | PLACER UNIT (ROCK CREEK) | North | Sierra | 0 | 0.29 | 0.48 | 0.47 | 0.5 | 0.38 | 0.07 | 0 | 0 | 0 | 0 | 0.1 | 0.46 | FC | CPUC | Non-Disp Hydro |  | WATER | 1986-04-24 |  |  |  | 1986-04-24
PLSNTG_7_LNCLND | Lincoln Landfill Power Plant | North | Sierra | 0 | 1.83 | 1.87 | 2.06 | 1.99 | 1.76 | 1.84 | 1.91 | 1.24 | 1.56 | 1.92 | 1.36 | 2.03 | FC | CPUC | Non-Disp, QF, Bio, Geo & Other |  | LANDFILL GAS | 1985-01-01 |  |  |  | 1985-01-01
PNCHEG_2_PL1X4 | PANOCHE ENERGY CENTER (Aggregated) | North | CAISO System | 380.96 | 0 | 0 | 0 | 0 | 0 | 0 | 0 | 0 | 0 | 0 | 0 | 0 | FC | ISO | Dispatchable |  | NATURAL GAS | 2009-05-28 |  |  |  | 2009-05-28
PNCHPP_1_PL1X2 | STARWOOD POWER - MIDWAY LLC | North | Fresno | 111.16 | 0 | 0 | 0 | 0 | 0 | 0 | 0 | 0 | 0 | 0 | 0 | 0 | FC | ISO | Dispatchable |  | NATURAL GAS | 2009-05-04 |  |  |  | 2009-05-04
PNOCHE_1_PL1X2 | Panoche Peaker | North | Fresno | 45 | 0 | 0 | 0 | 0 | 0 | 0 | 0 | 0 | 0 | 0 | 0 | 0 | FC | ISO | Dispatchable |  | NATURAL GAS | 2005-06-14 |  |  |  | 2005-06-14
PNOCHE_1_UNITA1 | CalPeak Power - Panoche LLC | North | Fresno | 42.78 | 0 | 0 | 0 | 0 | 0 | 0 | 0 | 0 | 0 | 0 | 0 | 0 | FC | ISO | Dispatchable |  | NATURAL GAS | 2001-12-27 |  |  |  | 2001-12-27
POEPH_7_UNIT 1 | POE HYDRO UNIT 1 | North | Sierra | 0 | 60 | 60 | 60 | 60 | 60 | 60 | 60 | 60 | 60 | 60 | 60 | 60 | FC | CPUC | Dispatchable Hydro |  | WATER | 1958-01-01 |  |  |  | 1958-01-01
POEPH_7_UNIT 2 | POE HYDRO UNIT 2 | North | Sierra | 0 | 60 | 60 | 60 | 60 | 60 | 60 | 60 | 60 | 60 | 60 | 60 | 60 | FC | CPUC | Dispatchable Hydro |  | WATER | 1958-01-01 |  |  |  | 1958-01-01
POTTER_6_UNITS | Potter Valley | North | NCNB | 0 | 9.2 | 9.2 | 9.2 | 9.2 | 9.2 | 9.2 | 9.2 | 9.2 | 9.2 | 9.2 | 9.2 | 9.2 | FC | CPUC | Dispatchable Hydro |  | WATER | 1910-01-01 |  |  |  | 1910-01-01
POTTER_7_VECINO | Vecino Vineyards LLC | North | NCNB | 0 | 0.01 | 0.01 | 0.01 | 0 | 0.02 | 0.03 | 0.02 | 0.02 | 0.02 | 0 | 0.02 | 0.03 | FC | CPUC | Non-Disp Hydro |  | WATER | 1990-03-27 |  |  |  | 1990-03-27
PSWEET_7_QFUNTS | PSWEET_7_QFUNTS | North | CAISO System | 0 | 0.37 | 0.36 | 0.21 | 0.18 | 0.21 | 0.19 | 0.19 | 0.19 | 0.19 | 0.18 | 0.2 | 0.17 | FC | CPUC | Non-Disp, QF, Bio, Geo & Other |  | LANDFILL GAS | 1987-09-01 |  |  |  | 0 | 1987-09-01 | sub unit of aggregate in GeneratingCapabilityList
PTLOMA_6_NTCCGN | AEI MCRD STEAM TURBINE | South | San Diego | 0 | 1.88 | 2.31 | 2.16 | 2.13 | 2.03 | 2.09 | 1.91 | 1.65 | 1.52 | 1.94 | 1.59 | 1.36 | FC | CPUC | Non-Disp, QF, Bio, Geo & Other |  | HEAT RECOVERY | 1989-01-01 |  |  |  | 1989-01-01
PTLOMA_6_NTCQF | NTC/MCRD COGENERATION | South | San Diego | 0 | 18.4 | 22.23 | 20.71 | 20.61 | 19.25 | 19.79 | 19.63 | 16.7 | 15.34 | 19.16 | 18.03 | 19.66 | FC | CPUC | Non-Disp, QF, Bio, Geo & Other |  | NATURAL GAS | 1989-01-01 |  |  |  | 1989-01-01
PWEST_1_UNIT | PACIFIC WEST 1 WIND GENERATION | South | LA Basin | 0 | 0.06 | 0.1 | 0.21 | 0.14 | 0.45 | 0.53 | 0.19 | 0.15 | 0.09 | 0.06 | 0.05 | 0.06 | FC | CPUC | Wind |  | WIND | 1999-01-01 |  |  |  | 0 | 1999-01-01 | http://en.openei.org/wiki/Pacific_West_I_Wind_Farm
RCKCRK_7_UNIT 1 | ROCK CREEK HYDRO UNIT 1 | North | Sierra | 0 | 56 | 56 | 56 | 56 | 56 | 56 | 56 | 56 | 56 | 56 | 56 | 56 | FC | CPUC | Dispatchable Hydro |  | WATER | 1950-01-01 |  |  |  | 1950-01-01
RCKCRK_7_UNIT 2 | ROCK CREEK HYDRO UNIT 2 | North | Sierra | 0 | 56 | 56 | 56 | 56 | 56 | 56 | 56 | 56 | 56 | 56 | 56 | 56 | FC | CPUC | Dispatchable Hydro |  | WATER | 1950-01-01 |  |  |  | 1950-01-01
RECTOR_2_KAWEAH | KAWEAH PH 2 & 3 PSP AGGREGATE | South | Big Creek-Ventura | 0 | 3.83 | 4.86 | 5.71 | 6.29 | 6.05 | 5.77 | 5.4 | 1.45 | 0.17 | 1.29 | 3.64 | 3.9 | FC | CPUC | Non-Disp hydro |  | WATER | 1913-01-01 |  |  |  | 1913-01-01
RECTOR_2_KAWH 1 | KAWEAH PH 1 UNIT 1 | South | Big Creek-Ventura | 0 | 1.33 | 1 | 1.06 | 1.27 | 1.29 | 1.19 | 1.46 | 0.71 | 0.49 | 0.05 | 0.75 | 0.54 | FC | CPUC | Non-Disp hydro |  | WATER | 1929-01-01 |  |  |  | 1929-01-01
RECTOR_2_QF | RECTOR QFS | South | Big Creek-Ventura | 0 | 0.72 | 2.76 | 2.07 | 0.27 | 7.85 | 19.53 | 15.61 | 5.34 | 0.28 | 0.66 | 0.2 | 0.61 | FC | CPUC | Non-Disp, QF, Bio, Geo & Other |  | WATER | 1984-01-01 |  |  |  | 1984-01-01
RECTOR_7_TULARE | RECTOR_7_TULARE | South | Big Creek-Ventura | 1.6 | 0 | 0 | 0 | 0 | 0 | 0 | 0 | 0 | 0 | 0 | 0 | 0 | FC | PASA | Non-Disp, QF, Bio, Geo & Other |  | LANDFILL GAS | 1998-05-08 |  |  |  | 1998-05-08
REDBLF_6_UNIT | RED BLUFF PEAKER PLANT | North | CAISO System | 44 | 0 | 0 | 0 | 0 | 0 | 0 | 0 | 0 | 0 | 0 | 0 | 0 | FC | ISO | Dispatchable |  | NATURAL GAS | 2001-08-11 |  |  |  | 2001-08-11
REDOND_7_UNIT 5 | REDONDO GEN STA. UNIT 5 | South | LA Basin | 178.87 | 0 | 0 | 0 | 0 | 0 | 0 | 0 | 0 | 0 | 0 | 0 | 0 | FC | ISO | Dispatchable | OTC | NATURAL GAS | 1954-01-01 | 2020-12-31 | 2020-12-31 |  | 1954-01-01
REDOND_7_UNIT 6 | REDONDO GEN STA. UNIT 6 | South | LA Basin | 175 | 0 | 0 | 0 | 0 | 0 | 0 | 0 | 0 | 0 | 0 | 0 | 0 | FC | ISO | Dispatchable | OTC | NATURAL GAS | 1957-01-01 | 2020-12-31 | 2020-12-31 |  | 1957-01-01
REDOND_7_UNIT 7 | REDONDO GEN STA. UNIT 7 | South | LA Basin | 505.96 | 0 | 0 | 0 | 0 | 0 | 0 | 0 | 0 | 0 | 0 | 0 | 0 | FC | ISO | Dispatchable | OTC | NATURAL GAS | 1967-01-01 | 2020-12-31 | 2020-12-31 |  | 1967-01-01
REDOND_7_UNIT 8 | REDONDO GEN STA. UNIT 8 | South | LA Basin | 495.9 | 0 | 0 | 0 | 0 | 0 | 0 | 0 | 0 | 0 | 0 | 0 | 0 | FC | ISO | Dispatchable | OTC | NATURAL GAS | 1967-01-01 | 2020-12-31 | 2020-12-31 |  | 1967-01-01
RHONDO_2_QF | RIO HONDO QFS | South | LA Basin | 0 | 0.07 | 1.34 | 2.39 | 2.66 | 2.23 | 2.5 | 1.98 | 2.54 | 1.85 | 0.47 | 0.8 | 0.42 | FC | CPUC | Non-Disp, QF, Bio, Geo & Other |  | WATER | 1987-01-01 |  |  |  | 1987-01-01
RHONDO_6_PUENTE | Puente Hills GTE Facility Phase II | South | LA Basin | 0 | 0 | 0 | 0.01 | 0 | 0 | 0.01 | 0 | 0 | 0 | 0.15 | 0.14 | 0.11 | FC | CPUC | Non-Disp, QF, Bio, Geo & Other |  | LANDFILL GAS | 2007-12-07 |  |  |  | 2007-12-07
RICHMN_7_BAYENV | BAY ENVIRONMENTAL (NOVE POWER) | North | Bay Area | 0 | 2 | 2 | 2 | 2 | 2 | 2 | 2 | 2 | 2 | 2 | 2 | 2 | FC | NCPA | Non-Disp, QF, Bio, Geo & Other |  | LANDFILL GAS | 1985-01-01 |  |  |  | 1985-01-01
RIOBRV_6_UNIT 1 | RIO BRAVO FRESNO | North | Kern | 0 | 0.05 | 0.33 | 2.76 | 4.28 | 5.93 | 9.55 | 8.58 | 8.54 | 4.55 | 1 | 0.11 | 0 | FC | CPUC | Non-Disp Hydro |  | WATER | 1989-05-18 |  |  |  | 1989-05-18
RIOOSO_1_QF | SMALL QF AGGREGATION - GRASS VALLEY | North | Sierra | 0 | 0.48 | 0.76 | 1.23 | 1.62 | 1.94 | 1.57 | 1.38 | 1.12 | 1.05 | 0.42 | 0.25 | 0.67 | FC | CPUC | Non-Disp Hydro |  | WATER | 1984-01-01 |  |  |  | 1984-01-01
ROLLIN_6_UNIT | ROLLINS HYDRO | North | Sierra | 0 | 7.45 | 6.97 | 9.37 | 11.16 | 11.55 | 11.65 | 11.43 | 11.09 | 10.94 | 8.29 | 7.94 | 8.12 | FC | CPUC | Dispatchable Hydro |  | WATER | 1980-01-01 |  |  |  | 1980-01-01
RVRVEW_1_UNITA1 | Riverview Energy Center (GP Antioch) | North | Bay Area | 0 | 48.7 | 48.7 | 48.7 | 48.7 | 47.7 | 46 | 46 | 46 | 47 | 48.7 | 48.7 | 48.7 | FC | ISO | Dispatchable |  | NATURAL GAS | 2003-05-02 |  |  |  | 2003-05-02
RVSIDE_2_RERCU3 | Riverside Energy Res. Ctr Unit 3 | South | LA Basin | 48.5 | [12 empty] | FC | ISO | Dispatchable |  | NATURAL GAS | 2011-04-01 |  |  |  | 2011-04-01
RVSIDE_2_RERCU4 | Riverside Energy Res. Ctr Unit 4 | South | LA Basin | 48.5 | [12 empty] | FC | ISO | Dispatchable |  | NATURAL GAS | 2011-04-01 |  |  |  | 2011-04-01
RVSIDE_6_RERCU1 | Riverside Energy Res. Ctr Unit 1 | South | LA Basin | 48.35 | [12 empty] | FC | ISO | Dispatchable |  | NATURAL GAS | 2006-06-01 |  |  |  | 2006-06-01
RVSIDE_6_RERCU2 | Riverside Energy Res. Ctr Unit 2 | South | LA Basin | 48.5 | [12 empty] | FC | ISO | Dispatchable |  | NATURAL GAS | 2006-06-01 |  |  |  | 2006-06-01
RVSIDE_6_SPRING | SPRINGS GENERATION PROJECT AGGREGATE | South | LA Basin | 36 | 0 | 0 | 0 | 0 | 0 | 0 | 0 | 0 | 0 | 0 | 0 | 0 | FC | ISO | Dispatchable |  | NATURAL GAS | 2002-06-13 |  |  |  | 2002-06-13
SALIRV_2_UNIT | SALINAS RIVER COGEN CO. | North | CAISO System | 0 | 34.57 | 35.72 | 34.8 | 34.81 | 30.77 | 33.18 | 31.89 | 31.26 | 26.65 | 30.64 | 34.67 | 35.65 | FC | CPUC | Non-Disp, QF, Bio, Geo & Other |  | NATURAL GAS | 1991-10-11 |  |  |  | 1991-10-11
SALTSP_7_UNITS | SALT SPRINGS HYDRO AGGREGATE | North | CAISO System | 0 | 33.82 | 33.72 | 34.18 | 34.94 | 36.51 | 37.92 | 37.97 | 37.57 | 37.26 | 36.85 | 36.27 | 35.26 | FC | CPUC | Dispatchable Hydro |  | WATER | 1931-01-01 |  |  |  | 1931-01-01
SAMPSN_6_KELCO1 | KELCO QUALIFYING FACILITY | South | San Diego | 0 | 5.05 | 2.29 | 3.97 | 3.21 | 3.12 | 1.58 | 0.39 | 0.72 | 0.94 | 2.96 | 4.13 | 3.56 | FC | CPUC | Non-Disp, QF, Bio, Geo & Other |  | NATURAL GAS | 1983-01-01 |  |  |  | 1983-01-01
SANJOA_1_UNIT 1 | SAN JOAQUIN COGEN | North | CAISO System | 48 | 0 | 0 | 0 | 0 | 0 | 0 | 0 | 0 | 0 | 0 | 0 | 0 | FC | ISO | Dispatchable |  | NATURAL GAS | 1990-01-01 |  |  |  | 1990-01-01
SANTFG_7_UNITS | GEYSERS CALISTOGA AGGREGATE | North | NCNB | 60 | 0 | 0 | 0 | 0 | 0 | 0 | 0 | 0 | 0 | 0 | 0 | 0 | FC | ISO | Dispatchable |  | GEOTHERMAL | 1984-03-14 |  |  |  | 1984-03-14
SANTGO_6_COYOTE | GAS RECOVERY SYS. (COYOTE CANYON) | South | LA Basin | 0 | 5.96 | 6.5 | 6.34 | 6.06 | 6.28 | 6.04 | 5.77 | 6.08 | 5.37 | 6.14 | 6 | 4.67 | FC | ISO | Non-Disp, QF, Bio, Geo & Other |  | LANDFILL GAS | 1989-01-01 |  |  |  | 1989-01-01
SARGNT_2_UNIT | SARGENT CANYON COGEN. COMPANY | North | CAISO System | 0 | 33.54 | 34.33 | 33.91 | 32.53 | 28.6 | 32.89 | 32.59 | 32 | 31.17 | 32.25 | 31.64 | 32.01 | FC | CPUC | Non-Disp, QF, Bio, Geo & Other |  | NATURAL GAS | 1991-10-07 |  |  |  | 1991-10-07
SAUGUS_2_TOLAND | Toland Landfill gas to Energy Project | South | LA Basin |  | 1.11 | 1.02 | 1.09 | 0.34 | 0.51 | 0.93 | 0.89 | 0.72 | 0.85 | 0.76 | 0.8 | 0.85 | FC | CPUC | Non-Disp, QF, Bio, Geo & Other |  | LANDFILL GAS | 2009-08-25 |  |  |  | 2009-08-25
SAUGUS_6_MWDFTH | Foothill Hydroelectric Recovery Plant | South | Big Creek-Ventura | 0 | 6.6 | 5.6 | 4.8 | 3.7 | 5.7 | 8.5 | 8.2 | 7.5 | 7.2 | 6.4 | 6.7 | 6.5 | FC | CDWR | Dispatchable Hydro |  | WATER | 1981-01-01 |  |  |  | 1981-01-01
SAUGUS_6_PTCHGN | COUNTY OF LOS ANGELES -- PITCHLE | South | Big Creek-Ventura | 0 | 21.82 | 22.21 | 21.67 | 13.47 | 18.16 | 20.3 | 19.57 | 19.12 | 20.57 | 18.66 | 20.97 | 21.56 | FC | CPUC | Non-Disp, QF, Bio, Geo & Other |  | NATURAL GAS | 1988-07-14 |  |  |  | 1988-07-14
SAUGUS_6_QF | SAUGUS QFS | South | Big Creek-Ventura | 0 | 0.53 | 0.24 | 0.59 | 0.66 | 0.7 | 0.91 | 0.92 | 0.92 | 1.11 | 1 | 0.8 | 0.46 | FC | CPUC | Non-Disp, QF, Bio, Geo & Other |  | WATER | 1987-01-01 |  |  |  | 1987-01-01
SAUGUS_7_CHIQCN | Chiquita Canyon Landfill Fac | South | Big Creek-Ventura | 0 | 6.67 | 6.67 | 6.67 | 6.67 | 6.67 | 6.67 | 6.67 | 6.67 | 6.67 | 6.67 | 6.67 | 6.67 | FC | PASA | Non-Disp, QF, Bio, Geo & Other |  | LANDFILL GAS | 2010-11-23 |  |  |  | 2010-11-23
SAUGUS_7_LOPEZ | MM Lopez Energy | South | Big Creek-Ventura | 0 | 5.69 | 5.01 | 4.59 | 5.59 | 5.55 | 5.73 | 5.45 | 5.39 | 5.65 | 5.63 | 5.63 | 4.6 | FC | CPUC | Non-Disp, QF, Bio, Geo & Other |  | LANDFILL GAS | 1999-01-05 |  |  |  | 1999-01-05
SBERDO_2_PSP3 | Mountainview Gen Sta. Unit 3 | South | LA Basin | 484.5 | 0 | 0 | 0 | 0 | 0 | 0 | 0 | 0 | 0 | 0 | 0 | 0 | FC | ISO | Dispatchable |  | NATURAL GAS | 2005-12-10 |  |  |  | 2005-12-10
SBERDO_2_PSP4 | Mountainview Gen Sta. Unit 4 | South | LA Basin | 484.5 | 0 | 0 | 0 | 0 | 0 | 0 | 0 | 0 | 0 | 0 | 0 | 0 | FC | ISO | Dispatchable |  | NATURAL GAS | 2006-01-19 |  |  |  | 2006-01-19
SBERDO_2_QF | SAN BERADINO QFS | South | LA Basin | 0 | 0.19 | 0.17 | 0.07 | 0.06 | 0.08 | 0.32 | 0.13 | 0.14 | 0.19 | 0.08 | 0.27 | 0.33 | FC | CPUC | Non-Disp, QF, Bio, Geo & Other |  | NATURAL GAS | 1989-01-01 |  |  |  | 1989-01-01
SBERDO_2_SNTANA | SANTA ANA PSP | South | LA Basin | 0 | 1.05 | 1.06 | 1.85 | 2.17 | 1.94 | 1.53 | 0.51 | 0.27 | 0.31 | 0.54 | 0.52 | 0.79 | FC | CPUC | Non-Disp hydro |  | WATER | 1947-01-01 |  |  |  | 0 | 1947-01-01 | sub unit of aggregate in GeneratingCapabilityList
SBERDO_6_MILLCK | MILL CREEK PSP | South | LA Basin | 0 | 0.65 | 1.11 | 1.32 | 1.56 | 1.56 | 1.76 | 1.45 | 1.28 | 1.13 | 1.38 | 1.03 | 0.83 | FC | CPUC | Non-Disp hydro |  | WATER | 1903-01-01 |  |  |  | 0 | 1903-01-01 | sub unit of aggregate in GeneratingCapabilityList
SCHLTE_1_UNITA1 | Tracy Unit 1 Peaking Project | North | Stockton | 83.56 | 0 | 0 | 0 | 0 | 0 | 0 | 0 | 0 | 0 | 0 | 0 | 0 | FC | ISO | Dispatchable |  | NATURAL GAS | 2003-05-30 |  |  |  | 2003-05-30
SCHLTE_1_UNITA2 | Tracy Unit 2 Peaking Project | North | Stockton | 82.88 | 0 | 0 | 0 | 0 | 0 | 0 | 0 | 0 | 0 | 0 | 0 | 0 | FC | ISO | Dispatchable |  | NATURAL GAS | 2003-05-30 |  |  |  | 2003-05-30
SEARLS_7_ARGUS | NORTH AMERICAN ARGUS | South | CAISO System | 0 | 11.88 | 12.24 | 11.37 | 7.01 | 11.3 | 14.06 | 12.97 | 12.28 | 12.51 | 9.29 | 11.09 | 12.67 | FC | CPUC | Non-Disp, QF, Bio, Geo & Other |  | COAL | 1983-04-01 |  |  |  | 1983-04-01
SEARLS_7_WESTEN | NORTH AMERICAN WESTEND | South | CAISO System | 0 | 0.02 | 0.05 | 0.03 | 0 | 0.03 | 0 | 0.01 | 0 | 0.08 | 0 | 0 | 0 | FC | CPUC | Non-Disp, QF, Bio, Geo & Other |  | NATURAL GAS | 1979-06-25 |  |  |  | 1979-06-25
SEAWST_6_LAPOS | SEA WEST WIND QF AGGREGATION | North | Bay Area | 0 | 0 | 0.01 | 0.18 | 0.25 | 0.37 | 0.4 | 0.33 | 0.35 | 0.11 | 0.1 | 0.01 | 0 | FC | CPUC | Wind |  | WIND | 1983-01-01 |  |  |  | 1983-01-01
SEGS_1_SEGS2 | SUNRAY ENERGY, INC. - SEGS 2 | South | CAISO System | 0 | 0 | 0.03 | 0.57 | 5.1 | 7.15 | 28.76 | 24.65 | 19.4 | 20.68 | 0.71 | 0.02 | 0 | FC | CPUC | Solar |  | SUN | 1984-11-02 |  |  |  | 1984-11-02
SGREGY_6_SANGER | DYNAMIS COGEN | North | Fresno | 0 | 27.4 | 28.39 | 29.73 | 23.38 | 25.96 | 27.95 | 27.37 | 26.47 | 26.29 | 29.6 | 26 | 28.46 | FC | CPUC | Non-Disp, QF, Bio, Geo & Other |  | NATURAL GAS | 1990-12-11 |  |  |  | 1990-12-11
SIERRA_1_UNITS | HIGH SIERRA LIMITED | North | Kern | 0 | 33.64 | 34.44 | 31.58 | 26.83 | 15.56 | 28.08 | 44.24 | 43.26 | 30.11 | 30.44 | 16.36 | 17.06 | FC | CPUC | Non-Disp, QF, Bio, Geo & Other |  | NATURAL GAS | 1989-02-24 |  |  |  | 1989-02-24
SISQUC_1_SMARIA | Santa Maria II LFG Power Plant | North | CAISO System |  | 0 | 0 | 0 | 0 | 0 | 0 | 0 | 0 | 0.11 | 0.14 | 0.53 | 0.4 | FC | CPUC | Non-Disp, QF, Bio, Geo & Other |  | LANDFILL GAS | 2010-09-27 |  |  |  | 2010-09-27
SLUISP_2_UNITS | SAN LUIS (GIANELLI) PUMP-GEN (AGGREGATE) | North | CAISO System | 0 | 0 | 0 | 128.1481 | 124 | 128 | 130 | 91 | 56 | 0 | 0 | 0 | 0 | FC | CDWR | Dispatchable Hydro |  | WATER | 1967-01-01 |  |  |  | 1967-01-01
SLYCRK_1_UNIT 1 | SLY CREEK HYDRO | North | Sierra | 0 | 6.35 | 6.63 | 9.49 | 12.01 | 13 | 13 | 12.92 | 10.36 | 8.3 | 8 | 7.85 | 6.94 | FC | CPUC | Dispatchable Hydro |  | WATER | 1983-01-01 |  |  |  | 1983-01-01
SMARQF_1_UNIT 1 | SANTA MARIA COGEN | North | CAISO System | 0 | 0 | 0 | 0 | 0 | 0 | 0 | 0 | 0 | 0 | 0 | 0 | 0 | FC | CPUC | Non-Disp, QF, Bio, Geo & Other |  | NATURAL GAS | 1989-06-21 |  |  |  | 1989-06-21
SMPAND_7_UNIT | WHEELABRATOR LASSEN INC. | North | CAISO System | 0 | 0 | 0 | 0.18 | 0.74 | 0.08 | 3.51 | 21.86 | 12.52 | 0.89 | 17.08 | 0 | 0.82 | FC | CPUC | Non-Disp, QF, Bio, Geo & Other |  | NATURAL GAS | 1983-04-28 |  |  |  | 1983-04-28
SMPRIP_1_SMPSON | RIPON COGENERATION, INC. | North | CAISO System | 0 | 41.67 | 34.47 | 41.56 | 31.44 | 20.37 | 34.65 | 34.79 | 30.31 | 33.63 | 31.92 | 28.82 | 34.65 | FC | CPUC | Non-Disp, QF, Bio, Geo & Other |  | NATURAL GAS | 1988-04-19 |  |  |  | 1988-04-19
SMRCOS_6_LNDFIL | SAN MARCOS LANDFILL BIO-GAS | South | San Diego | 0 | 0.69 | 0.7 | 0.67 | 0.6 | 0.49 | 0.55 | 0.52 | 0.47 | 0.36 | 0.32 | 0.36 | 0.36 | FC | CPUC | Non-Disp, QF, Bio, Geo & Other |  | LANDFILL GAS | 2011-05-20 |  |  |  | 2011-05-20
SMUDGO_7_UNIT 1 | SONOMA POWER PLANT | North | NCNB | 37 | 0 | 0 | 0 | 0 | 0 | 0 | 0 | 0 | 0 | 0 | 0 | 0 | FC | ISO | Dispatchable |  | GEOTHERMAL | 1983-01-01 |  |  |  | 1983-01-01
SNCLRA_6_OXGEN | E.F. OXNARD INCORPORATED | South | Big Creek-Ventura | 0 | 32.93 | 36.77 | 19.47 | 24.29 | 24.26 | 35.12 | 35.58 | 33.53 | 32.7 | 34.45 | 36.38 | 38.91 | FC | CPUC | Non-Disp, QF, Bio, Geo & Other |  | NATURAL GAS | 1990-04-13 |  |  |  | 1990-04-13
SNCLRA_6_PROCGN | PROCTER AND GAMBLE OXNARD II | South | Big Creek-Ventura | 0 | 41.86 | 43.84 | 45.55 | 44.51 | 42.98 | 46.22 | 45.98 | 46.16 | 42.2 | 39.7 | 45.31 | 45.2 | FC | CPUC | Non-Disp, QF, Bio, Geo & Other |  | NATURAL GAS | 1998-11-17 |  |  |  | 1998-11-17
SNCLRA_6_QF | SANTA CLARA QFS | South | Big Creek-Ventura | 0 | 1.11 | 1.17 | 1.19 | 1.21 | 1.2 | 1.12 | 1.11 | 1.09 | 0.95 | 1.08 | 1.1 | 0.85 | FC | CPUC | Non-Disp, QF, Bio, Geo & Other |  | LANDFILL GAS | 1987-01-01 |  |  |  | 1987-01-01
SNCLRA_6_WILLMT | WILLIAMETTE | South | Big Creek-Ventura | 0 | 11.92 | 12.27 | 11.23 | 12.15 | 12.24 | 12.73 | 12.87 | 12.63 | 12.64 | 10.34 | 9.75 | 8.05 | FC | CPUC | Non-Disp, QF, Bio, Geo & Other |  | NATURAL GAS | 1986-03-14 |  |  |  | 1986-03-14
SNDBAR_7_UNIT 1 | SAND BAR HYDRO | North | Stockton | 0 | 2.46 | 2.31 | 6.2 | 9.99 | 12.68 | 12.86 | 13.37 | 12.02 | 10.31 | 6.88 | 2.93 | 8.22 | FC | CPUC | Non-Disp Hydro |  | WATER | 1986-05-19 |  |  |  | 1986-05-19
SNMALF_6_UNITS | Sonoma County Landfill | North | NCNB | 0 | 4.84 | 5.28 | 5.55 | 5.47 | 5.49 | 4.44 | 4.96 | 4.6 | 4.49 | 4.58 | 4.34 | 4.58 | FC | CPUC | Non-Disp, QF, Bio, Geo & Other |  | LANDFILL GAS | 1993-04-30 |  |  |  | 1993-04-30
SONGS_7_UNIT 2 | SAN ONOFRE NUCLEAR UNIT 2 | South | LA Basin | 1122 | 0 | 0 | 0 | 0 | 0 | 0 | 0 | 0 | 0 | 0 | 0 | 0 | FC | ISO | Dispatchable | OTC | URANIUM | 1983-01-01 | 2022-12-31 | 2015-01-01 | 2015-01-01 | 1983-01-01
SONGS_7_UNIT 3 | SAN ONOFRE NUCLEAR UNIT 3 | South | LA Basin | 1124 | 0 | 0 | 0 | 0 | 0 | 0 | 0 | 0 | 0 | 0 | 0 | 0 | FC | ISO | Dispatchable | OTC | URANIUM | 1984-01-01 | 2022-12-31 | 2015-01-01 | 2015-01-01 | 1984-01-01
SOUTH_2_UNIT | SOUTH HYDRO | North | CAISO System | 0 | 4.2 | 3.55 | 4.37 | 4.31 | 4.52 | 3.91 | 2.9 | 2.45 | 3.6 | 4.04 | 4.36 | 4.74 | FC | CPUC | Non-Disp Hydro |  | WATER | 1979-01-01 |  |  |  | 1979-01-01
SPAULD_6_UNIT 3 | SPAULDING HYDRO PH 3 UNIT | North | Sierra | 0 | 1.2 | 1.31 | 4.02 | 2.74 | 4.07 | 3.42 | 5.39 | 5.8 | 5.03 | 3.76 | 2.69 | 2.16 | FC | CPUC | Non-Disp Hydro |  | WATER | 1928-01-01 |  |  |  | 1928-01-01
SPAULD_6_UNIT12 | SPAULDING HYDRO PH 1 & 2 AGGREGATE | North | Sierra | 0 | 5.93 | 6.14 | 9.43 | 11.12 | 11.4 | 11.4 | 11.4 | 9.91 | 7.73 | 9.06 | 9.54 | 7.93 | FC | CPUC | Dispatchable Hydro |  | WATER | 1929-01-01 |  |  |  | 1929-01-01
SPBURN_2_UNIT 1 | SIERRA PACIFIC IND. (BURNEY) | North | CAISO System | 0 | 9.01 | 9.31 | 9.84 | 8.87 | 10.85 | 13.74 | 13.78 | 13.5 | 12.68 | 8.89 | 9.85 | 10.78 | FC | CPUC | Non-Disp, QF, Bio, Geo & Other |  | WOOD WASTE | 1986-01-01 |  |  |  | 1986-01-01
SPBURN_7_SNOWMT | SPBURN_7_SNOWMT | North | CAISO System | 0 | 0.08 | 0.18 | 0.82 | 1.12 | 1.76 | 0.35 | 0 | 0 | 0 | 0.01 | 0 | 0.37 | FC | CPUC | Non-Disp Hydro |  | WATER | 1990-03-28 |  |  |  | 1990-03-28
SPI LI_2_UNIT 1 | SIERRA PACIFIC IND. (LINCOLN) | North | Sierra | 0 | 8.61 | 8.74 | 8.99 | 7.46 | 10.03 | 10.26 | 10.85 | 10.49 | 9.71 | 9.95 | 8.38 | 8.79 | FC | CPUC | Non-Disp, QF, Bio, Geo & Other |  | WOOD WASTE | 1986-06-03 |  |  |  | 1986-06-03
SPIAND_1_UNIT | SIERRA PACIFIC IND. (ANDERSON) | North | CAISO System | 0 | 0.57 | 0.6 | 0.64 | 0.82 | 0.82 | 0.89 | 0.96 | 0.87 | 0.71 | 0.59 | 0.55 | 0.55 | FC | CPUC | Non-Disp, QF, Bio, Geo & Other |  | WOOD WASTE | 1986-11-04 |  |  |  | 1986-11-04
SPICER_1_UNITS | SPICER HYDRO UNITS 1-3 AGGREGATE | North | CAISO System | 6 | 0 | 0 | 0 | 0 | 0 | 0 | 0 | 0 | 0 | 0 | 0 | 0 | FC | NCPA | Non-Disp Hydro |  | WATER | 1990-01-01 |  |  |  | 1990-01-01
SPIFBD_1_PL1X2 | SIERRA PACIFIC IND. (SONORA) | North | Stockton | 0 | 1.21 | 1.13 | 1.18 | 1.15 | 1.2 | 1.12 | 1.58 | 1.91 | 2.03 | 0.9 | 0.85 | 0.69 | FC | CPUC | Non-Disp, QF, Bio, Geo & Other |  | WOOD WASTE | 2001-05-29 |  |  |  | 2001-05-29
SPQUIN_6_SRPCQU | SIERRA PACIFIC IND. (QUINCY) | North | CAISO System | 0 | 12.6 | 13.73 | 11.88 | 10.48 | 12.78 | 17.92 | 18.89 | 18.58 | 17.92 | 16.11 | 10.03 | 12.47 | FC | CPUC | Non-Disp, QF, Bio, Geo & Other |  | WOOD WASTE | 1983-01-14 |  |  |  | 1983-01-14
SPRGAP_1_UNIT 1 | SPRING GAP HYDRO | North | Stockton | 0 | 4.36 | 5.07 | 5.86 | 5.91 | 6.43 | 6.57 | 2.39 | 0.04 | 2.09 | 3.56 | 4.74 | 5.3 | FC | CPUC | Non-Disp Hydro |  | WATER | 1921-01-01 |  |  |  | 1921-01-01
SPRGVL_2_QF | SPRINGVILLE QFS | South | Big Creek-Ventura | 0 | 0.29 | 0.32 | 0.4 | 0.23 | 0.77 | 0.59 | 0.51 | 0.25 | 0.12 | 0.12 | 0.12 | 0.19 | FC | CPUC | Non-Disp, QF, Bio, Geo & Other |  | WATER | 1909-01-01 |  |  |  | 1909-01-01
SPRGVL_2_TULE | TULE RIVER HYDRO PLANT (PG&E) | South | Big Creek-Ventura | 0 | 1.81 | 2.87 | 4.36 | 5.13 | 6.02 | 4.38 | 1.93 | 0.63 | 0.05 | 0.21 | 0.37 | 1.52 | FC | CPUC | Non-Disp Hydro |  | WATER | 1914-01-01 |  |  |  | 1914-01-01
SPRGVL_2_TULESC | TULE RIVER HYDRO PLANT (SCE) | South | Big Creek-Ventura | 0 | 1.25 | 1.56 | 1.57 | 1.57 | 1.54 | 1.39 | 0.67 | 0.39 | 0.22 | 0.34 | 0.38 | 0.51 | FC | CPUC | Non-Disp Hydro |  | WATER | 1909-01-01 |  |  |  | 1909-01-01
SRINTL_6_UNIT | SRI INTERNATIONAL | North | Bay Area | 0 | 1.1 | 1.06 | 1.04 | 0.5 | 1.48 | 1.03 | 0.83 | 0.76 | 0.82 | 0.79 | 1 | 1.08 | FC | CPUC | Non-Disp, QF, Bio, Geo & Other |  | NATURAL GAS | 1987-03-10 |  |  |  | 1987-03-10
STANIS_7_UNIT 1 | STANISLAUS HYDRO | North | Stockton | 0 | 91 | 91 | 91 | 91 | 91 | 91 | 91 | 91 | 91 | 91 | 91 | 91 | FC | CPUC | Dispatchable Hydro |  | WATER | 1963-01-01 |  |  |  | 1963-01-01
STAUFF_1_UNIT | RHODIA INC. (RHONE-POULENC) | North | Bay Area | 0 | 0.13 | 0.25 | 0.16 | 0.17 | 0.04 | 0.04 | 0.02 | 0.01 | 0.01 | 0.03 | 0.11 | 0.03 | FC | CPUC | Non-Disp, QF, Bio, Geo & Other |  | NATURAL GAS | 1977-06-01 |  |  |  | 1977-06-01
STIGCT_2_LODI | LODI STIG UNIT | North | Sierra | 49.5 | 0 | 0 | 0 | 0 | 0 | 0 | 0 | 0 | 0 | 0 | 0 | 0 | FC | NCPA | Dispatchable |  | NATURAL GAS | 1996-01-01 |  |  |  | 1996-01-01
STNRES_1_UNIT | STANISLAUS WASTE ENERGY CO. | North | Stockton | 0 | 12.71 | 15.46 | 13.29 | 15.17 | 14.75 | 14.42 | 16.16 | 15.98 | 11.69 | 16.63 | 11.45 | 15.12 | FC | CPUC | Non-Disp, QF, Bio, Geo & Other |  | MUNICIPAL WASTE | 1988-09-06 |  |  |  | 1988-09-06
STOILS_1_UNITS | CHEVRON RICHMOND REFINERY | North | Bay Area | 0 | 3.93 | 5.89 | 6.81 | 1.33 | 0.69 | 0.33 | 3.23 | 2.82 | 0 | 1.68 | 2.19 | 0.73 | FC | CPUC | Non-Disp, QF, Bio, Geo & Other |  | NATURAL GAS | 1992-08-31 |  |  |  | 1992-08-31
STOKCG_1_UNIT 1 | STOCKTON COGEN CO. | North | Stockton | 0 | 44.73 | 46.28 | 47.88 | 30.84 | 19.76 | 41.22 | 42.9 | 34.91 | 43.37 | 43.85 | 45.42 | 43.64 | FC | CPUC | Non-Disp, QF, Bio, Geo & Other |  | COAL | 1988-02-27 |  |  |  | 1988-02-27
STOREY_7_MDRCHW | MADERA CHOWCHILLA | North | Fresno | 0 | 0 | 0 | 0.02 | 0.5 | 1.24 | 1.56 | 1.69 | 1.18 | 0.39 | 0.15 | 0.16 | 0 | FC | CPUC | Non-Disp Hydro |  | WATER | 1985-02-02 |  |  |  | 1985-02-02
SUISUN_7_CTYFAI | CITY OF FAIRFIELD GENERATION AGGREGATE | North | CAISO System | 0 | 0.01 | 0.01 | 0.01 | 0.01 | 0.01 | 0.01 | 0.01 | 0.01 | 0.01 | 0.01 | 0.01 | 0.01 | FC | CPUC | Non-Disp, QF, Bio, Geo & Other |  | NATURAL GAS | 1984-08-15 |  |  |  | 1984-08-15
SUNRIS_2_PL1X3 | Sunrise Power Project AGGREGATE II | North | CAISO System | 590 | 0 | 0 | 0 | 0 | 0 | 0 | 0 | 0 | 0 | 0 | 0 | 0 | FC | ISO | Dispatchable |  | NATURAL GAS | 2001-06-07 |  |  |  | 2001-06-07
SUNSET_2_UNITS | MIDWAY SUNSET COGENERATION PLANT | North | CAISO System | 0 | 149 | 147 | 145 | 143 | 139 | 135 | 131 | 131 | 133 | 141 | 143 | 151 | FC | CPUC | Non-Disp, QF, Bio, Geo & Other |  | NATURAL GAS | 1989-12-18 |  |  |  | 1989-12-18
SUTTER_2_PL1X3 | SUTTER POWER PLANT AGGREGATE | North | CAISO System | 0 | 525 | 525 | 525 | 525 | 525 | 515 | 505 | 500 | 515 | 520 | 525 | 525 | FC | ISO | Dispatchable |  | NATURAL GAS | 2001-05-04 |  |  |  | 2001-05-04
SYCAMR_2_UNITS | SYCAMORE COGENNERATION AGGREGATE | South | Big Creek-Ventura | 0 | 249.97 | 229.55 | 232.2 | 214.26 | 208.77 | 234.14 | 228.49 | 230.23 | 228.41 | 202.61 | 215.08 | 226.73 | FC | CPUC | Non-Disp, QF, Bio, Geo & Other |  | NATURAL GAS | 1987-11-25 |  |  |  | 1987-11-25
TANHIL_6_SOLART | BERRY PETROLEUM COGEN 18 AGGREGATE | North | Kern | 0 | 9.4 | 10.04 | 10.51 | 8.3 | 10.78 | 10.55 | 9.72 | 10.18 | 10.36 | 10.5 | 9.98 | 11.14 | FC | CPUC | Non-Disp, QF, Bio, Geo & Other |  | NATURAL GAS | 1986-01-01 |  |  |  | 1986-01-01
TBLMTN_6_QF | SMALL QF AGGREGATION - PARADISE | North | CAISO System | 0 | 0.64 | 1.16 | 1.35 | 1.54 | 1.51 | 1.41 | 1.15 | 0.9 | 0.62 | 0.39 | 0.41 | 0.69 | FC | CPUC | Non-Disp Hydro |  | WATER | 1983-01-01 |  |  |  | 1983-01-01
TEMBLR_7_WELLPT | NUEVO ENERGY COMPANY (WELPORT) | North | Kern | 0 | 0.52 | 0.59 | 0.49 | 0.47 | 0.38 | 0.32 | 0.2 | 0.26 | 0.38 | 0.46 | 0.65 | 0.74 | FC | CPUC | Non-Disp, QF, Bio, Geo & Other |  | NATURAL GAS | 1990-01-27 |  |  |  | 1990-01-27
TENGEN_2_PL1X2 | Berry Petroleum Placerita | South | Big Creek-Ventura |  | 37.22 | 36.92 | 33.85 | 29.22 | 28.58 | 37.06 | 36.91 | 36.7 | 36.9 | 37.12 | 35.18 | 36.61 | FC | CPUC | Non-Disp, QF, Bio, Geo & Other |  | NATURAL GAS | 1990-03-06 |  |  |  | 1990-03-06
TERMEX_2_PL1X3 | TERMOELECTRICA DE MEXICALI 1 | South | CAISO System | 0 | 605 | 605 | 605 | 605 | 601 | 593 | 591 | 593 | 596 | 605 | 605 | 605 | FC | ISO | Dispatchable |  | NATURAL GAS | 2003-07-30 |  |  |  | 2003-07-30
TESLA_1_QF | SMALL QF AGGREGATION - STOCKTON | North | CAISO System | 0 | 0.69 | 0.69 | 0.63 | 1.01 | 1.06 | 1.06 | 1.12 | 1.01 | 0.96 | 0.84 | 0.76 | 0.8 | FC | CPUC | Non-Disp, QF, Bio, Geo & Other |  | WATER | 1982-01-01 |  |  |  | 1982-01-01
THMENG_1_UNIT 1 | THERMAL ENERGY DEV. CORP. | North | CAISO System | 0 | 17.04 | 15.41 | 15.4 | 16.98 | 9.29 | 17.11 | 18.18 | 17.09 | 18.32 | 11.25 | 18.05 | 16.89 | FC | CPUC | Non-Disp, QF, Bio, Geo & Other |  | WOOD WASTE | 1990-04-26 |  |  |  | 1990-04-26
TIDWTR_2_UNITS | MARTINEZ COGEN LIMITED PARTNERSHIP | North | Bay Area | 0 | 23.65 | 17.32 | 10.86 | 23.25 | 26.22 | 25.46 | 19.86 | 17.79 | 19.19 | 24.85 | 26.39 | 25.08 | FC | CPUC | Non-Disp, QF, Bio, Geo & Other |  | NATURAL GAS | 1987-02-23 |  |  |  | 1987-02-23
TIFFNY_1_DILLON | TIFFNY_1_DILLON | South | LA Basin | 0 | 2.04 | 9.09 | 8.17 | 9.85 | 17.02 | 18.99 | 10.33 | 5.63 | 2.2 | 4 | 3.97 | 2.15 | FC | CPUC | Wind |  | WIND | 2008-04-18 |  |  |  | 2008-04-18
TIGRCK_7_UNITS | TIGER CREEK HYDRO AGGREGATE | North | CAISO System | 0 | 1.48 | 7.09 | 6.85 | 14.45 | 16.73 | 35.95 | 41.84 | 37.78 | 40.05 | 41.29 | 45.52 | 39.18 | FC | CPUC | Dispatchable Hydro |  | WATER | 1931-01-01 |  |  |  | 1931-01-01
TKOPWR_2_UNIT | TKO POWER | North | CAISO System | 0 | 0.27 | 0.65 | 0.85 | 0.15 | 0.2 | 0.02 | 0 | 0 | 0 | 0 | 0 | 0.62 | FC | CPUC | Non-Disp Hydro |  | WATER | 1986-01-15 |  |  |  | 1986-01-15
TOADTW_6_UNIT | TOAD TOWN | North | CAISO System | 0 | 0.27 | 0.46 | 0.94 | 0.63 | 0.51 | 0.98 | 0.64 | 0.47 | 0.31 | 0.02 | 0.12 | 0.23 | FC | CPUC | Non-Disp Hydro |  | WATER | 1986-01-01 |  |  |  | 1986-01-01
TULLCK_7_UNITS | TULLOCH HYDRO AGGREGATE | North | Stockton | 0 | 3.44 | 1.7 | 0.87 | 9.99 | 15.18 | 14.08 | 17.28 | 16.47 | 11.2 | 2.31 | 3.61 | 0.98 | FC | CPUC | Dispatchable Hydro |  | WATER | 1958-01-01 |  |  |  | 1958-01-01
TXMCKT_6_UNIT | TEXACO INC. (MCKITTRICK) | North | Kern | 0 | 5.4 | 5.22 | 3.21 | 3.96 | 4.46 | 4.51 | 4.41 | 4.04 | 4.14 | 3.33 | 3.59 | 3.51 | FC | CPUC | Non-Disp, QF, Bio, Geo & Other |  | NATURAL GAS | 1994-10-01 |  |  |  | 1994-10-01
UKIAH_7_LAKEMN | UKIAH LAKE MENDOCINO HYDRO | North | NCNB | 1.7 | 0 | 0 | 0 | 0 | 0 | 0 | 0 | 0 | 0 | 0 | 0 | 0 | FC | NCPA | Non-Disp Hydro |  | WATER | 2007-07-02 |  |  |  | 2007-07-02
ULTOGL_1_POSO | RIO BRAVO POSO | North | Kern | 0 | 34.08 | 33.95 | 35.17 | 35.13 | 14.89 | 35 | 33.61 | 34.73 | 32.97 | 32.89 | 34 | 35.48 | FC | CPUC | Non-Disp, QF, Bio, Geo & Other |  | COAL | 1989-09-27 |  |  |  | 1989-09-27
ULTPCH_1_UNIT 1 | OGDEN POWER PACIFIC (CHINESE STATION) | North | Stockton | 0 | 14.43 | 11.05 | 10.78 | 15.46 | 3.68 | 15.37 | 14.6 | 15.17 | 11.29 | 18.94 | 16.8 | 16.54 | FC | CPUC | Non-Disp, QF, Bio, Geo & Other |  | WOOD WASTE | 1986-06-04 |  |  |  | 1986-06-04
ULTPFR_1_UNIT 1 | RIO BRAVO FRESNO (AKA ULTRAPOWER) | North | Fresno | 0 | 19.15 | 20.28 | 20.21 | 17.41 | 13.11 | 21.77 | 21.4 | 18.31 | 20.67 | 12.98 | 23.35 | 23.05 | FC | CPUC | Non-Disp, QF, Bio, Geo & Other |  | WOOD WASTE | 1988-07-20 |  |  |  | 1988-07-20
ULTRCK_2_UNIT | Rio Bravo Rocklin | North | Sierra | 0 | 19.11 | 21.81 | 19.49 | 15.31 | 11.19 | 22.81 | 21.85 | 20.74 | 21.73 | 20.38 | 20.95 | 20.41 | FC | CPUC | Non-Disp, QF, Bio, Geo & Other |  | WOOD WASTE | 1989-06-09 |  |  |  | 1989-06-09
UNCHEM_1_UNIT | CONTRA COSTA CARBON PLANT | North | Bay Area | 0 | 16.31 | 14.7 | 13.82 | 11.78 | 9.82 | 13.43 | 14.62 | 15.94 | 15.99 | 15.56 | 14.86 | 15.25 | FC | CPUC | Non-Disp, QF, Bio, Geo & Other |  | PETROLEUM COKE | 1983-01-01 |  |  |  | 1983-01-01
UNOCAL_1_UNITS | TOSCO (RODEO PLANT) | North | Bay Area | 0 | 0.75 | 2.71 | 6.87 | 4.09 | 3.11 | 0.13 | 0.23 | 0.09 | 0.38 | 1.32 | 1.03 | 0.71 | FC | CPUC | Non-Disp, QF, Bio, Geo & Other |  | NATURAL GAS | 1987-05-21 |  |  |  | 1987-05-21
UNTDQF_7_UNITS | UNITED AIRLINES (COGEN) | North | Bay Area | 0 | 24.42 | 21.72 | 20.41 | 22.23 | 13.88 | 21.78 | 22.05 | 22.81 | 22.01 | 22.61 | 22.6 | 22.61 | FC | CPUC | Non-Disp, QF, Bio, Geo & Other |  | NATURAL GAS | 1986-09-12 |  |  |  | 1986-09-12
UNVRSY_1_UNIT 1 | BERRY PETROLEUM COGEN 38 | North | Kern | 0 | 36.23 | 36.23 | 34.42 | 30.6 | 34.62 | 33.63 | 33.17 | 32.23 | 33.24 | 35.63 | 32.17 | 33.7 | FC | CPUC | Non-Disp, QF, Bio, Geo & Other |  | NATURAL GAS | 1986-01-01 |  |  |  | 1986-01-01
USWND1_2_UNITS | US WIND POWER#1(WALKER) | North | CAISO System | 0 | 0.22 | 0.56 | 2.35 | 1.79 | 3.63 | 5.17 | 7.08 | 2.85 | 0.8 | 0.78 | 0.03 | 0 | FC | CPUC | Wind |  | WIND | 1988-01-01 |  |  |  | 1988-01-01
USWND2_1_UNITS | US WIND POWER#2(PATTERSON) | North | CAISO System | 0 | 0.49 | 1.75 | 8.39 | 6.2 | 10.09 | 10.95 | 19.34 | 8.62 | 2.56 | 2.44 | 0.32 | 0 | FC | CPUC | Wind |  | WIND | 1988-01-01 |  |  |  | 1988-01-01
USWND4_2_UNITS | US WIND POWER#4(RALPH) | North | CAISO System | 0 | 6.3 | 7.09 | 10.04 | 8.69 | 10.44 | 10.93 | 11.97 | 9.17 | 6.07 | 6.32 | 4.87 | 6.2 | FC | CPUC | Wind |  | WIND | 1987-01-01 |  |  |  | 1987-01-01
USWNDR_2_SMUD | SOLANO WIND FARM | North | Bay Area | 0 | 2.67 | 2.95 | 6.86 | 6.81 | 22.04 | 27.74 | 30.86 | 17.82 | 2.61 | 2.45 | 3.35 | 1.96 | FC | CPUC | Wind |  | WIND | 1994-01-01 |  |  |  | 1994-01-01
USWNDR_2_UNITS | US WIND POWER(RUSSELL) | North | Bay Area | 0 | 3.34 | 3.71 | 8.87 | 8.71 | 29.71 | 40.5 | 49.66 | 26.27 | 3.92 | 3.21 | 4.31 | 2.46 | FC | CPUC | Wind |  | WIND | 1994-01-01 |  |  |  | 1994-01-01
USWPFK_6_FRICK | GREEN RIDGE POWER LLC (FRICK) | North | Bay Area | 0 | 0.05 | 0.12 | 0.65 | 0.63 | 1 | 1.58 | 2.39 | 0.94 | 0.22 | 0.24 | 0.03 | 0 | FC | CPUC | Wind |  | WIND | 1986-01-01 |  |  |  | 1986-01-01
USWPJR_2_UNITS | US WIND POWER#3(J.W. RANCH) | North | Bay Area | 0 | 0.12 | 0.51 | 2.33 | 1.84 | 2.45 | 3.43 | 5.51 | 2.57 | 0.79 | 0.84 | 0.03 | 0 | FC | CPUC | Wind |  | WIND | 2012-02-08 |  |  |  | 2012-02-08
VACADX_1_QF | SMALL QF AGGREGATION - VACAVILLE | North | CAISO System | 0 | 0 | 0 | 0 | 0 | 0 | 0 | 0 | 0 | 0 | 0 | 0 | 0 | FC | CPUC | Non-Disp, QF, Bio, Geo & Other |  | WIND | 1983-01-01 |  |  |  | 1983-01-01
VACADX_1_SOLAR | Vaca-Dixon Solar Station | North | CAISO System | 0 | 0.09 | 0.13 | 0.37 | 0.76 | 0.93 | 1.12 | 1.06 | 0.94 | 0.69 | 0.4 | 0.06 | 0.04 | FC | CPUC | Solar |  | SUN | 2009-12-23 |  |  |  | 2009-12-23
VACADX_1_UNITA1 | CalPeak Power - Vaca Dixon LLC | North | CAISO System | 42.04 | 0 | 0 | 0 | 0 | 0 | 0 | 0 | 0 | 0 | 0 | 0 | 0 | FC | ISO | Dispatchable |  | NATURAL GAS | 2002-06-21 |  |  |  | 2002-06-21
VALLEY_5_PERRIS | MWD Perris Hydroelectric Recovery Plant | South | LA Basin | 7.94 | 0 | 0 | 0 | 0 | 0 | 0 | 0 | 0 | 0 | 0 | 0 | 0 | FC | ANHM | Dispatchable Hydro |  | WATER | 1983-01-01 |  |  |  | 1983-01-01
VALLEY_5_REDMTN | MWD Red Mountain Hydroelectric Recovery | South | LA Basin | 0 | 2.75 | 4.11 | 3.92 | 3.12 | 1.55 | 1.69 | 1.72 | 2 | 2.69 | 3.21 | 2.01 | 3.83 | FC | CPUC | Non-Disp Hydro |  | WATER | 1985-01-01 |  |  |  | 1985-01-01
VALLEY_7_BADLND | VALLEY_7_BADLND | South | LA Basin | 0 | 0.98 | 0.98 | 0.44 | 0.3 | 0.72 | 0.94 | 0.63 | 0.54 | 0.6 | 0.54 | 0.59 | 0.81 | FC | CPUC | Non-Disp, QF, Bio, Geo & Other |  | LANDFILL GAS | 2001-08-07 |  |  |  | 2001-08-07
VALLEY_7_UNITA1 | WM Energy, El Sobrante Landfill | South | LA Basin | 0 | 1.88 | 1.98 | 1.74 | 1.57 | 1.83 | 1.7 | 1.36 | 1.34 | 1.36 | 2.12 | 1.95 | 1.76 | FC | CPUC | Non-Disp, QF, Bio, Geo & Other |  | LANDFILL GAS | 2004-04-26 |  |  |  | 2004-04-26
VEDDER_1_SEKERN | TEXACO EXPLORATION & PROD (SE KERN RIVER | North | Kern | 0 | 15.21 | 19.43 | 16.85 | 14.21 | 19.29 | 14.11 | 10.1 | 6.1 | 2.73 | 5.31 | 6.45 | 7.08 | FC | CPUC | Non-Disp, QF, Bio, Geo & Other |  | NATURAL GAS | 1989-01-31 |  |  |  | 1989-01-31
VERNON_6_GONZL1 | H. Gonzales Unit #1 | South | LA Basin | 5.75 | 0 | 0 | 0 | 0 | 0 | 0 | 0 | 0 | 0 | 0 | 0 | 0 | FC | ISO | Dispatchable |  | NATURAL GAS | 1980-01-01 |  |  |  | 0
VERNON_6_GONZL2 | H. Gonzales Unit #2 | South | LA Basin | 5.75 | 0 | 0 | 0 | 0 | 0 | 0 | 0 | 0 | 0 | 0 | 0 | 0 | FC | ISO | Dispatchable |  | NATURAL GAS | 1980-01-01 |  |  |  | 0
VERNON_6_MALBRG | Malburg Generating Station | South | LA Basin | 134 | 0 | 0 | 0 | 0 | 0 | 0 | 0 | 0 | 0 | 0 | 0 | 0 | FC | ISO | Dispatchable |  | NATURAL GAS | 2005-10-17 |  |  |  | 2005-10-17
VESTAL_2_KERN | KERN RIVER PH 3 UNITS 1 & 2 AGGREGATE | South | Big Creek-Ventura | 0 | 5.82 | 11.54 | 18.55 | 22.74 | 21.92 | 18.29 | 17.31 | 6.72 | 0.6 | -0.01 | 2.88 | 2.94 | FC | CPUC | Non-Disp hydro |  | WATER | 1907-01-01 |  |  |  | 1907-01-01
VESTAL_6_QF | VESTAL QFS | South | Big Creek-Ventura | 0 | 0.24 | 0.92 | 1.72 | 1.57 | 5.03 | 8.28 | 7.89 | 5.06 | 0.71 | 0.47 | 0.55 | 1.25 | FC | CPUC | Non-Disp Hydro |  | WATER | 1989-01-01 |  |  |  | 1989-01-01
VESTAL_6_ULTRGN | RIO BRAVO JASMIN | South | Big Creek-Ventura | 0 | 34.93 | 35.65 | 14.68 | 30.88 | 35.71 | 35.52 | 35.44 | 34.7 | 34.32 | 35.21 | 33.13 | 34.21 | FC | CPUC | Non-Disp, QF, Bio, Geo & Other |  | PETROLEUM COKE | 1989-11-02 |  |  |  | 1989-11-02
VESTAL_6_WDFIRE | SIERRA POWER CORPORATION | South | Big Creek-Ventura | 0 | 3.26 | 4.12 | 3.59 | 5.05 | 3.73 | 5.85 | 6.04 | 5.57 | 5.69 | 4.01 | 4.24 | 5.03 | FC | CPUC | Non-Disp, QF, Bio, Geo & Other |  | WOOD WASTE | 1985-01-01 |  |  |  | 1985-01-01
VICTOR_1_QF | VICTOR QFS | South | CAISO System | 0 | 0 | 0 | 0 | 0 | 0 | 0 | 0 | 0 | 0 | 0 | 0 | 0 | FC | CPUC | Non-Disp, QF, Bio, Geo & Other |  | NoneListed | 1954-01-01 |  |  |  | 1954-01-01
VILLPK_2_VALLYV | MWD Valley View Hydroelectric Recovery P | South | LA Basin | 4.1 | 0 | 0 | 0 | 0 | 0 | 0 | 0 | 0 | 0 | 0 | 0 | 0 | FC | ANHM | Dispatchable Hydro |  | WATER | 1985-01-01 |  |  |  | 1985-01-01
VILLPK_6_MWDYOR | Yorba Linda Hydroelectric Recovery Plant | South | LA Basin | 0 | 0 | 0 | 0 | 0 | 0 | 0 | 0 | 0 | 0 | 0 | 0 | 0 | FC | CDWR | Dispatchable Hydro |  | WATER | 1981-01-01 |  |  |  | 1981-01-01
VINCNT_2_QF | VINCENT QFS | South | CAISO System | 0 | 19.13 | 23.04 | 85.98 | 58.46 | 68.92 | 68.03 | 37.08 | 29.44 | 9.54 | 16.28 | 23.28 | 16.72 | FC | CPUC | Wind |  | WIND | 1985-01-01 |  |  |  | 1985-01-01
VINCNT_2_WESTWD | Oasis Power Plant | South | CAISO System | 0 | 3.94 | 4.87 | 19.85 | 14.04 | 15.93 | 13.94 | 8.12 | 6.18 | 1.38 | 2.8 | 4.42 | 2.89 | FC | CPUC | Wind |  | WIND | 2005-03-31 |  |  |  | 2005-03-31
VISTA_6_QF | VISTA QFS | South | LA Basin | 0 | 0.02 | 0.01 | 0.04 | 0.06 | 0.11 | 0.13 | 0.18 | 0.17 | 0.15 | 0.1 | 0.04 | 0.03 | FC | CPUC | Non-Disp, QF, Bio, Geo & Other |  | NoneListed | 1983-01-01 |  |  |  | 1983-01-01
VLYHOM_7_SSJID | SOUTH SAN JOAQUIN ID (WOODWARD) | North | Stockton | 0 | 0 | 0 | 0.53 | 0.69 | 1.13 | 1.27 | 1.56 | 1.39 | 0.58 | 0.01 | 0 | 0 | FC | CPUC | Non-Disp Hydro |  | WATER | 1982-04-16 |  |  |  | 1982-04-16
VOLTA_2_UNIT 1 | VOLTA HYDRO UNIT 1 | North | CAISO System | 0 | 3.99 | 4.99 | 5.47 | 3.82 | 5.03 | 5.11 | 4.14 | 3.36 | 3.06 | 3.35 | 3.57 | 4.33 | FC | CPUC | Non-Disp Hydro |  | WATER | 1980-01-01 |  |  |  | 1980-01-01
VOLTA_2_UNIT 2 | Volta Hydro Unit 2 | North | CAISO System | 0 | 0.3 | 0.52 | 0.63 | 0.36 | 0.51 | 0.59 | 0.37 | 0.27 | 0.23 | 0.35 | 0.38 | 0.5 | FC | CPUC | Non-Disp Hydro |  | WATER | 1981-01-01 |  |  |  | 1981-01-01
VOLTA_7_QFUNTS | VOLTA_7_QFUNTS | North | CAISO System | 0 | 0.4 | 0.52 | 0.74 | 0.7 | 1.25 | 1.35 | 0.84 | 0.37 | 0.34 | 0.34 | 0.38 | 0.6 | FC | CPUC | Non-Disp Hydro |  | WATER | 1982-05-26 |  |  |  | 0 | 1982-05-26 | sub unit of aggregate in GeneratingCapabilityList
WADHAM_6_UNIT | WADHAM ENERGY LTD. PART. | North | CAISO System | 0 | 17.99 | 22.05 | 14.1 | 15.52 | 15.48 | 22.87 | 23.21 | 19.51 | 23.41 | 17.11 | 22.95 | 20.62 | FC | CPUC | Non-Disp, QF, Bio, Geo & Other |  | WOOD WASTE | 1989-03-24 |  |  |  | 1989-03-24
WALNUT_6_HILLGEN | L.A. COUNTY SANITATION DISTRICT | South | LA Basin | 0 | 34.11 | 46.79 | 45.03 | 46.88 | 41.62 | 46.64 | 47.16 | 47.07 | 47.29 | 46.34 | 46.14 | 47.07 | FC | CPUC | Non-Disp, QF, Bio, Geo & Other |  | LANDFILL GAS | 1986-01-01 |  |  |  | 1986-01-01
WALNUT_7_WCOVCT | WALNUT_7_WCOVCT | South | LA Basin | 0 | 3.156 | 3.8746 | 2.4076 | 3.3235 | 3.4809 | 3.3766 | 3.3361 | 3.4331 | 3.3962 | 3.1452 | 2.989 | 2.9873 | FC | PASA | Non-Disp, QF, Bio, Geo & Other |  | LANDFILL GAS | 1996-10-05 |  |  |  | 1996-10-05
WALNUT_7_WCOVST | WALNUT_7_WCOVST | South | LA Basin | 0 | 3.8558 | 3.57 | 3.5443 | 3.4982 | 3.2607 | 3.2746 | 3.0209 | 2.9828 | 2.9429 | 2.6831 | 3.0525 | 3.4954 | FC | PASA | Non-Disp, QF, Bio, Geo & Other |  | LANDFILL GAS | 1996-10-05 |  |  |  | 1996-10-05
WARNE_2_UNIT | WARNE HYDRO AGGREGATE | South | Big Creek-Ventura | 0 | 76 | 39 | 39 | 76 | 76 | 76 | 76 | 76 | 76 | 76 | 76 | 76 | FC | CDWR | Dispatchable Hydro |  | WATER | 1982-01-01 |  |  |  | 1982-01-01
WDFRDF_2_UNITS | WEST FORD FLAT AGGREGATE | North | NCNB | 25 | 0 | 0 | 0 | 0 | 0 | 0 | 0 | 0 | 0 | 0 | 0 | 0 | FC | ISO | Dispatchable |  | GEOTHERMAL | 1988-12-11 |  |  |  | 1988-12-11
WDLEAF_7_UNIT 1 | WOODLEAF HYDRO | North | Sierra | 0 | 55 | 55 | 55 | 55 | 55 | 55 | 55 | 55 | 55 | 55 | 55 | 55 | FC | CPUC | Dispatchable Hydro |  | WATER | 1963-01-01 |  |  |  | 1963-01-01
WESTPT_2_UNIT | West Point Hydro Plant | North | CAISO System | 0 | 14 | 14 | 14 | 14 | 14 | 14 | 14 | 14 | 14 | 14 | 14 | 14 | FC | CPUC | Dispatchable Hydro |  | WATER | 1948-01-01 |  |  |  | 1948-01-01
WHEATL_6_LNDFIL | G2 ENERGY, OSTROM ROAD LLC | North | Sierra | 0 | 1 | 1 | 1.1 | 1.2 | 1.3 | 1 | 1.3 | 1.2 | 1 | 1.2 | 1.2 | 1.2 | FC | SVP | Non-Disp, QF, Bio, Geo & Other |  | LANDFILL GAS | 2009-01-08 |  |  |  | 2009-01-08
WHTWTR_1_WINDA1 | Whitewater Hill Wind Project | South | LA Basin | 0 | 2.13 | 4.32 | 9.89 | 11.3 | 18.01 | 23.56 | 16.78 | 8.26 | 3.64 | 4.07 | 4.23 | 2.07 | FC | CPUC | Wind |  | WIND | 2002-08-31 |  |  |  | 2002-08-31
WISE_1_UNIT 1 | Wise Hydro Unit 1 | North | Sierra | 0 | 7.46 | 8.92 | 10.22 | 9.94 | 10.23 | 9.9 | 10.23 | 10.82 | 10.75 | 4.9 | 4.26 | 8.61 | FC | CPUC | Non-Disp Hydro |  | WATER | 1917-01-01 |  |  |  | 1917-01-01
WISE_1_UNIT 2 | WISE HYDRO UNIT 2 | North | Sierra | 0 | 0.45 | 0.59 | 1.27 | 1.54 | 1.26 | 1.03 | 0.83 | 0.34 | 0 | 0 | 0.43 | 0.61 | FC | CPUC | Non-Disp Hydro |  | WATER | 1986-01-01 |  |  |  | 1986-01-01
WISHON_6_UNITS | Wishon/San Joaquin #1-A AGGREGATE | North | Fresno | 0 | 18.4 | 18.4 | 18.4 | 18.4 | 18.4 | 18.4 | 18.4 | 18.4 | 18.4 | 18.4 | 18.4 | 18.4 | FC | CPUC | Dispatchable Hydro |  | WATER | 1910-01-01 |  |  |  | 1910-01-01
WLLWCR_6_CEDRFL | CEDAR FLAT HYDRO QF AGGREGATION | North | Humboldt | 0 | 0.25 | 0.28 | 0.31 | 0.28 | 0.24 | 0.13 | 0.03 | 0.02 | 0.01 | 0.01 | 0.07 | 0.15 | FC | CPUC | Non-Disp Hydro |  | WATER | 1984-01-09 |  |  |  | 1984-01-09
WNDMAS_2_UNIT 1 | BUENA VISTA ENERGY, LLC | North | Bay Area | 0 | 1.22 | 1.86 | 3.94 | 2.86 | 5.93 | 4.67 | 5.75 | 3.3 | 0.97 | 1.09 | 1.43 | 0.7 | FC | CPUC | Wind |  | WIND | 1983-12-24 |  |  |  | 1983-12-24
WOLFSK_1_UNITA1 | Wolfskill Energy Center, Unit #1 | North | CAISO System | 0 | 46.9 | 46.9 | 46.9 | 46.9 | 46 | 46 | 46 | 46 | 46 | 46.9 | 46.9 | 46.9 | FC | ISO | Dispatchable |  | NATURAL GAS | 2003-03-22 |  |  |  | 2003-03-22
WRGHTP_7_AMENGY | SMALL QF AGGREGATION - LOS BANOS | North | Fresno | 0 | 0 | 0.01 | 0.02 | 0 | 0.13 | 0.16 | 0.6 | 0.52 | 0.22 | 0.03 | 0.01 | 0 | FC | CPUC | Non-Disp Hydro |  | WATER | 1986-02-01 |  |  |  | 0 | 1986-02-01 | sub unit of aggregate in GeneratingCapabilityList
WSENGY_1_UNIT 1 | WHEELABRATOR SHASTA UNITS 1-3 AGGREGATE | North | CAISO System | 0 | 46.41 | 46.32 | 45.16 | 47.3 | 28.12 | 45.1 | 49.2 | 49.31 | 44.43 | 47.5 | 47.99 | 46.76 | FC | CPUC | Non-Disp, QF, Bio, Geo & Other |  | WOOD WASTE | 1987-10-30 |  |  |  | 1987-10-30
YUBACT_1_SUNSWT | YUBA CITY COGEN | North | Sierra | 0 | 27.89 | 29.87 | 27.07 | 21.74 | 24.76 | 34.02 | 33.44 | 24.8 | 29.19 | 26.8 | 15.64 | 27.26 | FC | CPUC | Non-Disp, QF, Bio, Geo & Other |  | NATURAL GAS | 1990-12-27 |  |  |  | 1990-12-27
YUBACT_6_UNITA1 | Yuba City Energy Center (Calpine) | North | Sierra | 46 | 0 | 0 | 0 | 0 | 0 | 0 | 0 | 0 | 0 | 0 | 0 | 0 | FC | ISO | Dispatchable |  | NATURAL GAS | 2002-07-26 |  |  |  | 2002-07-26
ZOND_6_UNIT | ZOND WINDSYSTEMS INC. | North | Bay Area | 0 | 0 | 0.8 | 2 | 2.9 | 3.8 | 4.8 | 5.2 | 4.5 | 2.1 | 1.2 | 0.1 | 0 | FC | SVP | Wind |  | WIND | 1985-12-30 |  |  |  | 1985-12-30
Formulas:
Lookup COD and use user input if error = IFERROR(VLOOKUP([Resource ID],'GeneratingCapabilityList sorted'!$E9:O801,11,FALSE),Scenarios!$B43)
Note on R3: Provided pursuant to CAISO Tariff 40.4.6.1., CAISO Tariff Appendix U, Appendix S, and Appendix Y. Partial Deliverable MW is the maximum that may be submitted on either an RA Plan or Supply Plan.
Note on E29: ggrotta: reduced from 34 to 33 due to Pmax
Note on H216: ggrotta: reduced from 1.65 as it exceeded Pmax = 1.6
Note on F240: ggrotta: reduced from 1.02 to .4 due to Pmax
Note on G240: ggrotta: reduced from .89 to .4 due to Pmax
Note on H240: ggrotta: reduced from .91 to .4 due to Pmax
Note on I240: ggrotta: reduced from .75 to .4 due to Pmax
Note on J240: ggrotta: reduced from .97 to .4 due to Pmax
Note on L327: ggrotta: reduced from 175.70 to 175 due to Pmax
Note on F406: ggrotta: reduced from 3.58 to 3 due to Pmax
Note on G406: ggrotta: reduced from 3.56 to 3 due to Pmax
Note on J406: ggrotta: reduced from 3.53 to 3 due to Pmax
Note on K406: ggrotta: reduced from 3.59 to 3 due to Pmax
Note on L406: ggrotta: reduced from 3.34 to 3 due to Pmax
Note on N406: ggrotta: reduced from 3.03 to 3 due to Pmax
Note on O406: ggrotta: reduced from 3.05 to 3 due to Pmax
Note on P406: ggrotta: reduced from 3.69 to 3 due to Pmax
Note on Q406: ggrotta: reduced from 3.77 to 3 due to Pmax
Note on K497: ggrotta: reduced from 19.53 to 19.5 due to Pmax
Note on F644: ggrotta: reduced from 78 to 76 due to Pmax
Note on I644: ggrotta: reduced from 78 to 76 due to Pmax
Note on J644: ggrotta: reduced from 78 to 76 due to Pmax
Note on K644: ggrotta: reduced from 78 to 76 due to Pmax
Note on M644: ggrotta: reduced from 78 to 76 due to Pmax
Note on N644: ggrotta: reduced from 78 to 76 due to Pmax
Note on O644: ggrotta: reduced from 78 to 76 due to Pmax

## SitingCases mod
782 | CALIFORNIA ENERGY COMMISSION - ENERGY FACILITY STATUS Updated 10/15/2008
Power Plant Projects Filed Since 1996, Updated: 5/18/2012 (Note: Does not include projects filed but were withdrawn before they were approved.)
Color Key
| Operational Status |  |  |  | Expected and disclosed
| Approved |  |  |  | Future project.
| In Review |  |  |  | On hold, suspended. According to developers, the new on-line date
| On-line date is expected to be delayed beyond the date shown |  |  |  | will be determined, or project review will continue when new info ia available.
| Not Approved/Denied |  |  |  | Cancelled, withdrawn, not built, license expired.
| Projects On Line (Arranged By Online Date) | Docket Number | Status | Capacity (MW) | Const. Completed (%) | Location | Date Approved | Const. Start Date | Original OnLine Date | Current / Actual Online Date | CPUC LTPP filter | CPUC LTPP COD year
1a | Sunrise Simple Cycle - Texaco & Edison Mission E. | 1998-AFC-04 | Operational | 320 | 100 | Kern | 12/06/2000 | 12/07/2000 | 07/01 | 06/27/2001
2 | Sutter - Calpine | 1997-AFC-02 | Operational | 540 | 100 | Sutter | 04/14/1999 | 07/01/1999 | 07/01 | 07/02/2001
3 | Los Medanos - Calpine | 1998-AFC-01 | Operational | 555 | 100 | Contra Costa | 08/17/1999 | 09/17/1999 | 07/01 | 07/09/2001
4 | Wildflower Larkspur - Intergen | 2001-EP-01 | Operational | 90 | 100 | San Diego | 04/04/2001 | 04/05/2001 | 07/01 | 07/16/2001
5 | Wildflower Indigo - Intergen | 2001-EP-02 | Operational | 135 | 100 | Riverside | 04/04/2001 | 04/05/2001 | 07/01 | 09/10/2001
6 | Drews - Alliance | 2001-EP-05 | Operational | 40 | 100 | San Bernardino | 04/25/2001 | 04/26/2001 | 09/01 | 08/15/2001
7 | Hanford - GWF | 2001-EP-07 | Operational | 95 | 100 | Kings | 05/10/2001 | 05/11/2001 | 09/01 | 09/01/2001
8 | Century - Alliance | 2001-EP-04 | Operational | 40 | 100 | San Bernardino | 04/25/2001 | 04/26/2001 | 09/01 | 09/15/2001
9 | Escondido - Calpeak | 2001-EP-10 | Operational | 49.5 | 100 | San Diego | 06/06/2001 | 06/07/2001 | 09/01 | 09/30/2001
10 | Border - Calpeak | 2001-EP-14 | Operational | 49.5 | 100 | San Diego | 07/11/2001 | 07/12/2001 | 09/01 | 10/26/2001
| Subtotal On Line 2001 |  |  | 1914
11 | King City - Calpine | 2001-EP-06 | Operational | 50 | 100 | Monterey | 05/02/2001 | 05/03/2001 | 09/01 | 01/14/2002
12 | Gilroy I - Calpine | 2001-EP-08 | Operational | 135 | 100 | Santa Clara | 05/21/2001 | 05/22/2001 | 09/01 | 02/20/2002
13 | Delta - Calpine | 1998-AFC-03 | Operational | 887 | 100 | Contra Costa | 02/09/2000 | 04/01/2000 | 07/02 | 05/10/2002
14 | Henrietta Peaker - GWF | 2001-AFC-18 | Operational | 96 | 100 | Kings | 03/05/2002 | 03/08/2002 | 06/02 | 07/01/2002
15 | Moss Landing - L.S. Power | 1999-AFC-04 | Operational | 1060 | 100 | Monterey | 10/25/2000 | 11/28/2000 | 06/02 | 07/11/2002
16a | Huntington Beach Unit 3 - AES | 2000-AFC-13 | Operational | 225 | 100 | Orange | 05/10/2001 | 05/31/2001 | 11/01 | 07/31/2002
17 | Valero Cogen (Unit 1) - Valero | 2001-AFC-05 | Operational | 51 | 100 | Solano | 10/31/2001 | 11/05/2001 | 06/02 | 10/18/2002
| Subtotal On Line 2002 |  |  | 2504
18 | La Paloma - Complete Energy Holdings | 1998-AFC-02 | Operational | 1124 | 100 | Kern | 10/06/1999 | 01/01/2000 | 03/02 | 03/07/2003
19 | Los Esteros Simple Cycle - Calpine | 2001-AFC-12 | Operational | 180 | 100 | Santa Clara | 02/07/2002 | 07/08/2002 | 05/03 | 03/07/2003
20 | Los Esteros Simple Cycle recertification - Calpine | 2003-AFC-02 | Operational | 0 | 100 | Santa Clara | 03/16/2005 | 07/08/2002 | 05/03 | 03/07/2003
21 | High Desert - Constellation | 1997-AFC-01 | Operational | 830 | 100 | San Bernardino | 05/03/2000 | 05/01/2001 | 07/03 | 04/22/2003
22 | Tracy Peaker - GWF | 2001-AFC-16 | Operational | 169 | 100 | San Joaquin | 07/17/2002 | 07/22/2002 | 04/03 | 06/01/2003
1b | Sunrise Comb. Cycle Amendment - Texaco & Edison Mission E. | 1998-AFC-04C | Operational | 265 | 100 | Kern | 11/19/2001 | 12/21/2001 | 06/03 | 06/01/2003
23 | Woodland II - Modesto Irrigation District | 2001-SPPE-01 | Operational | 80 | 100 | Stanislaus | 09/19/2001 | 02/21/2002 | 05/03 | 06/06/2003
24 | Blythe I - NextEra Energy (FPL) | 1999-AFC-08 | Operational | 520 | 100 | Riverside | 03/21/2001 | 04/27/2001 | 04/03 | 07/15/2003
25 | Elk Hills - Sempra & Oxy | 1999-AFC-01 | Operational | 500 | 100 | Kern | 12/06/2000 | 06/08/2001 | 12/02 | 07/24/2003
16b | Huntington Beach Unit 4 - AES | 2000-AFC-13 | Operational | 225 | 100 | Orange | 05/10/2001 | 05/31/2001 | 11/01 | 08/07/2003
| Subtotal On Line 2003 |  |  | 3893
26 | Donald Von Raesfeld Power Plant (Pico) - Silicon Valley Power | 2002-AFC-03 | Operational | 147 | 100 | Santa Clara | 09/09/2003 | 09/10/2003 | 12/04 | 03/24/2005
27 | Pastoria - Calpine | 1999-AFC-07 | Operational | 750 | 100 | Kern | 12/20/2000 | 10/03/2001 | 01/03 | 07/05/2005
28 | Metcalf - Calpine | 1999-AFC-03 | Operational | 600 | 100 | Santa Clara | 09/24/2001 | 01/15/2002 | 07/03 | 05/27/2005
29 | Kings River - Kings River Cons. Dist. | 2003-SPPE-02 | Operational | 97 | 100 | Fresno | 05/19/2004 | 11/01/2004 | 05/05 | 09/19/2005
30 | Magnolia - So. Ca. Power Producers | 2001-AFC-06 | Operational | 328 | 100 | Los Angeles | 03/05/2003 | 07/21/2003 | 05/05 | 09/22/2005
31 | Malburg - City of Vernon | 2001-AFC-25 | Operational | 134 | 100 | Los Angeles | 05/20/2003 | 09/11/2003 | 11/05 | 10/17/2005
32 | Mountainview Unit 3 - SCE | 2000-AFC-02 | Operational | 528 | 100 | San Bernardino | 03/21/2001 | 09/01/2001 | 06/03 | 12/09/2005
| Subtotal On Line 2005 |  |  | 2584
33 | Mountainview Unit 4 - SCE | 2000-AFC-02 | Operational | 528 | 100 | San Bernardino | 03/21/2001 | 09/01/2001 | 06/03 | 01/19/2006
34 | Cosumnes - SMUD | 2001-AFC-19 | Operational | 500 | 100 | Sacramento | 09/09/2003 | 10/31/2003 | 06/05 | 02/24/2006
35 | Walnut - Turlock Irr. Dist. | 2002-AFC-04 | Operational | 250 | 100 | Stanislaus | 02/18/2004 | 03/15/2004 | 04/06 | 02/28/2006
36 | Palomar Escondido - SDG&E | 2001-AFC-24 | Operational | 546 | 100 | San Diego | 08/06/2003 | 06/01/2004 | 03/06 | 04/01/2006
37 | Riverside En. Res. Cntr. Units 1 & 2 - City of Riverside | 2004-SPPE-01 | Operational | 96 | 100 | Riverside | 12/15/2004 | 02/23/2005 | 11/05 | 06/01/2006
38 | Ripon - Modesto Irrigation Dist | 2003-SPPE-01 | Operational | 95 | 100 | San Joaquin | 02/04/2004 | 04/01/2005 | 04/05 | 06/21/2006
| Subtotal On Line 2006 |  |  | 2015
39 | Bottle Rock Geothermal Restart | 1979-AFC-4C | Operational | 17 | 100 | Lake | 12/13/2006 | 12/19/2006 | 06/07 | 10/01/2007
40 | Roseville Combined Cycle - Roseville Electric | 2003-AFC-01 | Operational | 160 | 100 | Placer | 04/13/2005 | 08/18/2005 | 12/07 | 11/07/2007
| Subtotal On Line 2007 |  |  | 177
41 | Niland Peaker - IID | 2006-SPPE-1 | Operational | 93 | 100 | Imperial | 2006-10-11 | 6/25/2007 | 06/08 | 05/29/2008
| Subtotal On Line 2008 |  |  | 93
42 | Gateway - PG&E | 2000-AFC-01 | Operational | 530 | 100 | Contra Costa | 5/30/2001 | 8/30/2001 Resumed: 2/2007 | 08/03 | 1/4/2009
43 | Inland Empire - GE (UNIT 1) | 2001-AFC-17 | Operational | 400 | 100 | Riverside | 12/17/2003 | 8/26/2005 | 12/05 | unit 1: 1/28/09 400 MW
44 | Starwood Midway - Starwood Power | 2006-AFC-10 | Operational | 120 | 100 | Fresno | 1/16/2008 | 9/23/2008 | 06/09 | 5/1/09
45 | EIF Panoche - Energy Investors Fund | 2006-AFC-5 | Operational | 400 | 100 | Fresno | 12/19/2007 | 2/15/2008 | 11/09 | 7/1/09
46 | Otay Mesa - Calpine | 1999-AFC-05 | Operational | 590 | 100 | San Diego | 4/18/2001 | Began: 9/10/01 Restart: 6/21/04 Resumed: 5/1/07 | 07/03 | 10/3/09
| Subtotal On Line 2009 |  |  | 2040
47 | Inland Empire - GE (UNIT 2) | 2001-AFC-17 | Operational | 400 | 100 | Riverside | 12/17/2003 | 8/26/2005 | 12/05 | unit 2: 5/3/2010 400 MW
48 | Orange Grove AFC - J Power USA | 2008-AFC-4 | Operational | 96 | 100 | San Diego | 4/8/2009 | 7/16/2009 | 12/10 | 5/1/10
49 | Blythe I Transmission Line - NextEra Energy (FPL) | 1999-AFC-8C | Operational | na | 100 | Riverside | 10/11/2006 | 2/23/2009 | 06/07 | 6/10
50 | Humboldt Power Plant - PG&E | 2006-AFC-7 | Operational | 163 | 100 | Humboldt | 9/24/2008 | 10/11/2008 | 9/09 | 2010-10-01
51 | Colusa II Generation Station - PG&E | 2006-AFC-9 | Operational | 660 | 100 | Colusa | 4/23/2008 | 7/28/2008 | 6/10 | 12/22/2010
| Subtotal On Line 2010 |  |  | 1319
52 | Riverside Energy Resource Center Units 3 & 4 - City of Riverside | 2008-SPPE-1 | Operational | 96 | 100 | Riverside | 2/25/2009 | 1/4/2010 | 1/10 | 2/7/2011
53 | Canyon Power Plant - City of Anaheim | 2007-AFC-9C | Operational | 200 | 100 | Orange | 3/17/2010 | 4/15/2010 | 7/2011 | 12/2011
| Subtotal On Line 2011 |  |  | 296
| Mariposa Peaker Project - Diamond Energy | 2009-AFC-3C | Testing | 200 | 99 | Alameda | 5/18/2011 | 6/8/2011 | 7/2012 | 2012 | yes | 2012
| Almond Peaker Power Plant Project - Turlock Irrigation District | 2009-AFC-2C | Testing | 174 | 100 | Stanislaus | 2010-12-15 | 3/1/2011 | 3/27/2012 | 2012
| Subtotal On Line 2012 |  |  | 374
|  |  | Emergency Peakers | 684
|  |  | Small Power Plant Exemption | 461
|  |  | Large Scale Power Plants | 16748
| ON-LINE TOTAL |  |  | 17209
| Approved and/or Under Construction (Arranged By Date Approved) | Docket Number | Status | Capacity (MW) | Const. Completed (%) | Location | Date Approved | Const. Start Date | Original OnLine Date | Current / Actual Online Date
1 | Los Esteros Combined Cycle - Calpine | 2003-AFC-2C | Under Construction | 140 | 34 | Santa Clara | 10/11/2006 | 5/26/2011 | N/A | 6/2013 | yes | 2013
2 | El Centro Unit 3 Repower - IID | 2006-SPPE-2C | Under Construction | 85 | 15 | Imperial | 2007-01-03 | 9/2010 | 4/2012 | N/A
3 | Russell City - Calpine & GE | 2001-AFC-7C | Under Construction | 600 | 45 | Alameda | 10/03/2007 | 9/1/2010 | 2013 | 7/2013 | yes | 2013
4 | Walnut Creek Peaker - Edison Mission E. | 2005-AFC-2C | Under Construction | 500 | 35.6 | Los Angeles | 2/27/2008 | 6/2011 | N/A | N/A | yes | 2017
5 | Tracy Combined Cycle - GWF | 2008-AFC-7C | Under Construction | 145 | 97.8 | San Joaquin | 3/24/2010 | 1/10/2011 | 8/2012 | N/A | yes | 2017
6 | Lodi Energy Center - NCPA | 2008-AFC-10C | Under Construction | 255 | 95 | San Joaquin | 4/21/2010 | 7/14/2010 | 6/2012 | 9/2012 | yes | 2012
7 | El Segundo Power Redevelopment (Dry Cooling Amendment) | 2000-AFC-14C | Under Construction | 630 | 25 | Los Angeles | 2010-06-30 | 5/6/2011 | 8/2010 | 8/2013 | yes | 2013
8 | Marsh Landing Generating Station | 2008-AFC-3C | Under Construction | 760 | 36.1 | Contra Costa | 8/25/2010 | 1/15/2010 | 6/2013 | 6/2013 | yes | 2013
9 | Abengoa Mojave Solar Project - Mojave Solar LLC | 2009-AFC-5C | Under Construction | 250 | 8 | San Bernardino | 9/8/2010 | N/A | N/A | N/A
10 | Solar Millennium Blythe - Solar Millennium | 2009-AFC-6C | Under Construction | 1000 | Hold | Riverside | 9/15/2010 | 11/4/2010 | N/A | 2015
11 | Ivanpah Solar - Brightsource | 2007-AFC-5C | Under Construction | 370 | 18 | San Bernardino | 9/22/2010 | 10/2010 | 10/2012 - 2014 | 10/2012 - 2014 Phased
12 | Genesis Solar Energy Project - NextEra Energy | 2009-AFC-8C | Under Construction | 250 | 15.3 | Riverside | 9/29/2010 | 1/17/2011 | N/A | N/A
13 | Sentinel Peaker - CPV | 2007-AFC-3C | Under Construction | 850 | 50 | Riverside | 12/1/2010 | 6/2011 | 8/2013 | 8/2013 | yes | 2013
14 | Oakley Generating Station (formerly Contra Costa) | 2009-AFC-4C | Under Construction | 624 | 10 | Contra Costa | 5/18/2011 | 6/8/2011 | 2013 | 2016
15 | Santa Clara SC-1 Data Center, Phase 2 Xeres Ventures, LLC. | 2011-SPPE-1 | Under Construction | 36 | -- | Santa Clara | 3/28/2012 | N/A | N/A | N/A | yes | 2017
|  | Approved (Large Solar) |  | 1870
| Approved and/or Under Construction Subtotal |  |  | 6495
| Approved and/or Under Pre-Construction (Arranged By Date Approved) | Docket Number | Status | Capacity (MW) | Pre-Const. Completed (%) | Location | Date Approved | Const. Start Date | Original OnLine Date | Current / Actual Online Date
1 | Victorville Hybrid Gas-Solar - City of Victorville (513 MW Gas + 50 MW solar) | 2007-AFC-1C | Pre- Construction | 563 | 0 | San Bernardino | 7/16/2008 | Unknown | 8/2010 | Unknown | yes | 2017
2 | Avenal Energy - Avenal Power Center, LLC | 2008-AFC-1C | Pre- Construction | 600 | Delayed | Kings | 12/16/2009 | TBD | 12/2011 | 6/2012 | yes | 2012
3 | Hanford Combined-Cycle Power Plant (Hanford Energy Peaker Project Expansion) - GWF Energy LLC | 2001-EP-7C | Pre- Construction | 25 | 0 | Kings | 3/24/2010 | TBD | 10/2012 | 2/2013 | yes | 2013
4 | Henrietta Peaker Project Combined Cycle Expansion - GWF Energy LLC | 2001-AFC-18C | Pre- Construction | 25 | 0 | Kings | 3/24/2010 | 9/2011 | 10/2012 | 2/2013 | yes | 2013
5 | Beacon Solar Energy Project - Beacon Solar LLC | 2008-AFC-2C | Pre- Construction | 250 | Pending | Kern | 8/25/2010 | TBD | N/A | N/A
6 | Calico Solar - Calico Solar LLC (formerly SES Solar One LLC/Stirling Energy | 2008-AFC-13C | Pre- Construction | 663.5 | 80 | San Bernardino | 10/28/2010 | TBD | N/A | N/A
7 | Rice Solar Energy Project - Rice Solar Energy LLC / SolarReserve LLC | 2009-AFC-10C | Pre- Construction | 150 | 90 | Riverside | 2010-12-15 | 3/2103 | N/A | N/A
8 | Solar Millennium Palen - Solar Millennium | 2009-AFC-7C | Pre- Construction | 500 | Delayed | Riverside | 2010-12-15 | 9/2010 | N/A | N/A
9 | Hybrid Gas-Solar - City of Palmdale (520 MW gas + 50 MW solar) | 2008-AFC-9 | Pre- Construction | 570 | Pending | Los Angeles | 8/10/2011 | TBD |  | 2013 | yes | 2013
10 | Watson Cogeneration Steam and Electric Reliability Project | 2009-AFC-1 | Pre- Construction | 85 | 0 | Los Angeles | 4/11/2012 | TBD | TBD | TBD | yes | 2017
11 | Carlsbad - NRG | 2007-AFC-6 | Pre- Construction | 558 | 0 | San Diego | 5/31/2012 | TBD |  | TBD
| Approved and/or Under Pre-Construction Subtotal |  |  | 3989.5
| Total Large Solar (Pre-Const and Const) |  |  | 3433.5
| Total Construction (Pre-Const and Const) |  |  | 10484.5
| Approved and On Hold - Not Under Construction (Arranged By Online Date) | Docket Number | Status | Capacity (MW) | Const. Completed (%) | Location | Date Approved | Const. Start Date | Original OnLine Date | Current / Actual Online Date
1 | Morro Bay - L.S. Power | 2000-AFC-12C | On Hold | 1200 | 0 | San Luis Obispo | 08/02/2004 Note:Commission decision not finalized pending NPDS permit | On Hold | On Hold | On Hold
2 | Pastoria Simple Cycle Addition - Calpine | 2005-AFC-1C | On Hold | 160 |  | Kern | 12/18/2006 | On Hold | 06/07 | On Hold
3 | Black Rock 1, 2, and 3 Geothermal Power Project (formerly Salton Sea Geothermal) - Cal Energy | 2002-AFC-02C | On Hold | 159 | 0 | Imperial | 12/17/2003 | License Expires on 12/18/2011, On Hold, Extension Needed | 01/06 | On Hold
4 | Blythe II - Caithness | 2002-AFC-01C | On Hold | 520 | 0 | Riverside | 12/14/2005 | On Hold | On Hold | On Hold
| Approved and available for construction. |  |  | 2039
A | Tesla - FPL | 2001-AFC-21C | Not Built and License Expired | 1120 | 0 | Alameda | 06/16/2004 | Cancelled | N/A | Not Built and License Expired
B | San Joaquin Valley - Calpine | 2001-AFC-22C | Not Built and License Expired | 1087 | 0 | Fresno | 01/14/2004 | Cancelled | 01/2006 | Not Built and License Expired
C | Three Mountain - Covanta | 1999-AFC-02C | Not Built and License Expired | 500 | 0 | Shasta | 05/16/2001 | Cancelled | 12/2003 | Not Built and License Expired
D | Western Midway Sunset - Edison Mission Energy | 1999-AFC-09C | Not Built and License Expired | 500 | 0 | Kern | 03/21/2001 | Cancelled | 07/2003 | Not Built and License Expired
E | United Golden Gate - El Paso | 2000-AFC-05C | Not Built and License Expired | 51 | 0 | San Mateo | 03/07/2001 | Cancelled | 07/2001 | Not Built and License Expired
F | Pegasus Energy - Delta Power | 2001-EP-09C | Cancelled | 181 | 0 | San Bernardino | 06/06/2001 | Cancelled | Cancelled | Cancelled
G | Chula Vista 2 - Ramco | 2001-EP-03C | Cancelled | 62 | 0 | San Diego | 06/13/2001 | Cancelled | Cancelled | Cancelled
H | Hanford Energy Park - GWF | 2000-SPPE-01C | Cancelled | 99 | 0 | Kings | 04/11/2001 | Cancelled | Cancelled | Cancelled
I | Valero Cogen (Unit 2) - Valero | 2001-AFC-05C | Not Built and License Expired | 51 | 37 | Solano | 10/31/2001 | 02/01/2007 | 12/2002 | Not Built and License Expired
J | SF Reliability Project - CCSF | 2004-AFC-01C | License Terminated | 145 | 0 | San Francisco | 10/03/2006 | Cancelled | Cancelled | License Terminated
K | East Altamont - Calpine | 2001-AFC-04C | License Teminated | 1100 | 0 | Alameda | 08/20/2003 | 8/11 | 07/05 | License Teminated
L | Imperial Valley Solar (Formerly SES Solar Two) - Imperial Valley Solar LLC | 2008-AFC-5C | License Teminated | 709 | 0 | Imperial | 9/29/2010 | N/A | N/A | License Teminated
| Total Cancelled or License Expired |  |  | 5605
| Not Under Construction Subtotal |  |  | 7644
| APPROVED TOTAL |  |  | 35337.5
| Projects Not Approved (Arranged By Decision Date) | Docket Number | Process | Capacity (MW) | Project Type | Location | Date Filed | Decision Date
| Eastshore - Tierra Energy | 2006-AFC-6 | 12-mon AFC | 116 | Brownfield | Alameda | 09/22/2006 | 10/08/2008
| MMC Chula Vista Replacement - MMC Energy, Inc. | 2007-AFC-4 | 12-mon AFC | 100 | Replacement | San Diego | 8/10/2007 | 6/17/2009
| AES High Grove Power Plant | 2006-AFC-2 | 12-mon AFC | 300 | Brownfield | San Bernardino Co. | 2006-05-25 | 2010-02-04
| NOT APPROVED TOTAL |  |  | 516
| Projects In Review (Arranged In Alphabetical Order) | Docket Number | Process | Capacity (MW) [bold-italics-underlined indicates large solar] | Project Type | Location | Date Filed | Estimated Decision Date |  | Original Estimated On-line Date
1 | Clean Hydrogen Power Project - BP ARCO & Edison Mission Energy | 2008-AFC-8A | 12-mon AFC | 390 | Brownfield | Kern | 7/31/2008 -------------- Revised AFC filed 5/28/2009 -------------- Amended AFC filed 5/2/2012 | TBD |  | TBD
2 | CPV Vaca-Station - Competitive Power Ventures Inc. | 2008-AFC-11 | 12-mon AFC | 660 | Greenfield | Solano | 11/18/2008 | On Hold |  | TBD
3 | Hidden Hills Solar Electric Generating System BrightSource Energy, Inc. | 2011-AFC-2 | 12-mon AFC | [500] | Greenfield | Inyo County | 2011-08-05 | 2012-08-05 |  | TBD
4 | Pio Pico Energy Center - Pio Pico Energy Center LLC | 2011-AFC-1 | 12-mon AFC | 300 | Greenfield | San Diego | 2/9/2011 | TBD |  | TBD
5 | Quail Brush Generating Project Quail Brush Genco, LLC. | 2011-AFC-03 | 12-mon-AFC | 100 | Greenfield | San Diego Co. | 8/2011
6 | Rio Mesa Solar Electric Generating Facility BrightSource Energy | 2011-AFC-04 | 12-mon-AFC | [750] | Greenfield | Riverside Co. | 10/14/2011
7 | San Gabriel - Reliant | 2007-AFC-2 | 12-mon AFC | [656] | Expansion | San Bernardino | 4/13/2007 | Suspended During Review |  | Suspended During Review
8 | Solar Millenium Ridgecrest - Solar Millenium | 2009-AFC-9 | 12-mon AFC | [250] | Greenfield | Kern | 9/1/09 | Suspended During Review |  | Suspended During Review
9 | Sun Valley Peaker - Edison Mission | 2005-AFC-03 | 12-mon AFC | 500 | Greenfield | Riverside | 12/01/2005 | ? |  | TBD
10 | Willow Pass - Mirant | 2008-AFC-6 | 12-mon AFC | 550 | Brownfield | Contra Costa | 6/30/2008 | ? |  | TBD
| UNDER REVIEW (No Lg Solar) |  |  | 2500
| Large-scale solar under review |  |  | 1250
| Under Review Total (excludes Suspended) |  |  | 2844
| Projects Anounced (Arranged by Estimated Filing Date) | Process | Plant Type | Capacity (MW) | Project Type | Location | Estimated Filing Date
1 | Black Rock 5 & 6 Geothermal Power Project CE Butte Energy, LLC. | 12-mon-AFC | Geothermal Steam Turbine | 235 | Greenfield | Imperial County | 07/2012
2 | Terresol Solar Tower | 12-mon-AFC | Solar Thermal | 150 | Greenfield | Riverside County | 6/2013
| ANNOUNCED TOTAL |  |  | 385
| NOTES: |  |  |  | DEFINITIONS:
| Bold text in table identifies a change from the previous report. |  |  |  | Greenfield | Undeveloped
| * Estimated on-line date if construction is not delayed. |  |  |  | Brownfield | Developed site
| ** Estimated on-line date if approved & constructed as proposed. |  |  |  | Expansion | New unit at existing site, no loss of existing generation
| Projects in italics and an "EP" Docket Number are emergency peakers |  |  |  | Repower | Modification of existing equipment
| Megawatts in [ ] are not included in totals. |  |  |  | Replacement | Demolition of old plant and construction of new plant
| {1} 1021 MW replaced with 1200 MW for a net increase of 179 MW |  |  |  | On Hold | Applicant has suspended work
| {2} Project approved but replaced by Hanford-GWF (01-EP-7). |  |  |  | Suspended | Committee has suspended the proceeding
{3} 30 MW organic rankine cycle amendment approved 5/11/05.
{4} 130 MW amendment approved 6/22/05.

## OTC
OTC Totals and Forecast Retirements
Unit Name | Owner | LCR area or NP26/SP26 | NQC | Technology | Retirement date | Alternative Retirement | Notes
Alamitos 1 | AES | LA Basin | 174.56 | Steam | 2020-12-31 | 2020-12-31
Alamitos 2 | AES | LA Basin | 175 | Steam | 2020-12-31 | 2020-12-31
Alamitos 3 | AES | LA Basin | 332.18 | Steam | 2020-12-31 | 2020-12-31
Alamitos 4 | AES | LA Basin | 335.67 | Steam | 2020-12-31 | 2020-12-31
Alamitos 5 | AES | LA Basin | 497.97 | Steam | 2020-12-31 | 2020-12-31
Alamitos 6 | AES | LA Basin | 495 | Steam | 2020-12-31 | 2020-12-31
Contra Costa Unit 6 | GenOn | Bay Area | 337 | Steam | 2017-12-31 | 2013-12-31 | To be retired when Marsh Landing online
Contra Costa Unit 7 | GenOn | Bay Area | 337 | Steam | 2017-12-31 | 2013-12-31 | To be retired when Marsh Landing online
Diablo Canyon Unit 1 | PG&E | NP26 | 1122 | Nuclear | 2024-12-31 | 2015-01-01 | Retire at end of license or in 2015
Diablo Canyon Unit 2 | PG&E | NP26 | 1118 | Nuclear | 2024-12-31 | 2015-01-01 | Retire at end of license or in 2015
El Segundo Unit 3 | NRG | LA Basin | 335 | Steam | 2015-12-31 | 2015-12-31
El Segundo Unit 4 | NRG | LA Basin | 335 | Steam | 2015-12-31 | 2015-12-31
Encina GT Unit 1 | NRG | San Diego | 14 | CT | 2017-12-31 | 2017-12-31
Encina Unit 1 | NRG | San Diego | 106 | Steam | 2017-12-31 | 2017-12-31
Encina Unit 2 | NRG | San Diego | 103 | Steam | 2017-12-31 | 2017-12-31
Encina Unit 3 | NRG | San Diego | 109 | Steam | 2017-12-31 | 2017-12-31
Encina Unit 4 | NRG | San Diego | 299 | Steam | 2017-12-31 | 2017-12-31
Encina Unit 5 | NRG | San Diego | 329 | Steam | 2017-12-31 | 2017-12-31
Huntington Beach Unit 1 | Edison Mission Energy | LA Basin | 225.75 | Steam | 2020-12-31 | 2020-12-31
Huntington Beach Unit 2 | Edison Mission Energy | LA Basin | 225.8 | Steam | 2020-12-31 | 2020-12-31
Huntington Beach Unit 3 | Edison Mission Energy | LA Basin | 225 | Steam | 2012-12-31 | 2012-12-31 | Compliant; Currently back in service for summer 2012; see http://www.energy.ca.gov/sitingcases/huntington_beach_energy/documents/index.html
Huntington Beach Unit 4 | Edison Mission Energy | LA Basin | 227 | Steam | 2012-12-31 | 2012-12-31 | Compliant; Currently back in service for summer 2012; see http://www.energy.ca.gov/sitingcases/huntington_beach_energy/documents/index.html
Mandalay Unit 1 | GenOn | Big Creek-Ventura | 215 | Steam | 2020-12-31 | 2020-12-31
Mandalay Unit 2 | GenOn | Big Creek-Ventura | 215.29 | Steam | 2020-12-31 | 2020-12-31
Mandalay Unit 3 | GenOn | Big Creek-Ventura | 130 | CT | 2020-12-31 | 2020-12-31
Morro Bay Unit 3 | Dynegy | NP26 | 325 | Steam | 2015-12-31 | 2015-12-31
Morro Bay Unit 4 | Dynegy | NP26 | 325 | Steam | 2015-12-31 | 2015-12-31
Moss Landing Power Block 1 | Dynegy | NP26 | 510 | CCGT | 2017-12-31 | 2017-12-31
Moss Landing Power Block 2 | Dynegy | NP26 | 510 | CCGT | 2017-12-31 | 2017-12-31
Moss Landing Unit 6 | Dynegy | NP26 | 754.33 | Steam | 2017-12-31 | 2017-12-31
Moss Landing Unit 7 | Dynegy | NP26 | 755.7 | Steam | 2017-12-31 | 2017-12-31
Ormond Beach Unit 1 | GenOn | Big Creek-Ventura | 741.27 | Steam | 2020-12-31 | 2020-12-31 | Updated compliance plan not yet filed
Ormond Beach Unit 2 | GenOn | Big Creek-Ventura | 775 | Steam | 2020-12-31 | 2020-12-31 | Updated compliance plan not yet filed
Pittsburg Unit 5 | GenOn/Mirant Delta | Bay Area | 312 | Steam | 2017-12-31 | 2017-12-31
Pittsburg Unit 6 | GenOn/Mirant Delta | Bay Area | 317 | Steam | 2017-12-31 | 2017-12-31
Redondo Beach Unit 5 | AES | LA Basin | 178.87 | Steam | 2020-12-31 | 2020-12-31
Redondo Beach Unit 6 | AES | LA Basin | 175 | Steam | 2020-12-31 | 2020-12-31
Redondo Beach Unit 7 | AES | LA Basin | 493.24 | Steam | 2020-12-31 | 2020-12-31
Redondo Beach Unit 8 | AES | LA Basin | 495.9 | Steam | 2020-12-31 | 2020-12-31
San Onofre Nuclear Generating Station Unit 2 | SCE: 78.2%, SDG&E: 20%, City of Riverside: 1.8% | LA Basin | 1122 | Nuclear | 2022-12-31 | 2015-01-01 | Currently on outage; Retire at end of license or in 2015
San Onofre Nuclear Generating Station Unit 3 | SCE: 78.2%, SDG&E: 20%, City of Riverside: 1.8% | LA Basin | 1124 | Nuclear | 2022-12-31 | 2015-01-01 | Currently on outage; Retire at end of license or in 2015
Formulas:
Alternative Retirement = [Retirement date]

## IUEE
Incremental Uncommitted Efficiency Savings for Electricity, Low Savings Case
PGE | energy (GWh) |  | 2011 | 2012 | 2013 | 2014 | 2015 | 2016 | 2017 | 2018 | 2019 | 2020 | 2021 | 2022
|  | Title 20 (non-lighting) | 0 | 0 | 0 | 74.5055 | 164.8342 | 274.3818 | 337.9299 | 370.0303 | 395.0704 | 410.5648 | 417.4304 | 421.7699
|  | Federal Standards (non-lighting) | 11.9891 | 23.9271 | 37.7006 | 67.0248 | 154.4644 | 244.706 | 333.5348 | 407.0065 | 470.4833 | 528.6809 | 586.8854 | 645.0579
|  | Title 24 (non-lighting) | 1.5164 | 3.7408 | 5.915 | 18.3307 | 52.5976 | 93.2941 | 132.8163 | 171.2963 | 208.8657 | 245.6495 | 281.7635 | 317.3115
|  | Total Standards (non-lighting) | 13.5055 | 27.6679 | 43.6156 | 159.861 | 371.8962 | 612.3819 | 804.281 | 948.3331 | 1074.4194 | 1184.8953 | 1286.0793 | 1384.1393
|  | Emerging Technologies | 0 | 0 | 0 | 0 | 0 | 0 | 0 | 0 | 0 | 0 | 0 | 0
|  | High Impact Measures (non-lighting) | 0 | 0 | 51.5601 | 82.7846 | 113.7896 | 147.099 | 179.495 | 204.6877 | 226.3803 | 245.8257 | 261.9817 | 275.8426
|  | Low Income Measures (non-lighting) | 0 | 0 | 44.2954 | 88.5908 | 132.8862 | 176.3529 | 206.3605 | 222.3727 | 233.2572 | 240.553 | 246.135 | 250.3181
|  | Measures of Interest (non-lighting) | 0 | 0 | 20.1864 | 45.0081 | 78.9092 | 122.1736 | 175.3802 | 236.7267 | 303.0552 | 369.2463 | 428.7815 | 477.2034
|  | Secondary Measures (non-lighting) | 0 | 0 | 175.1856 | 345.9194 | 513.2346 | 680.3542 | 841.0954 | 996.5417 | 1148.5972 | 1302.5916 | 1460.4415 | 1627.0468
|  | Usage-Based Behavior | 0 | 0 | 11.4333 | 23.3562 | 24.6792 | 26.3133 | 28.2274 | 29.9165 | 31.7818 | 33.6904 | 35.6357 | 37.6401
|  | Total Program-Related Measures | 0 | 0 | 302.6607 | 585.6591 | 863.4987 | 1152.293 | 1430.5585 | 1690.2453 | 1943.0717 | 2191.9069 | 2432.9753 | 2668.0511
|  | Net Lighting (non-ET) | 0 | 0 | 0 | 0 | 0 | 0 | 0 | 0 | 0 | 0 | 0 | 0
|  | Total Incremental Uncommitted Savings | 13.5055 | 27.6679 | 346.2763 | 745.5201 | 1235.3949 | 1764.6749 | 2234.8394 | 2638.5784 | 3017.491 | 3376.8022 | 3719.0546 | 4052.1903
|  | Naturally Occurring Savings, Net of Energy Commission CED 2011 Price Effects | 1.0848 | 5.5417 | 156.9188 | 371.8476 | 747.976 | 1279.7536 | 1832.2143 | 2226.384 | 2611.2544 | 2909.9796 | 2968.4433 | 2988.6457
PGE | peak (MW) |  | 2011 | 2012 | 2013 | 2014 | 2015 | 2016 | 2017 | 2018 | 2019 | 2020 | 2021 | 2022
|  | Title 20 (non-lighting) | 0 | 0 | 0 | 6.4467 | 17.6591 | 30.3653 | 37.8331 | 42.1409 | 45.496 | 46.9552 | 47.5399 | 48.1015
|  | Federal Standards (non-lighting) | 0 | 1.4316 | 2.9057 | 7.1725 | 31.7284 | 56.5539 | 81.2355 | 104.2669 | 126.3807 | 148.0191 | 169.6447 | 191.2688
|  | Title 24 (non-lighting) | 0 | 0.88826 | 1.7563 | 5.5951 | 15.5448 | 27.4382 | 38.9991 | 50.266 | 61.2766 | 72.067 | 82.67 | 93.1152
|  | Total Standards (non-lighting) | 0 | 2.3199 | 4.662 | 19.2144 | 64.9323 | 114.3574 | 158.0677 | 196.6738 | 233.1534 | 267.0412 | 299.8546 | 332.4854
|  | Emerging Technologies | 0 | 0 | 0 | 0 | 0 | 0 | 0 | 0 | 0 | 0 | 0 | 0
|  | High Impact Measures (non-lighting) | 0 | 0 | 8.6593 | 15.3852 | 21.9801 | 29.1688 | 36.2767 | 42.331 | 47.8049 | 52.9825 | 57.6327 | 61.921
|  | Low Income Measures (non-lighting) | 0 | 0 | 10.7236 | 21.4482 | 32.1718 | 42.6949 | 49.9595 | 53.8365 | 56.4718 | 58.2378 | 59.5897 | 60.6024
|  | Measures of Interest (non-lighting) | 0 | 0 | 10.1546 | 7.3805 | 11.1929 | 15.7871 | 20.5846 | 25.3393 | 29.943 | 34.4888 | 38.8255 | 42.9476
|  | Secondary Measures (non-lighting) | 0 | 0 | 26.163 | 51.7493 | 76.8882 | 102.0651 | 126.2198 | 149.474 | 171.9823 | 194.5733 | 217.4075 | 241.2762
|  | Usage-Based Behavior | 0 | 0 | 0 | 0 | 0 | 0 | 0 | 0 | 0 | 0 | 0 | 0
|  | Total Program-Related Measures | 0 | 0 | 55.7004 | 95.9633 | 142.233 | 189.7159 | 233.0407 | 270.9809 | 306.2021 | 340.2824 | 373.4554 | 406.7473
|  | Net Lighting (non-ET) | 0 | 0 | 0 | 0 | 0 | 0 | 0 | 0 | 0 | 0 | 7.3849 | 26.3265
|  | Total Incremental Uncommitted Savings | 0 | 2.3199 | 60.3624 | 115.1777 | 207.1653 | 304.0734 | 391.1084 | 467.6547 | 539.3555 | 607.3236 | 680.6949 | 765.5592
|  | Naturally Occurring Savings, Net of Energy Commission CED 2011 Price Effects | 0 | 0.65426 | 30.0932 | 61.1868 | 143.6339 | 245.5273 | 344.784 | 425.2557 | 498.2863 | 544.94 | 552.3006 | 561.024
SCE | energy (GWh) |  | 2011 | 2012 | 2013 | 2014 | 2015 | 2016 | 2017 | 2018 | 2019 | 2020 | 2021 | 2022
|  | Title 20 (non-lighting) | 0 | 0 | 0 | 76.8473 | 170.0151 | 283.0059 | 348.5514 | 381.6608 | 407.4879 | 423.4694 | 430.5507 | 435.0267
|  | Federal Standards (non-lighting) | 12.3659 | 24.6791 | 38.8856 | 69.3243 | 150.5949 | 234.8293 | 317.5729 | 384.5137 | 441.127 | 492.2856 | 543.6064 | 594.901
|  | Title 24 (non-lighting) | 1.5641 | 3.8584 | 6.1009 | 18.9068 | 54.2509 | 96.2265 | 136.9909 | 176.6804 | 215.4306 | 253.3706 | 290.6196 | 327.285
|  | Total Standards (non-lighting) | 13.93 | 28.5375 | 44.9865 | 165.0784 | 374.8608 | 614.0617 | 803.1151 | 942.8549 | 1064.0455 | 1169.1255 | 1264.7767 | 1357.2127
|  | Emerging Technologies | 0 | 0 | 0 | 0 | 0 | 0 | 0 | 0 | 0 | 0 | 0 | 0
|  | High Impact Measures (non-lighting) | 0 | 0 | 61.1502 | 119.9986 | 181.609 | 245.8194 | 309.5887 | 358.0597 | 391.4132 | 419.0546 | 442.3348 | 460.6045
|  | Low Income Measures (non-lighting) | 0 | 0 | 32.4002 | 64.8004 | 97.2007 | 126.8573 | 147.3164 | 158.2224 | 165.6244 | 170.5741 | 174.3471 | 177.1551
|  | Measures of Interest (non-lighting) | 0 | 0 | 19.2351 | 44.8091 | 81.3282 | 129.0557 | 188.2483 | 256.0619 | 328.1129 | 396.9962 | 456.0336 | 502.2493
|  | Secondary Measures (non-lighting) | 0 | 0 | 103.3016 | 228.6976 | 354.7662 | 477.0076 | 594.7352 | 712.4422 | 825.1778 | 935.6812 | 1041.7318 | 1145.8924
|  | Usage-Based Behavior | 0 | 0 | 10.5841 | 21.7131 | 23.1377 | 24.8928 | 26.9447 | 28.7686 | 30.7757 | 32.8198 | 34.9219 | 37.0665
|  | Total Program-Related Measures | 0 | 0 | 226.6712 | 480.0188 | 738.0417 | 1003.6328 | 1266.8331 | 1513.5549 | 1741.104 | 1955.1259 | 2149.3692 | 2322.9678
|  | Net Lighting (non-ET) | 0 | 0 | 0 | 0 | 0 | 0 | 0 | 0 | 0 | 187.195 | 375.1931 | 541.3364
|  | Total Incremental Uncommitted Savings | 13.93 | 28.5375 | 271.6577 | 645.0972 | 1112.9026 | 1617.6944 | 2069.9483 | 2456.4097 | 2805.1495 | 3311.4465 | 3789.339 | 4221.5168
|  | Naturally Occurring Savings, Net of Energy Commission CED 2011 Price Effects | 1.1189 | 5.7159 | 207.7386 | 365.8263 | 740.8318 | 1282.6588 | 1843.8336 | 2341.8535 | 2732.9807 | 3036.1328 | 3110.2921 | 3146.4774
SCE | peak (MW) |  | 2011 | 2012 | 2013 | 2014 | 2015 | 2016 | 2017 | 2018 | 2019 | 2020 | 2021 | 2022
|  | Title 20 (non-lighting) | 0 | 0 | 0 | 6.6494 | 18.2141 | 31.3197 | 39.0222 | 43.4654 | 46.926 | 48.4311 | 49.0341 | 49.6134
|  | Federal Standards (non-lighting) | 0 | 1.4766 | 2.997 | 8.2918 | 31.6728 | 55.3336 | 78.7753 | 100.5567 | 121.4415 | 141.8158 | 162.3141 | 182.7805
|  | Title 24 (non-lighting) | 0 | 0.91617 | 1.8115 | 5.771 | 16.0334 | 28.3006 | 40.2249 | 51.8459 | 63.2026 | 74.3321 | 85.2684 | 96.0419
|  | Total Standards (non-lighting) | 0 | 2.3928 | 4.8085 | 20.7121 | 65.9204 | 114.954 | 158.0224 | 195.8681 | 231.5701 | 264.579 | 296.6167 | 328.4358
|  | Emerging Technologies | 0 | 0 | 0 | 0 | 0 | 0 | 0 | 0 | 0 | 0 | 0 | 0
|  | High Impact Measures (non-lighting) | 0 | 0 | 18.107 | 34.1183 | 49.3715 | 63.9739 | 78.108 | 88.9105 | 95.7932 | 101.5436 | 106.4104 | 110.2446
|  | Low Income Measures (non-lighting) | 0 | 0 | 9.3964 | 18.7919 | 28.1884 | 36.7888 | 42.7215 | 45.884 | 48.031 | 49.4665 | 50.5609 | 51.3751
|  | Measures of Interest (non-lighting) | 0 | 0 | 5.2069 | 4.7139 | 7.6627 | 10.9754 | 14.4818 | 18.0129 | 21.4918 | 24.9859 | 28.3698 | 31.6303
|  | Secondary Measures (non-lighting) | 0 | 0 | 17.6662 | 39.596 | 61.8364 | 83.5126 | 104.4629 | 125.3677 | 145.2806 | 164.654 | 183.2996 | 201.4826
|  | Usage-Based Behavior | 0 | 0 | 0 | 0 | 0 | 0 | 0 | 0 | 0 | 0 | 0 | 0
|  | Total Program-Related Measures | 0 | 0 | 50.3766 | 97.2201 | 147.059 | 195.2507 | 239.7743 | 278.1752 | 310.5968 | 340.65 | 368.6409 | 394.7326
|  | Net Lighting (non-ET) | 0 | 0 | 0 | 28.2345 | 70.2716 | 89.4732 | 96.6429 | 81.6595 | 129.2793 | 176.9043 | 215.4144 | 250.0035
|  | Total Incremental Uncommitted Savings | 0 | 2.3928 | 55.1851 | 146.1667 | 283.251 | 399.6779 | 494.4396 | 555.7027 | 671.4463 | 782.1333 | 880.6719 | 973.1718
|  | Naturally Occurring Savings, Net of Energy Commission CED 2011 Price Effects | 0 | 0.67482 | 44.8685 | 73.4866 | 162.647 | 272.5255 | 377.3176 | 472.5786 | 543.2671 | 585.0484 | 586.7184 | 591.0721
SDGE | energy (GWh) |  | 2011 | 2012 | 2013 | 2014 | 2015 | 2016 | 2017 | 2018 | 2019 | 2020 | 2021 | 2022
|  | Title 20 (non-lighting) | 0 | 0 | 0 | 17.4389 | 38.5814 | 64.2223 | 79.0965 | 86.61 | 92.471 | 96.0976 | 97.7046 | 98.7203
|  | Federal Standards (non-lighting) | 2.8062 | 5.6004 | 8.8243 | 15.6865 | 33.8337 | 52.6883 | 71.2575 | 86.2424 | 98.8972 | 110.3122 | 121.7848 | 133.2719
|  | Title 24 (non-lighting) | 0.35493 | 0.87558 | 1.3845 | 4.2905 | 12.3111 | 21.8366 | 31.0872 | 40.094 | 48.8875 | 57.4972 | 65.9501 | 74.2706
|  | Total Standards (non-lighting) | 3.1611 | 6.476 | 10.2088 | 37.4159 | 84.7262 | 138.7473 | 181.4413 | 212.9464 | 240.2556 | 263.907 | 285.4394 | 306.2627
|  | Emerging Technologies | 0 | 0 | 0 | 0 | 0 | 0 | 0 | 0 | 0 | 0 | 0 | 0
|  | High Impact Measures (non-lighting) | 0 | 0 | 14.3489 | 26.4073 | 38.8334 | 52.5506 | 66.6076 | 78.6464 | 88.7257 | 97.9326 | 105.0344 | 111.0889
|  | Low Income Measures (non-lighting) | 0 | 0 | 7.3284 | 14.6568 | 21.9852 | 29.3136 | 36.642 | 42.3419 | 46.8397 | 50.8117 | 53.9671 | 56.4907
|  | Measures of Interest (non-lighting) | 0 | 0 | 4.9913 | 10.774 | 18.4269 | 27.6578 | 39.3933 | 52.7602 | 68.0276 | 84.2228 | 99.8724 | 113.251
|  | Secondary Measures (non-lighting) | 0 | 0 | 25.4264 | 48.3133 | 71.2074 | 93.1492 | 114.3368 | 134.8028 | 154.007 | 173.6097 | 192.8948 | 212.2262
|  | Usage-Based Behavior | 0 | 0 | 2.125 | 4.3622 | 4.6821 | 5.0751 | 5.5478 | 5.965 | 6.4253 | 6.8957 | 7.3856 | 7.8874
|  | Total Program-Related Measures | 0 | 0 | 54.22 | 104.5136 | 155.135 | 207.7463 | 262.5275 | 314.5162 | 364.0253 | 413.4724 | 459.1543 | 500.9442
|  | Net Lighting (non-ET) | 0 | 0 | 0 | 0 | 0 | 0 | 0 | 0 | 0 | 0 | 0 | 0
|  | Total Incremental Uncommitted Savings | 3.1611 | 6.476 | 64.4287 | 141.9295 | 239.8612 | 346.4936 | 443.9688 | 527.4626 | 604.281 | 677.3794 | 744.5938 | 807.2069
|  | Naturally Occurring Savings, Net of Energy Commission CED 2011 Price Effects | 0.25392 | 1.2971 | 34.6514 | 69.5664 | 141.027 | 241.5679 | 348.9646 | 448.2288 | 527.1943 | 583.7105 | 584.9489 | 579.1219
SDGE | peak (MW) |  | 2011 | 2012 | 2013 | 2014 | 2015 | 2016 | 2017 | 2018 | 2019 | 2020 | 2021 | 2022
|  | Title 20 (non-lighting) | 0 | 0 | 0 | 1.5089 | 4.1333 | 7.1074 | 8.8553 | 9.8636 | 10.6489 | 10.9904 | 11.1273 | 11.2587
|  | Federal Standards (non-lighting) | 0 | 0.33509 | 0.68012 | 1.6721 | 5.9216 | 10.2616 | 14.5989 | 18.5628 | 22.3321 | 25.9893 | 29.6944 | 33.4143
|  | Title 24 (non-lighting) | 0 | 0.20791 | 0.41108 | 1.3096 | 3.6385 | 6.4222 | 9.1282 | 11.7654 | 14.3425 | 16.8681 | 19.3499 | 21.7947
|  | Total Standards (non-lighting) | 0 | 0.543 | 1.0912 | 4.4907 | 13.6934 | 23.7912 | 32.5824 | 40.1917 | 47.3235 | 53.8478 | 60.1716 | 66.4678
|  | Emerging Technologies | 0 | 0 | 0 | 0 | 0 | 0 | 0 | 0 | 0 | 0 | 0 | 0
|  | High Impact Measures (non-lighting) | 0 | 0 | 3.0618 | 5.8102 | 8.4293 | 11.3211 | 14.2604 | 16.8388 | 19.0655 | 21.1128 | 22.895 | 24.5024
|  | Low Income Measures (non-lighting) | 0 | 0 | 1.6853 | 3.3706 | 5.0568 | 6.7421 | 8.4275 | 9.7384 | 10.773 | 11.6869 | 12.4127 | 12.9931
|  | Measures of Interest (non-lighting) | 0 | 0 | 1.9085 | 1.0858 | 1.7679 | 2.5507 | 3.4105 | 4.2788 | 5.1338 | 5.9679 | 6.7963 | 7.5924
|  | Secondary Measures (non-lighting) | 0 | 0 | 3.1397 | 6.024 | 8.9908 | 11.8978 | 14.7316 | 17.4876 | 20.0402 | 22.6575 | 25.2766 | 27.9167
|  | Usage-Based Behavior | 0 | 0 | 0 | 0 | 0 | 0 | 0 | 0 | 0 | 0 | 0 | 0
|  | Total Program-Related Measures | 0 | 0 | 9.7954 | 16.2906 | 24.2449 | 32.5118 | 40.83 | 48.3436 | 55.0126 | 61.4251 | 67.3807 | 73.0046
|  | Net Lighting (non-ET) | 0 | 0 | 0.99964 | 7.249 | 16.8905 | 20.2161 | 18.6743 | 10.6489 | 22.188 | 32.772 | 40.8082 | 47.6568
|  | Total Incremental Uncommitted Savings | 0 | 0.543 | 11.8863 | 28.0302 | 54.8289 | 76.5192 | 92.0868 | 99.1842 | 124.5241 | 148.0449 | 168.3605 | 187.1292
|  | Naturally Occurring Savings, Net of Energy Commission CED 2011 Price Effects | 0 | 0.15314 | 8.5939 | 15.5422 | 33.8937 | 55.5605 | 76.2855 | 96.7167 | 112.6912 | 121.9406 | 121.9599 | 122.6117
ALL IOU | energy (GWh) |  | 2011 | 2012 | 2013 | 2014 | 2015 | 2016 | 2017 | 2018 | 2019 | 2020 | 2021 | 2022
|  | Title 20 (non-lighting) | 0 | 0 | 0 | 168.7916 | 373.4307 | 621.61 | 765.5778 | 838.301 | 895.0292 | 930.1318 | 945.6856 | 955.517
|  | Federal Standards (non-lighting) | 27.1612 | 54.2066 | 85.4105 | 152.0356 | 338.8929 | 532.2236 | 722.3652 | 877.7627 | 1010.5075 | 1131.2787 | 1252.2766 | 1373.2307
|  | Title 24 (non-lighting) | 3.4354 | 8.4748 | 13.4003 | 41.528 | 119.1596 | 211.3572 | 300.8944 | 388.0707 | 473.1837 | 556.5173 | 638.3332 | 718.867
|  | Total Standards (non-lighting) | 30.5966 | 62.6814 | 98.8108 | 362.3553 | 831.4832 | 1365.1909 | 1788.8374 | 2104.1344 | 2378.7205 | 2617.9278 | 2836.2954 | 3047.6147
|  | Emerging Technologies | 0 | 0 | 0 | 0 | 0 | 0 | 0 | 0 | 0 | 0 | 0 | 0
|  | High Impact Measures (non-lighting) | 0 | 0 | 127.0592 | 229.1905 | 334.232 | 445.469 | 555.6913 | 641.3939 | 706.5192 | 762.8128 | 809.3509 | 847.536
|  | Low Income Measures (non-lighting) | 0 | 0 | 84.024 | 168.0481 | 252.0721 | 332.5238 | 390.3188 | 422.937 | 445.7214 | 461.9388 | 474.4491 | 483.9639
|  | Measures of Interest (non-lighting) | 0 | 0 | 44.4127 | 100.5912 | 178.6642 | 278.8871 | 403.0218 | 545.5488 | 699.1957 | 850.4653 | 984.6876 | 1092.7037
|  | Secondary Measures (non-lighting) | 0 | 0 | 303.9136 | 622.9303 | 939.2082 | 1250.511 | 1550.1673 | 1843.7867 | 2127.782 | 2411.8825 | 2695.0681 | 2985.1654
|  | Usage-Based Behavior | 0 | 0 | 24.1424 | 49.4314 | 52.499 | 56.2812 | 60.7199 | 64.65 | 68.9827 | 73.4059 | 77.9431 | 82.594
|  | Total Program-Related Measures | 0 | 0 | 583.5519 | 1170.1915 | 1756.6755 | 2363.672 | 2959.9191 | 3518.3164 | 4048.201 | 4560.5053 | 5041.4988 | 5491.963
|  | Net Lighting (non-ET) | 0 | 0 | 0 | 0 | 0 | 0 | 0 | 0 | 0 | 187.195 | 375.1931 | 541.3364
|  | Total Incremental Uncommitted Savings | 30.5966 | 62.6814 | 682.3628 | 1532.5468 | 2588.1587 | 3728.8629 | 4748.7565 | 5622.4508 | 6426.9215 | 7365.6281 | 8252.9874 | 9080.9141
|  | Naturally Occurring Savings, Net of Energy Commission CED 2011 Price Effects | 2.4577 | 12.5546 | 399.3088 | 807.2403 | 1629.8347 | 2803.9803 | 4025.0126 | 5016.4662 | 5871.4294 | 6529.8229 | 6663.6844 | 6714.245
ALL IOU | peak (MW) |  | 2011 | 2012 | 2013 | 2014 | 2015 | 2016 | 2017 | 2018 | 2019 | 2020 | 2021 | 2022
|  | Title 20 (non-lighting) | 0 | 0 | 0 | 14.605 | 40.0065 | 68.7924 | 85.7106 | 95.4699 | 103.0709 | 106.3767 | 107.7013 | 108.9735
|  | Federal Standards (non-lighting) | 0 | 3.2434 | 6.5829 | 17.1365 | 69.3228 | 122.1492 | 174.6096 | 223.3864 | 270.1544 | 315.8241 | 361.6532 | 407.4635
|  | Title 24 (non-lighting) | 0 | 2.0123 | 3.9788 | 12.6757 | 35.2167 | 62.161 | 88.3523 | 113.8773 | 138.8218 | 163.2672 | 187.2883 | 210.9518
|  | Total Standards (non-lighting) | 0 | 5.2557 | 10.5617 | 44.4172 | 144.546 | 253.1026 | 348.6724 | 432.7336 | 512.047 | 585.4681 | 656.6429 | 727.3889
|  | Emerging Technologies | 0 | 0 | 0 | 0 | 0 | 0 | 0 | 0 | 0 | 0 | 0 | 0
|  | High Impact Measures (non-lighting) | 0 | 0 | 29.8281 | 55.3137 | 79.781 | 104.4639 | 128.6452 | 148.0803 | 162.6637 | 175.6388 | 186.9382 | 196.668
|  | Low Income Measures (non-lighting) | 0 | 0 | 21.8054 | 43.6107 | 65.417 | 86.2258 | 101.1085 | 109.459 | 115.2758 | 119.3912 | 122.5633 | 124.9706
|  | Measures of Interest (non-lighting) | 0 | 0 | 17.27 | 13.1803 | 20.6235 | 29.3132 | 38.4769 | 47.6311 | 56.5687 | 65.4427 | 73.9917 | 82.1702
|  | Secondary Measures (non-lighting) | 0 | 0 | 46.9689 | 97.3693 | 147.7155 | 197.4755 | 245.4144 | 292.3293 | 337.3032 | 381.8848 | 425.9838 | 470.6756
|  | Usage-Based Behavior | 0 | 0 | 0 | 0 | 0 | 0 | 0 | 0 | 0 | 0 | 0 | 0
|  | Total Program-Related Measures | 0 | 0 | 115.8725 | 209.4741 | 313.5371 | 417.4784 | 513.645 | 597.4997 | 671.8115 | 742.3575 | 809.4769 | 874.4845
|  | Net Lighting (non-ET) | 0 | 0 | 0.99964 | 35.4834 | 87.1621 | 109.6894 | 115.3172 | 92.3083 | 151.4673 | 209.6763 | 263.6074 | 323.9868
|  | Total Incremental Uncommitted Savings | 0 | 5.2557 | 127.4338 | 289.3747 | 545.2452 | 780.2704 | 977.6347 | 1122.5416 | 1335.3258 | 1537.5019 | 1729.7272 | 1925.8603
|  | Naturally Occurring Savings, Net of Energy Commission CED 2011 Price Effects | 0 | 1.4822 | 83.5556 | 150.2156 | 340.1745 | 573.6133 | 798.3871 | 994.5509 | 1154.2446 | 1251.929 | 1260.9789 | 1274.7079
Incremental Uncommitted Efficiency Savings for Electricity, Mid Savings Case
PGE | energy (GWh) |  | 2011 | 2012 | 2013 | 2014 | 2015 | 2016 | 2017 | 2018 | 2019 | 2020 | 2021 | 2022
|  | Title 20 (non-lighting) | 0 | 0 | 0 | 93.1318 | 206.0427 | 342.9772 | 422.4123 | 462.5378 | 493.8379 | 513.206 | 521.7879 | 527.2124
|  | Federal Standards (non-lighting) | 14.9864 | 29.9088 | 47.1258 | 83.7811 | 193.0804 | 305.8825 | 416.9185 | 508.7582 | 588.1042 | 660.8512 | 733.6068 | 806.3223
|  | Title 24 (non-lighting) | 1.8955 | 4.676 | 7.3937 | 22.9133 | 65.7471 | 116.6176 | 166.0204 | 214.1204 | 261.0821 | 307.0619 | 352.2043 | 396.6393
|  | Total Standards (non-lighting) | 16.8819 | 34.5849 | 54.5195 | 199.8262 | 464.8702 | 765.4774 | 1005.3512 | 1185.4164 | 1343.0242 | 1481.1191 | 1607.5991 | 1730.1741
|  | Emerging Technologies (non-lighting) | 0 | 0 | 23.8579 | 57.8525 | 107.9828 | 180.5227 | 278.4718 | 401.4175 | 546.0078 | 704.4297 | 866.5345 | 1021.8583
|  | High Impact Measures (non-lighting) | 0 | 0 | 54.2738 | 87.1417 | 119.7785 | 154.8411 | 188.9421 | 215.4608 | 238.295 | 258.7639 | 275.7702 | 290.3606
|  | Low Income Measures (non-lighting) | 0 | 0 | 46.6268 | 93.2535 | 139.8802 | 185.6346 | 217.2215 | 234.0765 | 245.5339 | 253.2136 | 259.0894 | 263.4927
|  | Measures of Interest (non-lighting) | 0 | 0 | 21.2488 | 47.377 | 83.0623 | 128.6038 | 184.6108 | 249.186 | 319.0055 | 388.6803 | 451.349 | 502.3194
|  | Secondary Measures (non-lighting) | 0 | 0 | 184.4059 | 364.1256 | 540.247 | 716.1623 | 885.3635 | 1048.9912 | 1209.0497 | 1371.1491 | 1537.3068 | 1712.6809
|  | Usage-Based Behavior | 0 | 0 | 11.4333 | 23.3562 | 24.6792 | 26.3133 | 28.2274 | 29.9165 | 31.7818 | 33.6904 | 35.6357 | 37.6401
|  | Total Program-Related Measures | 0 | 0 | 341.8464 | 673.1065 | 1015.63 | 1392.0778 | 1782.8371 | 2179.0485 | 2589.6737 | 3009.927 | 3425.6856 | 3828.352
|  | Net Lighting | 0 | 0 | 0 | 0 | 0 | 0 | 0 | 0 | 0 | 0 | 138.3367 | 287.3463
|  | Total Incremental Uncommitted Savings | 16.8819 | 34.5849 | 396.3659 | 872.9327 | 1480.5002 | 2157.5552 | 2788.1884 | 3364.4649 | 3932.6979 | 4491.0461 | 5171.6214 | 5845.8724
|  | Naturally Occurring Savings, Net of Energy Commission CED 2011 Price Effects | 1.356 | 6.9271 | 167.4955 | 330.4318 | 628.9886 | 1122.2793 | 1635.2421 | 2045.6097 | 2463.2932 | 2730.8009 | 2772.8406 | 2758.0656
PGE | peak (MW) |  | 2011 | 2012 | 2013 | 2014 | 2015 | 2016 | 2017 | 2018 | 2019 | 2020 | 2021 | 2022
|  | Title 20 (non-lighting) | 0 | 0 | 0 | 8.0584 | 22.0738 | 37.9567 | 47.2913 | 52.6761 | 56.87 | 58.694 | 59.4249 | 60.1268
|  | Federal Standards (non-lighting) | 0 | 1.7895 | 3.6321 | 8.9657 | 39.6605 | 70.6924 | 101.5444 | 130.3337 | 157.9759 | 185.0238 | 212.0558 | 239.0859
|  | Title 24 (non-lighting) | 0 | 1.1103 | 2.1953 | 6.9939 | 19.431 | 34.2977 | 48.7489 | 62.8325 | 76.5958 | 90.0837 | 103.3375 | 116.394
|  | Total Standards (non-lighting) | 0 | 2.8999 | 5.8275 | 24.018 | 81.1654 | 142.9468 | 197.5846 | 245.8423 | 291.4417 | 333.8016 | 374.8182 | 415.6068
|  | Emerging Technologies (non-lighting) | 0 | 0 | 4.412 | 10.715 | 19.739 | 33.231 | 51.748 | 75.787 | 108.256 | 145.753 | 186.617 | 228.675
|  | High Impact Measures (non-lighting) | 0 | 0 | 9.115 | 16.195 | 23.137 | 30.704 | 38.186 | 44.559 | 50.321 | 55.771 | 60.666 | 65.18
|  | Low Income Measures (non-lighting) | 0 | 0 | 11.288 | 22.577 | 33.865 | 44.942 | 52.589 | 56.67 | 59.444 | 61.303 | 62.726 | 63.792
|  | Measures of Interest (non-lighting) | 0 | 0 | 10.689 | 7.769 | 11.782 | 16.618 | 21.668 | 26.673 | 31.519 | 36.304 | 40.869 | 45.208
|  | Secondary Measures (non-lighting) | 0 | 0 | 27.54 | 54.473 | 80.935 | 107.437 | 132.863 | 157.341 | 181.034 | 204.814 | 228.85 | 253.975
|  | Usage-Based Behavior | 0 | 0 | 0 | 0 | 0 | 0 | 0 | 0 | 0 | 0 | 0 | 0
|  | Total Program-Related Measures | 0 | 0 | 63.044 | 111.729 | 169.458 | 232.932 | 297.054 | 361.03 | 430.574 | 503.945 | 579.728 | 656.83
|  | Net Lighting | 0 | 0 | 0 | 0 | 5.7733 | 15.0812 | 15.7395 | 0 | 33.0712 | 68.5842 | 94.5568 | 118.8145
|  | Total Incremental Uncommitted Savings | 0 | 2.8999 | 68.8715 | 135.747 | 256.3967 | 390.9599 | 510.3781 | 606.8723 | 755.0869 | 906.3308 | 1049.103 | 1191.2513
|  | Naturally Occurring Savings, Net of Energy Commission CED 2011 Price Effects | 0 | 0.81782 | 31.9688 | 50.4532 | 118.3952 | 210.327 | 297.0262 | 377.7145 | 454.5128 | 489.8268 | 492.2091 | 495.2926
SCE | energy (GWh) |  | 2011 | 2012 | 2013 | 2014 | 2015 | 2016 | 2017 | 2018 | 2019 | 2020 | 2021 | 2022
|  | Title 20 (non-lighting) | 0 | 0 | 0 | 96.0591 | 212.5189 | 353.7574 | 435.6893 | 477.076 | 509.3599 | 529.3367 | 538.1884 | 543.7834
|  | Federal Standards (non-lighting) | 15.4574 | 30.8489 | 48.607 | 86.6553 | 188.2436 | 293.5366 | 396.9661 | 480.6421 | 551.4088 | 615.357 | 679.508 | 743.6263
|  | Title 24 (non-lighting) | 1.9551 | 4.823 | 7.6261 | 23.6335 | 67.8136 | 120.2831 | 171.2386 | 220.8505 | 269.2882 | 316.7132 | 363.2746 | 409.1062
|  | Total Standards (non-lighting) | 17.4125 | 35.6719 | 56.2331 | 206.348 | 468.5761 | 767.5771 | 1003.8939 | 1178.5686 | 1330.0569 | 1461.4069 | 1580.9709 | 1696.5158
|  | Emerging Technologies (non-lighting) | 0 | 0 | 41.6715 | 101.5179 | 190.5573 | 319.3374 | 494.2557 | 710.4857 | 956.3752 | 1215.4366 | 1470.8308 | 1707.2246
|  | High Impact Measures (non-lighting) | 0 | 0 | 64.3686 | 126.3143 | 191.1674 | 258.7572 | 325.8828 | 376.905 | 412.0139 | 441.1101 | 465.6156 | 484.8469
|  | Low Income Measures (non-lighting) | 0 | 0 | 34.1055 | 68.211 | 102.3165 | 133.534 | 155.0699 | 166.5499 | 174.3415 | 179.5517 | 183.5233 | 186.479
|  | Measures of Interest (non-lighting) | 0 | 0 | 20.2475 | 47.1674 | 85.6086 | 135.8481 | 198.1561 | 269.5389 | 345.382 | 417.8907 | 480.0354 | 528.6835
|  | Secondary Measures (non-lighting) | 0 | 0 | 108.7385 | 240.7343 | 373.4381 | 502.1132 | 626.037 | 749.9392 | 868.6082 | 984.9276 | 1096.5598 | 1206.2025
|  | Usage-Based Behavior | 0 | 0 | 10.5841 | 21.7131 | 23.1377 | 24.8928 | 26.9447 | 28.7686 | 30.7757 | 32.8198 | 34.9219 | 37.0665
|  | Total Program-Related Measures | 0 | 0 | 279.7158 | 605.658 | 966.2256 | 1374.4828 | 1826.3462 | 2302.1872 | 2787.4965 | 3271.7365 | 3731.4867 | 4150.503
|  | Net Lighting | 0 | 0 | 0 | 106.119 | 371.482 | 550.1226 | 685.7784 | 504.525 | 837.8505 | 1149.9491 | 1394.2327 | 1617.2721
|  | Total Incremental Uncommitted Savings | 17.4125 | 35.6719 | 335.9489 | 918.125 | 1806.2836 | 2692.1825 | 3516.0185 | 3985.2808 | 4955.4039 | 5883.0925 | 6706.6903 | 7464.2909
|  | Naturally Occurring Savings, Net of Energy Commission CED 2011 Price Effects | 1.3987 | 7.1448 | 221.0629 | 329.2503 | 637.2922 | 1153.0886 | 1688.1106 | 2216.4912 | 2648.7842 | 2931.4269 | 2995.9229 | 3003.7724
SCE | peak (MW) |  | 2011 | 2012 | 2013 | 2014 | 2015 | 2016 | 2017 | 2018 | 2019 | 2020 | 2021 | 2022
|  | Title 20 (non-lighting) | 0 | 0 | 0 | 8.3117 | 22.7676 | 39.1497 | 48.7778 | 54.3318 | 58.6575 | 60.5389 | 61.2927 | 62.0167
|  | Federal Standards (non-lighting) | 0 | 1.8458 | 3.7463 | 10.3647 | 39.591 | 69.167 | 98.4691 | 125.6959 | 151.8019 | 177.2698 | 202.8926 | 228.4756
|  | Title 24 (non-lighting) | 0 | 1.1452 | 2.2643 | 7.2137 | 20.0418 | 35.3757 | 50.2812 | 64.8074 | 79.0033 | 92.9152 | 106.5855 | 120.0524
|  | Total Standards (non-lighting) | 0 | 2.991 | 6.0106 | 25.8901 | 82.4005 | 143.6925 | 197.528 | 244.8351 | 289.4627 | 330.7238 | 370.7708 | 410.5447
|  | Emerging Technologies (non-lighting) | 0 | 0 | 7.83 | 18.954 | 35.746 | 60.544 | 94.677 | 138.4 | 190.779 | 249.348 | 310.097 | 368.25
|  | High Impact Measures (non-lighting) | 0 | 0 | 19.06 | 35.914 | 51.97 | 67.341 | 82.219 | 93.59 | 100.835 | 106.888 | 112.011 | 116.047
|  | Low Income Measures (non-lighting) | 0 | 0 | 9.891 | 19.781 | 29.672 | 38.725 | 44.97 | 48.299 | 50.559 | 52.07 | 53.222 | 54.079
|  | Measures of Interest (non-lighting) | 0 | 0 | 5.481 | 4.962 | 8.066 | 11.553 | 15.244 | 18.961 | 22.623 | 26.301 | 29.863 | 33.295
|  | Secondary Measures (non-lighting) | 0 | 0 | 18.596 | 41.68 | 65.091 | 87.908 | 109.961 | 131.966 | 152.927 | 173.32 | 192.947 | 212.087
|  | Usage-Based Behavior | 0 | 0 | 0 | 0 | 0 | 0 | 0 | 0 | 0 | 0 | 0 | 0
|  | Total Program-Related Measures | 0 | 0 | 60.858 | 121.291 | 190.545 | 266.071 | 347.071 | 431.216 | 517.723 | 607.927 | 698.14 | 783.758
|  | Net Lighting | 0 | 0 | 23.4179 | 68.2565 | 129.9974 | 176.4841 | 215.4845 | 186.5373 | 250.9003 | 309.6117 | 356.1903 | 398.9826
|  | Total Incremental Uncommitted Savings | 0 | 2.991 | 90.2866 | 215.4377 | 402.9428 | 586.2476 | 760.0835 | 862.5884 | 1058.086 | 1248.2625 | 1425.1012 | 1593.2853
|  | Naturally Occurring Savings, Net of Energy Commission CED 2011 Price Effects | 0 | 0.84352 | 47.5309 | 62.8535 | 137.1233 | 236.7773 | 328.4114 | 424.4835 | 499.0504 | 529.1569 | 526.4035 | 525.9926
SDGE | energy (GWh) |  | 2011 | 2012 | 2013 | 2014 | 2015 | 2016 | 2017 | 2018 | 2019 | 2020 | 2021 | 2022
|  | Title 20 (non-lighting) | 0 | 0 | 0 | 21.7986 | 48.2268 | 80.2779 | 98.8707 | 108.2625 | 115.5887 | 120.122 | 122.1307 | 123.4004
|  | Federal Standards (non-lighting) | 3.5077 | 7.0005 | 11.0304 | 19.6082 | 42.2921 | 65.8604 | 89.0719 | 107.803 | 123.6215 | 137.8902 | 152.2309 | 166.5898
|  | Title 24 (non-lighting) | 0.44367 | 1.0945 | 1.7306 | 5.3631 | 15.3889 | 27.2958 | 38.8591 | 50.1174 | 61.1094 | 71.8715 | 82.4376 | 92.8382
|  | Total Standards (non-lighting) | 3.9514 | 8.095 | 12.7609 | 46.7699 | 105.9077 | 173.4341 | 226.8017 | 266.183 | 300.3195 | 329.8837 | 356.7993 | 382.8284
|  | Emerging Technologies (non-lighting) | 0 | 0 | 8.2432 | 19.9601 | 37.4329 | 62.899 | 97.5426 | 141.2348 | 192.4412 | 248.2976 | 304.9892 | 358.3802
|  | High Impact Measures (non-lighting) | 0 | 0 | 15.1041 | 27.7971 | 40.8773 | 55.3164 | 70.1133 | 82.7857 | 93.3955 | 103.0869 | 110.5625 | 116.9357
|  | Low Income Measures (non-lighting) | 0 | 0 | 7.7141 | 15.4282 | 23.1423 | 30.8564 | 38.5705 | 44.5704 | 49.305 | 53.486 | 56.8074 | 59.4639
|  | Measures of Interest (non-lighting) | 0 | 0 | 5.254 | 11.3411 | 19.3967 | 29.1135 | 41.4666 | 55.537 | 71.608 | 88.6556 | 105.1289 | 119.2116
|  | Secondary Measures (non-lighting) | 0 | 0 | 26.7647 | 50.8561 | 74.9552 | 98.0518 | 120.3545 | 141.8976 | 162.1126 | 182.747 | 203.0472 | 223.396
|  | Usage-Based Behavior | 0 | 0 | 2.125 | 4.3622 | 4.6821 | 5.0751 | 5.5478 | 5.965 | 6.4253 | 6.8957 | 7.3856 | 7.8874
|  | Total Program-Related Measures | 0 | 0 | 65.205 | 129.7448 | 200.4865 | 281.3122 | 373.5953 | 471.9906 | 575.2876 | 683.1688 | 787.9208 | 885.2747
|  | Net Lighting | 0 | 0 | 0 | 0 | 35.0324 | 63.7275 | 70.7789 | 0 | 46.8174 | 114.2679 | 163.1314 | 204.7967
|  | Total Incremental Uncommitted Savings | 3.9514 | 8.095 | 77.9659 | 176.5148 | 341.4266 | 518.4737 | 671.1759 | 738.1736 | 922.4245 | 1127.3204 | 1307.8516 | 1472.8998
|  | Naturally Occurring Savings, Net of Energy Commission CED 2011 Price Effects | 0.3174 | 1.6214 | 37.0177 | 60.9927 | 116.9839 | 210.2437 | 309.7713 | 413.9444 | 500.2583 | 549.4588 | 545.6475 | 530.3627
SDGE | peak (MW) |  | 2011 | 2012 | 2013 | 2014 | 2015 | 2016 | 2017 | 2018 | 2019 | 2020 | 2021 | 2022
|  | Title 20 (non-lighting) | 0 | 0 | 0 | 1.8862 | 5.1666 | 8.8842 | 11.0691 | 12.3295 | 13.3111 | 13.738 | 13.9091 | 14.0734
|  | Federal Standards (non-lighting) | 0 | 0.41886 | 0.85015 | 2.0902 | 7.402 | 12.827 | 18.2486 | 23.2035 | 27.9151 | 32.4866 | 37.1181 | 41.7679
|  | Title 24 (non-lighting) | 0 | 0.25988 | 0.51385 | 1.637 | 4.5481 | 8.0278 | 11.4103 | 14.7067 | 17.9282 | 21.0852 | 24.1874 | 27.2434
|  | Total Standards (non-lighting) | 0 | 0.67875 | 1.364 | 5.6134 | 17.1167 | 29.739 | 40.7279 | 50.2397 | 59.1544 | 67.3098 | 75.2145 | 83.0847
|  | Emerging Technologies (non-lighting) | 0 | 0 | 1.704 | 4.124 | 7.777 | 13.176 | 20.61 | 30.141 | 41.57 | 54.362 | 67.655 | 80.41
|  | High Impact Measures (non-lighting) | 0 | 0 | 3.223 | 6.116 | 8.873 | 11.917 | 15.011 | 17.725 | 20.069 | 22.224 | 24.1 | 25.792
|  | Low Income Measures (non-lighting) | 0 | 0 | 1.774 | 3.548 | 5.323 | 7.097 | 8.871 | 10.251 | 11.34 | 12.302 | 13.066 | 13.677
|  | Measures of Interest (non-lighting) | 0 | 0 | 2.009 | 1.143 | 1.861 | 2.685 | 3.59 | 4.504 | 5.404 | 6.282 | 7.154 | 7.992
|  | Secondary Measures (non-lighting) | 0 | 0 | 3.305 | 6.341 | 9.464 | 12.524 | 15.507 | 18.408 | 21.095 | 23.85 | 26.607 | 29.386
|  | Usage-Based Behavior | 0 | 0 | 0 | 0 | 0 | 0 | 0 | 0 | 0 | 0 | 0 | 0
|  | Total Program-Related Measures | 0 | 0 | 12.015 | 21.272 | 33.298 | 47.399 | 63.589 | 81.029 | 99.478 | 119.02 | 138.582 | 157.257
|  | Net Lighting | 0 | 0 | 6.0122 | 16.2648 | 30.4067 | 39.9731 | 45.5237 | 32.413 | 47.5026 | 60.299 | 69.7115 | 78.0225
|  | Total Incremental Uncommitted Savings | 0 | 0.67875 | 19.3912 | 43.1501 | 80.8214 | 117.1112 | 149.8406 | 163.6816 | 206.135 | 246.6288 | 283.508 | 318.3642
|  | Naturally Occurring Savings, Net of Energy Commission CED 2011 Price Effects | 0 | 0.19142 | 9.1145 | 13.3835 | 28.758 | 48.3071 | 66.1552 | 86.691 | 103.4228 | 109.8824 | 108.5259 | 107.6304
ALL IOU | energy (GWh) |  | 2011 | 2012 | 2013 | 2014 | 2015 | 2016 | 2017 | 2018 | 2019 | 2020 | 2021 | 2022
|  | Title 20 (non-lighting) | 0 | 0 | 0 | 210.9896 | 466.7884 | 777.0125 | 956.9723 | 1047.8763 | 1118.7865 | 1162.6648 | 1182.1071 | 1194.3962
|  | Federal Standards (non-lighting) | 33.9515 | 67.7583 | 106.7632 | 190.0446 | 423.6161 | 665.2795 | 902.9565 | 1097.2033 | 1263.1344 | 1414.0984 | 1565.3457 | 1716.5384
|  | Title 24 (non-lighting) | 4.2943 | 10.5935 | 16.7504 | 51.91 | 148.9495 | 264.1965 | 376.118 | 485.0884 | 591.4797 | 695.6466 | 797.9165 | 898.5837
|  | Total Standards (non-lighting) | 38.2458 | 78.3518 | 123.5135 | 452.9441 | 1039.354 | 1706.4886 | 2236.0468 | 2630.168 | 2973.4006 | 3272.4098 | 3545.3693 | 3809.5183
|  | Emerging Technologies (non-lighting) | 0 | 0 | 73.7726 | 179.3305 | 335.973 | 562.7591 | 870.2701 | 1253.1379 | 1694.8242 | 2168.1639 | 2642.3545 | 3087.463
|  | High Impact Measures (non-lighting) | 0 | 0 | 133.7465 | 241.2532 | 351.8232 | 468.9147 | 584.9382 | 675.1515 | 743.7044 | 802.9608 | 851.9483 | 892.1432
|  | Low Income Measures (non-lighting) | 0 | 0 | 88.4464 | 176.8927 | 265.3391 | 350.025 | 410.8619 | 445.1969 | 469.1804 | 486.2513 | 499.4202 | 509.4356
|  | Measures of Interest (non-lighting) | 0 | 0 | 46.7503 | 105.8855 | 188.0676 | 293.5654 | 424.2334 | 574.2619 | 735.9955 | 895.2266 | 1036.5132 | 1150.2144
|  | Secondary Measures (non-lighting) | 0 | 0 | 319.909 | 655.7161 | 988.6402 | 1316.3273 | 1631.7551 | 1940.8281 | 2239.7706 | 2538.8237 | 2836.9138 | 3142.2793
|  | Usage-Based Behavior | 0 | 0 | 24.1424 | 49.4314 | 52.499 | 56.2812 | 60.7199 | 64.65 | 68.9827 | 73.4059 | 77.9431 | 82.594
|  | Total Program-Related Measures | 0 | 0 | 686.7672 | 1408.5093 | 2182.342 | 3047.8728 | 3982.7786 | 4953.2263 | 5952.4578 | 6964.8323 | 7945.0931 | 8864.1296
|  | Net Lighting | 0 | 0 | 0 | 106.119 | 406.5144 | 613.8501 | 756.5573 | 504.525 | 884.6679 | 1264.2169 | 1695.7008 | 2109.4151
|  | Total Incremental Uncommitted Savings | 38.2458 | 78.3518 | 810.2807 | 1967.5725 | 3628.2104 | 5368.2114 | 6975.3828 | 8087.9193 | 9810.5263 | 11501.4589 | 13186.1632 | 14783.0631
|  | Naturally Occurring Savings, Net of Energy Commission CED 2011 Price Effects | 3.0721 | 15.6933 | 425.576 | 720.6748 | 1383.2646 | 2485.6116 | 3633.124 | 4676.0453 | 5612.3357 | 6211.6866 | 6314.411 | 6292.2006
ALL IOU | peak (MW) |  | 2011 | 2012 | 2013 | 2014 | 2015 | 2016 | 2017 | 2018 | 2019 | 2020 | 2021 | 2022
|  | Title 20 (non-lighting) | 0 | 0 | 0 | 18.2563 | 50.0081 | 85.9906 | 107.1382 | 119.3374 | 128.8386 | 132.9709 | 134.6267 | 136.2169
|  | Federal Standards (non-lighting) | 0 | 4.0542 | 8.2286 | 21.4206 | 86.6535 | 152.6864 | 218.262 | 279.233 | 337.6929 | 394.7801 | 452.0665 | 509.3294
|  | Title 24 (non-lighting) | 0 | 2.5154 | 4.9735 | 15.8446 | 44.0209 | 77.7013 | 110.4404 | 142.3466 | 173.5272 | 204.084 | 234.1104 | 263.6898
|  | Total Standards (non-lighting) | 0 | 6.5696 | 13.2021 | 55.5215 | 180.6825 | 316.3783 | 435.8405 | 540.917 | 640.0588 | 731.8351 | 820.8036 | 909.2362
|  | Emerging Technologies (non-lighting) | 0 | 0 | 13.946 | 33.793 | 63.262 | 106.951 | 167.035 | 244.328 | 340.605 | 449.463 | 564.369 | 677.335
|  | High Impact Measures (non-lighting) | 0 | 0 | 31.398 | 58.225 | 83.98 | 109.962 | 135.416 | 155.874 | 171.225 | 184.883 | 196.777 | 207.019
|  | Low Income Measures (non-lighting) | 0 | 0 | 22.953 | 45.906 | 68.86 | 90.764 | 106.43 | 115.22 | 121.343 | 125.675 | 129.014 | 131.548
|  | Measures of Interest (non-lighting) | 0 | 0 | 18.179 | 13.874 | 21.709 | 30.856 | 40.502 | 50.138 | 59.546 | 68.887 | 77.886 | 86.495
|  | Secondary Measures (non-lighting) | 0 | 0 | 49.441 | 102.494 | 155.49 | 207.869 | 258.331 | 307.715 | 355.056 | 401.984 | 448.404 | 495.448
|  | Usage-Based Behavior | 0 | 0 | 0 | 0 | 0 | 0 | 0 | 0 | 0 | 0 | 0 | 0
|  | Total Program-Related Measures | 0 | 0 | 135.917 | 254.292 | 393.301 | 546.402 | 707.714 | 873.275 | 1047.775 | 1230.892 | 1416.45 | 1597.845
|  | Net Lighting | 0 | 0 | 29.4301 | 84.5213 | 166.1774 | 231.5384 | 276.7476 | 218.9503 | 331.4741 | 438.495 | 520.4586 | 595.8196
|  | Total Incremental Uncommitted Savings | 0 | 6.5696 | 178.5492 | 394.3348 | 740.1609 | 1094.3187 | 1420.3022 | 1633.1423 | 2019.3079 | 2401.2221 | 2757.7122 | 3102.9008
|  | Naturally Occurring Savings, Net of Energy Commission CED 2011 Price Effects | 0 | 1.8528 | 88.6143 | 126.6901 | 284.2765 | 495.4114 | 691.5927 | 888.889 | 1056.9861 | 1128.8661 | 1127.1385 | 1128.9155
Incremental Uncommitted Efficiency Savings for Electricity, High Savings Case
PGE | energy (GWh) |  | 2011 | 2012 | 2013 | 2014 | 2015 | 2016 | 2017 | 2018 | 2019 | 2020 | 2021 | 2022
|  | Title 20 (non-lighting) | 0 | 0 | 0 | 93.1318 | 206.0427 | 342.9772 | 422.4123 | 462.5378 | 493.8379 | 513.206 | 521.7879 | 527.2124
|  | Federal Standards (non-lighting) | 14.9864 | 29.9088 | 47.1258 | 83.7811 | 193.0804 | 305.8825 | 416.9185 | 508.7582 | 588.1042 | 660.8512 | 733.6068 | 806.3223
|  | Title 24 (non-lighting) | 1.8955 | 4.676 | 7.3937 | 22.9133 | 65.7471 | 116.6176 | 166.0204 | 214.1204 | 261.0821 | 307.0619 | 352.2043 | 396.6393
|  | Total Standards (non-lighting) | 16.8819 | 34.5849 | 54.5195 | 199.8262 | 464.8702 | 765.4774 | 1005.3512 | 1185.4164 | 1343.0242 | 1481.1191 | 1607.5991 | 1730.1741
|  | Emerging Technologies (non-lighting) | 0 | 0 | 27.4366 | 66.5304 | 124.1802 | 207.6011 | 320.2425 | 461.6301 | 627.909 | 810.0942 | 996.5147 | 1175.137
|  | High Impact Measures (non-lighting) | 0 | 0 | 62.4149 | 100.2129 | 137.7453 | 178.0672 | 217.2834 | 247.7799 | 274.0393 | 297.5785 | 317.1357 | 333.9147
|  | Low Income Measures (non-lighting) | 0 | 0 | 53.6208 | 107.2415 | 160.8623 | 213.4798 | 249.8048 | 269.188 | 282.364 | 291.1957 | 297.9528 | 303.0166
|  | Measures of Interest (non-lighting) | 0 | 0 | 24.4361 | 54.4835 | 95.5216 | 147.8944 | 212.3024 | 286.5639 | 366.8563 | 446.9824 | 519.0513 | 577.6673
|  | Secondary Measures (non-lighting) | 0 | 0 | 212.0667 | 418.7445 | 621.284 | 823.5866 | 1018.1681 | 1206.3399 | 1390.4072 | 1576.8214 | 1767.9029 | 1969.583
|  | Usage-Based Behavior | 0 | 0 | 11.4333 | 23.3562 | 24.6792 | 26.3133 | 28.2274 | 29.9165 | 31.7818 | 33.6904 | 35.6357 | 37.6401
|  | Total Program-Related Measures | 0 | 0 | 391.4084 | 770.569 | 1164.2726 | 1596.9425 | 2046.0286 | 2501.4183 | 2973.3575 | 3456.3625 | 3934.1931 | 4396.9588
|  | Net Lighting | 0 | 0 | 0 | 0 | 0 | 0 | 0 | 0 | 0 | 18.8342 | 207.8386 | 374.6346
|  | Total Incremental Uncommitted Savings | 16.8819 | 34.5849 | 445.9279 | 970.3953 | 1629.1428 | 2362.4199 | 3051.3798 | 3686.8347 | 4316.3817 | 4956.3158 | 5749.6308 | 6501.7674
|  | Naturally Occurring Savings, Net of Energy Commission CED 2011 Price Effects | 1.356 | 0 | 0 | 0 | 0 | 188.1608 | 644.5297 | 994.468 | 1328.2281 | 1526.7081 | 1607.3077 | 1610.0195
PGE | peak (MW) |  | 2011 | 2012 | 2013 | 2014 | 2015 | 2016 | 2017 | 2018 | 2019 | 2020 | 2021 | 2022
|  | Title 20 (non-lighting) | 0 | 0 | 0 | 8.0584 | 22.0738 | 37.9567 | 47.2913 | 52.6761 | 56.87 | 58.694 | 59.4249 | 60.1268
|  | Federal Standards (non-lighting) | 0 | 1.7895 | 3.6321 | 8.9657 | 39.6605 | 70.6924 | 101.5444 | 130.3337 | 157.9759 | 185.0238 | 212.0558 | 239.0859
|  | Title 24 (non-lighting) | 0 | 1.1103 | 2.1953 | 6.9939 | 19.431 | 34.2977 | 48.7489 | 62.8325 | 76.5958 | 90.0837 | 103.3375 | 116.394
|  | Total Standards (non-lighting) | 0 | 2.8999 | 5.8275 | 24.018 | 81.1654 | 142.9468 | 197.5846 | 245.8423 | 291.4417 | 333.8016 | 374.8182 | 415.6068
|  | Emerging Technologies (non-lighting) | 0 | 0 | 5.0738 | 12.3222 | 22.6998 | 38.2156 | 59.5102 | 87.1551 | 124.4944 | 167.6159 | 214.6095 | 262.9762
|  | High Impact Measures (non-lighting) | 0 | 0 | 10.4822 | 18.6242 | 26.6075 | 35.3096 | 43.9139 | 51.2428 | 57.8691 | 64.1367 | 69.7659 | 74.957
|  | Low Income Measures (non-lighting) | 0 | 0 | 12.9812 | 25.9636 | 38.9447 | 51.6833 | 60.4773 | 65.1705 | 68.3606 | 70.4984 | 72.1349 | 73.3608
|  | Measures of Interest (non-lighting) | 0 | 0 | 12.2923 | 8.9344 | 13.5493 | 19.1107 | 24.9182 | 30.6739 | 36.2468 | 41.7496 | 46.9993 | 51.9892
|  | Secondary Measures (non-lighting) | 0 | 0 | 31.671 | 62.6439 | 93.0752 | 123.5525 | 152.7924 | 180.9421 | 208.1891 | 235.5361 | 263.1775 | 292.0712
|  | Usage-Based Behavior | 0 | 0 | 0 | 0 | 0 | 0 | 0 | 0 | 0 | 0 | 0 | 0
|  | Total Program-Related Measures | 0 | 0 | 72.5006 | 128.4883 | 194.8767 | 267.8718 | 341.6121 | 415.1845 | 495.1601 | 579.5367 | 666.6872 | 755.3545
|  | Net Lighting | 0 | 0 | 0 | 0 | 19.4265 | 26.8499 | 25.1858 | -0.12515 | 38.1575 | 76.0893 | 105.0676 | 131.8641
|  | Total Incremental Uncommitted Savings | 0 | 2.8999 | 78.3281 | 152.5063 | 295.4686 | 437.6684 | 564.3825 | 660.9016 | 824.7592 | 989.4276 | 1146.573 | 1302.8254
|  | Naturally Occurring Savings, Net of Energy Commission CED 2011 Price Effects | 0 | 0 | 0 | 0 | 0 | 14.7885 | 90.2797 | 160.8071 | 222.0789 | 244.9105 | 256.8322 | 264.5326
SCE | energy (GWh) |  | 2011 | 2012 | 2013 | 2014 | 2015 | 2016 | 2017 | 2018 | 2019 | 2020 | 2021 | 2022
|  | Title 20 (non-lighting) | 0 | 0 | 0 | 96.0591 | 212.5189 | 353.7574 | 435.6893 | 477.076 | 509.3599 | 529.3367 | 538.1884 | 543.7834
|  | Federal Standards (non-lighting) | 15.4574 | 30.8489 | 48.607 | 86.6553 | 188.2436 | 293.5366 | 396.9661 | 480.6421 | 551.4088 | 615.357 | 679.508 | 743.6263
|  | Title 24 (non-lighting) | 1.9551 | 4.823 | 7.6261 | 23.6335 | 67.8136 | 120.2831 | 171.2386 | 220.8505 | 269.2882 | 316.7132 | 363.2746 | 409.1062
|  | Total Standards (non-lighting) | 17.4125 | 35.6719 | 56.2331 | 206.348 | 468.5761 | 767.5771 | 1003.8939 | 1178.5686 | 1330.0569 | 1461.4069 | 1580.9709 | 1696.5158
|  | Emerging Technologies (non-lighting) | 0 | 0 | 47.9223 | 116.7455 | 219.1409 | 367.238 | 568.3941 | 817.0585 | 1099.8315 | 1397.752 | 1691.4554 | 1963.3083
|  | High Impact Measures (non-lighting) | 0 | 0 | 74.0239 | 145.2615 | 219.8425 | 297.5708 | 374.7652 | 433.4407 | 473.816 | 507.2766 | 535.4579 | 557.5739
|  | Low Income Measures (non-lighting) | 0 | 0 | 39.2213 | 78.4426 | 117.664 | 153.5641 | 178.3303 | 191.5324 | 200.4927 | 206.4845 | 211.0518 | 214.4509
|  | Measures of Interest (non-lighting) | 0 | 0 | 23.2846 | 54.2425 | 98.4499 | 156.2253 | 227.8795 | 309.9697 | 397.1893 | 480.5743 | 552.0407 | 607.986
|  | Secondary Measures (non-lighting) | 0 | 0 | 125.0493 | 276.8445 | 429.4538 | 577.4302 | 719.9426 | 862.4301 | 998.8995 | 1132.6668 | 1261.0437 | 1387.1329
|  | Usage-Based Behavior | 0 | 0 | 10.5841 | 21.7131 | 23.1377 | 24.8928 | 26.9447 | 28.7686 | 30.7757 | 32.8198 | 34.9219 | 37.0665
|  | Total Program-Related Measures | 0 | 0 | 320.0855 | 693.2498 | 1107.6888 | 1576.9213 | 2096.2564 | 2643.2 | 3201.0047 | 3757.574 | 4285.9714 | 4767.5184
|  | Net Lighting | 0 | 0 | 49.2831 | 230.7792 | 526.4769 | 715.9799 | 872.056 | 672.8159 | 1028.454 | 1364.3405 | 1636.9334 | 1883.8975
|  | Total Incremental Uncommitted Savings | 17.4125 | 35.6719 | 425.6017 | 1130.377 | 2102.7417 | 3060.4783 | 3972.2064 | 4494.5845 | 5559.5155 | 6583.3214 | 7503.8757 | 8347.9317
|  | Naturally Occurring Savings, Net of Energy Commission CED 2011 Price Effects | 1.3987 | 0 | 0 | 0 | 0 | 278.4581 | 760.6393 | 1246.2922 | 1599.1374 | 1816.6523 | 1918.362 | 1944.2108
SCE | peak (MW) |  | 2011 | 2012 | 2013 | 2014 | 2015 | 2016 | 2017 | 2018 | 2019 | 2020 | 2021 | 2022
|  | Title 20 (non-lighting) | 0 | 0 | 0 | 8.3117 | 22.7676 | 39.1497 | 48.7778 | 54.3318 | 58.6575 | 60.5389 | 61.2927 | 62.0167
|  | Federal Standards (non-lighting) | 0 | 1.8458 | 3.7463 | 10.3647 | 39.591 | 69.167 | 98.4691 | 125.6959 | 151.8019 | 177.2698 | 202.8926 | 228.4756
|  | Title 24 (non-lighting) | 0 | 1.1452 | 2.2643 | 7.2137 | 20.0418 | 35.3757 | 50.2812 | 64.8074 | 79.0033 | 92.9152 | 106.5855 | 120.0524
|  | Total Standards (non-lighting) | 0 | 2.991 | 6.0106 | 25.8901 | 82.4005 | 143.6925 | 197.528 | 244.8351 | 289.4627 | 330.7238 | 370.7708 | 410.5447
|  | Emerging Technologies (non-lighting) | 0 | 0 | 9.0045 | 21.7971 | 41.1079 | 69.6256 | 108.8786 | 159.16 | 219.3958 | 286.7502 | 356.6115 | 423.4875
|  | High Impact Measures (non-lighting) | 0 | 0 | 21.919 | 41.3011 | 59.7655 | 77.4421 | 94.5518 | 107.6285 | 115.9602 | 122.9212 | 128.8126 | 133.454
|  | Low Income Measures (non-lighting) | 0 | 0 | 11.3746 | 22.7481 | 34.1228 | 44.5337 | 51.7155 | 55.5438 | 58.1428 | 59.8805 | 61.2053 | 62.1908
|  | Measures of Interest (non-lighting) | 0 | 0 | 6.3031 | 5.7063 | 9.2759 | 13.2859 | 17.5306 | 21.8051 | 26.0164 | 30.2461 | 34.3424 | 38.2892
|  | Secondary Measures (non-lighting) | 0 | 0 | 21.3854 | 47.932 | 74.8546 | 101.0942 | 126.4551 | 151.7609 | 175.866 | 199.318 | 221.889 | 243.9
|  | Usage-Based Behavior | 0 | 0 | 0 | 0 | 0 | 0 | 0 | 0 | 0 | 0 | 0 | 0
|  | Total Program-Related Measures | 0 | 0 | 69.9867 | 139.4846 | 219.1267 | 305.9817 | 399.1316 | 495.8984 | 595.3814 | 699.116 | 802.861 | 901.3217
|  | Net Lighting | 0 | 0 | 34.2214 | 89.0742 | 158.038 | 208.6735 | 252.7801 | 219.8192 | 289.3777 | 353.2208 | 405.2513 | 452.7005
|  | Total Incremental Uncommitted Savings | 0 | 2.991 | 110.2188 | 254.4489 | 459.5652 | 658.3476 | 849.4397 | 960.5527 | 1174.2218 | 1383.0606 | 1578.8831 | 1764.5669
|  | Naturally Occurring Savings, Net of Energy Commission CED 2011 Price Effects | 0 | 0 | 0 | 0 | 0 | 37.8853 | 118.272 | 205.9408 | 264.1311 | 280.8743 | 287.9708 | 292.5147
SDGE | energy (GWh) |  | 2011 | 2012 | 2013 | 2014 | 2015 | 2016 | 2017 | 2018 | 2019 | 2020 | 2021 | 2022
|  | Title 20 (non-lighting) | 0 | 0 | 0 | 21.7986 | 48.2268 | 80.2779 | 98.8707 | 108.2625 | 115.5887 | 120.122 | 122.1307 | 123.4004
|  | Federal Standards (non-lighting) | 3.5077 | 7.0005 | 11.0304 | 19.6082 | 42.2921 | 65.8604 | 89.0719 | 107.803 | 123.6215 | 137.8902 | 152.2309 | 166.5898
|  | Title 24 (non-lighting) | 0.44367 | 1.0945 | 1.7306 | 5.3631 | 15.3889 | 27.2958 | 38.8591 | 50.1174 | 61.1094 | 71.8715 | 82.4376 | 92.8382
|  | Total Standards (non-lighting) | 3.9514 | 8.095 | 12.7609 | 46.7699 | 105.9077 | 173.4341 | 226.8017 | 266.183 | 300.3195 | 329.8837 | 356.7993 | 382.8284
|  | Emerging Technologies (non-lighting) | 0 | 0 | 9.4797 | 22.9542 | 43.0479 | 72.3338 | 112.174 | 162.42 | 221.3073 | 285.5422 | 350.7376 | 412.1372
|  | High Impact Measures (non-lighting) | 0 | 0 | 17.3697 | 31.9667 | 47.0089 | 63.6139 | 80.6303 | 95.2036 | 107.4048 | 118.5499 | 127.1469 | 134.476
|  | Low Income Measures (non-lighting) | 0 | 0 | 8.8712 | 17.7424 | 26.6137 | 35.4849 | 44.3561 | 51.256 | 56.7007 | 61.5089 | 65.3286 | 68.3835
|  | Measures of Interest (non-lighting) | 0 | 0 | 6.0421 | 13.0422 | 22.3062 | 33.4805 | 47.6866 | 63.8676 | 82.3492 | 101.9539 | 120.8982 | 137.0933
|  | Secondary Measures (non-lighting) | 0 | 0 | 30.7794 | 58.4846 | 86.1985 | 112.7596 | 138.4077 | 163.1823 | 186.4295 | 210.1591 | 233.5043 | 256.9054
|  | Usage-Based Behavior | 0 | 0 | 2.125 | 4.3622 | 4.6821 | 5.0751 | 5.5478 | 5.965 | 6.4253 | 6.8957 | 7.3856 | 7.8874
|  | Total Program-Related Measures | 0 | 0 | 74.667 | 148.5522 | 229.8571 | 322.7477 | 428.8025 | 541.8944 | 660.6169 | 784.6097 | 905.0011 | 1016.8828
|  | Net Lighting | 0 | 0 | 0 | 12.9417 | 74.7363 | 102.6343 | 107.5554 | 0 | 70.3882 | 142.9164 | 197.9497 | 244.2563
|  | Total Incremental Uncommitted Savings | 3.9514 | 8.095 | 87.4279 | 208.2639 | 410.5011 | 598.8161 | 763.1595 | 808.0774 | 1031.3246 | 1257.4099 | 1459.7501 | 1643.9675
|  | Naturally Occurring Savings, Net of Energy Commission CED 2011 Price Effects | 0.3174 | 0 | 0 | 0 | 0 | 5.7141 | 87.8078 | 177.8525 | 242.1397 | 271.9862 | 272.2255 | 256.8649
SDGE | peak (MW) |  | 2011 | 2012 | 2013 | 2014 | 2015 | 2016 | 2017 | 2018 | 2019 | 2020 | 2021 | 2022
|  | Title 20 (non-lighting) | 0 | 0 | 0 | 1.8862 | 5.1666 | 8.8842 | 11.0691 | 12.3295 | 13.3111 | 13.738 | 13.9091 | 14.0734
|  | Federal Standards (non-lighting) | 0 | 0.41886 | 0.85015 | 1.7367 | 3.6648 | 5.6793 | 7.6447 | 9.0891 | 10.2242 | 11.1963 | 12.167 | 13.1365
|  | Title 24 (non-lighting) | 0 | 0.25988 | 0.51385 | 1.637 | 4.5481 | 8.0278 | 11.4103 | 14.7067 | 17.9282 | 21.0852 | 24.1874 | 27.2434
|  | Total Standards (non-lighting) | 0 | 0.67875 | 1.364 | 5.2599 | 13.3795 | 22.5913 | 30.1241 | 36.1253 | 41.4635 | 46.0196 | 50.2635 | 54.4533
|  | Emerging Technologies (non-lighting) | 0 | 0 | 1.9596 | 4.7426 | 8.9436 | 15.1524 | 23.7015 | 34.6621 | 47.8055 | 62.5163 | 77.8032 | 92.4715
|  | High Impact Measures (non-lighting) | 0 | 0 | 3.7064 | 7.0334 | 10.2039 | 13.7045 | 17.2626 | 20.3837 | 23.0793 | 25.5576 | 27.715 | 29.6608
|  | Low Income Measures (non-lighting) | 0 | 0 | 2.0401 | 4.0802 | 6.1215 | 8.1616 | 10.2016 | 11.7886 | 13.041 | 14.1473 | 15.0259 | 15.7285
|  | Measures of Interest (non-lighting) | 0 | 0 | 2.3103 | 1.3144 | 2.1401 | 3.0877 | 4.1285 | 5.1796 | 6.2146 | 7.2243 | 8.2271 | 9.1908
|  | Secondary Measures (non-lighting) | 0 | 0 | 3.8007 | 7.2921 | 10.8836 | 14.4026 | 17.833 | 21.1692 | 24.2592 | 27.4275 | 30.598 | 33.7939
|  | Usage-Based Behavior | 0 | 0 | 0 | 0 | 0 | 0 | 0 | 0 | 0 | 0 | 0 | 0
|  | Total Program-Related Measures | 0 | 0 | 13.8172 | 24.4628 | 38.2927 | 54.5088 | 73.1273 | 93.1833 | 114.3997 | 136.873 | 159.3693 | 180.8455
|  | Net Lighting | 0 | 0 | 9.0536 | 21.9918 | 38.27 | 48.4372 | 54.2347 | 38.8603 | 54.8684 | 68.7744 | 79.3456 | 88.5755
|  | Total Incremental Uncommitted Savings | 0 | 0.67875 | 24.2348 | 51.7145 | 89.9422 | 125.5374 | 157.4861 | 168.1689 | 210.7316 | 251.667 | 288.9783 | 323.8744
|  | Naturally Occurring Savings, Net of Energy Commission CED 2011 Price Effects | 0 | 0 | 0 | 0 | 0 | 5.6957 | 20.2359 | 38.3517 | 51.0683 | 54.0922 | 54.2509 | 53.8175
ALL IOU | energy (GWh) |  | 2011 | 2012 | 2013 | 2014 | 2015 | 2016 | 2017 | 2018 | 2019 | 2020 | 2021 | 2022
|  | Title 20 (non-lighting) | 0 | 0 | 0 | 210.9896 | 466.7884 | 777.0125 | 956.9723 | 1047.8763 | 1118.7865 | 1162.6648 | 1182.1071 | 1194.3962
|  | Federal Standards (non-lighting) | 33.9515 | 67.7583 | 106.7632 | 190.0446 | 423.6161 | 665.2795 | 902.9565 | 1097.2033 | 1263.1344 | 1414.0984 | 1565.3457 | 1716.5384
|  | Title 24 (non-lighting) | 4.2943 | 10.5935 | 16.7504 | 51.91 | 148.9495 | 264.1965 | 376.118 | 485.0884 | 591.4797 | 695.6466 | 797.9165 | 898.5837
|  | Total Standards (non-lighting) | 38.2458 | 78.3518 | 123.5135 | 452.9441 | 1039.354 | 1706.4886 | 2236.0468 | 2630.168 | 2973.4006 | 3272.4098 | 3545.3693 | 3809.5183
|  | Emerging Technologies (non-lighting) | 0 | 0 | 84.8385 | 206.2301 | 386.369 | 647.173 | 1000.8106 | 1441.1086 | 1949.0479 | 2493.3884 | 3038.7077 | 3550.5825
|  | High Impact Measures (non-lighting) | 0 | 0 | 153.8085 | 277.4411 | 404.5966 | 539.2519 | 672.6789 | 776.4242 | 855.2601 | 923.405 | 979.7405 | 1025.9647
|  | Low Income Measures (non-lighting) | 0 | 0 | 101.7133 | 203.4266 | 305.1399 | 402.5288 | 472.4912 | 511.9764 | 539.5574 | 559.189 | 574.3332 | 585.851
|  | Measures of Interest (non-lighting) | 0 | 0 | 53.7628 | 121.7683 | 216.2777 | 337.6002 | 487.8684 | 660.4012 | 846.3948 | 1029.5106 | 1191.9902 | 1322.7466
|  | Secondary Measures (non-lighting) | 0 | 0 | 367.8954 | 754.0735 | 1136.9362 | 1513.7764 | 1876.5184 | 2231.9523 | 2575.7361 | 2919.6473 | 3262.4509 | 3613.6213
|  | Usage-Based Behavior | 0 | 0 | 24.1424 | 49.4314 | 52.499 | 56.2812 | 60.7199 | 64.65 | 68.9827 | 73.4059 | 77.9431 | 82.594
|  | Total Program-Related Measures | 0 | 0 | 786.1609 | 1612.371 | 2501.8185 | 3496.6115 | 4571.0874 | 5686.5127 | 6834.9791 | 7998.5462 | 9125.1656 | 10181.36
|  | Net Lighting | 0 | 0 | 49.2831 | 243.7209 | 601.2132 | 818.6142 | 979.6115 | 672.8159 | 1098.8422 | 1526.0911 | 2042.7216 | 2502.7883
|  | Total Incremental Uncommitted Savings | 38.2458 | 78.3518 | 958.9575 | 2309.0361 | 4142.3857 | 6021.7143 | 7786.7457 | 8989.4966 | 10907.2218 | 12797.0471 | 14713.2565 | 16493.6667
|  | Naturally Occurring Savings, Net of Energy Commission CED 2011 Price Effects | 3.0721 | 0 | 0 | 0 | 0 | 472.333 | 1492.9768 | 2418.6126 | 3169.5052 | 3615.3467 | 3797.8952 | 3811.0953
ALL IOU | peak (MW) |  | 2011 | 2012 | 2013 | 2014 | 2015 | 2016 | 2017 | 2018 | 2019 | 2020 | 2021 | 2022
|  | Title 20 (non-lighting) | 0 | 0 | 0 | 18.2563 | 50.0081 | 85.9906 | 107.1382 | 119.3374 | 128.8386 | 132.9709 | 134.6267 | 136.2169
|  | Federal Standards (non-lighting) | 0 | 4.0542 | 8.2286 | 21.0671 | 82.9163 | 145.5387 | 207.6581 | 265.1186 | 320.0021 | 373.4899 | 427.1155 | 480.6981
|  | Title 24 (non-lighting) | 0 | 2.5154 | 4.9735 | 15.8446 | 44.0209 | 77.7013 | 110.4404 | 142.3466 | 173.5272 | 204.084 | 234.1104 | 263.6898
|  | Total Standards (non-lighting) | 0 | 6.5696 | 13.2021 | 55.168 | 176.9454 | 309.2305 | 425.2367 | 526.8026 | 622.3679 | 710.5449 | 795.8525 | 880.6048
|  | Emerging Technologies (non-lighting) | 0 | 0 | 16.0379 | 38.8619 | 72.7513 | 122.9936 | 192.0902 | 280.9772 | 391.6957 | 516.8824 | 649.0243 | 778.9352
|  | High Impact Measures (non-lighting) | 0 | 0 | 36.1077 | 66.9587 | 96.577 | 126.4563 | 155.7284 | 179.2551 | 196.9087 | 212.6155 | 226.2935 | 238.0718
|  | Low Income Measures (non-lighting) | 0 | 0 | 26.3959 | 52.7919 | 79.189 | 104.3786 | 122.3945 | 132.503 | 139.5444 | 144.5262 | 148.3661 | 151.2802
|  | Measures of Interest (non-lighting) | 0 | 0 | 20.9058 | 15.9551 | 24.9653 | 35.4844 | 46.5773 | 57.6587 | 68.4779 | 79.2201 | 89.5689 | 99.4692
|  | Secondary Measures (non-lighting) | 0 | 0 | 56.8571 | 117.8681 | 178.8135 | 239.0494 | 297.0806 | 353.8722 | 408.3144 | 462.2816 | 515.6646 | 569.7652
|  | Usage-Based Behavior | 0 | 0 | 0 | 0 | 0 | 0 | 0 | 0 | 0 | 0 | 0 | 0
|  | Total Program-Related Measures | 0 | 0 | 156.3045 | 292.4358 | 452.2962 | 628.3623 | 813.8711 | 1004.2663 | 1204.9412 | 1415.5258 | 1628.9175 | 1837.5217
|  | Net Lighting | 0 | 0 | 43.275 | 111.066 | 215.7345 | 283.9605 | 332.2006 | 258.5544 | 382.4036 | 498.0844 | 589.6644 | 673.1401
|  | Total Incremental Uncommitted Savings | 0 | 6.5696 | 212.7817 | 458.6697 | 844.976 | 1221.5534 | 1571.3084 | 1789.6232 | 2209.7127 | 2624.1551 | 3014.4344 | 3391.2667
|  | Naturally Occurring Savings, Net of Energy Commission CED 2011 Price Effects | 0 | 0 | 0 | 0 | 0 | 58.3694 | 228.7877 | 405.0995 | 537.2783 | 579.877 | 599.0539 | 610.8647
Note on D17: ckavalec: Net of low savings case potential lighting savings (programs and C&S) and CEC lighting savings incremental to 2010.
Note on D20: ckavalec: Not included in incremental uncommitted savings total
Note on D36: ckavalec: Net of low savings case potential lighting savings (programs and C&S) and CEC lighting savings incremental to 2010.
Note on D39: ckavalec: Not included in incremental uncommitted savings total
Note on D55: ckavalec: Net of low savings case potential lighting savings (programs and C&S) and CEC lighting savings incremental to 2010.
Note on D58: ckavalec: Not included in incremental uncommitted savings total
Note on D74: ckavalec: Net of low savings case potential lighting savings (programs and C&S) and CEC lighting savings incremental to 2010.
Note on D77: ckavalec: Not included in incremental uncommitted savings total
Note on D93: ckavalec: Net of low savings case potential lighting savings (programs and C&S) and CEC lighting savings incremental to 2010.
Note on D96: ckavalec: Not included in incremental uncommitted savings total
Note on D112: ckavalec: Net of low savings case potential lighting savings (programs and C&S) and CEC lighting savings incremental to 2010.
Note on D115: ckavalec: Not included in incremental uncommitted savings total
Note on D131: ckavalec: Net of low savings case potential lighting savings (programs and C&S) and CEC lighting savings incremental to 2010.
Note on D134: ckavalec: Not included in incremental uncommitted savings total
Note on D150: ckavalec: Net of low savings case potential lighting savings (programs and C&S) and CEC lighting savings incremental to 2010.
Note on D153: ckavalec: Not included in incremental uncommitted savings total
Note on D172: ckavalec: Net of mid savings case potential lighting savings (programs and C&S) and CEC lighting savings incremental to 2010.
Note on D175: ckavalec: Not included in incremental uncommitted savings total
Note on D191: ckavalec: Net of mid savings case potential lighting savings (programs and C&S) and CEC lighting savings incremental to 2010.
Note on D194: ckavalec: Not included in incremental uncommitted savings total
Note on D210: ckavalec: Net of mid savings case potential lighting savings (programs and C&S) and CEC lighting savings incremental to 2010.
Note on D213: ckavalec: Not included in incremental uncommitted savings total
Note on D229: ckavalec: Net of mid savings case potential lighting savings (programs and C&S) and CEC lighting savings incremental to 2010.
Note on D232: ckavalec: Not included in incremental uncommitted savings total
Note on D248: ckavalec: Net of mid savings case potential lighting savings (programs and C&S) and CEC lighting savings incremental to 2010.
Note on D251: ckavalec: Not included in incremental uncommitted savings total
Note on D267: ckavalec: Net of mid savings case potential lighting savings (programs and C&S) and CEC lighting savings incremental to 2010.
Note on D270: ckavalec: Not included in incremental uncommitted savings total
Note on D286: ckavalec: Net of mid savings case potential lighting savings (programs and C&S) and CEC lighting savings incremental to 2010.
Note on D289: ckavalec: Not included in incremental uncommitted savings total
Note on D305: ckavalec: Net of mid savings case potential lighting savings (programs and C&S) and CEC lighting savings incremental to 2010.
Note on D308: ckavalec: Not included in incremental uncommitted savings total
Note on D327: ckavalec: Net of high savings case potential lighting savings (programs and C&S) and CEC lighting savings incremental to 2010.
Note on D330: ckavalec: Not included in incremental uncommitted savings total
Note on D346: ckavalec: Net of high savings case potential lighting savings (programs and C&S) and CEC lighting savings incremental to 2010.
Note on D349: ckavalec: Not included in incremental uncommitted savings total
Note on D365: ckavalec: Net of high savings case potential lighting savings (programs and C&S) and CEC lighting savings incremental to 2010.
Note on D368: ckavalec: Not included in incremental uncommitted savings total
Note on D384: ckavalec: Net of high savings case potential lighting savings (programs and C&S) and CEC lighting savings incremental to 2010.
Note on D387: ckavalec: Not included in incremental uncommitted savings total
Note on D403: ckavalec: Net of high savings case potential lighting savings (programs and C&S) and CEC lighting savings incremental to 2010.
Note on D406: ckavalec: Not included in incremental uncommitted savings total
Note on D422: ckavalec: Net of high savings case potential lighting savings (programs and C&S) and CEC lighting savings incremental to 2010.
Note on D425: ckavalec: Not included in incremental uncommitted savings total
Note on D441: ckavalec: Net of high savings case potential lighting savings (programs and C&S) and CEC lighting savings incremental to 2010.
Note on D444: ckavalec: Not included in incremental uncommitted savings total
Note on D460: ckavalec: Net of high savings case potential lighting savings (programs and C&S) and CEC lighting savings incremental to 2010.
Note on D463: ckavalec: Not included in incremental uncommitted savings total