## READ ME
2020-02-12
This workbook provides an overview of the baseline reconciliation process for the CPUC IRP Proceeding (R-16-02-007)
Baseline reconciliation is the process of updating the portfolios produced in the California Public Utilities Commission’s (CPUC) Integrated Resource Plan (IRP) proceeding, to account for new renewable energy projects which have come online since the time of portfolio development.
The purpose of this document is to communicate the results of the baseline reconciliation process performed by the CPUC, CAISO and California Energy Commission (CEC), deducting new renewable energy projects from the selected portfolio (2018 PSP). Below please find a list of tabs in this workbook and their descriptions.
| Tab | Description
| name_mapping | This tab contains a list of units that have changed names from 2018 to 2019, though the underlying unit remains the same. A lookup formula in resolve_2018 changes the name to match what's in resolve_2019, in order to be able to compare these two lists and identify units that have appeared twice.
| resolve_2018 | List of baseline units from the CPUC 2017-2018 IRP cycle. Yellow columns on the right clean the data and allow staff to identify resources relevant to this exercise (CAISO solar and wind)
| resolve_2019 | List of baseline units from the CPUC 2019-2020 IRP cycle. Columns Q-V identify the resources that staff needed to research in order to determine incrementality. As in the previous tab, these columns serve to reduce the set of resources that staff needed to research by flagging resources as out-of-CAISO (and therfore not relevant). Staff focused on solar and wind for this exercise, as this is the vast majority of new resources that are being built.
| assign_old_new | This tab shows how staff assigned resources to old (i.e. in previous baseline) or new. This list was compiled from a vairety of sources, including CPUC databases, CAISO databases, and publically available information online. Column D shows whether staff considers the resource to be new or old. The other tabs use this information as a lookup table to put resources in old/new categories. Columns C and E tabulate alternative names for resources that staff used to cross-reference with different databases. Where a cell reads "insvdt," that means that the resource must NOT be incremental in 2019, because its in-service date is too old.
| latlongs | Resource Latitude and Longitude dataset created by CPUC staff using publicly available geographic information.
| nqc | CAISO NQC list, used as a lookup table.
| cpucrpsdatabase_current | Current CPUC RPS database, used as a lookup table.
| Grid GenerationQueue | CAISO Generation queue, publically available.
| clean_new_list | Staff narrowed down the new units (i.e. in 2019 baseline, not in 2018) to a set of solar and wind resources. Then they determined lat/long, name in the interconnection list, POI, online date, and status using the tables described in the previous tabs. ISO staff then assigned these resources to transmission zones.
| relevant_resources | Lookup table identifying resources that staff is interested in for purposes of this exercise (CAISO solar and wind)
| 2020_BaselineNew_LatLong_TxZone | This tab is the first iteration identifying transmission constraint zone for each new project. This is the output of a geoprocessing operation performed in ESRI ArcMap software. The ESRI ArcMap "intersect" tool was applied, using the following inputs: project points (clean_new_list tab from this spreadsheet) and polygons (CAISO transmission constraint zones identified in the May 2018 Whitepaper: Transmission Capability for IRP)
Values from column Q are imported to the tab "clean_new_list" column Q. ISO review and corrections are shown in "clean_new_list" column R.
| NewBaselineSumByZone | This is a summary of new projects (total MW) by transmission constraint zone. It is a pivot table summarizing the prior tab "clean_new_list".
| NewBaselineSumByRESOLVEResource | This tab takes the summary of resources by transmission constraint zone, and translates them into RESOLVE resources, using the RESOLVE resource naming conventions. RESOLVE resources are identified based on a combination of technology characteristics (location-specific wind capacity factor for example) and transmission constraint zone.
After the new baseline projects have been translated into RESOLVE resources, this tab shows how the RESOLVE portfolio is adjusted to deduct new baseline resources from the "new build" in the RESOLVE portfolio.
2018 PSP as at February 2020 = (2018 PSP as at March 2019 - New Additional Baseline Resources)
Column D = (Column C - Column B)
| 2018PSP_at_Mar2019 | This is the source of the RESOLVE portfolio (2018 PSP as at March 2019) for tab NewBaselineSumByRESOLVEResource

## name_mapping
resolve_2018 | resolve_2019
El Cabo Wind, LLC | ELCABO_5_ECWSCEDYN
RE: Tranquility 8 | TRNQLT_2_SOLAR
Broadview Energy KW, LLC | BEJNLS_5_BV2SCEDYN
Broadview Energy JN, LLC | BEKWJS_5_BV1SCEDYN
North Rosamond Solar, LLC | RATSKE_2_NROSR1

## resolve_2018
ID | Project ID | Project Name | CAISO ID | Offtaker | State | County | Electrical Area (CREZ) | Technology | Subtechnology | New/Existing | Contract Start Date | Contract End Date | Eligible for Recontr? | Contract Capacity | Annual Energy | Capacity Factor | Physical Balancing Authority | Contracting LSE | RESOLVE Zone | RESOLVE Type | RESOLVE Tx Zone | Risk Adjustment | id_change | updated_id | zone_and_type | corrected_annual_energy | relevant
1 | PG10009 | Monterey Regional Water | CSTRVL_7_QFUNTS | PG&E | CA | Monterey | Monterey County (Partial) | Biogas | Distributed | Existing | 1988-08-26 | 2099-12-31 | 1 | 1.7 | 0.2 | 2% | CAISO | CAISO | CAISO | Biomass | None | 1 | #N/A | CSTRVL_7_QFUNTS | CAISO_Biomass | 0.2 | 0
2 | PG10015 | City Of Watsonville |  | PG&E | CA | Santa Cruz | Santa Cruz County | Biogas | Distributed | Existing | 1993-01-23 | 2023-01-22 | 1 | 0.6 | 0.1 | 1% | CAISO | CAISO | CAISO | Biomass | None | 1 | #N/A | City Of Watsonville | CAISO_Biomass | 0.1 | 0
3 | PG10020 | Clover Flat LFG | CSTOGA_6_LNDFIL | PG&E | CA | Napa | Sacramento River Valley | Biogas | Distributed | Existing | 2014-07-07 | 2024-07-06 | 1 | 0.8 | 5.7 | 77% | CAISO | CAISO | CAISO | Biomass | Northern_California | 1 | #N/A | CSTOGA_6_LNDFIL | CAISO_Biomass | 5.7 | 0
4 | PG1013 | Gas Recovery Sys. (American Cyn) |  | PG&E | CA | Napa | Sacramento River Valley | Biogas | Distributed | Existing | 1986-02-04 | 2016-02-03 | 1 | 1.5 | 7.8 | 59% | CAISO | CAISO | CAISO | Biomass | Northern_California | 1 | #N/A | Gas Recovery Sys. (American Cyn) | CAISO_Biomass | 7.8 | 0
5 | PG1016 | Gas Recovery Sys. (Newby Island 2) |  | PG&E | CA | Santa Clara | Santa Clara County | Biogas | Distributed | Existing | 1984-09-01 | 2014-08-02 | 1 | 4.2 | 26 | 71% | CAISO | CAISO | CAISO | Biomass | None | 1 | #N/A | Gas Recovery Sys. (Newby Island 2) | CAISO_Biomass | 26 | 0
6 | PG1024 | Waste Management Renewable Energy | USWND4_2_UNITS | PG&E | CA | Alameda | Solano | Biogas | Distributed | Existing | 1989-05-04 | 2099-12-31 | 1 | 13.2 | 44.4 | 38% | CAISO | CAISO | CAISO | Biomass | Solano | 1 | #N/A | USWND4_2_UNITS | CAISO_Biomass | 44.4 | 0
7 | PG1025 | Toro SLO Landfill | SANLOB_1_LNDFIL | PG&E | CA | San Luis Obispo | Cuyama | Biogas | Distributed | Existing | 2013-07-21 | 2033-07-20 | 1 | 1.5 | 11.2 | 85% | CAISO | CAISO | CAISO | Biomass | Greater_Carrizo | 1 | #N/A | SANLOB_1_LNDFIL | CAISO_Biomass | 11.2 | 0
8 | PG1029 | Blake's Landing - 80kW Generator |  | PG&E | CA | Marin | Marin County | Biogas | Distributed | Existing | 2010-11-02 | 2020-11-01 | 1 | 0.1 | 0.6 | 86% | CAISO | CAISO | CAISO | Biomass | None | 1 | #N/A | Blake's Landing - 80kW Generator | CAISO_Biomass | 0.6 | 0
9 | PG1030 | Castelanelli Bros. Biogas |  | PG&E | CA | San Joaquin | Solano | Biogas | Distributed | Existing | 2009-06-17 | 2019-06-16 | 1 | 0.3 | 1.3 | 49% | CAISO | CAISO | CAISO | Biomass | Solano | 1 | #N/A | Castelanelli Bros. Biogas | CAISO_Biomass | 1.3 | 0
10 | PG1031 | Santa Maria II | SISQUC_1_SMARIA | PG&E | CA | Santa Barbara | Santa Barbara | Biogas | Distributed | Existing | 2010-09-13 | 2025-09-12 | 1 | 1.4 | 12.4 | 100% | CAISO | CAISO | CAISO | Biomass | Greater_Carrizo | 1 | #N/A | SISQUC_1_SMARIA | CAISO_Biomass | 12.4 | 0
11 | PG1034 | ABEC Bidart-Old River LLC | OLDRIV_6_BIOGAS | PG&E | CA | Kern | Westlands | Biogas | Distributed | Existing | 2014-03-10 | 2029-03-09 | 1 | 1.8 | 13 | 80% | CAISO | CAISO | CAISO | Biomass | Westlands | 1 | #N/A | OLDRIV_6_BIOGAS | CAISO_Biomass | 13 | 0
12 | PG1035 | ABEC Bidart-Stockdale LLC | TUPMAN_1_BIOGAS | PG&E | CA | Kern | Westlands | Biogas | Distributed | Existing | 2013-04-06 | 2023-09-11 | 1 | 0.6 | 1.4 | 27% | CAISO | CAISO | CAISO | Biomass | Westlands | 1 | #N/A | TUPMAN_1_BIOGAS | CAISO_Biomass | 1.4 | 0
13 | PG1046 | Potrero Hills Landfill | PEABDY_2_LNDFL1 | PG&E | CA | Solano | Solano | Biogas | Distributed | Existing | 2016-04-13 | 2041-04-12 | 1 | 8 | 56.1 | 80% | CAISO | CAISO | CAISO | Biomass | Solano | 1 | #N/A | PEABDY_2_LNDFL1 | CAISO_Biomass | 56.1 | 0
14 | PG1049 | Sunshine Landfill | SUNSHN_2_LNDFL | PG&E | CA | Los Angeles | Tehachapi | Biogas | Distributed | Existing | 2014-09-01 | 2034-08-31 | 1 | 19 | 132.9 | 80% | CAISO | CAISO | CAISO | Biomass | Tehachapi | 1 | #N/A | SUNSHN_2_LNDFL | CAISO_Biomass | 132.9 | 0
15 | PG2000 | Eel River Power LLC | PACLUM_6_UNIT | PG&E | CA | Humboldt | Humboldt County | Biomass | Large | Existing | 2011-10-01 | 2099-12-31 | 1 | 28.8 | 113.7 | 45% | CAISO | CAISO | CAISO | Biomass | None | 1 | #N/A | PACLUM_6_UNIT | CAISO_Biomass | 113.7 | 0
16 | PG20008 | Sierra Pacific Ind. (Burney) | SPBURN_2_UNIT 1 | PG&E | CA | Shasta | Round Mountain - B | Biomass | Large | Existing | 1987-01-01 | 2015-09-08 | 0 | 20 | 85.1 | 49% | CAISO | CAISO | CAISO | Biomass | Northern_California | 1 | #N/A | SPBURN_2_UNIT 1 | CAISO_Biomass | 85.1 | 0
17 | PG20009 | Sierra Pacific Ind. (Quincy) | SPQUIN_6_SRPCQU | PG&E | CA | Plumas | Plumas County | Biomass | Large | Existing | 1987-03-05 | 2015-09-08 | 0 | 20 | 130.7 | 75% | CAISO | CAISO | CAISO | Biomass | None | 1 | #N/A | SPQUIN_6_SRPCQU | CAISO_Biomass | 130.7 | 0
18 | PG2001 | Burney Forest Products | BURNYF_2_UNIT 1 | PG&E | CA | Shasta | Round Mountain - B | Biomass | Large | Existing | 1990-01-03 | 2020-01-02 | 1 | 31 | 212.6 | 78% | CAISO | CAISO | CAISO | Biomass | Northern_California | 1 | #N/A | BURNYF_2_UNIT 1 | CAISO_Biomass | 212.6 | 0
19 | PG20011 | Sierra Pacific Ind. (Lincoln) | SPI LI_2_UNIT 1 | PG&E | CA | Placer | Placer County (Partial) | Biomass | Large | Existing | 1987-01-28 | 2015-09-08 | 0 | 7.5 | 61.8 | 94% | CAISO | CAISO | CAISO | Biomass | None | 1 | #N/A | SPI LI_2_UNIT 1 | CAISO_Biomass | 61.8 | 0
20 | PG20012 | Sierra Pacific Ind. (Anderson) | SPIAND_1_ANDSN2 | PG&E | CA | Shasta | Round Mountain - B | Biomass | Large | Existing | 1998-02-01 | 2015-09-08 | 0 | 5 | 1.7 | 4% | CAISO | CAISO | CAISO | Biomass | Northern_California | 1 | #N/A | SPIAND_1_ANDSN2 | CAISO_Biomass | 1.7 | 0
21 | PG20015 | Sierra Pacific Ind.(Sonora) | SPIFBD_1_PL1X2 | PG&E | CA | Tuolumne | Tuolumne County | Biomass | Large | Existing | 2009-01-01 | 2015-09-08 | 0 | 7.5 | 12.1 | 18% | CAISO | CAISO | CAISO | Biomass | None | 1 | #N/A | SPIFBD_1_PL1X2 | CAISO_Biomass | 12.1 | 0
22 | PG2002 | Collins Pine | COLPIN_6_COLLNS | PG&E | CA | Plumas | Plumas County | Biomass | Large | Existing | 1986-05-13 | 2016-05-12 | 1 | 12 | 27.9 | 27% | CAISO | CAISO | CAISO | Biomass | None | 1 | #N/A | COLPIN_6_COLLNS | CAISO_Biomass | 27.9 | 0
23 | PG2003 | Covanta Mendota L. P. | MENBIO_6_UNIT | PG&E | CA | Fresno | Westlands | Biomass | Large | Existing | 1990-01-15 | 2015-01-14 | 1 | 25 | 170 | 78% | CAISO | CAISO | CAISO | Biomass | Westlands | 1 | #N/A | MENBIO_6_UNIT | CAISO_Biomass | 170 | 0
24 | PG2004 | DG Fairhaven Power, LLC | FAIRHV_6_UNIT | PG&E | CA | Humboldt | Humboldt County | Biomass | Large | Existing | 1987-02-03 | 2017-02-02 | 1 | 17.3 | 102.7 | 68% | CAISO | CAISO | CAISO | Biomass | None | 1 | #N/A | FAIRHV_6_UNIT | CAISO_Biomass | 102.7 | 0
25 | PG2006 | Woodland Biomass | BIOMAS_1_UNIT 1 | PG&E | CA | Yolo | Sacramento River Valley | Biomass | Large | Existing | 2010-03-01 | 2020-02-29 | 1 | 25 | 175 | 80% | CAISO | CAISO | CAISO | Biomass | Northern_California | 1 | #N/A | BIOMAS_1_UNIT 1 | CAISO_Biomass | 175 | 0
26 | PG2007 | HL Power |  | PG&E | CA | Lassen | Lassen North | Biomass | Large | Existing | 1989-09-16 | 2019-09-15 | 1 | 32 | 166 | 59% | CAISO | CAISO | CAISO | Biomass | Northern_California | 1 | #N/A | HL Power | CAISO_Biomass | 166 | 0
27 | PG2012 | Pacific-Ultrapower Chinese Station | ULTPCH_1_UNIT 1 | PG&E | CA | Tuolumne | Tuolumne County | Biomass | Large | Existing | 1987-01-24 | 2017-01-23 | 1 | 22 | 127.4 | 66% | CAISO | CAISO | CAISO | Biomass | None | 1 | #N/A | ULTPCH_1_UNIT 1 | CAISO_Biomass | 127.4 | 0
28 | PG2014 | Rio Bravo Fresno | ULTPFR_1_UNIT 1 | PG&E | CA | Fresno | Westlands | Biomass | Large | Existing | 1989-02-13 | 2019-02-12 | 1 | 26.5 | 170.3 | 73% | CAISO | CAISO | CAISO | Biomass | Westlands | 1 | #N/A | ULTPFR_1_UNIT 1 | CAISO_Biomass | 170.3 | 0
29 | PG2015 | Rio Bravo Rocklin | ULTRCK_2_UNIT | PG&E | CA | Placer | Placer County (Partial) | Biomass | Large | Existing | 1990-03-17 | 2020-03-16 | 1 | 25 | 168.1 | 77% | CAISO | CAISO | CAISO | Biomass | None | 1 | #N/A | ULTRCK_2_UNIT | CAISO_Biomass | 168.1 | 0
30 | PG2022 | Thermal Energy Dev. Corp. | THMENG_1_UNIT 1 | PG&E | CA | San Joaquin | Solano | Biomass | Large | Existing | 1990-05-31 | 2020-05-30 | 1 | 21 | 142.5 | 77% | CAISO | CAISO | CAISO | Biomass | Solano | 1 | #N/A | THMENG_1_UNIT 1 | CAISO_Biomass | 142.5 | 0
31 | PG2025 | Wheelabrator Shasta | WSENGY_1_UNIT 1 | PG&E | CA | Shasta | Round Mountain - B | Biomass | Large | Existing | 1988-05-01 | 2018-04-30 | 1 | 54.9 | 388.8 | 81% | CAISO | CAISO | CAISO | Biomass | Northern_California | 1 | #N/A | WSENGY_1_UNIT 1 | CAISO_Biomass | 388.8 | 0
32 | PG2026 | Wadham Energy LP | WADHAM_6_UNIT | PG&E | CA | Colusa | Sacramento River Valley | Biomass | Large | Existing | 2008-06-01 | 2018-05-31 | 1 | 26.5 | 141 | 61% | CAISO | CAISO | CAISO | Biomass | Northern_California | 1 | #N/A | WADHAM_6_UNIT | CAISO_Biomass | 141 | 0
33 | PG2027 | Sierra Pacific Industries (SPI) REC Purchase Amended & Restated |  | PG&E | CA | Multiple | NonCREZ | Biomass | Large | Existing | 2013-02-15 | 2018-02-14 | 1 | - | 100 | 0% | CAISO | CAISO | CAISO | Biomass | - | 1 | #N/A | Sierra Pacific Industries (SPI) REC Purchase Amended & Restated | CAISO_Biomass | 100 | 0
34 | PG2029 | Mt. Poso | MTNPOS_1_UNIT | PG&E | CA | Kern | Westlands | Biomass | Large | Existing | 2012-02-21 | 2027-02-20 | 1 | 44 | 234.8 | 61% | CAISO | CAISO | CAISO | Biomass | Westlands | 1 | #N/A | MTNPOS_1_UNIT | CAISO_Biomass | 234.8 | 0
35 | PG2030 | Shasta Renewable Resources (fka Anderson Biomass Plant and Kiara Biomass) | SPIAND_1_ANDSN2 | PG&E | CA | Shasta | Round Mountain - B | Biomass | Large | Existing | 2012-12-12 | 2015-01-30 | 0 | 6.8 | 50 | 84% | CAISO | CAISO | CAISO | Biomass | Northern_California | 1 | #N/A | SPIAND_1_ANDSN2 | CAISO_Biomass | 50 | 0
36 | PG2031 | El Nido Biomass Facility | ELNIDP_6_BIOMAS | PG&E | CA | Merced | Los Banos | Biomass | Large | Existing | 2009-02-21 | 2031-02-08 | 1 | 9 | 72 | 91% | CAISO | CAISO | CAISO | Biomass | Central_Valley_North_Los_Banos | 1 | #N/A | ELNIDP_6_BIOMAS | CAISO_Biomass | 72 | 0
37 | PG2032 | Chowchilla Biomass Facility | CHWCHL_1_BIOMAS | PG&E | CA | Madera | Westlands | Biomass | Large | Existing | 2008-12-12 | 2031-02-08 | 1 | 9 | 72 | 91% | CAISO | CAISO | CAISO | Biomass | Westlands | 1 | #N/A | CHWCHL_1_BIOMAS | CAISO_Biomass | 72 | 0
38 | PG2048 | DTE Stockton | COGNAT_1_UNIT | PG&E | CA | San Joaquin | Solano | Biomass | Large | Existing | 2014-02-21 | 2039-02-20 | 1 | 44.5 | 315 | 81% | CAISO | CAISO | CAISO | Biomass | Solano | 1 | #N/A | COGNAT_1_UNIT | CAISO_Biomass | 315 | 0
39 | PG2050 | Ortigalita Power Company (Madera Project) |  | PG&E | CA | Merced | Los Banos | Biomass | Distributed | Existing | 2011-06-17 | 2026-06-16 | 1 | 0.8 | 5.6 | 85% | CAISO | CAISO | CAISO | Biomass | Central_Valley_North_Los_Banos | 1 | #N/A | Ortigalita Power Company (Madera Project) | CAISO_Biomass | 5.6 | 0
40 | PG2800 | SPI Biomass Portfolio | SPIAND_1_ANDSN2 | PG&E | CA | Multiple | NonCREZ | Biomass | Large | Existing | 2015-09-08 | 2035-09-08 | 1 | 58 | 346 | 68% | CAISO | CAISO | CAISO | Biomass | - | 1 | #N/A | SPIAND_1_ANDSN2 | CAISO_Biomass | 346 | 0
41 | PG30009 | Amedee Geothermal Venture 1 PURPA | WINAMD_6_UNIT 1 | PG&E | CA | Lassen | Lassen North | Geothermal |  | Existing | 2013-11-01 | 2016-10-31 | 1 | 0.7 | 3.5 | 58% | CAISO | CAISO | CAISO | Geothermal | Northern_California | 1 | #N/A | WINAMD_6_UNIT 1 | CAISO_Geothermal | 3.5 | 0
42 | PG3008 | Wendel Energy Operations 1, LLC |  | PG&E | CA | Lassen | Lassen North | Geothermal |  | Existing | 1985-11-20 | 2015-01-31 | 1 | 0.7 | 3.1 | 51% | CAISO | CAISO | CAISO | Geothermal | Northern_California | 1 | #N/A | Wendel Energy Operations 1, LLC | CAISO_Geothermal | 3.1 | 0
43 | PG3009 | Geysers - 2010 - 50/250/425 MW | ADLIN_1_UNITS | PG&E | CA | Multiple | Sonoma County | Geothermal |  | Existing | 2010-07-01 | 2021-12-31 | 1 | 250 | 2080 | 95% | CAISO | CAISO | CAISO | Geothermal | None | 1 | #N/A | ADLIN_1_UNITS | CAISO_Geothermal | 2080 | 0
44 | PG3010 | Geysers 2008 (175 MW) |  | PG&E | CA | Multiple | Sonoma County | Geothermal |  | Existing | 2008-02-16 | 2014-12-31 | 1 | 175 | 1533 | 100% | CAISO | CAISO | CAISO | Geothermal | None | 1 | #N/A | Geysers 2008 (175 MW) | CAISO_Geothermal | 1533 | 0
45 | PG3028 | Mammoth G1 - RAM 2 | CONTRL_1_CASAD1 | PG&E | CA | Mono | Mono County (Partial) | Geothermal |  | Existing | 2013-12-26 | 2033-12-25 | 1 | 7.5 | 52.8 | 80% | CAISO | CAISO | CAISO | Geothermal | None | 1 | #N/A | CONTRL_1_CASAD1 | CAISO_Geothermal | 52.8 | 0
46 | PG3029 | Mammoth G3 - RAM 1 | CONTRL_1_CASAD3 | PG&E | CA | Mono | Mono County (Partial) | Geothermal |  | Existing | 2013-04-01 | 2033-03-31 | 1 | 14 | 98.5 | 80% | CAISO | CAISO | CAISO | Geothermal | None | 1 | #N/A | CONTRL_1_CASAD3 | CAISO_Geothermal | 98.5 | 0
47 | PG40002 | Swiss America | RIOOSO_1_QF | PG&E | CA | Placer | Placer County (Partial) | Hydro | Small | Existing | 1985-12-23 | 2099-12-31 | 1 | 0.1 | 0.3 | 33% | CAISO | CAISO | CAISO | Small_Hydro | None | 1 | #N/A | RIOOSO_1_QF | CAISO_Small_Hydro | 0.3 | 0
48 | PG40003 | Tom Benninghoven | FTSWRD_7_QFUNTS | PG&E | CA | Humboldt/ Trinity | Trinity County | Hydro | Small | Existing | 1982-11-22 | 2099-12-31 | 1 | 0 | 0.1 | 36% | CAISO | CAISO | CAISO | Small_Hydro | None | 1 | #N/A | FTSWRD_7_QFUNTS | CAISO_Small_Hydro | 0.1 | 0
49 | PG40007 | Hat Creek Hereford Ranch | CTNWDP_1_QF | PG&E | CA | Shasta | Round Mountain - B | Hydro | Small | Existing | 1982-12-09 | 2099-12-31 | 1 | 0.1 | 0.3 | 36% | CAISO | CAISO | CAISO | Small_Hydro | Northern_California | 1 | #N/A | CTNWDP_1_QF | CAISO_Small_Hydro | 0.3 | 0
50 | PG40011 | Charcoal Ravine | RIOOSO_1_QF | PG&E | CA | Sierra | Sierra County | Hydro | Small | Existing | 1986-02-13 | 2099-12-31 | 1 | 0.1 | 0 | 3% | CAISO | CAISO | CAISO | Small_Hydro | None | 1 | #N/A | RIOOSO_1_QF | CAISO_Small_Hydro | 0 | 0
51 | PG40016 | James B. Peter | TBLMTN_6_QF | PG&E | CA | Plumas | Plumas County | Hydro | Small | Existing | 1984-01-17 | 2099-12-31 | 1 | 0 | 0.1 | 90% | CAISO | CAISO | CAISO | Small_Hydro | None | 1 | #N/A | TBLMTN_6_QF | CAISO_Small_Hydro | 0.1 | 0
52 | PG40018 | Sutter's Mill | VOLTA_7_QFUNTS | PG&E | CA | Shasta | Round Mountain - B | Hydro | Small | Existing | 1985-06-25 | 2099-12-31 | 1 | 0.2 | 0.7 | 57% | CAISO | CAISO | CAISO | Small_Hydro | Northern_California | 1 | #N/A | VOLTA_7_QFUNTS | CAISO_Small_Hydro | 0.7 | 0
53 | PG40020 | Eric And Debbie Wattenburg |  | PG&E | CA | Plumas | Plumas County | Hydro | Small | Existing | 1985-04-06 | 2099-12-31 | 1 | 0.3 | 0.3 | 12% | CAISO | CAISO | CAISO | Small_Hydro | None | 1 | #N/A | Eric And Debbie Wattenburg | CAISO_Small_Hydro | 0.3 | 0
54 | PG40024 | Rock Creek Water District | TESLA_1_QF | PG&E | CA | Calaveras | Central Valley North | Hydro | Small | Existing | 1986-02-25 | 2099-12-31 | 1 | 0.7 | 1 | 16% | CAISO | CAISO | CAISO | Small_Hydro | Central_Valley_North_Los_Banos | 1 | #N/A | TESLA_1_QF | CAISO_Small_Hydro | 1 | 0
55 | PG40026 | Hypower, Inc. | FORKBU_6_UNIT | PG&E | CA | Butte | Sacramento River Valley | Hydro | Small | Existing | 1992-03-16 | 2022-03-15 | 1 | 10.8 | 42 | 44% | CAISO | CAISO | CAISO | Small_Hydro | Northern_California | 1 | #N/A | FORKBU_6_UNIT | CAISO_Small_Hydro | 42 | 0
56 | PG40029 | Nevada Irrigation District/Bowman Hyroelectric Project | BOWMN_6_HYDRO | PG&E | CA | Nevada | Nevada County | Hydro | Small | Existing | 1986-08-18 | 2016-12-31 | 1 | 3.6 | 13.1 | 41% | CAISO | CAISO | CAISO | Small_Hydro | None | 1 | #N/A | BOWMN_6_HYDRO | CAISO_Small_Hydro | 13.1 | 0
57 | PG40030 | Malacha Hydro L.P. | MALCHQ_7_UNIT 1 | PG&E | CA | Lassen | Round Mountain - B | Hydro | Small | Existing | 1988-12-07 | 2028-12-06 | 1 | 26 | 55.1 | 24% | CAISO | CAISO | CAISO | Small_Hydro | Northern_California | 1 | #N/A | MALCHQ_7_UNIT 1 | CAISO_Small_Hydro | 55.1 | 0
58 | PG40033 | Schaads Hydro | TESLA_1_QF | PG&E | CA | Calaveras | Calaveras County | Hydro | Small | Existing | 1986-02-18 | 2099-12-31 | 1 | 0.2 | 0.6 | 30% | CAISO | CAISO | CAISO | Small_Hydro | None | 1 | #N/A | TESLA_1_QF | CAISO_Small_Hydro | 0.6 | 0
59 | PG40035 | Steve & Bonnie Tetrick |  | PG&E | CA | Shasta | Round Mountain - B | Hydro | Small | Existing | 1983-10-14 | 2099-12-31 | 1 | 0.1 | 0.2 | 22% | CAISO | CAISO | CAISO | Small_Hydro | Northern_California | 1 | #N/A | Steve & Bonnie Tetrick | CAISO_Small_Hydro | 0.2 | 0
60 | PG40038 | Lofton Ranch | TBLMTN_6_QF | PG&E | CA | Shasta | Round Mountain - B | Hydro | Small | Existing | 1983-11-04 | 2099-12-31 | 1 | 0.3 | 1 | 39% | CAISO | CAISO | CAISO | Small_Hydro | Northern_California | 1 | #N/A | TBLMTN_6_QF | CAISO_Small_Hydro | 1 | 0
61 | PG4004 | Arbuckle Mountain Hydro |  | PG&E | CA | Shasta | Round Mountain - B | Hydro | Small | Existing | 1986-12-01 | 2016-11-30 | 1 | 0.3 | 0.5 | 18% | CAISO | CAISO | CAISO | Small_Hydro | Northern_California | 1 | #N/A | Arbuckle Mountain Hydro | CAISO_Small_Hydro | 0.5 | 0
62 | PG40046 | Canal Creek Power Plant (RETA) | CURTIS_1_CANLCK | PG&E | CA | Merced | Los Banos | Hydro | Small | Existing | 1982-11-01 | 2015-02-28 | 1 | 0.9 | 1.2 | 15% | CAISO | CAISO | CAISO | Small_Hydro | Central_Valley_North_Los_Banos | 1 | #N/A | CURTIS_1_CANLCK | CAISO_Small_Hydro | 1.2 | 0
63 | PG40047 | Fairfield Power Plant (Papazian) | CURTIS_1_FARFLD | PG&E | CA | Merced | Los Banos | Hydro | Small | Existing | 1983-08-02 | 2015-02-28 | 0 | 0.9 | 1.7 | 21% | CAISO | CAISO | CAISO | Small_Hydro | Central_Valley_North_Los_Banos | 1 | #N/A | CURTIS_1_FARFLD | CAISO_Small_Hydro | 1.7 | 0
64 | PG40048 | Eagle Hydro |  | PG&E | CA | El Dorado | El Dorado County | Hydro | Small | Existing | 1985-12-23 | 2099-12-31 | 1 | 0.5 | 1.5 | 35% | CAISO | CAISO | CAISO | Small_Hydro | None | 1 | #N/A | Eagle Hydro | CAISO_Small_Hydro | 1.5 | 0
65 | PG40051 | Wright Ranch Hydroelectric (fka Bertha Wright Bertillion) |  | PG&E | CA | Sierra | Sierra County | Hydro | Small | Existing | 1985-11-22 | 2099-12-31 | 1 | 0 | 0 | 3% | CAISO | CAISO | CAISO | Small_Hydro | None | 1 | #N/A | Wright Ranch Hydroelectric (fka Bertha Wright Bertillion) | CAISO_Small_Hydro | 0 | 0
66 | PG40052 | Humboldt Bay MWD | LOWGAP_7_MATHEW | PG&E | CA | Trinity | Trinity County | Hydro | Small | Existing | 1983-04-10 | 2099-12-31 | 1 | 2 | 5.5 | 32% | CAISO | CAISO | CAISO | Small_Hydro | None | 1 | #N/A | LOWGAP_7_MATHEW | CAISO_Small_Hydro | 5.5 | 0
67 | PG40058 | David O. Harde |  | PG&E | CA | El Dorado | El Dorado County | Hydro | Small | Existing | 1992-11-18 | 2099-12-31 | 1 | 0.1 | 0 | 2% | CAISO | CAISO | CAISO | Small_Hydro | None | 1 | #N/A | David O. Harde | CAISO_Small_Hydro | 0 | 0
68 | PG40059 | John Neerhout Jr. |  | PG&E | CA | Napa | Sonoma County | Hydro | Small | Existing | 1987-05-01 | 2099-12-31 | 1 | 0.1 | 0.1 | 11% | CAISO | CAISO | CAISO | Small_Hydro | None | 1 | #N/A | John Neerhout Jr. | CAISO_Small_Hydro | 0.1 | 0
69 | PG40062 | James Crane Hydro | TBLMTN_6_QF | PG&E | CA | Butte | Sacramento River Valley | Hydro | Small | Existing | 1991-06-20 | 2099-12-31 | 1 | 0 | 0 | 27% | CAISO | CAISO | CAISO | Small_Hydro | Northern_California | 1 | #N/A | TBLMTN_6_QF | CAISO_Small_Hydro | 0 | 0
70 | PG40063 | Etiwanda - Metropolitan Water District (MWD) | ETIWND_6_MWDETI | PG&E | CA | San Bernadino | San Bernardino - Lucerne | Hydro | Small | Existing | 1994-12-30 | 2099-12-31 | 1 | 24 | 5.7 | 3% | CAISO | CAISO | CAISO | Small_Hydro | Kramer_Inyokern | 1 | #N/A | ETIWND_6_MWDETI | CAISO_Small_Hydro | 5.7 | 0
71 | PG4007 | Browns Valley Irrigation District FiT |  | PG&E | CA | Yuba | Yuba County | Hydro | Small | Existing | 2012-04-12 | 2022-04-11 | 1 | 1 | 5.2 | 57% | CAISO | CAISO | CAISO | Small_Hydro | California | 1 | #N/A | Browns Valley Irrigation District FiT | CAISO_Small_Hydro | 5.2 | 0
72 | PG40076 | Kekawaka Creek Hydroelectric Facility - RAM 4 | KEKAWK_6_UNIT | PG&E | CA | Trinity and Humboldt | Humboldt County | Hydro | Small | Existing | 2015-06-01 | 2035-05-31 | 1 | 5.5 | 13.3 | 28% | CAISO | CAISO | CAISO | Small_Hydro | None | 1 | #N/A | KEKAWK_6_UNIT | CAISO_Small_Hydro | 13.3 | 0
73 | PG40077 | Digger Creek Hydro | VOLTA_6_DIGHYD | PG&E | CA | Tehama | Sacramento River Valley | Hydro | Small | Existing | 2014-07-03 | 2024-07-02 | 1 | 0.7 | 3.5 | 61% | CAISO | CAISO | CAISO | Small_Hydro | Northern_California | 1 | #N/A | VOLTA_6_DIGHYD | CAISO_Small_Hydro | 3.5 | 0
74 | PG40078 | Cedar Flat |  | PG&E | CA | Trinity | Trinity County | Hydro | Small | Existing | 2015-04-17 | 2030-04-16 | 1 | 0.3 | 1.1 | 42% | CAISO | CAISO | CAISO | Small_Hydro | None | 1 | #N/A | Cedar Flat | CAISO_Small_Hydro | 1.1 | 0
75 | PG40079 | Clover Leaf |  | PG&E | CA | Shasta | Round Mountain - B | Hydro | Small | Existing | 2015-04-15 | 2030-04-14 | 1 | 0.2 | 0.8 | 46% | CAISO | CAISO | CAISO | Small_Hydro | Northern_California | 1 | #N/A | Clover Leaf | CAISO_Small_Hydro | 0.8 | 0
76 | PG40080 | McFadden Hydroelectric Facility (SB32) |  | PG&E | CA | Mendocino | Mendocino County | Hydro | Small | Existing | 2014-03-19 | 2034-03-18 | 1 | 0.4 | 1.4 | 46% | CAISO | CAISO | CAISO | Small_Hydro | None | 1 | #N/A | McFadden Hydroelectric Facility (SB32) | CAISO_Small_Hydro | 1.4 | 0
77 | PG40081 | Baker Creek Hydroelectric Project (SB32) | BRDGVL_7_BAKER | PG&E | CA | Humboldt | Humboldt County | Hydro | Small | Existing | 2014-11-06 | 2034-11-05 | 1 | 1.5 | 4.3 | 32% | CAISO | CAISO | CAISO | Small_Hydro | None | 1 | #N/A | BRDGVL_7_BAKER | CAISO_Small_Hydro | 4.3 | 0
78 | PG40082 | Water Wheel Ranch | CEDRCK_6_UNIT | PG&E | CA | Shasta | Round Mountain - B | Hydro | Small | Existing | 2015-04-01 | 2025-03-31 | 1 | 1 | 3.4 | 40% | CAISO | CAISO | CAISO | Small_Hydro | Northern_California | 1 | #N/A | CEDRCK_6_UNIT | CAISO_Small_Hydro | 3.4 | 0
79 | PG40083 | Salmon Creek Hydroelectric Project | ALLGNY_6_HYDRO1 | PG&E | CA | Sierra | Sierra County | Hydro | Small | Existing | 2014-12-03 | 2034-12-02 | 1 | 0.5 | 2.3 | 50% | CAISO | CAISO | CAISO | Small_Hydro | None | 1 | #N/A | ALLGNY_6_HYDRO1 | CAISO_Small_Hydro | 2.3 | 0
80 | PG40084 | Mill Sulphur Creek Project (SB32) (ReMAT) |  | PG&E | CA | Humboldt | Humboldt County | Hydro | Small | Existing | 2015-01-01 | 2034-12-31 | 1 | 1 | 2.5 | 28% | CAISO | CAISO | CAISO | Small_Hydro | None | 1 | #N/A | Mill Sulphur Creek Project (SB32) (ReMAT) | CAISO_Small_Hydro | 2.5 | 0
81 | PG40085 | Site 1174 (Madera Chowchilla) | STOREY_2_MDRCH2 | PG&E | CA | Madera | Westlands | Hydro | Small | Existing | 2016-08-01 | 2031-07-31 | 1 | 0.6 | 2.4 | 48% | CAISO | CAISO | CAISO | Small_Hydro | Westlands | 1 | #N/A | STOREY_2_MDRCH2 | CAISO_Small_Hydro | 2.4 | 0
82 | PG40086 | Site 980 (Madera Chowchilla) | STOREY_7_MDRCHW | PG&E | CA | Madera | Westlands | Hydro | Small | Existing | 2015-06-18 | 2030-06-17 | 1 | 1.8 | 7 | 44% | CAISO | CAISO | CAISO | Small_Hydro | Westlands | 1 | #N/A | STOREY_7_MDRCHW | CAISO_Small_Hydro | 7 | 0
83 | PG40087 | Site 1923 (Madera Chowchilla) | STOREY_2_MDRCH4 | PG&E | CA | Madera | Westlands | Hydro | Small | Existing | 2016-07-19 | 2031-07-18 | 1 | 0.9 | 2.9 | 36% | CAISO | CAISO | CAISO | Small_Hydro | Westlands | 1 | #N/A | STOREY_2_MDRCH4 | CAISO_Small_Hydro | 2.9 | 0
84 | PG40088 | Site 1302 (Madera Chowchilla) | STOREY_2_MDRCH3 | PG&E | CA | Madera | Westlands | Hydro | Small | Existing | 2016-08-01 | 2031-07-31 | 1 | 0.4 | 1 | 27% | CAISO | CAISO | CAISO | Small_Hydro | Westlands | 1 | #N/A | STOREY_2_MDRCH3 | CAISO_Small_Hydro | 1 | 0
85 | PG40089 | Centerville Powerhouse | CNTRVL_6_UNIT | PG&E | CA | Butte | Sacramento River Valley | Hydro | Small | Existing | 1990-05-01 | 2099-12-31 | 1 | 6.4 | - | 0% | CAISO | CAISO | CAISO | Small_Hydro | Northern_California | 1 | #N/A | CNTRVL_6_UNIT | CAISO_Small_Hydro | 0 | 0
86 | PG40090 | Kilarc Powerhouse | KILARC_2_UNIT 1 | PG&E | CA | Shasta | Round Mountain - B | Hydro | Small | Existing | 1903-10-01 | 2099-12-31 | 1 | 3.2 | 17 | 61% | CAISO | CAISO | CAISO | Small_Hydro | Northern_California | 1 | #N/A | KILARC_2_UNIT 1 | CAISO_Small_Hydro | 17 | 0
87 | PG40091 | Alta Powerhouse | BNNIEN_7_ALTAPH | PG&E | CA | Placer | Placer County (Partial) | Hydro | Small | Existing | 1905-05-09 | 2099-12-31 | 1 | 1 | 4.6 | 53% | CAISO | CAISO | CAISO | Small_Hydro | None | 1 | #N/A | BNNIEN_7_ALTAPH | CAISO_Small_Hydro | 4.6 | 0
88 | PG40092 | Lime Saddle Powerhouse | CLRKRD_6_LIMESD | PG&E | CA | Butte | Sacramento River Valley | Hydro | Small | Existing | 1906-08-01 | 2099-12-31 | 1 | 2 | 7 | 40% | CAISO | CAISO | CAISO | Small_Hydro | Northern_California | 1 | #N/A | CLRKRD_6_LIMESD | CAISO_Small_Hydro | 7 | 0
89 | PG40093 | Cow Creek Powerhouse | COWCRK_2_UNIT | PG&E | CA | Shasta | Round Mountain - B | Hydro | Small | Existing | 1907-01-02 | 2099-12-31 | 1 | 1.8 | 8.8 | 56% | CAISO | CAISO | CAISO | Small_Hydro | Northern_California | 1 | #N/A | COWCRK_2_UNIT | CAISO_Small_Hydro | 8.8 | 0
90 | PG40094 | Potter Valley Powerhouse | POTTER_6_UNIT 1 | PG&E | CA | Mendocino | Mendocino County | Hydro | Small | Existing | 1908-04-01 | 2099-12-31 | 1 | 9.2 | 38.8 | 48% | CAISO | CAISO | CAISO | Small_Hydro | None | 1 | #N/A | POTTER_6_UNIT 1 | CAISO_Small_Hydro | 38.8 | 0
91 | PG40095 | Deer Creek Powerhouse | DEERCR_6_UNIT 1 | PG&E | CA | Nevada | Nevada County | Hydro | Small | Existing | 1908-05-06 | 2099-12-31 | 1 | 5.7 | 25.4 | 51% | CAISO | CAISO | CAISO | Small_Hydro | None | 1 | #N/A | DEERCR_6_UNIT 1 | CAISO_Small_Hydro | 25.4 | 0
92 | PG40096 | Wishon Powerhouse | WISHON_6_UNIT 1 | PG&E | CA | Madera | Westlands | Hydro | Small | Existing | 1910-09-20 | 2099-12-31 | 1 | 20 | 67.3 | 38% | CAISO | CAISO | CAISO | Small_Hydro | Westlands | 1 | #N/A | WISHON_6_UNIT 1 | CAISO_Small_Hydro | 67.3 | 0
93 | PG40097 | Tule Powerhouse | SPRGVL_2_TULE | PG&E | CA | Tulare | Westlands | Hydro | Small | Existing | 1914-01-21 | 2099-12-31 | 1 | 6.4 | 23.7 | 42% | CAISO | CAISO | CAISO | Small_Hydro | Westlands | 1 | #N/A | SPRGVL_2_TULE | CAISO_Small_Hydro | 23.7 | 0
94 | PG40098 | Halsey Powerhouse | HALSEY_6_UNIT | PG&E | CA | Placer | Placer County (Partial) | Hydro | Small | Existing | 1916-12-06 | 2099-12-31 | 1 | 11 | 65.1 | 68% | CAISO | CAISO | CAISO | Small_Hydro | None | 1 | #N/A | HALSEY_6_UNIT | CAISO_Small_Hydro | 65.1 | 0
95 | PG40099 | Wise Powerhouse | WISE_1_UNIT 1 | PG&E | CA | Placer | Placer County (Partial) | Hydro | Small | Existing | 1917-03-04 | 2099-12-31 | 1 | 14 | 82.8 | 68% | CAISO | CAISO | CAISO | Small_Hydro | None | 1 | #N/A | WISE_1_UNIT 1 | CAISO_Small_Hydro | 82.8 | 0
96 | PG4010 | Calaveras PUD-Hydro #1 |  | PG&E | CA | Calaveras | Calaveras County | Hydro | Small | Existing | 2012-04-01 | 2032-03-31 | 1 | 0.1 | 0.4 | 51% | CAISO | CAISO | CAISO | Small_Hydro | None | 1 | #N/A | Calaveras PUD-Hydro #1 | CAISO_Small_Hydro | 0.4 | 0
97 | PG40100 | San Joaquin #2 Powerhouse | CRNEVL_6_SJQN 2 | PG&E | CA | Madera | Westlands | Hydro | Small | Existing | 1917-09-29 | 2099-12-31 | 1 | 3.2 | 11.1 | 40% | CAISO | CAISO | CAISO | Small_Hydro | Westlands | 1 | #N/A | CRNEVL_6_SJQN 2 | CAISO_Small_Hydro | 11.1 | 0
98 | PG40101 | San Joaquin #1-A Powerhouse | CRNEVL_6_SJQN 1 | PG&E | CA | Madera | Westlands | Hydro | Small | Existing | 1919-03-12 | 2099-12-31 | 1 | 0.4 | 1.6 | 46% | CAISO | CAISO | CAISO | Small_Hydro | Westlands | 1 | #N/A | CRNEVL_6_SJQN 1 | CAISO_Small_Hydro | 1.6 | 0
99 | PG40102 | Crane Valley Powerhouse | CRNEVL_6_CRNVA | PG&E | CA | Madera | Westlands | Hydro | Small | Existing | 1919-07-04 | 2099-12-31 | 1 | 0.9 | 3.4 | 43% | CAISO | CAISO | CAISO | Small_Hydro | Westlands | 1 | #N/A | CRNEVL_6_CRNVA | CAISO_Small_Hydro | 3.4 | 0
100 | PG40103 | Hamilton Branch Powerhouse | HMLTBR_6_UNITS | PG&E | CA | Plumas | Plumas County | Hydro | Small | Existing | 1921-01-02 | 2099-12-31 | 1 | 4.8 | 28.6 | 68% | CAISO | CAISO | CAISO | Small_Hydro | None | 1 | #N/A | HMLTBR_6_UNITS | CAISO_Small_Hydro | 28.6 | 0
101 | PG40104 | Kern Canyon Powerhouse | KRNCNY_6_UNIT | PG&E | CA | Kern | Westlands | Hydro | Small | Existing | 1921-08-08 | 2099-12-31 | 1 | 11.5 | 53.9 | 54% | CAISO | CAISO | CAISO | Small_Hydro | Westlands | 1 | #N/A | KRNCNY_6_UNIT | CAISO_Small_Hydro | 53.9 | 0
102 | PG40105 | Hat Creek #1 Powerhouse | HATCR1_7_UNIT | PG&E | CA | Shasta | Round Mountain - B | Hydro | Small | Existing | 1921-08-22 | 2099-12-31 | 1 | 8.5 | 34.4 | 46% | CAISO | CAISO | CAISO | Small_Hydro | Northern_California | 1 | #N/A | HATCR1_7_UNIT | CAISO_Small_Hydro | 34.4 | 0
103 | PG40106 | Spring Gap Powerhouse | SPRGAP_1_UNIT 1 | PG&E | CA | Tuolumne | Tuolumne County | Hydro | Small | Existing | 1921-09-16 | 2099-12-31 | 1 | 7 | 46.4 | 76% | CAISO | CAISO | CAISO | Small_Hydro | None | 1 | #N/A | SPRGAP_1_UNIT 1 | CAISO_Small_Hydro | 46.4 | 0
104 | PG40107 | Hat Creek #2 Powerhouse | HATCR1_7_UNIT | PG&E | CA | Shasta | Round Mountain - B | Hydro | Small | Existing | 1921-09-28 | 2099-12-31 | 1 | 8.5 | 46.7 | 63% | CAISO | CAISO | CAISO | Small_Hydro | Northern_California | 1 | #N/A | HATCR1_7_UNIT | CAISO_Small_Hydro | 46.7 | 0
105 | PG40108 | San Joaquin #3 Powerhouse | CRNEVL_6_SJQN 3 | PG&E | CA | Madera | Westlands | Hydro | Small | Existing | 1923-08-17 | 2099-12-31 | 1 | 4.2 | 14.5 | 40% | CAISO | CAISO | CAISO | Small_Hydro | Westlands | 1 | #N/A | CRNEVL_6_SJQN 3 | CAISO_Small_Hydro | 14.5 | 0
106 | PG40109 | Spaulding #1 Powerhouse | SPAULD_6_UNIT 1 | PG&E | CA | Nevada | Nevada County | Hydro | Small | Existing | 1928-05-08 | 2099-12-31 | 1 | 7 | 10.1 | 17% | CAISO | CAISO | CAISO | Small_Hydro | None | 1 | #N/A | SPAULD_6_UNIT 1 | CAISO_Small_Hydro | 10.1 | 0
107 | PG4011 | Calaveras PUD-Hydro #2 |  | PG&E | CA | Calaveras | Calaveras County | Hydro | Small | Existing | 2012-04-01 | 2032-03-31 | 1 | 0.1 | 0.4 | 51% | CAISO | CAISO | CAISO | Small_Hydro | None | 1 | #N/A | Calaveras PUD-Hydro #2 | CAISO_Small_Hydro | 0.4 | 0
108 | PG40110 | Spaulding #2 Powerhouse | SPAULD_6_UNIT 2 | PG&E | CA | Nevada | Nevada County | Hydro | Small | Existing | 1928-07-16 | 2099-12-31 | 1 | 4.4 | 49.5 | 128% | CAISO | CAISO | CAISO | Small_Hydro | None | 1 | #N/A | SPAULD_6_UNIT 2 | CAISO_Small_Hydro | 49.5 | 0
109 | PG40111 | Spaulding #3 Powerhouse | SPAULD_6_UNIT 3 | PG&E | CA | Nevada | Nevada County | Hydro | Small | Existing | 1929-02-21 | 2099-12-31 | 1 | 5.8 | 40.1 | 79% | CAISO | CAISO | CAISO | Small_Hydro | None | 1 | #N/A | SPAULD_6_UNIT 3 | CAISO_Small_Hydro | 40.1 | 0
110 | PG40112 | Merced Falls Powerhouse | MERCFL_6_UNIT | PG&E | CA | Merced | Los Banos | Hydro | Small | Existing | 1930-07-21 | 2099-12-31 | 1 | 3.5 | 11.1 | 36% | CAISO | CAISO | CAISO | Small_Hydro | Central_Valley_North_Los_Banos | 1 | #N/A | MERCFL_6_UNIT | CAISO_Small_Hydro | 11.1 | 0
111 | PG40113 | Phoenix Powerhouse | PHOENX_1_UNIT | PG&E | CA | Tuolumne | Tuolumne County | Hydro | Small | Existing | 1940-02-20 | 2099-12-31 | 1 | 2 | 12 | 68% | CAISO | CAISO | CAISO | Small_Hydro | None | 1 | #N/A | PHOENX_1_UNIT | CAISO_Small_Hydro | 12 | 0
112 | PG40114 | Narrows #1 Powerhouse | NAROW1_2_UNIT | PG&E | CA | Nevada | Nevada County | Hydro | Small | Existing | 1942-12-29 | 2099-12-31 | 1 | 12 | 85.3 | 81% | CAISO | CAISO | CAISO | Small_Hydro | None | 1 | #N/A | NAROW1_2_UNIT | CAISO_Small_Hydro | 85.3 | 0
113 | PG40115 | Dutch Flat #1 Powerhouse | DUTCH1_7_UNIT 1 | PG&E | CA | Placer | Placer County (Partial) | Hydro | Small | Existing | 1943-03-29 | 2099-12-31 | 1 | 22 | 77.5 | 40% | CAISO | CAISO | CAISO | Small_Hydro | None | 1 | #N/A | DUTCH1_7_UNIT 1 | CAISO_Small_Hydro | 77.5 | 0
114 | PG40116 | West Point Powerhouse | WESTPT_2_UNIT | PG&E | CA | Amador | Amador County | Hydro | Small | Existing | 1948-11-21 | 2099-12-31 | 1 | 14.5 | 102.3 | 81% | CAISO | CAISO | CAISO | Small_Hydro | None | 1 | #N/A | WESTPT_2_UNIT | CAISO_Small_Hydro | 102.3 | 0
115 | PG40117 | DeSabla Powerhouse | DSABLA_7_UNIT | PG&E | CA | Butte | Sacramento River Valley | Hydro | Small | Existing | 1963-02-28 | 2099-12-31 | 1 | 18.5 | 87.3 | 54% | CAISO | CAISO | CAISO | Small_Hydro | Northern_California | 1 | #N/A | DSABLA_7_UNIT | CAISO_Small_Hydro | 87.3 | 0
116 | PG40118 | Chili Bar Powerhouse | PLACVL_1_CHILIB | PG&E | CA | El Dorado | El Dorado County | Hydro | Small | Existing | 1965-03-22 | 2099-12-31 | 1 | 7 | 33.6 | 55% | CAISO | CAISO | CAISO | Small_Hydro | None | 1 | #N/A | PLACVL_1_CHILIB | CAISO_Small_Hydro | 33.6 | 0
117 | PG40119 | Coleman Powerhouse | COLEMN_2_UNIT | PG&E | CA | Shasta | Round Mountain - B | Hydro | Small | Existing | 1979-09-19 | 2099-12-31 | 1 | 13 | 60.2 | 53% | CAISO | CAISO | CAISO | Small_Hydro | Northern_California | 1 | #N/A | COLEMN_2_UNIT | CAISO_Small_Hydro | 60.2 | 0
118 | PG4012 | Calaveras PUD-Hydro #3 |  | PG&E | CA | Calaveras | Calaveras County | Hydro | Small | Existing | 2012-04-01 | 2032-03-31 | 1 | 0.1 | 0.4 | 51% | CAISO | CAISO | CAISO | Small_Hydro | None | 1 | #N/A | Calaveras PUD-Hydro #3 | CAISO_Small_Hydro | 0.4 | 0
119 | PG40120 | Inskip Powerhouse | INSKIP_2_UNIT | PG&E | CA | Tehama | Sacramento River Valley | Hydro | Small | Existing | 1979-10-09 | 2099-12-31 | 1 | 8 | 52.8 | 75% | CAISO | CAISO | CAISO | Small_Hydro | Northern_California | 1 | #N/A | INSKIP_2_UNIT | CAISO_Small_Hydro | 52.8 | 0
120 | PG40121 | South Powerhouse | SOUTH_2_UNIT | PG&E | CA | Tehama | Sacramento River Valley | Hydro | Small | Existing | 1979-12-08 | 2099-12-31 | 1 | 7 | 47.7 | 78% | CAISO | CAISO | CAISO | Small_Hydro | Northern_California | 1 | #N/A | SOUTH_2_UNIT | CAISO_Small_Hydro | 47.7 | 0
121 | PG40122 | Volta 1 Powerhouse | VOLTA_2_UNIT 1 | PG&E | CA | Shasta | Round Mountain - B | Hydro | Small | Existing | 1980-04-04 | 2099-12-31 | 1 | 9 | 38.4 | 49% | CAISO | CAISO | CAISO | Small_Hydro | Northern_California | 1 | #N/A | VOLTA_2_UNIT 1 | CAISO_Small_Hydro | 38.4 | 0
122 | PG40123 | Volta 2 Powerhouse | VOLTA_2_UNIT 2 | PG&E | CA | Shasta | Round Mountain - B | Hydro | Small | Existing | 1981-10-30 | 2099-12-31 | 1 | 0.9 | 6.2 | 78% | CAISO | CAISO | CAISO | Small_Hydro | Northern_California | 1 | #N/A | VOLTA_2_UNIT 2 | CAISO_Small_Hydro | 6.2 | 0
123 | PG40124 | Oak Flat Powerhouse | BUCKCK_7_OAKFLT | PG&E | CA | Plumas | Plumas County | Hydro | Small | Existing | 1985-11-02 | 2099-12-31 | 1 | 1.3 | 7.2 | 63% | CAISO | CAISO | CAISO | Small_Hydro | None | 1 | #N/A | BUCKCK_7_OAKFLT | CAISO_Small_Hydro | 7.2 | 0
124 | PG40125 | Toadtown Powerhouse | TOADTW_6_UNIT | PG&E | CA | Butte | Sacramento River Valley | Hydro | Small | Existing | 1986-04-22 | 2099-12-31 | 1 | 1.5 | 5 | 38% | CAISO | CAISO | CAISO | Small_Hydro | Northern_California | 1 | #N/A | TOADTW_6_UNIT | CAISO_Small_Hydro | 5 | 0
125 | PG40126 | Newcastle Powerhouse | NWCSTL_7_UNIT 1 | PG&E | CA | Placer | Placer County (Partial) | Hydro | Small | Existing | 1986-10-28 | 2099-12-31 | 1 | 11.5 | 38 | 38% | CAISO | CAISO | CAISO | Small_Hydro | None | 1 | #N/A | NWCSTL_7_UNIT 1 | CAISO_Small_Hydro | 38 | 0
126 | PG40127 | Wise #2 Powerhouse | WISE_1_UNIT 1 | PG&E | CA | Placer | Placer County (Partial) | Hydro | Small | Existing | 1986-12-12 | 2099-12-31 | 1 | 3.1 | 2.3 | 8% | CAISO | CAISO | CAISO | Small_Hydro | None | 1 | #N/A | WISE_1_UNIT 1 | CAISO_Small_Hydro | 2.3 | 0
127 | PG40128 | Kerckhoff Powerhouse | KERKH1_7_UNIT 1 | PG&E | CA | Fresno | Westlands | Hydro | Small | Existing | 1920-08-15 | 2099-12-31 | 1 | 25.4 | 19.4 | 9% | CAISO | CAISO | CAISO | Small_Hydro | Westlands | 1 | #N/A | KERKH1_7_UNIT 1 | CAISO_Small_Hydro | 19.4 | 0
128 | PG40129 | Rock Creek Powerhouse | RCKCRK_7_UNIT 2 | PG&E | CA | Plumas | Plumas County | Hydro | Small | Existing | 1950-03-01 | 2099-12-31 | 1 | 11 | 31.9 | 33% | CAISO | CAISO | CAISO | Small_Hydro | None | 1 | #N/A | RCKCRK_7_UNIT 2 | CAISO_Small_Hydro | 31.9 | 0
129 | PG40131 | Rock Creek (SB32) | PLACVL_1_RCKCRE | PG&E | CA | El Dorado | El Dorado County | Hydro | Small | Existing | 2016-10-27 | 2036-10-26 | 1 | 2.8 | 6.3 | 26% | CAISO | CAISO | CAISO | Small_Hydro | None | 1 | #N/A | PLACVL_1_RCKCRE | CAISO_Small_Hydro | 6.3 | 0
130 | PG40137 | Solano Irrigation District (SID)(ID/WA) | MONTPH_7_UNITS | PG&E | CA | Napa | Sacramento River Valley | Hydro | Small | Existing | 1981-09-01 | 2030-12-31 | 1 | 11.9 | 32.8 | 31% | CAISO | CAISO | CAISO | Small_Hydro | Northern_California | 1 | #N/A | MONTPH_7_UNITS | CAISO_Small_Hydro | 32.8 | 0
131 | PG4019 | Eif Haypress, LLC (Lwr) | HAYPRS_6_QFUNTS | PG&E | CA | Sierra | Sierra County | Hydro | Small | Existing | 1989-04-11 | 2019-04-10 | 1 | 6.1 | 8.2 | 15% | CAISO | CAISO | CAISO | Small_Hydro | None | 1 | #N/A | HAYPRS_6_QFUNTS | CAISO_Small_Hydro | 8.2 | 0
132 | PG4020 | Eif Haypress LLC (Mdl) | HAYPRS_6_QFUNTS | PG&E | CA | Sierra | Sierra County | Hydro | Small | Existing | 1989-04-15 | 2019-04-14 | 1 | 8.7 | 8.5 | 11% | CAISO | CAISO | CAISO | Small_Hydro | None | 1 | #N/A | HAYPRS_6_QFUNTS | CAISO_Small_Hydro | 8.5 | 0
133 | PG4022 | El Dorado (Montgomery Ck) | ELDORO_7_UNIT 1 | PG&E | CA | El Dorado | Round Mountain - B | Hydro | Small | Existing | 1987-02-28 | 2017-02-27 | 1 | 2.6 | 8.7 | 38% | CAISO | CAISO | CAISO | Small_Hydro | Northern_California | 1 | #N/A | ELDORO_7_UNIT 1 | CAISO_Small_Hydro | 8.7 | 0
134 | PG4025 | Far West Power Corporation | FULTON_1_QF | PG&E | CA | Mendocino | Mendocino County | Hydro | Small | Existing | 1987-09-30 | 2017-09-29 | 1 | 0.4 | 0.2 | 6% | CAISO | CAISO | CAISO | Small_Hydro | None | 1 | #N/A | FULTON_1_QF | CAISO_Small_Hydro | 0.2 | 0
135 | PG4026 | Five Bears Hydroelectric | TBLMTN_6_QF | PG&E | CA | Plumas | Plumas County | Hydro | Small | Existing | 1989-04-27 | 2019-04-26 | 1 | 1 | 1 | 12% | CAISO | CAISO | CAISO | Small_Hydro | None | 1 | #N/A | TBLMTN_6_QF | CAISO_Small_Hydro | 1 | 0
136 | PG4027 | Friant Power Authority | FRIANT_6_UNITS | PG&E | CA | Fresno | Westlands | Hydro | Small | Existing | 1985-04-16 | 2015-12-31 | 0 | 25 | 80.1 | 37% | CAISO | CAISO | CAISO | Small_Hydro | Westlands | 1 | #N/A | FRIANT_6_UNITS | CAISO_Small_Hydro | 80.1 | 0
137 | PG4031 | Salmon Creek Hydroelectric Company, LLC | ALLGNY_6_HYDRO1 | PG&E | CA | Sierra | Sierra County | Hydro | Small | Existing | 1984-11-28 | 2014-11-27 | 0 | 0.6 | 2 | 39% | CAISO | CAISO | CAISO | Small_Hydro | None | 1 | #N/A | ALLGNY_6_HYDRO1 | CAISO_Small_Hydro | 2 | 0
138 | PG4035 | Jackson Valley Irrigation District FiT | TESLA_1_QF | PG&E | CA | Amador | Amador County | Hydro | Small | Existing | 2012-04-01 | 2032-03-31 | 1 | 0.5 | 2.3 | 58% | CAISO | CAISO | CAISO | Small_Hydro | None | 1 | #N/A | TESLA_1_QF | CAISO_Small_Hydro | 2.3 | 0
139 | PG4039 | Olcese Water District | RIOBRV_6_UNIT 1 | PG&E | CA | Kern | Westlands | Hydro | Small | Existing | 1989-05-18 | 2019-05-17 | 1 | 16 | 34 | 24% | CAISO | CAISO | CAISO | Small_Hydro | Westlands | 1 | #N/A | RIOBRV_6_UNIT 1 | CAISO_Small_Hydro | 34 | 0
140 | PG4040 | Kings River Hydro Co. | MCCALL_1_QF | PG&E | CA | Fresno | Westlands | Hydro | Small | Existing | 1990-08-19 | 2020-08-18 | 1 | 1 | 1.4 | 16% | CAISO | CAISO | CAISO | Small_Hydro | Westlands | 1 | #N/A | MCCALL_1_QF | CAISO_Small_Hydro | 1.4 | 0
141 | PG4041 | Lassen Station Hydro | TBLMTN_6_QF | PG&E | CA | Butte | Sacramento River Valley | Hydro | Small | Existing | 1986-05-22 | 2016-05-21 | 1 | 1 | 2.7 | 31% | CAISO | CAISO | CAISO | Small_Hydro | Northern_California | 1 | #N/A | TBLMTN_6_QF | CAISO_Small_Hydro | 2.7 | 0
142 | PG4043 | Madera Canal (1174 + 84) | STOREY_2_MDRCH2 | PG&E | CA | Madera | Westlands | Hydro | Small | Existing | 1986-04-11 | 2016-04-10 | 0 | 0.6 | 1.4 | 29% | CAISO | CAISO | CAISO | Small_Hydro | Westlands | 1 | #N/A | STOREY_2_MDRCH2 | CAISO_Small_Hydro | 1.4 | 0
143 | PG4044 | Madera Canal (1923) | STOREY_2_MDRCH4 | PG&E | CA | Madera | Westlands | Hydro | Small | Existing | 1986-04-01 | 2016-03-31 | 0 | 0.9 | 1.7 | 21% | CAISO | CAISO | CAISO | Small_Hydro | Westlands | 1 | #N/A | STOREY_2_MDRCH4 | CAISO_Small_Hydro | 1.7 | 0
144 | PG4045 | Madera Canal Station 1302 | STOREY_2_MDRCH3 | PG&E | CA | Madera | Westlands | Hydro | Small | Existing | 1986-04-16 | 2016-04-15 | 0 | 0.4 | 0.7 | 19% | CAISO | CAISO | CAISO | Small_Hydro | Westlands | 1 | #N/A | STOREY_2_MDRCH3 | CAISO_Small_Hydro | 0.7 | 0
145 | PG4046 | Madera-Chowchilla Water And Power Authority | STOREY_7_MDRCHW | PG&E | CA | Madera | Westlands | Hydro | Small | Existing | 1985-02-02 | 2015-03-31 | 0 | 2 | 4 | 23% | CAISO | CAISO | CAISO | Small_Hydro | Westlands | 1 | #N/A | STOREY_7_MDRCHW | CAISO_Small_Hydro | 4 | 0
146 | PG4048 | Mega Hydro #1 (Clover Creek) | CLOVER_2_UNIT | PG&E | CA | Shasta | Round Mountain - B | Hydro | Small | Existing | 1986-02-21 | 2016-02-20 | 0 | 1 | 3.9 | 44% | CAISO | CAISO | CAISO | Small_Hydro | Northern_California | 1 | #N/A | CLOVER_2_UNIT | CAISO_Small_Hydro | 3.9 | 0
147 | PG4050 | Mega Renewables (Bidwell Ditch) | HATLOS_6_QFUNTS | PG&E | CA | Shasta | Round Mountain - B | Hydro | Small | Existing | 1987-02-22 | 2017-02-21 | 1 | 2 | 11.1 | 63% | CAISO | CAISO | CAISO | Small_Hydro | Northern_California | 1 | #N/A | HATLOS_6_QFUNTS | CAISO_Small_Hydro | 11.1 | 0
148 | PG4051 | Mega Renewables (Hatchet Crk) | COVERD_2_QFUNTS | PG&E | CA | Shasta | Round Mountain - B | Hydro | Small | Existing | 1987-01-05 | 2017-01-04 | 1 | 7 | 17.7 | 29% | CAISO | CAISO | CAISO | Small_Hydro | Northern_California | 1 | #N/A | COVERD_2_QFUNTS | CAISO_Small_Hydro | 17.7 | 0
149 | PG4052 | Mega Renewables (Roaring Crk) | COVERD_2_QFUNTS | PG&E | CA | Shasta | Round Mountain - B | Hydro | Small | Existing | 1986-12-05 | 2016-12-04 | 1 | 2 | 6 | 34% | CAISO | CAISO | CAISO | Small_Hydro | Northern_California | 1 | #N/A | COVERD_2_QFUNTS | CAISO_Small_Hydro | 6 | 0
150 | PG4053 | Mega Renewables (Silver Springs) | PIT5_7_QFUNTS | PG&E | CA | Shasta | Round Mountain - B | Hydro | Small | Existing | 1987-08-15 | 2017-08-14 | 1 | 0.6 | 2.1 | 41% | CAISO | CAISO | CAISO | Small_Hydro | Northern_California | 1 | #N/A | PIT5_7_QFUNTS | CAISO_Small_Hydro | 2.1 | 0
151 | PG4055 | Mill & Sulphur Creek | LOWGAP_1_SUPHR | PG&E | CA | Humboldt | Humboldt County | Hydro | Small | Existing | 1988-02-23 | 2014-12-31 | 1 | 1 | 1.9 | 21% | CAISO | CAISO | CAISO | Small_Hydro | None | 1 | #N/A | LOWGAP_1_SUPHR | CAISO_Small_Hydro | 1.9 | 0
152 | PG4057 | Nelson Creek Power Inc. | PIT5_7_QFUNTS | PG&E | CA | Shasta | Round Mountain - B | Hydro | Small | Existing | 1988-12-19 | 2018-12-18 | 1 | 1.1 | 2.9 | 30% | CAISO | CAISO | CAISO | Small_Hydro | Northern_California | 1 | #N/A | PIT5_7_QFUNTS | CAISO_Small_Hydro | 2.9 | 0
153 | PG4058 | Nevada Irrigation District (NID) (RPS) - Dutch Flat / Rollins / Bowman | DUTCH2_7_UNIT 1 | PG&E | CA | Multiple | Unknown | Hydro | Small | Existing | 2013-07-01 | 2033-06-30 | 1 | 42.6 | 188.4 | 50% | CAISO | CAISO | CAISO | Small_Hydro | - | 1 | #N/A | DUTCH2_7_UNIT 1 | CAISO_Small_Hydro | 188.4 | 0
154 | PG4064 | Olsen Power Partners | OLSEN_2_UNIT | PG&E | CA | Shasta | Lassen North | Hydro | Small | Existing | 1990-01-03 | 2020-01-02 | 1 | 5 | 8.8 | 20% | CAISO | CAISO | CAISO | Small_Hydro | Northern_California | 1 | #N/A | OLSEN_2_UNIT | CAISO_Small_Hydro | 8.8 | 0
155 | PG4065 | Orange Cove Irrigation Dist. | MCCALL_1_QF | PG&E | CA | Fresno | Westlands | Hydro | Small | Existing | 1990-08-23 | 2020-08-22 | 1 | 0.5 | 3.4 | 86% | CAISO | CAISO | CAISO | Small_Hydro | Westlands | 1 | #N/A | MCCALL_1_QF | CAISO_Small_Hydro | 3.4 | 0
156 | PG4067 | PCWA (RPS) - French Meadows / Oxbow / Hell Hole | FMEADO_7_UNIT | PG&E | CA | Multiple | Unknown | Hydro | Small | Existing | 2013-05-01 | 2017-12-31 | 1 | 24.6 | 93 | 43% | CAISO | CAISO | CAISO | Small_Hydro | - | 1 | #N/A | FMEADO_7_UNIT | CAISO_Small_Hydro | 93 | 0
157 | PG4069 | Rock Creek L.P. | PLACVL_1_RCKCRE | PG&E | CA | El Dorado | El Dorado County | Hydro | Small | Existing | 1986-04-24 | 2016-04-23 | 0 | 3 | 2.7 | 10% | CAISO | CAISO | CAISO | Small_Hydro | None | 1 | #N/A | PLACVL_1_RCKCRE | CAISO_Small_Hydro | 2.7 | 0
158 | PG4071 | Santa Clara Valley Water Dist. | METCLF_1_QF | PG&E | CA | Santa Clara | Santa Clara County | Hydro | Small | Existing | 1988-12-01 | 2018-11-30 | 1 | 0.8 | 0.8 | 11% | CAISO | CAISO | CAISO | Small_Hydro | None | 1 | #N/A | METCLF_1_QF | CAISO_Small_Hydro | 0.8 | 0
159 | PG4073 | Shamrock Utilities (Cedar Flat) |  | PG&E | CA | Trinity | Trinity County | Hydro | Small | Existing | 1984-01-09 | 2015-04-16 | 0 | 0.3 | 1.2 | 44% | CAISO | CAISO | CAISO | Small_Hydro | None | 1 | #N/A | Shamrock Utilities (Cedar Flat) | CAISO_Small_Hydro | 1.2 | 0
160 | PG4074 | Shamrock Utilities (Clover Leaf) |  | PG&E | CA | Shasta | Round Mountain - B | Hydro | Small | Existing | 1985-02-01 | 2015-04-14 | 0 | 0.2 | 0.7 | 40% | CAISO | CAISO | CAISO | Small_Hydro | Northern_California | 1 | #N/A | Shamrock Utilities (Clover Leaf) | CAISO_Small_Hydro | 0.7 | 0
161 | PG4076 | Snow Mountain Hydro LLC (Burney Creek) | SPBURN_7_SNOWMT | PG&E | CA | Shasta | Round Mountain - B | Hydro | Small | Existing | 1990-03-28 | 2020-03-27 | 1 | 3 | 5.6 | 21% | CAISO | CAISO | CAISO | Small_Hydro | Northern_California | 1 | #N/A | SPBURN_7_SNOWMT | CAISO_Small_Hydro | 5.6 | 0
162 | PG4077 | Snow Mountain Hydro LLC (Cove) | COVERD_2_QFUNTS | PG&E | CA | Shasta | Round Mountain - B | Hydro | Small | Existing | 1990-02-20 | 2020-02-19 | 1 | 5 | 14.8 | 34% | CAISO | CAISO | CAISO | Small_Hydro | Northern_California | 1 | #N/A | COVERD_2_QFUNTS | CAISO_Small_Hydro | 14.8 | 0
163 | PG4080 | Snow Mountain Hydro LLC (Ponderosa Bailey Creek) | VOLTA_7_QFUNTS | PG&E | CA | Shasta | Round Mountain - B | Hydro | Small | Existing | 1990-02-25 | 2020-02-24 | 1 | 1.1 | 2.3 | 23% | CAISO | CAISO | CAISO | Small_Hydro | Northern_California | 1 | #N/A | VOLTA_7_QFUNTS | CAISO_Small_Hydro | 2.3 | 0
164 | PG4087 | Sts Hydropower Ltd. (Kanaka) | KANAKA_1_UNIT | PG&E | CA | Butte | Sacramento River Valley | Hydro | Small | Existing | 1989-02-13 | 2019-02-12 | 1 | 1.1 | 1.7 | 18% | CAISO | CAISO | CAISO | Small_Hydro | Northern_California | 1 | #N/A | KANAKA_1_UNIT | CAISO_Small_Hydro | 1.7 | 0
165 | PG4088 | STS Hydropower (Kekawaka) | KEKAWK_6_UNIT | PG&E | CA | Trinity and Humboldt | Humboldt County | Hydro | Small | Existing | 2012-10-01 | 2015-05-31 | 1 | 5.4 | 16 | 34% | CAISO | CAISO | CAISO | Small_Hydro | None | 1 | #N/A | KEKAWK_6_UNIT | CAISO_Small_Hydro | 16 | 0
166 | PG4092 | Tko Power (South Bear Creek) | TKOPWR_2_UNIT | PG&E | CA | Shasta | Round Mountain - B | Hydro | Small | Existing | 1986-01-15 | 2016-01-14 | 1 | 3 | 4.2 | 16% | CAISO | CAISO | CAISO | Small_Hydro | Northern_California | 1 | #N/A | TKOPWR_2_UNIT | CAISO_Small_Hydro | 4.2 | 0
167 | PG4094 | Tri-Dam Authority | SNDBAR_7_UNIT 1 | PG&E | CA | Tuolumne | Tuolumne County | Hydro | Small | Existing | 1987-01-01 | 2016-12-31 | 1 | 16.2 | 78.2 | 55% | CAISO | CAISO | CAISO | Small_Hydro | None | 1 | #N/A | SNDBAR_7_UNIT 1 | CAISO_Small_Hydro | 78.2 | 0
168 | PG4096 | Water Wheel Ranch QF | CEDRCK_6_UNIT | PG&E | CA | Shasta | Round Mountain - B | Hydro | Small | Existing | 1984-03-22 | 2015-03-31 | 0 | 1 | 3 | 35% | CAISO | CAISO | CAISO | Small_Hydro | Northern_California | 1 | #N/A | CEDRCK_6_UNIT | CAISO_Small_Hydro | 3 | 0
169 | PG4099 | Yuba County Water Agency (Deadwood Creek) | DEADCK_1_UNIT | PG&E | CA | Yuba | Yuba County | Hydro | Small | Existing | 1990-01-29 | 2020-01-28 | 1 | 2 | 2.9 | 17% | CAISO | CAISO | CAISO | Small_Hydro | California | 1 | #N/A | DEADCK_1_UNIT | CAISO_Small_Hydro | 2.9 | 0
170 | PG4100 | Yuba County Water Agency (Fish Release) | TBLMTN_6_QF | PG&E | CA | Yuba | Yuba County | Hydro | Small | Existing | 1986-09-30 | 2016-09-29 | 1 | 0.2 | 1.1 | 80% | CAISO | CAISO | CAISO | Small_Hydro | California | 1 | #N/A | TBLMTN_6_QF | CAISO_Small_Hydro | 1.1 | 0
171 | PG4101 | Cox Ave Hydro |  | PG&E | CA | Santa Clara | Santa Clara County | Hydro | Small | Existing | 2011-11-22 | 2031-11-21 | 1 | 0.1 | 0.6 | 61% | CAISO | CAISO | CAISO | Small_Hydro | None | 1 | #N/A | Cox Ave Hydro | CAISO_Small_Hydro | 0.6 | 0
172 | PG4102 | Norman Ross Burgess - Three Forks Water Power Project | FTSWRD_6_TRFORK | PG&E | CA | Trinity | Trinity County | Hydro | Small | Existing | 2011-11-01 | 2031-10-31 | 1 | 1.6 | 8 | 56% | CAISO | CAISO | CAISO | Small_Hydro | None | 1 | #N/A | FTSWRD_6_TRFORK | CAISO_Small_Hydro | 8 | 0
173 | PG4103 | Wolfsen Bypass FiT |  | PG&E | CA | Merced | Los Banos | Hydro | Small | Existing | 2012-05-01 | 2022-04-30 | 1 | 1 | 5 | 58% | CAISO | CAISO | CAISO | Small_Hydro | Central_Valley_North_Los_Banos | 1 | #N/A | Wolfsen Bypass FiT | CAISO_Small_Hydro | 5 | 0
174 | PG4104 | Big Creek Waterworks | GRSCRK_6_BGCKWW | PG&E | CA | Trinity | Trinity County | Hydro | Small | Existing | 2010-01-01 | 2030-06-22 | 1 | 4.8 | 8 | 19% | CAISO | CAISO | CAISO | Small_Hydro | None | 1 | #N/A | GRSCRK_6_BGCKWW | CAISO_Small_Hydro | 8 | 0
175 | PG4105 | El Dorado Irrigation District | ELDORO_7_UNIT 1 | PG&E | CA | Multiple | Unknown | Hydro | Small | Existing | 2010-05-19 | 2021-05-15 | 1 | 22 | 99.3 | 52% | CAISO | CAISO | CAISO | Small_Hydro | - | 1 | #N/A | ELDORO_7_UNIT 1 | CAISO_Small_Hydro | 99.3 | 0
176 | PG4106 | San Luis Bypass FiT |  | PG&E | CA | Merced | Los Banos | Hydro | Small | Existing | 2012-05-01 | 2022-04-30 | 1 | 0.6 | 3 | 57% | CAISO | CAISO | CAISO | Small_Hydro | Central_Valley_North_Los_Banos | 1 | #N/A | San Luis Bypass FiT | CAISO_Small_Hydro | 3 | 0
177 | PG4107 | NID Scotts Flat FiT | RIOOSO_1_QF | PG&E | CA | Nevada | Nevada County | Hydro | Small | Existing | 2010-06-01 | 2020-05-31 | 1 | 0.9 | 3.2 | 43% | CAISO | CAISO | CAISO | Small_Hydro | None | 1 | #N/A | RIOOSO_1_QF | CAISO_Small_Hydro | 3.2 | 0
178 | PG4108 | T&G Hydro |  | PG&E | CA | Shasta | Round Mountain - B | Hydro | Small | Existing | 2012-01-17 | 2032-01-16 | 1 | 0.5 | 2.6 | 57% | CAISO | CAISO | CAISO | Small_Hydro | Northern_California | 1 | #N/A | T&G Hydro | CAISO_Small_Hydro | 2.6 | 0
179 | PG4109 | Vecino Vineyards FiT |  | PG&E | CA | Mendocino | Mendocino County | Hydro | Small | Existing | 2011-04-19 | 2026-04-18 | 1 | 0.3 | 0.1 | 3% | CAISO | CAISO | CAISO | Small_Hydro | None | 1 | #N/A | Vecino Vineyards FiT | CAISO_Small_Hydro | 0.1 | 0
180 | PG4110 | Combie North FiT | HIGGNS_1_COMBIE | PG&E | CA | Nevada | Nevada County | Hydro | Small | Existing | 2009-10-06 | 2024-10-05 | 1 | 0.5 | 1.3 | 30% | CAISO | CAISO | CAISO | Small_Hydro | None | 1 | #N/A | HIGGNS_1_COMBIE | CAISO_Small_Hydro | 1.3 | 0
181 | PG4111 | Combie South FiT | HIGGNS_1_COMBIE | PG&E | CA | Nevada | Nevada County | Hydro | Small | Existing | 2010-05-01 | 2020-04-30 | 1 | 1.5 | 3.9 | 30% | CAISO | CAISO | CAISO | Small_Hydro | None | 1 | #N/A | HIGGNS_1_COMBIE | CAISO_Small_Hydro | 3.9 | 0
182 | PG4112 | Snow Mountain Hydro (Lost Creek 1) - Contract | HATLOS_6_LSCRK | PG&E | CA | Shasta | Round Mountain - B | Hydro | Small | Existing | 2010-01-01 | 2019-12-31 | 1 | 1.1 | 9.6 | 100% | CAISO | CAISO | CAISO | Small_Hydro | Northern_California | 1 | #N/A | HATLOS_6_LSCRK | CAISO_Small_Hydro | 9.6 | 0
183 | PG4113 | Snow Mountain Hydro (Lost Creek 2) - Contract | HATLOS_6_LSCRK | PG&E | CA | Shasta | Round Mountain - B | Hydro | Small | Existing | 2010-01-01 | 2019-12-31 | 1 | 0.5 | 4.4 | 100% | CAISO | CAISO | CAISO | Small_Hydro | Northern_California | 1 | #N/A | HATLOS_6_LSCRK | CAISO_Small_Hydro | 4.4 | 0
184 | PG4114 | SGE Site 1 |  | PG&E | CA | Nevada | Nevada County | Hydro | Small | Existing | 2010-06-24 | 2030-06-23 | 1 | 0 | 0.2 | 51% | CAISO | CAISO | CAISO | Small_Hydro | None | 1 | #N/A | SGE Site 1 | CAISO_Small_Hydro | 0.2 | 0
185 | PG4115 | SFWP (RPS) - Sly Creek / Kelly Ridge | KELYRG_6_UNIT | PG&E | CA | Multiple | Unknown | Hydro | Small | Existing | 2010-07-01 | 2020-06-30 | 1 | 23 | 106 | 53% | CAISO | CAISO | CAISO | Small_Hydro | - | 1 | #N/A | KELYRG_6_UNIT | CAISO_Small_Hydro | 106 | 0
186 | PG4116 | Buckeye Hydroelectric Project |  | PG&E | CA | El Dorado | El Dorado County | Hydro | Small | Existing | 2008-08-15 | 2028-08-14 | 1 | 0.4 | 2 | 57% | CAISO | CAISO | CAISO | Small_Hydro | None | 1 | #N/A | Buckeye Hydroelectric Project | CAISO_Small_Hydro | 2 | 0
187 | PG4117 | Tunnel Hill Hydroelectric Project |  | PG&E | CA | El Dorado | El Dorado County | Hydro | Small | Existing | 2009-05-22 | 2029-05-21 | 1 | 0.6 | 3 | 57% | CAISO | CAISO | CAISO | Small_Hydro | None | 1 | #N/A | Tunnel Hill Hydroelectric Project | CAISO_Small_Hydro | 3 | 0
188 | PG4126 | South Sutter Water FiT | TBLMTN_6_QF | PG&E | CA | Placer | Placer County (Partial) | Hydro | Small | Existing | 2012-01-24 | 2022-01-23 | 1 | 0.4 | 2 | 58% | CAISO | CAISO | CAISO | Small_Hydro | None | 1 | #N/A | TBLMTN_6_QF | CAISO_Small_Hydro | 2 | 0
189 | PG4128 | PCWA- Lincoln Metering and Hydroelectric Station |  | PG&E | CA | Placer | Placer County (Partial) | Hydro | Small | Existing | 2015-09-25 | 2035-09-24 | 1 | 0.3 | 1.6 | 58% | CAISO | CAISO | CAISO | Small_Hydro | None | 1 | #N/A | PCWA- Lincoln Metering and Hydroelectric Station | CAISO_Small_Hydro | 1.6 | 0
190 | PG50001 | Villa Sorriso Solar |  | PG&E | CA | Napa | Sacramento River Valley | Solar PV | Fixed Tilt - 20MW+ | Existing | 1993-04-16 | 2099-12-31 | 1 | 0 | 0 | 3% | CAISO | CAISO | CAISO | Solar | Northern_California | 1 | #N/A | Villa Sorriso Solar | CAISO_Solar | 0 | 1
191 | PG50004 | GreenLight- Peacock Solar Project |  | PG&E | CA | Tulare | Westlands | Solar PV | Tracking - 20MW+ | New | 2016-02-03 | 2036-02-02 | 1 | 1 | 1.4 | 16% | CAISO | CAISO | CAISO | Solar | Westlands | 0.84 | #N/A | GreenLight- Peacock Solar Project | CAISO_Solar | 1.4 | 1
192 | PG50007 | ImMODO- Lemoore 1 | HENRTA_6_SOLAR1 | PG&E | CA | Kings | Westlands | Solar PV | Fixed Tilt - 20MW+ | Existing | 2016-02-01 | 2036-01-31 | 1 | 1.5 | 2.1 | 16% | CAISO | CAISO | CAISO | Solar | Westlands | 1 | #N/A | HENRTA_6_SOLAR1 | CAISO_Solar | 2.1 | 1
193 | PG50015 | Pristine Sun- 2154 Foote |  | PG&E | CA | Butte | Sacramento River Valley | Solar PV | Fixed Tilt - 20MW+ | New | 2016-11-18 | 2036-11-17 | 1 | 0.3 | 0.4 | 16% | CAISO | CAISO | CAISO | Solar | Northern_California | 0.84 | #N/A | Pristine Sun- 2154 Foote | CAISO_Solar | 0.4 | 1
194 | PG50017 | Pristine Sun- 2192 Ramirez |  | PG&E | CA | Tehama | Sacramento River Valley | Solar PV | Tracking - 20MW+ | New | 2016-02-11 | 2036-02-10 | 1 | 0.5 | 0.7 | 16% | CAISO | CAISO | CAISO | Solar | Northern_California | 0.84 | #N/A | Pristine Sun- 2192 Ramirez | CAISO_Solar | 0.7 | 1
195 | PG50018 | Bakersfield 111 | BKRFLD_2_SOLAR1 | PG&E | CA | Kern | Westlands | Solar PV | Fixed Tilt - 20MW+ | Existing | 2015-07-28 | 2035-07-27 | 1 | 1.4 | 19.6 | 160% | CAISO | CAISO | CAISO | Solar | Westlands | 1 | #N/A | BKRFLD_2_SOLAR1 | CAISO_Solar | 19.6 | 1
196 | PG50020 | Woodmere Solar Farm - RAM 4 | LAMONT_1_SOLAR3 | PG&E | CA | Kern | Tehachapi | Solar PV | Tracking - 20MW+ | Existing | 2015-12-23 | 2036-02-24 | 1 | 15 | 32.9 | 25% | CAISO | CAISO | CAISO | Solar | Tehachapi | 1 | #N/A | LAMONT_1_SOLAR3 | CAISO_Solar | 32.9 | 1
197 | PG50021 | CED Lost Hills Solar, LLC (fka Blackwell Solar Park, LLC) - RAM 4 | LHILLS_6_SOLAR1 | PG&E | CA | Kern | Carrizo North | Solar PV | Tracking - 20MW+ | Existing | 2016-08-03 | 2036-09-16 | 1 | 20 | 48.2 | 27% | CAISO | CAISO | CAISO | Solar | Greater_Carrizo | 1 | #N/A | LHILLS_6_SOLAR1 | CAISO_Solar | 48.2 | 1
198 | PG50022 | Putah Creek Solar Farms (SB32) | PUTHCR_1_SOLAR1 | PG&E | CA | Yolo | Solano | Solar PV | Tracking - 20MW+ | Existing | 2014-12-23 | 2034-12-22 | 1 | 2 | 4.6 | 26% | CAISO | CAISO | CAISO | Solar | Solano | 1 | #N/A | PUTHCR_1_SOLAR1 | CAISO_Solar | 4.6 | 1
199 | PG50023 | NDP1 (SB32) | S_RITA_6_SOLAR1 | PG&E | CA | Merced | Los Banos | Solar PV | Fixed Tilt - 20MW+ | Existing | 2015-05-28 | 2035-05-27 | 1 | 1.5 | 2.8 | 21% | CAISO | CAISO | CAISO | Solar | Central_Valley_North_Los_Banos | 1 | #N/A | S_RITA_6_SOLAR1 | CAISO_Solar | 2.8 | 1
200 | PG50024 | Peterson Rd. Solar I (SB32) (ReMAT) |  | PG&E | CA | Kern | Westlands | Solar PV | Tracking - 20MW+ | New | 2016-04-30 | 2036-04-29 | 1 | 2 | 3.8 | 21% | CAISO | CAISO | CAISO | Solar | Westlands | 0.84 | #N/A | Peterson Rd. Solar I (SB32) (ReMAT) | CAISO_Solar | 3.8 | 1
201 | PG50025 | RGA2 Solar (SB32) (ReMAT) |  | PG&E | CA | Fresno | Westlands | Solar PV | Fixed Tilt - 20MW+ | New | 2016-02-01 | 2036-01-31 | 1 | 1.8 | 3.4 | 22% | CAISO | CAISO | CAISO | Solar | Westlands | 0.84 | #N/A | RGA2 Solar (SB32) (ReMAT) | CAISO_Solar | 3.4 | 1
202 | PG50026 | 2184 Gruber (SB32) |  | PG&E | CA | Glenn | Sacramento River Valley | Solar PV | Tracking - 20MW+ | New | 2016-03-23 | 2036-03-22 | 1 | 1.5 | 2.9 | 22% | CAISO | CAISO | CAISO | Solar | Northern_California | 0.84 | #N/A | 2184 Gruber (SB32) | CAISO_Solar | 2.9 | 1
203 | PG50028 | CalRENEW-1 (1st Amended & Restated) | MENBIO_6_RENEW1 | PG&E | CA | Fresno | Westlands | Solar PV | Fixed Tilt - 20MW+ | Existing | 2010-04-30 | 2030-04-29 | 1 | 5 | 9 | 21% | CAISO | CAISO | CAISO | Solar | Westlands | 1 | #N/A | MENBIO_6_RENEW1 | CAISO_Solar | 9 | 1
204 | PG50029 | 3N Energy Woodland |  | PG&E | CA | Yolo | Solano | Solar PV | Fixed Tilt - 20MW+ | New | 2016-06-27 | 2036-06-26 | 1 | 0.5 | 0.9 | 21% | CAISO | CAISO | CAISO | Solar | Solano | 0.84 | #N/A | 3N Energy Woodland | CAISO_Solar | 0.9 | 1
205 | PG50030 | Camden 1 FIT (GASNA 30P) |  | PG&E | CA | Fresno | Westlands | Solar PV | Tracking - 20MW+ | New | 2016-04-15 | 2036-04-14 | 1 | 2 | 4.7 | 27% | CAISO | CAISO | CAISO | Solar | Westlands | 0.84 | #N/A | Camden 1 FIT (GASNA 30P) | CAISO_Solar | 4.7 | 1
206 | PG50031 | Gustine 1 FIT 2 (GASNA 60P) |  | PG&E | CA | Merced | Los Banos | Solar PV | Tracking - 20MW+ | New | 2016-06-27 | 2036-06-26 | 1 | 2 | 4.6 | 26% | CAISO | CAISO | CAISO | Solar | Central_Valley_North_Los_Banos | 0.84 | #N/A | Gustine 1 FIT 2 (GASNA 60P) | CAISO_Solar | 4.6 | 1
207 | PG50032 | 2105 Hart (Pristine Sun) |  | PG&E | CA | Tehama | Sacramento River Valley | Solar PV | Tracking - 20MW+ | New | 2016-11-01 | 2036-10-31 | 1 | 0.5 | 1 | 24% | CAISO | CAISO | CAISO | Solar | Northern_California | 0.84 | #N/A | 2105 Hart (Pristine Sun) | CAISO_Solar | 1 | 1
208 | PG50035 | SF Service Center Solar Array 2 |  | PG&E | CA | San Francisco | San Francisco County | Solar PV | Fixed Tilt - 20MW+ | Existing | 2007-06-11 | 2099-12-31 | 1 | 0.1 | - | 0% | CAISO | CAISO | CAISO | Solar | None | 1 | #N/A | SF Service Center Solar Array 2 | CAISO_Solar | 0 | 1
209 | PG50036 | Vaca Dixon Solar Station |  | PG&E | CA | Solano | Solano | Solar PV | Fixed Tilt - 20MW+ | Existing | 2009-12-22 | 2099-12-31 | 1 | 2 | 3 | 17% | CAISO | CAISO | CAISO | Solar | Solano | 1 | #N/A | Vaca Dixon Solar Station | CAISO_Solar | 3 | 1
210 | PG50037 | Westside Solar Station | SCHNDR_1_WSTSDE | PG&E | CA | Fresno | Westlands | Solar PV | Fixed Tilt - 20MW+ | Existing | 2011-08-31 | 2099-12-31 | 1 | 15 | 30.2 | 23% | CAISO | CAISO | CAISO | Solar | Westlands | 1 | #N/A | SCHNDR_1_WSTSDE | CAISO_Solar | 30.2 | 1
211 | PG50038 | Five Points Solar Station | SCHNDR_1_FIVPTS | PG&E | CA | Fresno | Westlands | Solar PV | Fixed Tilt - 20MW+ | Existing | 2011-09-24 | 2099-12-31 | 1 | 15 | 30.1 | 23% | CAISO | CAISO | CAISO | Solar | Westlands | 1 | #N/A | SCHNDR_1_FIVPTS | CAISO_Solar | 30.1 | 1
212 | PG50039 | Stroud Solar Station | STROUD_6_SOLAR | PG&E | CA | Fresno | Westlands | Solar PV | Fixed Tilt - 20MW+ | Existing | 2012-09-26 | 2099-12-31 | 1 | 20 | 40.3 | 23% | CAISO | CAISO | CAISO | Solar | Westlands | 1 | #N/A | STROUD_6_SOLAR | CAISO_Solar | 40.3 | 1
213 | PG50040 | Cantua Solar Station | CANTUA_1_SOLAR | PG&E | CA | Fresno | Westlands | Solar PV | Fixed Tilt - 20MW+ | Existing | 2012-06-19 | 2099-12-31 | 1 | 20 | 43.5 | 25% | CAISO | CAISO | CAISO | Solar | Westlands | 1 | #N/A | CANTUA_1_SOLAR | CAISO_Solar | 43.5 | 1
214 | PG50041 | Huron Solar Station | HURON_6_SOLAR | PG&E | CA | Fresno | Westlands | Solar PV | Fixed Tilt - 20MW+ | Existing | 2012-06-27 | 2099-12-31 | 1 | 20 | 43.8 | 25% | CAISO | CAISO | CAISO | Solar | Westlands | 1 | #N/A | HURON_6_SOLAR | CAISO_Solar | 43.8 | 1
215 | PG50042 | Giffen Solar Station | GIFFEN_6_SOLAR | PG&E | CA | Fresno | Westlands | Solar PV | Fixed Tilt - 20MW+ | Existing | 2012-06-30 | 2099-12-31 | 1 | 10 | 21.7 | 25% | CAISO | CAISO | CAISO | Solar | Westlands | 1 | #N/A | GIFFEN_6_SOLAR | CAISO_Solar | 21.7 | 1
216 | PG50043 | Gates Solar Station | GATES_2_SOLAR | PG&E | CA | Fresno | Westlands | Solar PV | Fixed Tilt - 20MW+ | Existing | 2013-06-24 | 2099-12-31 | 1 | 20 | 45.6 | 26% | CAISO | CAISO | CAISO | Solar | Westlands | 1 | #N/A | GATES_2_SOLAR | CAISO_Solar | 45.6 | 1
217 | PG50044 | West Gates Solar Station | GATES_2_WSOLAR | PG&E | CA | Fresno | Westlands | Solar PV | Fixed Tilt - 20MW+ | Existing | 2013-06-24 | 2099-12-31 | 1 | 10 | 22.4 | 26% | CAISO | CAISO | CAISO | Solar | Westlands | 1 | #N/A | GATES_2_WSOLAR | CAISO_Solar | 22.4 | 1
218 | PG50045 | Guernsey Solar Station | GUERNS_6_SOLAR | PG&E | CA | Kings | Westlands | Solar PV | Tracking - 20MW+ | Existing | 2013-09-18 | 2099-12-31 | 1 | 20 | 52 | 30% | CAISO | CAISO | CAISO | Solar | Westlands | 1 | #N/A | GUERNS_6_SOLAR | CAISO_Solar | 52 | 1
219 | PG50046 | 2241 Alavi (SB32) |  | PG&E | CA | Solano | Solano | Solar PV | Tracking - 20MW+ | New | 2016-05-31 | 2036-05-30 | 1 | 2.1 | 5.6 | 30% | CAISO | CAISO | CAISO | Solar | Solano | 0.84 | #N/A | 2241 Alavi (SB32) | CAISO_Solar | 5.6 | 1
220 | PG50047 | 2275 Hattesen (SB32) |  | PG&E | CA | Kings | Westlands | Solar PV | Tracking - 20MW+ | New | 2017-04-15 | 2037-04-14 | 1 | 1.9 | 4.6 | 28% | CAISO | CAISO | CAISO | Solar | Westlands | 0.84 | #N/A | 2275 Hattesen (SB32) | CAISO_Solar | 4.6 | 1
221 | PG50048 | Maricopa West Solar PV 2, LLC |  | PG&E | CA | Kern | Westlands | Solar PV | Tracking - 20MW+ | New | 2017-07-01 | 2032-08-14 | 1 | 20 | 54.9 | 31% | CAISO | CAISO | CAISO | Solar | Westlands | 0.84 | #N/A | Maricopa West Solar PV 2, LLC | CAISO_Solar | 54.9 | 1
222 | PG50049 | Portal Ridge Solar C Project | GLDFGR_6_SOLAR2 | PG&E | CA | Los Angeles | Ventura County (Partial) | Solar PV | Tracking - 20MW+ | Existing | 2016-11-14 | 2036-12-28 | 1 | 11.4 | 29.7 | 30% | CAISO | CAISO | CAISO | Solar | None | 1 | #N/A | GLDFGR_6_SOLAR2 | CAISO_Solar | 29.7 | 1
223 | PG50050 | SR Solis Oro Loma Teresina, LLC- Project A | OROLOM_1_SOLAR1 | PG&E | CA | Fresno | Westlands | Solar PV | Tracking - 20MW+ | Existing | 2017-01-17 | 2037-03-02 | 1 | 10 | 25.9 | 30% | CAISO | CAISO | CAISO | Solar | Westlands | 1 | #N/A | OROLOM_1_SOLAR1 | CAISO_Solar | 25.9 | 1
224 | PG50051 | Sunray 20 | OROLOM_1_SOLAR1 | PG&E | CA | San Bernardino | San Bernardino - Lucerne | Solar PV | Tracking - 20MW+ | Existing | 2017-07-20 | 2037-09-02 | 1 | 20 | 51.4 | 29% | CAISO | CAISO | CAISO | Solar | Kramer_Inyokern | 1 | #N/A | OROLOM_1_SOLAR1 | CAISO_Solar | 51.4 | 1
225 | PG50052 | SR Solis Rocket, LLC - Project A | AVENAL_6_AVSLR1 | PG&E | CA | Kings | Westlands | Solar PV | Tracking - 20MW+ | Existing | 2017-01-17 | 2037-03-02 | 1 | 7.9 | 19.7 | 28% | CAISO | CAISO | CAISO | Solar | Westlands | 1 | #N/A | AVENAL_6_AVSLR1 | CAISO_Solar | 19.7 | 1
226 | PG50053 | SR Solis Oro Loma Teresina, LLC- Project B | OROLOM_1_SOLAR2 | PG&E | CA | Fresno | Westlands | Solar PV | Tracking - 20MW+ | Existing | 2017-01-17 | 2037-03-02 | 1 | 10 | 25.9 | 30% | CAISO | CAISO | CAISO | Solar | Westlands | 1 | #N/A | OROLOM_1_SOLAR2 | CAISO_Solar | 25.9 | 1
227 | PG50054 | SR Solis Rocket, LLC - Project B | AVENAL_6_AVSLR2 | PG&E | CA | Kings | Westlands | Solar PV | Tracking - 20MW+ | Existing | 2017-01-17 | 2037-03-02 | 1 | 7.9 | 19.7 | 28% | CAISO | CAISO | CAISO | Solar | Westlands | 1 | #N/A | AVENAL_6_AVSLR2 | CAISO_Solar | 19.7 | 1
228 | PG50055 | Pristine Sun - 2042 Baldwin (SB32) |  | PG&E | CA | Lake | Sacramento River Valley | Solar PV | Tracking - 20MW+ | New | 2016-12-24 | 2036-12-23 | 1 | 1.3 | 3 | 28% | CAISO | CAISO | CAISO | Solar | Northern_California | 0.84 | #N/A | Pristine Sun - 2042 Baldwin (SB32) | CAISO_Solar | 3 | 1
229 | PG50056 | Pristine Sun - 2245 Gentry (SB32) |  | PG&E | CA | Placer | Placer County (Partial) | Solar PV | Tracking - 20MW+ | New | 2017-09-01 | 2037-08-31 | 1 | 2.3 | 5.4 | 27% | CAISO | CAISO | CAISO | Solar | None | 0.84 | #N/A | Pristine Sun - 2245 Gentry (SB32) | CAISO_Solar | 5.4 | 1
230 | PG50057 | Pristine Sun - 2257 Campbell (SB32) |  | PG&E | CA | Glenn | Sacramento River Valley | Solar PV | Tracking - 20MW+ | New | 2017-03-11 | 2037-03-10 | 1 | 0.8 | 1.8 | 27% | CAISO | CAISO | CAISO | Solar | Northern_California | 0.84 | #N/A | Pristine Sun - 2257 Campbell (SB32) | CAISO_Solar | 1.8 | 1
231 | PG50058 | Pristine Sun - 2272 McCall (SB32) |  | PG&E | CA | Yuba | Yuba County | Solar PV | Tracking - 20MW+ | New | 2017-03-11 | 2037-03-10 | 1 | 0.5 | 1.1 | 25% | CAISO | CAISO | CAISO | Solar | California | 0.84 | #N/A | Pristine Sun - 2272 McCall (SB32) | CAISO_Solar | 1.1 | 1
232 | PG5012 | Fresh Air Energy IV, LLC - Sonora 1 | PEORIA_1_SOLAR | PG&E | CA | Tuolumne | Tuolumne County | Solar PV | Tracking - 20MW+ | Existing | 2013-12-31 | 2033-12-30 | 1 | 1.5 | 2.1 | 16% | CAISO | CAISO | CAISO | Solar | None | 1 | #N/A | PEORIA_1_SOLAR | CAISO_Solar | 2.1 | 1
233 | PG5019 | Bear Creek Solar Project | LOCKFD_1_BEARCK | PG&E | CA | San Joaquin | Solano | Solar PV | Tracking - 20MW+ | Existing | 2014-02-05 | 2034-02-04 | 1 | 1.5 | 2.1 | 16% | CAISO | CAISO | CAISO | Solar | Solano | 1 | #N/A | LOCKFD_1_BEARCK | CAISO_Solar | 2.1 | 1
234 | PG5024 | Orion Solar - PV 1 | ARVINN_6_ORION1 | PG&E | CA | Kern | Westlands | Solar PV | Tracking - 20MW+ | Existing | 2014-04-14 | 2034-06-25 | 1 | 12 | 28 | 27% | CAISO | CAISO | CAISO | Solar | Westlands | 1 | #N/A | ARVINN_6_ORION1 | CAISO_Solar | 28 | 1
235 | PG5025 | Ignite Solar Holdings 1 - Achomawi |  | PG&E | CA | Shasta | Round Mountain - B | Solar PV | Tracking - 20MW+ | Existing | 2014-03-05 | 2034-03-04 | 1 | 1.5 | 2.1 | 16% | CAISO | CAISO | CAISO | Solar | Northern_California | 1 | #N/A | Ignite Solar Holdings 1 - Achomawi | CAISO_Solar | 2.1 | 1
236 | PG5026 | Ignite Solar Holdings 1 - Ahjumawi |  | PG&E | CA | Shasta | Solano | Solar PV | Tracking - 20MW+ | Existing | 2014-03-05 | 2034-03-04 | 1 | 1.5 | 2.1 | 16% | CAISO | CAISO | CAISO | Solar | Solano | 1 | #N/A | Ignite Solar Holdings 1 - Ahjumawi | CAISO_Solar | 2.1 | 1
237 | PG5029 | Kingsburg 1 | KNGBRG_1_KBSLR1 | PG&E | CA | Tulare | Westlands | Solar PV | Fixed Tilt - 20MW+ | Existing | 2013-12-30 | 2033-12-29 | 1 | 1.5 | 2.1 | 16% | CAISO | CAISO | CAISO | Solar | Westlands | 1 | #N/A | KNGBRG_1_KBSLR1 | CAISO_Solar | 2.1 | 1
238 | PG5030 | Kingsburg 2 | KNGBRG_1_KBSLR2 | PG&E | CA | Tulare | Westlands | Solar PV | Fixed Tilt - 20MW+ | Existing | 2013-12-30 | 2033-12-29 | 1 | 1.5 | 2.1 | 16% | CAISO | CAISO | CAISO | Solar | Westlands | 1 | #N/A | KNGBRG_1_KBSLR2 | CAISO_Solar | 2.1 | 1
239 | PG5031 | Kingsburg 3 |  | PG&E | CA | Tulare | Westlands | Solar PV | Fixed Tilt - 20MW+ | Existing | 2013-12-30 | 2033-12-29 | 1 | 0.8 | 1.1 | 17% | CAISO | CAISO | CAISO | Solar | Westlands | 1 | #N/A | Kingsburg 3 | CAISO_Solar | 1.1 | 1
240 | PG5032 | La Joya Del Sol #1 | WFRESN_1_SOLAR | PG&E | CA | Fresno | Westlands | Solar PV | Tracking - 20MW+ | Existing | 2012-12-24 | 2032-12-23 | 1 | 1.5 | 2.1 | 16% | CAISO | CAISO | CAISO | Solar | Westlands | 1 | #N/A | WFRESN_1_SOLAR | CAISO_Solar | 2.1 | 1
241 | PG5038 | Mesquite Solar 1 | MSOLAR_2_SOLAR1 | PG&E | AZ | Maricopa | AZ_WE | Solar PV | Fixed Tilt - 20MW+ | Existing | 2013-03-08 | 2033-03-07 | 1 | 150 | 305 | 23% | CAISO | CAISO | CAISO | Solar | Arizona | 1 | #N/A | MSOLAR_2_SOLAR1 | CAISO_Solar | 305 | 1
242 | PG5039 | Nickel 1 (New) | TWISSL_6_SOLAR | PG&E | CA | Kern | Westlands | Solar PV | Fixed Tilt - 20MW+ | Existing | 2012-11-28 | 2032-11-27 | 1 | 1.5 | 2.1 | 16% | CAISO | CAISO | CAISO | Solar | Westlands | 1 | #N/A | TWISSL_6_SOLAR | CAISO_Solar | 2.1 | 1
243 | PG5042 | Oakley Executive Solar Project | COCOSB_6_SOLAR | PG&E | CA | Contra Costa | Solano | Solar PV | Fixed Tilt - 20MW+ | Existing | 2013-06-12 | 2033-06-11 | 1 | 1.5 | 2.1 | 16% | CAISO | CAISO | CAISO | Solar | Solano | 1 | #N/A | COCOSB_6_SOLAR | CAISO_Solar | 2.1 | 1
244 | PG5046 | Pristine Sun Alvares 2041 |  | PG&E | CA | Tehama | Sacramento River Valley | Solar PV | Tracking - 20MW+ | Existing | 2014-02-10 | 2034-02-09 | 1 | 0.3 | 0.4 | 18% | CAISO | CAISO | CAISO | Solar | Northern_California | 1 | #N/A | Pristine Sun Alvares 2041 | CAISO_Solar | 0.4 | 1
245 | PG5050 | Pristine Sun Buzzelle |  | PG&E | CA | Butte | Sacramento River Valley | Solar PV | Tracking - 20MW+ | Existing | 2014-03-06 | 2034-03-05 | 1 | 1 | 1.4 | 16% | CAISO | CAISO | CAISO | Solar | Northern_California | 1 | #N/A | Pristine Sun Buzzelle | CAISO_Solar | 1.4 | 1
246 | PG5051 | Pristine Sun Christensen |  | PG&E | CA | Fresno | Westlands | Solar PV | Tracking - 20MW+ | Existing | 2014-02-07 | 2034-02-06 | 1 | 1 | 1.4 | 16% | CAISO | CAISO | CAISO | Solar | Westlands | 1 | #N/A | Pristine Sun Christensen | CAISO_Solar | 1.4 | 1
247 | PG5053 | Pristine Sun Cotton |  | PG&E | CA | Butte | Sacramento River Valley | Solar PV | Tracking - 20MW+ | Existing | 2014-03-03 | 2034-03-02 | 1 | 1 | 1.4 | 16% | CAISO | CAISO | CAISO | Solar | Northern_California | 1 | #N/A | Pristine Sun Cotton | CAISO_Solar | 1.4 | 1
248 | PG5057 | Pristine Sun Fitzjarrell |  | PG&E | CA | Shasta | Round Mountain - B | Solar PV | Tracking - 20MW+ | Existing | 2014-06-27 | 2034-06-26 | 1 | 1 | 1.4 | 16% | CAISO | CAISO | CAISO | Solar | Northern_California | 1 | #N/A | Pristine Sun Fitzjarrell | CAISO_Solar | 1.4 | 1
249 | PG5059 | Pristine Sun Harris | LIVEOK_6_SOLAR | PG&E | CA | Sutter | Sacramento River Valley | Solar PV | Tracking - 20MW+ | Existing | 2014-12-02 | 2034-12-01 | 1 | 1.3 | 1.8 | 16% | CAISO | CAISO | CAISO | Solar | Northern_California | 1 | #N/A | LIVEOK_6_SOLAR | CAISO_Solar | 1.8 | 1
250 | PG5060 | Pristine Sun Helton | ELCAP_1_SOLAR | PG&E | CA | Merced | Los Banos | Solar PV | Tracking - 20MW+ | Existing | 2015-04-30 | 2035-04-29 | 1 | 1.5 | 2.1 | 16% | CAISO | CAISO | CAISO | Solar | Central_Valley_North_Los_Banos | 1 | #N/A | ELCAP_1_SOLAR | CAISO_Solar | 2.1 | 1
251 | PG5061 | Pristine Sun Hill |  | PG&E | CA | San Luis Obispo | Carrizo North | Solar PV | Tracking - 20MW+ | Existing | 2014-02-20 | 2034-02-19 | 1 | 0.8 | 1.1 | 17% | CAISO | CAISO | CAISO | Solar | Greater_Carrizo | 1 | #N/A | Pristine Sun Hill | CAISO_Solar | 1.1 | 1
252 | PG5062 | Pristine Sun Jardine |  | PG&E | CA | San Luis Obispo | Carrizo North | Solar PV | Tracking - 20MW+ | Existing | 2014-03-03 | 2034-03-02 | 1 | 1 | 1.4 | 16% | CAISO | CAISO | CAISO | Solar | Greater_Carrizo | 1 | #N/A | Pristine Sun Jardine | CAISO_Solar | 1.4 | 1
253 | PG5063 | Pristine Sun Jarvis |  | PG&E | CA | Butte | Sacramento River Valley | Solar PV | Tracking - 20MW+ | Existing | 2014-06-27 | 2034-06-26 | 1 | 1 | 1.4 | 16% | CAISO | CAISO | CAISO | Solar | Northern_California | 1 | #N/A | Pristine Sun Jarvis | CAISO_Solar | 1.4 | 1
254 | PG5071 | Pristine Sun Rogers |  | PG&E | CA | Tehama | Sacramento River Valley | Solar PV | Tracking - 20MW+ | Existing | 2013-07-12 | 2033-07-11 | 1 | 0.3 | 0.7 | 32% | CAISO | CAISO | CAISO | Solar | Northern_California | 1 | #N/A | Pristine Sun Rogers | CAISO_Solar | 0.7 | 1
255 | PG5073 | Pristine Sun Scherz |  | PG&E | CA | San Luis Obispo | Carrizo South | Solar PV | Tracking - 20MW+ | Existing | 2014-03-03 | 2034-03-02 | 1 | 0.5 | 0.7 | 16% | CAISO | CAISO | CAISO | Solar | Greater_Carrizo | 1 | #N/A | Pristine Sun Scherz | CAISO_Solar | 0.7 | 1
256 | PG5074 | Pristine Sun Smotherman |  | PG&E | CA | Sutter | Yuba County | Solar PV | Tracking - 20MW+ | Existing | 2014-01-01 | 2033-12-31 | 1 | 0.3 | 0.4 | 16% | CAISO | CAISO | CAISO | Solar | California | 1 | #N/A | Pristine Sun Smotherman | CAISO_Solar | 0.4 | 1
257 | PG5075 | Pristine Sun Stroing |  | PG&E | CA | Tehama | Sacramento River Valley | Solar PV | Tracking - 20MW+ | Existing | 2013-10-02 | 2033-10-01 | 1 | 0.8 | 1.1 | 17% | CAISO | CAISO | CAISO | Solar | Northern_California | 1 | #N/A | Pristine Sun Stroing | CAISO_Solar | 1.1 | 1
258 | PG5076 | Pristine Sun Terzian | REEDLY_6_SOLAR | PG&E | CA | Fresno | Westlands | Solar PV | Tracking - 20MW+ | Existing | 2014-06-17 | 2034-06-16 | 1 | 1.3 | 1.8 | 16% | CAISO | CAISO | CAISO | Solar | Westlands | 1 | #N/A | REEDLY_6_SOLAR | CAISO_Solar | 1.8 | 1
259 | PG5077 | Kansas South - PV 1 | KANSAS_6_SOLAR | PG&E | CA | Kings | Westlands | Solar PV | Tracking - 20MW+ | Existing | 2013-06-07 | 2033-06-24 | 1 | 20 | 48.2 | 28% | CAISO | CAISO | CAISO | Solar | Westlands | 1 | #N/A | KANSAS_6_SOLAR | CAISO_Solar | 48.2 | 1
260 | PG5078 | Enerparc CA1 (FKA San Benito Smart Park) | HOLSTR_1_SOLAR | PG&E | CA | San Benito | San Benito County | Solar PV | Fixed Tilt - 20MW+ | Existing | 2014-06-16 | 2034-06-15 | 1 | 1.5 | 2.1 | 16% | CAISO | CAISO | CAISO | Solar | None | 1 | #N/A | HOLSTR_1_SOLAR | CAISO_Solar | 2.1 | 1
261 | PG5080 | Westlands Solar Farms PV1 | JAYNE_6_WLSLR | PG&E | CA | Fresno | Westlands | Solar PV | Tracking - 20MW+ | Existing | 2014-02-14 | 2034-04-30 | 1 | 18 | 36 | 23% | CAISO | CAISO | CAISO | Solar | Westlands | 1 | #N/A | JAYNE_6_WLSLR | CAISO_Solar | 36 | 1
262 | PG5081 | Alpaugh North | ALPSLR_1_NTHSLR | PG&E | CA | Tulare | Westlands | Solar PV | Tracking - 20MW+ | Existing | 2013-03-08 | 2038-03-07 | 1 | 20 | 33 | 19% | CAISO | CAISO | CAISO | Solar | Westlands | 1 | #N/A | ALPSLR_1_NTHSLR | CAISO_Solar | 33 | 1
263 | PG5082 | Alpaugh 50 | ALPSLR_1_SPSSLR | PG&E | CA | Tulare | Westlands | Solar PV | Tracking - 20MW+ | Existing | 2013-03-08 | 2038-03-07 | 1 | 50 | 113 | 26% | CAISO | CAISO | CAISO | Solar | Westlands | 1 | #N/A | ALPSLR_1_SPSSLR | CAISO_Solar | 113 | 1
264 | PG5083 | Alpine Solar Project | NEENCH_6_SOLAR | PG&E | CA | Los Angeles | Tehachapi | Solar PV | Fixed Tilt - 20MW+ | Existing | 2013-01-18 | 2033-01-17 | 1 | 66 | 140 | 24% | CAISO | CAISO | CAISO | Solar | Tehachapi | 1 | #N/A | NEENCH_6_SOLAR | CAISO_Solar | 140 | 1
265 | PG5084 | AV Solar Ranch One | AVSOLR_2_SOLAR | PG&E | CA | Los Angeles | Tehachapi | Solar PV | Fixed Tilt - 20MW+ | Existing | 2014-11-21 | 2039-11-20 | 1 | 241.5 | 621 | 29% | CAISO | CAISO | CAISO | Solar | Tehachapi | 1 | #N/A | AVSOLR_2_SOLAR | CAISO_Solar | 621 | 1
266 | PG5085 | Atwell Island | ATWELL_1_SOLAR | PG&E | CA | Tulare | Westlands | Solar PV | Fixed Tilt - 20MW+ | Existing | 2013-03-08 | 2038-03-11 | 1 | 20 | 33 | 19% | CAISO | CAISO | CAISO | Solar | Westlands | 1 | #N/A | ATWELL_1_SOLAR | CAISO_Solar | 33 | 1
267 | PG5086 | Avenal Park (Eurus) | AVENAL_6_AVPARK | PG&E | CA | Kings | Westlands | Solar PV | Fixed Tilt - 20MW+ | Existing | 2011-08-05 | 2031-08-04 | 1 | 6 | 10 | 19% | CAISO | CAISO | CAISO | Solar | Westlands | 1 | #N/A | AVENAL_6_AVPARK | CAISO_Solar | 10 | 1
268 | PG5087 | CM48 (fka Sempra Copper Mountain 1) | COPMTN_2_SOLAR1 | PG&E | NV | Clark | NV_SW | Solar PV | Fixed Tilt - 20MW+ | Existing | 2011-01-25 | 2031-01-31 | 1 | 48 | 100 | 24% | CAISO | CAISO | CAISO | Solar | Southern_Nevada | 1 | #N/A | COPMTN_2_SOLAR1 | CAISO_Solar | 100 | 1
269 | PG5088 | Corcoran | WAUKNA_1_SOLAR | PG&E | CA | Kings | Westlands | Solar PV | Tracking - 20MW+ | Existing | 2013-08-14 | 2038-08-14 | 1 | 20 | 33 | 19% | CAISO | CAISO | CAISO | Solar | Westlands | 1 | #N/A | WAUKNA_1_SOLAR | CAISO_Solar | 33 | 1
270 | PG5089 | Desert Center Solar Farm | DSRTSN_2_SOLAR2 | PG&E | CA | Riverside | Riverside East | Solar PV | Fixed Tilt - 20MW+ | Existing | 2014-12-17 | 2039-12-16 | 1 | 300 | 619 | 24% | CAISO | CAISO | CAISO | Solar | Riverside_East_Palm_Springs | 1 | #N/A | DSRTSN_2_SOLAR2 | CAISO_Solar | 619 | 1
271 | PG5090 | High Plains Ranch III | CAVLSR_2_BSOLAR | PG&E | CA | San Luis Obispo | Carrizo South | Solar PV | Tracking - 20MW+ | Existing | 2012-12-31 | 2038-09-30 | 1 | 40 | 112 | 32% | CAISO | CAISO | CAISO | Solar | Greater_Carrizo | 1 | #N/A | CAVLSR_2_BSOLAR | CAISO_Solar | 112 | 1
272 | PG5091 | Kettleman Solar Project | LOCKFD_1_KSOLAR | PG&E | CA | San Joaquin | Solano | Solar PV | Tracking - 20MW+ | Existing | 2014-03-14 | 2034-03-13 | 1 | 1 | 1.4 | 16% | CAISO | CAISO | CAISO | Solar | Solano | 1 | #N/A | LOCKFD_1_KSOLAR | CAISO_Solar | 1.4 | 1
273 | PG5092 | Sand Drag (Eurus) | AVENAL_6_SANDDG | PG&E | CA | Kings | Westlands | Solar PV | Fixed Tilt - 20MW+ | Existing | 2011-08-05 | 2031-08-04 | 1 | 19 | 30 | 18% | CAISO | CAISO | CAISO | Solar | Westlands | 1 | #N/A | AVENAL_6_SANDDG | CAISO_Solar | 30 | 1
274 | PG5093 | Sun City Project (Eurus) | AVENAL_6_SUNCTY | PG&E | CA | Kings | Westlands | Solar PV | Fixed Tilt - 20MW+ | Existing | 2011-08-05 | 2031-08-04 | 1 | 20 | 32 | 18% | CAISO | CAISO | CAISO | Solar | Westlands | 1 | #N/A | AVENAL_6_SUNCTY | CAISO_Solar | 32 | 1
275 | PG5094 | Vintner Solar Project | TMPLTN_2_SOLAR | PG&E | CA | San Luis Obispo | Carrizo North | Solar PV | Tracking - 20MW+ | Existing | 2014-03-06 | 2034-03-05 | 1 | 1.5 | 2.1 | 16% | CAISO | CAISO | CAISO | Solar | Greater_Carrizo | 1 | #N/A | TMPLTN_2_SOLAR | CAISO_Solar | 2.1 | 1
276 | PG5095 | White River | OLIVEP_1_SOLAR | PG&E | CA | Tulare | Westlands | Solar PV | Tracking - 20MW+ | Existing | 2013-06-27 | 2038-06-26 | 1 | 20 | 33 | 19% | CAISO | CAISO | CAISO | Solar | Westlands | 1 | #N/A | OLIVEP_1_SOLAR | CAISO_Solar | 33 | 1
277 | PG5096 | CM10 (fka Sempra El Dorado Solar) | COPMTN_2_CM10 | PG&E | NV | Clark | NV_SW | Solar PV | Fixed Tilt - 20MW+ | Existing | 2009-01-01 | 2028-12-31 | 1 | 10 | 23 | 26% | CAISO | CAISO | CAISO | Solar | Southern_Nevada | 1 | #N/A | COPMTN_2_CM10 | CAISO_Solar | 23 | 1
278 | PG5097 | High Plains Ranch II | CAVLSR_2_RSOLAR | PG&E | CA | San Luis Obispo | Carrizo South | Solar PV | Tracking - 20MW+ | Existing | 2013-10-31 | 2038-10-30 | 1 | 210 | 587.4 | 32% | CAISO | CAISO | CAISO | Solar | Greater_Carrizo | 1 | #N/A | CAVLSR_2_RSOLAR | CAISO_Solar | 587.4 | 1
279 | PG5098 | Topaz Solar Farm | TOPAZ_2_SOLAR | PG&E | CA | San Luis Obispo | Carrizo South | Solar PV | Fixed Tilt - 20MW+ | Existing | 2014-10-27 | 2039-10-26 | 1 | 550 | 1275.1 | 26% | CAISO | CAISO | CAISO | Solar | Greater_Carrizo | 1 | #N/A | TOPAZ_2_SOLAR | CAISO_Solar | 1275.1 | 1
280 | PG5103 | Agua Caliente Solar Project | AGUCAL_5_SOLAR1 | PG&E | AZ | Yuma | AZ_WE | Solar PV | Fixed Tilt - 20MW+ | Existing | 2014-06-23 | 2039-06-22 | 1 | 290 | 688 | 27% | CAISO | CAISO | CAISO | Solar | Arizona | 1 | #N/A | AGUCAL_5_SOLAR1 | CAISO_Solar | 688 | 1
281 | PG5111 | Cloverdale Solar FSEC 1 | CLOVDL_1_SOLAR | PG&E | CA | Sonoma | Sonoma County | Solar PV | Fixed Tilt - 20MW+ | Existing | 2014-06-26 | 2034-06-25 | 1 | 1.5 | 2.1 | 16% | CAISO | CAISO | CAISO | Solar | None | 1 | #N/A | CLOVDL_1_SOLAR | CAISO_Solar | 2.1 | 1
282 | PG5115 | Copper Mountain Solar 2 | COPMT2_2_SOLAR2 | PG&E | NV | Clark | NV_SW | Solar PV | Fixed Tilt - 20MW+ | Existing | 2015-05-13 | 2040-05-12 | 1 | 150 | 303 | 23% | CAISO | CAISO | CAISO | Solar | Southern_Nevada | 1 | #N/A | COPMT2_2_SOLAR2 | CAISO_Solar | 303 | 1
283 | PG5116 | Cuyama Solar Array |  | PG&E | CA | Santa Barbara | Santa Barbara | Solar PV | Tracking - 20MW+ | New | 2019-01-01 | 2043-12-31 | 1 | 40 | 104 | 30% | CAISO | CAISO | CAISO | Solar | Greater_Carrizo | 0.84 | #N/A | Cuyama Solar Array | CAISO_Solar | 104 | 1
284 | PG5121 | Henrietta Solar | HENRTS_1_SOLAR | PG&E | CA | Kings | Westlands | Solar PV | Tracking - 20MW+ | Existing | 2016-10-01 | 2036-09-30 | 1 | 100 | 244.4 | 28% | CAISO | CAISO | CAISO | Solar | Westlands | 1 | #N/A | HENRTS_1_SOLAR | CAISO_Solar | 244.4 | 1
285 | PG5127 | Kansas | LEPRFD_1_KANSAS | PG&E | CA | Kings | Westlands | Solar PV | Tracking - 20MW+ | Existing | 2018-01-01 | 2037-12-31 | 1 | 20 | 46.9 | 27% | CAISO | CAISO | CAISO | Solar | Westlands | 1 | #N/A | LEPRFD_1_KANSAS | CAISO_Solar | 46.9 | 1
286 | PG5130 | Lost Hills Solar |  | PG&E | CA | Kern | Westlands | Solar PV | Tracking - 20MW+ | Existing | 2019-01-01 | 2043-12-31 | 1 | 20 | 47 | 27% | CAISO | CAISO | CAISO | Solar | Westlands | 1 | #N/A | Lost Hills Solar | CAISO_Solar | 47 | 1
287 | PG5131 | North Star Solar | MNDOTA_1_SOLAR1 | PG&E | CA | Fresno | Westlands | Solar PV | Tracking - 20MW+ | Existing | 2015-06-19 | 2035-06-18 | 1 | 60 | 136 | 26% | CAISO | CAISO | CAISO | Solar | Westlands | 1 | #N/A | MNDOTA_1_SOLAR1 | CAISO_Solar | 136 | 1
288 | PG5147 | White River Solar 2 - RAM 2 | OLIVEP_1_SOLAR2 | PG&E | CA | Tulare | Westlands | Solar PV | Tracking - 20MW+ | Existing | 2014-10-02 | 2034-10-01 | 1 | 19.8 | 44 | 25% | CAISO | CAISO | CAISO | Solar | Westlands | 1 | #N/A | OLIVEP_1_SOLAR2 | CAISO_Solar | 44 | 1
289 | PG5150 | Midway Solar Farm I |  | PG&E | CA | Imperial | Imperial North | Solar PV | Tracking - 20MW+ | New | 2020-06-01 | 2040-05-31 | 1 | 50 | 119.3 | 27% | IID | CAISO | IID | Solar | Greater_Imperial | 0.84 | #N/A | Midway Solar Farm I | IID_Solar | 119.3 | 0
290 | PG5155 | RE Astoria LLC | ASTORA_2_SOLAR1 | PG&E | CA | Kern | Tehachapi | Solar PV | Tracking - 20MW+ | Existing | 2019-01-03 | 2034-01-02 | 1 | 100 | 298.1 | 34% | CAISO | CAISO | CAISO | Solar | Tehachapi | 1 | #N/A | ASTORA_2_SOLAR1 | CAISO_Solar | 298.1 | 1
291 | PG5156 | California Flats Solar Project |  | PG&E | CA | Monterey | Carrizo North | Solar PV | Tracking - 20MW+ | New | 2018-12-01 | 2033-12-30 | 1 | 150 | 380.7 | 29% | CAISO | CAISO | CAISO | Solar | Greater_Carrizo | 0.84 | #N/A | California Flats Solar Project | CAISO_Solar | 380.7 | 1
292 | PG5158 | Blackwell Solar |  | PG&E | CA | Kern | Westlands | Solar PV | Tracking - 20MW+ | New | 2019-01-01 | 2043-12-31 | 1 | 12 | 28 | 27% | CAISO | CAISO | CAISO | Solar | Westlands | 0.84 | #N/A | Blackwell Solar | CAISO_Solar | 28 | 1
293 | PG5159 | West Antelope - RAM 1 | ACACIA_6_SOLAR | PG&E | CA | Los Angeles | Tehachapi | Solar PV | Tracking - 20MW+ | Existing | 2014-11-13 | 2035-02-08 | 1 | 20 | 53 | 30% | CAISO | CAISO | CAISO | Solar | Tehachapi | 1 | #N/A | ACACIA_6_SOLAR | CAISO_Solar | 53 | 1
294 | PG5160 | Western Antelope Blue Sky Ranch A - RAM 1 | PLAINV_6_BSOLAR | PG&E | CA | Los Angeles | Tehachapi | Solar PV | Tracking - 20MW+ | Existing | 2014-11-14 | 2035-02-16 | 1 | 20 | 47.7 | 27% | CAISO | CAISO | CAISO | Solar | Tehachapi | 1 | #N/A | PLAINV_6_BSOLAR | CAISO_Solar | 47.7 | 1
295 | PG5161 | Kent South - PV 2 | KNTSTH_6_SOLAR | PG&E | CA | Kings | Westlands | Solar PV | Tracking - 20MW+ | Existing | 2014-12-29 | 2035-02-18 | 1 | 20 | 48 | 27% | CAISO | CAISO | CAISO | Solar | Westlands | 1 | #N/A | KNTSTH_6_SOLAR | CAISO_Solar | 48 | 1
296 | PG5163 | Algonquin SKIC 20 Solar - PV 2 | SKERN_6_SOLAR1 | PG&E | CA | Kern | Westlands | Solar PV | Tracking - 20MW+ | Existing | 2015-04-14 | 2035-05-14 | 1 | 20 | 47 | 27% | CAISO | CAISO | CAISO | Solar | Westlands | 1 | #N/A | SKERN_6_SOLAR1 | CAISO_Solar | 47 | 1
297 | PG5164 | Alamo Solar, LLC - RAM 2 | VICTOR_1_SOLAR2 | PG&E | CA | San Bernardino | Victorville | Solar PV | Tracking - 20MW+ | Existing | 2015-05-20 | 2035-06-29 | 1 | 20 | 49.8 | 28% | CAISO | CAISO | CAISO | Solar | Kramer_Inyokern | 1 | #N/A | VICTOR_1_SOLAR2 | CAISO_Solar | 49.8 | 1
298 | PG5165 | CID Solar PV Project - RAM 2 | CORCAN_1_SOLAR1 | PG&E | CA | Kings | Westlands | Solar PV | Tracking - 20MW+ | Existing | 2015-01-20 | 2035-03-19 | 1 | 19.8 | 49.7 | 29% | CAISO | CAISO | CAISO | Solar | Westlands | 1 | #N/A | CORCAN_1_SOLAR1 | CAISO_Solar | 49.7 | 1
299 | PG5167 | Columbia Solar Energy | CUMBIA_1_SOLAR | PG&E | CA | Contra Costa | Solano | Solar PV | Tracking - 20MW+ | Existing | 2015-10-21 | 2035-12-13 | 1 | 19 | 40.6 | 24% | CAISO | CAISO | CAISO | Solar | Solano | 1 | #N/A | CUMBIA_1_SOLAR | CAISO_Solar | 40.6 | 1
300 | PG5170 | Shafter Solar - RAM 3 | 7STDRD_1_SOLAR1 | PG&E | CA | Kern | Westlands | Solar PV | Tracking - 20MW+ | Existing | 2015-06-03 | 2035-07-15 | 1 | 20 | 52.6 | 30% | CAISO | CAISO | CAISO | Solar | Westlands | 1 | #N/A | 7STDRD_1_SOLAR1 | CAISO_Solar | 52.6 | 1
301 | PG5171 | Morelos Del Sol - RAM 3 | MRLSDS_6_SOLAR1 | PG&E | CA | Kern | Westlands | Solar PV | Tracking - 20MW+ | Existing | 2015-12-02 | 2036-02-29 | 1 | 15 | 32.6 | 25% | CAISO | CAISO | CAISO | Solar | Westlands | 1 | #N/A | MRLSDS_6_SOLAR1 | CAISO_Solar | 32.6 | 1
302 | PG5172 | RE Old River One - RAM 3 | OLDRV1_6_SOLAR | PG&E | CA | Kern | Westlands | Solar PV | Tracking - 20MW+ | Existing | 2014-12-30 | 2035-02-08 | 1 | 20 | 51.9 | 30% | CAISO | CAISO | CAISO | Solar | Westlands | 1 | #N/A | OLDRV1_6_SOLAR | CAISO_Solar | 51.9 | 1
303 | PG5173 | Yolo County Grassland #3 | DAVIS_1_SOLAR1 | PG&E | CA | Yolo | Solano | Solar PV | Tracking - 20MW+ | Existing | 2013-07-01 | 2033-06-30 | 1 | 1 | 1.4 | 16% | CAISO | CAISO | CAISO | Solar | Solano | 1 | #N/A | DAVIS_1_SOLAR1 | CAISO_Solar | 1.4 | 1
304 | PG5174 | Yolo County Grassland #4 | DAVIS_1_SOLAR2 | PG&E | CA | Yolo | Solano | Solar PV | Tracking - 20MW+ | Existing | 2013-08-05 | 2033-08-04 | 1 | 1 | 1.4 | 16% | CAISO | CAISO | CAISO | Solar | Solano | 1 | #N/A | DAVIS_1_SOLAR2 | CAISO_Solar | 1.4 | 1
305 | PG5180 | Ecos Energy - Hollister Project | HOLSTR_1_SOLAR2 | PG&E | CA | San Benito | San Benito County | Solar PV | Tracking - 20MW+ | Existing | 2015-04-17 | 2035-04-16 | 1 | 1.5 | 2.1 | 16% | CAISO | CAISO | CAISO | Solar | None | 1 | #N/A | HOLSTR_1_SOLAR2 | CAISO_Solar | 2.1 | 1
306 | PG5181 | Ecos Energy - Merced Solar Project | MERCED_1_SOLAR2 | PG&E | CA | Merced | Los Banos | Solar PV | Tracking - 20MW+ | Existing | 2015-05-12 | 2035-05-11 | 1 | 1.5 | 2.1 | 16% | CAISO | CAISO | CAISO | Solar | Central_Valley_North_Los_Banos | 1 | #N/A | MERCED_1_SOLAR2 | CAISO_Solar | 2.1 | 1
307 | PG5182 | Ecos Energy - Mission Solar | MERCED_1_SOLAR1 | PG&E | CA | Merced | Los Banos | Solar PV | Tracking - 20MW+ | Existing | 2015-05-23 | 2035-05-22 | 1 | 1.5 | 2.1 | 16% | CAISO | CAISO | CAISO | Solar | Central_Valley_North_Los_Banos | 1 | #N/A | MERCED_1_SOLAR1 | CAISO_Solar | 2.1 | 1
308 | PG5184 | APEX 646-460 |  | PG&E | CA | Tulare | Westlands | Solar PV | Tracking - 20MW+ | Existing | 2015-01-14 | 2035-01-13 | 1 | 0.8 | 1.1 | 17% | CAISO | CAISO | CAISO | Solar | Westlands | 1 | #N/A | APEX 646-460 | CAISO_Solar | 1.1 | 1
309 | PG5185 | Fresno Cogeneration - Fresno Solar South | KERMAN_6_SOLAR1 | PG&E | CA | Fresno | Westlands | Solar PV | Tracking - 20MW+ | Existing | 2015-10-20 | 2035-10-19 | 1 | 1.5 | 2.1 | 16% | CAISO | CAISO | CAISO | Solar | Westlands | 1 | #N/A | KERMAN_6_SOLAR1 | CAISO_Solar | 2.1 | 1
310 | PG5186 | Fresno Cogeneration - Fresno Solar West | KERMAN_6_SOLAR2 | PG&E | CA | Fresno | Westlands | Solar PV | Tracking - 20MW+ | Existing | 2015-10-20 | 2035-10-19 | 1 | 1.5 | 2.1 | 16% | CAISO | CAISO | CAISO | Solar | Westlands | 1 | #N/A | KERMAN_6_SOLAR2 | CAISO_Solar | 2.1 | 1
311 | PG5190 | Greenlight - Sirius Solar Project |  | PG&E | CA | Merced | Los Banos | Solar PV | Tracking - 20MW+ | Existing | 2015-10-22 | 2035-10-21 | 1 | 1 | 1.4 | 16% | CAISO | CAISO | CAISO | Solar | Central_Valley_North_Los_Banos | 1 | #N/A | Greenlight - Sirius Solar Project | CAISO_Solar | 1.4 | 1
312 | PG5191 | Greenlight - Castor Solar Project | TX-ELK_6_SOLAR1 | PG&E | CA | Kern | Westlands | Solar PV | Tracking - 20MW+ | Existing | 2016-04-07 | 2036-04-06 | 1 | 1.5 | 2.1 | 16% | CAISO | CAISO | CAISO | Solar | Westlands | 1 | #N/A | TX-ELK_6_SOLAR1 | CAISO_Solar | 2.1 | 1
313 | PG6000 | Genesis Solar (Station) Energy Project | GENESI_2_STG | PG&E | CA | Riverside | Riverside East | Solar Thermal | No Storage | Existing | 2014-03-07 | 2039-03-06 | 1 | 250 | 524 | 24% | CAISO | CAISO | CAISO | Solar | Riverside_East_Palm_Springs | 1 | #N/A | GENESI_2_STG | CAISO_Solar | 524 | 1
314 | PG6004 | Ivanpah Unit 1 | IVANPA_1_UNIT1 | PG&E | CA | San Bernadino | Mountain Pass | Solar Thermal | No Storage | Existing | 2014-01-10 | 2039-01-20 | 1 | 114.5 | 294.9 | 29% | CAISO | CAISO | CAISO | Solar | Mountain_Pass_El_Dorado | 1 | #N/A | IVANPA_1_UNIT1 | CAISO_Solar | 294.9 | 1
315 | PG6005 | Ivanpah Unit 3 | IVANPA_1_UNIT3 | PG&E | CA | San Bernadino | Mountain Pass | Solar Thermal | No Storage | Existing | 2014-01-15 | 2039-01-26 | 1 | 126.1 | 325.9 | 30% | CAISO | CAISO | CAISO | Solar | Mountain_Pass_El_Dorado | 1 | #N/A | IVANPA_1_UNIT3 | CAISO_Solar | 325.9 | 1
316 | PG6013 | Mojave Solar Project | SANDLT_2_SUNITS | PG&E | CA | San Bernardino | Kramer | Solar Thermal | No Storage | Existing | 2014-12-04 | 2039-12-03 | 1 | 250 | 617.2 | 28% | CAISO | CAISO | CAISO | Solar | Kramer_Inyokern | 1 | #N/A | SANDLT_2_SUNITS | CAISO_Solar | 617.2 | 1
317 | PG7001 | Altamont Midway Ltd. |  | PG&E | CA | San Joaquin | Solano | Wind |  | Existing | 1985-04-16 | 2015-04-01 | 1 | 48.9 | 13.1 | 3% | CAISO | CAISO | CAISO | Wind | Solano | 1 | #N/A | Altamont Midway Ltd. | CAISO_Wind | 13.1 | 1
318 | PG70014 | Donald R. Chenoweth |  | PG&E | CA | Alameda | Solano | Wind |  | Existing | 1982-08-02 | 2099-12-31 | 1 | 0 | 0 | 10% | CAISO | CAISO | CAISO | Wind | Solano | 1 | #N/A | Donald R. Chenoweth | CAISO_Wind | 0 | 1
319 | PG7002 | Altamont Power LLC (3-4 ) |  | PG&E | CA | Alameda | Solano | Wind |  | Existing | 1985-04-11 | 2015-12-31 | 1 | 4.1 | 10.6 | 30% | CAISO | CAISO | CAISO | Wind | Solano | 1 | #N/A | Altamont Power LLC (3-4 ) | CAISO_Wind | 10.6 | 1
320 | PG70026 | Forebay Wind LLC - Cwes |  | PG&E | CA | San Joaquin | Solano | Wind |  | Existing | 1983-01-22 | 2015-04-01 | 1 | 2.1 | 0.5 | 3% | CAISO | CAISO | CAISO | Wind | Solano | 1 | #N/A | Forebay Wind LLC - Cwes | CAISO_Wind | 0.5 | 1
321 | PG7003 | Altamont Power LLC (4-4) |  | PG&E | CA | Alameda | Solano | Wind |  | Existing | 1987-01-01 | 2015-12-31 | 1 | 19 | 31.6 | 19% | CAISO | CAISO | CAISO | Wind | Solano | 1 | #N/A | Altamont Power LLC (4-4) | CAISO_Wind | 31.6 | 1
322 | PG70033 | Tres Vaqueros Wind Farms, LLC |  | PG&E | CA | Contra Costa | Solano | Wind |  | Existing | 1986-01-04 | 2014-12-31 | 1 | 28 | 16.8 | 7% | CAISO | CAISO | CAISO | Wind | Solano | 1 | #N/A | Tres Vaqueros Wind Farms, LLC | CAISO_Wind | 16.8 | 1
323 | PG70037 | Rising Tree Wind Farm II LLC - RAM 4 | RTREE_2_WIND2 | PG&E | CA | Kern | Tehachapi | Wind |  | Existing | 2015-08-07 | 2035-08-06 | 1 | 19.8 | 68.9 | 40% | CAISO | CAISO | CAISO | Wind | Tehachapi | 1 | #N/A | RTREE_2_WIND2 | CAISO_Wind | 68.9 | 1
324 | PG70039 | Altech III - RAM 5 |  | PG&E | CA | Riverside | Riverside East | Wind |  | New | 2016-11-01 | 2036-10-30 | 1 | 20 | 53.1 | 30% | CAISO | CAISO | CAISO | Wind | Riverside_East_Palm_Springs | 0.84 | #N/A | Altech III - RAM 5 | CAISO_Wind | 53.1 | 1
325 | PG7005 | Altamont Power LLC (6-4) |  | PG&E | CA | Alameda | Solano | Wind |  | Existing | 1987-01-01 | 2016-12-31 | 1 | 19 | 28.1 | 17% | CAISO | CAISO | CAISO | Wind | Solano | 1 | #N/A | Altamont Power LLC (6-4) | CAISO_Wind | 28.1 | 1
326 | PG7009 | Edf Renewable Windfarm V, Inc. (10 MW) | USWNDR_2_UNITS | PG&E | CA | Solano | Solano | Wind |  | Existing | 1990-01-01 | 2017-12-31 | 1 | 10 | 21.8 | 25% | CAISO | CAISO | CAISO | Wind | Solano | 1 | #N/A | USWNDR_2_UNITS | CAISO_Wind | 21.8 | 1
327 | PG7010 | Green Ridge Power LLC (100 MW - A) |  | PG&E | CA | San Joaquin | Solano | Wind |  | Existing | 1988-01-01 | 2015-12-31 | 1 | 43.1 | 81 | 21% | CAISO | CAISO | CAISO | Wind | Solano | 1 | #N/A | Green Ridge Power LLC (100 MW - A) | CAISO_Wind | 81 | 1
328 | PG7013 | Green Ridge Power LLC (100 MW - D) |  | PG&E | CA | San Joaquin | Solano | Wind |  | Existing | 1991-01-01 | 2015-10-31 | 1 | 15 | 21.3 | 16% | CAISO | CAISO | CAISO | Wind | Solano | 1 | #N/A | Green Ridge Power LLC (100 MW - D) | CAISO_Wind | 21.3 | 1
329 | PG7014 | Green Ridge Power LLC (110 MW) |  | PG&E | CA | Contra Costa | Solano | Wind |  | Existing | 1986-01-01 | 2015-10-31 | 1 | 144.1 | 194.7 | 15% | CAISO | CAISO | CAISO | Wind | Solano | 1 | #N/A | Green Ridge Power LLC (110 MW) | CAISO_Wind | 194.7 | 1
330 | PG7015 | Green Ridge Power LLC (23.8 MW) |  | PG&E | CA | Alameda | Solano | Wind |  | Existing | 1987-01-05 | 2016-12-31 | 1 | 10.8 | 24.6 | 26% | CAISO | CAISO | CAISO | Wind | Solano | 1 | #N/A | Green Ridge Power LLC (23.8 MW) | CAISO_Wind | 24.6 | 1
331 | PG7017 | Green Ridge Power LLC (5.9 MW) |  | PG&E | CA | San Joaquin | Solano | Wind |  | Existing | 1988-03-02 | 2018-03-01 | 1 | 5.9 | 11.2 | 22% | CAISO | CAISO | CAISO | Wind | Solano | 1 | #N/A | Green Ridge Power LLC (5.9 MW) | CAISO_Wind | 11.2 | 1
332 | PG7019 | Edf Renewable Windfarm V, Inc. (70 MW - B) | USWNDR_2_UNITS | PG&E | CA | Solano | Solano | Wind |  | Existing | 1990-01-01 | 2017-12-31 | 1 | 0.7 | 18.7 | 305% | CAISO | CAISO | CAISO | Wind | Solano | 1 | #N/A | USWNDR_2_UNITS | CAISO_Wind | 18.7 | 1
333 | PG7020 | Edf Renewable Windfarm V, Inc. (70 MW - C) | USWNDR_2_UNITS | PG&E | CA | Solano | Solano | Wind |  | Existing | 1991-01-01 | 2018-12-31 | 1 | 6.5 | 32.7 | 57% | CAISO | CAISO | CAISO | Wind | Solano | 1 | #N/A | USWNDR_2_UNITS | CAISO_Wind | 32.7 | 1
334 | PG7021 | Edf Renewable Windfarm V, Inc. (70 MW - D) | USWNDR_2_UNITS | PG&E | CA | Solano | Solano | Wind |  | Existing | 1991-01-01 | 2018-12-31 | 1 | 1.5 | 1.5 | 12% | CAISO | CAISO | CAISO | Wind | Solano | 1 | #N/A | USWNDR_2_UNITS | CAISO_Wind | 1.5 | 1
335 | PG7022 | Green Ridge Power LLC (70 MW) |  | PG&E | CA | San Joaquin | Solano | Wind |  | Existing | 1987-04-01 | 2015-03-31 | 1 | 54 | 93 | 20% | CAISO | CAISO | CAISO | Wind | Solano | 1 | #N/A | Green Ridge Power LLC (70 MW) | CAISO_Wind | 93 | 1
336 | PG7023 | International Turbine Research | INTTRB_6_UNIT | PG&E | CA | Merced | Santa Clara County | Wind |  | Existing | 1988-06-14 | 2018-06-13 | 1 | 34 | 24.6 | 8% | CAISO | CAISO | CAISO | Wind | None | 1 | #N/A | INTTRB_6_UNIT | CAISO_Wind | 24.6 | 1
337 | PG7026 | Northwind Energy |  | PG&E | CA | Contra Costa | Solano | Wind |  | Existing | 1986-01-04 | 2014-12-31 | 1 | 27 | 13.5 | 6% | CAISO | CAISO | CAISO | Wind | Solano | 1 | #N/A | Northwind Energy | CAISO_Wind | 13.5 | 1
338 | PG7027 | Patterson Pass Wind Farm LLC |  | PG&E | CA | San Joaquin | Solano | Wind |  | Existing | 1985-04-02 | 2015-03-05 | 1 | 22 | 36.4 | 19% | CAISO | CAISO | CAISO | Wind | Solano | 1 | #N/A | Patterson Pass Wind Farm LLC | CAISO_Wind | 36.4 | 1
339 | PG7028 | Forebay Wind LLC - Altech |  | PG&E | CA | San Joaquin | Solano | Wind |  | Existing | 1983-01-22 | 2015-04-01 | 1 | 5.8 | 4.1 | 8% | CAISO | CAISO | CAISO | Wind | Solano | 1 | #N/A | Forebay Wind LLC - Altech | CAISO_Wind | 4.1 | 1
340 | PG7030 | Forebay Wind LLC - Seawest |  | PG&E | CA | San Joaquin | Solano | Wind |  | Existing | 1983-01-22 | 2015-04-01 | 1 | 0.1 | 0 | 8% | CAISO | CAISO | CAISO | Wind | Solano | 1 | #N/A | Forebay Wind LLC - Seawest | CAISO_Wind | 0 | 1
341 | PG7031 | Forebay Wind LLC - Taxvest |  | PG&E | CA | San Joaquin | Solano | Wind |  | Existing | 1983-01-22 | 2015-04-01 | 1 | 0.7 | 4.1 | 65% | CAISO | CAISO | CAISO | Wind | Solano | 1 | #N/A | Forebay Wind LLC - Taxvest | CAISO_Wind | 4.1 | 1
342 | PG7032 | Forebay Wind LLC - Viking |  | PG&E | CA | San Joaquin | Solano | Wind |  | Existing | 1983-01-22 | 2015-04-01 | 1 | 1.7 | 1.2 | 8% | CAISO | CAISO | CAISO | Wind | Solano | 1 | #N/A | Forebay Wind LLC - Viking | CAISO_Wind | 1.2 | 1
343 | PG7033 | Forebay Wind LLC - Western |  | PG&E | CA | San Joaquin | Solano | Wind |  | Existing | 1983-01-22 | 2015-04-01 | 1 | 2.7 | 1.3 | 5% | CAISO | CAISO | CAISO | Wind | Solano | 1 | #N/A | Forebay Wind LLC - Western | CAISO_Wind | 1.3 | 1
344 | PG7036 | Blackspring Ridge IA |  | PG&E | AB | Vulcan | AB_EA | Wind |  | Existing | 2014-05-12 | 2034-05-11 | 1 | 150 | 445 | 34% | AESO | CAISO | Other | Wind | - | 1 | #N/A | Blackspring Ridge IA | Other_Wind | 445 | 0
345 | PG7037 | Blackspring Ridge IB |  | PG&E | AB | Vulcan | AB_EA | Wind |  | Existing | 2014-05-12 | 2034-05-11 | 1 | 150 | 445 | 34% | AESO | CAISO | Other | Wind | - | 1 | #N/A | Blackspring Ridge IB | Other_Wind | 445 | 0
346 | PG7038 | Halkirk I Wind Project |  | PG&E | AB | County of Paintearth Number 18 | AB_EC | Wind |  | Existing | 2012-12-19 | 2032-12-18 | 1 | 150 | 485 | 37% | AESO | CAISO | Other | Wind | - | 1 | #N/A | Halkirk I Wind Project | Other_Wind | 485 | 0
347 | PG7039 | Shiloh III Wind Project | BRDSLD_2_SHLO3A | PG&E | CA | Solano | Solano | Wind |  | Existing | 2011-12-23 | 2032-03-08 | 1 | 100 | 341 | 39% | CAISO | CAISO | CAISO | Wind | Solano | 1 | #N/A | BRDSLD_2_SHLO3A | CAISO_Wind | 341 | 1
348 | PG7040 | Vasco Wind Energy Center | USWPJR_2_UNITS | PG&E | CA | Contra Costa | Solano | Wind |  | Existing | 2012-02-10 | 2037-03-12 | 1 | 78.2 | 211 | 31% | CAISO | CAISO | CAISO | Wind | Solano | 1 | #N/A | USWPJR_2_UNITS | CAISO_Wind | 211 | 1
349 | PG7041 | Coram Brodie | BRODIE_2_WIND | PG&E | CA | Kern | Tehachapi | Wind |  | Existing | 2012-03-29 | 2032-06-05 | 1 | 102 | 285.9 | 32% | CAISO | CAISO | CAISO | Wind | Tehachapi | 1 | #N/A | BRODIE_2_WIND | CAISO_Wind | 285.9 | 1
350 | PG7042 | Montezuma Wind Energy Center | BRDSLD_2_MTZUMA | PG&E | CA | Solano | Solano | Wind |  | Existing | 2011-01-28 | 2036-01-27 | 1 | 36.8 | 129 | 40% | CAISO | CAISO | CAISO | Wind | Solano | 1 | #N/A | BRDSLD_2_MTZUMA | CAISO_Wind | 129 | 1
351 | PG7043 | Vantage Wind Energy Center |  | PG&E | WA | Kittitas | WA_SO | Wind |  | Existing | 2010-10-04 | 2025-10-03 | 1 | 90 | 277 | 35% | BPA | CAISO | NW | Wind | Pacific_Northwest | 1 | #N/A | Vantage Wind Energy Center | NW_Wind | 277 | 0
352 | PG7044 | Hatchet Ridge | HATRDG_2_WIND | PG&E | CA | Shasta | Round Mountain - B | Wind |  | Existing | 2010-12-14 | 2025-12-13 | 1 | 103.2 | 303 | 34% | CAISO | CAISO | CAISO | Wind | Northern_California | 1 | #N/A | HATRDG_2_WIND | CAISO_Wind | 303 | 1
353 | PG7045 | Klondike IIIA |  | PG&E | OR | Sherman | WA_SO | Wind |  | Existing | 2008-12-19 | 2019-01-31 | 1 | 90 | 263.3 | 33% | BPA | CAISO | NW | Wind | Pacific_Northwest | 1 | #N/A | Klondike IIIA | NW_Wind | 263.3 | 0
354 | PG7051 | Klondike Wind Power Project III |  | PG&E | OR | Sherman | WA_SO | Wind |  | Existing | 2007-12-01 | 2022-11-30 | 1 | 85 | 265 | 36% | BPA | CAISO | NW | Wind | Pacific_Northwest | 1 | #N/A | Klondike Wind Power Project III | NW_Wind | 265 | 0
355 | PG7052 | Rattlesnake Road (Arlington) Wind Power Project |  | PG&E | OR | Gilliam | WA_SO | Wind |  | Existing | 2008-12-26 | 2024-01-04 | 1 | 102.9 | 240 | 27% | BPA | CAISO | NW | Wind | Pacific_Northwest | 1 | #N/A | Rattlesnake Road (Arlington) Wind Power Project | NW_Wind | 240 | 0
356 | PG7053 | Shiloh II Wind Project | BRDSLD_2_SHILO2 | PG&E | CA | Solano | Solano | Wind |  | Existing | 2009-02-01 | 2029-01-31 | 1 | 150 | 426.4 | 32% | CAISO | CAISO | CAISO | Wind | Solano | 1 | #N/A | BRDSLD_2_SHILO2 | CAISO_Wind | 426.4 | 1
357 | PG7054 | Buena Vista | WNDMAS_2_UNIT 1 | PG&E | CA | Contra Costa | Solano | Wind |  | Existing | 2007-04-17 | 2017-04-16 | 1 | 43 | 108 | 29% | CAISO | CAISO | CAISO | Wind | Solano | 1 | #N/A | WNDMAS_2_UNIT 1 | CAISO_Wind | 108 | 1
358 | PG7055 | Shiloh I Wind Project | BRDSLD_2_SHILO1 | PG&E | CA | Solano | Solano | Wind |  | Existing | 2006-07-01 | 2021-06-30 | 1 | 75 | 225 | 34% | CAISO | CAISO | CAISO | Wind | Solano | 1 | #N/A | BRDSLD_2_SHILO1 | CAISO_Wind | 225 | 1
359 | PG7056 | Diablo Winds | FLOWD2_2_FPLWND | PG&E | CA | Alameda | Solano | Wind |  | Existing | 2004-12-21 | 2016-06-30 | 0 | 18 | 65 | 41% | CAISO | CAISO | CAISO | Wind | Solano | 1 | #N/A | FLOWD2_2_FPLWND | CAISO_Wind | 65 | 1
360 | PG7069 | Montezuma II Wind Energy Center | BRDSLD_2_MTZUM2 | PG&E | CA | Solano | Solano | Wind |  | Existing | 2012-02-16 | 2037-03-13 | 1 | 78.2 | 201 | 29% | CAISO | CAISO | CAISO | Wind | Solano | 1 | #N/A | BRDSLD_2_MTZUM2 | CAISO_Wind | 201 | 1
361 | PG7071 | North Sky River Energy Center | JAWBNE_2_NSRWND | PG&E | CA | Kern | Tehachapi | Wind |  | Existing | 2012-12-21 | 2037-12-20 | 1 | 162 | 419.4 | 30% | CAISO | CAISO | CAISO | Wind | Tehachapi | 1 | #N/A | JAWBNE_2_NSRWND | CAISO_Wind | 419.4 | 1
362 | PG7084 | Shiloh IV | BRDSLD_2_SHLO3B | PG&E | CA | Solano | Solano | Wind |  | Existing | 2012-12-21 | 2038-01-27 | 1 | 100 | 269 | 31% | CAISO | CAISO | CAISO | Wind | Solano | 1 | #N/A | BRDSLD_2_SHLO3B | CAISO_Wind | 269 | 1
363 | PG7091 | Diablo Winds (2) | FLOWD2_2_FPLWND | PG&E | CA | Alameda | Solano | Wind |  | Existing | 2016-07-01 | 2031-06-30 | 1 | 18 | 62 | 39% | CAISO | CAISO | CAISO | Wind | Solano | 1 | #N/A | FLOWD2_2_FPLWND | CAISO_Wind | 62 | 1
364 | PG7094 | Wind Resource II - RAM 2 | ARBWD_6_QF | PG&E | CA | Kern | Tehachapi | Wind |  | Existing | 2013-09-30 | 2023-09-30 | 1 | 20 | 46.4 | 27% | CAISO | CAISO | CAISO | Wind | Tehachapi | 1 | #N/A | ARBWD_6_QF | CAISO_Wind | 46.4 | 1
365 | PG7095 | Sand Hill Wind, LLC - RAM 3 |  | PG&E | CA | San Joaquin | Solano | Wind |  | New | 2015-12-10 | 2036-01-23 | 1 | 20 | 43.8 | 25% | CAISO | CAISO | CAISO | Wind | Solano | 0.84 | #N/A | Sand Hill Wind, LLC - RAM 3 | CAISO_Wind | 43.8 | 1
366 | PG7096 | Wind Resource I - RAM 1 | NZWIND_6_CALWND | PG&E | CA | Kern | Tehachapi | Wind |  | Existing | 2012-12-17 | 2022-12-31 | 1 | 8.7 | 15.4 | 20% | CAISO | CAISO | CAISO | Wind | Tehachapi | 1 | #N/A | NZWIND_6_CALWND | CAISO_Wind | 15.4 | 1
367 | SC11007 | Royal Farms | SPRGVL_2_QF | SCE | CA | Tulare | Westlands | Biogas | Distributed | Existing | 1983-01-21 | 2099-12-31 | 1 | 0.1 | 0.1 | 17% | CAISO | CAISO | CAISO | Biomass | Westlands | 1 | #N/A | SPRGVL_2_QF | CAISO_Biomass | 0.1 | 0
368 | SC11009 | L.A. Co. Sanitation Dist CSD 2610 | RHONDO_6_PUENTE | SCE | CA | Los Angeles | Los Angeles County (Partial) | Biogas | Distributed | Existing | 1983-11-22 | 2099-12-31 | 1 | 3.9 | 5.8 | 17% | CAISO | CAISO | CAISO | Biomass | None | 1 | #N/A | RHONDO_6_PUENTE | CAISO_Biomass | 5.8 | 0
369 | SC11077 | L.A. Co. Sanitation Dist Spadra | CHINO_2_QF | SCE | CA | Los Angeles | Los Angeles County (Partial) | Biogas | Distributed | Existing | 1990-02-21 | 2021-04-03 | 1 | 8 | 42.1 | 60% | CAISO | CAISO | CAISO | Biomass | None | 1 | #N/A | CHINO_2_QF | CAISO_Biomass | 42.1 | 0
370 | SC11087 | Royal Farms #2 |  | SCE | CA | Tulare | Westlands | Biogas | Distributed | Existing | 1987-03-16 | 2099-12-31 | 1 | 0.1 | 0.1 | 13% | CAISO | CAISO | CAISO | Biomass | Westlands | 1 | #N/A | Royal Farms #2 | CAISO_Biomass | 0.1 | 0
371 | SC11090 | L.A. Co. Sanitation Dist (Puente Hills) | WALNUT_6_HILLGEN | SCE | CA | Los Angeles | Los Angeles County (Partial) | Biogas | Distributed | Existing | 1986-08-08 | 2016-12-31 | 1 | 50 | 378.7 | 86% | CAISO | CAISO | CAISO | Biomass | None | 1 | #N/A | WALNUT_6_HILLGEN | CAISO_Biomass | 378.7 | 0
372 | SC11099 | Inland Empire Utilities Agency |  | SCE | CA | San Bernardino | San Bernardino - Lucerne | Biogas | Distributed | Existing | 1992-12-28 | 2022-12-27 | 1 | 0.6 | 1.1 | 22% | CAISO | CAISO | CAISO | Biomass | Kramer_Inyokern | 1 | #N/A | Inland Empire Utilities Agency | CAISO_Biomass | 1.1 | 0
373 | SC11193 | WMES El Sobrante | VALLEY_7_UNITA1 | SCE | CA | Riverside | Riverside County (Partial) | Biogas | Distributed | Existing | 2010-11-01 | 2020-10-31 | 1 | 3.8 | 17 | 51% | CAISO | CAISO | CAISO | Biomass | None | 1 | #N/A | VALLEY_7_UNITA1 | CAISO_Biomass | 17 | 0
374 | SC11195 | WMES Simi Valley | MOORPK_7_UNITA1 | SCE | CA | Ventura | Ventura County (Partial) | Biogas | Distributed | Existing | 2010-11-01 | 2020-10-31 | 1 | 2.5 | 11 | 50% | CAISO | CAISO | CAISO | Biomass | None | 1 | #N/A | MOORPK_7_UNITA1 | CAISO_Biomass | 11 | 0
375 | SC11210 | MM Tajiguas Energy LLC | GOLETA_6_TAJIGS | SCE | CA | Santa Barbara | Santa Barbara | Biogas | Distributed | Existing | 2007-06-06 | 2027-06-30 | 1 | 2.8 | 19 | 76% | CAISO | CAISO | CAISO | Biomass | Greater_Carrizo | 1 | #N/A | GOLETA_6_TAJIGS | CAISO_Biomass | 19 | 0
376 | SC11221 | Toland Road Landfill | SAUGUS_2_TOLAND | SCE | CA | Ventura | Santa Barbara | Biogas | Distributed | Existing | 2009-08-26 | 2020-02-29 | 1 | 1.5 | 9.2 | 70% | CAISO | CAISO | CAISO | Biomass | Greater_Carrizo | 1 | #N/A | SAUGUS_2_TOLAND | CAISO_Biomass | 9.2 | 0
377 | SC11225 | Badlands Landfill (Riverside County San. District) | VALLEY_7_BADLND | SCE | CA | Riverside | Riverside County (Partial) | Biogas | Distributed | Existing | 2009-06-01 | 2019-05-31 | 1 | 1.1 | 6.6 | 68% | CAISO | CAISO | CAISO | Biomass | None | 1 | #N/A | VALLEY_7_BADLND | CAISO_Biomass | 6.6 | 0
378 | SC12804 | Orange County Sanitation District (f/k/a 1098) |  | SCE | CA | Orange | Orange County | Biogas | Distributed | Existing | 2006-07-01 | 2036-06-30 | 1 | 12 | 0 | 0% | CAISO | CAISO | CAISO | Biomass | None | 1 | #N/A | Orange County Sanitation District (f/k/a 1098) | CAISO_Biomass | 0 | 0
379 | SC21038 | Desert View Power, Inc. | MIRAGE_2_COCHLA | SCE | CA | Riverside | Palm Springs | Biomass | Large | Existing | 1991-12-20 | 2032-02-03 | 1 | 49.9 | 354.1 | 81% | CAISO | CAISO | CAISO | Biomass | Riverside_East_Palm_Springs | 1 | #N/A | MIRAGE_2_COCHLA | CAISO_Biomass | 354.1 | 0
380 | SC33001 | Heber Geothermal Company |  | SCE | CA | Imperial | Imperial South | Geothermal |  | Existing | 1985-08-01 | 2015-12-14 | 1 | 52 | 297.7 | 65% | IID | CAISO | IID | Geothermal | Greater_Imperial | 1 | #N/A | Heber Geothermal Company | IID_Geothermal | 297.7 | 0
381 | SC33004 | Del Ranch, LTD., (Niland #2) | MIRAGE_2_COCHLA | SCE | CA | Imperial | Imperial North | Geothermal |  | Existing | 1988-10-15 | 2018-12-31 | 0 | 38 | 309 | 93% | IID | CAISO | IID | Geothermal | Greater_Imperial | 1 | #N/A | MIRAGE_2_COCHLA | IID_Geothermal | 309 | 0
382 | SC33006 | Vulcan/Bn Geothermal | MIRAGE_2_COCHLA | SCE | CA | Imperial | Imperial North | Geothermal |  | Existing | 1985-12-06 | 2016-02-09 | 0 | 34 | 281.2 | 94% | IID | CAISO | IID | Geothermal | Greater_Imperial | 1 | #N/A | MIRAGE_2_COCHLA | IID_Geothermal | 281.2 | 0
383 | SC33009 | Elmore Ltd. | MIRAGE_2_COCHLA | SCE | CA | Imperial | Imperial North | Geothermal |  | Existing | 1988-12-05 | 2019-11-01 | 0 | 38 | 312.9 | 94% | IID | CAISO | IID | Geothermal | Greater_Imperial | 1 | #N/A | MIRAGE_2_COCHLA | IID_Geothermal | 312.9 | 0
384 | SC33011 | Terra-Gen Dixie Valley, LLC | CONTRL_1_OXBOW | SCE | NV | Churchill | NV_NO | Geothermal |  | Existing | 1988-06-14 | 2018-07-04 | 0 | 56 | 490 | 100% | CAISO | CAISO | CAISO | Geothermal | None | 1 | #N/A | CONTRL_1_OXBOW | CAISO_Geothermal | 490 | 0
385 | SC33021 | Second Imperial Geothermal Co. | MIRAGE_2_COCHLA | SCE | CA | Imperial | Imperial South | Geothermal |  | Existing | 1993-06-21 | 2023-07-04 | 1 | 37 | 222.9 | 69% | IID | CAISO | IID | Geothermal | Greater_Imperial | 1 | #N/A | MIRAGE_2_COCHLA | IID_Geothermal | 222.9 | 0
386 | SC33025 | Salton Sea Power Generation L.P. #3 | MIRAGE_2_COCHLA | SCE | CA | Imperial | Imperial North | Geothermal |  | Existing | 1989-01-03 | 2019-02-13 | 0 | 49.8 | 322.6 | 74% | IID | CAISO | IID | Geothermal | Greater_Imperial | 1 | #N/A | MIRAGE_2_COCHLA | IID_Geothermal | 322.6 | 0
387 | SC33026 | Leathers L. P. | MIRAGE_2_COCHLA | SCE | CA | Imperial | Imperial North | Geothermal |  | Existing | 1989-11-07 | 2020-01-01 | 0 | 38 | 310.5 | 93% | IID | CAISO | IID | Geothermal | Greater_Imperial | 1 | #N/A | MIRAGE_2_COCHLA | IID_Geothermal | 310.5 | 0
388 | SC33027 | Mammoth Pacific L P II (MP2) | CONTRL_1_QF | SCE | CA | Mono | Mono County (Partial) | Geothermal |  | Existing | 1990-12-07 | 2020-12-06 | 1 | 10.5 | 82.9 | 90% | CAISO | CAISO | CAISO | Geothermal | None | 1 | #N/A | CONTRL_1_QF | CAISO_Geothermal | 82.9 | 0
389 | SC33028 | Salton Sea Power Generation L.P. #2 | MIRAGE_2_COCHLA | SCE | CA | Imperial | Imperial North | Geothermal |  | Existing | 1990-03-09 | 2020-04-04 | 0 | 20 | 108.2 | 62% | IID | CAISO | IID | Geothermal | Greater_Imperial | 1 | #N/A | MIRAGE_2_COCHLA | IID_Geothermal | 108.2 | 0
390 | SC33030 | Coso Energy Developers (BLM) | BLM_2_UNITS | SCE | CA | Inyo | Owens Valley | Geothermal |  | Existing | 1988-12-05 | 2019-03-12 | 1 | 75 | 373.3 | 57% | CAISO | CAISO | CAISO | Geothermal | None | 1 | #N/A | BLM_2_UNITS | CAISO_Geothermal | 373.3 | 0
391 | SC33039 | Salton Sea Power Generation L.P. #1 | MIRAGE_2_COCHLA | SCE | CA | Imperial | Imperial North | Geothermal |  | Existing | 1987-07-01 | 2017-06-30 | 0 | 10 | 64.5 | 74% | IID | CAISO | IID | Geothermal | Greater_Imperial | 1 | #N/A | MIRAGE_2_COCHLA | IID_Geothermal | 64.5 | 0
392 | SC33050 | Salton Sea IV | MIRAGE_2_COCHLA | SCE | CA | Imperial | Imperial North | Geothermal |  | Existing | 1996-05-09 | 2026-05-23 | 0 | 36 | 261.6 | 83% | IID | CAISO | IID | Geothermal | Greater_Imperial | 1 | #N/A | MIRAGE_2_COCHLA | IID_Geothermal | 261.6 | 0
393 | SC33103 | Coso Clean Power, LLC (f/k/a 3008,3029,3030) | CALGEN_1_UNITS | SCE | CA | Inyo | Inyokern | Geothermal |  | Existing | 2010-01-12 | 2030-01-31 | 1 | 204 | 1217.9 | 68% | CAISO | CAISO | CAISO | Geothermal | Kramer_Inyokern | 1 | #N/A | CALGEN_1_UNITS | CAISO_Geothermal | 1217.9 | 0
394 | SC33104 | Ormesa Geothermal I, II, GEM | MIRAGE_2_COCHLA | SCE | CA | Imperial | Imperial South | Geothermal |  | Existing | 1986-12-15 | 2017-11-29 | 1 | 63 | 385.8 | 70% | IID | CAISO | IID | Geothermal | Greater_Imperial | 1 | #N/A | MIRAGE_2_COCHLA | IID_Geothermal | 385.8 | 0
395 | SC33106 | Terra-Gen Dixie Valley, LLC (f/k/a 3011) | CONTRL_1_OXBOW | SCE | NV | Churchill | NV_NO | Geothermal |  | Existing | 2018-07-05 | 2038-07-04 | 1 | 50 | 394.2 | 90% | CAISO | CAISO | CAISO | Geothermal | None | 1 | #N/A | CONTRL_1_OXBOW | CAISO_Geothermal | 394.2 | 0
396 | SC33107 | Geysers Power Company, LLC (f/k/a 3052) | GYS5X6_7_UNITS | SCE | CA | Sonoma/Lake | Sonoma County | Geothermal |  | Existing | 2007-06-01 | 2017-05-31 | 0 | 225 | 1971 | 100% | CAISO | CAISO | CAISO | Geothermal | None | 1 | #N/A | GYS5X6_7_UNITS | CAISO_Geothermal | 1971 | 0
397 | SC33108 | ORNI 18, LLC |  | SCE | CA | Imperial | Imperial North | Geothermal |  | Existing | 2009-10-01 | 2031-03-31 | 1 | 33.2 | 95 | 33% | IID | CAISO | IID | Geothermal | Greater_Imperial | 1 | #N/A | ORNI 18, LLC | IID_Geothermal | 95 | 0
398 | SC33117 | Geysers Power Company, LLC (f/k/a 3107) | GYS5X6_7_UNITS | SCE | CA | Sonoma/Lake | Sonoma County | Geothermal |  | Existing | 2017-06-01 | 2027-05-31 | 1 | 225 | 1971 | 100% | CAISO | CAISO | CAISO | Geothermal | None | 1 | #N/A | GYS5X6_7_UNITS | CAISO_Geothermal | 1971 | 0
399 | SC40001 | Bishop Creek No. 2 | BISHOP_1_ALAMO | SCE | CA | Inyo | Owens Valley | Hydro | Small | Existing | 1908-01-01 | 1907-12-31 | 1 | - | 12.4 | 0% | CAISO | CAISO | CAISO | Small_Hydro | None | 1 | #N/A | BISHOP_1_ALAMO | CAISO_Small_Hydro | 12.4 | 0
400 | SC40002 | Bishop Creek No. 3 | BISHOP_1_UNITS | SCE | CA | Inyo | Owens Valley | Hydro | Small | Existing | 1913-01-01 | 1912-12-31 | 1 | - | 18.3 | 0% | CAISO | CAISO | CAISO | Small_Hydro | None | 1 | #N/A | BISHOP_1_UNITS | CAISO_Small_Hydro | 18.3 | 0
401 | SC40003 | Bishop Creek No. 4 | BISHOP_1_UNITS | SCE | CA | Inyo | Owens Valley | Hydro | Small | Existing | 1905-01-01 | 1904-12-31 | 1 | - | 18.5 | 0% | CAISO | CAISO | CAISO | Small_Hydro | None | 1 | #N/A | BISHOP_1_UNITS | CAISO_Small_Hydro | 18.5 | 0
402 | SC40004 | Bishop Creek No. 5 | BISHOP_1_ALAMO | SCE | CA | Inyo | Owens Valley | Hydro | Small | Existing | 1919-01-01 | 1918-12-31 | 1 | - | 7.7 | 0% | CAISO | CAISO | CAISO | Small_Hydro | None | 1 | #N/A | BISHOP_1_ALAMO | CAISO_Small_Hydro | 7.7 | 0
403 | SC40005 | Bishop Creek No. 6 | BISHOP_1_ALAMO | SCE | CA | Inyo | Owens Valley | Hydro | Small | Existing | 1913-01-01 | 1912-12-31 | 1 | - | 2.7 | 0% | CAISO | CAISO | CAISO | Small_Hydro | None | 1 | #N/A | BISHOP_1_ALAMO | CAISO_Small_Hydro | 2.7 | 0
404 | SC40006 | Borel | MONLTH_6_BOREL | SCE | CA | Kern | Westlands | Hydro | Small | Existing | 1904-01-01 | 1903-12-31 | 1 | - | - | 0% | CAISO | CAISO | CAISO | Small_Hydro | Westlands | 1 | #N/A | MONLTH_6_BOREL | CAISO_Small_Hydro | 0 | 0
405 | SC40007 | Fontana | ETIWND_2_FONTNA | SCE | CA | San Bernardino | San Bernardino - Lucerne | Hydro | Small | Existing | 1917-01-01 | 1916-12-31 | 1 | - | 2 | 0% | CAISO | CAISO | CAISO | Small_Hydro | Kramer_Inyokern | 1 | #N/A | ETIWND_2_FONTNA | CAISO_Small_Hydro | 2 | 0
406 | SC40008 | Kaweah No. 1 | RECTOR_2_KAWH 1 | SCE | CA | Tulare | Westlands | Hydro | Small | Existing | 1929-01-01 | 1928-12-31 | 1 | - | 8.7 | 0% | CAISO | CAISO | CAISO | Small_Hydro | Westlands | 1 | #N/A | RECTOR_2_KAWH 1 | CAISO_Small_Hydro | 8.7 | 0
407 | SC40009 | Kaweah No. 2 | RECTOR_2_KAWH 2 | SCE | CA | Tulare | Westlands | Hydro | Small | Existing | 1929-01-01 | 1928-12-31 | 1 | - | 5.3 | 0% | CAISO | CAISO | CAISO | Small_Hydro | Westlands | 1 | #N/A | RECTOR_2_KAWH 2 | CAISO_Small_Hydro | 5.3 | 0
408 | SC40010 | Kaweah No. 3 | RECTOR_2_KAWH 3 | SCE | CA | Tulare | Westlands | Hydro | Small | Existing | 1913-01-01 | 1912-12-31 | 1 | - | 14.3 | 0% | CAISO | CAISO | CAISO | Small_Hydro | Westlands | 1 | #N/A | RECTOR_2_KAWH 3 | CAISO_Small_Hydro | 14.3 | 0
409 | SC40011 | Kern River No. 1 | KERRGN_1_UNIT 1 | SCE | CA | Kern | Westlands | Hydro | Small | Existing | 1907-01-01 | 1906-12-31 | 1 | - | 109.9 | 0% | CAISO | CAISO | CAISO | Small_Hydro | Westlands | 1 | #N/A | KERRGN_1_UNIT 1 | CAISO_Small_Hydro | 109.9 | 0
410 | SC40012 | Lundy | CONTRL_1_LUNDY | SCE | CA | Mono | Mono County (Partial) | Hydro | Small | Existing | 1911-01-01 | 1910-12-31 | 1 | - | 2.2 | 0% | CAISO | CAISO | CAISO | Small_Hydro | None | 1 | #N/A | CONTRL_1_LUNDY | CAISO_Small_Hydro | 2.2 | 0
411 | SC40013 | Lytle Creek | ETIWND_2_FONTNA | SCE | CA | San Bernardino | San Bernardino - Lucerne | Hydro | Small | Existing | 1904-01-01 | 1903-12-31 | 1 | - | 0.3 | 0% | CAISO | CAISO | CAISO | Small_Hydro | Kramer_Inyokern | 1 | #N/A | ETIWND_2_FONTNA | CAISO_Small_Hydro | 0.3 | 0
412 | SC40014 | Mammoth Pool Fish Water Generator | BIGCRK_7_MAMRES | SCE | CA | Madera | Westlands | Hydro | Small | Existing | 1960-01-01 | 1959-12-31 | 1 | - | - | 0% | CAISO | CAISO | CAISO | Small_Hydro | Westlands | 1 | #N/A | BIGCRK_7_MAMRES | CAISO_Small_Hydro | 0 | 0
413 | SC40015 | Mill Creek No. 1 | SBERDO_6_MILLCK | SCE | CA | San Bernardino | San Bernardino - Lucerne | Hydro | Small | Existing | 1901-01-01 | 2099-12-31 | 1 | - | 1.4 | 0% | CAISO | CAISO | CAISO | Small_Hydro | Kramer_Inyokern | 1 | #N/A | SBERDO_6_MILLCK | CAISO_Small_Hydro | 1.4 | 0
414 | SC40016 | Mill Creek No. 3 | SBERDO_6_MILLCK | SCE | CA | San Bernardino | San Bernardino - Lucerne | Hydro | Small | Existing | 1903-01-01 | 2099-12-31 | 1 | - | 5.3 | 0% | CAISO | CAISO | CAISO | Small_Hydro | Kramer_Inyokern | 1 | #N/A | SBERDO_6_MILLCK | CAISO_Small_Hydro | 5.3 | 0
415 | SC40017 | Ontario No. 1 | PADUA_2_ONTARO | SCE | CA | Los Angeles | Los Angeles County (Partial) | Hydro | Small | Existing | 1902-01-01 | 2099-12-31 | 1 | - | 1.1 | 0% | CAISO | CAISO | CAISO | Small_Hydro | None | 1 | #N/A | PADUA_2_ONTARO | CAISO_Small_Hydro | 1.1 | 0
416 | SC40018 | Ontario No. 2 | PADUA_2_ONTARO | SCE | CA | Los Angeles | Los Angeles County (Partial) | Hydro | Small | Existing | 1962-01-01 | 2099-12-31 | 1 | - | 0.6 | 0% | CAISO | CAISO | CAISO | Small_Hydro | None | 1 | #N/A | PADUA_2_ONTARO | CAISO_Small_Hydro | 0.6 | 0
417 | SC40019 | Poole Plant | CONTRL_1_POOLE | SCE | CA | Mono | Mono County (Partial) | Hydro | Small | Existing | 1924-01-01 | 2099-12-31 | 1 | - | 19.2 | 0% | CAISO | CAISO | CAISO | Small_Hydro | None | 1 | #N/A | CONTRL_1_POOLE | CAISO_Small_Hydro | 19.2 | 0
418 | SC40020 | Portal Power Plant | BGCRK1_7_PORTAL | SCE | CA | Madera | Westlands | Hydro | Small | Existing | 1956-01-01 | 2099-12-31 | 1 | - | 15.9 | 0% | CAISO | CAISO | CAISO | Small_Hydro | Westlands | 1 | #N/A | BGCRK1_7_PORTAL | CAISO_Small_Hydro | 15.9 | 0
419 | SC40021 | Rush Creek | CONTRL_1_RUSHCK | SCE | CA | Mono | Mono County (Partial) | Hydro | Small | Existing | 1916-01-01 | 2099-12-31 | 1 | - | 21.4 | 0% | CAISO | CAISO | CAISO | Small_Hydro | None | 1 | #N/A | CONTRL_1_RUSHCK | CAISO_Small_Hydro | 21.4 | 0
420 | SC40022 | Santa Ana No. 1 | SBERDO_2_SNTANA | SCE | CA | San Bernardino | San Bernardino - Lucerne | Hydro | Small | Existing | 1901-01-01 | 2099-12-31 | 1 | - | 2.1 | 0% | CAISO | CAISO | CAISO | Small_Hydro | Kramer_Inyokern | 1 | #N/A | SBERDO_2_SNTANA | CAISO_Small_Hydro | 2.1 | 0
421 | SC40023 | Santa Ana No. 3 | SBERDO_2_SNTANA | SCE | CA | San Bernardino | San Bernardino - Lucerne | Hydro | Small | Existing | 1901-01-01 | 2099-12-31 | 1 | - | 2 | 0% | CAISO | CAISO | CAISO | Small_Hydro | Kramer_Inyokern | 1 | #N/A | SBERDO_2_SNTANA | CAISO_Small_Hydro | 2 | 0
422 | SC40024 | Sierra | PADUA_2_ONTARO | SCE | CA | Los Angeles | Los Angeles County (Partial) | Hydro | Small | Existing | 1922-01-01 | 2099-12-31 | 1 | - | 0.9 | 0% | CAISO | CAISO | CAISO | Small_Hydro | None | 1 | #N/A | PADUA_2_ONTARO | CAISO_Small_Hydro | 0.9 | 0
423 | SC40025 | Tule River | SPRGVL_2_TULESC | SCE | CA | Tulare | Westlands | Hydro | Small | Existing | 1909-01-01 | 2099-12-31 | 1 | - | 7.1 | 0% | CAISO | CAISO | CAISO | Small_Hydro | Westlands | 1 | #N/A | SPRGVL_2_TULESC | CAISO_Small_Hydro | 7.1 | 0
424 | SC44004 | Hi Head Hydro Incorporated | CONTRL_1_QF | SCE | CA | Mono | Mono County (Partial) | Hydro | Small | Existing | 1982-05-01 | 2022-04-30 | 1 | 0.4 | 1.8 | 59% | CAISO | CAISO | CAISO | Small_Hydro | None | 1 | #N/A | CONTRL_1_QF | CAISO_Small_Hydro | 1.8 | 0
425 | SC44008 | Desert Power Company | CONTRL_1_QF | SCE | CA | Mono | Mono County (Partial) | Hydro | Small | Existing | 1983-07-14 | 2028-07-13 | 1 | 0.9 | 1.6 | 19% | CAISO | CAISO | CAISO | Small_Hydro | None | 1 | #N/A | CONTRL_1_QF | CAISO_Small_Hydro | 1.6 | 0
426 | SC44013 | Tehachapi Cummings Co. Water District | ANTLPE_2_QF | SCE | CA | Kern | Tehachapi | Hydro | Small | Existing | 1983-10-01 | 2099-12-31 | 1 | 0 | - | 0% | CAISO | CAISO | CAISO | Small_Hydro | Tehachapi | 1 | #N/A | ANTLPE_2_QF | CAISO_Small_Hydro | 0 | 0
427 | SC44014 | San Bernardino MWD | VISTA_6_QF | SCE | CA | San Bernardino | San Bernardino - Lucerne | Hydro | Small | Existing | 1983-07-01 | 2099-12-31 | 1 | 0.2 | 0.4 | 26% | CAISO | CAISO | CAISO | Small_Hydro | Kramer_Inyokern | 1 | #N/A | VISTA_6_QF | CAISO_Small_Hydro | 0.4 | 0
428 | SC44016 | Walnut Valley Water District |  | SCE | CA | Los Angeles | Los Angeles County (Partial) | Hydro | Small | Existing | 1984-10-17 | 2014-10-16 | 1 | 0.1 | 0.7 | 66% | CAISO | CAISO | CAISO | Small_Hydro | None | 1 | #N/A | Walnut Valley Water District | CAISO_Small_Hydro | 0.7 | 0
429 | SC44022 | Calleguas MWD - Unit 2 (East Portal) | SAUGUS_6_QF | SCE | CA | Los Angeles | Los Angeles County (Partial) | Hydro | Small | Existing | 1984-10-01 | 2014-09-30 | 0 | 1.3 | 5.5 | 50% | CAISO | CAISO | CAISO | Small_Hydro | None | 1 | #N/A | SAUGUS_6_QF | CAISO_Small_Hydro | 5.5 | 0
430 | SC44025 | Desert Water Agency | GARNET_2_HYDRO | SCE | CA | Riverside | Palm Springs | Hydro | Small | Existing | 1986-04-11 | 2016-04-10 | 0 | 1 | 4 | 46% | CAISO | CAISO | CAISO | Small_Hydro | Riverside_East_Palm_Springs | 1 | #N/A | GARNET_2_HYDRO | CAISO_Small_Hydro | 4 | 0
431 | SC44026 | Desert Water Agency (Snow Creek) |  | SCE | CA | Riverside | Palm Springs | Hydro | Small | Existing | 1988-02-02 | 2018-02-01 | 0 | 0.3 | 0.5 | 19% | CAISO | CAISO | CAISO | Small_Hydro | Riverside_East_Palm_Springs | 1 | #N/A | Desert Water Agency (Snow Creek) | CAISO_Small_Hydro | 0.5 | 0
432 | SC44029 | LA CO Flood Control District ** | RHONDO_2_QF | SCE | CA | Los Angeles | Los Angeles County (Partial) | Hydro | Small | Existing | 1987-10-17 | 2017-10-16 | 1 | 5 | 16.5 | 38% | CAISO | CAISO | CAISO | Small_Hydro | None | 1 | #N/A | RHONDO_2_QF | CAISO_Small_Hydro | 16.5 | 0
433 | SC44030 | Daniel M. Bates | VESTAL_6_QF | SCE | CA | Tulare | Westlands | Hydro | Small | Existing | 1989-11-22 | 2019-11-21 | 1 | 0.4 | 1.2 | 38% | CAISO | CAISO | CAISO | Small_Hydro | Westlands | 1 | #N/A | VESTAL_6_QF | CAISO_Small_Hydro | 1.2 | 0
434 | SC44031 | Richard Moss |  | SCE | CA | Mono | Mono County (Partial) | Hydro | Small | Existing | 1986-04-25 | 2016-11-06 | 1 | 0.2 | 0.5 | 34% | CAISO | CAISO | CAISO | Small_Hydro | None | 1 | #N/A | Richard Moss | CAISO_Small_Hydro | 0.5 | 0
435 | SC44032 | Walnut Valley Water District (#2) |  | SCE | CA | Los Angeles | Los Angeles County (Partial) | Hydro | Small | Existing | 1984-10-17 | 2015-03-20 | 1 | 0 | - | 0% | CAISO | CAISO | CAISO | Small_Hydro | None | 1 | #N/A | Walnut Valley Water District (#2) | CAISO_Small_Hydro | 0 | 0
436 | SC44034 | Central Hydroelectric Corp. | VESTAL_6_QF | SCE | CA | Kern | Westlands | Hydro | Small | Existing | 1990-12-08 | 2020-12-07 | 1 | 12 | 41.2 | 39% | CAISO | CAISO | CAISO | Small_Hydro | Westlands | 1 | #N/A | VESTAL_6_QF | CAISO_Small_Hydro | 41.2 | 0
437 | SC44035 | Three Valleys MWD (Fulton Road) | PADUA_6_QF | SCE | CA | Los Angeles | Los Angeles County (Partial) | Hydro | Small | Existing | 1987-04-02 | 2017-04-01 | 1 | 0.2 | 1.1 | 60% | CAISO | CAISO | CAISO | Small_Hydro | None | 1 | #N/A | PADUA_6_QF | CAISO_Small_Hydro | 1.1 | 0
438 | SC44036 | Three Valleys MWD (Miramar) |  | SCE | CA | Los Angeles | Los Angeles County (Partial) | Hydro | Small | Existing | 1987-04-13 | 2015-06-15 | 1 | 0.5 | 0.7 | 16% | CAISO | CAISO | CAISO | Small_Hydro | None | 1 | #N/A | Three Valleys MWD (Miramar) | CAISO_Small_Hydro | 0.7 | 0
439 | SC44037 | Three Valleys MWD (Williams) | PADUA_6_QF | SCE | CA | Los Angeles | Los Angeles County (Partial) | Hydro | Small | Existing | 1987-04-03 | 2017-06-21 | 1 | 0.4 | 1.6 | 51% | CAISO | CAISO | CAISO | Small_Hydro | None | 1 | #N/A | PADUA_6_QF | CAISO_Small_Hydro | 1.6 | 0
440 | SC44039 | Kaweah River Power Authority | RECTOR_2_QF | SCE | CA | Tulare | Westlands | Hydro | Small | Existing | 1990-03-16 | 2020-03-15 | 1 | 17 | 54.7 | 37% | CAISO | CAISO | CAISO | Small_Hydro | Westlands | 1 | #N/A | RECTOR_2_QF | CAISO_Small_Hydro | 54.7 | 0
441 | SC44051 | Montecito Water District | GOLETA_2_QF | SCE | CA | Santa Barbara | Santa Barbara | Hydro | Small | Existing | 1989-01-17 | 2019-01-16 | 1 | 0.1 | 0.6 | 55% | CAISO | CAISO | CAISO | Small_Hydro | Greater_Carrizo | 1 | #N/A | GOLETA_2_QF | CAISO_Small_Hydro | 0.6 | 0
442 | SC44052 | Calleguas MWD - Unit 3 (Santa Rosa) |  | SCE | CA | Ventura | Ventura County (Partial) | Hydro | Small | Existing | 1986-07-01 | 2016-06-30 | 1 | 0.3 | 0.4 | 20% | CAISO | CAISO | CAISO | Small_Hydro | None | 1 | #N/A | Calleguas MWD - Unit 3 (Santa Rosa) | CAISO_Small_Hydro | 0.4 | 0
443 | SC44054 | City of Santa Ana | BARRE_2_QF | SCE | CA | Orange | Orange County | Hydro | Small | Existing | 1985-06-30 | 2099-12-31 | 1 | 0.2 | 0 | 1% | CAISO | CAISO | CAISO | Small_Hydro | None | 1 | #N/A | BARRE_2_QF | CAISO_Small_Hydro | 0 | 0
444 | SC44058 | United Water Conservation District | SAUGUS_6_QF | SCE | CA | Ventura | Ventura County (Partial) | Hydro | Small | Existing | 1987-06-01 | 2099-12-31 | 1 | 0.9 | - | 0% | CAISO | CAISO | CAISO | Small_Hydro | None | 1 | #N/A | SAUGUS_6_QF | CAISO_Small_Hydro | 0 | 0
445 | SC44071 | Deep Springs College | CONTRL_1_QF | SCE | CA | Inyo | Inyo County (Partial) | Hydro | Small | Existing | 1988-11-22 | 2099-12-31 | 1 | 0.1 | - | 0% | CAISO | CAISO | CAISO | Small_Hydro | None | 1 | #N/A | CONTRL_1_QF | CAISO_Small_Hydro | 0 | 0
446 | SC44076 | Camrosa County Water District | SNCLRA_6_QF | SCE | CA | Ventura | Ventura County (Partial) | Hydro | Small | Existing | 1987-06-11 | 2099-12-31 | 1 | 0.2 | - | 0% | CAISO | CAISO | CAISO | Small_Hydro | None | 1 | #N/A | SNCLRA_6_QF | CAISO_Small_Hydro | 0 | 0
447 | SC44100 | San Bernardino MWD (Unit 3) |  | SCE | CA | San Bernardino | San Bernardino - Lucerne | Hydro | Small | Existing | 1987-10-15 | 2099-12-31 | 1 | 0.1 | - | 0% | CAISO | CAISO | CAISO | Small_Hydro | Kramer_Inyokern | 1 | #N/A | San Bernardino MWD (Unit 3) | CAISO_Small_Hydro | 0 | 0
448 | SC44137 | American Energy, Inc. (Fullerton Hydro) | OLINDA_2_QF | SCE | CA | Orange | Orange County | Hydro | Small | Existing | 1986-12-20 | 2017-01-31 | 1 | 0.4 | 0.8 | 22% | CAISO | CAISO | CAISO | Small_Hydro | None | 1 | #N/A | OLINDA_2_QF | CAISO_Small_Hydro | 0.8 | 0
449 | SC44145 | Mesa Consolidated Water District |  | SCE | CA | Orange | Orange County | Hydro | Small | Existing | 1988-10-01 | 2099-12-31 | 1 | 0.1 | - | 0% | CAISO | CAISO | CAISO | Small_Hydro | None | 1 | #N/A | Mesa Consolidated Water District | CAISO_Small_Hydro | 0 | 0
450 | SC44147 | Monte Vista Water District |  | SCE | CA | San Bernardino | San Bernardino - Lucerne | Hydro | Small | Existing | 1990-08-05 | 2020-08-04 | 0 | 0.9 | 0.3 | 4% | CAISO | CAISO | CAISO | Small_Hydro | Kramer_Inyokern | 1 | #N/A | Monte Vista Water District | CAISO_Small_Hydro | 0.3 | 0
451 | SC44150 | Water Facilities Authority | PADUA_6_QF | SCE | CA | San Bernardino | San Bernardino - Lucerne | Hydro | Small | Existing | 1994-08-26 | 2024-08-25 | 1 | 0.2 | 0.1 | 3% | CAISO | CAISO | CAISO | Small_Hydro | Kramer_Inyokern | 1 | #N/A | PADUA_6_QF | CAISO_Small_Hydro | 0.1 | 0
452 | SC44152 | Calleguas MWD (Springville Hydro) | SNCLRA_6_QF | SCE | CA | Ventura | Ventura County (Partial) | Hydro | Small | Existing | 1994-03-17 | 2024-03-16 | 1 | 1 | 1.1 | 13% | CAISO | CAISO | CAISO | Small_Hydro | None | 1 | #N/A | SNCLRA_6_QF | CAISO_Small_Hydro | 1.1 | 0
453 | SC44202 | Bishop Tungsten Development, LLC |  | SCE | CA | Inyo | Inyokern | Hydro | Small | Existing | 2013-04-24 | 2033-04-25 | 1 | 0.3 | 1.6 | 71% | CAISO | CAISO | CAISO | Small_Hydro | Kramer_Inyokern | 1 | #N/A | Bishop Tungsten Development, LLC | CAISO_Small_Hydro | 1.6 | 0
454 | SC44205 | California Water Service Company (PV Station 37) |  | SCE | CA | Los Angeles | Los Angeles County (Partial) | Hydro | Small | New | 2015-12-11 | 2035-12-10 | 1 | 0.3 | 1.9 | 67% | CAISO | CAISO | CAISO | Small_Hydro | None | 0.84 | #N/A | California Water Service Company (PV Station 37) | CAISO_Small_Hydro | 1.9 | 0
455 | SC44206 | Isabella Fishflow Hydroelectric Project LLC |  | SCE | CA | Kern | Inyokern | Hydro | Small | Existing | 2014-06-26 | 2034-06-25 | 1 | 0.9 | 3.2 | 42% | CAISO | CAISO | CAISO | Small_Hydro | Kramer_Inyokern | 1 | #N/A | Isabella Fishflow Hydroelectric Project LLC | CAISO_Small_Hydro | 3.2 | 0
456 | SC44207 | Monte Vista Water District (f/k/a 4147) |  | SCE | CA | San Bernardino | San Bernardino - Lucerne | Hydro | Small | Existing | 2014-07-20 | 2032-01-01 | 1 | 0.9 | 1.4 | 18% | CAISO | CAISO | CAISO | Small_Hydro | Kramer_Inyokern | 1 | #N/A | Monte Vista Water District (f/k/a 4147) | CAISO_Small_Hydro | 1.4 | 0
457 | SC44208 | Lower Tule River Irrigation Dist. (f/k/a 4028) | SPRGVL_2_QF | SCE | CA | Tulare | Westlands | Hydro | Small | Existing | 2012-08-01 | 2022-08-01 | 1 | 1.4 | 0.8 | 6% | CAISO | CAISO | CAISO | Small_Hydro | Westlands | 1 | #N/A | SPRGVL_2_QF | CAISO_Small_Hydro | 0.8 | 0
458 | SC44209 | White Mountain Ranch LLC (f/k/a 4006) |  | SCE | CA | Inyo | Inyokern | Hydro | Small | Existing | 2012-08-01 | 2032-08-31 | 1 | 0.3 | 0.9 | 33% | CAISO | CAISO | CAISO | Small_Hydro | Kramer_Inyokern | 1 | #N/A | White Mountain Ranch LLC (f/k/a 4006) | CAISO_Small_Hydro | 0.9 | 0
459 | SC44210 | Calleguas MWD (Conejos, f/k/a 4010) | MOORPK_6_QF | SCE | CA | Ventura | Ventura County (Partial) | Hydro | Small | Existing | 2012-10-01 | 2032-10-01 | 1 | 0.7 | 0.4 | 7% | CAISO | CAISO | CAISO | Small_Hydro | None | 1 | #N/A | MOORPK_6_QF | CAISO_Small_Hydro | 0.4 | 0
460 | SC44216 | Gibralter Conduit Hydroelectric Plant (f/k/a 4012) |  | SCE | CA | Santa Barbara | Santa Barbara | Hydro | Small | Existing | 2015-02-12 | 2034-02-01 | 1 | 0.8 | 1.9 | 28% | CAISO | CAISO | CAISO | Small_Hydro | Greater_Carrizo | 1 | #N/A | Gibralter Conduit Hydroelectric Plant (f/k/a 4012) | CAISO_Small_Hydro | 1.9 | 0
461 | SC44222 | Goleta Water District (Van Horne) (f/k/a 4055) |  | SCE | CA | Santa Barbara | Santa Barbara | Hydro | Small | Existing | 2015-02-18 | 2035-03-01 | 1 | 0.3 | 1.2 | 55% | CAISO | CAISO | CAISO | Small_Hydro | Greater_Carrizo | 1 | #N/A | Goleta Water District (Van Horne) (f/k/a 4055) | CAISO_Small_Hydro | 1.2 | 0
462 | SC44225 | Desert Water Agency (Whitewater) (f/k/a 4025) | GARNET_2_HYDRO | SCE | CA | Riverside | Palm Springs | Hydro | Small | Existing | 2016-06-28 | 2036-06-30 | 1 | 1 | 7.4 | 84% | CAISO | CAISO | CAISO | Small_Hydro | Riverside_East_Palm_Springs | 1 | #N/A | GARNET_2_HYDRO | CAISO_Small_Hydro | 7.4 | 0
463 | SC44252 | Calleguas MWD (Springville Hydro) (f/k/a 4152) |  | SCE | CA | Ventura | Ventura County (Partial) | Hydro | Small | Existing | 2016-04-08 | 2036-03-05 | 1 | 1 | 2.3 | 26% | CAISO | CAISO | CAISO | Small_Hydro | None | 1 | #N/A | Calleguas MWD (Springville Hydro) (f/k/a 4152) | CAISO_Small_Hydro | 2.3 | 0
464 | SC44255 | Calleguas MWD (East Portal Hydroelectric Generating Station, f/k/a 4022) |  | SCE | CA | Los Angeles | Los Angeles County (Partial) | Hydro | Small | Existing | 2014-10-01 | 2034-10-01 | 1 | 1.3 | 6 | 55% | CAISO | CAISO | CAISO | Small_Hydro | None | 1 | #N/A | Calleguas MWD (East Portal Hydroelectric Generating Station, f/k/a 4022) | CAISO_Small_Hydro | 6 | 0
465 | SC50002 | SPVP002 - Chino | CHINO_2_SOLAR | SCE | CA | San Bernardino | San Bernardino - Lucerne | Solar PV | Rooftop | Existing | 2009-09-24 | 2009-09-23 | 1 | - | 0.1 | 0% | CAISO | CAISO | CAISO | Solar | Kramer_Inyokern | 1 | #N/A | CHINO_2_SOLAR | CAISO_Solar | 0.1 | 1
466 | SC50003 | SPVP003 - Rialto | VISTA_2_RIALTO | SCE | CA | San Bernardino | San Bernardino - Lucerne | Solar PV | Rooftop | Existing | 2010-07-19 | 2010-07-18 | 1 | - | 0.1 | 0% | CAISO | CAISO | CAISO | Solar | Kramer_Inyokern | 1 | #N/A | VISTA_2_RIALTO | CAISO_Solar | 0.1 | 1
467 | SC50005 | SPVP005 - Redlands | SBERDO_2_RTS005 | SCE | CA | San Bernardino | San Bernardino - Lucerne | Solar PV | Rooftop | Existing | 2010-12-27 | 2010-12-26 | 1 | - | 0.4 | 0% | CAISO | CAISO | CAISO | Solar | Kramer_Inyokern | 1 | #N/A | SBERDO_2_RTS005 | CAISO_Solar | 0.4 | 1
468 | SC50006 | SPVP006 - Ontario | MIRLOM_2_ONTARO | SCE | CA | San Bernardino | San Bernardino - Lucerne | Solar PV | Rooftop | Existing | 2011-01-10 | 2011-01-09 | 1 | - | 0.4 | 0% | CAISO | CAISO | CAISO | Solar | Kramer_Inyokern | 1 | #N/A | MIRLOM_2_ONTARO | CAISO_Solar | 0.4 | 1
469 | SC50007 | SPVP007 - Redlands | SBERDO_2_RTS007 | SCE | CA | San Bernardino | San Bernardino - Lucerne | Solar PV | Rooftop | Existing | 2010-12-29 | 2010-12-28 | 1 | - | 0.4 | 0% | CAISO | CAISO | CAISO | Solar | Kramer_Inyokern | 1 | #N/A | SBERDO_2_RTS007 | CAISO_Solar | 0.4 | 1
470 | SC50008 | SPVP008 - Ontario | DEVERS_1_SOLAR1 | SCE | CA | San Bernardino | San Bernardino - Lucerne | Solar PV | Rooftop | Existing | 2010-12-30 | 2010-12-29 | 1 | - | 0.4 | 0% | CAISO | CAISO | CAISO | Solar | Kramer_Inyokern | 1 | #N/A | DEVERS_1_SOLAR1 | CAISO_Solar | 0.4 | 1
471 | SC50009 | SPVP009 - Ontario | DEVERS_1_SOLAR2 | SCE | CA | San Bernardino | San Bernardino - Lucerne | Solar PV | Rooftop | Existing | 2011-01-10 | 2011-01-09 | 1 | - | 0.2 | 0% | CAISO | CAISO | CAISO | Solar | Kramer_Inyokern | 1 | #N/A | DEVERS_1_SOLAR2 | CAISO_Solar | 0.2 | 1
472 | SC50010 | SPVP010 - Fontana | ETIWND_2_RTS010 | SCE | CA | San Bernardino | San Bernardino - Lucerne | Solar PV | Rooftop | Existing | 2011-05-18 | 2011-05-17 | 1 | - | 0.3 | 0% | CAISO | CAISO | CAISO | Solar | Kramer_Inyokern | 1 | #N/A | ETIWND_2_RTS010 | CAISO_Solar | 0.3 | 1
473 | SC50011 | SPVP011 - Redlands | SBERDO_2_RTS011 | SCE | CA | San Bernardino | San Bernardino - Lucerne | Solar PV | Rooftop | Existing | 2011-11-10 | 2011-11-09 | 1 | - | 0.6 | 0% | CAISO | CAISO | CAISO | Solar | Kramer_Inyokern | 1 | #N/A | SBERDO_2_RTS011 | CAISO_Solar | 0.6 | 1
474 | SC50012 | SPVP012 - Ontario |  | SCE | CA | San Bernardino | San Bernardino - Lucerne | Solar PV | Rooftop | Existing | 2010-12-29 | 2010-12-28 | 1 | - | 0.1 | 0% | CAISO | CAISO | CAISO | Solar | Kramer_Inyokern | 1 | #N/A | SPVP012 - Ontario | CAISO_Solar | 0.1 | 1
475 | SC50013 | SPVP013 - Redlands | SBERDO_2_RTS013 | SCE | CA | San Bernardino | San Bernardino - Lucerne | Solar PV | Rooftop | Existing | 2011-09-15 | 2011-09-14 | 1 | - | 0.6 | 0% | CAISO | CAISO | CAISO | Solar | Kramer_Inyokern | 1 | #N/A | SBERDO_2_RTS013 | CAISO_Solar | 0.6 | 1
476 | SC50015 | SPVP015 - Fontana | ETIWND_2_RTS015 | SCE | CA | San Bernardino | San Bernardino - Lucerne | Solar PV | Rooftop | Existing | 2011-12-19 | 2011-12-18 | 1 | - | 0.5 | 0% | CAISO | CAISO | CAISO | Solar | Kramer_Inyokern | 1 | #N/A | ETIWND_2_RTS015 | CAISO_Solar | 0.5 | 1
477 | SC50016 | SPVP016 - Redlands | SBERDO_2_RTS016 | SCE | CA | San Bernardino | San Bernardino - Lucerne | Solar PV | Rooftop | Existing | 2011-05-18 | 2011-05-17 | 1 | - | 0.2 | 0% | CAISO | CAISO | CAISO | Solar | Kramer_Inyokern | 1 | #N/A | SBERDO_2_RTS016 | CAISO_Solar | 0.2 | 1
478 | SC50017 | SPVP017 - Fontana | ETIWND_2_RTS017 | SCE | CA | San Bernardino | San Bernardino - Lucerne | Solar PV | Rooftop | Existing | 2011-12-14 | 2011-12-13 | 1 | - | 0.6 | 0% | CAISO | CAISO | CAISO | Solar | Kramer_Inyokern | 1 | #N/A | ETIWND_2_RTS017 | CAISO_Solar | 0.6 | 1
479 | SC50018 | SPVP018 - Fontana | ETIWND_2_RTS018 | SCE | CA | San Bernardino | San Bernardino - Lucerne | Solar PV | Rooftop | Existing | 2011-05-23 | 2011-05-22 | 1 | - | 0.3 | 0% | CAISO | CAISO | CAISO | Solar | Kramer_Inyokern | 1 | #N/A | ETIWND_2_RTS018 | CAISO_Solar | 0.3 | 1
480 | SC50022 | SPVP022 - Redlands | SBERDO_2_REDLND | SCE | CA | San Bernardino | San Bernardino - Lucerne | Solar PV | Rooftop | Existing | 2010-11-15 | 2010-11-14 | 1 | - | 0.4 | 0% | CAISO | CAISO | CAISO | Solar | Kramer_Inyokern | 1 | #N/A | SBERDO_2_REDLND | CAISO_Solar | 0.4 | 1
481 | SC50023 | SPVP023 - Fontana | ETIWND_2_RTS023 | SCE | CA | San Bernardino | San Bernardino - Lucerne | Solar PV | Rooftop | Existing | 2011-05-12 | 2099-12-31 | 1 | - | 0.5 | 0% | CAISO | CAISO | CAISO | Solar | Kramer_Inyokern | 1 | #N/A | ETIWND_2_RTS023 | CAISO_Solar | 0.5 | 1
482 | SC50026 | SPVP026 - Rialto | ETIWND_2_RTS026 | SCE | CA | San Bernardino | San Bernardino - Lucerne | Solar PV | Rooftop | Existing | 2011-08-26 | 2099-12-31 | 1 | - | 1 | 0% | CAISO | CAISO | CAISO | Solar | Kramer_Inyokern | 1 | #N/A | ETIWND_2_RTS026 | CAISO_Solar | 1 | 1
483 | SC50027 | SPVP027 - Rialto | ETIWND_2_RTS027 | SCE | CA | San Bernardino | San Bernardino - Lucerne | Solar PV | Rooftop | Existing | 2012-11-16 | 2099-12-31 | 1 | - | 0.3 | 0% | CAISO | CAISO | CAISO | Solar | Kramer_Inyokern | 1 | #N/A | ETIWND_2_RTS027 | CAISO_Solar | 0.3 | 1
484 | SC50028 | SPVP028 - San Bernardino | VISTA_2_RTS028 | SCE | CA | San Bernardino | San Bernardino - Lucerne | Solar PV | Rooftop | Existing | 2011-12-20 | 2099-12-31 | 1 | - | 0.6 | 0% | CAISO | CAISO | CAISO | Solar | Kramer_Inyokern | 1 | #N/A | VISTA_2_RTS028 | CAISO_Solar | 0.6 | 1
485 | SC50032 | SPVP032 - Ontario | MIRLOM_2_RTS032 | SCE | CA | San Bernardino | San Bernardino - Lucerne | Solar PV | Rooftop | Existing | 2011-12-22 | 2099-12-31 | 1 | - | 0.3 | 0% | CAISO | CAISO | CAISO | Solar | Kramer_Inyokern | 1 | #N/A | MIRLOM_2_RTS032 | CAISO_Solar | 0.3 | 1
486 | SC50033 | SPVP033 - Ontario | MIRLOM_2_RTS033 | SCE | CA | San Bernardino | San Bernardino - Lucerne | Solar PV | Fixed Tilt - 20MW+ | Existing | 2012-12-11 | 2099-12-31 | 1 | - | 0.2 | 0% | CAISO | CAISO | CAISO | Solar | Kramer_Inyokern | 1 | #N/A | MIRLOM_2_RTS033 | CAISO_Solar | 0.2 | 1
487 | SC50042 | SPVP042 - Porterville | VESTAL_2_RTS042 | SCE | CA | Tulare | Westlands | Solar PV | Rooftop | Existing | 2010-12-28 | 2099-12-31 | 1 | - | 0.9 | 0% | CAISO | CAISO | CAISO | Solar | Westlands | 1 | #N/A | VESTAL_2_RTS042 | CAISO_Solar | 0.9 | 1
488 | SC50044 | SPVP044 - Perris | VALLEY_5_RTS044 | SCE | CA | Riverside | Riverside County (Partial) | Solar PV | Rooftop | Existing | 2012-09-21 | 2099-12-31 | 1 | - | 1.3 | 0% | CAISO | CAISO | CAISO | Solar | None | 1 | #N/A | VALLEY_5_RTS044 | CAISO_Solar | 1.3 | 1
489 | SC50048 | SPVP048 - Redlands | SBERDO_2_RTS048 | SCE | CA | San Bernardino | San Bernardino - Lucerne | Solar PV | Rooftop | Existing | 2013-08-12 | 2099-12-31 | 1 | - | 0.7 | 0% | CAISO | CAISO | CAISO | Solar | Kramer_Inyokern | 1 | #N/A | SBERDO_2_RTS048 | CAISO_Solar | 0.7 | 1
490 | SC55010 | Curtis, Edwin |  | SCE | CA | San Bernardino | San Bernardino - Lucerne | Solar PV | Rooftop | Existing | 1981-01-01 | 2099-12-31 | 1 | 0 | - | 0% | CAISO | CAISO | CAISO | Solar | Kramer_Inyokern | 1 | #N/A | Curtis, Edwin | CAISO_Solar | 0 | 1
491 | SC55066 | SCAQMD Solar Port |  | SCE | CA | Los Angeles | Los Angeles County (Partial) | Solar PV | Fixed Tilt - 20MW+ | Existing | 1993-12-31 | 2023-12-30 | 1 | 0.1 | - | 0% | CAISO | CAISO | CAISO | Solar | None | 1 | #N/A | SCAQMD Solar Port | CAISO_Solar | 0 | 1
492 | SC55207 | NRG Solar Blythe LLC | BLYTHE_1_SOLAR1 | SCE | CA | Riverside | Riverside East | Solar PV | Fixed Tilt - 20MW+ | Existing | 2009-12-18 | 2030-06-29 | 1 | 21 | 49.7 | 27% | CAISO | CAISO | CAISO | Solar | Riverside_East_Palm_Springs | 1 | #N/A | BLYTHE_1_SOLAR1 | CAISO_Solar | 49.7 | 1
493 | SC55217 | Desert Sunlight 250, LLC | DSRTSN_2_SOLAR1 | SCE | CA | Riverside | Riverside East | Solar PV | Fixed Tilt - 20MW+ | Existing | 2014-12-17 | 2035-01-31 | 1 | 250 | 571 | 26% | CAISO | CAISO | CAISO | Solar | Riverside_East_Palm_Springs | 1 | #N/A | DSRTSN_2_SOLAR1 | CAISO_Solar | 571 | 1
494 | SC55218 | Desert Stateline | DSRTSL_2_SOLAR1 | SCE | CA | San Bernardino | Mountain Pass | Solar PV | Fixed Tilt - 20MW+ | Existing | 2016-09-30 | 2036-12-31 | 1 | 300 | 673 | 26% | CAISO | CAISO | CAISO | Solar | Mountain_Pass_El_Dorado | 1 | #N/A | DSRTSL_2_SOLAR1 | CAISO_Solar | 673 | 1
495 | SC55240 | RE Rio Grande, LLC | GLDTWN_6_SOLAR | SCE | CA | Kern | Tehachapi | Solar PV | Tracking - 20MW+ | Existing | 2013-10-23 | 2033-01-31 | 1 | 5 | 11.4 | 26% | CAISO | CAISO | CAISO | Solar | Tehachapi | 1 | #N/A | GLDTWN_6_SOLAR | CAISO_Solar | 11.4 | 1
496 | SC55247 | RE Rosamond Two, LLC | RSMSLR_6_SOLAR2 | SCE | CA | Kern | Tehachapi | Solar PV | Tracking - 20MW+ | Existing | 2013-12-03 | 2033-02-28 | 1 | 20 | 47.3 | 27% | CAISO | CAISO | CAISO | Solar | Tehachapi | 1 | #N/A | RSMSLR_6_SOLAR2 | CAISO_Solar | 47.3 | 1
497 | SC55249 | RE Victor Phelan Solar One, LLC | VICTOR_1_SOLAR1 | SCE | CA | San Bernardino | San Bernardino - Lucerne | Solar PV | Tracking - 20MW+ | Existing | 2013-10-31 | 2033-02-28 | 1 | 17.5 | 49.1 | 32% | CAISO | CAISO | CAISO | Solar | Kramer_Inyokern | 1 | #N/A | VICTOR_1_SOLAR1 | CAISO_Solar | 49.1 | 1
498 | SC55252 | TA - High Desert LLC (Antelope) | GLOW_6_SOLAR | SCE | CA | Los Angeles | Tehachapi | Solar PV | Tracking - 20MW+ | Existing | 2013-03-25 | 2033-04-01 | 1 | 20 | 55.6 | 32% | CAISO | CAISO | CAISO | Solar | Tehachapi | 1 | #N/A | GLOW_6_SOLAR | CAISO_Solar | 55.6 | 1
499 | SC55277 | Temescal Canyon | CORONS_2_SOLAR | SCE | CA | Riverside | Twentynine Palms | Solar PV | Rooftop | Existing | 2011-07-29 | 2031-08-01 | 1 | 1.5 | 1.5 | 11% | CAISO | CAISO | CAISO | Solar | Southern_California_Desert | 1 | #N/A | CORONS_2_SOLAR | CAISO_Solar | 1.5 | 1
500 | SC55283 | CED Corcoran Solar 2, LLC | WAUKNA_1_SOLAR2 | SCE | CA | Kings | Westlands | Solar PV | Tracking - 20MW+ | Existing | 2015-06-10 | 2099-12-31 | 1 | 19.8 | 39.6 | 23% | CAISO | CAISO | CAISO | Solar | Westlands | 1 | #N/A | WAUKNA_1_SOLAR2 | CAISO_Solar | 39.6 | 1
501 | SC55284 | Silver State Solar Power, LLC | PRIMM_2_SOLAR1 | SCE | NV | Clark | Mountain Pass | Solar PV | Tracking - 20MW+ | Existing | 2016-05-21 | 2038-12-01 | 1 | 250 | 613.2 | 28% | CAISO | CAISO | CAISO | Solar | Mountain_Pass_El_Dorado | 1 | #N/A | PRIMM_2_SOLAR1 | CAISO_Solar | 613.2 | 1
502 | SC55297 | Regulus Solar, LLC | LAMONT_1_SOLAR1 | SCE | CA | Kern | Tehachapi | Solar PV | Tracking - 20MW+ | Existing | 2014-11-11 | 2034-12-31 | 1 | 60 | 173.4 | 33% | CAISO | CAISO | CAISO | Solar | Tehachapi | 1 | #N/A | LAMONT_1_SOLAR1 | CAISO_Solar | 173.4 | 1
503 | SC55298 | Adobe Solar, LLC | ADOBEE_1_SOLAR | SCE | CA | Kern | Tehachapi | Solar PV | Tracking - 20MW+ | Existing | 2014-05-21 | 2034-06-30 | 1 | 20 | 53.5 | 31% | CAISO | CAISO | CAISO | Solar | Tehachapi | 1 | #N/A | ADOBEE_1_SOLAR | CAISO_Solar | 53.5 | 1
504 | SC55369 | Golden Springs, LLC, (Building C1) | DELAMO_2_SOLRC1 | SCE | CA | Los Angeles | Orange County | Solar PV | Rooftop | Existing | 2012-02-10 | 2032-03-01 | 1 | 1.2 | 2 | 20% | CAISO | CAISO | CAISO | Solar | None | 1 | #N/A | DELAMO_2_SOLRC1 | CAISO_Solar | 2 | 1
505 | SC55370 | Golden Springs, LLC, (Building D) | DELAMO_2_SOLRD | SCE | CA | Los Angeles | Orange County | Solar PV | Rooftop | Existing | 2012-04-02 | 2032-05-01 | 1 | 1.3 | 2.2 | 20% | CAISO | CAISO | CAISO | Solar | None | 1 | #N/A | DELAMO_2_SOLRD | CAISO_Solar | 2.2 | 1
506 | SC55371 | Industry Metrolink PV 1 | WALNUT_2_SOLAR | SCE | CA | Los Angeles | Los Angeles County (Partial) | Solar PV | Rooftop | Existing | 2012-04-03 | 2032-04-01 | 1 | 1.5 | 2.9 | 22% | CAISO | CAISO | CAISO | Solar | None | 1 | #N/A | WALNUT_2_SOLAR | CAISO_Solar | 2.9 | 1
507 | SC55394 | SS San Antonio West LLC (Chino South Building E) | CHINO_2_SASOLR | SCE | CA | San Bernardino | San Bernardino - Lucerne | Solar PV | Rooftop | Existing | 2012-05-04 | 2032-05-31 | 1 | 1.5 | 3 | 23% | CAISO | CAISO | CAISO | Solar | Kramer_Inyokern | 1 | #N/A | CHINO_2_SASOLR | CAISO_Solar | 3 | 1
508 | SC55396 | SEPV1, LLC | LITLRK_6_SEPV01 | SCE | CA | Los Angeles | Pisgah | Solar PV | Tracking - 20MW+ | Existing | 2012-05-04 | 2032-06-01 | 1 | 2 | 5 | 28% | CAISO | CAISO | CAISO | Solar | Southern_California_Desert | 1 | #N/A | LITLRK_6_SEPV01 | CAISO_Solar | 5 | 1
509 | SC55397 | SEPV2, LLC | DEVERS_1_SEPV05 | SCE | CA | San Bernardino | Twentynine Palms | Solar PV | Tracking - 20MW+ | Existing | 2012-05-04 | 2032-06-01 | 1 | 2 | 4.6 | 26% | CAISO | CAISO | CAISO | Solar | Southern_California_Desert | 1 | #N/A | DEVERS_1_SEPV05 | CAISO_Solar | 4.6 | 1
510 | SC55408 | North Palm Springs #1A | BUCKWD_1_NPALM1 | SCE | CA | Riverside | Palm Springs | Solar PV | Tracking - 20MW+ | Existing | 2012-04-02 | 2032-04-02 | 1 | 2.4 | 5.3 | 26% | CAISO | CAISO | CAISO | Solar | Riverside_East_Palm_Springs | 1 | #N/A | BUCKWD_1_NPALM1 | CAISO_Solar | 5.3 | 1
511 | SC55411 | North Palm Springs #4A | GARNET_1_SOLAR | SCE | CA | Riverside | Palm Springs | Solar PV | Tracking - 20MW+ | Existing | 2012-05-04 | 2032-05-04 | 1 | 4.1 | 9.4 | 26% | CAISO | CAISO | CAISO | Solar | Riverside_East_Palm_Springs | 1 | #N/A | GARNET_1_SOLAR | CAISO_Solar | 9.4 | 1
512 | SC55412 | Solar Star California XIX, LLC (AVPV I) | SLSTR1_2_SOLAR1 | SCE | CA | Kern | Tehachapi | Solar PV | Tracking - 20MW+ | Existing | 2015-07-01 | 2035-08-31 | 1 | 310 | 778.2 | 29% | CAISO | CAISO | CAISO | Solar | Tehachapi | 1 | #N/A | SLSTR1_2_SOLAR1 | CAISO_Solar | 778.2 | 1
513 | SC55413 | Solar Star California XX, LLC (AVPV II) | SLSTR2_2_SOLAR2 | SCE | CA | Kern | Tehachapi | Solar PV | Tracking - 20MW+ | Existing | 2015-07-01 | 2035-08-31 | 1 | 276 | 718 | 30% | CAISO | CAISO | CAISO | Solar | Tehachapi | 1 | #N/A | SLSTR2_2_SOLAR2 | CAISO_Solar | 718 | 1
514 | SC55415 | Solar Star California XIII, LLC (Quinto) | SLST13_2_SOLAR1 | SCE | CA | Merced | Los Banos | Solar PV | Tracking - 20MW+ | Existing | 2015-11-30 | 2035-12-01 | 1 | 108 | 275 | 29% | CAISO | CAISO | CAISO | Solar | Central_Valley_North_Los_Banos | 1 | #N/A | SLST13_2_SOLAR1 | CAISO_Solar | 275 | 1
515 | SC55434 | One Miracle Property, LLC |  | SCE | CA | Ventura | Ventura County (Partial) | Solar PV | Rooftop | Existing | 2011-02-14 | 2031-02-14 | 1 | 0.8 | 1.3 | 20% | CAISO | CAISO | CAISO | Solar | None | 1 | #N/A | One Miracle Property, LLC | CAISO_Solar | 1.3 | 1
516 | SC55439 | Powhatan Solar Power Generation Station 1, LLC |  | SCE | CA | San Bernardino | San Bernardino - Lucerne | Solar PV | Tracking - 20MW+ | Existing | 2013-12-28 | 2033-12-28 | 1 | 1.5 | 4.4 | 34% | CAISO | CAISO | CAISO | Solar | Kramer_Inyokern | 1 | #N/A | Powhatan Solar Power Generation Station 1, LLC | CAISO_Solar | 4.4 | 1
517 | SC55440 | Otoe Solar Power Generation Station 1, LLC |  | SCE | CA | San Bernardino | San Bernardino - Lucerne | Solar PV | Fixed Tilt - 20MW+ | Existing | 2013-12-28 | 2033-12-28 | 1 | 1.5 | 3.6 | 27% | CAISO | CAISO | CAISO | Solar | Kramer_Inyokern | 1 | #N/A | Otoe Solar Power Generation Station 1, LLC | CAISO_Solar | 3.6 | 1
518 | SC55442 | Navajo Solar Power Generation Station 1, LLC |  | SCE | CA | San Bernardino | San Bernardino - Lucerne | Solar PV | Tracking - 20MW+ | Existing | 2013-12-28 | 2033-12-28 | 1 | 1.5 | 4.4 | 34% | CAISO | CAISO | CAISO | Solar | Kramer_Inyokern | 1 | #N/A | Navajo Solar Power Generation Station 1, LLC | CAISO_Solar | 4.4 | 1
519 | SC55447 | Lancaster Dry Farm Ranch B, LLC | DELSUR_6_DRYFRB | SCE | CA | Los Angeles | Tehachapi | Solar PV | Tracking - 20MW+ | Existing | 2014-12-18 | 2035-01-31 | 1 | 5 | 13 | 30% | CAISO | CAISO | CAISO | Solar | Tehachapi | 1 | #N/A | DELSUR_6_DRYFRB | CAISO_Solar | 13 | 1
520 | SC55459 | Victor Dry Farm Ranch A, LLC | VICTOR_1_VDRYFA | SCE | CA | San Bernardino | Victorville | Solar PV | Fixed Tilt - 20MW+ | Existing | 2015-06-12 | 2035-07-01 | 1 | 5 | 10.3 | 23% | CAISO | CAISO | CAISO | Solar | Kramer_Inyokern | 1 | #N/A | VICTOR_1_VDRYFA | CAISO_Solar | 10.3 | 1
521 | SC55460 | Victor Dry Farm Ranch B, LLC | VICTOR_1_VDRYFB | SCE | CA | San Bernardino | Victorville | Solar PV | Fixed Tilt - 20MW+ | Existing | 2015-06-12 | 2035-07-01 | 1 | 5 | 10.3 | 23% | CAISO | CAISO | CAISO | Solar | Kramer_Inyokern | 1 | #N/A | VICTOR_1_VDRYFB | CAISO_Solar | 10.3 | 1
522 | SC55463 | Central Antelope Dry Ranch C, LLC (A&R) | PLAINV_6_SOLARC | SCE | CA | Los Angeles | Tehachapi | Solar PV | Fixed Tilt - 20MW+ | Existing | 2016-05-06 | 2036-07-01 | 1 | 20 | 41.2 | 24% | CAISO | CAISO | CAISO | Solar | Tehachapi | 1 | #N/A | PLAINV_6_SOLARC | CAISO_Solar | 41.2 | 1
523 | SC55468 | North Lancaster Ranch, LLC (A&R) | PLAINV_6_NLRSR1 | SCE | CA | Los Angeles | Tehachapi | Solar PV | Fixed Tilt - 20MW+ | Existing | 2016-12-31 | 2037-01-01 | 1 | 20 | 41.2 | 24% | CAISO | CAISO | CAISO | Solar | Tehachapi | 1 | #N/A | PLAINV_6_NLRSR1 | CAISO_Solar | 41.2 | 1
524 | SC55469 | Sierra Solar Greenworks, LLC (A&R) | PLAINV_6_SOLAR3 | SCE | CA | Los Angeles | Tehachapi | Solar PV | Fixed Tilt - 20MW+ | Existing | 2015-11-30 | 2035-12-01 | 1 | 20 | 41.2 | 24% | CAISO | CAISO | CAISO | Solar | Tehachapi | 1 | #N/A | PLAINV_6_SOLAR3 | CAISO_Solar | 41.2 | 1
525 | SC55476 | American Solar Greenworks, LLC (A&R) |  | SCE | CA | Los Angeles | Tehachapi | Solar PV | Tracking - 20MW+ | New | 2016-07-08 | 2036-08-31 | 1 | 6.5 | 30.9 | 54% | CAISO | CAISO | CAISO | Solar | Tehachapi | 0.84 | #N/A | American Solar Greenworks, LLC (A&R) | CAISO_Solar | 30.9 | 1
526 | SC55477 | Expressway Solar A | VICTOR_1_EXSLRA | SCE | CA | San Bernardino | Victorville | Solar PV | Fixed Tilt - 20MW+ | Existing | 2014-05-07 | 2034-06-01 | 1 | 2 | 5.1 | 29% | CAISO | CAISO | CAISO | Solar | Kramer_Inyokern | 1 | #N/A | VICTOR_1_EXSLRA | CAISO_Solar | 5.1 | 1
527 | SC55478 | Expressway Solar B | VICTOR_1_EXSLRB | SCE | CA | San Bernardino | Victorville | Solar PV | Fixed Tilt - 20MW+ | Existing | 2014-05-07 | 2034-06-01 | 1 | 2 | 5.1 | 29% | CAISO | CAISO | CAISO | Solar | Kramer_Inyokern | 1 | #N/A | VICTOR_1_EXSLRB | CAISO_Solar | 5.1 | 1
528 | SC55485 | Nicolis, LLC (Weldon Solar) | VESTAL_2_SOLAR1 | SCE | CA | Tulare | Westlands | Solar PV | Tracking - 20MW+ | Existing | 2016-09-15 | 2033-09-15 | 1 | 20 | 51.9 | 30% | CAISO | CAISO | CAISO | Solar | Westlands | 1 | #N/A | VESTAL_2_SOLAR1 | CAISO_Solar | 51.9 | 1
529 | SC55488 | Garnet Solar Power Generation Station, 1 LLC | GARNET_1_SOLAR2 | SCE | CA | Riverside | Palm Springs | Solar PV | Tracking - 20MW+ | Existing | 2014-12-23 | 2033-06-02 | 1 | 4 | 9.4 | 27% | CAISO | CAISO | CAISO | Solar | Riverside_East_Palm_Springs | 1 | #N/A | GARNET_1_SOLAR2 | CAISO_Solar | 9.4 | 1
530 | SC55490 | Tropico, LLC (Great Lakes) | VESTAL_2_SOLAR2 | SCE | CA | Tulare | Westlands | Solar PV | Tracking - 20MW+ | Existing | 2016-09-14 | 2033-09-15 | 1 | 14 | 36.3 | 30% | CAISO | CAISO | CAISO | Solar | Westlands | 1 | #N/A | VESTAL_2_SOLAR2 | CAISO_Solar | 36.3 | 1
531 | SC55493 | RE Columbia Three LLC | GLDTWN_6_COLUM3 | SCE | CA | Kern | Tehachapi | Solar PV | Tracking - 20MW+ | Existing | 2014-01-01 | 2034-01-01 | 1 | 10 | 24.9 | 28% | CAISO | CAISO | CAISO | Solar | Tehachapi | 1 | #N/A | GLDTWN_6_COLUM3 | CAISO_Solar | 24.9 | 1
532 | SC55494 | McCoy Solar, LLC | BLKCRK_2_SOLAR1 | SCE | CA | Riverside | Riverside East | Solar PV | Tracking - 20MW+ | Existing | 2016-11-30 | 2036-12-01 | 1 | 250 | 680 | 31% | CAISO | CAISO | CAISO | Solar | Riverside_East_Palm_Springs | 1 | #N/A | BLKCRK_2_SOLAR1 | CAISO_Solar | 680 | 1
533 | SC55496 | Industry Solar Power Generation Station 1, LLC |  | SCE | CA | San Bernardino | San Bernardino - Lucerne | Solar PV | Tracking - 20MW+ | Existing | 2013-12-28 | 2033-12-28 | 1 | 1.5 | 4.4 | 33% | CAISO | CAISO | CAISO | Solar | Kramer_Inyokern | 1 | #N/A | Industry Solar Power Generation Station 1, LLC | CAISO_Solar | 4.4 | 1
534 | SC55509 | Newberry Solar 1, LLC |  | SCE | CA | San Bernardino | Barstow | Solar PV | Tracking - 20MW+ | Existing | 2013-10-01 | 2033-11-13 | 1 | 1.5 | 3.4 | 26% | CAISO | CAISO | CAISO | Solar | Kramer_Inyokern | 1 | #N/A | Newberry Solar 1, LLC | CAISO_Solar | 3.4 | 1
535 | SC55510 | USFS San Dimas Technology and Development Center |  | SCE | CA | Los Angeles | Los Angeles County (Partial) | Solar PV | Fixed Tilt - 20MW+ | Existing | 2012-07-23 | 2022-08-01 | 1 | 0.3 | 0.2 | 9% | CAISO | CAISO | CAISO | Solar | None | 1 | #N/A | USFS San Dimas Technology and Development Center | CAISO_Solar | 0.2 | 1
536 | SC55512 | Little Rock - Pham Solar PV, LLC | LITLRK_6_SOLAR4 | SCE | CA | Los Angeles | Tehachapi | Solar PV | Tracking - 20MW+ | Existing | 2015-12-29 | 2035-12-30 | 1 | 3 | 10 | 38% | CAISO | CAISO | CAISO | Solar | Tehachapi | 1 | #N/A | LITLRK_6_SOLAR4 | CAISO_Solar | 10 | 1
537 | SC55514 | Neenach Solar 1B South, LLC |  | SCE | CA | Los Angeles | Tehachapi | Solar PV | Tracking - 20MW+ | New | 2016-04-01 | 2036-04-01 | 1 | 1.5 | 4.8 | 37% | CAISO | CAISO | CAISO | Solar | Tehachapi | 0.84 | #N/A | Neenach Solar 1B South, LLC | CAISO_Solar | 4.8 | 1
538 | SC55517 | L-8 Solar Project, LLC |  | SCE | CA | Los Angeles | Tehachapi | Solar PV | Fixed Tilt - 20MW+ | Existing | 2012-06-01 | 2032-06-01 | 1 | 1.5 | 3.2 | 24% | CAISO | CAISO | CAISO | Solar | Tehachapi | 1 | #N/A | L-8 Solar Project, LLC | CAISO_Solar | 3.2 | 1
539 | SC55518 | Heliocentric, LLC |  | SCE | CA | Los Angeles | Tehachapi | Solar PV | Fixed Tilt - 20MW+ | Existing | 2012-03-28 | 2032-03-27 | 1 | 1.5 | 3.2 | 24% | CAISO | CAISO | CAISO | Solar | Tehachapi | 1 | #N/A | Heliocentric, LLC | CAISO_Solar | 3.2 | 1
540 | SC55520 | Treen Solar 1, LLC |  | SCE | CA | Los Angeles | Tehachapi | Solar PV | Tracking - 20MW+ | Existing | 2013-08-28 | 2033-09-01 | 1 | 1 | 3.1 | 35% | CAISO | CAISO | CAISO | Solar | Tehachapi | 1 | #N/A | Treen Solar 1, LLC | CAISO_Solar | 3.1 | 1
541 | SC55521 | Treen Solar 2, LLC |  | SCE | CA | Los Angeles | Tehachapi | Solar PV | Tracking - 20MW+ | Existing | 2013-08-28 | 2033-09-01 | 1 | 1 | 3.1 | 35% | CAISO | CAISO | CAISO | Solar | Tehachapi | 1 | #N/A | Treen Solar 2, LLC | CAISO_Solar | 3.1 | 1
542 | SC55522 | Annie Power, LLC |  | SCE | CA | Los Angeles | Tehachapi | Solar PV | Tracking - 20MW+ | Existing | 2013-08-28 | 2033-09-01 | 1 | 1.5 | 4.6 | 35% | CAISO | CAISO | CAISO | Solar | Tehachapi | 1 | #N/A | Annie Power, LLC | CAISO_Solar | 4.6 | 1
543 | SC55523 | JRam Solar 1, LLC |  | SCE | CA | Los Angeles | Tehachapi | Solar PV | Tracking - 20MW+ | Existing | 2013-09-10 | 2033-10-01 | 1 | 1.5 | 4.6 | 35% | CAISO | CAISO | CAISO | Solar | Tehachapi | 1 | #N/A | JRam Solar 1, LLC | CAISO_Solar | 4.6 | 1
544 | SC55524 | JRam Solar 2, LLC |  | SCE | CA | Los Angeles | Tehachapi | Solar PV | Tracking - 20MW+ | Existing | 2013-09-10 | 2033-10-01 | 1 | 1.5 | 4.6 | 35% | CAISO | CAISO | CAISO | Solar | Tehachapi | 1 | #N/A | JRam Solar 2, LLC | CAISO_Solar | 4.6 | 1
545 | SC55525 | JRam Solar 3, LLC |  | SCE | CA | Los Angeles | Tehachapi | Solar PV | Tracking - 20MW+ | Existing | 2013-09-10 | 2033-10-01 | 1 | 1 | 3.1 | 35% | CAISO | CAISO | CAISO | Solar | Tehachapi | 1 | #N/A | JRam Solar 3, LLC | CAISO_Solar | 3.1 | 1
546 | SC55536 | Sandra Energy, LLC |  | SCE | CA | Los Angeles | Tehachapi | Solar PV | Tracking - 20MW+ | Existing | 2013-10-01 | 2033-11-01 | 1 | 1.5 | 4.6 | 35% | CAISO | CAISO | CAISO | Solar | Tehachapi | 1 | #N/A | Sandra Energy, LLC | CAISO_Solar | 4.6 | 1
547 | SC55539 | Dreamer Solar, LLC |  | SCE | CA | Los Angeles | Tehachapi | Solar PV | Tracking - 20MW+ | Existing | 2013-10-01 | 2033-11-01 | 1 | 1.5 | 4.6 | 35% | CAISO | CAISO | CAISO | Solar | Tehachapi | 1 | #N/A | Dreamer Solar, LLC | CAISO_Solar | 4.6 | 1
548 | SC55541 | Drew Energy, LLC |  | SCE | CA | San Bernardino | San Bernardino - Lucerne | Solar PV | Tracking - 20MW+ | Existing | 2013-08-21 | 2033-09-01 | 1 | 1 | 3.1 | 35% | CAISO | CAISO | CAISO | Solar | Kramer_Inyokern | 1 | #N/A | Drew Energy, LLC | CAISO_Solar | 3.1 | 1
549 | SC55549 | Voyager Solar 1, LLC |  | SCE | CA | Los Angeles | Tehachapi | Solar PV | Tracking - 20MW+ | Existing | 2014-01-29 | 2034-02-01 | 1 | 1.5 | 4.6 | 35% | CAISO | CAISO | CAISO | Solar | Tehachapi | 1 | #N/A | Voyager Solar 1, LLC | CAISO_Solar | 4.6 | 1
550 | SC55550 | Voyager Solar 2, LLC |  | SCE | CA | Los Angeles | Tehachapi | Solar PV | Tracking - 20MW+ | Existing | 2014-01-29 | 2034-02-01 | 1 | 1.5 | 4.6 | 35% | CAISO | CAISO | CAISO | Solar | Tehachapi | 1 | #N/A | Voyager Solar 2, LLC | CAISO_Solar | 4.6 | 1
551 | SC55551 | Voyager Solar 3, LLC |  | SCE | CA | Los Angeles | Tehachapi | Solar PV | Tracking - 20MW+ | Existing | 2014-01-29 | 2034-02-01 | 1 | 1 | 3.1 | 35% | CAISO | CAISO | CAISO | Solar | Tehachapi | 1 | #N/A | Voyager Solar 3, LLC | CAISO_Solar | 3.1 | 1
552 | SC55559 | Becca Solar, LLC |  | SCE | CA | Los Angeles | Tehachapi | Solar PV | Tracking - 20MW+ | Existing | 2013-07-30 | 2033-08-01 | 1 | 1.5 | 4.6 | 35% | CAISO | CAISO | CAISO | Solar | Tehachapi | 1 | #N/A | Becca Solar, LLC | CAISO_Solar | 4.6 | 1
553 | SC55560 | Toro Power 1, LLC |  | SCE | CA | San Bernardino | Victorville | Solar PV | Tracking - 20MW+ | Existing | 2013-08-21 | 2033-09-01 | 1 | 1.5 | 4.6 | 35% | CAISO | CAISO | CAISO | Solar | Kramer_Inyokern | 1 | #N/A | Toro Power 1, LLC | CAISO_Solar | 4.6 | 1
554 | SC55561 | Toro Power 2, LLC |  | SCE | CA | San Bernardino | Victorville | Solar PV | Tracking - 20MW+ | Existing | 2013-12-23 | 2034-01-01 | 1 | 0.5 | 1.5 | 35% | CAISO | CAISO | CAISO | Solar | Kramer_Inyokern | 1 | #N/A | Toro Power 2, LLC | CAISO_Solar | 1.5 | 1
555 | SC55562 | Radiance Solar 5 LLC |  | SCE | CA | Los Angeles | Tehachapi | Solar PV | Fixed Tilt - 20MW+ | Existing | 2013-07-16 | 2033-08-01 | 1 | 1.5 | 3.9 | 29% | CAISO | CAISO | CAISO | Solar | Tehachapi | 1 | #N/A | Radiance Solar 5 LLC | CAISO_Solar | 3.9 | 1
556 | SC55563 | Radiance Solar 4 LLC |  | SCE | CA | Los Angeles | Tehachapi | Solar PV | Fixed Tilt - 20MW+ | Existing | 2013-07-16 | 2033-08-01 | 1 | 1.5 | 3.9 | 29% | CAISO | CAISO | CAISO | Solar | Tehachapi | 1 | #N/A | Radiance Solar 4 LLC | CAISO_Solar | 3.9 | 1
557 | SC55568 | Highlander Solar 1 (f/k/a SEPV8) | DEVERS_1_SOLAR1 | SCE | CA | San Bernardino | San Bernardino - Lucerne | Solar PV | Tracking - 20MW+ | Existing | 2013-06-12 | 2033-07-01 | 1 | 12 | 33.1 | 31% | CAISO | CAISO | CAISO | Solar | Kramer_Inyokern | 1 | #N/A | DEVERS_1_SOLAR1 | CAISO_Solar | 33.1 | 1
558 | SC55569 | Highlander Solar 2 (f/k/a SEPV9) | DEVERS_1_SOLAR2 | SCE | CA | San Bernardino | San Bernardino - Lucerne | Solar PV | Tracking - 20MW+ | Existing | 2013-06-11 | 2033-07-01 | 1 | 9 | 24.8 | 31% | CAISO | CAISO | CAISO | Solar | Kramer_Inyokern | 1 | #N/A | DEVERS_1_SOLAR2 | CAISO_Solar | 24.8 | 1
559 | SC55570 | Summer Solar C2, LLC |  | SCE | CA | Los Angeles | Tehachapi | Solar PV | Fixed Tilt - 20MW+ | Existing | 2014-06-26 | 2033-11-01 | 1 | 1.5 | 3.9 | 29% | CAISO | CAISO | CAISO | Solar | Tehachapi | 1 | #N/A | Summer Solar C2, LLC | CAISO_Solar | 3.9 | 1
560 | SC55571 | Summer Solar D2, LLC |  | SCE | CA | Los Angeles | Tehachapi | Solar PV | Fixed Tilt - 20MW+ | Existing | 2014-08-13 | 2033-11-01 | 1 | 1 | 2.3 | 26% | CAISO | CAISO | CAISO | Solar | Tehachapi | 1 | #N/A | Summer Solar D2, LLC | CAISO_Solar | 2.3 | 1
561 | SC55572 | Summer Solar A2, LLC |  | SCE | CA | Los Angeles | Tehachapi | Solar PV | Fixed Tilt - 20MW+ | Existing | 2014-06-26 | 2033-11-01 | 1 | 1.5 | 3.9 | 29% | CAISO | CAISO | CAISO | Solar | Tehachapi | 1 | #N/A | Summer Solar A2, LLC | CAISO_Solar | 3.9 | 1
562 | SC55573 | Summer Solar B2, LLC |  | SCE | CA | Los Angeles | Tehachapi | Solar PV | Fixed Tilt - 20MW+ | Existing | 2014-06-26 | 2033-11-01 | 1 | 1.5 | 3.9 | 29% | CAISO | CAISO | CAISO | Solar | Tehachapi | 1 | #N/A | Summer Solar B2, LLC | CAISO_Solar | 3.9 | 1
563 | SC55574 | Rodeo Solar C2, LLC |  | SCE | CA | Los Angeles | Tehachapi | Solar PV | Fixed Tilt - 20MW+ | Existing | 2014-06-06 | 2033-11-01 | 1 | 1.5 | 4 | 30% | CAISO | CAISO | CAISO | Solar | Tehachapi | 1 | #N/A | Rodeo Solar C2, LLC | CAISO_Solar | 4 | 1
564 | SC55578 | Rodeo Solar D2, LLC |  | SCE | CA | Los Angeles | Tehachapi | Solar PV | Fixed Tilt - 20MW+ | Existing | 2014-06-06 | 2033-11-01 | 1 | 1.5 | 4 | 30% | CAISO | CAISO | CAISO | Solar | Tehachapi | 1 | #N/A | Rodeo Solar D2, LLC | CAISO_Solar | 4 | 1
565 | SC55585 | Expressway Solar C2, LLC |  | SCE | CA | Los Angeles | Victorville | Solar PV | Fixed Tilt - 20MW+ | Existing | 2014-11-14 | 2033-11-01 | 1 | 1.5 | 4 | 30% | CAISO | CAISO | CAISO | Solar | Kramer_Inyokern | 1 | #N/A | Expressway Solar C2, LLC | CAISO_Solar | 4 | 1
566 | SC55587 | Tulare PV1, LLC (Exeter 1) |  | SCE | CA | Tulare | Orange County | Solar PV | Fixed Tilt - 20MW+ | Existing | 2014-01-24 | 2034-02-28 | 1 | 1 | 2 | 23% | CAISO | CAISO | CAISO | Solar | None | 1 | #N/A | Tulare PV1, LLC (Exeter 1) | CAISO_Solar | 2 | 1
567 | SC55588 | Tulare PV1, LLC (Exeter 2) |  | SCE | CA | Tulare | Orange County | Solar PV | Fixed Tilt - 20MW+ | Existing | 2014-01-24 | 2034-02-28 | 1 | 1 | 2 | 23% | CAISO | CAISO | CAISO | Solar | None | 1 | #N/A | Tulare PV1, LLC (Exeter 2) | CAISO_Solar | 2 | 1
568 | SC55589 | Tulare PV1, LLC (Exeter 3) |  | SCE | CA | Tulare | Orange County | Solar PV | Fixed Tilt - 20MW+ | Existing | 2014-01-24 | 2034-02-28 | 1 | 1.5 | 3 | 23% | CAISO | CAISO | CAISO | Solar | None | 1 | #N/A | Tulare PV1, LLC (Exeter 3) | CAISO_Solar | 3 | 1
569 | SC55590 | Tulare PV1, LLC (Lindsay 1) |  | SCE | CA | Tulare | Westlands | Solar PV | Fixed Tilt - 20MW+ | Existing | 2014-01-17 | 2034-01-31 | 1 | 1.5 | 3 | 23% | CAISO | CAISO | CAISO | Solar | Westlands | 1 | #N/A | Tulare PV1, LLC (Lindsay 1) | CAISO_Solar | 3 | 1
570 | SC55591 | Tulare PV1, LLC (Lindsay 3) |  | SCE | CA | Tulare | Westlands | Solar PV | Fixed Tilt - 20MW+ | Existing | 2014-01-17 | 2034-01-31 | 1 | 1.5 | 3 | 23% | CAISO | CAISO | CAISO | Solar | Westlands | 1 | #N/A | Tulare PV1, LLC (Lindsay 3) | CAISO_Solar | 3 | 1
571 | SC55592 | Tulare PV1, LLC (Lindsay 4) |  | SCE | CA | Tulare | Westlands | Solar PV | Fixed Tilt - 20MW+ | Existing | 2014-01-17 | 2034-01-31 | 1 | 1 | 2 | 23% | CAISO | CAISO | CAISO | Solar | Westlands | 1 | #N/A | Tulare PV1, LLC (Lindsay 4) | CAISO_Solar | 2 | 1
572 | SC55597 | Tulare PV1, LLC (Ivanhoe 1) |  | SCE | CA | Tulare | Westlands | Solar PV | Fixed Tilt - 20MW+ | Existing | 2014-01-17 | 2034-01-31 | 1 | 1.5 | 3 | 23% | CAISO | CAISO | CAISO | Solar | Westlands | 1 | #N/A | Tulare PV1, LLC (Ivanhoe 1) | CAISO_Solar | 3 | 1
573 | SC55598 | Tulare PV1, LLC (Ivanhoe 2) |  | SCE | CA | Tulare | Westlands | Solar PV | Fixed Tilt - 20MW+ | Existing | 2014-01-17 | 2034-01-31 | 1 | 0.5 | 1 | 23% | CAISO | CAISO | CAISO | Solar | Westlands | 1 | #N/A | Tulare PV1, LLC (Ivanhoe 2) | CAISO_Solar | 1 | 1
574 | SC55599 | Tulare PV1, LLC (Ivanhoe 3) |  | SCE | CA | Tulare | Victorville | Solar PV | Fixed Tilt - 20MW+ | Existing | 2014-01-17 | 2034-01-31 | 1 | 1.5 | 3 | 23% | CAISO | CAISO | CAISO | Solar | Kramer_Inyokern | 1 | #N/A | Tulare PV1, LLC (Ivanhoe 3) | CAISO_Solar | 3 | 1
575 | SC55600 | Tulare PV1, LLC (Porterville 1) |  | SCE | CA | Tulare | Barstow | Solar PV | Fixed Tilt - 20MW+ | Existing | 2014-01-17 | 2034-01-31 | 1 | 1 | 2 | 23% | CAISO | CAISO | CAISO | Solar | Kramer_Inyokern | 1 | #N/A | Tulare PV1, LLC (Porterville 1) | CAISO_Solar | 2 | 1
576 | SC55601 | Tulare PV1, LLC (Porterville 2) |  | SCE | CA | Tulare | Westlands | Solar PV | Fixed Tilt - 20MW+ | Existing | 2014-01-17 | 2034-01-31 | 1 | 1 | 2 | 23% | CAISO | CAISO | CAISO | Solar | Westlands | 1 | #N/A | Tulare PV1, LLC (Porterville 2) | CAISO_Solar | 2 | 1
577 | SC55602 | Tulare PV1, LLC (Porterville 5) |  | SCE | CA | Tulare | Westlands | Solar PV | Fixed Tilt - 20MW+ | Existing | 2014-01-17 | 2034-01-31 | 1 | 1.5 | 3 | 23% | CAISO | CAISO | CAISO | Solar | Westlands | 1 | #N/A | Tulare PV1, LLC (Porterville 5) | CAISO_Solar | 3 | 1
578 | SC55603 | Sequoia PV1, LLC (Tulare 1) |  | SCE | CA | Tulare | Westlands | Solar PV | Fixed Tilt - 20MW+ | Existing | 2014-01-17 | 2034-01-17 | 1 | 1.5 | 3 | 23% | CAISO | CAISO | CAISO | Solar | Westlands | 1 | #N/A | Sequoia PV1, LLC (Tulare 1) | CAISO_Solar | 3 | 1
579 | SC55604 | Sequoia PV1, LLC (Tulare 2) |  | SCE | CA | Tulare | Westlands | Solar PV | Fixed Tilt - 20MW+ | Existing | 2014-01-17 | 2034-01-17 | 1 | 1.5 | 3 | 23% | CAISO | CAISO | CAISO | Solar | Westlands | 1 | #N/A | Sequoia PV1, LLC (Tulare 2) | CAISO_Solar | 3 | 1
580 | SC55605 | Kettering 1 (f/k/a Ever CT Solar Farm, LLC - Site 1A) |  | SCE | CA | Los Angeles | Tehachapi | Solar PV | Fixed Tilt - 20MW+ | Existing | 2014-07-17 | 2034-07-18 | 1 | 1 | 2 | 23% | CAISO | CAISO | CAISO | Solar | Tehachapi | 1 | #N/A | Kettering 1 (f/k/a Ever CT Solar Farm, LLC - Site 1A) | CAISO_Solar | 2 | 1
581 | SC55606 | Kettering 2 (f/k/a Ever CT Solar Farm, LLC - Site 1B) |  | SCE | CA | Los Angeles | Tehachapi | Solar PV | Fixed Tilt - 20MW+ | Existing | 2014-07-17 | 2034-07-18 | 1 | 1 | 2 | 23% | CAISO | CAISO | CAISO | Solar | Tehachapi | 1 | #N/A | Kettering 2 (f/k/a Ever CT Solar Farm, LLC - Site 1B) | CAISO_Solar | 2 | 1
582 | SC55607 | Division 1 (f/k/a Ever CT Solar Farm, LLC - Site 2A) |  | SCE | CA | Los Angeles | Tehachapi | Solar PV | Fixed Tilt - 20MW+ | Existing | 2014-06-24 | 2034-06-24 | 1 | 1.5 | 3.1 | 23% | CAISO | CAISO | CAISO | Solar | Tehachapi | 1 | #N/A | Division 1 (f/k/a Ever CT Solar Farm, LLC - Site 2A) | CAISO_Solar | 3.1 | 1
583 | SC55609 | Division 2 (f/k/a Ever CT Solar Farm, LLC - Site 2B) |  | SCE | CA | Los Angeles | Tehachapi | Solar PV | Fixed Tilt - 20MW+ | Existing | 2014-06-24 | 2034-06-24 | 1 | 1 | 2 | 23% | CAISO | CAISO | CAISO | Solar | Tehachapi | 1 | #N/A | Division 2 (f/k/a Ever CT Solar Farm, LLC - Site 2B) | CAISO_Solar | 2 | 1
584 | SC55610 | Division 3 (f/k/a Ever CT Solar Farm, LLC - Site 2C) |  | SCE | CA | Los Angeles | Tehachapi | Solar PV | Fixed Tilt - 20MW+ | Existing | 2014-06-24 | 2034-06-24 | 1 | 1 | 2 | 23% | CAISO | CAISO | CAISO | Solar | Tehachapi | 1 | #N/A | Division 3 (f/k/a Ever CT Solar Farm, LLC - Site 2C) | CAISO_Solar | 2 | 1
585 | SC55617 | Diamond Valley Solar, LLC |  | SCE | CA | Riverside | San Bernardino - Lucerne | Solar PV | Fixed Tilt - 20MW+ | Existing | 2015-01-15 | 2034-02-01 | 1 | 1.3 | 2.7 | 25% | CAISO | CAISO | CAISO | Solar | Kramer_Inyokern | 1 | #N/A | Diamond Valley Solar, LLC | CAISO_Solar | 2.7 | 1
586 | SC55618 | Marinos Ventures, LLC |  | SCE | CA | Tulare | Westlands | Solar PV | Tracking - 20MW+ | Existing | 2013-05-22 | 2033-05-31 | 1 | 0.3 | 0.7 | 27% | CAISO | CAISO | CAISO | Solar | Westlands | 1 | #N/A | Marinos Ventures, LLC | CAISO_Solar | 0.7 | 1
587 | SC55619 | Sequoia PV1, LLC (Farmersville 1) |  | SCE | CA | Tulare | Westlands | Solar PV | Fixed Tilt - 20MW+ | Existing | 2014-07-31 | 2034-08-01 | 1 | 1.5 | 3 | 23% | CAISO | CAISO | CAISO | Solar | Westlands | 1 | #N/A | Sequoia PV1, LLC (Farmersville 1) | CAISO_Solar | 3 | 1
588 | SC55620 | Sequoia PV1, LLC (Farmersville 2) |  | SCE | CA | Tulare | Westlands | Solar PV | Fixed Tilt - 20MW+ | Existing | 2014-07-31 | 2034-08-01 | 1 | 1.5 | 3 | 23% | CAISO | CAISO | CAISO | Solar | Westlands | 1 | #N/A | Sequoia PV1, LLC (Farmersville 2) | CAISO_Solar | 3 | 1
589 | SC55621 | Lone Valley Solar Park I, LLC (f/k/a Agincourt) | VICTOR_1_LVSLR1 | SCE | CA | San Bernardino | San Bernardino - Lucerne | Solar PV | Tracking - 20MW+ | Existing | 2014-11-26 | 2034-11-25 | 1 | 10 | 26.5 | 30% | CAISO | CAISO | CAISO | Solar | Kramer_Inyokern | 1 | #N/A | VICTOR_1_LVSLR1 | CAISO_Solar | 26.5 | 1
590 | SC55622 | Lone Valley Solar Park II, LLC (f/k/a Marathon) | VICTOR_1_LVSLR2 | SCE | CA | San Bernardino | San Bernardino - Lucerne | Solar PV | Fixed Tilt - 20MW+ | Existing | 2014-11-26 | 2034-11-25 | 1 | 20 | 53.9 | 31% | CAISO | CAISO | CAISO | Solar | Kramer_Inyokern | 1 | #N/A | VICTOR_1_LVSLR2 | CAISO_Solar | 53.9 | 1
591 | SC55625 | US Topco Energy, Inc. (Soccer Center) |  | SCE | CA | Los Angeles | Tehachapi | Solar PV | Fixed Tilt - 20MW+ | New | 2016-11-14 | 2036-11-13 | 1 | 3 | 7.1 | 27% | CAISO | CAISO | CAISO | Solar | Tehachapi | 0.84 | #N/A | US Topco Energy, Inc. (Soccer Center) | CAISO_Solar | 7.1 | 1
592 | SC55626 | Orion Solar II, LLC | ARVINN_6_ORION2 | SCE | CA | Kern | Westlands | Solar PV | Tracking - 20MW+ | Existing | 2014-06-26 | 2034-06-30 | 1 | 8 | 21.7 | 31% | CAISO | CAISO | CAISO | Solar | Westlands | 1 | #N/A | ARVINN_6_ORION2 | CAISO_Solar | 21.7 | 1
593 | SC55627 | Coronal Lost Hills, LLC | TWISSL_6_SOLAR1 | SCE | CA | Kern | Westlands | Solar PV | Tracking - 20MW+ | Existing | 2015-05-18 | 2035-05-31 | 1 | 20 | 52.4 | 30% | CAISO | CAISO | CAISO | Solar | Westlands | 1 | #N/A | TWISSL_6_SOLAR1 | CAISO_Solar | 52.4 | 1
594 | SC55628 | Vega Solar, LLC | VEGA_6_SOLAR1 | SCE | CA | Merced | Los Banos | Solar PV | Tracking - 20MW+ | Existing | 2015-03-24 | 2035-03-31 | 1 | 20 | 50.3 | 29% | CAISO | CAISO | CAISO | Solar | Central_Valley_North_Los_Banos | 1 | #N/A | VEGA_6_SOLAR1 | CAISO_Solar | 50.3 | 1
595 | SC55629 | FTS Master Tenant 2, LLC (SEPV18) | LITLRK_6_SOLAR2 | SCE | CA | Los Angeles | Tehachapi | Solar PV | Tracking - 20MW+ | Existing | 2016-01-14 | 2036-01-13 | 1 | 2 | 6.5 | 37% | CAISO | CAISO | CAISO | Solar | Tehachapi | 1 | #N/A | LITLRK_6_SOLAR2 | CAISO_Solar | 6.5 | 1
596 | SC55630 | RE Adams East | ADMEST_6_SOLAR | SCE | CA | Fresno | Westlands | Solar PV | Fixed Tilt - 20MW+ | Existing | 2014-12-19 | 2034-12-18 | 1 | 19 | 47.4 | 28% | CAISO | CAISO | CAISO | Solar | Westlands | 1 | #N/A | ADMEST_6_SOLAR | CAISO_Solar | 47.4 | 1
597 | SC55631 | Sequoia PV1, LLC (Farmersville 3) |  | SCE | CA | Tulare | Westlands | Solar PV | Fixed Tilt - 20MW+ | Existing | 2014-07-31 | 2034-08-01 | 1 | 1.5 | 3 | 23% | CAISO | CAISO | CAISO | Solar | Westlands | 1 | #N/A | Sequoia PV1, LLC (Farmersville 3) | CAISO_Solar | 3 | 1
598 | SC55645 | Sequoia PV3 LLC (Porterville 6) |  | SCE | CA | Tulare | Westlands | Solar PV | Fixed Tilt - 20MW+ | Existing | 2014-07-25 | 2034-08-01 | 1 | 1.5 | 3 | 23% | CAISO | CAISO | CAISO | Solar | Westlands | 1 | #N/A | Sequoia PV3 LLC (Porterville 6) | CAISO_Solar | 3 | 1
599 | SC55646 | Sequoia PV3 LLC (Porterville 7) |  | SCE | CA | Tulare | Westlands | Solar PV | Fixed Tilt - 20MW+ | Existing | 2014-07-25 | 2034-08-01 | 1 | 1.5 | 3 | 23% | CAISO | CAISO | CAISO | Solar | Westlands | 1 | #N/A | Sequoia PV3 LLC (Porterville 7) | CAISO_Solar | 3 | 1
600 | SC55649 | SunE W12DG-C, LLC |  | SCE | CA | Riverside | Riverside County (Partial) | Solar PV | Rooftop | Existing | 2013-04-15 | 2033-04-30 | 1 | 1 | 2 | 22% | CAISO | CAISO | CAISO | Solar | None | 1 | #N/A | SunE W12DG-C, LLC | CAISO_Solar | 2 | 1
601 | SC55650 | DG Solar Lessee, LLC (Hesperia) | VICTOR_1_SLRHES | SCE | CA | San Bernardino | Victorville | Solar PV | Rooftop | Existing | 2014-08-06 | 2034-08-31 | 1 | 1.5 | 3.3 | 25% | CAISO | CAISO | CAISO | Solar | Kramer_Inyokern | 1 | #N/A | VICTOR_1_SLRHES | CAISO_Solar | 3.3 | 1
602 | SC55652 | California PV Energy, LLC (Champagne Ave) | ETIWND_2_CHMPNE | SCE | CA | San Bernardino | San Bernardino - Lucerne | Solar PV | Rooftop | Existing | 2013-12-20 | 2033-12-19 | 1 | 1.3 | 2.1 | 18% | CAISO | CAISO | CAISO | Solar | Kramer_Inyokern | 1 | #N/A | ETIWND_2_CHMPNE | CAISO_Solar | 2.1 | 1
603 | SC55653 | California PV Energy, LLC (Jurupa Ave) | CHINO_2_JURUPA | SCE | CA | San Bernardino | San Bernardino - Lucerne | Solar PV | Rooftop | Existing | 2013-12-20 | 2033-12-19 | 1 | 2 | 3.1 | 18% | CAISO | CAISO | CAISO | Solar | Kramer_Inyokern | 1 | #N/A | CHINO_2_JURUPA | CAISO_Solar | 3.1 | 1
604 | SC55656 | DG Solar Lessee, LLC (Snowline-Duncan Road North) |  | SCE | CA | San Bernardino | San Bernardino - Lucerne | Solar PV | Tracking - 20MW+ | Existing | 2014-10-02 | 2034-10-31 | 1 | 1.5 | 4.1 | 31% | CAISO | CAISO | CAISO | Solar | Kramer_Inyokern | 1 | #N/A | DG Solar Lessee, LLC (Snowline-Duncan Road North) | CAISO_Solar | 4.1 | 1
605 | SC55657 | DG Solar Lessee, LLC (Snowline-Duncan Road South) |  | SCE | CA | San Bernardino | San Bernardino - Lucerne | Solar PV | Tracking - 20MW+ | Existing | 2014-10-02 | 2034-10-31 | 1 | 1 | 2.7 | 31% | CAISO | CAISO | CAISO | Solar | Kramer_Inyokern | 1 | #N/A | DG Solar Lessee, LLC (Snowline-Duncan Road South) | CAISO_Solar | 2.7 | 1
606 | SC55660 | Victor Mesa Linda C2 LLC |  | SCE | CA | San Bernardino | Victorville | Solar PV | Fixed Tilt - 20MW+ | Existing | 2014-11-15 | 2034-04-01 | 1 | 1.5 | 4 | 30% | CAISO | CAISO | CAISO | Solar | Kramer_Inyokern | 1 | #N/A | Victor Mesa Linda C2 LLC | CAISO_Solar | 4 | 1
607 | SC55661 | Victor Mesa Linda D2 LLC |  | SCE | CA | San Bernardino | Victorville | Solar PV | Fixed Tilt - 20MW+ | Existing | 2014-11-15 | 2034-04-01 | 1 | 1.5 | 4 | 30% | CAISO | CAISO | CAISO | Solar | Kramer_Inyokern | 1 | #N/A | Victor Mesa Linda D2 LLC | CAISO_Solar | 4 | 1
608 | SC55662 | Victor Mesa Linda E2 LLC |  | SCE | CA | San Bernardino | Victorville | Solar PV | Fixed Tilt - 20MW+ | Existing | 2014-11-15 | 2034-04-01 | 1 | 1.5 | 4 | 30% | CAISO | CAISO | CAISO | Solar | Kramer_Inyokern | 1 | #N/A | Victor Mesa Linda E2 LLC | CAISO_Solar | 4 | 1
609 | SC55667 | Sequoia PV2, LLC (Hanford 1) |  | SCE | CA | Kings | Westlands | Solar PV | Fixed Tilt - 20MW+ | Existing | 2014-08-29 | 2034-09-01 | 1 | 1.5 | 3 | 23% | CAISO | CAISO | CAISO | Solar | Westlands | 1 | #N/A | Sequoia PV2, LLC (Hanford 1) | CAISO_Solar | 3 | 1
610 | SC55668 | Sequoia PV2, LLC (Hanford 2) |  | SCE | CA | Kings | Westlands | Solar PV | Fixed Tilt - 20MW+ | Existing | 2014-08-29 | 2034-09-01 | 1 | 1.5 | 3 | 23% | CAISO | CAISO | CAISO | Solar | Westlands | 1 | #N/A | Sequoia PV2, LLC (Hanford 2) | CAISO_Solar | 3 | 1
611 | SC55674 | Coronus Joshua Tree East 5 LLC |  | SCE | CA | San Bernardino | Twentynine Palms | Solar PV | Fixed Tilt - 20MW+ | New | 2014-12-07 | 2034-12-06 | 1 | 1.5 | 3.6 | 27% | CAISO | CAISO | CAISO | Solar | Southern_California_Desert | 0.84 | #N/A | Coronus Joshua Tree East 5 LLC | CAISO_Solar | 3.6 | 1
612 | SC55675 | Desert Hot Springs 1 |  | SCE | CA | Riverside | Palm Springs | Solar PV | Tracking - 20MW+ | Existing | 2014-01-03 | 2033-08-01 | 1 | 1 | 2.6 | 29% | CAISO | CAISO | CAISO | Solar | Riverside_East_Palm_Springs | 1 | #N/A | Desert Hot Springs 1 | CAISO_Solar | 2.6 | 1
613 | SC55676 | Desert Hot Springs 2 |  | SCE | CA | Riverside | Palm Springs | Solar PV | Tracking - 20MW+ | Existing | 2014-01-03 | 2033-08-01 | 1 | 1.5 | 3.7 | 28% | CAISO | CAISO | CAISO | Solar | Riverside_East_Palm_Springs | 1 | #N/A | Desert Hot Springs 2 | CAISO_Solar | 3.7 | 1
614 | SC55688 | Gales A West |  | SCE | CA | Kings | Westlands | Solar PV | Fixed Tilt - 20MW+ | New | 2014-12-15 | 2034-02-01 | 1 | 1.5 | 3.2 | 25% | CAISO | CAISO | CAISO | Solar | Westlands | 0.84 | #N/A | Gales A West | CAISO_Solar | 3.2 | 1
615 | SC55689 | Gales B East |  | SCE | CA | Kings | Westlands | Solar PV | Fixed Tilt - 20MW+ | New | 2014-12-15 | 2034-02-01 | 1 | 1.5 | 3.2 | 25% | CAISO | CAISO | CAISO | Solar | Westlands | 0.84 | #N/A | Gales B East | CAISO_Solar | 3.2 | 1
616 | SC55690 | DG Solar Lessee, LLC (Snowline-White Road North) |  | SCE | CA | San Bernardino | San Bernardino - Lucerne | Solar PV | Tracking - 20MW+ | Existing | 2014-11-26 | 2034-11-30 | 1 | 1.5 | 4.1 | 32% | CAISO | CAISO | CAISO | Solar | Kramer_Inyokern | 1 | #N/A | DG Solar Lessee, LLC (Snowline-White Road North) | CAISO_Solar | 4.1 | 1
617 | SC55691 | DG Solar Lessee, LLC (Snowline-White Road Central) |  | SCE | CA | San Bernardino | San Bernardino - Lucerne | Solar PV | Tracking - 20MW+ | Existing | 2014-11-26 | 2034-11-30 | 1 | 1.5 | 4.1 | 32% | CAISO | CAISO | CAISO | Solar | Kramer_Inyokern | 1 | #N/A | DG Solar Lessee, LLC (Snowline-White Road Central) | CAISO_Solar | 4.1 | 1
618 | SC55692 | Mitchell Solar, LLC |  | SCE | CA | San Bernardino | Victorville | Solar PV | Tracking - 20MW+ | Existing | 2014-12-05 | 2035-01-01 | 1 | 1.5 | 4.6 | 35% | CAISO | CAISO | CAISO | Solar | Kramer_Inyokern | 1 | #N/A | Mitchell Solar, LLC | CAISO_Solar | 4.6 | 1
619 | SC55693 | Rudy Solar, LLC |  | SCE | CA | San Bernardino | Victorville | Solar PV | Tracking - 20MW+ | Existing | 2014-12-05 | 2035-01-01 | 1 | 1.5 | 4.6 | 35% | CAISO | CAISO | CAISO | Solar | Kramer_Inyokern | 1 | #N/A | Rudy Solar, LLC | CAISO_Solar | 4.6 | 1
620 | SC55694 | Madelyn Solar, LLC |  | SCE | CA | San Bernardino | Victorville | Solar PV | Tracking - 20MW+ | Existing | 2014-12-05 | 2035-01-01 | 1 | 1.5 | 4.6 | 35% | CAISO | CAISO | CAISO | Solar | Kramer_Inyokern | 1 | #N/A | Madelyn Solar, LLC | CAISO_Solar | 4.6 | 1
621 | SC55695 | DG Solar Lessee, LLC (Snowline-White Road South) |  | SCE | CA | San Bernardino | San Bernardino - Lucerne | Solar PV | Tracking - 20MW+ | Existing | 2014-11-26 | 2034-11-30 | 1 | 1.5 | 4.1 | 32% | CAISO | CAISO | CAISO | Solar | Kramer_Inyokern | 1 | #N/A | DG Solar Lessee, LLC (Snowline-White Road South) | CAISO_Solar | 4.1 | 1
622 | SC55700 | Adelanto West 1 |  | SCE | CA | San Bernardino | Victorville | Solar PV | Fixed Tilt - 20MW+ | Existing | 2015-01-22 | 2035-01-31 | 1 | 1.5 | 3.6 | 27% | CAISO | CAISO | CAISO | Solar | Kramer_Inyokern | 1 | #N/A | Adelanto West 1 | CAISO_Solar | 3.6 | 1
623 | SC55701 | Adelanto West 2 |  | SCE | CA | San Bernardino | Victorville | Solar PV | Fixed Tilt - 20MW+ | Existing | 2015-01-22 | 2035-01-31 | 1 | 1.5 | 3.6 | 27% | CAISO | CAISO | CAISO | Solar | Kramer_Inyokern | 1 | #N/A | Adelanto West 2 | CAISO_Solar | 3.6 | 1
624 | SC55702 | Venable #1 North |  | SCE | CA | Riverside | Riverside East | Solar PV | Fixed Tilt - 20MW+ | New | 2015-04-13 | 2033-11-08 | 1 | 1.5 | 3.4 | 26% | CAISO | CAISO | CAISO | Solar | Riverside_East_Palm_Springs | 0.84 | #N/A | Venable #1 North | CAISO_Solar | 3.4 | 1
625 | SC55703 | Venable #2 South |  | SCE | CA | Riverside | Riverside East | Solar PV | Fixed Tilt - 20MW+ | New | 2015-04-14 | 2033-11-08 | 1 | 1.5 | 3.4 | 26% | CAISO | CAISO | CAISO | Solar | Riverside_East_Palm_Springs | 0.84 | #N/A | Venable #2 South | CAISO_Solar | 3.4 | 1
626 | SC55715 | Lancaster Solar 1 |  | SCE | CA | Los Angeles | Tehachapi | Solar PV | Tracking - 20MW+ | Existing | 2014-12-12 | 2035-04-18 | 1 | 1.5 | 4.7 | 36% | CAISO | CAISO | CAISO | Solar | Tehachapi | 1 | #N/A | Lancaster Solar 1 | CAISO_Solar | 4.7 | 1
627 | SC55716 | Lancaster Solar 2 |  | SCE | CA | Los Angeles | Tehachapi | Solar PV | Tracking - 20MW+ | Existing | 2014-12-12 | 2035-04-18 | 1 | 1.5 | 4.7 | 36% | CAISO | CAISO | CAISO | Solar | Tehachapi | 1 | #N/A | Lancaster Solar 2 | CAISO_Solar | 4.7 | 1
628 | SC55740 | Morgan Lancaster I, LLC | OASIS_6_SOLAR1 | SCE | CA | Los Angeles | Tehachapi | Solar PV | Tracking - 20MW+ | Existing | 2015-09-30 | 2035-10-01 | 1 | 1.5 | 4.7 | 36% | CAISO | CAISO | CAISO | Solar | Tehachapi | 1 | #N/A | OASIS_6_SOLAR1 | CAISO_Solar | 4.7 | 1
629 | SC55744 | PVNavitator, LLC |  | SCE | CA | San Bernardino | San Bernardino - Lucerne | Solar PV | Fixed Tilt - 20MW+ | New | 2016-06-23 | 2036-06-22 | 1 | 3 | 6 | 23% | CAISO | CAISO | CAISO | Solar | Kramer_Inyokern | 0.84 | #N/A | PVNavitator, LLC | CAISO_Solar | 6 | 1
630 | SC55745 | SEPV Palmdale East, LLC | PMDLET_6_SOLAR1 | SCE | CA | Los Angeles | Tehachapi | Solar PV | Tracking - 20MW+ | Existing | 2015-07-31 | 2035-07-30 | 1 | 10 | 27 | 31% | CAISO | CAISO | CAISO | Solar | Tehachapi | 1 | #N/A | PMDLET_6_SOLAR1 | CAISO_Solar | 27 | 1
631 | SC55748 | Lancaster WAD B, LLC | ROSMND_6_SOLAR | SCE | CA | Los Angeles | Tehachapi | Solar PV | Fixed Tilt - 20MW+ | Existing | 2017-01-26 | 2037-02-01 | 1 | 3 | 9 | 34% | CAISO | CAISO | CAISO | Solar | Tehachapi | 1 | #N/A | ROSMND_6_SOLAR | CAISO_Solar | 9 | 1
632 | SC55753 | Pumpjack Solar I, LLC | PMPJCK_1_SOLAR1 | SCE | CA | Kern | Tehachapi | Solar PV | Tracking - 20MW+ | Existing | 2015-01-29 | 2035-03-01 | 1 | 20 | 54.4 | 31% | CAISO | CAISO | CAISO | Solar | Tehachapi | 1 | #N/A | PMPJCK_1_SOLAR1 | CAISO_Solar | 54.4 | 1
633 | SC55755 | Catalina Solar 2, LLC | CATLNA_2_SOLAR2 | SCE | CA | Kern | Tehachapi | Solar PV | Tracking - 20MW+ | Existing | 2015-07-22 | 2035-07-31 | 1 | 18 | 55.7 | 35% | CAISO | CAISO | CAISO | Solar | Tehachapi | 1 | #N/A | CATLNA_2_SOLAR2 | CAISO_Solar | 55.7 | 1
634 | SC55756 | Citizen Solar B, LLC | MNDOTA_1_SOLAR2 | SCE | CA | Fresno | Westlands | Solar PV | Fixed Tilt - 20MW+ | Existing | 2015-12-11 | 2036-01-01 | 1 | 5 | 11 | 25% | CAISO | CAISO | CAISO | Solar | Westlands | 1 | #N/A | MNDOTA_1_SOLAR2 | CAISO_Solar | 11 | 1
635 | SC55757 | Wildwood Solar I, LLC | WLDWD_1_SOLAR1 | SCE | CA | Kern | Tehachapi | Solar PV | Tracking - 20MW+ | Existing | 2015-02-18 | 2035-03-01 | 1 | 20 | 54.2 | 31% | CAISO | CAISO | CAISO | Solar | Tehachapi | 1 | #N/A | WLDWD_1_SOLAR1 | CAISO_Solar | 54.2 | 1
636 | SC55758 | Adelanto Solar, LLC | VICTOR_1_SOLAR4 | SCE | CA | San Bernardino | Victorville | Solar PV | Tracking - 20MW+ | Existing | 2015-09-21 | 2035-09-20 | 1 | 20 | 61.8 | 35% | CAISO | CAISO | CAISO | Solar | Kramer_Inyokern | 1 | #N/A | VICTOR_1_SOLAR4 | CAISO_Solar | 61.8 | 1
637 | SC55759 | 67RK 8ME, LLC | LAMONT_1_SOLAR5 | SCE | CA | Kern | San Bernardino - Lucerne | Solar PV | Fixed Tilt - 20MW+ | Existing | 2015-10-30 | 2035-06-01 | 1 | 16.7 | 47.9 | 33% | CAISO | CAISO | CAISO | Solar | Kramer_Inyokern | 1 | #N/A | LAMONT_1_SOLAR5 | CAISO_Solar | 47.9 | 1
638 | SC55767 | Lancaster Little Rock C LLC | LITLRK_6_SOLAR1 | SCE | CA | Los Angeles | Tehachapi | Solar PV | Fixed Tilt - 20MW+ | Existing | 2015-01-16 | 2035-02-01 | 1 | 5 | 11 | 25% | CAISO | CAISO | CAISO | Solar | Tehachapi | 1 | #N/A | LITLRK_6_SOLAR1 | CAISO_Solar | 11 | 1
639 | SC55772 | Maricopa East Solar PV2, LLC |  | SCE | CA | Kern | Westlands | Solar PV | Tracking - 20MW+ | New | 2016-06-15 | 2026-06-14 | 1 | 18 | 46.8 | 30% | CAISO | CAISO | CAISO | Solar | Westlands | 0.84 | #N/A | Maricopa East Solar PV2, LLC | CAISO_Solar | 46.8 | 1
640 | SC55774 | NRG Solar Oasis LLC | OASIS_6_SOLAR2 | SCE | CA | Los Angeles | Tehachapi | Solar PV | Tracking - 20MW+ | Existing | 2016-01-19 | 2036-01-18 | 1 | 20 | 63.4 | 36% | CAISO | CAISO | CAISO | Solar | Tehachapi | 1 | #N/A | OASIS_6_SOLAR2 | CAISO_Solar | 63.4 | 1
641 | SC55777 | CED Atwell Island West, LLC | ATWEL2_1_SOLAR1 | SCE | CA | Tulare | Westlands | Solar PV | Tracking - 20MW+ | Existing | 2015-06-25 | 2035-12-27 | 1 | 20 | 49.4 | 28% | CAISO | CAISO | CAISO | Solar | Westlands | 1 | #N/A | ATWEL2_1_SOLAR1 | CAISO_Solar | 49.4 | 1
642 | SC55778 | SEPV Mojave West, LLC | MOJAVW_2_SOLAR | SCE | CA | Riverside | Tehachapi | Solar PV | Tracking - 20MW+ | Existing | 2016-06-15 | 2036-07-01 | 1 | 20 | 59.3 | 34% | CAISO | CAISO | CAISO | Solar | Tehachapi | 1 | #N/A | MOJAVW_2_SOLAR | CAISO_Solar | 59.3 | 1
643 | SC55781 | Adera Solar | ADERA_1_SOLAR1 | SCE | CA | Madera | Westlands | Solar PV | Fixed Tilt - 20MW+ | Existing | 2015-12-28 | 2036-01-01 | 1 | 20 | 44 | 25% | CAISO | CAISO | CAISO | Solar | Westlands | 1 | #N/A | ADERA_1_SOLAR1 | CAISO_Solar | 44 | 1
644 | SC55785 | Park Meridian 1 |  | SCE | CA | Riverside | Riverside County (Partial) | Solar PV | Rooftop | Existing | 2015-03-26 | 2035-03-31 | 1 | 1.5 | 3.1 | 23% | CAISO | CAISO | CAISO | Solar | None | 1 | #N/A | Park Meridian 1 | CAISO_Solar | 3.1 | 1
645 | SC55786 | Terra Francesco 1 |  | SCE | CA | San Bernardino | San Bernardino - Lucerne | Solar PV | Rooftop | Existing | 2015-03-26 | 2035-03-31 | 1 | 1.5 | 3 | 23% | CAISO | CAISO | CAISO | Solar | Kramer_Inyokern | 1 | #N/A | Terra Francesco 1 | CAISO_Solar | 3 | 1
646 | SC55787 | Rancho Cucamonga Distribution Center 1 | PADUA_2_SOLAR1 | SCE | CA | San Bernardino | San Bernardino - Lucerne | Solar PV | Rooftop | Existing | 2015-04-14 | 2035-04-30 | 1 | 1.8 | 3.4 | 22% | CAISO | CAISO | CAISO | Solar | Kramer_Inyokern | 1 | #N/A | PADUA_2_SOLAR1 | CAISO_Solar | 3.4 | 1
647 | SC55788 | Lancaster Solar 1 |  | SCE | CA | Los Angeles | Tehachapi | Solar PV | Fixed Tilt - 20MW+ | New | 2016-11-14 | 2036-11-21 | 1 | 3.8 | 10.4 | 32% | CAISO | CAISO | CAISO | Solar | Tehachapi | 0.84 | #N/A | Lancaster Solar 1 | CAISO_Solar | 10.4 | 1
648 | SC55789 | SunE - Mira Loma |  | SCE | CA | Riverside | Riverside County (Partial) | Solar PV | Rooftop | New | 2016-03-31 | 2036-03-31 | 1 | 0.5 | 1.1 | 25% | CAISO | CAISO | CAISO | Solar | None | 0.84 | #N/A | SunE - Mira Loma | CAISO_Solar | 1.1 | 1
649 | SC55790 | SunE - Dupont Ontario |  | SCE | CA | San Bernardino | San Bernardino - Lucerne | Solar PV | Rooftop | New | 2016-04-18 | 2036-04-30 | 1 | 0.5 | 1.1 | 25% | CAISO | CAISO | CAISO | Solar | Kramer_Inyokern | 0.84 | #N/A | SunE - Dupont Ontario | CAISO_Solar | 1.1 | 1
650 | SC55791 | SunE - Rochester | ETIWND_2_SOLAR2 | SCE | CA | San Bernardino | San Bernardino - Lucerne | Solar PV | Rooftop | Existing | 2016-05-22 | 2036-05-31 | 1 | 1 | 1.9 | 22% | CAISO | CAISO | CAISO | Solar | Kramer_Inyokern | 1 | #N/A | ETIWND_2_SOLAR2 | CAISO_Solar | 1.9 | 1
651 | SC55794 | SunE - Redlands |  | SCE | CA | San Bernardino | San Bernardino - Lucerne | Solar PV | Rooftop | New | 2016-04-18 | 2036-04-30 | 1 | 1.5 | 3.1 | 24% | CAISO | CAISO | CAISO | Solar | Kramer_Inyokern | 0.84 | #N/A | SunE - Redlands | CAISO_Solar | 3.1 | 1
652 | SC55795 | SunE - E Philadelphia Ontario |  | SCE | CA | San Bernardino | San Bernardino - Lucerne | Solar PV | Rooftop | New | 2016-03-01 | 2036-02-29 | 1 | 1 | 2.1 | 24% | CAISO | CAISO | CAISO | Solar | Kramer_Inyokern | 0.84 | #N/A | SunE - E Philadelphia Ontario | CAISO_Solar | 2.1 | 1
653 | SC55796 | SunE - Pico Rivera | CENTER_2_SOLAR1 | SCE | CA | Los Angeles | Los Angeles County (Partial) | Solar PV | Rooftop | Existing | 2015-11-02 | 2035-11-30 | 1 | 0.9 | 1.8 | 23% | CAISO | CAISO | CAISO | Solar | None | 1 | #N/A | CENTER_2_SOLAR1 | CAISO_Solar | 1.8 | 1
654 | SC55799 | Golden Springs Bldg H | DELAMO_2_SOLAR1 | SCE | CA | Los Angeles | Los Angeles County (Partial) | Solar PV | Rooftop | Existing | 2015-03-26 | 2035-03-25 | 1 | 1.5 | 2.8 | 21% | CAISO | CAISO | CAISO | Solar | None | 1 | #N/A | DELAMO_2_SOLAR1 | CAISO_Solar | 2.8 | 1
655 | SC55800 | Golden Springs Bldg M | DELAMO_2_SOLAR2 | SCE | CA | Los Angeles | Los Angeles County (Partial) | Solar PV | Rooftop | Existing | 2015-03-26 | 2035-03-25 | 1 | 1.8 | 3.4 | 22% | CAISO | CAISO | CAISO | Solar | None | 1 | #N/A | DELAMO_2_SOLAR2 | CAISO_Solar | 3.4 | 1
656 | SC55801 | Adelanto Solar 2 | VICTOR_1_SOLAR3 | SCE | CA | San Bernardino | Victorville | Solar PV | Tracking - 20MW+ | Existing | 2015-07-15 | 2035-07-14 | 1 | 7 | 19.9 | 32% | CAISO | CAISO | CAISO | Solar | Kramer_Inyokern | 1 | #N/A | VICTOR_1_SOLAR3 | CAISO_Solar | 19.9 | 1
657 | SC55804 | Copper Mountain Solar 4, LLC | COPMT4_2_SOLAR4 | SCE | NV | Clark | NV_SW | Solar PV | Tracking - 20MW+ | Existing | 2020-01-01 | 2039-12-31 | 1 | 93.6 | 258 | 31% | CAISO | CAISO | CAISO | Solar | Southern_Nevada | 1 | #N/A | COPMT4_2_SOLAR4 | CAISO_Solar | 258 | 1
658 | SC55805 | 88FT 8ME LLC (Mount Signal II) |  | SCE | CA | Imperial | Imperial South | Solar PV | Tracking - 20MW+ | New | 2016-09-30 | 2040-06-01 | 1 | 153.5 | 421.2 | 31% | CAISO | CAISO | CAISO | Solar | Greater_Imperial | 0.84 | #N/A | 88FT 8ME LLC (Mount Signal II) | CAISO_Solar | 421.2 | 1
659 | SC55808 | 93LF 8ME LLC (Mount Signal V) |  | SCE | CA | Imperial | Imperial South | Solar PV | Tracking - 20MW+ | New | 2016-09-30 | 2039-02-01 | 1 | 252.3 | 691.6 | 31% | CAISO | CAISO | CAISO | Solar | Greater_Imperial | 0.84 | #N/A | 93LF 8ME LLC (Mount Signal V) | CAISO_Solar | 691.6 | 1
660 | SC55810 | 41MB 8ME LLC |  | SCE | CA | Madera | Westlands | Solar PV | Tracking - 20MW+ | New | 2020-06-01 | 2040-05-31 | 1 | 51.3 | 130.7 | 29% | CAISO | CAISO | CAISO | Solar | Westlands | 0.84 | #N/A | 41MB 8ME LLC | CAISO_Solar | 130.7 | 1
661 | SC55813 | Tribal Solar, LLC |  | SCE | CA | San Bernardino | Iron Mountain | Solar PV | Tracking - 20MW+ | New | 2019-12-01 | 2039-11-30 | 1 | 328 | 898.4 | 31% | CAISO | CAISO | CAISO | Solar | Southern_California_Desert | 0.84 | #N/A | Tribal Solar, LLC | CAISO_Solar | 898.4 | 1
662 | SC55816 | Panoche Valley Solar, LLC |  | SCE | CA | San Benito | San Benito County | Solar PV | Tracking - 20MW+ | New | 2019-01-01 | 2039-01-31 | 1 | 246.7 | 698.1 | 32% | CAISO | CAISO | CAISO | Solar | None | 0.84 | #N/A | Panoche Valley Solar, LLC | CAISO_Solar | 698.1 | 1
663 | SC55822 | Longboat Solar, LLC | TORTLA_1_SOLAR | SCE | CA | San Bernardino | Barstow | Solar PV | Tracking - 20MW+ | Existing | 2016-11-01 | 2036-12-01 | 1 | 20 | 64.2 | 37% | CAISO | CAISO | CAISO | Solar | Kramer_Inyokern | 1 | #N/A | TORTLA_1_SOLAR | CAISO_Solar | 64.2 | 1
664 | SC55823 | Algonquin SKIC 10 Solar, LLC | SKERN_6_SOLAR2 | SCE | CA | Kern | Westlands | Solar PV | Tracking - 20MW+ | Existing | 2016-09-15 | 2036-09-14 | 1 | 10 | 26 | 30% | CAISO | CAISO | CAISO | Solar | Westlands | 1 | #N/A | SKERN_6_SOLAR2 | CAISO_Solar | 26 | 1
665 | SC55826 | Portal Ridge Solar B, LLC | GLDFGR_6_SOLAR1 | SCE | CA | Los Angeles | Tehachapi | Solar PV | Tracking - 20MW+ | Existing | 2016-10-31 | 2036-10-30 | 1 | 20 | 47.6 | 27% | CAISO | CAISO | CAISO | Solar | Tehachapi | 1 | #N/A | GLDFGR_6_SOLAR1 | CAISO_Solar | 47.6 | 1
666 | SC55827 | Rio Bravo Solar I, LLC | PMPJCK_1_SOLAR2 | SCE | CA | Kern | Westlands | Solar PV | Tracking - 20MW+ | Existing | 2016-12-15 | 2036-12-14 | 1 | 20 | 55.8 | 32% | CAISO | CAISO | CAISO | Solar | Westlands | 1 | #N/A | PMPJCK_1_SOLAR2 | CAISO_Solar | 55.8 | 1
667 | SC55828 | Rio Bravo Solar II, LLC | PMPJCK_1_RB2SLR | SCE | CA | Kern | Westlands | Solar PV | Tracking - 20MW+ | Existing | 2016-12-15 | 2036-12-14 | 1 | 20 | 55.8 | 32% | CAISO | CAISO | CAISO | Solar | Westlands | 1 | #N/A | PMPJCK_1_RB2SLR | CAISO_Solar | 55.8 | 1
668 | SC55829 | Wildwood Solar II, LLC | WLDWD_1_SOLAR2 | SCE | CA | Kern | Westlands | Solar PV | Tracking - 20MW+ | Existing | 2016-12-15 | 2036-12-14 | 1 | 15 | 44.3 | 34% | CAISO | CAISO | CAISO | Solar | Westlands | 1 | #N/A | WLDWD_1_SOLAR2 | CAISO_Solar | 44.3 | 1
669 | SC55831 | San Jacinto Solar 14.5, LLC |  | SCE | CA | Riverside | Riverside County (Partial) | Solar PV | Fixed Tilt - 20MW+ | New | 2016-12-01 | 2036-11-30 | 1 | 14.5 | 36.2 | 28% | CAISO | CAISO | CAISO | Solar | None | 0.84 | #N/A | San Jacinto Solar 14.5, LLC | CAISO_Solar | 36.2 | 1
670 | SC55832 | San Jacinto Solar 5.5, LLC |  | SCE | CA | Riverside | Riverside County (Partial) | Solar PV | Fixed Tilt - 20MW+ | New | 2016-12-01 | 2036-11-30 | 1 | 5.5 | 13.7 | 28% | CAISO | CAISO | CAISO | Solar | None | 0.84 | #N/A | San Jacinto Solar 5.5, LLC | CAISO_Solar | 13.7 | 1
671 | SC55833 | Jacumba Solar, LLC |  | SCE | CA | San Diego | San Diego South | Solar PV | Fixed Tilt - 20MW+ | New | 2016-12-01 | 2036-11-30 | 1 | 20 | 51 | 29% | CAISO | CAISO | CAISO | Solar | Greater_Imperial | 0.84 | #N/A | Jacumba Solar, LLC | CAISO_Solar | 51 | 1
672 | SC55834 | RE Garland A, LLC | GARLND_2_GASLRA | SCE | CA | Kern | Tehachapi | Solar PV | Tracking - 20MW+ | Existing | 2016-09-15 | 2036-09-14 | 1 | 20 | 61.7 | 35% | CAISO | CAISO | CAISO | Solar | Tehachapi | 1 | #N/A | GARLND_2_GASLRA | CAISO_Solar | 61.7 | 1
673 | SC55835 | SR Solis Vestal Almond, LLC | CEDUCR_2_SOLAR1 | SCE | CA | Tulare | Westlands | Solar PV | Tracking - 20MW+ | Existing | 2016-12-01 | 2036-10-01 | 1 | 20 | 52.1 | 30% | CAISO | CAISO | CAISO | Solar | Westlands | 1 | #N/A | CEDUCR_2_SOLAR1 | CAISO_Solar | 52.1 | 1
674 | SC55836 | SR Solis Vestal Herder, LLC | CEDUCR_2_SOLAR2 | SCE | CA | Tulare | Westlands | Solar PV | Tracking - 20MW+ | Existing | 2016-12-01 | 2036-10-01 | 1 | 20 | 52.1 | 30% | CAISO | CAISO | CAISO | Solar | Westlands | 1 | #N/A | CEDUCR_2_SOLAR2 | CAISO_Solar | 52.1 | 1
675 | SC55837 | SR Solis Vestal Fireman, LLC | CEDUCR_2_SOLAR4 | SCE | CA | Tulare | Westlands | Solar PV | Tracking - 20MW+ | Existing | 2016-12-01 | 2036-10-01 | 1 | 20 | 52.1 | 30% | CAISO | CAISO | CAISO | Solar | Westlands | 1 | #N/A | CEDUCR_2_SOLAR4 | CAISO_Solar | 52.1 | 1
676 | SC55838 | SR Solis Crown, LLC | CEDUCR_2_SOLAR3 | SCE | CA | Tulare | Westlands | Solar PV | Tracking - 20MW+ | Existing | 2016-12-01 | 2036-10-01 | 1 | 15 | 41.1 | 31% | CAISO | CAISO | CAISO | Solar | Westlands | 1 | #N/A | CEDUCR_2_SOLAR3 | CAISO_Solar | 41.1 | 1
677 | SC55840 | Joshua Tree Solar Farm, LLC |  | SCE | CA | San Bernardino | Twentynine Palms | Solar PV | Fixed Tilt - 20MW+ | New | 2016-12-01 | 2036-11-30 | 1 | 20 | 53.6 | 31% | CAISO | CAISO | CAISO | Solar | Southern_California_Desert | 0.84 | #N/A | Joshua Tree Solar Farm, LLC | CAISO_Solar | 53.6 | 1
678 | SC55843 | FTS Project Owner 1, LLC (Summer North) | DELSUR_6_SOLAR1 | SCE | CA | Los Angeles | Tehachapi | Solar PV | Fixed Tilt - 20MW+ | Existing | 2014-12-19 | 2015-06-30 | 1 | 6.5 | 16.7 | 29% | CAISO | CAISO | CAISO | Solar | Tehachapi | 1 | #N/A | DELSUR_6_SOLAR1 | CAISO_Solar | 16.7 | 1
679 | SC55844 | SunE- Victorville |  | SCE | CA | San Bernardino | San Bernardino - Lucerne | Solar PV | Rooftop | New | 2016-12-05 | 2036-12-04 | 1 | 5 | 11.2 | 25% | CAISO | CAISO | CAISO | Solar | Kramer_Inyokern | 0.84 | #N/A | SunE- Victorville | CAISO_Solar | 11.2 | 1
680 | SC55845 | SunE- Elm Fontana |  | SCE | CA | San Bernardino | San Bernardino - Lucerne | Solar PV | Rooftop | New | 2016-12-05 | 2036-12-04 | 1 | 1.5 | 2.8 | 22% | CAISO | CAISO | CAISO | Solar | Kramer_Inyokern | 0.84 | #N/A | SunE- Elm Fontana | CAISO_Solar | 2.8 | 1
681 | SC55846 | SunE- Cherry Fontana |  | SCE | CA | San Bernardino | San Bernardino - Lucerne | Solar PV | Rooftop | New | 2016-12-05 | 2036-12-04 | 1 | 0.8 | 1.7 | 24% | CAISO | CAISO | CAISO | Solar | Kramer_Inyokern | 0.84 | #N/A | SunE- Cherry Fontana | CAISO_Solar | 1.7 | 1
682 | SC55847 | SunE- Fontana |  | SCE | CA | San Bernardino | San Bernardino - Lucerne | Solar PV | Rooftop | New | 2016-12-05 | 2036-12-04 | 1 | 0.9 | 1.8 | 23% | CAISO | CAISO | CAISO | Solar | Kramer_Inyokern | 0.84 | #N/A | SunE- Fontana | CAISO_Solar | 1.8 | 1
683 | SC55848 | SunE- Jurupa Ontario |  | SCE | CA | San Bernardino | San Bernardino - Lucerne | Solar PV | Rooftop | New | 2016-12-05 | 2036-12-04 | 1 | 1.2 | 2.2 | 21% | CAISO | CAISO | CAISO | Solar | Kramer_Inyokern | 0.84 | #N/A | SunE- Jurupa Ontario | CAISO_Solar | 2.2 | 1
684 | SC55855 | SunE- Santa Ana |  | SCE | CA | Orange | Orange County | Solar PV | Rooftop | New | 2016-12-05 | 2036-12-04 | 1 | 1.4 | 2.5 | 20% | CAISO | CAISO | CAISO | Solar | None | 0.84 | #N/A | SunE- Santa Ana | CAISO_Solar | 2.5 | 1
685 | SC55856 | SunE- Cucamonga Ontario West |  | SCE | CA | San Bernardino | San Bernardino - Lucerne | Solar PV | Rooftop | New | 2016-12-05 | 2036-12-04 | 1 | 1.9 | 3.8 | 23% | CAISO | CAISO | CAISO | Solar | Kramer_Inyokern | 0.84 | #N/A | SunE- Cucamonga Ontario West | CAISO_Solar | 3.8 | 1
686 | SC55859 | Boomer Solar 2 |  | SCE | CA | San Bernardino | San Bernardino - Lucerne | Solar PV | Rooftop | New | 2016-12-05 | 2036-12-04 | 1 | 1 | 2.1 | 24% | CAISO | CAISO | CAISO | Solar | Kramer_Inyokern | 0.84 | #N/A | Boomer Solar 2 | CAISO_Solar | 2.1 | 1
687 | SC55860 | Boomer Solar 6 |  | SCE | CA | Los Angeles | Los Angeles County (Partial) | Solar PV | Rooftop | New | 2016-12-05 | 2036-12-04 | 1 | 0.9 | 1.7 | 22% | CAISO | CAISO | CAISO | Solar | None | 0.84 | #N/A | Boomer Solar 6 | CAISO_Solar | 1.7 | 1
688 | SC55861 | Boomer Solar 7 |  | SCE | CA | Los Angeles | Los Angeles County (Partial) | Solar PV | Rooftop | New | 2016-12-05 | 2036-12-04 | 1 | 1.2 | 2.3 | 22% | CAISO | CAISO | CAISO | Solar | None | 0.84 | #N/A | Boomer Solar 7 | CAISO_Solar | 2.3 | 1
689 | SC55865 | Boomer Solar 12 |  | SCE | CA | San Bernardino | San Bernardino - Lucerne | Solar PV | Rooftop | New | 2016-12-05 | 2036-12-04 | 1 | 0.7 | 1.4 | 22% | CAISO | CAISO | CAISO | Solar | Kramer_Inyokern | 0.84 | #N/A | Boomer Solar 12 | CAISO_Solar | 1.4 | 1
690 | SC55867 | Boomer Solar 15 |  | SCE | CA | Los Angeles | Los Angeles County (Partial) | Solar PV | Rooftop | New | 2016-12-05 | 2036-12-04 | 1 | 0.9 | 1.8 | 22% | CAISO | CAISO | CAISO | Solar | None | 0.84 | #N/A | Boomer Solar 15 | CAISO_Solar | 1.8 | 1
691 | SC55869 | Boomer Solar 17 |  | SCE | CA | Los Angeles | Los Angeles County (Partial) | Solar PV | Rooftop | New | 2016-12-05 | 2036-12-04 | 1 | 0.9 | 1.7 | 22% | CAISO | CAISO | CAISO | Solar | None | 0.84 | #N/A | Boomer Solar 17 | CAISO_Solar | 1.7 | 1
692 | SC55870 | Boomer Solar 18 |  | SCE | CA | Los Angeles | Los Angeles County (Partial) | Solar PV | Rooftop | New | 2016-12-05 | 2036-12-04 | 1 | 1.8 | 3.4 | 22% | CAISO | CAISO | CAISO | Solar | None | 0.84 | #N/A | Boomer Solar 18 | CAISO_Solar | 3.4 | 1
693 | SC55871 | Boomer Solar 22 |  | SCE | CA | Los Angeles | Los Angeles County (Partial) | Solar PV | Rooftop | New | 2016-12-05 | 2036-12-04 | 1 | 0.6 | 1.1 | 23% | CAISO | CAISO | CAISO | Solar | None | 0.84 | #N/A | Boomer Solar 22 | CAISO_Solar | 1.1 | 1
694 | SC55872 | SunE- Quarry Corona |  | SCE | CA | Riverside | Riverside County (Partial) | Solar PV | Rooftop | New | 2016-12-05 | 2036-12-04 | 1 | 1.8 | 3.4 | 22% | CAISO | CAISO | CAISO | Solar | None | 0.84 | #N/A | SunE- Quarry Corona | CAISO_Solar | 3.4 | 1
695 | SC55873 | SunE- Mission Pomona |  | SCE | CA | Los Angeles | Los Angeles County (Partial) | Solar PV | Rooftop | New | 2016-12-05 | 2099-12-31 | 1 | 3.5 | 7 | 23% | CAISO | CAISO | CAISO | Solar | None | 0.84 | #N/A | SunE- Mission Pomona | CAISO_Solar | 7 | 1
696 | SC55874 | Golden Springs Building F | DELAMO_2_SOLAR4 | SCE | CA | Los Angeles | Los Angeles County (Partial) | Solar PV | Rooftop | Existing | 2016-11-10 | 2099-12-31 | 1 | 1.3 | 2.8 | 24% | CAISO | CAISO | CAISO | Solar | None | 1 | #N/A | DELAMO_2_SOLAR4 | CAISO_Solar | 2.8 | 1
697 | SC55875 | Golden Springs Building G | DELAMO_2_SOLAR3 | SCE | CA | Los Angeles | Los Angeles County (Partial) | Solar PV | Rooftop | Existing | 2016-11-10 | 2036-11-09 | 1 | 1.2 | 2.6 | 24% | CAISO | CAISO | CAISO | Solar | None | 1 | #N/A | DELAMO_2_SOLAR3 | CAISO_Solar | 2.6 | 1
698 | SC55876 | Golden Springs Building L | DELAMO_2_SOLAR5 | SCE | CA | Los Angeles | Los Angeles County (Partial) | Solar PV | Rooftop | Existing | 2016-11-10 | 2036-11-09 | 1 | 1 | 1.8 | 21% | CAISO | CAISO | CAISO | Solar | None | 1 | #N/A | DELAMO_2_SOLAR5 | CAISO_Solar | 1.8 | 1
699 | SC55877 | Freeway Springs | DELAMO_2_SOLAR6 | SCE | CA | Los Angeles | Los Angeles County (Partial) | Solar PV | Rooftop | Existing | 2016-11-10 | 2036-11-09 | 1 | 2 | 4.4 | 25% | CAISO | CAISO | CAISO | Solar | None | 1 | #N/A | DELAMO_2_SOLAR6 | CAISO_Solar | 4.4 | 1
700 | SC55878 | Dulles | ETIWND_2_SOLAR5 | SCE | CA | Riverside | Riverside County (Partial) | Solar PV | Tracking - 20MW+ | Existing | 2016-10-07 | 2036-10-06 | 1 | 2 | 3.8 | 22% | CAISO | CAISO | CAISO | Solar | None | 1 | #N/A | ETIWND_2_SOLAR5 | CAISO_Solar | 3.8 | 1
701 | SC65005 | Sunray Energy, Inc. | SEGS_1_SEGS2 | SCE | CA | San Bernardino | Victorville | Solar Thermal | No Storage | Existing | 1984-11-02 | 2015-12-31 | 1 | 13.8 | 6.7 | 6% | CAISO | CAISO | CAISO | Solar | Kramer_Inyokern | 1 | #N/A | SEGS_1_SEGS2 | CAISO_Solar | 6.7 | 1
702 | SC65017 | Luz Solar Partners Ltd. III | KRAMER_1_SEGSR3 | SCE | CA | San Bernardino | Kramer | Solar Thermal | No Storage | Existing | 1986-12-18 | 2017-01-25 | 0 | 35 | 62.6 | 20% | CAISO | CAISO | CAISO | Solar | Kramer_Inyokern | 1 | #N/A | KRAMER_1_SEGSR3 | CAISO_Solar | 62.6 | 1
703 | SC65018 | Luz Solar Partners Ltd. IV | KRAMER_1_SEGSR4 | SCE | CA | San Bernardino | Kramer | Solar Thermal | No Storage | Existing | 1986-12-23 | 2017-01-29 | 0 | 35 | 63.6 | 21% | CAISO | CAISO | CAISO | Solar | Kramer_Inyokern | 1 | #N/A | KRAMER_1_SEGSR4 | CAISO_Solar | 63.6 | 1
704 | SC65019 | Luz Solar Partners Ltd. V | KRAMER_1_SEGS37 | SCE | CA | San Bernardino | Kramer | Solar Thermal | No Storage | Existing | 1987-09-29 | 2017-12-31 | 0 | 35 | 62.9 | 21% | CAISO | CAISO | CAISO | Solar | Kramer_Inyokern | 1 | #N/A | KRAMER_1_SEGS37 | CAISO_Solar | 62.9 | 1
705 | SC65020 | Luz Solar Partners Ltd. VI | KRAMER_1_SEGS37 | SCE | CA | San Bernardino | Kramer | Solar Thermal | No Storage | Existing | 1988-12-25 | 2019-02-20 | 1 | 35 | 59 | 19% | CAISO | CAISO | CAISO | Solar | Kramer_Inyokern | 1 | #N/A | KRAMER_1_SEGS37 | CAISO_Solar | 59 | 1
706 | SC65021 | Luz Solar Partners Ltd. VII | KRAMER_1_SEGS37 | SCE | CA | San Bernardino | Kramer | Solar Thermal | No Storage | Existing | 1988-12-29 | 2019-03-01 | 1 | 35 | 54.7 | 18% | CAISO | CAISO | CAISO | Solar | Kramer_Inyokern | 1 | #N/A | KRAMER_1_SEGS37 | CAISO_Solar | 54.7 | 1
707 | SC65050 | Luz Solar Partners Ltd. VIII | KRAMER_2_SEGS89 | SCE | CA | San Bernardino | Kramer | Solar Thermal | No Storage | Existing | 1989-12-29 | 2020-05-29 | 1 | 80 | 158.9 | 23% | CAISO | CAISO | CAISO | Solar | Kramer_Inyokern | 1 | #N/A | KRAMER_2_SEGS89 | CAISO_Solar | 158.9 | 1
708 | SC65051 | Luz Solar Partners Ltd. IX | KRAMER_2_SEGS89 | SCE | CA | San Bernardino | Kramer | Solar Thermal | No Storage | Existing | 1990-10-11 | 2021-04-17 | 1 | 80 | 170 | 24% | CAISO | CAISO | CAISO | Solar | Kramer_Inyokern | 1 | #N/A | KRAMER_2_SEGS89 | CAISO_Solar | 170 | 1
709 | SC65208 | Solar Partners I, LLC (Ivanpah) | IVANPA_1_UNIT2 | SCE | CA | San Bernardino | Mountain Pass | Solar Thermal | No Storage | Existing | 2014-01-31 | 2034-02-01 | 1 | 128 | 335.2 | 30% | CAISO | CAISO | CAISO | Solar | Mountain_Pass_El_Dorado | 1 | #N/A | IVANPA_1_UNIT2 | CAISO_Solar | 335.2 | 1
710 | SC76004 | FPL Energy Cabazon Wind, LLC | TRNSWD_1_QF | SCE | CA | Riverside | Palm Springs | Wind |  | Existing | 1984-12-03 | 2014-12-21 | 0 | 40 | 81.5 | 23% | CAISO | CAISO | CAISO | Wind | Riverside_East_Palm_Springs | 1 | #N/A | TRNSWD_1_QF | CAISO_Wind | 81.5 | 1
711 | SC76012 | ON Wind Energy LLC | ANTLPE_2_QF | SCE | CA | Kern | Tehachapi | Wind |  | Existing | 1982-12-28 | 2017-04-18 | 1 | 2.4 | 1 | 5% | CAISO | CAISO | CAISO | Wind | Tehachapi | 1 | #N/A | ANTLPE_2_QF | CAISO_Wind | 1 | 1
712 | SC76024 | Ridgetop Energy, LLC (I) | ENWIND_2_WIND2 | SCE | CA | Kern | Tehachapi | Wind |  | Existing | 1983-12-31 | 2015-03-24 | 1 | 65 | 145.3 | 26% | CAISO | CAISO | CAISO | Wind | Tehachapi | 1 | #N/A | ENWIND_2_WIND2 | CAISO_Wind | 145.3 | 1
713 | SC76031 | EUI Management PH Inc. | DEVERS_1_QF | SCE | CA | Riverside | Palm Springs | Wind |  | Existing | 1985-12-31 | 2016-03-31 | 1 | 25.5 | 47.4 | 21% | CAISO | CAISO | CAISO | Wind | Riverside_East_Palm_Springs | 1 | #N/A | DEVERS_1_QF | CAISO_Wind | 47.4 | 1
714 | SC76037 | Tehachapi Power Purchase Contract Trust | ANTLPE_2_QF | SCE | CA | Kern | Tehachapi | Wind |  | Existing | 1986-12-15 | 2016-12-14 | 1 | 56 | 109.2 | 22% | CAISO | CAISO | CAISO | Wind | Tehachapi | 1 | #N/A | ANTLPE_2_QF | CAISO_Wind | 109.2 | 1
715 | SC76040 | Wind Stream Operations, LLC (VG # 2) | NZWIND_6_WDSTR2 | SCE | CA | Kern | Tehachapi | Wind |  | Existing | 1984-09-01 | 2014-08-31 | 1 | 6.9 | 10.8 | 18% | CAISO | CAISO | CAISO | Wind | Tehachapi | 1 | #N/A | NZWIND_6_WDSTR2 | CAISO_Wind | 10.8 | 1
716 | SC76041 | Wind Stream Operations, LLC (VG # 3) | NZWIND_6_WDSTR3 | SCE | CA | Kern | Tehachapi | Wind |  | Existing | 1984-12-01 | 2014-12-08 | 1 | 6 | 9.4 | 18% | CAISO | CAISO | CAISO | Wind | Tehachapi | 1 | #N/A | NZWIND_6_WDSTR3 | CAISO_Wind | 9.4 | 1
717 | SC76042 | Wind Stream Operations, LLC (VG # 4) | NZWIND_6_WDSTR4 | SCE | CA | Kern | Tehachapi | Wind |  | Existing | 1985-10-17 | 2015-10-24 | 1 | 6.8 | 8.9 | 15% | CAISO | CAISO | CAISO | Wind | Tehachapi | 1 | #N/A | NZWIND_6_WDSTR4 | CAISO_Wind | 8.9 | 1
718 | SC76043 | AES Tehachapi Wind, LLC 85-A | VINCNT_2_QF | SCE | CA | Kern | Tehachapi | Wind |  | Existing | 1985-11-13 | 2016-01-13 | 1 | 17 | 20.5 | 14% | CAISO | CAISO | CAISO | Wind | Tehachapi | 1 | #N/A | VINCNT_2_QF | CAISO_Wind | 20.5 | 1
719 | SC76044 | AES Tehachapi Wind, LLC 85-B | VINCNT_2_QF | SCE | CA | Kern | Tehachapi | Wind |  | Existing | 1985-11-13 | 2016-01-13 | 1 | 22.5 | 27.7 | 14% | CAISO | CAISO | CAISO | Wind | Tehachapi | 1 | #N/A | VINCNT_2_QF | CAISO_Wind | 27.7 | 1
720 | SC76051 | Section 20 Trust |  | SCE | CA | Riverside | Palm Springs | Wind |  | Existing | 1985-01-10 | 2015-01-09 | 1 | 13.5 | 40.1 | 34% | CAISO | CAISO | CAISO | Wind | Riverside_East_Palm_Springs | 1 | #N/A | Section 20 Trust | CAISO_Wind | 40.1 | 1
721 | SC76052 | NAWP Inc. (East Winds Proj) | GARNET_2_WIND5 | SCE | CA | Riverside | Palm Springs | Wind |  | Existing | 1985-01-07 | 2015-01-06 | 0 | 4.2 | 8.1 | 22% | CAISO | CAISO | CAISO | Wind | Riverside_East_Palm_Springs | 1 | #N/A | GARNET_2_WIND5 | CAISO_Wind | 8.1 | 1
722 | SC76053 | Difwind Farms Limited V | DEVERS_1_QF | SCE | CA | Riverside | Palm Springs | Wind |  | Existing | 1986-10-15 | 2016-10-14 | 1 | 7.9 | 14.5 | 21% | CAISO | CAISO | CAISO | Wind | Riverside_East_Palm_Springs | 1 | #N/A | DEVERS_1_QF | CAISO_Wind | 14.5 | 1
723 | SC76055 | Coram Energy, LLC | MIDWD_2_WIND2 | SCE | CA | Kern | Tehachapi | Wind |  | Existing | 1985-12-06 | 2015-12-05 | 1 | 3 | 11.4 | 43% | CAISO | CAISO | CAISO | Wind | Tehachapi | 1 | #N/A | MIDWD_2_WIND2 | CAISO_Wind | 11.4 | 1
724 | SC76056 | Edom Hills Project 1, LLC | CAPWD_1_QF | SCE | CA | Riverside | Palm Springs | Wind |  | Existing | 1985-03-15 | 2015-03-14 | 0 | 20 | 43.9 | 25% | CAISO | CAISO | CAISO | Wind | Riverside_East_Palm_Springs | 1 | #N/A | CAPWD_1_QF | CAISO_Wind | 43.9 | 1
725 | SC76057 | Cameron Ridge LLC (III) | ENWIND_2_WIND1 | SCE | CA | Kern | Tehachapi | Wind |  | Existing | 1984-11-17 | 2014-11-16 | 1 | 47.1 | 137.7 | 33% | CAISO | CAISO | CAISO | Wind | Tehachapi | 1 | #N/A | ENWIND_2_WIND1 | CAISO_Wind | 137.7 | 1
726 | SC76058 | San Gorgonio Westwinds II, LLC | GARNET_2_WIND4 | SCE | CA | Riverside | Palm Springs | Wind |  | Existing | 1985-11-24 | 2015-11-23 | 0 | 10 | 28.8 | 33% | CAISO | CAISO | CAISO | Wind | Riverside_East_Palm_Springs | 1 | #N/A | GARNET_2_WIND4 | CAISO_Wind | 28.8 | 1
727 | SC76061 | Western Wind Energy Corp (Windridge) |  | SCE | CA | Kern | Tehachapi | Wind |  | Existing | 1985-06-01 | 2015-05-31 | 1 | 4.5 | 1.4 | 4% | CAISO | CAISO | CAISO | Wind | Tehachapi | 1 | #N/A | Western Wind Energy Corp (Windridge) | CAISO_Wind | 1.4 | 1
728 | SC76062 | Energy Development & Construction Corp Corporation | GARNET_2_WIND2 | SCE | CA | Riverside | Palm Springs | Wind |  | Existing | 1985-01-31 | 2015-07-31 | 0 | 11.7 | 34.8 | 34% | CAISO | CAISO | CAISO | Wind | Riverside_East_Palm_Springs | 1 | #N/A | GARNET_2_WIND2 | CAISO_Wind | 34.8 | 1
729 | SC76063 | Desert Winds I PPC Trust | VINCNT_2_QF | SCE | CA | Kern | Tehachapi | Wind |  | Existing | 1989-11-01 | 2019-10-31 | 1 | 48 | 76.3 | 18% | CAISO | CAISO | CAISO | Wind | Tehachapi | 1 | #N/A | VINCNT_2_QF | CAISO_Wind | 76.3 | 1
730 | SC76065 | Sky River Patnership (Wilderness I) | JAWBNE_2_SRWND | SCE | CA | Kern | Tehachapi | Wind |  | Existing | 1991-07-22 | 2021-07-21 | 1 | 36.8 | 81.7 | 25% | CAISO | CAISO | CAISO | Wind | Tehachapi | 1 | #N/A | JAWBNE_2_SRWND | CAISO_Wind | 81.7 | 1
731 | SC76066 | Sky River Partnership (Wilderness II) | JAWBNE_2_SRWND | SCE | CA | Kern | Tehachapi | Wind |  | Existing | 1991-05-31 | 2021-05-30 | 1 | 19.8 | 43.4 | 25% | CAISO | CAISO | CAISO | Wind | Tehachapi | 1 | #N/A | JAWBNE_2_SRWND | CAISO_Wind | 43.4 | 1
732 | SC76067 | Sky River Partnership (Wilderness III) | JAWBNE_2_SRWND | SCE | CA | Kern | Tehachapi | Wind |  | Existing | 1991-02-14 | 2021-02-13 | 1 | 20.9 | 44.1 | 24% | CAISO | CAISO | CAISO | Wind | Tehachapi | 1 | #N/A | JAWBNE_2_SRWND | CAISO_Wind | 44.1 | 1
733 | SC76087 | Section 16-29 Trust (Altech III) | DEVERS_1_QF | SCE | CA | Riverside | Palm Springs | Wind |  | Existing | 1985-12-18 | 2015-12-17 | 1 | 32.9 | 77 | 27% | CAISO | CAISO | CAISO | Wind | Riverside_East_Palm_Springs | 1 | #N/A | DEVERS_1_QF | CAISO_Wind | 77 | 1
734 | SC76088 | Difwind Partners | ALTWD_1_QF | SCE | CA | Riverside | Palm Springs | Wind |  | Existing | 1985-12-18 | 2015-12-17 | 1 | 15.1 | 27.1 | 21% | CAISO | CAISO | CAISO | Wind | Riverside_East_Palm_Springs | 1 | #N/A | ALTWD_1_QF | CAISO_Wind | 27.1 | 1
735 | SC76089 | CTV Power Purchase Contract Trust | ANTLPE_2_QF | SCE | CA | Kern | Tehachapi | Wind |  | Existing | 1986-04-22 | 2016-04-21 | 1 | 14 | 30.9 | 25% | CAISO | CAISO | CAISO | Wind | Tehachapi | 1 | #N/A | ANTLPE_2_QF | CAISO_Wind | 30.9 | 1
736 | SC76090 | Alta Mesa Pwr. Purch. Contract Trust |  | SCE | CA | Riverside | Palm Springs | Wind |  | Existing | 1988-12-31 | 2018-12-30 | 1 | 27 | 62.9 | 27% | CAISO | CAISO | CAISO | Wind | Riverside_East_Palm_Springs | 1 | #N/A | Alta Mesa Pwr. Purch. Contract Trust | CAISO_Wind | 62.9 | 1
737 | SC76091 | Cameron Ridge LLC (IV) |  | SCE | CA | Kern | Tehachapi | Wind |  | Existing | 1985-12-31 | 2015-12-30 | 0 | 12.8 | 36.7 | 33% | CAISO | CAISO | CAISO | Wind | Tehachapi | 1 | #N/A | Cameron Ridge LLC (IV) | CAISO_Wind | 36.7 | 1
738 | SC76092 | Ridgetop Energy, LLC (II) | ANTLPE_2_QF | SCE | CA | Kern | Tehachapi | Wind |  | Existing | 1988-01-01 | 2018-09-11 | 1 | 28 | 80.7 | 33% | CAISO | CAISO | CAISO | Wind | Tehachapi | 1 | #N/A | ANTLPE_2_QF | CAISO_Wind | 80.7 | 1
739 | SC76094 | Section 22 Trust (San Jacinto) | DEVERS_1_QF | SCE | CA | Riverside | Palm Springs | Wind |  | Existing | 1985-12-01 | 2015-11-30 | 1 | 19 | 42.2 | 25% | CAISO | CAISO | CAISO | Wind | Riverside_East_Palm_Springs | 1 | #N/A | DEVERS_1_QF | CAISO_Wind | 42.2 | 1
740 | SC76095 | Dutch Energy | DEVERS_1_QF | SCE | CA | Riverside | Palm Springs | Wind |  | Existing | 1990-04-13 | 2020-04-12 | 1 | 8 | 20.6 | 29% | CAISO | CAISO | CAISO | Wind | Riverside_East_Palm_Springs | 1 | #N/A | DEVERS_1_QF | CAISO_Wind | 20.6 | 1
741 | SC76096 | Westwind Trust | DEVERS_1_QF | SCE | CA | Riverside | Palm Springs | Wind |  | Existing | 1985-12-31 | 2016-12-31 | 1 | 22.5 | 25.2 | 13% | CAISO | CAISO | CAISO | Wind | Riverside_East_Palm_Springs | 1 | #N/A | DEVERS_1_QF | CAISO_Wind | 25.2 | 1
742 | SC76097 | Windland Inc. (Boxcar II) | MIDWD_2_WIND1 | SCE | CA | Kern | Tehachapi | Wind |  | Existing | 1985-12-27 | 2014-05-01 | 0 | 8 | 19.9 | 28% | CAISO | CAISO | CAISO | Wind | Tehachapi | 1 | #N/A | MIDWD_2_WIND1 | CAISO_Wind | 19.9 | 1
743 | SC76102 | Victory Garden Phase IV Partner - 6102 | VINCNT_2_QF | SCE | CA | Kern | Tehachapi | Wind |  | Existing | 1990-03-17 | 2020-03-16 | 1 | 7 | 16.4 | 27% | CAISO | CAISO | CAISO | Wind | Tehachapi | 1 | #N/A | VINCNT_2_QF | CAISO_Wind | 16.4 | 1
744 | SC76103 | Victory Garden Phase IV Partner - 6103 | VINCNT_2_QF | SCE | CA | Kern | Tehachapi | Wind |  | Existing | 1990-01-02 | 2020-01-01 | 1 | 7 | 12.8 | 21% | CAISO | CAISO | CAISO | Wind | Tehachapi | 1 | #N/A | VINCNT_2_QF | CAISO_Wind | 12.8 | 1
745 | SC76104 | Victory Garden Phase IV Partner - 6104 | VINCNT_2_QF | SCE | CA | Kern | Tehachapi | Wind |  | Existing | 1990-04-11 | 2020-04-10 | 1 | 7 | 15.5 | 25% | CAISO | CAISO | CAISO | Wind | Tehachapi | 1 | #N/A | VINCNT_2_QF | CAISO_Wind | 15.5 | 1
746 | SC76105 | Terra-Gen 251 Wind, LLC (Monolith X) | VINCNT_2_QF | SCE | CA | Kern | Tehachapi | Wind |  | Existing | 1987-06-10 | 2017-06-09 | 1 | 5.3 | 9.8 | 21% | CAISO | CAISO | CAISO | Wind | Tehachapi | 1 | #N/A | VINCNT_2_QF | CAISO_Wind | 9.8 | 1
747 | SC76106 | Terra-Gen 251 Wind, LLC (Monolith XI) | VINCNT_2_QF | SCE | CA | Kern | Tehachapi | Wind |  | Existing | 1987-06-30 | 2017-06-29 | 1 | 5 | 8.2 | 19% | CAISO | CAISO | CAISO | Wind | Tehachapi | 1 | #N/A | VINCNT_2_QF | CAISO_Wind | 8.2 | 1
748 | SC76107 | Terra-Gen 251 Wind, LLC (Monolith XII) | VINCNT_2_QF | SCE | CA | Kern | Tehachapi | Wind |  | Existing | 1987-07-09 | 2017-07-08 | 1 | 6.7 | 10.2 | 17% | CAISO | CAISO | CAISO | Wind | Tehachapi | 1 | #N/A | VINCNT_2_QF | CAISO_Wind | 10.2 | 1
749 | SC76108 | Terra-Gen 251 Wind, LLC (Monolith XIII) | VINCNT_2_QF | SCE | CA | Kern | Tehachapi | Wind |  | Existing | 1987-06-30 | 2017-06-29 | 1 | 5.7 | 7.7 | 15% | CAISO | CAISO | CAISO | Wind | Tehachapi | 1 | #N/A | VINCNT_2_QF | CAISO_Wind | 7.7 | 1
750 | SC76111 | Wind Stream Operations, LLC (Northwind) | ANTLPE_2_QF | SCE | CA | Kern | Tehachapi | Wind |  | Existing | 1986-01-24 | 2016-01-24 | 1 | 6.4 | 8.7 | 15% | CAISO | CAISO | CAISO | Wind | Tehachapi | 1 | #N/A | ANTLPE_2_QF | CAISO_Wind | 8.7 | 1
751 | SC76112 | SA | DEVERS_1_QF | SCE | CA | Riverside | Palm Springs | Wind |  | Existing | 1985-12-01 | 2016-03-31 | 1 | 19.3 | 36.3 | 22% | CAISO | CAISO | CAISO | Wind | Riverside_East_Palm_Springs | 1 | #N/A | DEVERS_1_QF | CAISO_Wind | 36.3 | 1
752 | SC76113 | Desert Winds II Pwr Purch Trst | VINCNT_2_QF | SCE | CA | Kern | Tehachapi | Wind |  | Existing | 1990-08-17 | 2020-08-16 | 1 | 75 | 201.9 | 31% | CAISO | CAISO | CAISO | Wind | Tehachapi | 1 | #N/A | VINCNT_2_QF | CAISO_Wind | 201.9 | 1
753 | SC76114 | Desert Wind III PPC Trust | VINCNT_2_QF | SCE | CA | Kern | Tehachapi | Wind |  | Existing | 1989-11-01 | 2019-10-31 | 1 | 40.5 | 74.5 | 21% | CAISO | CAISO | CAISO | Wind | Tehachapi | 1 | #N/A | VINCNT_2_QF | CAISO_Wind | 74.5 | 1
754 | SC76213 | BNY Western Trust Company |  | SCE | CA | Riverside | Palm Springs | Wind |  | Existing | 1986-12-22 | 2016-12-21 | 1 | 5.9 | 29.7 | 57% | CAISO | CAISO | CAISO | Wind | Riverside_East_Palm_Springs | 1 | #N/A | BNY Western Trust Company | CAISO_Wind | 29.7 | 1
755 | SC76234 | Oak Creek Energy Systems Inc. | ANTLPE_2_QF | SCE | CA | Kern | Tehachapi | Wind |  | Existing | 1986-02-10 | 2016-02-09 | 1 | 27.9 | 72.8 | 30% | CAISO | CAISO | CAISO | Wind | Tehachapi | 1 | #N/A | ANTLPE_2_QF | CAISO_Wind | 72.8 | 1
756 | SC76304 | Mountain View Power Partners IV, LLC | BLAST_1_WIND | SCE | CA | Riverside | Palm Springs | Wind |  | Existing | 2012-02-23 | 2032-08-30 | 1 | 49 | 165 | 38% | CAISO | CAISO | CAISO | Wind | Riverside_East_Palm_Springs | 1 | #N/A | BLAST_1_WIND | CAISO_Wind | 165 | 1
757 | SC76305 | Dillon Wind LLC (A&R) | TIFFNY_1_DILLON | SCE | CA | Riverside | Palm Springs | Wind |  | Existing | 2008-03-15 | 2028-09-30 | 1 | 45 | 138 | 35% | CAISO | CAISO | CAISO | Wind | Riverside_East_Palm_Springs | 1 | #N/A | TIFFNY_1_DILLON | CAISO_Wind | 138 | 1
758 | SC76307 | Windstar Energy, LLC | WNDSTR_2_WIND | SCE | CA | Kern | Tehachapi | Wind |  | Existing | 2012-01-27 | 2033-01-31 | 1 | 120 | 281.7 | 27% | CAISO | CAISO | CAISO | Wind | Tehachapi | 1 | #N/A | WNDSTR_2_WIND | CAISO_Wind | 281.7 | 1
759 | SC76314 | Alta Windpower I | ALTA4A_2_CPCW1 | SCE | CA | Kern | Tehachapi | Wind |  | Existing | 2010-11-01 | 2035-12-31 | 1 | 150 | 395.7 | 30% | CAISO | CAISO | CAISO | Wind | Tehachapi | 1 | #N/A | ALTA4A_2_CPCW1 | CAISO_Wind | 395.7 | 1
760 | SC76315 | Alta Windpower II | ALTA4B_2_CPCW2 | SCE | CA | Kern | Tehachapi | Wind |  | Existing | 2010-11-01 | 2035-12-31 | 1 | 150 | 336.2 | 26% | CAISO | CAISO | CAISO | Wind | Tehachapi | 1 | #N/A | ALTA4B_2_CPCW2 | CAISO_Wind | 336.2 | 1
761 | SC76316 | Alta Windpower III | ALTA4B_2_CPCW3 | SCE | CA | Kern | Tehachapi | Wind |  | Existing | 2010-12-22 | 2035-12-31 | 1 | 150 | 369.9 | 28% | CAISO | CAISO | CAISO | Wind | Tehachapi | 1 | #N/A | ALTA4B_2_CPCW3 | CAISO_Wind | 369.9 | 1
762 | SC76317 | Alta Windpower IV | ALTA3A_2_CPCE4 | SCE | CA | Kern | Tehachapi | Wind |  | Existing | 2011-02-23 | 2035-12-31 | 1 | 102 | 239.9 | 27% | CAISO | CAISO | CAISO | Wind | Tehachapi | 1 | #N/A | ALTA3A_2_CPCE4 | CAISO_Wind | 239.9 | 1
763 | SC76318 | Alta Windpower V | ALTA3A_2_CPCE5 | SCE | CA | Kern | Tehachapi | Wind |  | Existing | 2011-03-11 | 2035-12-31 | 1 | 168 | 394.4 | 27% | CAISO | CAISO | CAISO | Wind | Tehachapi | 1 | #N/A | ALTA3A_2_CPCE5 | CAISO_Wind | 394.4 | 1
764 | SC76319 | Mustang Hills, LLC | ALTA4B_2_CPCW6 | SCE | CA | Kern | Tehachapi | Wind |  | Existing | 2011-11-15 | 2035-12-31 | 1 | 150 | 352.2 | 27% | CAISO | CAISO | CAISO | Wind | Tehachapi | 1 | #N/A | ALTA4B_2_CPCW6 | CAISO_Wind | 352.2 | 1
765 | SC76320 | Pinyon Pines I | ALT6DN_2_WIND7 | SCE | CA | Kern | Tehachapi | Wind |  | Existing | 2013-01-01 | 2035-12-31 | 1 | 168 | 394.4 | 27% | CAISO | CAISO | CAISO | Wind | Tehachapi | 1 | #N/A | ALT6DN_2_WIND7 | CAISO_Wind | 394.4 | 1
766 | SC76321 | Alta Windpower VIII | ALTA3A_2_CPCE8 | SCE | CA | Kern | Tehachapi | Wind |  | Existing | 2011-11-16 | 2035-12-31 | 1 | 150 | 352.2 | 27% | CAISO | CAISO | CAISO | Wind | Tehachapi | 1 | #N/A | ALTA3A_2_CPCE8 | CAISO_Wind | 352.2 | 1
767 | SC76322 | Pinyon Pines II | ALT6DS_2_WIND9 | SCE | CA | Kern | Tehachapi | Wind |  | Existing | 2013-01-01 | 2035-12-31 | 1 | 132 | 309.9 | 27% | CAISO | CAISO | CAISO | Wind | Tehachapi | 1 | #N/A | ALT6DS_2_WIND9 | CAISO_Wind | 309.9 | 1
768 | SC76323 | Alta Windpower X | ALTA6E_2_WIND10 | SCE | CA | Kern | Tehachapi | Wind |  | Existing | 2016-01-01 | 2038-12-31 | 1 | 138 | 324 | 27% | CAISO | CAISO | CAISO | Wind | Tehachapi | 1 | #N/A | ALTA6E_2_WIND10 | CAISO_Wind | 324 | 1
769 | SC76324 | Alta Windpower XI | ALTA6B_2_WIND11 | SCE | CA | Kern | Tehachapi | Wind |  | Existing | 2016-01-01 | 2038-12-31 | 1 | 90 | 211.3 | 27% | CAISO | CAISO | CAISO | Wind | Tehachapi | 1 | #N/A | ALTA6B_2_WIND11 | CAISO_Wind | 211.3 | 1
770 | SC76330 | N. Hurlburt Wind, LLC |  | SCE | OR | Snohomish | WA_SO | Wind |  | Existing | 2011-09-23 | 2032-09-22 | 1 | 265 | 567.1 | 24% | BPA | CAISO | NW | Wind | Pacific_Northwest | 1 | #N/A | N. Hurlburt Wind, LLC | NW_Wind | 567.1 | 0
771 | SC76331 | S. Hurlburt Wind, LLC |  | SCE | OR | Snohomish | WA_SO | Wind |  | Existing | 2012-02-14 | 2033-02-13 | 1 | 290 | 599.1 | 24% | BPA | CAISO | NW | Wind | Pacific_Northwest | 1 | #N/A | S. Hurlburt Wind, LLC | NW_Wind | 599.1 | 0
772 | SC76332 | Horseshoe Bend Wind, LLC |  | SCE | OR | Snohomish | WA_SO | Wind |  | Existing | 2012-03-28 | 2033-03-27 | 1 | 290 | 641.4 | 25% | BPA | CAISO | NW | Wind | Pacific_Northwest | 1 | #N/A | Horseshoe Bend Wind, LLC | NW_Wind | 641.4 | 0
773 | SC76333 | Mountain View Power Partners, LLC | MTWIND_1_UNIT 1 | SCE | CA | Riverside | Palm Springs | Wind |  | Existing | 2011-10-01 | 2021-09-30 | 1 | 66.6 | 219.9 | 38% | CAISO | CAISO | CAISO | Wind | Riverside_East_Palm_Springs | 1 | #N/A | MTWIND_1_UNIT 1 | CAISO_Wind | 219.9 | 1
774 | SC76334 | Goshen Phase II, LLC |  | SCE | ID | Idaho Falls | ID_EA | Wind |  | Existing | 2010-09-29 | 2031-03-31 | 1 | 124.5 | 338 | 31% | PACE | CAISO | NW | Wind | Idaho | 1 | #N/A | Goshen Phase II, LLC | NW_Wind | 338 | 0
775 | SC76355 | Coram Energy LLC |  | SCE | CA | Kern | Tehachapi | Wind |  | New | 2015-12-31 | 2025-12-30 | 1 | 3 | 10.5 | 40% | CAISO | CAISO | CAISO | Wind | Tehachapi | 0.84 | #N/A | Coram Energy LLC | CAISO_Wind | 10.5 | 1
776 | SC76358 | San Gorgonio Westwinds II- Windustries, LLC (f/k/a 6058) | GARNET_2_WIND4 | SCE | CA | Riverside | Palm Springs | Wind |  | Existing | 2015-12-10 | 2030-12-09 | 1 | 9.8 | 28.3 | 33% | CAISO | CAISO | CAISO | Wind | Riverside_East_Palm_Springs | 1 | #N/A | GARNET_2_WIND4 | CAISO_Wind | 28.3 | 1
777 | SC76361 | Rising Tree Wind Farm III, LLC (f/k/a Alta XIII) | RTREE_2_WIND3 | SCE | CA | Kern | Tehachapi | Wind |  | Existing | 2019-01-01 | 2038-12-31 | 1 | 100 | 234.8 | 27% | CAISO | CAISO | CAISO | Wind | Tehachapi | 1 | #N/A | RTREE_2_WIND3 | CAISO_Wind | 234.8 | 1
778 | SC76362 | Rising Tree Wind Farm, LLC | RTREE_2_WIND1 | SCE | CA | Kern | Tehachapi | Wind |  | Existing | 2019-01-01 | 2038-12-31 | 1 | 80 | 245.3 | 35% | CAISO | CAISO | CAISO | Wind | Tehachapi | 1 | #N/A | RTREE_2_WIND1 | CAISO_Wind | 245.3 | 1
779 | SC76366 | Mogul Energy Partnership I |  | SCE | CA | Kern | Tehachapi | Wind |  | Existing | 2012-06-24 | 2019-06-23 | 1 | 4 | 9.7 | 28% | CAISO | CAISO | CAISO | Wind | Tehachapi | 1 | #N/A | Mogul Energy Partnership I | CAISO_Wind | 9.7 | 1
780 | SC76367 | Windland Refresh, LLC | MIDWD_6_WNDLND | SCE | CA | Kern | Tehachapi | Wind |  | Existing | 2014-05-01 | 2034-04-30 | 1 | 7.5 | 18.3 | 28% | CAISO | CAISO | CAISO | Wind | Tehachapi | 1 | #N/A | MIDWD_6_WNDLND | CAISO_Wind | 18.3 | 1
781 | SC76391 | Cameron Ridge II, LLC (f/k/a 6091) | FLOWD_2_WIND1 | SCE | CA | Kern | Tehachapi | Wind |  | Existing | 2016-01-15 | 2031-01-14 | 1 | 11.9 | 35.4 | 34% | CAISO | CAISO | CAISO | Wind | Tehachapi | 1 | #N/A | FLOWD_2_WIND1 | CAISO_Wind | 35.4 | 1
782 | SC76396 | Smoke Tree Wind, LLC |  | SCE | CA | Riverside | San Bernardino - Lucerne | Wind |  | Existing | 2016-06-27 | 2036-06-26 | 1 | 16 | 47.7 | 34% | CAISO | CAISO | CAISO | Wind | Kramer_Inyokern | 1 | #N/A | Smoke Tree Wind, LLC | CAISO_Wind | 47.7 | 1
783 | SC76397 | Windland Refresh 2, LLC (f/k/a 6097) | MIDWD_2_WIND1 | SCE | CA | Riverside | Palm Springs | Wind |  | Existing | 2015-12-02 | 2025-12-08 | 1 | 7.8 | 19.8 | 29% | CAISO | CAISO | CAISO | Wind | Riverside_East_Palm_Springs | 1 | #N/A | MIDWD_2_WIND1 | CAISO_Wind | 19.8 | 1
784 | SD1000 | Otay Landfill I | OTAY_6_UNITB1 | SDG&E | CA | San Diego | San Diego South | Biogas | Distributed | Existing | 2009-05-01 | 2019-04-30 | 1 | 1.5 | 13.1 | 100% | CAISO | CAISO | CAISO | Biomass | Greater_Imperial | 1 | #N/A | OTAY_6_UNITB1 | CAISO_Biomass | 13.1 | 0
785 | SD1001 | Otay Landfill 2 | OTAY_6_UNITB1 | SDG&E | CA | San Diego | San Diego South | Biogas | Distributed | Existing | 2011-07-01 | 2031-06-30 | 1 | 1.5 | 13.1 | 100% | CAISO | CAISO | CAISO | Biomass | Greater_Imperial | 1 | #N/A | OTAY_6_UNITB1 | CAISO_Biomass | 13.1 | 0
786 | SD1004 | Sycamore Energy 1 LLC | CHILLS_1_SYCENG | SDG&E | CA | San Diego | San Diego South | Biogas | Distributed | Existing | 2011-05-16 | 2031-05-15 | 1 | 1.5 | 11.8 | 90% | CAISO | CAISO | CAISO | Biomass | Greater_Imperial | 1 | #N/A | CHILLS_1_SYCENG | CAISO_Biomass | 11.8 | 0
787 | SD1008 | Otay Landfill 3 | OTAY_7_UNITC1 | SDG&E | CA | San Diego | San Diego South | Biogas | Distributed | Existing | 2007-03-08 | 2017-03-07 | 1 | 3.8 | 22 | 66% | CAISO | CAISO | CAISO | Biomass | Greater_Imperial | 1 | #N/A | OTAY_7_UNITC1 | CAISO_Biomass | 22 | 0
788 | SD1009 | MM Prima Deshecha | CPSTNO_7_PRMADS | SDG&E | CA | Orange | San Diego North Central | Biogas | Distributed | Existing | 2007-10-01 | 2022-09-30 | 1 | 6.1 | 35 | 65% | CAISO | CAISO | CAISO | Biomass | Greater_Imperial | 1 | #N/A | CPSTNO_7_PRMADS | CAISO_Biomass | 35 | 0
789 | SD1012 | San Marcos Energy | SMRCOS_6_LNDFIL | SDG&E | CA | San Diego | San Diego North Central | Biogas | Distributed | Existing | 2011-05-18 | 2031-05-17 | 1 | 1.5 | 12 | 91% | CAISO | CAISO | CAISO | Biomass | Greater_Imperial | 1 | #N/A | SMRCOS_6_LNDFIL | CAISO_Biomass | 12 | 0
790 | SD1013 | Otay Landfill V | OTAY_6_LNDFL5 | SDG&E | CA | San Diego | San Diego South | Biogas | Distributed | Existing | 2013-06-21 | 2033-06-20 | 1 | 1.5 | 12.5 | 95% | CAISO | CAISO | CAISO | Biomass | Greater_Imperial | 1 | #N/A | OTAY_6_LNDFL5 | CAISO_Biomass | 12.5 | 0
791 | SD1014 | Otay Landfill VI | OTAY_6_LNDFL6 | SDG&E | CA | San Diego | San Diego South | Biogas | Distributed | Existing | 2013-06-21 | 2033-06-20 | 1 | 1.5 | 12.5 | 95% | CAISO | CAISO | CAISO | Biomass | Greater_Imperial | 1 | #N/A | OTAY_6_LNDFL6 | CAISO_Biomass | 12.5 | 0
792 | SD1026 | MM San Diego-Miramar (RAM) | MSHGTS_6_MMARLF | SDG&E | CA | San Diego | San Diego North Central | Biogas | Distributed | Existing | 2013-05-20 | 2023-05-19 | 1 | 4.5 | 17.2 | 44% | CAISO | CAISO | CAISO | Biomass | Greater_Imperial | 1 | #N/A | MSHGTS_6_MMARLF | CAISO_Biomass | 17.2 | 0
793 | SD1028 | Sycamore Energy 2 LLC | CHILLS_7_UNITA1 | SDG&E | CA | San Diego | San Diego South | Biogas | Distributed | Existing | 2014-03-30 | 2024-03-29 | 1 | 2.3 | 13.4 | 68% | CAISO | CAISO | CAISO | Biomass | Greater_Imperial | 1 | #N/A | CHILLS_7_UNITA1 | CAISO_Biomass | 13.4 | 0
794 | SD2000 | Covanta Delano Inc (formerly AES Delano) | PANDOL_6_UNIT | SDG&E | CA | Kern | Westlands | Biomass | Large | Existing | 2008-01-01 | 2015-12-31 | 1 | 49 | 332.7 | 78% | CAISO | CAISO | CAISO | Biomass | Westlands | 1 | #N/A | PANDOL_6_UNIT | CAISO_Biomass | 332.7 | 0
795 | SD2001 | Blue Lake Power | BLULKE_6_BLUELK | SDG&E | CA | Humboldt | Humboldt County | Biomass | Large | Existing | 2010-04-28 | 2015-05-21 | 1 | 11 | 90 | 93% | CAISO | CAISO | CAISO | Biomass | None | 1 | #N/A | BLULKE_6_BLUELK | CAISO_Biomass | 90 | 0
796 | SD3000 | Calpine Geysers |  | SDG&E | CA | Sonoma/Lake | Sonoma County | Geothermal |  | Existing | 2010-03-02 | 2015-12-31 | 1 | 13 | 9 | 8% | CAISO | CAISO | CAISO | Geothermal | None | 1 | #N/A | Calpine Geysers | CAISO_Geothermal | 9 | 0
797 | SD4000 | SDCWA - Rancho Penasquitos Hydro | CCRITA_7_RPPCHF | SDG&E | CA | San Diego | San Diego North Central | Hydro | Small | Existing | 2007-01-23 | 2017-01-22 | 1 | 4.5 | 20 | 51% | CAISO | CAISO | CAISO | Small_Hydro | Greater_Imperial | 1 | #N/A | CCRITA_7_RPPCHF | CAISO_Small_Hydro | 20 | 0
798 | SD4001 | City of San Diego - Point Loma | CBRLLO_6_PLSTP1 | SDG&E | CA | San Diego | San Diego South | Biogas | Distributed | Existing | 2008-01-01 | 2016-12-31 | 1 | 4.8 | 22 | 52% | CAISO | CAISO | CAISO | Biomass | Greater_Imperial | 1 | #N/A | CBRLLO_6_PLSTP1 | CAISO_Biomass | 22 | 0
799 | SD4002 | Rugraw Inc. (Lassen Lodge Hydro) |  | SDG&E | CA | Tehama | Sacramento River Valley | Hydro | Small | New | 2016-06-23 | 2036-06-22 | 1 | 5 | 21.7 | 50% | CAISO | CAISO | CAISO | Small_Hydro | Northern_California | 0.84 | #N/A | Rugraw Inc. (Lassen Lodge Hydro) | CAISO_Small_Hydro | 21.7 | 0
800 | SD4005 | Badger Filtration Plant | MSSION_2_QF | SDG&E | CA | San Diego | San Diego North Central | Hydro | Small | Existing | 1987-07-01 | 2017-06-30 | 1 | 1.5 | 1 | 8% | CAISO | CAISO | CAISO | Small_Hydro | Greater_Imperial | 1 | #N/A | MSSION_2_QF | CAISO_Small_Hydro | 1 | 0
801 | SD4006 | Olivenhain Municipal Water District |  | SDG&E | CA | San Diego | San Diego North Central | Hydro | Small | Existing | 2013-10-01 | 2033-09-30 | 1 | 0.5 | 1.5 | 38% | CAISO | CAISO | CAISO | Small_Hydro | Greater_Imperial | 1 | #N/A | Olivenhain Municipal Water District | CAISO_Small_Hydro | 1.5 | 0
802 | SD4007 | City of Oceanside - San Francisco Peak Hydro Plant |  | SDG&E | CA | San Diego | San Diego North Central | Hydro | Small | Existing | 1985-12-15 | 2099-12-31 | 1 | 0.4 | 0.4 | 13% | CAISO | CAISO | CAISO | Small_Hydro | Greater_Imperial | 1 | #N/A | City of Oceanside - San Francisco Peak Hydro Plant | CAISO_Small_Hydro | 0.4 | 0
803 | SD4008 | City of Escondido - Bear Valley |  | SDG&E | CA | San Diego | San Diego North Central | Hydro | Small | Existing | 1994-04-13 | 2099-12-31 | 1 | 1.5 | 19.7 | 150% | CAISO | CAISO | CAISO | Small_Hydro | Greater_Imperial | 1 | #N/A | City of Escondido - Bear Valley | CAISO_Small_Hydro | 19.7 | 0
804 | SD5001 | Centinela Solar Energy Facility (Centinela I) | CNTNLA_2_SOLAR1 | SDG&E | CA | Imperial | Imperial South | Solar PV | Tracking - 20MW+ | Existing | 2014-08-01 | 2034-07-31 | 1 | 125 | 270 | 25% | CAISO | CAISO | CAISO | Solar | Greater_Imperial | 1 | #N/A | CNTNLA_2_SOLAR1 | CAISO_Solar | 270 | 1
805 | SD5002 | Centinela Solar Energy Facility Expansion (Centinela II) | CNTNLA_2_SOLAR2 | SDG&E | CA | Imperial | Imperial South | Solar PV | Tracking - 20MW+ | Existing | 2014-08-15 | 2034-08-14 | 1 | 45 | 137.2 | 35% | CAISO | CAISO | CAISO | Solar | Greater_Imperial | 1 | #N/A | CNTNLA_2_SOLAR2 | CAISO_Solar | 137.2 | 1
806 | SD5003 | CSolar IV South - Imperial Solar Energy Center-South | CSLR4S_2_SOLAR | SDG&E | CA | Imperial | Imperial South | Solar PV | Fixed Tilt - 20MW+ | Existing | 2013-11-01 | 2038-10-31 | 1 | 130 | 273 | 24% | CAISO | CAISO | CAISO | Solar | Greater_Imperial | 1 | #N/A | CSLR4S_2_SOLAR | CAISO_Solar | 273 | 1
807 | SD5004 | CSolar IV West - Imperial Solar Energy Center-West | IVWEST_2_SOLAR1 | SDG&E | CA | Imperial | Imperial South | Solar PV | Tracking - 20MW+ | Existing | 2016-07-04 | 2041-07-03 | 1 | 150 | 356 | 27% | CAISO | CAISO | CAISO | Solar | Greater_Imperial | 1 | #N/A | IVWEST_2_SOLAR1 | CAISO_Solar | 356 | 1
808 | SD5005 | NRG Solar Borrego | BREGGO_6_SOLAR | SDG&E | CA | San Diego | San Diego North Central | Solar PV | Tracking - 20MW+ | Existing | 2013-02-12 | 2038-02-11 | 1 | 26 | 59 | 26% | CAISO | CAISO | CAISO | Solar | Greater_Imperial | 1 | #N/A | BREGGO_6_SOLAR | CAISO_Solar | 59 | 1
809 | SD5008 | Desert Green Solar Farm | BREGGO_6_DEGRSL | SDG&E | CA | San Diego | San Diego South | Solar PV | Tracking - 20MW+ | Existing | 2014-11-26 | 2039-11-25 | 1 | 6.3 | 13.3 | 24% | CAISO | CAISO | CAISO | Solar | Greater_Imperial | 1 | #N/A | BREGGO_6_DEGRSL | CAISO_Solar | 13.3 | 1
810 | SD5016 | Campo Verde Solar | CPVERD_2_SOLAR | SDG&E | CA | Imperial | Imperial South | Solar PV | Fixed Tilt - 20MW+ | Existing | 2013-10-25 | 2033-10-24 | 1 | 139 | 368.7 | 30% | CAISO | CAISO | CAISO | Solar | Greater_Imperial | 1 | #N/A | CPVERD_2_SOLAR | CAISO_Solar | 368.7 | 1
811 | SD5026 | Sol Orchard 20 - Ramona 1 | CRELMN_6_RAMON1 | SDG&E | CA | San Diego | San Diego North Central | Solar PV | Tracking - 20MW+ | Existing | 2013-12-31 | 2038-12-30 | 1 | 2 | 1.8 | 10% | CAISO | CAISO | CAISO | Solar | Greater_Imperial | 1 | #N/A | CRELMN_6_RAMON1 | CAISO_Solar | 1.8 | 1
812 | SD5027 | Sol Orchard 21 - Ramona 2 | CRELMN_6_RAMON2 | SDG&E | CA | San Diego | San Diego North Central | Solar PV | Tracking - 20MW+ | Existing | 2013-12-31 | 2038-12-30 | 1 | 5 | 1.8 | 4% | CAISO | CAISO | CAISO | Solar | Greater_Imperial | 1 | #N/A | CRELMN_6_RAMON2 | CAISO_Solar | 1.8 | 1
813 | SD5028 | Sol Orchard 22 - Valley Center 1 |  | SDG&E | CA | San Diego | San Diego North Central | Solar PV | Tracking - 20MW+ | Existing | 2013-12-31 | 2038-12-30 | 1 | 2.5 | 1.7 | 8% | CAISO | CAISO | CAISO | Solar | Greater_Imperial | 1 | #N/A | Sol Orchard 22 - Valley Center 1 | CAISO_Solar | 1.7 | 1
814 | SD5029 | Sol Orchard 23 - Valley Center 2 | VLCNTR_6_VCSLR2 | SDG&E | CA | San Diego | San Diego North Central | Solar PV | Tracking - 20MW+ | Existing | 2013-12-31 | 2038-12-30 | 1 | 5 | 1.7 | 4% | CAISO | CAISO | CAISO | Solar | Greater_Imperial | 1 | #N/A | VLCNTR_6_VCSLR2 | CAISO_Solar | 1.7 | 1
815 | SD5031 | Tierra del Sol Solar Farm |  | SDG&E | CA | Imperial | Imperial South | Solar PV | Tracking - 20MW+ | New | 2016-06-28 | 2041-06-27 | 1 | 45 | 113 | 29% | CAISO | CAISO | CAISO | Solar | Greater_Imperial | 0.84 | #N/A | Tierra del Sol Solar Farm | CAISO_Solar | 113 | 1
816 | SD5032 | Arlington Valley Solar Energy II - AVS II | ARLVAL_5_SOLAR | SDG&E | AZ | Maricopa | AZ_WE | Solar PV | Tracking - 20MW+ | Existing | 2013-11-05 | 2038-11-04 | 1 | 127 | 359.9 | 32% | APS | CAISO | SW | Solar | Arizona | 1 | #N/A | ARLVAL_5_SOLAR | SW_Solar | 359.9 | 0
817 | SD5033 | Catalina Solar | CATLNA_2_SOLAR | SDG&E | CA | Kern | Tehachapi | Solar PV | Fixed Tilt - 20MW+ | Existing | 2013-11-27 | 2038-11-26 | 1 | 109.4 | 253.5 | 26% | CAISO | CAISO | CAISO | Solar | Tehachapi | 1 | #N/A | CATLNA_2_SOLAR | CAISO_Solar | 253.5 | 1
818 | SD5034 | SG2 Imperial Valley | ALHMBR_1_ALHSLR | SDG&E | CA | Imperial | Imperial South | Solar PV | Tracking - 20MW+ | Existing | 2014-11-25 | 2039-11-24 | 1 | 50 | 142 | 32% | CAISO | CAISO | CAISO | Solar | Greater_Imperial | 1 | #N/A | ALHMBR_1_ALHSLR | CAISO_Solar | 142 | 1
819 | SD5034 | SG2 Imperial Valley | ARKANS_1_ARKSLR | SDG&E | CA | Imperial | Imperial South | Solar PV | Tracking - 20MW+ | Existing | 2014-11-25 | 2039-11-24 | 1 | 50 | 142 | 32% | CAISO | CAISO | CAISO | Solar | Greater_Imperial | 1 | #N/A | ARKANS_1_ARKSLR | CAISO_Solar | 142 | 1
820 | SD5034 | SG2 Imperial Valley | SNORA_2_SNRSLR | SDG&E | CA | Imperial | Imperial South | Solar PV | Tracking - 20MW+ | Existing | 2014-11-25 | 2039-11-24 | 1 | 50 | 142 | 32% | CAISO | CAISO | CAISO | Solar | Greater_Imperial | 1 | #N/A | SNORA_2_SNRSLR | CAISO_Solar | 142 | 1
821 | SD5037 | Imperial Valley Solar 1, LLC - Silver Ridge Mt. Signal | IVSLRP_2_SOLAR1 | SDG&E | CA | Imperial | Imperial South | Solar PV | Tracking - 20MW+ | Existing | 2013-10-10 | 2038-10-09 | 1 | 200 | 495.3 | 28% | CAISO | CAISO | CAISO | Solar | Greater_Imperial | 1 | #N/A | IVSLRP_2_SOLAR1 | CAISO_Solar | 495.3 | 1
822 | SD5040 | SDG&E Solar Energy Project |  | SDG&E | CA | San Diego | San Diego County (Partial) | Solar PV | Fixed Tilt - 20MW+ | New | 2016-09-30 | 2041-09-29 | 1 | 17 | 30 | 20% | CAISO | CAISO | CAISO | Solar | None | 0.84 | #N/A | SDG&E Solar Energy Project | CAISO_Solar | 30 | 1
823 | SD5048 | Cascade Solar | DEVERS_1_SOLAR | SDG&E | CA | San Bernardino | San Bernardino - Baker | Solar PV | Tracking - 20MW+ | Existing | 2013-12-24 | 2033-12-23 | 1 | 18.4 | 55 | 34% | CAISO | CAISO | CAISO | Solar | Southern_California_Desert | 1 | #N/A | DEVERS_1_SOLAR | CAISO_Solar | 55 | 1
824 | SD5049 | 70SM1 8ME, LLC (Gestamp Calipatria) | CALPSS_6_SOLAR1 | SDG&E | CA | Imperial | Imperial North | Solar PV | Tracking - 20MW+ | Existing | 2016-02-21 | 2036-02-20 | 1 | 20 | 48 | 27% | CAISO | CAISO | CAISO | Solar | Greater_Imperial | 1 | #N/A | CALPSS_6_SOLAR1 | CAISO_Solar | 48 | 1
825 | SD5050 | TallBear Seville | ANZA_6_SOLAR1 | SDG&E | CA | Imperial | Imperial North | Solar PV | Tracking - 20MW+ | Existing | 2016-02-21 | 2036-02-20 | 1 | 20 | 59 | 34% | IID | CAISO | IID | Solar | Greater_Imperial | 1 | #N/A | ANZA_6_SOLAR1 | IID_Solar | 59 | 0
826 | SD5052 | Maricopa West | MARCPW_6_SOLAR1 | SDG&E | CA | Kern | Inyokern | Solar PV | Tracking - 20MW+ | Existing | 2015-12-17 | 2030-12-16 | 1 | 20 | 57.6 | 33% | CAISO | CAISO | CAISO | Solar | Kramer_Inyokern | 1 | #N/A | MARCPW_6_SOLAR1 | CAISO_Solar | 57.6 | 1
827 | SD5053 | Buckman Springs PV 1 |  | SDG&E | CA | San Diego | San Diego South | Solar PV | Rooftop | New | 2014-11-22 | 2034-11-21 | 1 | 1.5 | 3.3 | 25% | CAISO | CAISO | CAISO | Solar | Greater_Imperial | 0.84 | #N/A | Buckman Springs PV 1 | CAISO_Solar | 3.3 | 1
828 | SD5054 | Buckman Springs PV 2 |  | SDG&E | CA | San Diego | San Diego South | Solar PV | Fixed Tilt - 20MW+ | New | 2014-11-22 | 2034-11-21 | 1 | 1.5 | 3.4 | 25% | CAISO | CAISO | CAISO | Solar | Greater_Imperial | 0.84 | #N/A | Buckman Springs PV 2 | CAISO_Solar | 3.4 | 1
829 | SD5055 | Viejas Blvd PV 1 |  | SDG&E | CA | San Diego | San Diego South | Solar PV | Fixed Tilt - 20MW+ | New | 2014-11-22 | 2034-11-21 | 1 | 1.5 | 3.3 | 25% | CAISO | CAISO | CAISO | Solar | Greater_Imperial | 0.84 | #N/A | Viejas Blvd PV 1 | CAISO_Solar | 3.3 | 1
830 | SD5056 | Calico Ranch Solar Project |  | SDG&E | CA | San Diego | San Diego South | Solar PV | Fixed Tilt - 20MW+ | New | 2014-12-07 | 2034-12-06 | 1 | 1 | 2.3 | 27% | CAISO | CAISO | CAISO | Solar | Greater_Imperial | 0.84 | #N/A | Calico Ranch Solar Project | CAISO_Solar | 2.3 | 1
831 | SD5058 | Sun Edison Victorville Solar |  | SDG&E | CA | San Bernardino | Victorville | Solar PV | Tracking - 20MW+ | New | 2015-11-30 | 2035-11-29 | 1 | 10 | 27.3 | 31% | CAISO | CAISO | CAISO | Solar | Kramer_Inyokern | 0.84 | #N/A | Sun Edison Victorville Solar | CAISO_Solar | 27.3 | 1
832 | SD5063 | SEPV Boulevard 2 |  | SDG&E | CA | San Diego | San Diego South | Solar PV | Tracking - 20MW+ | New | 2016-05-15 | 2036-05-14 | 1 | 2.9 | 9.3 | 37% | CAISO | CAISO | CAISO | Solar | Greater_Imperial | 0.84 | #N/A | SEPV Boulevard 2 | CAISO_Solar | 9.3 | 1
833 | SD5064 | NLP Granger A82, LLC | LILIAC_6_SOLAR | SDG&E | CA | San Diego | San Diego North Central | Solar PV | Rooftop | Existing | 2016-09-21 | 2036-09-20 | 1 | 3 | 8.5 | 32% | CAISO | CAISO | CAISO | Solar | Greater_Imperial | 1 | #N/A | LILIAC_6_SOLAR | CAISO_Solar | 8.5 | 1
834 | SD7000 | Oasis Power | VINCNT_2_WESTWD | SDG&E | CA | Kern | Tehachapi | Wind |  | Existing | 2004-12-25 | 2019-12-24 | 1 | 60 | 173 | 33% | CAISO | CAISO | CAISO | Wind | Tehachapi | 1 | #N/A | VINCNT_2_WESTWD | CAISO_Wind | 173 | 1
835 | SD7001 | Iberdrola - Mountain Wind | MTWIND_1_UNIT 3 | SDG&E | CA | Riverside | Palm Springs | Wind |  | Existing | 2003-12-15 | 2018-12-14 | 1 | 22.8 | 81.5 | 41% | CAISO | CAISO | CAISO | Wind | Riverside_East_Palm_Springs | 1 | #N/A | MTWIND_1_UNIT 3 | CAISO_Wind | 81.5 | 1
836 | SD7002 | Iberdrola - Phoenix West | PWEST_1_UNIT | SDG&E | CA | Riverside | Palm Springs | Wind |  | Existing | 2003-12-15 | 2018-12-14 | 1 | 2.1 | 7.5 | 41% | CAISO | CAISO | CAISO | Wind | Riverside_East_Palm_Springs | 1 | #N/A | PWEST_1_UNIT | CAISO_Wind | 7.5 | 1
837 | SD7003 | FPL Energy Green Power Wind | GARNET_1_UNITS | SDG&E | CA | Riverside | Palm Springs | Wind |  | Existing | 2004-06-28 | 2018-12-31 | 1 | 16.5 | 36 | 25% | CAISO | CAISO | CAISO | Wind | Riverside_East_Palm_Springs | 1 | #N/A | GARNET_1_UNITS | CAISO_Wind | 36 | 1
838 | SD7004 | Kumeyaay Wind Energy Facility | CRSTWD_6_KUMYAY | SDG&E | CA | San Diego | San Diego South | Wind |  | Existing | 2006-03-21 | 2025-12-31 | 1 | 50 | 134.3 | 31% | CAISO | CAISO | CAISO | Wind | Greater_Imperial | 1 | #N/A | CRSTWD_6_KUMYAY | CAISO_Wind | 134.3 | 1
839 | SD7005 | NaturEner Glacier 1 |  | SDG&E | MT | Toole | MT_NW | Wind |  | Existing | 2008-12-29 | 2023-12-28 | 1 | 106.5 | 325 | 35% | AESO | CAISO | Other | Wind | - | 1 | #N/A | NaturEner Glacier 1 | Other_Wind | 325 | 0
840 | SD7006 | NaturEner Glacier 2 |  | SDG&E | MT | Toole | MT_NW | Wind |  | Existing | 2009-10-16 | 2024-10-15 | 1 | 103.5 | 310 | 34% | AESO | CAISO | Other | Wind | - | 1 | #N/A | NaturEner Glacier 2 | Other_Wind | 310 | 0
841 | SD7007 | NaturEner Rim Rock |  | SDG&E | MT | Glacier | MT_NW | Wind |  | Existing | 2013-10-15 | 2033-10-14 | 1 | 189 | 645 | 39% | AESO | CAISO | Other | Wind | - | 1 | #N/A | NaturEner Rim Rock | Other_Wind | 645 | 0
842 | SD7014 | Pacific Wind Project | ROSMDW_2_WIND1 | SDG&E | CA | Kern | Tehachapi | Wind |  | Existing | 2012-08-16 | 2032-08-15 | 1 | 140 | 350.3 | 29% | CAISO | CAISO | CAISO | Wind | Tehachapi | 1 | #N/A | ROSMDW_2_WIND1 | CAISO_Wind | 350.3 | 1
843 | SD7015 | Coram Energy | MIDWD_7_CORAMB | SDG&E | CA | Kern | Tehachapi | Wind |  | Existing | 2011-03-01 | 2026-02-28 | 1 | 7.5 | 27 | 41% | CAISO | CAISO | CAISO | Wind | Tehachapi | 1 | #N/A | MIDWD_7_CORAMB | CAISO_Wind | 27 | 1
844 | SD7016 | Ocotillo Express Wind Project | OCTILO_5_WIND | SDG&E | CA | Imperial | Imperial South | Wind |  | Existing | 2013-07-30 | 2033-07-29 | 1 | 265 | 789.3 | 34% | CAISO | CAISO | CAISO | Wind | Greater_Imperial | 1 | #N/A | OCTILO_5_WIND | CAISO_Wind | 789.3 | 1
845 | SD7017 | Energia Sierra Juarez | ENERSJ_2_WIND | SDG&E | BJ | N/A | San Diego South | Wind |  | Existing | 2015-06-05 | 2035-06-04 | 1 | 155.1 | 400 | 29% | CAISO | CAISO | CAISO | Wind | Greater_Imperial | 1 | #N/A | ENERSJ_2_WIND | CAISO_Wind | 400 | 1
846 | SD7019 | Iberdrola - Manzana | MANZNA_2_WIND | SDG&E | CA | Kern | Tehachapi | Wind |  | Existing | 2012-12-31 | 2032-12-30 | 1 | 100 | 260 | 30% | CAISO | CAISO | CAISO | Wind | Tehachapi | 1 | #N/A | MANZNA_2_WIND | CAISO_Wind | 260 | 1
847 | SD7029 | Oak Creek Wind - Zephyr | OAKWD_6_ZEPHWD | SDG&E | CA | Kern | Tehachapi | Wind |  | Existing | 2014-01-26 | 2024-01-25 | 1 | 3.5 | 6.8 | 22% | CAISO | CAISO | CAISO | Wind | Tehachapi | 1 | #N/A | OAKWD_6_ZEPHWD | CAISO_Wind | 6.8 | 1
848 | SD7030 | San Gorgonio | GARNET_2_WIND1 | SDG&E | CA | Riverside | Palm Springs | Wind |  | Existing | 2015-01-20 | 2025-01-19 | 1 | 11.2 | 32.4 | 33% | CAISO | CAISO | CAISO | Wind | Riverside_East_Palm_Springs | 1 | #N/A | GARNET_2_WIND1 | CAISO_Wind | 32.4 | 1
849 | PG50033 | AT&T Park Solar Arrays |  | PG&E | CA | San Francisco | San Francisco County | Solar PV | Fixed Tilt - 20MW+ | Existing | 2007-08-28 | 2007-08-27 | 1 | 0.1 | - | 0% | CAISO | CAISO | CAISO | Solar | None | 1 | #N/A | AT&T Park Solar Arrays | CAISO_Solar | 0 | 1
850 | PG50034 | SF Service Center Solar Array 1 |  | PG&E | CA | San Francisco | San Francisco County | Solar PV | Fixed Tilt - 20MW+ | Existing | 2007-06-11 | 2007-06-10 | 1 | 0.1 | - | 0% | CAISO | CAISO | CAISO | Solar | None | 1 | #N/A | SF Service Center Solar Array 1 | CAISO_Solar | 0 | 1
851 | SC55659 | Victor Mesa Linda B2 LLC |  | SCE | CA | San Bernardino | Victorville | Solar PV | Fixed Tilt - 20MW+ | Existing | 2014-11-15 | 2034-04-01 | 1 | 1.5 | 4 | 30% | CAISO | CAISO | CAISO | Solar | Kramer_Inyokern | 1 | #N/A | Victor Mesa Linda B2 LLC | CAISO_Solar | 4 | 1
852 | SD4062 | OCI Solar Lakeside |  | SDG&E | CA | San Diego | San Diego South | Solar PV | Tracking - 20MW+ | New | 2016-03-28 | 2036-03-27 | 1 | 2 | 5.4 | 31% | CAISO | CAISO | CAISO | Solar | Greater_Imperial | 0.84 | #N/A | OCI Solar Lakeside | CAISO_Solar | 5.4 | 1
853 | SD4064 | SEPV Boulevard 2 |  | SDG&E | CA | San Diego | San Diego South | Solar PV | Tracking - 20MW+ | New | 2016-05-15 | 2036-05-14 | 1 | 2.9 | 9.3 | 37% | CAISO | CAISO | CAISO | Solar | Greater_Imperial | 0.84 | #N/A | SEPV Boulevard 2 | CAISO_Solar | 9.3 | 1
854 | SC55762 | Central Antelope Dry Ranch B, LLC |  | SCE | CA | Los Angeles | Tehachapi | Solar PV | Fixed Tilt - 20MW+ | New | 2017-03-31 | 2037-04-01 | 1 | 3 | 8.1 | 31% | CAISO | CAISO | CAISO | Solar | Tehachapi | 0.84 | #N/A | Central Antelope Dry Ranch B, LLC | CAISO_Solar | 8.1 | 1
855 | PG50061 | Aspiration Solar G LLC (1) (PV 3 RFO) |  | PG&E | CA | Fresno | Westlands | Solar PV | Tracking - 20MW+ | New | 2017-02-28 | 2037-04-13 | 1 | 9 | 23.3 | 30% | CAISO | CAISO | CAISO | Solar | Westlands | 0.84 | #N/A | Aspiration Solar G LLC (1) (PV 3 RFO) | CAISO_Solar | 23.3 | 1
856 | PG50059 | CED Corcoran Solar 3, LLC (PV 3 RFO) | FRESHW_1_SOLAR1 | PG&E | CA | Kings | Westlands | Solar PV | Tracking - 20MW+ | Existing | 2016-12-01 | 2037-01-14 | 1 | 20 | 49.2 | 28% | CAISO | CAISO | CAISO | Solar | Westlands | 1 | #N/A | FRESHW_1_SOLAR1 | CAISO_Solar | 49.2 | 1
857 | PG50060 | Westside Solar, LLC (1) (PV 3 RFO) | PAIGES_6_SOLAR | PG&E | CA | Fresno | Westlands | Solar PV | Tracking - 20MW+ | Existing | 2017-02-10 | 2037-03-26 | 1 | 20 | 55.3 | 32% | CAISO | CAISO | CAISO | Solar | Westlands | 1 | #N/A | PAIGES_6_SOLAR | CAISO_Solar | 55.3 | 1
858 | SD5065 | NLP Valley Center Solar, LLC | VLCNTR_6_VCSLR | SDG&E | CA | San Diego | San Diego North Central | Solar PV | Tracking - 20MW+ | Existing | 2016-10-01 | 2036-09-30 | 1 | 2.3 | 6.8 | 33% | CAISO | CAISO | CAISO | Solar | Greater_Imperial | 1 | #N/A | VLCNTR_6_VCSLR | CAISO_Solar | 6.8 | 1
859 | SC76452 | Yavi Energy (f/k/a 6052) | GARNET_2_WIND5 | SCE | CA | Riverside | Palm Springs | Wind |  | Existing | 2016-03-01 | 2031-03-01 | 1 | 3 | 5.6 | 21% | CAISO | CAISO | CAISO | Wind | Riverside_East_Palm_Springs | 1 | #N/A | GARNET_2_WIND5 | CAISO_Wind | 5.6 | 1
860 | SC65817 | Luz Solar Partners Ltd, III (SEGS III) (f/k/a 5017) | KRAMER_1_SEGSR3 | SCE | CA | San Bernardino | Kramer | Solar Thermal | No Storage | Existing | 2017-03-01 | 2027-02-28 | 1 | 30 | 68.3 | 26% | CAISO | CAISO | CAISO | Solar | Kramer_Inyokern | 1 | #N/A | KRAMER_1_SEGSR3 | CAISO_Solar | 68.3 | 1
861 | SC65818 | Luz Solar Partners Ltd, IV (SEGS IV) (f/k/a 5018) | KRAMER_1_SEGSR4 | SCE | CA | San Bernardino | Kramer | Solar Thermal | No Storage | Existing | 2017-03-01 | 2027-02-28 | 1 | 30 | 68.3 | 26% | CAISO | CAISO | CAISO | Solar | Kramer_Inyokern | 1 | #N/A | KRAMER_1_SEGSR4 | CAISO_Solar | 68.3 | 1
862 | SC65819 | Luz Solar Partners Ltd, V (SEGS V) (f/k/a 5019) | KRAMER_1_SEGS37 | SCE | CA | San Bernardino | Kramer | Solar Thermal | No Storage | Existing | 2018-02-01 | 2028-01-31 | 1 | 30 | 68.3 | 26% | CAISO | CAISO | CAISO | Solar | Kramer_Inyokern | 1 | #N/A | KRAMER_1_SEGS37 | CAISO_Solar | 68.3 | 1
863 | SC55885 | Blythe Solar II, LLC | DRACKR_2_SOLAR2 | SCE | CA | Riverside | Riverside East | Solar PV | Tracking - 20MW+ | Existing | 2016-11-01 | 2036-10-31 | 1 | 131.2 | 385.1 | 34% | CAISO | CAISO | CAISO | Solar | Riverside_East_Palm_Springs | 1 | #N/A | DRACKR_2_SOLAR2 | CAISO_Solar | 385.1 | 1
864 | SC76368 | Broadview Energy KW, LLC |  | SCE | NM | Curry | NM_EA | Wind |  | New | 2016-12-01 | 2036-11-30 | 1 | 142.6 | 602.1 | 48% | PNM | CAISO | SW | Wind | New_Mexico | 0.84 | BEJNLS_5_BV2SCEDYN | BEJNLS_5_BV2SCEDYN | SW_Wind | 602.1 | 0
865 | SC76379 | Broadview Energy JN, LLC |  | SCE | NM | Curry | NM_EA | Wind |  | New | 2016-12-01 | 2036-11-30 | 1 | 181.7 | 767.2 | 48% | PNM | CAISO | SW | Wind | New_Mexico | 0.84 | BEKWJS_5_BV1SCEDYN | BEKWJS_5_BV1SCEDYN | SW_Wind | 767.2 | 0
866 | SC55888 | RE Garland, LLC | GARLND_2_GASLR | SCE | CA | Kern | Tehachapi | Solar PV | Tracking - 20MW+ | Existing | 2016-11-01 | 2031-10-31 | 1 | 187 | 574.2 | 35% | CAISO | CAISO | CAISO | Solar | Tehachapi | 1 | #N/A | GARLND_2_GASLR | CAISO_Solar | 574.2 | 1
867 | SC76462 | Energy Development & Const. Corp. (f/k/a 6062) |  | SCE | CA | Riverside | Palm Springs | Wind |  | Existing | 2015-08-01 | 2099-12-31 | 1 | 11.7 | 33.8 | 33% | CAISO | CAISO | CAISO | Wind | Riverside_East_Palm_Springs | 1 | #N/A | Energy Development & Const. Corp. (f/k/a 6062) | CAISO_Wind | 33.8 | 1
868 | SC55880 | Mesquite Solar 2 |  | SCE | AZ | Maricopa | AZ_WE | Solar PV | Tracking - 20MW+ | New | 2017-01-01 | 2036-12-31 | 1 | 100.8 | 301.7 | 34% | CAISO | CAISO | CAISO | Solar | Arizona | 0.84 | #N/A | Mesquite Solar 2 | CAISO_Solar | 301.7 | 1
869 | SC44213 | TKO Power Inc. (South Bear Creek) | TKOPWR_6_HYDRO | SCE | CA | Shasta | Round Mountain - B | Hydro | Small | Existing | 2016-05-04 | 2031-05-03 | 1 | 2.8 | 9.7 | 39% | CAISO | CAISO | CAISO | Small_Hydro | Northern_California | 1 | #N/A | TKOPWR_6_HYDRO | CAISO_Small_Hydro | 9.7 | 0
870 | SC33118 | Geysers Power Company, LLC |  | SCE | CA | Sonoma/Lake | Sonoma County | Geothermal |  | Existing | 2018-01-01 | 2027-12-31 | 1 | 50 | 438 | 100% | CAISO | CAISO | CAISO | Geothermal | None | 1 | #N/A | Geysers Power Company, LLC | CAISO_Geothermal | 438 | 0
871 | SC76372 | Tule Wind |  | SCE | CA | San Diego | San Diego South | Wind |  | New | 2017-09-30 | 2033-02-01 | 1 | 132 | 380.9 | 33% | CAISO | CAISO | CAISO | Wind | Greater_Imperial | 0.84 | #N/A | Tule Wind | CAISO_Wind | 380.9 | 1
872 | PG40139 | Goose Valley Hydro (SB32) |  | PG&E | CA | Shasta | Round Mountain - B | Hydro | Small | Existing | 2015-11-11 | 2035-11-10 | 1 | 0.3 | 0.8 | 32% | CAISO | CAISO | CAISO | Small_Hydro | Northern_California | 1 | #N/A | Goose Valley Hydro (SB32) | CAISO_Small_Hydro | 0.8 | 0
873 | PG40140 | Lassen Station Hydro (SB32) | BUCKCK_2_HYDRO | PG&E | CA | Butte | Sacramento River Valley | Hydro | Small | Existing | 2016-06-09 | 2036-06-08 | 1 | 1 | 3.4 | 39% | CAISO | CAISO | CAISO | Small_Hydro | Northern_California | 1 | #N/A | BUCKCK_2_HYDRO | CAISO_Small_Hydro | 3.4 | 0
874 | PG40135 | Solano Irrigation District (SID)(ID/WA) | MONTPH_7_UNIT 1 | PG&E | CA | Napa | Solano | Hydro | Small | Existing | 1981-09-01 | 2030-12-31 | 1 | 11.9 | 32.8 | 31% | CAISO | CAISO | CAISO | Small_Hydro | Solano | 1 | #N/A | MONTPH_7_UNIT 1 | CAISO_Small_Hydro | 32.8 | 0
875 | PG40138 | Indian Valley Hydro (PURPA) | INDVLY_1_UNITS | PG&E | CA | Lake | Sacramento River Valley | Hydro | Small | Existing | 2015-05-01 | 2015-07-31 | 0 | 3 | 13.1 | 50% | CAISO | CAISO | CAISO | Small_Hydro | Northern_California | 1 | #N/A | INDVLY_1_UNITS | CAISO_Small_Hydro | 13.1 | 0
876 | PG50063 | Oak Leaf Solar X (SB32) |  | PG&E | CA | Kings | Westlands | Solar PV | Tracking - 20MW+ | New | 2016-12-15 | 2036-12-14 | 1 | 3 | 7.8 | 30% | CAISO | CAISO | CAISO | Solar | Westlands | 0.84 | #N/A | Oak Leaf Solar X (SB32) | CAISO_Solar | 7.8 | 1
877 | PG50062 | Merced 2 - (SB32) |  | PG&E | CA | Merced | Los Banos | Solar PV | Fixed Tilt - 20MW+ | New | 2016-12-01 | 2036-11-30 | 1 | 1.5 | 3.5 | 26% | CAISO | CAISO | CAISO | Solar | Central_Valley_North_Los_Banos | 0.84 | #N/A | Merced 2 - (SB32) | CAISO_Solar | 3.5 | 1
878 | SC76456 | Edom Hills Project 1, LLC | CAPWD_1_QF | SCE | CA | Riverside | Palm Springs | Wind |  | Existing | 2015-10-01 | 2022-10-31 | 1 | 19.6 | 46 | 27% | CAISO | CAISO | CAISO | Wind | Riverside_East_Palm_Springs | 1 | #N/A | CAPWD_1_QF | CAISO_Wind | 46 | 1
879 | SC55814 | North Rosamond Solar, LLC |  | SCE | CA | Kern | Tehachapi | Solar PV | Fixed Tilt - 20MW+ | New | 2019-01-01 | 2033-12-31 | 1 | 160 | 488 | 35% | CAISO | CAISO | CAISO | Solar | Tehachapi | 0.84 | RATSKE_2_NROSR1 | RATSKE_2_NROSR1 | CAISO_Solar | 488 | 1
880 | SC55882 | Sun Streams, LLC |  | SCE | AZ | Maricopa | AZ_WE | Solar PV | Fixed Tilt - 20MW+ | New | 2020-01-01 | 2034-12-31 | 1 | 160 | 467 | 33% | CAISO | CAISO | CAISO | Solar | Arizona | 0.84 | #N/A | Sun Streams, LLC | CAISO_Solar | 467 | 1
881 | SC55883 | Willow Springs Solar, LLC |  | SCE | CA | Kern | Tehachapi | Solar PV | Fixed Tilt - 20MW+ | New | 2019-01-01 | 2033-12-31 | 1 | 108 | 330 | 35% | CAISO | CAISO | CAISO | Solar | Tehachapi | 0.84 | #N/A | Willow Springs Solar, LLC | CAISO_Solar | 330 | 1
882 | SC55884 | Sunshine Valley Solar, LLC |  | SCE | NV | Nye | NV_SW | Solar PV | Fixed Tilt - 20MW+ | New | 2020-01-01 | 2034-12-31 | 1 | 104 | 302 | 33% | CAISO | CAISO | CAISO | Solar | Southern_Nevada | 0.84 | #N/A | Sunshine Valley Solar, LLC | CAISO_Solar | 302 | 1
883 | SC55886 | Valentine Solar, LLC |  | SCE | CA | Kern | Tehachapi | Solar PV | Tracking - 20MW+ | New | 2019-12-01 | 2034-12-31 | 1 | 111.2 | 328 | 34% | CAISO | CAISO | CAISO | Solar | Tehachapi | 0.84 | #N/A | Valentine Solar, LLC | CAISO_Solar | 328 | 1
884 | SC55889 | Blythe Solar III, LLC |  | SCE | CA | Riverside | Riverside East | Solar PV | Tracking - 20MW+ | New | 2020-06-01 | 2040-05-31 | 1 | 136.8 | 385 | 32% | CAISO | CAISO | CAISO | Solar | Riverside_East_Palm_Springs | 0.84 | #N/A | Blythe Solar III, LLC | CAISO_Solar | 385 | 1
885 | PG2047 | Central Valley Ag Power |  | PG&E | CA | Stanislaus | Unknown | Biomass | Large | Existing | 2014-03-11 | 2015-10-21 | 1 | 1.5 | 11.2 | 85% | CAISO | CAISO | CAISO | Biomass | - | 1 | #N/A | Central Valley Ag Power | CAISO_Biomass | 11.2 | 0
886 | SC55579 | Summer Solar E2, LLC |  | SCE | CA | Los Angeles | NonCREZ | Solar PV | Fixed Tilt - 20MW+ | Existing | 2014-04-30 | 2033-11-01 | 1 | 1.5 | 4 | 30% | CAISO | CAISO | CAISO | Solar | - | 1 | #N/A | Summer Solar E2, LLC | CAISO_Solar | 4 | 1
887 | SC55581 | Summer Solar F2, LLC |  | SCE | CA | Los Angeles | NonCREZ | Solar PV | Fixed Tilt - 20MW+ | Existing | 2014-04-30 | 2033-11-01 | 1 | 1.5 | 4 | 30% | CAISO | CAISO | CAISO | Solar | - | 1 | #N/A | Summer Solar F2, LLC | CAISO_Solar | 4 | 1
888 | SC55582 | Summer Solar G2, LLC |  | SCE | CA | Los Angeles | NonCREZ | Solar PV | Fixed Tilt - 20MW+ | Existing | 2014-04-30 | 2033-11-01 | 1 | 1.5 | 4 | 30% | CAISO | CAISO | CAISO | Solar | - | 1 | #N/A | Summer Solar G2, LLC | CAISO_Solar | 4 | 1
889 | SC55583 | Summer Solar H2, LLC |  | SCE | CA | Los Angeles | NonCREZ | Solar PV | Fixed Tilt - 20MW+ | Existing | 2014-04-30 | 2033-11-01 | 1 | 1.5 | 4 | 30% | CAISO | CAISO | CAISO | Solar | - | 1 | #N/A | Summer Solar H2, LLC | CAISO_Solar | 4 | 1
890 | SC55219 | Mirasol Murrieta 1 |  | SCE | CA | Riverside | NonCREZ | Solar PV | Rooftop | New | 2016-11-30 | 2036-11-29 | 1 | 1 | 2 | 22% | CAISO | CAISO | CAISO | Solar | - | 0.84 | #N/A | Mirasol Murrieta 1 | CAISO_Solar | 2 | 1
891 | SC55220 | Mirasol Pomona 1 |  | SCE | CA | Los Angeles | NonCREZ | Solar PV | Rooftop | New | 2016-11-30 | 2036-11-29 | 1 | 0.5 | 0.9 | 20% | CAISO | CAISO | CAISO | Solar | - | 0.84 | #N/A | Mirasol Pomona 1 | CAISO_Solar | 0.9 | 1
892 | SC44352 | Calleguas MWD - Unit 3 (Santa Rosa) |  | SCE | CA | Ventura | NonCREZ | Hydro | Small | Existing | 2016-07-01 | 2036-06-30 | 1 | 0.3 | 0.8 | 34% | CAISO | CAISO | CAISO | Small_Hydro | - | 1 | #N/A | Calleguas MWD - Unit 3 (Santa Rosa) | CAISO_Small_Hydro | 0.8 | 0
893 | PG50064 | 2126 Lovell (SB32) |  | PG&E | CA | Glenn | Unknown | Solar PV | Fixed Tilt - 20MW+ | New | 2016-06-15 | 2036-06-15 | 1 | 0.8 | 2 | 28% | CAISO | CAISO | CAISO | Solar | - | 0.84 | #N/A | 2126 Lovell (SB32) | CAISO_Solar | 2 | 1
894 | SD5066 | Del Sur Elementary School |  | SDG&E | CA | San Diego | San Diego North Central | Solar PV | Fixed Tilt - 20MW+ | Existing | 2008-09-05 | 2018-09-04 | 1 | 0 | 0.1 | 22% | CAISO | CAISO | CAISO | Solar | Greater_Imperial | 1 | #N/A | Del Sur Elementary School | CAISO_Solar | 0.1 | 1
895 | SD5067 | Fairfield Grossmont Trolley |  | SDG&E | CA | San Diego | San Diego North Central | Solar PV | Fixed Tilt - 20MW+ | Existing | 2010-04-27 | 2020-04-26 | 1 | 0.1 | 0.1 | 17% | CAISO | CAISO | CAISO | Solar | Greater_Imperial | 1 | #N/A | Fairfield Grossmont Trolley | CAISO_Solar | 0.1 | 1
896 | SD5068 | Hunter Industries |  | SDG&E | CA | San Diego | San Diego North Central | Solar PV | Fixed Tilt - 20MW+ | Existing | 2007-12-04 | 2017-12-03 | 1 | 0.1 | 0.2 | 19% | CAISO | CAISO | CAISO | Solar | Greater_Imperial | 1 | #N/A | Hunter Industries | CAISO_Solar | 0.2 | 1
897 | SD5069 | Innovative Cold Storage Enterprises (ICE) |  | SDG&E | CA | San Diego | San Diego North Central | Solar PV | Fixed Tilt - 20MW+ | Existing | 2008-12-09 | 2018-12-08 | 1 | 0.5 | 0.8 | 18% | CAISO | CAISO | CAISO | Solar | Greater_Imperial | 1 | #N/A | Innovative Cold Storage Enterprises (ICE) | CAISO_Solar | 0.8 | 1
898 | SD5070 | Ladera Ranch I |  | SDG&E | CA | San Diego | San Diego North Central | Solar PV | Fixed Tilt - 20MW+ | Existing | 2007-07-24 | 2017-07-23 | 1 | 0.1 | 0.1 | 16% | CAISO | CAISO | CAISO | Solar | Greater_Imperial | 1 | #N/A | Ladera Ranch I | CAISO_Solar | 0.1 | 1
899 | SD5071 | Pacific Station |  | SDG&E | CA | San Diego | San Diego North Central | Solar PV | Fixed Tilt - 20MW+ | Existing | 2012-05-16 | 2022-05-15 | 1 | 0.1 | 0.1 | 12% | CAISO | CAISO | CAISO | Solar | Greater_Imperial | 1 | #N/A | Pacific Station | CAISO_Solar | 0.1 | 1
900 | SD5072 | Sanford-Burnhan Medical Research Institute I |  | SDG&E | CA | San Diego | San Diego North Central | Solar PV | Fixed Tilt - 20MW+ | Existing | 2011-01-28 | 2021-01-27 | 1 | 0.2 | 0.4 | 23% | CAISO | CAISO | CAISO | Solar | Greater_Imperial | 1 | #N/A | Sanford-Burnhan Medical Research Institute I | CAISO_Solar | 0.4 | 1
901 | SD5073 | SDCCD - Skills Center |  | SDG&E | CA | San Diego | San Diego North Central | Solar PV | Fixed Tilt - 20MW+ | Existing | 2009-07-08 | 2019-07-07 | 1 | 0.1 | 0.1 | 19% | CAISO | CAISO | CAISO | Solar | Greater_Imperial | 1 | #N/A | SDCCD - Skills Center | CAISO_Solar | 0.1 | 1
902 | SD5074 | Towers at Bressi Ranch |  | SDG&E | CA | San Diego | San Diego North Central | Solar PV | Fixed Tilt - 20MW+ | Existing | 2008-02-28 | 2018-02-27 | 1 | 0.1 | 0.1 | 19% | CAISO | CAISO | CAISO | Solar | Greater_Imperial | 1 | #N/A | Towers at Bressi Ranch | CAISO_Solar | 0.1 | 1
903 | SD5075 | Wilco Investments |  | SDG&E | CA | San Diego | San Diego North Central | Solar PV | Fixed Tilt - 20MW+ | Existing | 2010-05-27 | 2020-05-26 | 1 | 0.4 | 0.6 | 17% | CAISO | CAISO | CAISO | Solar | Greater_Imperial | 1 | #N/A | Wilco Investments | CAISO_Solar | 0.6 | 1
904 | SD5076 | X-nth |  | SDG&E | CA | San Diego | San Diego North Central | Solar PV | Fixed Tilt - 20MW+ | Existing | 2004-06-25 | 2019-06-24 | 1 | 0 | 0.1 | 19% | CAISO | CAISO | CAISO | Solar | Greater_Imperial | 1 | #N/A | X-nth | CAISO_Solar | 0.1 | 1
905 | SC76369 | El Cabo Wind, LLC |  | SCE | NM | Torrance | NonCREZ | Wind |  | New | 2017-09-01 | 2037-08-31 | 1 | 298 | 1245.2 | 48% | PNM | CAISO | SW | Wind | - | 0.84 | ELCABO_5_ECWSCEDYN | ELCABO_5_ECWSCEDYN | SW_Wind | 1245.2 | 0
906 | SC76380 | Voyager Wind I, LLC |  | SCE | CA | Kern | NonCREZ | Wind |  | New | 2019-01-01 | 2033-12-31 | 1 | 132 | 439.4 | 38% | CAISO | CAISO | CAISO | Wind | - | 0.84 | #N/A | Voyager Wind I, LLC | CAISO_Wind | 439.4 | 1
907 | SD5079 | Pala (SDG&E Solar Energy Project) |  | SDG&E | CA | San Diego | NonCREZ | Solar PV | Fixed Tilt - 20MW+ | New | 2016-09-30 | 2041-09-29 | 1 | 2 | 4.2 | 24% | CAISO | CAISO | CAISO | Solar | - | 0.84 | #N/A | Pala (SDG&E Solar Energy Project) | CAISO_Solar | 4.2 | 1
908 | SD5078 | Amylin Pharmaceuticals |  | SDG&E | CA | San Diego | San Diego North Central | Solar PV | Fixed Tilt - 20MW+ | Existing | 2010-10-01 | 2015-05-31 | 1 | 0.2 | 0.4 | 22% | CAISO | CAISO | CAISO | Solar | Greater_Imperial | 1 | #N/A | Amylin Pharmaceuticals | CAISO_Solar | 0.4 | 1
909 | SC55245 | RE: Walker Pass |  | SCE | CA | Kern | TBD | Solar PV | Tracking - 20MW+ | New | 2018-03-31 | 2038-03-30 | 1 | 20 | 732 | 418% | CAISO | CAISO | CAISO | Solar | - | 0.84 | #N/A | RE: Walker Pass | CAISO_Solar | 732 | 1
910 | SC11238 | Sonoma County Landfill LFGTE Project | SNMALF_6_UNITS | SCE | CA | Sonoma | Unknown | Biogas | Distributed | Existing | 2016-09-01 | 2026-08-31 | 1 | 5 | 35 | 80% | CAISO | CAISO | CAISO | Biomass | - | 1 | #N/A | SNMALF_6_UNITS | CAISO_Biomass | 35 | 0
911 | SC55222 | SunE (Bell Tustin) |  | SCE | CA | Orange | NonCREZ | Solar PV | Rooftop | New | 2016-12-01 | 2036-11-30 | 1 | 1.1 | 2.3 | 24% | CAISO | CAISO | CAISO | Solar | - | 0.84 | #N/A | SunE (Bell Tustin) | CAISO_Solar | 2.3 | 1
912 | SC55246 | RE: Tranquility 8 |  | SCE | CA | Fresno | Westlands | Solar PV | Tracking - 20MW+ | Existing | 2017-12-31 | 2037-12-30 | 1 | 200 | 557.2 | 32% | CAISO | CAISO | CAISO | Solar | Westlands | 1 | TRNQLT_2_SOLAR | TRNQLT_2_SOLAR | CAISO_Solar | 557.2 | 1
913 | SD5077 | Midway Solar Farm III |  | SDG&E | CA | Imperial | Imperial South | Solar PV | Fixed Tilt - 20MW+ | New | 2017-12-01 | 2037-11-30 | 1 | 20 | 61.1 | 35% | CAISO | CAISO | CAISO | Solar | Greater_Imperial | 0.84 | #N/A | Midway Solar Farm III | CAISO_Solar | 61.1 | 1
914 | SC55223 | SunE (Red Hill) |  | SCE | CA | Orange | NonCREZ | Solar PV | Rooftop | New | 2016-12-01 | 2036-11-30 | 1 | 1 | 2 | 22% | CAISO | CAISO | CAISO | Solar | - | 0.84 | #N/A | SunE (Red Hill) | CAISO_Solar | 2 | 1
915 | SC55405 | SUNRAY SEGS I |  | SCE | CA | San Bernardino | Unknown | Solar PV | Tracking - 20MW+ | New | 2017-06-15 | 2037-06-14 | 1 | 13.8 | 41 | 34% | CAISO | CAISO | CAISO | Solar | - | 0.84 | #N/A | SUNRAY SEGS I | CAISO_Solar | 41 | 1
916 | SC55226 | Caliente Springs, LLC |  | SCE | CA | Riverside | NonCREZ | Solar PV | Fixed Tilt - 20MW+ | New | 2016-12-01 | 2016-11-30 | 1 | 0.9 | 2 | 24% | CAISO | CAISO | CAISO | Solar | - | 0.84 | #N/A | Caliente Springs, LLC | CAISO_Solar | 2 | 1
917 | PG50082 | 2235 Leong |  | PG&E | CA | Butte | Unknown | Solar PV | Fixed Tilt - 20MW+ | New | 2018-02-12 | 2038-02-11 | 1 | 1.8 | 4.1 | 27% | CAISO | CAISO | CAISO | Solar | - | 0.84 | #N/A | 2235 Leong | CAISO_Solar | 4.1 | 1
918 | PG50080 | 2207 Ritchie |  | PG&E | CA | Shasta | Unknown | Solar PV | Fixed Tilt - 20MW+ | New | 2018-02-12 | 2038-02-11 | 1 | 0.3 | 0.8 | 27% | CAISO | CAISO | CAISO | Solar | - | 0.84 | #N/A | 2207 Ritchie | CAISO_Solar | 0.8 | 1
919 | SC44316 | Walnut Valley Water District |  | SCE | CA | Los Angeles | NonCREZ | Hydro | Small | Existing | 2016-08-04 | 2036-07-30 | 1 | 0.1 | 0.7 | 59% | CAISO | CAISO | CAISO | Small_Hydro | - | 1 | #N/A | Walnut Valley Water District | CAISO_Small_Hydro | 0.7 | 0
920 | SC55251 | Milestone Wildomar, LLC |  | SCE | CA | Riverside | Unknown | Solar PV | Rooftop | New | 2017-12-01 | 2037-11-30 | 1 | 1.2 | 2.1 | 20% | CAISO | CAISO | CAISO | Solar | - | 0.84 | #N/A | Milestone Wildomar, LLC | CAISO_Solar | 2.1 | 1
921 | PG80007 | Hydro Partners (Clover Creek) | CLOVER_2_UNIT | PG&E | CA | Shasta | Unknown | Hydro | Small | Existing | 2016-04-01 | 2018-03-31 | 1 | 1 | 7.5 | 86% | CAISO | CAISO | CAISO | Small_Hydro | - | 1 | #N/A | CLOVER_2_UNIT | CAISO_Small_Hydro | 7.5 | 0
922 | PG50068 | Bayshore Solar A |  | PG&E | CA | Los Angeles | Tehachapi | Solar PV | Tracking - 20MW+ | New | 2017-08-31 | 2037-10-14 | 1 | 20 | 57 | 33% | CAISO | CAISO | CAISO | Solar | Tehachapi | 0.84 | #N/A | Bayshore Solar A | CAISO_Solar | 57 | 1
923 | PG40142 | Rock Creek Hydro | PLACVL_1_RCKCRE | PG&E | CA | El Dorado | Unknown | Hydro | Small | Existing | 2016-05-01 | 2016-10-26 | 0 | 2.8 | 6.3 | 26% | CAISO | CAISO | CAISO | Small_Hydro | - | 1 | #N/A | PLACVL_1_RCKCRE | CAISO_Small_Hydro | 6.3 | 0
924 | PG50070 | Bayshore Solar C |  | PG&E | CA | Los Angeles | Tehachapi | Solar PV | Tracking - 20MW+ | New | 2017-08-31 | 2037-10-14 | 1 | 20 | 57 | 33% | CAISO | CAISO | CAISO | Solar | Tehachapi | 0.84 | #N/A | Bayshore Solar C | CAISO_Solar | 57 | 1
925 | PG50069 | Bayshore Solar B |  | PG&E | CA | Los Angeles | Tehachapi | Solar PV | Tracking - 20MW+ | New | 2017-08-31 | 2037-10-14 | 1 | 20 | 57 | 33% | CAISO | CAISO | CAISO | Solar | Tehachapi | 0.84 | #N/A | Bayshore Solar B | CAISO_Solar | 57 | 1
926 | PG50072 | San Joaquin 1A |  | PG&E | CA | Fresno | Westlands | Solar PV | Tracking - 20MW+ | New | 2018-04-18 | 2038-06-01 | 1 | 20 | 49.8 | 28% | CAISO | CAISO | CAISO | Solar | Westlands | 0.84 | #N/A | San Joaquin 1A | CAISO_Solar | 49.8 | 1
927 | PG50078 | Java Solar |  | PG&E | CA | Kings | NonCREZ | Solar PV | Tracking - 20MW+ | New | 2018-04-18 | 2028-06-01 | 1 | 13.5 | 35.9 | 30% | CAISO | CAISO | CAISO | Solar | - | 0.84 | #N/A | Java Solar | CAISO_Solar | 35.9 | 1
928 | PG50083 | Madera 1 |  | PG&E | CA | Madera | Unknown | Solar PV | Fixed Tilt - 20MW+ | New | 2017-01-31 | 2037-01-30 | 1 | 1.5 | 3.9 | 30% | CAISO | CAISO | CAISO | Solar | - | 0.84 | #N/A | Madera 1 | CAISO_Solar | 3.9 | 1
929 | PG80008 | Indian Valley Hydro 4 | INDVLY_1_UNITS | PG&E | CA | Lake | Unknown | Hydro | Small | Existing | 2016-06-01 | 2016-10-31 | 1 | 2.9 | 3 | 12% | CAISO | CAISO | CAISO | Small_Hydro | - | 1 | #N/A | INDVLY_1_UNITS | CAISO_Small_Hydro | 3 | 0
930 | SC55519 | One Ten Partners, LLC |  | SCE | CA | Los Angeles | Tehachapi | Solar PV | Tracking - 20MW+ | New | 2016-12-15 | 2036-12-31 | 1 | 2 | 6.3 | 36% | CAISO | CAISO | CAISO | Solar | Tehachapi | 0.84 | #N/A | One Ten Partners, LLC | CAISO_Solar | 6.3 | 1
931 | SC55747 | AVS Phase 2 |  | SCE | CA | Los Angeles | NonCREZ | Solar PV | Tracking - 20MW+ | New | 2018-04-11 | 2038-04-10 | 1 | 3 | 7.7 | 29% | CAISO | CAISO | CAISO | Solar | - | 0.84 | #N/A | AVS Phase 2 | CAISO_Solar | 7.7 | 1
932 | SC55262 | Antelope DSR 3, LLC |  | SCE | CA | Los Angeles | NonCREZ | Solar PV | Tracking - 20MW+ | New | 2019-06-20 | 2039-06-19 | 1 | 20 | 56 | 32% | CAISO | CAISO | CAISO | Solar | - | 0.84 | #N/A | Antelope DSR 3, LLC | CAISO_Solar | 56 | 1
933 | SC55261 | Windhub Solar A Solar Project |  | SCE | CA | Kern | NonCREZ | Solar PV | Tracking - 20MW+ | New | 2019-07-20 | 2034-07-19 | 1 | 20 | 51 | 29% | CAISO | CAISO | CAISO | Solar | - | 0.84 | #N/A | Windhub Solar A Solar Project | CAISO_Solar | 51 | 1
934 | SC44226 | Desert Water Agency (Snow Creek) |  | SCE | CA | Riverside | NonCREZ | Hydro | Small | New | 2018-02-02 | 2018-02-01 | 1 | - | 2.3 | 0% | CAISO | CAISO | CAISO | Small_Hydro | - | 0.84 | #N/A | Desert Water Agency (Snow Creek) | CAISO_Small_Hydro | 2.3 | 0
935 | SC55258 | Green Beanworks C, LLC |  | SCE | CA | Los Angeles | NonCREZ | Solar PV | Fixed Tilt - 20MW+ | New | 2018-06-01 | 2018-05-31 | 1 | - | 8.9 | 0% | CAISO | CAISO | CAISO | Solar | - | 0.84 | #N/A | Green Beanworks C, LLC | CAISO_Solar | 8.9 | 1
936 | SC55263 | American Kings Solar, LLC |  | SCE | CA | Kings | NonCREZ | Solar PV | Fixed Tilt - 20MW+ | New | 2020-12-01 | 2035-11-30 | 1 | 128 | 348 | 31% | CAISO | CAISO | CAISO | Solar | - | 0.84 | #N/A | American Kings Solar, LLC | CAISO_Solar | 348 | 1
937 | PG80009 | Mini Hydro |  | PG&E | CA | Yuba | Unknown | Hydro | Small | Existing | 2016-09-30 | 2031-09-29 | 1 | 0.2 | 1.2 | 90% | CAISO | CAISO | CAISO | Small_Hydro | - | 1 | #N/A | Mini Hydro | CAISO_Small_Hydro | 1.2 | 0
938 | SC76496 | Smoke Tree Wind, LLC |  | SCE | CA | Riverside | N/A | Wind |  | New | 2017-01-01 | 2017-12-31 | 1 | - | 12.7 | 0% | CAISO | CAISO | CAISO | Wind | None | 0.84 | #N/A | Smoke Tree Wind, LLC | CAISO_Wind | 12.7 | 1
939 | 3PH-60107A | Marina Landfill Gas (Monterey Regional Waste Management Dst) | CSTRVL_7_PL1X2 | 3Phase | CA |  |  | Biomass |  | Existing | 2012-03-01 | 2015-02-28 | 1 | 5.1 | 28.5 | 64% | CAISO | CAISO | CAISO | Biomass | - | 1 | #N/A | CSTRVL_7_PL1X2 | CAISO_Biomass | 28.5 | 0
940 | 3PH-60370A | Mesa Wind Power Corporation | PANSEA_1_PANARO | 3Phase | CA |  |  | Wind |  | Existing | 2013-12-31 | 2099-12-31 | 1 | 29.9 | 5 | 2% | CAISO | CAISO | CAISO | Wind | - | 1 | #N/A | PANSEA_1_PANARO | CAISO_Wind | 5 | 1
941 | ALW-2011-1 | High Winds | BRDSLD_2_HIWIND | ALW | CA |  |  | Wind |  | Existing | 2003-09-01 | 2028-12-31 | 1 | 6 | 12.2 | 23% | CAISO | CAISO | CAISO | Wind | - | 1 | #N/A | BRDSLD_2_HIWIND | CAISO_Wind | 12.2 | 1
942 | ALW-2011-2 | Garnet Wind Energy Center | GARNET_1_WIND | ALW | CA |  |  | Wind |  | Existing | 2009-06-02 | 2035-12-31 | 1 | 6.5 | 20.1 | 35% | CAISO | CAISO | CAISO | Wind | - | 1 | #N/A | GARNET_1_WIND | CAISO_Wind | 20.1 | 1
943 | ALW-2011-3 | Perris | VALLEY_5_PERRIS | ALW | CA |  |  | Hydro |  | Existing | 2008-11-01 | 2023-12-31 | 1 | 1.7 | 3.8 | 25% | CAISO | CAISO | CAISO | Small_Hydro | - | 1 | #N/A | VALLEY_5_PERRIS | CAISO_Small_Hydro | 3.8 | 0
944 | ALW-2011-3 | Valley View | VALLEY_5_PERRIS | ALW | CA |  |  | Hydro |  | Existing | 2008-11-01 | 2023-12-31 | 1 | 0.9 | 1.7 | 22% | CAISO | CAISO | CAISO | Small_Hydro | - | 1 | #N/A | VALLEY_5_PERRIS | CAISO_Small_Hydro | 1.7 | 0
945 | ALW-2011-3 | Coyote Creek | VALLEY_5_PERRIS | ALW | CA |  |  | Hydro |  | Existing | 2008-11-01 | 2023-12-31 | 1 | 0.7 | 1.7 | 28% | CAISO | CAISO | CAISO | Small_Hydro | - | 1 | #N/A | VALLEY_5_PERRIS | CAISO_Small_Hydro | 1.7 | 0
946 | ALW-2011-3 | Rio Hondo Power Plant | VALLEY_5_PERRIS | ALW | CA |  |  | Hydro |  | Existing | 2008-11-01 | 2023-12-31 | 1 | 0.4 | 0.9 | 24% | CAISO | CAISO | CAISO | Small_Hydro | - | 1 | #N/A | VALLEY_5_PERRIS | CAISO_Small_Hydro | 0.9 | 0
947 | ALW-2011-4 | San Dimas Wash | PADUA_7_SDIMAS | ALW | CA |  |  | Hydro |  | Existing | 2006-09-29 | 2016-12-31 | 1 | 1.1 | 2 | 22% | CAISO | CAISO | CAISO | Small_Hydro | - | 1 | #N/A | PADUA_7_SDIMAS | CAISO_Small_Hydro | 2 | 0
948 | ALW-2014-1 | Columbia Two, LLC | CAMLOT_2_SOLAR2 | ALW | CA |  |  | Solar PV |  | Existing | 2014-11-27 | 2034-12-09 | 1 | 1.3 | 0.2 | 1% | CAISO | CAISO | CAISO | Solar | - | 1 | #N/A | CAMLOT_2_SOLAR2 | CAISO_Solar | 0.2 | 1
949 | AMP-2011-1 | Spicer | SPICER_1_UNIT 1 | AMP | CA |  |  | Hydro |  | Existing | 1989-11-30 | 2099-12-31 | 1 | 0.6 | 1.8 | 34% | CAISO | CAISO | CAISO | Small_Hydro | - | 1 | #N/A | SPICER_1_UNIT 1 | CAISO_Small_Hydro | 1.8 | 0
950 | AMP-2011-11 | Nove Power Plant | RICHMN_7_BAYENV | AMP | CA |  |  | Biogas |  | Existing | 2005-09-01 | 2020-09-01 | 1 | 1 | 13.1 | 149% | CAISO | CAISO | CAISO | Biomass | - | 1 | #N/A | RICHMN_7_BAYENV | CAISO_Biomass | 13.1 | 0
951 | AMP-2011-12 | Graeagle |  | AMP | CA |  |  | Hydro |  | Existing | 2010-02-01 | 2030-01-31 | 1 | 0.4 | 2.8 | 72% | BANC | CAISO | BANC | Small_Hydro | - | 1 | #N/A | Graeagle | BANC_Small_Hydro | 2.8 | 0
952 | AMP-2011-13 | Butte County Neal Road Landfill | ESQUON_6_LNDFIL | AMP | CA |  |  | Biogas |  | Existing | 2012-11-18 | 2027-11-17 | 1 | 2.2 | 15.3 | 81% | CAISO | CAISO | CAISO | Biomass | - | 1 | #N/A | ESQUON_6_LNDFIL | CAISO_Biomass | 15.3 | 0
953 | AMP-2011-14 | Nimbus |  | AMP | CA |  |  | Hydro |  | Existing | 2005-01-01 | 2024-12-31 | 1 | 0.1 | 0.6 | 47% | BANC | CAISO | BANC | Small_Hydro | - | 1 | #N/A | Nimbus | BANC_Small_Hydro | 0.6 | 0
954 | AMP-2011-14 | Stampede |  | AMP | CA |  |  | Hydro |  | Existing | 2005-01-01 | 2024-12-31 | 1 | 0 | 0.1 | 37% | BANC | CAISO | BANC | Small_Hydro | - | 1 | #N/A | Stampede | BANC_Small_Hydro | 0.1 | 0
955 | AMP-2011-14 | Lewiston | LEWSTN_7_UNIT 1 | AMP | CA |  |  | Hydro |  | Existing | 2005-01-01 | 2024-12-31 | 1 | 0 | 0 | 66% | CAISO | CAISO | CAISO | Small_Hydro | - | 1 | #N/A | LEWSTN_7_UNIT 1 | CAISO_Small_Hydro | 0 | 0
956 | AMP-2011-3 | Ameresco Santa Cruz Energy | GRNVLY_7_SCLAND | AMP | CA |  |  | Biogas |  | Existing | 2006-02-02 | 2026-02-01 | 1 | 1.6 | 7.2 | 52% | CAISO | CAISO | CAISO | Biomass | - | 1 | #N/A | GRNVLY_7_SCLAND | CAISO_Biomass | 7.2 | 0
957 | AMP-2011-4 | High Winds | BRDSLD_2_HIWIND | AMP | CA |  |  | Wind |  | Existing | 2005-01-01 | 2028-06-30 | 1 | 10 | 20.3 | 23% | CAISO | CAISO | CAISO | Wind | - | 1 | #N/A | BRDSLD_2_HIWIND | CAISO_Wind | 20.3 | 1
958 | AMP-2011-5 | Ox Mountain Landfill aka Half Moon Bay | OXMTN_6_LNDFIL | AMP | CA |  |  | Biomass |  | Existing | 2009-04-01 | 2029-03-31 | 1 | 5.7 | 43.8 | 87% | CAISO | CAISO | CAISO | Biomass | - | 1 | #N/A | OXMTN_6_LNDFIL | CAISO_Biomass | 43.8 | 0
959 | AMP-2011-6 | Keller Canyon Landfill (Pittsburg) | KIRKER_7_KELCYN | AMP | CA |  |  | Biogas |  | Existing | 2009-08-01 | 2029-07-31 | 1 | 1.9 | 14.9 | 88% | CAISO | CAISO | CAISO | Biomass | - | 1 | #N/A | KIRKER_7_KELCYN | CAISO_Biomass | 14.9 | 0
960 | AMP-2011-7 | Geothermal 1 | NCPA_7_GP1UN1 | AMP | CA |  |  | Geothermal |  | Existing | 1983-01-01 | 2099-12-31 | 1 | 9.3 | 76.1 | 94% | CAISO | CAISO | CAISO | Geothermal | - | 1 | #N/A | NCPA_7_GP1UN1 | CAISO_Geothermal | 76.1 | 0
961 | AMP-2011-8 | Geothermal 2 | NCPA_7_GP2UN3 | AMP | CA |  |  | Geothermal |  | Existing | 1985-05-01 | 2099-12-31 | 1 | 9.3 | 69.1 | 85% | CAISO | CAISO | CAISO | Geothermal | - | 1 | #N/A | NCPA_7_GP2UN3 | CAISO_Geothermal | 69.1 | 0
962 | APU-2011-1 | High Winds | BRDSLD_2_HIWIND | APU | CA |  |  | Wind |  | Existing | 2003-09-01 | 2023-12-31 | 1 | 6 | 12.2 | 23% | CAISO | CAISO | CAISO | Wind | - | 1 | #N/A | BRDSLD_2_HIWIND | CAISO_Wind | 12.2 | 1
963 | APU-2011-2 | Pleasant Valley (WEST Wyoming Wind Energy Center) |  | APU | WY |  |  | Wind |  | Existing | 2005-07-01 | 2025-06-30 | 1 | 29.9 | 51.3 | 20% | PACE | CAISO | NW | Wind | - | 1 | #N/A | Pleasant Valley (WEST Wyoming Wind Energy Center) | NW_Wind | 51.3 | 0
964 | APU-2011-3 | Heber Geothermal Co | MIRAGE_2_COCHLA | APU | CA |  |  | Geothermal |  | Existing | 2006-01-25 | 2031-12-31 | 1 | 38.1 | 192.7 | 58% | CAISO | CAISO | CAISO | Geothermal | - | 1 | #N/A | MIRAGE_2_COCHLA | CAISO_Geothermal | 192.7 | 0
965 | APU-2011-4 | Brea Expansion Plant | OLINDA_2_LNDFL2 | APU | CA |  |  | Biogas |  | Existing | 2007-08-01 | 2045-10-31 | 1 | 32.8 | 178 | 62% | CAISO | CAISO | CAISO | Biomass | - | 1 | #N/A | OLINDA_2_LNDFL2 | CAISO_Biomass | 178 | 0
966 | APU-2011-4 | Brea Power Partners LP (Gen 1-3) | OLINDA_2_LNDFL2 | APU | CA |  |  | Biogas |  | Existing | 2007-08-01 | 2045-10-31 | 1 | 5.6 | 21.1 | 43% | CAISO | CAISO | CAISO | Biomass | - | 1 | #N/A | OLINDA_2_LNDFL2 | CAISO_Biomass | 21.1 | 0
967 | APU-2011-5 | Perris | VALLEY_5_PERRIS | APU | CA |  |  | Hydro |  | Existing | 2008-11-01 | 2023-12-31 | 1 | 4.5 | 9.8 | 25% | CAISO | CAISO | CAISO | Small_Hydro | - | 1 | #N/A | VALLEY_5_PERRIS | CAISO_Small_Hydro | 9.8 | 0
968 | APU-2011-5 | Valley View | VALLEY_5_PERRIS | APU | CA |  |  | Hydro |  | Existing | 2008-11-01 | 2023-12-31 | 1 | 2.3 | 4.5 | 22% | CAISO | CAISO | CAISO | Small_Hydro | - | 1 | #N/A | VALLEY_5_PERRIS | CAISO_Small_Hydro | 4.5 | 0
969 | APU-2011-5 | Coyote Creek | VALLEY_5_PERRIS | APU | CA |  |  | Hydro |  | Existing | 2008-11-01 | 2023-12-31 | 1 | 1.8 | 4.3 | 28% | CAISO | CAISO | CAISO | Small_Hydro | - | 1 | #N/A | VALLEY_5_PERRIS | CAISO_Small_Hydro | 4.3 | 0
970 | APU-2011-5 | Rio Hondo Power Plant | VALLEY_5_PERRIS | APU | CA |  |  | Hydro |  | Existing | 2008-11-01 | 2023-12-31 | 1 | 1.1 | 2.2 | 24% | CAISO | CAISO | CAISO | Small_Hydro | - | 1 | #N/A | VALLEY_5_PERRIS | CAISO_Small_Hydro | 2.2 | 0
971 | APU-2011-9 | San Gorgonio Farms Wind Farm | DEVERS_1_QF | APU | CA |  |  | Wind |  | Existing | 2012-03-23 | 2013-03-22 | 1 | 31 | 72.8 | 27% | CAISO | CAISO | CAISO | Wind | - | 1 | #N/A | DEVERS_1_QF | CAISO_Wind | 72.8 | 1
972 | APU-2013-5 | Thermo No.1 BE-01 |  | APU | UT |  |  | Geothermal |  | Existing | 2009-04-16 | 2033-09-24 | 1 | 15 | 56.6 | 43% | PACE | CAISO | NW | Geothermal | - | 1 | #N/A | Thermo No.1 BE-01 | NW_Geothermal | 56.6 | 0
973 | APU-2012-11 | Anaheim Solar Energy Plant |  | APU | CA |  |  | Solar PV |  | Existing | 2012-05-01 | 2099-12-31 | 1 | 2 | 1.2 | 7% | CAISO | CAISO | CAISO | Solar | - | 1 | #N/A | Anaheim Solar Energy Plant | CAISO_Solar | 1.2 | 1
974 | BANN-2011-1 | Heber Geothermal Co | MIRAGE_2_COCHLA | Banning | CA |  |  | Geothermal |  | Existing | 2006-01-25 | 2031-12-31 | 1 | 6.4 | 32.1 | 58% | CAISO | CAISO | CAISO | Geothermal | - | 1 | #N/A | MIRAGE_2_COCHLA | CAISO_Geothermal | 32.1 | 0
975 | BMS-2011-3 | Geothermal 1 | NCPA_7_GP1UN1 | BMS | CA |  |  | Geothermal |  | Existing |  | 2099-12-31 | 1 | 0.1 | 1 | 94% | CAISO | CAISO | CAISO | Geothermal | - | 1 | #N/A | NCPA_7_GP1UN1 | CAISO_Geothermal | 1 | 0
976 | BMS-2011-4 | Geothermal 2 | NCPA_7_GP2UN3 | BMS | CA |  |  | Geothermal |  | Existing |  | 2099-12-31 | 1 | 0.1 | 0.9 | 85% | CAISO | CAISO | CAISO | Geothermal | - | 1 | #N/A | NCPA_7_GP2UN3 | CAISO_Geothermal | 0.9 | 0
977 | BMS-2011-5 | Nimbus |  | BMS | CA |  |  | Hydro |  | Existing | 2005-01-01 | 2024-12-31 | 1 | 0 | 0.2 | 47% | BANC | CAISO | BANC | Small_Hydro | - | 1 | #N/A | Nimbus | BANC_Small_Hydro | 0.2 | 0
978 | BMS-2011-5 | Stampede |  | BMS | CA |  |  | Hydro |  | Existing | 2005-01-01 | 2024-12-31 | 1 | 0 | 0 | 37% | BANC | CAISO | BANC | Small_Hydro | - | 1 | #N/A | Stampede | BANC_Small_Hydro | 0 | 0
979 | BMS-2011-5 | Lewiston | LEWSTN_7_UNIT 1 | BMS | CA |  |  | Hydro |  | Existing | 2005-01-01 | 2024-12-31 | 1 | 0 | 0 | 66% | CAISO | CAISO | CAISO | Small_Hydro | - | 1 | #N/A | LEWSTN_7_UNIT 1 | CAISO_Small_Hydro | 0 | 0
980 | BWP-2012-1 | Magnolia Power Project (Biomethane portion) |  | Burbank Water & Power | CA |  |  | Biogas | Pipeline | Existing | 2005-09-23 | 2099-12-31 | 1 | - | 73.4 |  | LADWP | LDWP | LDWP | Other | - | 1 | #N/A | Magnolia Power Project (Biomethane portion) | LDWP_Other | 73.4 | 0
981 | BWP-2012-2 | Chiquita Canyon | SAUGUS_7_CHIQCN | Burbank Water & Power | CA |  |  | Biogas |  | Existing | 2010-11-23 | 2030-11-23 | 1 | 1.5 | 7.5 | 56% | CAISO | LDWP | CAISO | Biomass | - | 1 | #N/A | SAUGUS_7_CHIQCN | CAISO_Biomass | 7.5 | 0
982 | BWP-2012-3 | Milford Wind WT11 |  | Burbank Water & Power | UT |  |  | Wind |  | Existing | 2009-11-16 | 2029-11-16 | 1 | 10.2 | 20.3 | 23% | LADWP | LDWP | LDWP | Wind | - | 1 | #N/A | Milford Wind WT11 | LDWP_Wind | 20.3 | 0
983 | BWP-2012-4 | Pebble Springs |  | Burbank Water & Power | OR |  |  | Wind |  | Existing | 2009-01-30 | 2027-01-29 | 1 | 9.9 | 25.1 | 29% | BPA | LDWP | NW | Wind | - | 1 | #N/A | Pebble Springs | NW_Wind | 25.1 | 0
984 | BWP-2012-5 | Pleasant Valley (WEST Wyoming Wind Energy Center) |  | Burbank Water & Power | WY |  |  | Wind |  | Existing | 2006-07-01 | 2022-07-01 | 1 | 4.9 | 8.4 | 20% | PACE | LDWP | NW | Wind | - | 1 | #N/A | Pleasant Valley (WEST Wyoming Wind Energy Center) | NW_Wind | 8.4 | 0
985 | BWP-2012-6 | Tieton |  | Burbank Water & Power | WA |  |  | Hydro |  | Existing | 2009-10-01 | 2099-12-31 | 1 | 28.7 | 23.9 | 10% | BPA | LDWP | NW | Small_Hydro | - | 1 | #N/A | Tieton | NW_Small_Hydro | 23.9 | 0
986 | BWP-2012-9 | Lake One (Biomethane) |  | Burbank Water & Power | CA |  |  | Biogas |  | Existing | 2011-07-01 | 2099-12-31 | 1 | - | - |  | 0 | LDWP | Other | Biomass | - | 1 | #N/A | Lake One (Biomethane) | Other_Biomass | 0 | 0
987 | BWP-2013-9 | Wild Rose - Don Campbell - Gabbs Valley |  | Burbank Water & Power | NV |  |  | Geothermal |  | Existing | 2013-11-01 | 1933-11-01 | 1 | 2.5 | 23.1 | 107% | SPP | LDWP | NW | Geothermal | - | 1 | #N/A | Wild Rose - Don Campbell - Gabbs Valley | NW_Geothermal | 23.1 | 0
988 | BWP-2014-1 | Copper Mountain III |  | Burbank Water & Power | NV |  |  | Solar PV |  | Existing | 2014-05-14 | 2033-05-13 | 1 | 40.8 | 96.4 | 27% | LADWP | LDWP | LDWP | Solar | - | 1 | #N/A | Copper Mountain III | LDWP_Solar | 96.4 | 0
989 | CCSF-2011-15 | Southeast Digester Gas Cogen Plant |  | CCSF | CA |  |  | Biomass |  | Existing | 2002-06-26 | 2099-12-31 | 1 | 2.1 | 7.6 | 41% | CAISO | CAISO | CAISO | Biomass | - | 1 | #N/A | Southeast Digester Gas Cogen Plant | CAISO_Biomass | 7.6 | 0
990 | CCSF-2011-16 | Southeast Wastwater Treatment Plant/CCSF |  | CCSF | CA |  |  | Solar PV |  | Existing | 2005-10-06 | 2099-12-31 | 1 | 2 | 0.2 | 1% | CAISO | CAISO | CAISO | Solar | - | 1 | #N/A | Southeast Wastwater Treatment Plant/CCSF | CAISO_Solar | 0.2 | 1
991 | CCSF-2011-17 | Sunset Reservoir North Basin | MARTIN_1_SUNSET | CCSF | CA |  |  | Solar PV |  | Existing | 2010-11-12 | 2035-11-11 | 1 | 5 | 6.1 | 14% | CAISO | CAISO | CAISO | Solar | - | 1 | #N/A | MARTIN_1_SUNSET | CAISO_Solar | 6.1 | 1
992 | CCSF-2011-5 | Moccasin Low Head | INTKEP_2_UNITS | CCSF | CA |  |  | Hydro |  | Existing | 1987-07-01 | 2099-12-31 | 1 | 2.9 | 5 | 20% | CAISO | CAISO | CAISO | Small_Hydro | - | 1 | #N/A | INTKEP_2_UNITS | CAISO_Small_Hydro | 5 | 0
993 | CCSF-62549A/62550A/62551A | Kirkwood (1-3) | INTKEP_2_UNITS | CCSF | CA |  |  | Hydro |  | Existing |  | 2099-12-31 | 1 | 118.2 | 508.6 | 49% | CAISO | CAISO | CAISO | Small_Hydro | - | 1 | #N/A | INTKEP_2_UNITS | CAISO_Small_Hydro | 508.6 | 0
994 | CLTN-2011-2 | High Winds | BRDSLD_2_HIWIND | Colton | CA |  |  | Wind |  | Existing | 2003-08-15 | 2023-12-31 | 1 | 3 | 6.1 | 23% | CAISO | CAISO | CAISO | Wind | - | 1 | #N/A | BRDSLD_2_HIWIND | CAISO_Wind | 6.1 | 1
995 | CLTN-2011-3 | Perris | VALLEY_5_PERRIS | Colton | CA |  |  | Hydro |  | Existing | 2008-11-01 | 2023-12-31 | 1 | 1.7 | 3.8 | 25% | CAISO | CAISO | CAISO | Small_Hydro | - | 1 | #N/A | VALLEY_5_PERRIS | CAISO_Small_Hydro | 3.8 | 0
996 | CLTN-2011-3 | Valley View | VALLEY_5_PERRIS | Colton | CA |  |  | Hydro |  | Existing | 2008-11-01 | 2023-12-31 | 1 | 0.9 | 1.7 | 22% | CAISO | CAISO | CAISO | Small_Hydro | - | 1 | #N/A | VALLEY_5_PERRIS | CAISO_Small_Hydro | 1.7 | 0
997 | CLTN-2011-3 | Coyote Creek | VALLEY_5_PERRIS | Colton | CA |  |  | Hydro |  | Existing | 2008-11-01 | 2023-12-31 | 1 | 0.7 | 1.7 | 28% | CAISO | CAISO | CAISO | Small_Hydro | - | 1 | #N/A | VALLEY_5_PERRIS | CAISO_Small_Hydro | 1.7 | 0
998 | CLTN-2011-3 | Rio Hondo Power Plant | VALLEY_5_PERRIS | Colton | CA |  |  | Hydro |  | Existing | 2008-11-01 | 2023-12-31 | 1 | 0.4 | 0.9 | 24% | CAISO | CAISO | CAISO | Small_Hydro | - | 1 | #N/A | VALLEY_5_PERRIS | CAISO_Small_Hydro | 0.9 | 0
999 | CLTN-2013-1 | Diamond Valley Lake | DMDVLY_1_GEN 1 | Colton | CA |  |  | Hydro |  | Existing | 2013-11-01 | 2013-12-31 | 1 | 29.7 | 27.6 | 11% | CAISO | CAISO | CAISO | Small_Hydro | - | 1 | #N/A | DMDVLY_1_GEN 1 | CAISO_Small_Hydro | 27.6 | 0
1000 | CLTN-2013-1 | Red Mountain | DMDVLY_1_GEN 1 | Colton | CA |  |  | Hydro |  | Existing | 2013-11-01 | 2013-12-31 | 1 | 5.9 | 23.2 | 45% | CAISO | CAISO | CAISO | Small_Hydro | - | 1 | #N/A | DMDVLY_1_GEN 1 | CAISO_Small_Hydro | 23.2 | 0
1001 | CLTN-2013-1 | Temescal | DMDVLY_1_GEN 1 | Colton | CA |  |  | Hydro |  | Existing | 2013-11-01 | 2013-12-31 | 1 | 2.9 | 14.7 | 59% | CAISO | CAISO | CAISO | Small_Hydro | - | 1 | #N/A | DMDVLY_1_GEN 1 | CAISO_Small_Hydro | 14.7 | 0
1002 | CLTN-2013-1 | Corona | DMDVLY_1_GEN 1 | Colton | CA |  |  | Hydro |  | Existing | 2013-11-01 | 2013-12-31 | 1 | 2.9 | 13.9 | 56% | CAISO | CAISO | CAISO | Small_Hydro | - | 1 | #N/A | DMDVLY_1_GEN 1 | CAISO_Small_Hydro | 13.9 | 0
1003 | CLTN-2015-1 | Colton Solar One LLC |  | Colton | CA |  |  | Solar PV |  | Existing | 2015-03-01 | 2099-12-31 | 1 | 2.5 | 6 | 28% | CAISO | CAISO | CAISO | Solar | - | 1 | #N/A | Colton Solar One LLC | CAISO_Solar | 6 | 1
1004 | CLTN-2015-1 | Colton Solar Two LLC |  | Colton | CA |  |  | Solar PV |  | Existing | 2015-03-01 | 2099-12-31 | 1 | 1 | 2.4 | 28% | CAISO | CAISO | CAISO | Solar | - | 1 | #N/A | Colton Solar Two LLC | CAISO_Solar | 2.4 | 1
1005 | CNE-MISC-1 | San Gorgonio Wind |  | CNE | CA |  |  | Wind |  | Existing | 2012-01-01 | 2017-12-31 | 1 | 49.5 | 183.7 | 42% | CAISO | CAISO | CAISO | Wind | - | 1 | #N/A | San Gorgonio Wind | CAISO_Wind | 183.7 | 1
1006 | CPA-2011-1 | Ameresco Johnson Canyon | GONZLS_6_UNIT | CPA | CA |  |  | Biogas |  | Existing | 2013-05-12 | 2033-05-11 | 1 | 1.4 | 7.8 | 63% | CAISO | CAISO | CAISO | Biomass | - | 1 | #N/A | GONZLS_6_UNIT | CAISO_Biomass | 7.8 | 0
1007 | CPA-2011-2 | Keller Canyon Landfill (Pittsburg) | KIRKER_7_KELCYN | CPA | CA |  |  | Biogas |  | Existing | 2009-08-01 | 2029-07-31 | 1 | 1.9 | 14.9 | 88% | CAISO | CAISO | CAISO | Biomass | - | 1 | #N/A | KIRKER_7_KELCYN | CAISO_Biomass | 14.9 | 0
1008 | CPA-2011-3 | Ox Mountain Landfill aka Half Moon Bay | OXMTN_6_LNDFIL | CPA | CA |  |  | Biomass |  | Existing | 2009-04-01 | 2029-03-31 | 1 | 5.7 | 43.8 | 87% | CAISO | CAISO | CAISO | Biomass | - | 1 | #N/A | OXMTN_6_LNDFIL | CAISO_Biomass | 43.8 | 0
1009 | CPA-2011-4 | Ameresco Santa Cruz Energy | GRNVLY_7_SCLAND | CPA | CA |  |  | Biogas |  | Existing | 2006-02-02 | 2026-02-01 | 1 | 1.6 | 7.2 | 52% | CAISO | CAISO | CAISO | Biomass | - | 1 | #N/A | GRNVLY_7_SCLAND | CAISO_Biomass | 7.2 | 0
1010 | CPA-2011-5 | High Winds | BRDSLD_2_HIWIND | CPA | CA |  |  | Wind |  | Existing | 2004-12-01 | 2028-06-30 | 1 | 20 | 40.7 | 23% | CAISO | CAISO | CAISO | Wind | - | 1 | #N/A | BRDSLD_2_HIWIND | CAISO_Wind | 40.7 | 1
1011 | CPA-2011-6 | Shiloh I Wind | BRDSLD_2_SHILO1 | CPA | CA | Solano | Solano | Wind |  | Existing | 2006-06-01 | 2021-12-31 | 1 | 25 | 66.2 | 30% | CAISO | CAISO | CAISO | Wind | Solano | 1 | #N/A | BRDSLD_2_SHILO1 | CAISO_Wind | 66.2 | 1
1012 | CPA-2011-7 | Spicer | SPICER_1_UNIT 1 | CPA | CA |  |  | Hydro |  | Existing | 1982-09-01 | 2099-12-31 | 1 | 1.4 | 4.1 | 34% | CAISO | CAISO | CAISO | Small_Hydro | - | 1 | #N/A | SPICER_1_UNIT 1 | CAISO_Small_Hydro | 4.1 | 0
1013 | CPA-2011-8 | Nimbus |  | CPA | CA |  |  | Hydro |  | Existing | 2005-01-01 | 2024-12-31 | 1 | 1.6 | 6.4 | 47% | BANC | CAISO | BANC | Small_Hydro | - | 1 | #N/A | Nimbus | BANC_Small_Hydro | 6.4 | 0
1014 | CPA-2011-8 | Stampede |  | CPA | CA |  |  | Hydro |  | Existing | 2005-01-01 | 2024-12-31 | 1 | 0.4 | 1.4 | 37% | BANC | CAISO | BANC | Small_Hydro | - | 1 | #N/A | Stampede | BANC_Small_Hydro | 1.4 | 0
1015 | CPA-2011-8 | Lewiston | LEWSTN_7_UNIT 1 | CPA | CA |  |  | Hydro |  | Existing | 2005-01-01 | 2024-12-31 | 1 | 0 | 0.2 | 66% | CAISO | CAISO | CAISO | Small_Hydro | - | 1 | #N/A | LEWSTN_7_UNIT 1 | CAISO_Small_Hydro | 0.2 | 0
1016 | CPA-2015-1 | EE K Solar 1 - Kettleman Solar | EEKTMN_6_SOLAR1 | CPA | CA |  |  | Solar PV |  | Existing | 2015-07-01 | 2040-08-16 | 1 | 20 | 48.4 | 28% | CAISO | CAISO | CAISO | Solar | - | 1 | #N/A | EEKTMN_6_SOLAR1 | CAISO_Solar | 48.4 | 1
1017 | CPA-2015-2 | Hayworth Solar Farm | LAMONT_1_SOLAR4 | CPA | CA |  |  | Solar PV |  | Existing | 2015-11-01 | 2042-12-21 | 1 | 27 | 65.3 | 28% | CAISO | CAISO | CAISO | Solar | - | 1 | #N/A | LAMONT_1_SOLAR4 | CAISO_Solar | 65.3 | 1
1018 | CPA-2014-1 | Ameresco San Joaquin LLC | CORRAL_6_SJOAQN | CPA | CA |  |  | Biogas |  | Existing | 2014-05-01 | 2024-04-30 | 1 | 4.3 | 20.6 | 54% | CAISO | CAISO | CAISO | Biomass | - | 1 | #N/A | CORRAL_6_SJOAQN | CAISO_Biomass | 20.6 | 0
1019 | CYRO-2011-1 | Spicer | SPICER_1_UNIT 1 | CYRO | CA |  |  | Hydro |  | Existing | 1982-09-01 | 2099-12-31 | 1 | 0.7 | 2.1 | 34% | CAISO | BANC | CAISO | Small_Hydro | - | 1 | #N/A | SPICER_1_UNIT 1 | CAISO_Small_Hydro | 2.1 | 0
1020 | CYRO-2011-2 | Geothermal 1 | NCPA_7_GP1UN1 | CYRO | CA |  |  | Geothermal |  | Existing | 1983-01-01 | 2099-12-31 | 1 | 4.3 | 35.5 | 94% | CAISO | BANC | CAISO | Geothermal | - | 1 | #N/A | NCPA_7_GP1UN1 | CAISO_Geothermal | 35.5 | 0
1021 | CYRO-2011-3 | Geothermal 2 | NCPA_7_GP2UN3 | CYRO | CA |  |  | Geothermal |  | Existing | 1986-05-01 | 2099-12-31 | 1 | 4.3 | 32.2 | 85% | CAISO | BANC | CAISO | Geothermal | - | 1 | #N/A | NCPA_7_GP2UN3 | CAISO_Geothermal | 32.2 | 0
1022 | CYRO-2011-4 | Nimbus |  | CYRO | CA |  |  | Hydro |  | Existing | 2005-01-01 | 2024-12-31 | 1 | 0.6 | 2.5 | 47% | BANC | BANC | BANC | Small_Hydro | - | 1 | #N/A | Nimbus | BANC_Small_Hydro | 2.5 | 0
1023 | CYRO-2011-4 | Stampede |  | CYRO | CA |  |  | Hydro |  | Existing | 2005-01-01 | 2024-12-31 | 1 | 0.2 | 0.5 | 37% | BANC | BANC | BANC | Small_Hydro | - | 1 | #N/A | Stampede | BANC_Small_Hydro | 0.5 | 0
1024 | CYRO-2011-4 | Lewiston | LEWSTN_7_UNIT 1 | CYRO | CA |  |  | Hydro |  | Existing | 2005-01-01 | 2024-12-31 | 1 | 0 | 0.1 | 66% | CAISO | BANC | CAISO | Small_Hydro | - | 1 | #N/A | LEWSTN_7_UNIT 1 | CAISO_Small_Hydro | 0.1 | 0
1025 | CYRO-2011-5 | Lincoln Landfill - WPWMA | PLSNTG_7_LNCLND | CYRO | CA |  |  | Biogas |  | Existing | 2004-03-17 | 2016-04-09 | 0 | 4.9 | 22 | 52% | CAISO | BANC | CAISO | Biomass | - | 1 | #N/A | PLSNTG_7_LNCLND | CAISO_Biomass | 22 | 0
1026 | CYRO-2015-1 | Blackwell Solar | BLCKWL_6_SOLAR1 | CYRO | CA |  |  | Solar PV |  | Existing | 2015-04-10 | 2025-12-31 | 1 | 12 | 29 | 28% | CAISO | BANC | CAISO | Solar | - | 1 | #N/A | BLCKWL_6_SOLAR1 | CAISO_Solar | 29 | 1
1027 | CYRO-61202A | Juniper Canyon Wind Power |  | CYRO | WA |  |  | Wind |  | Existing |  | 2024-12-31 | 1 | 151.2 | 232.9 | 18% | BPA | BANC | NW | Wind | - | 1 | #N/A | Juniper Canyon Wind Power | NW_Wind | 232.9 | 0
1028 | CYSL-2012-2 | Nimbus |  | CYSL | CA |  |  | Hydro |  | Existing | 2005-01-01 | 2024-12-31 | 1 | 0.1 | 0.4 | 47% | BANC | BANC | BANC | Small_Hydro | - | 1 | #N/A | Nimbus | BANC_Small_Hydro | 0.4 | 0
1029 | CYSL-2012-2 | Stampede |  | CYSL | CA |  |  | Hydro |  | Existing | 2005-01-01 | 2024-12-31 | 1 | 0 | 0.1 | 37% | BANC | BANC | BANC | Small_Hydro | - | 1 | #N/A | Stampede | BANC_Small_Hydro | 0.1 | 0
1030 | CYSL-2012-2 | Lewiston | LEWSTN_7_UNIT 1 | CYSL | CA |  |  | Hydro |  | Existing | 2005-01-01 | 2024-12-31 | 1 | 0 | 0 | 66% | CAISO | BANC | CAISO | Small_Hydro | - | 1 | #N/A | LEWSTN_7_UNIT 1 | CAISO_Small_Hydro | 0 | 0
1031 | CYSL-2014-1 | Whitewater Hill Partners, LLC | WHTWTR_1_WINDA1 | CYSL | CA |  |  | Wind |  | Existing | 2014-01-01 | 2014-12-31 | 1 | 61.5 | 161 | 30% | CAISO | BANC | CAISO | Wind | - | 1 | #N/A | WHTWTR_1_WINDA1 | CAISO_Wind | 161 | 1
1032 | DE-60974A | H.W. Hill Landfill Gas Power Plant AKA ROOSEVELT BIOGAS |  | DE | WA |  |  | Biogas |  | Existing | 2013-01-01 | 2023-12-31 | 1 | 26 | 64.5 | 28% | BPA | CAISO | NW | Biomass | - | 1 | #N/A | H.W. Hill Landfill Gas Power Plant AKA ROOSEVELT BIOGAS | NW_Biomass | 64.5 | 0
1033 | ESPA-2011-1 | Nimbus |  | ESPA | CA |  |  | Hydro |  | Existing | 2005-01-01 | 2024-12-31 | 1 | 0.1 | 0.4 | 47% | BANC | CAISO | BANC | Small_Hydro | - | 1 | #N/A | Nimbus | BANC_Small_Hydro | 0.4 | 0
1034 | ESPA-2011-1 | Stampede |  | ESPA | CA |  |  | Hydro |  | Existing | 2005-01-01 | 2024-12-31 | 1 | 0 | 0.1 | 37% | BANC | CAISO | BANC | Small_Hydro | - | 1 | #N/A | Stampede | BANC_Small_Hydro | 0.1 | 0
1035 | ESPA-2011-1 | Lewiston | LEWSTN_7_UNIT 1 | ESPA | CA |  |  | Hydro |  | Existing | 2005-01-01 | 2024-12-31 | 1 | 0 | 0 | 66% | CAISO | CAISO | CAISO | Small_Hydro | - | 1 | #N/A | LEWSTN_7_UNIT 1 | CAISO_Small_Hydro | 0 | 0
1036 | GEU-2011-3 | Geothermal 1 | NCPA_7_GP1UN1 | GEU | CA |  |  | Geothermal |  | Existing | 1983-01-01 | 2099-12-31 | 1 | 0.2 | 1.5 | 94% | CAISO | CAISO | CAISO | Geothermal | - | 1 | #N/A | NCPA_7_GP1UN1 | CAISO_Geothermal | 1.5 | 0
1037 | GEU-2011-4 | Geothermal 2 | NCPA_7_GP2UN3 | GEU | CA |  |  | Geothermal |  | Existing | 1985-01-01 | 2099-12-31 | 1 | 0.2 | 1.4 | 85% | CAISO | CAISO | CAISO | Geothermal | - | 1 | #N/A | NCPA_7_GP2UN3 | CAISO_Geothermal | 1.4 | 0
1038 | GEU-2011-5 | Nimbus |  | GEU | CA |  |  | Hydro |  | Existing | 2005-01-01 | 2024-12-31 | 1 | 0.1 | 0.3 | 47% | BANC | CAISO | BANC | Small_Hydro | - | 1 | #N/A | Nimbus | BANC_Small_Hydro | 0.3 | 0
1039 | GEU-2011-5 | Stampede |  | GEU | CA |  |  | Hydro |  | Existing | 2005-01-01 | 2024-12-31 | 1 | 0 | 0.1 | 37% | BANC | CAISO | BANC | Small_Hydro | - | 1 | #N/A | Stampede | BANC_Small_Hydro | 0.1 | 0
1040 | GEU-2011-5 | Lewiston | LEWSTN_7_UNIT 1 | GEU | CA |  |  | Hydro |  | Existing | 2005-01-01 | 2024-12-31 | 1 | 0 | 0 | 66% | CAISO | CAISO | CAISO | Small_Hydro | - | 1 | #N/A | LEWSTN_7_UNIT 1 | CAISO_Small_Hydro | 0 | 0
1041 | GEU-2012-6 | Gridley Main Two | GRIDLY_6_SOLAR | GEU | CA |  |  | Solar PV |  | Existing | 2013-03-01 | 2038-02-28 | 1 | 2.5 | 4.8 | 22% | CAISO | CAISO | CAISO | Solar | - | 1 | #N/A | GRIDLY_6_SOLAR | CAISO_Solar | 4.8 | 1
1042 | GEU-2012-6 | Gridley Main One | GRIDLY_6_SOLAR | GEU | CA |  |  | Solar PV |  | Existing | 2013-03-01 | 2038-02-28 | 1 | 1 | 2 | 23% | CAISO | CAISO | CAISO | Solar | - | 1 | #N/A | GRIDLY_6_SOLAR | CAISO_Solar | 2 | 1
1043 | GLEN-2011-1 | Grayson 3-5 |  | Glendale | CA |  |  | Biogas | Pipeline | Existing | 1994-07-01 | 2099-12-31 | 1 | - | 66.4 | 0% | LADWP | CAISO | LDWP | Other | - | 1 | #N/A | Grayson 3-5 | LDWP_Other | 66.4 | 0
1044 | GLEN-2011-2 | Tieton |  | Glendale | WA |  |  | Hydro |  | Existing | 2010-01-01 | 2099-12-31 | 1 | 28.7 | 23.9 | 10% | BPA | CAISO | NW | Small_Hydro | - | 1 | #N/A | Tieton | NW_Small_Hydro | 23.9 | 0
1045 | GLEN-2011-3 | High Winds | BRDSLD_2_HIWIND | Glendale | CA |  |  | Wind |  | Existing | 2003-09-01 | 2028-12-31 | 1 | 9 | 18.3 | 23% | CAISO | CAISO | CAISO | Wind | - | 1 | #N/A | BRDSLD_2_HIWIND | CAISO_Wind | 18.3 | 1
1046 | GLEN-2011-4 | Pleasant Valley (WEST Wyoming Wind Energy Center) |  | Glendale | WY |  |  | Wind |  | Existing | 2006-10-06 | 2022-06-30 | 1 | 9.8 | 16.8 | 20% | PACE | CAISO | NW | Wind | - | 1 | #N/A | Pleasant Valley (WEST Wyoming Wind Energy Center) | NW_Wind | 16.8 | 0
1047 | GLEN-2011-5 | Pebble Springs |  | Glendale | OR |  |  | Wind |  | Existing | 2009-01-01 | 2027-12-31 | 1 | 19.7 | 50.3 | 29% | BPA | CAISO | NW | Wind | - | 1 | #N/A | Pebble Springs | NW_Wind | 50.3 | 0
1048 | GLEN-2011-6 | Heber Geothermal Co | MIRAGE_2_COCHLA | Glendale | CA |  |  | Geothermal |  | Existing | 2006-01-25 | 2031-12-31 | 1 | 9.5 | 48.2 | 58% | CAISO | CAISO | CAISO | Geothermal | - | 1 | #N/A | MIRAGE_2_COCHLA | CAISO_Geothermal | 48.2 | 0
1049 | HED-2011-3 | Geothermal 1 | NCPA_7_GP1UN1 | HED | CA |  |  | Geothermal |  | Existing | 1983-01-01 | 2099-12-31 | 1 | 1.8 | 14.7 | 94% | CAISO | CAISO | CAISO | Geothermal | - | 1 | #N/A | NCPA_7_GP1UN1 | CAISO_Geothermal | 14.7 | 0
1050 | HED-2011-4 | Geothermal 2 | NCPA_7_GP2UN3 | HED | CA |  |  | Geothermal |  | Existing | 1985-05-01 | 2099-12-31 | 1 | 1.8 | 13.3 | 85% | CAISO | CAISO | CAISO | Geothermal | - | 1 | #N/A | NCPA_7_GP2UN3 | CAISO_Geothermal | 13.3 | 0
1051 | HED-2011-5 | Spicer | SPICER_1_UNIT 1 | HED | CA |  |  | Hydro |  | Existing | 1989-11-30 | 2099-12-31 | 1 | 0.1 | 0.3 | 34% | CAISO | CAISO | CAISO | Small_Hydro | - | 1 | #N/A | SPICER_1_UNIT 1 | CAISO_Small_Hydro | 0.3 | 0
1052 | IID-2013-1/11 | Pilot Knob |  | IID | CA |  |  | Hydro |  | Existing |  | 2099-12-31 | 1 | 33 | 20 | 7% | IID | IID | IID | Small_Hydro | - | 1 | #N/A | Pilot Knob | IID_Small_Hydro | 20 | 0
1053 | IID-2013-10 | TURNIP |  | IID | CA |  |  | Hydro |  | Existing | 1960-09-30 | 2099-12-31 | 1 | 0.4 | - | 0% | IID | IID | IID | Small_Hydro | - | 1 | #N/A | TURNIP | IID_Small_Hydro | 0 | 0
1054 | IID-2013-12 | Double Weir |  | IID | CA |  |  | Hydro |  | Existing | 2001-03-19 | 2099-12-31 | 1 | 0.4 | 1 | 30% | IID | IID | IID | Small_Hydro | - | 1 | #N/A | Double Weir | IID_Small_Hydro | 1 | 0
1055 | IID-2013-13/14 | Siphon Drop Power Plant |  | IID | CA |  |  | Hydro |  | Existing |  | 2099-12-31 | 1 | 4.4 | 10.2 | 26% | IID | IID | IID | Small_Hydro | - | 1 | #N/A | Siphon Drop Power Plant | IID_Small_Hydro | 10.2 | 0
1056 | IID-2013-15 | Mecca Plant | MIRAGE_2_COCHLA | IID | CA |  |  | Biomass |  | Existing | 2012-05-01 | 2021-05-01 | 1 | 47 | 344.8 | 84% | CAISO | IID | CAISO | Biomass | - | 1 | #N/A | MIRAGE_2_COCHLA | CAISO_Biomass | 344.8 | 0
1057 | IID-2013-16 | Hudson Ranch Power I LLC |  | IID | CA |  |  | Geothermal |  | Existing | 2012-03-09 | 2013-12-31 | 1 | 49.9 | 389.6 | 89% | IID | IID | IID | Geothermal | - | 1 | #N/A | Hudson Ranch Power I LLC | IID_Geothermal | 389.6 | 0
1058 | IID-2013-17 | IVSC1 |  | IID | CA |  |  | Solar PV |  | Existing | 2012-06-01 | 2041-06-01 | 1 | 23 | 53.5 | 27% | IID | IID | IID | Solar | - | 1 | #N/A | IVSC1 | IID_Solar | 53.5 | 0
1059 | IID-2013-2 | Drop 1 |  | IID | CA |  |  | Hydro |  | Existing | 1980-11-15 | 2099-12-31 | 1 | 5.9 | 19.5 | 38% | IID | IID | IID | Small_Hydro | - | 1 | #N/A | Drop 1 | IID_Small_Hydro | 19.5 | 0
1060 | IID-2013-3 | Drop 2 |  | IID | CA |  |  | Hydro |  | Existing | 1949-12-29 | 2099-12-31 | 1 | 10 | 50.5 | 58% | IID | IID | IID | Small_Hydro | - | 1 | #N/A | Drop 2 | IID_Small_Hydro | 50.5 | 0
1061 | IID-2013-4/8 | Drop 3 |  | IID | CA |  |  | Hydro |  | Existing |  | 2099-12-31 | 1 | 9.8 | 47.5 | 55% | IID | IID | IID | Small_Hydro | - | 1 | #N/A | Drop 3 | IID_Small_Hydro | 47.5 | 0
1062 | IID-2013-6 | Drop 5 |  | IID | CA |  |  | Hydro |  | Existing | 1978-02-28 | 2099-12-31 | 1 | 4 | 15.9 | 45% | IID | IID | IID | Small_Hydro | - | 1 | #N/A | Drop 5 | IID_Small_Hydro | 15.9 | 0
1063 | IID-2013-7 | East Highline |  | IID | CA |  |  | Hydro |  | Existing | 1980-09-11 | 2099-12-31 | 1 | 2.4 | 3.2 | 15% | IID | IID | IID | Small_Hydro | - | 1 | #N/A | East Highline | IID_Small_Hydro | 3.2 | 0
1064 | IID-2013-5/9 | Drop 4 |  | IID | CA |  |  | Hydro |  | Existing |  | 2099-12-31 | 1 | 19.6 | 102.7 | 60% | IID | IID | IID | Small_Hydro | - | 1 | #N/A | Drop 4 | IID_Small_Hydro | 102.7 | 0
1065 | IID-2015-1 | IVSC 2 |  | IID | CA |  |  | Solar PV |  | Existing | 2015-07-15 | 2045-07-14 | 1 | 20 | 48.4 | 28% | IID | IID | IID | Solar | - | 1 | #N/A | IVSC 2 | IID_Solar | 48.4 | 0
1066 | IID-61754A | Heber Solar Facility |  | IID | CA |  |  | Solar PV |  | Existing |  | 2034-04-22 | 1 | 10 | 19.7 | 23% | IID | IID | IID | Solar | - | 1 | #N/A | Heber Solar Facility | IID_Solar | 19.7 | 0
1067 | IID-62300A | Community I, LLC |  | IID | CA |  |  | Solar PV |  | Existing |  | 2039-06-26 | 1 | 5.7 | 7.3 | 15% | IID | IID | IID | Solar | - | 1 | #N/A | Community I, LLC | IID_Solar | 7.3 | 0
1068 | IID-62368A | Sol Orchard El Centro PV Plant (ECPV) |  | IID | CA |  |  | Solar PV |  | Existing |  | 2037-11-15 | 1 | 20 | 28.1 | 16% | IID | IID | IID | Solar | - | 1 | #N/A | Sol Orchard El Centro PV Plant (ECPV) | IID_Solar | 28.1 | 0
1069 | IID-63020C | Seville II |  | IID | CA |  |  | Solar PV |  | Existing |  | 2099-12-31 | 1 | 30 | 72.5 | 28% | CAISO | IID | CAISO | Solar | - | 1 | #N/A | Seville II | CAISO_Solar | 72.5 | 1
1070 | LADWP-2011-1 | Big Pine |  | LADWP | CA |  |  | Hydro |  | Existing | 1925-07-29 | 2099-12-31 | 1 | 3.2 | 10.2 | 36% | LADWP | LDWP | LDWP | Small_Hydro | - | 1 | #N/A | Big Pine | LDWP_Small_Hydro | 10.2 | 0
1071 | LADWP-2011-10 | Control Gorge |  | LADWP | CA |  |  | Hydro |  | Existing | 1952-04-01 | 2099-12-31 | 1 | 37.5 | 62.7 | 19% | LADWP | LDWP | LDWP | Small_Hydro | - | 1 | #N/A | Control Gorge | LDWP_Small_Hydro | 62.7 | 0
1072 | LADWP-2011-11 | Middle Gorge |  | LADWP | CA |  |  | Hydro |  | Existing | 1952-05-11 | 2099-12-31 | 1 | 37.5 | 75.9 | 23% | LADWP | LDWP | LDWP | Small_Hydro | - | 1 | #N/A | Middle Gorge | LDWP_Small_Hydro | 75.9 | 0
1073 | LADWP-2011-12 | Upper Gorge |  | LADWP | CA |  |  | Hydro |  | Existing | 1953-06-15 | 2099-12-31 | 1 | 37.5 | 76.3 | 23% | LADWP | LDWP | LDWP | Small_Hydro | - | 1 | #N/A | Upper Gorge | LDWP_Small_Hydro | 76.3 | 0
1074 | LADWP-2011-13/14/15/16 | San Francisquito 2 |  | LADWP | CA |  |  | Hydro |  | Existing |  | 2099-12-31 | 1 | 28 | 41.9 | 17% | LADWP | LDWP | LDWP | Small_Hydro | - | 1 | #N/A | San Francisquito 2 | LDWP_Small_Hydro | 41.9 | 0
1075 | LADWP-2011-17/18/19 | San Francisquito 1 |  | LADWP | CA |  |  | Hydro |  | Existing |  | 2099-12-31 | 1 | 69.4 | 143.4 | 24% | LADWP | LDWP | LDWP | Small_Hydro | - | 1 | #N/A | San Francisquito 1 | LDWP_Small_Hydro | 143.4 | 0
1076 | LADWP-2011-2 | Cottonwood | CTNWDP_1_QF | LADWP | CA |  |  | Hydro |  | Existing | 1908-11-13 | 2099-12-31 | 1 | 1.5 | 6.9 | 53% | CAISO | LDWP | CAISO | Small_Hydro | - | 1 | #N/A | CTNWDP_1_QF | CAISO_Small_Hydro | 6.9 | 0
1077 | LADWP-2011-21 | Bradley Landfill |  | LADWP | CA |  |  | Biogas |  | Existing | 2005-12-20 | 2015-12-09 | 1 | 6 | 23.1 | 44% | LADWP | LDWP | LDWP | Biomass | - | 1 | #N/A | Bradley Landfill | LDWP_Biomass | 23.1 | 0
1078 | LADWP-2011-3 | Division Creek |  | LADWP | CA |  |  | Hydro |  | Existing | 1909-03-22 | 2099-12-31 | 1 | 0.6 | 3.8 | 72% | LADWP | LDWP | LDWP | Small_Hydro | - | 1 | #N/A | Division Creek | LDWP_Small_Hydro | 3.8 | 0
1079 | LADWP-2011-4 | Foothill |  | LADWP | CA |  |  | Hydro |  | Existing | 1971-10-06 | 2099-12-31 | 1 | 11 | 38.9 | 40% | LADWP | LDWP | LDWP | Small_Hydro | - | 1 | #N/A | Foothill | LDWP_Small_Hydro | 38.9 | 0
1080 | LADWP-2011-5 | Franklin |  | LADWP | CA |  |  | Hydro |  | Existing | 1921-06-03 | 2099-12-31 | 1 | 2 | 4.7 | 27% | LADWP | LDWP | LDWP | Small_Hydro | - | 1 | #N/A | Franklin | LDWP_Small_Hydro | 4.7 | 0
1081 | LADWP-2011-6 | Haiwee |  | LADWP | CA |  |  | Hydro |  | Existing | 1927-07-18 | 2099-12-31 | 1 | 6.3 | 12.6 | 23% | LADWP | LDWP | LDWP | Small_Hydro | - | 1 | #N/A | Haiwee | LDWP_Small_Hydro | 12.6 | 0
1082 | LADWP-2011-62 | Pleasant Valley (WEST Wyoming Wind Energy Center) |  | LADWP | WY |  |  | Wind |  | Existing | 2006-08-30 | 2022-07-01 | 1 | 80.8 | 138.7 | 20% | PACE | LDWP | NW | Wind | - | 1 | #N/A | Pleasant Valley (WEST Wyoming Wind Energy Center) | NW_Wind | 138.7 | 0
1083 | LADWP-2011-63 | Pebble Springs |  | LADWP | OR |  |  | Wind |  | Existing | 2009-01-30 | 2027-01-29 | 1 | 69.1 | 175.9 | 29% | BPA | LDWP | NW | Wind | - | 1 | #N/A | Pebble Springs | NW_Wind | 175.9 | 0
1084 | LADWP-2011-64 | Sepulveda Canyon | SYLMAR_2_LDWP | LADWP | CA |  |  | Hydro |  | Existing | 2008-11-01 | 2024-01-01 | 1 | 8.5 | 30.6 | 41% | CAISO | LDWP | CAISO | Small_Hydro | - | 1 | #N/A | SYLMAR_2_LDWP | CAISO_Small_Hydro | 30.6 | 0
1085 | LADWP-2011-65 | Willow Creek |  | LADWP | OR |  |  | Wind |  | Existing | 2008-12-01 | 2023-11-30 | 1 | 72 | 173.4 | 27% | BPA | LDWP | NW | Wind | - | 1 | #N/A | Willow Creek | NW_Wind | 173.4 | 0
1086 | LADWP-2011-66 | Pine Tree Wind Power Plant |  | LADWP | CA |  |  | Wind |  | Existing | 2009-06-01 | 2099-12-31 | 1 | 135 | 283.7 | 24% | LADWP | LDWP | LDWP | Wind | - | 1 | #N/A | Pine Tree Wind Power Plant | LDWP_Wind | 283.7 | 0
1087 | LADWP-2011-67 | Milford Wind WT11 |  | LADWP | UT |  |  | Wind |  | Existing | 2009-11-16 | 2029-11-15 | 1 | 188.2 | 375.1 | 23% | LADWP | LDWP | LDWP | Wind | - | 1 | #N/A | Milford Wind WT11 | LDWP_Wind | 375.1 | 0
1088 | LADWP-2011-68 | Milford Wind WT21 |  | LADWP | UT |  |  | Wind |  | Existing | 2011-02-01 | 2031-06-30 | 1 | 100.5 | 165.8 | 19% | LADWP | LDWP | LDWP | Wind | - | 1 | #N/A | Milford Wind WT21 | LDWP_Wind | 165.8 | 0
1089 | LADWP-2011-69 | Windy Flats Wind Project/ Windy Points |  | LADWP | WA |  |  | Wind |  | Existing | 2009-10-26 | 2030-01-30 | 1 | 262 | 659.9 | 29% | BPA | LDWP | NW | Wind | - | 1 | #N/A | Windy Flats Wind Project/ Windy Points | NW_Wind | 659.9 | 0
1090 | LADWP-2011-7 | San Fernando |  | LADWP | CA |  |  | Hydro |  | Existing | 1922-10-22 | 2099-12-31 | 1 | 6.4 | 15.4 | 27% | LADWP | LDWP | LDWP | Small_Hydro | - | 1 | #N/A | San Fernando | LDWP_Small_Hydro | 15.4 | 0
1091 | LADWP-2011-70 | Toyon Landfill |  | LADWP | CA |  |  | Biogas |  | Existing | 2010-07-01 | 2011-12-31 | 1 | 1.9 | 9.7 | 59% | LADWP | LDWP | LDWP | Biomass | - | 1 | #N/A | Toyon Landfill | LDWP_Biomass | 9.7 | 0
1092 | LADWP-2011-71 | Linden Ranch |  | LADWP | WA |  |  | Wind |  | Existing | 2010-09-15 | 2099-12-31 | 1 | 50 | 145.6 | 33% | BPA | LDWP | NW | Wind | - | 1 | #N/A | Linden Ranch | NW_Wind | 145.6 | 0
1093 | LADWP-2011-72 | North Hollywood |  | LADWP | CA |  |  | Hydro |  | Existing | 1905-04-13 | 2099-12-31 | 1 | 9 | 4 | 5% | LADWP | LDWP | LDWP | Small_Hydro | - | 1 | #N/A | North Hollywood | LDWP_Small_Hydro | 4 | 0
1094 | LADWP-2011-74 | Harbor Generating Station |  | LADWP | CA |  |  | Biogas | Pipeline | Existing | 1995-01-31 | 2099-12-31 | 1 | - | 92.4 |  | LADWP | LDWP | LDWP | Other | - | 1 | #N/A | Harbor Generating Station | LDWP_Other | 92.4 | 0
1095 | LADWP-2011-75 | Valley Generating Station |  | LADWP | CA |  |  | Biogas | Pipeline | Existing | 2001-08-17 | 2099-12-31 | 1 | - | 133.4 |  | LADWP | LDWP | LDWP | Other | - | 1 | #N/A | Valley Generating Station | LDWP_Other | 133.4 | 0
1096 | LADWP-2011-76 | Scattergood 1 and 2 |  | LADWP | CA |  |  | Biogas | Pipeline | Existing | 1958-12-07 | 2099-12-31 | 1 | - | 87.4 |  | LADWP | LDWP | LDWP | Other | - | 1 | #N/A | Scattergood 1 and 2 | LDWP_Other | 87.4 | 0
1097 | LADWP-2011-77 | Haynes Generating Station |  | LADWP | CA |  |  | Biogas | Pipeline | Existing | 1962-09-02 | 2099-12-31 | 1 | - | 502.8 |  | LADWP | LDWP | LDWP | Other | - | 1 | #N/A | Haynes Generating Station | LDWP_Other | 502.8 | 0
1098 | LADWP-2011-8 | Sawtelle |  | LADWP | CA |  |  | Hydro |  | Existing | 1986-06-05 | 2099-12-31 | 1 | 0.6 | 2 | 36% | LADWP | LDWP | LDWP | Small_Hydro | - | 1 | #N/A | Sawtelle | LDWP_Small_Hydro | 2 | 0
1099 | LADWP-2011-9 | Pleasant Valley |  | LADWP | CA |  |  | Hydro |  | Existing | 1958-02-05 | 2099-12-31 | 1 | 3.2 | 6.4 | 23% | LADWP | LDWP | LDWP | Small_Hydro | - | 1 | #N/A | Pleasant Valley | LDWP_Small_Hydro | 6.4 | 0
1100 | LADWP-2012-89 | Adelanto Solar |  | LADWP | CA |  |  | Solar PV |  | Existing | 2012-06-30 | 2099-12-31 | 1 | 10 | 20.6 | 24% | LADWP | LDWP | LDWP | Solar | - | 1 | #N/A | Adelanto Solar | LDWP_Solar | 20.6 | 0
1101 | LADWP-2012-90 | Manzana Wind | MANZNA_2_WIND | LADWP | CA |  |  | Wind |  | Existing | 2012-12-20 | 2013-09-19 | 1 | 39 | 109.1 | 32% | CAISO | LDWP | CAISO | Wind | - | 1 | #N/A | MANZNA_2_WIND | CAISO_Wind | 109.1 | 1
1102 | LADWP-2013-27 | Wild Rose - Don Campbell - Gabbs Valley |  | LADWP | NV |  |  | Geothermal |  | Existing | 2013-12-06 | 2033-12-31 | 1 | 13.5 | 127 | 107% | SPP | LDWP | NW | Geothermal | - | 1 | #N/A | Wild Rose - Don Campbell - Gabbs Valley | NW_Geothermal | 127 | 0
1103 | LADWP-2013-28 | Pine Tree Solar Project |  | LADWP | CA |  |  | Solar PV |  | Existing | 2014-03-15 | 2099-12-31 | 1 | 8.5 | 15.1 | 20% | LADWP | LDWP | LDWP | Solar | - | 1 | #N/A | Pine Tree Solar Project | LDWP_Solar | 15.1 | 0
1104 | LADWP-2014-1 | Copper Mountain III |  | LADWP | NV |  |  | Solar PV |  | Existing | 2015-04-08 | 2035-04-07 | 1 | 214.2 | 506 | 27% | LADWP | LDWP | LDWP | Solar | - | 1 | #N/A | Copper Mountain III | LDWP_Solar | 506 | 0
1105 | LADWP-60480A | MM Lopez Energy LLC | SAUGUS_7_LOPEZ | LADWP | CA |  |  | Biogas |  | Existing | 2017-01-01 | 2099-12-31 | 1 | 6.1 | 46 | 87% | CAISO | LDWP | CAISO | Biomass | - | 1 | #N/A | SAUGUS_7_LOPEZ | CAISO_Biomass | 46 | 0
1106 | LADWP-62326A | LAX Logistics Industrial Center A, B - Hannah Solar |  | LADWP | CA |  |  | Solar PV |  | Existing |  | 2099-12-31 | 1 | 0.8 | 2 | 28% | LADWP | LDWP | LDWP | Solar | - | 1 | #N/A | LAX Logistics Industrial Center A, B - Hannah Solar | LDWP_Solar | 2 | 0
1107 | LADWP-62471C | Colon PV |  | LADWP | CA |  |  | Solar PV |  | Existing |  | 2099-12-31 | 1 | 1.3 | 3.1 | 28% | LADWP | LDWP | LDWP | Solar | - | 1 | #N/A | Colon PV | LDWP_Solar | 3.1 | 0
1108 | LADWP-62561A | Castaic Efficiency (Small Hydro) |  | LADWP | CA |  |  | Hydro |  | Existing |  | 2099-12-31 | 1 | 9 | 7.8 | 10% | LADWP | LDWP | LDWP | Small_Hydro | - | 1 | #N/A | Castaic Efficiency (Small Hydro) | LDWP_Small_Hydro | 7.8 | 0
1109 | LADWP-62806A | 3880 NORTH MISSION ROAD |  | LADWP | CA |  |  | Solar PV |  | Existing |  | 2099-12-31 | 1 | 1.6 | 3.8 | 28% | LADWP | LDWP | LDWP | Solar | - | 1 | #N/A | 3880 NORTH MISSION ROAD | LDWP_Solar | 3.8 | 0
1110 | LADWP-62823C | SunStarter Solar CX III |  | LADWP | CA |  |  | Solar PV |  | Existing |  | 2099-12-31 | 1 | 0.2 | 0.4 | 28% | LADWP | LDWP | LDWP | Solar | - | 1 | #N/A | SunStarter Solar CX III | LDWP_Solar | 0.4 | 0
1111 | LADWP-MISC-6 | Maclay Solar Project |  | LADWP | CA |  |  | Solar PV |  | Existing | 2015-12-01 | 2099-12-31 | 1 | 2.2 | 5.3 | 28% | LADWP | LDWP | LDWP | Solar | - | 1 | #N/A | Maclay Solar Project | LDWP_Solar | 5.3 | 0
1112 | LODI-2011-3 | Geothermal 1 | NCPA_7_GP1UN1 | Lodi | CA |  |  | Geothermal |  | Existing | 1983-01-01 | 2099-12-31 | 1 | 5.7 | 46.4 | 94% | CAISO | CAISO | CAISO | Geothermal | - | 1 | #N/A | NCPA_7_GP1UN1 | CAISO_Geothermal | 46.4 | 0
1113 | LODI-2011-4 | Geothermal 2 | NCPA_7_GP2UN3 | Lodi | CA |  |  | Geothermal |  | Existing | 1985-05-01 | 2099-12-31 | 1 | 5.7 | 42.1 | 85% | CAISO | CAISO | CAISO | Geothermal | - | 1 | #N/A | NCPA_7_GP2UN3 | CAISO_Geothermal | 42.1 | 0
1114 | LODI-2011-6 | Spicer | SPICER_1_UNIT 1 | Lodi | CA |  |  | Hydro |  | Existing | 1982-09-01 | 2099-12-31 | 1 | 0.6 | 1.8 | 34% | CAISO | CAISO | CAISO | Small_Hydro | - | 1 | #N/A | SPICER_1_UNIT 1 | CAISO_Small_Hydro | 1.8 | 0
1115 | LODI-2011-7 | Nimbus |  | Lodi | CA |  |  | Hydro |  | Existing | 2005-01-01 | 2024-12-31 | 1 | 0.1 | 0.3 | 47% | BANC | CAISO | BANC | Small_Hydro | - | 1 | #N/A | Nimbus | BANC_Small_Hydro | 0.3 | 0
1116 | LODI-2011-7 | Stampede |  | Lodi | CA |  |  | Hydro |  | Existing | 2005-01-01 | 2024-12-31 | 1 | 0 | 0.1 | 37% | BANC | CAISO | BANC | Small_Hydro | - | 1 | #N/A | Stampede | BANC_Small_Hydro | 0.1 | 0
1117 | LODI-2011-7 | Lewiston | LEWSTN_7_UNIT 1 | Lodi | CA |  |  | Hydro |  | Existing | 2005-01-01 | 2024-12-31 | 1 | 0 | 0 | 66% | CAISO | CAISO | CAISO | Small_Hydro | - | 1 | #N/A | LEWSTN_7_UNIT 1 | CAISO_Small_Hydro | 0 | 0
1118 | LOMP-2011-3 | Geothermal 1 | NCPA_7_GP1UN1 | Lompoc | CA |  |  | Geothermal |  | Existing | 2009-12-29 | 2099-12-31 | 1 | 2 | 16.6 | 94% | CAISO | CAISO | CAISO | Geothermal | - | 1 | #N/A | NCPA_7_GP1UN1 | CAISO_Geothermal | 16.6 | 0
1119 | LOMP-2011-4 | Geothermal 2 | NCPA_7_GP2UN3 | Lompoc | CA |  |  | Geothermal |  | Existing | 2009-12-29 | 2099-12-31 | 1 | 2 | 15.1 | 85% | CAISO | CAISO | CAISO | Geothermal | - | 1 | #N/A | NCPA_7_GP2UN3 | CAISO_Geothermal | 15.1 | 0
1120 | LOMP-2011-6 | Nimbus |  | Lompoc | CA |  |  | Hydro |  | Existing | 2005-01-01 | 2024-12-31 | 1 | 0 | 0.1 | 47% | BANC | CAISO | BANC | Small_Hydro | - | 1 | #N/A | Nimbus | BANC_Small_Hydro | 0.1 | 0
1121 | LOMP-2011-6 | Stampede |  | Lompoc | CA |  |  | Hydro |  | Existing | 2005-01-01 | 2024-12-31 | 1 | 0 | 0 | 37% | BANC | CAISO | BANC | Small_Hydro | - | 1 | #N/A | Stampede | BANC_Small_Hydro | 0 | 0
1122 | LOMP-2011-6 | Lewiston | LEWSTN_7_UNIT 1 | Lompoc | CA |  |  | Hydro |  | Existing | 2005-01-01 | 2024-12-31 | 1 | 0 | 0 | 66% | CAISO | CAISO | CAISO | Small_Hydro | - | 1 | #N/A | LEWSTN_7_UNIT 1 | CAISO_Small_Hydro | 0 | 0
1123 | LOMP-2011-7 | Spicer | SPICER_1_UNIT 1 | Lompoc | CA |  |  | Hydro |  | Existing | 1982-09-01 | 2099-12-31 | 1 | 0.1 | 0.4 | 34% | CAISO | CAISO | CAISO | Small_Hydro | - | 1 | #N/A | SPICER_1_UNIT 1 | CAISO_Small_Hydro | 0.4 | 0
1124 | MCE-60536A | Pardee Power Plant | PARDEB_2_UNIT 1 | MCE | CA |  |  | Hydro |  | Existing | 2015-07-01 | 2024-12-31 | 1 | 23.6 | 95.3 | 46% | CAISO | CAISO | CAISO | Small_Hydro | - | 1 | #N/A | PARDEB_2_UNIT 1 | CAISO_Small_Hydro | 95.3 | 0
1125 | MCE-61205A | Hay Road - Silicon Valley Biomass | PEABDY_2_LNDFIL | MCE | CA |  |  | Biogas |  | Existing | 2013-06-28 | 2033-06-27 | 1 | 1.6 | 11.7 | 84% | CAISO | CAISO | CAISO | Biomass | - | 1 | #N/A | PEABDY_2_LNDFIL | CAISO_Biomass | 11.7 | 0
1126 | MCE-61263A | Kansas, LLC | LEPRFD_1_KANSAS | MCE | CA |  |  | Solar PV |  | Existing | 2014-12-26 | 2017-12-31 | 0 | 20 | 46.9 | 27% | CAISO | CAISO | CAISO | Solar | - | 1 | #N/A | LEPRFD_1_KANSAS | CAISO_Solar | 46.9 | 1
1127 | MCE-61632A | Lincoln Landfill - WPWMA | PLSNTG_7_LNCLND | MCE | CA |  |  | Biogas |  | Existing | 2013-02-01 | 2033-01-31 | 1 | 4.9 | 22 | 52% | CAISO | CAISO | CAISO | Biomass | - | 1 | #N/A | PLSNTG_7_LNCLND | CAISO_Biomass | 22 | 0
1128 | MCE-62355A | Corcoran City | CORCAN_1_SOLAR2 | MCE | CA |  |  | Solar PV |  | Existing | 2015-05-23 | 2040-05-22 | 1 | 11 | 26.6 | 28% | CAISO | CAISO | CAISO | Solar | - | 1 | #N/A | CORCAN_1_SOLAR2 | CAISO_Solar | 26.6 | 1
1129 | MCE-62357A | Cottonwood Goose Lake LLC | GOOSLK_1_SOLAR1 | MCE | CA |  |  | Solar PV |  | Existing | 2015-05-23 | 2040-05-22 | 1 | 12 | 29 | 28% | CAISO | CAISO | CAISO | Solar | - | 1 | #N/A | GOOSLK_1_SOLAR1 | CAISO_Solar | 29 | 1
1130 | MCE-62469C | Rising Tree Wind Farm III LLC | RTREE_2_WIND3 | MCE | CA | Kern | Tehachapi | Wind |  | Existing | 2015-07-01 | 2018-12-31 | 0 | 99 | 200 | 23% | CAISO | CAISO | CAISO | Wind | Tehachapi | 1 | #N/A | RTREE_2_WIND3 | CAISO_Wind | 200 | 1
1131 | MEID-2013-1 | High Winds | BRDSLD_2_HIWIND | MEID | CA |  |  | Wind |  | Existing | 2003-11-17 | 2028-11-17 | 1 | 5 | 10.2 | 23% | CAISO | CAISO | CAISO | Wind | - | 1 | #N/A | BRDSLD_2_HIWIND | CAISO_Wind | 10.2 | 1
1132 | MEID-2013-2 | Nimbus |  | MEID | CA |  |  | Hydro |  | Existing | 2000-12-04 | 2024-12-31 | 1 | 0 | 0.2 | 47% | BANC | CAISO | BANC | Small_Hydro | - | 1 | #N/A | Nimbus | BANC_Small_Hydro | 0.2 | 0
1133 | MEID-2013-2 | Lewiston | LEWSTN_7_UNIT 1 | MEID | CA |  |  | Hydro |  | Existing | 2000-12-04 | 2024-12-31 | 1 | 0 | 0 | 66% | CAISO | CAISO | CAISO | Small_Hydro | - | 1 | #N/A | LEWSTN_7_UNIT 1 | CAISO_Small_Hydro | 0 | 0
1134 | MEID-61088A | Bennett Creek Windfarm, LLC |  | MEID | ID |  |  | Wind |  | Existing | 2003-11-17 | 2028-11-17 | 1 | - | 0.1 |  | IPC | CAISO | NW | Wind | - | 1 | #N/A | Bennett Creek Windfarm, LLC | NW_Wind | 0.1 | 0
1135 | MEID-61089A | Hot Springs Windfarm, LLC, Mountain Wind Power II; Nine Canyon Wind Project - Phase 3 |  | MEID | ID, WY, WA |  |  | Wind |  | Existing | 2003-11-17 | 2028-11-17 | 1 | - | 0.3 |  | BPA | CAISO | NW | Wind | - | 1 | #N/A | Hot Springs Windfarm, LLC, Mountain Wind Power II; Nine Canyon Wind Project - Phase 3 | NW_Wind | 0.3 | 0
1136 | MEID-61202A | Juniper Canyon Wind Power |  | MEID | WA |  |  | Wind |  | Existing | 2003-11-17 | 2028-11-17 | 1 | 4.7 | 7.2 | 18% | BPA | CAISO | NW | Wind | - | 1 | #N/A | Juniper Canyon Wind Power | NW_Wind | 7.2 | 0
1137 | MID-2011-1 | High Winds | BRDSLD_2_HIWIND | MID | CA |  |  | Wind |  | Existing | 2004-06-01 | 2014-05-31 | 1 | 25 | 50.8 | 23% | CAISO | BANC | CAISO | Wind | - | 1 | #N/A | BRDSLD_2_HIWIND | CAISO_Wind | 50.8 | 1
1138 | MID-2011-10 | Big Horn 2 |  | MID | WA |  |  | Wind |  | Existing | 2010-11-01 | 2036-10-31 | 1 | 17.5 | 42.5 | 28% | BPA | BANC | NW | Wind | - | 1 | #N/A | Big Horn 2 | NW_Wind | 42.5 | 0
1139 | MID-2011-12 | Star Point |  | MID | OR |  |  | Wind |  | Existing | 2010-06-01 | 2030-06-30 | 1 | 98.7 | 245.6 | 28% | BPA | BANC | NW | Wind | - | 1 | #N/A | Star Point | NW_Wind | 245.6 | 0
1140 | MID-2011-13 | McHenry Solar Farm |  | MID | CA |  |  | Solar PV |  | Existing |  | 2099-12-31 | 1 | 25 | 59.9 | 27% | BANC | BANC | BANC | Solar | - | 1 | #N/A | McHenry Solar Farm | BANC_Solar | 59.9 | 0
1141 | MID-2011-15 | Stone Drop |  | MID | CA |  |  | Hydro |  | Existing | 1984-04-15 | 2034-04-15 | 1 | 0.3 | 0.1 | 6% | BANC | BANC | BANC | Small_Hydro | - | 1 | #N/A | Stone Drop | BANC_Small_Hydro | 0.1 | 0
1142 | MID-2011-3 | High Winds | BRDSLD_2_HIWIND | MID | CA |  |  | Wind |  | Existing | 2009-04-01 | 2028-06-30 | 1 | 50 | 101.7 | 23% | CAISO | BANC | CAISO | Wind | - | 1 | #N/A | BRDSLD_2_HIWIND | CAISO_Wind | 101.7 | 1
1143 | MID-2011-4 | Shiloh I Wind | BRDSLD_2_SHILO1 | MID | CA | Solano | Solano | Wind |  | Existing | 2005-06-17 | 2016-05-31 | 1 | 50 | 132.4 | 30% | CAISO | BANC | CAISO | Wind | Solano | 1 | #N/A | BRDSLD_2_SHILO1 | CAISO_Wind | 132.4 | 1
1144 | MID-2011-6 | Big Horn 1 |  | MID | WA |  |  | Wind |  | Existing | 2006-10-01 | 2026-09-30 | 1 | 25 | 66.3 | 30% | BPA | BANC | NW | Wind | - | 1 | #N/A | Big Horn 1 | NW_Wind | 66.3 | 0
1145 | MID-2011-9 | Big Horn 1 |  | MID | WA |  |  | Wind |  | Existing | 2010-11-01 | 2036-10-31 | 1 | 70 | 185.7 | 30% | BPA | BANC | NW | Wind | - | 1 | #N/A | Big Horn 1 | NW_Wind | 185.7 | 0
1146 | NOBLE-60481A | Miramar Energy LLC | MSHGTS_6_MMARLF | NOBLE | CA |  |  | Biogas |  | Existing | 2014-01-01 | 2015-12-31 | 1 | 3.2 | 20.8 | 74% | CAISO | CAISO | CAISO | Biomass | - | 1 | #N/A | MSHGTS_6_MMARLF | CAISO_Biomass | 20.8 | 0
1147 | NOBLE-60520A | Angels | FROGTN_7_UTICA | NOBLE | CA |  |  | Hydro |  | Existing | 2012-10-01 | 2022-09-30 | 1 | 1.4 | 5.6 | 46% | CAISO | CAISO | CAISO | Small_Hydro | - | 1 | #N/A | FROGTN_7_UTICA | CAISO_Small_Hydro | 5.6 | 0
1148 | NOBLE-60521A | Murphys | FROGTN_7_UTICA | NOBLE | CA |  |  | Hydro |  | Existing | 2012-10-01 | 2022-09-30 | 1 | 4.5 | 14.4 | 37% | CAISO | CAISO | CAISO | Small_Hydro | - | 1 | #N/A | FROGTN_7_UTICA | CAISO_Small_Hydro | 14.4 | 0
1149 | NOBLE-60633A | Total Energy Facilities | MESAS_2_QF | NOBLE | CA |  |  | Biomass |  | Existing | 2014-01-01 | 2016-12-31 | 1 | 38.4 | 135.2 | 40% | CAISO | CAISO | CAISO | Biomass | - | 1 | #N/A | MESAS_2_QF | CAISO_Biomass | 135.2 | 0
1150 | NOBLE-60866A | Calabasas Gas-to-Energy | MOORPK_2_CALABS | NOBLE | CA |  |  | Biogas |  | Existing | 2013-07-01 | 2016-12-31 | 1 | 13.8 | 44.6 | 37% | CAISO | CAISO | CAISO | Biomass | - | 1 | #N/A | MOORPK_2_CALABS | CAISO_Biomass | 44.6 | 0
1151 | NOBLE-62425C | Rising Tree Wind Farm I | RTREE_2_WIND1 | NOBLE | CA | Kern | Tehachapi | Wind |  | Existing | 2015-01-01 | 2018-12-31 | 0 | 79.2 | 0.9 | 0% | CAISO | CAISO | CAISO | Wind | Tehachapi | 1 | #N/A | RTREE_2_WIND1 | CAISO_Wind | 0.9 | 1
1152 | POAK-2011-1 | CA - Port of Oakland - Site 1 |  | Port of Oakland | CA |  |  | Solar PV |  | Existing | 2007-11-07 | 2027-11-07 | 1 | 0.9 | 1.3 | 17% | CAISO | CAISO | CAISO | Solar | - | 1 | #N/A | CA - Port of Oakland - Site 1 | CAISO_Solar | 1.3 | 1
1153 | POAK-2011-2 | Nimbus |  | Port of Oakland | CA |  |  | Hydro |  | Existing | 2005-01-01 | 2024-12-31 | 1 | 0.1 | 0.2 | 47% | BANC | CAISO | BANC | Small_Hydro | - | 1 | #N/A | Nimbus | BANC_Small_Hydro | 0.2 | 0
1154 | POAK-2011-2 | Stampede |  | Port of Oakland | CA |  |  | Hydro |  | Existing | 2005-01-01 | 2024-12-31 | 1 | 0 | 0.1 | 37% | BANC | CAISO | BANC | Small_Hydro | - | 1 | #N/A | Stampede | BANC_Small_Hydro | 0.1 | 0
1155 | POAK-2011-2 | Lewiston | LEWSTN_7_UNIT 1 | Port of Oakland | CA |  |  | Hydro |  | Existing | 2005-01-01 | 2024-12-31 | 1 | 0 | 0 | 66% | CAISO | CAISO | CAISO | Small_Hydro | - | 1 | #N/A | LEWSTN_7_UNIT 1 | CAISO_Small_Hydro | 0 | 0
1156 | POAK-2011-3 | Nimbus |  | Port of Oakland | CA |  |  | Hydro |  | Existing | 2005-01-01 | 2024-12-31 | 1 | 0 | 0.1 | 47% | BANC | CAISO | BANC | Small_Hydro | - | 1 | #N/A | Nimbus | BANC_Small_Hydro | 0.1 | 0
1157 | POAK-2011-3 | Stampede |  | Port of Oakland | CA |  |  | Hydro |  | Existing | 2005-01-01 | 2024-12-31 | 1 | 0 | 0 | 37% | BANC | CAISO | BANC | Small_Hydro | - | 1 | #N/A | Stampede | BANC_Small_Hydro | 0 | 0
1158 | POAK-2011-3 | Lewiston | LEWSTN_7_UNIT 1 | Port of Oakland | CA |  |  | Hydro |  | Existing | 2005-01-01 | 2024-12-31 | 1 | 0 | 0 | 66% | CAISO | CAISO | CAISO | Small_Hydro | - | 1 | #N/A | LEWSTN_7_UNIT 1 | CAISO_Small_Hydro | 0 | 0
1159 | POAK-2012-4 | EBMUD WWTP Power Generation Station | OAK L_7_EBMUD | Port of Oakland | CA |  |  | Biomass |  | Existing | 2012-11-01 | 2017-10-31 | 1 | 6.5 | 24.5 | 43% | CAISO | CAISO | CAISO | Biomass | - | 1 | #N/A | OAK L_7_EBMUD | CAISO_Biomass | 24.5 | 0
1160 | POAK-62025A | EBMUD WWTP Digester Gas Turbine | OAK L_1_GTG1 | Port of Oakland | CA |  |  | Biomass |  | Existing |  | 2017-10-31 | 1 | 4.6 | 25.8 | 64% | CAISO | CAISO | CAISO | Biomass | - | 1 | #N/A | OAK L_1_GTG1 | CAISO_Biomass | 25.8 | 0
1161 | PPC-2011-1 | Nimbus |  | PPC | CA |  |  | Hydro |  | Existing | 2005-01-01 | 2024-12-31 | 1 | 0 | 0.2 | 47% | BANC | CAISO | BANC | Small_Hydro | - | 1 | #N/A | Nimbus | BANC_Small_Hydro | 0.2 | 0
1162 | PPC-2011-1 | Stampede |  | PPC | CA |  |  | Hydro |  | Existing | 2005-01-01 | 2024-12-31 | 1 | 0 | 0 | 37% | BANC | CAISO | BANC | Small_Hydro | - | 1 | #N/A | Stampede | BANC_Small_Hydro | 0 | 0
1163 | PPC-2011-1 | Lewiston | LEWSTN_7_UNIT 1 | PPC | CA |  |  | Hydro |  | Existing | 2005-01-01 | 2024-12-31 | 1 | 0 | 0 | 66% | CAISO | CAISO | CAISO | Small_Hydro | - | 1 | #N/A | LEWSTN_7_UNIT 1 | CAISO_Small_Hydro | 0 | 0
1164 | PPG-60480A | MM Lopez Energy LLC | SAUGUS_7_LOPEZ | PPG | CA |  |  | Biogas |  | Existing | 2006-07-01 | 2016-12-31 | 1 | 6.1 | 46 | 87% | CAISO | CAISO | CAISO | Biomass | - | 1 | #N/A | SAUGUS_7_LOPEZ | CAISO_Biomass | 46 | 0
1165 | PPG-60485A | Coyote Canyon | SANTGO_6_COYOTE | PPG | CA |  |  | Biogas |  | Existing | 2013-01-01 | 2015-12-31 | 1 | 20 | 46.7 | 27% | CAISO | CAISO | CAISO | Biomass | - | 1 | #N/A | SANTGO_6_COYOTE | CAISO_Biomass | 46.7 | 0
1166 | PWP-2011-1 | Chiquita Canyon | SAUGUS_7_CHIQCN | PWP | CA |  |  | Biogas |  | Existing | 2010-11-23 | 2030-11-23 | 1 | 7.7 | 37.4 | 56% | CAISO | CAISO | CAISO | Biomass | - | 1 | #N/A | SAUGUS_7_CHIQCN | CAISO_Biomass | 37.4 | 0
1167 | PWP-2011-11 | MM West Covina LLC, Gen 2 | WALNUT_7_WCOVST | PWP | CA |  |  | Biogas |  | Existing | 2007-01-01 | 2016-12-31 | 1 | 7.1 | 36.6 | 59% | CAISO | CAISO | CAISO | Biomass | - | 1 | #N/A | WALNUT_7_WCOVST | CAISO_Biomass | 36.6 | 0
1168 | PWP-2011-2 | Azusa | AZUSA_2_HYDRO | PWP | CA |  |  | Hydro |  | Existing | 1933-06-20 | 2099-12-31 | 1 | 3 | 2.7 | 10% | CAISO | CAISO | CAISO | Small_Hydro | - | 1 | #N/A | AZUSA_2_HYDRO | CAISO_Small_Hydro | 2.7 | 0
1169 | PWP-2011-21 | GLENARM - UNITS 2, 3, 4 | GLNARM_7_UNIT 3 | PWP | CA |  |  | Biogas | Pipeline | Existing | 2011-06-03 | 2099-12-31 | 1 | - | - |  | CAISO | CAISO | CAISO | Other | - | 1 | #N/A | GLNARM_7_UNIT 3 | CAISO_Other | 0 | 0
1170 | PWP-2011-24 | Broadway Unit B-3 | BRDWAY_7_UNIT 1 | PWP | CA |  |  | Biogas | Pipeline | Existing | 2011-06-25 | 2099-12-31 | 1 | - | - |  | CAISO | CAISO | CAISO | Other | - | 1 | #N/A | BRDWAY_7_UNIT 1 | CAISO_Other | 0 | 0
1171 | PWP-2011-4 | Milford Wind WT11 |  | PWP | UT |  |  | Wind |  | Existing | 2010-04-28 | 2029-11-14 | 1 | 5.1 | 10.1 | 23% | LADWP | CAISO | LDWP | Wind | - | 1 | #N/A | Milford Wind WT11 | LDWP_Wind | 10.1 | 0
1172 | PWP-2011-5 | High Winds | BRDSLD_2_HIWIND | PWP | CA |  |  | Wind |  | Existing | 2003-09-01 | 2023-12-31 | 1 | 6 | 12.2 | 23% | CAISO | CAISO | CAISO | Wind | - | 1 | #N/A | BRDSLD_2_HIWIND | CAISO_Wind | 12.2 | 1
1173 | PWP-2011-6 | Heber Geothermal Co | MIRAGE_2_COCHLA | PWP | CA |  |  | Geothermal |  | Existing | 2006-04-01 | 2031-12-31 | 1 | 9.5 | 48.2 | 58% | CAISO | CAISO | CAISO | Geothermal | - | 1 | #N/A | MIRAGE_2_COCHLA | CAISO_Geothermal | 48.2 | 0
1174 | PWP-2011-8 | Magnolia Power Project (Biomethane portion) |  | PWP | CA |  |  | Biogas | Pipeline | Existing | 2005-09-27 | 2036-12-31 | 1 | - | 114.8 |  | LADWP | CAISO | LDWP | Other | - | 1 | #N/A | Magnolia Power Project (Biomethane portion) | LDWP_Other | 114.8 | 0
1175 | PWP-2014-3 | Columbia Two, LLC | CAMLOT_2_SOLAR2 | PWP | CA |  |  | Solar PV |  | Existing | 2014-11-27 | 2034-12-09 | 1 | 2.6 | 0.3 | 1% | CAISO | CAISO | CAISO | Solar | - | 1 | #N/A | CAMLOT_2_SOLAR2 | CAISO_Solar | 0.3 | 1
1176 | PWP-60272A | Dinuba Energy | DINUBA_6_UNIT | PWP | CA |  |  | Biomass |  | Existing |  | 2015-03-11 | 1 | 12 | 70.8 | 67% | CAISO | CAISO | CAISO | Biomass | - | 1 | #N/A | DINUBA_6_UNIT | CAISO_Biomass | 70.8 | 0
1177 | PWRPA-2011-1 | Warm Springs | GYSRVL_7_WSPRNG | PWRPA | CA |  |  | Hydro |  | Existing | 2009-11-03 | 2019-11-30 | 1 | 2.8 | 12.7 | 52% | CAISO | CAISO | CAISO | Small_Hydro | - | 1 | #N/A | GYSRVL_7_WSPRNG | CAISO_Small_Hydro | 12.7 | 0
1178 | PWRPA-2011-2 | Nimbus |  | PWRPA | CA |  |  | Hydro |  | Existing | 2005-01-01 | 2024-12-31 | 1 | 0.9 | 3.8 | 47% | BANC | CAISO | BANC | Small_Hydro | - | 1 | #N/A | Nimbus | BANC_Small_Hydro | 3.8 | 0
1179 | PWRPA-2011-2 | Stampede |  | PWRPA | CA |  |  | Hydro |  | Existing | 2005-01-01 | 2024-12-31 | 1 | 0.2 | 0.8 | 37% | BANC | CAISO | BANC | Small_Hydro | - | 1 | #N/A | Stampede | BANC_Small_Hydro | 0.8 | 0
1180 | PWRPA-2011-2 | Lewiston | LEWSTN_7_UNIT 1 | PWRPA | CA |  |  | Hydro |  | Existing | 2005-01-01 | 2024-12-31 | 1 | 0 | 0.1 | 66% | CAISO | CAISO | CAISO | Small_Hydro | - | 1 | #N/A | LEWSTN_7_UNIT 1 | CAISO_Small_Hydro | 0.1 | 0
1181 | PWRPA-2011-3 | Central LF (Sonoma) Phase II Units 1-4 | SNMALF_6_UNITS | PWRPA | CA |  |  | Biogas |  | Existing | 2006-01-01 | 2015-11-30 | 1 | 3.2 | 18.4 | 66% | CAISO | CAISO | CAISO | Biomass | - | 1 | #N/A | SNMALF_6_UNITS | CAISO_Biomass | 18.4 | 0
1182 | PWRPA-2011-3 | Central LF (Sonoma) Phase I Units 1-4 | SNMALF_6_UNITS | PWRPA | CA |  |  | Biogas |  | Existing | 2006-01-01 | 2015-11-30 | 1 | 3.2 | 18.2 | 65% | CAISO | CAISO | CAISO | Biomass | - | 1 | #N/A | SNMALF_6_UNITS | CAISO_Biomass | 18.2 | 0
1183 | RCMU-2013-2 | MN Milliken Genco LLC, Unit 1-2 | CHINO_7_MILIKN | RCMU | CA |  |  | Biogas |  | Existing | 2013-01-01 | 2017-12-31 | 1 | 2.6 | 9.9 | 43% | CAISO | CAISO | CAISO | Biomass | - | 1 | #N/A | CHINO_7_MILIKN | CAISO_Biomass | 9.9 | 0
1184 | RCMU-2013-3 | MN Mid Valley Genco LLC, 1-2 | ETIWND_7_MIDVLY | RCMU | CA |  |  | Biogas |  | Existing | 2013-01-01 | 2017-12-31 | 1 | 2.6 | 12.5 | 55% | CAISO | CAISO | CAISO | Biomass | - | 1 | #N/A | ETIWND_7_MIDVLY | CAISO_Biomass | 12.5 | 0
1185 | REU-2011-1 | Whiskeytown |  | REU | CA |  |  | Hydro |  | Existing | 1983-03-10 | 2099-12-31 | 1 | 3.5 | 24.7 | 81% | BANC | BANC | BANC | Small_Hydro | - | 1 | #N/A | Whiskeytown | BANC_Small_Hydro | 24.7 | 0
1186 | REU-2011-3 | Nimbus |  | REU | CA |  |  | Hydro |  | Existing | 2005-01-01 | 2024-12-31 | 1 | 1.1 | 4.7 | 47% | BANC | BANC | BANC | Small_Hydro | - | 1 | #N/A | Nimbus | BANC_Small_Hydro | 4.7 | 0
1187 | REU-2011-3 | Stampede |  | REU | CA |  |  | Hydro |  | Existing | 2005-01-01 | 2024-12-31 | 1 | 0.3 | 1 | 37% | BANC | BANC | BANC | Small_Hydro | - | 1 | #N/A | Stampede | BANC_Small_Hydro | 1 | 0
1188 | REU-2011-3 | Lewiston | LEWSTN_7_UNIT 1 | REU | CA |  |  | Hydro |  | Existing | 2005-01-01 | 2024-12-31 | 1 | 0 | 0.2 | 66% | CAISO | BANC | CAISO | Small_Hydro | - | 1 | #N/A | LEWSTN_7_UNIT 1 | CAISO_Small_Hydro | 0.2 | 0
1189 | RPU-2011-2 | Salton Sea Unit 5 |  | RPU | CA |  |  | Geothermal |  | Existing | 2009-06-01 | 2020-05-31 | 1 | 49.9 | 324 | 74% | IID | CAISO | IID | Geothermal | - | 1 | #N/A | Salton Sea Unit 5 | IID_Geothermal | 324 | 0
1190 | RPU-2011-3 | Wintec Energy #2-A | BUCKWD_7_WINTCV | RPU | CA |  |  | Wind |  | Existing | 2003-12-28 | 2018-12-27 | 1 | 1.3 | 3.9 | 34% | CAISO | CAISO | CAISO | Wind | - | 1 | #N/A | BUCKWD_7_WINTCV | CAISO_Wind | 3.9 | 1
1191 | RPU-2012-4 | Stanislaus Resource Recovery Facility | STNRES_1_UNIT | RPU | CA |  |  | Biomass |  | Existing | 2012-12-01 | 2013-12-31 | 1 | 24 | 132.3 | 63% | CAISO | CAISO | CAISO | Biomass | - | 1 | #N/A | STNRES_1_UNIT | CAISO_Biomass | 132.3 | 0
1192 | RPU-2012-5 | WAGNER WIND, LLC | GARNET_1_WT3WND | RPU | CA |  |  | Wind |  | Existing | 2012-12-22 | 2032-12-23 | 1 | 6 | 18.4 | 35% | CAISO | CAISO | CAISO | Wind | - | 1 | #N/A | GARNET_1_WT3WND | CAISO_Wind | 18.4 | 1
1193 | RPU-2014-2 | Columbia Two, LLC | CAMLOT_2_SOLAR2 | RPU | CA |  |  | Solar PV |  | Existing | 2014-11-27 | 2034-12-22 | 1 | 11.1 | 1.4 | 1% | CAISO | CAISO | CAISO | Solar | - | 1 | #N/A | CAMLOT_2_SOLAR2 | CAISO_Solar | 1.4 | 1
1194 | RPU-2015-1 | AP North Lake Solar - Diamond Valley Lake Solar | VALLEY_5_SOLAR2 | RPU | CA |  |  | Solar PV |  | Existing | 2015-07-28 | 2040-08-11 | 1 | 20 | 48.4 | 28% | CAISO | CAISO | CAISO | Solar | - | 1 | #N/A | VALLEY_5_SOLAR2 | CAISO_Solar | 48.4 | 1
1195 | RPU-2015-2 | Tequesquite Landfill Solar Project | RVSIDE_6_SOLAR1 | RPU | CA |  |  | Solar PV |  | Existing | 2015-08-12 | 2040-12-31 | 1 | 7.5 | 18.1 | 28% | CAISO | CAISO | CAISO | Solar | - | 1 | #N/A | RVSIDE_6_SOLAR1 | CAISO_Solar | 18.1 | 1
1196 | RPU-2014-1 | Cabazon Wind Partners, LLC | TRNSWD_1_QF | RPU | CA |  |  | Wind |  | Existing | 2014-12-22 | 2024-12-31 | 1 | 41 | 109.7 | 31% | CAISO | CAISO | CAISO | Wind | - | 1 | #N/A | TRNSWD_1_QF | CAISO_Wind | 109.7 | 1
1197 | SHLL-62288A | Palouse Wind |  | Shell | WA |  |  | Wind |  | Existing |  | 2016-12-31 | 1 | 104.4 | 130.1 | 14% | AVA | CAISO | NW | Wind | - | 1 | #N/A | Palouse Wind | NW_Wind | 130.1 | 0
1198 | SMUD-2011-10 | RE Bruceville Solar 1 |  | SMUD | CA |  |  | Solar PV |  | Existing | 2012-01-01 | 2032-02-01 | 1 | 5 | 12.2 | 28% | BANC | BANC | BANC | Solar | - | 1 | #N/A | RE Bruceville Solar 1 | BANC_Solar | 12.2 | 0
1199 | SMUD-2011-11 | RE Bruceville Solar 2 |  | SMUD | CA |  |  | Solar PV |  | Existing | 2012-02-25 | 2032-03-01 | 1 | 5 | 12.4 | 28% | BANC | BANC | BANC | Solar | - | 1 | #N/A | RE Bruceville Solar 2 | BANC_Solar | 12.4 | 0
1200 | SMUD-2011-11 | RE Bruceville Solar 3 |  | SMUD | CA |  |  | Solar PV |  | Existing | 2012-02-25 | 2032-03-01 | 1 | 5 | 12.4 | 28% | BANC | BANC | BANC | Solar | - | 1 | #N/A | RE Bruceville Solar 3 | BANC_Solar | 12.4 | 0
1201 | SMUD-2011-12 | RE Dillard Road 1 |  | SMUD | CA |  |  | Solar PV |  | Existing | 2012-01-01 | 2032-02-01 | 1 | 3 | 7.5 | 29% | BANC | BANC | BANC | Solar | - | 1 | #N/A | RE Dillard Road 1 | BANC_Solar | 7.5 | 0
1202 | SMUD-2011-12 | RE Dillard Road 2 |  | SMUD | CA |  |  | Solar PV |  | Existing | 2012-01-01 | 2032-02-01 | 1 | 3 | 7.4 | 28% | BANC | BANC | BANC | Solar | - | 1 | #N/A | RE Dillard Road 2 | BANC_Solar | 7.4 | 0
1203 | SMUD-2011-12 | RE Dillard Road 3 |  | SMUD | CA |  |  | Solar PV |  | Existing | 2012-01-01 | 2032-02-01 | 1 | 3 | 7.3 | 28% | BANC | BANC | BANC | Solar | - | 1 | #N/A | RE Dillard Road 3 | BANC_Solar | 7.3 | 0
1204 | SMUD-2011-13 | RE Kammerer Road 1 |  | SMUD | CA |  |  | Solar PV |  | Existing | 2012-01-01 | 2032-02-01 | 1 | 5 | 12.5 | 29% | BANC | BANC | BANC | Solar | - | 1 | #N/A | RE Kammerer Road 1 | BANC_Solar | 12.5 | 0
1205 | SMUD-2011-14 | RE Kammerer Road 2 |  | SMUD | CA |  |  | Solar PV |  | Existing | 2012-02-25 | 2032-03-01 | 1 | 5 | 12.6 | 29% | BANC | BANC | BANC | Solar | - | 1 | #N/A | RE Kammerer Road 2 | BANC_Solar | 12.6 | 0
1206 | SMUD-2011-14 | RE Kammerer Road 3 |  | SMUD | CA |  |  | Solar PV |  | Existing | 2012-02-25 | 2032-03-01 | 1 | 5 | 12.4 | 28% | BANC | BANC | BANC | Solar | - | 1 | #N/A | RE Kammerer Road 3 | BANC_Solar | 12.4 | 0
1207 | SMUD-2011-15 | Green Acres Solar FarmPV2 |  | SMUD | CA |  |  | Solar PV |  | Existing | 2012-09-01 | 2032-10-01 | 1 | 1.4 | 5.8 | 47% | BANC | BANC | BANC | Solar | - | 1 | #N/A | Green Acres Solar FarmPV2 | BANC_Solar | 5.8 | 0
1208 | SMUD-2011-15 | Green Acres Solar Farm PV1 |  | SMUD | CA |  |  | Solar PV |  | Existing | 2012-09-01 | 2032-10-01 | 1 | 3.4 | 3.8 | 13% | BANC | BANC | BANC | Solar | - | 1 | #N/A | Green Acres Solar Farm PV1 | BANC_Solar | 3.8 | 0
1209 | SMUD-2011-16 | RE McKenzie 1 |  | SMUD | CA |  |  | Solar PV |  | Existing | 2012-11-08 | 2032-12-01 | 1 | 5 | 12.7 | 29% | BANC | BANC | BANC | Solar | - | 1 | #N/A | RE McKenzie 1 | BANC_Solar | 12.7 | 0
1210 | SMUD-2011-16 | RE McKenzie 5 |  | SMUD | CA |  |  | Solar PV |  | Existing | 2012-11-08 | 2032-12-01 | 1 | 5 | 12.7 | 29% | BANC | BANC | BANC | Solar | - | 1 | #N/A | RE McKenzie 5 | BANC_Solar | 12.7 | 0
1211 | SMUD-2011-16 | RE McKenzie 6 |  | SMUD | CA |  |  | Solar PV |  | Existing | 2012-11-08 | 2032-12-01 | 1 | 5 | 12.6 | 29% | BANC | BANC | BANC | Solar | - | 1 | #N/A | RE McKenzie 6 | BANC_Solar | 12.6 | 0
1212 | SMUD-2011-16 | RE McKenzie 4 |  | SMUD | CA |  |  | Solar PV |  | Existing | 2012-11-08 | 2032-12-01 | 1 | 5 | 12.6 | 29% | BANC | BANC | BANC | Solar | - | 1 | #N/A | RE McKenzie 4 | BANC_Solar | 12.6 | 0
1213 | SMUD-2011-16 | RE McKenzie 2 |  | SMUD | CA |  |  | Solar PV |  | Existing | 2012-11-08 | 2032-12-01 | 1 | 5 | 12.5 | 29% | BANC | BANC | BANC | Solar | - | 1 | #N/A | RE McKenzie 2 | BANC_Solar | 12.5 | 0
1214 | SMUD-2011-16 | RE McKenzie 3 |  | SMUD | CA |  |  | Solar PV |  | Existing | 2012-11-08 | 2032-12-01 | 1 | 5 | 12.4 | 28% | BANC | BANC | BANC | Solar | - | 1 | #N/A | RE McKenzie 3 | BANC_Solar | 12.4 | 0
1215 | SMUD-2011-18 | Camp Far West | CAMPFW_7_FARWST | SMUD | CA |  |  | Hydro |  | Existing | 1985-02-01 | 2031-07-01 | 1 | 7.2 | 21.4 | 34% | CAISO | BANC | CAISO | Small_Hydro | - | 1 | #N/A | CAMPFW_7_FARWST | CAISO_Small_Hydro | 21.4 | 0
1216 | SMUD-2011-19 | MM Yolo Power LLC Facility, 1-5 | DAVIS_7_MNMETH | SMUD | CA |  |  | Biogas |  | Existing | 2007-01-01 | 2026-06-30 | 1 | 3.7 | 18.9 | 59% | CAISO | BANC | CAISO | Biomass | - | 1 | #N/A | DAVIS_7_MNMETH | CAISO_Biomass | 18.9 | 0
1217 | SMUD-2011-20 | Buena Vista Biomass Power, LLC | JAKVAL_6_UNITG1 | SMUD | CA |  |  | Biomass |  | Existing | 2012-10-24 | 2032-11-30 | 1 | 22.5 | 100 | 51% | CAISO | BANC | CAISO | Biomass | - | 1 | #N/A | JAKVAL_6_UNITG1 | CAISO_Biomass | 100 | 0
1218 | SMUD-2011-21 | Pardee Power Plant | PARDEB_2_UNIT 1 | SMUD | CA |  |  | Hydro |  | Existing | 2005-07-01 | 2015-06-30 | 1 | 23.6 | 95.3 | 46% | CAISO | BANC | CAISO | Small_Hydro | - | 1 | #N/A | PARDEB_2_UNIT 1 | CAISO_Small_Hydro | 95.3 | 0
1219 | SMUD-2011-21 | Camanche | PARDEB_2_UNIT 1 | SMUD | CA |  |  | Hydro |  | Existing | 2005-07-01 | 2015-06-30 | 1 | 10.8 | 28.9 | 31% | CAISO | BANC | CAISO | Small_Hydro | - | 1 | #N/A | PARDEB_2_UNIT 1 | CAISO_Small_Hydro | 28.9 | 0
1220 | SMUD-2011-22 | Robbs Peak |  | SMUD | CA |  |  | Hydro |  | Existing | 1965-10-01 | 2099-12-31 | 1 | 25.5 | 44.9 | 20% | BANC | BANC | BANC | Small_Hydro | - | 1 | #N/A | Robbs Peak | BANC_Small_Hydro | 44.9 | 0
1221 | SMUD-2011-23 | Nimbus |  | SMUD | CA |  |  | Hydro |  | Existing | 2005-01-01 | 2024-12-31 | 1 | 4.2 | 17.3 | 47% | BANC | BANC | BANC | Small_Hydro | - | 1 | #N/A | Nimbus | BANC_Small_Hydro | 17.3 | 0
1222 | SMUD-2011-23 | Stampede |  | SMUD | CA |  |  | Hydro |  | Existing | 2005-01-01 | 2024-12-31 | 1 | 1.1 | 3.7 | 37% | BANC | BANC | BANC | Small_Hydro | - | 1 | #N/A | Stampede | BANC_Small_Hydro | 3.7 | 0
1223 | SMUD-2011-23 | Lewiston | LEWSTN_7_UNIT 1 | SMUD | CA |  |  | Hydro |  | Existing | 2005-01-01 | 2024-12-31 | 1 | 0.1 | 0.6 | 66% | CAISO | BANC | CAISO | Small_Hydro | - | 1 | #N/A | LEWSTN_7_UNIT 1 | CAISO_Small_Hydro | 0.6 | 0
1224 | SMUD-2011-24 | Solano Wind 1,2 | USWNDR_2_SMUD | SMUD | CA |  |  | Wind |  | Existing | 2003-01-01 | 2099-12-31 | 1 | 102.2 | 211.4 | 24% | CAISO | BANC | CAISO | Wind | - | 1 | #N/A | USWNDR_2_SMUD | CAISO_Wind | 211.4 | 1
1225 | SMUD-2011-26 | Solano Wind 3 | USWNDR_2_SMUD2 | SMUD | CA |  |  | Wind |  | Existing | 2012-04-26 | 2032-04-25 | 1 | 128 | 351 | 31% | CAISO | BANC | CAISO | Wind | - | 1 | #N/A | USWNDR_2_SMUD2 | CAISO_Wind | 351 | 1
1226 | SMUD-2011-27 | Santa Cruz Energy LLC | PSWEET_1_STCRUZ | SMUD | CA |  |  | Biogas |  | Existing | 2009-11-21 | 2024-09-30 | 1 | 1.6 | 10.6 | 76% | CAISO | BANC | CAISO | Biomass | - | 1 | #N/A | PSWEET_1_STCRUZ | CAISO_Biomass | 10.6 | 0
1227 | SMUD-2011-28 | Iberdrola Renewables, Inc. (Simpson Biomass, Tacoma, WA) |  | SMUD | WA |  |  | Biomass |  | Existing | 2009-07-01 | 2021-08-01 | 1 | 34 | 276.8 | 93% | BPA | BANC | NW | Biomass | - | 1 | #N/A | Iberdrola Renewables, Inc. (Simpson Biomass, Tacoma, WA) | NW_Biomass | 276.8 | 0
1228 | SMUD-2011-30 | SPI Burlington |  | SMUD | WA |  |  | Biomass |  | Existing | 2007-08-01 | 2017-07-31 | 1 | 15 | 117.4 | 89% | PSE | BANC | NW | Biomass | - | 1 | #N/A | SPI Burlington | NW_Biomass | 117.4 | 0
1229 | SMUD-2011-34 | Jones Fork |  | SMUD | CA |  |  | Hydro |  | Existing | 1985-06-01 | 2099-12-31 | 1 | 10 | 19.5 | 22% | BANC | BANC | BANC | Small_Hydro | - | 1 | #N/A | Jones Fork | BANC_Small_Hydro | 19.5 | 0
1230 | SMUD-2011-41 | Patua Hot Springs |  | SMUD | NV |  |  | Geothermal |  | Existing | 2013-12-28 | 2033-12-31 | 1 | 48 | 110.8 | 26% | SPP | BANC | NW | Geothermal | - | 1 | #N/A | Patua Hot Springs | NW_Geothermal | 110.8 | 0
1231 | SMUD-2011-42 | CVFA CARSON Cogen 1 | LGHTHP_6_ICEGEN | SMUD | CA |  |  | Biogas | Pipeline | Existing | 2009-08-01 | 2022-08-11 | 1 | - | 6.7 |  | CAISO | BANC | CAISO | Other | - | 1 | #N/A | LGHTHP_6_ICEGEN | CAISO_Other | 6.7 | 0
1232 | SMUD-2011-5 | Point Pleasant (Lawrence Solar Farm) |  | SMUD | CA |  |  | Solar PV |  | Existing | 2011-12-30 | 2032-01-01 | 1 | 1 | 2.1 | 24% | BANC | BANC | BANC | Solar | - | 1 | #N/A | Point Pleasant (Lawrence Solar Farm) | BANC_Solar | 2.1 | 0
1233 | SMUD-2011-6 | Grundman-Wilkinson Solar Farm (Bruceville Road) |  | SMUD | CA |  |  | Solar PV |  | Existing | 2011-12-28 | 2032-01-01 | 1 | 18 | 36.5 | 23% | BANC | BANC | BANC | Solar | - | 1 | #N/A | Grundman-Wilkinson Solar Farm (Bruceville Road) | BANC_Solar | 36.5 | 0
1234 | SMUD-2011-8 | Kost (Fleshman Solar Farm) |  | SMUD | CA |  |  | Solar PV |  | Existing | 2011-11-19 | 2031-12-01 | 1 | 3 | 6 | 23% | BANC | BANC | BANC | Solar | - | 1 | #N/A | Kost (Fleshman Solar Farm) | BANC_Solar | 6 | 0
1235 | SMUD-2011-9 | Boessow (Van Connett Solar Farm) |  | SMUD | CA |  |  | Solar PV |  | Existing | 2011-12-20 | 2032-01-01 | 1 | 3 | 6 | 23% | BANC | BANC | BANC | Solar | - | 1 | #N/A | Boessow (Van Connett Solar Farm) | BANC_Solar | 6 | 0
1236 | SMUD-2012-37 | Aerojet I (3.6MW) Solar Plant |  | SMUD | CA |  |  | Solar PV |  | Existing | 2009-12-04 | 2099-12-31 | 1 | 3.6 | 6.7 | 21% | BANC | BANC | BANC | Solar | - | 1 | #N/A | Aerojet I (3.6MW) Solar Plant | BANC_Solar | 6.7 | 0
1237 | SMUD-2012-38 | Aerojet II (2.4MW) Solar Plant |  | SMUD | CA |  |  | Solar PV |  | Existing | 2010-05-21 | 2099-12-31 | 1 | 2.4 | 4.5 | 21% | BANC | BANC | BANC | Solar | - | 1 | #N/A | Aerojet II (2.4MW) Solar Plant | BANC_Solar | 4.5 | 0
1238 | SMUD-2012-46 | Ace Sacramento Solar - Campbell Soup |  | SMUD | CA |  |  | Solar PV |  | Existing | 2012-07-25 | 2099-12-31 | 1 | 1.9 | 3.7 | 22% | BANC | BANC | BANC | Solar | - | 1 | #N/A | Ace Sacramento Solar - Campbell Soup | BANC_Solar | 3.7 | 0
1239 | SMUD-2012-53 | Intel Corporation - Intel |  | SMUD | CA |  |  | Solar PV |  | Existing | 2010-07-06 | 2099-12-31 | 1 | 1 | 1.7 | 19% | BANC | BANC | BANC | Solar | - | 1 | #N/A | Intel Corporation - Intel | BANC_Solar | 1.7 | 0
1240 | SMUD-2012-81 | Siemens Industry Inc. |  | SMUD | CA |  |  | Solar PV |  | Existing | 2010-07-15 | 2099-12-31 | 1 | 1.9 | 4.6 | 28% | BANC | BANC | BANC | Solar | - | 1 | #N/A | Siemens Industry Inc. | BANC_Solar | 4.6 | 0
1241 | SMUD-2012-86 | U.S. National Leasing LLC (Depot Park) |  | SMUD | CA |  |  | Solar PV |  | Existing | 2010-12-29 | 2099-12-31 | 1 | 2.5 | 4 | 18% | BANC | BANC | BANC | Solar | - | 1 | #N/A | U.S. National Leasing LLC (Depot Park) | BANC_Solar | 4 | 0
1242 | SMUD-2014-1 | Sutter Landing Solar AKA Sacramento (SMUD) |  | SMUD | CA |  |  | Solar PV |  | Existing | 2013-11-18 | 2033-11-18 | 1 | 1.5 | 0.9 | 6% | BANC | BANC | BANC | Solar | - | 1 | #N/A | Sutter Landing Solar AKA Sacramento (SMUD) | BANC_Solar | 0.9 | 0
1243 | SMUD-2014-11 | FAA Norcal TRACON |  | SMUD | CA |  |  | Solar PV |  | Existing | 2012-11-09 | 2099-12-31 | 1 | 1 | 1.7 | 19% | BANC | BANC | BANC | Solar | - | 1 | #N/A | FAA Norcal TRACON | BANC_Solar | 1.7 | 0
1244 | SMUD-2014-3 | Salton Sea Unit 3 | MIRAGE_2_COCHLA | SMUD | CA |  |  | Geothermal |  | Existing | 2017-07-01 | 2039-12-31 | 1 | 54 | 353 | 75% | CAISO | BANC | CAISO | Geothermal | - | 1 | #N/A | MIRAGE_2_COCHLA | CAISO_Geothermal | 353 | 0
1245 | SMUD-2014-3 | J M Leathers | MIRAGE_2_COCHLA | SMUD | CA |  |  | Geothermal |  | Existing | 2017-07-01 | 2039-12-31 | 1 | 35.8 | 335.4 | 107% | CAISO | BANC | CAISO | Geothermal | - | 1 | #N/A | MIRAGE_2_COCHLA | CAISO_Geothermal | 335.4 | 0
1246 | SMUD-2014-3 | J J Elmore | MIRAGE_2_COCHLA | SMUD | CA |  |  | Geothermal |  | Existing | 2017-07-01 | 2039-12-31 | 1 | 35.8 | 332.3 | 106% | CAISO | BANC | CAISO | Geothermal | - | 1 | #N/A | MIRAGE_2_COCHLA | CAISO_Geothermal | 332.3 | 0
1247 | SMUD-2014-3 | Salton Sea Unit 5 | MIRAGE_2_COCHLA | SMUD | CA |  |  | Geothermal |  | Existing | 2017-07-01 | 2039-12-31 | 1 | 49.9 | 324 | 74% | IID | BANC | IID | Geothermal | - | 1 | #N/A | MIRAGE_2_COCHLA | IID_Geothermal | 324 | 0
1248 | SMUD-2014-3 | Del Ranch Company (formerly A W Hoch) | MIRAGE_2_COCHLA | SMUD | CA |  |  | Geothermal |  | Existing | 2017-07-01 | 2039-12-31 | 1 | 35.8 | 316.1 | 101% | CAISO | BANC | CAISO | Geothermal | - | 1 | #N/A | MIRAGE_2_COCHLA | CAISO_Geothermal | 316.1 | 0
1249 | SMUD-2014-3 | Salton Sea Unit 4 | MIRAGE_2_COCHLA | SMUD | CA |  |  | Geothermal |  | Existing | 2017-07-01 | 2039-12-31 | 1 | 51 | 313.7 | 70% | CAISO | BANC | CAISO | Geothermal | - | 1 | #N/A | MIRAGE_2_COCHLA | CAISO_Geothermal | 313.7 | 0
1250 | SMUD-2014-3 | Vulcan, Gen 1 | MIRAGE_2_COCHLA | SMUD | CA |  |  | Geothermal |  | Existing | 2017-07-01 | 2039-12-31 | 1 | 30.2 | 272.7 | 103% | CAISO | BANC | CAISO | Geothermal | - | 1 | #N/A | MIRAGE_2_COCHLA | CAISO_Geothermal | 272.7 | 0
1251 | SMUD-2014-3 | Salton Sea Unit 2 | MIRAGE_2_COCHLA | SMUD | CA |  |  | Geothermal |  | Existing | 2017-07-01 | 2039-12-31 | 1 | 11.7 | 117.9 | 115% | CAISO | BANC | CAISO | Geothermal | - | 1 | #N/A | MIRAGE_2_COCHLA | CAISO_Geothermal | 117.9 | 0
1252 | SMUD-2014-3 | Salton Sea Unit 1 | MIRAGE_2_COCHLA | SMUD | CA |  |  | Geothermal |  | Existing | 2017-07-01 | 2039-12-31 | 1 | 10 | 69.6 | 79% | CAISO | BANC | CAISO | Geothermal | - | 1 | #N/A | MIRAGE_2_COCHLA | CAISO_Geothermal | 69.6 | 0
1253 | SMUD-2014-3 | CE Turbo LLC | MIRAGE_2_COCHLA | SMUD | CA |  |  | Geothermal |  | Existing | 2017-07-01 | 2039-12-31 | 1 | 11.5 | 54 | 54% | IID | BANC | IID | Geothermal | - | 1 | #N/A | MIRAGE_2_COCHLA | IID_Geothermal | 54 | 0
1254 | SMUD-2014-4 | Kiefer Landfill Gas-to-Energy Facility |  | SMUD | CA |  |  | Biogas |  | Existing | 2014-12-01 | 2025-12-31 | 1 | 9.2 | 66 | 82% | BANC | BANC | BANC | Biomass | - | 1 | #N/A | Kiefer Landfill Gas-to-Energy Facility | BANC_Biomass | 66 | 0
1255 | SMUD-2014-9 | Intel Corporation Phase 2 |  | SMUD | CA |  |  | Solar PV |  | Existing | 2012-09-24 | 2099-12-31 | 1 | 1 | 1.7 | 19% | BANC | BANC | BANC | Solar | - | 1 | #N/A | Intel Corporation Phase 2 | BANC_Solar | 1.7 | 0
1256 | SMUD-60703A | Sacramento Soleil, LLC |  | SMUD | CA |  |  | Solar PV |  | Existing |  | 2028-07-25 | 1 | 1 | 1.7 | 20% | BANC | BANC | BANC | Solar | - | 1 | #N/A | Sacramento Soleil, LLC | BANC_Solar | 1.7 | 0
1257 | SMUD-60760F | COSUMNES POWER PLANT |  | SMUD | CA |  |  | Biogas | Pipeline | Existing |  | 2099-12-31 | 1 | - | 516.5 |  | BANC | BANC | BANC | Other | - | 1 | #N/A | COSUMNES POWER PLANT | BANC_Other | 516.5 | 0
1258 | SMUD-2015-10 | Van Steyn Dairy Digester |  | SMUD | CA |  |  | Biomass |  | Existing | 2015-09-24 | 2035-09-25 | 1 | 0.2 | 1.6 | 80% | BANC | BANC | BANC | Biomass | - | 1 | #N/A | Van Steyn Dairy Digester | BANC_Biomass | 1.6 | 0
1259 | SVP-2011-1 | Geothermal 1 | NCPA_7_GP1UN1 | SVP | CA |  |  | Geothermal |  | Existing | 1983-01-01 | 2099-12-31 | 1 | 24.4 | 200.3 | 94% | CAISO | CAISO | CAISO | Geothermal | - | 1 | #N/A | NCPA_7_GP1UN1 | CAISO_Geothermal | 200.3 | 0
1260 | SVP-2011-10 | Stony Gorge | ELKCRK_6_STONYG | SVP | CA |  |  | Hydro |  | Existing | 1985-08-29 | 2099-12-31 | 1 | 5 | 11.9 | 27% | CAISO | CAISO | CAISO | Small_Hydro | - | 1 | #N/A | ELKCRK_6_STONYG | CAISO_Small_Hydro | 11.9 | 0
1261 | SVP-2011-11 | High Line Canal | CSCHYD_2_UNIT 2 | SVP | CA |  |  | Hydro |  | Existing | 1987-08-01 | 2099-12-31 | 1 | 0.5 | - | 0% | CAISO | CAISO | CAISO | Small_Hydro | - | 1 | #N/A | CSCHYD_2_UNIT 2 | CAISO_Small_Hydro | 0 | 0
1262 | SVP-2011-12 | Ostrom Road aka G2 Energy Project | WHEATL_6_LNDFIL | SVP | CA |  |  | Biogas |  | Existing | 2009-01-09 | 2024-01-09 | 1 | 3.2 | 15.1 | 54% | CAISO | CAISO | CAISO | Biomass | - | 1 | #N/A | WHEATL_6_LNDFIL | CAISO_Biomass | 15.1 | 0
1263 | SVP-2011-13 | Grizzly | GRIZLY_1_UNIT 1 | SVP | CA |  |  | Hydro |  | Existing | 1993-11-18 | 2099-12-31 | 1 | 21 | 35.8 | 19% | CAISO | CAISO | CAISO | Small_Hydro | - | 1 | #N/A | GRIZLY_1_UNIT 1 | CAISO_Small_Hydro | 35.8 | 0
1264 | SVP-2011-15 | Big Horn 1 |  | SVP | WA |  |  | Wind |  | Existing | 2006-10-01 | 2026-10-01 | 1 | 105 | 278.6 | 30% | BPA | CAISO | NW | Wind | - | 1 | #N/A | Big Horn 1 | NW_Wind | 278.6 | 0
1265 | SVP-2011-16 | Big Horn 2 |  | SVP | WA |  |  | Wind |  | Existing | 2010-11-01 | 2035-11-01 | 1 | 17.5 | 42.5 | 28% | BPA | CAISO | NW | Wind | - | 1 | #N/A | Big Horn 2 | NW_Wind | 42.5 | 0
1266 | SVP-2011-17 | Manzana Wind | MANZNA_2_WIND | SVP | CA |  |  | Wind |  | Existing | 2012-12-20 | 2032-12-20 | 1 | 50 | 139.9 | 32% | CAISO | CAISO | CAISO | Wind | - | 1 | #N/A | MANZNA_2_WIND | CAISO_Wind | 139.9 | 1
1267 | SVP-2011-2 | Geothermal 2 | NCPA_7_GP2UN3 | SVP | CA |  |  | Geothermal |  | Existing | 1985-05-01 | 2099-12-31 | 1 | 24.4 | 181.7 | 85% | CAISO | CAISO | CAISO | Geothermal | - | 1 | #N/A | NCPA_7_GP2UN3 | CAISO_Geothermal | 181.7 | 0
1268 | SVP-2011-3 | Spicer | SPICER_1_UNIT 1 | SVP | CA |  |  | Hydro |  | Existing | 1989-11-30 | 2099-12-31 | 1 | 2.2 | 6.6 | 34% | CAISO | CAISO | CAISO | Small_Hydro | - | 1 | #N/A | SPICER_1_UNIT 1 | CAISO_Small_Hydro | 6.6 | 0
1269 | SVP-2011-6 | Nimbus |  | SVP | CA |  |  | Hydro |  | Existing | 2005-01-01 | 2024-12-31 | 1 | 1.2 | 5 | 47% | BANC | CAISO | BANC | Small_Hydro | - | 1 | #N/A | Nimbus | BANC_Small_Hydro | 5 | 0
1270 | SVP-2011-6 | Stampede |  | SVP | CA |  |  | Hydro |  | Existing | 2005-01-01 | 2024-12-31 | 1 | 0.3 | 1.1 | 37% | BANC | CAISO | BANC | Small_Hydro | - | 1 | #N/A | Stampede | BANC_Small_Hydro | 1.1 | 0
1271 | SVP-2011-6 | Lewiston | LEWSTN_7_UNIT 1 | SVP | CA |  |  | Hydro |  | Existing | 2005-01-01 | 2024-12-31 | 1 | 0 | 0.2 | 66% | CAISO | CAISO | CAISO | Small_Hydro | - | 1 | #N/A | LEWSTN_7_UNIT 1 | CAISO_Small_Hydro | 0.2 | 0
1272 | SVP-2011-9 | Black Butte | BLCKBT_2_STONEY | SVP | CA |  |  | Hydro |  | Existing | 1997-05-20 | 2099-12-31 | 1 | 6.2 | 14.5 | 27% | CAISO | CAISO | CAISO | Small_Hydro | - | 1 | #N/A | BLCKBT_2_STONEY | CAISO_Small_Hydro | 14.5 | 0
1273 | SVP-2013-2 | RE Rosamond One | RSMSLR_6_SOLAR1 | SVP | CA |  |  | Solar PV |  | Existing | 2013-12-23 | 2038-12-23 | 1 | 20 | 53.2 | 30% | CAISO | CAISO | CAISO | Solar | - | 1 | #N/A | RSMSLR_6_SOLAR1 | CAISO_Solar | 53.2 | 1
1274 | SVP-60071A | Tulloch | TULLCK_7_UNIT 1 | SVP | CA |  |  | Hydro |  | Existing |  | 2023-12-31 | 1 | 17.1 | 102.7 | 69% | CAISO | CAISO | CAISO | Small_Hydro | - | 1 | #N/A | TULLCK_7_UNIT 1 | CAISO_Small_Hydro | 102.7 | 0
1275 | SVP-2014-1 | Beardsley | BEARDS_7_UNIT 1 | SVP | CA |  |  | Hydro |  | Existing | 2014-01-01 | 2023-12-31 | 1 | 10 | 46.9 | 54% | CAISO | CAISO | CAISO | Small_Hydro | - | 1 | #N/A | BEARDS_7_UNIT 1 | CAISO_Small_Hydro | 46.9 | 0
1276 | SVP-60156A 62380A 62381A | Friant-Kern Hydro Facility (River Outlet, Madera Canal, F-K) | FRIANT_6_UNITS | SVP | CA |  |  | Hydro |  | Existing | 2016-01-01 | 2099-12-31 | 1 | 30.6 | 72.9 | 27% | CAISO | CAISO | CAISO | Small_Hydro | - | 1 | #N/A | FRIANT_6_UNITS | CAISO_Small_Hydro | 72.9 | 0
1277 | SVP-2014-2 | Ameresco Vasco Road LLC | CAYTNO_2_VASCO | SVP | CA |  |  | Biogas |  | Existing | 2014-02-11 | 2034-03-31 | 1 | 4.3 | 30.3 | 80% | CAISO | CAISO | CAISO | Biomass | - | 1 | #N/A | CAYTNO_2_VASCO | CAISO_Biomass | 30.3 | 0
1278 | SVP-2014-3 | Ameresco Forward LLC | WEBER_6_FORWRD | SVP | CA |  |  | Biogas |  | Existing | 2014-01-31 | 2034-01-31 | 1 | 4.3 | 19 | 50% | CAISO | CAISO | CAISO | Biomass | - | 1 | #N/A | WEBER_6_FORWRD | CAISO_Biomass | 19 | 0
1279 | SVP-2011-14 | Santa Clara 85C | ZOND_6_UNIT | SVP | CA |  |  | Wind |  | Existing | 2006-08-31 | 2016-08-31 | 1 | 18 | 16.4 | 10% | CAISO | CAISO | CAISO | Wind | - | 1 | #N/A | ZOND_6_UNIT | CAISO_Wind | 16.4 | 1
1280 | TDPUD-2011-1 | TRANS JORDAN |  | TDPUD | UT |  |  | Biogas |  | Existing | 2011-01-01 | 2023-12-31 | 1 | 3.4 | 16.9 | 57% | BPA | CAISO | NW | Biomass | - | 1 | #N/A | TRANS JORDAN | NW_Biomass | 16.9 | 0
1281 | TDPUD-2012-10 | Pleasant Valley (WEST Wyoming Wind Energy Center) |  | TDPUD | WY |  |  | Wind |  | Existing | 2009-06-01 | 2028-12-31 | 1 | 2 | 3.5 | 20% | PACE | CAISO | NW | Wind | - | 1 | #N/A | Pleasant Valley (WEST Wyoming Wind Energy Center) | NW_Wind | 3.5 | 0
1282 | TDPUD-2012-8 | Horse Butte Wind |  | TDPUD | ID |  |  | Wind |  | Existing | 2010-08-04 | 2035-12-31 | 1 | 15.2 | 11.4 | 9% | PACE | CAISO | NW | Wind | - | 1 | #N/A | Horse Butte Wind | NW_Wind | 11.4 | 0
1283 | TDPUD-61355A | Salt Lake Landfill Gas Recovery |  | TDPUD | UT |  |  | Biogas |  | Existing |  | 2023-12-31 | 1 | 2.2 | 6 | 31% | PACE | CAISO | NW | Biomass | - | 1 | #N/A | Salt Lake Landfill Gas Recovery | NW_Biomass | 6 | 0
1284 | TID-2011-1 | Tuolumne Wind Project |  | TIDC | WA |  |  | Wind |  | Existing | 2009-04-27 | 2099-12-31 | 1 | 75 | 367.2 | 56% | BPA | BANC | NW | Wind | - | 1 | #N/A | Tuolumne Wind Project | NW_Wind | 367.2 | 0
1285 | TID-2011-2 | Geothermal 1 | NCPA_7_GP1UN1 | TIDC | CA |  |  | Geothermal |  | Existing | 1983-01-01 | 2099-12-31 | 1 | 3.5 | 28.6 | 94% | CAISO | BANC | CAISO | Geothermal | - | 1 | #N/A | NCPA_7_GP1UN1 | CAISO_Geothermal | 28.6 | 0
1286 | TID-2011-3 | Geothermal 2 | NCPA_7_GP2UN3 | TIDC | CA |  |  | Geothermal |  | Existing | 1985-01-01 | 2099-12-31 | 1 | 3.5 | 25.9 | 85% | CAISO | BANC | CAISO | Geothermal | - | 1 | #N/A | NCPA_7_GP2UN3 | CAISO_Geothermal | 25.9 | 0
1287 | TID-2011-4 | La Grange |  | TIDC | CA |  |  | Hydro |  | Existing | 1924-01-01 | 2099-12-31 | 1 | 4.2 | 18.8 | 51% | TIDC | BANC | BANC | Small_Hydro | - | 1 | #N/A | La Grange | BANC_Small_Hydro | 18.8 | 0
1288 | TID-2011-5 | Upper Dawson |  | TIDC | CA |  |  | Hydro |  | Existing | 1983-11-01 | 2099-12-31 | 1 | 4.4 | 10.6 | 28% | TIDC | BANC | BANC | Small_Hydro | - | 1 | #N/A | Upper Dawson | BANC_Small_Hydro | 10.6 | 0
1289 | TID-2011-6 | Turlock Lake |  | TIDC | CA |  |  | Hydro |  | Existing | 1980-07-05 | 2099-12-31 | 1 | 3.3 | 8.2 | 28% | TIDC | BANC | BANC | Small_Hydro | - | 1 | #N/A | Turlock Lake | BANC_Small_Hydro | 8.2 | 0
1290 | TID-2011-7 | Hickman |  | TIDC | CA |  |  | Hydro |  | Existing | 1979-08-31 | 2099-12-31 | 1 | 1.1 | 4 | 42% | TIDC | BANC | BANC | Small_Hydro | - | 1 | #N/A | Hickman | BANC_Small_Hydro | 4 | 0
1291 | TID-2011-10 | Merced ID (Parker) | CRESSY_1_PARKER | TIDC | CA |  |  | Hydro |  | Existing | 1981-09-23 | 2030-09-23 | 1 | 2.7 | 5.9 | 25% | CAISO | BANC | CAISO | Small_Hydro | - | 1 | #N/A | CRESSY_1_PARKER | CAISO_Small_Hydro | 5.9 | 0
1292 | TID-2011-11 | Frankenheimer | COTTLE_2_FRNKNH | TIDC | CA |  |  | Hydro |  | Existing | 1982-04-16 | 2031-04-16 | 1 | 5 | 14.6 | 33% | CAISO | BANC | CAISO | Small_Hydro | - | 1 | #N/A | COTTLE_2_FRNKNH | CAISO_Small_Hydro | 14.6 | 0
1293 | TID-60184A | Woodward | VLYHOM_7_SSJID | TIDC | CA |  |  | Hydro |  | Existing | 2013-01-01 | 2031-04-16 | 1 | 2.9 | 5.1 | 20% | CAISO | BANC | CAISO | Small_Hydro | - | 1 | #N/A | VLYHOM_7_SSJID | CAISO_Small_Hydro | 5.1 | 0
1294 | TID-60201A | Canal Creek Power Plant | CURIS_1_QF | TIDC | CA |  |  | Hydro |  | Existing |  | 2030-09-23 | 1 | 0.9 | - | 0% | CAISO | BANC | CAISO | Small_Hydro | - | 1 | #N/A | CURIS_1_QF | CAISO_Small_Hydro | 0 | 0
1295 | TID-60210A | Fairfield Power Plant Papazian | CURIS_1_QF | TIDC | CA |  |  | Hydro |  | Existing | 2015-03-01 | 2030-09-23 | 1 | 0.9 | - | 0% | CAISO | BANC | CAISO | Small_Hydro | - | 1 | #N/A | CURIS_1_QF | CAISO_Small_Hydro | 0 | 0
1296 | UKIAH-2011-3 | Geothermal 1 | NCPA_7_GP1UN1 | Ukiah | CA |  |  | Geothermal |  | Existing | 2009-12-29 | 2099-12-31 | 1 | 3.1 | 25.3 | 94% | CAISO | CAISO | CAISO | Geothermal | - | 1 | #N/A | NCPA_7_GP1UN1 | CAISO_Geothermal | 25.3 | 0
1297 | UKIAH-2011-4 | Geothermal 2 | NCPA_7_GP2UN3 | Ukiah | CA |  |  | Geothermal |  | Existing | 2009-12-29 | 2099-12-31 | 1 | 3.1 | 23 | 85% | CAISO | CAISO | CAISO | Geothermal | - | 1 | #N/A | NCPA_7_GP2UN3 | CAISO_Geothermal | 23 | 0
1298 | UKIAH-2011-6 | Lake Mendocino | UKIAH_7_LAKEMN | Ukiah | CA |  |  | Hydro |  | Existing | 1986-08-11 | 2099-12-31 | 1 | 3.5 | 5.1 | 17% | CAISO | CAISO | CAISO | Small_Hydro | - | 1 | #N/A | UKIAH_7_LAKEMN | CAISO_Small_Hydro | 5.1 | 0
1299 | UKIAH-2011-7 | Nimbus |  | Ukiah | CA |  |  | Hydro |  | Existing | 2005-01-01 | 2024-12-31 | 1 | 0 | 0.2 | 47% | BANC | CAISO | BANC | Small_Hydro | - | 1 | #N/A | Nimbus | BANC_Small_Hydro | 0.2 | 0
1300 | UKIAH-2011-7 | Stampede |  | Ukiah | CA |  |  | Hydro |  | Existing | 2005-01-01 | 2024-12-31 | 1 | 0 | 0 | 37% | BANC | CAISO | BANC | Small_Hydro | - | 1 | #N/A | Stampede | BANC_Small_Hydro | 0 | 0
1301 | UKIAH-2011-7 | Lewiston | LEWSTN_7_UNIT 1 | Ukiah | CA |  |  | Hydro |  | Existing | 2005-01-01 | 2024-12-31 | 1 | 0 | 0 | 66% | CAISO | CAISO | CAISO | Small_Hydro | - | 1 | #N/A | LEWSTN_7_UNIT 1 | CAISO_Small_Hydro | 0 | 0
1302 | UKIAH-2011-8 | Spicer | SPICER_1_UNIT 1 | Ukiah | CA |  |  | Hydro |  | Existing | 1982-09-01 | 2099-12-31 | 1 | 0.1 | 0.4 | 34% | CAISO | CAISO | CAISO | Small_Hydro | - | 1 | #N/A | SPICER_1_UNIT 1 | CAISO_Small_Hydro | 0.4 | 0
1303 | VERN-2014-1 | Malburg Generating Station | VERNON_7_CTG1 | Vernon | CA |  |  | Biogas | Pipeline | Existing | 2008-04-10 | 2023-04-10 | 1 | - | 105.2 |  | CAISO | CAISO | CAISO | Other | - | 1 | #N/A | VERNON_7_CTG1 | CAISO_Other | 105.2 | 0
1304 |  | Mesquite Solar 3, LLC | MSOLAR_2_SOLAR3 | WAPA | CA |  |  | Solar PV |  | Existing | 2016-12-01 | 2041-11-30 | 1 | 152 | 399.5 | 30% | CAISO | CAISO | CAISO | Solar | - | 1 | #N/A | MSOLAR_2_SOLAR3 | CAISO_Solar | 399.5 | 1
1305 |  | Solverde 1 | BIGSKY_2_SOLAR6 | CDWR | CA |  |  | Solar PV |  | Existing | 2016-12-17 | 2036-12-16 | 1 | 85 | 223.4 | 30% | CAISO | CAISO | CAISO | Solar | - | 1 | #N/A | BIGSKY_2_SOLAR6 | CAISO_Solar | 223.4 | 1
1306 |  | Astoria 2 | ASTORA_2_SOLAR2 | City of Azusa | CA |  |  | Solar PV |  | Existing | 2016-10-31 | 2041-10-30 | 1 | 2 | 5.3 | 30% | CAISO | CAISO | CAISO | Solar | - | 1 | #N/A | ASTORA_2_SOLAR2 | CAISO_Solar | 5.3 | 1
1307 |  | Astoria 2 | ASTORA_2_SOLAR2 | City of Banning | CA |  |  | Solar PV |  | Existing | 2016-10-31 | 2041-10-30 | 1 | 8 | 21 | 30% | CAISO | CAISO | CAISO | Solar | - | 1 | #N/A | ASTORA_2_SOLAR2 | CAISO_Solar | 21 | 1
1308 |  | Astoria 2 | ASTORA_2_SOLAR2 | City of Colton | CA |  |  | Solar PV |  | Existing | 2016-10-31 | 2041-10-30 | 1 | 5 | 13.1 | 30% | CAISO | CAISO | CAISO | Solar | - | 1 | #N/A | ASTORA_2_SOLAR2 | CAISO_Solar | 13.1 | 1
1309 |  | Astoria 2 | ASTORA_2_SOLAR2 | City of Vernon | CA |  |  | Solar PV |  | Existing | 2016-10-31 | 2041-10-30 | 1 | 30 | 78.8 | 30% | CAISO | CAISO | CAISO | Solar | - | 1 | #N/A | ASTORA_2_SOLAR2 | CAISO_Solar | 78.8 | 1
1310 |  | Astoria 2 | ASTORA_2_SOLAR2 | Corona | CA |  |  | Solar PV |  | Existing | 2016-10-31 | 2041-10-30 | 1 | 2 | 5.3 | 30% | CAISO | CAISO | CAISO | Solar | - | 1 | #N/A | ASTORA_2_SOLAR2 | CAISO_Solar | 5.3 | 1
1311 |  | Astoria 2 | ASTORA_2_SOLAR2 | Lodi | CA |  |  | Solar PV |  | Existing | 2016-10-31 | 2041-10-30 | 1 | 10 | 26.3 | 30% | CAISO | CAISO | CAISO | Solar | - | 1 | #N/A | ASTORA_2_SOLAR2 | CAISO_Solar | 26.3 | 1
1312 |  | Astoria 2 | ASTORA_2_SOLAR2 | Moreno Valley | CA |  |  | Solar PV |  | Existing | 2016-10-31 | 2041-10-30 | 1 | 2 | 5.3 | 30% | CAISO | CAISO | CAISO | Solar | - | 1 | #N/A | ASTORA_2_SOLAR2 | CAISO_Solar | 5.3 | 1
1313 |  | Astoria 2 | ASTORA_2_SOLAR2 | Rancho Cucamonga | CA |  |  | Solar PV |  | Existing | 2016-10-31 | 2041-10-30 | 1 | 6 | 15.8 | 30% | CAISO | CAISO | CAISO | Solar | - | 1 | #N/A | ASTORA_2_SOLAR2 | CAISO_Solar | 15.8 | 1
1314 |  | Astoria 2 | ASTORA_2_SOLAR2 | PWRPA | CA |  |  | Solar PV |  | Existing | 2016-10-31 | 2041-10-30 | 1 | 10 | 26.3 | 30% | CAISO | CAISO | CAISO | Solar | - | 1 | #N/A | ASTORA_2_SOLAR2 | CAISO_Solar | 26.3 | 1
1315 |  | Excelsior Solar | EXCLSG_1_SOLAR | UC | CA |  |  | Solar PV |  | Existing | 2016-10-06 | 2041-10-05 | 1 | 60 | 157.7 | 30% | CAISO | CAISO | CAISO | Solar | - | 1 | #N/A | EXCLSG_1_SOLAR | CAISO_Solar | 157.7 | 1
1316 |  | Rosamond West Solar 2 | RTEDDY_2_SOLAR2 | TIDC | CA |  |  | Solar PV |  | Existing | 2016-12-22 | 2036-12-21 | 1 | 55 | 144.5 | 30% | CAISO | CAISO | CAISO | Solar | - | 1 | #N/A | RTEDDY_2_SOLAR2 | CAISO_Solar | 144.5 | 1
1317 |  | Rosamond West Solar 1 | RTEDDY_2_SOLAR1 | Stanford | CA |  |  | Solar PV |  | Existing | 2016-12-22 | 2036-12-21 | 1 | 54 | 141.9 | 30% | CAISO | CAISO | CAISO | Solar | - | 1 | #N/A | RTEDDY_2_SOLAR1 | CAISO_Solar | 141.9 | 1
1318 |  | Big Sky Solar 1 | BIGSKY_2_SOLAR7 | SCPPA | CA |  |  | Solar PV |  | Existing | 2016-12-15 | 2036-12-14 | 1 | 50 | 131.4 | 30% | CAISO | CAISO | CAISO | Solar | - | 1 | #N/A | BIGSKY_2_SOLAR7 | CAISO_Solar | 131.4 | 1
1319 |  | Golden Hills B | USWND2_1_WIND2 | Google | CA |  |  | Wind |  | Existing | 2015-12-18 | 2035-12-17 | 1 | 43 | 112.9 | 30% | CAISO | CAISO | CAISO | Wind | - | 1 | #N/A | USWND2_1_WIND2 | CAISO_Wind | 112.9 | 1
1320 |  | Big Sky Solar 4 | BIGSKY_2_SOLAR2 | City of Palo Alto | CA |  |  | Solar PV |  | Existing | 2016-12-03 | 2041-12-02 | 1 | 40 | 105.1 | 30% | CAISO | CAISO | CAISO | Solar | - | 1 | #N/A | BIGSKY_2_SOLAR2 | CAISO_Solar | 105.1 | 1
1321 |  | Mustang 3 | MSTANG_2_SOLAR3 | SCP/MCE | CA |  |  | Solar PV |  | Existing | 2016-05-03 | 2041-05-02 | 1 | 40 | 105.1 | 30% | CAISO | CAISO | CAISO | Solar | - | 1 | #N/A | MSTANG_2_SOLAR3 | CAISO_Solar | 105.1 | 1
1322 |  | Mustang | MSTANG_2_SOLAR | SCP/MCE | CA |  |  | Solar PV |  | Existing | 2016-07-12 | 2041-07-11 | 1 | 30 | 78.8 | 30% | CAISO | CAISO | CAISO | Solar | - | 1 | #N/A | MSTANG_2_SOLAR | CAISO_Solar | 78.8 | 1
1323 |  | Mustang 4 | MSTANG_2_SOLAR4 | SCP/MCE | CA |  |  | Solar PV |  | Existing | 2016-06-09 | 2041-06-08 | 1 | 30 | 78.8 | 30% | CAISO | CAISO | CAISO | Solar | - | 1 | #N/A | MSTANG_2_SOLAR4 | CAISO_Solar | 78.8 | 1
1324 |  | Antelope Big Sky Ranch | BIGSKY_2_SOLAR1 | SCPPA | CA |  |  | Solar PV |  | Existing | 2016-08-16 | 2041-08-15 | 1 | 20 | 52.6 | 30% | CAISO | CAISO | CAISO | Solar | - | 1 | #N/A | BIGSKY_2_SOLAR1 | CAISO_Solar | 52.6 | 1
1325 |  | Western Antelope Blue Sky Ranch B | BIGSKY_2_SOLAR4 | City of Palo Alto | CA |  |  | Solar PV |  | Existing | 2016-12-03 | 2041-12-02 | 1 | 20 | 52.6 | 30% | CAISO | CAISO | CAISO | Solar | - | 1 | #N/A | BIGSKY_2_SOLAR4 | CAISO_Solar | 52.6 | 1
1326 |  | Blythe Green 1 | BLYTHE_1_SOLAR2 | Cisco | CA |  |  | Solar PV |  | Existing | 2017-04-05 | 2037-04-04 | 1 | 20 | 52.6 | 30% | CAISO | CAISO | CAISO | Solar | - | 1 | #N/A | BLYTHE_1_SOLAR2 | CAISO_Solar | 52.6 | 1
1327 |  | Crow Creek Solar 1 | CRWCKS_1_SOLAR1 | City of Palo Alto | CA |  |  | Solar PV |  | Existing | 2016-06-30 | 2046-06-29 | 1 | 20 | 52.6 | 30% | CAISO | CAISO | CAISO | Solar | - | 1 | #N/A | CRWCKS_1_SOLAR1 | CAISO_Solar | 52.6 | 1
1328 |  | Kingbird Solar A | KNGBRD_2_SOLAR1 | SCPPA | CA |  |  | Solar PV |  | Existing | 2016-04-30 | 2036-04-29 | 1 | 20 | 52.6 | 30% | CAISO | CAISO | CAISO | Solar | - | 1 | #N/A | KNGBRD_2_SOLAR1 | CAISO_Solar | 52.6 | 1
1329 |  | Kingbird Solar B | KNGBRD_2_SOLAR2 | SCPPA | CA |  |  | Solar PV |  | Existing | 2016-04-30 | 2036-04-29 | 1 | 20 | 52.6 | 30% | CAISO | CAISO | CAISO | Solar | - | 1 | #N/A | KNGBRD_2_SOLAR2 | CAISO_Solar | 52.6 | 1
1330 |  | Western Antelope Dry Ranch | PLAINV_6_DSOLAR | City of Lancaster | CA |  |  | Solar PV |  | Existing | 2016-12-01 | 2036-11-30 | 1 | 10 | 26.3 | 30% | CAISO | CAISO | CAISO | Solar | - | 1 | #N/A | PLAINV_6_DSOLAR | CAISO_Solar | 26.3 | 1
1331 |  | PearBlossom | PBLOSM_2_SOLAR | CDWR | CA |  |  | Solar PV |  | Existing | 2016-12-29 | 2041-12-28 | 1 | 9.5 | 25 | 30% | CAISO | CAISO | CAISO | Solar | - | 1 | #N/A | PBLOSM_2_SOLAR | CAISO_Solar | 25 | 1
1332 |  | Big Sky Solar 2 | BIGSKY_2_SOLAR5 | SCPPA | CA |  |  | Solar PV |  | Existing | 2016-11-30 | 2036-11-29 | 1 | 5 | 13.1 | 30% | CAISO | CAISO | CAISO | Solar | - | 1 | #N/A | BIGSKY_2_SOLAR5 | CAISO_Solar | 13.1 | 1
1333 |  | Golden Hills A | USWND2_1_WIND1 | Google | CA |  |  | Wind |  | Existing | 2015-12-18 | 2035-12-17 | 1 | 4.3 | 11.3 | 30% | CAISO | CAISO | CAISO | Wind | - | 1 | #N/A | USWND2_1_WIND1 | CAISO_Wind | 11.3 | 1
1334 |  | Dracker Solar Unit 1 | DRACKR_2_SOLAR1 | Unknown | CA |  |  | Solar PV |  | Existing | 2016-05-02 | 2041-05-01 | 1 | 110 | 289.1 | 30% | CAISO | CAISO | CAISO | Solar | - | 1 | #N/A | DRACKR_2_SOLAR1 | CAISO_Solar | 289.1 | 1
1335 |  | Wright Solar Park |  | PCE | CA | Merced |  | Solar PV |  | New | 2018-11-30 | 2038-11-29 | 1 | 200 | 550.8 | 31% | CAISO | CAISO | CAISO | Solar | - | 0.84 | #N/A | Wright Solar Park | CAISO_Solar | 550.8 | 1
1336 |  | Mustang 2 |  | PCE | CA | Santa Barbara |  | Solar PV |  | New | 2019-12-31 | 2034-12-30 | 1 | 100 | 295.2 | 34% | CAISO | CAISO | CAISO | Solar | - | 0.84 | #N/A | Mustang 2 | CAISO_Solar | 295.2 | 1
1337 |  | 50001 SCWA North and South Ponds |  | SCPA | CA | Sonoma |  | Solar PV |  | New | 2018-10-01 | 2043-09-30 | 1 | 7 | 16.6 | 27% | CAISO | CAISO | CAISO | Solar | - | 0.84 | #N/A | 50001 SCWA North and South Ponds | CAISO_Solar | 16.6 | 1
1338 |  | 50002 SCWA R1 & R2 Ponds |  | SCPA | CA | Sonoma |  | Solar PV |  | New | 2019-03-31 | 2044-02-28 | 1 | 2 | 16.6 | 27% | CAISO | CAISO | CAISO | Solar | - | 0.84 | #N/A | 50002 SCWA R1 & R2 Ponds | CAISO_Solar | 16.6 | 1
1339 |  | 50003 SCWA R4 Pond |  | SCPA | CA | Sonoma |  | Solar PV |  | New | 2019-03-31 | 2044-02-28 | 1 | 1.5 | 16.6 | 27% | CAISO | CAISO | CAISO | Solar | - | 0.84 | #N/A | 50003 SCWA R4 Pond | CAISO_Solar | 16.6 | 1
1340 |  | 50004 SCWA R5 Pond |  | SCPA | CA | Sonoma |  | Solar PV |  | New | 2018-02-01 | 2043-01-31 | 1 | 2 | 16.6 | 27% | CAISO | CAISO | CAISO | Solar | - | 0.84 | #N/A | 50004 SCWA R5 Pond | CAISO_Solar | 16.6 | 1
1341 |  | Golden Hills North |  | SCPA | CA | Sonoma |  | Wind |  | New | 2017-11-10 | 2037-11-09 | 1 | 41.2 | 108.3 | 30% | CAISO | CAISO | CAISO | Wind | - | 0.84 | #N/A | Golden Hills North | CAISO_Wind | 108.3 | 1
1342 |  | Antelope II Expansion |  | MCE | CA | Marin |  | Solar PV |  | New | 2018-01-01 | 2037-12-31 | 1 | 105 | 290.5 | 32% | CAISO | CAISO | CAISO | Solar | - | 0.84 | #N/A | Antelope II Expansion | CAISO_Solar | 290.5 | 1
1343 |  | Little Bear 1 |  | MCE | CA | Los Angeles |  | Solar PV |  | New | 2018-01-01 | 2037-12-31 | 1 | 40 | 109.5 | 31% | CAISO | CAISO | CAISO | Solar | - | 0.84 | #N/A | Little Bear 1 | CAISO_Solar | 109.5 | 1
1344 |  | Little Bear 3 |  | MCE | CA | Fresno |  | Solar PV |  | New | 2018-01-01 | 2037-12-31 | 1 | 20 | 54.8 | 31% | CAISO | CAISO | CAISO | Solar | - | 0.84 | #N/A | Little Bear 3 | CAISO_Solar | 54.8 | 1
1345 |  | Little Bear 4 |  | MCE | CA | Fresno |  | Solar PV |  | New | 2018-01-01 | 2037-12-31 | 1 | 50 | 136.9 | 31% | CAISO | CAISO | CAISO | Solar | - | 0.84 | #N/A | Little Bear 4 | CAISO_Solar | 136.9 | 1
1346 |  | Little Bear 5 |  | MCE | CA | Fresno |  | Solar PV |  | New | 2018-01-01 | 2037-12-31 | 1 | 50 | 136.9 | 31% | CAISO | CAISO | CAISO | Solar | - | 0.84 | #N/A | Little Bear 5 | CAISO_Solar | 136.9 | 1
1347 |  | Voyager Wind III |  | MCE | CA | Kern |  | Wind |  | New | 2018-01-01 | 2029-12-31 | 1 | 42 | 138 | 38% | CAISO | CAISO | CAISO | Wind | - | 0.84 | #N/A | Voyager Wind III | CAISO_Wind | 138 | 1
1348 |  | Los Banos Wind |  | MCE | CA | Merced |  | Wind |  | New | 2018-01-01 | 2029-12-31 | 1 | 125 | 372.2 | 34% | CAISO | CAISO | CAISO | Wind | - | 0.84 | #N/A | Los Banos Wind | CAISO_Wind | 372.2 | 1
1349 |  | Desert Harvest |  | MCE | CA | Riverside |  | Solar PV |  | New | 2018-01-01 | 2037-12-31 | 1 | 80 | 261.6 | 37% | CAISO | CAISO | CAISO | Solar | - | 0.84 | #N/A | Desert Harvest | CAISO_Solar | 261.6 | 1
1350 |  | Freethy 1 (FIT) |  | MCE | CA | Contra Costa |  | Solar PV |  | Existing | 2016-10-06 | 2036-10-05 | 1 | 1 | 1.8 | 21% | CAISO | CAISO | CAISO | Solar | - | 1 | #N/A | Freethy 1 (FIT) | CAISO_Solar | 1.8 | 1
1351 |  | Freethy 2 (FIT) |  | MCE | CA | Contra Costa |  | Solar PV |  | Existing | 2016-10-06 | 2036-10-05 | 1 | 1 | 1.8 | 21% | CAISO | CAISO | CAISO | Solar | - | 1 | #N/A | Freethy 2 (FIT) | CAISO_Solar | 1.8 | 1

## resolve_2019
canonical_ID | servm_friendly_canonical_ID | generator_name | dataset | physical_baa | primary_load_baa | english_baa_name | servm_zone | resolve_zone | start_date | end_date | MAXGEN | resource_type | master_resource_type | servm_type | resolve_final_group | relevant | in_old_list | assigned | status | accounted_for | research_me
Grand Coulee | Grand_Coulee | Grand Coulee | teppc | BPAT | BPAT | Bonneville Power Administration – Transmission | BPAT | NW | 1942-04-01 | 2050-12-31 | 6765 | Hydro | Hydro_Standard | Hydro | NW_Hydro | 0 | 0 | 0 | teppc | 0 | 0
Chief Joseph | Chief_Joseph | Chief Joseph-1 | teppc | BPAT | BPAT | Bonneville Power Administration – Transmission | BPAT | NW | 1958-10-01 | 2050-01-01 | 2456 | Hydro | Hydro_Standard | Hydro | NW_Hydro | 0 | 0 | 0 | teppc | 0 | 0
John Day | John_Day | John Day | teppc | BPAT | BPAT | Bonneville Power Administration – Transmission | BPAT | NW | 1968-08-01 | 2050-12-31 | 2160 | Hydro | Hydro_Standard | Hydro | NW_Hydro | 0 | 0 | 0 | teppc | 0 | 0
The Dalles | The_Dalles | The Dalles | teppc | BPAT | BPAT | Bonneville Power Administration – Transmission | BPAT | NW | 1957-10-01 | 2050-12-31 | 1823 | Hydro | Hydro_Standard | Hydro | NW_Hydro | 0 | 0 | 0 | teppc | 0 | 0
Palo Verde 2 | Palo_Verde_2 | Palo Verde 2 | teppc | TH_PV | TH_PV | Palo Verde and Arlington Valley and Harquahala CC and Redhawk | AZPS | SW | 1986-09-01 | 2047-12-31 | 1314 | ST-Nuclear | ST_Nuclear | Nuclear | SW_Nuclear | 0 | 0 | 0 | teppc | 0 | 0
Palo Verde 1 | Palo_Verde_1 | Palo Verde 1 | teppc | TH_PV | TH_PV | Palo Verde and Arlington Valley and Harquahala CC and Redhawk | AZPS | SW | 1986-01-01 | 2046-12-31 | 1311 | ST-Nuclear | ST_Nuclear | Nuclear | SW_Nuclear | 0 | 0 | 0 | teppc | 0 | 0
Rocky Reach | Rocky_Reach | Rocky Reach-C-1 | teppc | CHPD | CHPD | Chelan County Public Utility District | BPAT | NW | 1961-06-01 | 2050-12-31 | 1254 | Hydro | Hydro_Standard | Hydro | NW_Hydro | 0 | 0 | 0 | teppc | 0 | 0
Wanapum | Wanapum | Wanapum-1 | teppc | GCPD | GCPD | Grant County Public Utility District | BPAT | NW | 1963-09-01 | 2050-11-30 | 1175 | Hydro | Hydro_Standard | Hydro | NW_Hydro | 0 | 0 | 0 | teppc | 0 | 0
Columbia2 | Columbia2 | Columbia Generating Station-2 | teppc | BPAT | BPAT | Bonneville Power Administration – Transmission | BPAT | NW | 1984-12-01 | 2050-12-31 | 1170 | ST-Nuclear | ST_Nuclear | Nuclear | NW_Nuclear | 0 | 0 | 0 | teppc | 0 | 0
Bonneville | Bonneville | Bonneville | teppc | BPAT | BPAT | Bonneville Power Administration – Transmission | BPAT | NW | 1938-07-01 | 2050-12-31 | 1154 | Hydro | Hydro_Standard | Hydro | NW_Hydro | 0 | 0 | 0 | teppc | 0 | 0
DIABLO_7_UNIT 2 | DIABLO_7_UNIT_2 | Diablo Canyon Unit 2 | caiso | PGE_Bay | PGE_Bay | Pacific Gas and Electric Bay | PGE_Bay | CAISO | 1986-01-01 | 2025-08-26 | 1150 | ST-Nuclear | ST_Nuclear | Nuclear | CAISO_Nuclear | 0 | 0 | 0 | not relevant | 0 | 0
DIABLO_7_UNIT 1 | DIABLO_7_UNIT_1 | Diablo Canyon Unit 1 | caiso | PGE_Bay | PGE_Bay | Pacific Gas and Electric Bay | PGE_Bay | CAISO | 1985-01-01 | 2024-11-02 | 1150 | ST-Nuclear | ST_Nuclear | Nuclear | CAISO_Nuclear | 0 | 0 | 0 | not relevant | 0 | 0
McNary | McNary | McNary-1 | teppc | BPAT | BPAT | Bonneville Power Administration – Transmission | BPAT | NW | 1953-12-01 | 2050-12-31 | 990 | Hydro | Hydro_Standard | Hydro | NW_Hydro | 0 | 0 | 0 | teppc | 0 | 0
HYTTHM_2_UNITS | HYTTHM_2_UNITS | HYATT-THERMALITO PUMP-GEN (AGGREGATE) | caiso | PGE_Valley | PGE_Valley | Pacific Gas and Electric Valley | PGE_Valley | CAISO | 1968-01-01 | 2050-12-31 | 933.1 | n/a | Hydro_Standard | Hydro | CAISO_Hydro | 0 | 0 | 0 | not relevant | 0 | 0
DELTA_2_PL1X4 | DELTA_2_PL1X4 | DELTA ENERGY CENTER AGGREGATE | caiso | PGE_Bay | PGE_Bay | Pacific Gas and Electric Bay | PGE_Bay | CAISO | 2002-06-17 | 2050-12-31 | 880 | CCWhole-NatGas-Industrial | CC_NG | CC | CAISO_CCGT1 | 0 | 0 | 0 | not relevant | 0 | 0
ShepardEnrgyCC-Total | ShepardEnrgyCC_Total | ShepardEnergyCC (Total CC Plant) | teppc | AESO | AESO | Alberta Electric System Operator | BCHA_AESO | Excluded | 2015-06-01 | 2050-12-31 | 870 | CCWhole-NatGas-Industrial | CC_NG | CC | Excluded_CCGT | 0 | 0 | 0 | teppc | 0 | 0
Priest Rapids | Priest_Rapids | Priest Rapids-1 | teppc | GCPD | GCPD | Grant County Public Utility District | BPAT | NW | 1961-07-01 | 2050-12-31 | 858 | Hydro | Hydro_Standard | Hydro | NW_Hydro | 0 | 0 | 0 | teppc | 0 | 0
Intermountain 2 | Intermountain_2 | Intermountain Power Project (IPP) 2 | teppc | PACE | LDWP | Los Angeles Department of Water and Power | LADWP | LDWP | 1987-04-30 | 2025-06-30 | 849.97 | ST-Coal | Steam_Coal | Coal | LDWP_Coal | 0 | 0 | 0 | teppc | 0 | 0
Intermountain 1 | Intermountain_1 | Intermountain Power Project (IPP) 1 | teppc | PACE | LDWP | Los Angeles Department of Water and Power | LADWP | LDWP | 1986-06-09 | 2025-06-30 | 849.97 | ST-Coal | Steam_Coal | Coal | LDWP_Coal | 0 | 0 | 0 | teppc | 0 | 0
Wells | Wells | Wells-U-1 | teppc | DOPD | DOPD | Douglas County Public Utility District | BPAT | NW | 1967-09-01 | 2050-12-31 | 840 | Hydro | Hydro_Standard | Hydro | NW_Hydro | 0 | 0 | 0 | teppc | 0 | 0
HIDSRT_2_UNITS | HIDSRT_2_UNITS | HIGH DESERT POWER PROJECT AGGREGATE | caiso | SCE | SCE | Southern California Edison | SCE | CAISO | 2003-04-21 | 2050-12-31 | 830 | CCWhole-NatGas-Industrial | CC_NG | CC | CAISO_CCGT1 | 0 | 0 | 0 | not relevant | 0 | 0
BIGCRK_2_EXESWD | BIGCRK_2_EXESWD | BIG CREEK HYDRO PROJECT PSP | caiso | SCE | SCE | Southern California Edison | SCE | CAISO | 1913-01-01 | 2050-12-31 | 820 | n/a | Hydro_Standard | Hydro | CAISO_Hydro | 0 | 0 | 0 | not relevant | 0 | 0
Four Corners 5 | Four_Corners_5 | Four Corners 5 (Total Cross Compound Plant) | teppc | AZPS | AZPS | Arizona Public Service Company | AZPS | SW | 1970-07-01 | 2050-12-31 | 818.1 | CrossCompoundWhole-Coal | Steam_Coal | Coal | SW_Coal | 0 | 0 | 0 | teppc | 0 | 0
Four Corners 4 | Four_Corners_4 | Four Corners 4 (Total Cross Compound Plant) | teppc | AZPS | AZPS | Arizona Public Service Company | AZPS | SW | 1969-07-01 | 2050-12-31 | 818.1 | CrossCompoundWhole-Coal | Steam_Coal | Coal | SW_Coal | 0 | 0 | 0 | teppc | 0 | 0
Lower Granite | Lower_Granite | Lower Granite | teppc | BPAT | BPAT | Bonneville Power Administration – Transmission | BPAT | NW | 1975-04-01 | 2050-12-31 | 810 | Hydro | Hydro_Standard | Hydro | NW_Hydro | 0 | 0 | 0 | teppc | 0 | 0
Little Goose | Little_Goose | Little Goose | teppc | BPAT | BPAT | Bonneville Power Administration – Transmission | BPAT | NW | 1970-04-01 | 2050-12-31 | 810 | Hydro | Hydro_Standard | Hydro | NW_Hydro | 0 | 0 | 0 | teppc | 0 | 0
LEBECS_2_UNITS | LEBECS_2_UNITS | Pastoria Energy Facility | caiso | SCE | PGE_Valley | Pacific Gas and Electric Valley | PGE_Valley | CAISO | 2005-05-04 | 2050-12-31 | 799.47 | CCWhole-NatGas-Industrial | CC_NG | CC | CAISO_CCGT1 | 0 | 0 | 0 | not relevant | 0 | 0
Lower Monumental | Lower_Monumental | Lower Monumental | teppc | BPAT | BPAT | Bonneville Power Administration – Transmission | BPAT | NW | 1969-06-01 | 2050-12-31 | 794 | Hydro | Hydro_Standard | Hydro | NW_Hydro | 0 | 0 | 0 | teppc | 0 | 0
LaRosita1CC-Total | LaRosita1CC_Total | LaRosita1CC (Total CC Plant) | teppc | CFE | CFE | Comisión Federal de Electricidad | CFE | Excluded | 2003-07-01 | 2050-12-31 | 793 | CCWhole-NatGas-Industrial | CC_NG | CC | Excluded_CCGT | 0 | 0 | 0 | teppc | 0 | 0
Comanche 3 | Comanche_3 | Comanche-3 | teppc | PSCO | PSCO | Public Service Company of Colorado | PSCO | Excluded | 2010-05-01 | 2069-12-31 | 766 | ST-Coal | Steam_Coal | Coal | Excluded_Coal | 0 | 0 | 0 | teppc | 0 | 0
Navajo 3 | Navajo_3 | Navajo NAV3 | teppc | SRP | SRP | Salt River Project | SRP | SW | 1976-04-01 | 2019-12-31 | 750 | ST-Coal | Steam_Coal | Coal | SW_Coal | 0 | 0 | 0 | teppc | 0 | 0
Navajo 2 | Navajo_2 | Navajo NAV2 | teppc | SRP | SRP | Salt River Project | SRP | SW | 1975-04-01 | 2019-12-31 | 750 | ST-Coal | Steam_Coal | Coal | SW_Coal | 0 | 0 | 0 | teppc | 0 | 0
Navajo 1 | Navajo_1 | Navajo NAV1 | teppc | SRP | SRP | Salt River Project | SRP | SW | 1974-05-01 | 2019-09-22 | 750 | ST-Coal | Steam_Coal | Coal | SW_Coal | 0 | 0 | 0 | teppc | 0 | 0
ORMOND_7_UNIT 2 | ORMOND_7_UNIT_2 | ORMOND BEACH GEN STA. UNIT 2 | caiso | SCE | SCE | Southern California Edison | SCE | CAISO | 1971-01-01 | 2020-12-31 | 750 | ST-NatGas | ST_NG | Steam | CAISO_ST | 0 | 0 | 0 | not relevant | 0 | 0
ORMOND_7_UNIT 1 | ORMOND_7_UNIT_1 | ORMOND BEACH GEN STA. UNIT 1 | caiso | SCE | SCE | Southern California Edison | SCE | CAISO | 1971-01-01 | 2020-12-31 | 741.27 | ST-NatGas | ST_NG | Steam | CAISO_ST | 0 | 0 | 0 | not relevant | 0 | 0
Colstrip_4 | Colstrip_4 | Colstrip-4 | teppc | NWMT | NWMT | NorthWestern Energy | NWMT_WAUW | NW | 1986-04-01 | 2050-12-31 | 740 | ST-Coal | Steam_Coal | Coal | NW_Coal | 0 | 0 | 0 | teppc | 0 | 0
Colstrip_3 | Colstrip_3 | Colstrip-3 | teppc | NWMT | NWMT | NorthWestern Energy | NWMT_WAUW | NW | 1984-01-01 | 2050-12-31 | 740 | ST-Coal | Steam_Coal | Coal | NW_Coal | 0 | 0 | 0 | teppc | 0 | 0
NVE IRP SH CC | NVE_IRP_SH_CC | NVE IRP SH CC (Total CC Plant) | teppc | NEVP | NEVP | Nevada Power Company | NEVP | SW | 2025-04-15 | 2050-12-31 | 735 | CCWhole-NatGas-Industrial | CC_NG | CC | SW_CCGT | 0 | 0 | 0 | teppc | 0 | 0
Centralia2 | Centralia2 | Transalta Centralia Generation-2 | teppc | BPAT | BPAT | Bonneville Power Administration – Transmission | BPAT | NW | 1973-07-01 | 2024-12-31 | 670 | ST-Coal | Steam_Coal | Coal | NW_Coal | 0 | 0 | 0 | teppc | 0 | 0
Centralia1 | Centralia1 | Transalta Centralia Generation-1 | teppc | BPAT | BPAT | Bonneville Power Administration – Transmission | BPAT | NW | 1972-12-01 | 2020-12-31 | 670 | ST-Coal | Steam_Coal | Coal | NW_Coal | 0 | 0 | 0 | teppc | 0 | 0
GraysHarborCC-Total | GraysHarborCC_Total | GraysHarborCC (Total CC Plant) | teppc | BPAT | BPAT | Bonneville Power Administration – Transmission | BPAT | NW | 2008-05-01 | 2050-12-01 | 657 | CCWhole-NatGas-Industrial | CC_NG | CC | NW_CCGT | 0 | 0 | 0 | teppc | 0 | 0
HermistnCC-Total | HermistnCC_Total | HermistonCC (Total CC Plant) | teppc | TPWR | TPWR | Tacoma Power | BPAT | NW | 2002-08-01 | 2050-12-31 | 648 | CCWhole-NatGas-Industrial | CC_NG | CC | NW_CCGT | 0 | 0 | 0 | teppc | 0 | 0
HuntBeachCC-Total | HuntBeachCC_Total | HuntingtonBeachCC-OTC replacement | teppc | CISC | CISC | Southern California Edison | SCE | CAISO | 2020-12-31 | 2050-12-31 | 644 | CCWhole-NatGas-Industrial | CC_NG | CC | CAISO_CCGT1 | 0 | 0 | 0 | teppc | 0 | 0
Higgins CC | Higgins_CC | HigginsCC (Total CC Plant) | teppc | NEVP | NEVP | Nevada Power Company | NEVP | SW | 2003-12-01 | 2040-12-31 | 641.4 | CCWhole-NatGas-Industrial | CC_NG | CC | SW_CCGT | 0 | 0 | 0 | teppc | 0 | 0
COLUSA_2_PL1X3 | COLUSA_2_PL1X3 | Colusa Generating Station | caiso | PGE_Valley | PGE_Valley | Pacific Gas and Electric Valley | PGE_Valley | CAISO | 2010-12-22 | 2050-12-31 | 641 | CCWhole-NatGas-Industrial | CC_NG | CC | CAISO_CCGT1 | 0 | 0 | 0 | not relevant | 0 | 0
AlamitosCC-Total | AlamitosCC_Total | AlamitosCC-OTC replacement | teppc | CISC | CISC | Southern California Edison | SCE | CAISO | 2020-12-31 | 2050-12-31 | 640 | CCWhole-NatGas-Industrial | CC_NG | CC | CAISO_CCGT1 | 0 | 0 | 0 | teppc | 0 | 0
PVERDE_5_SCEDYN | PVERDE_5_SCEDYN | PVERDE_5_SCEDYN | caiso | SRP | SCE | Southern California Edison | SCE | CAISO | 1986-09-19 | 2050-12-31 | 635 | ST-Nuclear | ST_Nuclear | Nuclear | CAISO_Nuclear | 0 | 0 | 0 | not relevant | 0 | 0
LakeSide2CC-Total | LakeSide2CC_Total | LakeSide2CC (Total CC Plant) | teppc | PAUT | PAUT | Utah, PACE Utility | PACE | NW | 2014-06-01 | 2050-12-31 | 628.1 | CCWhole-NatGas-Industrial | CC_NG | CC | NW_CCGT | 0 | 0 | 0 | teppc | 0 | 0
TERMEX_2_PL1X3 | TERMEX_2_PL1X3 | TDM | caiso | CFE | SDGE | San Diego Gas and Electric | SDGE | CAISO | 2003-07-30 | 2050-12-31 | 625 | CCWhole-NatGas-Industrial | CC_NG | CC | CAISO_CCGT1 | 0 | 0 | 0 | not relevant | 0 | 0
RockyMtn CC | RockyMtn_CC | RockyMountainCC (Total CC Plant) | teppc | PSCO | PSCO | Public Service Company of Colorado | PSCO | Excluded | 2012-01-01 | 2050-12-31 | 622 | CCWhole-NatGas-Industrial | CC_NG | CC | Excluded_CCGT | 0 | 0 | 0 | teppc | 0 | 0
RUSCTY_2_UNITS | RUSCTY_2_UNITS | Russell City Energy Center | caiso | PGE_Bay | PGE_Bay | Pacific Gas and Electric Bay | PGE_Bay | CAISO | 2013-08-08 | 2050-12-31 | 620.5 | CCWhole-NatGas-Industrial | CC_NG | CC | CAISO_CCGT1 | 0 | 0 | 0 | not relevant | 0 | 0
ArlngtnVally CC | ArlngtnVally_CC | ArlingtonValleyCC (Total CC Plant) | teppc | TH_PV | TH_PV | Palo Verde and Arlington Valley and Harquahala CC and Redhawk | AZPS | SW | 2002-07-01 | 2050-12-31 | 620 | CCWhole-NatGas-Industrial | CC_NG | CC | SW_CCGT | 0 | 0 | 0 | teppc | 0 | 0
Mesquite CC1 | Mesquite_CC1 | MesquiteCC1 (Total CC Plant) | teppc | TH_PV | TH_PV | Palo Verde and Arlington Valley and Harquahala CC and Redhawk | AZPS | SW | 2003-06-01 | 2050-12-31 | 609 | CCWhole-NatGas-Industrial | CC_NG | CC | SW_CCGT | 0 | 0 | 0 | teppc | 0 | 0
Saguaro CC2 | Saguaro_CC2 | Saguaro Power Company CC2 (Total CC Plant) | teppc | PNM | PNM | Public Service Company of New Mexico | PNM_EPE | SW | 2025-04-15 | 2050-12-31 | 605.2 | CCWhole-NatGas-Industrial | CC_NG | CC | SW_CCGT | 0 | 0 | 0 | teppc | 0 | 0
LaramieRiver3 | LaramieRiver3 | Laramie River Station 3 | teppc | WACM | WACM | Western Area Power Administration, Colorado-Missouri Region | WACM | Excluded | 1982-12-01 | 2050-12-31 | 605 | ST-Coal | Steam_Coal | Coal | Excluded_Coal | 0 | 0 | 0 | teppc | 0 | 0
LaramieRiver2 | LaramieRiver2 | Laramie River Station 2 | teppc | WACM | WACM | Western Area Power Administration, Colorado-Missouri Region | WACM | Excluded | 1981-08-01 | 2050-12-31 | 605 | ST-Coal | Steam_Coal | Coal | Excluded_Coal | 0 | 0 | 0 | teppc | 0 | 0
OTMESA_2_PL1X3 | OTMESA_2_PL1X3 | OTAY MESA ENERGY CENTER | caiso | SDGE | SDGE | San Diego Gas and Electric | SDGE | CAISO | 2009-10-03 | 2050-12-31 | 603.68 | CCWhole-NatGas-Industrial | CC_NG | CC | CAISO_CCGT1 | 0 | 0 | 0 | not relevant | 0 | 0
Ice Harbor | Ice_Harbor | Ice Harbor-1 | teppc | BPAT | BPAT | Bonneville Power Administration – Transmission | BPAT | NW | 1962-01-01 | 2050-12-31 | 603 | Hydro | Hydro_Standard | Hydro | NW_Hydro | 0 | 0 | 0 | teppc | 0 | 0
Cherokee CC | Cherokee_CC | CherokeeCC (Total CC Plant) | teppc | PSCO | PSCO | Public Service Company of Colorado | PSCO | Excluded | 2015-12-31 | 2050-12-31 | 602 | CCWhole-NatGas-Industrial | CC_NG | CC | Excluded_CCGT | 0 | 0 | 0 | teppc | 0 | 0
MesquiteCC2-Total | MesquiteCC2_Total | MesquiteCC2 (Total CC Plant) | teppc | TH_PV | TH_PV | Palo Verde and Arlington Valley and Harquahala CC and Redhawk | AZPS | SW | 2003-11-01 | 2050-12-31 | 601 | CCWhole-NatGas-Industrial | CC_NG | CC | SW_CCGT | 0 | 0 | 0 | teppc | 0 | 0
Gila River CC4 | Gila_River_CC4 | GilaRiverCC4 (Total CC Plant) | teppc | AZPS | AZPS | Arizona Public Service Company | AZPS | SW | 2003-07-01 | 2050-12-31 | 600 | CCWhole-NatGas-Industrial | CC_NG | CC | SW_CCGT | 0 | 0 | 0 | teppc | 0 | 0
Luna CC | Luna_CC | LunaCC (Total CC Plant) | teppc | PNM | PNM | Public Service Company of New Mexico | PNM_EPE | SW | 2006-05-01 | 2050-12-31 | 596 | CCWhole-NatGas-Industrial | CC_NG | CC | SW_CCGT | 0 | 0 | 0 | teppc | 0 | 0
METEC_2_PL1X3 | METEC_2_PL1X3 | Metcalf Energy Center Unit 3 | caiso | PGE_Bay | PGE_Bay | Pacific Gas and Electric Bay | PGE_Bay | CAISO | 2005-05-27 | 2050-12-31 | 593.16 | CCWhole-NatGas-Industrial | CC_NG | CC | CAISO_CCGT1 | 0 | 0 | 0 | not relevant | 0 | 0
DesertBasin CC | DesertBasin_CC | DesertBasinCC (Total CC Plant) | teppc | SRP | SRP | Salt River Project | SRP | SW | 2014-04-01 | 2050-12-31 | 591.1 | CCWhole-NatGas-Industrial | CC_NG | CC | SW_CCGT | 0 | 0 | 0 | teppc | 0 | 0
Griffith CC | Griffith_CC | GriffithCC (Total CC Plant) | teppc | WALC | WALC | Western Area Power Administration, Lower Colorado Region | WALC | SW | 2001-10-01 | 2050-12-31 | 590.8 | CCWhole-NatGas-Industrial | CC_NG | CC | SW_CCGT | 0 | 0 | 0 | teppc | 0 | 0
Gila River CC1 | Gila_River_CC1 | GilaRiverCC1 (Total CC Plant) | teppc | AZPS | AZPS | Arizona Public Service Company | AZPS | SW | 2003-05-01 | 2050-12-31 | 590 | CCWhole-NatGas-Industrial | CC_NG | CC | SW_CCGT | 0 | 0 | 0 | teppc | 0 | 0
Haynes CC | Haynes_CC | HaynesCC (Total CC Plant) | teppc | LDWP | LDWP | Los Angeles Department of Water and Power | LADWP | LDWP | 1967-03-01 | 2050-12-31 | 590 | CCWhole-NatGas-Industrial | CC_NG | CC | LDWP_CCGT | 0 | 0 | 0 | teppc | 0 | 0
Santan 5 CC | Santan_5_CC | Santan5CC (Total CC Plant) | teppc | SRP | SRP | Salt River Project | SRP | SW | 2005-04-01 | 2050-12-31 | 589.5 | CCWhole-NatGas-Industrial | CC_NG | CC | SW_CCGT | 0 | 0 | 0 | teppc | 0 | 0
SUNRIS_2_PL1X3 | SUNRIS_2_PL1X3 | Sunrise Power Project AGGREGATE II | caiso | PGE_Valley | PGE_Valley | Pacific Gas and Electric Valley | PGE_Valley | CAISO | 2001-06-07 | 2050-12-31 | 586.02 | CCWhole-NatGas-Industrial | CC_NG | CC | CAISO_CCGT1 | 0 | 0 | 0 | not relevant | 0 | 0
GATWAY_2_PL1X3 | GATWAY_2_PL1X3 | GATEWAY GENERATING STATION | caiso | PGE_Bay | PGE_Bay | Pacific Gas and Electric Bay | PGE_Bay | CAISO | 2009-01-04 | 2050-12-31 | 585 | CCWhole-NatGas-Industrial | CC_NG | CC | CAISO_CCGT1 | 0 | 0 | 0 | not relevant | 0 | 0
C Lenzie CC2 | C_Lenzie_CC2 | C_LenzieCC2 (Total CC Plant) | teppc | NEVP | NEVP | Nevada Power Company | NEVP | SW | 2006-04-01 | 2042-12-31 | 585 | CCWhole-NatGas-Industrial | CC_NG | CC | SW_CCGT | 0 | 0 | 0 | teppc | 0 | 0
C Lenzie CC1 | C_Lenzie_CC1 | C_LenzieCC1 (Total CC Plant) | teppc | NEVP | NEVP | Nevada Power Company | NEVP | SW | 2006-02-01 | 2042-12-31 | 585 | CCWhole-NatGas-Industrial | CC_NG | CC | SW_CCGT | 0 | 0 | 0 | teppc | 0 | 0
Boardman | Boardman | Boardman-1 | teppc | BPAT | BPAT | Bonneville Power Administration – Transmission | BPAT | NW | 1980-08-01 | 2020-12-31 | 585 | ST-Coal | Steam_Coal | Coal | NW_Coal | 0 | 0 | 0 | teppc | 0 | 0
Fort St Vrain CC | Fort_St_Vrain_CC | FortStVrainCC (Total CC Plant) | teppc | PSCO | PSCO | Public Service Company of Colorado | PSCO | Excluded | 1986-04-15 | 2050-12-31 | 582.51 | CCWhole-NatGas-Industrial | CC_NG | CC | Excluded_CCGT | 0 | 0 | 0 | teppc | 0 | 0
ChehalisCC-Total | ChehalisCC_Total | ChehalisCC (Total CC Plant) | teppc | BPAT | BPAT | Bonneville Power Administration – Transmission | BPAT | NW | 2003-08-01 | 2050-12-31 | 577 | CCWhole-NatGas-Industrial | CC_NG | CC | NW_CCGT | 0 | 0 | 0 | teppc | 0 | 0
PALOMR_2_PL1X3 | PALOMR_2_PL1X3 | Palomar Energy Center | caiso | SDGE | SDGE | San Diego Gas and Electric | SDGE | CAISO | 2006-03-31 | 2050-12-31 | 575 | CCWhole-NatGas-Industrial | CC_NG | CC | CAISO_CCGT1 | 0 | 0 | 0 | not relevant | 0 | 0
Silverhawk CC | Silverhawk_CC | SilverhawkCC (Total CC Plant) | teppc | NEVP | NEVP | Nevada Power Company | NEVP | SW | 2004-05-01 | 2039-12-31 | 566 | CCWhole-NatGas-Industrial | CC_NG | CC | SW_CCGT | 0 | 0 | 0 | teppc | 0 | 0
LMEC_1_PL1X3 | LMEC_1_PL1X3 | Los Medanos Energy Center AGGREGATE | caiso | PGE_Bay | PGE_Bay | Pacific Gas and Electric Bay | PGE_Bay | CAISO | 2001-06-09 | 2050-12-31 | 561.29 | CCWhole-NatGas-Industrial | CC_NG | CC | CAISO_CCGT2 | 0 | 0 | 0 | not relevant | 0 | 0
ELKHIL_2_PL1X3 | ELKHIL_2_PL1X3 | ELK HILLS STEAM TURBINE UNIT | caiso | PGE_Valley | PGE_Valley | Pacific Gas and Electric Valley | PGE_Valley | CAISO | 2003-07-24 | 2050-12-31 | 551.7 | CCWhole-NatGas-Industrial | CC_NG | CC | CAISO_CCGT1 | 0 | 0 | 0 | not relevant | 0 | 0
Gila River CC2 | Gila_River_CC2 | GilaRiverCC2 (Total CC Plant) | teppc | AZPS | AZPS | Arizona Public Service Company | AZPS | SW | 2018-06-01 | 2050-12-31 | 550 | CCWhole-NatGas-Industrial | CC_NG | CC | SW_CCGT | 0 | 0 | 0 | teppc | 0 | 0
TOPAZ_2_SOLAR | TOPAZ_2_SOLAR | Topaz Solar Farms | caiso | PGE_Bay | PGE_Bay | Pacific Gas and Electric Bay | PGE_Bay | CAISO | 2014-10-27 | 2050-12-31 | 550 | n/a | PVgeneric_sun | Solar_Fixed | CAISO_Solar | 1 | 1 | 0 | in old list | 1 | 0
Gila River CC3 | Gila_River_CC3 | GilaRiverCC3 (Total CC Plant) | teppc | TEPC | TEPC | Tucson Electric Power Company | TEPC | SW | 2003-07-01 | 2050-12-31 | 550 | CCWhole-NatGas-Industrial | CC_NG | CC | SW_CCGT | 0 | 0 | 0 | teppc | 0 | 0
South Point CC | South_Point_CC | SouthPointCC (Total CC Plant) | teppc | WALC | WALC | Western Area Power Administration, Lower Colorado Region | WALC | SW | 2001-06-01 | 2050-12-31 | 550 | CCWhole-NatGas-Industrial | CC_NG | CC | SW_CCGT | 0 | 0 | 0 | teppc | 0 | 0
KlamathCogenCC-Total | KlamathCogenCC_Total | KlamathCogenCC (Total CC Plant) | teppc | PACW | PACW | PacifiCorp – West | PACW | NW | 2001-07-01 | 2050-12-31 | 540 | CCWhole-NatGas-Industrial | CC_NG | CC | NW_CCGT | 0 | 0 | 0 | teppc | 0 | 0
Apex CC | Apex_CC | ApexCC (Total CC Plant) | teppc | LDWP | LDWP | Los Angeles Department of Water and Power | LADWP | LDWP | 2003-05-01 | 2050-12-31 | 538.7 | CCWhole-NatGas-Industrial | CC_NG | CC | LDWP_CCGT | 0 | 0 | 0 | teppc | 0 | 0
LakeSideCC-Total | LakeSideCC_Total | LakeSideCC (Total CC Plant) | teppc | PAUT | PAUT | Utah, PACE Utility | PACE | NW | 2007-06-01 | 2050-12-01 | 538 | CCWhole-NatGas-Industrial | CC_NG | CC | NW_CCGT | 0 | 0 | 0 | teppc | 0 | 0
SBERDO_2_PSP4 | SBERDO_2_PSP4 | SBERDO_7_CT4B | caiso | SCE | SCE | Southern California Edison | SCE | CAISO | 2006-01-19 | 2050-12-31 | 536 | CCWhole-NatGas-Industrial | CC_NG | CC | CAISO_CCGT1 | 0 | 0 | 0 | not relevant | 0 | 0
SBERDO_2_PSP3 | SBERDO_2_PSP3 | SBERDO_7_CT3A | caiso | SCE | SCE | Southern California Edison | SCE | CAISO | 2005-12-10 | 2050-12-31 | 536 | CCWhole-NatGas-Industrial | CC_NG | CC | CAISO_CCGT1 | 0 | 0 | 0 | not relevant | 0 | 0
Cosumnes CC | Cosumnes_CC | CosumnesCC (Total CC Plant) | teppc | BANC | BANC | Balancing Authority of Northern California | SMUD | BANC | 2006-03-01 | 2050-12-31 | 534.6 | CCWhole-NatGas-Aero | CC_NG | CC | BANC_CCGT | 0 | 0 | 0 | teppc | 0 | 0
Jim_Bridger_1 | Jim_Bridger_1 | Jim Bridger-1 | teppc | PAWY | PAWY | Wyoming, PACE Utility | PACE | NW | 1974-11-01 | 2050-12-31 | 531 | ST-Coal | Steam_Coal | Coal | NW_Coal | 0 | 0 | 0 | teppc | 0 | 0
Pawnee CC Plant | Pawnee_CC_Plant | Pawnee Future Whole Combined Cycle Plant | teppc | PSCO | PSCO | Public Service Company of Colorado | PSCO | Excluded | 2024-12-01 | 2050-12-31 | 530 | CCWhole-NatGas-SingleShaft | CC_NG | CC | Excluded_CCGT | 0 | 0 | 0 | teppc | 0 | 0
Tracy NV CC2 | Tracy_NV_CC2 | TracyNVCC1 (Total CC Plant) | teppc | SPPC | SPPC | Nevada Power Company | NEVP | SW | 1997-03-01 | 2044-12-31 | 530 | CCWhole-NatGas-Industrial | CC_NG | CC | SW_CCGT | 0 | 0 | 0 | teppc | 0 | 0
Jim_Bridger_4 | Jim_Bridger_4 | Jim Bridger-4 | teppc | PAWY | PAWY | Wyoming, PACE Utility | PACE | NW | 1979-11-01 | 2050-12-31 | 530 | ST-Coal | Steam_Coal | Coal | NW_Coal | 0 | 0 | 0 | teppc | 0 | 0
CurrantCreekCC-Total | CurrantCreekCC_Total | CurrantCreekCC (Total CC Plant) | teppc | PAUT | PAUT | Utah, PACE Utility | PACE | NW | 2006-05-01 | 2050-12-31 | 529.7 | CCWhole-NatGas-Industrial | CC_NG | CC | NW_CCGT | 0 | 0 | 0 | teppc | 0 | 0
Valley CC | Valley_CC | ValleyCC (Total CC Plant) | teppc | LDWP | LDWP | Los Angeles Department of Water and Power | LADWP | LDWP | 1985-01-01 | 2050-12-31 | 529 | CCWhole-NatGas-Industrial | CC_NG | CC | LDWP_CCGT | 0 | 0 | 0 | teppc | 0 | 0
SyncrudeCC-Total | SyncrudeCC_Total | SyncrudeCC (Total CC Plant) | teppc | AESO | AESO | Alberta Electric System Operator | BCHA_AESO | Excluded | 1978-01-01 | 2050-12-01 | 528.2 | CC-AB-Cogen | Cogen_NG | Cogen | Excluded_CHP | 0 | 0 | 0 | teppc | 0 | 0
Genesee_3_3 | Genesee_3_3 | Genesee 3-3 | teppc | AESO | AESO | Alberta Electric System Operator | BCHA_AESO | Excluded | 2004-11-01 | 2029-12-31 | 527 | ST-Coal | Steam_Coal | Coal | Excluded_Coal | 0 | 0 | 0 | teppc | 0 | 0
Jim_Bridger_2 | Jim_Bridger_2 | Jim Bridger-2 | teppc | PAWY | PAWY | Wyoming, PACE Utility | PACE | NW | 1975-12-01 | 2050-12-31 | 527 | ST-Coal | Steam_Coal | Coal | NW_Coal | 0 | 0 | 0 | teppc | 0 | 0
SutterEnergyCC-Total | SutterEnergyCC_Total | SutterEnergyCC (Total CC Plant) | teppc | BANC | BANC | Balancing Authority of Northern California | SMUD | BANC | 2001-08-01 | 2050-12-31 | 525 | CCWhole-NatGas-Industrial | CC_NG | CC | BANC_CCGT | 0 | 0 | 0 | teppc | 0 | 0
Jim_Bridger_3 | Jim_Bridger_3 | Jim Bridger-3 | teppc | PAWY | PAWY | Wyoming, PACE Utility | PACE | NW | 1976-09-01 | 2050-12-31 | 523 | ST-Coal | Steam_Coal | Coal | NW_Coal | 0 | 0 | 0 | teppc | 0 | 0
Harry Allen CC | Harry_Allen_CC | HarryAllenCC (Total CC Plant) | teppc | NEVP | NEVP | Nevada Power Company | NEVP | SW | 2011-05-30 | 2050-12-31 | 521.7 | CCWhole-NatGas-Industrial | CC_NG | CC | SW_CCGT | 0 | 0 | 0 | teppc | 0 | 0
WestPhoenix CC5 | WestPhoenix_CC5 | WestPhoenixCC5 (Total CC Plant) | teppc | AZPS | AZPS | Arizona Public Service Company | AZPS | SW | 2003-08-01 | 2050-12-31 | 515.6 | CCWhole-NatGas-Industrial | CC_NG | CC | SW_CCGT | 0 | 0 | 0 | teppc | 0 | 0
MOSSLD_2_PSP2 | MOSSLD_2_PSP2 | MOSS LANDING POWER BLOCK 2 | caiso | PGE_Bay | PGE_Bay | Pacific Gas and Electric Bay | PGE_Bay | CAISO | 2002-07-11 | 2050-12-31 | 510 | CCWhole-NatGas-Industrial | CC_NG | CC | CAISO_CCGT1 | 0 | 0 | 0 | not relevant | 0 | 0
MOSSLD_2_PSP1 | MOSSLD_2_PSP1 | MOSS LANDING POWER BLOCK 1 | caiso | PGE_Bay | PGE_Bay | Pacific Gas and Electric Bay | PGE_Bay | CAISO | 2002-07-01 | 2050-12-31 | 510 | CCWhole-NatGas-Industrial | CC_NG | CC | CAISO_CCGT1 | 0 | 0 | 0 | not relevant | 0 | 0
San Juan 4 | San_Juan_4 | San Juan 4 | teppc | PNM | PNM | Public Service Company of New Mexico | PNM_EPE | SW | 1982-04-01 | 2050-12-31 | 507 | ST-Coal | Steam_Coal | Coal | SW_Coal | 0 | 0 | 0 | teppc | 0 | 0
REDOND_7_UNIT 7 | REDOND_7_UNIT_7 | REDONDO GEN STA. UNIT 7 | caiso | SCE | SCE | Southern California Edison | SCE | CAISO | 1967-01-01 | 2019-10-31 | 505.96 | ST-NatGas | ST_NG | Steam | CAISO_ST | 0 | 0 | 0 | not relevant | 0 | 0
CartyGenStaCC2-Total | CartyGenStaCC2_Total | Carty Generating Station Total CC Plant | teppc | BPAT | BPAT | Bonneville Power Administration – Transmission | BPAT | NW | 2021-01-01 | 2050-12-31 | 505.12 | CCWhole-NatGas-Industrial | CC_NG | CC | NW_CCGT | 0 | 0 | 0 | teppc | 0 | 0
Pawnee 1 | Pawnee_1 | Pawnee 1 | teppc | PSCO | PSCO | Public Service Company of Colorado | PSCO | Excluded | 1981-11-01 | 2041-12-31 | 505 | ST-Coal | Steam_Coal | Coal | Excluded_Coal | 0 | 0 | 0 | teppc | 0 | 0
NovaJoffreCC-Total | NovaJoffreCC_Total | NovaJoffreCC (Total CC Plant) | teppc | AESO | AESO | Alberta Electric System Operator | BCHA_AESO | Excluded | 1999-09-01 | 2050-12-01 | 504 | CC-AB-Cogen | Cogen_NG | Cogen | Excluded_CHP | 0 | 0 | 0 | teppc | 0 | 0
Rock Island | Rock_Island | Rock Island-B-1 | teppc | CHPD | CHPD | Chelan County Public Utility District | BPAT | NW | 1931-11-01 | 2050-12-31 | 503 | Hydro | Hydro_Standard | Hydro | NW_Hydro | 0 | 0 | 0 | teppc | 0 | 0
Revelstoke_6 | Revelstoke_6 | Revelstoke-6_Revelstoke-6_BCH-REV | teppc | BCHA | BCHA | British Columbia Transmission Company | BCHA_AESO | Excluded | 2030-04-01 | 2033-03-31 | 500 | Hydro | Hydro_Standard | Hydro | Excluded_Hydro | 0 | 0 | 0 | teppc | 0 | 0
Mica_G6_6 | Mica_G6_6 | Mica G6-6_Mica G6-6_BCH-MCA | teppc | BCHA | BCHA | British Columbia Transmission Company | BCHA_AESO | Excluded | 2015-04-01 | 2033-03-31 | 500 | Hydro | Hydro_Standard | Hydro | Excluded_Hydro | 0 | 0 | 0 | teppc | 0 | 0
Mica_G5_5 | Mica_G5_5 | Mica G5-5_Mica G5-5_BCH-MCA | teppc | BCHA | BCHA | British Columbia Transmission Company | BCHA_AESO | Excluded | 2014-04-01 | 2033-03-31 | 500 | Hydro | Hydro_Standard | Hydro | Excluded_Hydro | 0 | 0 | 0 | teppc | 0 | 0
Revelstoke_5 | Revelstoke_5 | Revelstoke-5_Revelstoke-5_BCH-REV | teppc | BCHA | BCHA | British Columbia Transmission Company | BCHA_AESO | Excluded | 2010-10-01 | 2033-03-31 | 500 | Hydro | Hydro_Standard | Hydro | Excluded_Hydro | 0 | 0 | 0 | teppc | 0 | 0
Revelstoke_1 | Revelstoke_1 | Revelstoke-1_Revelstoke-1_BCH-REV | teppc | BCHA | BCHA | British Columbia Transmission Company | BCHA_AESO | Excluded | 1984-01-01 | 2033-03-31 | 500 | Hydro | Hydro_Standard | Hydro | Excluded_Hydro | 0 | 0 | 0 | teppc | 0 | 0
Revelstoke_2 | Revelstoke_2 | Revelstoke-2_Revelstoke-2_BCH-REV | teppc | BCHA | BCHA | British Columbia Transmission Company | BCHA_AESO | Excluded | 1984-01-01 | 2033-03-31 | 500 | Hydro | Hydro_Standard | Hydro | Excluded_Hydro | 0 | 0 | 0 | teppc | 0 | 0
Revelstoke_3 | Revelstoke_3 | Revelstoke-3_Revelstoke-3_BCH-REV | teppc | BCHA | BCHA | British Columbia Transmission Company | BCHA_AESO | Excluded | 1984-01-01 | 2033-03-31 | 500 | Hydro | Hydro_Standard | Hydro | Excluded_Hydro | 0 | 0 | 0 | teppc | 0 | 0
Revelstoke_4 | Revelstoke_4 | Revelstoke-4_Revelstoke-4_BCH-REV | teppc | BCHA | BCHA | British Columbia Transmission Company | BCHA_AESO | Excluded | 1984-01-01 | 2033-03-31 | 500 | Hydro | Hydro_Standard | Hydro | Excluded_Hydro | 0 | 0 | 0 | teppc | 0 | 0
CEP_6 | CEP_6 |  | teppc | PSCO | PSCO | Public Service Company of Colorado | PSCO | Excluded | 1950-01-01 | 2050-12-31 | 500 | WT-Onshore | wind_onshorewind | Wind | Excluded_Wind | 0 | 0 | 0 | teppc | 0 | 0
Keephills3_1 | Keephills3_1 | Keephills3-1 | teppc | AESO | AESO | Alberta Electric System Operator | BCHA_AESO | Excluded | 2011-06-01 | 2029-12-31 | 498 | ST-Coal | Steam_Coal | Coal | Excluded_Coal | 0 | 0 | 0 | teppc | 0 | 0
ALAMIT_7_UNIT 5 | ALAMIT_7_UNIT_5 | ALAMITOS GEN STA. UNIT 5 | caiso | SCE | SCE | Southern California Edison | SCE | CAISO | 1999-01-01 | 2020-12-31 | 497.97 | ST-NatGas | ST_NG | Steam | CAISO_ST | 0 | 0 | 0 | not relevant | 0 | 0
REDOND_7_UNIT 8 | REDOND_7_UNIT_8 | REDONDO GEN STA. UNIT 8 | caiso | SCE | SCE | Southern California Edison | SCE | CAISO | 1967-01-01 | 2020-12-31 | 495.9 | ST-NatGas | ST_NG | Steam | CAISO_ST | 0 | 0 | 0 | not relevant | 0 | 0
ALAMIT_7_UNIT 6 | ALAMIT_7_UNIT_6 | ALAMITOS GEN STA. UNIT 6 | caiso | SCE | SCE | Southern California Edison | SCE | CAISO | 1966-01-01 | 2020-12-31 | 495 | ST-NatGas | ST_NG | Steam | CAISO_ST | 0 | 0 | 0 | not relevant | 0 | 0
MRCHNT_2_PL1X3 | MRCHNT_2_PL1X3 | Desert Star Energy Center | caiso | NEVP | SCE | Southern California Edison | SCE | CAISO | 2012-06-18 | 2050-12-31 | 494.58 | CCWhole-NatGas-Industrial | CC_NG | CC | CAISO_CCGT1 | 0 | 0 | 0 | not relevant | 0 | 0
BUCKBL_2_PL1X3 | BUCKBL_2_PL1X3 | Blythe Energy Center | caiso | SCE | SCE | Southern California Edison | SCE | CAISO | 2010-06-11 | 2050-12-31 | 493.63 | CCWhole-NatGas-Industrial | CC_NG | CC | CAISO_CCGT1 | 0 | 0 | 0 | not relevant | 0 | 0
Mica_3 | Mica_3 | Mica-3_Mica-3_BCH-MCA | teppc | BCHA | BCHA | British Columbia Transmission Company | BCHA_AESO | Excluded | 1976-01-01 | 2033-03-31 | 493.5 | Hydro | Hydro_Standard | Hydro | Excluded_Hydro | 0 | 0 | 0 | teppc | 0 | 0
Mica_4 | Mica_4 | Mica-4_Mica-4_BCH-MCA | teppc | BCHA | BCHA | British Columbia Transmission Company | BCHA_AESO | Excluded | 1976-01-01 | 2033-03-31 | 493.5 | Hydro | Hydro_Standard | Hydro | Excluded_Hydro | 0 | 0 | 0 | teppc | 0 | 0
Mica_1 | Mica_1 | Mica-1_Mica-1_BCH-MCA | teppc | BCHA | BCHA | British Columbia Transmission Company | BCHA_AESO | Excluded | 1976-01-01 | 2033-03-31 | 492 | Hydro | Hydro_Standard | Hydro | Excluded_Hydro | 0 | 0 | 0 | teppc | 0 | 0
Mica_2 | Mica_2 | Mica-2_Mica-2_BCH-MCA | teppc | BCHA | BCHA | British Columbia Transmission Company | BCHA_AESO | Excluded | 1976-01-01 | 2033-03-31 | 492 | Hydro | Hydro_Standard | Hydro | Excluded_Hydro | 0 | 0 | 0 | teppc | 0 | 0
Front Range CC | Front_Range_CC | FrontRangeCC (Total CC Plant) | teppc | WACM | WACM | Western Area Power Administration, Colorado-Missouri Region | WACM | Excluded | 2002-08-01 | 2050-12-31 | 491 | CCWhole-NatGas-Industrial | CC_NG | CC | Excluded_CCGT | 0 | 0 | 0 | teppc | 0 | 0
Redhawk CC1 | Redhawk_CC1 | RedhawkCC1 (Total CC Plant) | teppc | TH_PV | TH_PV | Palo Verde and Arlington Valley and Harquahala CC and Redhawk | AZPS | SW | 2002-07-01 | 2050-12-31 | 487.1 | CCWhole-NatGas-Industrial | CC_NG | CC | SW_CCGT | 0 | 0 | 0 | teppc | 0 | 0
Redhawk CC2 | Redhawk_CC2 | RedhawkCC2 (Total CC Plant) | teppc | TH_PV | TH_PV | Palo Verde and Arlington Valley and Harquahala CC and Redhawk | AZPS | SW | 2002-07-01 | 2050-12-31 | 487.1 | CCWhole-NatGas-Industrial | CC_NG | CC | SW_CCGT | 0 | 0 | 0 | teppc | 0 | 0
Redhawk CC3 | Redhawk_CC3 | RedhawkCC3 (Total CC Plant) | teppc | AZPS | AZPS | Arizona Public Service Company | AZPS | SW | 2025-04-15 | 2050-12-31 | 486.4 | CCWhole-NatGas-Industrial | CC_NG | CC | SW_CCGT | 0 | 0 | 0 | teppc | 0 | 0
Redhawk CC4 | Redhawk_CC4 | RedhawkCC4 (Total CC Plant) | teppc | AZPS | AZPS | Arizona Public Service Company | AZPS | SW | 2025-04-15 | 2050-12-31 | 486.4 | CCWhole-NatGas-Industrial | CC_NG | CC | SW_CCGT | 0 | 0 | 0 | teppc | 0 | 0
BeaverCC-Total | BeaverCC_Total | BeaverCC (Total CC Plant) | teppc | PGE | PGE | Portland General Electric Company | PortlandGE | NW | 1974-08-01 | 2050-12-31 | 476.698 | CCWhole-NatGas-Industrial | CC_NG | CC | NW_CCGT | 0 | 0 | 0 | teppc | 0 | 0
Hunter_1 | Hunter_1 | Hunter-1 | teppc | PAUT | PAUT | Utah, PACE Utility | PACE | NW | 1978-06-01 | 2050-12-31 | 471 | ST-Coal | Steam_Coal | Coal | NW_Coal | 0 | 0 | 0 | teppc | 0 | 0
Hunter_3 | Hunter_3 | Hunter-3 | teppc | PAUT | PAUT | Utah, PACE Utility | PACE | NW | 1983-06-01 | 2050-12-31 | 460 | ST-Coal | Steam_Coal | Coal | NW_Coal | 0 | 0 | 0 | teppc | 0 | 0
Huntington_1 | Huntington_1 | Huntington-1 | teppc | PAUT | PAUT | Utah, PACE Utility | PACE | NW | 1977-06-01 | 2050-12-31 | 459 | ST-Coal | Steam_Coal | Coal | NW_Coal | 0 | 0 | 0 | teppc | 0 | 0
Bonanza | Bonanza | Bonanza-1 | teppc | PAUT | PAUT | Utah, PACE Utility | PACE | NW | 1986-05-01 | 2050-12-31 | 458 | ST-Coal | Steam_Coal | Coal | NW_Coal | 0 | 0 | 0 | teppc | 0 | 0
CDWR07_2_GEN | CDWR07_2_GEN | WNDGPP_2_NSPIN | caiso | PGE_Valley | PGE_Valley | Pacific Gas and Electric Valley | PGE_Valley | CAISO | 1/1/1899 | 2050-12-31 | 456 | n/a | Hydro_PumpedStorage | PSH | CAISO_Pumped_Hydro | 0 | 0 | 0 | not relevant | 0 | 0
Huntington_2 | Huntington_2 | Huntington-2 | teppc | PAUT | PAUT | Utah, PACE Utility | PACE | NW | 1974-07-01 | 2050-12-31 | 450 | ST-Coal | Steam_Coal | Coal | NW_Coal | 0 | 0 | 0 | teppc | 0 | 0
Craig 3 | Craig_3 | Craig 3 | teppc | WACM | WACM | Western Area Power Administration, Colorado-Missouri Region | WACM | Excluded | 1984-10-01 | 2050-12-31 | 448 | ST-Coal | Steam_Coal | Coal | Excluded_Coal | 0 | 0 | 0 | teppc | 0 | 0
CartyGenStaCC-Total | CartyGenStaCC_Total | Carty Generating Station Total CC Plant | teppc | PGE | PGE | Portland General Electric Company | PortlandGE | NW | 2016-01-01 | 2050-12-31 | 440 | CCWhole-NatGas-Industrial | CC_NG | CC | NW_CCGT | 0 | 0 | 0 | teppc | 0 | 0
Dry Fork Station | Dry_Fork_Station | Dry Fork Station 1 | teppc | WACM | WACM | Western Area Power Administration, Colorado-Missouri Region | WACM | Excluded | 2011-11-01 | 2050-12-31 | 440 | ST-Coal | Steam_Coal | Coal | Excluded_Coal | 0 | 0 | 0 | teppc | 0 | 0
NEW_APACHST4_17036_H | NEW_APACHST4_17036_H |  | teppc | WALC | WALC | Western Area Power Administration, Lower Colorado Region | WALC | SW | 2018-03-30 | 2050-03-30 | 434.7 | CCWhole-NatGas-SingleShaft | CC_NG | CC | SW_CCGT | 0 | 0 | 0 | teppc | 0 | 0
Keephills1_Exp | Keephills1_Exp | TransAlta Keephills 1 Uprate-1 | teppc | BCHA | BCHA | British Columbia Transmission Company | BCHA_AESO | Excluded | 2012-05-01 | 2028-12-31 | 434 | ST-Coal | Steam_Coal | Coal | Excluded_Coal | 0 | 0 | 0 | teppc | 0 | 0
Keephills2_Exp | Keephills2_Exp | TransAlta Keephills 2 Uprate-1 | teppc | BCHA | BCHA | British Columbia Transmission Company | BCHA_AESO | Excluded | 2012-04-01 | 2028-12-31 | 434 | ST-Coal | Steam_Coal | Coal | Excluded_Coal | 0 | 0 | 0 | teppc | 0 | 0
PortWestwrd1CC-Total | PortWestwrd1CC_Total | PortWestward1CC (Total CC Plant) | teppc | PGE | PGE | Portland General Electric Company | PortlandGE | NW | 2007-07-01 | 2050-12-31 | 430 | CCWhole-NatGas-Industrial | CC_NG | CC | NW_CCGT | 0 | 0 | 0 | teppc | 0 | 0
Genesee_2_2_Gas | Genesee_2_2_Gas | Sheerness 2-2 | teppc | BCHA | BCHA | British Columbia Transmission Company | BCHA_AESO | Excluded | 1990-01-01 | 2050-12-31 | 430 | CCWhole-NatGas-Industrial | CC_NG | CC | Excluded_CCGT | 0 | 0 | 0 | teppc | 0 | 0
Hunter_2 | Hunter_2 | Hunter-2 | teppc | PAUT | PAUT | Utah, PACE Utility | PACE | NW | 1980-06-01 | 2050-12-31 | 430 | ST-Coal | Steam_Coal | Coal | NW_Coal | 0 | 0 | 0 | teppc | 0 | 0
BCTSYS_5_PWXDYN | BCTSYS_5_PWXDYN | BCTSYS_5_PWXDYN | caiso | BPAT | PGE_Valley | Pacific Gas and Electric Valley | PGE_Valley | CAISO | 1/1/1899 | 2050-12-31 | 428 | CAISOImports_None | CAISOImports_None | None | CAISO_Imports | 0 | 0 | 0 | not relevant | 0 | 0
Craig 1 | Craig_1 | Craig 1 | teppc | PSCO | PSCO | Public Service Company of Colorado | PSCO | Excluded | 1980-07-01 | 2050-12-31 | 428 | ST-Coal | Steam_Coal | Coal | Excluded_Coal | 0 | 0 | 0 | teppc | 0 | 0
Craig 2 | Craig_2 | Craig 2 | teppc | WACM | WACM | Western Area Power Administration, Colorado-Missouri Region | WACM | Excluded | 1979-12-01 | 2050-12-31 | 428 | ST-Coal | Steam_Coal | Coal | Excluded_Coal | 0 | 0 | 0 | teppc | 0 | 0
CARLS1_2_CARCT1 | CARLS1_2_CARCT1 | CARLS1_2_CTG7 | caiso | SDGE | SDGE | San Diego Gas and Electric | SDGE | CAISO | 2018-12-01 | 2050-12-31 | 422 | COMBUSTION TURBINE_NATURAL GAS | CT_NG | CT | CAISO_Peaker1 | 0 | 0 | 0 | not relevant | 0 | 0
Genesee1-1 | Genesee1_1 | Genesee 1-1 | teppc | AESO | AESO | Alberta Electric System Operator | BCHA_AESO | Excluded | 1994-01-01 | 2029-12-31 | 422 | ST-Coal | Steam_Coal | Coal | Excluded_Coal | 0 | 0 | 0 | teppc | 0 | 0
Genesee_2_2 | Genesee_2_2 | Genesee 2-2 | teppc | AESO | AESO | Alberta Electric System Operator | BCHA_AESO | Excluded | 1989-01-01 | 2030-01-01 | 422 | ST-Coal | Steam_Coal | Coal | Excluded_Coal | 0 | 0 | 0 | teppc | 0 | 0
Sheerness1-1_Gas | Sheerness1_1_Gas | Sheerness 2-2 | teppc | BCHA | BCHA | British Columbia Transmission Company | BCHA_AESO | Excluded | 1990-01-01 | 2050-12-31 | 418.5 | CCWhole-NatGas-Industrial | CC_NG | CC | Excluded_CCGT | 0 | 0 | 0 | teppc | 0 | 0
Springerville 3 | Springerville_3 | Springerville 3 | teppc | TEPC | TEPC | Tucson Electric Power Company | TEPC | SW | 2014-06-01 | 2050-12-31 | 417 | ST-Coal | Steam_Coal | Coal | SW_Coal | 0 | 0 | 0 | teppc | 0 | 0
ARCOGN_2_UNITS | ARCOGN_2_UNITS |  | caiso | SCE | SCE | Southern California Edison | SCE | CAISO | 1987-12-04 | 2050-12-31 | 416.6 | CCWhole-NatGas-Industrial | Cogen_NG | Cogen | CAISO_CHP | 0 | 0 | 0 | not relevant | 0 | 0
Springerville 4 | Springerville_4 | Springerville 4 | teppc | TEPC | TEPC | Tucson Electric Power Company | TEPC | SW | 2009-12-17 | 2050-12-31 | 415 | ST-Coal | Steam_Coal | Coal | SW_Coal | 0 | 0 | 0 | teppc | 0 | 0
Keephills1_Gas | Keephills1_Gas | Sheerness 2-2 | teppc | AESO | AESO | Alberta Electric System Operator | BCHA_AESO | Excluded | 1990-01-01 | 2050-12-31 | 411 | ST-NatGas | ST_NG | Steam | Excluded_ST | 0 | 0 | 0 | teppc | 0 | 0
Keephils2_Gas | Keephils2_Gas | Sheerness 2-2 | teppc | AESO | AESO | Alberta Electric System Operator | BCHA_AESO | Excluded | 1990-01-01 | 2050-12-31 | 411 | ST-NatGas | ST_NG | Steam | Excluded_ST | 0 | 0 | 0 | teppc | 0 | 0
Keephills2 | Keephills2 | Keephills2-2 | teppc | BCHA | BCHA | British Columbia Transmission Company | BCHA_AESO | Excluded | 1984-01-01 | 2030-01-01 | 411 | ST-Coal | Steam_Coal | Coal | Excluded_Coal | 0 | 0 | 0 | teppc | 0 | 0
Keephills1 | Keephills1 | Keephills1-1 | teppc | BCHA | BCHA | British Columbia Transmission Company | BCHA_AESO | Excluded | 1983-01-01 | 2030-01-01 | 411 | ST-Coal | Steam_Coal | Coal | Excluded_Coal | 0 | 0 | 0 | teppc | 0 | 0
Sheerness_2_2 | Sheerness_2_2 | Sheerness 2-2 | teppc | AESO | AESO | Alberta Electric System Operator | BCHA_AESO | Excluded | 1990-01-01 | 2028-12-31 | 408 | ST-Coal | Steam_Coal | Coal | Excluded_Coal | 0 | 0 | 0 | teppc | 0 | 0
Sheerness_2_2_Gas | Sheerness_2_2_Gas | Sheerness 2-2 | teppc | BCHA | BCHA | British Columbia Transmission Company | BCHA_AESO | Excluded | 1990-01-01 | 2050-12-31 | 408 | CCWhole-NatGas-Industrial | CC_NG | CC | Excluded_CCGT | 0 | 0 | 0 | teppc | 0 | 0
Sheerness1-1 | Sheerness1_1 | Sheerness 1-1 | teppc | AESO | AESO | Alberta Electric System Operator | BCHA_AESO | Excluded | 1986-01-01 | 2028-12-31 | 408 | ST-Coal | Steam_Coal | Coal | Excluded_Coal | 0 | 0 | 0 | teppc | 0 | 0
Palo Verde 3_LADWP_slice | Palo_Verde_3_LADWP_slice | Palo Verde 3 | teppc | TH_PV | TH_PV | Palo Verde and Arlington Valley and Harquahala CC and Redhawk | AZPS | LDWP | 1988-01-01 | 2048-12-31 | 407 | ST-Nuclear | ST_Nuclear | Nuclear | LDWP_Nuclear | 0 | 0 | 0 | teppc | 0 | 0
HELMPG_7_UNIT 1 | HELMPG_7_UNIT_1 |  | caiso | PGE_Valley | PGE_Valley | Pacific Gas and Electric Valley | PGE_Valley | CAISO | 1984-01-01 | 2050-12-31 | 407 | n/a | Hydro_PumpedStorage | PSH | CAISO_Pumped_Hydro | 0 | 0 | 0 | not relevant | 0 | 0
HELMPG_7_UNIT 2 | HELMPG_7_UNIT_2 |  | caiso | PGE_Valley | PGE_Valley | Pacific Gas and Electric Valley | PGE_Valley | CAISO | 1984-01-01 | 2050-12-31 | 407 | n/a | Hydro_PumpedStorage | PSH | CAISO_Pumped_Hydro | 0 | 0 | 0 | not relevant | 0 | 0
Battle_River_5 | Battle_River_5 | Battle River 5-5 | teppc | AESO | AESO | Alberta Electric System Operator | BCHA_AESO | Excluded | 1981-01-01 | 2027-12-01 | 407 | ST-Coal | Steam_Coal | Coal | Excluded_Coal | 0 | 0 | 0 | teppc | 0 | 0
SundanceAB5 | SundanceAB5 | SUNDANCE5-5 | teppc | BCHA | BCHA | British Columbia Transmission Company | BCHA_AESO | Excluded | 2009-10-01 | 2030-01-01 | 406 | ST-Coal | Steam_Coal | Coal | Excluded_Coal | 0 | 0 | 0 | teppc | 0 | 0
SundanceAB4 | SundanceAB4 | SUNDANCE4-4 | teppc | BCHA | BCHA | British Columbia Transmission Company | BCHA_AESO | Excluded | 2007-09-01 | 2030-01-01 | 406 | ST-Coal | Steam_Coal | Coal | Excluded_Coal | 0 | 0 | 0 | teppc | 0 | 0
Springerville 2 | Springerville_2 | Springerville 2 | teppc | TEPC | TEPC | Tucson Electric Power Company | TEPC | SW | 1990-06-01 | 2050-12-31 | 406 | ST-Coal | Steam_Coal | Coal | SW_Coal | 0 | 0 | 0 | teppc | 0 | 0
SundanceAB4_Gas | SundanceAB4_Gas | Sheerness 2-2 | teppc | AESO | AESO | Alberta Electric System Operator | BCHA_AESO | Excluded | 1990-01-01 | 2050-12-31 | 406 | ST-NatGas | ST_NG | Steam | Excluded_ST | 0 | 0 | 0 | teppc | 0 | 0
SundanceAB5_Gas | SundanceAB5_Gas | Sheerness 2-2 | teppc | AESO | AESO | Alberta Electric System Operator | BCHA_AESO | Excluded | 1990-01-01 | 2050-12-31 | 406 | ST-NatGas | ST_NG | Steam | Excluded_ST | 0 | 0 | 0 | teppc | 0 | 0
INTKEP_2_UNITS | INTKEP_2_UNITS | CCSF Hetch_Hetchy Hydro Aggregate | caiso | PGE_Valley | PGE_Valley | Pacific Gas and Electric Valley | PGE_Valley | CAISO | 2006-07-01 | 2050-12-31 | 405 | n/a | Hydro_Standard | Hydro | CAISO_Hydro | 0 | 2 | 0 | not relevant | 1 | 0
Montague Wind | Montague_Wind | Montague Wind Power Facility LLC-1 | teppc | TPWR | TPWR | Tacoma Power | BPAT | NW | 2018-04-15 | 2050-12-31 | 404 | WT-Onshore | wind_onshorewind | Wind | NW_Wind | 0 | 0 | 0 | teppc | 0 | 0
HELMPG_7_UNIT 3 | HELMPG_7_UNIT_3 |  | caiso | PGE_Valley | PGE_Valley | Pacific Gas and Electric Valley | PGE_Valley | CAISO | 1984-01-01 | 2050-12-31 | 404 | n/a | Hydro_PumpedStorage | PSH | CAISO_Pumped_Hydro | 0 | 0 | 0 | not relevant | 0 | 0
PNCHEG_2_PL1X4 | PNCHEG_2_PL1X4 | PANOCHE ENERGY CENTER (Aggregated) | caiso | PGE_Valley | PGE_Valley | Pacific Gas and Electric Valley | PGE_Valley | CAISO | 2009-05-28 | 2050-12-31 | 401 | CT-NatGas-Aero | CT_NG | CT | CAISO_Peaker1 | 0 | 0 | 0 | not relevant | 0 | 0
SundanceAB6 | SundanceAB6 | SUNDANCE6-1 | teppc | BCHA | BCHA | British Columbia Transmission Company | BCHA_AESO | Excluded | 2001-10-01 | 2028-12-31 | 401 | ST-Coal | Steam_Coal | Coal | Excluded_Coal | 0 | 0 | 0 | teppc | 0 | 0
SundanceAB6_Gas | SundanceAB6_Gas | Sheerness 2-2 | teppc | AESO | AESO | Alberta Electric System Operator | BCHA_AESO | Excluded | 1990-01-01 | 2050-12-31 | 401 | ST-NatGas | ST_NG | Steam | Excluded_ST | 0 | 0 | 0 | teppc | 0 | 0
Golden Hills Wind | Golden_Hills_Wind | Golden Hills Wind-WT (267 x 1.5) | teppc | TPWR | TPWR | Tacoma Power | BPAT | NW | 2018-12-01 | 2050-04-15 | 400 | WT-Onshore | wind_onshorewind | Wind | NW_Wind | 0 | 0 | 0 | teppc | 0 | 0
Intermountain CC1 | Intermountain_CC1 | Intermountain Power Project Replacement CC1 (Total CC Plant)_26039 | teppc | LDWP | LDWP | Los Angeles Department of Water and Power | LADWP | LDWP | 2025-07-01 | 2050-12-31 | 398 | CCWhole-NatGas-Aero | CC_NG | CC | LDWP_CCGT | 0 | 0 | 0 | teppc | 0 | 0
Intermountain CC2 | Intermountain_CC2 | Intermountain Power Project Replacement CC2 (Total CC Plant)_26040 | teppc | LDWP | LDWP | Los Angeles Department of Water and Power | LADWP | LDWP | 2025-07-01 | 2050-12-31 | 398 | CCWhole-NatGas-Aero | CC_NG | CC | LDWP_CCGT | 0 | 0 | 0 | teppc | 0 | 0
HARMATT12 | HARMATT12 |  | teppc | AESO | AESO | Alberta Electric System Operator | BCHA_AESO | Excluded | 1950-01-01 | 2050-12-31 | 395 | CT-NatGas-Industrial | CT_NG | CT | Excluded_Peaker | 0 | 0 | 0 | teppc | 0 | 0
Springerville 1 | Springerville_1 | Springerville 1 | teppc | TEPC | TEPC | Tucson Electric Power Company | TEPC | SW | 1985-06-01 | 2050-12-31 | 387 | ST-Coal | Steam_Coal | Coal | SW_Coal | 0 | 0 | 0 | teppc | 0 | 0
Cherokee 4 Coal | Cherokee_4_Coal | Cherokee-4 | teppc | PSCO | PSCO | Public Service Company of Colorado | PSCO | Excluded | 1967-12-01 | 2030-01-01 | 383 | ST-Coal | Steam_Coal | Coal | Excluded_Coal | 0 | 0 | 0 | teppc | 0 | 0
Coronado CO2 | Coronado_CO2 | Coronado CO2 | teppc | SRP | SRP | Salt River Project | SRP | SW | 1980-10-01 | 2050-12-31 | 382 | ST-Coal | Steam_Coal | Coal | SW_Coal | 0 | 0 | 0 | teppc | 0 | 0
Cholla_4 | Cholla_4 | Cholla-4 | teppc | PNM | PNM | Public Service Company of New Mexico | PNM_EPE | SW | 1981-06-01 | 2024-12-31 | 380 | ST-Coal | Steam_Coal | Coal | SW_Coal | 0 | 0 | 0 | teppc | 0 | 0
Coronado CO1 | Coronado_CO1 | Coronado CO1 | teppc | SRP | SRP | Salt River Project | SRP | SW | 1979-12-01 | 2050-12-31 | 380 | ST-Coal | Steam_Coal | Coal | SW_Coal | 0 | 0 | 0 | teppc | 0 | 0
INLDEM_5_UNIT 1 | INLDEM_5_UNIT_1 | Inland Empire Energy Center, Unit 1 | caiso | SCE | SCE | Southern California Edison | SCE | CAISO | 2009-06-29 | 2050-12-31 | 376.2 | CCWhole-NatGas-SingleShaft | CC_NG | CC | CAISO_CCGT1 | 0 | 0 | 0 | not relevant | 0 | 0
SLUISP_2_UNITS | SLUISP_2_UNITS | SAN LUIS (GIANELLI) PUMP-GEN (AGGREGATE) | caiso | PGE_Valley | PGE_Valley | Pacific Gas and Electric Valley | PGE_Valley | CAISO | 1967-01-01 | 2050-12-31 | 374.43 | n/a | Hydro_PumpedStorage | PSH | CAISO_Pumped_Hydro | 0 | 0 | 0 | not relevant | 0 | 0
Palo Verde 3 | Palo_Verde_3 | Palo Verde 3 | teppc | TH_PV | TH_PV | Palo Verde and Arlington Valley and Harquahala CC and Redhawk | AZPS | SW | 1988-01-01 | 2048-12-31 | 373 | ST-Nuclear | ST_Nuclear | Nuclear | SW_Nuclear | 0 | 0 | 0 | teppc | 0 | 0
HarquahalaCC1-Total | HarquahalaCC1_Total | HarquahalaCC1 (Total CC Plant) | teppc | TH_PV | TH_PV | Palo Verde and Arlington Valley and Harquahala CC and Redhawk | AZPS | SW | 2003-09-01 | 2050-12-31 | 360 | CCWhole-NatGas-Industrial | CC_NG | CC | SW_CCGT | 0 | 0 | 0 | teppc | 0 | 0
HarquahalaCC2-Total | HarquahalaCC2_Total | HarquahalaCC2 (Total CC Plant) | teppc | TH_PV | TH_PV | Palo Verde and Arlington Valley and Harquahala CC and Redhawk | AZPS | SW | 2003-09-01 | 2050-12-31 | 360 | CCWhole-NatGas-Industrial | CC_NG | CC | SW_CCGT | 0 | 0 | 0 | teppc | 0 | 0
HarquahalaCC3-Total | HarquahalaCC3_Total | HarquahalaCC3 (Total CC Plant) | teppc | TH_PV | TH_PV | Palo Verde and Arlington Valley and Harquahala CC and Redhawk | AZPS | SW | 2003-09-01 | 2050-12-31 | 360 | CCWhole-NatGas-Industrial | CC_NG | CC | SW_CCGT | 0 | 0 | 0 | teppc | 0 | 0
RAMON_2_SCEDYN | RAMON_2_SCEDYN | RAMON_2_SCEDYN | caiso | IID | SCE | Southern California Edison | SCE | CAISO | 1/1/1899 | 2050-12-31 | 359.6 | OTHER_GEOTHERMAL | Geothermal_steam | Geothermal | CAISO_Geothermal | 0 | 0 | 0 | not relevant | 0 | 0
SundanceAB3_Gas | SundanceAB3_Gas | Sheerness 2-2 | teppc | AESO | AESO | Alberta Electric System Operator | BCHA_AESO | Excluded | 1990-01-01 | 2050-12-31 | 353 | ST-NatGas | ST_NG | Steam | Excluded_ST | 0 | 0 | 0 | teppc | 0 | 0
SundanceAB3 | SundanceAB3 | SUNDANCE3-3 | teppc | BCHA | BCHA | British Columbia Transmission Company | BCHA_AESO | Excluded | 1976-01-01 | 2030-01-01 | 353 | ST-Coal | Steam_Coal | Coal | Excluded_Coal | 0 | 0 | 0 | teppc | 0 | 0
SaddlebrookCC-Total | SaddlebrookCC_Total | Saddlebrook Generating Station-1 (Total CC Plant) | teppc | BCHA | BCHA | British Columbia Transmission Company | BCHA_AESO | Excluded | 2017-06-30 | 2050-12-31 | 350.5 | CCWhole-NatGas-Industrial | CC_NG | CC | Excluded_CCGT | 0 | 0 | 0 | teppc | 0 | 0
SwanHillsSagCT | SwanHillsSagCT | Swan Hills Sagitawah Generating Facility-2 | teppc | BCHA | BCHA | British Columbia Transmission Company | BCHA_AESO | Excluded | 2015-10-01 | 2050-12-31 | 344 | CT-SynGas | CT_Syngas | CT | Excluded_Peaker | 0 | 0 | 0 | teppc | 0 | 0
Wyodak | Wyodak | Wyodak-1 | teppc | PAWY | PAWY | Wyoming, PACE Utility | PACE | NW | 1978-09-01 | 2050-12-31 | 340 | ST-Coal | Steam_Coal | Coal | NW_Coal | 0 | 0 | 0 | teppc | 0 | 0
San Juan 1 | San_Juan_1 | San Juan 1 | teppc | PNM | PNM | Public Service Company of New Mexico | PNM_EPE | SW | 1976-12-01 | 2050-12-31 | 340 | ST-Coal | Steam_Coal | Coal | SW_Coal | 0 | 0 | 0 | teppc | 0 | 0
SCHLTE_1_PL1X3 | SCHLTE_1_PL1X3 | Tracy Combined Cycle Plant | caiso | PGE_Valley | PGE_Valley | Pacific Gas and Electric Valley | PGE_Valley | CAISO | 2012-10-31 | 2050-12-31 | 336.04 | CCWhole-NatGas-Industrial | CC_NG | CC | CAISO_CCGT2 | 0 | 0 | 0 | not relevant | 0 | 0
ALAMIT_7_UNIT 4 | ALAMIT_7_UNIT_4 | ALAMITOS GEN STA. UNIT 4 | caiso | SCE | SCE | Southern California Edison | SCE | CAISO | 1962-01-01 | 2020-12-31 | 335.67 | ST-NatGas | ST_NG | Steam | CAISO_ST | 0 | 0 | 0 | not relevant | 0 | 0
Comanche 2 | Comanche_2 | Comanche 2 | teppc | PSCO | PSCO | Public Service Company of Colorado | PSCO | Excluded | 1974-12-01 | 2025-12-31 | 335 | ST-Coal | Steam_Coal | Coal | Excluded_Coal | 0 | 0 | 0 | teppc | 0 | 0
Boswell Wind | Boswell_Wind |  | teppc | PAWY | PAWY | Wyoming, PACE Utility | PACE | NW | 1950-01-01 | 2050-12-31 | 334.5 | WT-Onshore | wind_onshorewind | Wind | NW_Wind | 0 | 0 | 0 | teppc | 0 | 0
ALAMIT_7_UNIT 3 | ALAMIT_7_UNIT_3 | ALAMITOS GEN STA. UNIT 3 | caiso | SCE | SCE | Southern California Edison | SCE | CAISO | 1961-01-01 | 2020-12-31 | 332.18 | ST-NatGas | ST_NG | Steam | CAISO_ST | 0 | 0 | 0 | not relevant | 0 | 0
ENCINA_7_EA5 | ENCINA_7_EA5 |  | caiso | SDGE | SDGE | San Diego Gas and Electric | SDGE | CAISO | 1978-01-01 | 2018-12-12 | 330 | ST-NatGas | ST_NG | Steam | CAISO_ST | 0 | 0 | 0 | not relevant | 0 | 0
Dave_Johnston_4 | Dave_Johnston_4 | Dave Johnston-4 | teppc | PAWY | PAWY | Wyoming, PACE Utility | PACE | NW | 1972-07-01 | 2027-12-31 | 330 | ST-Coal | Steam_Coal | Coal | NW_Coal | 0 | 0 | 0 | teppc | 0 | 0
Comanche 1 | Comanche_1 | Comanche 1 | teppc | PSCO | PSCO | Public Service Company of Colorado | PSCO | Excluded | 1972-12-01 | 2022-12-31 | 325 | ST-Coal | Steam_Coal | Coal | Excluded_Coal | 0 | 0 | 0 | teppc | 0 | 0
LAROA2_2_UNITA1 | LAROA2_2_UNITA1 | LR2 | caiso | CFE | SDGE | San Diego Gas and Electric | SDGE | CAISO | 2003-07-22 | 2050-12-31 | 322 | CCWhole-NatGas-Industrial | CC_NG | CC | CAISO_CCGT2 | 0 | 0 | 0 | not relevant | 0 | 0
Newman7CC | Newman7CC | Newman7CC (Total CC Plant) | teppc | EPE | EPE | El Paso Electric Company | PNM_EPE | SW | 2027-01-01 | 2067-12-31 | 320 | CCWhole-NatGas-Industrial | CC_NG | CC | SW_CCGT | 0 | 0 | 0 | teppc | 0 | 0
Newman6CC-Total | Newman6CC_Total | Newman6CC (Total CC Plant) | teppc | EPE | EPE | El Paso Electric Company | PNM_EPE | SW | 2023-01-01 | 2063-12-31 | 320 | CCWhole-NatGas-Industrial | CC_NG | CC | SW_CCGT | 0 | 0 | 0 | teppc | 0 | 0
FourBrothers | FourBrothers | Four Brothers Solar | teppc | PAUT | PAUT | Utah, PACE Utility | PACE | NW | 2015-04-15 | 2050-12-31 | 320 | SolarPV-NonTracking | FixedPV_sun | Solar_Fixed | NW_Solar | 0 | 0 | 0 | teppc | 0 | 0
MintFarmCC-Total | MintFarmCC_Total | MintFarmCC (Total CC Plant) | teppc | PSEI | PSEI | Puget Sound Energy | BPAT | NW | 2008-01-01 | 2050-12-01 | 312.5 | CCWhole-NatGas-Industrial | CC_NG | CC | NW_CCGT | 0 | 0 | 0 | teppc | 0 | 0
SLSTR1_2_SOLAR1 | SLSTR1_2_SOLAR1 | Solar Star 1 | caiso | SCE | SCE | Southern California Edison | SCE | CAISO | 2015-06-25 | 2050-12-31 | 310 | n/a | PVgeneric_sun | Solar_Fixed | CAISO_Solar | 1 | 1 | 0 | in old list | 1 | 0
MillenniumCC-Total | MillenniumCC_Total | MillenniumCC (Total CC Plant) | teppc | AESO | AESO | Alberta Electric System Operator | BCHA_AESO | Excluded | 2000-05-01 | 2050-12-01 | 310 | CC-AB-Cogen | Cogen_NG | Cogen | Excluded_CHP | 0 | 0 | 0 | teppc | 0 | 0
LECEF_1_UNITS | LECEF_1_UNITS | LOS ESTEROS ENERGY FACILITY AGGREGATE | caiso | PGE_Bay | PGE_Bay | Pacific Gas and Electric Bay | PGE_Bay | CAISO | 2013-07-31 | 2050-12-31 | 309.84 | CCWhole-NatGas-Aero | CT_NG | CT | CAISO_CCGT2 | 0 | 0 | 0 | not relevant | 0 | 0
Colstrip_2 | Colstrip_2 | Colstrip-2 | teppc | IPFE | IPFE | Idaho Far East | IPCO | NW | 1976-08-01 | 2022-07-31 | 307 | ST-Coal | Steam_Coal | Coal | NW_Coal | 0 | 0 | 0 | teppc | 0 | 0
Colstrip_1 | Colstrip_1 | Colstrip-1 | teppc | IPFE | IPFE | Idaho Far East | IPCO | NW | 1975-11-01 | 2022-07-31 | 307 | ST-Coal | Steam_Coal | Coal | NW_Coal | 0 | 0 | 0 | teppc | 0 | 0
GordonMShrum01 | GordonMShrum01 | Gordon M Shrum-1_Gordon M Shrum-1_BCH-GMS | teppc | BCHA | BCHA | British Columbia Transmission Company | BCHA_AESO | Excluded | 1968-01-01 | 2033-03-31 | 305 | Hydro | Hydro_Standard | Hydro | Excluded_Hydro | 0 | 0 | 0 | teppc | 0 | 0
GordonMShrum02 | GordonMShrum02 | Gordon M Shrum-2_Gordon M Shrum-2_BCH-GMS | teppc | BCHA | BCHA | British Columbia Transmission Company | BCHA_AESO | Excluded | 1968-01-01 | 2033-03-31 | 305 | Hydro | Hydro_Standard | Hydro | Excluded_Hydro | 0 | 0 | 0 | teppc | 0 | 0
GordonMShrum03 | GordonMShrum03 | Gordon M Shrum-3_Gordon M Shrum-3_BCH-GMS | teppc | BCHA | BCHA | British Columbia Transmission Company | BCHA_AESO | Excluded | 1968-01-01 | 2033-03-31 | 305 | Hydro | Hydro_Standard | Hydro | Excluded_Hydro | 0 | 0 | 0 | teppc | 0 | 0
GordonMShrum04 | GordonMShrum04 | Gordon M Shrum-4_Gordon M Shrum-4_BCH-GMS | teppc | BCHA | BCHA | British Columbia Transmission Company | BCHA_AESO | Excluded | 1968-01-01 | 2033-03-31 | 305 | Hydro | Hydro_Standard | Hydro | Excluded_Hydro | 0 | 0 | 0 | teppc | 0 | 0
GordonMShrum05 | GordonMShrum05 | Gordon M Shrum-5_Gordon M Shrum-5_BCH-GMS | teppc | BCHA | BCHA | British Columbia Transmission Company | BCHA_AESO | Excluded | 1968-01-01 | 2033-03-31 | 305 | Hydro | Hydro_Standard | Hydro | Excluded_Hydro | 0 | 0 | 0 | teppc | 0 | 0
GordonMShrum06 | GordonMShrum06 | Gordon M Shrum-6_Gordon M Shrum-6_BCH-GMS | teppc | BCHA | BCHA | British Columbia Transmission Company | BCHA_AESO | Excluded | 1968-01-01 | 2033-03-31 | 305 | Hydro | Hydro_Standard | Hydro | Excluded_Hydro | 0 | 0 | 0 | teppc | 0 | 0
GordonMShrum07 | GordonMShrum07 | Gordon M Shrum-7_Gordon M Shrum-7_BCH-GMS | teppc | BCHA | BCHA | British Columbia Transmission Company | BCHA_AESO | Excluded | 1968-01-01 | 2033-03-31 | 305 | Hydro | Hydro_Standard | Hydro | Excluded_Hydro | 0 | 0 | 0 | teppc | 0 | 0
GordonMShrum08 | GordonMShrum08 | Gordon M Shrum-8_Gordon M Shrum-8_BCH-GMS | teppc | BCHA | BCHA | British Columbia Transmission Company | BCHA_AESO | Excluded | 1968-01-01 | 2033-03-31 | 305 | Hydro | Hydro_Standard | Hydro | Excluded_Hydro | 0 | 0 | 0 | teppc | 0 | 0
GordonMShrum09 | GordonMShrum09 | Gordon M Shrum-9_Gordon M Shrum-9_BCH-GMS | teppc | BCHA | BCHA | British Columbia Transmission Company | BCHA_AESO | Excluded | 1968-01-01 | 2033-03-31 | 305 | Hydro | Hydro_Standard | Hydro | Excluded_Hydro | 0 | 0 | 0 | teppc | 0 | 0
GordonMShrum10 | GordonMShrum10 | Gordon M Shrum-10_Gordon M Shrum-10_BCH-GMS | teppc | BCHA | BCHA | British Columbia Transmission Company | BCHA_AESO | Excluded | 1968-01-01 | 2033-03-31 | 305 | Hydro | Hydro_Standard | Hydro | Excluded_Hydro | 0 | 0 | 0 | teppc | 0 | 0
Baja CA CC3 | Baja_CA_CC3 | BajaCA3CC (Total CC Plant) | teppc | CFE | CFE | Comisión Federal de Electricidad | CFE | Excluded | 2016-07-01 | 2050-12-31 | 303.1 | CCWhole-NatGas-Industrial | CC_NG | CC | Excluded_CCGT | 0 | 0 | 0 | teppc | 0 | 0
LODIEC_2_PL1X2 | LODIEC_2_PL1X2 | Lodi Energy Center | caiso | PGE_Valley | PGE_Valley | Pacific Gas and Electric Valley | PGE_Valley | CAISO | 2012-11-27 | 2050-12-31 | 302.58 | CCWhole-NatGas-Industrial | CC_NG | CC | CAISO_CCGT1 | 0 | 0 | 0 | not relevant | 0 | 0
Magnolia CC | Magnolia_CC | MagnoliaCC (Total CC Plant) | teppc | LDWP | LDWP | Los Angeles Department of Water and Power | LADWP | LDWP | 1989-06-01 | 2050-12-31 | 301 | CCWhole-NatGas-Industrial | CC_NG | CC | LDWP_CCGT | 0 | 0 | 0 | teppc | 0 | 0
ORION WIND | ORION_WIND |  | teppc | NWMT | NWMT | NorthWestern Energy | NWMT_WAUW | NW | 1950-01-01 | 2050-12-31 | 300.9 | WT-Onshore | wind_onshorewind | Wind | NW_Wind | 0 | 0 | 0 | teppc | 0 | 0
Scattergood 4 | Scattergood_4 | Scattergood Repowering CC 4 | teppc | LDWP | LDWP | Los Angeles Department of Water and Power | LADWP | LDWP | 2015-12-31 | 2060-12-31 | 300 | CT-NatGas-Industrial | CT_NG | CT | LDWP_Peaker | 0 | 0 | 0 | teppc | 0 | 0
DSRTSN_2_SOLAR1 | DSRTSN_2_SOLAR1 | Desert Sunlight 300 | caiso | SCE | SCE | Southern California Edison | SCE | CAISO | 2014-12-05 | 2050-12-31 | 300 | n/a | PVgeneric_sun | Solar_Fixed | CAISO_Solar | 1 | 1 | 0 | in old list | 1 | 0
BlackspringRidge | BlackspringRidge | Blackspring Ridge Wind-1 | teppc | AESO | AESO | Alberta Electric System Operator | BCHA_AESO | Excluded | 2014-03-31 | 2050-12-31 | 300 | WT-Onshore | wind_onshorewind | Wind | Excluded_Wind | 0 | 0 | 0 | teppc | 0 | 0
CalpineCC-Total | CalpineCC_Total | CalpineCC (Total CC Plant) | teppc | AESO | AESO | Alberta Electric System Operator | BCHA_AESO | Excluded | 2003-01-01 | 2050-12-01 | 300 | CCWhole-NatGas-Industrial | CC_NG | CC | Excluded_CCGT | 0 | 0 | 0 | teppc | 0 | 0
ENCINA_7_EA4 | ENCINA_7_EA4 |  | caiso | SDGE | SDGE | San Diego Gas and Electric | SDGE | CAISO | 1973-01-01 | 2018-12-12 | 300 | ST-NatGas | ST_NG | Steam | CAISO_ST | 0 | 0 | 0 | not relevant | 0 | 0
CEP_7 | CEP_7 |  | teppc | PSCO | PSCO | Public Service Company of Colorado | PSCO | Excluded | 1950-01-01 | 2050-12-31 | 300 | WT-Onshore | wind_onshorewind | Wind | Excluded_Wind | 0 | 0 | 0 | teppc | 0 | 0
ELCABO_5_ECWSCEDYN | ELCABO_5_ECWSCEDYN | El Cabo Wind | caiso | AZPS | SCE | Southern California Edison | SCE | CAISO | 1/1/1899 | 2050-12-31 | 298 | WIND_WIND | wind_onshorewind | Wind | CAISO_Wind | 1 | 1 | 0 | in old list | 1 | 0
DSRTSL_2_SOLAR1 | DSRTSL_2_SOLAR1 | Desert Stateline | caiso | SCE | SCE | Southern California Edison | SCE | CAISO | 2016-08-30 | 2050-12-31 | 296.19 | n/a | PVgeneric_sun | Solar_Fixed | CAISO_Solar | 1 | 1 | 0 | in old list | 1 | 0
GoldendaleCC-Total | GoldendaleCC_Total | GoldendaleCC (Total CC Plant) | teppc | TPWR | TPWR | Tacoma Power | BPAT | NW | 2004-08-01 | 2050-12-31 | 291.8 | CCWhole-NatGas-Industrial | CC_NG | CC | NW_CCGT | 0 | 0 | 0 | teppc | 0 | 0
RathdrumCC-Total | RathdrumCC_Total | RathdrumCC (Total CC Plant) | teppc | AVA | AVA | Avista Corp. | BPAT | NW | 2001-09-01 | 2050-12-31 | 291.6 | CCWhole-NatGas-Industrial | CC_NG | CC | NW_CCGT | 0 | 0 | 0 | teppc | 0 | 0
AGUCAL_5_SOLAR1 | AGUCAL_5_SOLAR1 | Agua Caliente Solar | caiso | AZPS | SDGE | San Diego Gas and Electric | SDGE | CAISO | 2014-06-10 | 2050-12-31 | 290 | n/a | PVgeneric_sun | Solar_Fixed | CAISO_Solar | 1 | 1 | 0 | in old list | 1 | 0
IslandCogenCC-Total | IslandCogenCC_Total | Island Cogen-1_Island Cogen-1_IPP-ICG | teppc | BCHA | BCHA | British Columbia Transmission Company | BCHA_AESO | Excluded | 2002-04-12 | 2040-04-12 | 290 | CCWhole-NatGas-Industrial | CC_NG | CC | Excluded_CCGT | 0 | 0 | 0 | teppc | 0 | 0
SCEHOV_2_HOOVER | SCEHOV_2_HOOVER | SCEHOV_2_HOOVER | caiso | WALC | SCE | Southern California Edison | SCE | CAISO | 1/1/1899 | 2050-12-31 | 287.01 | Hydro_Water | Hydro_Standard | Hydro | CAISO_Hydro | 0 | 0 | 0 | not relevant | 0 | 0
Walnut Energy CC | Walnut_Energy_CC | WalnutEnergyCC (Total CC Plant) | teppc | TIDC | TIDC | Turlock Irrigation District | TID | BANC | 2006-03-01 | 2050-12-31 | 286 | CCWhole-NatGas-Industrial | CC_NG | CC | BANC_CCGT | 0 | 0 | 0 | teppc | 0 | 0
CoyoteSprgCC2-Total | CoyoteSprgCC2_Total | CoyoteSprngsCC2 (Total CC Plant) | teppc | AVA | AVA | Avista Corp. | BPAT | NW | 2003-07-01 | 2050-12-31 | 286 | CCWhole-NatGas-Industrial | CC_NG | CC | NW_CCGT | 0 | 0 | 0 | teppc | 0 | 0
Hayden 2 | Hayden_2 | Hayden 2 | teppc | WACM | WACM | Western Area Power Administration, Colorado-Missouri Region | WACM | Excluded | 1976-09-01 | 2029-12-31 | 286 | ST-Coal | Steam_Coal | Coal | Excluded_Coal | 0 | 0 | 0 | teppc | 0 | 0
CKY_ROR 13 | CKY_ROR_13 | CKY_ROR 13 | teppc | BCHA | BCHA | British Columbia Transmission Company | BCHA_AESO | Excluded | 2040-09-30 | 2050-03-30 | 282.5 | hydro | Hydro_Standard | Hydro | Excluded_Hydro | 0 | 0 | 0 | teppc | 0 | 0
Santan 6 CC | Santan_6_CC | Santan6CC (Total CC Plant) | teppc | SRP | SRP | Salt River Project | SRP | SW | 2006-03-01 | 2050-12-31 | 281 | CCWhole-NatGas-Industrial | CC_NG | CC | SW_CCGT | 0 | 0 | 0 | teppc | 0 | 0
Rawhide 1 | Rawhide_1 | Rawhide 1 | teppc | PSCO | PSCO | Public Service Company of Colorado | PSCO | Excluded | 1984-04-01 | 2050-12-31 | 280 | ST-Coal | Steam_Coal | Coal | Excluded_Coal | 0 | 0 | 0 | teppc | 0 | 0
SundanceAB2 | SundanceAB2 | SUNDANCE2-2 | teppc | AESO | AESO | Alberta Electric System Operator | BCHA_AESO | Excluded | 1973-01-01 | 2019-12-31 | 280 | ST-Coal | Steam_Coal | Coal | Excluded_Coal | 0 | 0 | 0 | teppc | 0 | 0
SundanceAB1 | SundanceAB1 | SUNDANCE1-1 | teppc | AESO | AESO | Alberta Electric System Operator | BCHA_AESO | Excluded | 1970-01-01 | 2019-12-31 | 280 | ST-Coal | Steam_Coal | Coal | Excluded_Coal | 0 | 0 | 0 | teppc | 0 | 0
Newman5CC-Total | Newman5CC_Total | Newman5CC (Total CC Plant) | teppc | EPE | EPE | El Paso Electric Company | PNM_EPE | SW | 2009-05-01 | 2059-12-31 | 278 | CCWhole-NatGas-Industrial | CC_NG | CC | SW_CCGT | 0 | 0 | 0 | teppc | 0 | 0
PdteJuarezCC-Total | PdteJuarezCC_Total | PdteJuarezCC (Total CC Plant) | teppc | CFE | CFE | Comisión Federal de Electricidad | CFE | Excluded | 2009-07-01 | 2050-12-01 | 277 | CCWhole-NatGas-Industrial | CC_NG | CC | Excluded_CCGT | 0 | 0 | 0 | teppc | 0 | 0
SLSTR2_2_SOLAR2 | SLSTR2_2_SOLAR2 | Solar Star 2 | caiso | SCE | SCE | Southern California Edison | SCE | CAISO | 2015-06-19 | 2050-12-31 | 276 | n/a | PVgeneric_sun | Solar_Fixed | CAISO_Solar | 1 | 1 | 0 | in old list | 1 | 0
JM Shafer CC | JM_Shafer_CC | JMShaferCC1 (Total CC Plant) | teppc | PSCO | PSCO | Public Service Company of Colorado | PSCO | Excluded | 1985-06-10 | 2030-04-15 | 275.4 | CCWhole-NatGas-Industrial | CC_NG | CC | Excluded_CCGT | 0 | 0 | 0 | teppc | 0 | 0
SANDLT_2_SUNITS | SANDLT_2_SUNITS | Mojave Solar | caiso | SCE | SCE | Southern California Edison | SCE | CAISO | 2014-12-04 | 2050-12-31 | 275 | n/a | SolarThermal_sun | Solar_Thermal | CAISO_Solar | 1 | 1 | 0 | in old list | 1 | 0
LangleyGulchCC-Total | LangleyGulchCC_Total | LangleyGulchCC (Total CC Plant) | teppc | IPTV | IPTV | Idaho Treasure Valley | IPCO | NW | 2012-06-29 | 2050-12-31 | 274.3 | CCWhole-NatGas-Aero | CC_NG | CC | NW_CCGT | 0 | 0 | 0 | teppc | 0 | 0
Cholla 3 | Cholla_3 | Cholla 3 | teppc | PNM | PNM | Public Service Company of New Mexico | PNM_EPE | SW | 1980-05-01 | 2050-12-31 | 271 | ST-Coal | Steam_Coal | Coal | SW_Coal | 0 | 0 | 0 | teppc | 0 | 0
FredericksonCC-Total | FredericksonCC_Total | FredericksonCC (Total CC Plant) | teppc | BPAT | BPAT | Bonneville Power Administration – Transmission | BPAT | NW | 2002-08-01 | 2050-12-31 | 270 | CCWhole-NatGas-Industrial | CC_NG | CC | NW_CCGT | 0 | 0 | 0 | teppc | 0 | 0
NorthValmy2 | NorthValmy2 | North Valmy Station 2 | teppc | SPPC | SPPC | Nevada Power Company | NEVP | SW | 1985-05-01 | 2025-12-31 | 268 | ST-Coal | Steam_Coal | Coal | SW_Coal | 0 | 0 | 0 | teppc | 0 | 0
Escalante 1 | Escalante_1 | Escalante-1¦Plains Escalante | teppc | PNM | PNM | Public Service Company of New Mexico | PNM_EPE | SW | 1984-12-01 | 2050-12-31 | 268 | ST-Coal | Steam_Coal | Coal | SW_Coal | 0 | 0 | 0 | teppc | 0 | 0
OCTILO_5_WIND | OCTILO_5_WIND | Ocotillo Wind Energy Facility | caiso | SDGE | SDGE | San Diego Gas and Electric | SDGE | CAISO | 2013-07-30 | 2050-12-31 | 265 | n/a | wind_onshorewind | Wind | CAISO_Wind | 1 | 1 | 0 | in old list | 1 | 0
ELSEGN_2_UN2021 | ELSEGN_2_UN2021 | El Segundo Energy Center 7/8 | caiso | SCE | SCE | Southern California Edison | SCE | CAISO | 2013-06-29 | 2050-12-31 | 263.68 | CCWhole-NatGas-Industrial | CC_NG | CC | CAISO_CCGT2 | 0 | 0 | 0 | not relevant | 0 | 0
ELSEGN_2_UN1011 | ELSEGN_2_UN1011 | El Segundo Energy Center 5/6 | caiso | SCE | SCE | Southern California Edison | SCE | CAISO | 2013-06-29 | 2050-12-31 | 263 | CCWhole-NatGas-Industrial | CC_NG | CC | CAISO_CCGT2 | 0 | 0 | 0 | not relevant | 0 | 0
LAPLMA_2_UNIT 2 | LAPLMA_2_UNIT_2 | La Paloma Generating Plant Unit #2 | caiso | PGE_Valley | PGE_Valley | Pacific Gas and Electric Valley | PGE_Valley | CAISO | 2003-03-05 | 2050-12-31 | 260.2 | CCWhole-NatGas-SingleShaft | CC_NG | CC | CAISO_CCGT1 | 0 | 0 | 0 | not relevant | 0 | 0
LAPLMA_2_UNIT 1 | LAPLMA_2_UNIT_1 | La Paloma Generating Plant Unit #1 | caiso | PGE_Valley | PGE_Valley | Pacific Gas and Electric Valley | PGE_Valley | CAISO | 2003-01-10 | 2050-12-31 | 259.8 | CCWhole-NatGas-SingleShaft | CC_NG | CC | CAISO_CCGT1 | 0 | 0 | 0 | not relevant | 0 | 0
Kyrene 7 CC | Kyrene_7_CC | Kyrene7CC (Total CC Plant) | teppc | SRP | SRP | Salt River Project | SRP | SW | 2002-10-01 | 2050-12-31 | 259 | CCWhole-NatGas-Industrial | CC_NG | CC | SW_CCGT | 0 | 0 | 0 | teppc | 0 | 0
LAPLMA_2_UNIT 3 | LAPLMA_2_UNIT_3 |  | caiso | PGE_Valley | PGE_Valley | Pacific Gas and Electric Valley | PGE_Valley | CAISO | 2003-01-13 | 2050-12-31 | 256.15 | CCWhole-NatGas-SingleShaft | CC_NG | CC | CAISO_CCGT1 | 0 | 0 | 0 | not relevant | 0 | 0
NorthValmy1 | NorthValmy1 | North Valmy Station 1 | teppc | SPPC | SPPC | Nevada Power Company | NEVP | SW | 1981-12-01 | 2025-12-31 | 254 | ST-Coal | Steam_Coal | Coal | SW_Coal | 0 | 0 | 0 | teppc | 0 | 0
FerndaleCC-Total | FerndaleCC_Total | FerndaleCC (Total CC Plant) | teppc | PSEI | PSEI | Puget Sound Energy | BPAT | NW | 1994-04-01 | 2050-12-31 | 253.47 | CCWhole-NatGas-Industrial | CC_NG | CC | NW_CCGT | 0 | 0 | 0 | teppc | 0 | 0
SLRMS3_2_SRMSR1 | SLRMS3_2_SRMSR1 | SILVER RIDGE MOUNT SIGNAL 3 | caiso | SDGE | SDGE | San Diego Gas and Electric | SDGE | CAISO | 1/1/1899 | 2050-12-31 | 250 | PHOTO VOLTAIC_SUN | PVgeneric_sun | Solar_Fixed | CAISO_Solar | 1 | 0 | 1 | new | 1 | 0
MALIN_5_BPADYN | MALIN_5_BPADYN | MALIN_5_BPADYN | caiso | BPAT | PGE_Valley | Pacific Gas and Electric Valley | PGE_Valley | CAISO | 1/1/1899 | 2050-12-31 | 250 | CAISOImports_None | CAISOImports_None | None | CAISO_Imports | 0 | 0 | 0 | not relevant | 0 | 0
K Road Moapa | K_Road_Moapa | Moapa Southern Paiute Solar Project (K Road Moapa) | teppc | LDWP | LDWP | Los Angeles Department of Water and Power | LADWP | LDWP | 2016-12-01 | 2050-12-31 | 250 | SolarPV-NonTracking | FixedPV_sun | Solar_Fixed | LDWP_Solar | 0 | 0 | 0 | teppc | 0 | 0
PRIMM_2_SOLAR1 | PRIMM_2_SOLAR1 | Silver State South | caiso | NEVP | SCE | Southern California Edison | SCE | CAISO | 2016-08-23 | 2050-12-31 | 250 | n/a | PVgeneric_sun | Solar_Fixed | CAISO_Solar | 1 | 1 | 0 | in old list | 1 | 0
BLKCRK_2_SOLAR1 | BLKCRK_2_SOLAR1 | McCoy Station | caiso | SCE | SCE | Southern California Edison | SCE | CAISO | 2016-06-14 | 2050-12-31 | 250 | n/a | PVgeneric_sun | Solar_Fixed | CAISO_Solar | 1 | 1 | 0 | in old list | 1 | 0
DSRTSN_2_SOLAR2 | DSRTSN_2_SOLAR2 | Desert Sunlight 250 | caiso | SCE | SCE | Southern California Edison | SCE | CAISO | 2014-12-05 | 2050-12-31 | 250 | n/a | PVgeneric_sun | Solar_Fixed | CAISO_Solar | 1 | 1 | 0 | in old list | 1 | 0
GENESI_2_STG | GENESI_2_STG | Genesis Station | caiso | PGE_Valley | PGE_Valley | Pacific Gas and Electric Valley | PGE_Valley | CAISO | 2013-11-27 | 2050-12-31 | 250 | n/a | SolarThermal_sun | Solar_Thermal | CAISO_Solar | 1 | 1 | 0 | in old list | 1 | 0
Cedar Point | Cedar_Point | Cedar Point Wind Farm 1-139 | teppc | PSCO | PSCO | Public Service Company of Colorado | PSCO | Excluded | 2011-11-01 | 2050-12-31 | 250 | WT-Onshore | wind_onshorewind | Wind | Excluded_Wind | 0 | 0 | 0 | teppc | 0 | 0
Clark CC2 | Clark_CC2 | ClarkCC2 (Total CC Plant) | teppc | NEVP | NEVP | Nevada Power Company | NEVP | SW | 1980-06-01 | 2034-12-31 | 250 | CCWhole-NatGas-Industrial | CC_NG | CC | SW_CCGT | 0 | 0 | 0 | teppc | 0 | 0
Clark CC1 | Clark_CC1 | ClarkCC1 (Total CC Plant) | teppc | NEVP | NEVP | Nevada Power Company | NEVP | SW | 1979-05-01 | 2033-12-31 | 250 | CCWhole-NatGas-Industrial | CC_NG | CC | SW_CCGT | 0 | 0 | 0 | teppc | 0 | 0
Castaic 6 | Castaic_6 | Castaic 6 | teppc | LDWP | LDWP | Los Angeles Department of Water and Power | LADWP | LDWP | 1978-08-01 | 2050-01-01 | 250 | PS-Hydro | Hydro_PumpedStorage | PSH | LDWP_Pumped_Hydro | 0 | 0 | 0 | teppc | 0 | 0
Castaic 2 | Castaic_2 | Castaic 2 | teppc | LDWP | LDWP | Los Angeles Department of Water and Power | LADWP | LDWP | 1974-07-01 | 2050-01-01 | 250 | PS-Hydro | Hydro_PumpedStorage | PSH | LDWP_Pumped_Hydro | 0 | 0 | 0 | teppc | 0 | 0
Buffalo Trail Wind | Buffalo_Trail_Wind |  | teppc | NWMT | NWMT | NorthWestern Energy | NWMT_WAUW | NW | 1950-01-01 | 2050-12-31 | 250 | WT-Onshore | wind_onshorewind | Wind | NW_Wind | 0 | 0 | 0 | teppc | 0 | 0
CEP_1 | CEP_1 |  | teppc | PSCO | PSCO | Public Service Company of Colorado | PSCO | Excluded | 1950-01-01 | 2050-12-31 | 250 | SolarPV-Tracking | 1axPV_sun | Solar_1Axis | Excluded_Solar | 0 | 0 | 0 | teppc | 0 | 0
Genesee Combined Cycle | Genesee_Combined_Cycle | Genesee CC | teppc | BCHA | BCHA | British Columbia Transmission Company | BCHA_AESO | Excluded | 2025-01-01 | 2029-12-31 | 249.8 | CCWhole-NatGas-Industrial | CC_NG | CC | Excluded_CCGT | 0 | 0 | 0 | teppc | 0 | 0
Heartland CC15 | Heartland_CC15 | Genesee CC | teppc | BCHA | BCHA | British Columbia Transmission Company | BCHA_AESO | Excluded | 2025-01-01 | 2029-12-31 | 249.8 | CCWhole-NatGas-Industrial | CC_NG | CC | Excluded_CCGT | 0 | 0 | 0 | teppc | 0 | 0
Heartland CC16 | Heartland_CC16 | Genesee CC | teppc | BCHA | BCHA | British Columbia Transmission Company | BCHA_AESO | Excluded | 2025-01-01 | 2029-12-31 | 249.8 | CCWhole-NatGas-Industrial | CC_NG | CC | Excluded_CCGT | 0 | 0 | 0 | teppc | 0 | 0
Okotoks Combined Cycle | Okotoks_Combined_Cycle | Genesee CC | teppc | BCHA | BCHA | British Columbia Transmission Company | BCHA_AESO | Excluded | 2025-01-01 | 2029-12-31 | 249.8 | CCWhole-NatGas-Industrial | CC_NG | CC | Excluded_CCGT | 0 | 0 | 0 | teppc | 0 | 0
Afton CC | Afton_CC | AftonCC (Total CC Plant) | teppc | PNM | PNM | Public Service Company of New Mexico | PNM_EPE | SW | 2007-10-01 | 2050-12-01 | 248.5 | CCWhole-NatGas-Industrial | CC_NG | CC | SW_CCGT | 0 | 0 | 0 | teppc | 0 | 0
River_Road | River_Road | River Road Gen Plant-1 | teppc | BPAT | BPAT | Bonneville Power Administration – Transmission | BPAT | NW | 1997-12-01 | 2050-12-31 | 248 | CCWhole-NatGas-SingleShaft | CC_NG | CC | NW_CCGT | 0 | 0 | 0 | teppc | 0 | 0
SUNSET_2_UNITS | SUNSET_2_UNITS | MIDWAY SUNSET COGENERATION PLANT | caiso | PGE_Valley | PGE_Valley | Pacific Gas and Electric Valley | PGE_Valley | CAISO | 1989-12-18 | 2050-12-31 | 248 | CT-NatGas-Industrial | Cogen_NG | Cogen | CAISO_CHP | 0 | 0 | 0 | not relevant | 0 | 0
COLVIL_7_PL1X2 | COLVIL_7_PL1X2 | COLLIERVILLE HYDRO UNIT 1 & 2 AGGREGATE | caiso | PGE_Valley | PGE_Valley | Pacific Gas and Electric Valley | PGE_Valley | CAISO | 1/1/1899 | 2050-12-31 | 246.86 | n/a | Hydro_Standard | Hydro | CAISO_Hydro | 0 | 0 | 0 | not relevant | 0 | 0
CoyoteSprgCC1-Total | CoyoteSprgCC1_Total | CoyoteSprngsCC1 (Total CC Plant) | teppc | PGE | PGE | Portland General Electric Company | PortlandGE | NW | 1995-11-01 | 2050-12-31 | 246.1 | CCWhole-NatGas-Industrial | CC_NG | CC | NW_CCGT | 0 | 0 | 0 | teppc | 0 | 0
HermistnGenCC1-Total | HermistnGenCC1_Total | HermistonGenCC1 (Total CC Plant) | teppc | PACW | PACW | PacifiCorp – West | PACW | NW | 1996-07-01 | 2050-12-31 | 243 | CCWhole-NatGas-Industrial | CC_NG | CC | NW_CCGT | 0 | 0 | 0 | teppc | 0 | 0
HermistnGenCC2-Total | HermistnGenCC2_Total | HermistonGenCC2 (Total CC Plant) | teppc | PACW | PACW | PacifiCorp – West | PACW | NW | 1996-07-01 | 2050-12-31 | 243 | CCWhole-NatGas-Industrial | CC_NG | CC | NW_CCGT | 0 | 0 | 0 | teppc | 0 | 0
AVSOLR_2_SOLAR | AVSOLR_2_SOLAR | AV SOLAR RANCH 1 | caiso | SCE | SCE | Southern California Edison | SCE | CAISO | 2014-06-19 | 2050-12-31 | 241.5 | n/a | PVgeneric_sun | Solar_Fixed | CAISO_Solar | 1 | 1 | 0 | in old list | 1 | 0
PdteJuarez08 CC | PdteJuarez08_CC | Pdte. Juarez-8 | teppc | CFE | CFE | Comisión Federal de Electricidad | CFE | Excluded | 2001-07-01 | 2050-12-31 | 241.2 | CCWhole-NatGas-SingleShaft | CC_NG | CC | Excluded_CCGT | 0 | 0 | 0 | teppc | 0 | 0
PdteJuarez09 CC | PdteJuarez09_CC | Pdte. Juarez-9 | teppc | CFE | CFE | Comisión Federal de Electricidad | CFE | Excluded | 2001-07-01 | 2050-12-31 | 241.2 | CCWhole-NatGas-SingleShaft | CC_NG | CC | Excluded_CCGT | 0 | 0 | 0 | teppc | 0 | 0
Castaic 1 | Castaic_1 | Castaic 1 | teppc | LDWP | LDWP | Los Angeles Department of Water and Power | LADWP | LDWP | 2013-07-01 | 2050-12-31 | 240 | PS-Hydro | Hydro_PumpedStorage | PSH | LDWP_Pumped_Hydro | 0 | 0 | 0 | teppc | 0 | 0
CROKET_7_UNIT | CROKET_7_UNIT | CROCKETT COGEN | caiso | PGE_Bay | PGE_Bay | Pacific Gas and Electric Bay | PGE_Bay | CAISO | 1995-12-20 | 2050-12-31 | 240 | CCWhole-NatGas-SingleShaft | Cogen_NG | Cogen | CAISO_CHP | 0 | 0 | 0 | not relevant | 0 | 0
Castaic 5 | Castaic_5 | Castaic 5 | teppc | LDWP | LDWP | Los Angeles Department of Water and Power | LADWP | LDWP | 1977-12-01 | 2050-01-01 | 240 | PS-Hydro | Hydro_PumpedStorage | PSH | LDWP_Pumped_Hydro | 0 | 0 | 0 | teppc | 0 | 0
Castaic 4 | Castaic_4 | Castaic 4 | teppc | LDWP | LDWP | Los Angeles Department of Water and Power | LADWP | LDWP | 1977-06-01 | 2050-01-01 | 240 | PS-Hydro | Hydro_PumpedStorage | PSH | LDWP_Pumped_Hydro | 0 | 0 | 0 | teppc | 0 | 0
Castaic 3 | Castaic_3 | Castaic 3 | teppc | LDWP | LDWP | Los Angeles Department of Water and Power | LADWP | LDWP | 1976-07-01 | 2050-01-01 | 240 | PS-Hydro | Hydro_PumpedStorage | PSH | LDWP_Pumped_Hydro | 0 | 0 | 0 | teppc | 0 | 0
DVLCYN_1_UNITS | DVLCYN_1_UNITS | DEVIL CANYON HYDRO UNITS 1-4 AGGREGATE | caiso | SCE | SCE | Southern California Edison | SCE | CAISO | 1972-01-01 | 2050-12-31 | 236.8 | n/a | Hydro_Standard | Hydro | CAISO_Hydro | 0 | 0 | 0 | not relevant | 0 | 0
INTMNT_3_ANAHEIM | INTMNT_3_ANAHEIM | Intermountain Power Project | caiso | PACE | SCE | Southern California Edison | SCE | CAISO | 1986-06-01 | 2025-06-30 | 236 | STEAM_COAL | Steam_Coal | Coal | CAISO_Coal | 0 | 0 | 0 | not relevant | 0 | 0
Harbor CC | Harbor_CC | HarborCC (Total CC Plant) | teppc | LDWP | LDWP | Los Angeles Department of Water and Power | LADWP | LDWP | 1995-01-01 | 2026-12-31 | 231 | CCWhole-NatGas-Industrial | CC_NG | CC | LDWP_CCGT | 0 | 0 | 0 | teppc | 0 | 0
Newman4CC-Total | Newman4CC_Total | Newman4CC (Total CC Plant) | teppc | EPE | EPE | El Paso Electric Company | PNM_EPE | SW | 1975-06-01 | 2023-12-31 | 227 | CCWhole-NatGas-Industrial | CC_NG | CC | SW_CCGT | 0 | 0 | 0 | teppc | 0 | 0
Newmont TS Power | Newmont_TS_Power | Newmont TS Power¦TS Power Plant-1 | teppc | SPPC | SPPC | Nevada Power Company | NEVP | SW | 2008-05-01 | 2050-12-31 | 226 | ST-Coal | Steam_Coal | Coal | SW_Coal | 0 | 0 | 0 | teppc | 0 | 0
HNTGBH_7_UNIT 2 | HNTGBH_7_UNIT_2 | HUNTINGTON BEACH GEN STA. UNIT 2 | caiso | SCE | SCE | Southern California Edison | SCE | CAISO | 1958-12-01 | 2020-12-31 | 225.8 | ST-NatGas | ST_NG | Steam | CAISO_ST | 0 | 0 | 0 | not relevant | 0 | 0
HNTGBH_7_UNIT 1 | HNTGBH_7_UNIT_1 | HUNTINGTON BEACH GEN STA. UNIT 1 | caiso | SCE | SCE | Southern California Edison | SCE | CAISO | 1958-06-01 | 2019-10-31 | 225.75 | ST-NatGas | ST_NG | Steam | CAISO_ST | 0 | 0 | 0 | not relevant | 0 | 0
Brownlee5 | Brownlee5 | Brownlee-5 | teppc | IPTV | IPTV | Idaho Treasure Valley | IPCO | NW | 1980-03-01 | 2050-12-31 | 225 | Hydro | Hydro_Standard | Hydro | NW_Hydro | 0 | 0 | 0 | teppc | 0 | 0
LSRW_DutchFlats | LSRW_DutchFlats | Lower Snake River Wind Energy Project (Dutch Flats)-1 | teppc | PNM | PNM | Public Service Company of New Mexico | PNM_EPE | SW | 2013-06-01 | 2050-12-31 | 222.5 | WT-Onshore | wind_onshorewind | Wind | SW_Wind | 0 | 0 | 0 | teppc | 0 | 0
Haynes 2 | Haynes_2 | Haynes 2 | teppc | LDWP | LDWP | Los Angeles Department of Water and Power | LADWP | LDWP | 1963-04-01 | 2023-12-31 | 222 | ST-NatGas | ST_NG | Steam | LDWP_ST | 0 | 0 | 0 | teppc | 0 | 0
Haynes 1 | Haynes_1 | Haynes 1 | teppc | LDWP | LDWP | Los Angeles Department of Water and Power | LADWP | LDWP | 1962-09-01 | 2023-12-31 | 222 | ST-NatGas | ST_NG | Steam | LDWP_ST | 0 | 0 | 0 | teppc | 0 | 0
Klondike Wind III-1 | Klondike_Wind_III_1 | Klondike Windpower III-1 | teppc | TPWR | TPWR | Tacoma Power | BPAT | NW | 2008-01-01 | 2050-12-31 | 221 | WT-Onshore | wind_onshorewind | Wind | NW_Wind | 0 | 0 | 0 | teppc | 0 | 0
Cedar Creek 1A | Cedar_Creek_1A | Cedar Creek Wind Project 1A | teppc | PSCO | PSCO | Public Service Company of Colorado | PSCO | Excluded | 2007-11-01 | 2050-12-31 | 220 | WT-Onshore | wind_onshorewind | Wind | Excluded_Wind | 0 | 0 | 0 | teppc | 0 | 0
Dworshak_3 | Dworshak_3 | Dworshak-3 | teppc | BPAT | BPAT | Bonneville Power Administration – Transmission | BPAT | NW | 1974-09-01 | 2050-12-31 | 220 | Hydro | Hydro_Standard | Hydro | NW_Hydro | 0 | 0 | 0 | teppc | 0 | 0
Dave_Johnston_3 | Dave_Johnston_3 | Dave Johnston-3 | teppc | PAWY | PAWY | Wyoming, PACE Utility | PACE | NW | 1964-12-01 | 2027-12-31 | 220 | ST-Coal | Steam_Coal | Coal | NW_Coal | 0 | 0 | 0 | teppc | 0 | 0
Hayden 1 | Hayden_1 | Hayden 1 | teppc | WACM | WACM | Western Area Power Administration, Colorado-Missouri Region | WACM | Excluded | 1965-07-01 | 2030-12-31 | 212 | ST-Coal | Steam_Coal | Coal | Excluded_Coal | 0 | 0 | 0 | teppc | 0 | 0
CAVLSR_2_RSOLAR | CAVLSR_2_RSOLAR | California Valley Solar Ranch-Phase A | caiso | PGE_Bay | PGE_Bay | Pacific Gas and Electric Bay | PGE_Bay | CAISO | 2013-11-01 | 2050-12-31 | 210 | n/a | PVgeneric_sun | Solar_Fixed | CAISO_Solar | 1 | 1 | 0 | in old list | 1 | 0
PINFLT_7_UNITS | PINFLT_7_UNITS | PINE FLAT HYDRO AGGREGATE | caiso | PGE_Valley | PGE_Valley | Pacific Gas and Electric Valley | PGE_Valley | CAISO | 1984-01-01 | 2050-12-31 | 210 | n/a | Hydro_Standard | Hydro | CAISO_Hydro | 0 | 0 | 0 | not relevant | 0 | 0
MDFKRL_2_PROJCT | MDFKRL_2_PROJCT | MIDDLE FORK AND RALSTON PSP | caiso | PGE_Valley | PGE_Valley | Pacific Gas and Electric Valley | PGE_Valley | CAISO | 1966-01-01 | 2050-12-31 | 210 | n/a | Hydro_Standard | Hydro | CAISO_Hydro | 0 | 0 | 0 | not relevant | 0 | 0
Lamar DCI | Lamar_DCI | Lamar DC Intertie (Fictional Resource)-1 | teppc | PSCO | PSCO | Public Service Company of Colorado | PSCO | Excluded | 1950-01-01 | 2050-12-31 | 210 | DC-Intertie | Intertie_NOTGEN | None | Excluded_Imports | 0 | 0 | 0 | teppc | 0 | 0
COCOPP_2_CTG3 | COCOPP_2_CTG3 | Marsh Landing 3 | caiso | PGE_Bay | PGE_Bay | Pacific Gas and Electric Bay | PGE_Bay | CAISO | 2013-05-01 | 2050-12-31 | 208.96 | CT-NatGas-Industrial | CT_NG | CT | CAISO_Peaker2 | 0 | 0 | 0 | not relevant | 0 | 0
Ray D Nixon 1 | Ray_D_Nixon_1 | Ray D Nixon 1 | teppc | WACM | WACM | Western Area Power Administration, Colorado-Missouri Region | WACM | Excluded | 1980-04-01 | 2050-12-31 | 208 | ST-Coal | Steam_Coal | Coal | Excluded_Coal | 0 | 0 | 0 | teppc | 0 | 0
VINCNT_2_QF | VINCNT_2_QF | VINCENT QFS | caiso | SCE | SCE | Southern California Edison | SCE | CAISO | 1985-01-01 | 2050-12-31 | 207 | n/a | wind_onshorewind | Wind | CAISO_Wind | 1 | 12 | 0 | in old list | 1 | 0
COCOPP_2_CTG4 | COCOPP_2_CTG4 |  | caiso | PGE_Bay | PGE_Bay | Pacific Gas and Electric Bay | PGE_Bay | CAISO | 2013-05-01 | 2050-12-31 | 204.29 | CT-NatGas-Industrial | CT_NG | CT | CAISO_Peaker2 | 0 | 0 | 0 | not relevant | 0 | 0
COCOPP_2_CTG1 | COCOPP_2_CTG1 | Marsh Landing 1 | caiso | PGE_Bay | PGE_Bay | Pacific Gas and Electric Bay | PGE_Bay | CAISO | 2013-05-01 | 2050-12-31 | 204.2 | CT-NatGas-Industrial | CT_NG | CT | CAISO_Peaker2 | 0 | 0 | 0 | not relevant | 0 | 0
New Mexico Wind EC | New_Mexico_Wind_EC | New Mexico Wind Energy Center GE15 | teppc | PNM | PNM | Public Service Company of New Mexico | PNM_EPE | SW | 2003-09-01 | 2028-07-01 | 204 | WT-Onshore | wind_onshorewind | Wind | SW_Wind | 0 | 0 | 0 | teppc | 0 | 0
COCOPP_2_CTG2 | COCOPP_2_CTG2 | Marsh Landing 2 | caiso | PGE_Bay | PGE_Bay | Pacific Gas and Electric Bay | PGE_Bay | CAISO | 2013-05-01 | 2050-12-31 | 202.7 | CT-NatGas-Industrial | CT_NG | CT | CAISO_Peaker2 | 0 | 0 | 0 | not relevant | 0 | 0
Windy Flats Wind | Windy_Flats_Wind | Windy Flats Wind Project-1 | teppc | TPWR | TPWR | Tacoma Power | BPAT | NW | 2010-01-01 | 2050-12-31 | 202.4 | WT-Onshore | wind_onshorewind | Wind | NW_Wind | 0 | 0 | 0 | teppc | 0 | 0
Seven_Mile_4 | Seven_Mile_4 | Seven Mile-4_Seven Mile-4_BCH-SEV | teppc | BCHA | BCHA | British Columbia Transmission Company | BCHA_AESO | Excluded | 2003-10-01 | 2033-03-31 | 201.25 | Hydro | Hydro_Standard | Hydro | Excluded_Hydro | 0 | 0 | 0 | teppc | 0 | 0
Seven_Mile_1 | Seven_Mile_1 | Seven Mile-1_Seven Mile-1_BCH-SEV | teppc | BCHA | BCHA | British Columbia Transmission Company | BCHA_AESO | Excluded | 1979-01-01 | 2033-03-31 | 201.25 | Hydro | Hydro_Standard | Hydro | Excluded_Hydro | 0 | 0 | 0 | teppc | 0 | 0
Seven_Mile_2 | Seven_Mile_2 | Seven Mile-2_Seven Mile-2_BCH-SEV | teppc | BCHA | BCHA | British Columbia Transmission Company | BCHA_AESO | Excluded | 1979-01-01 | 2033-03-31 | 201.25 | Hydro | Hydro_Standard | Hydro | Excluded_Hydro | 0 | 0 | 0 | teppc | 0 | 0
Seven_Mile_3 | Seven_Mile_3 | Seven Mile-3_Seven Mile-3_BCH-SEV | teppc | BCHA | BCHA | British Columbia Transmission Company | BCHA_AESO | Excluded | 1979-01-01 | 2033-03-31 | 201.25 | Hydro | Hydro_Standard | Hydro | Excluded_Hydro | 0 | 0 | 0 | teppc | 0 | 0
Limon Wind 3 | Limon_Wind_3 | Limon III Wind Farm WT1 | teppc | PSCO | PSCO | Public Service Company of Colorado | PSCO | Excluded | 2015-12-31 | 2050-12-31 | 201 | WT-Onshore | wind_onshorewind | Wind | Excluded_Wind | 0 | 0 | 0 | teppc | 0 | 0
Limon Wind 1 | Limon_Wind_1 | Limon I Wind Farm 1 | teppc | PSCO | PSCO | Public Service Company of Colorado | PSCO | Excluded | 2012-12-31 | 2050-12-31 | 201 | WT-Onshore | wind_onshorewind | Wind | Excluded_Wind | 0 | 0 | 0 | teppc | 0 | 0
Limon Wind 2 | Limon_Wind_2 | Limon II Wind Farm 1 | teppc | PSCO | PSCO | Public Service Company of Colorado | PSCO | Excluded | 2012-12-31 | 2050-12-31 | 201 | WT-Onshore | wind_onshorewind | Wind | Excluded_Wind | 0 | 0 | 0 | teppc | 0 | 0
Logan County | Logan_County | Logan Wind Energy Center (Peetz Table -II) 1 | teppc | PSCO | PSCO | Public Service Company of Colorado | PSCO | Excluded | 2008-01-01 | 2050-12-01 | 201 | WT-Onshore | wind_onshorewind | Wind | Excluded_Wind | 0 | 0 | 0 | teppc | 0 | 0
Naughton2 | Naughton2 | Naughton-2 | teppc | PAWY | PAWY | Wyoming, PACE Utility | PACE | NW | 1968-10-01 | 2050-12-31 | 201 | ST-Coal | Steam_Coal | Coal | NW_Coal | 0 | 0 | 0 | teppc | 0 | 0
TopoftheWorld | TopoftheWorld | Top of the World Windpower Project-TOTW1 | teppc | PAWY | PAWY | Wyoming, PACE Utility | PACE | NW | 2010-10-28 | 2050-12-31 | 200.2 | WT-Onshore | wind_onshorewind | Wind | NW_Wind | 0 | 0 | 0 | teppc | 0 | 0
LeaningJunipr3 | LeaningJunipr3 | Leaning Juniper 3-WT (1) | teppc | BPAT | BPAT | Bonneville Power Administration – Transmission | BPAT | NW | 2018-12-31 | 2050-04-15 | 200 | WT-Onshore | wind_onshorewind | Wind | NW_Wind | 0 | 0 | 0 | teppc | 0 | 0
TRNQLT_2_SOLAR | TRNQLT_2_SOLAR | Tranquillity | caiso | PGE_Valley | PGE_Valley | Pacific Gas and Electric Valley | PGE_Valley | CAISO | 2016-07-28 | 2050-12-31 | 200 | n/a | PVgeneric_sun | Solar_Fixed | CAISO_Solar | 1 | 1 | 0 | in old list | 1 | 0
CarmonCreekCC3 | CarmonCreekCC3 | Shell Carmon Creek 3 | teppc | BCHA | BCHA | British Columbia Transmission Company | BCHA_AESO | Excluded | 2016-02-01 | 2050-12-31 | 200 | CCWhole-NatGas-Industrial | CC_NG | CC | Excluded_CCGT | 0 | 0 | 0 | teppc | 0 | 0
CarmonCreekCC2 | CarmonCreekCC2 | Shell Carmon Creek 2 | teppc | BCHA | BCHA | British Columbia Transmission Company | BCHA_AESO | Excluded | 2015-11-01 | 2050-12-31 | 200 | CCWhole-NatGas-Industrial | CC_NG | CC | Excluded_CCGT | 0 | 0 | 0 | teppc | 0 | 0
CarmonCreekCC1 | CarmonCreekCC1 | Shell Carmon Creek 1 | teppc | BCHA | BCHA | British Columbia Transmission Company | BCHA_AESO | Excluded | 2015-08-01 | 2050-12-31 | 200 | CCWhole-NatGas-Industrial | CC_NG | CC | Excluded_CCGT | 0 | 0 | 0 | teppc | 0 | 0
IVSLRP_2_SOLAR1 | IVSLRP_2_SOLAR1 | Silver Ridge Mount Signal | caiso | SDGE | SDGE | San Diego Gas and Electric | SDGE | CAISO | 2014-03-04 | 2050-12-31 | 200 | n/a | PVgeneric_sun | Solar_Fixed | CAISO_Solar | 1 | 1 | 0 | in old list | 1 | 0
BowMontCapital | BowMontCapital | BowMont Capital-1 | teppc | BCHA | BCHA | British Columbia Transmission Company | BCHA_AESO | Excluded | 2014-01-15 | 2050-12-31 | 200 | CT-NatGas-Industrial | CT_NG | CT | Excluded_Peaker | 0 | 0 | 0 | teppc | 0 | 0
Blackwater DCI | Blackwater_DCI | Blackwater DC Intertie (Fictional Resource)-1 | teppc | PNM | PNM | Public Service Company of New Mexico | PNM_EPE | SW | 2006-01-01 | 2050-12-31 | 200 | DC-Intertie | Intertie_NOTGEN | None | SW_Imports | 0 | 0 | 0 | teppc | 0 | 0
DCI_Miles_City | DCI_Miles_City | Miles City DC Intertie (Fictional Resource)-1 | teppc | CISC | CISC | Southern California Edison | SCE | CAISO | 2006-01-01 | 2050-12-31 | 200 | DC-Intertie | Intertie_NOTGEN | None | CAISO_Imports | 0 | 0 | 0 | teppc | 0 | 0
Rapid City DCI | Rapid_City_DCI | Rapid City DC Intertie (Fictional Resource)-1 | teppc | WACM | WACM | Western Area Power Administration, Colorado-Missouri Region | WACM | Excluded | 2003-12-31 | 2050-12-31 | 200 | DC-Intertie | Intertie_NOTGEN | None | Excluded_Imports | 0 | 0 | 0 | teppc | 0 | 0
EASTWD_7_UNIT | EASTWD_7_UNIT |  | caiso | SCE | PGE_Valley | Pacific Gas and Electric Valley | PGE_Valley | CAISO | 1987-01-01 | 2050-12-31 | 200 | n/a | Hydro_PumpedStorage | PSH | CAISO_Pumped_Hydro | 0 | 0 | 0 | not relevant | 0 | 0
Boundary56 | Boundary56 | Boundary-56 | teppc | SCL | SCL | Seattle Department of Lighting | BPAT | NW | 1986-05-01 | 2050-12-31 | 200 | Hydro | Hydro_Standard | Hydro | NW_Hydro | 0 | 0 | 0 | teppc | 0 | 0
DCI_Artesia | DCI_Artesia | Artesia DC Intertie (Fictional Resource) | teppc | PNM | PNM | Public Service Company of New Mexico | PNM_EPE | SW | 1986-04-15 | 2050-12-31 | 200 | DC-Intertie | Intertie_NOTGEN | None | SW_Imports | 0 | 0 | 0 | teppc | 0 | 0
Boundary55 | Boundary55 | Boundary-55 | teppc | SCL | SCL | Seattle Department of Lighting | BPAT | NW | 1985-11-01 | 2050-12-31 | 200 | Hydro | Hydro_Standard | Hydro | NW_Hydro | 0 | 0 | 0 | teppc | 0 | 0
Virginia Smith DCI | Virginia_Smith_DCI | Virginia Smith DC Intertie (Fictional Resource) | teppc | WACM | WACM | Western Area Power Administration, Colorado-Missouri Region | WACM | Excluded | 1985-04-15 | 2050-12-31 | 200 | DC-Intertie | Intertie_NOTGEN | None | Excluded_Imports | 0 | 0 | 0 | teppc | 0 | 0
BrazeauHydro2 | BrazeauHydro2 | BRAZEAUHYDRO2-2 | teppc | AESO | AESO | Alberta Electric System Operator | BCHA_AESO | Excluded | 1966-01-01 | 2050-12-01 | 200 | Hydro | Hydro_Standard | Hydro | Excluded_Hydro | 0 | 0 | 0 | teppc | 0 | 0
CEP_2 | CEP_2 |  | teppc | PSCO | PSCO | Public Service Company of Colorado | PSCO | Excluded | 1950-01-01 | 2050-12-31 | 200 | SolarPV-Tracking | 1axPV_sun | Solar_1Axis | Excluded_Solar | 0 | 0 | 0 | teppc | 0 | 0
Energy Vision 7 | Energy_Vision_7 |  | teppc | PAWY | PAWY | Wyoming, PACE Utility | PACE | NW | 1950-01-01 | 2050-12-31 | 200 | WT-Onshore | wind_onshorewind | Wind | NW_Wind | 0 | 0 | 0 | teppc | 0 | 0
Big Horn Wind 1-2 | Big_Horn_Wind_1_2 | Big Horn Wind Project-1 | teppc | TPWR | TPWR | Tacoma Power | BPAT | NW | 2006-10-16 | 2050-01-01 | 199.5 | WT-Onshore | wind_onshorewind | Wind | NW_Wind | 0 | 0 | 0 | teppc | 0 | 0
KELSO_2_UNITS | KELSO_2_UNITS | Mariposa Energy | caiso | PGE_Bay | PGE_Bay | Pacific Gas and Electric Bay | PGE_Bay | CAISO | 2012-10-01 | 2050-12-31 | 198.03 | CT-NatGas-Aero | CT_NG | CT | CAISO_Peaker1 | 0 | 0 | 0 | not relevant | 0 | 0
ScotfordUpgdCC-Total | ScotfordUpgdCC_Total | ScotfordUpgraderCC (Total CC Plant) | teppc | AESO | AESO | Alberta Electric System Operator | BCHA_AESO | Excluded | 2003-02-01 | 2050-12-01 | 195 | CCWhole-NatGas-Industrial | CC_NG | CC | Excluded_CCGT | 0 | 0 | 0 | teppc | 0 | 0
Apache ST3 | Apache_ST3 | Apache Station ST3 | teppc | WALC | WALC | Western Area Power Administration, Lower Colorado Region | WALC | SW | 1979-09-01 | 2050-12-31 | 194.7 | ST-Coal | Steam_Coal | Coal | SW_Coal | 0 | 0 | 0 | teppc | 0 | 0
Apache ST2 | Apache_ST2 | Apache Station ST2 | teppc | WALC | WALC | Western Area Power Administration, Lower Colorado Region | WALC | SW | 1979-01-01 | 2050-12-31 | 194.7 | ST-Coal | Steam_Coal | Coal | SW_Coal | 0 | 0 | 0 | teppc | 0 | 0
PNM RPS Compliant PV | PNM_RPS_Compliant_PV | RPS Compliant Solar | teppc | PNM | PNM | Public Service Company of New Mexico | PNM_EPE | SW | 2025-01-01 | 2050-12-31 | 192.6 | SolarPV-Tracking | 1axPV_sun | Solar_1Axis | SW_Solar | 0 | 0 | 0 | teppc | 0 | 0
Lower Snake River B | Lower_Snake_River_B | Lower Snake River Wind Energy Project (Oliphant Ridge)-LSR 1_DOGJN W1-Z1 | teppc | PSEI | PSEI | Puget Sound Energy | BPAT | NW | 2012-04-01 | 2050-12-31 | 190.9 | WT-Onshore | wind_onshorewind | Wind | NW_Wind | 0 | 0 | 0 | teppc | 0 | 0
MANZNA_2_WIND | MANZNA_2_WIND | Manzana Wind | caiso | SCE | SCE | Southern California Edison | SCE | CAISO | 2012-12-20 | 2050-12-31 | 189 | n/a | wind_onshorewind | Wind | CAISO_Wind | 1 | 3 | 0 | in old list | 1 | 0
RimRockEnergy | RimRockEnergy | NaturEner Rim Rock Energy-RR | teppc | NWMT | NWMT | NorthWestern Energy | NWMT_WAUW | NW | 2012-08-21 | 2050-12-31 | 189 | WT-Onshore | wind_onshorewind | Wind | NW_Wind | 0 | 0 | 0 | teppc | 0 | 0
Site_C_G1_1 | Site_C_G1_1 | Site C G1-1_Site C G1-1_BCH-STC | teppc | BCHA | BCHA | British Columbia Transmission Company | BCHA_AESO | Excluded | 2023-04-01 | 2033-03-31 | 183.3 | Hydro | Hydro_Standard | Hydro | Excluded_Hydro | 0 | 0 | 0 | teppc | 0 | 0
Site_C_G2_2 | Site_C_G2_2 | Site C G2-2_Site C G2-2_BCH-STC | teppc | BCHA | BCHA | British Columbia Transmission Company | BCHA_AESO | Excluded | 2023-04-01 | 2033-03-31 | 183.3 | Hydro | Hydro_Standard | Hydro | Excluded_Hydro | 0 | 0 | 0 | teppc | 0 | 0
Site_C_G3_3 | Site_C_G3_3 | Site C G3-3_Site C G3-3_BCH-STC | teppc | BCHA | BCHA | British Columbia Transmission Company | BCHA_AESO | Excluded | 2023-04-01 | 2033-03-31 | 183.3 | Hydro | Hydro_Standard | Hydro | Excluded_Hydro | 0 | 0 | 0 | teppc | 0 | 0
Site_C_G4_4 | Site_C_G4_4 | Site C G4-4_Site C G4-4_BCH-STC | teppc | BCHA | BCHA | British Columbia Transmission Company | BCHA_AESO | Excluded | 2023-04-01 | 2033-03-31 | 183.3 | Hydro | Hydro_Standard | Hydro | Excluded_Hydro | 0 | 0 | 0 | teppc | 0 | 0
Site_C_G5_5 | Site_C_G5_5 | Site C G5-5_Site C G5-5_BCH-STC | teppc | BCHA | BCHA | British Columbia Transmission Company | BCHA_AESO | Excluded | 2023-04-01 | 2033-03-31 | 183.3 | Hydro | Hydro_Standard | Hydro | Excluded_Hydro | 0 | 0 | 0 | teppc | 0 | 0
Site_C_G6_6 | Site_C_G6_6 | Site C G6-6_Site C G6-6_BCH-STC | teppc | BCHA | BCHA | British Columbia Transmission Company | BCHA_AESO | Excluded | 2023-04-01 | 2033-03-31 | 183.3 | Hydro | Hydro_Standard | Hydro | Excluded_Hydro | 0 | 0 | 0 | teppc | 0 | 0
Agua Fria 3 | Agua_Fria_3 | Agua Fria AF3 | teppc | SRP | SRP | Salt River Project | SRP | SW | 1961-04-01 | 2050-12-31 | 182.5 | ST-NatGas | ST_NG | Steam | SW_ST | 0 | 0 | 0 | teppc | 0 | 0
Vansycle_WA | Vansycle_WA | FPL Energy Vansycle LLC (WA)-V-47 | teppc | TPWR | TPWR | Tacoma Power | BPAT | NW | 2001-12-01 | 2050-12-31 | 180.18 | WT-Onshore | wind_onshorewind | Wind | NW_Wind | 0 | 0 | 0 | teppc | 0 | 0
GARLND_2_GASLR | GARLND_2_GASLR | Garland B | caiso | SCE | SCE | Southern California Edison | SCE | CAISO | 2016-10-27 | 2050-12-31 | 180 | n/a | PVgeneric_sun | Solar_Fixed | CAISO_Solar | 1 | 1 | 0 | in old list | 1 | 0
REDOND_7_UNIT 5 | REDOND_7_UNIT_5 | REDONDO GEN STA. UNIT 5 | caiso | SCE | SCE | Southern California Edison | SCE | CAISO | 1954-01-01 | 2020-12-31 | 178.87 | ST-NatGas | ST_NG | Steam | CAISO_ST | 0 | 0 | 0 | not relevant | 0 | 0
Scattergood 2 | Scattergood_2 | Scattergood 2 | teppc | LDWP | LDWP | Los Angeles Department of Water and Power | LADWP | LDWP | 1959-07-01 | 2024-12-31 | 177 | ST-NatGas | ST_NG | Steam | LDWP_ST | 0 | 0 | 0 | teppc | 0 | 0
COLGAT_7_UNIT 1 | COLGAT_7_UNIT_1 | Colgate Powerhouse Unit 1 | caiso | PGE_Valley | PGE_Valley | Pacific Gas and Electric Valley | PGE_Valley | CAISO | 1969-01-01 | 2050-12-31 | 176.72 | n/a | Hydro_Standard | Hydro | CAISO_Hydro | 0 | 0 | 0 | not relevant | 0 | 0
EncogenCC-Total | EncogenCC_Total | EncogenCC (Total CC Plant) | teppc | PSEI | PSEI | Puget Sound Energy | BPAT | NW | 1993-03-01 | 2050-12-31 | 176.4 | CCWhole-NatGas-Industrial | CC_NG | CC | NW_CCGT | 0 | 0 | 0 | teppc | 0 | 0
COLGAT_7_UNIT 2 | COLGAT_7_UNIT_2 | Colgate Powerhouse Unit 2 | caiso | PGE_Valley | PGE_Valley | Pacific Gas and Electric Valley | PGE_Valley | CAISO | 1969-01-01 | 2050-12-31 | 175.67 | n/a | Hydro_Standard | Hydro | CAISO_Hydro | 0 | 0 | 0 | not relevant | 0 | 0
Northern Colorado | Northern_Colorado | Northern Colorado Wind LLC-SIEM¦Northern CO Siemens | teppc | PSCO | PSCO | Public Service Company of Colorado | PSCO | Excluded | 2009-08-25 | 2050-12-31 | 175 | WT-Onshore | wind_onshorewind | Wind | Excluded_Wind | 0 | 0 | 0 | teppc | 0 | 0
Peace_Canyon_1 | Peace_Canyon_1 | Peace Canyon-1_Peace Canyon-1_BCH-PCN | teppc | BCHA | BCHA | British Columbia Transmission Company | BCHA_AESO | Excluded | 1980-01-01 | 2033-03-31 | 175 | Hydro | Hydro_Standard | Hydro | Excluded_Hydro | 0 | 0 | 0 | teppc | 0 | 0
Peace_Canyon_2 | Peace_Canyon_2 | Peace Canyon-2_Peace Canyon-2_BCH-PCN | teppc | BCHA | BCHA | British Columbia Transmission Company | BCHA_AESO | Excluded | 1980-01-01 | 2033-03-31 | 175 | Hydro | Hydro_Standard | Hydro | Excluded_Hydro | 0 | 0 | 0 | teppc | 0 | 0
Peace_Canyon_3 | Peace_Canyon_3 | Peace Canyon-3_Peace Canyon-3_BCH-PCN | teppc | BCHA | BCHA | British Columbia Transmission Company | BCHA_AESO | Excluded | 1980-01-01 | 2033-03-31 | 175 | Hydro | Hydro_Standard | Hydro | Excluded_Hydro | 0 | 0 | 0 | teppc | 0 | 0
Peace_Canyon_4 | Peace_Canyon_4 | Peace Canyon-4_Peace Canyon-4_BCH-PCN | teppc | BCHA | BCHA | British Columbia Transmission Company | BCHA_AESO | Excluded | 1980-01-01 | 2033-03-31 | 175 | Hydro | Hydro_Standard | Hydro | Excluded_Hydro | 0 | 0 | 0 | teppc | 0 | 0
ALAMIT_7_UNIT 2 | ALAMIT_7_UNIT_2 | ALAMITOS GEN STA. UNIT 2 | caiso | SCE | SCE | Southern California Edison | SCE | CAISO | 1957-01-01 | 2020-12-31 | 175 | ST-NatGas | ST_NG | Steam | CAISO_ST | 0 | 0 | 0 | not relevant | 0 | 0
REDOND_7_UNIT 6 | REDOND_7_UNIT_6 | REDONDO GEN STA. UNIT 6 | caiso | SCE | SCE | Southern California Edison | SCE | CAISO | 1957-01-01 | 2020-12-31 | 175 | ST-NatGas | ST_NG | Steam | CAISO_ST | 0 | 0 | 0 | not relevant | 0 | 0
BiglowCanyon3 | BiglowCanyon3 | Biglow Canyon Wind Farm-3 | teppc | PGE | PGE | Portland General Electric Company | PortlandGE | NW | 2011-01-01 | 2050-12-31 | 174.8 | WT-Onshore | wind_onshorewind | Wind | NW_Wind | 0 | 0 | 0 | teppc | 0 | 0
ALAMIT_7_UNIT 1 | ALAMIT_7_UNIT_1 | ALAMITOS GEN STA. UNIT 1 | caiso | SCE | SCE | Southern California Edison | SCE | CAISO | 1956-01-01 | 2020-12-31 | 174.56 | ST-NatGas | ST_NG | Steam | CAISO_ST | 0 | 0 | 0 | not relevant | 0 | 0
Scattergood 1 | Scattergood_1 | Scattergood 1 | teppc | LDWP | LDWP | Los Angeles Department of Water and Power | LADWP | LDWP | 1958-12-01 | 2030-01-01 | 174 | ST-NatGas | ST_NG | Steam | LDWP_ST | 0 | 0 | 0 | teppc | 0 | 0
EvanderAndrews1 | EvanderAndrews1 | Evander Andrews Power Complex-1 | teppc | IPTV | IPTV | Idaho Treasure Valley | IPCO | NW | 2008-06-01 | 2050-12-31 | 171 | CT-NatGas-Aero | CT_NG | CT | NW_Peaker | 0 | 0 | 0 | teppc | 0 | 0
Jordan_River | Jordan_River | Jordan River-1_Jordan River-1_BCH-JOR | teppc | BCHA | BCHA | British Columbia Transmission Company | BCHA_AESO | Excluded | 1912-01-01 | 2033-03-31 | 170 | Hydro | Hydro_Standard | Hydro | Excluded_Hydro | 0 | 0 | 0 | teppc | 0 | 0
CEP_8 | CEP_8 |  | teppc | PSCO | PSCO | Public Service Company of Colorado | PSCO | Excluded | 1950-01-01 | 2050-12-31 | 169 | WT-Onshore | wind_onshorewind | Wind | Excluded_Wind | 0 | 0 | 0 | teppc | 0 | 0
LSRW_KuhlRidge | LSRW_KuhlRidge | Lower Snake River Wind Energy Project (Kuhl Ridge)-1 | teppc | PNM | PNM | Public Service Company of New Mexico | PNM_EPE | SW | 2013-06-01 | 2050-12-31 | 168 | WT-Onshore | wind_onshorewind | Wind | SW_Wind | 0 | 0 | 0 | teppc | 0 | 0
ALT6DN_2_WIND7 | ALT6DN_2_WIND7 | Pinyon Pines 1 | caiso | SCE | SCE | Southern California Edison | SCE | CAISO | 2013-01-01 | 2050-12-31 | 168 | n/a | wind_onshorewind | Wind | CAISO_Wind | 1 | 1 | 0 | in old list | 1 | 0
ALTA3A_2_CPCE5 | ALTA3A_2_CPCE5 | Alta Wind 5 | caiso | SCE | SCE | Southern California Edison | SCE | CAISO | 2011-04-21 | 2050-12-31 | 168 | n/a | wind_onshorewind | Wind | CAISO_Wind | 1 | 1 | 0 | in old list | 1 | 0
Waneta1_Exp | Waneta1_Exp | Waneta Expansion-1_Waneta Expansion-1_IPP-WAX | teppc | BCHA | BCHA | British Columbia Transmission Company | BCHA_AESO | Excluded | 2015-04-01 | 2033-03-31 | 167.5 | Hydro | Hydro_Standard | Hydro | Excluded_Hydro | 0 | 0 | 0 | teppc | 0 | 0
Waneta2_Exp | Waneta2_Exp | Waneta Expansion-2_Waneta Expansion-2_IPP-WAX | teppc | BCHA | BCHA | British Columbia Transmission Company | BCHA_AESO | Excluded | 2015-04-01 | 2033-03-31 | 167.5 | Hydro | Hydro_Standard | Hydro | Excluded_Hydro | 0 | 0 | 0 | teppc | 0 | 0
MarchPointCC-Total | MarchPointCC_Total | MarchPointCC (Total CC Plant) | teppc | PSEI | PSEI | Puget Sound Energy | BPAT | NW | 1991-09-01 | 2050-12-31 | 167.04 | CCWhole-NatGas-Aero | CC_NG | CC | NW_CCGT | 0 | 0 | 0 | teppc | 0 | 0
BEJNLS_5_BV2SCEDYN | BEJNLS_5_BV2SCEDYN | Broadview 2 | caiso | AZPS | SCE | Southern California Edison | SCE | CAISO | 1/1/1899 | 2050-12-31 | 167 | WIND_WIND | wind_onshorewind | Wind | CAISO_Wind | 1 | 1 | 0 | in old list | 1 | 0
New Melones 1 | New_Melones_1 | New Melones 1 | teppc | BANC | BANC | Balancing Authority of Northern California | SMUD | BANC | 1979-06-01 | 2050-12-31 | 166.7 | Hydro | Hydro_Standard | Hydro | BANC_Hydro | 0 | 0 | 0 | teppc | 0 | 0
New Melones 2 | New_Melones_2 | New Melones 2 | teppc | BANC | BANC | Balancing Authority of Northern California | SMUD | BANC | 1979-06-01 | 2050-12-31 | 166.7 | Hydro | Hydro_Standard | Hydro | BANC_Hydro | 0 | 0 | 0 | teppc | 0 | 0
La Joya Wind | La_Joya_Wind | EL_CABO_1 | teppc | PNM | PNM | Public Service Company of New Mexico | PNM_EPE | SW | 2017-06-01 | 2050-12-31 | 165 | WT-Onshore | wind_onshorewind | Wind | SW_Wind | 0 | 0 | 0 | teppc | 0 | 0
Bonnybrook | Bonnybrook | Bonnybrook Energy Centre-1 | teppc | BCHA | BCHA | British Columbia Transmission Company | BCHA_AESO | Excluded | 2016-06-01 | 2050-12-31 | 165 | CT-NatGas-Industrial | CT_NG | CT | Excluded_Peaker | 0 | 0 | 0 | teppc | 0 | 0
Springbok 2 | Springbok_2 | Springbok 2 Solar Farm (Homes Ranch) SB2¦Q19PV | teppc | LDWP | LDWP | Los Angeles Department of Water and Power | LADWP | LDWP | 2016-06-01 | 2050-12-31 | 165 | SolarPV-Tracking | 1axPV_sun | Solar_1Axis | LDWP_Solar | 0 | 0 | 0 | teppc | 0 | 0
MSOLAR_2_SOLAR1 | MSOLAR_2_SOLAR1 | Mesquite Solar 1 | caiso | AZPS | SDGE | San Diego Gas and Electric | SDGE | CAISO | 2014-01-01 | 2050-12-31 | 165 | n/a | PVgeneric_sun | Solar_Fixed | CAISO_Solar | 1 | 1 | 0 | in old list | 1 | 0
MACKAY1_1 | MACKAY1_1 | MACKAY1-1 | teppc | AESO | AESO | Alberta Electric System Operator | BCHA_AESO | Excluded | 2004-05-01 | 2050-12-01 | 165 | CT-AB-Cogen | Cogen_NG | Cogen | Excluded_CHP | 0 | 0 | 0 | teppc | 0 | 0
Glen Canyon 8 | Glen_Canyon_8 | Glen Canyon 8 | teppc | WACM | WACM | Western Area Power Administration, Colorado-Missouri Region | WACM | Excluded | 1966-02-01 | 2050-12-31 | 165 | Hydro | Hydro_Standard | Hydro | Excluded_Hydro | 0 | 0 | 0 | teppc | 0 | 0
Glen Canyon 6 | Glen_Canyon_6 | Glen Canyon 6 | teppc | WACM | WACM | Western Area Power Administration, Colorado-Missouri Region | WACM | Excluded | 1965-10-01 | 2050-12-31 | 165 | Hydro | Hydro_Standard | Hydro | Excluded_Hydro | 0 | 0 | 0 | teppc | 0 | 0
Glen Canyon 5 | Glen_Canyon_5 | Glen Canyon 5 | teppc | WACM | WACM | Western Area Power Administration, Colorado-Missouri Region | WACM | Excluded | 1965-07-01 | 2050-12-31 | 165 | Hydro | Hydro_Standard | Hydro | Excluded_Hydro | 0 | 0 | 0 | teppc | 0 | 0
Glen Canyon 3 | Glen_Canyon_3 | Glen Canyon 3 | teppc | WACM | WACM | Western Area Power Administration, Colorado-Missouri Region | WACM | Excluded | 1964-12-01 | 2050-12-31 | 165 | Hydro | Hydro_Standard | Hydro | Excluded_Hydro | 0 | 0 | 0 | teppc | 0 | 0
Glen Canyon 1 | Glen_Canyon_1 | Glen Canyon 1 | teppc | WACM | WACM | Western Area Power Administration, Colorado-Missouri Region | WACM | Excluded | 1964-09-01 | 2050-12-31 | 165 | Hydro | Hydro_Standard | Hydro | Excluded_Hydro | 0 | 0 | 0 | teppc | 0 | 0
BennettMountain | BennettMountain | Bennett Mountain-1 | teppc | IPMV | IPMV | Idaho Magic Valley | IPCO | NW | 2005-04-01 | 2050-12-31 | 164 | CT-NatGas-Aero | CT_NG | CT | NW_Peaker | 0 | 0 | 0 | teppc | 0 | 0
BRDSLD_2_HIWIND | BRDSLD_2_HIWIND | High Winds Energy Center | caiso | PGE_Bay | PGE_Bay | Pacific Gas and Electric Bay | PGE_Bay | CAISO | 2003-12-23 | 2050-12-31 | 162 | n/a | wind_onshorewind | Wind | CAISO_Wind | 1 | 10 | 0 | in old list | 1 | 0
Cabin Creek A | Cabin_Creek_A | Cabin Creek A | teppc | PSCO | PSCO | Public Service Company of Colorado | PSCO | Excluded | 1973-10-01 | 2050-12-31 | 162 | PS-Hydro | Hydro_PumpedStorage | PSH | Excluded_Pumped_Hydro | 0 | 0 | 0 | teppc | 0 | 0
Cabin Creek B | Cabin_Creek_B | Cabin Creek B | teppc | PSCO | PSCO | Public Service Company of Colorado | PSCO | Excluded | 1966-12-01 | 2050-12-31 | 162 | PS-Hydro | Hydro_PumpedStorage | PSH | Excluded_Pumped_Hydro | 0 | 0 | 0 | teppc | 0 | 0
BrazeauHydro1 | BrazeauHydro1 | BRAZEAUHYDRO1-1 | teppc | AESO | AESO | Alberta Electric System Operator | BCHA_AESO | Excluded | 1966-01-01 | 2050-12-01 | 162 | Hydro | Hydro_Standard | Hydro | Excluded_Hydro | 0 | 0 | 0 | teppc | 0 | 0
Boundary52 | Boundary52 | Boundary-52 | teppc | SCL | SCL | Seattle Department of Lighting | BPAT | NW | 1967-08-01 | 2050-12-31 | 161.5 | Hydro | Hydro_Standard | Hydro | NW_Hydro | 0 | 0 | 0 | teppc | 0 | 0
Boundary54 | Boundary54 | Boundary-54 | teppc | SCL | SCL | Seattle Department of Lighting | BPAT | NW | 1967-08-01 | 2050-12-31 | 161.5 | Hydro | Hydro_Standard | Hydro | NW_Hydro | 0 | 0 | 0 | teppc | 0 | 0
Sun Streams, LLC | Sun_Streams__LLC | Sun Streams, LLC | rps | SRP | SCE | Southern California Edison | SCE | CAISO | 2020-01-01 | 2050-12-31 | 160 | Solar PV - Ground mountSolar: Tracking (1 Axis) | 1axPV_sun | Solar_1Axis | CAISO_Solar | 1 | 1 | 0 | in old list | 1 | 0
RATSKE_2_NROSR1 | North_Rosamond_Solar__LLC | North Rosamond Solar, LLC | rps | SCE | SCE | Southern California Edison | SCE | CAISO | 2019-04-01 | 2050-12-31 | 160 | Solar PV - Ground mountSolar: Tracking (1 Axis) | 1axPV_sun | Solar_1Axis | CAISO_Solar | 1 | 1 | 0 | in old list | 1 | 0
JAWBNE_2_NSRWND | JAWBNE_2_NSRWND | North Sky River Wind Project | caiso | PGE_Valley | PGE_Valley | Pacific Gas and Electric Valley | PGE_Valley | CAISO | 2012-12-07 | 2050-12-31 | 160 | n/a | wind_onshorewind | Wind | CAISO_Wind | 1 | 1 | 0 | in old list | 1 | 0
Long Hollow | Long_Hollow | Wyoming Wind Energy Center-GE15 | teppc | PAWY | PAWY | Wyoming, PACE Utility | PACE | NW | 2003-12-01 | 2050-04-15 | 160 | WT-Onshore | wind_onshorewind | Wind | NW_Wind | 0 | 0 | 0 | teppc | 0 | 0
PdteJuarez06 | PdteJuarez06 | Pdte. Juarez-6 | teppc | CFE | CFE | Comisión Federal de Electricidad | CFE | Excluded | 1992-06-01 | 2050-12-31 | 160 | ST-NatGas | ST_NG | Steam | Excluded_ST | 0 | 0 | 0 | teppc | 0 | 0
PdteJuarez05 | PdteJuarez05 | Pdte. Juarez-5 | teppc | CFE | CFE | Comisión Federal de Electricidad | CFE | Excluded | 1991-08-01 | 2050-12-31 | 160 | ST-NatGas | ST_NG | Steam | Excluded_ST | 0 | 0 | 0 | teppc | 0 | 0
KRAMER_2_SEGS89 | KRAMER_2_SEGS89 | LUZ SOLAR PARTNERS 8-9 AGGREGATE | caiso | SCE | SCE | Southern California Edison | SCE | CAISO | 1986-01-01 | 2050-12-31 | 160 | n/a | SolarThermal_sun | Solar_Thermal | CAISO_Solar | 1 | 2 | 0 | in old list | 1 | 0
Boundary51 | Boundary51 | Boundary-51 | teppc | SCL | SCL | Seattle Department of Lighting | BPAT | NW | 1967-10-01 | 2050-12-31 | 158.4 | Hydro | Hydro_Standard | Hydro | NW_Hydro | 0 | 0 | 0 | teppc | 0 | 0
Boundary53 | Boundary53 | Boundary-53 | teppc | SCL | SCL | Seattle Department of Lighting | BPAT | NW | 1967-09-01 | 2050-12-31 | 158.4 | Hydro | Hydro_Standard | Hydro | NW_Hydro | 0 | 0 | 0 | teppc | 0 | 0
Fort St Vrain 5 | Fort_St_Vrain_5 | Fort St Vrain CT 5 | teppc | PSCO | PSCO | Public Service Company of Colorado | PSCO | Excluded | 2009-05-01 | 2050-12-31 | 158 | CT-NatGas-Industrial | CT_NG | CT | Excluded_Peaker | 0 | 0 | 0 | teppc | 0 | 0
SPA Cogen 3 CC | SPA_Cogen_3_CC | Campbells Cogen (Total CC Plant) | teppc | BANC | BANC | Balancing Authority of Northern California | SMUD | BANC | 1997-12-01 | 2050-12-31 | 157 | CCWhole-NatGas-Aero | CC_NG | CC | BANC_CCGT | 0 | 0 | 0 | teppc | 0 | 0
Glen Canyon 7 | Glen_Canyon_7 | Glen Canyon 7 | teppc | WACM | WACM | Western Area Power Administration, Colorado-Missouri Region | WACM | Excluded | 1966-01-01 | 2050-12-31 | 157 | Hydro | Hydro_Standard | Hydro | Excluded_Hydro | 0 | 0 | 0 | teppc | 0 | 0
Glen Canyon 4 | Glen_Canyon_4 | Glen Canyon 4 | teppc | WACM | WACM | Western Area Power Administration, Colorado-Missouri Region | WACM | Excluded | 1965-02-01 | 2050-12-31 | 157 | Hydro | Hydro_Standard | Hydro | Excluded_Hydro | 0 | 0 | 0 | teppc | 0 | 0
Glen Canyon 2 | Glen_Canyon_2 | Glen Canyon 2 | teppc | WACM | WACM | Western Area Power Administration, Colorado-Missouri Region | WACM | Excluded | 1964-09-01 | 2050-12-31 | 157 | Hydro | Hydro_Standard | Hydro | Excluded_Hydro | 0 | 0 | 0 | teppc | 0 | 0
H Wilson Sundt 4 Gas | H_Wilson_Sundt_4_Gas | Gas Replacement for H. Wilson Sundt Generating Station 4 | teppc | TEPC | TEPC | Tucson Electric Power Company | TEPC | SW | 2017-01-01 | 2050-12-31 | 156 | ST-NatGas | ST_NG | Steam | SW_ST | 0 | 0 | 0 | teppc | 0 | 0
Naughton1 | Naughton1 | Naughton-1 | teppc | PAWY | PAWY | Wyoming, PACE Utility | PACE | NW | 1963-12-01 | 2050-12-31 | 156 | ST-Coal | Steam_Coal | Coal | NW_Coal | 0 | 0 | 0 | teppc | 0 | 0
ENERSJ_2_WIND | ENERSJ_2_WIND | ESJ Wind Energy | caiso | SDGE | SDGE | San Diego Gas and Electric | SDGE | CAISO | 1/1/1899 | 2050-12-31 | 155.1 | n/a | wind_onshorewind | Wind | CAISO_Wind | 1 | 1 | 0 | in old list | 1 | 0
COPMT2_2_SOLAR2 | COPMT2_2_SOLAR2 | CMS2 | caiso | NEVP | SCE | Southern California Edison | SCE | CAISO | 1/1/1899 | 2050-12-31 | 155 | n/a | PVgeneric_sun | Solar_Fixed | CAISO_Solar | 1 | 1 | 0 | in old list | 1 | 0
Fort St Vrain 6 | Fort_St_Vrain_6 | Fort St Vrain CT 6 | teppc | PSCO | PSCO | Public Service Company of Colorado | PSCO | Excluded | 2009-05-01 | 2050-12-31 | 155 | CT-NatGas-Industrial | CT_NG | CT | Excluded_Peaker | 0 | 0 | 0 | teppc | 0 | 0
zzebraGENWD13C | zzebraGENWD13C |  | teppc | AESO | AESO | Alberta Electric System Operator | BCHA_AESO | Excluded | 1986-04-15 | 2030-01-01 | 155 | WT-Onshore | wind_onshorewind | Wind | Excluded_Wind | 0 | 0 | 0 | teppc | 0 | 0
Spindle Hill 1 | Spindle_Hill_1 | Spindle Hill Energy Center GEN1 | teppc | PSCO | PSCO | Public Service Company of Colorado | PSCO | Excluded | 2007-06-01 | 2050-12-31 | 154 | CT-NatGas-Industrial | CT_NG | CT | Excluded_Peaker | 0 | 0 | 0 | teppc | 0 | 0
Spindle Hill 2 | Spindle_Hill_2 | Spindle Hill Energy Center GEN2 | teppc | PSCO | PSCO | Public Service Company of Colorado | PSCO | Excluded | 2007-06-01 | 2050-12-31 | 154 | CT-NatGas-Industrial | CT_NG | CT | Excluded_Peaker | 0 | 0 | 0 | teppc | 0 | 0
KERKH2_7_UNIT 1 | KERKH2_7_UNIT_1 | KERKHOFF PH 2 UNIT #1 | caiso | PGE_Valley | PGE_Valley | Pacific Gas and Electric Valley | PGE_Valley | CAISO | 1983-01-01 | 2050-12-31 | 153.9 | n/a | Hydro_Standard | Hydro | CAISO_Hydro | 0 | 0 | 0 | not relevant | 0 | 0
88FT 8ME LLC (Mount Signal II) | 88FT_8ME_LLC__Mount_Signal_II_ | 88FT 8ME LLC (Mount Signal II) | rps | IID | SCE | Southern California Edison | SCE | CAISO | 2020-06-01 | 2050-12-31 | 153.52 | Solar PV - Ground mountSolar: Tracking (1 Axis) | 1axPV_sun | Solar_1Axis | CAISO_Solar | 1 | 1 | 0 | in old list | 1 | 0
MSOLAR_2_SOLAR3 | MSOLAR_2_SOLAR3 | Mesquite Solar 3, LLC | caiso | AZPS | SDGE | San Diego Gas and Electric | SDGE | CAISO | 1/1/1899 | 2050-12-31 | 152 | PVgeneric_sun | PVgeneric_sun | Solar_Fixed | CAISO_Solar | 1 | 1 | 0 | in old list | 1 | 0
Lower Snake River A | Lower_Snake_River_A | Lower Snake River Wind Energy Project (Oliphant Ridge)-LSR 1_PHLNG W1-Z1 | teppc | PSEI | PSEI | Puget Sound Energy | BPAT | NW | 2012-04-01 | 2050-12-31 | 151.8 | WT-Onshore | wind_onshorewind | Wind | NW_Wind | 0 | 0 | 0 | teppc | 0 | 0
JuniperCanyon1 | JuniperCanyon1 | Juniper Canyon I Wind Project-1 | teppc | TPWR | TPWR | Tacoma Power | BPAT | NW | 2011-03-01 | 2050-12-31 | 151.2 | WT-Onshore | wind_onshorewind | Wind | NW_Wind | 0 | 0 | 0 | teppc | 0 | 0
HR_Milner | HR_Milner | HR Milner-1 | teppc | AESO | AESO | Alberta Electric System Operator | BCHA_AESO | Excluded | 1972-06-01 | 2019-12-31 | 151 | ST-Coal | Steam_Coal | Coal | Excluded_Coal | 0 | 0 | 0 | teppc | 0 | 0
BurrardThermal1 | BurrardThermal1 | Burrard Thermal-1_Burrard Thermal-1_BCH-BGS | teppc | BCHA | BCHA | British Columbia Transmission Company | BCHA_AESO | Excluded | 1961-12-01 | 2040-03-31 | 150.81 | ST-NatGas | ST_NG | Steam | Excluded_ST | 0 | 0 | 0 | teppc | 0 | 0
CALFTS_2_CFSSR1 | CALFTS_2_CFSSR1 |  | caiso | PGE_Valley | PGE_Valley | Pacific Gas and Electric Valley | PGE_Valley | CAISO | 1/1/1899 | 2050-12-31 | 150 | PVgeneric_sun | PVgeneric_sun | Solar_Fixed | CAISO_Solar | 1 | 0 | 1 | old | 1 | 0
RE Slate 1-2 | Slate_1_2 | RE Slate 1-2 | other | PGE_Valley | PGE_Valley | Pacific Gas and Electric Valley | PGE_Valley | CAISO | 2021-06-30 | 2050-12-01 | 150 | Solar PV - Ground mountSolar: Tracking (1 Axis) | 1axPV_sun | 1axPV_sun | CAISO_Solar | 1 | 0 | 1 | new | 1 | 0
IVWEST_2_SOLAR1 | IVWEST_2_SOLAR1 | Imperial Valley West ( Q # 608) | caiso | SDGE | SDGE | San Diego Gas and Electric | SDGE | CAISO | 2016-01-21 | 2050-12-31 | 150 | n/a | PVgeneric_sun | Solar_Fixed | CAISO_Solar | 1 | 1 | 0 | in old list | 1 | 0
Miller_North | Miller_North | Miller North-WT (1) | teppc | PNM | PNM | Public Service Company of New Mexico | PNM_EPE | SW | 2014-12-01 | 2030-04-15 | 150 | WT-Onshore | wind_onshorewind | Wind | SW_Wind | 0 | 0 | 0 | teppc | 0 | 0
Spring Valley Wind | Spring_Valley_Wind | Spring Valley Wind Project-WTG¦Osceola | teppc | SPPC | SPPC | Nevada Power Company | NEVP | SW | 2012-08-16 | 2050-12-31 | 150 | WT-Onshore | wind_onshorewind | Wind | SW_Wind | 0 | 0 | 0 | teppc | 0 | 0
ALTA4B_2_CPCW6 | ALTA4B_2_CPCW6 | Mustang Hills | caiso | SCE | SCE | Southern California Edison | SCE | CAISO | 2012-05-09 | 2050-12-31 | 150 | n/a | wind_onshorewind | Wind | CAISO_Wind | 1 | 1 | 0 | in old list | 1 | 0
ALTA3A_2_CPCE8 | ALTA3A_2_CPCE8 | Alta Wind 8 | caiso | SCE | SCE | Southern California Edison | SCE | CAISO | 2012-02-01 | 2050-12-31 | 150 | n/a | wind_onshorewind | Wind | CAISO_Wind | 1 | 1 | 0 | in old list | 1 | 0
Cedar Creek 2A | Cedar_Creek_2A | Cedar Creek Wind II 1A | teppc | PSCO | PSCO | Public Service Company of Colorado | PSCO | Excluded | 2011-10-01 | 2050-12-31 | 150 | WT-Onshore | wind_onshorewind | Wind | Excluded_Wind | 0 | 0 | 0 | teppc | 0 | 0
ALTA4B_2_CPCW3 | ALTA4B_2_CPCW3 | Alta Wind 3 | caiso | SCE | SCE | Southern California Edison | SCE | CAISO | 2011-02-12 | 2050-12-31 | 150 | n/a | wind_onshorewind | Wind | CAISO_Wind | 1 | 1 | 0 | in old list | 1 | 0
ALTA4A_2_CPCW1 | ALTA4A_2_CPCW1 | Alta Wind 1 | caiso | SCE | SCE | Southern California Edison | SCE | CAISO | 2010-12-29 | 2050-12-31 | 150 | n/a | wind_onshorewind | Wind | CAISO_Wind | 1 | 1 | 0 | in old list | 1 | 0
ALTA4B_2_CPCW2 | ALTA4B_2_CPCW2 | Alta Wind 2 | caiso | SCE | SCE | Southern California Edison | SCE | CAISO | 2010-12-29 | 2050-12-31 | 150 | n/a | wind_onshorewind | Wind | CAISO_Wind | 1 | 1 | 0 | in old list | 1 | 0
BRDSLD_2_SHILO2 | BRDSLD_2_SHILO2 | SHILOH WIND PROJECT 2 | caiso | PGE_Bay | PGE_Bay | Pacific Gas and Electric Bay | PGE_Bay | CAISO | 2009-01-27 | 2050-12-31 | 150 | n/a | wind_onshorewind | Wind | CAISO_Wind | 1 | 1 | 0 | in old list | 1 | 0
BRDSLD_2_SHILO1 | BRDSLD_2_SHILO1 | Shiloh I Wind Project | caiso | PGE_Bay | PGE_Bay | Pacific Gas and Electric Bay | PGE_Bay | CAISO | 2006-03-30 | 2050-12-31 | 150 | n/a | wind_onshorewind | Wind | CAISO_Wind | 1 | 3 | 0 | in old list | 1 | 0
Mossyrock_51 | Mossyrock_51 | Mossyrock-51 | teppc | TPWR | TPWR | Tacoma Power | BPAT | NW | 1968-11-01 | 2050-12-31 | 150 | Hydro | Hydro_Standard | Hydro | NW_Hydro | 0 | 0 | 0 | teppc | 0 | 0
Mossyrock_52 | Mossyrock_52 | Mossyrock-52 | teppc | TPWR | TPWR | Tacoma Power | BPAT | NW | 1968-10-01 | 2050-12-31 | 150 | Hydro | Hydro_Standard | Hydro | NW_Hydro | 0 | 0 | 0 | teppc | 0 | 0
Carousel Wind | Carousel_Wind | Carousel Wind Farm (Kit Carson) CW1 | teppc | WACM | WACM | Western Area Power Administration, Colorado-Missouri Region | WACM | Excluded | 2015-12-01 | 2050-12-31 | 149.6 | WT-Onshore | wind_onshorewind | Wind | Excluded_Wind | 0 | 0 | 0 | teppc | 0 | 0
BiglowCanyon2 | BiglowCanyon2 | Biglow Canyon Wind Farm-2 | teppc | PGE | PGE | Portland General Electric Company | PortlandGE | NW | 2009-08-20 | 2050-12-31 | 149.5 | WT-Onshore | wind_onshorewind | Wind | NW_Wind | 0 | 0 | 0 | teppc | 0 | 0
Hopkins Ridge Wind 1-2 | Hopkins_Ridge_Wind_1_2 | Hopkins Ridge Wind-1 | teppc | PSEI | PSEI | Puget Sound Energy | BPAT | NW | 2005-11-01 | 2050-01-01 | 149.4 | WT-Onshore | wind_onshorewind | Wind | NW_Wind | 0 | 0 | 0 | teppc | 0 | 0
KootenayCanal4 | KootenayCanal4 | Kootenay Canal-4_Kootenay Canal-4_BCH-KCL | teppc | BCHA | BCHA | British Columbia Transmission Company | BCHA_AESO | Excluded | 1975-01-01 | 2033-03-31 | 149.25 | Hydro | Hydro_Standard | Hydro | Excluded_Hydro | 0 | 0 | 0 | teppc | 0 | 0
KootenayCanal3 | KootenayCanal3 | Kootenay Canal-3_Kootenay Canal-3_BCH-KCL | teppc | BCHA | BCHA | British Columbia Transmission Company | BCHA_AESO | Excluded | 1975-01-01 | 2033-03-31 | 148.25 | Hydro | Hydro_Standard | Hydro | Excluded_Hydro | 0 | 0 | 0 | teppc | 0 | 0
Battle_River_4 | Battle_River_4 | Battle River 4-4 | teppc | AESO | AESO | Alberta Electric System Operator | BCHA_AESO | Excluded | 1975-01-01 | 2025-12-31 | 148 | ST-Coal | Steam_Coal | Coal | Excluded_Coal | 0 | 0 | 0 | teppc | 0 | 0
Battle_River_3 | Battle_River_3 | Battle River 3-3 | teppc | AESO | AESO | Alberta Electric System Operator | BCHA_AESO | Excluded | 1969-01-01 | 2019-12-01 | 148 | ST-Coal | Steam_Coal | Coal | Excluded_Coal | 0 | 0 | 0 | teppc | 0 | 0
PdteJuarez07 | PdteJuarez07 | Pdte.Juarez-7 | teppc | CFE | CFE | Comisión Federal de Electricidad | CFE | Excluded | 1999-06-01 | 2050-12-31 | 147.85 | CT-NatGas-Industrial | CT_NG | CT | Excluded_Peaker | 0 | 0 | 0 | teppc | 0 | 0
DUANE_1_PL1X3 | DUANE_1_PL1X3 | DONALD VON RAESFELD POWER PROJECT | caiso | PGE_Bay | PGE_Bay | Pacific Gas and Electric Bay | PGE_Bay | CAISO | 2005-03-24 | 2050-12-31 | 147.8 | CCWhole-NatGas-Industrial | CC_NG | CC | CAISO_CCGT2 | 0 | 0 | 0 | not relevant | 0 | 0
KootenayCanal2 | KootenayCanal2 | Kootenay Canal-2_Kootenay Canal-2_BCH-KCL | teppc | BCHA | BCHA | British Columbia Transmission Company | BCHA_AESO | Excluded | 1975-01-01 | 2033-03-31 | 147.25 | Hydro | Hydro_Standard | Hydro | Excluded_Hydro | 0 | 0 | 0 | teppc | 0 | 0
El Centro CC3 | El_Centro_CC3 | ElCentroCC3 (Total CC Plant) | teppc | IID | IID | Imperial Irrigation District | IID | IID | 2012-10-01 | 2050-12-31 | 146.5 | CCWhole-NatGas-Industrial | CC_NG | CC | IID_CCGT | 0 | 0 | 0 | teppc | 0 | 0
KootenayCanal1 | KootenayCanal1 | Kootenay Canal-1_Kootenay Canal-1_BCH-KCL | teppc | BCHA | BCHA | British Columbia Transmission Company | BCHA_AESO | Excluded | 1975-01-01 | 2033-03-31 | 146.25 | Hydro | Hydro_Standard | Hydro | Excluded_Hydro | 0 | 0 | 0 | teppc | 0 | 0
Blue Spruce 1 | Blue_Spruce_1 | Blue Spruce Energy Center CT01 | teppc | PSCO | PSCO | Public Service Company of Colorado | PSCO | Excluded | 2003-04-01 | 2050-12-31 | 146 | CT-NatGas-Industrial | CT_NG | CT | Excluded_Peaker | 0 | 0 | 0 | teppc | 0 | 0
Blue Spruce 2 | Blue_Spruce_2 | Blue Spruce Energy Center CT02 | teppc | PSCO | PSCO | Public Service Company of Colorado | PSCO | Excluded | 2003-04-01 | 2050-12-31 | 146 | CT-NatGas-Industrial | CT_NG | CT | Excluded_Peaker | 0 | 0 | 0 | teppc | 0 | 0
South Hurlburt Wind | South_Hurlburt_Wind | South Hurlburt Wind LLC-4 AKA Shepherds Flat | teppc | TPWR | TPWR | Tacoma Power | BPAT | NW | 2012-09-01 | 2050-12-31 | 145 | WT-Onshore | wind_onshorewind | Wind | NW_Wind | 0 | 0 | 0 | teppc | 0 | 0
Horseshoe Bend Wind | Horseshoe_Bend_Wind | Horseshoe Bend Wind LLC-1 AKA Shepherds Flat - South | teppc | TPWR | TPWR | Tacoma Power | BPAT | NW | 2012-08-01 | 2050-12-31 | 145 | WT-Onshore | wind_onshorewind | Wind | NW_Wind | 0 | 0 | 0 | teppc | 0 | 0
Milford Wind 1-1 | Milford_Wind_1_1 | Milford Wind Corridor Project 1A | teppc | LDWP | LDWP | Los Angeles Department of Water and Power | LADWP | LDWP | 2009-11-15 | 2050-12-31 | 145 | WT-Onshore | wind_onshorewind | Wind | LDWP_Wind | 0 | 0 | 0 | teppc | 0 | 0
Valencia NM 1 | Valencia_NM_1 | Valencia Energy Facility CTG1 | teppc | PNM | PNM | Public Service Company of New Mexico | PNM_EPE | SW | 2008-06-01 | 2050-12-31 | 145 | CT-NatGas-Industrial | CT_NG | CT | SW_Peaker | 0 | 0 | 0 | teppc | 0 | 0
LAPLMA_2_UNIT 4 | LAPLMA_2_UNIT_4 |  | caiso | PGE_Valley | PGE_Valley | Pacific Gas and Electric Valley | PGE_Valley | CAISO | 2003-03-05 | 2050-12-31 | 145 | CCWhole-NatGas-SingleShaft | CC_NG | CC | CAISO_CCGT2 | 0 | 0 | 0 | not relevant | 0 | 0
HAASPH_7_PL1X2 | HAASPH_7_PL1X2 | HAAS PH UNIT 1 & 2 AGGREGATE | caiso | PGE_Valley | PGE_Valley | Pacific Gas and Electric Valley | PGE_Valley | CAISO | 1958-01-01 | 2050-12-31 | 144 | n/a | Hydro_Standard | Hydro | CAISO_Hydro | 0 | 0 | 0 | not relevant | 0 | 0
Rio Bravo | Rio_Bravo | Rio Bravo Energy Station | teppc | PNM | PNM | Public Service Company of New Mexico | PNM_EPE | SW | 2000-04-01 | 2050-12-31 | 142 | CT-NatGas-Industrial | CT_NG | CT | SW_Peaker | 0 | 0 | 0 | teppc | 0 | 0
RioGrande8 | RioGrande8 | Rio Grande-8 | teppc | EPE | EPE | El Paso Electric Company | PNM_EPE | SW | 1972-07-01 | 2033-12-31 | 142 | ST-NatGas | ST_NG | Steam | SW_ST | 0 | 0 | 0 | teppc | 0 | 0
Shasta 1 | Shasta_1 | Shasta 1 | teppc | BANC | BANC | Balancing Authority of Northern California | SMUD | BANC | 1949-04-01 | 2050-12-31 | 142 | Hydro | Hydro_Standard | Hydro | BANC_Hydro | 0 | 0 | 0 | teppc | 0 | 0
Shasta 2 | Shasta_2 | Shasta 2 | teppc | BANC | BANC | Balancing Authority of Northern California | SMUD | BANC | 1948-07-01 | 2050-12-31 | 142 | Hydro | Hydro_Standard | Hydro | BANC_Hydro | 0 | 0 | 0 | teppc | 0 | 0
Shasta 5 | Shasta_5 | Shasta 5 | teppc | BANC | BANC | Balancing Authority of Northern California | SMUD | BANC | 1948-03-01 | 2050-12-31 | 142 | Hydro | Hydro_Standard | Hydro | BANC_Hydro | 0 | 0 | 0 | teppc | 0 | 0
Shasta 3 | Shasta_3 | Shasta 3 | teppc | BANC | BANC | Balancing Authority of Northern California | SMUD | BANC | 1944-06-01 | 2050-12-31 | 142 | Hydro | Hydro_Standard | Hydro | BANC_Hydro | 0 | 0 | 0 | teppc | 0 | 0
Shasta 4 | Shasta_4 | Shasta 4 | teppc | BANC | BANC | Balancing Authority of Northern California | SMUD | BANC | 1944-06-01 | 2050-12-31 | 142 | Hydro | Hydro_Standard | Hydro | BANC_Hydro | 0 | 0 | 0 | teppc | 0 | 0
GMS_WND 13 | GMS_WND_13 | GMS_WND 13 | teppc | BCHA | BCHA | British Columbia Transmission Company | BCHA_AESO | Excluded | 2018-03-30 | 2050-03-30 | 141.3 | WT-Onshore | wind_onshorewind | Wind | Excluded_Wind | 0 | 0 | 0 | teppc | 0 | 0
Martin Drake 7 | Martin_Drake_7 | Martin Drake Plant 7 | teppc | WACM | WACM | Western Area Power Administration, Colorado-Missouri Region | WACM | Excluded | 1974-07-01 | 2050-12-31 | 141.03 | ST-Coal | Steam_Coal | Coal | Excluded_Coal | 0 | 0 | 0 | teppc | 0 | 0
Queenstown | Queenstown | Queenstown Power Plant-1 | teppc | AESO | AESO | Alberta Electric System Operator | BCHA_AESO | Excluded | 2020-10-01 | 2050-12-31 | 141 | CT-NatGas-Industrial | CT_NG | CT | Excluded_Peaker | 0 | 0 | 0 | teppc | 0 | 0
MarengoWind1 | MarengoWind1 | Marengo Wind Plant-1 | teppc | PACW | PACW | PacifiCorp – West | PACW | NW | 2007-08-01 | 2050-12-01 | 140.4 | WT-Onshore | wind_onshorewind | Wind | NW_Wind | 0 | 0 | 0 | teppc | 0 | 0
PNCHVS_2_SOLAR | PNCHVS_2_SOLAR | PNCHVS_2_SOLARB | caiso | PGE_Valley | PGE_Valley | Pacific Gas and Electric Valley | PGE_Valley | CAISO | 1/1/1899 | 2050-12-31 | 140 | PVgeneric_sun | PVgeneric_sun | Solar_Fixed | CAISO_Solar | 1 | 0 | 1 | old | 1 | 0
ROSMDW_2_WIND1 | ROSMDW_2_WIND1 | Pacific Wind - Phase 1 | caiso | SDGE | SDGE | San Diego Gas and Electric | SDGE | CAISO | 1/1/1899 | 2050-12-31 | 140 | n/a | wind_onshorewind | Wind | CAISO_Wind | 1 | 1 | 0 | in old list | 1 | 0
SevenSisters | SevenSisters | Seven Sisters Solar | teppc | CISC | CISC | Southern California Edison | SCE | CAISO | 2018-04-15 | 2050-12-31 | 140 | SolarPV-NonTracking | FixedPV_sun | Solar_Fixed | CAISO_Solar | 1 | 0 | 0 | teppc | 0 | 0
Amercian Falls Solar II | Amercian_Falls_Solar_II |  | teppc | CISC | CISC | Southern California Edison | SCE | CAISO | 2016-12-31 | 2050-12-31 | 140 | SolarPV-Tracking | 1axPV_sun | Solar_1Axis | CAISO_Solar | 1 | 0 | 0 | teppc | 0 | 0
American Falls Solar I | American_Falls_Solar_I |  | teppc | IPMV | IPMV | Idaho Magic Valley | IPCO | NW | 2016-12-31 | 2050-12-31 | 140 | SolarPV-Tracking | 1axPV_sun | Solar_1Axis | NW_Solar | 0 | 0 | 0 | teppc | 0 | 0
Boise City Solar | Boise_City_Solar |  | teppc | IPTV | IPTV | Idaho Treasure Valley | IPCO | NW | 2016-12-31 | 2050-12-31 | 140 | SolarPV-Tracking | 1axPV_sun | Solar_1Axis | NW_Solar | 0 | 0 | 0 | teppc | 0 | 0
Clark Solar 1 | Clark_Solar_1 |  | teppc | CISC | CISC | Southern California Edison | SCE | CAISO | 2016-12-31 | 2050-12-31 | 140 | SolarPV-Tracking | 1axPV_sun | Solar_1Axis | CAISO_Solar | 1 | 0 | 0 | teppc | 0 | 0
Clark Solar 2 | Clark_Solar_2 |  | teppc | CISC | CISC | Southern California Edison | SCE | CAISO | 2016-12-31 | 2050-12-31 | 140 | SolarPV-Tracking | 1axPV_sun | Solar_1Axis | CAISO_Solar | 1 | 0 | 0 | teppc | 0 | 0
Clark Solar 3 | Clark_Solar_3 |  | teppc | CISC | CISC | Southern California Edison | SCE | CAISO | 2016-12-31 | 2050-12-31 | 140 | SolarPV-Tracking | 1axPV_sun | Solar_1Axis | CAISO_Solar | 1 | 0 | 0 | teppc | 0 | 0
Clark Solar 4 | Clark_Solar_4 |  | teppc | CISC | CISC | Southern California Edison | SCE | CAISO | 2016-12-31 | 2050-12-31 | 140 | SolarPV-Tracking | 1axPV_sun | Solar_1Axis | CAISO_Solar | 1 | 0 | 0 | teppc | 0 | 0
Grand View PV Solar Two | Grand_View_PV_Solar_Two |  | teppc | IPMV | IPMV | Idaho Magic Valley | IPCO | NW | 2016-12-31 | 2050-12-31 | 140 | SolarPV-Tracking | 1axPV_sun | Solar_1Axis | NW_Solar | 0 | 0 | 0 | teppc | 0 | 0
Grove Solar Center LLC | Grove_Solar_Center_LLC |  | teppc | IPTV | IPTV | Idaho Treasure Valley | IPCO | NW | 2016-12-31 | 2050-12-31 | 140 | SolarPV-NonTracking | FixedPV_sun | Solar_Fixed | NW_Solar | 0 | 0 | 0 | teppc | 0 | 0
Hyline Solar Center | Hyline_Solar_Center |  | teppc | IPTV | IPTV | Idaho Treasure Valley | IPCO | NW | 2016-12-31 | 2050-12-31 | 140 | SolarPV-NonTracking | FixedPV_sun | Solar_Fixed | NW_Solar | 0 | 0 | 0 | teppc | 0 | 0
Murphy Flat Power | Murphy_Flat_Power |  | teppc | IPTV | IPTV | Idaho Treasure Valley | IPCO | NW | 2016-12-31 | 2050-12-31 | 140 | SolarPV-Tracking | 1axPV_sun | Solar_1Axis | NW_Solar | 0 | 0 | 0 | teppc | 0 | 0
Open Range Solar (OR) | Open_Range_Solar__OR_ |  | teppc | IPTV | IPTV | Idaho Treasure Valley | IPCO | NW | 2016-12-31 | 2050-12-31 | 140 | SolarPV-NonTracking | FixedPV_sun | Solar_Fixed | NW_Solar | 0 | 0 | 0 | teppc | 0 | 0
Orchard Ranch Solar | Orchard_Ranch_Solar |  | teppc | CISC | CISC | Southern California Edison | SCE | CAISO | 2016-12-31 | 2050-12-31 | 140 | SolarPV-Tracking | 1axPV_sun | Solar_1Axis | CAISO_Solar | 1 | 0 | 0 | teppc | 0 | 0
Pocatello Solar 1 | Pocatello_Solar_1 |  | teppc | CISC | CISC | Southern California Edison | SCE | CAISO | 2016-12-31 | 2050-12-31 | 140 | SolarPV-Tracking | 1axPV_sun | Solar_1Axis | CAISO_Solar | 1 | 0 | 0 | teppc | 0 | 0
Railroad Solar Center | Railroad_Solar_Center |  | teppc | IPTV | IPTV | Idaho Treasure Valley | IPCO | NW | 2016-12-31 | 2050-12-31 | 140 | SolarPV-NonTracking | FixedPV_sun | Solar_Fixed | NW_Solar | 0 | 0 | 0 | teppc | 0 | 0
Simco Solar | Simco_Solar |  | teppc | CISC | CISC | Southern California Edison | SCE | CAISO | 2016-12-31 | 2050-12-31 | 140 | SolarPV-Tracking | 1axPV_sun | Solar_1Axis | CAISO_Solar | 1 | 0 | 0 | teppc | 0 | 0
Thunderegg Solar | Thunderegg_Solar |  | teppc | IPFE | IPFE | Idaho Far East | IPCO | NW | 2016-12-31 | 2050-12-31 | 140 | SolarPV-NonTracking | FixedPV_sun | Solar_Fixed | NW_Solar | 0 | 0 | 0 | teppc | 0 | 0
Vale Solar (OR) | Vale_Solar__OR_ |  | teppc | IPTV | IPTV | Idaho Treasure Valley | IPCO | NW | 2016-12-31 | 2050-12-31 | 140 | SolarPV-NonTracking | FixedPV_sun | Solar_Fixed | NW_Solar | 0 | 0 | 0 | teppc | 0 | 0
Solana 1 | Solana_1 | Solana Generating Station GEN1¦Q044STG1 | teppc | AZPS | AZPS | Arizona Public Service Company | AZPS | SW | 2013-07-23 | 2050-12-31 | 140 | SolarThermal-CSP6 | SolarThermal_sun | Solar_Thermal | SW_Solar | 0 | 0 | 0 | teppc | 0 | 0
Solana 2 | Solana_2 | Solana Generating Station GEN2¦Q044STG2 | teppc | AZPS | AZPS | Arizona Public Service Company | AZPS | SW | 2013-07-23 | 2050-12-31 | 140 | SolarThermal-CSP6 | SolarThermal_sun | Solar_Thermal | SW_Solar | 0 | 0 | 0 | teppc | 0 | 0
NeboPwrStaCC-Total | NeboPwrStaCC_Total | NeboPwrStaCC (Total CC Plant) | teppc | PAUT | PAUT | Utah, PACE Utility | PACE | NW | 2004-06-01 | 2050-12-31 | 140 | CCWhole-NatGas-Aero | CC_NG | CC | NW_CCGT | 0 | 0 | 0 | teppc | 0 | 0
SumasPowerCC-Total | SumasPowerCC_Total | SumasPowerCC (Total CC Plant) | teppc | PSEI | PSEI | Puget Sound Energy | BPAT | NW | 1993-03-01 | 2050-12-31 | 139.2 | CCWhole-NatGas-Industrial | CC_NG | CC | NW_CCGT | 0 | 0 | 0 | teppc | 0 | 0
CPVERD_2_SOLAR | CPVERD_2_SOLAR | Campo Verde Solar | caiso | SDGE | SDGE | San Diego Gas and Electric | SDGE | CAISO | 2013-10-22 | 2050-12-31 | 139 | n/a | PVgeneric_sun | Solar_Fixed | CAISO_Solar | 1 | 1 | 0 | in old list | 1 | 0
ALTA6E_2_WIND10 | ALTA6E_2_WIND10 | Alta Wind 10 | caiso | SCE | SCE | Southern California Edison | SCE | CAISO | 1/1/1899 | 2050-12-31 | 138 | n/a | wind_onshorewind | Wind | CAISO_Wind | 1 | 1 | 0 | in old list | 1 | 0
INTMNT_3_RIVERSIDE | INTMNT_3_RIVERSIDE | IPPDYN | caiso | PACE | SCE | Southern California Edison | SCE | CAISO | 1986-06-01 | 2025-06-30 | 137 | STEAM_COAL | Steam_Coal | Coal | CAISO_Coal | 0 | 0 | 0 | not relevant | 0 | 0
Judith_Gap | Judith_Gap | Judith Gap Wind Energy Center-1 | teppc | NWMT | NWMT | NorthWestern Energy | NWMT_WAUW | NW | 2006-02-01 | 2050-01-01 | 135 | WT-Onshore | wind_onshorewind | Wind | NW_Wind | 0 | 0 | 0 | teppc | 0 | 0
VERNON_6_MALBRG | VERNON_6_MALBRG | Malburg Generating Station | caiso | SCE | SCE | Southern California Edison | SCE | CAISO | 2005-10-17 | 2050-12-31 | 134 | CCWhole-NatGas-Industrial | CC_NG | CC | CAISO_CCGT2 | 0 | 0 | 0 | not relevant | 0 | 0
Energy Vision 10 | Energy_Vision_10 |  | teppc | PAWY | PAWY | Wyoming, PACE Utility | PACE | NW | 1950-01-01 | 2050-12-31 | 134 | WT-Onshore | wind_onshorewind | Wind | NW_Wind | 0 | 0 | 0 | teppc | 0 | 0
Energy Vision 6 | Energy_Vision_6 |  | teppc | PAWY | PAWY | Wyoming, PACE Utility | PACE | NW | 1950-01-01 | 2050-12-31 | 134 | WT-Onshore | wind_onshorewind | Wind | NW_Wind | 0 | 0 | 0 | teppc | 0 | 0
IVANPA_1_UNIT2 | IVANPA_1_UNIT2 | Ivanpah 2 | caiso | SCE | SCE | Southern California Edison | SCE | CAISO | 2013-12-30 | 2050-12-31 | 133 | n/a | SolarThermal_sun | Solar_Thermal | CAISO_Solar | 1 | 1 | 0 | in old list | 1 | 0
IVANPA_1_UNIT3 | IVANPA_1_UNIT3 | Ivanpah 3 | caiso | SCE | SCE | Southern California Edison | SCE | CAISO | 2013-12-30 | 2050-12-31 | 133 | n/a | SolarThermal_sun | Solar_Thermal | CAISO_Solar | 1 | 1 | 0 | in old list | 1 | 0
Manchief 1 | Manchief_1 | Manchief Electric Generating Station UN1 | teppc | PSCO | PSCO | Public Service Company of Colorado | PSCO | Excluded | 2000-05-01 | 2050-12-31 | 133 | CT-NatGas-Industrial | CT_NG | CT | Excluded_Peaker | 0 | 0 | 0 | teppc | 0 | 0
Manchief 2 | Manchief_2 | Manchief Electric Generating Station UN2 | teppc | PSCO | PSCO | Public Service Company of Colorado | PSCO | Excluded | 2000-05-01 | 2050-12-31 | 133 | CT-NatGas-Industrial | CT_NG | CT | Excluded_Peaker | 0 | 0 | 0 | teppc | 0 | 0
North Hurlburt Wind | North_Hurlburt_Wind | North Hurlburt Wind LLC-1 AKA Shepherds Flat | teppc | TPWR | TPWR | Tacoma Power | BPAT | NW | 2012-03-01 | 2050-12-31 | 132.5 | WT-Onshore | wind_onshorewind | Wind | NW_Wind | 0 | 0 | 0 | teppc | 0 | 0
Voyager Wind I, LLC | Voyager_Wind_I__LLC | Voyager Wind I, LLC | rps | SCE | SCE | Southern California Edison | SCE | CAISO | 2020-01-01 | 2050-12-31 | 132 | Windnan | wind_onshorewind | Wind | CAISO_Wind | 1 | 1 | 0 | in old list | 1 | 0
ALT6DS_2_WIND9 | ALT6DS_2_WIND9 | Pinyon Pines 2 | caiso | SCE | SCE | Southern California Edison | SCE | CAISO | 2013-01-01 | 2050-12-31 | 132 | n/a | wind_onshorewind | Wind | CAISO_Wind | 1 | 1 | 0 | in old list | 1 | 0
Hells_Canyon_1 | Hells_Canyon_1 | Hells Canyon-1 | teppc | IPTV | IPTV | Idaho Treasure Valley | IPCO | NW | 1967-12-01 | 2050-12-31 | 130.5 | Hydro | Hydro_Standard | Hydro | NW_Hydro | 0 | 0 | 0 | teppc | 0 | 0
Hells_Canyon_2 | Hells_Canyon_2 | Hells Canyon-2 | teppc | IPTV | IPTV | Idaho Treasure Valley | IPCO | NW | 1967-12-01 | 2050-12-31 | 130.5 | Hydro | Hydro_Standard | Hydro | NW_Hydro | 0 | 0 | 0 | teppc | 0 | 0
Hells_Canyon_3 | Hells_Canyon_3 | Hells Canyon-3 | teppc | IPTV | IPTV | Idaho Treasure Valley | IPCO | NW | 1967-10-01 | 2050-12-31 | 130.5 | Hydro | Hydro_Standard | Hydro | NW_Hydro | 0 | 0 | 0 | teppc | 0 | 0
CALFTN_2_SOLAR | CALFTN_2_SOLAR | California Flats North | caiso | PGE_Valley | PGE_Valley | Pacific Gas and Electric Valley | PGE_Valley | CAISO | 1/1/1899 | 2050-12-31 | 130 | PVgeneric_sun | PVgeneric_sun | Solar_Fixed | CAISO_Solar | 1 | 0 | 1 | old | 1 | 0
BEKWJS_5_BV1SCEDYN | BEKWJS_5_BV1SCEDYN | Broadview 1 | caiso | AZPS | SCE | Southern California Edison | SCE | CAISO | 1/1/1899 | 2050-12-31 | 130 | WIND_WIND | wind_onshorewind | Wind | CAISO_Wind | 1 | 1 | 0 | in old list | 1 | 0
Lethbridge_EC | Lethbridge_EC | Lethbridge Energy Centre-1 | teppc | BCHA | BCHA | British Columbia Transmission Company | BCHA_AESO | Excluded | 2014-12-19 | 2050-12-31 | 130 | CT-NatGas-Industrial | CT_NG | CT | Excluded_Peaker | 0 | 0 | 0 | teppc | 0 | 0
CSLR4S_2_SOLAR | CSLR4S_2_SOLAR | Csolar IV South | caiso | SDGE | SDGE | San Diego Gas and Electric | SDGE | CAISO | 2013-10-11 | 2050-12-31 | 130 | n/a | PVgeneric_sun | Solar_Fixed | CAISO_Solar | 1 | 1 | 0 | in old list | 1 | 0
Hoover Dam A1 | Hoover_Dam_A1 | Hoover Dam AZ A1 | teppc | TH_Mead | TH_Mead | Hoover | WALC | SW | 2003-01-02 | 2030-04-15 | 130 | Hydro | Hydro_Standard | Hydro | SW_Hydro | 0 | 0 | 0 | teppc | 0 | 0
Hoover Dam N8 | Hoover_Dam_N8 | Hoover Dam NV N8 | teppc | TH_Mead | TH_Mead | Hoover | WALC | SW | 1961-12-01 | 2050-12-31 | 130 | Hydro | Hydro_Standard | Hydro | SW_Hydro | 0 | 0 | 0 | teppc | 0 | 0
Hoover Dam A3 | Hoover_Dam_A3 | Hoover Dam AZ A3 | teppc | TH_Mead | TH_Mead | Hoover | WALC | SW | 1952-09-01 | 2050-12-31 | 130 | Hydro | Hydro_Standard | Hydro | SW_Hydro | 0 | 0 | 0 | teppc | 0 | 0
Hoover Dam N1 | Hoover_Dam_N1 | Hoover Dam NV N1 | teppc | TH_Mead | TH_Mead | Hoover | WALC | SW | 1952-04-01 | 2050-12-31 | 130 | Hydro | Hydro_Standard | Hydro | SW_Hydro | 0 | 0 | 0 | teppc | 0 | 0
Hoover Dam A6 | Hoover_Dam_A6 | Hoover Dam AZ A6 | teppc | TH_Mead | TH_Mead | Hoover | WALC | SW | 1943-01-01 | 2050-12-31 | 130 | Hydro | Hydro_Standard | Hydro | SW_Hydro | 0 | 0 | 0 | teppc | 0 | 0
Hoover Dam A4 | Hoover_Dam_A4 | Hoover Dam AZ A4 | teppc | TH_Mead | TH_Mead | Hoover | WALC | SW | 1942-07-01 | 2050-12-31 | 130 | Hydro | Hydro_Standard | Hydro | SW_Hydro | 0 | 0 | 0 | teppc | 0 | 0
Hoover Dam A2 | Hoover_Dam_A2 | Hoover Dam AZ A2 | teppc | TH_Mead | TH_Mead | Hoover | WALC | SW | 1941-10-01 | 2050-12-31 | 130 | Hydro | Hydro_Standard | Hydro | SW_Hydro | 0 | 0 | 0 | teppc | 0 | 0
Hoover Dam A7 | Hoover_Dam_A7 | Hoover Dam AZ A7 | teppc | TH_Mead | TH_Mead | Hoover | WALC | SW | 1939-09-01 | 2050-12-31 | 130 | Hydro | Hydro_Standard | Hydro | SW_Hydro | 0 | 0 | 0 | teppc | 0 | 0
Hoover Dam N5 | Hoover_Dam_N5 | Hoover Dam NV N5 | teppc | TH_Mead | TH_Mead | Hoover | WALC | SW | 1938-11-01 | 2050-12-31 | 130 | Hydro | Hydro_Standard | Hydro | SW_Hydro | 0 | 0 | 0 | teppc | 0 | 0
Hoover Dam N6 | Hoover_Dam_N6 | Hoover Dam NV N6 | teppc | TH_Mead | TH_Mead | Hoover | WALC | SW | 1938-06-01 | 2050-12-31 | 130 | Hydro | Hydro_Standard | Hydro | SW_Hydro | 0 | 0 | 0 | teppc | 0 | 0
Hoover Dam N3 | Hoover_Dam_N3 | Hoover Dam NV N3 | teppc | TH_Mead | TH_Mead | Hoover | WALC | SW | 1937-10-01 | 2050-12-31 | 130 | Hydro | Hydro_Standard | Hydro | SW_Hydro | 0 | 0 | 0 | teppc | 0 | 0
Hoover Dam N2 | Hoover_Dam_N2 | Hoover Dam NV N2 | teppc | TH_Mead | TH_Mead | Hoover | WALC | SW | 1936-12-01 | 2050-12-31 | 130 | Hydro | Hydro_Standard | Hydro | SW_Hydro | 0 | 0 | 0 | teppc | 0 | 0
Hoover Dam N4 | Hoover_Dam_N4 | Hoover Dam NV N4 | teppc | TH_Mead | TH_Mead | Hoover | WALC | SW | 1936-03-01 | 2050-12-31 | 130 | Hydro | Hydro_Standard | Hydro | SW_Hydro | 0 | 0 | 0 | teppc | 0 | 0
DowCC-Total | DowCC_Total | DowCC (Total CC Plant) | teppc | AESO | AESO | Alberta Electric System Operator | BCHA_AESO | Excluded | 1999-10-01 | 2050-12-01 | 129.5 | CCWhole-NatGas-Industrial | CC_NG | CC | Excluded_CCGT | 0 | 0 | 0 | teppc | 0 | 0
Fredonia_1 | Fredonia_1 | Fredonia-1 | teppc | PSEI | PSEI | Puget Sound Energy | BPAT | NW | 1984-05-01 | 2050-12-31 | 129.1 | CT-NatGas-Industrial | CT_NG | CT | NW_Peaker | 0 | 0 | 0 | teppc | 0 | 0
Fredonia_2 | Fredonia_2 | Fredonia-2 | teppc | PSEI | PSEI | Puget Sound Energy | BPAT | NW | 1984-05-01 | 2050-12-31 | 129.1 | CT-NatGas-Industrial | CT_NG | CT | NW_Peaker | 0 | 0 | 0 | teppc | 0 | 0
VOYAGR_2_VOYWD2 | VOYAGR_2_VOYWD2 |  | caiso | SCE | SCE | Southern California Edison | SCE | CAISO | 2018-12-19 | 2050-12-31 | 128.7 | wind_onshorewind | wind_onshorewind | Wind | CAISO_Wind | 1 | 0 | 1 | new | 1 | 0
BigBeau Solar | BigBeau_Solar | BigBeau Solar | other | SCE | SCE | Southern California Edison | SCE | CAISO | 2021-12-01 | 2050-12-01 | 128 | Solar PV - Ground mountSolar: Tracking (1 Axis) | 1axPV_sun | 1axPV_sun | CAISO_Solar | 1 | 0 | 1 | new | 1 | 0
American Kings Solar, LLC | American_Kings_Solar__LLC | American Kings Solar, LLC | rps | PGE_Valley | SCE | Southern California Edison | SCE | CAISO | 2020-12-01 | 2050-12-31 | 128 | Solar PV - Ground mountSolar: Fixed Tilt | FixedPV_sun | Solar_Fixed | CAISO_Solar | 1 | 1 | 0 | in old list | 1 | 0
Rawhide F | Rawhide_F | Rawhide CT F | teppc | PSCO | PSCO | Public Service Company of Colorado | PSCO | Excluded | 2008-06-01 | 2050-01-01 | 128 | CT-NatGas-Industrial | CT_NG | CT | Excluded_Peaker | 0 | 0 | 0 | teppc | 0 | 0
USWNDR_2_SMUD2 | USWNDR_2_SMUD2 | Solano Wind Project Phase 3 | caiso | PGE_Bay | PGE_Bay | Pacific Gas and Electric Bay | PGE_Bay | CAISO | 2012-04-18 | 2050-12-31 | 127.8 | n/a | wind_onshorewind | Wind | CAISO_Wind | 1 | 1 | 0 | in old list | 1 | 0
TULEWD_1_TULWD1 | TULEWD_1_TULWD1 | Tule Wind | caiso | SDGE | SDGE | San Diego Gas and Electric | SDGE | CAISO | 1/1/1899 | 2050-12-31 | 127.6 | WIND_WIND | wind_onshorewind | Wind | CAISO_Wind | 1 | 0 | 1 | old | 1 | 0
BrilliantExp | BrilliantExp | Brilliant Exp-1_Brilliant Exp-1_FBC-BRX | teppc | BCHA | BCHA | British Columbia Transmission Company | BCHA_AESO | Excluded | 2010-02-01 | 2033-03-31 | 127.5 | Hydro | Hydro_Standard | Hydro | Excluded_Hydro | 0 | 0 | 0 | teppc | 0 | 0
ARLVAL_5_SOLAR | ARLVAL_5_SOLAR | Arlington Valley Solar Energy II | caiso | AZPS | SDGE | San Diego Gas and Electric | SDGE | CAISO | 1/1/1899 | 2050-12-31 | 127 | PVgeneric_sun | PVgeneric_sun | Solar_Fixed | CAISO_Solar | 1 | 1 | 0 | in old list | 1 | 0
Arapahoe CC | Arapahoe_CC | ArapahoeCC (Total CC Plant) | teppc | PSCO | PSCO | Public Service Company of Colorado | PSCO | Excluded | 2000-06-01 | 2050-12-31 | 127 | CCWhole-NatGas-Aero | CC_NG | CC | Excluded_CCGT | 0 | 0 | 0 | teppc | 0 | 0
Hoover Dam A5 | Hoover_Dam_A5 | Hoover Dam AZ A5 | teppc | TH_Mead | TH_Mead | Hoover | WALC | SW | 1952-05-01 | 2050-12-31 | 127 | Hydro | Hydro_Standard | Hydro | SW_Hydro | 0 | 0 | 0 | teppc | 0 | 0
Hoover Dam N7 | Hoover_Dam_N7 | Hoover Dam NV N7 | teppc | TH_Mead | TH_Mead | Hoover | WALC | SW | 1938-08-01 | 2050-12-31 | 127 | Hydro | Hydro_Standard | Hydro | SW_Hydro | 0 | 0 | 0 | teppc | 0 | 0
IVANPA_1_UNIT1 | IVANPA_1_UNIT1 | Ivanpah 1 | caiso | SCE | SCE | Southern California Edison | SCE | CAISO | 2013-12-30 | 2050-12-31 | 126 | n/a | SolarThermal_sun | Solar_Thermal | CAISO_Solar | 1 | 1 | 0 | in old list | 1 | 0
BUFFALO G2 | BUFFALO_G2 |  | teppc | PSCO | PSCO | Public Service Company of Colorado | PSCO | Excluded | 1950-01-01 | 2050-12-31 | 126 | WT-Onshore | wind_onshorewind | Wind | Excluded_Wind | 0 | 0 | 0 | teppc | 0 | 0
Energy Vision 5 | Energy_Vision_5 |  | teppc | PAWY | PAWY | Wyoming, PACE Utility | PACE | NW | 1950-01-01 | 2050-12-31 | 126 | WT-Onshore | wind_onshorewind | Wind | NW_Wind | 0 | 0 | 0 | teppc | 0 | 0
Jackson Fuller 2 | Jackson_Fuller_2 | JacksonFullwer Wind 2 | teppc | PSCO | PSCO | Public Service Company of Colorado | PSCO | Excluded | 2015-12-31 | 2050-12-31 | 125.8 | WT-Onshore | wind_onshorewind | Wind | Excluded_Wind | 0 | 0 | 0 | teppc | 0 | 0
BiglowCanyon1 | BiglowCanyon1 | Biglow Canyon Wind Farm-1 | teppc | PGE | PGE | Portland General Electric Company | PortlandGE | NW | 2008-01-01 | 2050-12-31 | 125.4 | WT-Onshore | wind_onshorewind | Wind | NW_Wind | 0 | 0 | 0 | teppc | 0 | 0
MALIN_5_GCPDDYN | MALIN_5_GCPDDYN | Grant County Hydro Facilities | caiso | BPAT | PGE_Valley | Pacific Gas and Electric Valley | PGE_Valley | CAISO | 1/1/1899 | 2050-12-31 | 125 | HYDRO_WATER | Hydro_Standard | Hydro | CAISO_Hydro | 0 | 0 | 0 | not relevant | 0 | 0
Maverick Solar, LLC | Maverick_Solar__LLC | Maverick Solar, LLC | rps | SCE | SCE | Southern California Edison | SCE | CAISO | 2020-12-01 | 2050-12-31 | 125 | Solar PV - Ground mountSolar: Fixed Tilt | FixedPV_sun | Solar_Fixed | CAISO_Solar | 1 | 0 | 1 | new | 1 | 0
DRACKR_2_SOLAR2 | DRACKR_2_SOLAR2 | Dracker Solar Unit 2 | caiso | SCE | SCE | Southern California Edison | SCE | CAISO | 2016-10-28 | 2050-12-31 | 125 | n/a | PVgeneric_sun | Solar_Fixed | CAISO_Solar | 1 | 1 | 0 | in old list | 1 | 0
Beacon Solar B | Beacon_Solar_B | Beacon Solar A¦Beacon Solar¦BCON18G | teppc | CISC | CISC | Southern California Edison | SCE | CAISO | 2015-06-01 | 2050-12-31 | 125 | SolarPV-Tracking | 1axPV_sun | Solar_1Axis | CAISO_Solar | 1 | 0 | 0 | teppc | 0 | 0
CNTNLA_2_SOLAR1 | CNTNLA_2_SOLAR1 | Centinela Solar Energy I | caiso | SDGE | SDGE | San Diego Gas and Electric | SDGE | CAISO | 2014-07-30 | 2050-12-31 | 125 | n/a | PVgeneric_sun | Solar_Fixed | CAISO_Solar | 1 | 1 | 0 | in old list | 1 | 0
White Rock 2 | White_Rock_2 | White Rock H2 | teppc | BANC | BANC | Balancing Authority of Northern California | SMUD | BANC | 2013-08-01 | 2050-12-31 | 125 | Hydro | Hydro_Standard | Hydro | BANC_Hydro | 0 | 0 | 0 | teppc | 0 | 0
H Wilson Sundt 4 Coal | H_Wilson_Sundt_4_Coal | H. Wilson Sundt Generating Station 4 | teppc | PNM | PNM | Public Service Company of New Mexico | PNM_EPE | SW | 1967-07-01 | 2030-01-01 | 125 | ST-Coal | Steam_Coal | Coal | SW_Coal | 0 | 0 | 0 | teppc | 0 | 0
CHEVMN_2_UNITS | CHEVMN_2_UNITS |  | caiso | SCE | SCE | Southern California Edison | SCE | CAISO | 1987-12-29 | 2050-12-31 | 124.87 | CCWhole-NatGas-Aero | Cogen_NG | Cogen | CAISO_CHP | 0 | 0 | 0 | not relevant | 0 | 0
Jackson Fuller 1 | Jackson_Fuller_1 | JacksonFullwer Wind 1 | teppc | PSCO | PSCO | Public Service Company of Colorado | PSCO | Excluded | 2015-12-31 | 2050-12-31 | 124.1 | WT-Onshore | wind_onshorewind | Wind | Excluded_Wind | 0 | 0 | 0 | teppc | 0 | 0
BUFFALO G1 | BUFFALO_G1 |  | teppc | PSCO | PSCO | Public Service Company of Colorado | PSCO | Excluded | 1950-01-01 | 2050-12-31 | 124 | WT-Onshore | wind_onshorewind | Wind | Excluded_Wind | 0 | 0 | 0 | teppc | 0 | 0
Energy Vision 4 | Energy_Vision_4 |  | teppc | PAWY | PAWY | Wyoming, PACE Utility | PACE | NW | 1950-01-01 | 2050-12-31 | 124 | WT-Onshore | wind_onshorewind | Wind | NW_Wind | 0 | 0 | 0 | teppc | 0 | 0
Redding Power CC | Redding_Power_CC | ReddingPowerCC (Total CC Plant) | teppc | BANC | BANC | Balancing Authority of Northern California | SMUD | BANC | 2002-04-01 | 2050-12-31 | 121 | CCWhole-NatGas-Industrial | CC_NG | CC | BANC_CCGT | 0 | 0 | 0 | teppc | 0 | 0
Comanche Solar | Comanche_Solar | Comanche Solar Project COMCH | teppc | PSCO | PSCO | Public Service Company of Colorado | PSCO | Excluded | 2016-04-15 | 2050-12-31 | 120 | SolarPV-Tracking | 1axPV_sun | Solar_1Axis | Excluded_Solar | 0 | 0 | 0 | teppc | 0 | 0
Crescent Dunes | Crescent_Dunes | Crescent Dunes Solar Energy-TSE-1 | teppc | SPPC | SPPC | Nevada Power Company | NEVP | SW | 2013-12-01 | 2050-12-31 | 120 | SolarThermal-CSP6 | SolarThermal_sun | Solar_Thermal | SW_Solar | 0 | 0 | 0 | teppc | 0 | 0
WNDSTR_2_WIND | WNDSTR_2_WIND | Windstar | caiso | SCE | SCE | Southern California Edison | SCE | CAISO | 2012-01-28 | 2050-12-31 | 120 |  | wind_onshorewind | Wind | CAISO_Wind | 1 | 1 | 0 | in old list | 1 | 0
Pine Tree Wind | Pine_Tree_Wind | Pine Tree Wind Power Project-1 | teppc | LDWP | LDWP | Los Angeles Department of Water and Power | LADWP | LDWP | 2009-07-01 | 2050-12-31 | 120 | WT-Onshore | wind_onshorewind | Wind | LDWP_Wind | 0 | 0 | 0 | teppc | 0 | 0
Peetz Table 1 | Peetz_Table_1 | Peetz Table Wind Energy GE¦PTZLOGN2 | teppc | PSCO | PSCO | Public Service Company of Colorado | PSCO | Excluded | 2008-01-01 | 2050-12-01 | 120 | WT-Onshore | wind_onshorewind | Wind | Excluded_Wind | 0 | 0 | 0 | teppc | 0 | 0
Waneta1 | Waneta1 | Waneta-1_Waneta-1_FBC-WAN | teppc | BCHA | BCHA | British Columbia Transmission Company | BCHA_AESO | Excluded | 2002-11-11 | 2033-03-31 | 120 | Hydro | Hydro_Standard | Hydro | Excluded_Hydro | 0 | 0 | 0 | teppc | 0 | 0
Waneta2 | Waneta2 | Waneta-2_Waneta-2_FBC-WAN | teppc | BCHA | BCHA | British Columbia Transmission Company | BCHA_AESO | Excluded | 2002-11-11 | 2033-03-31 | 120 | Hydro | Hydro_Standard | Hydro | Excluded_Hydro | 0 | 0 | 0 | teppc | 0 | 0
Waneta3 | Waneta3 | Waneta-3_Waneta-3_FBC-WAN | teppc | BCHA | BCHA | British Columbia Transmission Company | BCHA_AESO | Excluded | 2002-11-11 | 2033-03-31 | 120 | Hydro | Hydro_Standard | Hydro | Excluded_Hydro | 0 | 0 | 0 | teppc | 0 | 0
Waneta4 | Waneta4 | Waneta-4_Waneta-4_FBC-WAN | teppc | BCHA | BCHA | British Columbia Transmission Company | BCHA_AESO | Excluded | 2002-11-11 | 2033-03-31 | 120 | Hydro | Hydro_Standard | Hydro | Excluded_Hydro | 0 | 0 | 0 | teppc | 0 | 0
BalzacCC-Total | BalzacCC_Total | BalzacCC (Total CC Plant) | teppc | AESO | AESO | Alberta Electric System Operator | BCHA_AESO | Excluded | 2001-10-01 | 2050-12-01 | 120 | CCWhole-NatGas-Aero | CC_NG | CC | Excluded_CCGT | 0 | 0 | 0 | teppc | 0 | 0
CavalierCC-Total | CavalierCC_Total | CavalierCC (Total CC Plant) | teppc | AESO | AESO | Alberta Electric System Operator | BCHA_AESO | Excluded | 2001-07-01 | 2050-12-01 | 120 | CCWhole-NatGas-Aero | CC_NG | CC | Excluded_CCGT | 0 | 0 | 0 | teppc | 0 | 0
BASICE_2_UNITS | BASICE_2_UNITS | CALPINE AMERICAN I COGEN. | caiso | PGE_Valley | PGE_Valley | Pacific Gas and Electric Valley | PGE_Valley | CAISO | 1989-03-14 | 2019-04-29 | 120 | n/a | CT_NG | CT | CAISO_Peaker1 | 0 | 0 | 0 | not relevant | 0 | 0
GILROY_1_UNIT | GILROY_1_UNIT | GILROY COGEN - UNIT 2 | caiso | PGE_Bay | PGE_Bay | Pacific Gas and Electric Bay | PGE_Bay | CAISO | 1987-01-01 | 2050-12-31 | 120 | CCWhole-NatGas-Industrial | CT_NG | CT | CAISO_Peaker1 | 0 | 0 | 0 | not relevant | 0 | 0
CARBOU_7_PL4X5 | CARBOU_7_PL4X5 | CARIBOU PH 2 UNIT 4 & 5 AGGREGATE | caiso | PGE_Valley | PGE_Valley | Pacific Gas and Electric Valley | PGE_Valley | CAISO | 1958-01-01 | 2050-12-31 | 120 | n/a | Hydro_Standard | Hydro | CAISO_Hydro | 0 | 0 | 0 | not relevant | 0 | 0
Energy Vision 11 | Energy_Vision_11 |  | teppc | PAWY | PAWY | Wyoming, PACE Utility | PACE | NW | 1950-01-01 | 2050-12-31 | 120 | WT-Onshore | wind_onshorewind | Wind | NW_Wind | 0 | 0 | 0 | teppc | 0 | 0
PNCHPP_1_PL1X2 | PNCHPP_1_PL1X2 | Midway Peaking Aggregate | caiso | PGE_Valley | PGE_Valley | Pacific Gas and Electric Valley | PGE_Valley | CAISO | 2009-05-04 | 2050-12-31 | 119.91 | CT-NatGas-Aero | CT_NG | CT | CAISO_Peaker2 | 0 | 0 | 0 | not relevant | 0 | 0
Vansycle_OR | Vansycle_OR | FPL Energy Vansycle LLC (OR)-V-47 | teppc | TPWR | TPWR | Tacoma Power | BPAT | NW | 2002-02-01 | 2050-12-31 | 119.46 | WT-Onshore | wind_onshorewind | Wind | NW_Wind | 0 | 0 | 0 | teppc | 0 | 0
Horse Mesa HM4 | Horse_Mesa_HM4 | Horse Mesa HM4 | teppc | SRP | SRP | Salt River Project | SRP | SW | 1972-06-01 | 2050-12-31 | 119 | PS-Hydro | Hydro_PumpedStorage | PSH | SW_Pumped_Hydro | 0 | 0 | 0 | teppc | 0 | 0
BELDEN_7_UNIT 1 | BELDEN_7_UNIT_1 | BELDEN HYDRO | caiso | PGE_Valley | PGE_Valley | Pacific Gas and Electric Valley | PGE_Valley | CAISO | 1969-01-01 | 2050-12-31 | 119 | n/a | Hydro_Standard | Hydro | CAISO_Hydro | 0 | 0 | 0 | not relevant | 0 | 0
WestPhoenix CC4 | WestPhoenix_CC4 | WestPhoenixCC4 (Total CC Plant) | teppc | AZPS | AZPS | Arizona Public Service Company | AZPS | SW | 2001-06-01 | 2050-12-31 | 118.8 | CCWhole-NatGas-Industrial | CC_NG | CC | SW_CCGT | 0 | 0 | 0 | teppc | 0 | 0
Coyote_Crest | Coyote_Crest | Coyote Crest Wind-WT (47 x 2.5) | teppc | PNM | PNM | Public Service Company of New Mexico | PNM_EPE | SW | 2013-12-01 | 2050-12-31 | 118 | WT-Onshore | wind_onshorewind | Wind | SW_Wind | 0 | 0 | 0 | teppc | 0 | 0
Brush CC4 | Brush_CC4 | BrushCC3 (Total CC Plant) | teppc | PSCO | PSCO | Public Service Company of Colorado | PSCO | Excluded | 2002-02-01 | 2050-12-31 | 118 | CCWhole-NatGas-Aero | CC_NG | CC | Excluded_CCGT | 0 | 0 | 0 | teppc | 0 | 0
Meikle_Wind_1 | Meikle_Wind_1 | Meikle Wind-1_Meikle Wind-_IPP-MKL | teppc | BCHA | BCHA | British Columbia Transmission Company | BCHA_AESO | Excluded | 2015-11-01 | 2035-11-01 | 117 | WT-Onshore | wind_onshorewind | Wind | Excluded_Wind | 0 | 0 | 0 | teppc | 0 | 0
Fort Churchill 2 | Fort_Churchill_2 | Fort Churchill 2 | teppc | SPPC | SPPC | Nevada Power Company | NEVP | SW | 1971-09-01 | 2029-12-31 | 117 | ST-NatGas | ST_NG | Steam | SW_ST | 0 | 0 | 0 | teppc | 0 | 0
Fort Churchill 1 | Fort_Churchill_1 | Fort Churchill 1 | teppc | SPPC | SPPC | Nevada Power Company | NEVP | SW | 1968-09-01 | 2030-01-01 | 117 | ST-NatGas | ST_NG | Steam | SW_ST | 0 | 0 | 0 | teppc | 0 | 0
Cholla 1 | Cholla_1 | Cholla 1 | teppc | PNM | PNM | Public Service Company of New Mexico | PNM_EPE | SW | 1962-05-01 | 2050-12-31 | 116 | ST-Coal | Steam_Coal | Coal | SW_Coal | 0 | 0 | 0 | teppc | 0 | 0
Wild Horse Wind 2-3 | Wild_Horse_Wind_2_3 | Wild Horse-W2 | teppc | PSEI | PSEI | Puget Sound Energy | BPAT | NW | 2006-09-01 | 2050-12-31 | 115.3 | WT-Onshore | wind_onshorewind | Wind | NW_Wind | 0 | 0 | 0 | teppc | 0 | 0
CastlerockG1_1 | CastlerockG1_1 | CastlerockG1-1 | teppc | AESO | AESO | Alberta Electric System Operator | BCHA_AESO | Excluded | 2012-05-31 | 2050-12-31 | 115 | WT-Onshore | wind_onshorewind | Wind | Excluded_Wind | 0 | 0 | 0 | teppc | 0 | 0
TIDWTR_2_UNITS | TIDWTR_2_UNITS |  | caiso | PGE_Bay | PGE_Bay | Pacific Gas and Electric Bay | PGE_Bay | CAISO | 1987-02-23 | 2050-12-31 | 114.8 | CCWhole-NatGas-Aero | CT_NG | CT | CAISO_Peaker1 | 0 | 0 | 0 | not relevant | 0 | 0
Noxon_Rapids_5 | Noxon_Rapids_5 | Noxon Rapids-5 | teppc | AVA | AVA | Avista Corp. | BPAT | NW | 1977-12-01 | 2050-12-31 | 114 | Hydro | Hydro_Standard | Hydro | NW_Hydro | 0 | 0 | 0 | teppc | 0 | 0
Noxon_Rapids_3 | Noxon_Rapids_3 | Noxon Rapids-3 | teppc | AVA | AVA | Avista Corp. | BPAT | NW | 1959-12-01 | 2050-12-31 | 113.9 | Hydro | Hydro_Standard | Hydro | NW_Hydro | 0 | 0 | 0 | teppc | 0 | 0
Noxon_Rapids_1 | Noxon_Rapids_1 | Noxon Rapids-1 | teppc | AVA | AVA | Avista Corp. | BPAT | NW | 1959-09-01 | 2050-12-31 | 113.9 | Hydro | Hydro_Standard | Hydro | NW_Hydro | 0 | 0 | 0 | teppc | 0 | 0
Noxon_Rapids_4 | Noxon_Rapids_4 | Noxon Rapids-4 | teppc | AVA | AVA | Avista Corp. | BPAT | NW | 1960-04-01 | 2050-12-31 | 113.8 | Hydro | Hydro_Standard | Hydro | NW_Hydro | 0 | 0 | 0 | teppc | 0 | 0
Gadsby_3 | Gadsby_3 | Gadsby-3 | teppc | PAUT | PAUT | Utah, PACE Utility | PACE | NW | 1955-06-01 | 2040-01-01 | 113.64 | ST-NatGas | ST_NG | Steam | NW_Peaker | 0 | 0 | 0 | teppc | 0 | 0
Agua Fria 1 | Agua_Fria_1 | Agua Fria AF1 | teppc | SRP | SRP | Salt River Project | SRP | SW | 1958-01-01 | 2050-12-31 | 113.5 | ST-NatGas | ST_NG | Steam | SW_ST | 0 | 0 | 0 | teppc | 0 | 0
Agua Fria 2 | Agua_Fria_2 | Agua Fria AF2 | teppc | SRP | SRP | Salt River Project | SRP | SW | 1957-04-01 | 2050-12-31 | 113.5 | ST-NatGas | ST_NG | Steam | SW_ST | 0 | 0 | 0 | teppc | 0 | 0
Wild Horse Wind 1 | Wild_Horse_Wind_1 | Wild Horse-W1 | teppc | PSEI | PSEI | Puget Sound Energy | BPAT | NW | 2006-12-01 | 2050-12-31 | 113.3 | WT-Onshore | wind_onshorewind | Wind | NW_Wind | 0 | 0 | 0 | teppc | 0 | 0
Tracy 3 | Tracy_3 | Tracy ST 3 | teppc | SPPC | SPPC | Nevada Power Company | NEVP | SW | 1974-10-01 | 2030-01-01 | 113 | ST-NatGas | ST_NG | Steam | SW_ST | 0 | 0 | 0 | teppc | 0 | 0
PIOPIC_2_CTG2 | PIOPIC_2_CTG2 |  | caiso | SDGE | SDGE | San Diego Gas and Electric | SDGE | CAISO | 2014-05-01 | 2050-12-31 | 112.7 | CT-NatGas-Aero | CT_NG | CT | CAISO_Peaker1 | 0 | 0 | 0 | not relevant | 0 | 0
Ross_41 | Ross_41 | Ross-41 | teppc | SCL | SCL | Seattle Department of Lighting | BPAT | NW | 1956-11-01 | 2050-12-31 | 112.5 | Hydro | Hydro_Standard | Hydro | NW_Hydro | 0 | 0 | 0 | teppc | 0 | 0
Ross_42 | Ross_42 | Ross-42 | teppc | SCL | SCL | Seattle Department of Lighting | BPAT | NW | 1954-01-01 | 2050-12-31 | 112.5 | Hydro | Hydro_Standard | Hydro | NW_Hydro | 0 | 0 | 0 | teppc | 0 | 0
Ross_43 | Ross_43 | Ross-43 | teppc | SCL | SCL | Seattle Department of Lighting | BPAT | NW | 1953-04-01 | 2050-12-31 | 112.5 | Hydro | Hydro_Standard | Hydro | NW_Hydro | 0 | 0 | 0 | teppc | 0 | 0
Ross_44 | Ross_44 | Ross-44 | teppc | SCL | SCL | Seattle Department of Lighting | BPAT | NW | 1952-12-01 | 2050-12-31 | 112.5 | Hydro | Hydro_Standard | Hydro | NW_Hydro | 0 | 0 | 0 | teppc | 0 | 0
Kemano_1 | Kemano_1 | Kemano-1_Kemano (RTA 2007 EPA)-1_IPP-KMO | teppc | BCHA | BCHA | British Columbia Transmission Company | BCHA_AESO | Excluded | 1949-12-01 | 2033-03-31 | 112.5 | Hydro | Hydro_Standard | Hydro | Excluded_Hydro | 0 | 0 | 0 | teppc | 0 | 0
Kemano_2 | Kemano_2 | Kemano-2_Kemano (RTA 2007 EPA)-2_IPP-KMO | teppc | BCHA | BCHA | British Columbia Transmission Company | BCHA_AESO | Excluded | 1949-12-01 | 2033-03-31 | 112.5 | Hydro | Hydro_Standard | Hydro | Excluded_Hydro | 0 | 0 | 0 | teppc | 0 | 0
Kemano_3 | Kemano_3 | Kemano-3_Kemano (RTA 2007 EPA)-3_IPP-KMO | teppc | BCHA | BCHA | British Columbia Transmission Company | BCHA_AESO | Excluded | 1949-12-01 | 2033-03-31 | 112.5 | Hydro | Hydro_Standard | Hydro | Excluded_Hydro | 0 | 0 | 0 | teppc | 0 | 0
Kemano_4 | Kemano_4 | Kemano-4_Kemano (RTA 2007 EPA)-4_IPP-KMO | teppc | BCHA | BCHA | British Columbia Transmission Company | BCHA_AESO | Excluded | 1949-12-01 | 2040-03-31 | 112.5 | Hydro | Hydro_Standard | Hydro | Excluded_Hydro | 0 | 0 | 0 | teppc | 0 | 0
Kemano_5 | Kemano_5 | Kemano-5_Kemano (RTA 2007 EPA)-5_IPP-KMO | teppc | BCHA | BCHA | British Columbia Transmission Company | BCHA_AESO | Excluded | 1949-12-01 | 2040-03-31 | 112.5 | Hydro | Hydro_Standard | Hydro | Excluded_Hydro | 0 | 0 | 0 | teppc | 0 | 0
Kemano_6 | Kemano_6 | Kemano-6_Kemano (RTA 2007 EPA)-6_IPP-KMO | teppc | BCHA | BCHA | British Columbia Transmission Company | BCHA_AESO | Excluded | 1949-12-01 | 2040-03-31 | 112.5 | Hydro | Hydro_Standard | Hydro | Excluded_Hydro | 0 | 0 | 0 | teppc | 0 | 0
Kemano_7 | Kemano_7 | Kemano-7_Kemano (RTA 2007 EPA)-7_IPP-KMO | teppc | BCHA | BCHA | British Columbia Transmission Company | BCHA_AESO | Excluded | 1949-12-01 | 2040-03-31 | 112.5 | Hydro | Hydro_Standard | Hydro | Excluded_Hydro | 0 | 0 | 0 | teppc | 0 | 0
Kemano_8 | Kemano_8 | Kemano-8_Kemano (RTA 2007 EPA)-8_IPP-KMO | teppc | BCHA | BCHA | British Columbia Transmission Company | BCHA_AESO | Excluded | 1949-12-01 | 2040-03-31 | 112.5 | Hydro | Hydro_Standard | Hydro | Excluded_Hydro | 0 | 0 | 0 | teppc | 0 | 0
Las Vegas Cogen 2CC1 | Las_Vegas_Cogen_2CC1 | LasVegasCogen2CC1 (Total CC Plant) | teppc | NEVP | NEVP | Nevada Power Company | NEVP | SW | 2003-01-01 | 2050-12-31 | 112.4 | CCWhole-NatGas-Aero | CC_NG | CC | SW_CCGT | 0 | 0 | 0 | teppc | 0 | 0
Las Vegas Cogen 2CC2 | Las_Vegas_Cogen_2CC2 | LasVegasCogen2CC2 (Total CC Plant) | teppc | NEVP | NEVP | Nevada Power Company | NEVP | SW | 2003-01-01 | 2050-12-31 | 112.4 | CCWhole-NatGas-Aero | CC_NG | CC | SW_CCGT | 0 | 0 | 0 | teppc | 0 | 0
PIOPIC_2_CTG3 | PIOPIC_2_CTG3 |  | caiso | SDGE | SDGE | San Diego Gas and Electric | SDGE | CAISO | 2014-05-01 | 2050-12-31 | 112 | CT-NatGas-Aero | CT_NG | CT | CAISO_Peaker1 | 0 | 0 | 0 | not relevant | 0 | 0
PIOPIC_2_CTG1 | PIOPIC_2_CTG1 |  | caiso | SDGE | SDGE | San Diego Gas and Electric | SDGE | CAISO | 2014-05-01 | 2050-12-31 | 111.3 | CT-NatGas-Aero | CT_NG | CT | CAISO_Peaker1 | 0 | 0 | 0 | not relevant | 0 | 0
Dunlap_1 | Dunlap_1 | Dunlap-1 | teppc | PAWY | PAWY | Wyoming, PACE Utility | PACE | NW | 2010-09-30 | 2050-12-31 | 111 | WT-Onshore | wind_onshorewind | Wind | NW_Wind | 0 | 0 | 0 | teppc | 0 | 0
Tracy NV CC1 | Tracy_NV_CC1 | TracyNVCC1 (Total CC Plant) | teppc | SPPC | SPPC | Nevada Power Company | NEVP | SW | 2012-11-01 | 2050-12-31 | 110.2 | CCWhole-NatGas-Industrial | CC_NG | CC | SW_CCGT | 0 | 0 | 0 | teppc | 0 | 0
CATLNA_2_SOLAR | CATLNA_2_SOLAR | Catalina Solar - Phases 1 and 2 | caiso | SCE | SCE | Southern California Edison | SCE | CAISO | 1/1/1899 | 2050-12-31 | 110 | n/a | PVgeneric_sun | Solar_Fixed | CAISO_Solar | 1 | 1 | 0 | in old list | 1 | 0
CEP_3 | CEP_3 |  | teppc | PSCO | PSCO | Public Service Company of Colorado | PSCO | Excluded | 2020-04-15 | 2050-12-31 | 110 | SolarPV-Tracking | 1axPV_sun | Solar_1Axis | Excluded_Solar | 0 | 0 | 0 | teppc | 0 | 0
DRACKR_2_SOLAR1 | DRACKR_2_SOLAR1 | Dracker Solar Unit 1 | caiso | SCE | SCE | Southern California Edison | SCE | CAISO | 2016-05-02 | 2050-12-31 | 110 | n/a | PVgeneric_sun | Solar_Fixed | CAISO_Solar | 1 | 1 | 0 | in old list | 1 | 0
Leaning Juniper Wind 2B | Leaning_Juniper_Wind_2B | Leaning Juniper Wind Power II-B | teppc | TPWR | TPWR | Tacoma Power | BPAT | NW | 2011-04-01 | 2050-12-31 | 110 | WT-Onshore | wind_onshorewind | Wind | NW_Wind | 0 | 0 | 0 | teppc | 0 | 0
DowG101_1 | DowG101_1 | DowG101-1 | teppc | AESO | AESO | Alberta Electric System Operator | BCHA_AESO | Excluded | 1999-01-01 | 2050-12-01 | 110 | CT-AB-Cogen | Cogen_NG | Cogen | Excluded_CHP | 0 | 0 | 0 | teppc | 0 | 0
DowG201-2 | DowG201_2 | DowG201-2 | teppc | AESO | AESO | Alberta Electric System Operator | BCHA_AESO | Excluded | 1999-01-01 | 2050-12-01 | 110 | CT-AB-Cogen | Cogen_NG | Cogen | Excluded_CHP | 0 | 0 | 0 | teppc | 0 | 0
CerroPrieto2-2 | CerroPrieto2_2 | Cerro Prieto II-2 | teppc | CFE | CFE | Comisión Federal de Electricidad | CFE | Excluded | 1987-06-01 | 2050-12-31 | 110 | Geo-BinaryCycle | Geothermal_steam | Geothermal | Excluded_Geothermal | 0 | 0 | 0 | teppc | 0 | 0
Stegall DCI | Stegall_DCI | Stegall DC Intertie (Fictional Resource) | teppc | PSCO | PSCO | Public Service Company of Colorado | PSCO | Excluded | 1986-04-15 | 2050-12-31 | 110 | DC-Intertie | Intertie_NOTGEN | None | Excluded_Imports | 0 | 0 | 0 | teppc | 0 | 0
CerroPrieto3-2 | CerroPrieto3_2 | Cerro Prieto III-2 | teppc | CFE | CFE | Comisión Federal de Electricidad | CFE | Excluded | 1986-04-01 | 2050-12-31 | 110 | Geo-BinaryCycle | Geothermal_steam | Geothermal | Excluded_Geothermal | 0 | 0 | 0 | teppc | 0 | 0
CerroPrieto3-1 | CerroPrieto3_1 | Cerro Prieto III-1 | teppc | CFE | CFE | Comisión Federal de Electricidad | CFE | Excluded | 1985-07-01 | 2050-12-31 | 110 | Geo-BinaryCycle | Geothermal_steam | Geothermal | Excluded_Geothermal | 0 | 0 | 0 | teppc | 0 | 0
CerroPrieto2-1 | CerroPrieto2_1 | Cerro Prieto II-1 | teppc | CFE | CFE | Comisión Federal de Electricidad | CFE | Excluded | 1984-02-01 | 2050-12-31 | 110 | Geo-BinaryCycle | Geothermal_steam | Geothermal | Excluded_Geothermal | 0 | 0 | 0 | teppc | 0 | 0
White Rock 1 | White_Rock_1 | White Rock H1 | teppc | BANC | BANC | Balancing Authority of Northern California | SMUD | BANC | 1968-06-01 | 2050-01-01 | 110 | Hydro | Hydro_Standard | Hydro | BANC_Hydro | 0 | 0 | 0 | teppc | 0 | 0
Nucla 1-4 | Nucla_1_4 | Nucla 1¦Nucla 2¦Nucla 3¦Nucla ST4 | teppc | PSCO | PSCO | Public Service Company of Colorado | PSCO | Excluded | 1959-12-01 | 2050-12-31 | 110 | ST-Coal | Steam_Coal | Coal | Excluded_Coal | 0 | 0 | 0 | teppc | 0 | 0
ENCINA_7_EA3 | ENCINA_7_EA3 |  | caiso | SDGE | SDGE | San Diego Gas and Electric | SDGE | CAISO | 1958-01-01 | 2018-12-12 | 110 | ST-NatGas | ST_NG | Steam | CAISO_ST | 0 | 0 | 0 | not relevant | 0 | 0
HARBGN_7_UNITS | HARBGN_7_UNITS | Harbor Cogen Unit 2 | caiso | SCE | SCE | Southern California Edison | SCE | CAISO | 2001-06-14 | 2050-12-31 | 109.01 | CCWhole-NatGas-Industrial | CC_NG | CC | CAISO_CCGT2 | 0 | 0 | 0 | not relevant | 0 | 0
El Centro CC2 | El_Centro_CC2 | ElCentroCC2 (Total CC Plant) | teppc | IID | IID | Imperial Irrigation District | IID | IID | 1993-06-01 | 2050-12-31 | 108.8 | CCWhole-NatGas-Industrial | CC_NG | CC | IID_CCGT | 0 | 0 | 0 | teppc | 0 | 0
Willow Springs Solar, LLC | Willow_Springs_Solar__LLC | Willow Springs Solar, LLC | rps | SCE | SCE | Southern California Edison | SCE | CAISO | 2019-10-31 | 2050-12-31 | 108 | Solar PV - Ground mountSolar: Tracking (1 Axis) | 1axPV_sun | Solar_1Axis | CAISO_Solar | 1 | 1 | 0 | in old list | 1 | 0
Springbok 1 | Springbok_1 | Springbok Solar Farm I Project SB1¦Q18PV¦Springbok 1 | teppc | LDWP | LDWP | Los Angeles Department of Water and Power | LADWP | LDWP | 2016-06-01 | 2050-12-31 | 108 | SolarPV-Tracking | 1axPV_sun | Solar_1Axis | LDWP_Solar | 0 | 0 | 0 | teppc | 0 | 0
SLST13_2_SOLAR1 | SLST13_2_SOLAR1 | Quinto Solar PV Project | caiso | PGE_Valley | PGE_Valley | Pacific Gas and Electric Valley | PGE_Valley | CAISO | 2015-11-30 | 2050-12-31 | 107.6 | n/a | PVgeneric_sun | Solar_Fixed | CAISO_Solar | 1 | 1 | 0 | in old list | 1 | 0
CerroPrieto5-1 | CerroPrieto5_1 | Cerro Prieto V-1 | teppc | BCHA | BCHA | British Columbia Transmission Company | BCHA_AESO | Excluded | 2011-06-01 | 2050-12-31 | 107 | Geo-BinaryCycle | Geothermal_steam | Geothermal | Excluded_Geothermal | 0 | 0 | 0 | teppc | 0 | 0
Hardin | Hardin | Hardin Generator Project-UNT1 | teppc | NWMT | NWMT | NorthWestern Energy | NWMT_WAUW | NW | 2006-04-01 | 2050-01-01 | 107 | ST-Coal | Steam_Coal | Coal | NW_Coal | 0 | 0 | 0 | teppc | 0 | 0
INTMNT_3_PASADENA | INTMNT_3_PASADENA | Intermountain Power Project | caiso | PACE | SCE | Southern California Edison | SCE | CAISO | 1986-06-01 | 2025-06-30 | 107 | STEAM_COAL | Steam_Coal | Coal | CAISO_Coal | 0 | 0 | 0 | not relevant | 0 | 0
Hungry_Horse_3 | Hungry_Horse_3 | Hungry Horse-3 | teppc | BPAT | BPAT | Bonneville Power Administration – Transmission | BPAT | NW | 1953-07-01 | 2050-12-31 | 107 | Hydro | Hydro_Standard | Hydro | NW_Hydro | 0 | 0 | 0 | teppc | 0 | 0
Hungry_Horse_4 | Hungry_Horse_4 | Hungry Horse-4 | teppc | BPAT | BPAT | Bonneville Power Administration – Transmission | BPAT | NW | 1953-07-01 | 2050-12-31 | 107 | Hydro | Hydro_Standard | Hydro | NW_Hydro | 0 | 0 | 0 | teppc | 0 | 0
Hungry_Horse_2 | Hungry_Horse_2 | Hungry Horse-2 | teppc | BPAT | BPAT | Bonneville Power Administration – Transmission | BPAT | NW | 1952-12-01 | 2050-12-31 | 107 | Hydro | Hydro_Standard | Hydro | NW_Hydro | 0 | 0 | 0 | teppc | 0 | 0
Hungry_Horse_1 | Hungry_Horse_1 | Hungry Horse-1 | teppc | BPAT | BPAT | Bonneville Power Administration – Transmission | BPAT | NW | 1952-10-01 | 2050-12-31 | 107 | Hydro | Hydro_Standard | Hydro | NW_Hydro | 0 | 0 | 0 | teppc | 0 | 0
Musselshell Wind Two | Musselshell_Wind_Two |  | teppc | CISC | CISC | Southern California Edison | SCE | CAISO | 2012-12-31 | 2050-12-31 | 106.5 | WT-Onshore | wind_onshorewind | Wind | CAISO_Wind | 1 | 0 | 0 | teppc | 0 | 0
GlacierWind1 | GlacierWind1 | NaturEner Glacier Wind Energy 1-NGW1 | teppc | NWMT | NWMT | NorthWestern Energy | NWMT_WAUW | NW | 2008-10-01 | 2050-12-31 | 106.5 | WT-Onshore | wind_onshorewind | Wind | NW_Wind | 0 | 0 | 0 | teppc | 0 | 0
Dave_Johnston_2 | Dave_Johnston_2 | Dave Johnston-2 | teppc | PAWY | PAWY | Wyoming, PACE Utility | PACE | NW | 1961-01-01 | 2027-12-31 | 106 | ST-Coal | Steam_Coal | Coal | NW_Coal | 0 | 0 | 0 | teppc | 0 | 0
Dave_Johnston_1 | Dave_Johnston_1 | Dave Johnston-1 | teppc | PAWY | PAWY | Wyoming, PACE Utility | PACE | NW | 1959-02-01 | 2027-12-31 | 106 | ST-Coal | Steam_Coal | Coal | NW_Coal | 0 | 0 | 0 | teppc | 0 | 0
CARLS2_1_CARCT1 | CARLS2_1_CARCT1 |  | caiso | SDGE | SDGE | San Diego Gas and Electric | SDGE | CAISO | 2018-12-01 | 2050-12-31 | 105.5 | CT_NG | CT_NG | CT | CAISO_Peaker1 | 0 | 0 | 0 | not relevant | 0 | 0
Mount Elbert 2 | Mount_Elbert_2 | Mount Elbert 2 | teppc | WACM | WACM | Western Area Power Administration, Colorado-Missouri Region | WACM | Excluded | 1984-09-01 | 2050-12-31 | 105.26 | PS-Hydro | Hydro_PumpedStorage | PSH | Excluded_Pumped_Hydro | 0 | 0 | 0 | teppc | 0 | 0
Mount Elbert 1 | Mount_Elbert_1 | Mount Elbert 1 | teppc | WACM | WACM | Western Area Power Administration, Colorado-Missouri Region | WACM | Excluded | 1983-07-01 | 2050-12-31 | 105.26 | PS-Hydro | Hydro_PumpedStorage | PSH | Excluded_Pumped_Hydro | 0 | 0 | 0 | teppc | 0 | 0
Energia Sierra Juarez 2 US LLC | Energia_Sierra_Juarez_2_US_LLC | Energia Sierra Juarez 2 US LLC | rps | SDG&E | SDG&E | San Diego Gas and Electric | SDGE | CAISO | 2021-04-01 | 2050-12-31 | 105 | Windnan | wind_onshorewind | Wind | CAISO_Wind | 1 | 0 | 1 | new | 1 | 0
BGSKYN_2_AS2SR1 | BGSKYN_2_AS2SR1 |  | caiso | SCE | SCE | Southern California Edison | SCE | CAISO | 2018-12-18 | 2050-12-31 | 105 | PVgeneric_sun | PVgeneric_sun | Solar_Fixed | CAISO_Solar | 1 | 0 | 1 | old | 1 | 0
Palouse_1 | Palouse_1 | Palouse-1 | teppc | AVA | AVA | Avista Corp. | BPAT | NW | 2012-12-13 | 2050-12-31 | 105 | WT-Onshore | wind_onshorewind | Wind | NW_Wind | 0 | 0 | 0 | teppc | 0 | 0
Saguaro CC1 | Saguaro_CC1 | Saguaro Power Company CC1 (Total CC Plant) | teppc | NEVP | NEVP | Nevada Power Company | NEVP | SW | 1990-12-01 | 2050-12-31 | 105 | CCWhole-NatGas-Industrial | CC_NG | CC | SW_CCGT | 0 | 0 | 0 | teppc | 0 | 0
Libby_5 | Libby_5 | Libby-5 | teppc | BPAT | BPAT | Bonneville Power Administration – Transmission | BPAT | NW | 1984-09-01 | 2050-12-31 | 105 | Hydro | Hydro_Standard | Hydro | NW_Hydro | 0 | 0 | 0 | teppc | 0 | 0
Libby_4 | Libby_4 | Libby-4 | teppc | BPAT | BPAT | Bonneville Power Administration – Transmission | BPAT | NW | 1976-04-01 | 2050-12-31 | 105 | Hydro | Hydro_Standard | Hydro | NW_Hydro | 0 | 0 | 0 | teppc | 0 | 0
Libby_3 | Libby_3 | Libby-3 | teppc | BPAT | BPAT | Bonneville Power Administration – Transmission | BPAT | NW | 1976-01-01 | 2050-12-31 | 105 | Hydro | Hydro_Standard | Hydro | NW_Hydro | 0 | 0 | 0 | teppc | 0 | 0
Libby_2 | Libby_2 | Libby-2 | teppc | BPAT | BPAT | Bonneville Power Administration – Transmission | BPAT | NW | 1975-10-01 | 2050-12-31 | 105 | Hydro | Hydro_Standard | Hydro | NW_Hydro | 0 | 0 | 0 | teppc | 0 | 0
Libby_1 | Libby_1 | Libby-1 | teppc | BPAT | BPAT | Bonneville Power Administration – Transmission | BPAT | NW | 1975-08-01 | 2050-12-31 | 105 | Hydro | Hydro_Standard | Hydro | NW_Hydro | 0 | 0 | 0 | teppc | 0 | 0
H Wilson Sundt ST3 | H_Wilson_Sundt_ST3 | H. Wilson Sundt Generating Station ST3 | teppc | TEPC | TEPC | Tucson Electric Power Company | TEPC | SW | 1962-06-01 | 2050-12-31 | 105 | ST-NatGas | ST_NG | Steam | SW_ST | 0 | 0 | 0 | teppc | 0 | 0
Cheyenne Prairie 3CC | Cheyenne_Prairie_3CC | Cheyenne Prairie Generating Station-03A | teppc | WACM | WACM | Western Area Power Administration, Colorado-Missouri Region | WACM | Excluded | 2019-01-01 | 2050-12-31 | 104.8 | CCWhole-NatGas-Aero | CC_NG | CC | Excluded_CCGT | 0 | 0 | 0 | teppc | 0 | 0
Ocotillo GT3 | Ocotillo_GT3 | Ocotillo Gas Project GT3 | teppc | AZPS | AZPS | Arizona Public Service Company | AZPS | SW | 2019-01-01 | 2050-12-31 | 104.7 | CT-NatGas-Aero | CT_NG | CT | SW_Peaker | 0 | 0 | 0 | teppc | 0 | 0
Ocotillo GT4 | Ocotillo_GT4 | Ocotillo Gas Project GT4 | teppc | AZPS | AZPS | Arizona Public Service Company | AZPS | SW | 2019-01-01 | 2050-12-31 | 104.7 | CT-NatGas-Aero | CT_NG | CT | SW_Peaker | 0 | 0 | 0 | teppc | 0 | 0
Ocotillo GT5 | Ocotillo_GT5 | Ocotillo Gas Project GT5 | teppc | AZPS | AZPS | Arizona Public Service Company | AZPS | SW | 2019-01-01 | 2050-12-31 | 104.7 | CT-NatGas-Aero | CT_NG | CT | SW_Peaker | 0 | 0 | 0 | teppc | 0 | 0
Ocotillo GT6 | Ocotillo_GT6 | Ocotillo Gas Project GT6 | teppc | AZPS | AZPS | Arizona Public Service Company | AZPS | SW | 2019-01-01 | 2050-12-31 | 104.7 | CT-NatGas-Aero | CT_NG | CT | SW_Peaker | 0 | 0 | 0 | teppc | 0 | 0
Ocotillo GT7 | Ocotillo_GT7 | Ocotillo Gas Project GT7 | teppc | AZPS | AZPS | Arizona Public Service Company | AZPS | SW | 2019-01-01 | 2050-12-31 | 104.7 | CT-NatGas-Aero | CT_NG | CT | SW_Peaker | 0 | 0 | 0 | teppc | 0 | 0
Sunshine Valley Solar, LLC | Sunshine_Valley_Solar__LLC | Sunshine Valley Solar, LLC | rps | NEVP | SCE | Southern California Edison | SCE | CAISO | 2020-01-01 | 2050-12-31 | 104 | Solar PV - Ground mountSolar: Fixed Tilt | FixedPV_sun | Solar_Fixed | CAISO_Solar | 1 | 1 | 0 | in old list | 1 | 0
WestButteWind | WestButteWind | West Butte Wind Power Project-WB-1 | teppc | CISC | CISC | Southern California Edison | SCE | CAISO | 2017-12-31 | 2050-12-31 | 104 | WT-Onshore | wind_onshorewind | Wind | CAISO_Wind | 1 | 0 | 0 | teppc | 0 | 0
Echanis_Wind | Echanis_Wind | Echanis Wind Project-WT (1) | teppc | PNM | PNM | Public Service Company of New Mexico | PNM_EPE | SW | 2015-12-01 | 2050-04-15 | 104 | WT-Onshore | wind_onshorewind | Wind | SW_Wind | 0 | 0 | 0 | teppc | 0 | 0
ENCINA_7_EA2 | ENCINA_7_EA2 |  | caiso | SDGE | SDGE | San Diego Gas and Electric | SDGE | CAISO | 1956-01-01 | 2018-12-12 | 104 | ST-NatGas | ST_NG | Steam | CAISO_ST | 0 | 0 | 0 | not relevant | 0 | 0
SENTNL_2_CTG5 | SENTNL_2_CTG5 |  | caiso | SCE | SCE | Southern California Edison | SCE | CAISO | 2013-05-06 | 2050-12-31 | 103.81 | CT-NatGas-Industrial | CT_NG | CT | CAISO_Peaker1 | 0 | 0 | 0 | not relevant | 0 | 0
SENTNL_2_CTG1 | SENTNL_2_CTG1 |  | caiso | SCE | SCE | Southern California Edison | SCE | CAISO | 2013-05-06 | 2050-12-31 | 103.76 | CT-NatGas-Industrial | CT_NG | CT | CAISO_Peaker1 | 0 | 0 | 0 | not relevant | 0 | 0
GlacierWind2 | GlacierWind2 | NaturEner Glacier Wind Energy 2-NGW2 | teppc | NWMT | NWMT | NorthWestern Energy | NWMT_WAUW | NW | 2009-07-01 | 2050-12-31 | 103.5 | WT-Onshore | wind_onshorewind | Wind | NW_Wind | 0 | 0 | 0 | teppc | 0 | 0
HorizonCC-Total | HorizonCC_Total | HorizonCC (Total CC Plant) | teppc | AESO | AESO | Alberta Electric System Operator | BCHA_AESO | Excluded | 2007-08-01 | 2050-12-01 | 103 | CC-AB-Cogen | Cogen_NG | Cogen | Excluded_CHP | 0 | 0 | 0 | teppc | 0 | 0
ArlingtonWind | ArlingtonWind | Arlington Wind Power Project-GEN1 | teppc | TPWR | TPWR | Tacoma Power | BPAT | NW | 2009-01-01 | 2050-12-31 | 102.9 | WT-Onshore | wind_onshorewind | Wind | NW_Wind | 0 | 0 | 0 | teppc | 0 | 0
BRDSLD_2_SHLO3A | BRDSLD_2_SHLO3A | Shiloh III Wind Project, LLC | caiso | PGE_Bay | PGE_Bay | Pacific Gas and Electric Bay | PGE_Bay | CAISO | 2011-12-22 | 2050-12-31 | 102.5 | n/a | wind_onshorewind | Wind | CAISO_Wind | 1 | 1 | 0 | in old list | 1 | 0
BearMountain_BC | BearMountain_BC | Bear Mountain-1_Bear Mountain-1_IPP-BMW | teppc | BCHA | BCHA | British Columbia Transmission Company | BCHA_AESO | Excluded | 2009-10-15 | 2034-10-24 | 102.5 | WT-Onshore | wind_onshorewind | Wind | Excluded_Wind | 0 | 0 | 0 | teppc | 0 | 0
SENTNL_2_CTG4 | SENTNL_2_CTG4 |  | caiso | SCE | SCE | Southern California Edison | SCE | CAISO | 2013-05-06 | 2050-12-31 | 102.47 | CT-NatGas-Industrial | CT_NG | CT | CAISO_Peaker1 | 0 | 0 | 0 | not relevant | 0 | 0
White_Creek1 | White_Creek1 | White Creek Wind Farm-1 | teppc | TPWR | TPWR | Tacoma Power | BPAT | NW | 2007-12-01 | 2050-12-31 | 102.35 | WT-Onshore | wind_onshorewind | Wind | NW_Wind | 0 | 0 | 0 | teppc | 0 | 0
White_Creek2 | White_Creek2 | White Creek Wind Farm-2 | teppc | TPWR | TPWR | Tacoma Power | BPAT | NW | 2007-12-01 | 2050-12-31 | 102.35 | WT-Onshore | wind_onshorewind | Wind | NW_Wind | 0 | 0 | 0 | teppc | 0 | 0
USWNDR_2_SMUD | USWNDR_2_SMUD | SOLANO WIND FARM | caiso | PGE_Bay | PGE_Bay | Pacific Gas and Electric Bay | PGE_Bay | CAISO | 1994-01-01 | 2050-12-31 | 102.18 | n/a | wind_onshorewind | Wind | CAISO_Wind | 1 | 1 | 0 | in old list | 1 | 0
BRODIE_2_WIND | BRODIE_2_WIND | Coram Brodie Wind Project | caiso | PGE_Valley | PGE_Valley | Pacific Gas and Electric Valley | PGE_Valley | CAISO | 2012-03-29 | 2050-12-31 | 102 | n/a | wind_onshorewind | Wind | CAISO_Wind | 1 | 1 | 0 | in old list | 1 | 0
ALTA3A_2_CPCE4 | ALTA3A_2_CPCE4 | Alta Wind 4 | caiso | SCE | SCE | Southern California Edison | SCE | CAISO | 2011-03-12 | 2050-12-31 | 102 | n/a | wind_onshorewind | Wind | CAISO_Wind | 1 | 1 | 0 | in old list | 1 | 0
Red Mesa | Red_Mesa | Red Mesa Wind Farm EXIS | teppc | PNM | PNM | Public Service Company of New Mexico | PNM_EPE | SW | 2010-12-15 | 2050-12-31 | 102 | WT-Onshore | wind_onshorewind | Wind | SW_Wind | 0 | 0 | 0 | teppc | 0 | 0
HATRDG_2_WIND | HATRDG_2_WIND | Hatchet Ridge Wind Farm | caiso | PGE_Valley | PGE_Valley | Pacific Gas and Electric Valley | PGE_Valley | CAISO | 2010-11-19 | 2050-12-31 | 102 | n/a | wind_onshorewind | Wind | CAISO_Wind | 1 | 1 | 0 | in old list | 1 | 0
Grayson CC | Grayson_CC | GraysonCC (Total CC Plant) | teppc | LDWP | LDWP | Los Angeles Department of Water and Power | LADWP | LDWP | 2008-05-01 | 2025-12-31 | 102 | CCWhole-NatGas-Industrial | CC_NG | CC | LDWP_CCGT | 0 | 0 | 0 | teppc | 0 | 0
SENTNL_2_CTG8 | SENTNL_2_CTG8 |  | caiso | SCE | SCE | Southern California Edison | SCE | CAISO | 2013-05-06 | 2050-12-31 | 101.8 | CT-NatGas-Industrial | CT_NG | CT | CAISO_Peaker1 | 0 | 0 | 0 | not relevant | 0 | 0
JuniperCanyon2 | JuniperCanyon2 | Juniper Canyon 2-WT( 48 x 2.1) | teppc | TPWR | TPWR | Tacoma Power | BPAT | NW | 2015-12-01 | 2030-04-15 | 101 | WT-Onshore | wind_onshorewind | Wind | NW_Wind | 0 | 0 | 0 | teppc | 0 | 0
Cloverbar_GT3 | Cloverbar_GT3 | Cloverbar GT3-3 | teppc | AESO | AESO | Alberta Electric System Operator | BCHA_AESO | Excluded | 2010-02-01 | 2050-12-31 | 101 | CT-NatGas-Industrial | CT_NG | CT | Excluded_Peaker | 0 | 0 | 0 | teppc | 0 | 0
Cloverbar_GT2 | Cloverbar_GT2 | Cloverbar GT2-2 | teppc | AESO | AESO | Alberta Electric System Operator | BCHA_AESO | Excluded | 2008-10-01 | 2050-12-01 | 101 | CT-NatGas-Industrial | CT_NG | CT | Excluded_Peaker | 0 | 0 | 0 | teppc | 0 | 0
Energy Vision 12 | Energy_Vision_12 |  | teppc | PAWY | PAWY | Wyoming, PACE Utility | PACE | NW | 1950-01-01 | 2050-12-31 | 101 | WT-Onshore | wind_onshorewind | Wind | NW_Wind | 0 | 0 | 0 | teppc | 0 | 0
SENTNL_2_CTG6 | SENTNL_2_CTG6 |  | caiso | SCE | SCE | Southern California Edison | SCE | CAISO | 2013-05-06 | 2050-12-31 | 100.99 | CT-NatGas-Industrial | CT_NG | CT | CAISO_Peaker1 | 0 | 0 | 0 | not relevant | 0 | 0
MSOLAR_2_SOLAR2 | MSOLAR_2_SOLAR2 | Mesquite Solar 2 | caiso | AZPS | SDGE | San Diego Gas and Electric | SDGE | CAISO | 1/1/1899 | 2050-12-31 | 100.81 | PVgeneric_sun | PVgeneric_sun | Solar_Fixed | CAISO_Solar | 1 | 0 | 1 | new | 1 | 0
Perrin Ranch CedarMt | Perrin_Ranch_CedarMt | Perrin Ranch Wind Energy Center GEN1¦Cedar Mountain Wind 1 | teppc | AZPS | AZPS | Arizona Public Service Company | AZPS | SW | 2012-01-01 | 2050-12-31 | 100.8 | WT-Onshore | wind_onshorewind | Wind | SW_Wind | 0 | 0 | 0 | teppc | 0 | 0
SagebrushWind | SagebrushWind | Sagebrush Power Partners-GEN1 | teppc | BPAT | BPAT | Bonneville Power Administration – Transmission | BPAT | NW | 2011-01-01 | 2050-12-31 | 100.8 | WT-Onshore | wind_onshorewind | Wind | NW_Wind | 0 | 0 | 0 | teppc | 0 | 0
Hay Canyon Wind | Hay_Canyon_Wind | Hay Canyon Wind Power LLC-1 | teppc | TPWR | TPWR | Tacoma Power | BPAT | NW | 2009-04-01 | 2050-12-31 | 100.8 | WT-Onshore | wind_onshorewind | Wind | NW_Wind | 0 | 0 | 0 | teppc | 0 | 0
Milford Wind 3 | Milford_Wind_3 | Milford Wind Corridor Project III 1 | teppc | LDWP | LDWP | Los Angeles Department of Water and Power | LADWP | LDWP | 2025-04-15 | 2050-12-31 | 100.5 | WT-Onshore | wind_onshorewind | Wind | LDWP_Wind | 0 | 0 | 0 | teppc | 0 | 0
Milford Wind 4 | Milford_Wind_4 | Milford Wind 4 | teppc | LDWP | LDWP | Los Angeles Department of Water and Power | LADWP | LDWP | 2025-04-15 | 2050-12-31 | 100.5 | WT-Onshore | wind_onshorewind | Wind | LDWP_Wind | 0 | 0 | 0 | teppc | 0 | 0
Milford Wind 5 | Milford_Wind_5 | Milford Wind 5 | teppc | LDWP | LDWP | Los Angeles Department of Water and Power | LADWP | LDWP | 2025-04-15 | 2050-12-31 | 100.5 | WT-Onshore | wind_onshorewind | Wind | LDWP_Wind | 0 | 0 | 0 | teppc | 0 | 0
CampReedWind | CampReedWind | Camp Reed-CRWP | teppc | IPMV | IPMV | Idaho Magic Valley | IPCO | NW | 2010-12-21 | 2050-12-31 | 100.5 | WT-Onshore | wind_onshorewind | Wind | NW_Wind | 0 | 0 | 0 | teppc | 0 | 0
Campbell_Hill | Campbell_Hill | Campbell Hill Windpower-CHWF | teppc | PAWY | PAWY | Wyoming, PACE Utility | PACE | NW | 2009-11-01 | 2050-12-31 | 100.5 | WT-Onshore | wind_onshorewind | Wind | NW_Wind | 0 | 0 | 0 | teppc | 0 | 0
Leaning Juniper Wind 1 | Leaning_Juniper_Wind_1 | Leaning Juniper-1 | teppc | PACW | PACW | PacifiCorp – West | PACW | NW | 2006-08-10 | 2050-12-31 | 100.5 | WT-Onshore | wind_onshorewind | Wind | NW_Wind | 0 | 0 | 0 | teppc | 0 | 0
DSFLWR_2_WS2SR1 | DSFLWR_2_WS2SR1 |  | caiso | SCE | SCE | Southern California Edison | SCE | CAISO | 1/1/1899 | 2050-12-31 | 100 | PVgeneric_sun | PVgeneric_sun | Solar_Fixed | CAISO_Solar | 1 | 0 | 1 | old | 1 | 0
WISTRA_2_WRSSR1 | WISTRA_2_WRSSR1 | Wistaria Ranch Solar | caiso | SDGE | SDGE | San Diego Gas and Electric | SDGE | CAISO | 1/1/1899 | 2050-12-31 | 100 | PHOTO VOLTAIC_SUN | PVgeneric_sun | Solar_Fixed | CAISO_Solar | 1 | 0 | 1 | new | 1 | 0
MALIN_5_IBERDR | MALIN_5_IBERDR | Iberdrola Centroid Sytem Resource | caiso | BPAT | PGE_Valley | Pacific Gas and Electric Valley | PGE_Valley | CAISO | 1/1/1899 | 2050-12-31 | 100 | WIND_WIND | wind_onshorewind | Wind | CAISO_Wind | 1 | 0 | 1 | new | 1 | 0
Valentine Solar, LLC | Valentine_Solar__LLC | Valentine Solar, LLC | rps | SCE | SCE | Southern California Edison | SCE | CAISO | 2019-12-01 | 2050-12-31 | 100 | Solar PV - Ground mountSolar: Tracking (1 Axis) | 1axPV_sun | Solar_1Axis | CAISO_Solar | 1 | 1 | 0 | in old list | 1 | 0
TRNQL8_2_ROJSR1 | TRNQL8_2_ROJSR1 | Tranquillity 8 Rojo | caiso | PGE_Valley | PGE_Valley | Pacific Gas and Electric Valley | PGE_Valley | CAISO | 2018-04-14 | 2050-12-31 | 100 | PHOTO VOLTAIC_SUN | PVgeneric_sun | Solar_Fixed | CAISO_Solar | 1 | 0 | 1 | old | 1 | 0
ASTORA_2_SOLAR1 | ASTORA_2_SOLAR1 |  | caiso | SCE | SCE | Southern California Edison | SCE | CAISO | 2016-10-18 | 2050-12-31 | 100 | n/a | PVgeneric_sun | Solar_Fixed | CAISO_Solar | 1 | 1 | 0 | in old list | 1 | 0
HENRTS_1_SOLAR | HENRTS_1_SOLAR | Henrietta Solar Project | caiso | PGE_Valley | PGE_Valley | Pacific Gas and Electric Valley | PGE_Valley | CAISO | 2016-08-19 | 2050-12-31 | 100 | n/a | PVgeneric_sun | Solar_Fixed | CAISO_Solar | 1 | 1 | 0 | in old list | 1 | 0
Scattergood 5 | Scattergood_5 | Scattergood Repowering CC 5 | teppc | LDWP | LDWP | Los Angeles Department of Water and Power | LADWP | LDWP | 2015-12-31 | 2060-12-31 | 100 | CT-NatGas-Industrial | CT_NG | CT | LDWP_Peaker | 0 | 0 | 0 | teppc | 0 | 0
ImpOilKearlOilSands | ImpOilKearlOilSands | Imperial Oil Kearl Oil Sands Project-1 | teppc | BCHA | BCHA | British Columbia Transmission Company | BCHA_AESO | Excluded | 2014-11-13 | 2050-12-31 | 100 | CT-NatGas-Industrial | CT_NG | CT | Excluded_Peaker | 0 | 0 | 0 | teppc | 0 | 0
BRDSLD_2_SHLO3B | BRDSLD_2_SHLO3B | Shiloh IV Wind Project | caiso | PGE_Bay | PGE_Bay | Pacific Gas and Electric Bay | PGE_Bay | CAISO | 2012-12-07 | 2050-12-31 | 100 | n/a | wind_onshorewind | Wind | CAISO_Wind | 1 | 1 | 0 | in old list | 1 | 0
Cedar Creek 2B | Cedar_Creek_2B | Cedar Creek Wind II 1B | teppc | PSCO | PSCO | Public Service Company of Colorado | PSCO | Excluded | 2011-10-01 | 2050-12-31 | 100 | WT-Onshore | wind_onshorewind | Wind | Excluded_Wind | 0 | 0 | 0 | teppc | 0 | 0
Wygen 3 | Wygen_3 | Wygen 3 5 | teppc | WACM | WACM | Western Area Power Administration, Colorado-Missouri Region | WACM | Excluded | 2010-04-01 | 2050-12-31 | 100 | ST-Coal | Steam_Coal | Coal | Excluded_Coal | 0 | 0 | 0 | teppc | 0 | 0
Vansycle II | Vansycle_II | Vansycle II Wind Energy Center-SIE23 | teppc | PACW | PACW | PacifiCorp – West | PACW | NW | 2009-11-01 | 2050-12-31 | 100 | WT-Onshore | wind_onshorewind | Wind | NW_Wind | 0 | 0 | 0 | teppc | 0 | 0
High Lonesome Mesa | High_Lonesome_Mesa | High Lonesome Mesa Wind Farm 1 | teppc | PNM | PNM | Public Service Company of New Mexico | PNM_EPE | SW | 2009-06-01 | 2050-12-31 | 100 | WT-Onshore | wind_onshorewind | Wind | SW_Wind | 0 | 0 | 0 | teppc | 0 | 0
Three Mile Canyon | Three_Mile_Canyon |  | teppc | CISC | CISC | Southern California Edison | SCE | CAISO | 2009-06-01 | 2050-12-31 | 100 | WT-Onshore | wind_onshorewind | Wind | CAISO_Wind | 1 | 0 | 0 | teppc | 0 | 0
Elkhorn_Valley | Elkhorn_Valley | Elkhorn Valley Wind Farm-EH1 | teppc | IPTV | IPTV | Idaho Treasure Valley | IPCO | NW | 2007-11-01 | 2050-12-31 | 100 | WT-Onshore | wind_onshorewind | Wind | NW_Wind | 0 | 0 | 0 | teppc | 0 | 0
Stateline | Stateline |  | teppc | BPAT | BPAT | Bonneville Power Administration – Transmission | BPAT | NW | 2001-12-01 | 2050-12-31 | 100 | WT-Onshore | wind_onshorewind | Wind | NW_Wind | 0 | 0 | 0 | teppc | 0 | 0
SHELRF_1_UNITS | SHELRF_1_UNITS | SHELL OIL REFINERY AGGREGATE | caiso | PGE_Bay | PGE_Bay | Pacific Gas and Electric Bay | PGE_Bay | CAISO | 1995-01-01 | 2050-12-31 | 100 | COMBINED CYCLE_NATURAL GAS | CT_NG | CT | CAISO_Peaker2 | 0 | 0 | 0 | not relevant | 0 | 0
Milford Wind 2 | Milford_Wind_2 | Milford Wind Corridor Project II 1 | teppc | LDWP | LDWP | Los Angeles Department of Water and Power | LADWP | LDWP | 1994-06-01 | 2050-12-31 | 100 | WT-Onshore | wind_onshorewind | Wind | LDWP_Wind | 0 | 0 | 0 | teppc | 0 | 0
Energy Vision 2 | Energy_Vision_2 |  | teppc | PAWY | PAWY | Wyoming, PACE Utility | PACE | NW | 1950-01-01 | 2050-12-31 | 100 | WT-Onshore | wind_onshorewind | Wind | NW_Wind | 0 | 0 | 0 | teppc | 0 | 0
Energy Vision 3 | Energy_Vision_3 |  | teppc | PAWY | PAWY | Wyoming, PACE Utility | PACE | NW | 1950-01-01 | 2050-12-31 | 100 | WT-Onshore | wind_onshorewind | Wind | NW_Wind | 0 | 0 | 0 | teppc | 0 | 0
Energy Vision 8 | Energy_Vision_8 |  | teppc | PAWY | PAWY | Wyoming, PACE Utility | PACE | NW | 1950-01-01 | 2050-12-31 | 100 | WT-Onshore | wind_onshorewind | Wind | NW_Wind | 0 | 0 | 0 | teppc | 0 | 0
Energy Vision 9 | Energy_Vision_9 |  | teppc | PAWY | PAWY | Wyoming, PACE Utility | PACE | NW | 1950-01-01 | 2050-12-31 | 100 | WT-Onshore | wind_onshorewind | Wind | NW_Wind | 0 | 0 | 0 | teppc | 0 | 0
Cheyenne Prairie 1CC | Cheyenne_Prairie_1CC | CheyennePrairieCC (Total CC Plant) | teppc | WACM | WACM | Western Area Power Administration, Colorado-Missouri Region | WACM | Excluded | 1985-04-01 | 2050-12-31 | 99.1 | CCWhole-NatGas-Aero | CC_NG | CC | Excluded_CCGT | 0 | 0 | 0 | teppc | 0 | 0
RTREE_2_WIND3 | RTREE_2_WIND3 |  | caiso | SCE | SCE | Southern California Edison | SCE | CAISO | 2015-06-25 | 2050-12-31 | 99 | n/a | wind_onshorewind | Wind | CAISO_Wind | 1 | 2 | 0 | in old list | 1 | 0
Pueblo Airport 4 CC | Pueblo_Airport_4_CC | PuebloAirport4CC (Total CC Plant) | teppc | PSCO | PSCO | Public Service Company of Colorado | PSCO | Excluded | 2012-01-01 | 2050-12-31 | 99 | CCWhole-NatGas-Aero | CC_NG | CC | Excluded_CCGT | 0 | 0 | 0 | teppc | 0 | 0
High_Plains | High_Plains | High Plains-1 | teppc | PAWY | PAWY | Wyoming, PACE Utility | PACE | NW | 2009-10-01 | 2050-12-31 | 99 | WT-Onshore | wind_onshorewind | Wind | NW_Wind | 0 | 0 | 0 | teppc | 0 | 0
Pueblo Airport 3 CC | Pueblo_Airport_3_CC | PuebloAirport3CC (Total CC Plant) | teppc | PSCO | PSCO | Public Service Company of Colorado | PSCO | Excluded | 2009-07-01 | 2050-12-31 | 99 | CCWhole-NatGas-Aero | CC_NG | CC | Excluded_CCGT | 0 | 0 | 0 | teppc | 0 | 0
Glenrock_1 | Glenrock_1 | Glenrock-1 | teppc | PAWY | PAWY | Wyoming, PACE Utility | PACE | NW | 2008-12-01 | 2050-12-31 | 99 | WT-Onshore | wind_onshorewind | Wind | NW_Wind | 0 | 0 | 0 | teppc | 0 | 0
Rolling_Hills_1 | Rolling_Hills_1 | Rolling Hills-1 | teppc | PAWY | PAWY | Wyoming, PACE Utility | PACE | NW | 2008-12-01 | 2050-12-31 | 99 | WT-Onshore | wind_onshorewind | Wind | NW_Wind | 0 | 0 | 0 | teppc | 0 | 0
SevenMileHill1 | SevenMileHill1 | Seven Mile Hill-1 | teppc | PAWY | PAWY | Wyoming, PACE Utility | PACE | NW | 2008-12-01 | 2050-12-31 | 99 | WT-Onshore | wind_onshorewind | Wind | NW_Wind | 0 | 0 | 0 | teppc | 0 | 0
WindyFlats3 | WindyFlats3 | Windy Flats 3 (Windy Point 3)-WT (43 x 2.3) | teppc | TPWR | TPWR | Tacoma Power | BPAT | NW | 2013-12-01 | 2050-12-31 | 98.9 | WT-Onshore | wind_onshorewind | Wind | NW_Wind | 0 | 0 | 0 | teppc | 0 | 0
Harvest Wind | Harvest_Wind | Harvest Wind Project-HWP1 | teppc | TPWR | TPWR | Tacoma Power | BPAT | NW | 2010-01-01 | 2050-12-31 | 98.9 | WT-Onshore | wind_onshorewind | Wind | NW_Wind | 0 | 0 | 0 | teppc | 0 | 0
Star Point Wind | Star_Point_Wind | Star Point Wind Project LLC-1 | teppc | TPWR | TPWR | Tacoma Power | BPAT | NW | 2010-02-01 | 2050-12-31 | 98.7 | WT-Onshore | wind_onshorewind | Wind | NW_Wind | 0 | 0 | 0 | teppc | 0 | 0
PebbleSprings | PebbleSprings | Pebble Springs Wind LLC-1 | teppc | TPWR | TPWR | Tacoma Power | BPAT | NW | 2009-04-01 | 2050-12-31 | 98.7 | WT-Onshore | wind_onshorewind | Wind | NW_Wind | 0 | 0 | 0 | teppc | 0 | 0
GWFPWR_1_UNITS | GWFPWR_1_UNITS | HEP PEAKER PLANT UNIT 2 | caiso | PGE_Valley | PGE_Valley | Pacific Gas and Electric Valley | PGE_Valley | CAISO | 2001-08-27 | 2050-12-31 | 98.46 | CT-NatGas-Aero | CT_NG | CT | CAISO_Peaker1 | 0 | 0 | 0 | not relevant | 0 | 0
MillerRanchWind | MillerRanchWind | Miller Ranch Wind-WT(49 x 2.0) | teppc | BPAT | BPAT | Bonneville Power Administration – Transmission | BPAT | NW | 2013-08-01 | 2050-12-31 | 98 | WT-Onshore | wind_onshorewind | Wind | NW_Wind | 0 | 0 | 0 | teppc | 0 | 0
HUMBPP_6_UNITS | HUMBPP_6_UNITS | Humboldt Bay Generating Station 1 | caiso | PGE_Bay | PGE_Bay | Pacific Gas and Electric Bay | PGE_Bay | CAISO | 2010-09-29 | 2050-12-31 | 97.62 | ICE-NatGas | ICE_NG | ICE | CAISO_Reciprocating_Engine | 0 | 0 | 0 | not relevant | 0 | 0
SENTNL_2_CTG7 | SENTNL_2_CTG7 |  | caiso | SCE | SCE | Southern California Edison | SCE | CAISO | 2013-05-06 | 2050-12-31 | 97.06 | CT-NatGas-Industrial | CT_NG | CT | CAISO_Peaker1 | 0 | 0 | 0 | not relevant | 0 | 0
Newman_3 | Newman_3 | Newman-3 | teppc | EPE | EPE | El Paso Electric Company | PNM_EPE | SW | 1966-03-01 | 2024-12-31 | 97 | ST-NatGas | ST_NG | Steam | SW_ST | 0 | 0 | 0 | teppc | 0 | 0
WALCRK_2_CTG2 | WALCRK_2_CTG2 |  | caiso | SCE | SCE | Southern California Edison | SCE | CAISO | 2013-03-21 | 2050-12-31 | 96.91 | CT-NatGas-Industrial | CT_NG | CT | CAISO_Peaker1 | 0 | 0 | 0 | not relevant | 0 | 0
Gorge24 | Gorge24 | Gorge-24 | teppc | SCL | SCL | Seattle Department of Lighting | BPAT | NW | 1951-06-01 | 2050-12-31 | 96.9 | Hydro | Hydro_Standard | Hydro | NW_Hydro | 0 | 0 | 0 | teppc | 0 | 0
SENTNL_2_CTG3 | SENTNL_2_CTG3 |  | caiso | SCE | SCE | Southern California Edison | SCE | CAISO | 2013-05-06 | 2050-12-31 | 96.85 | CT-NatGas-Industrial | CT_NG | CT | CAISO_Peaker1 | 0 | 0 | 0 | not relevant | 0 | 0
WALCRK_2_CTG5 | WALCRK_2_CTG5 |  | caiso | SCE | SCE | Southern California Edison | SCE | CAISO | 2013-04-30 | 2050-12-31 | 96.65 | CT-NatGas-Industrial | CT_NG | CT | CAISO_Peaker1 | 0 | 0 | 0 | not relevant | 0 | 0
WALCRK_2_CTG3 | WALCRK_2_CTG3 |  | caiso | SCE | SCE | Southern California Edison | SCE | CAISO | 2013-03-21 | 2050-12-31 | 96.65 | CT-NatGas-Industrial | CT_NG | CT | CAISO_Peaker1 | 0 | 0 | 0 | not relevant | 0 | 0
Wheat_Field | Wheat_Field | Wheat Field Wind Power Project-GEN1 | teppc | TPWR | TPWR | Tacoma Power | BPAT | NW | 2009-04-01 | 2050-12-31 | 96.6 | WT-Onshore | wind_onshorewind | Wind | NW_Wind | 0 | 0 | 0 | teppc | 0 | 0
WALCRK_2_CTG4 | WALCRK_2_CTG4 |  | caiso | SCE | SCE | Southern California Edison | SCE | CAISO | 2013-03-29 | 2050-12-31 | 96.49 | CT-NatGas-Industrial | CT_NG | CT | CAISO_Peaker1 | 0 | 0 | 0 | not relevant | 0 | 0
WALCRK_2_CTG1 | WALCRK_2_CTG1 |  | caiso | SCE | SCE | Southern California Edison | SCE | CAISO | 2013-03-21 | 2050-12-31 | 96.43 | CT-NatGas-Industrial | CT_NG | CT | CAISO_Peaker1 | 0 | 0 | 0 | not relevant | 0 | 0
Haynes 11 | Haynes_11 | Haynes (Unit 5 & 6) Repowering Project 11 | teppc | LDWP | LDWP | Los Angeles Department of Water and Power | LADWP | LDWP | 2013-06-01 | 2050-12-31 | 96 | CT-NatGas-Industrial | CT_NG | CT | LDWP_Peaker | 0 | 0 | 0 | teppc | 0 | 0
Haynes 12 | Haynes_12 | Haynes (Unit 5 & 6) Repowering Project 12 | teppc | LDWP | LDWP | Los Angeles Department of Water and Power | LADWP | LDWP | 2013-06-01 | 2050-12-31 | 96 | CT-NatGas-Industrial | CT_NG | CT | LDWP_Peaker | 0 | 0 | 0 | teppc | 0 | 0
Haynes 13 | Haynes_13 | Haynes (Unit 5 & 6) Repowering Project 13 | teppc | LDWP | LDWP | Los Angeles Department of Water and Power | LADWP | LDWP | 2013-06-01 | 2050-12-31 | 96 | CT-NatGas-Industrial | CT_NG | CT | LDWP_Peaker | 0 | 0 | 0 | teppc | 0 | 0
Haynes 14 | Haynes_14 | Haynes (Unit 5 & 6) Repowering Project 14 | teppc | LDWP | LDWP | Los Angeles Department of Water and Power | LADWP | LDWP | 2013-06-01 | 2050-12-31 | 96 | CT-NatGas-Industrial | CT_NG | CT | LDWP_Peaker | 0 | 0 | 0 | teppc | 0 | 0
Haynes 15 | Haynes_15 | Haynes (Unit 5 & 6) Repowering Project 15 | teppc | LDWP | LDWP | Los Angeles Department of Water and Power | LADWP | LDWP | 2013-06-01 | 2050-12-31 | 96 | CT-NatGas-Industrial | CT_NG | CT | LDWP_Peaker | 0 | 0 | 0 | teppc | 0 | 0
Haynes 16 | Haynes_16 | Haynes (Unit 5 & 6) Repowering Project 16 | teppc | LDWP | LDWP | Los Angeles Department of Water and Power | LADWP | LDWP | 2013-06-01 | 2050-12-31 | 96 | CT-NatGas-Industrial | CT_NG | CT | LDWP_Peaker | 0 | 0 | 0 | teppc | 0 | 0
Vantage | Vantage | Vantage Wind Energy LLC-1 | teppc | PSEI | PSEI | Puget Sound Energy | BPAT | NW | 2010-10-01 | 2050-12-31 | 96 | WT-Onshore | wind_onshorewind | Wind | NW_Wind | 0 | 0 | 0 | teppc | 0 | 0
OGROVE_6_PL1X2 | OGROVE_6_PL1X2 | Orange Grove | caiso | SDGE | SDGE | San Diego Gas and Electric | SDGE | CAISO | 2010-06-17 | 2050-12-31 | 96 | CT-NatGas-Industrial | CT_NG | CT | CAISO_Peaker1 | 0 | 0 | 0 | not relevant | 0 | 0
Firebag_7 | Firebag_7 | Firebag-7 (91TG-5720-1) | teppc | AESO | AESO | Alberta Electric System Operator | BCHA_AESO | Excluded | 2007-01-01 | 2050-12-01 | 96 | CT-AB-Cogen | Cogen_NG | Cogen | Excluded_CHP | 0 | 0 | 0 | teppc | 0 | 0
MALAGA_1_PL1X2 | MALAGA_1_PL1X2 | Malaga Power Aggregate | caiso | PGE_Valley | PGE_Valley | Pacific Gas and Electric Valley | PGE_Valley | CAISO | 2005-09-19 | 2050-12-31 | 96 | CT-NatGas-Aero | CT_NG | CT | CAISO_Peaker1 | 0 | 0 | 0 | not relevant | 0 | 0
Spring Creek 1 | Spring_Creek_1 | Spring Creek Dam 1 | teppc | BANC | BANC | Balancing Authority of Northern California | SMUD | BANC | 1964-01-01 | 2050-12-31 | 96 | Hydro | Hydro_Standard | Hydro | BANC_Hydro | 0 | 0 | 0 | teppc | 0 | 0
Spring Creek 2 | Spring_Creek_2 | Spring Creek Dam 2 | teppc | BANC | BANC | Balancing Authority of Northern California | SMUD | BANC | 1964-01-01 | 2050-12-31 | 96 | Hydro | Hydro_Standard | Hydro | BANC_Hydro | 0 | 0 | 0 | teppc | 0 | 0
SENTNL_2_CTG2 | SENTNL_2_CTG2 |  | caiso | SCE | SCE | Southern California Edison | SCE | CAISO | 2013-05-06 | 2050-12-31 | 95.34 | CT-NatGas-Industrial | CT_NG | CT | CAISO_Peaker1 | 0 | 0 | 0 | not relevant | 0 | 0
GILRPP_1_PL1X2 | GILRPP_1_PL1X2 | GILROY ENERGY CENTER UNITS 1&2 AGGREGATE | caiso | PGE_Bay | PGE_Bay | Pacific Gas and Electric Bay | PGE_Bay | CAISO | 2002-01-29 | 2050-12-31 | 95.2 | CT-NatGas-Aero | CT_NG | CT | CAISO_Peaker2 | 0 | 0 | 0 | not relevant | 0 | 0
Wygen 2 | Wygen_2 | Wygen 2 1 | teppc | WACM | WACM | Western Area Power Administration, Colorado-Missouri Region | WACM | Excluded | 2008-01-01 | 2050-12-01 | 95 | ST-Coal | Steam_Coal | Coal | Excluded_Coal | 0 | 0 | 0 | teppc | 0 | 0
GEYS13_7_UNIT13 | GEYS13_7_UNIT13 | GEYSERS UNIT 13 (HEALDSBURG) | caiso | PGE_Bay | PGE_Bay | Pacific Gas and Electric Bay | PGE_Bay | CAISO | 1980-01-01 | 2050-12-31 | 95 | n/a | Geothermal_steam | Geothermal | CAISO_Geothermal | 0 | 0 | 0 | not relevant | 0 | 0
West Phoenix 1B | West_Phoenix_1B | West Phoenix CC 1B | teppc | AZPS | AZPS | Arizona Public Service Company | AZPS | SW | 1976-06-01 | 2050-12-31 | 95 | CCWhole-NatGas-SingleShaft | CC_NG | CC | SW_CCGT | 0 | 0 | 0 | teppc | 0 | 0
West Phoenix 2B | West_Phoenix_2B | West Phoenix CC 2B | teppc | AZPS | AZPS | Arizona Public Service Company | AZPS | SW | 1976-06-01 | 2050-12-31 | 95 | CCWhole-NatGas-SingleShaft | CC_NG | CC | SW_CCGT | 0 | 0 | 0 | teppc | 0 | 0
West Phoenix 3B | West_Phoenix_3B | West Phoenix CC 3B | teppc | AZPS | AZPS | Arizona Public Service Company | AZPS | SW | 1976-06-01 | 2050-12-31 | 95 | CCWhole-NatGas-SingleShaft | CC_NG | CC | SW_CCGT | 0 | 0 | 0 | teppc | 0 | 0
PIT4_7_PL1X2 | PIT4_7_PL1X2 | PIT PH 4 UNITS 1 & 2 AGGREGATE | caiso | PGE_Valley | PGE_Valley | Pacific Gas and Electric Valley | PGE_Valley | CAISO | 1955-01-01 | 2050-12-31 | 95 | n/a | Hydro_Standard | Hydro | CAISO_Hydro | 0 | 0 | 0 | not relevant | 0 | 0
EXCHEC_7_UNIT 1 | EXCHEC_7_UNIT_1 |  | caiso | PGE_Valley | PGE_Valley | Pacific Gas and Electric Valley | PGE_Valley | CAISO | 1967-01-01 | 2050-12-31 | 94.5 | n/a | Hydro_Standard | Hydro | CAISO_Hydro | 0 | 0 | 0 | not relevant | 0 | 0
MEG_ChristinaLk | MEG_ChristinaLk | Meg Christina Lake 2B-1 | teppc | BCHA | BCHA | British Columbia Transmission Company | BCHA_AESO | Excluded | 2013-08-01 | 2050-12-31 | 94 | CT-NatGas-Industrial | CT_NG | CT | Excluded_Peaker | 0 | 0 | 0 | teppc | 0 | 0
Goodnoe_Hills1 | Goodnoe_Hills1 | Goodnoe Hills-1 | teppc | TPWR | TPWR | Tacoma Power | BPAT | NW | 2008-06-01 | 2050-12-31 | 94 | WT-Onshore | wind_onshorewind | Wind | NW_Wind | 0 | 0 | 0 | teppc | 0 | 0
Santan 4 | Santan_4 | Santan ST4 | teppc | SRP | SRP | Salt River Project | SRP | SW | 1975-05-01 | 2050-12-31 | 94 | CCWhole-NatGas-SingleShaft | CC_NG | CC | SW_CCGT | 0 | 0 | 0 | teppc | 0 | 0
Santan 2 | Santan_2 | Santan ST2 | teppc | SRP | SRP | Salt River Project | SRP | SW | 1974-12-01 | 2050-12-31 | 94 | CCWhole-NatGas-SingleShaft | CC_NG | CC | SW_CCGT | 0 | 0 | 0 | teppc | 0 | 0
Santan 1 | Santan_1 | Santan ST1 | teppc | SRP | SRP | Salt River Project | SRP | SW | 1974-10-01 | 2050-12-31 | 94 | CCWhole-NatGas-SingleShaft | CC_NG | CC | SW_CCGT | 0 | 0 | 0 | teppc | 0 | 0
Santan 3 | Santan_3 | Santan ST3 | teppc | SRP | SRP | Salt River Project | SRP | SW | 1974-10-01 | 2050-12-31 | 94 | CCWhole-NatGas-SingleShaft | CC_NG | CC | SW_CCGT | 0 | 0 | 0 | teppc | 0 | 0
Wygen 1 | Wygen_1 | Wygen 1 1 | teppc | WACM | WACM | Western Area Power Administration, Colorado-Missouri Region | WACM | Excluded | 2003-02-01 | 2050-12-31 | 93.7 | ST-Coal | Steam_Coal | Coal | Excluded_Coal | 0 | 0 | 0 | teppc | 0 | 0
GrandPrairie | GrandPrairie | Grand Prairie Harmattan Energy Center-1 | teppc | BCHA | BCHA | British Columbia Transmission Company | BCHA_AESO | Excluded | 2013-12-31 | 2050-12-31 | 93 | CT-NatGas-Industrial | CT_NG | CT | Excluded_Peaker | 0 | 0 | 0 | teppc | 0 | 0
Lowe1_1 | Lowe1_1 | Lowe1-1 | teppc | AESO | AESO | Alberta Electric System Operator | BCHA_AESO | Excluded | 2009-03-01 | 2050-12-01 | 93 | CT-NatGas-Industrial | CT_NG | CT | Excluded_Peaker | 0 | 0 | 0 | teppc | 0 | 0
ELECTR_7_PL1X3 | ELECTR_7_PL1X3 | ELECTRA PH UNIT 1 & 2 AGGREGATE | caiso | PGE_Valley | PGE_Valley | Pacific Gas and Electric Valley | PGE_Valley | CAISO | 1948-01-01 | 2050-12-31 | 93 | n/a | Hydro_Standard | Hydro | CAISO_Hydro | 0 | 0 | 0 | not relevant | 0 | 0
Arrow_Lake1 | Arrow_Lake1 | Arrow Lake-1_Arrow Lake-1_IPP-ALH | teppc | BCHA | BCHA | British Columbia Transmission Company | BCHA_AESO | Excluded | 2002-12-01 | 2033-03-31 | 92.5 | Hydro | Hydro_Standard | Hydro | Excluded_Hydro | 0 | 0 | 0 | teppc | 0 | 0
Arrow_Lake2 | Arrow_Lake2 | Arrow Lake-2_Arrow Lake-2_IPP-ALH | teppc | BCHA | BCHA | British Columbia Transmission Company | BCHA_AESO | Excluded | 2002-12-01 | 2033-03-31 | 92.5 | Hydro | Hydro_Standard | Hydro | Excluded_Hydro | 0 | 0 | 0 | teppc | 0 | 0
CALGEN_1_UNITS | CALGEN_1_UNITS | Coso Navy 1 | caiso | SCE | SCE | Southern California Edison | SCE | CAISO | 1987-07-13 | 2050-12-31 | 92.2 | n/a | Geothermal_steam | Geothermal | CAISO_Geothermal | 0 | 1 | 0 | not relevant | 1 | 0
SANTFG_7_UNITS | SANTFG_7_UNITS | GEYSERS CALISTOGA AGGREGATE | caiso | PGE_Bay | PGE_Bay | Pacific Gas and Electric Bay | PGE_Bay | CAISO | 1984-03-14 | 2050-12-31 | 92.1 | n/a | Geothermal_steam | Geothermal | CAISO_Geothermal | 0 | 0 | 0 | not relevant | 0 | 0
COPMT4_2_SOLAR4 | COPMT4_2_SOLAR4 | Copper Mountain Solar 4 | caiso | NEVP | SCE | Southern California Edison | SCE | CAISO | 1/1/1899 | 2050-12-31 | 92 | PVgeneric_sun | PVgeneric_sun | Solar_Fixed | CAISO_Solar | 1 | 1 | 0 | in old list | 1 | 0
Conklin | Conklin | Conklin GT1-1 | teppc | AESO | AESO | Alberta Electric System Operator | BCHA_AESO | Excluded | 2010-01-01 | 2050-12-31 | 92 | CT-AB-Cogen | Cogen_NG | Cogen | Excluded_CHP | 0 | 0 | 0 | teppc | 0 | 0
Copper Crossing 7 | Copper_Crossing_7 | Copper Crossing Gen Station (Abel Peaking) CCGS1-5 7 | teppc | SRP | SRP | Salt River Project | SRP | SW | 2023-05-01 | 2050-12-31 | 91 | CT-NatGas-Industrial | CT_NG | CT | SW_Peaker | 0 | 0 | 0 | teppc | 0 | 0
Copper Crossing 8 | Copper_Crossing_8 | Copper Crossing Gen Station (Abel Peaking) CCGS1-5 8 | teppc | SRP | SRP | Salt River Project | SRP | SW | 2023-05-01 | 2050-12-31 | 91 | CT-NatGas-Industrial | CT_NG | CT | SW_Peaker | 0 | 0 | 0 | teppc | 0 | 0
Copper Crossing 9 | Copper_Crossing_9 | Copper Crossing Gen Station (Abel Peaking) CCGS1-5 9 | teppc | SRP | SRP | Salt River Project | SRP | SW | 2023-05-01 | 2050-12-31 | 91 | CT-NatGas-Industrial | CT_NG | CT | SW_Peaker | 0 | 0 | 0 | teppc | 0 | 0
Copper Crossing 4 | Copper_Crossing_4 | Copper Crossing Gen Station (Abel Peaking) CCGS1-5 4 | teppc | SRP | SRP | Salt River Project | SRP | SW | 2022-05-01 | 2050-12-31 | 91 | CT-NatGas-Industrial | CT_NG | CT | SW_Peaker | 0 | 0 | 0 | teppc | 0 | 0
Copper Crossing 5 | Copper_Crossing_5 | Copper Crossing Gen Station (Abel Peaking) CCGS1-5 5 | teppc | SRP | SRP | Salt River Project | SRP | SW | 2022-05-01 | 2050-12-31 | 91 | CT-NatGas-Industrial | CT_NG | CT | SW_Peaker | 0 | 0 | 0 | teppc | 0 | 0
Copper Crossing 6 | Copper_Crossing_6 | Copper Crossing Gen Station (Abel Peaking) CCGS1-5 6 | teppc | SRP | SRP | Salt River Project | SRP | SW | 2022-05-01 | 2050-12-31 | 91 | CT-NatGas-Industrial | CT_NG | CT | SW_Peaker | 0 | 0 | 0 | teppc | 0 | 0
Copper Crossing 1 | Copper_Crossing_1 | Copper Crossing Gen Station (Abel Peaking) CCGS1-5 1 | teppc | SRP | SRP | Salt River Project | SRP | SW | 2021-05-01 | 2050-12-31 | 91 | CT-NatGas-Industrial | CT_NG | CT | SW_Peaker | 0 | 0 | 0 | teppc | 0 | 0
Copper Crossing 2 | Copper_Crossing_2 | Copper Crossing Gen Station (Abel Peaking) CCGS1-5 2 | teppc | SRP | SRP | Salt River Project | SRP | SW | 2021-05-01 | 2050-12-31 | 91 | CT-NatGas-Industrial | CT_NG | CT | SW_Peaker | 0 | 0 | 0 | teppc | 0 | 0
Copper Crossing 3 | Copper_Crossing_3 | Copper Crossing Gen Station (Abel Peaking) CCGS1-5 3 | teppc | SRP | SRP | Salt River Project | SRP | SW | 2021-05-01 | 2050-12-31 | 91 | CT-NatGas-Industrial | CT_NG | CT | SW_Peaker | 0 | 0 | 0 | teppc | 0 | 0
Leaning Juniper Wind 2A | Leaning_Juniper_Wind_2A | Leaning Juniper Wind Power II | teppc | TPWR | TPWR | Tacoma Power | BPAT | NW | 2011-04-01 | 2050-12-31 | 91 | WT-Onshore | wind_onshorewind | Wind | NW_Wind | 0 | 0 | 0 | teppc | 0 | 0
STANIS_7_UNIT 1 | STANIS_7_UNIT_1 | STANISLAUS HYDRO | caiso | PGE_Valley | PGE_Valley | Pacific Gas and Electric Valley | PGE_Valley | CAISO | 1963-01-01 | 2050-12-31 | 91 | n/a | Hydro_Standard | Hydro | CAISO_Hydro | 0 | 0 | 0 | not relevant | 0 | 0
Brownlee1 | Brownlee1 | Brownlee-1 | teppc | IPTV | IPTV | Idaho Treasure Valley | IPCO | NW | 1959-01-01 | 2050-12-31 | 90.1 | Hydro | Hydro_Standard | Hydro | NW_Hydro | 0 | 0 | 0 | teppc | 0 | 0
Brownlee2 | Brownlee2 | Brownlee-2 | teppc | IPTV | IPTV | Idaho Treasure Valley | IPCO | NW | 1958-12-01 | 2050-12-31 | 90.1 | Hydro | Hydro_Standard | Hydro | NW_Hydro | 0 | 0 | 0 | teppc | 0 | 0
Brownlee3 | Brownlee3 | Brownlee-3 | teppc | IPTV | IPTV | Idaho Treasure Valley | IPCO | NW | 1958-10-01 | 2050-12-31 | 90.1 | Hydro | Hydro_Standard | Hydro | NW_Hydro | 0 | 0 | 0 | teppc | 0 | 0
Brownlee4 | Brownlee4 | Brownlee-4 | teppc | IPTV | IPTV | Idaho Treasure Valley | IPCO | NW | 1958-08-01 | 2050-12-31 | 90.1 | Hydro | Hydro_Standard | Hydro | NW_Hydro | 0 | 0 | 0 | teppc | 0 | 0
ALTA6B_2_WIND11 | ALTA6B_2_WIND11 | Alta Wind 11 | caiso | SCE | SCE | Southern California Edison | SCE | CAISO | 1/1/1899 | 2050-12-31 | 90 | n/a | wind_onshorewind | Wind | CAISO_Wind | 1 | 1 | 0 | in old list | 1 | 0
Springbok 3 | Springbok_3 | Springbok 3 Solar Farm (Sons Ranch) 1¦Q18Q19 | teppc | LDWP | LDWP | Los Angeles Department of Water and Power | LADWP | LDWP | 2018-06-01 | 2050-12-31 | 90 | SolarPV-Tracking | 1axPV_sun | Solar_1Axis | LDWP_Solar | 0 | 0 | 0 | teppc | 0 | 0
Firebag4-1 | Firebag4_1 | Firebag 4-1 | teppc | AESO | AESO | Alberta Electric System Operator | BCHA_AESO | Excluded | 2012-09-17 | 2050-12-31 | 90 | CT-NatGas-Industrial | CT_NG | CT | Excluded_Peaker | 0 | 0 | 0 | teppc | 0 | 0
Pueblo Airport 1 | Pueblo_Airport_1 | Pueblo Airport Generating Station GT1¦Baculite Mesa Generation 1 | teppc | PSCO | PSCO | Public Service Company of Colorado | PSCO | Excluded | 2012-01-01 | 2050-12-31 | 90 | CT-NatGas-Aero | CT_NG | CT | Excluded_Peaker | 0 | 0 | 0 | teppc | 0 | 0
Pueblo Airport 2 | Pueblo_Airport_2 | Pueblo Airport Generating Station-GT2¦Baculite Mesa Generation 2 | teppc | PSCO | PSCO | Public Service Company of Colorado | PSCO | Excluded | 2012-01-01 | 2050-12-31 | 90 | CT-NatGas-Aero | CT_NG | CT | Excluded_Peaker | 0 | 0 | 0 | teppc | 0 | 0
Goshen2-JollyHills-1 | Goshen2_JollyHills_1 | Goshen Phase II-1_Jolly Hills | teppc | PAID | PAID | Idaho, PACE Utility | IPCO | NW | 2010-09-01 | 2050-12-31 | 90 | WT-Onshore | wind_onshorewind | Wind | NW_Wind | 0 | 0 | 0 | teppc | 0 | 0
Aragonne Mesa | Aragonne_Mesa | Aragonne Mesa 1 | teppc | PNM | PNM | Public Service Company of New Mexico | PNM_EPE | SW | 2006-12-01 | 2050-12-31 | 90 | WT-Onshore | wind_onshorewind | Wind | SW_Wind | 0 | 0 | 0 | teppc | 0 | 0
MAHKESESG1_1 | MAHKESESG1_1 | MAHKESESG1-1 | teppc | AESO | AESO | Alberta Electric System Operator | BCHA_AESO | Excluded | 2002-11-01 | 2050-12-01 | 90 | CT-AB-Cogen | Cogen_NG | Cogen | Excluded_CHP | 0 | 0 | 0 | teppc | 0 | 0
MAHKESESG2_2 | MAHKESESG2_2 | MAHKESESG2-2 | teppc | AESO | AESO | Alberta Electric System Operator | BCHA_AESO | Excluded | 2002-11-01 | 2050-12-01 | 90 | CT-AB-Cogen | Cogen_NG | Cogen | Excluded_CHP | 0 | 0 | 0 | teppc | 0 | 0
NAVYII_2_UNITS | NAVYII_2_UNITS | COSO POWER DEVELOPER (NAVY II) AGGREGATE | caiso | SCE | SCE | Southern California Edison | SCE | CAISO | 1989-12-23 | 2050-12-31 | 90 | n/a | Geothermal_steam | Geothermal | CAISO_Geothermal | 0 | 0 | 0 | not relevant | 0 | 0
Dworshak_2 | Dworshak_2 | Dworshak-2 | teppc | BPAT | BPAT | Bonneville Power Administration – Transmission | BPAT | NW | 1975-09-01 | 2050-12-31 | 90 | Hydro | Hydro_Standard | Hydro | NW_Hydro | 0 | 0 | 0 | teppc | 0 | 0
Dworshak_1 | Dworshak_1 | Dworshak-1 | teppc | BPAT | BPAT | Bonneville Power Administration – Transmission | BPAT | NW | 1975-06-01 | 2050-12-31 | 90 | Hydro | Hydro_Standard | Hydro | NW_Hydro | 0 | 0 | 0 | teppc | 0 | 0
Cheakamus_1 | Cheakamus_1 | Cheakamus-1_Cheakamus-1_BCH-CMS | teppc | BCHA | BCHA | British Columbia Transmission Company | BCHA_AESO | Excluded | 1957-01-01 | 2033-03-31 | 90 | Hydro | Hydro_Standard | Hydro | Excluded_Hydro | 0 | 0 | 0 | teppc | 0 | 0
Cheakamus_2 | Cheakamus_2 | Cheakamus-2_Cheakamus-2_BCH-CMS | teppc | BCHA | BCHA | British Columbia Transmission Company | BCHA_AESO | Excluded | 1957-01-01 | 2033-03-31 | 90 | Hydro | Hydro_Standard | Hydro | Excluded_Hydro | 0 | 0 | 0 | teppc | 0 | 0
Montana_4_G4 | Montana_4_G4 | Montana 4-G4 | teppc | EPE | EPE | El Paso Electric Company | PNM_EPE | SW | 2016-09-15 | 2056-12-31 | 89.2 | CT-NatGas-Aero | CT_NG | CT | SW_Peaker | 0 | 0 | 0 | teppc | 0 | 0
Montana_3_G3 | Montana_3_G3 | Montana 3-G3 | teppc | EPE | EPE | El Paso Electric Company | PNM_EPE | SW | 2016-05-03 | 2056-12-31 | 89.2 | CT-NatGas-Aero | CT_NG | CT | SW_Peaker | 0 | 0 | 0 | teppc | 0 | 0
Scattergood 6 | Scattergood_6 | Scattergood Repowering CT 6 | teppc | LDWP | LDWP | Los Angeles Department of Water and Power | LADWP | LDWP | 2015-12-31 | 2060-12-31 | 89 | CT-NatGas-Industrial | CT_NG | CT | LDWP_Peaker | 0 | 0 | 0 | teppc | 0 | 0
Scattergood 7 | Scattergood_7 | Scattergood Repowering CT 7 | teppc | LDWP | LDWP | Los Angeles Department of Water and Power | LADWP | LDWP | 2015-12-31 | 2060-12-31 | 89 | CT-NatGas-Industrial | CT_NG | CT | LDWP_Peaker | 0 | 0 | 0 | teppc | 0 | 0
Firebag4-2 | Firebag4_2 | Firebag 4-2 | teppc | AESO | AESO | Alberta Electric System Operator | BCHA_AESO | Excluded | 2012-09-17 | 2050-12-31 | 89 | CT-NatGas-Industrial | CT_NG | CT | Excluded_Peaker | 0 | 0 | 0 | teppc | 0 | 0
Frederickson1 | Frederickson1 | Frederickson-1 | teppc | PSEI | PSEI | Puget Sound Energy | BPAT | NW | 1981-11-01 | 2049-01-01 | 88.9 | CT-NatGas-Aero | CT_NG | CT | NW_Peaker | 0 | 0 | 0 | teppc | 0 | 0
Frederickson2 | Frederickson2 | Frederickson-2 | teppc | PSEI | PSEI | Puget Sound Energy | BPAT | NW | 1981-11-01 | 2049-01-01 | 88.9 | CT-NatGas-Aero | CT_NG | CT | NW_Peaker | 0 | 0 | 0 | teppc | 0 | 0
NevadaCogen CC1 | NevadaCogen_CC1 | NevadaCogenCC1 (Total CC Plant) | teppc | NEVP | NEVP | Nevada Power Company | NEVP | SW | 1991-12-01 | 2030-12-31 | 88.5 | CCWhole-NatGas-Industrial | CC_NG | CC | SW_CCGT | 0 | 0 | 0 | teppc | 0 | 0
NevadaCogen CC2 | NevadaCogen_CC2 | NevadaCogenCC2 (Total CC Plant) | teppc | NEVP | NEVP | Nevada Power Company | NEVP | SW | 1991-12-01 | 2039-12-31 | 88.5 | CCWhole-NatGas-Industrial | CC_NG | CC | SW_CCGT | 0 | 0 | 0 | teppc | 0 | 0
Montana_2_G2 | Montana_2_G2 | Montana 2-G2 | teppc | EPE | EPE | El Paso Electric Company | PNM_EPE | SW | 2015-03-20 | 2055-12-31 | 88.2 | CT-NatGas-Aero | CT_NG | CT | SW_Peaker | 0 | 0 | 0 | teppc | 0 | 0
Montana_1_G1 | Montana_1_G1 | Montana 1-G1 | teppc | EPE | EPE | El Paso Electric Company | PNM_EPE | SW | 2015-03-19 | 2055-12-31 | 88.2 | CT-NatGas-Aero | CT_NG | CT | SW_Peaker | 0 | 0 | 0 | teppc | 0 | 0
RioGrande9 | RioGrande9 | Rio Grande-9 | teppc | EPE | EPE | El Paso Electric Company | PNM_EPE | SW | 2013-05-13 | 2053-12-31 | 87.9 | CT-NatGas-Aero | CT_NG | CT | SW_Peaker | 0 | 0 | 0 | teppc | 0 | 0
Kerr_KER3 | Kerr_KER3 | Kerr-KER3 | teppc | NWMT | NWMT | NorthWestern Energy | NWMT_WAUW | NW | 1954-11-01 | 2050-12-31 | 86.6 | Hydro | Hydro_Standard | Hydro | NW_Hydro | 0 | 0 | 0 | teppc | 0 | 0
Judge F Carr 2 | Judge_F_Carr_2 | Judge Francis Carr 2 | teppc | BANC | BANC | Balancing Authority of Northern California | SMUD | BANC | 1963-07-01 | 2050-12-31 | 86 | Hydro | Hydro_Standard | Hydro | BANC_Hydro | 0 | 0 | 0 | teppc | 0 | 0
Judge F Carr 1 | Judge_F_Carr_1 | Judge Francis Carr 1¦Judge F Carr 1 | teppc | BANC | BANC | Balancing Authority of Northern California | SMUD | BANC | 1963-05-01 | 2050-12-31 | 86 | Hydro | Hydro_Standard | Hydro | BANC_Hydro | 0 | 0 | 0 | teppc | 0 | 0
BIGSKY_2_SOLAR6 | BIGSKY_2_SOLAR6 | Solverde 1 | caiso | SCE | SCE | Southern California Edison | SCE | CAISO | 2016-12-17 | 2050-12-31 | 85 | PVgeneric_sun | PVgeneric_sun | Solar_Fixed | CAISO_Solar | 1 | 1 | 0 | in old list | 1 | 0
Total_Joslyn_1 | Total_Joslyn_1 | Total Joslyn-1 | teppc | BCHA | BCHA | British Columbia Transmission Company | BCHA_AESO | Excluded | 2015-10-16 | 2050-12-31 | 85 | CT-NatGas-Industrial | CT_NG | CT | Excluded_Peaker | 0 | 0 | 0 | teppc | 0 | 0
MEG_ChristingLk | MEG_ChristingLk | MEG Christing Lake 3A-3A | teppc | AESO | AESO | Alberta Electric System Operator | BCHA_AESO | Excluded | 2015-06-29 | 2050-12-31 | 85 | CT-AB-Cogen | Cogen_NG | Cogen | Excluded_CHP | 0 | 0 | 0 | teppc | 0 | 0
NabiyeColdLake1 | NabiyeColdLake1 | NABIYEG1-G1 | teppc | AESO | AESO | Alberta Electric System Operator | BCHA_AESO | Excluded | 2014-02-28 | 2050-12-31 | 85 | CT-AB-Cogen | Cogen_NG | Cogen | Excluded_CHP | 0 | 0 | 0 | teppc | 0 | 0
NabiyeColdLake2 | NabiyeColdLake2 | NABIYEG1-G2 | teppc | AESO | AESO | Alberta Electric System Operator | BCHA_AESO | Excluded | 2014-02-28 | 2050-12-31 | 85 | CT-AB-Cogen | Cogen_NG | Cogen | Excluded_CHP | 0 | 0 | 0 | teppc | 0 | 0
Firebag3-2 | Firebag3_2 | Firebag 3-2 | teppc | BCHA | BCHA | British Columbia Transmission Company | BCHA_AESO | Excluded | 2012-01-19 | 2050-12-31 | 85 | CT-NatGas-Industrial | CT_NG | CT | Excluded_Peaker | 0 | 0 | 0 | teppc | 0 | 0
Firebag3-1 | Firebag3_1 | Firebag 3-1 | teppc | AESO | AESO | Alberta Electric System Operator | BCHA_AESO | Excluded | 2011-04-01 | 2050-12-31 | 85 | CT-AB-Cogen | Cogen_NG | Cogen | Excluded_CHP | 0 | 0 | 0 | teppc | 0 | 0
MuskegG1_1 | MuskegG1_1 | MuskegG1-1 | teppc | AESO | AESO | Alberta Electric System Operator | BCHA_AESO | Excluded | 2001-09-01 | 2050-12-01 | 85 | CT-AB-Cogen | Cogen_NG | Cogen | Excluded_CHP | 0 | 0 | 0 | teppc | 0 | 0
MuskegG2_2 | MuskegG2_2 | MuskegG2-2 | teppc | AESO | AESO | Alberta Electric System Operator | BCHA_AESO | Excluded | 2001-09-01 | 2050-12-01 | 85 | CT-AB-Cogen | Cogen_NG | Cogen | Excluded_CHP | 0 | 0 | 0 | teppc | 0 | 0
SYCAMR_2_UNIT 2 | SYCAMR_2_UNIT_2 | Sycamore Cogeneration Unit 2 | caiso | SCE | SCE | Southern California Edison | SCE | CAISO | 1987-01-01 | 2050-12-31 | 85 | CT-NatGas-Industrial | CT_NG | CT | CAISO_Peaker2 | 0 | 0 | 0 | not relevant | 0 | 0
SYCAMR_2_UNIT 3 | SYCAMR_2_UNIT_3 |  | caiso | SCE | SCE | Southern California Edison | SCE | CAISO | 1987-01-01 | 2050-12-31 | 85 | CT-NatGas-Industrial | Cogen_NG | Cogen | CAISO_CHP | 0 | 0 | 0 | not relevant | 0 | 0
SYCAMR_2_UNIT 4 | SYCAMR_2_UNIT_4 | Sycamore Cogeneration Unit 4 | caiso | SCE | SCE | Southern California Edison | SCE | CAISO | 1987-01-01 | 2050-12-31 | 85 |  | CT_NG | CT | CAISO_Peaker2 | 0 | 0 | 0 | not relevant | 0 | 0
SYCAMR_2_UNIT 1 | SYCAMR_2_UNIT_1 | Sycamore Cogeneration Unit 1 | caiso | SCE | SCE | Southern California Edison | SCE | CAISO | 1987-01-01 | 2050-12-31 | 85 | CT-NatGas-Industrial | Cogen_NG | Cogen | CAISO_CHP | 0 | 0 | 0 | not relevant | 0 | 0
GEYS16_7_UNIT16 | GEYS16_7_UNIT16 | GEYSERS UNIT 16 (HEALDSBURG) | caiso | PGE_Bay | PGE_Bay | Pacific Gas and Electric Bay | PGE_Bay | CAISO | 1985-01-01 | 2050-12-31 | 85 | n/a | Geothermal_steam | Geothermal | CAISO_Geothermal | 0 | 0 | 0 | not relevant | 0 | 0
GYS5X6_7_UNITS | GYS5X6_7_UNITS | GEYSERS UNITS 5 & 6 AGGREGATE | caiso | PGE_Bay | PGE_Bay | Pacific Gas and Electric Bay | PGE_Bay | CAISO | 1971-01-01 | 2050-12-31 | 85 | n/a | Geothermal_steam | Geothermal | CAISO_Geothermal | 0 | 2 | 0 | not relevant | 1 | 0
BLACK_7_UNIT 1 | BLACK_7_UNIT_1 | JAMES B. BLACK 1 | caiso | PGE_Valley | PGE_Valley | Pacific Gas and Electric Valley | PGE_Valley | CAISO | 1966-01-01 | 2050-12-31 | 85 | n/a | Hydro_Standard | Hydro | CAISO_Hydro | 0 | 0 | 0 | not relevant | 0 | 0
Apache CC | Apache_CC | ApacheCC (Total CC Plant) | teppc | WALC | WALC | Western Area Power Administration, Lower Colorado Region | WALC | SW | 1964-12-01 | 2050-12-31 | 85 | CCWhole-NatGas-Industrial | CC_NG | CC | SW_CCGT | 0 | 0 | 0 | teppc | 0 | 0
Whitehorn_2 | Whitehorn_2 | Whitehorn-2 | teppc | PSEI | PSEI | Puget Sound Energy | BPAT | NW | 1981-10-01 | 2050-12-31 | 84.6 | CT-NatGas-Industrial | CT_NG | CT | NW_Peaker | 0 | 0 | 0 | teppc | 0 | 0
Whitehorn_3 | Whitehorn_3 | Whitehorn-3 | teppc | PSEI | PSEI | Puget Sound Energy | BPAT | NW | 1981-10-01 | 2050-12-31 | 84.6 | CT-NatGas-Industrial | CT_NG | CT | NW_Peaker | 0 | 0 | 0 | teppc | 0 | 0
Woodland CC | Woodland_CC | WoodlandCC (Total CC Plant) | teppc | BANC | BANC | Balancing Authority of Northern California | SMUD | BANC | 2003-08-01 | 2050-12-31 | 84.2 | CCWhole-NatGas-Industrial | CC_NG | CC | BANC_CCGT | 0 | 0 | 0 | teppc | 0 | 0
BLACK_7_UNIT 2 | BLACK_7_UNIT_2 | JAMES B. BLACK 2 | caiso | PGE_Valley | PGE_Valley | Pacific Gas and Electric Valley | PGE_Valley | CAISO | 1965-01-01 | 2050-12-31 | 84.1 | n/a | Hydro_Standard | Hydro | CAISO_Hydro | 0 | 0 | 0 | not relevant | 0 | 0
GrandCouleePG12 | GrandCouleePG12 | Grand Coulee-PG12 | teppc | BPAT | BPAT | Bonneville Power Administration – Transmission | BPAT | NW | 1984-04-01 | 2050-12-31 | 83.33 | PS-Hydro | Hydro_PumpedStorage | PSH | NW_Pumped_Hydro | 0 | 0 | 0 | teppc | 0 | 0
GrandCouleePG11 | GrandCouleePG11 | Grand Coulee-PG11 | teppc | BPAT | BPAT | Bonneville Power Administration – Transmission | BPAT | NW | 1983-11-01 | 2050-12-31 | 83.33 | PS-Hydro | Hydro_PumpedStorage | PSH | NW_Pumped_Hydro | 0 | 0 | 0 | teppc | 0 | 0
GrandCouleePG10 | GrandCouleePG10 | Grand Coulee-PG10 | teppc | BPAT | BPAT | Bonneville Power Administration – Transmission | BPAT | NW | 1983-06-01 | 2050-12-31 | 83.33 | PS-Hydro | Hydro_PumpedStorage | PSH | NW_Pumped_Hydro | 0 | 0 | 0 | teppc | 0 | 0
GrandCouleePG09 | GrandCouleePG09 | Grand Coulee-PG9 | teppc | BPAT | BPAT | Bonneville Power Administration – Transmission | BPAT | NW | 1983-04-01 | 2050-12-31 | 83.33 | PS-Hydro | Hydro_PumpedStorage | PSH | NW_Pumped_Hydro | 0 | 0 | 0 | teppc | 0 | 0
GrandCouleePG08 | GrandCouleePG08 | Grand Coulee-PG8 | teppc | BPAT | BPAT | Bonneville Power Administration – Transmission | BPAT | NW | 1973-11-01 | 2050-12-31 | 83.33 | PS-Hydro | Hydro_PumpedStorage | PSH | NW_Pumped_Hydro | 0 | 0 | 0 | teppc | 0 | 0
GrandCouleePG07 | GrandCouleePG07 | Grand Coulee-PG7 | teppc | BPAT | BPAT | Bonneville Power Administration – Transmission | BPAT | NW | 1973-10-01 | 2050-12-31 | 83.33 | PS-Hydro | Hydro_PumpedStorage | PSH | NW_Pumped_Hydro | 0 | 0 | 0 | teppc | 0 | 0
Rathdrum_1 | Rathdrum_1 | Rathdrum-1 | teppc | AVA | AVA | Avista Corp. | BPAT | NW | 1994-12-01 | 2050-12-31 | 83.2 | CT-NatGas-Industrial | CT_NG | CT | NW_Peaker | 0 | 0 | 0 | teppc | 0 | 0
Rathdrum_2 | Rathdrum_2 | Rathdrum-2 | teppc | AVA | AVA | Avista Corp. | BPAT | NW | 1994-12-01 | 2050-12-31 | 83.2 | CT-NatGas-Industrial | CT_NG | CT | NW_Peaker | 0 | 0 | 0 | teppc | 0 | 0
Martin Drake 6 | Martin_Drake_6 | Martin Drake Plant 6 | teppc | WACM | WACM | Western Area Power Administration, Colorado-Missouri Region | WACM | Excluded | 1968-10-01 | 2050-12-31 | 83.19 | ST-Coal | Steam_Coal | Coal | Excluded_Coal | 0 | 0 | 0 | teppc | 0 | 0
DiabloHydro_31 | DiabloHydro_31 | Diablo-31 | teppc | SCL | SCL | Seattle Department of Lighting | BPAT | NW | 1937-04-01 | 2050-12-31 | 83 | Hydro | Hydro_Standard | Hydro | NW_Hydro | 0 | 0 | 0 | teppc | 0 | 0
DiabloHydro_32 | DiabloHydro_32 | Diablo-32 | teppc | SCL | SCL | Seattle Department of Lighting | BPAT | NW | 1936-10-01 | 2050-12-31 | 83 | Hydro | Hydro_Standard | Hydro | NW_Hydro | 0 | 0 | 0 | teppc | 0 | 0
Round_Butte_2 | Round_Butte_2 | Round Butte-2 | teppc | PGE | PGE | Portland General Electric Company | PortlandGE | NW | 1964-11-01 | 2050-12-31 | 82.3 | Hydro | Hydro_Standard | Hydro | NW_Hydro | 0 | 0 | 0 | teppc | 0 | 0
Round_Butte_3 | Round_Butte_3 | Round Butte-3 | teppc | PGE | PGE | Portland General Electric Company | PortlandGE | NW | 1964-10-01 | 2050-12-31 | 82.3 | Hydro | Hydro_Standard | Hydro | NW_Hydro | 0 | 0 | 0 | teppc | 0 | 0
Round_Butte_1 | Round_Butte_1 | Round Butte-1 | teppc | PGE | PGE | Portland General Electric Company | PortlandGE | NW | 1964-08-01 | 2050-12-31 | 82.3 | Hydro | Hydro_Standard | Hydro | NW_Hydro | 0 | 0 | 0 | teppc | 0 | 0
Glen Canyon Solar 1 | Glen_Canyon_Solar_1 |  | teppc | PAUT | PAUT | Utah, PACE Utility | PACE | NW | 1950-01-01 | 2050-12-31 | 82.2 | Solar | PVgeneric_sun | Solar_Fixed | NW_Solar | 0 | 0 | 0 | teppc | 0 | 0
Radar_Ridge | Radar_Ridge | Radar Ridge-WT(1) | teppc | PNM | PNM | Public Service Company of New Mexico | PNM_EPE | SW | 2017-12-31 | 2050-12-31 | 82 | WT-Onshore | wind_onshorewind | Wind | SW_Wind | 0 | 0 | 0 | teppc | 0 | 0
GYS7X8_7_UNITS | GYS7X8_7_UNITS | GEYSERS UNITS 7 & 8 AGGREGATE | caiso | PGE_Bay | PGE_Bay | Pacific Gas and Electric Bay | PGE_Bay | CAISO | 1972-01-01 | 2050-12-31 | 82 | n/a | Geothermal_steam | Geothermal | CAISO_Geothermal | 0 | 0 | 0 | not relevant | 0 | 0
PIT5_7_PL1X2 | PIT5_7_PL1X2 | PIT PH 5 UNITS 1 & 2 AGGREGATE | caiso | PGE_Valley | PGE_Valley | Pacific Gas and Electric Valley | PGE_Valley | CAISO | 1944-01-01 | 2050-12-31 | 82 | n/a | Hydro_Standard | Hydro | CAISO_Hydro | 0 | 0 | 0 | not relevant | 0 | 0
PIT5_7_PL3X4 | PIT5_7_PL3X4 | PIT PH 5 UNITS 3 & 4 AGGREGATE | caiso | PGE_Valley | PGE_Valley | Pacific Gas and Electric Valley | PGE_Valley | CAISO | 1944-01-01 | 2050-12-31 | 82 | n/a | Hydro_Standard | Hydro | CAISO_Hydro | 0 | 0 | 0 | not relevant | 0 | 0
OMAR_2_UNIT 4 | OMAR_2_UNIT_4 |  | caiso | SCE | PGE_Valley | Pacific Gas and Electric Valley | PGE_Valley | CAISO | 1985-05-01 | 2050-12-31 | 81.44 |  | Cogen_NG | Cogen | CAISO_CHP | 0 | 0 | 0 | not relevant | 0 | 0
OMAR_2_UNIT 3 | OMAR_2_UNIT_3 | KERN RIVER COGENERATION CO. UNIT 3 | caiso | SCE | PGE_Valley | Pacific Gas and Electric Valley | PGE_Valley | CAISO | 1985-05-01 | 2050-12-31 | 81.41 |  | CT_NG | CT | CAISO_Peaker2 | 0 | 0 | 0 | not relevant | 0 | 0
KEARL13C | KEARL13C |  | teppc | AESO | AESO | Alberta Electric System Operator | BCHA_AESO | Excluded | 1950-01-01 | 2050-12-31 | 81.1 | CT-AB-Cogen | Cogen_NG | Cogen | Excluded_CHP | 0 | 0 | 0 | teppc | 0 | 0
Green Holdings 1 | Green_Holdings_1 | Colorado Green Holdings LLC-CG1 | teppc | PSCO | PSCO | Public Service Company of Colorado | PSCO | Excluded | 2003-12-01 | 2050-12-31 | 81 | WT-Onshore | wind_onshorewind | Wind | Excluded_Wind | 0 | 0 | 0 | teppc | 0 | 0
Green Holdings 2 | Green_Holdings_2 | Colorado Green Holdings LLC-CG2 | teppc | PSCO | PSCO | Public Service Company of Colorado | PSCO | Excluded | 2003-12-01 | 2050-12-31 | 81 | WT-Onshore | wind_onshorewind | Wind | Excluded_Wind | 0 | 0 | 0 | teppc | 0 | 0
Morrow Point 2 | Morrow_Point_2 | Morrow Point 2 | teppc | WACM | WACM | Western Area Power Administration, Colorado-Missouri Region | WACM | Excluded | 1971-01-01 | 2050-12-31 | 81 | Hydro | Hydro_Standard | Hydro | Excluded_Hydro | 0 | 0 | 0 | teppc | 0 | 0
Morrow Point 1 | Morrow_Point_1 | Morrow Point 1 | teppc | WACM | WACM | Western Area Power Administration, Colorado-Missouri Region | WACM | Excluded | 1970-12-01 | 2050-12-31 | 81 | Hydro | Hydro_Standard | Hydro | Excluded_Hydro | 0 | 0 | 0 | teppc | 0 | 0
LowerBaker4 | LowerBaker4 | Lower Baker-4 | teppc | PSEI | PSEI | Puget Sound Energy | BPAT | NW | 1959-12-01 | 2050-12-31 | 80.75 | Hydro | Hydro_Standard | Hydro | NW_Hydro | 0 | 0 | 0 | teppc | 0 | 0
SWEETWATER | SWEETWATER | SWEETWATER | teppc | PAWY | PAWY | Wyoming, PACE Utility | PACE | NW | 2018-01-01 | 2050-12-31 | 80 | SolarPV-NonTracking | FixedPV_sun | Solar_Fixed | NW_Solar | 0 | 0 | 0 | teppc | 0 | 0
GRANT MTE_SG | GRANT_MTE_SG | GRANT MTE_LS | teppc | PAUT | PAUT | Utah, PACE Utility | PACE | NW | 2016-01-01 | 2050-12-31 | 80 | SolarPV-NonTracking | FixedPV_sun | Solar_Fixed | NW_Solar | 0 | 0 | 0 | teppc | 0 | 0
IRON SPRG_SG | IRON_SPRG_SG | IRON SPRINGS | teppc | PAUT | PAUT | Utah, PACE Utility | PACE | NW | 2016-01-01 | 2050-12-31 | 80 | SolarPV-NonTracking | FixedPV_sun | Solar_Fixed | NW_Solar | 0 | 0 | 0 | teppc | 0 | 0
RedHillsSolar | RedHillsSolar | Utah Red Hills Renewable Energy Park-1 | teppc | PAUT | PAUT | Utah, PACE Utility | PACE | NW | 2015-06-01 | 2050-12-31 | 80 | SolarPV-NonTracking | FixedPV_sun | Solar_Fixed | NW_Solar | 0 | 0 | 0 | teppc | 0 | 0
Lund_Hill | Lund_Hill | Lund Hill Wind-WT (32 x 2.5) | teppc | PNM | PNM | Public Service Company of New Mexico | PNM_EPE | SW | 2014-12-01 | 2050-04-15 | 80 | WT-Onshore | wind_onshorewind | Wind | SW_Wind | 0 | 0 | 0 | teppc | 0 | 0
Rockland | Rockland | Rockland Wind Farm-RLWF | teppc | IPFE | IPFE | Idaho Far East | IPCO | NW | 2011-12-09 | 2050-12-31 | 80 | WT-Onshore | wind_onshorewind | Wind | NW_Wind | 0 | 0 | 0 | teppc | 0 | 0
MountainWind2 | MountainWind2 | Mountain Wind Power II LLC-1 | teppc | PAWY | PAWY | Wyoming, PACE Utility | PACE | NW | 2008-04-01 | 2050-12-31 | 80 | WT-Onshore | wind_onshorewind | Wind | NW_Wind | 0 | 0 | 0 | teppc | 0 | 0
LONGLAKEG1-2 | LONGLAKEG1_2 | LONGLAKEG1-2 | teppc | AESO | AESO | Alberta Electric System Operator | BCHA_AESO | Excluded | 2008-01-01 | 2050-12-01 | 80 | CT-AB-Cogen | Cogen_NG | Cogen | Excluded_CHP | 0 | 0 | 0 | teppc | 0 | 0
LONGLAKEG2_1 | LONGLAKEG2_1 | LONGLAKEG2-1 | teppc | AESO | AESO | Alberta Electric System Operator | BCHA_AESO | Excluded | 2008-01-01 | 2050-12-01 | 80 | CT-AB-Cogen | Cogen_NG | Cogen | Excluded_CHP | 0 | 0 | 0 | teppc | 0 | 0
Cedar Creek 1B | Cedar_Creek_1B | Cedar Creek Wind Project 1B | teppc | PSCO | PSCO | Public Service Company of Colorado | PSCO | Excluded | 2007-11-01 | 2050-12-31 | 80 | WT-Onshore | wind_onshorewind | Wind | Excluded_Wind | 0 | 0 | 0 | teppc | 0 | 0
BearCreekCC-Total | BearCreekCC_Total | BearCreekCC (Total CC Plant) | teppc | AESO | AESO | Alberta Electric System Operator | BCHA_AESO | Excluded | 2002-12-01 | 2050-12-01 | 80 | CC-AB-Cogen | Cogen_NG | Cogen | Excluded_CHP | 0 | 0 | 0 | teppc | 0 | 0
AirLiquide | AirLiquide | AirLiquide G1-1 | teppc | AESO | AESO | Alberta Electric System Operator | BCHA_AESO | Excluded | 2000-04-01 | 2050-12-01 | 80 | Steam | ST_NG | Steam | Excluded_ST | 0 | 0 | 0 | teppc | 0 | 0
Neil Simpson ST2 | Neil_Simpson_ST2 | Neil Simpson II 2 | teppc | WACM | WACM | Western Area Power Administration, Colorado-Missouri Region | WACM | Excluded | 1995-09-01 | 2050-12-31 | 80 | ST-Coal | Steam_Coal | Coal | Excluded_Coal | 0 | 0 | 0 | teppc | 0 | 0
Swift_1_HY13 | Swift_1_HY13 | Swift 1-HY13 | teppc | PACW | PACW | PacifiCorp – West | PACW | NW | 1958-12-03 | 2050-12-31 | 80 | Hydro | Hydro_Standard | Hydro | NW_Hydro | 0 | 0 | 0 | teppc | 0 | 0
Swift_1_HY12 | Swift_1_HY12 | Swift 1-HY12 | teppc | PACW | PACW | PacifiCorp – West | PACW | NW | 1958-12-02 | 2050-12-31 | 80 | Hydro | Hydro_Standard | Hydro | NW_Hydro | 0 | 0 | 0 | teppc | 0 | 0
Swift_1_HY11 | Swift_1_HY11 | Swift 1-HY11 | teppc | PACW | PACW | PacifiCorp – West | PACW | NW | 1958-12-01 | 2050-12-31 | 80 | Hydro | Hydro_Standard | Hydro | NW_Hydro | 0 | 0 | 0 | teppc | 0 | 0
Lower Duck Wind | Lower_Duck_Wind |  | teppc | NWMT | NWMT | NorthWestern Energy | NWMT_WAUW | NW | 1950-01-01 | 2050-12-31 | 80 | WT-Onshore | wind_onshorewind | Wind | NW_Wind | 0 | 0 | 0 | teppc | 0 | 0
MT Sun Solar | MT_Sun_Solar |  | teppc | NWMT | NWMT | NorthWestern Energy | NWMT_WAUW | NW | 1950-01-01 | 2050-12-31 | 80 | Solar | PVgeneric_sun | Solar_Fixed | NW_Solar | 0 | 0 | 0 | teppc | 0 | 0
South Peak Wind | South_Peak_Wind |  | teppc | NWMT | NWMT | NorthWestern Energy | NWMT_WAUW | NW | 1950-01-01 | 2050-12-31 | 80 | WT-Onshore | wind_onshorewind | Wind | NW_Wind | 0 | 0 | 0 | teppc | 0 | 0
Peetz Table 2 | Peetz_Table_2 | Peetz Table Wind Energy GE¦PTZLOGN3 | teppc | PSCO | PSCO | Public Service Company of Colorado | PSCO | Excluded | 2008-01-01 | 2050-12-01 | 79.5 | WT-Onshore | wind_onshorewind | Wind | Excluded_Wind | 0 | 0 | 0 | teppc | 0 | 0
STEVENS SOL | STEVENS_SOL | STEVENSVILLE | teppc | PAUT | PAUT | Utah, PACE Utility | PACE | NW | 2016-01-01 | 2050-12-31 | 79.2 | SolarPV-NonTracking | FixedPV_sun | Solar_Fixed | NW_Solar | 0 | 0 | 0 | teppc | 0 | 0
RTREE_2_WIND1 | RTREE_2_WIND1 |  | caiso | SCE | SCE | Southern California Edison | SCE | CAISO | 2015-01-12 | 2050-12-31 | 79.2 | n/a | wind_onshorewind | Wind | CAISO_Wind | 1 | 2 | 0 | in old list | 1 | 0
Monticello Wind | Monticello_Wind |  | teppc | PAUT | PAUT | Utah, PACE Utility | PACE | NW | 1950-01-01 | 2050-12-31 | 79.2 | WT-Onshore | wind_onshorewind | Wind | NW_Wind | 0 | 0 | 0 | teppc | 0 | 0
PLAYA2-G | PLAYA2_G | Playa Solar PV | teppc | NEVP | NEVP | Nevada Power Company | NEVP | SW | 2017-01-01 | 2050-12-31 | 79 | SolarPV-NonTracking | FixedPV_sun | Solar_Fixed | SW_Solar | 0 | 0 | 0 | teppc | 0 | 0
Saguaro AZ 2 | Saguaro_AZ_2 | Saguaro CT GT2 | teppc | AZPS | AZPS | Arizona Public Service Company | AZPS | SW | 2002-07-01 | 2050-12-31 | 79 | CT-NatGas-Industrial | CT_NG | CT | SW_Peaker | 0 | 0 | 0 | teppc | 0 | 0
Rifle CC | Rifle_CC | RifleCC (Total CC Plant) | teppc | WACM | WACM | Western Area Power Administration, Colorado-Missouri Region | WACM | Excluded | 2012-09-01 | 2030-04-15 | 78.9 | CCWhole-NatGas-Aero | CC_NG | CC | Excluded_CCGT | 0 | 0 | 0 | teppc | 0 | 0
BRDSLD_2_MTZUM2 | BRDSLD_2_MTZUM2 | NextEra Energy Montezuma Wind II | caiso | PGE_Bay | PGE_Bay | Pacific Gas and Electric Bay | PGE_Bay | CAISO | 2012-02-01 | 2050-12-31 | 78.2 | n/a | wind_onshorewind | Wind | CAISO_Wind | 1 | 1 | 0 | in old list | 1 | 0
USWPJR_2_UNITS | USWPJR_2_UNITS | Vasco Wind | caiso | PGE_Bay | PGE_Bay | Pacific Gas and Electric Bay | PGE_Bay | CAISO | 1988-01-01 | 2050-12-31 | 78.2 | n/a | wind_onshorewind | Wind | CAISO_Wind | 1 | 1 | 0 | in old list | 1 | 0
OMAR_2_UNIT 2 | OMAR_2_UNIT_2 | KERN RIVER COGENERATION CO. UNIT 2 | caiso | SCE | PGE_Valley | Pacific Gas and Electric Valley | PGE_Valley | CAISO | 1985-05-01 | 2050-12-31 | 78.11 |  | CT_NG | CT | CAISO_Peaker2 | 0 | 0 | 0 | not relevant | 0 | 0
8MileCanyon | 8MileCanyon | Eight Mile Canyon (Horn Butte)-WT (52 x 1.5 GE) | teppc | PNM | PNM | Public Service Company of New Mexico | PNM_EPE | SW | 2018-12-31 | 2050-12-31 | 78 | WT-Onshore | wind_onshorewind | Wind | SW_Wind | 0 | 0 | 0 | teppc | 0 | 0
OMAR_2_UNIT 1 | OMAR_2_UNIT_1 | KERN RIVER COGENERATION CO. UNIT 1 | caiso | SCE | PGE_Valley | Pacific Gas and Electric Valley | PGE_Valley | CAISO | 1985-05-01 | 2050-12-31 | 78 |  | CT_NG | CT | CAISO_Peaker2 | 0 | 0 | 0 | not relevant | 0 | 0
JAWBNE_2_SRWND | JAWBNE_2_SRWND | Sky River | caiso | SCE | SCE | Southern California Edison | SCE | CAISO | 2012-12-11 | 2050-12-31 | 77 | n/a | wind_onshorewind | Wind | CAISO_Wind | 1 | 3 | 0 | in old list | 1 | 0
Jaybird H2 | Jaybird_H2 | Jaybird H2 | teppc | BANC | BANC | Balancing Authority of Northern California | SMUD | BANC | 1987-01-01 | 2050-12-31 | 77 | Hydro | Hydro_Standard | Hydro | BANC_Hydro | 0 | 0 | 0 | teppc | 0 | 0
Loon Lake | Loon_Lake | Loon Lake H1 | teppc | BANC | BANC | Balancing Authority of Northern California | SMUD | BANC | 1971-09-01 | 2050-12-31 | 77 | Hydro | Hydro_Standard | Hydro | BANC_Hydro | 0 | 0 | 0 | teppc | 0 | 0
Jaybird H1 | Jaybird_H1 | Jaybird H1 | teppc | BANC | BANC | Balancing Authority of Northern California | SMUD | BANC | 1961-04-01 | 2050-01-01 | 77 | Hydro | Hydro_Standard | Hydro | BANC_Hydro | 0 | 0 | 0 | teppc | 0 | 0
Noxon_Rapids_2 | Noxon_Rapids_2 | Noxon Rapids-2 | teppc | AVA | AVA | Avista Corp. | BPAT | NW | 1959-10-01 | 2050-12-31 | 76.8 | Hydro | Hydro_Standard | Hydro | NW_Hydro | 0 | 0 | 0 | teppc | 0 | 0
Klondike Wind III-2 | Klondike_Wind_III_2 | Klondike Windpower III-2 | teppc | TPWR | TPWR | Tacoma Power | BPAT | NW | 2009-01-01 | 2050-12-31 | 76.5 | WT-Onshore | wind_onshorewind | Wind | NW_Wind | 0 | 0 | 0 | teppc | 0 | 0
Twin Buttes 2 | Twin_Buttes_2 | Twin Buttes II Wind Project¦Twin Buttes Wind Project-WT2 | teppc | PSCO | PSCO | Public Service Company of Colorado | PSCO | Excluded | 2017-12-01 | 2050-12-31 | 76 | WT-Onshore | wind_onshorewind | Wind | Excluded_Wind | 0 | 0 | 0 | teppc | 0 | 0
WARNE_2_UNIT | WARNE_2_UNIT | WARNE HYDRO AGGREGATE | caiso | SCE | SCE | Southern California Edison | SCE | CAISO | 1982-01-01 | 2050-12-31 | 76 | n/a | Hydro_Standard | Hydro | CAISO_Hydro | 0 | 0 | 0 | not relevant | 0 | 0
Newman_2 | Newman_2 | Newman-2 | teppc | EPE | EPE | El Paso Electric Company | PNM_EPE | SW | 1963-06-01 | 2023-12-31 | 76 | ST-NatGas | ST_NG | Steam | SW_ST | 0 | 0 | 0 | teppc | 0 | 0
Halkirk1 | Halkirk1 | Halkirk-WG1-1 | teppc | AESO | AESO | Alberta Electric System Operator | BCHA_AESO | Excluded | 2012-12-01 | 2050-12-31 | 75.6 | WT-Onshore | wind_onshorewind | Wind | Excluded_Wind | 0 | 0 | 0 | teppc | 0 | 0
ASTORA_2_SOLAR2 | ASTORA_2_SOLAR2 | Astoria 2 | caiso | SCE | SCE | Southern California Edison | SCE | CAISO | 2016-10-31 | 2050-12-31 | 75 | n/a | PVgeneric_sun | Solar_Fixed | CAISO_Solar | 1 | 9 | 0 | in old list | 1 | 0
SwanHillsSagCC | SwanHillsSagCC | Swan Hills Sagitawah-1 | teppc | BCHA | BCHA | British Columbia Transmission Company | BCHA_AESO | Excluded | 2015-10-01 | 2050-12-31 | 75 | CCWhole-SynGas | CC_Syngas | CC | Excluded_CCGT | 0 | 0 | 0 | teppc | 0 | 0
Twin Buttes 1 | Twin_Buttes_1 | Twin Buttes WT1 | teppc | PSCO | PSCO | Public Service Company of Colorado | PSCO | Excluded | 2007-10-01 | 2050-12-01 | 75 | WT-Onshore | wind_onshorewind | Wind | Excluded_Wind | 0 | 0 | 0 | teppc | 0 | 0
DeMoss Petrie | DeMoss_Petrie | DeMoss Petrie CT 2 GT2 | teppc | TEPC | TEPC | Tucson Electric Power Company | TEPC | SW | 2001-06-01 | 2050-12-31 | 75 | CT-NatGas-Aero | CT_NG | CT | SW_Peaker | 0 | 0 | 0 | teppc | 0 | 0
Primrose_1 | Primrose_1 | Primrose-1 | teppc | AESO | AESO | Alberta Electric System Operator | BCHA_AESO | Excluded | 1998-12-01 | 2050-12-01 | 75 | CT-AB-Cogen | Cogen_NG | Cogen | Excluded_CHP | 0 | 0 | 0 | teppc | 0 | 0
Brush CC1 | Brush_CC1 | BrushCC1 (Total CC Plant) | teppc | PSCO | PSCO | Public Service Company of Colorado | PSCO | Excluded | 1990-10-01 | 2050-12-31 | 75 | CCWhole-NatGas-Industrial | CC_NG | CC | Excluded_CCGT | 0 | 0 | 0 | teppc | 0 | 0
Camino 2 | Camino_2 | Camino H2 | teppc | BANC | BANC | Balancing Authority of Northern California | SMUD | BANC | 1968-08-01 | 2050-01-01 | 75 | Hydro | Hydro_Standard | Hydro | BANC_Hydro | 0 | 0 | 0 | teppc | 0 | 0
Camino 1 | Camino_1 | Camino H1 | teppc | BANC | BANC | Balancing Authority of Northern California | SMUD | BANC | 1963-10-01 | 2050-01-01 | 75 | Hydro | Hydro_Standard | Hydro | BANC_Hydro | 0 | 0 | 0 | teppc | 0 | 0
H Wilson Sundt ST2 | H_Wilson_Sundt_ST2 | H. Wilson Sundt Generating Station ST2 | teppc | TEPC | TEPC | Tucson Electric Power Company | TEPC | SW | 1960-10-01 | 2019-08-31 | 75 | ST-NatGas | ST_NG | Steam | SW_ST | 0 | 0 | 0 | teppc | 0 | 0
Yucca ST1 | Yucca_ST1 | Yucca ST1 | teppc | IID | IID | Imperial Irrigation District | IID | IID | 1959-04-01 | 2050-12-31 | 75 | ST-NatGas | ST_NG | Steam | IID_Peaker | 0 | 0 | 0 | teppc | 0 | 0
H Wilson Sundt ST1 | H_Wilson_Sundt_ST1 | H. Wilson Sundt Generating Station ST1 | teppc | TEPC | TEPC | Tucson Electric Power Company | TEPC | SW | 1958-12-01 | 2019-08-31 | 75 | ST-NatGas | ST_NG | Steam | SW_ST | 0 | 0 | 0 | teppc | 0 | 0
KUCC-4 | KUCC_4 | KUCC-4 | teppc | PAUT | PAUT | Utah, PACE Utility | PACE | NW | 1958-01-01 | 2050-12-31 | 75 | ST-Coal | Steam_Coal | Coal | NW_Coal | 0 | 0 | 0 | teppc | 0 | 0
CEP_4 | CEP_4 |  | teppc | PSCO | PSCO | Public Service Company of Colorado | PSCO | Excluded | 1950-01-01 | 2050-12-31 | 75 | SolarPV-Tracking | 1axPV_sun | Solar_1Axis | Excluded_Solar | 0 | 0 | 0 | teppc | 0 | 0
GEYS11_7_UNIT11 | GEYS11_7_UNIT11 | GEYSERS UNIT 11 (HEALDSBURG) | caiso | PGE_Bay | PGE_Bay | Pacific Gas and Electric Bay | PGE_Bay | CAISO | 1975-01-01 | 2050-12-31 | 74.4 | n/a | Geothermal_steam | Geothermal | CAISO_Geothermal | 0 | 0 | 0 | not relevant | 0 | 0
McClellan 1 | McClellan_1 | McClellan 1 | teppc | BANC | BANC | Balancing Authority of Northern California | SMUD | BANC | 1986-03-01 | 2050-12-31 | 74 | CT-NatGas-Industrial | CT_NG | CT | BANC_Peaker | 0 | 0 | 0 | teppc | 0 | 0
Agua Fria 4 | Agua_Fria_4 | Agua Fria CT AF4 | teppc | SRP | SRP | Salt River Project | SRP | SW | 1975-05-01 | 2050-12-31 | 74 | CT-NatGas-Industrial | CT_NG | CT | SW_Peaker | 0 | 0 | 0 | teppc | 0 | 0
Agua Fria 5 | Agua_Fria_5 | Agua Fria CT AF5 | teppc | SRP | SRP | Salt River Project | SRP | SW | 1974-07-01 | 2050-12-31 | 74 | CT-NatGas-Industrial | CT_NG | CT | SW_Peaker | 0 | 0 | 0 | teppc | 0 | 0
Agua Fria 6 | Agua_Fria_6 | Agua Fria CT AF6 | teppc | SRP | SRP | Salt River Project | SRP | SW | 1974-07-01 | 2050-12-31 | 74 | CT-NatGas-Industrial | CT_NG | CT | SW_Peaker | 0 | 0 | 0 | teppc | 0 | 0
Newman_1 | Newman_1 | Newman-1 | teppc | EPE | EPE | El Paso Electric Company | PNM_EPE | SW | 1960-05-01 | 2022-12-31 | 74 | ST-NatGas | ST_NG | Steam | SW_ST | 0 | 0 | 0 | teppc | 0 | 0
Halkirk2 | Halkirk2 | Halkirk-WG1-2 | teppc | AESO | AESO | Alberta Electric System Operator | BCHA_AESO | Excluded | 2012-12-01 | 2050-12-31 | 73.8 | WT-Onshore | wind_onshorewind | Wind | Excluded_Wind | 0 | 0 | 0 | teppc | 0 | 0
East_Toba1 | East_Toba1 | East Toba and Montrose Creek (ETR)-1_East Toba and Montrose Creek (ETR)-1_IPP-ETR | teppc | BCHA | BCHA | British Columbia Transmission Company | BCHA_AESO | Excluded | 2010-07-01 | 2045-05-27 | 73.65 | Hydro | Hydro_Standard | Hydro | Excluded_Hydro | 0 | 0 | 0 | teppc | 0 | 0
East_Toba2 | East_Toba2 | East Toba and Montrose Creek (ETR)-2_East Toba and Montrose Creek (ETR)-2_IPP-ETR | teppc | BCHA | BCHA | British Columbia Transmission Company | BCHA_AESO | Excluded | 2010-07-01 | 2045-05-27 | 73.65 | Hydro | Hydro_Standard | Hydro | Excluded_Hydro | 0 | 0 | 0 | teppc | 0 | 0
CabinetGorge2 | CabinetGorge2 | Cabinet Gorge-2 | teppc | AVA | AVA | Avista Corp. | BPAT | NW | 1953-02-01 | 2050-12-31 | 73.2 | Hydro | Hydro_Standard | Hydro | NW_Hydro | 0 | 0 | 0 | teppc | 0 | 0
CabinetGorge3 | CabinetGorge3 | Cabinet Gorge-3 | teppc | AVA | AVA | Avista Corp. | BPAT | NW | 1952-11-01 | 2050-12-31 | 73.2 | Hydro | Hydro_Standard | Hydro | NW_Hydro | 0 | 0 | 0 | teppc | 0 | 0
Gadsby_2 | Gadsby_2 | Gadsby-2 | teppc | PAUT | PAUT | Utah, PACE Utility | PACE | NW | 1952-12-01 | 2040-01-01 | 73 | ST-NatGas | ST_NG | Steam | NW_Peaker | 0 | 0 | 0 | teppc | 0 | 0
NIC_SUN 13 | NIC_SUN_13 | NIC_SUN 13 | teppc | BCHA | BCHA | British Columbia Transmission Company | BCHA_AESO | Excluded | 2018-03-30 | 2050-03-30 | 72.4 | SolarPV-NonTracking | FixedPV_sun | Solar_Fixed | Excluded_Solar | 0 | 0 | 0 | teppc | 0 | 0
Clark 4 | Clark_4 | Clark-GT4 | teppc | PNM | PNM | Public Service Company of New Mexico | PNM_EPE | SW | 1973-06-01 | 2020-09-01 | 72.4 | CT-NatGas-Industrial | CT_NG | CT | SW_Peaker | 0 | 0 | 0 | teppc | 0 | 0
WillowCreekEC | WillowCreekEC | Willow Creek Energy Center-1 | teppc | TPWR | TPWR | Tacoma Power | BPAT | NW | 2009-02-01 | 2050-12-31 | 72 | WT-Onshore | wind_onshorewind | Wind | NW_Wind | 0 | 0 | 0 | teppc | 0 | 0
Harry Allen GT4 | Harry_Allen_GT4 | Harry Allen GT4 | teppc | NEVP | NEVP | Nevada Power Company | NEVP | SW | 2006-06-01 | 2037-12-31 | 72 | CT-NatGas-Aero | CT_NG | CT | SW_Peaker | 0 | 0 | 0 | teppc | 0 | 0
Harry Allen GT1 | Harry_Allen_GT1 | Harry Allen GT1 | teppc | NEVP | NEVP | Nevada Power Company | NEVP | SW | 1995-06-01 | 2030-01-01 | 72 | CT-NatGas-Aero | CT_NG | CT | SW_Peaker | 0 | 0 | 0 | teppc | 0 | 0
BLM_2_UNITS | BLM_2_UNITS | BLM EAST Facility | caiso | SCE | SCE | Southern California Edison | SCE | CAISO | 1988-12-05 | 2050-12-31 | 72 | n/a | Geothermal_steam | Geothermal | CAISO_Geothermal | 0 | 1 | 0 | not relevant | 1 | 0
GEYS18_7_UNIT18 | GEYS18_7_UNIT18 | GEYSERS UNIT 18 (HEALDSBURG) | caiso | PGE_Bay | PGE_Bay | Pacific Gas and Electric Bay | PGE_Bay | CAISO | 1983-01-01 | 2050-12-31 | 72 | n/a | Geothermal_steam | Geothermal | CAISO_Geothermal | 0 | 0 | 0 | not relevant | 0 | 0
DONNLS_7_UNIT | DONNLS_7_UNIT |  | caiso | PGE_Valley | PGE_Valley | Pacific Gas and Electric Valley | PGE_Valley | CAISO | 1957-01-01 | 2050-12-31 | 72 | n/a | Hydro_Standard | Hydro | CAISO_Hydro | 0 | 0 | 0 | not relevant | 0 | 0
CEP_5 | CEP_5 |  | teppc | PSCO | PSCO | Public Service Company of Colorado | PSCO | Excluded | 1950-01-01 | 2050-12-31 | 72 | SolarPV-Tracking | 1axPV_sun | Solar_1Axis | Excluded_Solar | 0 | 0 | 0 | teppc | 0 | 0
DEVERS_1_QF | DEVERS_1_QF | DEVERS QFS | caiso | SCE | SCE | Southern California Edison | SCE | CAISO | 1983-01-01 | 2050-12-31 | 71.63 | n/a | wind_onshorewind | Wind | CAISO_Wind | 1 | 8 | 0 | in old list | 1 | 0
Kerr_KER1 | Kerr_KER1 | Kerr-KER1 | teppc | NWMT | NWMT | NorthWestern Energy | NWMT_WAUW | NW | 1938-10-01 | 2050-12-31 | 70.6 | Hydro | Hydro_Standard | Hydro | NW_Hydro | 0 | 0 | 0 | teppc | 0 | 0
PIT3_7_PL1X3 | PIT3_7_PL1X3 | PIT PH 3 UNITS 1, 2 & 3 AGGREGATE | caiso | PGE_Valley | PGE_Valley | Pacific Gas and Electric Valley | PGE_Valley | CAISO | 1925-01-01 | 2050-12-31 | 70.6 | n/a | Hydro_Standard | Hydro | CAISO_Hydro | 0 | 0 | 0 | not relevant | 0 | 0
CRESTA_7_PL1X2 | CRESTA_7_PL1X2 | CRESTA PH UNIT 1 & 2 AGGREGATE | caiso | PGE_Valley | PGE_Valley | Pacific Gas and Electric Valley | PGE_Valley | CAISO | 1949-01-01 | 2050-12-31 | 70.4 | n/a | Hydro_Standard | Hydro | CAISO_Hydro | 0 | 0 | 0 | not relevant | 0 | 0
MarengoWind2 | MarengoWind2 | Marengo Wind Plant-2 | teppc | PACW | PACW | PacifiCorp – West | PACW | NW | 2008-07-01 | 2050-12-31 | 70.2 | WT-Onshore | wind_onshorewind | Wind | NW_Wind | 0 | 0 | 0 | teppc | 0 | 0
WhistlingRidge1 | WhistlingRidge1 | Whistling Ridge Wind-WT (1) | teppc | TPWR | TPWR | Tacoma Power | BPAT | NW | 2018-12-31 | 2050-04-15 | 70 | WT-Onshore | wind_onshorewind | Wind | NW_Wind | 0 | 0 | 0 | teppc | 0 | 0
Rawhide D | Rawhide_D | Rawhide CT D | teppc | PSCO | PSCO | Public Service Company of Colorado | PSCO | Excluded | 2004-06-01 | 2050-12-31 | 70 | CT-NatGas-Industrial | CT_NG | CT | Excluded_Peaker | 0 | 0 | 0 | teppc | 0 | 0
Rawhide C | Rawhide_C | Rawhide CT C | teppc | PSCO | PSCO | Public Service Company of Colorado | PSCO | Excluded | 2002-10-01 | 2050-12-31 | 70 | CT-NatGas-Industrial | CT_NG | CT | Excluded_Peaker | 0 | 0 | 0 | teppc | 0 | 0
Rawhide B | Rawhide_B | Rawhide CT B | teppc | PSCO | PSCO | Public Service Company of Colorado | PSCO | Excluded | 2002-08-01 | 2050-12-31 | 70 | CT-NatGas-Industrial | CT_NG | CT | Excluded_Peaker | 0 | 0 | 0 | teppc | 0 | 0
Clark Mountain 3 | Clark_Mountain_3 | Tracy (Clark Mountain) GT3 | teppc | SPPC | SPPC | Nevada Power Company | NEVP | SW | 1994-07-01 | 2030-01-01 | 70 | CT-NatGas-Industrial | CT_NG | CT | SW_Peaker | 0 | 0 | 0 | teppc | 0 | 0
Clark Mountain 4 | Clark_Mountain_4 | Tracy (Clark Mountain) GT4 | teppc | SPPC | SPPC | Nevada Power Company | NEVP | SW | 1994-07-01 | 2030-01-01 | 70 | CT-NatGas-Industrial | CT_NG | CT | SW_Peaker | 0 | 0 | 0 | teppc | 0 | 0
SunPeak NVE 5657 | SunPeak_NVE_5657 | Sun Peak Project 5657 | teppc | NEVP | NEVP | Nevada Power Company | NEVP | SW | 1991-06-01 | 2030-01-01 | 70 | CT-NatGas-Industrial | CT_NG | CT | SW_Peaker | 0 | 0 | 0 | teppc | 0 | 0
SunPeak NVE 5658 | SunPeak_NVE_5658 | Sun Peak Project 5658 | teppc | NEVP | NEVP | Nevada Power Company | NEVP | SW | 1991-06-01 | 2030-01-01 | 70 | CT-NatGas-Industrial | CT_NG | CT | SW_Peaker | 0 | 0 | 0 | teppc | 0 | 0
SunPeak NVE 5659 | SunPeak_NVE_5659 | Sun Peak Project 5659 | teppc | NEVP | NEVP | Nevada Power Company | NEVP | SW | 1991-06-01 | 2030-01-01 | 70 | CT-NatGas-Industrial | CT_NG | CT | SW_Peaker | 0 | 0 | 0 | teppc | 0 | 0
KRAMER_1_SEGS37 | KRAMER_1_SEGS37 | LUZ SOLAR PARTNERS 3-7 AGGREGATE | caiso | SCE | SCE | Southern California Edison | SCE | CAISO | 1986-01-01 | 2050-12-31 | 70 | n/a | SolarThermal_sun | Solar_Thermal | CAISO_Solar | 1 | 4 | 0 | in old list | 1 | 0
El Centro 4 | El_Centro_4 | El Centro ST 4 | teppc | IID | IID | Imperial Irrigation District | IID | IID | 1985-06-01 | 2023-06-01 | 70 | ST-NatGas | ST_NG | Steam | IID_Peaker | 0 | 0 | 0 | teppc | 0 | 0
GEYS14_7_UNIT14 | GEYS14_7_UNIT14 | GEYSERS UNIT 14 (HEALDSBURG) | caiso | PGE_Bay | PGE_Bay | Pacific Gas and Electric Bay | PGE_Bay | CAISO | 1980-01-01 | 2050-12-31 | 70 | n/a | Geothermal_steam | Geothermal | CAISO_Geothermal | 0 | 0 | 0 | not relevant | 0 | 0
Apache GT3 | Apache_GT3 | Apache CT GT3 | teppc | WALC | WALC | Western Area Power Administration, Lower Colorado Region | WALC | SW | 1973-12-01 | 2050-12-31 | 70 | CT-NatGas-Industrial | CT_NG | CT | SW_Peaker | 0 | 0 | 0 | teppc | 0 | 0
Trinity 1 | Trinity_1 | Trinity 1 | teppc | BANC | BANC | Balancing Authority of Northern California | SMUD | BANC | 1963-12-01 | 2050-12-31 | 70 | Hydro | Hydro_Standard | Hydro | BANC_Hydro | 0 | 0 | 0 | teppc | 0 | 0
Trinity 2 | Trinity_2 | Trinity 2 | teppc | BANC | BANC | Balancing Authority of Northern California | SMUD | BANC | 1963-12-01 | 2050-12-31 | 70 | Hydro | Hydro_Standard | Hydro | BANC_Hydro | 0 | 0 | 0 | teppc | 0 | 0
POEPH_7_UNIT 1 | POEPH_7_UNIT_1 | POE HYDRO UNIT 1 | caiso | PGE_Valley | PGE_Valley | Pacific Gas and Electric Valley | PGE_Valley | CAISO | 1958-01-01 | 2050-12-31 | 69 | n/a | Hydro_Standard | Hydro | CAISO_Hydro | 0 | 0 | 0 | not relevant | 0 | 0
Folsom 1 | Folsom_1 | Folsom 1 | teppc | BANC | BANC | Balancing Authority of Northern California | SMUD | BANC | 1955-12-01 | 2050-12-31 | 69 | Hydro | Hydro_Standard | Hydro | BANC_Hydro | 0 | 0 | 0 | teppc | 0 | 0
Folsom 2 | Folsom_2 | Folsom 2 | teppc | BANC | BANC | Balancing Authority of Northern California | SMUD | BANC | 1955-10-01 | 2050-12-31 | 69 | Hydro | Hydro_Standard | Hydro | BANC_Hydro | 0 | 0 | 0 | teppc | 0 | 0
Folsom 3 | Folsom_3 | Folsom 3 | teppc | BANC | BANC | Balancing Authority of Northern California | SMUD | BANC | 1955-05-01 | 2050-12-31 | 69 | Hydro | Hydro_Standard | Hydro | BANC_Hydro | 0 | 0 | 0 | teppc | 0 | 0
Gadsby_1 | Gadsby_1 | Gadsby-1 | teppc | PAUT | PAUT | Utah, PACE Utility | PACE | NW | 1951-09-01 | 2040-01-01 | 69 | ST-NatGas | ST_NG | Steam | NW_Peaker | 0 | 0 | 0 | teppc | 0 | 0
POEPH_7_UNIT 2 | POEPH_7_UNIT_2 | POE HYDRO UNIT 2 | caiso | PGE_Valley | PGE_Valley | Pacific Gas and Electric Valley | PGE_Valley | CAISO | 1958-01-01 | 2050-12-31 | 68.5 | n/a | Hydro_Standard | Hydro | CAISO_Hydro | 0 | 0 | 0 | not relevant | 0 | 0
Hoover Dam A9 | Hoover_Dam_A9 | Hoover Dam AZ A9 | teppc | TH_Mead | TH_Mead | Hoover | WALC | SW | 1937-08-01 | 2050-12-31 | 68.5 | Hydro | Hydro_Standard | Hydro | SW_Hydro | 0 | 0 | 0 | teppc | 0 | 0
BridgeRiver21 | BridgeRiver21 | Bridge River 2-1_Bridge River 2-1_BCH-BRT | teppc | BCHA | BCHA | British Columbia Transmission Company | BCHA_AESO | Excluded | 1934-01-01 | 2033-03-31 | 68.5 | Hydro | Hydro_Standard | Hydro | Excluded_Hydro | 0 | 0 | 0 | teppc | 0 | 0
BridgeRiver22 | BridgeRiver22 | Bridge River 2-2_Bridge River 2-2_BCH-BRT | teppc | BCHA | BCHA | British Columbia Transmission Company | BCHA_AESO | Excluded | 1934-01-01 | 2033-03-31 | 68.5 | Hydro | Hydro_Standard | Hydro | Excluded_Hydro | 0 | 0 | 0 | teppc | 0 | 0
BridgeRiver23 | BridgeRiver23 | Bridge River 2-3_Bridge River 2-3_BCH-BRT | teppc | BCHA | BCHA | British Columbia Transmission Company | BCHA_AESO | Excluded | 1934-01-01 | 2033-03-31 | 68.5 | Hydro | Hydro_Standard | Hydro | Excluded_Hydro | 0 | 0 | 0 | teppc | 0 | 0
BridgeRiver24 | BridgeRiver24 | Bridge River 2-4_Bridge River 2-4_BCH-BRT | teppc | BCHA | BCHA | British Columbia Transmission Company | BCHA_AESO | Excluded | 1934-01-01 | 2033-03-31 | 68.5 | Hydro | Hydro_Standard | Hydro | Excluded_Hydro | 0 | 0 | 0 | teppc | 0 | 0
Tuolumne Wind | Tuolumne_Wind | Tuolumne Wind Project-W1 | teppc | TPWR | TPWR | Tacoma Power | BPAT | NW | 2009-05-01 | 2050-12-31 | 68.3 | WT-Onshore | wind_onshorewind | Wind | NW_Wind | 0 | 0 | 0 | teppc | 0 | 0
Grayson CT8BC | Grayson_CT8BC | Grayson 8BC | teppc | LDWP | LDWP | Los Angeles Department of Water and Power | LADWP | LDWP | 2026-01-01 | 2050-12-31 | 68 | CT-NatGas-Industrial | CT_NG | CT | LDWP_Peaker | 0 | 0 | 0 | teppc | 0 | 0
NW_Energy_1 | NW_Energy_1 | NW Energy-1_NW Energy-1_IPP-NWE | teppc | BCHA | BCHA | British Columbia Transmission Company | BCHA_AESO | Excluded | 1993-04-01 | 2040-03-31 | 67.69 | Bio-ST | ST_Biomass | Biomass/Wood | Excluded_Biomass | 0 | 0 | 0 | teppc | 0 | 0
Bluffview 2-3 | Bluffview_2_3 | Bluffview 2-3 (Mothballed as of 2016) | teppc | PNM | PNM | Public Service Company of New Mexico | PNM_EPE | SW | 1950-01-01 | 2050-12-31 | 67.2 | CCWhole-NatGas-Aero | CC_NG | CC | SW_CCGT | 0 | 0 | 0 | teppc | 0 | 0
Brush CC2 | Brush_CC2 | BrushCC2 (Total CC Plant) | teppc | PSCO | PSCO | Public Service Company of Colorado | PSCO | Excluded | 1994-01-01 | 2050-12-31 | 67.1 | CCWhole-NatGas-Aero | CC_NG | CC | Excluded_CCGT | 0 | 0 | 0 | teppc | 0 | 0
Highlands Wind 1 | Highlands_Wind_1 | Colorado Highlands Wind Project CHW1 | teppc | WACM | WACM | Western Area Power Administration, Colorado-Missouri Region | WACM | Excluded | 2012-12-01 | 2050-12-31 | 67 | WT-Onshore | wind_onshorewind | Wind | Excluded_Wind | 0 | 0 | 0 | teppc | 0 | 0
Yale2 | Yale2 | Yale-2 | teppc | PACW | PACW | PacifiCorp – West | PACW | NW | 1953-11-01 | 2050-12-31 | 67 | Hydro | Hydro_Standard | Hydro | NW_Hydro | 0 | 0 | 0 | teppc | 0 | 0
Yale1 | Yale1 | Yale-1 | teppc | PACW | PACW | PacifiCorp – West | PACW | NW | 1953-09-01 | 2050-12-31 | 67 | Hydro | Hydro_Standard | Hydro | NW_Hydro | 0 | 0 | 0 | teppc | 0 | 0
McLymontCreek | McLymontCreek | McLymont Creek-1_McLymont Creek-1_IPP-MCY | teppc | BCHA | BCHA | British Columbia Transmission Company | BCHA_AESO | Excluded | 2015-11-01 | 2075-10-31 | 66 | Hydro | Hydro_Standard | Hydro | Excluded_Hydro | 0 | 0 | 0 | teppc | 0 | 0
NEENCH_6_SOLAR | NEENCH_6_SOLAR | Alpine Solar | caiso | SCE | SCE | Southern California Edison | SCE | CAISO | 2013-01-18 | 2050-12-31 | 66 | n/a | PVgeneric_sun | Solar_Fixed | CAISO_Solar | 1 | 1 | 0 | in old list | 1 | 0
Reeves 3 | Reeves_3 | Reeves 3 | teppc | PNM | PNM | Public Service Company of New Mexico | PNM_EPE | SW | 1962-07-01 | 2050-12-31 | 66 | ST-NatGas | ST_NG | Steam | SW_ST | 0 | 0 | 0 | teppc | 0 | 0
GLNARM_2_UNIT 5 | GLNARM_2_UNIT_5 | Glenarm Turbine 5 | caiso | SCE | SCE | Southern California Edison | SCE | CAISO | 2016-12-01 | 2050-12-31 | 65.81 | COMBINED CYCLE_NATURAL GAS | CC_NG | CC | CAISO_CCGT2 | 0 | 0 | 0 | not relevant | 0 | 0
Yellowtail 1 | Yellowtail_1 | Yellowtail 1 | teppc | WACM | WACM | Western Area Power Administration, Colorado-Missouri Region | WACM | Excluded | 1966-11-01 | 2050-12-31 | 65.79 | Hydro | Hydro_Standard | Hydro | Excluded_Hydro | 0 | 0 | 0 | teppc | 0 | 0
Yellowtail 3 | Yellowtail_3 | Yellowtail 3 | teppc | WACM | WACM | Western Area Power Administration, Colorado-Missouri Region | WACM | Excluded | 1966-11-01 | 2050-12-31 | 65.79 | Hydro | Hydro_Standard | Hydro | Excluded_Hydro | 0 | 0 | 0 | teppc | 0 | 0
Yellowtail 2 | Yellowtail_2 | Yellowtail 2 | teppc | WACM | WACM | Western Area Power Administration, Colorado-Missouri Region | WACM | Excluded | 1966-10-01 | 2050-12-31 | 65.79 | Hydro | Hydro_Standard | Hydro | Excluded_Hydro | 0 | 0 | 0 | teppc | 0 | 0
Yellowtail 4 | Yellowtail_4 | Yellowtail 4 | teppc | WACM | WACM | Western Area Power Administration, Colorado-Missouri Region | WACM | Excluded | 1966-10-01 | 2050-12-31 | 65.79 | Hydro | Hydro_Standard | Hydro | Excluded_Hydro | 0 | 0 | 0 | teppc | 0 | 0
SCACogen2 CC | SCACogen2_CC | Proctor & Gamble Cogen (Total CC Plant) | teppc | BANC | BANC | Balancing Authority of Northern California | SMUD | BANC | 1997-03-01 | 2030-04-15 | 65.6 | CCWhole-NatGas-Aero | CC_NG | CC | BANC_CCGT | 0 | 0 | 0 | teppc | 0 | 0
HUMBPP_1_UNITS3 | HUMBPP_1_UNITS3 | Humboldt Bay Generating Station 3 | caiso | PGE_Bay | PGE_Bay | Pacific Gas and Electric Bay | PGE_Bay | CAISO | 2010-09-29 | 2050-12-31 | 65.08 | ICE-NatGas | ICE_NG | ICE | CAISO_Reciprocating_Engine | 0 | 0 | 0 | not relevant | 0 | 0
HINSON_6_LBECH1 | HINSON_6_LBECH1 | Long Beach Unit 1 | caiso | SCE | SCE | Southern California Edison | SCE | CAISO | 2007-08-01 | 2050-12-31 | 65 | CT-NatGas-Aero | CT_NG | CT | CAISO_Peaker2 | 0 | 0 | 0 | not relevant | 0 | 0
HINSON_6_LBECH2 | HINSON_6_LBECH2 | Long Beach Unit 2 | caiso | SCE | SCE | Southern California Edison | SCE | CAISO | 2007-08-01 | 2050-12-31 | 65 | CT-NatGas-Aero | CT_NG | CT | CAISO_Peaker2 | 0 | 0 | 0 | not relevant | 0 | 0
HINSON_6_LBECH3 | HINSON_6_LBECH3 | Long Beach Unit 3 | caiso | SCE | SCE | Southern California Edison | SCE | CAISO | 2007-08-01 | 2050-12-31 | 65 | CT-NatGas-Aero | CT_NG | CT | CAISO_Peaker2 | 0 | 0 | 0 | not relevant | 0 | 0
HINSON_6_LBECH4 | HINSON_6_LBECH4 | Long Beach Unit 4 | caiso | SCE | SCE | Southern California Edison | SCE | CAISO | 2007-08-01 | 2050-12-31 | 65 | CT-NatGas-Aero | CT_NG | CT | CAISO_Peaker2 | 0 | 0 | 0 | not relevant | 0 | 0
Nevada Solar One | Nevada_Solar_One | Nevada Solar One ONE | teppc | NEVP | NEVP | Nevada Power Company | NEVP | SW | 2007-07-01 | 2050-12-31 | 65 | SolarThermal-CSP6 | SolarThermal_sun | Solar_Thermal | SW_Solar | 0 | 0 | 0 | teppc | 0 | 0
Rawhide A | Rawhide_A | Rawhide CT A | teppc | PSCO | PSCO | Public Service Company of Colorado | PSCO | Excluded | 2002-06-01 | 2050-12-31 | 65 | CT-NatGas-Industrial | CT_NG | CT | Excluded_Peaker | 0 | 0 | 0 | teppc | 0 | 0
ClearwaterPaper4 | ClearwaterPaper4 | Clearwater Paper IPP Lewiston-GEN4 | teppc | AVA | AVA | Avista Corp. | BPAT | NW | 1991-02-01 | 2050-12-31 | 65 | Bio-ST | ST_Biomass | Biomass/Wood | NW_Biomass | 0 | 0 | 0 | teppc | 0 | 0
Wahleach_1 | Wahleach_1 | Wahleach-1_Wahleach-1_BCH-WAH | teppc | BCHA | BCHA | British Columbia Transmission Company | BCHA_AESO | Excluded | 1952-01-01 | 2033-03-31 | 65 | Hydro | Hydro_Standard | Hydro | Excluded_Hydro | 0 | 0 | 0 | teppc | 0 | 0
Hudson Ranch I | Hudson_Ranch_I | John L. Featherstone Plant HRP1¦Hudson Ranch I HRP1¦HUDSON_13.8_HUDSON_RNCH | teppc | IID | IID | Imperial Irrigation District | IID | IID | 2012-03-09 | 2050-12-31 | 64.8 | Geo-BinaryCycle | Geothermal_steam | Geothermal | IID_Geothermal | 0 | 0 | 0 | teppc | 0 | 0
ECHOWIND2 | ECHOWIND2 | ECHOWIND | teppc | PACW | PACW | PacifiCorp – West | PACW | NW | 1950-01-01 | 2050-12-31 | 64.6 | WT-Onshore | wind_onshorewind | Wind | NW_Wind | 0 | 0 | 0 | teppc | 0 | 0
Frank Knutson 1 | Frank_Knutson_1 | Frank R. Knutson BR1 | teppc | PSCO | PSCO | Public Service Company of Colorado | PSCO | Excluded | 2002-06-01 | 2050-12-31 | 64.5 | CT-NatGas-Aero | CT_NG | CT | Excluded_Peaker | 0 | 0 | 0 | teppc | 0 | 0
Frank Knutson 2 | Frank_Knutson_2 | Frank R. Knutson BR2 | teppc | PSCO | PSCO | Public Service Company of Colorado | PSCO | Excluded | 2002-06-01 | 2050-12-31 | 64.5 | CT-NatGas-Aero | CT_NG | CT | Excluded_Peaker | 0 | 0 | 0 | teppc | 0 | 0
Limon CT 1 | Limon_CT_1 | Limon Generation Station L1 | teppc | WACM | WACM | Western Area Power Administration, Colorado-Missouri Region | WACM | Excluded | 2002-01-01 | 2050-12-31 | 64.5 | CT-NatGas-Industrial | CT_NG | CT | Excluded_Peaker | 0 | 0 | 0 | teppc | 0 | 0
Limon CT 2 | Limon_CT_2 | Limon Generation Station L2 | teppc | WACM | WACM | Western Area Power Administration, Colorado-Missouri Region | WACM | Excluded | 2002-01-01 | 2050-12-31 | 64.5 | CT-NatGas-Industrial | CT_NG | CT | Excluded_Peaker | 0 | 0 | 0 | teppc | 0 | 0
MedicineHat15 | MedicineHat15 | CMH 15-1 | teppc | AESO | AESO | Alberta Electric System Operator | BCHA_AESO | Excluded | 2010-07-01 | 2050-12-31 | 64 | CT-NatGas-Industrial | CT_NG | CT | Excluded_Peaker | 0 | 0 | 0 | teppc | 0 | 0
SimpsonTacoma | SimpsonTacoma | Simpson Tacoma Kraft Biomass-STG1 | teppc | TPWR | TPWR | Tacoma Power | BPAT | NW | 2009-07-01 | 2050-12-31 | 64 | Bio-ST | ST_Biomass | Biomass/Wood | NW_Biomass | 0 | 0 | 0 | teppc | 0 | 0
Yellowstone_Eng | Yellowstone_Eng | Yellowstone Energy LP-GEN1 | teppc | NWMT | NWMT | NorthWestern Energy | NWMT_WAUW | NW | 1995-06-01 | 2050-12-31 | 64 | ST-Coal | Steam_Coal | Coal | NW_Coal | 0 | 0 | 0 | teppc | 0 | 0
Copper_1 | Copper_1 | Copper-1 | teppc | EPE | EPE | El Paso Electric Company | PNM_EPE | SW | 1980-07-01 | 2030-12-31 | 64 | CT-NatGas-Industrial | CT_NG | CT | SW_Peaker | 0 | 0 | 0 | teppc | 0 | 0
RE Slate (Stanford) | Slate_Stanford | RE Slate (Stanford) | other | PGE_Valley | PGE_Valley | Pacific Gas and Electric Valley | PGE_Valley | CAISO | 2021-06-30 | 2050-12-01 | 63 | Solar PV - Ground mountSolar: Tracking (1 Axis) | 1axPV_sun | 1axPV_sun | CAISO_Solar | 1 | 0 | 1 | new | 1 | 0
EurusCombinHill | EurusCombinHill | Eurus Combine Hills Turbine Ranch 2-1 | teppc | BPAT | BPAT | Bonneville Power Administration – Transmission | BPAT | NW | 2010-01-01 | 2050-12-31 | 63 | WT-Onshore | wind_onshorewind | Wind | NW_Wind | 0 | 0 | 0 | teppc | 0 | 0
Carson Ice CC | Carson_Ice_CC | Carson Ice Cogen (Total CC Plant) | teppc | BANC | BANC | Balancing Authority of Northern California | SMUD | BANC | 1995-10-01 | 2050-12-31 | 62.7 | CCWhole-NatGas-Aero | CC_NG | CC | BANC_CCGT | 0 | 0 | 0 | teppc | 0 | 0
HoweSoundGreen1 | HoweSoundGreen1 | Howe Sound Green Energy-1_Howe Sound Green Energy-1_IPP-HSP | teppc | BCHA | BCHA | British Columbia Transmission Company | BCHA_AESO | Excluded | 2011-11-11 | 2030-01-01 | 62.5 | Bio-ST | ST_Biomass | Biomass/Wood | Excluded_Biomass | 0 | 0 | 0 | teppc | 0 | 0
STANDBY_AGG._3 | STANDBY_AGG__3 | STANDBY AGG.-3 | teppc | PNM | PNM | Public Service Company of New Mexico | PNM_EPE | SW | 2003-07-01 | 2030-04-15 | 62.2 | CT-OilDistillate | CT_Oil | CT | SW_Peaker | 0 | 0 | 0 | teppc | 0 | 0
GEYS20_7_UNIT20 | GEYS20_7_UNIT20 | GEYSERS UNIT 20 (HEALDSBURG) | caiso | PGE_Bay | PGE_Bay | Pacific Gas and Electric Bay | PGE_Bay | CAISO | 1985-01-01 | 2050-12-31 | 62 | n/a | Geothermal_steam | Geothermal | CAISO_Geothermal | 0 | 0 | 0 | not relevant | 0 | 0
McClure 2 | McClure_2 | McClure CT 2 | teppc | BANC | BANC | Balancing Authority of Northern California | SMUD | BANC | 1981-07-01 | 2050-12-31 | 62 | CT-OilDistillate | CT_Oil | CT | BANC_Peaker | 0 | 0 | 0 | teppc | 0 | 0
McClure 1 | McClure_1 | McClure CT 1 | teppc | BANC | BANC | Balancing Authority of Northern California | SMUD | BANC | 1980-07-01 | 2050-12-31 | 62 | CT-OilDistillate | CT_Oil | CT | BANC_Peaker | 0 | 0 | 0 | teppc | 0 | 0
Ocotillo GT2 | Ocotillo_GT2 | Ocotillo CT GT2 | teppc | AZPS | AZPS | Arizona Public Service Company | AZPS | SW | 1973-07-01 | 2050-12-31 | 62 | CT-NatGas-Aero | CT_NG | CT | SW_Peaker | 0 | 0 | 0 | teppc | 0 | 0
Saguaro AZ 1 | Saguaro_AZ_1 | Saguaro CT GT1 | teppc | AZPS | AZPS | Arizona Public Service Company | AZPS | SW | 1973-07-01 | 2050-12-31 | 62 | CT-NatGas-Industrial | CT_NG | CT | SW_Peaker | 0 | 0 | 0 | teppc | 0 | 0
Ocotillo GT1 | Ocotillo_GT1 | Ocotillo CT GT1 | teppc | AZPS | AZPS | Arizona Public Service Company | AZPS | SW | 1972-05-01 | 2050-12-31 | 62 | CT-NatGas-Aero | CT_NG | CT | SW_Peaker | 0 | 0 | 0 | teppc | 0 | 0
Saguaro GE1 | Saguaro_GE1 | Saguaro CT GE1 | teppc | AZPS | AZPS | Arizona Public Service Company | AZPS | SW | 1972-05-01 | 2050-12-31 | 62 | CT-NatGas-Industrial | CT_NG | CT | SW_Peaker | 0 | 0 | 0 | teppc | 0 | 0
TIGRCK_7_UNITS | TIGRCK_7_UNITS | TIGER CREEK HYDRO AGGREGATE | caiso | PGE_Valley | PGE_Valley | Pacific Gas and Electric Valley | PGE_Valley | CAISO | 1931-01-01 | 2050-12-31 | 62 | n/a | Hydro_Standard | Hydro | CAISO_Hydro | 0 | 0 | 0 | not relevant | 0 | 0
WHTWTR_1_WINDA1 | WHTWTR_1_WINDA1 | Whitewater Hill Wind Project | caiso | SCE | SCE | Southern California Edison | SCE | CAISO | 2002-08-31 | 2050-12-31 | 61.5 |  | wind_onshorewind | Wind | CAISO_Wind | 1 | 1 | 0 | in old list | 1 | 0
Hoover Dam A8 | Hoover_Dam_A8 | Hoover Dam AZ A8 | teppc | TH_Mead | TH_Mead | Hoover | WALC | SW | 1939-06-01 | 2050-12-31 | 61.5 | Hydro | Hydro_Standard | Hydro | SW_Hydro | 0 | 0 | 0 | teppc | 0 | 0
RE-BR1_26960_1 | RE_BR1_26960_1 | Recurrent Solar | teppc | LDWP | LDWP | Los Angeles Department of Water and Power | LADWP | LDWP | 2015-06-01 | 2050-12-31 | 61.1 | SolarPV-NonTracking | FixedPV_sun | Solar_Fixed | LDWP_Solar | 0 | 0 | 0 | teppc | 0 | 0
TURQ_GEN | TURQ_GEN | Turquoise Solar | teppc | SPPC | SPPC | Nevada Power Company | NEVP | SW | 2018-01-01 | 2050-12-31 | 61 | SolarPV-NonTracking | FixedPV_sun | Solar_Fixed | SW_Solar | 0 | 0 | 0 | teppc | 0 | 0
PGP_Bio | PGP_Bio | PGP Bio Energy Project-1_PGP Bio Energy Project-1_IPP-PGP | teppc | BCHA | BCHA | British Columbia Transmission Company | BCHA_AESO | Excluded | 2009-08-11 | 2040-09-14 | 60.6 | Bio-ST | ST_Biomass | Biomass/Wood | Excluded_Biomass | 0 | 0 | 0 | teppc | 0 | 0
NrthwdGreenPwr | NrthwdGreenPwr | Northwood Green Power-1_Northwood Green Power-1_IPP-NWP | teppc | BCHA | BCHA | British Columbia Transmission Company | BCHA_AESO | Excluded | 2014-03-01 | 2050-03-01 | 60.42 | Bio-ST | ST_Biomass | Biomass/Wood | Excluded_Biomass | 0 | 0 | 0 | teppc | 0 | 0
EXCLSG_1_SOLAR | EXCLSG_1_SOLAR | Excelsior Solar | caiso | PGE_Valley | PGE_Valley | Pacific Gas and Electric Valley | PGE_Valley | CAISO | 1/1/1899 | 2050-12-31 | 60 | PVgeneric_sun | PVgeneric_sun | Solar_Fixed | CAISO_Solar | 1 | 1 | 0 | in old list | 1 | 0
TRNQL8_2_VERSR1 | TRNQL8_2_VERSR1 | Tranquillity 8 Verde | caiso | PGE_Valley | PGE_Valley | Pacific Gas and Electric Valley | PGE_Valley | CAISO | 2018-04-17 | 2050-12-31 | 60 | PHOTO VOLTAIC_SUN | PVgeneric_sun | Solar_Fixed | CAISO_Solar | 1 | 0 | 1 | old | 1 | 0
Bullmoose1 | Bullmoose1 | Bullmoose Wind Project-1_Bullmoose Wind Project-1_IPP-BLL | teppc | BCHA | BCHA | British Columbia Transmission Company | BCHA_AESO | Excluded | 2016-11-01 | 2036-11-02 | 60 | WT-Onshore | wind_onshorewind | Wind | Excluded_Wind | 0 | 0 | 0 | teppc | 0 | 0
Bullmoose2 | Bullmoose2 | Bullmoose Wind Project-2_Bullmoose Wind Project-2_IPP-BLL | teppc | BCHA | BCHA | British Columbia Transmission Company | BCHA_AESO | Excluded | 2016-11-01 | 2036-11-02 | 60 | WT-Onshore | wind_onshorewind | Wind | Excluded_Wind | 0 | 0 | 0 | teppc | 0 | 0
Peak View Rattlsnake | Peak_View_Rattlsnake | Peak View Wind Energy Farm¦Rattlesnake Wind | teppc | PSCO | PSCO | Public Service Company of Colorado | PSCO | Excluded | 2016-10-01 | 2050-12-31 | 60 | WT-Onshore | wind_onshorewind | Wind | Excluded_Wind | 0 | 0 | 0 | teppc | 0 | 0
MNDOTA_1_SOLAR1 | MNDOTA_1_SOLAR1 | North Star Solar 1 | caiso | PGE_Valley | PGE_Valley | Pacific Gas and Electric Valley | PGE_Valley | CAISO | 2015-06-20 | 2050-12-31 | 60 | n/a | PVgeneric_sun | Solar_Fixed | CAISO_Solar | 1 | 1 | 0 | in old list | 1 | 0
Spring Canyon 2-3 | Spring_Canyon_2_3 | Spring Canyon II & III Energy Center | teppc | PSCO | PSCO | Public Service Company of Colorado | PSCO | Excluded | 2014-12-01 | 2050-12-31 | 60 | WT-Onshore | wind_onshorewind | Wind | Excluded_Wind | 0 | 0 | 0 | teppc | 0 | 0
LAMONT_1_SOLAR1 | LAMONT_1_SOLAR1 | Regulus Solar | caiso | PGE_Valley | PGE_Valley | Pacific Gas and Electric Valley | PGE_Valley | CAISO | 2014-11-11 | 2050-12-31 | 60 | n/a | PVgeneric_sun | Solar_Fixed | CAISO_Solar | 1 | 1 | 0 | in old list | 1 | 0
Rainbow9 | Rainbow9 | Rainbow-RAI9 | teppc | NWMT | NWMT | NorthWestern Energy | NWMT_WAUW | NW | 2013-06-30 | 2050-12-31 | 60 | Hydro | Hydro_Standard | Hydro | NW_Hydro | 0 | 0 | 0 | teppc | 0 | 0
MountainWind1 | MountainWind1 | Mountain Wind Power LLC-1 | teppc | PAWY | PAWY | Wyoming, PACE Utility | PACE | NW | 2008-04-01 | 2050-12-31 | 60 | WT-Onshore | wind_onshorewind | Wind | NW_Wind | 0 | 0 | 0 | teppc | 0 | 0
Spring Canyon 1 | Spring_Canyon_1 | Spring Canyon I Energy Center 1 | teppc | PSCO | PSCO | Public Service Company of Colorado | PSCO | Excluded | 2006-02-01 | 2050-12-31 | 60 | WT-Onshore | wind_onshorewind | Wind | Excluded_Wind | 0 | 0 | 0 | teppc | 0 | 0
CONTRL_1_OXBOW | CONTRL_1_OXBOW | Dixie Valley Geo | caiso | NEVP | SCE | Southern California Edison | SCE | CAISO | 1988-06-14 | 2050-12-31 | 60 | n/a | Geothermal_steam | Geothermal | CAISO_Geothermal | 0 | 2 | 0 | not relevant | 1 | 0
GEYS17_7_UNIT17 | GEYS17_7_UNIT17 | GEYSERS UNIT 17 (HEALDSBURG) | caiso | PGE_Bay | PGE_Bay | Pacific Gas and Electric Bay | PGE_Bay | CAISO | 1982-01-01 | 2050-12-31 | 60 | n/a | Geothermal_steam | Geothermal | CAISO_Geothermal | 0 | 0 | 0 | not relevant | 0 | 0
Northeast | Northeast | Northeast 1&2 SwiftPac only 1 gen | teppc | AVA | AVA | Avista Corp. | BPAT | NW | 1978-12-01 | 2050-12-31 | 60 | CT-NatGas-Aero | CT_NG | CT | NW_Peaker | 0 | 0 | 0 | teppc | 0 | 0
Bighorn_1 | Bighorn_1 | Bighorn-1 | teppc | AESO | AESO | Alberta Electric System Operator | BCHA_AESO | Excluded | 1972-01-01 | 2050-12-01 | 60 | Hydro | Hydro_Standard | Hydro | Excluded_Hydro | 0 | 0 | 0 | teppc | 0 | 0
Bighorn_2 | Bighorn_2 | Bighorn-2 | teppc | AESO | AESO | Alberta Electric System Operator | BCHA_AESO | Excluded | 1972-01-01 | 2050-12-01 | 60 | Hydro | Hydro_Standard | Hydro | Excluded_Hydro | 0 | 0 | 0 | teppc | 0 | 0
Kyrene 4 | Kyrene_4 | Kyrene CT KY4 | teppc | SRP | SRP | Salt River Project | SRP | SW | 1971-12-01 | 2050-12-31 | 60 | CT-NatGas-Industrial | CT_NG | CT | SW_Peaker | 0 | 0 | 0 | teppc | 0 | 0
WDLEAF_7_UNIT 1 | WDLEAF_7_UNIT_1 | WOODLEAF HYDRO | caiso | PGE_Valley | PGE_Valley | Pacific Gas and Electric Valley | PGE_Valley | CAISO | 1963-01-01 | 2050-12-31 | 60 | n/a | Hydro_Standard | Hydro | CAISO_Hydro | 0 | 0 | 0 | not relevant | 0 | 0
WindyFlats2 | WindyFlats2 | Windy Flats Wind Project-2 | teppc | TPWR | TPWR | Tacoma Power | BPAT | NW | 2010-01-01 | 2050-12-31 | 59.8 | WT-Onshore | wind_onshorewind | Wind | NW_Wind | 0 | 0 | 0 | teppc | 0 | 0
CabinetGorge1 | CabinetGorge1 | Cabinet Gorge-1 | teppc | AVA | AVA | Avista Corp. | BPAT | NW | 1953-08-01 | 2050-12-31 | 59.4 | Hydro | Hydro_Standard | Hydro | NW_Hydro | 0 | 0 | 0 | teppc | 0 | 0
CabinetGorge4 | CabinetGorge4 | Cabinet Gorge-4 | teppc | AVA | AVA | Avista Corp. | BPAT | NW | 1952-09-01 | 2050-12-31 | 59.4 | Hydro | Hydro_Standard | Hydro | NW_Hydro | 0 | 0 | 0 | teppc | 0 | 0
VINCNT_2_WESTWD | VINCNT_2_WESTWD | Oasis Power Plant | caiso | SCE | SCE | Southern California Edison | SCE | CAISO | 2005-03-31 | 2050-12-31 | 59 | n/a | wind_onshorewind | Wind | CAISO_Wind | 1 | 1 | 0 | in old list | 1 | 0
Fredonia_3 | Fredonia_3 | Fredonia-3 | teppc | PSEI | PSEI | Puget Sound Energy | BPAT | NW | 2001-07-01 | 2050-12-31 | 58.9 | CT-NatGas-Industrial | CT_NG | CT | NW_Peaker | 0 | 0 | 0 | teppc | 0 | 0
Fredonia_4 | Fredonia_4 | Fredonia-4 | teppc | PSEI | PSEI | Puget Sound Energy | BPAT | NW | 2001-07-01 | 2050-12-31 | 58.9 | CT-NatGas-Industrial | CT_NG | CT | NW_Peaker | 0 | 0 | 0 | teppc | 0 | 0
Milner_Hydro_1 | Milner_Hydro_1 | Milner Hydro-1 | teppc | IPMV | IPMV | Idaho Magic Valley | IPCO | NW | 1992-12-01 | 2050-12-31 | 58.62 | Hydro | Hydro_Standard | Hydro | NW_Hydro | 0 | 0 | 0 | teppc | 0 | 0
Milner_Hydro_2 | Milner_Hydro_2 | Milner Hydro-2 | teppc | IPMV | IPMV | Idaho Magic Valley | IPCO | NW | 1992-09-01 | 2050-12-31 | 58.62 | Hydro | Hydro_Standard | Hydro | NW_Hydro | 0 | 0 | 0 | teppc | 0 | 0
Red Horse 2 Solar | Red_Horse_2_Solar | Red Horse 2 Solar Farm RH2S | teppc | TEPC | TEPC | Tucson Electric Power Company | TEPC | SW | 2015-08-01 | 2050-12-31 | 58.5 | SolarPV-Tracking | 1axPV_sun | Solar_1Axis | SW_Solar | 0 | 0 | 0 | teppc | 0 | 0
Milford Wind 1-2 | Milford_Wind_1_2 | Milford Wind Corridor I LLC-1-part2¦Milford Wind Corridor Project 1B | teppc | LDWP | LDWP | Los Angeles Department of Water and Power | LADWP | LDWP | 2010-09-01 | 2050-12-31 | 58.5 | WT-Onshore | wind_onshorewind | Wind | LDWP_Wind | 0 | 0 | 0 | teppc | 0 | 0
Sunnyside_Cgn | Sunnyside_Cgn | Sunnyside Cogen Associates-GEN1 | teppc | PAUT | PAUT | Utah, PACE Utility | PACE | NW | 1993-02-01 | 2050-12-31 | 58.103 | ST-Coal | Steam_Coal | Coal | NW_Coal | 0 | 0 | 0 | teppc | 0 | 0
Pteragen_Butte1 | Pteragen_Butte1 | Pteragen Peace Butte-1 | teppc | AESO | AESO | Alberta Electric System Operator | BCHA_AESO | Excluded | 2013-10-04 | 2050-12-31 | 58 | WT-Onshore | wind_onshorewind | Wind | Excluded_Wind | 0 | 0 | 0 | teppc | 0 | 0
Pteragen_Butte2 | Pteragen_Butte2 | Pteragen Peace Butte-2 | teppc | AESO | AESO | Alberta Electric System Operator | BCHA_AESO | Excluded | 2013-10-04 | 2050-12-31 | 58 | WT-Onshore | wind_onshorewind | Wind | Excluded_Wind | 0 | 0 | 0 | teppc | 0 | 0
Bluffview 1CC | Bluffview_1CC | BluffviewCC (Total CC Plant) | teppc | WALC | WALC | Western Area Power Administration, Lower Colorado Region | WALC | SW | 2005-04-01 | 2050-12-31 | 58 | CCWhole-NatGas-Aero | CC_NG | CC | SW_CCGT | 0 | 0 | 0 | teppc | 0 | 0
HorseButteWind1 | HorseButteWind1 | Horse Butte Wind I, LLC-1 | teppc | PAID | PAID | Idaho, PACE Utility | IPCO | NW | 2012-08-01 | 2050-12-31 | 57.6 | WT-Onshore | wind_onshorewind | Wind | NW_Wind | 0 | 0 | 0 | teppc | 0 | 0
Sage Solar | Sage_Solar |  | teppc | PAWY | PAWY | Wyoming, PACE Utility | PACE | NW | 1950-01-01 | 2050-12-31 | 57.6 | Solar | PVgeneric_sun | Solar_Fixed | NW_Solar | 0 | 0 | 0 | teppc | 0 | 0
BullCreekWind1 | BullCreekWind1 | Windlab Bull Creek Wind Project-1 | teppc | BCHA | BCHA | British Columbia Transmission Company | BCHA_AESO | Excluded | 2014-02-03 | 2050-12-31 | 57.5 | WT-Onshore | wind_onshorewind | Wind | Excluded_Wind | 0 | 0 | 0 | teppc | 0 | 0
BUCKCK_7_PL1X2 | BUCKCK_7_PL1X2 | BUCKS CREEK AGGREGATE | caiso | PGE_Valley | PGE_Valley | Pacific Gas and Electric Valley | PGE_Valley | CAISO | 1928-01-01 | 2050-12-31 | 57.25 | n/a | Hydro_Standard | Hydro | CAISO_Hydro | 0 | 0 | 0 | not relevant | 0 | 0
Thompson_Falls7 | Thompson_Falls7 | Thompson Falls-TF7 | teppc | NWMT | NWMT | NorthWestern Energy | NWMT_WAUW | NW | 1996-01-01 | 2050-12-31 | 57.1 | Hydro | Hydro_Standard | Hydro | NW_Hydro | 0 | 0 | 0 | teppc | 0 | 0
Clark 12 | Clark_12 | Clark CT 12 | teppc | NEVP | NEVP | Nevada Power Company | NEVP | SW | 2008-11-01 | 2039-12-31 | 57 | CT-NatGas-Aero | CT_NG | CT | SW_Peaker | 0 | 0 | 0 | teppc | 0 | 0
Clark 19 | Clark_19 | Clark CT 19 | teppc | NEVP | NEVP | Nevada Power Company | NEVP | SW | 2008-11-01 | 2039-12-31 | 57 | CT-NatGas-Aero | CT_NG | CT | SW_Peaker | 0 | 0 | 0 | teppc | 0 | 0
Clark 21 | Clark_21 | Clark CT 21 | teppc | NEVP | NEVP | Nevada Power Company | NEVP | SW | 2008-11-01 | 2039-12-31 | 57 | CT-NatGas-Aero | CT_NG | CT | SW_Peaker | 0 | 0 | 0 | teppc | 0 | 0
Clark 22 | Clark_22 | Clark CT 22 | teppc | NEVP | NEVP | Nevada Power Company | NEVP | SW | 2008-09-01 | 2039-12-31 | 57 | CT-NatGas-Aero | CT_NG | CT | SW_Peaker | 0 | 0 | 0 | teppc | 0 | 0
Clark 20 | Clark_20 | Clark CT 20 | teppc | NEVP | NEVP | Nevada Power Company | NEVP | SW | 2008-08-01 | 2039-12-31 | 57 | CT-NatGas-Aero | CT_NG | CT | SW_Peaker | 0 | 0 | 0 | teppc | 0 | 0
Clark 11 | Clark_11 | Clark CT 11 | teppc | NEVP | NEVP | Nevada Power Company | NEVP | SW | 2008-07-01 | 2039-12-31 | 57 | CT-NatGas-Aero | CT_NG | CT | SW_Peaker | 0 | 0 | 0 | teppc | 0 | 0
Clark 13 | Clark_13 | Clark CT 13 | teppc | NEVP | NEVP | Nevada Power Company | NEVP | SW | 2008-07-01 | 2039-12-31 | 57 | CT-NatGas-Aero | CT_NG | CT | SW_Peaker | 0 | 0 | 0 | teppc | 0 | 0
Clark 14 | Clark_14 | Clark CT 14 | teppc | NEVP | NEVP | Nevada Power Company | NEVP | SW | 2008-07-01 | 2039-12-31 | 57 | CT-NatGas-Aero | CT_NG | CT | SW_Peaker | 0 | 0 | 0 | teppc | 0 | 0
Clark 15 | Clark_15 | Clark CT 15 | teppc | NEVP | NEVP | Nevada Power Company | NEVP | SW | 2008-07-01 | 2039-12-31 | 57 | CT-NatGas-Aero | CT_NG | CT | SW_Peaker | 0 | 0 | 0 | teppc | 0 | 0
Clark 16 | Clark_16 | Clark CT 16 | teppc | NEVP | NEVP | Nevada Power Company | NEVP | SW | 2008-07-01 | 2039-12-31 | 57 | CT-NatGas-Aero | CT_NG | CT | SW_Peaker | 0 | 0 | 0 | teppc | 0 | 0
Clark 17 | Clark_17 | Clark CT 17 | teppc | NEVP | NEVP | Nevada Power Company | NEVP | SW | 2008-07-01 | 2039-12-31 | 57 | CT-NatGas-Aero | CT_NG | CT | SW_Peaker | 0 | 0 | 0 | teppc | 0 | 0
Clark 18 | Clark_18 | Clark CT 18 | teppc | NEVP | NEVP | Nevada Power Company | NEVP | SW | 2008-07-01 | 2039-12-31 | 57 | CT-NatGas-Aero | CT_NG | CT | SW_Peaker | 0 | 0 | 0 | teppc | 0 | 0
GEYS12_7_UNIT12 | GEYS12_7_UNIT12 | GEYSERS UNIT 12 (HEALDSBURG) | caiso | PGE_Bay | PGE_Bay | Pacific Gas and Electric Bay | PGE_Bay | CAISO | 1979-01-01 | 2050-12-31 | 57 | n/a | Geothermal_steam | Geothermal | CAISO_Geothermal | 0 | 0 | 0 | not relevant | 0 | 0
Mormon Flat 2 | Mormon_Flat_2 | Mormon Flat MF2 | teppc | SRP | SRP | Salt River Project | SRP | SW | 1971-06-01 | 2050-12-31 | 57 | PS-Hydro | Hydro_PumpedStorage | PSH | SW_Pumped_Hydro | 0 | 0 | 0 | teppc | 0 | 0
RCKCRK_7_UNIT 1 | RCKCRK_7_UNIT_1 | ROCK CREEK HYDRO UNIT 1 | caiso | PGE_Valley | PGE_Valley | Pacific Gas and Electric Valley | PGE_Valley | CAISO | 1950-01-01 | 2050-12-31 | 57 | n/a | Hydro_Standard | Hydro | CAISO_Hydro | 0 | 0 | 0 | not relevant | 0 | 0
RCKCRK_7_UNIT 2 | RCKCRK_7_UNIT_2 | ROCK CREEK HYDRO UNIT 2 | caiso | PGE_Valley | PGE_Valley | Pacific Gas and Electric Valley | PGE_Valley | CAISO | 1950-01-01 | 2050-12-31 | 56.9 | n/a | Hydro_Standard | Hydro | CAISO_Hydro | 0 | 1 | 0 | not relevant | 1 | 0
Yuma Cogen CC | Yuma_Cogen_CC | YumaCogenCC (Total CC Plant) | teppc | AZPS | AZPS | Arizona Public Service Company | AZPS | SW | 1994-05-01 | 2050-12-31 | 56.2 | CCWhole-NatGas-Industrial | CC_NG | CC | SW_CCGT | 0 | 0 | 0 | teppc | 0 | 0
STOILS_1_UNITS | STOILS_1_UNITS | STOILS_1_UNIT 2 | caiso | PGE_Bay | PGE_Bay | Pacific Gas and Electric Bay | PGE_Bay | CAISO | 1992-08-31 | 2050-12-31 | 56.2 | ST-NatGas | Cogen_NG | Cogen | CAISO_CHP | 0 | 0 | 0 | not relevant | 0 | 0
Flaming Gorge 3 | Flaming_Gorge_3 | Flaming Gorge 3 | teppc | WACM | WACM | Western Area Power Administration, Colorado-Missouri Region | WACM | Excluded | 1996-02-01 | 2050-12-31 | 56.1 | Hydro | Hydro_Standard | Hydro | Excluded_Hydro | 0 | 0 | 0 | teppc | 0 | 0
Flaming Gorge 2 | Flaming_Gorge_2 | Flaming Gorge 2 | teppc | WACM | WACM | Western Area Power Administration, Colorado-Missouri Region | WACM | Excluded | 1964-02-01 | 2050-12-31 | 56.1 | Hydro | Hydro_Standard | Hydro | Excluded_Hydro | 0 | 0 | 0 | teppc | 0 | 0
Flaming Gorge 1 | Flaming_Gorge_1 | Flaming Gorge 1 | teppc | WACM | WACM | Western Area Power Administration, Colorado-Missouri Region | WACM | Excluded | 1963-12-01 | 2050-12-31 | 56.1 | Hydro | Hydro_Standard | Hydro | Excluded_Hydro | 0 | 0 | 0 | teppc | 0 | 0
Castaic 7 | Castaic_7 | Castaic Hydro 7 | teppc | LDWP | LDWP | Los Angeles Department of Water and Power | LADWP | LDWP | 1950-01-01 | 2050-12-31 | 56 | Hydro | Hydro_Standard | Hydro | LDWP_Hydro | 0 | 0 | 0 | teppc | 0 | 0
PIT7_7_UNIT 1 | PIT7_7_UNIT_1 | PIT PH 7 UNIT 1 | caiso | PGE_Valley | PGE_Valley | Pacific Gas and Electric Valley | PGE_Valley | CAISO | 1965-01-01 | 2050-12-31 | 55.7 | n/a | Hydro_Standard | Hydro | CAISO_Hydro | 0 | 0 | 0 | not relevant | 0 | 0
Oxbow_(OR)_4 | Oxbow__OR__4 | Oxbow (OR)-4 | teppc | IPTV | IPTV | Idaho Treasure Valley | IPCO | NW | 1961-11-01 | 2050-12-31 | 55.4 | Hydro | Hydro_Standard | Hydro | NW_Hydro | 0 | 0 | 0 | teppc | 0 | 0
Oxbow_(OR)_3 | Oxbow__OR__3 | Oxbow (OR)-3 | teppc | IPTV | IPTV | Idaho Treasure Valley | IPCO | NW | 1961-09-01 | 2050-12-31 | 55.4 | Hydro | Hydro_Standard | Hydro | NW_Hydro | 0 | 0 | 0 | teppc | 0 | 0
Oxbow_(OR)_1 | Oxbow__OR__1 | Oxbow (OR)-1 | teppc | IPTV | IPTV | Idaho Treasure Valley | IPCO | NW | 1961-07-01 | 2050-12-31 | 55.4 | Hydro | Hydro_Standard | Hydro | NW_Hydro | 0 | 0 | 0 | teppc | 0 | 0
Oxbow_(OR)_2 | Oxbow__OR__2 | Oxbow (OR)-2 | teppc | IPTV | IPTV | Idaho Treasure Valley | IPCO | NW | 1961-07-01 | 2050-12-31 | 55.4 | Hydro | Hydro_Standard | Hydro | NW_Hydro | 0 | 0 | 0 | teppc | 0 | 0
KERNRG_1_UNITS | KERNRG_1_UNITS |  | caiso | PGE_Valley | PGE_Valley | Pacific Gas and Electric Valley | PGE_Valley | CAISO | 1985-01-01 | 2050-12-31 | 55.2 | CT-NatGas-Aero | CT_NG | CT | CAISO_Peaker1 | 0 | 0 | 0 | not relevant | 0 | 0
Luning Solar | Luning_Solar | Luning Solar Energy Project 1 | teppc | SPPC | SPPC | Nevada Power Company | NEVP | SW | 2016-09-01 | 2050-12-31 | 55 | SolarPV-NonTracking | FixedPV_sun | Solar_Fixed | SW_Solar | 0 | 0 | 0 | teppc | 0 | 0
Harmac_Biomass | Harmac_Biomass | Harmac Biomass-1_Harmac Biomass-1_IPP-HMC | teppc | BCHA | BCHA | British Columbia Transmission Company | BCHA_AESO | Excluded | 2013-08-12 | 2028-08-12 | 55 | Bio-ST | ST_Biomass | Biomass/Wood | Excluded_Biomass | 0 | 0 | 0 | teppc | 0 | 0
McMahon_1 | McMahon_1 | McMahon-1_McMahon-1_IPP-MCM | teppc | BCHA | BCHA | British Columbia Transmission Company | BCHA_AESO | Excluded | 1993-11-02 | 2040-10-01 | 55 | CT-NatGas-Industrial | CT_NG | CT | Excluded_Peaker | 0 | 0 | 0 | teppc | 0 | 0
McMahon_2 | McMahon_2 | McMahon-2_McMahon-2_IPP-MCM | teppc | BCHA | BCHA | British Columbia Transmission Company | BCHA_AESO | Excluded | 1993-11-02 | 2040-10-01 | 55 | CT-NatGas-Industrial | CT_NG | CT | Excluded_Peaker | 0 | 0 | 0 | teppc | 0 | 0
OAK C_7_UNIT 1 | OAK_C_7_UNIT_1 | OAKLAND STATION C GT UNIT 1 | caiso | PGE_Bay | PGE_Bay | Pacific Gas and Electric Bay | PGE_Bay | CAISO | 1978-01-01 | 2050-12-31 | 55 | CT-OilDistillate | CT_Oil | CT | CAISO_Peaker2 | 0 | 0 | 0 | not relevant | 0 | 0
OAK C_7_UNIT 2 | OAK_C_7_UNIT_2 | OAKLAND STATION C GT UNIT 2 | caiso | PGE_Bay | PGE_Bay | Pacific Gas and Electric Bay | PGE_Bay | CAISO | 1978-01-01 | 2050-12-31 | 55 | CT-OilDistillate | CT_Oil | CT | CAISO_Peaker2 | 0 | 0 | 0 | not relevant | 0 | 0
OAK C_7_UNIT 3 | OAK_C_7_UNIT_3 | OAKLAND STATION C GT UNIT 3 | caiso | PGE_Bay | PGE_Bay | Pacific Gas and Electric Bay | PGE_Bay | CAISO | 1978-01-01 | 2050-12-31 | 55 | CT-OilDistillate | CT_Oil | CT | CAISO_Peaker2 | 0 | 0 | 0 | not relevant | 0 | 0
Don Pedro 1 | Don_Pedro_1 | Don Pedro 1 | teppc | TIDC | TIDC | Turlock Irrigation District | TID | BANC | 1971-05-01 | 2050-12-31 | 55 | Hydro | Hydro_Standard | Hydro | BANC_Hydro | 0 | 0 | 0 | teppc | 0 | 0
Don Pedro 2 | Don_Pedro_2 | Don Pedro 2 | teppc | TIDC | TIDC | Turlock Irrigation District | TID | BANC | 1971-05-01 | 2050-12-31 | 55 | Hydro | Hydro_Standard | Hydro | BANC_Hydro | 0 | 0 | 0 | teppc | 0 | 0
Don Pedro 3 | Don_Pedro_3 | Don Pedro 3 | teppc | BANC | BANC | Balancing Authority of Northern California | SMUD | BANC | 1971-05-01 | 2050-12-31 | 55 | Hydro | Hydro_Standard | Hydro | BANC_Hydro | 0 | 0 | 0 | teppc | 0 | 0
NAROW2_2_UNIT | NAROW2_2_UNIT | Narrows Powerhouse Unit 2 | caiso | PGE_Valley | PGE_Valley | Pacific Gas and Electric Valley | PGE_Valley | CAISO | 1969-01-01 | 2050-12-31 | 55 | n/a | Hydro_Standard | Hydro | CAISO_Hydro | 0 | 0 | 0 | not relevant | 0 | 0
Olive O2 | Olive_O2 | Olive O2 | teppc | LDWP | LDWP | Los Angeles Department of Water and Power | LADWP | LDWP | 1964-09-01 | 2050-12-31 | 55 | ST-NatGas | ST_NG | Steam | LDWP_ST | 0 | 0 | 0 | teppc | 0 | 0
Buntzen1-1 | Buntzen1_1 | Buntzen 1-1_Buntzen 1-1_BCH-LB1 | teppc | BCHA | BCHA | British Columbia Transmission Company | BCHA_AESO | Excluded | 1903-01-01 | 2033-03-31 | 55 | Hydro | Hydro_Standard | Hydro | Excluded_Hydro | 0 | 0 | 0 | teppc | 0 | 0
Las Vegas Cogen 1CC | Las_Vegas_Cogen_1CC | LasVegasCogen1CC (Total CC Plant) | teppc | NEVP | NEVP | Nevada Power Company | NEVP | SW | 1994-06-01 | 2050-12-31 | 54.9 | CCWhole-NatGas-Aero | CC_NG | CC | SW_CCGT | 0 | 0 | 0 | teppc | 0 | 0
PIT7_7_UNIT 2 | PIT7_7_UNIT_2 | PIT PH 7 UNIT 2 | caiso | PGE_Valley | PGE_Valley | Pacific Gas and Electric Valley | PGE_Valley | CAISO | 1965-01-01 | 2050-12-31 | 54.6 | n/a | Hydro_Standard | Hydro | CAISO_Hydro | 0 | 0 | 0 | not relevant | 0 | 0
BALCHS_7_UNIT 3 | BALCHS_7_UNIT_3 | BALCH 2 PH UNIT 3 | caiso | PGE_Valley | PGE_Valley | Pacific Gas and Electric Valley | PGE_Valley | CAISO | 1958-01-01 | 2050-12-31 | 54.6 | n/a | Hydro_Standard | Hydro | CAISO_Hydro | 0 | 0 | 0 | not relevant | 0 | 0
RTEDDY_2_SOLAR1 | RTEDDY_2_SOLAR1 | Rosamond West Solar 1 | caiso | SCE | SCE | Southern California Edison | SCE | CAISO | 1/1/1899 | 2050-12-31 | 54 | PVgeneric_sun | PVgeneric_sun | Solar_Fixed | CAISO_Solar | 1 | 1 | 0 | in old list | 1 | 0
RTEDDY_2_SOLAR2 | RTEDDY_2_SOLAR2 | Rosamond West Solar 2 | caiso | SCE | SCE | Southern California Edison | SCE | CAISO | 1/1/1899 | 2050-12-31 | 54 | PVgeneric_sun | PVgeneric_sun | Solar_Fixed | CAISO_Solar | 1 | 1 | 0 | in old list | 1 | 0
Almond 2-2 | Almond_2_2 | Almond 2 | teppc | TIDC | TIDC | Turlock Irrigation District | TID | BANC | 2012-07-13 | 2050-12-31 | 54 | CT-NatGas-Aero | CT_NG | CT | BANC_Peaker | 0 | 0 | 0 | teppc | 0 | 0
Almond 2-3 | Almond_2_3 | Almond 3 | teppc | TIDC | TIDC | Turlock Irrigation District | TID | BANC | 2012-07-13 | 2050-12-31 | 54 | CT-NatGas-Aero | CT_NG | CT | BANC_Peaker | 0 | 0 | 0 | teppc | 0 | 0
Almond 2-4 | Almond_2_4 | Almond 4 | teppc | TIDC | TIDC | Turlock Irrigation District | TID | BANC | 2012-07-13 | 2050-12-31 | 54 | CT-NatGas-Aero | CT_NG | CT | BANC_Peaker | 0 | 0 | 0 | teppc | 0 | 0
GOLETA_6_ELLWOD | GOLETA_6_ELLWOD | ELLWOOD ENERGY SUPPORT FACILITY | caiso | SCE | SCE | Southern California Edison | SCE | CAISO | 1974-08-01 | 2018-09-28 | 54 | CT-NatGas-Industrial | CT_NG | CT | CAISO_Peaker2 | 0 | 0 | 0 | not relevant | 0 | 0
Kyrene 5 | Kyrene_5 | Kyrene CT KY5 | teppc | SRP | SRP | Salt River Project | SRP | SW | 1973-07-01 | 2050-12-31 | 54 | CT-NatGas-Industrial | CT_NG | CT | SW_Peaker | 0 | 0 | 0 | teppc | 0 | 0
Kyrene 6 | Kyrene_6 | Kyrene CT KY6 | teppc | SRP | SRP | Salt River Project | SRP | SW | 1973-06-01 | 2050-12-31 | 54 | CT-NatGas-Industrial | CT_NG | CT | SW_Peaker | 0 | 0 | 0 | teppc | 0 | 0
Whatshan_1 | Whatshan_1 | Whatshan-1_Whatshan-1_BCH-WGS | teppc | BCHA | BCHA | British Columbia Transmission Company | BCHA_AESO | Excluded | 1951-01-01 | 2033-03-31 | 54 | Hydro | Hydro_Standard | Hydro | Excluded_Hydro | 0 | 0 | 0 | teppc | 0 | 0
Burley_Butte | Burley_Butte | Burley Butte Windpark-BBWP | teppc | IPMV | IPMV | Idaho Magic Valley | IPCO | NW | 2010-12-01 | 2050-12-31 | 53 | WT-Onshore | wind_onshorewind | Wind | NW_Wind | 0 | 0 | 0 | teppc | 0 | 0
Ft_James_Cogen | Ft_James_Cogen | Ft. James Cogen-1_Consumer Products (Camas) LLC-STG1 | teppc | PACW | PACW | PacifiCorp – West | PACW | NW | 1996-01-01 | 2050-12-31 | 53 | ST-WasteHeat | Cogen_NG | Cogen | NW_Peaker | 0 | 0 | 0 | teppc | 0 | 0
SMUDGO_7_UNIT 1 | SMUDGO_7_UNIT_1 | SONOMA POWER PLANT | caiso | PGE_Bay | PGE_Bay | Pacific Gas and Electric Bay | PGE_Bay | CAISO | 1983-01-01 | 2050-12-31 | 53 | n/a | Geothermal_steam | Geothermal | CAISO_Geothermal | 0 | 0 | 0 | not relevant | 0 | 0
Yucca GT4 | Yucca_GT4 | Yucca CT GT4 | teppc | AZPS | AZPS | Arizona Public Service Company | AZPS | SW | 1974-07-01 | 2050-12-31 | 53 | CT-OilDistillate | CT_Oil | CT | SW_Peaker | 0 | 0 | 0 | teppc | 0 | 0
Yucca GT3 | Yucca_GT3 | Yucca CT GT3 | teppc | AZPS | AZPS | Arizona Public Service Company | AZPS | SW | 1973-06-01 | 2050-12-31 | 53 | CT-NatGas-Industrial | CT_NG | CT | SW_Peaker | 0 | 0 | 0 | teppc | 0 | 0
Valmont 6 | Valmont_6 | Valmont CT 6 | teppc | PSCO | PSCO | Public Service Company of Colorado | PSCO | Excluded | 1972-12-01 | 2050-12-31 | 53 | CT-NatGas-Industrial | CT_NG | CT | Excluded_Peaker | 0 | 0 | 0 | teppc | 0 | 0
NCPA_7_GP2UN4 | NCPA_7_GP2UN4 | NCPA GEO PLANT 2 UNIT 4 | caiso | PGE_Bay | PGE_Bay | Pacific Gas and Electric Bay | PGE_Bay | CAISO | 1986-01-01 | 2050-12-31 | 52.73 | n/a | Geothermal_steam | Geothermal | CAISO_Geothermal | 0 | 0 | 0 | not relevant | 0 | 0
BALCHS_7_UNIT 2 | BALCHS_7_UNIT_2 | BALCH 2 PH UNIT 2 | caiso | PGE_Valley | PGE_Valley | Pacific Gas and Electric Valley | PGE_Valley | CAISO | 1958-01-01 | 2050-12-31 | 52.5 | n/a | Hydro_Standard | Hydro | CAISO_Hydro | 0 | 0 | 0 | not relevant | 0 | 0
SIERRA_1_UNITS | SIERRA_1_UNITS | HIGH SIERRA LIMITED | caiso | PGE_Valley | PGE_Valley | Pacific Gas and Electric Valley | PGE_Valley | CAISO | 1989-02-24 | 2050-12-31 | 52.43 | CT-NatGas-Aero | CT_NG | CT | CAISO_Peaker2 | 0 | 0 | 0 | not relevant | 0 | 0
KERNFT_1_UNITS | KERNFT_1_UNITS | KERN FRONT LIMITED | caiso | PGE_Valley | PGE_Valley | Pacific Gas and Electric Valley | PGE_Valley | CAISO | 1989-01-07 | 2050-12-31 | 52.4 | CT-NatGas-Aero | CT_NG | CT | CAISO_Peaker2 | 0 | 0 | 0 | not relevant | 0 | 0
Upper_Baker_1 | Upper_Baker_1 | Upper Baker-1 | teppc | PSEI | PSEI | Puget Sound Energy | BPAT | NW | 1958-12-01 | 2050-12-31 | 52.4 | Hydro | Hydro_Standard | Hydro | NW_Hydro | 0 | 0 | 0 | teppc | 0 | 0
Upper_Baker_2 | Upper_Baker_2 | Upper Baker-2 | teppc | PSEI | PSEI | Puget Sound Energy | BPAT | NW | 1958-12-01 | 2050-12-31 | 52.4 | Hydro | Hydro_Standard | Hydro | NW_Hydro | 0 | 0 | 0 | teppc | 0 | 0
DOUBLC_1_UNITS | DOUBLC_1_UNITS | DOUBLE "C" LIMITED | caiso | PGE_Valley | PGE_Valley | Pacific Gas and Electric Valley | PGE_Valley | CAISO | 1989-03-14 | 2050-12-31 | 52.23 | CT-NatGas-Aero | CT_NG | CT | CAISO_Peaker2 | 0 | 0 | 0 | not relevant | 0 | 0
FortNelson1 | FortNelson1 | Fort Nelson 1-1 | teppc | AESO | AESO | Alberta Electric System Operator | BCHA_AESO | Excluded | 1999-04-01 | 2050-12-01 | 52.2 | CT-NatGas-Industrial | CT_NG | CT | Excluded_Peaker | 0 | 0 | 0 | teppc | 0 | 0
Carmen_Smith_1 | Carmen_Smith_1 | Carmen Smith-1 | teppc | BPAT | BPAT | Bonneville Power Administration – Transmission | BPAT | NW | 1963-08-01 | 2050-12-31 | 52.2 | Hydro | Hydro_Standard | Hydro | NW_Hydro | 0 | 0 | 0 | teppc | 0 | 0
Carmen_Smith_2 | Carmen_Smith_2 | Carmen Smith-2 | teppc | BPAT | BPAT | Bonneville Power Administration – Transmission | BPAT | NW | 1963-08-01 | 2050-12-31 | 52.2 | Hydro | Hydro_Standard | Hydro | NW_Hydro | 0 | 0 | 0 | teppc | 0 | 0
PNOCHE_1_UNITA1 | PNOCHE_1_UNITA1 | CalPeak Power Panoche Unit 1 | caiso | PGE_Valley | PGE_Valley | Pacific Gas and Electric Valley | PGE_Valley | CAISO | 2001-12-27 | 2050-12-31 | 52.01 | CT-NatGas-Aero | CT_NG | CT | CAISO_Peaker2 | 0 | 0 | 0 | not relevant | 0 | 0
Hooper Solar | Hooper_Solar | Hooper Solar Project (San Luis Valley) SCCO3 | teppc | PSCO | PSCO | Public Service Company of Colorado | PSCO | Excluded | 2015-12-31 | 2050-12-31 | 52 | SolarPV-Tracking | 1axPV_sun | Solar_1Axis | Excluded_Solar | 0 | 0 | 0 | teppc | 0 | 0
Heber Geo Complex | Heber_Geo_Complex | Heber I Geothermal 1¦HEBER GEOTHEMAL COMPLEX PLANT¦HGC | teppc | IID | IID | Imperial Irrigation District | IID | IID | 1985-06-01 | 2050-12-31 | 52 | Geo-BinaryCycle | Geothermal_steam | Geothermal | IID_Geothermal | 0 | 0 | 0 | teppc | 0 | 0
Davis Dam 5 | Davis_Dam_5 | Davis Dam 5 | teppc | WALC | WALC | Western Area Power Administration, Lower Colorado Region | WALC | SW | 1951-06-01 | 2050-12-31 | 52 | Hydro | Hydro_Standard | Hydro | SW_Hydro | 0 | 0 | 0 | teppc | 0 | 0
Davis Dam 4 | Davis_Dam_4 | Davis Dam 4 | teppc | WALC | WALC | Western Area Power Administration, Lower Colorado Region | WALC | SW | 1951-05-01 | 2050-12-31 | 52 | Hydro | Hydro_Standard | Hydro | SW_Hydro | 0 | 0 | 0 | teppc | 0 | 0
Davis Dam 2 | Davis_Dam_2 | Davis Dam 2 | teppc | WALC | WALC | Western Area Power Administration, Lower Colorado Region | WALC | SW | 1951-04-01 | 2050-12-31 | 52 | Hydro | Hydro_Standard | Hydro | SW_Hydro | 0 | 0 | 0 | teppc | 0 | 0
Davis Dam 1 | Davis_Dam_1 | Davis Dam 1 | teppc | WALC | WALC | Western Area Power Administration, Lower Colorado Region | WALC | SW | 1951-01-01 | 2050-12-31 | 52 | Hydro | Hydro_Standard | Hydro | SW_Hydro | 0 | 0 | 0 | teppc | 0 | 0
BridgeRiver1 | BridgeRiver1 | Bridge River 1-1_Bridge River 1-1_BCH-BRT | teppc | BCHA | BCHA | British Columbia Transmission Company | BCHA_AESO | Excluded | 1934-01-01 | 2033-03-31 | 51.5 | Hydro | Hydro_Standard | Hydro | Excluded_Hydro | 0 | 0 | 0 | teppc | 0 | 0
BridgeRiver2 | BridgeRiver2 | Bridge River 1-2_Bridge River 1-2_BCH-BRT | teppc | BCHA | BCHA | British Columbia Transmission Company | BCHA_AESO | Excluded | 1934-01-01 | 2033-03-31 | 51.5 | Hydro | Hydro_Standard | Hydro | Excluded_Hydro | 0 | 0 | 0 | teppc | 0 | 0
BridgeRiver3 | BridgeRiver3 | Bridge River 1-3_Bridge River 1-3_BCH-BRT | teppc | BCHA | BCHA | British Columbia Transmission Company | BCHA_AESO | Excluded | 1934-01-01 | 2033-03-31 | 51.5 | Hydro | Hydro_Standard | Hydro | Excluded_Hydro | 0 | 0 | 0 | teppc | 0 | 0
BridgeRiver4 | BridgeRiver4 | Bridge River 1-4_Bridge River 1-4_BCH-BRT | teppc | BCHA | BCHA | British Columbia Transmission Company | BCHA_AESO | Excluded | 1934-01-01 | 2033-03-31 | 51.5 | Hydro | Hydro_Standard | Hydro | Excluded_Hydro | 0 | 0 | 0 | teppc | 0 | 0
41MB 8ME LLC | 41MB_8ME_LLC | 41MB 8ME LLC | rps | PGE_Valley | SCE | Southern California Edison | SCE | CAISO | 2020-06-01 | 2050-12-31 | 51.3 | Solar PV - Ground mountSolar: Tracking (1 Axis) | 1axPV_sun | Solar_1Axis | CAISO_Solar | 1 | 1 | 0 | in old list | 1 | 0
Skookumchuk | Skookumchuk | Skookumchuk Power Project (Purcell CG)-1_Skookumchuk Power Project (Purcell CG)-1_IPP-CRS | teppc | BCHA | BCHA | British Columbia Transmission Company | BCHA_AESO | Excluded | 2009-11-13 | 2040-09-30 | 51.3 | Bio-ST | ST_Biomass | Biomass/Wood | Excluded_Biomass | 0 | 0 | 0 | teppc | 0 | 0
BORDER_6_UNITA1 | BORDER_6_UNITA1 | CalPeak Power Border Unit 1 | caiso | SDGE | SDGE | San Diego Gas and Electric | SDGE | CAISO | 2001-10-26 | 2050-12-31 | 51.25 | CT-NatGas-Industrial | CT_NG | CT | CAISO_Peaker2 | 0 | 0 | 0 | not relevant | 0 | 0
Kit Carson Wind | Kit_Carson_Wind | Kit Carson Windpower Project KCW | teppc | WACM | WACM | Western Area Power Administration, Colorado-Missouri Region | WACM | Excluded | 2010-12-01 | 2050-12-31 | 51.2 | WT-Onshore | wind_onshorewind | Wind | Excluded_Wind | 0 | 0 | 0 | teppc | 0 | 0
KINGRV_7_UNIT 1 | KINGRV_7_UNIT_1 | KINGS RIVER HYDRO UNIT 1 | caiso | PGE_Valley | PGE_Valley | Pacific Gas and Electric Valley | PGE_Valley | CAISO | 1962-01-01 | 2050-12-31 | 51.2 | n/a | Hydro_Standard | Hydro | CAISO_Hydro | 0 | 0 | 0 | not relevant | 0 | 0
Lake | Lake | Lake L1 | teppc | LDWP | LDWP | Los Angeles Department of Water and Power | LADWP | LDWP | 2002-07-01 | 2050-12-31 | 51 | CT-NatGas-Aero | CT_NG | CT | LDWP_Peaker | 0 | 0 | 0 | teppc | 0 | 0
Elk Grove 1 Solar | Elk_Grove_1_Solar | Elk Grove 1 Solar | teppc | BANC | BANC | Balancing Authority of Northern California | SMUD | BANC | 2012-01-01 | 2050-01-01 | 50.9 | SolarPV-NonTracking | FixedPV_sun | Solar_Fixed | BANC_Solar | 0 | 0 | 0 | teppc | 0 | 0
KettleFalls1 | KettleFalls1 | Kettle Falls Generating Station-1 | teppc | AVA | AVA | Avista Corp. | BPAT | NW | 1983-12-01 | 2050-12-31 | 50.7 | Bio-ST | ST_Biomass | Biomass/Wood | NW_Biomass | 0 | 0 | 0 | teppc | 0 | 0
VACADX_1_UNITA1 | VACADX_1_UNITA1 | CalPeak Power Vaca Dixon Unit 1 | caiso | PGE_Valley | PGE_Valley | Pacific Gas and Electric Valley | PGE_Valley | CAISO | 2002-06-21 | 2050-12-31 | 50.61 | CT-NatGas-Aero | CT_NG | CT | CAISO_Peaker2 | 0 | 0 | 0 | not relevant | 0 | 0
AGRICO_7_UNIT | AGRICO_7_UNIT | Fresno Cogen | caiso | PGE_Valley | PGE_Valley | Pacific Gas and Electric Valley | PGE_Valley | CAISO | 2001-01-01 | 2050-12-31 | 50.6 | CCWhole-NatGas-Industrial | CC_NG | CC | CAISO_CCGT2 | 0 | 0 | 0 | not relevant | 0 | 0
Macho Springs Wind | Macho_Springs_Wind | Macho Springs Wind Farm GEN | teppc | TEPC | TEPC | Tucson Electric Power Company | TEPC | SW | 2011-10-31 | 2050-12-31 | 50.4 | WT-Onshore | wind_onshorewind | Wind | SW_Wind | 0 | 0 | 0 | teppc | 0 | 0
Burlington Oil 2 | Burlington_Oil_2 | Burlington CT (CO) 2 | teppc | WACM | WACM | Western Area Power Administration, Colorado-Missouri Region | WACM | Excluded | 1977-07-01 | 2050-12-31 | 50.4 | CT-OilDistillate | CT_Oil | CT | Excluded_Peaker | 0 | 0 | 0 | teppc | 0 | 0
Burlington Oil 1 | Burlington_Oil_1 | Burlington CT (CO) 1 | teppc | WACM | WACM | Western Area Power Administration, Colorado-Missouri Region | WACM | Excluded | 1977-06-01 | 2050-12-31 | 50.4 | CT-OilDistillate | CT_Oil | CT | Excluded_Peaker | 0 | 0 | 0 | teppc | 0 | 0
Kerr_KER2 | Kerr_KER2 | Kerr-KER2 | teppc | NWMT | NWMT | NorthWestern Energy | NWMT_WAUW | NW | 1949-05-01 | 2050-12-31 | 50.4 | Hydro | Hydro_Standard | Hydro | NW_Hydro | 0 | 0 | 0 | teppc | 0 | 0
John_C_Boyle_1 | John_C_Boyle_1 | John C Boyle-1 | teppc | PACW | PACW | PacifiCorp – West | PACW | NW | 1958-10-01 | 2030-01-01 | 50.35 | Hydro | Hydro_Standard | Hydro | NW_Hydro | 0 | 0 | 0 | teppc | 0 | 0
ALHMBR_1_ALHSLR | ALHMBR_1_ALHSLR | SG Alhambra | caiso | IID | SDGE | San Diego Gas and Electric | SDGE | CAISO | 1/1/1899 | 2050-12-31 | 50 | PHOTO VOLTAIC_SUN | PVgeneric_sun | Solar_Fixed | CAISO_Solar | 1 | 1 | 0 | in old list | 1 | 0
ARKANS_1_ARKSLR | ARKANS_1_ARKSLR | SG Arkansas | caiso | IID | SDGE | San Diego Gas and Electric | SDGE | CAISO | 1/1/1899 | 2050-12-31 | 50 | PHOTO VOLTAIC_SUN | PVgeneric_sun | Solar_Fixed | CAISO_Solar | 1 | 1 | 0 | in old list | 1 | 0
MALIN_5_INHRED | MALIN_5_INHRED | CSF Columbia Gorge | caiso | BPAT | PGE_Valley | Pacific Gas and Electric Valley | PGE_Valley | CAISO | 1/1/1899 | 2050-12-31 | 50 | WIND_WIND | wind_onshorewind | Wind | CAISO_Wind | 1 | 0 | 1 | new | 1 | 0
MALIN_5_INHRPG | MALIN_5_INHRPG | BIGLOW CANYON | caiso | PortlandGE | PGE_Valley | Pacific Gas and Electric Valley | PGE_Valley | CAISO | 1/1/1899 | 2050-12-31 | 50 | WIND_WIND | wind_onshorewind | Wind | CAISO_Wind | 1 | 0 | 1 | new | 1 | 0
SNORA_2_SNRSLR | SNORA_2_SNRSLR | SG Sorrento | caiso | IID | SDGE | San Diego Gas and Electric | SDGE | CAISO | 1/1/1899 | 2050-12-31 | 50 | PHOTO VOLTAIC_SUN | PVgeneric_sun | Solar_Fixed | CAISO_Solar | 1 | 1 | 0 | in old list | 1 | 0
NEW_539S_13.8_G1_58379_G1 | NEW_539S_13_8_G1_58379_G1 |  | teppc | AESO | AESO | Alberta Electric System Operator | BCHA_AESO | Excluded | 2018-03-30 | 2050-03-30 | 50 | CT-AB-Cogen | Cogen_NG | Cogen | Excluded_CHP | 0 | 0 | 0 | teppc | 0 | 0
NEW_539S_13.8_G2_58380_G2 | NEW_539S_13_8_G2_58380_G2 |  | teppc | AESO | AESO | Alberta Electric System Operator | BCHA_AESO | Excluded | 2018-03-30 | 2050-03-30 | 50 | CT-NatGas-Industrial | CT_NG | CT | Excluded_Peaker | 0 | 0 | 0 | teppc | 0 | 0
Casa Mesa Wind | Casa_Mesa_Wind | EL_CABO_1 | teppc | PNM | PNM | Public Service Company of New Mexico | PNM_EPE | SW | 2017-06-01 | 2050-12-31 | 50 | WT-Onshore | wind_onshorewind | Wind | SW_Wind | 0 | 0 | 0 | teppc | 0 | 0
BOULDER2PV-G | BOULDER2PV_G | Boulder Solar PV | teppc | NEVP | NEVP | Nevada Power Company | NEVP | SW | 2017-01-01 | 2050-12-31 | 50 | SolarPV-NonTracking | FixedPV_sun | Solar_Fixed | SW_Solar | 0 | 0 | 0 | teppc | 0 | 0
BIGSKY_2_SOLAR7 | BIGSKY_2_SOLAR7 | Big Sky Solar 1 | caiso | SCE | SCE | Southern California Edison | SCE | CAISO | 2016-12-15 | 2050-12-31 | 50 | PVgeneric_sun | PVgeneric_sun | Solar_Fixed | CAISO_Solar | 1 | 1 | 0 | in old list | 1 | 0
ReardanTwin | ReardanTwin | Reardan Twin Buttes-1 | teppc | PNM | PNM | Public Service Company of New Mexico | PNM_EPE | SW | 2016-12-01 | 2030-04-15 | 50 | WT-Onshore | wind_onshorewind | Wind | SW_Wind | 0 | 0 | 0 | teppc | 0 | 0
GRANT MTW_SG | GRANT_MTW_SG | GRANT MTW_LS | teppc | PAUT | PAUT | Utah, PACE Utility | PACE | NW | 2016-01-01 | 2050-12-31 | 50 | SolarPV-NonTracking | FixedPV_sun | Solar_Fixed | NW_Solar | 0 | 0 | 0 | teppc | 0 | 0
Route 66 Solar PV | Route_66_Solar_PV |  | teppc | PNM | PNM | Public Service Company of New Mexico | PNM_EPE | SW | 2015-12-31 | 2050-12-31 | 50 | SolarPV-Tracking | 1axPV_sun | Solar_1Axis | SW_Solar | 0 | 0 | 0 | teppc | 0 | 0
ALPSLR_1_SPSSLR | ALPSLR_1_SPSSLR | Alpaugh 50 LLC | caiso | PGE_Valley | PGE_Valley | Pacific Gas and Electric Valley | PGE_Valley | CAISO | 2013-03-08 | 2050-12-31 | 50 | n/a | PVgeneric_sun | Solar_Fixed | CAISO_Solar | 1 | 1 | 0 | in old list | 1 | 0
HoweSoundGreen2 | HoweSoundGreen2 | Howe Sound Green Energy-2_Howe Sound Green Energy-2_IPP-HSP | teppc | BCHA | BCHA | British Columbia Transmission Company | BCHA_AESO | Excluded | 2011-11-11 | 2040-01-01 | 50 | Bio-ST | ST_Biomass | Biomass/Wood | Excluded_Biomass | 0 | 0 | 0 | teppc | 0 | 0
Dave_Gates1 | Dave_Gates1 | Dave Gates Generating Station-1 | teppc | NWMT | NWMT | NorthWestern Energy | NWMT_WAUW | NW | 2011-01-01 | 2041-01-01 | 50 | CT-NatGas-Aero | CT_NG | CT | NW_Peaker | 0 | 0 | 0 | teppc | 0 | 0
Dave_Gates2 | Dave_Gates2 | Dave Gates Generating Station-2 | teppc | NWMT | NWMT | NorthWestern Energy | NWMT_WAUW | NW | 2011-01-01 | 2041-01-01 | 50 | CT-NatGas-Aero | CT_NG | CT | NW_Peaker | 0 | 0 | 0 | teppc | 0 | 0
Dave_Gates3 | Dave_Gates3 | Dave Gates Generating Station-3 | teppc | NWMT | NWMT | NorthWestern Energy | NWMT_WAUW | NW | 2011-01-01 | 2041-01-01 | 50 | CT-NatGas-Aero | CT_NG | CT | NW_Peaker | 0 | 0 | 0 | teppc | 0 | 0
BigHorn2 | BigHorn2 | Big Horn Wind II-1 | teppc | TPWR | TPWR | Tacoma Power | BPAT | NW | 2010-10-15 | 2050-12-31 | 50 | WT-Onshore | wind_onshorewind | Wind | NW_Wind | 0 | 0 | 0 | teppc | 0 | 0
LindenWind | LindenWind | Linden Wind Energy Project-LW1 | teppc | TPWR | TPWR | Tacoma Power | BPAT | NW | 2010-06-15 | 2050-12-31 | 50 | WT-Onshore | wind_onshorewind | Wind | NW_Wind | 0 | 0 | 0 | teppc | 0 | 0
Desert Power 3 | Desert_Power_3 | SALTSEA_13.8_SSU3¦Desert Power 3 | teppc | IID | IID | Imperial Irrigation District | IID | IID | 2010-04-15 | 2050-12-31 | 50 | Geo-DoubleFlash | Geothermal_steam | Geothermal | IID_Geothermal | 0 | 0 | 0 | teppc | 0 | 0
Niland 2 | Niland_2 | Niland Peaking 2 | teppc | IID | IID | Imperial Irrigation District | IID | IID | 2008-06-01 | 2050-12-01 | 50 | CT-NatGas-Aero | CT_NG | CT | IID_Peaker | 0 | 0 | 0 | teppc | 0 | 0
Ripon 1 | Ripon_1 | Ripon 1 | teppc | BANC | BANC | Balancing Authority of Northern California | SMUD | BANC | 2006-06-01 | 2050-12-31 | 50 | CT-NatGas-Aero | CT_NG | CT | BANC_Peaker | 0 | 0 | 0 | teppc | 0 | 0
Ripon 2 | Ripon_2 | Ripon 2 | teppc | BANC | BANC | Balancing Authority of Northern California | SMUD | BANC | 2006-06-01 | 2050-12-31 | 50 | CT-NatGas-Aero | CT_NG | CT | BANC_Peaker | 0 | 0 | 0 | teppc | 0 | 0
CRSTWD_6_KUMYAY | CRSTWD_6_KUMYAY | Kumeyaay Wind Farm | caiso | SDGE | SDGE | San Diego Gas and Electric | SDGE | CAISO | 2005-12-21 | 2050-12-31 | 50 | n/a | wind_onshorewind | Wind | CAISO_Wind | 1 | 1 | 0 | in old list | 1 | 0
Rock_River | Rock_River | Rock River I LLC-GEN1 | teppc | PAWY | PAWY | Wyoming, PACE Utility | PACE | NW | 2001-10-01 | 2050-12-31 | 50 | WT-Onshore | wind_onshorewind | Wind | NW_Wind | 0 | 0 | 0 | teppc | 0 | 0
Niland 1 | Niland_1 | Niland Peaking 1 | teppc | IID | IID | Imperial Irrigation District | IID | IID | 1993-06-01 | 2050-12-31 | 50 | CT-NatGas-Aero | CT_NG | CT | IID_Peaker | 0 | 0 | 0 | teppc | 0 | 0
Desert View | Desert_View | Desert View Power Plant (Mecca) GEN1¦Desert View Power-GEN1 | teppc | IID | IID | Imperial Irrigation District | IID | IID | 1990-12-01 | 2050-12-31 | 50 | Bio-ST | ST_Biomass | Biomass/Wood | IID_Biomass | 0 | 0 | 0 | teppc | 0 | 0
Salton Sea 5 | Salton_Sea_5 | Salton Sea Unit 5 TG51 | teppc | IID | IID | Imperial Irrigation District | IID | IID | 1989-05-01 | 2050-12-31 | 50 | Geo-DoubleFlash | Geothermal_steam | Geothermal | IID_Geothermal | 0 | 0 | 0 | teppc | 0 | 0
WSENGY_1_UNIT 1 | WSENGY_1_UNIT_1 | Wheelabrator Shasta | caiso | PGE_Valley | PGE_Valley | Pacific Gas and Electric Valley | PGE_Valley | CAISO | 1987-10-30 | 2050-12-31 | 50 |  | ST_Biomass | Biomass/Wood | CAISO_Biomass | 0 | 1 | 0 | not relevant | 1 | 0
West Phoenix GT2 | West_Phoenix_GT2 | West Phoenix 1 and 2 GT2 | teppc | AZPS | AZPS | Arizona Public Service Company | AZPS | SW | 1973-07-01 | 2050-12-31 | 50 | CT-NatGas-Industrial | CT_NG | CT | SW_Peaker | 0 | 0 | 0 | teppc | 0 | 0
West Phoenix GT1 | West_Phoenix_GT1 | West Phoenix 1 and 2 GT1 | teppc | AZPS | AZPS | Arizona Public Service Company | AZPS | SW | 1972-05-01 | 2050-12-31 | 50 | CT-NatGas-Industrial | CT_NG | CT | SW_Peaker | 0 | 0 | 0 | teppc | 0 | 0
Fort Lupton 1 | Fort_Lupton_1 | Fort Lupton 1 | teppc | PSCO | PSCO | Public Service Company of Colorado | PSCO | Excluded | 1971-12-01 | 2030-01-01 | 50 | CT-NatGas-Industrial | CT_NG | CT | Excluded_Peaker | 0 | 0 | 0 | teppc | 0 | 0
Fort Lupton 2 | Fort_Lupton_2 | Fort Lupton 2 | teppc | PSCO | PSCO | Public Service Company of Colorado | PSCO | Excluded | 1971-12-01 | 2030-01-01 | 50 | CT-NatGas-Industrial | CT_NG | CT | Excluded_Peaker | 0 | 0 | 0 | teppc | 0 | 0
DRUM_7_UNIT 5 | DRUM_7_UNIT_5 | DRUM PH 2 UNIT 5 | caiso | PGE_Valley | PGE_Valley | Pacific Gas and Electric Valley | PGE_Valley | CAISO | 1965-01-01 | 2050-12-31 | 50 | n/a | Hydro_Standard | Hydro | CAISO_Hydro | 0 | 0 | 0 | not relevant | 0 | 0
Detroit_1 | Detroit_1 | Detroit-1 | teppc | BPAT | BPAT | Bonneville Power Administration – Transmission | BPAT | NW | 1953-11-01 | 2050-12-31 | 50 | Hydro | Hydro_Standard | Hydro | NW_Hydro | 0 | 0 | 0 | teppc | 0 | 0
Detroit_2 | Detroit_2 | Detroit-2 | teppc | BPAT | BPAT | Bonneville Power Administration – Transmission | BPAT | NW | 1953-07-01 | 2050-12-31 | 50 | Hydro | Hydro_Standard | Hydro | NW_Hydro | 0 | 0 | 0 | teppc | 0 | 0
HENRTA_6_UNITA1 | HENRTA_6_UNITA1 |  | caiso | PGE_Valley | PGE_Valley | Pacific Gas and Electric Valley | PGE_Valley | CAISO | 2002-07-01 | 2050-12-31 | 49.98 | CT-NatGas-Aero | CT_NG | CT | CAISO_Peaker2 | 0 | 0 | 0 | not relevant | 0 | 0
PNOCHE_1_PL1X2 | PNOCHE_1_PL1X2 | Panoche Peaker | caiso | PGE_Valley | PGE_Valley | Pacific Gas and Electric Valley | PGE_Valley | CAISO | 2005-06-14 | 2050-12-31 | 49.97 | CT-NatGas-Aero | CT_NG | CT | CAISO_Peaker2 | 0 | 0 | 0 | not relevant | 0 | 0
YUBACT_1_SUNSWT | YUBACT_1_SUNSWT | YUBA CITY COGEN | caiso | PGE_Valley | PGE_Valley | Pacific Gas and Electric Valley | PGE_Valley | CAISO | 1990-12-27 | 2050-12-31 | 49.97 | CT-NatGas-Aero | CT_NG | CT | CAISO_Peaker1 | 0 | 0 | 0 | not relevant | 0 | 0
MIDWYS_2_MIDSL1 | MIDWYS_2_MIDSL1 | Midway Solar Farm | caiso | IID | IID | Imperial Irrigation District | IID | IID | 1/1/1899 | 2050-12-31 | 49.9 | PHOTO VOLTAIC_SUN | PVgeneric_sun | Solar_Fixed | IID_Solar | 0 | 0 | 1 | not relevant | 1 | 0
Almond 1 | Almond_1 | Almond 1 | teppc | TIDC | TIDC | Turlock Irrigation District | TID | BANC | 1996-05-01 | 2050-12-31 | 49.9 | CT-NatGas-Aero | CT_NG | CT | BANC_Peaker | 0 | 0 | 0 | teppc | 0 | 0
STIGCT_2_LODI | STIGCT_2_LODI | LODI STIG UNIT | caiso | PGE_Valley | PGE_Valley | Pacific Gas and Electric Valley | PGE_Valley | CAISO | 1996-01-01 | 2050-12-31 | 49.9 | CT-NatGas-Aero | CT_NG | CT | CAISO_Peaker1 | 0 | 0 | 0 | not relevant | 0 | 0
ESCO_6_GLMQF | ESCO_6_GLMQF | Goal Line Cogen | caiso | SDGE | SDGE | San Diego Gas and Electric | SDGE | CAISO | 1994-01-01 | 2050-12-31 | 49.9 | CCWhole-NatGas-Industrial | CT_NG | CT | CAISO_Peaker1 | 0 | 0 | 0 | not relevant | 0 | 0
UNOCAL_1_UNITS | UNOCAL_1_UNITS | TOSCO (RODEO PLANT) | caiso | PGE_Bay | PGE_Bay | Pacific Gas and Electric Bay | PGE_Bay | CAISO | 1987-05-21 | 2050-12-31 | 49.85 | CT-NatGas-Aero | CT_NG | CT | CAISO_Peaker1 | 0 | 0 | 0 | not relevant | 0 | 0
LIVOAK_1_UNIT 1 | LIVOAK_1_UNIT_1 | LIVE OAK LIMITED | caiso | PGE_Valley | PGE_Valley | Pacific Gas and Electric Valley | PGE_Valley | CAISO | 1991-03-16 | 2050-12-31 | 49.7 | CT-NatGas-Aero | CT_NG | CT | CAISO_Peaker1 | 0 | 0 | 0 | not relevant | 0 | 0
SNCLRA_6_PROCGN | SNCLRA_6_PROCGN | PROCTER AND GAMBLE OXNARD II | caiso | SCE | SCE | Southern California Edison | SCE | CAISO | 1998-11-17 | 2050-12-31 | 49.5 | CT-NatGas-Aero | Cogen_NG | Cogen | CAISO_CHP | 0 | 0 | 0 | not relevant | 0 | 0
GRNLF2_1_UNIT | GRNLF2_1_UNIT | GREENLEAF II COGEN | caiso | PGE_Valley | PGE_Valley | Pacific Gas and Electric Valley | PGE_Valley | CAISO | 1989-10-12 | 2050-12-31 | 49.5 | CT-NatGas-Aero | Cogen_NG | Cogen | CAISO_CHP | 0 | 0 | 0 | not relevant | 0 | 0
HENRTA_6_UNITA2 | HENRTA_6_UNITA2 |  | caiso | PGE_Valley | PGE_Valley | Pacific Gas and Electric Valley | PGE_Valley | CAISO | 2002-07-01 | 2050-12-31 | 49.42 | CT-NatGas-Aero | CT_NG | CT | CAISO_Peaker2 | 0 | 0 | 0 | not relevant | 0 | 0
ANAHM_2_CANYN1 | ANAHM_2_CANYN1 | CANYON POWER PLANT UNIT 1 | caiso | SCE | SCE | Southern California Edison | SCE | CAISO | 2011-09-16 | 2050-12-31 | 49.4 | CT-NatGas-Aero | CT_NG | CT | CAISO_Peaker1 | 0 | 0 | 0 | not relevant | 0 | 0
ANAHM_2_CANYN2 | ANAHM_2_CANYN2 | CANYON POWER PLANT UNIT 2 | caiso | SCE | SCE | Southern California Edison | SCE | CAISO | 2011-09-16 | 2050-12-31 | 49.4 | CT-NatGas-Aero | CT_NG | CT | CAISO_Peaker1 | 0 | 0 | 0 | not relevant | 0 | 0
ANAHM_2_CANYN3 | ANAHM_2_CANYN3 | CANYON POWER PLANT UNIT 3 | caiso | SCE | SCE | Southern California Edison | SCE | CAISO | 2011-07-30 | 2050-12-31 | 49.4 | CT-NatGas-Aero | CT_NG | CT | CAISO_Peaker1 | 0 | 0 | 0 | not relevant | 0 | 0
ANAHM_2_CANYN4 | ANAHM_2_CANYN4 | CANYON POWER PLANT UNIT 4 | caiso | SCE | SCE | Southern California Edison | SCE | CAISO | 2011-07-30 | 2050-12-31 | 49.4 | CT-NatGas-Aero | CT_NG | CT | CAISO_Peaker1 | 0 | 0 | 0 | not relevant | 0 | 0
Yucca GT5 | Yucca_GT5 | Yucca CT GT5 | teppc | AZPS | AZPS | Arizona Public Service Company | AZPS | SW | 2008-06-01 | 2050-12-31 | 49.3 | CT-NatGas-Aero | CT_NG | CT | SW_Peaker | 0 | 0 | 0 | teppc | 0 | 0
Yucca GT6 | Yucca_GT6 | Yucca CT GT6 | teppc | AZPS | AZPS | Arizona Public Service Company | AZPS | SW | 2008-06-01 | 2050-12-31 | 49.3 | CT-NatGas-Aero | CT_NG | CT | SW_Peaker | 0 | 0 | 0 | teppc | 0 | 0
BEARMT_1_UNIT | BEARMT_1_UNIT | Bear Mountain Limited | caiso | PGE_Valley | PGE_Valley | Pacific Gas and Electric Valley | PGE_Valley | CAISO | 1995-04-03 | 2050-12-31 | 49.21 | CT-NatGas-Aero | CT_NG | CT | CAISO_Peaker1 | 0 | 0 | 0 | not relevant | 0 | 0
GRNLF1_1_UNITS | GRNLF1_1_UNITS | Greenleaf 1 | caiso | PGE_Valley | PGE_Valley | Pacific Gas and Electric Valley | PGE_Valley | CAISO | 1989-01-11 | 2050-12-31 | 49.2 | CCWhole-NatGas-Aero | CT_NG | CT | CAISO_Peaker1 | 0 | 0 | 0 | not relevant | 0 | 0
VESTAL_2_WELLHD | VESTAL_2_WELLHD | Wellhead Power Delano | caiso | SCE | SCE | Southern California Edison | SCE | CAISO | 2013-01-16 | 2050-12-31 | 49 | CT-NatGas-Aero | CT_NG | CT | CAISO_Peaker2 | 0 | 0 | 0 | not relevant | 0 | 0
BLAST_1_WIND | BLAST_1_WIND | Mountain View IV Wind | caiso | SCE | SCE | Southern California Edison | SCE | CAISO | 2012-02-23 | 2050-12-31 | 49 | n/a | wind_onshorewind | Wind | CAISO_Wind | 1 | 1 | 0 | in old list | 1 | 0
RVSIDE_2_RERCU3 | RVSIDE_2_RERCU3 | Riverside Energy Res. Ctr Unit 3 | caiso | SCE | SCE | Southern California Edison | SCE | CAISO | 2011-04-01 | 2050-12-31 | 49 | CT-NatGas-Aero | CT_NG | CT | CAISO_Peaker1 | 0 | 0 | 0 | not relevant | 0 | 0
RVSIDE_2_RERCU4 | RVSIDE_2_RERCU4 | Riverside Energy Res. Ctr Unit 4 | caiso | SCE | SCE | Southern California Edison | SCE | CAISO | 2011-04-01 | 2050-12-31 | 49 | CT-NatGas-Aero | CT_NG | CT | CAISO_Peaker1 | 0 | 0 | 0 | not relevant | 0 | 0
Harbor Unit 10 | Harbor_Unit_10 | Harbor CT GT10 | teppc | LDWP | LDWP | Los Angeles Department of Water and Power | LADWP | LDWP | 2001-10-01 | 2050-12-31 | 49 | CT-NatGas-Aero | CT_NG | CT | LDWP_Peaker | 0 | 0 | 0 | teppc | 0 | 0
Harbor Unit 11 | Harbor_Unit_11 | Harbor CT GT11 | teppc | LDWP | LDWP | Los Angeles Department of Water and Power | LADWP | LDWP | 2001-10-01 | 2050-12-31 | 49 | CT-NatGas-Aero | CT_NG | CT | LDWP_Peaker | 0 | 0 | 0 | teppc | 0 | 0
Harbor Unit 12 | Harbor_Unit_12 | Harbor CT GT12 | teppc | LDWP | LDWP | Los Angeles Department of Water and Power | LADWP | LDWP | 2001-10-01 | 2050-12-31 | 49 | CT-NatGas-Aero | CT_NG | CT | LDWP_Peaker | 0 | 0 | 0 | teppc | 0 | 0
Harbor Unit 13 | Harbor_Unit_13 | Harbor CT GT13 | teppc | LDWP | LDWP | Los Angeles Department of Water and Power | LADWP | LDWP | 2001-10-01 | 2050-12-31 | 49 | CT-NatGas-Aero | CT_NG | CT | LDWP_Peaker | 0 | 0 | 0 | teppc | 0 | 0
Harbor Unit 14 | Harbor_Unit_14 | Harbor CT GT14 | teppc | LDWP | LDWP | Los Angeles Department of Water and Power | LADWP | LDWP | 2001-10-01 | 2050-12-31 | 49 | CT-NatGas-Aero | CT_NG | CT | LDWP_Peaker | 0 | 0 | 0 | teppc | 0 | 0
SCACogen2GT | SCACogen2GT | Procter & Gamble CT CT1C | teppc | BANC | BANC | Balancing Authority of Northern California | SMUD | BANC | 1997-03-01 | 2050-12-31 | 49 | CT-NatGas-Industrial | CT_NG | CT | BANC_Peaker | 0 | 0 | 0 | teppc | 0 | 0
Woodland 1 | Woodland_1 | Woodland NA1 | teppc | BANC | BANC | Balancing Authority of Northern California | SMUD | BANC | 1993-11-01 | 2050-12-31 | 49 | CT-NatGas-Industrial | CT_NG | CT | BANC_Peaker | 0 | 0 | 0 | teppc | 0 | 0
PANDOL_6_UNIT | PANDOL_6_UNIT | Covanta Delano, Inc. | caiso | SCE | PGE_Valley | Pacific Gas and Electric Valley | PGE_Valley | CAISO | 1990-01-01 | 2050-12-31 | 49 | n/a | ST_Biomass | Biomass/Wood | CAISO_Biomass | 0 | 1 | 0 | not relevant | 1 | 0
CARBOU_7_PL2X3 | CARBOU_7_PL2X3 | CARIBOU PH 1 UNIT 2 & 3 AGGREGATE | caiso | PGE_Valley | PGE_Valley | Pacific Gas and Electric Valley | PGE_Valley | CAISO | 1921-01-01 | 2050-12-31 | 49 | n/a | Hydro_Standard | Hydro | CAISO_Hydro | 0 | 0 | 0 | not relevant | 0 | 0
Antelope Nuclear_1_1 | Antelope_Nuclear_1_1 |  | teppc | PAID | PAID | Idaho, PACE Utility | IPCO | NW | 1950-01-01 | 2050-12-31 | 48.88 | ST-Nuclear | ST_Nuclear | Nuclear | NW_Nuclear | 0 | 0 | 0 | teppc | 0 | 0
Antelope Nuclear_1_10 | Antelope_Nuclear_1_10 |  | teppc | PAID | PAID | Idaho, PACE Utility | IPCO | NW | 1950-01-01 | 2050-12-31 | 48.88 | ST-Nuclear | ST_Nuclear | Nuclear | NW_Nuclear | 0 | 0 | 0 | teppc | 0 | 0
Antelope Nuclear_1_11 | Antelope_Nuclear_1_11 |  | teppc | PAID | PAID | Idaho, PACE Utility | IPCO | NW | 1950-01-01 | 2050-12-31 | 48.88 | ST-Nuclear | ST_Nuclear | Nuclear | NW_Nuclear | 0 | 0 | 0 | teppc | 0 | 0
Antelope Nuclear_1_12 | Antelope_Nuclear_1_12 |  | teppc | PAID | PAID | Idaho, PACE Utility | IPCO | NW | 1950-01-01 | 2050-12-31 | 48.88 | ST-Nuclear | ST_Nuclear | Nuclear | NW_Nuclear | 0 | 0 | 0 | teppc | 0 | 0
Antelope Nuclear_1_2 | Antelope_Nuclear_1_2 |  | teppc | PAID | PAID | Idaho, PACE Utility | IPCO | NW | 1950-01-01 | 2050-12-31 | 48.88 | ST-Nuclear | ST_Nuclear | Nuclear | NW_Nuclear | 0 | 0 | 0 | teppc | 0 | 0
Antelope Nuclear_1_3 | Antelope_Nuclear_1_3 |  | teppc | PAID | PAID | Idaho, PACE Utility | IPCO | NW | 1950-01-01 | 2050-12-31 | 48.88 | ST-Nuclear | ST_Nuclear | Nuclear | NW_Nuclear | 0 | 0 | 0 | teppc | 0 | 0
Antelope Nuclear_1_4 | Antelope_Nuclear_1_4 |  | teppc | PAID | PAID | Idaho, PACE Utility | IPCO | NW | 1950-01-01 | 2050-12-31 | 48.88 | ST-Nuclear | ST_Nuclear | Nuclear | NW_Nuclear | 0 | 0 | 0 | teppc | 0 | 0
Antelope Nuclear_1_5 | Antelope_Nuclear_1_5 |  | teppc | PAID | PAID | Idaho, PACE Utility | IPCO | NW | 1950-01-01 | 2050-12-31 | 48.88 | ST-Nuclear | ST_Nuclear | Nuclear | NW_Nuclear | 0 | 0 | 0 | teppc | 0 | 0
Antelope Nuclear_1_6 | Antelope_Nuclear_1_6 |  | teppc | PAID | PAID | Idaho, PACE Utility | IPCO | NW | 1950-01-01 | 2050-12-31 | 48.88 | ST-Nuclear | ST_Nuclear | Nuclear | NW_Nuclear | 0 | 0 | 0 | teppc | 0 | 0
Antelope Nuclear_1_7 | Antelope_Nuclear_1_7 |  | teppc | PAID | PAID | Idaho, PACE Utility | IPCO | NW | 1950-01-01 | 2050-12-31 | 48.88 | ST-Nuclear | ST_Nuclear | Nuclear | NW_Nuclear | 0 | 0 | 0 | teppc | 0 | 0
Antelope Nuclear_1_8 | Antelope_Nuclear_1_8 |  | teppc | PAID | PAID | Idaho, PACE Utility | IPCO | NW | 1950-01-01 | 2050-12-31 | 48.88 | ST-Nuclear | ST_Nuclear | Nuclear | NW_Nuclear | 0 | 0 | 0 | teppc | 0 | 0
Antelope Nuclear_1_9 | Antelope_Nuclear_1_9 |  | teppc | PAID | PAID | Idaho, PACE Utility | IPCO | NW | 1950-01-01 | 2050-12-31 | 48.88 | ST-Nuclear | ST_Nuclear | Nuclear | NW_Nuclear | 0 | 0 | 0 | teppc | 0 | 0
DISCOV_1_CHEVRN | DISCOV_1_CHEVRN | CHEVRON USA (EASTRIDGE) | caiso | PGE_Valley | PGE_Valley | Pacific Gas and Electric Valley | PGE_Valley | CAISO | 1988-06-13 | 2050-12-31 | 48.8 | CT-NatGas-Aero | Cogen_NG | Cogen | CAISO_CHP | 0 | 0 | 0 | not relevant | 0 | 0
ESCNDO_6_PL1X2 | ESCNDO_6_PL1X2 |  | caiso | SDGE | SDGE | San Diego Gas and Electric | SDGE | CAISO | 2006-06-07 | 2050-12-31 | 48.71 | CT-NatGas-Industrial | CT_NG | CT | CAISO_Peaker2 | 0 | 0 | 0 | not relevant | 0 | 0
CHALK_1_UNIT | CHALK_1_UNIT | CHALK CLIFF LIMITED | caiso | PGE_Valley | PGE_Valley | Pacific Gas and Electric Valley | PGE_Valley | CAISO | 1990-03-20 | 2050-12-31 | 48.67 | CT-NatGas-Aero | CT_NG | CT | CAISO_Peaker1 | 0 | 0 | 0 | not relevant | 0 | 0
CHWCHL_1_UNIT | CHWCHL_1_UNIT | CHOW 2 PEAKER PLANT | caiso | PGE_Valley | PGE_Valley | Pacific Gas and Electric Valley | PGE_Valley | CAISO | 2001-06-13 | 2050-12-31 | 48.6 | ICE-NatGas | ICE_NG | ICE | CAISO_Reciprocating_Engine | 0 | 0 | 0 | not relevant | 0 | 0
MS_G1 | MS_G1 | Macho Springs-PV1_16536 | teppc | EPE | EPE | El Paso Electric Company | PNM_EPE | SW | 2014-05-23 | 2034-05-31 | 48.5 | SolarPV-Tracking | 1axPV_sun | Solar_1Axis | SW_Solar | 0 | 0 | 0 | teppc | 0 | 0
RVSIDE_6_RERCU2 | RVSIDE_6_RERCU2 | Riverside Energy Res. Ctr Unit 2 | caiso | SCE | SCE | Southern California Edison | SCE | CAISO | 2006-06-01 | 2050-12-31 | 48.5 | CT-NatGas-Aero | CT_NG | CT | CAISO_Peaker1 | 0 | 0 | 0 | not relevant | 0 | 0
SNCLRA_6_OXGEN | SNCLRA_6_OXGEN | E.F. OXNARD INCORPORATED | caiso | SCE | SCE | Southern California Edison | SCE | CAISO | 1990-04-13 | 2050-12-31 | 48.5 | CT-NatGas-Aero | Cogen_NG | Cogen | CAISO_CHP | 0 | 0 | 0 | not relevant | 0 | 0
RVSIDE_6_RERCU1 | RVSIDE_6_RERCU1 | Riverside Energy Res. Ctr Unit 1 | caiso | SCE | SCE | Southern California Edison | SCE | CAISO | 2006-06-01 | 2050-12-31 | 48.35 | CT-NatGas-Aero | CT_NG | CT | CAISO_Peaker1 | 0 | 0 | 0 | not relevant | 0 | 0
SGREGY_6_SANGER | SGREGY_6_SANGER | Algonquin Power Sanger 2 | caiso | PGE_Valley | PGE_Valley | Pacific Gas and Electric Valley | PGE_Valley | CAISO | 1990-12-11 | 2050-12-31 | 48.3 | CCWhole-NatGas-Aero | CC_NG | CC | CAISO_CCGT2 | 0 | 0 | 0 | not relevant | 0 | 0
GOLETA_6_EXGEN | GOLETA_6_EXGEN | EXXON COMPANY USA | caiso | SCE | SCE | Southern California Edison | SCE | CAISO | 1993-08-19 | 2050-12-31 | 48.2 | CCWhole-NatGas-Aero | CT_NG | CT | CAISO_Peaker1 | 0 | 0 | 0 | not relevant | 0 | 0
HOLGAT_1_BORAX | HOLGAT_1_BORAX |  | caiso | PGE_Valley | PGE_Valley | Pacific Gas and Electric Valley | PGE_Valley | CAISO | 1984-06-01 | 2050-12-31 | 48.2 | CT-NatGas-Aero | Cogen_NG | Cogen | CAISO_CHP | 0 | 0 | 0 | not relevant | 0 | 0
ELCAJN_6_LM6K | ELCAJN_6_LM6K |  | caiso | SDGE | SDGE | San Diego Gas and Electric | SDGE | CAISO | 2010-06-16 | 2050-12-31 | 48.1 | CT-NatGas-Industrial | CT_NG | CT | CAISO_Peaker1 | 0 | 0 | 0 | not relevant | 0 | 0
Nine Canyon Wind | Nine_Canyon_Wind | Nine Canyon Wind-1 | teppc | TPWR | TPWR | Tacoma Power | BPAT | NW | 2002-09-11 | 2050-12-31 | 48.1 | WT-Onshore | wind_onshorewind | Wind | NW_Wind | 0 | 0 | 0 | teppc | 0 | 0
BDGRCK_1_UNITS | BDGRCK_1_UNITS | BADGER CREEK LIMITED | caiso | PGE_Valley | PGE_Valley | Pacific Gas and Electric Valley | PGE_Valley | CAISO | 1991-04-01 | 2050-12-31 | 48.08 | CT-NatGas-Industrial | CT_NG | CT | CAISO_Peaker1 | 0 | 0 | 0 | not relevant | 0 | 0
ESCNDO_6_UNITB1 | ESCNDO_6_UNITB1 | CalPeak Power Enterprise Unit 1 | caiso | SDGE | SDGE | San Diego Gas and Electric | SDGE | CAISO | 2001-10-23 | 2050-12-31 | 48.04 | CT-NatGas-Industrial | CT_NG | CT | CAISO_Peaker2 | 0 | 0 | 0 | not relevant | 0 | 0
SummitG1 | SummitG1 | SummitG1-1 | teppc | AESO | AESO | Alberta Electric System Operator | BCHA_AESO | Excluded | 2010-07-01 | 2050-12-31 | 48 | CT-NatGas-Industrial | CT_NG | CT | Excluded_Peaker | 0 | 0 | 0 | teppc | 0 | 0
SummitG2 | SummitG2 | SummitG2-2 | teppc | AESO | AESO | Alberta Electric System Operator | BCHA_AESO | Excluded | 2010-07-01 | 2050-12-31 | 48 | CT-NatGas-Industrial | CT_NG | CT | Excluded_Peaker | 0 | 0 | 0 | teppc | 0 | 0
SummitG3 | SummitG3 | SummitG3-3 | teppc | AESO | AESO | Alberta Electric System Operator | BCHA_AESO | Excluded | 2010-07-01 | 2050-12-31 | 48 | CT-NatGas-Industrial | CT_NG | CT | Excluded_Peaker | 0 | 0 | 0 | teppc | 0 | 0
COPMTN_2_SOLAR1 | COPMTN_2_SOLAR1 | Copper Mountain 48 | caiso | NEVP | SCE | Southern California Edison | SCE | CAISO | 2010-06-15 | 2050-12-31 | 48 | n/a | PVgeneric_sun | Solar_Fixed | CAISO_Solar | 1 | 1 | 0 | in old list | 1 | 0
Cloverbar_GT1 | Cloverbar_GT1 | Cloverbar GT1-1 | teppc | AESO | AESO | Alberta Electric System Operator | BCHA_AESO | Excluded | 2008-06-01 | 2050-12-01 | 48 | CT-NatGas-Industrial | CT_NG | CT | Excluded_Peaker | 0 | 0 | 0 | teppc | 0 | 0
Grayson 9 | Grayson_9 | Grayson CT 9 | teppc | LDWP | LDWP | Los Angeles Department of Water and Power | LADWP | LDWP | 2003-12-01 | 2050-12-31 | 48 | CT-NatGas-Aero | CT_NG | CT | LDWP_Peaker | 0 | 0 | 0 | teppc | 0 | 0
Poplar_Hill_1 | Poplar_Hill_1 | Poplar Hill-1 | teppc | AESO | AESO | Alberta Electric System Operator | BCHA_AESO | Excluded | 1998-11-01 | 2050-12-01 | 48 | CT-NatGas-Industrial | CT_NG | CT | Excluded_Peaker | 0 | 0 | 0 | teppc | 0 | 0
LGHTHP_6_ICEGEN | LGHTHP_6_ICEGEN |  | caiso | SCE | SCE | Southern California Edison | SCE | CAISO | 1989-12-22 | 2050-12-31 | 48 | CCWhole-NatGas-Aero | CT_NG | CT | CAISO_Peaker1 | 0 | 1 | 0 | not relevant | 1 | 0
Seton_1 | Seton_1 | Seton-1_Seton-1_BCH-SON | teppc | BCHA | BCHA | British Columbia Transmission Company | BCHA_AESO | Excluded | 1956-01-01 | 2033-03-31 | 48 | Hydro | Hydro_Standard | Hydro | Excluded_Hydro | 0 | 0 | 0 | teppc | 0 | 0
Davis Dam 3 | Davis_Dam_3 | Davis Dam 3 | teppc | WALC | WALC | Western Area Power Administration, Lower Colorado Region | WALC | SW | 1951-04-01 | 2050-12-31 | 48 | Hydro | Hydro_Standard | Hydro | SW_Hydro | 0 | 0 | 0 | teppc | 0 | 0
LARKSP_6_UNIT 2 | LARKSP_6_UNIT_2 | LARKSPUR PEAKER UNIT 2 | caiso | SDGE | SDGE | San Diego Gas and Electric | SDGE | CAISO | 2001-09-13 | 2050-12-31 | 47.98 | CT-NatGas-Industrial | CT_NG | CT | CAISO_Peaker2 | 0 | 0 | 0 | not relevant | 0 | 0
Flatiron 1 | Flatiron_1 | Flatiron 1 | teppc | WACM | WACM | Western Area Power Administration, Colorado-Missouri Region | WACM | Excluded | 1954-01-01 | 2050-12-31 | 47.8 | Hydro | Hydro_Standard | Hydro | Excluded_Hydro | 0 | 0 | 0 | teppc | 0 | 0
Flatiron 2 | Flatiron_2 | Flatiron 2 | teppc | WACM | WACM | Western Area Power Administration, Colorado-Missouri Region | WACM | Excluded | 1954-01-01 | 2050-12-31 | 47.8 | Hydro | Hydro_Standard | Hydro | Excluded_Hydro | 0 | 0 | 0 | teppc | 0 | 0
John_C_Boyle_2 | John_C_Boyle_2 | John C Boyle-2 | teppc | PACW | PACW | PacifiCorp – West | PACW | NW | 1958-10-01 | 2030-01-01 | 47.63 | Hydro | Hydro_Standard | Hydro | NW_Hydro | 0 | 0 | 0 | teppc | 0 | 0
RVRVEW_1_UNITA1 | RVRVEW_1_UNITA1 | Riverview Energy Center (GP Antioch) | caiso | PGE_Bay | PGE_Bay | Pacific Gas and Electric Bay | PGE_Bay | CAISO | 2003-05-02 | 2050-12-31 | 47.6 | CT-NatGas-Aero | CT_NG | CT | CAISO_Peaker2 | 0 | 0 | 0 | not relevant | 0 | 0
LMBEPK_2_UNITA2 | LMBEPK_2_UNITA2 | Creed Energy Center, Unit #1 | caiso | PGE_Bay | PGE_Bay | Pacific Gas and Electric Bay | PGE_Bay | CAISO | 2003-01-06 | 2050-12-31 | 47.6 | CT-NatGas-Aero | CT_NG | CT | CAISO_Peaker2 | 0 | 0 | 0 | not relevant | 0 | 0
BOGUE_1_UNITA1 | BOGUE_1_UNITA1 | Feather River Energy Center, Unit #1 | caiso | PGE_Valley | PGE_Valley | Pacific Gas and Electric Valley | PGE_Valley | CAISO | 2002-12-23 | 2050-12-31 | 47.6 | CT-NatGas-Aero | CT_NG | CT | CAISO_Peaker2 | 0 | 0 | 0 | not relevant | 0 | 0
YUBACT_6_UNITA1 | YUBACT_6_UNITA1 | Yuba City Energy Center (Calpine) | caiso | PGE_Valley | PGE_Valley | Pacific Gas and Electric Valley | PGE_Valley | CAISO | 2002-07-26 | 2050-12-31 | 47.6 | CT-NatGas-Aero | CT_NG | CT | CAISO_Peaker2 | 0 | 0 | 0 | not relevant | 0 | 0
LMBEPK_2_UNITA1 | LMBEPK_2_UNITA1 | Lambie Energy Center, Unit #1 | caiso | PGE_Bay | PGE_Bay | Pacific Gas and Electric Bay | PGE_Bay | CAISO | 2003-01-06 | 2050-12-31 | 47.5 | CT-NatGas-Aero | CT_NG | CT | CAISO_Peaker2 | 0 | 0 | 0 | not relevant | 0 | 0
H_M_Jackson_1 | H_M_Jackson_1 | H M Jackson-1 | teppc | BPAT | BPAT | Bonneville Power Administration – Transmission | BPAT | NW | 1984-06-01 | 2050-12-31 | 47.5 | Hydro | Hydro_Standard | Hydro | NW_Hydro | 0 | 0 | 0 | teppc | 0 | 0
H_M_Jackson_2 | H_M_Jackson_2 | H M Jackson-2 | teppc | BPAT | BPAT | Bonneville Power Administration – Transmission | BPAT | NW | 1984-06-01 | 2050-12-31 | 47.5 | Hydro | Hydro_Standard | Hydro | NW_Hydro | 0 | 0 | 0 | teppc | 0 | 0
MKTRCK_1_UNIT 1 | MKTRCK_1_UNIT_1 | MCKITTRICK LIMITED | caiso | PGE_Valley | PGE_Valley | Pacific Gas and Electric Valley | PGE_Valley | CAISO | 1991-10-16 | 2050-12-31 | 47.49 | CT-NatGas-Industrial | CT_NG | CT | CAISO_Peaker1 | 0 | 0 | 0 | not relevant | 0 | 0
LMBEPK_2_UNITA3 | LMBEPK_2_UNITA3 | Goose Haven Energy Center, Unit #1 | caiso | PGE_Bay | PGE_Bay | Pacific Gas and Electric Bay | PGE_Bay | CAISO | 2003-01-06 | 2050-12-31 | 47.4 | CT-NatGas-Aero | CT_NG | CT | CAISO_Peaker2 | 0 | 0 | 0 | not relevant | 0 | 0
ETIWND_6_GRPLND | ETIWND_6_GRPLND | Grapeland Peaker | caiso | SCE | SCE | Southern California Edison | SCE | CAISO | 2007-09-20 | 2050-12-31 | 47.39 | CT-NatGas-Aero | CT_NG | CT | CAISO_Peaker1 | 0 | 0 | 0 | not relevant | 0 | 0
MNDALY_6_MCGRTH | MNDALY_6_MCGRTH | McGrath Beach Peaker | caiso | SCE | SCE | Southern California Edison | SCE | CAISO | 2012-11-01 | 2050-12-31 | 47.2 | CT-NatGas-Aero | CT_NG | CT | CAISO_Peaker1 | 0 | 0 | 0 | not relevant | 0 | 0
CENTER_6_PEAKER | CENTER_6_PEAKER | Center Peaker | caiso | SCE | SCE | Southern California Edison | SCE | CAISO | 2007-09-20 | 2050-12-31 | 47.11 | CT-NatGas-Aero | CT_NG | CT | CAISO_Peaker1 | 0 | 0 | 0 | not relevant | 0 | 0
ENWIND_2_WIND1 | ENWIND_2_WIND1 | Cameron Ridge | caiso | SCE | SCE | Southern California Edison | SCE | CAISO | 2014-12-10 | 2050-12-31 | 47.1 | n/a | wind_onshorewind | Wind | CAISO_Wind | 1 | 1 | 0 | in old list | 1 | 0
BARRE_6_PEAKER | BARRE_6_PEAKER | Barre Peaker | caiso | SCE | SCE | Southern California Edison | SCE | CAISO | 2007-09-20 | 2050-12-31 | 47 | CT-NatGas-Aero | CT_NG | CT | CAISO_Peaker1 | 0 | 0 | 0 | not relevant | 0 | 0
FosterCreek1 | FosterCreek1 | FOSTER CREEK 1-1 | teppc | AESO | AESO | Alberta Electric System Operator | BCHA_AESO | Excluded | 2003-03-01 | 2050-12-01 | 47 | CT-AB-Cogen | Cogen_NG | Cogen | Excluded_CHP | 0 | 0 | 0 | teppc | 0 | 0
FosterCreek2 | FosterCreek2 | FOSTER CREEK 2-2 | teppc | AESO | AESO | Alberta Electric System Operator | BCHA_AESO | Excluded | 2003-03-01 | 2050-12-01 | 47 | CT-AB-Cogen | Cogen_NG | Cogen | Excluded_CHP | 0 | 0 | 0 | teppc | 0 | 0
Valley Unit 5 | Valley_Unit_5 | Valley (Los Angeles) CT 5 | teppc | LDWP | LDWP | Los Angeles Department of Water and Power | LADWP | LDWP | 2001-08-01 | 2050-12-31 | 47 | CT-NatGas-Industrial | CT_NG | CT | LDWP_Peaker | 0 | 0 | 0 | teppc | 0 | 0
DIVSON_6_NSQF | DIVSON_6_NSQF |  | caiso | SDGE | SDGE | San Diego Gas and Electric | SDGE | CAISO | 1989-01-01 | 2018-12-31 | 47 | CCWhole-NatGas-Aero | Cogen_NG | Cogen | CAISO_CHP | 0 | 0 | 0 | not relevant | 0 | 0
WALNUT_6_HILLGEN | WALNUT_6_HILLGEN | Puente Hills | caiso | SCE | SCE | Southern California Edison | SCE | CAISO | 1986-01-01 | 2050-12-31 | 47 | n/a | Biogas_ | Biogas_LandfillGas | CAISO_Biogas | 0 | 1 | 0 | not relevant | 1 | 0
Summer_Falls1 | Summer_Falls1 | Summer Falls Power Plant-1 | teppc | TPWR | TPWR | Tacoma Power | BPAT | NW | 1985-01-01 | 2050-12-31 | 47 | Hydro | Hydro_Standard | Hydro | NW_Hydro | 0 | 0 | 0 | teppc | 0 | 0
Summer_Falls2 | Summer_Falls2 | Summer Falls Power Plant-2 | teppc | TPWR | TPWR | Tacoma Power | BPAT | NW | 1985-01-01 | 2050-12-31 | 47 | Hydro | Hydro_Standard | Hydro | NW_Hydro | 0 | 0 | 0 | teppc | 0 | 0
WOLFSK_1_UNITA1 | WOLFSK_1_UNITA1 | Wolfskill Energy Center | caiso | PGE_Valley | PGE_Valley | Pacific Gas and Electric Valley | PGE_Valley | CAISO | 2003-03-22 | 2050-12-31 | 46.9 | CT-NatGas-Aero | CT_NG | CT | CAISO_Peaker1 | 0 | 0 | 0 | not relevant | 0 | 0
OldManRiver | OldManRiver | Old Man River Wind-1 | teppc | AESO | AESO | Alberta Electric System Operator | BCHA_AESO | Excluded | 2013-11-01 | 2050-12-31 | 46.8 | WT-Onshore | wind_onshorewind | Wind | Excluded_Wind | 0 | 0 | 0 | teppc | 0 | 0
Coolidge 01 | Coolidge_01 | Coolidge Generation Station-1 | teppc | SRP | SRP | Salt River Project | SRP | SW | 2011-05-01 | 2050-12-31 | 46.8 | CT-NatGas-Aero | CT_NG | CT | SW_Peaker | 0 | 0 | 0 | teppc | 0 | 0
Coolidge 02 | Coolidge_02 | Coolidge Generating Station 2 | teppc | SRP | SRP | Salt River Project | SRP | SW | 2011-05-01 | 2050-12-31 | 46.8 | CT-NatGas-Aero | CT_NG | CT | SW_Peaker | 0 | 0 | 0 | teppc | 0 | 0
Coolidge 03 | Coolidge_03 | Coolidge Generating Station 3 | teppc | SRP | SRP | Salt River Project | SRP | SW | 2011-05-01 | 2050-12-31 | 46.8 | CT-NatGas-Aero | CT_NG | CT | SW_Peaker | 0 | 0 | 0 | teppc | 0 | 0
Coolidge 04 | Coolidge_04 | Coolidge Generating Station 4 | teppc | SRP | SRP | Salt River Project | SRP | SW | 2011-05-01 | 2050-12-31 | 46.8 | CT-NatGas-Aero | CT_NG | CT | SW_Peaker | 0 | 0 | 0 | teppc | 0 | 0
Coolidge 05 | Coolidge_05 | Coolidge Generating Station 5 | teppc | SRP | SRP | Salt River Project | SRP | SW | 2011-05-01 | 2050-12-31 | 46.8 | CT-NatGas-Aero | CT_NG | CT | SW_Peaker | 0 | 0 | 0 | teppc | 0 | 0
Coolidge 06 | Coolidge_06 | Coolidge Generating Station 6 | teppc | SRP | SRP | Salt River Project | SRP | SW | 2011-05-01 | 2050-12-31 | 46.8 | CT-NatGas-Aero | CT_NG | CT | SW_Peaker | 0 | 0 | 0 | teppc | 0 | 0
Coolidge 07 | Coolidge_07 | Coolidge Generating Station 7 | teppc | SRP | SRP | Salt River Project | SRP | SW | 2011-05-01 | 2050-12-31 | 46.8 | CT-NatGas-Aero | CT_NG | CT | SW_Peaker | 0 | 0 | 0 | teppc | 0 | 0
Coolidge 08 | Coolidge_08 | Coolidge Generating Station 8 | teppc | SRP | SRP | Salt River Project | SRP | SW | 2011-05-01 | 2050-12-31 | 46.8 | CT-NatGas-Aero | CT_NG | CT | SW_Peaker | 0 | 0 | 0 | teppc | 0 | 0
Coolidge 09 | Coolidge_09 | Coolidge Generating Station 9 | teppc | SRP | SRP | Salt River Project | SRP | SW | 2011-05-01 | 2050-12-31 | 46.8 | CT-NatGas-Aero | CT_NG | CT | SW_Peaker | 0 | 0 | 0 | teppc | 0 | 0
Coolidge 10 | Coolidge_10 | Coolidge Generating Station 10 | teppc | SRP | SRP | Salt River Project | SRP | SW | 2011-05-01 | 2050-12-31 | 46.8 | CT-NatGas-Aero | CT_NG | CT | SW_Peaker | 0 | 0 | 0 | teppc | 0 | 0
Coolidge 11 | Coolidge_11 | Coolidge Generating Station 11 | teppc | SRP | SRP | Salt River Project | SRP | SW | 2011-05-01 | 2050-12-31 | 46.8 | CT-NatGas-Aero | CT_NG | CT | SW_Peaker | 0 | 0 | 0 | teppc | 0 | 0
Coolidge 12 | Coolidge_12 | Coolidge Generating Station 12 | teppc | SRP | SRP | Salt River Project | SRP | SW | 2011-05-01 | 2050-12-31 | 46.8 | CT-NatGas-Aero | CT_NG | CT | SW_Peaker | 0 | 0 | 0 | teppc | 0 | 0
MTNPOS_1_UNIT | MTNPOS_1_UNIT |  | caiso | PGE_Valley | PGE_Valley | Pacific Gas and Electric Valley | PGE_Valley | CAISO | 1989-04-01 | 2050-12-31 | 46.64 | Bio-ST | Cogen_NG | Cogen | CAISO_CHP | 0 | 1 | 0 | not relevant | 1 | 0
GILRPP_1_PL3X4 | GILRPP_1_PL3X4 | GILROY ENERGY CENTER, UNIT #3 | caiso | PGE_Bay | PGE_Bay | Pacific Gas and Electric Bay | PGE_Bay | CAISO | 2002-02-28 | 2050-12-31 | 46.2 | CT-NatGas-Aero | CT_NG | CT | CAISO_Peaker2 | 0 | 0 | 0 | not relevant | 0 | 0
LARKSP_6_UNIT 1 | LARKSP_6_UNIT_1 | LARKSPUR PEAKER UNIT 1 | caiso | SDGE | SDGE | San Diego Gas and Electric | SDGE | CAISO | 2001-09-13 | 2050-12-31 | 46.1 | CT-NatGas-Industrial | CT_NG | CT | CAISO_Peaker2 | 0 | 0 | 0 | not relevant | 0 | 0
SMPRIP_1_SMPSON | SMPRIP_1_SMPSON | Ripon Cogeneration Unit 1 | caiso | PGE_Valley | PGE_Valley | Pacific Gas and Electric Valley | PGE_Valley | CAISO | 1988-04-19 | 2050-12-31 | 46.05 |  | Cogen_NG | Cogen | CAISO_CHP | 0 | 0 | 0 | not relevant | 0 | 0
USWND2_1_WIND3 | USWND2_1_WIND3 | Golden Hills C | caiso | PGE_Bay | PGE_Bay | Pacific Gas and Electric Bay | PGE_Bay | CAISO | 1/1/1899 | 2050-12-31 | 46 | wind_onshorewind | wind_onshorewind | Wind | CAISO_Wind | 1 | 0 | 1 | new | 1 | 0
San Juan GT1 | San_Juan_GT1 | San Juan Gas Plant 1 | teppc | PNM | PNM | Public Service Company of New Mexico | PNM_EPE | SW | 2018-01-01 | 2050-12-31 | 46 | CT-NatGas-Aero | CT_NG | CT | SW_Peaker | 0 | 0 | 0 | teppc | 0 | 0
San Juan GT2 | San_Juan_GT2 | San Juan Gas Plant 2 | teppc | PNM | PNM | Public Service Company of New Mexico | PNM_EPE | SW | 2018-01-01 | 2050-12-31 | 46 | CT-NatGas-Aero | CT_NG | CT | SW_Peaker | 0 | 0 | 0 | teppc | 0 | 0
JohnHart1_Exp | JohnHart1_Exp | John Hart Upgrade Project-1_BCH-JHT | teppc | BCHA | BCHA | British Columbia Transmission Company | BCHA_AESO | Excluded | 2016-03-01 | 2060-03-31 | 46 | Hydro | Hydro_Standard | Hydro | Excluded_Hydro | 0 | 0 | 0 | teppc | 0 | 0
JohnHart2_Exp | JohnHart2_Exp | John Hart Upgrade Project-2_BCH-JHT | teppc | BCHA | BCHA | British Columbia Transmission Company | BCHA_AESO | Excluded | 2016-03-01 | 2060-03-31 | 46 | Hydro | Hydro_Standard | Hydro | Excluded_Hydro | 0 | 0 | 0 | teppc | 0 | 0
JohnHart3_Exp | JohnHart3_Exp | John Hart Upgrade Project-3_BCH-JHT | teppc | BCHA | BCHA | British Columbia Transmission Company | BCHA_AESO | Excluded | 2016-03-01 | 2060-03-31 | 46 | Hydro | Hydro_Standard | Hydro | Excluded_Hydro | 0 | 0 | 0 | teppc | 0 | 0
PembinaRedwater | PembinaRedwater | Pembina Redwater-1 | teppc | BCHA | BCHA | British Columbia Transmission Company | BCHA_AESO | Excluded | 2015-07-01 | 2050-12-31 | 46 | CT-NatGas-Industrial | CT_NG | CT | Excluded_Peaker | 0 | 0 | 0 | teppc | 0 | 0
MIRLOM_6_PEAKER | MIRLOM_6_PEAKER | Mira Loma Peaker | caiso | SCE | SCE | Southern California Edison | SCE | CAISO | 2007-09-20 | 2050-12-31 | 46 | CT-NatGas-Aero | CT_NG | CT | CAISO_Peaker1 | 0 | 0 | 0 | not relevant | 0 | 0
REDWATER_GT_1 | REDWATER_GT_1 | REDWATER GT-1 | teppc | AESO | AESO | Alberta Electric System Operator | BCHA_AESO | Excluded | 2001-09-01 | 2050-12-01 | 46 | CT-NatGas-Industrial | CT_NG | CT | Excluded_Peaker | 0 | 0 | 0 | teppc | 0 | 0
Union Valley | Union_Valley | Union Valley 1 | teppc | BANC | BANC | Balancing Authority of Northern California | SMUD | BANC | 1963-10-01 | 2050-12-31 | 46 | Hydro | Hydro_Standard | Hydro | BANC_Hydro | 0 | 0 | 0 | teppc | 0 | 0
RioGrande7 | RioGrande7 | Rio Grande-7 | teppc | EPE | EPE | El Paso Electric Company | PNM_EPE | SW | 1958-06-01 | 2022-12-31 | 46 | ST-NatGas | ST_NG | Steam | SW_ST | 0 | 0 | 0 | teppc | 0 | 0
Spray1_1 | Spray1_1 | Spray1-1 | teppc | AESO | AESO | Alberta Electric System Operator | BCHA_AESO | Excluded | 1954-01-01 | 2050-12-01 | 46 | Hydro | Hydro_Standard | Hydro | Excluded_Hydro | 0 | 0 | 0 | teppc | 0 | 0
Spray2_1 | Spray2_1 | Spray2-1 | teppc | AESO | AESO | Alberta Electric System Operator | BCHA_AESO | Excluded | 1954-01-01 | 2050-12-01 | 46 | Hydro | Hydro_Standard | Hydro | Excluded_Hydro | 0 | 0 | 0 | teppc | 0 | 0
SALTSP_7_UNITS | SALTSP_7_UNITS | SALT SPRINGS HYDRO AGGREGATE | caiso | PGE_Valley | PGE_Valley | Pacific Gas and Electric Valley | PGE_Valley | CAISO | 1931-01-01 | 2050-12-31 | 46 | n/a | Hydro_Standard | Hydro | CAISO_Hydro | 0 | 0 | 0 | not relevant | 0 | 0
CNTNLA_2_SOLAR2 | CNTNLA_2_SOLAR2 | Centinels Solar Energy 2 | caiso | SDGE | SDGE | San Diego Gas and Electric | SDGE | CAISO | 2014-08-15 | 2050-12-31 | 45.6 | n/a | PVgeneric_sun | Solar_Fixed | CAISO_Solar | 1 | 1 | 0 | in old list | 1 | 0
BASELINE_SG | BASELINE_SG | BASELINE | teppc | PAUT | PAUT | Utah, PACE Utility | PACE | NW | 2016-01-01 | 2050-12-31 | 45.5 | SolarPV-NonTracking | FixedPV_sun | Solar_Fixed | NW_Solar | 0 | 0 | 0 | teppc | 0 | 0
Stave_Falls_1 | Stave_Falls_1 | Stave Falls-1_Stave Falls New-1_BCH-SFN | teppc | BCHA | BCHA | British Columbia Transmission Company | BCHA_AESO | Excluded | 1999-10-01 | 2033-03-31 | 45.5 | Hydro | Hydro_Standard | Hydro | Excluded_Hydro | 0 | 0 | 0 | teppc | 0 | 0
Stave_Falls_2 | Stave_Falls_2 | Stave Falls-2_Stave Falls New-2_BCH-SFN | teppc | BCHA | BCHA | British Columbia Transmission Company | BCHA_AESO | Excluded | 1999-10-01 | 2033-03-31 | 45.5 | Hydro | Hydro_Standard | Hydro | Excluded_Hydro | 0 | 0 | 0 | teppc | 0 | 0
ELCAJN_6_UNITA1 | ELCAJN_6_UNITA1 | Cuyamaca Peak Energy Plant | caiso | SDGE | SDGE | San Diego Gas and Electric | SDGE | CAISO | 2002-05-29 | 2050-12-31 | 45.42 | n/a | CT_NG | CT | CAISO_Peaker2 | 0 | 0 | 0 | not relevant | 0 | 0
EvanderAndrews2 | EvanderAndrews2 | Evander Andrews Power Complex-2 | teppc | IPTV | IPTV | Idaho Treasure Valley | IPCO | NW | 2001-09-01 | 2050-12-31 | 45.4 | CT-NatGas-Aero | CT_NG | CT | NW_Peaker | 0 | 0 | 0 | teppc | 0 | 0
Black Mountain 1 | Black_Mountain_1 | Black Mountain Generating Station 1 | teppc | TEPC | TEPC | Tucson Electric Power Company | TEPC | SW | 2008-06-01 | 2050-12-31 | 45.01 | CT-NatGas-Aero | CT_NG | CT | SW_Peaker | 0 | 0 | 0 | teppc | 0 | 0
Black Mountain 2 | Black_Mountain_2 | Black Mountain Generating Station 2 | teppc | TEPC | TEPC | Tucson Electric Power Company | TEPC | SW | 2008-06-01 | 2050-12-31 | 45.01 | CT-NatGas-Aero | CT_NG | CT | SW_Peaker | 0 | 0 | 0 | teppc | 0 | 0
Tierra del Sol Solar Farm | Tierra_del_Sol__Solar_Farm | Tierra del Sol Solar Farm | rps | IID | SDG&E | San Diego Gas and Electric | SDGE | CAISO | 2016-06-28 | 2050-12-31 | 45 | Solar PV - Ground mountSolar: Tracking (2 Axis) | 2axPV_sun | Solar_2Axis | CAISO_Solar | 1 | 1 | 0 | in old list | 1 | 0
Sandstone Solar | Sandstone_Solar | Sandstone Solar Project SNDST | teppc | SRP | SRP | Salt River Project | SRP | SW | 2016-02-11 | 2050-12-31 | 45 | SolarPV-Tracking | 1axPV_sun | Solar_1Axis | SW_Solar | 0 | 0 | 0 | teppc | 0 | 0
Clowhom_1 | Clowhom_1 | Clowhom-1_Clowhom-1_BCH-COM | teppc | BCHA | BCHA | British Columbia Transmission Company | BCHA_AESO | Excluded | 2015-10-01 | 2033-03-31 | 45 | Hydro | Hydro_Standard | Hydro | Excluded_Hydro | 0 | 0 | 0 | teppc | 0 | 0
CAMLOT_2_SOLAR1 | CAMLOT_2_SOLAR1 | Camelot | caiso | PGE_Valley | PGE_Valley | Pacific Gas and Electric Valley | PGE_Valley | CAISO | 2014-12-11 | 2050-12-31 | 45 | n/a | PVgeneric_sun | Solar_Fixed | CAISO_Solar | 1 | 0 | 1 | old | 1 | 0
COGNAT_1_UNIT | COGNAT_1_UNIT |  | caiso | PGE_Valley | PGE_Valley | Pacific Gas and Electric Valley | PGE_Valley | CAISO | 2014-02-12 | 2050-12-31 | 45 | n/a | Cogen_NG | Cogen | CAISO_CHP | 0 | 1 | 0 | not relevant | 1 | 0
SummerviewG3 | SummerviewG3 | SummerviewG3-1 | teppc | AESO | AESO | Alberta Electric System Operator | BCHA_AESO | Excluded | 2010-02-12 | 2050-12-31 | 45 | WT-Onshore | wind_onshorewind | Wind | Excluded_Wind | 0 | 0 | 0 | teppc | 0 | 0
Valleyview2_1 | Valleyview2_1 | Valleyview2-1 | teppc | AESO | AESO | Alberta Electric System Operator | BCHA_AESO | Excluded | 2008-12-01 | 2050-12-01 | 45 | CT-NatGas-Industrial | CT_NG | CT | Excluded_Peaker | 0 | 0 | 0 | teppc | 0 | 0
TIFFNY_1_DILLON | TIFFNY_1_DILLON | TIFFNY_1_DILLON | caiso | SCE | SCE | Southern California Edison | SCE | CAISO | 2008-04-18 | 2050-12-31 | 45 | n/a | wind_onshorewind | Wind | CAISO_Wind | 1 | 1 | 0 | in old list | 1 | 0
MRGT_6_MMAREF | MRGT_6_MMAREF | Miramar Energy Facility | caiso | SDGE | SDGE | San Diego Gas and Electric | SDGE | CAISO | 2005-07-27 | 2050-12-31 | 45 | CT-NatGas-Industrial | CT_NG | CT | CAISO_Peaker1 | 0 | 0 | 0 | not relevant | 0 | 0
Rainbow5_5 | Rainbow5_5 | Rainbow5-5 | teppc | AESO | AESO | Alberta Electric System Operator | BCHA_AESO | Excluded | 2001-12-01 | 2050-12-01 | 45 | CT-NatGas-Industrial | CT_NG | CT | Excluded_Peaker | 0 | 0 | 0 | teppc | 0 | 0
Valleyview1_1 | Valleyview1_1 | Valleyview1-1 | teppc | AESO | AESO | Alberta Electric System Operator | BCHA_AESO | Excluded | 2001-12-01 | 2050-12-01 | 45 | CT-NatGas-Industrial | CT_NG | CT | Excluded_Peaker | 0 | 0 | 0 | teppc | 0 | 0
EvanderAndrews3 | EvanderAndrews3 | Evander Andrews Power Complex-3 | teppc | IPTV | IPTV | Idaho Treasure Valley | IPCO | NW | 2001-09-01 | 2050-12-31 | 45 | CT-NatGas-Aero | CT_NG | CT | NW_Peaker | 0 | 0 | 0 | teppc | 0 | 0
Rainbow4_4 | Rainbow4_4 | Rainbow4-4 | teppc | AESO | AESO | Alberta Electric System Operator | BCHA_AESO | Excluded | 1999-02-01 | 2050-12-01 | 45 | CT-NatGas-Industrial | CT_NG | CT | Excluded_Peaker | 0 | 0 | 0 | teppc | 0 | 0
LuckyPeak132 | LuckyPeak132 | Lucky Peak Power Plant Project-U132 | teppc | IPMV | IPMV | Idaho Magic Valley | IPCO | NW | 1988-10-01 | 2050-12-31 | 45 | Hydro | Hydro_Standard | Hydro | NW_Hydro | 0 | 0 | 0 | teppc | 0 | 0
Merwin_3 | Merwin_3 | Merwin-3 | teppc | PACW | PACW | PacifiCorp – West | PACW | NW | 1958-09-01 | 2050-12-31 | 45 | Hydro | Hydro_Standard | Hydro | NW_Hydro | 0 | 0 | 0 | teppc | 0 | 0
Pelton_1 | Pelton_1 | Pelton-1 | teppc | PGE | PGE | Portland General Electric Company | PortlandGE | NW | 1957-12-01 | 2050-12-31 | 45 | Hydro | Hydro_Standard | Hydro | NW_Hydro | 0 | 0 | 0 | teppc | 0 | 0
Merwin_2 | Merwin_2 | Merwin-2 | teppc | PACW | PACW | PacifiCorp – West | PACW | NW | 1949-12-01 | 2050-12-31 | 45 | Hydro | Hydro_Standard | Hydro | NW_Hydro | 0 | 0 | 0 | teppc | 0 | 0
Merwin_1 | Merwin_1 | Merwin-1 | teppc | PACW | PACW | PacifiCorp – West | PACW | NW | 1932-01-01 | 2050-12-31 | 45 | Hydro | Hydro_Standard | Hydro | NW_Hydro | 0 | 0 | 0 | teppc | 0 | 0
GLNARM_7_UNIT 3 | GLNARM_7_UNIT_3 |  | caiso | SCE | SCE | Southern California Edison | SCE | CAISO | 2004-01-08 | 2050-12-31 | 44.83 | CT-NatGas-Aero | CT_NG | CT | CAISO_Peaker2 | 0 | 1 | 0 | not relevant | 1 | 0
KNGCTY_6_UNITA1 | KNGCTY_6_UNITA1 | King City Energy Center, Unit 1 | caiso | PGE_Valley | PGE_Valley | Pacific Gas and Electric Valley | PGE_Valley | CAISO | 2002-01-14 | 2050-12-31 | 44.6 | CT-NatGas-Aero | CT_NG | CT | CAISO_Peaker1 | 0 | 0 | 0 | not relevant | 0 | 0
INDIGO_1_UNIT 2 | INDIGO_1_UNIT_2 | INDIGO PEAKER UNIT 2 | caiso | SCE | SCE | Southern California Edison | SCE | CAISO | 2001-09-19 | 2050-12-31 | 44.53 | CT-NatGas-Aero | CT_NG | CT | CAISO_Peaker2 | 0 | 0 | 0 | not relevant | 0 | 0
MTWIND_1_UNIT 1 | MTWIND_1_UNIT_1 | Mountain View Power Project I | caiso | SCE | SCE | Southern California Edison | SCE | CAISO | 2001-03-24 | 2050-12-31 | 44.4 | n/a | wind_onshorewind | Wind | CAISO_Wind | 1 | 1 | 0 | in old list | 1 | 0
Twin_Falls_2 | Twin_Falls_2 | Twin Falls-2 | teppc | IPMV | IPMV | Idaho Magic Valley | IPCO | NW | 1995-07-01 | 2050-12-31 | 44.3 | Hydro | Hydro_Standard | Hydro | NW_Hydro | 0 | 0 | 0 | teppc | 0 | 0
Palisades_4 | Palisades_4 | Palisades-4 | teppc | PAID | PAID | Idaho, PACE Utility | IPCO | NW | 1958-05-01 | 2050-12-31 | 44.1 | Hydro | Hydro_Standard | Hydro | NW_Hydro | 0 | 0 | 0 | teppc | 0 | 0
Palisades_1 | Palisades_1 | Palisades-1 | teppc | PAID | PAID | Idaho, PACE Utility | IPCO | NW | 1957-08-01 | 2050-12-31 | 44.1 | Hydro | Hydro_Standard | Hydro | NW_Hydro | 0 | 0 | 0 | teppc | 0 | 0
Palisades_2 | Palisades_2 | Palisades-2 | teppc | PAID | PAID | Idaho, PACE Utility | IPCO | NW | 1957-05-01 | 2050-12-31 | 44.1 | Hydro | Hydro_Standard | Hydro | NW_Hydro | 0 | 0 | 0 | teppc | 0 | 0
Palisades_3 | Palisades_3 | Palisades-3 | teppc | PAID | PAID | Idaho, PACE Utility | IPCO | NW | 1957-02-01 | 2050-12-31 | 44.1 | Hydro | Hydro_Standard | Hydro | NW_Hydro | 0 | 0 | 0 | teppc | 0 | 0
Wild_Horse_W3 | Wild_Horse_W3 | Wild Horse-W3 | teppc | PSEI | PSEI | Puget Sound Energy | BPAT | NW | 2009-11-01 | 2050-12-31 | 44 | WT-Onshore | wind_onshorewind | Wind | NW_Wind | 0 | 0 | 0 | teppc | 0 | 0
MRGT_6_MEF2 | MRGT_6_MEF2 | Miramar Energy Facility II | caiso | SDGE | SDGE | San Diego Gas and Electric | SDGE | CAISO | 2009-08-07 | 2050-12-31 | 44 | CT-NatGas-Industrial | CT_NG | CT | CAISO_Peaker1 | 0 | 0 | 0 | not relevant | 0 | 0
Sundance AZ 01 | Sundance_AZ_01 | Sundance Energy CT1 | teppc | AZPS | AZPS | Arizona Public Service Company | AZPS | SW | 2002-05-01 | 2050-12-31 | 44 | CT-NatGas-Aero | CT_NG | CT | SW_Peaker | 0 | 0 | 0 | teppc | 0 | 0
Sundance AZ 02 | Sundance_AZ_02 | Sundance Energy CT2 | teppc | AZPS | AZPS | Arizona Public Service Company | AZPS | SW | 2002-05-01 | 2050-12-31 | 44 | CT-NatGas-Aero | CT_NG | CT | SW_Peaker | 0 | 0 | 0 | teppc | 0 | 0
Sundance AZ 03 | Sundance_AZ_03 | Sundance Energy CT3 | teppc | AZPS | AZPS | Arizona Public Service Company | AZPS | SW | 2002-05-01 | 2050-12-31 | 44 | CT-NatGas-Aero | CT_NG | CT | SW_Peaker | 0 | 0 | 0 | teppc | 0 | 0
Sundance AZ 04 | Sundance_AZ_04 | Sundance Energy CT4 | teppc | AZPS | AZPS | Arizona Public Service Company | AZPS | SW | 2002-05-01 | 2050-12-31 | 44 | CT-NatGas-Aero | CT_NG | CT | SW_Peaker | 0 | 0 | 0 | teppc | 0 | 0
Sundance AZ 05 | Sundance_AZ_05 | Sundance Energy CT5 | teppc | AZPS | AZPS | Arizona Public Service Company | AZPS | SW | 2002-05-01 | 2050-12-31 | 44 | CT-NatGas-Aero | CT_NG | CT | SW_Peaker | 0 | 0 | 0 | teppc | 0 | 0
Sundance AZ 06 | Sundance_AZ_06 | Sundance Energy CT6 | teppc | AZPS | AZPS | Arizona Public Service Company | AZPS | SW | 2002-05-01 | 2050-12-31 | 44 | CT-NatGas-Aero | CT_NG | CT | SW_Peaker | 0 | 0 | 0 | teppc | 0 | 0
Sundance AZ 07 | Sundance_AZ_07 | Sundance Energy CT7 | teppc | AZPS | AZPS | Arizona Public Service Company | AZPS | SW | 2002-05-01 | 2050-12-31 | 44 | CT-NatGas-Aero | CT_NG | CT | SW_Peaker | 0 | 0 | 0 | teppc | 0 | 0
Sundance AZ 08 | Sundance_AZ_08 | Sundance Energy CT8 | teppc | AZPS | AZPS | Arizona Public Service Company | AZPS | SW | 2002-05-01 | 2050-12-31 | 44 | CT-NatGas-Aero | CT_NG | CT | SW_Peaker | 0 | 0 | 0 | teppc | 0 | 0
Sundance AZ 09 | Sundance_AZ_09 | Sundance Energy CT9 | teppc | AZPS | AZPS | Arizona Public Service Company | AZPS | SW | 2002-05-01 | 2050-12-31 | 44 | CT-NatGas-Aero | CT_NG | CT | SW_Peaker | 0 | 0 | 0 | teppc | 0 | 0
Sundance AZ 10 | Sundance_AZ_10 | Sundance Energy CT10 | teppc | AZPS | AZPS | Arizona Public Service Company | AZPS | SW | 2002-05-01 | 2050-12-31 | 44 | CT-NatGas-Aero | CT_NG | CT | SW_Peaker | 0 | 0 | 0 | teppc | 0 | 0
INDIGO_1_UNIT 1 | INDIGO_1_UNIT_1 | INDIGO PEAKER UNIT 1 | caiso | SCE | SCE | Southern California Edison | SCE | CAISO | 2001-09-19 | 2050-12-31 | 44 | CT-NatGas-Aero | CT_NG | CT | CAISO_Peaker2 | 0 | 0 | 0 | not relevant | 0 | 0
REDBLF_6_UNIT | REDBLF_6_UNIT | RED BLUFF PEAKER PLANT | caiso | PGE_Valley | PGE_Valley | Pacific Gas and Electric Valley | PGE_Valley | CAISO | 2001-08-11 | 2050-12-31 | 44 | ICE-NatGas | ICE_NG | ICE | CAISO_Reciprocating_Engine | 0 | 0 | 0 | not relevant | 0 | 0
CHINO_6_SMPPAP | CHINO_6_SMPPAP | AltaGas Pomona Energy | caiso | SCE | SCE | Southern California Edison | SCE | CAISO | 1985-11-18 | 2050-12-31 | 44 | n/a | CT_NG | CT | CAISO_Peaker1 | 0 | 0 | 0 | not relevant | 0 | 0
Blue Mesa 2 | Blue_Mesa_2 | Blue Mesa 2 | teppc | WACM | WACM | Western Area Power Administration, Colorado-Missouri Region | WACM | Excluded | 1967-11-01 | 2050-12-31 | 44 | Hydro | Hydro_Standard | Hydro | Excluded_Hydro | 0 | 0 | 0 | teppc | 0 | 0
Blue Mesa 1 | Blue_Mesa_1 | Blue Mesa 1 | teppc | WACM | WACM | Western Area Power Administration, Colorado-Missouri Region | WACM | Excluded | 1967-09-01 | 2050-12-31 | 44 | Hydro | Hydro_Standard | Hydro | Excluded_Hydro | 0 | 0 | 0 | teppc | 0 | 0
Reeves 1 | Reeves_1 | Reeves 1 | teppc | PNM | PNM | Public Service Company of New Mexico | PNM_EPE | SW | 1960-08-01 | 2050-12-31 | 44 | ST-NatGas | ST_NG | Steam | SW_ST | 0 | 0 | 0 | teppc | 0 | 0
Olive O1 | Olive_O1 | Olive O1 | teppc | LDWP | LDWP | Los Angeles Department of Water and Power | LADWP | LDWP | 1959-10-01 | 2050-12-31 | 44 | ST-NatGas | ST_NG | Steam | LDWP_ST | 0 | 0 | 0 | teppc | 0 | 0
Reeves 2 | Reeves_2 | Reeves 2 | teppc | PNM | PNM | Public Service Company of New Mexico | PNM_EPE | SW | 1958-12-01 | 2050-12-31 | 44 | ST-NatGas | ST_NG | Steam | SW_ST | 0 | 0 | 0 | teppc | 0 | 0
Montrose_Creek1 | Montrose_Creek1 | East Toba and Montrose Creek (MTC)-1_East Toba and Montrose Creek (MTC)-1_IPP-MTC | teppc | BCHA | BCHA | British Columbia Transmission Company | BCHA_AESO | Excluded | 2010-07-01 | 2045-05-27 | 43.95 | Hydro | Hydro_Standard | Hydro | Excluded_Hydro | 0 | 0 | 0 | teppc | 0 | 0
Montrose_Creek2 | Montrose_Creek2 | East Toba and Montrose Creek (MTC)-2_East Toba and Montrose Creek (MTC)-2_IPP-MTC | teppc | BCHA | BCHA | British Columbia Transmission Company | BCHA_AESO | Excluded | 2010-07-01 | 2045-05-27 | 43.95 | Hydro | Hydro_Standard | Hydro | Excluded_Hydro | 0 | 0 | 0 | teppc | 0 | 0
Colstrip_Energy | Colstrip_Energy | Colstrip Energy LP-GEN1 | teppc | NWMT | NWMT | NorthWestern Energy | NWMT_WAUW | NW | 1990-02-01 | 2050-12-31 | 43.7 | ST-Coal | Steam_Coal | Coal | NW_Coal | 0 | 0 | 0 | teppc | 0 | 0
INDIGO_1_UNIT 3 | INDIGO_1_UNIT_3 | INDIGO PEAKER UNIT 3 | caiso | SCE | SCE | Southern California Edison | SCE | CAISO | 2001-09-19 | 2050-12-31 | 43.69 | CT-NatGas-Aero | CT_NG | CT | CAISO_Peaker2 | 0 | 0 | 0 | not relevant | 0 | 0
TUNGSTEN P1 | TUNGSTEN_P1 | Tungsten Geothermal | teppc | SPPC | SPPC | Nevada Power Company | NEVP | SW | 2017-01-01 | 2050-12-31 | 43.5 | Renewable Thermal | Geothermal_steam | Geothermal | SW_Geothermal | 0 | 0 | 0 | teppc | 0 | 0
FortPeck3 | FortPeck3 | Fort Peck-3 | teppc | WAUW | WAUW | Western Area Power Administration, Upper Great Plains – West | NWMT_WAUW | NW | 1951-12-01 | 2050-12-31 | 43.5 | Hydro | Hydro_Standard | Hydro | NW_Hydro | 0 | 0 | 0 | teppc | 0 | 0
FortPeck1 | FortPeck1 | Fort Peck-1 | teppc | WAUW | WAUW | Western Area Power Administration, Upper Great Plains – West | NWMT_WAUW | NW | 1943-07-01 | 2050-12-31 | 43.5 | Hydro | Hydro_Standard | Hydro | NW_Hydro | 0 | 0 | 0 | teppc | 0 | 0
VOYAGR_2_VOYWD3 | VOYAGR_2_VOYWD3 |  | caiso | SCE | SCE | Southern California Edison | SCE | CAISO | 2018-12-29 | 2050-12-31 | 43.2 | wind_onshorewind | wind_onshorewind | Wind | CAISO_Wind | 1 | 0 | 1 | old | 1 | 0
COLTON_6_AGUAM1 | COLTON_6_AGUAM1 | AGUA MANSA UNIT 1 (CITY OF COLTON) | caiso | SCE | SCE | Southern California Edison | SCE | CAISO | 2003-06-27 | 2050-12-31 | 43 | CT-NatGas-Aero | CT_NG | CT | CAISO_Peaker1 | 0 | 0 | 0 | not relevant | 0 | 0
USWND2_1_WIND1 | USWND2_1_WIND1 | Golden Hills A | caiso | PGE_Bay | PGE_Bay | Pacific Gas and Electric Bay | PGE_Bay | CAISO | 2015-12-18 | 2050-12-31 | 42.96 | n/a | wind_onshorewind | Wind | CAISO_Wind | 1 | 1 | 0 | in old list | 1 | 0
USWND2_1_WIND2 | USWND2_1_WIND2 | Golden Hills B | caiso | PGE_Bay | PGE_Bay | Pacific Gas and Electric Bay | PGE_Bay | CAISO | 2015-12-18 | 2050-12-31 | 42.96 | n/a | wind_onshorewind | Wind | CAISO_Wind | 1 | 1 | 0 | in old list | 1 | 0
ANAHM_7_CT | ANAHM_7_CT | ANAHEIM COMBUSTION TURBINE | caiso | SCE | SCE | Southern California Edison | SCE | CAISO | 1990-01-01 | 2050-12-31 | 42.81 | CT-NatGas-Aero | CT_NG | CT | CAISO_Peaker1 | 0 | 0 | 0 | not relevant | 0 | 0
NIMTG_6_NIQF | NIMTG_6_NIQF |  | caiso | SDGE | SDGE | San Diego Gas and Electric | SDGE | CAISO | 1989-01-01 | 2018-03-01 | 42.7 | CCWhole-NatGas-Industrial | Cogen_NG | Cogen | CAISO_CHP | 0 | 0 | 0 | not relevant | 0 | 0
GLNARM_7_UNIT 4 | GLNARM_7_UNIT_4 | GLEN ARM UNIT 4 | caiso | SCE | SCE | Southern California Edison | SCE | CAISO | 2004-01-08 | 2050-12-31 | 42.42 | CT-NatGas-Aero | CT_NG | CT | CAISO_Peaker2 | 0 | 0 | 0 | not relevant | 0 | 0
NCPA_7_GP2UN3 | NCPA_7_GP2UN3 | NCPA GEO PLANT 2 UNIT 3 | caiso | PGE_Bay | PGE_Bay | Pacific Gas and Electric Bay | PGE_Bay | CAISO | 1985-01-01 | 2050-12-31 | 42.42 | n/a | Geothermal_steam | Geothermal | CAISO_Geothermal | 0 | 10 | 0 | not relevant | 1 | 0
La Luz Energy Center | La_Luz_Energy_Center | La Luz Energy Center 1 | teppc | PNM | PNM | Public Service Company of New Mexico | PNM_EPE | SW | 2016-01-27 | 2050-12-31 | 42 | CT-NatGas-Aero | CT_NG | CT | SW_Peaker | 0 | 0 | 0 | teppc | 0 | 0
Silver Sage | Silver_Sage | Silver Sage Wind SSW01 | teppc | WACM | WACM | Western Area Power Administration, Colorado-Missouri Region | WACM | Excluded | 2009-10-01 | 2050-12-31 | 42 | WT-Onshore | wind_onshorewind | Wind | Excluded_Wind | 0 | 0 | 0 | teppc | 0 | 0
Salton Sea 4 | Salton_Sea_4 | Salton Sea Unit 4 4100 | teppc | IID | IID | Imperial Irrigation District | IID | IID | 2000-06-01 | 2050-12-31 | 42 | Geo-DoubleFlash | Geothermal_steam | Geothermal | IID_Geothermal | 0 | 0 | 0 | teppc | 0 | 0
Carson Ice Peaker | Carson_Ice_Peaker | Carson Ice Cogeneration CT CCCT | teppc | BANC | BANC | Balancing Authority of Northern California | SMUD | BANC | 1995-10-01 | 2050-12-31 | 42 | CT-NatGas-Industrial | CT_NG | CT | BANC_Peaker | 0 | 0 | 0 | teppc | 0 | 0
Leathers | Leathers | J.M. Leathers GEN1¦Cal Energy Leathers-GEN1¦Leathers Calipatria | teppc | IID | IID | Imperial Irrigation District | IID | IID | 1989-11-01 | 2050-12-31 | 42 | Geo-DoubleFlash | Geothermal_steam | Geothermal | IID_Geothermal | 0 | 0 | 0 | teppc | 0 | 0
JJ Elmore | JJ_Elmore | J.J. Elmore GEN1¦Elmore Company GEN1¦Elmore Calipatria | teppc | IID | IID | Imperial Irrigation District | IID | IID | 1988-11-01 | 2050-12-31 | 42 | Geo-DoubleFlash | Geothermal_steam | Geothermal | IID_Geothermal | 0 | 0 | 0 | teppc | 0 | 0
CHICPK_7_UNIT 1 | CHICPK_7_UNIT_1 | Chicago Park Powerhouse | caiso | PGE_Valley | PGE_Valley | Pacific Gas and Electric Valley | PGE_Valley | CAISO | 1965-01-01 | 2050-12-31 | 42 | n/a | Hydro_Standard | Hydro | CAISO_Hydro | 0 | 0 | 0 | not relevant | 0 | 0
Del Ranch Company | Del_Ranch_Company | Del Ranch Company-GEN1 | teppc | IID | IID | Imperial Irrigation District | IID | IID | 1950-08-01 | 2050-12-31 | 42 | Geo-DoubleFlash | Geothermal_steam | Geothermal | IID_Geothermal | 0 | 0 | 0 | teppc | 0 | 0
NEW_CMH16_550001_16 | NEW_CMH16_550001_16 | City of Medicine Hat 16 | teppc | AESO | AESO | Alberta Electric System Operator | BCHA_AESO | Excluded | 2018-10-22 | 2050-03-30 | 41.5 | CT-NatGas-Industrial | CT_NG | CT | Excluded_Peaker | 0 | 0 | 0 | teppc | 0 | 0
SummerviewG1 | SummerviewG1 | SummerviewG1-1 | teppc | AESO | AESO | Alberta Electric System Operator | BCHA_AESO | Excluded | 2004-09-30 | 2050-12-01 | 41.4 | WT-Onshore | wind_onshorewind | Wind | Excluded_Wind | 0 | 0 | 0 | teppc | 0 | 0
CENTRY_6_PL1X4 | CENTRY_6_PL1X4 | CENTURY GENERATING PLANT (AGGREGATE) | caiso | SCE | SCE | Southern California Edison | SCE | CAISO | 2001-09-17 | 2050-12-31 | 41.4 | CT-NatGas-Aero | CT_NG | CT | CAISO_Peaker2 | 0 | 0 | 0 | not relevant | 0 | 0
DREWS_6_PL1X4 | DREWS_6_PL1X4 | Drews Generating Plant | caiso | SCE | SCE | Southern California Edison | SCE | CAISO | 2001-08-14 | 2050-12-31 | 41.4 | CT-NatGas-Aero | CT_NG | CT | CAISO_Peaker2 | 0 | 0 | 0 | not relevant | 0 | 0
RUS-0.40 | RUS_0_40 | RUMOROSA SOLAR | teppc | CFE | CFE | Comisión Federal de Electricidad | CFE | Excluded | 2018-05-19 | 2050-12-31 | 41 | SolarPV-NonTracking | FixedPV_sun | Solar_Fixed | Excluded_Solar | 0 | 0 | 0 | teppc | 0 | 0
MustusEnergy | MustusEnergy | MustusEnergy | teppc | AESO | AESO | Alberta Electric System Operator | BCHA_AESO | Excluded | 2016-03-01 | 2050-12-31 | 41 | Bio-ST | ST_Biomass | Biomass/Wood | Excluded_Biomass | 0 | 0 | 0 | teppc | 0 | 0
Combine_Hills | Combine_Hills | Combine Hills I-1 | teppc | PACW | PACW | PacifiCorp – West | PACW | NW | 2003-12-01 | 2050-12-31 | 41 | WT-Onshore | wind_onshorewind | Wind | NW_Wind | 0 | 0 | 0 | teppc | 0 | 0
MedicineHat13 | MedicineHat13 | CMH 14-14 | teppc | AESO | AESO | Alberta Electric System Operator | BCHA_AESO | Excluded | 2003-06-01 | 2050-12-01 | 41 | CT-NatGas-Industrial | CT_NG | CT | Excluded_Peaker | 0 | 0 | 0 | teppc | 0 | 0
CABZON_1_WINDA1 | CABZON_1_WINDA1 | Cabazon Wind Project | caiso | SCE | SCE | Southern California Edison | SCE | CAISO | 2002-08-31 | 2050-12-31 | 41 | n/a | wind_onshorewind | Wind | CAISO_Wind | 1 | 0 | 1 | old | 1 | 0
Apache GT4 | Apache_GT4 | Apache CT GT4 | teppc | WALC | WALC | Western Area Power Administration, Lower Colorado Region | WALC | SW | 2002-09-01 | 2050-12-31 | 40.8 | CT-NatGas-Aero | CT_NG | CT | SW_Peaker | 0 | 0 | 0 | teppc | 0 | 0
ALPAC1 | ALPAC1 | ALPAC1-1 | teppc | AESO | AESO | Alberta Electric System Operator | BCHA_AESO | Excluded | 2001-09-01 | 2050-12-01 | 40.8 | Bio-ST | ST_Biomass | Biomass/Wood | Excluded_Biomass | 0 | 0 | 0 | teppc | 0 | 0
ALPAC2 | ALPAC2 | ALPAC2-1 | teppc | AESO | AESO | Alberta Electric System Operator | BCHA_AESO | Excluded | 2001-09-01 | 2050-12-01 | 40.8 | Bio-ST | ST_Biomass | Biomass/Wood | Excluded_Biomass | 0 | 0 | 0 | teppc | 0 | 0
Foote_Creek1 | Foote_Creek1 | Foote Creek I-GEN1 | teppc | PAWY | PAWY | Wyoming, PACE Utility | PACE | NW | 1999-04-01 | 2050-12-31 | 40.8 | WT-Onshore | wind_onshorewind | Wind | NW_Wind | 0 | 0 | 0 | teppc | 0 | 0
Celgar_1 | Celgar_1 | Celgar-1_Celgar-1_FBC-CEL | teppc | BCHA | BCHA | British Columbia Transmission Company | BCHA_AESO | Excluded | 2010-10-01 | 2040-09-27 | 40.67 | Bio-ST | ST_Biomass | Biomass/Wood | Excluded_Biomass | 0 | 0 | 0 | teppc | 0 | 0
Mayfield_44 | Mayfield_44 | Mayfield-44 | teppc | TPWR | TPWR | Tacoma Power | BPAT | NW | 1963-06-01 | 2050-12-31 | 40.5 | Hydro | Hydro_Standard | Hydro | NW_Hydro | 0 | 0 | 0 | teppc | 0 | 0
Mayfield_41 | Mayfield_41 | Mayfield-41 | teppc | TPWR | TPWR | Tacoma Power | BPAT | NW | 1963-05-01 | 2050-12-31 | 40.5 | Hydro | Hydro_Standard | Hydro | NW_Hydro | 0 | 0 | 0 | teppc | 0 | 0
Mayfield_43 | Mayfield_43 | Mayfield-43 | teppc | TPWR | TPWR | Tacoma Power | BPAT | NW | 1963-04-01 | 2050-12-31 | 40.5 | Hydro | Hydro_Standard | Hydro | NW_Hydro | 0 | 0 | 0 | teppc | 0 | 0
Mayfield_42 | Mayfield_42 | Mayfield-42 | teppc | TPWR | TPWR | Tacoma Power | BPAT | NW | 1963-03-01 | 2050-12-31 | 40.5 | Hydro | Hydro_Standard | Hydro | NW_Hydro | 0 | 0 | 0 | teppc | 0 | 0
Pyramid 1 | Pyramid_1 | Pyramid Station 1 | teppc | PNM | PNM | Public Service Company of New Mexico | PNM_EPE | SW | 2003-06-01 | 2050-12-31 | 40.4 | CT-NatGas-Aero | CT_NG | CT | SW_Peaker | 0 | 0 | 0 | teppc | 0 | 0
Pyramid 2 | Pyramid_2 | Pyramid Station 2 | teppc | PNM | PNM | Public Service Company of New Mexico | PNM_EPE | SW | 2003-06-01 | 2050-12-31 | 40.4 | CT-NatGas-Aero | CT_NG | CT | SW_Peaker | 0 | 0 | 0 | teppc | 0 | 0
Pyramid 3 | Pyramid_3 | Pyramid Station 3 | teppc | PNM | PNM | Public Service Company of New Mexico | PNM_EPE | SW | 2003-06-01 | 2050-12-31 | 40.4 | CT-NatGas-Aero | CT_NG | CT | SW_Peaker | 0 | 0 | 0 | teppc | 0 | 0
Pyramid 4 | Pyramid_4 | Pyramid Station 4 | teppc | PNM | PNM | Public Service Company of New Mexico | PNM_EPE | SW | 2003-06-01 | 2050-12-31 | 40.4 | CT-NatGas-Aero | CT_NG | CT | SW_Peaker | 0 | 0 | 0 | teppc | 0 | 0
Pole Hill | Pole_Hill | Pole Hill 1 | teppc | WACM | WACM | Western Area Power Administration, Colorado-Missouri Region | WACM | Excluded | 1954-01-01 | 2050-12-31 | 40.25 | Hydro | Hydro_Standard | Hydro | Excluded_Hydro | 0 | 0 | 0 | teppc | 0 | 0
TENGEN_2_PL1X2 | TENGEN_2_PL1X2 | Berry Petroleum Placerita, Unit 1 | caiso | SCE | SCE | Southern California Edison | SCE | CAISO | 1990-03-06 | 2050-12-31 | 40.2 | CT-NatGas-Aero | Cogen_NG | Cogen | CAISO_CHP | 0 | 0 | 0 | not relevant | 0 | 0
CUYAMS_6_CUYSR1 | CUYAMS_6_CUYSR1 |  | caiso | PGE_Valley | PGE_Valley | Pacific Gas and Electric Valley | PGE_Valley | CAISO | 1/1/1899 | 2050-12-31 | 40 | 1axPV_sun | 1axPV_sun | Solar_1Axis | CAISO_Solar | 1 | 0 | 1 | old | 1 | 0
VSTAES_6_VESBT1 | VSTAES_6_VESBT1 |  | caiso | SDGE | SDGE | San Diego Gas and Electric | SDGE | CAISO | 1/1/1899 | 2050-12-31 | 40 | Battery_ | Battery_ | Battery Storage | CAISO_Li_Battery | 0 | 0 | 1 | not relevant | 1 | 0
AGCANA_X_HOOVER | AGCANA_X_HOOVER | Hoover Power Plant | caiso | AZPS | SCE | Southern California Edison | SCE | CAISO | 1/1/1899 | 2050-12-31 | 40 | HYDRO_WATER | Hydro_Standard | Hydro | CAISO_Hydro | 0 | 0 | 0 | not relevant | 0 | 0
Benson Creek Wind (OR) | Benson_Creek_Wind__OR_ |  | teppc | IPMV | IPMV | Idaho Magic Valley | IPCO | NW | 2016-12-31 | 2050-12-31 | 40 | WT-Onshore | wind_onshorewind | Wind | NW_Wind | 0 | 0 | 0 | teppc | 0 | 0
Durbin Creek Wind (OR) | Durbin_Creek_Wind__OR_ | NA_60367 | teppc | IPFE | IPFE | Idaho Far East | IPCO | NW | 2016-12-31 | 2050-12-31 | 40 | WT-Onshore | wind_onshorewind | Wind | NW_Wind | 0 | 0 | 0 | teppc | 0 | 0
Jett Creek Wind (OR) | Jett_Creek_Wind__OR_ | NA_60367 | teppc | IPFE | IPFE | Idaho Far East | IPCO | NW | 2016-12-31 | 2050-12-31 | 40 | WT-Onshore | wind_onshorewind | Wind | NW_Wind | 0 | 0 | 0 | teppc | 0 | 0
Prospector Wind (OR) | Prospector_Wind__OR_ | NA_60367 | teppc | IPFE | IPFE | Idaho Far East | IPCO | NW | 2016-12-31 | 2050-12-31 | 40 | WT-Onshore | wind_onshorewind | Wind | NW_Wind | 0 | 0 | 0 | teppc | 0 | 0
BIGSKY_2_SOLAR2 | BIGSKY_2_SOLAR2 | Big Sky Solar 4 | caiso | SCE | SCE | Southern California Edison | SCE | CAISO | 2016-12-03 | 2050-12-31 | 40 | PVgeneric_sun | PVgeneric_sun | Solar_Fixed | CAISO_Solar | 1 | 1 | 0 | in old list | 1 | 0
MSTANG_2_SOLAR3 | MSTANG_2_SOLAR3 | Mustang 3 | caiso | PGE_Valley | PGE_Valley | Pacific Gas and Electric Valley | PGE_Valley | CAISO | 2016-05-03 | 2050-12-31 | 40 | n/a | PVgeneric_sun | Solar_Fixed | CAISO_Solar | 1 | 1 | 0 | in old list | 1 | 0
MerrittGreen | MerrittGreen | Merritt Green Energy-1_Merritt Green Energy-1_IPP-MIG | teppc | BCHA | BCHA | British Columbia Transmission Company | BCHA_AESO | Excluded | 2015-11-01 | 2045-11-01 | 40 | Bio-ST | ST_Biomass | Biomass/Wood | Excluded_Biomass | 0 | 0 | 0 | teppc | 0 | 0
Fort_St_James | Fort_St_James | Fort St. James Green Energy-1_Fort St. James Green Energy-1_IPP-FGE | teppc | BCHA | BCHA | British Columbia Transmission Company | BCHA_AESO | Excluded | 2015-09-01 | 2045-09-01 | 40 | Bio-ST | ST_Biomass | Biomass/Wood | Excluded_Biomass | 0 | 0 | 0 | teppc | 0 | 0
TRANWND_25637_QF | TRANWND_25637_QF | TRANWND_25637 | teppc | CISC | CISC | Southern California Edison | SCE | CAISO | 2014-12-13 | 2050-12-31 | 40 | WT-Onshore | wind_onshorewind | Wind | CAISO_Wind | 1 | 0 | 0 | teppc | 0 | 0
Cheyenne Prairie 2-1 | Cheyenne_Prairie_2_1 | Cheyenne Prairie Gas CT Plant 02A | teppc | WACM | WACM | Western Area Power Administration, Colorado-Missouri Region | WACM | Excluded | 2014-11-01 | 2050-12-31 | 40 | CT-NatGas-Aero | CT_NG | CT | Excluded_Peaker | 0 | 0 | 0 | teppc | 0 | 0
Airport 5-1 | Airport_5_1 | Airport 5-1¦Baculite Mesa Generation 5 | teppc | PSCO | PSCO | Public Service Company of Colorado | PSCO | Excluded | 2014-01-01 | 2030-04-15 | 40 | CT-NatGas-Aero | CT_NG | CT | Excluded_Peaker | 0 | 0 | 0 | teppc | 0 | 0
CAVLSR_2_BSOLAR | CAVLSR_2_BSOLAR | California Valley Solar Ranch-Phase B | caiso | PGE_Bay | PGE_Bay | Pacific Gas and Electric Bay | PGE_Bay | CAISO | 2013-01-01 | 2050-12-31 | 40 | n/a | PVgeneric_sun | Solar_Fixed | CAISO_Solar | 1 | 1 | 0 | in old list | 1 | 0
Spion_Kop | Spion_Kop | Spion Kop Wind Farm-SKW25 | teppc | NWMT | NWMT | NorthWestern Energy | NWMT_WAUW | NW | 2012-12-31 | 2050-12-01 | 40 | WT-Onshore | wind_onshorewind | Wind | NW_Wind | 0 | 0 | 0 | teppc | 0 | 0
MeadowCreek_5P | MeadowCreek_5P | Meadow Creek-FivePine | teppc | PAID | PAID | Idaho, PACE Utility | IPCO | NW | 2012-12-22 | 2050-12-31 | 40 | WT-Onshore | wind_onshorewind | Wind | NW_Wind | 0 | 0 | 0 | teppc | 0 | 0
High_Mesa | High_Mesa | High Mesa Energy LLC-1 | teppc | IPMV | IPMV | Idaho Magic Valley | IPCO | NW | 2012-12-08 | 2050-12-31 | 40 | WT-Onshore | wind_onshorewind | Wind | NW_Wind | 0 | 0 | 0 | teppc | 0 | 0
MillcreekPwrGen2 | MillcreekPwrGen2 | Millcreek Power Generation-MC2_McElmo Creek 2 | teppc | PAUT | PAUT | Utah, PACE Utility | PACE | NW | 2010-06-01 | 2050-12-31 | 40 | CT-NatGas-Aero | CT_NG | CT | NW_Peaker | 0 | 0 | 0 | teppc | 0 | 0
TABER_WG1_1 | TABER_WG1_1 | TABER_WG1-1 | teppc | AESO | AESO | Alberta Electric System Operator | BCHA_AESO | Excluded | 2007-09-01 | 2050-12-01 | 40 | WT-Onshore | wind_onshorewind | Wind | Excluded_Wind | 0 | 0 | 0 | teppc | 0 | 0
TABER_WG2_2 | TABER_WG2_2 | TABER_WG2-2 | teppc | AESO | AESO | Alberta Electric System Operator | BCHA_AESO | Excluded | 2006-12-01 | 2050-12-01 | 40 | WT-Onshore | wind_onshorewind | Wind | Excluded_Wind | 0 | 0 | 0 | teppc | 0 | 0
MillcreekPwrGen1 | MillcreekPwrGen1 | Millcreek Power Generation-MC1_McElmo Creek 1 | teppc | PAUT | PAUT | Utah, PACE Utility | PACE | NW | 2006-04-01 | 2050-12-31 | 40 | CT-NatGas-Aero | CT_NG | CT | NW_Peaker | 0 | 0 | 0 | teppc | 0 | 0
Lordsburg 1 | Lordsburg_1 | Lordsburg Generating Station GT1 | teppc | PNM | PNM | Public Service Company of New Mexico | PNM_EPE | SW | 2002-07-01 | 2050-12-31 | 40 | CT-NatGas-Aero | CT_NG | CT | SW_Peaker | 0 | 0 | 0 | teppc | 0 | 0
Lordsburg 2 | Lordsburg_2 | Lordsburg Generating Station GT2 | teppc | PNM | PNM | Public Service Company of New Mexico | PNM_EPE | SW | 2002-07-01 | 2050-12-31 | 40 | CT-NatGas-Aero | CT_NG | CT | SW_Peaker | 0 | 0 | 0 | teppc | 0 | 0
Lange | Lange | Lange Peaking Power 1 | teppc | WACM | WACM | Western Area Power Administration, Colorado-Missouri Region | WACM | Excluded | 2002-03-01 | 2050-12-31 | 40 | CT-NatGas-Aero | CT_NG | CT | Excluded_Peaker | 0 | 0 | 0 | teppc | 0 | 0
Carsela1_1 | Carsela1_1 | Carsela1-1 | teppc | AESO | AESO | Alberta Electric System Operator | BCHA_AESO | Excluded | 2001-09-01 | 2050-12-01 | 40 | CT-NatGas-Industrial | CT_NG | CT | Excluded_Peaker | 0 | 0 | 0 | teppc | 0 | 0
Carsela2_2 | Carsela2_2 | Carsela2-2 | teppc | AESO | AESO | Alberta Electric System Operator | BCHA_AESO | Excluded | 2001-09-01 | 2050-12-01 | 40 | CT-AB-Cogen | Cogen_NG | Cogen | Excluded_CHP | 0 | 0 | 0 | teppc | 0 | 0
Fountain Valley 1 | Fountain_Valley_1 | Fountain Valley Power Facility S1 | teppc | PSCO | PSCO | Public Service Company of Colorado | PSCO | Excluded | 2001-09-01 | 2050-12-31 | 40 | CT-NatGas-Industrial | CT_NG | CT | Excluded_Peaker | 0 | 0 | 0 | teppc | 0 | 0
Fountain Valley 2 | Fountain_Valley_2 | Fountain Valley Power Facility S2 | teppc | PSCO | PSCO | Public Service Company of Colorado | PSCO | Excluded | 2001-09-01 | 2050-12-31 | 40 | CT-NatGas-Industrial | CT_NG | CT | Excluded_Peaker | 0 | 0 | 0 | teppc | 0 | 0
Fountain Valley 3 | Fountain_Valley_3 | Fountain Valley Power Facility S3 | teppc | PSCO | PSCO | Public Service Company of Colorado | PSCO | Excluded | 2001-09-01 | 2050-12-31 | 40 | CT-NatGas-Industrial | CT_NG | CT | Excluded_Peaker | 0 | 0 | 0 | teppc | 0 | 0
Fountain Valley 4 | Fountain_Valley_4 | Fountain Valley Power Facility S4 | teppc | PSCO | PSCO | Public Service Company of Colorado | PSCO | Excluded | 2001-09-01 | 2050-12-31 | 40 | CT-NatGas-Industrial | CT_NG | CT | Excluded_Peaker | 0 | 0 | 0 | teppc | 0 | 0
Fountain Valley 5 | Fountain_Valley_5 | Fountain Valley Power Facility S5 | teppc | PSCO | PSCO | Public Service Company of Colorado | PSCO | Excluded | 2001-09-01 | 2050-12-31 | 40 | CT-NatGas-Industrial | CT_NG | CT | Excluded_Peaker | 0 | 0 | 0 | teppc | 0 | 0
Fountain Valley 6 | Fountain_Valley_6 | Fountain Valley Power Facility S6 | teppc | PSCO | PSCO | Public Service Company of Colorado | PSCO | Excluded | 2001-09-01 | 2050-12-31 | 40 | CT-NatGas-Industrial | CT_NG | CT | Excluded_Peaker | 0 | 0 | 0 | teppc | 0 | 0
Neil Simpson GT2 | Neil_Simpson_GT2 | Neil Simpson Gas Turbine #2 GT2 | teppc | WACM | WACM | Western Area Power Administration, Colorado-Missouri Region | WACM | Excluded | 2001-05-01 | 2050-12-31 | 40 | CT-NatGas-Aero | CT_NG | CT | Excluded_Peaker | 0 | 0 | 0 | teppc | 0 | 0
Neil Simpson GT1 | Neil_Simpson_GT1 | Neil Simpson II CT GT1 | teppc | WACM | WACM | Western Area Power Administration, Colorado-Missouri Region | WACM | Excluded | 2000-07-01 | 2050-12-31 | 40 | CT-NatGas-Aero | CT_NG | CT | Excluded_Peaker | 0 | 0 | 0 | teppc | 0 | 0
Daishowa_G1_1 | Daishowa_G1_1 | Daishowa_G1-1 | teppc | AESO | AESO | Alberta Electric System Operator | BCHA_AESO | Excluded | 1986-04-15 | 2050-12-01 | 40 | CT-NatGas-Industrial | CT_NG | CT | Excluded_Peaker | 0 | 0 | 0 | teppc | 0 | 0
IP_Springfield4 | IP_Springfield4 | IP Springfield Oregon-TG4 | teppc | BPAT | BPAT | Bonneville Power Administration – Transmission | BPAT | NW | 1976-10-01 | 2030-01-01 | 40 | Bio-ST | ST_Biomass | Biomass/Wood | NW_Biomass | 0 | 0 | 0 | teppc | 0 | 0
Green_Peter_1 | Green_Peter_1 | Green Peter-1 | teppc | BPAT | BPAT | Bonneville Power Administration – Transmission | BPAT | NW | 1967-07-01 | 2050-12-31 | 40 | Hydro | Hydro_Standard | Hydro | NW_Hydro | 0 | 0 | 0 | teppc | 0 | 0
Green_Peter_2 | Green_Peter_2 | Green Peter-2 | teppc | BPAT | BPAT | Bonneville Power Administration – Transmission | BPAT | NW | 1967-07-01 | 2050-12-31 | 40 | Hydro | Hydro_Standard | Hydro | NW_Hydro | 0 | 0 | 0 | teppc | 0 | 0
PIT6_7_UNIT 2 | PIT6_7_UNIT_2 | PIT PH 6 UNIT 2 | caiso | PGE_Valley | PGE_Valley | Pacific Gas and Electric Valley | PGE_Valley | CAISO | 1965-01-01 | 2050-12-31 | 40 | n/a | Hydro_Standard | Hydro | CAISO_Hydro | 0 | 0 | 0 | not relevant | 0 | 0
Grayson 5 | Grayson_5 | Grayson 5 | teppc | LDWP | LDWP | Los Angeles Department of Water and Power | LADWP | LDWP | 1964-11-01 | 2050-12-31 | 40 | ST-NatGas | ST_NG | Steam | LDWP_ST | 0 | 0 | 0 | teppc | 0 | 0
Grayson 4 | Grayson_4 | Grayson 4 | teppc | LDWP | LDWP | Los Angeles Department of Water and Power | LADWP | LDWP | 1959-09-01 | 2050-12-31 | 40 | ST-NatGas | ST_NG | Steam | LDWP_ST | 0 | 0 | 0 | teppc | 0 | 0
Lookout_Point_1 | Lookout_Point_1 | Lookout Point-1 | teppc | BPAT | BPAT | Bonneville Power Administration – Transmission | BPAT | NW | 1955-05-01 | 2050-12-31 | 40 | Hydro | Hydro_Standard | Hydro | NW_Hydro | 0 | 0 | 0 | teppc | 0 | 0
Lookout_Point_2 | Lookout_Point_2 | Lookout Point-2 | teppc | BPAT | BPAT | Bonneville Power Administration – Transmission | BPAT | NW | 1955-03-01 | 2050-12-31 | 40 | Hydro | Hydro_Standard | Hydro | NW_Hydro | 0 | 0 | 0 | teppc | 0 | 0
Lookout_Point_3 | Lookout_Point_3 | Lookout Point-3 | teppc | BPAT | BPAT | Bonneville Power Administration – Transmission | BPAT | NW | 1955-01-01 | 2050-12-31 | 40 | Hydro | Hydro_Standard | Hydro | NW_Hydro | 0 | 0 | 0 | teppc | 0 | 0
LaGrande_5 | LaGrande_5 | LaGrande-5 | teppc | TPWR | TPWR | Tacoma Power | BPAT | NW | 1945-09-01 | 2050-12-31 | 40 | Hydro | Hydro_Standard | Hydro | NW_Hydro | 0 | 0 | 0 | teppc | 0 | 0
MedicineHat12 | MedicineHat12 | CMH 12-12 | teppc | AESO | AESO | Alberta Electric System Operator | BCHA_AESO | Excluded | 1996-10-01 | 2050-12-01 | 39.8 | ST-NatGas | ST_NG | Steam | Excluded_ST | 0 | 0 | 0 | teppc | 0 | 0
Baja CA II GT 1-3 | Baja_CA_II_GT_1_3 | Baja California II TG Fase I-3 | teppc | CFE | CFE | Comisión Federal de Electricidad | CFE | Excluded | 2013-01-13 | 2050-12-01 | 39.7 | CT-NatGas-Aero | CT_NG | CT | Excluded_Peaker | 0 | 0 | 0 | teppc | 0 | 0
Baja CA II GT 1-1 | Baja_CA_II_GT_1_1 | Baja California II TG Fase I-1 | teppc | CFE | CFE | Comisión Federal de Electricidad | CFE | Excluded | 2013-01-12 | 2050-12-01 | 39.7 | CT-NatGas-Aero | CT_NG | CT | Excluded_Peaker | 0 | 0 | 0 | teppc | 0 | 0
Baja CA II GT 1-2 | Baja_CA_II_GT_1_2 | Baja California II TG Fase I-2 | teppc | CFE | CFE | Comisión Federal de Electricidad | CFE | Excluded | 2013-01-12 | 2050-12-01 | 39.7 | CT-NatGas-Aero | CT_NG | CT | Excluded_Peaker | 0 | 0 | 0 | teppc | 0 | 0
BUTTVL_7_UNIT 1 | BUTTVL_7_UNIT_1 | BUTT VALLEY HYDRO | caiso | PGE_Valley | PGE_Valley | Pacific Gas and Electric Valley | PGE_Valley | CAISO | 1958-01-01 | 2050-12-31 | 39.5 | n/a | Hydro_Standard | Hydro | CAISO_Hydro | 0 | 0 | 0 | not relevant | 0 | 0
Goshen2-JollyHills-2 | Goshen2_JollyHills_2 | Goshen Phase II-2_Jolly Hills | teppc | PAID | PAID | Idaho, PACE Utility | IPCO | NW | 2010-09-01 | 2050-12-31 | 39 | WT-Onshore | wind_onshorewind | Wind | NW_Wind | 0 | 0 | 0 | teppc | 0 | 0
Glenrock_2 | Glenrock_2 | Glenrock-2 | teppc | IPFE | IPFE | Idaho Far East | IPCO | NW | 2008-12-01 | 2050-12-31 | 39 | WT-Onshore | wind_onshorewind | Wind | NW_Wind | 0 | 0 | 0 | teppc | 0 | 0
West_Valley5 | West_Valley5 | West Valley Generation Project-U5 | teppc | PAUT | PAUT | Utah, PACE Utility | PACE | NW | 2002-10-01 | 2050-12-31 | 39 | CT-NatGas-Aero | CT_NG | CT | NW_Peaker | 0 | 0 | 0 | teppc | 0 | 0
West_Valley3 | West_Valley3 | West Valley Generation Project-U3 | teppc | PAUT | PAUT | Utah, PACE Utility | PACE | NW | 2002-06-01 | 2050-12-31 | 39 | CT-NatGas-Aero | CT_NG | CT | NW_Peaker | 0 | 0 | 0 | teppc | 0 | 0
West_Valley4 | West_Valley4 | West Valley Generation Project-U4 | teppc | PAUT | PAUT | Utah, PACE Utility | PACE | NW | 2002-06-01 | 2050-12-31 | 39 | CT-NatGas-Aero | CT_NG | CT | NW_Peaker | 0 | 0 | 0 | teppc | 0 | 0
West_Valley1 | West_Valley1 | West Valley Generation Project-U1 | teppc | PAUT | PAUT | Utah, PACE Utility | PACE | NW | 2001-10-01 | 2050-12-31 | 39 | CT-NatGas-Aero | CT_NG | CT | NW_Peaker | 0 | 0 | 0 | teppc | 0 | 0
West_Valley2 | West_Valley2 | West Valley Generation Project-U2 | teppc | PAUT | PAUT | Utah, PACE Utility | PACE | NW | 2001-10-01 | 2050-12-31 | 39 | CT-NatGas-Aero | CT_NG | CT | NW_Peaker | 0 | 0 | 0 | teppc | 0 | 0
SALIRV_2_UNIT | SALIRV_2_UNIT |  | caiso | PGE_Valley | PGE_Valley | Pacific Gas and Electric Valley | PGE_Valley | CAISO | 1991-10-11 | 2050-12-31 | 39 | CT-NatGas-Industrial | Cogen_NG | Cogen | CAISO_CHP | 0 | 0 | 0 | not relevant | 0 | 0
PIT6_7_UNIT 1 | PIT6_7_UNIT_1 | PIT PH 6 UNIT 1 | caiso | PGE_Valley | PGE_Valley | Pacific Gas and Electric Valley | PGE_Valley | CAISO | 1965-01-01 | 2050-12-31 | 39 | n/a | Hydro_Standard | Hydro | CAISO_Hydro | 0 | 0 | 0 | not relevant | 0 | 0
TRNSWD_1_QF | TRNSWD_1_QF |  | caiso | SCE | SCE | Southern California Edison | SCE | CAISO | 1984-12-03 | 2050-12-31 | 38.97 | n/a | wind_onshorewind | Wind | CAISO_Wind | 1 | 2 | 0 | in old list | 1 | 0
NCPA_7_GP1UN1 | NCPA_7_GP1UN1 | NCPA GEO PLANT 1 UNIT 1 | caiso | PGE_Bay | PGE_Bay | Pacific Gas and Electric Bay | PGE_Bay | CAISO | 1983-01-01 | 2050-12-31 | 38.85 | n/a | Geothermal_steam | Geothermal | CAISO_Geothermal | 0 | 10 | 0 | not relevant | 1 | 0
CFT 13C | CFT_13C | CFT 13C | teppc | PSCO | PSCO | Public Service Company of Colorado | PSCO | Excluded | 2018-03-30 | 2050-03-30 | 38.7 | hydro | Hydro_Standard | Hydro | Excluded_Hydro | 0 | 0 | 0 | teppc | 0 | 0
Crofton | Crofton | Hartland LF-1_Hartland LF-1_IPP-HLG | teppc | BCHA | BCHA | British Columbia Transmission Company | BCHA_AESO | Excluded | 2004-02-10 | 2040-10-02 | 38.7 | Bio-ST | ST_Biomass | Biomass/Wood | Excluded_Biomass | 0 | 0 | 0 | teppc | 0 | 0
Lemolo_2_1 | Lemolo_2_1 | Lemolo 2-1 | teppc | PACW | PACW | PacifiCorp – West | PACW | NW | 1956-11-01 | 2050-12-31 | 38.5 | Hydro | Hydro_Standard | Hydro | NW_Hydro | 0 | 0 | 0 | teppc | 0 | 0
Ruskin_3 | Ruskin_3 | Ruskin-3_Ruskin-3_BCH-RUS | teppc | BCHA | BCHA | British Columbia Transmission Company | BCHA_AESO | Excluded | 2017-04-01 | 2033-03-31 | 38.33 | Hydro | Hydro_Standard | Hydro | Excluded_Hydro | 0 | 0 | 0 | teppc | 0 | 0
Ruskin_1 | Ruskin_1 | Ruskin-1_Ruskin-1_BCH-RUS | teppc | BCHA | BCHA | British Columbia Transmission Company | BCHA_AESO | Excluded | 2015-04-01 | 2033-03-31 | 38.33 | Hydro | Hydro_Standard | Hydro | Excluded_Hydro | 0 | 0 | 0 | teppc | 0 | 0
Ruskin_2 | Ruskin_2 | Ruskin-2_Ruskin-2_BCH-RUS | teppc | BCHA | BCHA | British Columbia Transmission Company | BCHA_AESO | Excluded | 2015-04-01 | 2033-03-31 | 38.33 | Hydro | Hydro_Standard | Hydro | Excluded_Hydro | 0 | 0 | 0 | teppc | 0 | 0
ENWIND_2_WIND2 | ENWIND_2_WIND2 | Ridgetop I | caiso | SCE | SCE | Southern California Edison | SCE | CAISO | 1983-12-31 | 2050-12-31 | 38.24 | n/a | wind_onshorewind | Wind | CAISO_Wind | 1 | 1 | 0 | in old list | 1 | 0
Don Pedro 4 | Don_Pedro_4 | Don Pedro 4 | teppc | TIDC | TIDC | Turlock Irrigation District | TID | BANC | 1989-04-01 | 2050-12-31 | 38.2 | Hydro | Hydro_Standard | Hydro | BANC_Hydro | 0 | 0 | 0 | teppc | 0 | 0
MORWD_6_QF | MORWD_6_QF |  | caiso | SCE | SCE | Southern California Edison | SCE | CAISO | 1/1/1899 | 2050-12-31 | 38.16 | wind_onshorewind | wind_onshorewind | Wind | CAISO_Wind | 1 | 0 | 1 | old | 1 | 0
Powell_River12 | Powell_River12 | Powell River CG (Catalyst)-12¦IPP-POW¦Catalyst Paper Steam Unit G12 on Powell River | teppc | BCHA | BCHA | British Columbia Transmission Company | BCHA_AESO | Excluded | 2012-04-01 | 2021-12-01 | 38 | Bio-ST | ST_Biomass | Biomass/Wood | Excluded_Biomass | 0 | 0 | 0 | teppc | 0 | 0
Gadsby_6 | Gadsby_6 | Gadsby-6 | teppc | PAUT | PAUT | Utah, PACE Utility | PACE | NW | 2002-08-01 | 2050-12-31 | 38 | CT-NatGas-Aero | CT_NG | CT | NW_Peaker | 0 | 0 | 0 | teppc | 0 | 0
Gadsby_4 | Gadsby_4 | Gadsby-4 | teppc | PAUT | PAUT | Utah, PACE Utility | PACE | NW | 2002-07-01 | 2050-12-31 | 38 | CT-NatGas-Aero | CT_NG | CT | NW_Peaker | 0 | 0 | 0 | teppc | 0 | 0
Gadsby_5 | Gadsby_5 | Gadsby-5 | teppc | PAUT | PAUT | Utah, PACE Utility | PACE | NW | 2002-07-01 | 2050-12-31 | 38 | CT-NatGas-Aero | CT_NG | CT | NW_Peaker | 0 | 0 | 0 | teppc | 0 | 0
UNVRSY_1_UNIT 1 | UNVRSY_1_UNIT_1 |  | caiso | PGE_Valley | PGE_Valley | Pacific Gas and Electric Valley | PGE_Valley | CAISO | 1986-01-01 | 2050-12-31 | 38 | n/a | Cogen_NG | Cogen | CAISO_CHP | 0 | 0 | 0 | not relevant | 0 | 0
WNDMAS_2_UNIT 1 | WNDMAS_2_UNIT_1 | BUENA VISTA ENERGY, LLC | caiso | PGE_Bay | PGE_Bay | Pacific Gas and Electric Bay | PGE_Bay | CAISO | 1983-12-24 | 2050-12-31 | 38 |  | wind_onshorewind | Wind | CAISO_Wind | 1 | 1 | 0 | in old list | 1 | 0
Vulcan 1 | Vulcan_1 | Vulcan GEN1¦Geothermal Power Company-GEN1 | teppc | IID | IID | Imperial Irrigation District | IID | IID | 1973-06-01 | 2050-12-31 | 38 | Geo-DoubleFlash | Geothermal_steam | Geothermal | IID_Geothermal | 0 | 0 | 0 | teppc | 0 | 0
Elk Grove 2 Solar | Elk_Grove_2_Solar | Elk Grove 2 Solar | teppc | BANC | BANC | Balancing Authority of Northern California | SMUD | BANC | 2012-01-01 | 2050-01-01 | 37.9 | SolarPV-NonTracking | FixedPV_sun | Solar_Fixed | BANC_Solar | 0 | 0 | 0 | teppc | 0 | 0
CMH_3_3 | CMH_3_3 | CMH 3-3 | teppc | AESO | AESO | Alberta Electric System Operator | BCHA_AESO | Excluded | 1974-01-01 | 2050-12-01 | 37.8 | ST-NatGas | ST_NG | Steam | Excluded_ST | 0 | 0 | 0 | teppc | 0 | 0
Control Gorge 1 | Control_Gorge_1 | Control Gorge 1 | teppc | LDWP | LDWP | Los Angeles Department of Water and Power | LADWP | LDWP | 2009-06-02 | 2050-12-31 | 37.5 | Hydro | Hydro_Standard | Hydro | LDWP_Hydro | 0 | 0 | 0 | teppc | 0 | 0
Brilliant1 | Brilliant1 | Brilliant-1_Brilliant-1_FBC-BRD | teppc | BCHA | BCHA | British Columbia Transmission Company | BCHA_AESO | Excluded | 2002-11-11 | 2033-03-31 | 37.5 | Hydro | Hydro_Standard | Hydro | Excluded_Hydro | 0 | 0 | 0 | teppc | 0 | 0
Brilliant2 | Brilliant2 | Brilliant-2_Brilliant-2_FBC-BRD | teppc | BCHA | BCHA | British Columbia Transmission Company | BCHA_AESO | Excluded | 2002-11-11 | 2033-03-31 | 37.5 | Hydro | Hydro_Standard | Hydro | Excluded_Hydro | 0 | 0 | 0 | teppc | 0 | 0
Brilliant3 | Brilliant3 | Brilliant-3_Brilliant-3_FBC-BRD | teppc | BCHA | BCHA | British Columbia Transmission Company | BCHA_AESO | Excluded | 2002-11-11 | 2033-03-31 | 37.5 | Hydro | Hydro_Standard | Hydro | Excluded_Hydro | 0 | 0 | 0 | teppc | 0 | 0
Brilliant4 | Brilliant4 | Brilliant-4_Brilliant-4_FBC-BRD | teppc | BCHA | BCHA | British Columbia Transmission Company | BCHA_AESO | Excluded | 2002-11-11 | 2033-03-31 | 37.5 | Hydro | Hydro_Standard | Hydro | Excluded_Hydro | 0 | 0 | 0 | teppc | 0 | 0
FORBST_7_UNIT 1 | FORBST_7_UNIT_1 | FORBESTOWN HYDRO | caiso | PGE_Valley | PGE_Valley | Pacific Gas and Electric Valley | PGE_Valley | CAISO | 1963-01-01 | 2050-12-31 | 37.5 | n/a | Hydro_Standard | Hydro | CAISO_Hydro | 0 | 0 | 0 | not relevant | 0 | 0
Upper Gorge | Upper_Gorge | Upper Gorge 1 | teppc | LDWP | LDWP | Los Angeles Department of Water and Power | LADWP | LDWP | 1952-05-01 | 2050-12-31 | 37.5 | Hydro | Hydro_Standard | Hydro | LDWP_Hydro | 0 | 1 | 0 | teppc | 1 | 0
Middle Gorge | Middle_Gorge | Middle Gorge 1 | teppc | LDWP | LDWP | Los Angeles Department of Water and Power | LADWP | LDWP | 1952-04-01 | 2050-12-31 | 37.5 | Hydro | Hydro_Standard | Hydro | LDWP_Hydro | 0 | 1 | 0 | teppc | 1 | 0
Celgar_2 | Celgar_2 | Celgar-2_Celgar-2_FBC-CEL | teppc | BCHA | BCHA | British Columbia Transmission Company | BCHA_AESO | Excluded | 2010-10-01 | 2040-09-27 | 37.33 | Bio-ST | ST_Biomass | Biomass/Wood | Excluded_Biomass | 0 | 0 | 0 | teppc | 0 | 0
WeyerhaeuserWA5 | WeyerhaeuserWA5 | Weyerhaeuser Longview WA-TG5 | teppc | BPAT | BPAT | Bonneville Power Administration – Transmission | BPAT | NW | 1976-01-01 | 2050-12-31 | 37.2 | Bio-ST | ST_Biomass | Biomass/Wood | NW_Biomass | 0 | 0 | 0 | teppc | 0 | 0
Valmont 8 | Valmont_8 | Valmont CT Project UN8 | teppc | PSCO | PSCO | Public Service Company of Colorado | PSCO | Excluded | 2001-07-01 | 2050-12-31 | 37 | CT-NatGas-Aero | CT_NG | CT | Excluded_Peaker | 0 | 0 | 0 | teppc | 0 | 0
Valmont 7 | Valmont_7 | Valmont CT Project UN7 | teppc | PSCO | PSCO | Public Service Company of Colorado | PSCO | Excluded | 2000-06-01 | 2050-12-31 | 37 | CT-NatGas-Aero | CT_NG | CT | Excluded_Peaker | 0 | 0 | 0 | teppc | 0 | 0
BRDSLD_2_MTZUMA | BRDSLD_2_MTZUMA | FPL Energy Montezuma Wind | caiso | PGE_Bay | PGE_Bay | Pacific Gas and Electric Bay | PGE_Bay | CAISO | 2011-01-25 | 2050-12-31 | 36.8 | n/a | wind_onshorewind | Wind | CAISO_Wind | 1 | 1 | 0 | in old list | 1 | 0
Gorge23 | Gorge23 | Gorge-23 | teppc | SCL | SCL | Seattle Department of Lighting | BPAT | NW | 1929-05-01 | 2050-12-31 | 36.8 | Hydro | Hydro_Standard | Hydro | NW_Hydro | 0 | 0 | 0 | teppc | 0 | 0
Gorge21 | Gorge21 | Gorge-21 | teppc | SCL | SCL | Seattle Department of Lighting | BPAT | NW | 1924-09-01 | 2050-12-31 | 36.8 | Hydro | Hydro_Standard | Hydro | NW_Hydro | 0 | 0 | 0 | teppc | 0 | 0
Gorge22 | Gorge22 | Gorge-22 | teppc | SCL | SCL | Seattle Department of Lighting | BPAT | NW | 1924-09-01 | 2050-12-31 | 36.8 | Hydro | Hydro_Standard | Hydro | NW_Hydro | 0 | 0 | 0 | teppc | 0 | 0
VESTAL_2_KERN | VESTAL_2_KERN | KERN RIVER PH 3 UNITS 1 & 2 AGGREGATE | caiso | SCE | PGE_Valley | Pacific Gas and Electric Valley | PGE_Valley | CAISO | 1907-01-01 | 2050-12-31 | 36.8 | n/a | Hydro_Standard | Hydro | CAISO_Hydro | 0 | 0 | 0 | not relevant | 0 | 0
Wildmare_Wind_1 | Wildmare_Wind_1 | Wildmare Wind-1_Wildmare Wind-1_IPP-WDM | teppc | BCHA | BCHA | British Columbia Transmission Company | BCHA_AESO | Excluded | 2015-11-01 | 2040-11-01 | 36 | WT-Onshore | wind_onshorewind | Wind | Excluded_Wind | 0 | 0 | 0 | teppc | 0 | 0
Conifex_Green | Conifex_Green | Conifex Green Energy-1_Conifex Green Energy-1_IPP-FFI | teppc | BCHA | BCHA | British Columbia Transmission Company | BCHA_AESO | Excluded | 2014-09-20 | 2034-09-20 | 36 | Bio-ST | ST_Biomass | Biomass/Wood | Excluded_Biomass | 0 | 0 | 0 | teppc | 0 | 0
RVSIDE_6_SPRING | RVSIDE_6_SPRING | SPRINGS GENERATION PROJECT AGGREGATE | caiso | SCE | SCE | Southern California Edison | SCE | CAISO | 2002-06-13 | 2050-12-31 | 36 | CT-NatGas-Aero | CT_NG | CT | CAISO_Peaker2 | 0 | 0 | 0 | not relevant | 0 | 0
CANCARB1-1 | CANCARB1_1 | CANCARB 1-1 | teppc | BCHA | BCHA | British Columbia Transmission Company | BCHA_AESO | Excluded | 2000-12-01 | 2050-12-01 | 36 | Bio-ST | ST_Biomass | Biomass/Wood | Excluded_Biomass | 0 | 0 | 0 | teppc | 0 | 0
Shute_Creek021C | Shute_Creek021C | Shute Creek Facility-021C | teppc | PAWY | PAWY | Wyoming, PACE Utility | PACE | NW | 1999-05-01 | 2050-12-31 | 36 | CT-NatGas-Industrial | CT_NG | CT | NW_Peaker | 0 | 0 | 0 | teppc | 0 | 0
Roosevelt | Roosevelt | Roosevelt ROOS | teppc | SRP | SRP | Salt River Project | SRP | SW | 1973-03-01 | 2050-12-31 | 36 | Hydro | Hydro_Standard | Hydro | SW_Hydro | 0 | 0 | 0 | teppc | 0 | 0
Shute_Creek021A | Shute_Creek021A | Shute Creek Facility-021A | teppc | PAWY | PAWY | Wyoming, PACE Utility | PACE | NW | 2005-05-01 | 2050-12-31 | 35.79 | CT-NatGas-Industrial | CT_NG | CT | NW_Peaker | 0 | 0 | 0 | teppc | 0 | 0
Shute_Creek021B | Shute_Creek021B | Shute Creek Facility-021B | teppc | PAWY | PAWY | Wyoming, PACE Utility | PACE | NW | 2005-05-01 | 2050-12-31 | 35.79 | CT-NatGas-Industrial | CT_NG | CT | NW_Peaker | 0 | 0 | 0 | teppc | 0 | 0
TuanaSprings | TuanaSprings | Tuana Springs-1 | teppc | IPMV | IPMV | Idaho Magic Valley | IPCO | NW | 2010-05-11 | 2050-12-31 | 35.7 | WT-Onshore | wind_onshorewind | Wind | NW_Wind | 0 | 0 | 0 | teppc | 0 | 0
CerroPrieto1-4 | CerroPrieto1_4 | Cerro Prieto I-4 | teppc | CISC | CISC | Southern California Edison | SCE | CAISO | 1979-03-01 | 2050-12-31 | 35.7 | Geo-BinaryCycle | Geothermal_steam | Geothermal | CAISO_Geothermal | 0 | 0 | 0 | teppc | 0 | 0
CerroPrieto1-3 | CerroPrieto1_3 | Cerro Prieto I-3 | teppc | CISC | CISC | Southern California Edison | SCE | CAISO | 1979-01-01 | 2050-12-31 | 35.7 | Geo-BinaryCycle | Geothermal_steam | Geothermal | CAISO_Geothermal | 0 | 0 | 0 | teppc | 0 | 0
CerroPrieto1-1 | CerroPrieto1_1 | Cerro Prieto I-1 | teppc | CISC | CISC | Southern California Edison | SCE | CAISO | 1973-10-01 | 2050-12-31 | 35.7 | Geo-BinaryCycle | Geothermal_steam | Geothermal | CAISO_Geothermal | 0 | 0 | 0 | teppc | 0 | 0
CerroPrieto1-2 | CerroPrieto1_2 | Cerro Prieto I-2 | teppc | CISC | CISC | Southern California Edison | SCE | CAISO | 1973-05-01 | 2050-12-31 | 35.7 | Geo-BinaryCycle | Geothermal_steam | Geothermal | CAISO_Geothermal | 0 | 0 | 0 | teppc | 0 | 0
OTAY_6_PL1X2 | OTAY_6_PL1X2 | Chula Vista Energy Center, LLC | caiso | SDGE | SDGE | San Diego Gas and Electric | SDGE | CAISO | 2006-06-08 | 2050-12-31 | 35.5 | CT-NatGas-Aero | CT_NG | CT | CAISO_Peaker2 | 0 | 0 | 0 | not relevant | 0 | 0
Fremont Canyon 2 | Fremont_Canyon_2 | Fremont Canyon 2 | teppc | WACM | WACM | Western Area Power Administration, Colorado-Missouri Region | WACM | Excluded | 1961-01-01 | 2050-12-31 | 35.16 | Hydro | Hydro_Standard | Hydro | Excluded_Hydro | 0 | 0 | 0 | teppc | 0 | 0
Fremont Canyon 1 | Fremont_Canyon_1 | Fremont Canyon 1 | teppc | WACM | WACM | Western Area Power Administration, Colorado-Missouri Region | WACM | Excluded | 1960-12-01 | 2050-12-31 | 35.16 | Hydro | Hydro_Standard | Hydro | Excluded_Hydro | 0 | 0 | 0 | teppc | 0 | 0
CerroPrietoPV | CerroPrietoPV | Planta Fotovoltaica Cerro Prieto-1 | teppc | CISC | CISC | Southern California Edison | SCE | CAISO | 2012-01-12 | 2050-12-01 | 35 | SolarPV-Tracking | 1axPV_sun | Solar_1Axis | CAISO_Solar | 1 | 0 | 0 | teppc | 0 | 0
Cowlitz_Falls1 | Cowlitz_Falls1 | Cowlitz Falls-U#1 | teppc | BPAT | BPAT | Bonneville Power Administration – Transmission | BPAT | NW | 1994-06-01 | 2050-12-31 | 35 | Hydro | Hydro_Standard | Hydro | NW_Hydro | 0 | 0 | 0 | teppc | 0 | 0
Cowlitz_Falls2 | Cowlitz_Falls2 | Cowlitz Falls-U#2 | teppc | BPAT | BPAT | Bonneville Power Administration – Transmission | BPAT | NW | 1994-06-01 | 2050-12-31 | 35 | Hydro | Hydro_Standard | Hydro | NW_Hydro | 0 | 0 | 0 | teppc | 0 | 0
Crystal 1 | Crystal_1 | Crystal 1 | teppc | WACM | WACM | Western Area Power Administration, Colorado-Missouri Region | WACM | Excluded | 1978-08-01 | 2050-12-31 | 35 | Hydro | Hydro_Standard | Hydro | Excluded_Hydro | 0 | 0 | 0 | teppc | 0 | 0
Swift_2_21 | Swift_2_21 | Swift 2-21 | teppc | BPAT | BPAT | Bonneville Power Administration – Transmission | BPAT | NW | 1959-01-01 | 2050-12-31 | 35 | Hydro | Hydro_Standard | Hydro | NW_Hydro | 0 | 0 | 0 | teppc | 0 | 0
Swift_2_22 | Swift_2_22 | Swift 2-22 | teppc | BPAT | BPAT | Bonneville Power Administration – Transmission | BPAT | NW | 1958-12-01 | 2050-12-31 | 35 | Hydro | Hydro_Standard | Hydro | NW_Hydro | 0 | 0 | 0 | teppc | 0 | 0
SODER_W1_1 | SODER_W1_1 | SODER_W1-1 | teppc | AESO | AESO | Alberta Electric System Operator | BCHA_AESO | Excluded | 2006-08-01 | 2050-12-01 | 34.5 | WT-Onshore | wind_onshorewind | Wind | Excluded_Wind | 0 | 0 | 0 | teppc | 0 | 0
SODER_W2_1 | SODER_W2_1 | SODER_W2-1 | teppc | AESO | AESO | Alberta Electric System Operator | BCHA_AESO | Excluded | 2006-08-01 | 2050-12-01 | 34.5 | WT-Onshore | wind_onshorewind | Wind | Excluded_Wind | 0 | 0 | 0 | teppc | 0 | 0
KINGCO_1_KINGBR | KINGCO_1_KINGBR |  | caiso | PGE_Valley | PGE_Valley | Pacific Gas and Electric Valley | PGE_Valley | CAISO | 1990-12-05 | 2050-12-31 | 34.5 | CCWhole-NatGas-Industrial | CT_NG | CT | CAISO_Peaker2 | 0 | 0 | 0 | not relevant | 0 | 0
VEDDER_1_SEKERN | VEDDER_1_SEKERN | TEXACO EXPLORATION & PROD (SE KERN RIVER | caiso | PGE_Valley | PGE_Valley | Pacific Gas and Electric Valley | PGE_Valley | CAISO | 1989-01-31 | 2050-12-31 | 34.47 | CT-NatGas-Aero | Cogen_NG | Cogen | CAISO_CHP | 0 | 0 | 0 | not relevant | 0 | 0
Suncor1 | Suncor1 | Suncor 1-1 | teppc | AESO | AESO | Alberta Electric System Operator | BCHA_AESO | Excluded | 1986-04-15 | 2050-12-01 | 34.4 | CT-AB-Cogen | Cogen_NG | Cogen | Excluded_CHP | 0 | 0 | 0 | teppc | 0 | 0
Grayson CT8A | Grayson_CT8A | Grayson CT8A | teppc | LDWP | LDWP | Los Angeles Department of Water and Power | LADWP | LDWP | 2026-01-01 | 2050-12-31 | 34 | CT-NatGas-Industrial | CT_NG | CT | LDWP_Peaker | 0 | 0 | 0 | teppc | 0 | 0
Goodnoe_Hills2 | Goodnoe_Hills2 | Goodnoe Hills 2-WT(1) | teppc | PNM | PNM | Public Service Company of New Mexico | PNM_EPE | SW | 2014-12-01 | 2050-12-31 | 34 | WT-Onshore | wind_onshorewind | Wind | SW_Wind | 0 | 0 | 0 | teppc | 0 | 0
ARD_G1 | ARD_G1 | ARD_G1-1 | teppc | AESO | AESO | Alberta Electric System Operator | BCHA_AESO | Excluded | 2010-11-01 | 2050-12-31 | 34 | WT-Onshore | wind_onshorewind | Wind | Excluded_Wind | 0 | 0 | 0 | teppc | 0 | 0
ARD_G2 | ARD_G2 | ARD_G2-2 | teppc | AESO | AESO | Alberta Electric System Operator | BCHA_AESO | Excluded | 2010-11-01 | 2050-12-31 | 34 | WT-Onshore | wind_onshorewind | Wind | Excluded_Wind | 0 | 0 | 0 | teppc | 0 | 0
HINSON_6_SERRGN | HINSON_6_SERRGN |  | caiso | SCE | SCE | Southern California Edison | SCE | CAISO | 1988-01-01 | 2050-12-31 | 34 | n/a | Cogen_NG | Cogen | CAISO_CHP | 0 | 0 | 0 | not relevant | 0 | 0
NCPA_7_GP1UN2 | NCPA_7_GP1UN2 | NCPA GEO PLANT 1 UNIT 2 | caiso | PGE_Bay | PGE_Bay | Pacific Gas and Electric Bay | PGE_Bay | CAISO | 1983-01-01 | 2050-12-31 | 34 | n/a | Geothermal_steam | Geothermal | CAISO_Geothermal | 0 | 0 | 0 | not relevant | 0 | 0
ETIWND_2_UNIT1 | ETIWND_2_UNIT1 |  | caiso | SCE | SCE | Southern California Edison | SCE | CAISO | 1985-09-01 | 2050-12-31 | 33.6 | n/a | PVgeneric_sun | Solar_Fixed | CAISO_Solar | 1 | 0 | 1 | old | 1 | 0
Ormesa I | Ormesa_I | Ormesa I ITLU1-2/OE31-31 | teppc | IID | IID | Imperial Irrigation District | IID | IID | 2010-04-15 | 2050-12-31 | 33.5 | Geo-DoubleFlash | Geothermal_steam | Geothermal | IID_Geothermal | 0 | 0 | 0 | teppc | 0 | 0
JimmieCreek1 | JimmieCreek1 | Jimmie Creek Hydro Project-1_Jimmie Creek Hydro Project-1_IPP-JMC | teppc | BCHA | BCHA | British Columbia Transmission Company | BCHA_AESO | Excluded | 2016-05-01 | 2056-04-30 | 33.1 | Hydro | Hydro_Standard | Hydro | Excluded_Hydro | 0 | 0 | 0 | teppc | 0 | 0
JimmieCreek2 | JimmieCreek2 | Jimmie Creek Hydro Project-2_Jimmie Creek Hydro Project-2_IPP-JMC | teppc | BCHA | BCHA | British Columbia Transmission Company | BCHA_AESO | Excluded | 2016-05-01 | 2056-04-30 | 33.1 | Hydro | Hydro_Standard | Hydro | Excluded_Hydro | 0 | 0 | 0 | teppc | 0 | 0
Meikle_Wind_2 | Meikle_Wind_2 |  | teppc | BCHA | BCHA | British Columbia Transmission Company | BCHA_AESO | Excluded | 2017-02-27 | 2050-01-31 | 33 | WT-Onshore | wind_onshorewind | Wind | Excluded_Wind | 0 | 0 | 0 | teppc | 0 | 0
MacleodG1_1 | MacleodG1_1 | MacleodG1-1 | teppc | AESO | AESO | Alberta Electric System Operator | BCHA_AESO | Excluded | 2010-02-01 | 2050-12-31 | 33 | WT-Onshore | wind_onshorewind | Wind | Excluded_Wind | 0 | 0 | 0 | teppc | 0 | 0
MacleodG2_2 | MacleodG2_2 | MacleodG2-2 | teppc | AESO | AESO | Alberta Electric System Operator | BCHA_AESO | Excluded | 2010-02-01 | 2050-12-31 | 33 | WT-Onshore | wind_onshorewind | Wind | Excluded_Wind | 0 | 0 | 0 | teppc | 0 | 0
Second Imperial01-12 | Second_Imperial01_12 | Second Imperial Geothermal Company - Heber II 1-12¦SIGC13.8¦SIGC92_13.8_SIG_1 | teppc | IID | IID | Imperial Irrigation District | IID | IID | 1993-06-01 | 2050-12-31 | 33 | Geo-BinaryCycle | Geothermal_steam | Geothermal | IID_Geothermal | 0 | 0 | 0 | teppc | 0 | 0
BALCHS_7_UNIT 1 | BALCHS_7_UNIT_1 | BALCH 1 PH UNIT 1 | caiso | PGE_Valley | PGE_Valley | Pacific Gas and Electric Valley | PGE_Valley | CAISO | 1927-01-01 | 2050-12-31 | 33 | n/a | Hydro_Standard | Hydro | CAISO_Hydro | 0 | 0 | 0 | not relevant | 0 | 0
West Cadotte_1 | West_Cadotte_1 | Genalta West Cadotte 1 | teppc | AESO | AESO | Alberta Electric System Operator | BCHA_AESO | Excluded | 2015-04-01 | 2050-12-31 | 32.8 | CT-NatGas-Industrial | CT_NG | CT | Excluded_Peaker | 0 | 0 | 0 | teppc | 0 | 0
Rawhide PV | Rawhide_PV | PSEG Larimer Solar Energy Center (Rawhide Solar) 1A | teppc | PSCO | PSCO | Public Service Company of Colorado | PSCO | Excluded | 2016-12-01 | 2050-12-31 | 32.7 | SolarPV-NonTracking | FixedPV_sun | Solar_Fixed | Excluded_Solar | 0 | 0 | 0 | teppc | 0 | 0
Seville 2 | Seville_2 | Seville 2 Solar Project SEV2¦SEVILLE SOLAR FARM PART B | teppc | IID | IID | Imperial Irrigation District | IID | IID | 2010-04-15 | 2050-12-31 | 32.5 | SolarPV-Tracking | 1axPV_sun | Solar_1Axis | IID_Solar | 0 | 0 | 0 | teppc | 0 | 0
MALCHQ_7_UNIT 1 | MALCHQ_7_UNIT_1 | MALACHA HYDRO L.P. | caiso | PGE_Valley | PGE_Valley | Pacific Gas and Electric Valley | PGE_Valley | CAISO | 1988-12-07 | 2050-12-31 | 32.5 | n/a | Hydro_Standard | Hydro | CAISO_Hydro | 0 | 1 | 0 | not relevant | 1 | 0
Strathcona_1 | Strathcona_1 | Strathcona-1_Strathcona-1_BCH-SCA | teppc | BCHA | BCHA | British Columbia Transmission Company | BCHA_AESO | Excluded | 1958-01-01 | 2033-03-31 | 32.5 | Hydro | Hydro_Standard | Hydro | Excluded_Hydro | 0 | 0 | 0 | teppc | 0 | 0
Strathcona_2 | Strathcona_2 | Strathcona-2_Strathcona-2_BCH-SCA | teppc | BCHA | BCHA | British Columbia Transmission Company | BCHA_AESO | Excluded | 1958-01-01 | 2033-03-31 | 32.5 | Hydro | Hydro_Standard | Hydro | Excluded_Hydro | 0 | 0 | 0 | teppc | 0 | 0
Bluffview 2-4 | Bluffview_2_4 | Bluffview 2-4 (Mothballed as of 2016) | teppc | PNM | PNM | Public Service Company of New Mexico | PNM_EPE | SW | 1950-01-01 | 2050-12-31 | 32.5 | CCWhole-NatGas-Aero | CC_NG | CC | SW_CCGT | 0 | 0 | 0 | teppc | 0 | 0
Pelton_3 | Pelton_3 | Pelton-3 | teppc | PGE | PGE | Portland General Electric Company | PortlandGE | NW | 1958-04-01 | 2050-12-31 | 32.4 | Hydro | Hydro_Standard | Hydro | NW_Hydro | 0 | 0 | 0 | teppc | 0 | 0
Pelton_2 | Pelton_2 | Pelton-2 | teppc | PGE | PGE | Portland General Electric Company | PortlandGE | NW | 1958-03-01 | 2050-12-31 | 32.4 | Hydro | Hydro_Standard | Hydro | NW_Hydro | 0 | 0 | 0 | teppc | 0 | 0
KamloopsGreen3 | KamloopsGreen3 | Kamloops Green Energy-3_Kamloops Green Energy-3_IPP-WEY | teppc | BCHA | BCHA | British Columbia Transmission Company | BCHA_AESO | Excluded | 2012-12-01 | 2027-12-15 | 32 | Bio-ST | ST_Biomass | Biomass/Wood | Excluded_Biomass | 0 | 0 | 0 | teppc | 0 | 0
ALPAC4 | ALPAC4 | ALPAC4-1 | teppc | AESO | AESO | Alberta Electric System Operator | BCHA_AESO | Excluded | 2012-02-27 | 2050-12-31 | 32 | Bio-ST | ST_Biomass | Biomass/Wood | Excluded_Biomass | 0 | 0 | 0 | teppc | 0 | 0
Oldman1-1 | Oldman1_1 | Oldman 1-1 | teppc | AESO | AESO | Alberta Electric System Operator | BCHA_AESO | Excluded | 2003-10-01 | 2050-12-01 | 32 | Hydro | Hydro_Standard | Hydro | Excluded_Hydro | 0 | 0 | 0 | teppc | 0 | 0
Oldman_2_2 | Oldman_2_2 | Oldman 2-2 | teppc | AESO | AESO | Alberta Electric System Operator | BCHA_AESO | Excluded | 2003-10-01 | 2050-12-01 | 32 | Hydro | Hydro_Standard | Hydro | Excluded_Hydro | 0 | 0 | 0 | teppc | 0 | 0
Cochrane_COC1 | Cochrane_COC1 | Cochrane-COC1 | teppc | NWMT | NWMT | NorthWestern Energy | NWMT_WAUW | NW | 1958-07-01 | 2050-12-31 | 32 | Hydro | Hydro_Standard | Hydro | NW_Hydro | 0 | 0 | 0 | teppc | 0 | 0
Cochrane_COC2 | Cochrane_COC2 | Cochrane-COC2 | teppc | NWMT | NWMT | NorthWestern Energy | NWMT_WAUW | NW | 1958-07-01 | 2050-12-31 | 32 | Hydro | Hydro_Standard | Hydro | NW_Hydro | 0 | 0 | 0 | teppc | 0 | 0
PIT1_7_UNIT 1 | PIT1_7_UNIT_1 | PIT PH 1 UNIT 1 | caiso | PGE_Valley | PGE_Valley | Pacific Gas and Electric Valley | PGE_Valley | CAISO | 1922-01-01 | 2050-12-31 | 32 | n/a | Hydro_Standard | Hydro | CAISO_Hydro | 0 | 0 | 0 | not relevant | 0 | 0
PIT1_7_UNIT 2 | PIT1_7_UNIT_2 | PIT PH 1 UNIT 2 | caiso | PGE_Valley | PGE_Valley | Pacific Gas and Electric Valley | PGE_Valley | CAISO | 1922-01-01 | 2050-12-31 | 32 | n/a | Hydro_Standard | Hydro | CAISO_Hydro | 0 | 0 | 0 | not relevant | 0 | 0
Lemolo1-1 | Lemolo1_1 | Lemolo 1-1 | teppc | PACW | PACW | PacifiCorp – West | PACW | NW | 1955-07-01 | 2050-12-31 | 31.99 | Hydro | Hydro_Standard | Hydro | NW_Hydro | 0 | 0 | 0 | teppc | 0 | 0
IntercontPulp | IntercontPulp | Inter-continental Pulp (ICP, Canfor)-1_Inter-continental Pulp (ICP, Canfor)-1_IPP-ICP | teppc | BCHA | BCHA | British Columbia Transmission Company | BCHA_AESO | Excluded | 2015-04-01 | 2040-03-31 | 31.7 | Bio-ST | ST_Biomass | Biomass/Wood | Excluded_Biomass | 0 | 0 | 0 | teppc | 0 | 0
Suncor2 | Suncor2 | Suncor 2-1 | teppc | AESO | AESO | Alberta Electric System Operator | BCHA_AESO | Excluded | 1986-04-15 | 2050-12-01 | 31.4 | CT-AB-Cogen | Cogen_NG | Cogen | Excluded_CHP | 0 | 0 | 0 | teppc | 0 | 0
Coachella Battery | Coachella_Battery | Coachella Battery Storage Project 1¦BATTERY ENERGY STORAGE SYSTEM IID | teppc | IID | IID | Imperial Irrigation District | IID | IID | 2016-09-01 | 2050-12-31 | 31 | ES-4HR-Generic | Battery_ | Battery Storage | IID_Li_Battery | 0 | 0 | 0 | teppc | 0 | 0
Lower_Baker_3 | Lower_Baker_3 | Lower Baker-3 | teppc | PSEI | PSEI | Puget Sound Energy | BPAT | NW | 2013-06-01 | 2050-12-31 | 31 | Hydro | Hydro_Standard | Hydro | NW_Hydro | 0 | 0 | 0 | teppc | 0 | 0
MorrowPwrGT | MorrowPwrGT | Morrow Power-GT1 | teppc | BPAT | BPAT | Bonneville Power Administration – Transmission | BPAT | NW | 2003-04-18 | 2050-12-31 | 31 | CT-NatGas-Aero | CT_NG | CT | NW_Peaker | 0 | 0 | 0 | teppc | 0 | 0
BURNYF_2_UNIT 1 | BURNYF_2_UNIT_1 |  | caiso | PGE_Valley | PGE_Valley | Pacific Gas and Electric Valley | PGE_Valley | CAISO | 1989-10-17 | 2050-12-31 | 31 | n/a | ST_Biomass | Biomass/Wood | CAISO_Biomass | 0 | 1 | 0 | not relevant | 1 | 0
SANWD_1_QF | SANWD_1_QF |  | caiso | SCE | SCE | Southern California Edison | SCE | CAISO | 1983-03-01 | 2050-12-31 | 31 | n/a | wind_onshorewind | Wind | CAISO_Wind | 1 | 0 | 1 | old | 1 | 0
Salt Wells 1-2 | Salt_Wells_1_2 | ENEL Salt Wells LLC 101 and 201¦Saltwell Geothermal Plant | teppc | SPPC | SPPC | Nevada Power Company | NEVP | SW | 1911-11-01 | 2050-12-31 | 31 | Geo-BinaryCycle | Geothermal_steam | Geothermal | SW_Geothermal | 0 | 0 | 0 | teppc | 0 | 0
AmericanFalls1 | AmericanFalls1 | American Falls-1 | teppc | IPFE | IPFE | Idaho Far East | IPCO | NW | 1978-07-01 | 2050-12-31 | 30.78 | Hydro | Hydro_Standard | Hydro | NW_Hydro | 0 | 0 | 0 | teppc | 0 | 0
AmericanFalls2 | AmericanFalls2 | American Falls-2 | teppc | IPFE | IPFE | Idaho Far East | IPCO | NW | 1978-06-01 | 2050-12-31 | 30.78 | Hydro | Hydro_Standard | Hydro | NW_Hydro | 0 | 0 | 0 | teppc | 0 | 0
AmericanFalls3 | AmericanFalls3 | American Falls-3 | teppc | IPFE | IPFE | Idaho Far East | IPCO | NW | 1978-03-01 | 2050-12-31 | 30.78 | Hydro | Hydro_Standard | Hydro | NW_Hydro | 0 | 0 | 0 | teppc | 0 | 0
CariboPulpPaper1 | CariboPulpPaper1 | Cariboo Pulp & Paper-1¦CBP-13-1 | teppc | BCHA | BCHA | British Columbia Transmission Company | BCHA_AESO | Excluded | 2012-09-01 | 2040-10-30 | 30.65 | Bio-ST | ST_Biomass | Biomass/Wood | Excluded_Biomass | 0 | 0 | 0 | teppc | 0 | 0
CariboPulpPaper2 | CariboPulpPaper2 | Cariboo Pulp & Paper-2¦CBP-13-2 | teppc | BCHA | BCHA | British Columbia Transmission Company | BCHA_AESO | Excluded | 2012-09-01 | 2040-10-30 | 30.65 | Bio-ST | ST_Biomass | Biomass/Wood | Excluded_Biomass | 0 | 0 | 0 | teppc | 0 | 0
San Isabel Solar | San_Isabel_Solar | PSEG San Isabel Solar Energy Center 1 | teppc | PSCO | PSCO | Public Service Company of Colorado | PSCO | Excluded | 2016-12-01 | 2050-12-31 | 30.2 | SolarPV-Tracking | 1axPV_sun | Solar_1Axis | Excluded_Solar | 0 | 0 | 0 | teppc | 0 | 0
Cimarron Solar | Cimarron_Solar | Cimarron Solar¦Southern Turner Cimarron I Solar CIM1 | teppc | PNM | PNM | Public Service Company of New Mexico | PNM_EPE | SW | 2014-10-01 | 2050-12-31 | 30.2 | SolarPV-NonTracking | FixedPV_sun | Solar_Fixed | SW_Solar | 0 | 0 | 0 | teppc | 0 | 0
B Hydro Aggregate | B_Hydro_Aggregate | Gross Hydro Plant GEN1¦Boulder Canyon Hydro 1 & 2¦Boulder City Lakewood Hydro 1¦Boulder City Silver Lake Hydro 1¦Orodell Hydro 1¦Boulder City Betasso Hydro Plant 1 | teppc | PSCO | PSCO | Public Service Company of Colorado | PSCO | Excluded | 2013-06-01 | 2050-12-31 | 30.02 | Hydro | Hydro_Standard | Hydro | Excluded_Hydro | 0 | 0 | 0 | teppc | 0 | 0
KRAMER_1_KJ5SR5 | KRAMER_1_KJ5SR5 | Kramer Junction 5 | caiso | SCE | SCE | Southern California Edison | SCE | CAISO | 1/1/1899 | 2050-12-31 | 30 | STEAM_SUN | SolarThermal_sun | Solar_Thermal | CAISO_Solar | 1 | 0 | 1 | old | 1 | 0
KRAMER_1_SEGSR3 | KRAMER_1_SEGSR3 | Kramer Junction 3 | caiso | SCE | SCE | Southern California Edison | SCE | CAISO | 1/1/1899 | 2050-12-31 | 30 | STEAM_SUN | SolarThermal_sun | Solar_Thermal | CAISO_Solar | 1 | 2 | 0 | in old list | 1 | 0
KRAMER_1_SEGSR4 | KRAMER_1_SEGSR4 | Kramer Junction 4 | caiso | SCE | SCE | Southern California Edison | SCE | CAISO | 1/1/1899 | 2050-12-31 | 30 | STEAM_SUN | SolarThermal_sun | Solar_Thermal | CAISO_Solar | 1 | 2 | 0 | in old list | 1 | 0
MSTANG_2_SOLAR | MSTANG_2_SOLAR | Mustang | caiso | PGE_Valley | PGE_Valley | Pacific Gas and Electric Valley | PGE_Valley | CAISO | 2016-07-12 | 2050-12-31 | 30 | n/a | PVgeneric_sun | Solar_Fixed | CAISO_Solar | 1 | 1 | 0 | in old list | 1 | 0
MSTANG_2_SOLAR4 | MSTANG_2_SOLAR4 | Mustang 4 | caiso | PGE_Valley | PGE_Valley | Pacific Gas and Electric Valley | PGE_Valley | CAISO | 2016-06-09 | 2050-12-31 | 30 | n/a | PVgeneric_sun | Solar_Fixed | CAISO_Solar | 1 | 1 | 0 | in old list | 1 | 0
Red Horse 3 Solar | Red_Horse_3_Solar | Red Horse 3 Solar Farm 1 | teppc | TEPC | TEPC | Tucson Electric Power Company | TEPC | SW | 2016-05-01 | 2050-12-31 | 30 | SolarPV-Tracking | 1axPV_sun | Solar_1Axis | SW_Solar | 0 | 0 | 0 | teppc | 0 | 0
Red Horse 2 Wind | Red_Horse_2_Wind | Red Horse 2 Wind Farm RH2W | teppc | TEPC | TEPC | Tucson Electric Power Company | TEPC | SW | 2015-08-01 | 2050-12-31 | 30 | WT-Onshore | wind_onshorewind | Wind | SW_Wind | 0 | 0 | 0 | teppc | 0 | 0
Cogentrix | Cogentrix | Alamosa Solar Generating Project-Cogentrix 1¦Cogentrix of Alamosa-1 | teppc | PSCO | PSCO | Public Service Company of Colorado | PSCO | Excluded | 2012-04-01 | 2050-12-31 | 30 | SolarPV-Tracking | 1axPV_sun | Solar_1Axis | Excluded_Solar | 0 | 0 | 0 | teppc | 0 | 0
San Luis Valley PV | San_Luis_Valley_PV | San Luis Valley Solar Ranch Project 1 | teppc | PSCO | PSCO | Public Service Company of Colorado | PSCO | Excluded | 2012-03-31 | 2050-12-31 | 30 | SolarPV-NonTracking | FixedPV_sun | Solar_Fixed | Excluded_Solar | 0 | 0 | 0 | teppc | 0 | 0
LASSEN_6_UNITS | LASSEN_6_UNITS | Honey Lake Power | caiso | PGE_Valley | PGE_Valley | Pacific Gas and Electric Valley | PGE_Valley | CAISO | 2005-12-01 | 2050-12-31 | 30 | n/a | ST_Biomass | Biomass/Wood | CAISO_Biomass | 0 | 0 | 0 | not relevant | 0 | 0
ChinChute_Wind | ChinChute_Wind | ChinChute Wind-1 | teppc | AESO | AESO | Alberta Electric System Operator | BCHA_AESO | Excluded | 2004-12-01 | 2050-12-01 | 30 | WT-Onshore | wind_onshorewind | Wind | Excluded_Wind | 0 | 0 | 0 | teppc | 0 | 0
Magrath | Magrath | Suncor Magrath-1 | teppc | AESO | AESO | Alberta Electric System Operator | BCHA_AESO | Excluded | 2004-12-01 | 2050-12-01 | 30 | WT-Onshore | wind_onshorewind | Wind | Excluded_Wind | 0 | 0 | 0 | teppc | 0 | 0
PANSEA_1_PANARO | PANSEA_1_PANARO |  | caiso | SCE | SCE | Southern California Edison | SCE | CAISO | 1998-12-31 | 2050-12-31 | 30 | n/a | wind_onshorewind | Wind | CAISO_Wind | 1 | 1 | 0 | in old list | 1 | 0
Silver State North 1 | Silver_State_North_1 | Silver State North 56188 | teppc | NEVP | NEVP | Nevada Power Company | NEVP | SW | 1998-04-01 | 2050-12-31 | 30 | SolarPV-NonTracking | FixedPV_sun | Solar_Fixed | SW_Solar | 0 | 0 | 0 | teppc | 0 | 0
Spectrum | Spectrum | Spectrum Nevada Solar-1 | teppc | NEVP | NEVP | Nevada Power Company | NEVP | SW | 1998-04-01 | 2050-12-31 | 30 | SolarPV-NonTracking | FixedPV_sun | Solar_Fixed | SW_Solar | 0 | 0 | 0 | teppc | 0 | 0
Milagro Cogen A | Milagro_Cogen_A | Milagro Cogen Plant GO1A | teppc | PNM | PNM | Public Service Company of New Mexico | PNM_EPE | SW | 1996-01-01 | 2050-12-31 | 30 | CT-NatGas-Aero | CT_NG | CT | SW_Peaker | 0 | 0 | 0 | teppc | 0 | 0
Milagro Cogen B | Milagro_Cogen_B | Milagro Cogen Plant GO1B | teppc | PNM | PNM | Public Service Company of New Mexico | PNM_EPE | SW | 1996-01-01 | 2050-12-31 | 30 | CT-NatGas-Aero | CT_NG | CT | SW_Peaker | 0 | 0 | 0 | teppc | 0 | 0
HINSON_6_CARBGN | HINSON_6_CARBGN |  | caiso | SCE | SCE | Southern California Edison | SCE | CAISO | 1982-01-01 | 2050-12-31 | 30 | ST-WasteHeat | Cogen_NG | Cogen | CAISO_CHP | 0 | 0 | 0 | not relevant | 0 | 0
CerroPrieto1-5 | CerroPrieto1_5 | Cerro Prieto I-5 | teppc | CFE | CFE | Comisión Federal de Electricidad | CFE | Excluded | 1981-11-01 | 2050-12-31 | 30 | Geo-BinaryCycle | Geothermal_steam | Geothermal | Excluded_Geothermal | 0 | 0 | 0 | teppc | 0 | 0
Parker Dam 2 | Parker_Dam_2 | Parker Dam 2 | teppc | WALC | WALC | Western Area Power Administration, Lower Colorado Region | WALC | SW | 1981-09-23 | 2050-12-31 | 30 | Hydro | Hydro_Standard | Hydro | SW_Hydro | 0 | 0 | 0 | teppc | 0 | 0
Rundle2_2 | Rundle2_2 | Rundle2-2 | teppc | AESO | AESO | Alberta Electric System Operator | BCHA_AESO | Excluded | 1951-01-01 | 2050-12-01 | 30 | Hydro | Hydro_Standard | Hydro | Excluded_Hydro | 0 | 0 | 0 | teppc | 0 | 0
MXI_GEO-U1-1 | MXI_GEO_U1_1 | Assume Geo unit | teppc | CISC | CISC | Southern California Edison | SCE | CAISO | 1950-01-01 | 2050-12-31 | 30 | Geo-BinaryCycle | Geothermal_steam | Geothermal | CAISO_Geothermal | 0 | 0 | 0 | teppc | 0 | 0
Parker Dam 3 | Parker_Dam_3 | Parker Dam 3 | teppc | WALC | WALC | Western Area Power Administration, Lower Colorado Region | WALC | SW | 1943-01-01 | 2050-12-31 | 30 | Hydro | Hydro_Standard | Hydro | SW_Hydro | 0 | 0 | 0 | teppc | 0 | 0
Parker Dam 1 | Parker_Dam_1 | Parker Dam 1 | teppc | WALC | WALC | Western Area Power Administration, Lower Colorado Region | WALC | SW | 1942-12-01 | 2050-12-31 | 30 | Hydro | Hydro_Standard | Hydro | SW_Hydro | 0 | 0 | 0 | teppc | 0 | 0
Parker Dam 4 | Parker_Dam_4 | Parker Dam 4 | teppc | WALC | WALC | Western Area Power Administration, Lower Colorado Region | WALC | SW | 1942-12-01 | 2050-12-31 | 30 | Hydro | Hydro_Standard | Hydro | SW_Hydro | 0 | 0 | 0 | teppc | 0 | 0
PARDEB_6_UNITS | PARDEB_6_UNITS | Pardee Power House | caiso | PGE_Bay | PGE_Bay | Pacific Gas and Electric Bay | PGE_Bay | CAISO | 1930-01-01 | 2050-12-31 | 30 | n/a | Hydro_Standard | Hydro | CAISO_Hydro | 0 | 0 | 0 | not relevant | 0 | 0
SMT-0.6 | SMT_0_6 | SAN MATIAS | teppc | CFE | CFE | Comisión Federal de Electricidad | CFE | Excluded | 2018-03-19 | 2050-12-31 | 29.7 | WT-Onshore | wind_onshorewind | Wind | Excluded_Wind | 0 | 0 | 0 | teppc | 0 | 0
Ridge Crest | Ridge_Crest | Ridge Crest Wind Partners-A1 | teppc | PSCO | PSCO | Public Service Company of Colorado | PSCO | Excluded | 2001-11-01 | 2050-12-31 | 29.7 | WT-Onshore | wind_onshorewind | Wind | Excluded_Wind | 0 | 0 | 0 | teppc | 0 | 0
Chelan_A_2 | Chelan_A_2 | Chelan-A-2 | teppc | CHPD | CHPD | Chelan County Public Utility District | BPAT | NW | 1928-08-01 | 2050-12-31 | 29.6 | Hydro | Hydro_Standard | Hydro | NW_Hydro | 0 | 0 | 0 | teppc | 0 | 0
Chelan_A_1 | Chelan_A_1 | Chelan-A-1 | teppc | CHPD | CHPD | Chelan County Public Utility District | BPAT | NW | 1927-09-01 | 2050-12-31 | 29.6 | Hydro | Hydro_Standard | Hydro | NW_Hydro | 0 | 0 | 0 | teppc | 0 | 0
Happy Jack | Happy_Jack | Happy Jack Windpower HJW01 | teppc | WACM | WACM | Western Area Power Administration, Colorado-Missouri Region | WACM | Excluded | 2008-09-01 | 2050-12-31 | 29.4 | WT-Onshore | wind_onshorewind | Wind | Excluded_Wind | 0 | 0 | 0 | teppc | 0 | 0
KlamathExpGT1 | KlamathExpGT1 | Klamath Expansion Project-GT1 | teppc | PACW | PACW | PacifiCorp – West | PACW | NW | 2002-05-01 | 2050-12-31 | 29.4 | CT-NatGas-Aero | CT_NG | CT | NW_Peaker | 0 | 0 | 0 | teppc | 0 | 0
KlamathExpGT2 | KlamathExpGT2 | Klamath Expansion Project-GT2 | teppc | PACW | PACW | PacifiCorp – West | PACW | NW | 2002-05-01 | 2050-12-31 | 29.4 | CT-NatGas-Aero | CT_NG | CT | NW_Peaker | 0 | 0 | 0 | teppc | 0 | 0
Meikle_Wind_4 | Meikle_Wind_4 |  | teppc | BCHA | BCHA | British Columbia Transmission Company | BCHA_AESO | Excluded | 2017-02-27 | 2050-12-31 | 29.07 | WT-Onshore | wind_onshorewind | Wind | Excluded_Wind | 0 | 0 | 0 | teppc | 0 | 0
WADHAM_6_UNIT | WADHAM_6_UNIT | Wadham Energy LP | caiso | PGE_Valley | PGE_Valley | Pacific Gas and Electric Valley | PGE_Valley | CAISO | 1989-03-24 | 2050-12-31 | 29.07 | n/a | ST_Biomass | Biomass/Wood | CAISO_Biomass | 0 | 1 | 0 | not relevant | 1 | 0
UpprTobaValley1 | UpprTobaValley1 | Upper Toba Valley-1_Upper Toba Valley-1_IPP-UTR | teppc | BCHA | BCHA | British Columbia Transmission Company | BCHA_AESO | Excluded | 2016-05-01 | 2056-05-01 | 29.05 | Hydro | Hydro_Standard | Hydro | Excluded_Hydro | 0 | 0 | 0 | teppc | 0 | 0
UpprTobaValley2 | UpprTobaValley2 | Upper Toba Valley-2_Upper Toba Valley-2_IPP-UTR | teppc | BCHA | BCHA | British Columbia Transmission Company | BCHA_AESO | Excluded | 2016-05-01 | 2056-05-01 | 29.05 | Hydro | Hydro_Standard | Hydro | Excluded_Hydro | 0 | 0 | 0 | teppc | 0 | 0
Mamquam_1 | Mamquam_1 | Mamquam-1_Mamquam-1_IPP-MAM | teppc | BCHA | BCHA | British Columbia Transmission Company | BCHA_AESO | Excluded | 1996-11-15 | 2040-10-01 | 29 | Hydro | Hydro_Standard | Hydro | Excluded_Hydro | 0 | 0 | 0 | teppc | 0 | 0
Mamquam_2 | Mamquam_2 | Mamquam-2_Mamquam-2_IPP-MAM | teppc | BCHA | BCHA | British Columbia Transmission Company | BCHA_AESO | Excluded | 1996-11-15 | 2040-10-01 | 29 | Hydro | Hydro_Standard | Hydro | Excluded_Hydro | 0 | 0 | 0 | teppc | 0 | 0
WeldwoodTG2 | WeldwoodTG2 | WeldwoodTG2-1 | teppc | AESO | AESO | Alberta Electric System Operator | BCHA_AESO | Excluded | 1990-01-01 | 2050-12-01 | 29 | Bio-ST | ST_Biomass | Biomass/Wood | Excluded_Biomass | 0 | 0 | 0 | teppc | 0 | 0
DRUM_7_PL3X4 | DRUM_7_PL3X4 | Drum PH 1 Units 3 & 4 Aggregate | caiso | PGE_Valley | PGE_Valley | Pacific Gas and Electric Valley | PGE_Valley | CAISO | 1922-01-01 | 2050-12-31 | 28.9 | n/a | Hydro_Standard | Hydro | CAISO_Hydro | 0 | 0 | 0 | not relevant | 0 | 0
ALTWD_1_QF | ALTWD_1_QF |  | caiso | SCE | SCE | Southern California Edison | SCE | CAISO | 1985-12-18 | 2050-12-31 | 28.84 | n/a | wind_onshorewind | Wind | CAISO_Wind | 1 | 1 | 0 | in old list | 1 | 0
Busch Ranch 2 | Busch_Ranch_2 | Busch Ranch Wind Energy Farm-WTG2 | teppc | PSCO | PSCO | Public Service Company of Colorado | PSCO | Excluded | 2019-01-01 | 2050-12-31 | 28.8 | WT-Onshore | wind_onshorewind | Wind | Excluded_Wind | 0 | 0 | 0 | teppc | 0 | 0
Busch Ranch 3 | Busch_Ranch_3 | Busch Ranch Wind Energy Farm-WTG3 | teppc | PSCO | PSCO | Public Service Company of Colorado | PSCO | Excluded | 2019-01-01 | 2050-12-31 | 28.8 | WT-Onshore | wind_onshorewind | Wind | Excluded_Wind | 0 | 0 | 0 | teppc | 0 | 0
Busch Ranch | Busch_Ranch | Busch Ranch Wind WTG | teppc | PSCO | PSCO | Public Service Company of Colorado | PSCO | Excluded | 2012-10-16 | 2050-12-31 | 28.8 | WT-Onshore | wind_onshorewind | Wind | Excluded_Wind | 0 | 0 | 0 | teppc | 0 | 0
PACLUM_6_UNIT | PACLUM_6_UNIT | Humboldt Redwood | caiso | PGE_Bay | PGE_Bay | Pacific Gas and Electric Bay | PGE_Bay | CAISO | 1986-03-22 | 2050-12-31 | 28.8 | n/a | ST_Biomass | Biomass/Wood | CAISO_Biomass | 0 | 1 | 0 | not relevant | 1 | 0
ClearwaterPaper3 | ClearwaterPaper3 | Clearwater Paper IPP Lewiston-GEN3 | teppc | AVA | AVA | Avista Corp. | BPAT | NW | 1981-07-01 | 2050-12-31 | 28.8 | Bio-ST | ST_Biomass | Biomass/Wood | NW_Biomass | 0 | 0 | 0 | teppc | 0 | 0
CALPIN_1_AGNEW | CALPIN_1_AGNEW | Agnews Power Plant | caiso | PGE_Bay | PGE_Bay | Pacific Gas and Electric Bay | PGE_Bay | CAISO | 1990-10-19 | 2050-12-31 | 28.56 | CCWhole-NatGas-Aero | CC_NG | CC | CAISO_CCGT2 | 0 | 0 | 0 | not relevant | 0 | 0
McFaddenRidge | McFaddenRidge | McFadden Ridge-1 | teppc | PAWY | PAWY | Wyoming, PACE Utility | PACE | NW | 2009-10-01 | 2050-12-31 | 28.5 | WT-Onshore | wind_onshorewind | Wind | NW_Wind | 0 | 0 | 0 | teppc | 0 | 0
MedicineHat10 | MedicineHat10 | CMH 10-10 | teppc | AESO | AESO | Alberta Electric System Operator | BCHA_AESO | Excluded | 2007-02-01 | 2050-12-01 | 28.2 | CT-NatGas-Industrial | CT_NG | CT | Excluded_Peaker | 0 | 0 | 0 | teppc | 0 | 0
MS_G2 | MS_G2 | Macho Springs-PV2_16536 | teppc | EPE | EPE | El Paso Electric Company | PNM_EPE | SW | 2014-05-23 | 2034-05-31 | 28.13 | SolarPV-Tracking | 1axPV_sun | Solar_1Axis | SW_Solar | 0 | 0 | 0 | teppc | 0 | 0
OLINDA_2_LNDFL2 | OLINDA_2_LNDFL2 | Brea Power II | caiso | SCE | SCE | Southern California Edison | SCE | CAISO | 2012-11-01 | 2050-12-31 | 28.1 | COMBINED CYCLE_BIOGAS | CC_Biogas | Biogas_LandfillGas | CAISO_Biogas | 0 | 2 | 0 | not relevant | 1 | 0
Copper Mountain 3-04 | Copper_Mountain_3_04 | Copper Mountain Solar III 4 | teppc | LDWP | LDWP | Los Angeles Department of Water and Power | LADWP | LDWP | 2013-12-01 | 2050-12-31 | 28 | SolarPV-NonTracking | FixedPV_sun | Solar_Fixed | LDWP_Solar | 0 | 0 | 0 | teppc | 0 | 0
KamloopsGreen1 | KamloopsGreen1 | Kamloops Green Energy-1_Kamloops Green Energy-1_IPP-WEY | teppc | BCHA | BCHA | British Columbia Transmission Company | BCHA_AESO | Excluded | 2012-12-01 | 2027-12-15 | 28 | Bio-ST | ST_Biomass | Biomass/Wood | Excluded_Biomass | 0 | 0 | 0 | teppc | 0 | 0
Powell_River_5 | Powell_River_5 | Powell River-5_Powell River-5_IPP-POW | teppc | BCHA | BCHA | British Columbia Transmission Company | BCHA_AESO | Excluded | 2012-12-01 | 2040-12-01 | 28 | Hydro | Hydro_Standard | Hydro | Excluded_Hydro | 0 | 0 | 0 | teppc | 0 | 0
Silver State North 2 | Silver_State_North_2 | Silver State North 56188 | teppc | NEVP | NEVP | Nevada Power Company | NEVP | SW | 2012-03-01 | 2050-12-31 | 28 | SolarPV-NonTracking | FixedPV_sun | Solar_Fixed | SW_Solar | 0 | 0 | 0 | teppc | 0 | 0
Burlington | Burlington | Sierra Pacific Burlington Facility-GEN1 | teppc | PSEI | PSEI | Puget Sound Energy | BPAT | NW | 2007-04-01 | 2050-12-01 | 28 | Bio-ST | ST_Biomass | Biomass/Wood | NW_Biomass | 0 | 0 | 0 | teppc | 0 | 0
CORONS_6_CLRWTR | CORONS_6_CLRWTR | Clearwater Power Plant | caiso | SCE | SCE | Southern California Edison | SCE | CAISO | 2005-02-28 | 2050-12-31 | 28 | CCWhole-NatGas-Aero | CC_NG | CC | CAISO_CCGT2 | 0 | 0 | 0 | not relevant | 0 | 0
FortNelson2 | FortNelson2 | Fort Nelson 1-2 | teppc | AESO | AESO | Alberta Electric System Operator | BCHA_AESO | Excluded | 1999-04-01 | 2050-12-01 | 28 | CT-NatGas-Industrial | CT_NG | CT | Excluded_Peaker | 0 | 0 | 0 | teppc | 0 | 0
PdteJuarezGT2 | PdteJuarezGT2 | Pdte.Juarez GT-2 | teppc | CFE | CFE | Comisión Federal de Electricidad | CFE | Excluded | 1982-08-01 | 2050-12-31 | 28 | CT-NatGas-Industrial | CT_NG | CT | Excluded_Peaker | 0 | 0 | 0 | teppc | 0 | 0
PdteJuarezGT1 | PdteJuarezGT1 | Pdte.Juarez GT-1 | teppc | CFE | CFE | Comisión Federal de Electricidad | CFE | Excluded | 1982-07-01 | 2050-12-31 | 28 | CT-NatGas-Industrial | CT_NG | CT | Excluded_Peaker | 0 | 0 | 0 | teppc | 0 | 0
Cipres1 | Cipres1 | Cipres-1 | teppc | CFE | CFE | Comisión Federal de Electricidad | CFE | Excluded | 1981-12-01 | 2030-01-01 | 28 | CT-OilDistillate | CT_Oil | CT | Excluded_Peaker | 0 | 0 | 0 | teppc | 0 | 0
Ash_River_1 | Ash_River_1 | Ash River-1_Ash River-1_BCH-ASH | teppc | BCHA | BCHA | British Columbia Transmission Company | BCHA_AESO | Excluded | 1958-12-01 | 2033-03-31 | 28 | Hydro | Hydro_Standard | Hydro | Excluded_Hydro | 0 | 0 | 0 | teppc | 0 | 0
GHOST4_4 | GHOST4_4 | GHOST4-4 | teppc | AESO | AESO | Alberta Electric System Operator | BCHA_AESO | Excluded | 1929-01-01 | 2050-12-01 | 28 | Hydro | Hydro_Standard | Hydro | Excluded_Hydro | 0 | 0 | 0 | teppc | 0 | 0
MedicineHat11 | MedicineHat11 | CMH 11-11 | teppc | AESO | AESO | Alberta Electric System Operator | BCHA_AESO | Excluded | 2007-02-01 | 2050-12-01 | 27.9 | CT-NatGas-Industrial | CT_NG | CT | Excluded_Peaker | 0 | 0 | 0 | teppc | 0 | 0
OAKWD_6_QF | OAKWD_6_QF |  | caiso | SCE | SCE | Southern California Edison | SCE | CAISO | 1/1/1899 | 2050-12-31 | 27.87 | wind_onshorewind | wind_onshorewind | Wind | CAISO_Wind | 1 | 0 | 1 | old | 1 | 0
SNCLRA_2_UNIT1 | SNCLRA_2_UNIT1 | New Indy Oxnard | caiso | SCE | SCE | Southern California Edison | SCE | CAISO | 1986-03-14 | 2050-12-31 | 27.8 | CT-NatGas-Aero | Cogen_NG | Cogen | CAISO_CHP | 0 | 0 | 0 | not relevant | 0 | 0
C_J_Strike_1 | C_J_Strike_1 | C J Strike-1 | teppc | IPTV | IPTV | Idaho Treasure Valley | IPCO | NW | 1952-03-01 | 2050-12-31 | 27.6 | Hydro | Hydro_Standard | Hydro | NW_Hydro | 0 | 0 | 0 | teppc | 0 | 0
C_J_Strike_2 | C_J_Strike_2 | C J Strike-2 | teppc | IPTV | IPTV | Idaho Treasure Valley | IPCO | NW | 1952-03-01 | 2050-12-31 | 27.6 | Hydro | Hydro_Standard | Hydro | NW_Hydro | 0 | 0 | 0 | teppc | 0 | 0
C_J_Strike_3 | C_J_Strike_3 | C J Strike-3 | teppc | IPTV | IPTV | Idaho Treasure Valley | IPCO | NW | 1952-03-01 | 2050-12-31 | 27.6 | Hydro | Hydro_Standard | Hydro | NW_Hydro | 0 | 0 | 0 | teppc | 0 | 0
NEW_GEN_B_26901_1 | NEW_GEN_B_26901_1 | Beacon Solar A¦Beacon Solar¦BCON18G | teppc | LDWP | LDWP | Los Angeles Department of Water and Power | LADWP | LDWP | 2015-06-01 | 2050-12-31 | 27.5 | HourlyResource | Unknown | Unknown | LDWP_Unknown | 0 | 0 | 0 | teppc | 0 | 0
Tesla | Tesla | Tesla 1 | teppc | WACM | WACM | Western Area Power Administration, Colorado-Missouri Region | WACM | Excluded | 1997-04-01 | 2050-12-31 | 27.5 | Hydro | Hydro_Standard | Hydro | Excluded_Hydro | 0 | 0 | 0 | teppc | 0 | 0
SNCLRA_2_UNIT | SNCLRA_2_UNIT | Channel Islands Power | caiso | SCE | SCE | Southern California Edison | SCE | CAISO | 1985-01-01 | 2050-12-31 | 27.5 | COMBINED CYCLE_NATURAL GAS | Cogen_NG | Cogen | CAISO_CHP | 0 | 0 | 0 | not relevant | 0 | 0
Packwood | Packwood | Packwood-1 | teppc | BPAT | BPAT | Bonneville Power Administration – Transmission | BPAT | NW | 1964-04-01 | 2050-12-31 | 27.5 | Hydro | Hydro_Standard | Hydro | NW_Hydro | 0 | 0 | 0 | teppc | 0 | 0
FLOWD_2_RT2WD2 | FLOWD_2_RT2WD2 | Ridgetop 2 | caiso | SCE | SCE | Southern California Edison | SCE | CAISO | 1/1/1899 | 2050-12-31 | 27.39 | WIND_WIND | wind_onshorewind | Wind | CAISO_Wind | 1 | 0 | 1 | old | 1 | 0
McBride_Lake_4 | McBride_Lake_4 | McBride Lake-4 | teppc | AESO | AESO | Alberta Electric System Operator | BCHA_AESO | Excluded | 2002-12-01 | 2050-12-31 | 27.2 | WT-Onshore | wind_onshorewind | Wind | Excluded_Wind | 0 | 0 | 0 | teppc | 0 | 0
SPIAND_1_ANDSN2 | SPIAND_1_ANDSN2 |  | caiso | PGE_Valley | PGE_Valley | Pacific Gas and Electric Valley | PGE_Valley | CAISO | 2015-09-09 | 2050-12-31 | 27.15 | n/a | ST_Biomass | Biomass/Wood | CAISO_Biomass | 0 | 3 | 0 | not relevant | 1 | 0
Wildmare_Wind_3 | Wildmare_Wind_3 | Wildmare Wind-3_Wildmare Wind-3_IPP-WDM | teppc | BCHA | BCHA | British Columbia Transmission Company | BCHA_AESO | Excluded | 2015-11-01 | 2040-11-01 | 27 | WT-Onshore | wind_onshorewind | Wind | Excluded_Wind | 0 | 0 | 0 | teppc | 0 | 0
Copper Mountain 3-02 | Copper_Mountain_3_02 | Copper Mountain Solar III 2 | teppc | LDWP | LDWP | Los Angeles Department of Water and Power | LADWP | LDWP | 2013-12-01 | 2050-12-31 | 27 | SolarPV-NonTracking | FixedPV_sun | Solar_Fixed | LDWP_Solar | 0 | 0 | 0 | teppc | 0 | 0
Copper Mountain 3-07 | Copper_Mountain_3_07 | Copper Mountain Solar III 7 | teppc | LDWP | LDWP | Los Angeles Department of Water and Power | LADWP | LDWP | 2013-12-01 | 2050-12-31 | 27 | SolarPV-NonTracking | FixedPV_sun | Solar_Fixed | LDWP_Solar | 0 | 0 | 0 | teppc | 0 | 0
Snoqualmie2 7 | Snoqualmie2_7 | Snoqualmie 2-7 (Repowered) | teppc | PSEI | PSEI | Puget Sound Energy | BPAT | NW | 2013-06-01 | 2050-12-31 | 27 | Hydro | Hydro_Standard | Hydro | NW_Hydro | 0 | 0 | 0 | teppc | 0 | 0
NRG Avra Valley | NRG_Avra_Valley | Avra Valley Solar Project (NRG) 1 | teppc | TEPC | TEPC | Tucson Electric Power Company | TEPC | SW | 2012-12-01 | 2050-12-31 | 27 | SolarPV-Tracking | 1axPV_sun | Solar_1Axis | SW_Solar | 0 | 0 | 0 | teppc | 0 | 0
DokieWind4 | DokieWind4 | Dokie Wind-4_Dokie Wind-4_IPP-DKW | teppc | BCHA | BCHA | British Columbia Transmission Company | BCHA_AESO | Excluded | 2011-02-28 | 2036-02-16 | 27 | WT-Onshore | wind_onshorewind | Wind | Excluded_Wind | 0 | 0 | 0 | teppc | 0 | 0
GP_CHP1_1 | GP_CHP1_1 | GP-CHP1-1 | teppc | AESO | AESO | Alberta Electric System Operator | BCHA_AESO | Excluded | 2004-12-01 | 2050-12-31 | 27 | Bio-ST | ST_Biomass | Biomass/Wood | Excluded_Biomass | 0 | 0 | 0 | teppc | 0 | 0
SummerviewG2 | SummerviewG2 | SummerviewG2-1 | teppc | AESO | AESO | Alberta Electric System Operator | BCHA_AESO | Excluded | 2004-09-30 | 2050-12-01 | 27 | WT-Onshore | wind_onshorewind | Wind | Excluded_Wind | 0 | 0 | 0 | teppc | 0 | 0
Ray D Nixon GT1 | Ray_D_Nixon_GT1 | Ray D Nixon CT GT1 | teppc | WACM | WACM | Western Area Power Administration, Colorado-Missouri Region | WACM | Excluded | 1999-07-01 | 2050-12-31 | 27 | CT-NatGas-Industrial | CT_NG | CT | Excluded_Peaker | 0 | 0 | 0 | teppc | 0 | 0
Ray D Nixon GT2 | Ray_D_Nixon_GT2 | Ray D Nixon CT GT2 | teppc | WACM | WACM | Western Area Power Administration, Colorado-Missouri Region | WACM | Excluded | 1999-07-01 | 2050-12-31 | 27 | CT-NatGas-Industrial | CT_NG | CT | Excluded_Peaker | 0 | 0 | 0 | teppc | 0 | 0
UC Davis MC | UC_Davis_MC | UC Davis Medical Center Cogen | teppc | BANC | BANC | Balancing Authority of Northern California | SMUD | BANC | 1998-08-01 | 2050-12-31 | 27 | CCWhole-NatGas-Aero | CC_NG | CC | BANC_CCGT | 0 | 0 | 0 | teppc | 0 | 0
Mesquite Recovery | Mesquite_Recovery | Mesquite Resource Recovery Project L313 | teppc | IID | IID | Imperial Irrigation District | IID | IID | 1987-11-01 | 2050-12-31 | 27 | Bio-ST | ST_Biomass | Biomass/Wood | IID_Biomass | 0 | 0 | 0 | teppc | 0 | 0
San Francisquito 1-6 | San_Francisquito_1_6 | San Francisquito 1 6 | teppc | LDWP | LDWP | Los Angeles Department of Water and Power | LADWP | LDWP | 1987-04-01 | 2050-12-31 | 27 | Hydro | Hydro_Standard | Hydro | LDWP_Hydro | 0 | 0 | 0 | teppc | 0 | 0
San Francisquito 1-1 | San_Francisquito_1_1 | San Francisquito 1 1A | teppc | LDWP | LDWP | Los Angeles Department of Water and Power | LADWP | LDWP | 1983-12-01 | 2050-12-31 | 27 | Hydro | Hydro_Standard | Hydro | LDWP_Hydro | 0 | 0 | 0 | teppc | 0 | 0
Cushman_2_33 | Cushman_2_33 | Cushman 2-33 | teppc | TPWR | TPWR | Tacoma Power | BPAT | NW | 1952-12-01 | 2050-12-31 | 27 | Hydro | Hydro_Standard | Hydro | NW_Hydro | 0 | 0 | 0 | teppc | 0 | 0
Cushman_2_32 | Cushman_2_32 | Cushman 2-32 | teppc | TPWR | TPWR | Tacoma Power | BPAT | NW | 1931-08-01 | 2050-12-31 | 27 | Hydro | Hydro_Standard | Hydro | NW_Hydro | 0 | 0 | 0 | teppc | 0 | 0
Cushman_2_31 | Cushman_2_31 | Cushman 2-31 | teppc | TPWR | TPWR | Tacoma Power | BPAT | NW | 1930-12-01 | 2050-12-31 | 27 | Hydro | Hydro_Standard | Hydro | NW_Hydro | 0 | 0 | 0 | teppc | 0 | 0
MainCanal | MainCanal | Main Canal Headworks-1 | teppc | TPWR | TPWR | Tacoma Power | BPAT | NW | 1987-01-01 | 2050-12-31 | 26.8 | Hydro | Hydro_Standard | Hydro | NW_Hydro | 0 | 0 | 0 | teppc | 0 | 0
LAMONT_1_SOLAR4 | LAMONT_1_SOLAR4 | Hayworth Solar Farm | caiso | PGE_Valley | PGE_Valley | Pacific Gas and Electric Valley | PGE_Valley | CAISO | 2015-12-23 | 2050-12-31 | 26.66 | n/a | PVgeneric_sun | Solar_Fixed | CAISO_Solar | 1 | 1 | 0 | in old list | 1 | 0
McBride_Lake_1 | McBride_Lake_1 | McBride Lake-1 | teppc | AESO | AESO | Alberta Electric System Operator | BCHA_AESO | Excluded | 2002-12-01 | 2050-12-31 | 26.4 | WT-Onshore | wind_onshorewind | Wind | Excluded_Wind | 0 | 0 | 0 | teppc | 0 | 0
GRZZLY_1_BERKLY | GRZZLY_1_BERKLY |  | caiso | PGE_Bay | PGE_Bay | Pacific Gas and Electric Bay | PGE_Bay | CAISO | 1987-05-19 | 2050-12-31 | 26.35 | CCWhole-NatGas-Industrial | CT_NG | CT | CAISO_Peaker2 | 0 | 0 | 0 | not relevant | 0 | 0
K Road Modesto | K_Road_Modesto | K Road Modesto Solar-1¦McHenry Solar Farm (Modesto) 1 | teppc | BANC | BANC | Balancing Authority of Northern California | SMUD | BANC | 2012-07-01 | 2050-12-31 | 26.32 | SolarPV-Tracking | 1axPV_sun | Solar_1Axis | BANC_Solar | 0 | 0 | 0 | teppc | 0 | 0
Blundell1 | Blundell1 | Blundell-1 | teppc | PAUT | PAUT | Utah, PACE Utility | PACE | NW | 1984-07-01 | 2050-12-31 | 26.095 | Geo-BinaryCycle | Geothermal_steam | Geothermal | NW_Geothermal | 0 | 0 | 0 | teppc | 0 | 0
Battle Mountain Solar | Battle_Mountain_Solar | Copper Mountain Solar V | teppc | SPPC | SPPC | Nevada Power Company | NEVP | SW | 2021-12-31 | 2050-12-31 | 26 | SolarPV-Tracking | 1axPV_sun | Solar_1Axis | SW_Solar | 0 | 0 | 0 | teppc | 0 | 0
Dodge Flat Solar | Dodge_Flat_Solar |  | teppc | SPPC | SPPC | Nevada Power Company | NEVP | SW | 2021-12-31 | 2050-12-31 | 26 | SolarPV-Tracking | 1axPV_sun | Solar_1Axis | SW_Solar | 0 | 0 | 0 | teppc | 0 | 0
Eagle Shadow Mountain | Eagle_Shadow_Mountain |  | teppc | NEVP | NEVP | Nevada Power Company | NEVP | SW | 2021-12-31 | 2050-12-31 | 26 | SolarPV-Tracking | 1axPV_sun | Solar_1Axis | SW_Solar | 0 | 0 | 0 | teppc | 0 | 0
Fish Springs Solar | Fish_Springs_Solar |  | teppc | SPPC | SPPC | Nevada Power Company | NEVP | SW | 2021-12-31 | 2050-12-31 | 26 | SolarPV-Tracking | 1axPV_sun | Solar_1Axis | SW_Solar | 0 | 0 | 0 | teppc | 0 | 0
Techren V | Techren_V |  | teppc | NEVP | NEVP | Nevada Power Company | NEVP | SW | 2021-12-31 | 2050-12-31 | 26 | SolarPV-Tracking | 1axPV_sun | Solar_1Axis | SW_Solar | 0 | 0 | 0 | teppc | 0 | 0
Copper Mountain 3-01 | Copper_Mountain_3_01 | Copper Mountain Solar III 1 | teppc | LDWP | LDWP | Los Angeles Department of Water and Power | LADWP | LDWP | 2013-12-01 | 2050-12-31 | 26 | SolarPV-NonTracking | FixedPV_sun | Solar_Fixed | LDWP_Solar | 0 | 0 | 0 | teppc | 0 | 0
Copper Mountain 3-03 | Copper_Mountain_3_03 | Copper Mountain Solar III 3 | teppc | LDWP | LDWP | Los Angeles Department of Water and Power | LADWP | LDWP | 2013-12-01 | 2050-12-31 | 26 | SolarPV-NonTracking | FixedPV_sun | Solar_Fixed | LDWP_Solar | 0 | 0 | 0 | teppc | 0 | 0
Copper Mountain 3-06 | Copper_Mountain_3_06 | Copper Mountain Solar III 6 | teppc | LDWP | LDWP | Los Angeles Department of Water and Power | LADWP | LDWP | 2013-12-01 | 2050-12-31 | 26 | SolarPV-NonTracking | FixedPV_sun | Solar_Fixed | LDWP_Solar | 0 | 0 | 0 | teppc | 0 | 0
Copper Mountain 3-08 | Copper_Mountain_3_08 | Copper Mountain Solar III 8 | teppc | LDWP | LDWP | Los Angeles Department of Water and Power | LADWP | LDWP | 2013-12-01 | 2050-12-31 | 26 | SolarPV-NonTracking | FixedPV_sun | Solar_Fixed | LDWP_Solar | 0 | 0 | 0 | teppc | 0 | 0
BREGGO_6_SOLAR | BREGGO_6_SOLAR | NRG Borrego Solar One | caiso | SDGE | SDGE | San Diego Gas and Electric | SDGE | CAISO | 2013-02-12 | 2050-12-31 | 26 | n/a | PVgeneric_sun | Solar_Fixed | CAISO_Solar | 1 | 1 | 0 | in old list | 1 | 0
RooseveltBioCC-Total | RooseveltBioCC_Total | RooseveltBiogasCC (Total CC Plant) | teppc | TPWR | TPWR | Tacoma Power | BPAT | NW | 2012-01-01 | 2050-12-31 | 26 | Bio-CCWhole | CC_Biomass | Biomass/Wood | NW_Biomass | 0 | 0 | 0 | teppc | 0 | 0
Ormesa I 1M | Ormesa_I_1M | Ormesa I 1M Parasitic Well | teppc | IID | IID | Imperial Irrigation District | IID | IID | 2010-04-15 | 2050-12-31 | 26 | MotorLoad | Load | Load | IID_Load | 0 | 0 | 0 | teppc | 0 | 0
UofA2 | UofA2 | U of A 2-1 | teppc | AESO | AESO | Alberta Electric System Operator | BCHA_AESO | Excluded | 1994-01-01 | 2050-12-01 | 26 | CT-AB-Cogen | Cogen_NG | Cogen | Excluded_CHP | 0 | 0 | 0 | teppc | 0 | 0
Spokane1 | Spokane1 | Wheelabrator Spokane-GEN1 | teppc | AVA | AVA | Avista Corp. | BPAT | NW | 1991-09-01 | 2050-12-31 | 26 | Bio-ST | ST_Biomass | Biomass/Wood | NW_Biomass | 0 | 0 | 0 | teppc | 0 | 0
CHINO_6_CIMGEN | CHINO_6_CIMGEN | Chino Co-Generation | caiso | SCE | SCE | Southern California Edison | SCE | CAISO | 1987-12-24 | 2050-12-31 | 26 | CCWhole-NatGas-Industrial | Cogen_NG | Cogen | CAISO_CHP | 0 | 0 | 0 | not relevant | 0 | 0
DUTCH2_7_UNIT 1 | DUTCH2_7_UNIT_1 | DUTCH FLAT 2 PH | caiso | PGE_Valley | PGE_Valley | Pacific Gas and Electric Valley | PGE_Valley | CAISO | 1965-01-01 | 2050-12-31 | 26 | n/a | Hydro_Standard | Hydro | CAISO_Hydro | 0 | 1 | 0 | not relevant | 1 | 0
Clearwater2 | Clearwater2 | Clearwater 2-1 | teppc | PACW | PACW | PacifiCorp – West | PACW | NW | 1953-11-01 | 2050-12-31 | 26 | Hydro | Hydro_Standard | Hydro | NW_Hydro | 0 | 0 | 0 | teppc | 0 | 0
DRUM_7_PL1X2 | DRUM_7_PL1X2 | Drum PH 1 Units 1 & 2 Aggregate | caiso | PGE_Valley | PGE_Valley | Pacific Gas and Electric Valley | PGE_Valley | CAISO | 1913-01-01 | 2050-12-31 | 26 | n/a | Hydro_Standard | Hydro | CAISO_Hydro | 0 | 0 | 0 | not relevant | 0 | 0
TULLCK_7_UNITS | TULLCK_7_UNITS | Tullock Hydro | caiso | PGE_Valley | PGE_Valley | Pacific Gas and Electric Valley | PGE_Valley | CAISO | 1958-01-01 | 2050-12-31 | 25.9 | n/a | Hydro_Standard | Hydro | CAISO_Hydro | 0 | 0 | 0 | not relevant | 0 | 0
Meikle_Wind_3 | Meikle_Wind_3 |  | teppc | BCHA | BCHA | British Columbia Transmission Company | BCHA_AESO | Excluded | 2017-02-27 | 2050-12-31 | 25.84 | WT-Onshore | wind_onshorewind | Wind | Excluded_Wind | 0 | 0 | 0 | teppc | 0 | 0
Roseville 1 | Roseville_1 | Roseville 1 | teppc | BANC | BANC | Balancing Authority of Northern California | SMUD | BANC | 1986-05-01 | 2050-12-31 | 25.6 | CT-NatGas-Aero | CT_NG | CT | BANC_Peaker | 0 | 0 | 0 | teppc | 0 | 0
Roseville 2 | Roseville_2 | Roseville 2 | teppc | BANC | BANC | Balancing Authority of Northern California | SMUD | BANC | 1986-04-01 | 2050-12-31 | 25.6 | CT-NatGas-Aero | CT_NG | CT | BANC_Peaker | 0 | 0 | 0 | teppc | 0 | 0
KERRGN_1_UNIT 1 | KERRGN_1_UNIT_1 | KERN RIVER HYDRO UNITS 1-4 AGGREGATE | caiso | SCE | PGE_Valley | Pacific Gas and Electric Valley | PGE_Valley | CAISO | 1907-01-01 | 2050-12-31 | 25.6 | n/a | Hydro_Standard | Hydro | CAISO_Hydro | 0 | 1 | 0 | not relevant | 1 | 0
Mexicali1 | Mexicali1 | Mexicali-1 | teppc | CFE | CFE | Comisión Federal de Electricidad | CFE | Excluded | 1974-10-01 | 2030-01-01 | 25.55 | CT-OilDistillate | CT_Oil | CT | Excluded_Peaker | 0 | 0 | 0 | teppc | 0 | 0
Bremner1 | Bremner1 | Bremner-1_Bremner-1_IPP-BRE | teppc | BCHA | BCHA | British Columbia Transmission Company | BCHA_AESO | Excluded | 2015-05-01 | 2055-04-30 | 25.5 | Hydro | Hydro_Standard | Hydro | Excluded_Hydro | 0 | 0 | 0 | teppc | 0 | 0
Trio_1 | Trio_1 | Trio-1_Trio-1_IPP-TRE | teppc | BCHA | BCHA | British Columbia Transmission Company | BCHA_AESO | Excluded | 2015-05-01 | 2055-05-01 | 25.5 | Hydro | Hydro_Standard | Hydro | Excluded_Hydro | 0 | 0 | 0 | teppc | 0 | 0
BIOMAS_1_UNIT 1 | BIOMAS_1_UNIT_1 |  | caiso | PGE_Valley | PGE_Valley | Pacific Gas and Electric Valley | PGE_Valley | CAISO | 1989-08-31 | 2050-12-31 | 25.5 | n/a | ST_Biomass | Biomass/Wood | CAISO_Biomass | 0 | 1 | 0 | not relevant | 1 | 0
Oak_Grove_2 | Oak_Grove_2 | Oak Grove-2 | teppc | PGE | PGE | Portland General Electric Company | PortlandGE | NW | 1931-03-01 | 2050-12-31 | 25.5 | Hydro | Hydro_Standard | Hydro | NW_Hydro | 0 | 0 | 0 | teppc | 0 | 0
Oak_Grove_1 | Oak_Grove_1 | Oak Grove-1 | teppc | PGE | PGE | Portland General Electric Company | PortlandGE | NW | 1924-08-01 | 2050-12-31 | 25.5 | Hydro | Hydro_Standard | Hydro | NW_Hydro | 0 | 0 | 0 | teppc | 0 | 0
Alta Luna Solar | Alta_Luna_Solar | Alta Luna Solar Project 1 | teppc | PNM | PNM | Public Service Company of New Mexico | PNM_EPE | SW | 2016-12-01 | 2050-12-31 | 25.2 | SolarPV-Tracking | 1axPV_sun | Solar_1Axis | SW_Solar | 0 | 0 | 0 | teppc | 0 | 0
ONLLPP_6_UNITS | ONLLPP_6_UNITS | O'NEILL PUMP-GEN (AGGREGATE) | caiso | PGE_Valley | PGE_Valley | Pacific Gas and Electric Valley | PGE_Valley | CAISO | 1967-01-01 | 2050-12-31 | 25.2 | n/a | Hydro_PumpedStorage | PSH | CAISO_Pumped_Hydro | 0 | 0 | 0 | not relevant | 0 | 0
Daishowa_G2_2 | Daishowa_G2_2 | Daishowa_G2-2 | teppc | AESO | AESO | Alberta Electric System Operator | BCHA_AESO | Excluded | 2011-06-01 | 2050-12-31 | 25.1 | Bio-ST | ST_Biomass | Biomass/Wood | Excluded_Biomass | 0 | 0 | 0 | teppc | 0 | 0
Vansycle I | Vansycle_I | Vansycle-WGNS | teppc | BPAT | BPAT | Bonneville Power Administration – Transmission | BPAT | NW | 1998-10-01 | 2050-12-31 | 25.1 | WT-Onshore | wind_onshorewind | Wind | NW_Wind | 0 | 0 | 0 | teppc | 0 | 0
Redding Power 2 | Redding_Power_2 | Redding Power 2 | teppc | BANC | BANC | Balancing Authority of Northern California | SMUD | BANC | 1996-05-01 | 2050-12-31 | 25.03 | CT-NatGas-Aero | CT_NG | CT | BANC_Peaker | 0 | 0 | 0 | teppc | 0 | 0
Redding Power 3 | Redding_Power_3 | Redding Power 3 | teppc | BANC | BANC | Balancing Authority of Northern California | SMUD | BANC | 1994-06-01 | 2050-12-31 | 25.03 | CT-NatGas-Aero | CT_NG | CT | BANC_Peaker | 0 | 0 | 0 | teppc | 0 | 0
MAM 13G2 | MAM_13G2 | MAM 13G2 | teppc | BCHA | BCHA | British Columbia Transmission Company | BCHA_AESO | Excluded | 2018-03-30 | 2050-03-30 | 25 | hydro | Hydro_Standard | Hydro | Excluded_Hydro | 0 | 0 | 0 | teppc | 0 | 0
GREENFLDWIND | GREENFLDWIND | GREENFIELD_WIND | teppc | NWMT | NWMT | NorthWestern Energy | NWMT_WAUW | NW | 2017-01-01 | 2050-12-31 | 25 | WT-Onshore | wind_onshorewind | Wind | NW_Wind | 0 | 0 | 0 | teppc | 0 | 0
Wilkins_Wind | Wilkins_Wind | Wilkins Wind-WT (10 x 2.5) | teppc | PNM | PNM | Public Service Company of New Mexico | PNM_EPE | SW | 2016-12-01 | 2050-04-15 | 25 | WT-Onshore | wind_onshorewind | Wind | SW_Wind | 0 | 0 | 0 | teppc | 0 | 0
Wild Rose 2 | Wild_Rose_2 | Wild Rose 2¦Don Campbell 2 | teppc | SPPC | SPPC | Nevada Power Company | NEVP | SW | 2015-09-01 | 2050-12-31 | 25 | Geo-BinaryCycle | Geothermal_steam | Geothermal | SW_Geothermal | 0 | 0 | 0 | teppc | 0 | 0
Dundurn_GT_1 | Dundurn_GT_1 | Dundurn GT-1 | teppc | BCHA | BCHA | British Columbia Transmission Company | BCHA_AESO | Excluded | 2014-10-24 | 2050-12-31 | 25 | CT-NatGas-Industrial | CT_NG | CT | Excluded_Peaker | 0 | 0 | 0 | teppc | 0 | 0
SAMPSN_6_KELCO1 | SAMPSN_6_KELCO1 | KELCO QUALIFYING FACILITY | caiso | SDGE | SDGE | San Diego Gas and Electric | SDGE | CAISO | 2014-03-05 | 2050-12-31 | 25 | CT-NatGas-Industrial | Cogen_NG | Cogen | CAISO_CHP | 0 | 0 | 0 | not relevant | 0 | 0
Copper Mountain 3-05 | Copper_Mountain_3_05 | Copper Mountain 3-5 | teppc | LDWP | LDWP | Los Angeles Department of Water and Power | LADWP | LDWP | 2013-12-01 | 2050-12-31 | 25 | SolarPV-NonTracking | FixedPV_sun | Solar_Fixed | LDWP_Solar | 0 | 0 | 0 | teppc | 0 | 0
RutherfordCrk1 | RutherfordCrk1 | Rutherford Creek-1_Rutherford Creek-1_IPP-RUT | teppc | BCHA | BCHA | British Columbia Transmission Company | BCHA_AESO | Excluded | 2004-05-31 | 2040-05-31 | 25 | Hydro | Hydro_Standard | Hydro | Excluded_Hydro | 0 | 0 | 0 | teppc | 0 | 0
RutherfordCrk2 | RutherfordCrk2 | Rutherford Creek-2_Rutherford Creek-2_IPP-RUT | teppc | BCHA | BCHA | British Columbia Transmission Company | BCHA_AESO | Excluded | 2004-05-31 | 2040-05-31 | 25 | Hydro | Hydro_Standard | Hydro | Excluded_Hydro | 0 | 0 | 0 | teppc | 0 | 0
CerroPrieto4-1 | CerroPrieto4_1 | Cerro Prieto IV-1 | teppc | CFE | CFE | Comisión Federal de Electricidad | CFE | Excluded | 2000-07-01 | 2050-12-31 | 25 | Geo-BinaryCycle | Geothermal_steam | Geothermal | Excluded_Geothermal | 0 | 0 | 0 | teppc | 0 | 0
CerroPrieto4-2 | CerroPrieto4_2 | Cerro Prieto IV-2 | teppc | CFE | CFE | Comisión Federal de Electricidad | CFE | Excluded | 2000-07-01 | 2050-12-31 | 25 | Geo-BinaryCycle | Geothermal_steam | Geothermal | Excluded_Geothermal | 0 | 0 | 0 | teppc | 0 | 0
CerroPrieto4-3 | CerroPrieto4_3 | Cerro Prieto IV-3 | teppc | CFE | CFE | Comisión Federal de Electricidad | CFE | Excluded | 2000-07-01 | 2050-12-31 | 25 | Geo-BinaryCycle | Geothermal_steam | Geothermal | Excluded_Geothermal | 0 | 0 | 0 | teppc | 0 | 0
CerroPrieto4-4 | CerroPrieto4_4 | Cerro Prieto IV-4 | teppc | CFE | CFE | Comisión Federal de Electricidad | CFE | Excluded | 2000-07-01 | 2050-12-31 | 25 | Geo-BinaryCycle | Geothermal_steam | Geothermal | Excluded_Geothermal | 0 | 0 | 0 | teppc | 0 | 0
MENBIO_6_UNIT | MENBIO_6_UNIT | MENDOTA BIOMASS POWER | caiso | PGE_Valley | PGE_Valley | Pacific Gas and Electric Valley | PGE_Valley | CAISO | 1989-06-29 | 2050-12-31 | 25 | n/a | ST_Biomass | Biomass/Wood | CAISO_Biomass | 0 | 1 | 0 | not relevant | 1 | 0
Wild Rose 1 | Wild_Rose_1 | Wild Rose 1¦Don A Campbell 1 | teppc | SPPC | SPPC | Nevada Power Company | NEVP | SW | 1985-08-01 | 2030-04-15 | 25 | Geo-BinaryCycle | Geothermal_steam | Geothermal | SW_Geothermal | 0 | 0 | 0 | teppc | 0 | 0
FRIANT_6_UNITS | FRIANT_6_UNITS | FRIANT DAM | caiso | PGE_Valley | PGE_Valley | Pacific Gas and Electric Valley | PGE_Valley | CAISO | 1985-04-16 | 2050-12-31 | 25 | n/a | Hydro_Standard | Hydro | CAISO_Hydro | 0 | 2 | 0 | not relevant | 1 | 0
Rockwood 2 | Rockwood_2 | Rockwood 2 | teppc | IID | IID | Imperial Irrigation District | IID | IID | 1980-04-01 | 2050-12-31 | 25 | CT-OilDistillate | CT_Oil | CT | IID_Peaker | 0 | 0 | 0 | teppc | 0 | 0
North Loop 1 | North_Loop_1 | North Loop 1 | teppc | TEPC | TEPC | Tucson Electric Power Company | TEPC | SW | 1972-12-01 | 2050-12-31 | 25 | CT-NatGas-Aero | CT_NG | CT | SW_Peaker | 0 | 0 | 0 | teppc | 0 | 0
North Loop 2 | North_Loop_2 | North Loop 2 | teppc | TEPC | TEPC | Tucson Electric Power Company | TEPC | SW | 1972-12-01 | 2050-12-31 | 25 | CT-NatGas-Aero | CT_NG | CT | SW_Peaker | 0 | 0 | 0 | teppc | 0 | 0
LongviewFibre7 | LongviewFibre7 | Longview Fibre-7 | teppc | BPAT | BPAT | Bonneville Power Administration – Transmission | BPAT | NW | 1966-04-01 | 2050-12-31 | 25 | Bio-ICE | ICE_Biomass | Biomass/Wood | NW_Biomass | 0 | 0 | 0 | teppc | 0 | 0
La_Joie_1 | La_Joie_1 | La Joie-1_La Joie-1_BCH-LAJ | teppc | BCHA | BCHA | British Columbia Transmission Company | BCHA_AESO | Excluded | 1957-01-01 | 2033-03-31 | 25 | Hydro | Hydro_Standard | Hydro | Excluded_Hydro | 0 | 0 | 0 | teppc | 0 | 0
Rockwood 1 | Rockwood_1 | Rockwood 1 | teppc | IID | IID | Imperial Irrigation District | IID | IID | 1957-01-01 | 2050-12-31 | 25 | CT-OilDistillate | CT_Oil | CT | IID_Peaker | 0 | 0 | 0 | teppc | 0 | 0
Bliss3 | Bliss3 | Bliss-3 | teppc | IPMV | IPMV | Idaho Magic Valley | IPCO | NW | 1950-03-01 | 2050-12-31 | 25 | Hydro | Hydro_Standard | Hydro | NW_Hydro | 0 | 0 | 0 | teppc | 0 | 0
Keswick 1 | Keswick_1 | Keswick 1 | teppc | BANC | BANC | Balancing Authority of Northern California | SMUD | BANC | 1950-03-01 | 2050-12-31 | 25 | Hydro | Hydro_Standard | Hydro | BANC_Hydro | 0 | 0 | 0 | teppc | 0 | 0
Big Timber Wind | Big_Timber_Wind |  | teppc | NWMT | NWMT | NorthWestern Energy | NWMT_WAUW | NW | 1950-01-01 | 2050-12-31 | 25 | WT-Onshore | wind_onshorewind | Wind | NW_Wind | 0 | 0 | 0 | teppc | 0 | 0
Bliss2 | Bliss2 | Bliss-2 | teppc | IPMV | IPMV | Idaho Magic Valley | IPCO | NW | 1950-01-01 | 2050-12-31 | 25 | Hydro | Hydro_Standard | Hydro | NW_Hydro | 0 | 0 | 0 | teppc | 0 | 0
New Colony Wind | New_Colony_Wind |  | teppc | NWMT | NWMT | NorthWestern Energy | NWMT_WAUW | NW | 1950-01-01 | 2050-12-31 | 25 | WT-Onshore | wind_onshorewind | Wind | NW_Wind | 0 | 0 | 0 | teppc | 0 | 0
Keswick 2 | Keswick_2 | Keswick 2 | teppc | BANC | BANC | Balancing Authority of Northern California | SMUD | BANC | 1949-12-01 | 2050-12-31 | 25 | Hydro | Hydro_Standard | Hydro | BANC_Hydro | 0 | 0 | 0 | teppc | 0 | 0
Bliss1 | Bliss1 | Bliss-1 | teppc | IPMV | IPMV | Idaho Magic Valley | IPCO | NW | 1949-11-01 | 2050-12-31 | 25 | Hydro | Hydro_Standard | Hydro | NW_Hydro | 0 | 0 | 0 | teppc | 0 | 0
Keswick 3 | Keswick_3 | Keswick 3 | teppc | BANC | BANC | Balancing Authority of Northern California | SMUD | BANC | 1949-10-01 | 2050-12-31 | 25 | Hydro | Hydro_Standard | Hydro | BANC_Hydro | 0 | 0 | 0 | teppc | 0 | 0
Alder11 | Alder11 | Alder-11 | teppc | TPWR | TPWR | Tacoma Power | BPAT | NW | 1947-05-01 | 2050-12-31 | 25 | Hydro | Hydro_Standard | Hydro | NW_Hydro | 0 | 0 | 0 | teppc | 0 | 0
Alder12 | Alder12 | Alder-12 | teppc | TPWR | TPWR | Tacoma Power | BPAT | NW | 1945-12-01 | 2050-12-31 | 25 | Hydro | Hydro_Standard | Hydro | NW_Hydro | 0 | 0 | 0 | teppc | 0 | 0
Foote_Creek3 | Foote_Creek3 | Foote Creek III-GEN1 | teppc | IPFE | IPFE | Idaho Far East | IPCO | NW | 1999-06-01 | 2050-12-31 | 24.8 | WT-Onshore | wind_onshorewind | Wind | NW_Wind | 0 | 0 | 0 | teppc | 0 | 0
Walnut 1 | Walnut_1 | Walnut 1 | teppc | TIDC | TIDC | Turlock Irrigation District | TID | BANC | 1986-04-01 | 2050-12-31 | 24.8 | CT-NatGas-Industrial | CT_NG | CT | BANC_Peaker | 0 | 0 | 0 | teppc | 0 | 0
Walnut 2 | Walnut_2 | Walnut 2 | teppc | TIDC | TIDC | Turlock Irrigation District | TID | BANC | 1986-04-01 | 2050-12-31 | 24.8 | CT-NatGas-Industrial | CT_NG | CT | BANC_Peaker | 0 | 0 | 0 | teppc | 0 | 0
CSCGNR_1_UNIT 1 | CSCGNR_1_UNIT_1 |  | caiso | PGE_Bay | PGE_Bay | Pacific Gas and Electric Bay | PGE_Bay | CAISO | 1987-01-01 | 2050-12-31 | 24.75 | CT-NatGas-Aero | CT_NG | CT | CAISO_Peaker2 | 0 | 0 | 0 | not relevant | 0 | 0
CSCGNR_1_UNIT 2 | CSCGNR_1_UNIT_2 |  | caiso | PGE_Bay | PGE_Bay | Pacific Gas and Electric Bay | PGE_Bay | CAISO | 1986-01-01 | 2050-12-31 | 24.75 | CT-NatGas-Aero | CT_NG | CT | CAISO_Peaker2 | 0 | 0 | 0 | not relevant | 0 | 0
Condon Wind | Condon_Wind | Condon Windpower LLC-GEN1 & GEN2 | teppc | TPWR | TPWR | Tacoma Power | BPAT | NW | 2002-01-07 | 2050-12-31 | 24.6 | WT-Onshore | wind_onshorewind | Wind | NW_Wind | 0 | 0 | 0 | teppc | 0 | 0
Birdsall 3 | Birdsall_3 | George Birdsall 3 | teppc | WACM | WACM | Western Area Power Administration, Colorado-Missouri Region | WACM | Excluded | 1957-03-01 | 2050-12-31 | 24.6 | ST-NatGas | ST_NG | Steam | Excluded_ST | 0 | 0 | 0 | teppc | 0 | 0
Beaver8 | Beaver8 | Beaver-8 | teppc | PGE | PGE | Portland General Electric Company | PortlandGE | NW | 1999-09-01 | 2050-12-31 | 24.5 | CT-NatGas-Industrial | CT_NG | CT | NW_Peaker | 0 | 0 | 0 | teppc | 0 | 0
LostCreek_OR2 | LostCreek_OR2 | Lost Creek-2 | teppc | BPAT | BPAT | Bonneville Power Administration – Transmission | BPAT | NW | 1977-12-01 | 2050-12-31 | 24.5 | Hydro | Hydro_Standard | Hydro | NW_Hydro | 0 | 0 | 0 | teppc | 0 | 0
LostCreek_OR1 | LostCreek_OR1 | Lost Creek-1 | teppc | BPAT | BPAT | Bonneville Power Administration – Transmission | BPAT | NW | 1977-09-01 | 2050-12-31 | 24.5 | Hydro | Hydro_Standard | Hydro | NW_Hydro | 0 | 0 | 0 | teppc | 0 | 0
Robbs Peak H1 | Robbs_Peak_H1 | Robbs Peak 1 | teppc | BANC | BANC | Balancing Authority of Northern California | SMUD | BANC | 1965-10-01 | 2050-12-31 | 24.5 | Hydro | Hydro_Standard | Hydro | BANC_Hydro | 0 | 0 | 0 | teppc | 0 | 0
VICTOR_1_CREST | VICTOR_1_CREST |  | caiso | SCE | SCE | Southern California Edison | SCE | CAISO | 1/1/1899 | 2050-12-31 | 24.49 | n/a | PVgeneric_sun | Solar_Fixed | CAISO_Solar | 1 | 0 | 1 | old | 1 | 0
ULTRCK_2_UNIT | ULTRCK_2_UNIT | Rio Bravo Rocklin | caiso | PGE_Valley | PGE_Valley | Pacific Gas and Electric Valley | PGE_Valley | CAISO | 1989-06-09 | 2050-12-31 | 24.4 | n/a | ST_Biomass | Biomass/Wood | CAISO_Biomass | 0 | 1 | 0 | not relevant | 1 | 0
ULTPFR_1_UNIT 1 | ULTPFR_1_UNIT_1 | Rio Bravo Fresno | caiso | PGE_Valley | PGE_Valley | Pacific Gas and Electric Valley | PGE_Valley | CAISO | 1988-07-20 | 2050-12-31 | 24.3 | n/a | ST_Biomass | Biomass/Wood | CAISO_Biomass | 0 | 1 | 0 | not relevant | 1 | 0
CHEVCY_1_UNIT | CHEVCY_1_UNIT | CHEVRON USA (CYMRIC) | caiso | PGE_Valley | PGE_Valley | Pacific Gas and Electric Valley | PGE_Valley | CAISO | 1982-10-15 | 2050-12-31 | 24.3 | CT-NatGas-Aero | Cogen_NG | Cogen | CAISO_CHP | 0 | 0 | 0 | not relevant | 0 | 0
WEY 13G1 | WEY_13G1 | WEY 13G1 | teppc | BCHA | BCHA | British Columbia Transmission Company | BCHA_AESO | Excluded | 2018-03-30 | 2050-03-30 | 24 | Bio-ICE | ICE_Biomass | Biomass/Wood | Excluded_Biomass | 0 | 0 | 0 | teppc | 0 | 0
Copper Mountain 3-09 | Copper_Mountain_3_09 | Copper Mountain Solar III 9 | teppc | LDWP | LDWP | Los Angeles Department of Water and Power | LADWP | LDWP | 2013-12-01 | 2050-12-31 | 24 | SolarPV-NonTracking | FixedPV_sun | Solar_Fixed | LDWP_Solar | 0 | 0 | 0 | teppc | 0 | 0
DokieWind1 | DokieWind1 | Dokie Wind-1_Dokie Wind-1_IPP-DKW | teppc | BCHA | BCHA | British Columbia Transmission Company | BCHA_AESO | Excluded | 2011-02-28 | 2036-02-16 | 24 | WT-Onshore | wind_onshorewind | Wind | Excluded_Wind | 0 | 0 | 0 | teppc | 0 | 0
DokieWind2 | DokieWind2 | Dokie Wind-2_Dokie Wind-2_IPP-DKW | teppc | BCHA | BCHA | British Columbia Transmission Company | BCHA_AESO | Excluded | 2011-02-28 | 2036-02-16 | 24 | WT-Onshore | wind_onshorewind | Wind | Excluded_Wind | 0 | 0 | 0 | teppc | 0 | 0
DokieWind3 | DokieWind3 | Dokie Wind-3_Dokie Wind-3_IPP-DKW | teppc | BCHA | BCHA | British Columbia Transmission Company | BCHA_AESO | Excluded | 2011-02-28 | 2036-02-16 | 24 | WT-Onshore | wind_onshorewind | Wind | Excluded_Wind | 0 | 0 | 0 | teppc | 0 | 0
DokieWind5 | DokieWind5 | Dokie Wind-5_Dokie Wind-5_IPP-DKW | teppc | BCHA | BCHA | British Columbia Transmission Company | BCHA_AESO | Excluded | 2011-02-28 | 2036-02-16 | 24 | WT-Onshore | wind_onshorewind | Wind | Excluded_Wind | 0 | 0 | 0 | teppc | 0 | 0
LANL TA 3 GT1 | LANL_TA_3_GT1 | LANL TA-3-GT1 | teppc | PNM | PNM | Public Service Company of New Mexico | PNM_EPE | SW | 2009-09-01 | 2050-12-31 | 24 | CT-NatGas-Aero | CT_NG | CT | SW_Peaker | 0 | 0 | 0 | teppc | 0 | 0
Klondike Wind 1-2 | Klondike_Wind_1_2 | Klondike Wind Power-Ph 1 | teppc | TPWR | TPWR | Tacoma Power | BPAT | NW | 2002-01-06 | 2050-12-31 | 24 | WT-Onshore | wind_onshorewind | Wind | NW_Wind | 0 | 0 | 0 | teppc | 0 | 0
ETIWND_6_MWDETI | ETIWND_6_MWDETI | ETIWANDA RECOVERY HYDRO | caiso | SCE | SCE | Southern California Edison | SCE | CAISO | 1994-01-01 | 2050-12-31 | 24 | n/a | Hydro_Standard | Hydro | CAISO_Hydro | 0 | 1 | 0 | not relevant | 1 | 0
SPQUIN_6_SRPCQU | SPQUIN_6_SRPCQU |  | caiso | PGE_Valley | PGE_Valley | Pacific Gas and Electric Valley | PGE_Valley | CAISO | 1983-01-14 | 2050-12-31 | 24 | n/a | ST_Biomass | Biomass/Wood | CAISO_Biomass | 0 | 1 | 0 | not relevant | 1 | 0
Puntledge_1 | Puntledge_1 | Puntledge-1_Puntledge-1_BCH-PUN | teppc | BCHA | BCHA | British Columbia Transmission Company | BCHA_AESO | Excluded | 1955-01-01 | 2033-03-31 | 24 | Hydro | Hydro_Standard | Hydro | Excluded_Hydro | 0 | 0 | 0 | teppc | 0 | 0
CARBOU_7_UNIT 1 | CARBOU_7_UNIT_1 | CARIBOU PH 1 UNIT 1 | caiso | PGE_Valley | PGE_Valley | Pacific Gas and Electric Valley | PGE_Valley | CAISO | 1921-01-01 | 2050-12-31 | 24 | n/a | Hydro_Standard | Hydro | CAISO_Hydro | 0 | 0 | 0 | not relevant | 0 | 0
LODI25_2_UNIT 1 | LODI25_2_UNIT_1 | LODI GAS TURBINE | caiso | PGE_Valley | PGE_Valley | Pacific Gas and Electric Valley | PGE_Valley | CAISO | 1986-01-01 | 2050-12-31 | 23.8 | CT-NatGas-Aero | CT_NG | CT | CAISO_Peaker2 | 0 | 0 | 0 | not relevant | 0 | 0
PHP1-1 | PHP1_1 | PHP 1-1 | teppc | PGE | PGE | Portland General Electric Company | PortlandGE | NW | 1982-02-01 | 2050-12-31 | 23.7 | Hydro | Hydro_Standard | Hydro | NW_Hydro | 0 | 0 | 0 | teppc | 0 | 0
GP Wauna Mill (CG) | GP_Wauna_Mill__CG_ |  | teppc | BPAT | BPAT | Bonneville Power Administration – Transmission | BPAT | NW | 1950-01-01 | 2050-12-31 | 23.7 | Bio-ST | ST_Biomass | Biomass/Wood | NW_Biomass | 0 | 0 | 0 | teppc | 0 | 0
Forrest_Kerr1 | Forrest_Kerr1 | Forrest Kerr Hydroelectric-1_Forrest Kerr Hydroelectric-1.1_IPP-FKR | teppc | BCHA | BCHA | British Columbia Transmission Company | BCHA_AESO | Excluded | 2014-07-01 | 2074-06-30 | 23.5 | Hydro | Hydro_Standard | Hydro | Excluded_Hydro | 0 | 0 | 0 | teppc | 0 | 0
Forrest_Kerr2 | Forrest_Kerr2 | Forrest Kerr Hydroelectric-2_Forrest Kerr Hydroelectric-1.2_IPP-FKR | teppc | BCHA | BCHA | British Columbia Transmission Company | BCHA_AESO | Excluded | 2014-07-01 | 2074-06-30 | 23.5 | Hydro | Hydro_Standard | Hydro | Excluded_Hydro | 0 | 0 | 0 | teppc | 0 | 0
Forrest_Kerr3 | Forrest_Kerr3 | Forrest Kerr Hydroelectric-3_Forrest Kerr Hydroelectric-2.1_IPP-FKR | teppc | BCHA | BCHA | British Columbia Transmission Company | BCHA_AESO | Excluded | 2014-07-01 | 2074-06-30 | 23.5 | Hydro | Hydro_Standard | Hydro | Excluded_Hydro | 0 | 0 | 0 | teppc | 0 | 0
Forrest_Kerr4 | Forrest_Kerr4 | Forrest Kerr Hydroelectric-4_Forrest Kerr Hydroelectric-2.2_IPP-FKR | teppc | BCHA | BCHA | British Columbia Transmission Company | BCHA_AESO | Excluded | 2014-07-01 | 2074-06-30 | 23.5 | Hydro | Hydro_Standard | Hydro | Excluded_Hydro | 0 | 0 | 0 | teppc | 0 | 0
Forrest_Kerr5 | Forrest_Kerr5 | Forrest Kerr Hydroelectric-5_Forrest Kerr Hydroelectric-2.3_IPP-FKR | teppc | BCHA | BCHA | British Columbia Transmission Company | BCHA_AESO | Excluded | 2014-07-01 | 2074-06-30 | 23.5 | Hydro | Hydro_Standard | Hydro | Excluded_Hydro | 0 | 0 | 0 | teppc | 0 | 0
Forrest_Kerr6 | Forrest_Kerr6 | Forrest Kerr Hydroelectric-6_Forrest Kerr Hydroelectric-3.1_IPP-FKR | teppc | BCHA | BCHA | British Columbia Transmission Company | BCHA_AESO | Excluded | 2014-07-01 | 2074-06-30 | 23.5 | Hydro | Hydro_Standard | Hydro | Excluded_Hydro | 0 | 0 | 0 | teppc | 0 | 0
Forrest_Kerr7 | Forrest_Kerr7 | Forrest Kerr Hydroelectric-7_Forrest Kerr Hydroelectric-3.2_IPP-FKR | teppc | BCHA | BCHA | British Columbia Transmission Company | BCHA_AESO | Excluded | 2014-07-01 | 2074-06-30 | 23.5 | Hydro | Hydro_Standard | Hydro | Excluded_Hydro | 0 | 0 | 0 | teppc | 0 | 0
Forrest_Kerr8 | Forrest_Kerr8 | Forrest Kerr Hydroelectric-8_Forrest Kerr Hydroelectric-3.3_IPP-FKR | teppc | BCHA | BCHA | British Columbia Transmission Company | BCHA_AESO | Excluded | 2014-07-01 | 2074-06-30 | 23.5 | Hydro | Hydro_Standard | Hydro | Excluded_Hydro | 0 | 0 | 0 | teppc | 0 | 0
Forrest_Kerr9 | Forrest_Kerr9 | Forrest Kerr Hydroelectric-9_Forrest Kerr Hydroelectric-4_IPP-FKR | teppc | BCHA | BCHA | British Columbia Transmission Company | BCHA_AESO | Excluded | 2014-07-01 | 2074-06-30 | 23.5 | Hydro | Hydro_Standard | Hydro | Excluded_Hydro | 0 | 0 | 0 | teppc | 0 | 0
ALMEGT_1_UNIT 2 | ALMEGT_1_UNIT_2 | ALAMEDA GT UNIT 2 | caiso | PGE_Bay | PGE_Bay | Pacific Gas and Electric Bay | PGE_Bay | CAISO | 1986-01-01 | 2050-12-31 | 23.5 | CT-NatGas-Aero | CT_NG | CT | CAISO_Peaker2 | 0 | 0 | 0 | not relevant | 0 | 0
Ladore_Falls_1 | Ladore_Falls_1 | Ladore Falls-1_Ladore Falls-1_BCH-LDR | teppc | BCHA | BCHA | British Columbia Transmission Company | BCHA_AESO | Excluded | 1956-01-01 | 2033-03-31 | 23.5 | Hydro | Hydro_Standard | Hydro | Excluded_Hydro | 0 | 0 | 0 | teppc | 0 | 0
Ladore_Falls_2 | Ladore_Falls_2 | Ladore Falls-2_Ladore Falls-2_BCH-LDR | teppc | BCHA | BCHA | British Columbia Transmission Company | BCHA_AESO | Excluded | 1956-01-01 | 2033-03-31 | 23.5 | Hydro | Hydro_Standard | Hydro | Excluded_Hydro | 0 | 0 | 0 | teppc | 0 | 0
CapeScott4 | CapeScott4 | Cape Scott (formerly Knob Hill Wind)-_IPP-CSS4 | teppc | BCHA | BCHA | British Columbia Transmission Company | BCHA_AESO | Excluded | 2013-10-15 | 2033-10-15 | 23.4 | WT-Onshore | wind_onshorewind | Wind | Excluded_Wind | 0 | 0 | 0 | teppc | 0 | 0
ALMEGT_1_UNIT 1 | ALMEGT_1_UNIT_1 | ALAMEDA GT UNIT 1 | caiso | PGE_Bay | PGE_Bay | Pacific Gas and Electric Bay | PGE_Bay | CAISO | 1986-01-01 | 2050-12-31 | 23.4 | CT-NatGas-Aero | CT_NG | CT | CAISO_Peaker2 | 0 | 0 | 0 | not relevant | 0 | 0
Glen Canyon Solar 2 | Glen_Canyon_Solar_2 |  | teppc | PAUT | PAUT | Utah, PACE Utility | PACE | NW | 1950-01-01 | 2050-12-31 | 23.3 | Solar | PVgeneric_sun | Solar_Fixed | NW_Solar | 0 | 0 | 0 | teppc | 0 | 0
Highlands Wind 2 | Highlands_Wind_2 | Colorado Highlands Wind Project CHW2 | teppc | WACM | WACM | Western Area Power Administration, Colorado-Missouri Region | WACM | Excluded | 2013-09-01 | 2050-12-31 | 23.1 | WT-Onshore | wind_onshorewind | Wind | Excluded_Wind | 0 | 0 | 0 | teppc | 0 | 0
Cold_Springs | Cold_Springs | Cold Springs Windfarm-1 | teppc | IPMV | IPMV | Idaho Magic Valley | IPCO | NW | 2012-08-11 | 2050-12-31 | 23 | WT-Onshore | wind_onshorewind | Wind | NW_Wind | 0 | 0 | 0 | teppc | 0 | 0
Ryegrass | Ryegrass | Ryegrass Windfarm-1 | teppc | IPMV | IPMV | Idaho Magic Valley | IPCO | NW | 2012-08-10 | 2050-12-31 | 23 | WT-Onshore | wind_onshorewind | Wind | NW_Wind | 0 | 0 | 0 | teppc | 0 | 0
Hammett_Hill | Hammett_Hill | Hammett Hill Windfarm-1 | teppc | IPFE | IPFE | Idaho Far East | IPCO | NW | 2012-08-02 | 2050-12-31 | 23 | WT-Onshore | wind_onshorewind | Wind | NW_Wind | 0 | 0 | 0 | teppc | 0 | 0
Two_Ponds | Two_Ponds | Two Ponds Windfarm-1 | teppc | IPFE | IPFE | Idaho Far East | IPCO | NW | 2012-07-21 | 2050-12-31 | 23 | WT-Onshore | wind_onshorewind | Wind | NW_Wind | 0 | 0 | 0 | teppc | 0 | 0
MainlineWind | MainlineWind | Mainline Windfarm-1 | teppc | IPFE | IPFE | Idaho Far East | IPCO | NW | 2012-07-01 | 2050-12-31 | 23 | WT-Onshore | wind_onshorewind | Wind | NW_Wind | 0 | 0 | 0 | teppc | 0 | 0
Desert_Meadow | Desert_Meadow | Desert Meadow Windfarm-1 | teppc | IPFE | IPFE | Idaho Far East | IPCO | NW | 2012-02-27 | 2050-12-31 | 23 | WT-Onshore | wind_onshorewind | Wind | NW_Wind | 0 | 0 | 0 | teppc | 0 | 0
SHCG1-1 | SHCG1_1 | SHCG-1-1 | teppc | AESO | AESO | Alberta Electric System Operator | BCHA_AESO | Excluded | 2009-03-01 | 2050-12-01 | 23 | CT-AB-Cogen | Cogen_NG | Cogen | Excluded_CHP | 0 | 0 | 0 | teppc | 0 | 0
WHITECOURT_CGN | WHITECOURT_CGN | WHITECOURT COGEN-1 | teppc | AESO | AESO | Alberta Electric System Operator | BCHA_AESO | Excluded | 1994-12-01 | 2050-12-01 | 23 | Bio-ST | ST_Biomass | Biomass/Wood | Excluded_Biomass | 0 | 0 | 0 | teppc | 0 | 0
Rupert_GT_1 | Rupert_GT_1 | Rupert GT-1_Rupert GT-1_BCH-RPG | teppc | BCHA | BCHA | British Columbia Transmission Company | BCHA_AESO | Excluded | 1973-01-01 | 2033-03-31 | 23 | CT-NatGas-Industrial | CT_NG | CT | Excluded_Peaker | 0 | 0 | 0 | teppc | 0 | 0
Rupert_GT_2 | Rupert_GT_2 | Rupert GT-2_Rupert GT-2_BCH-RPG | teppc | BCHA | BCHA | British Columbia Transmission Company | BCHA_AESO | Excluded | 1973-01-01 | 2033-03-31 | 23 | CT-NatGas-Industrial | CT_NG | CT | Excluded_Peaker | 0 | 0 | 0 | teppc | 0 | 0
North Loop 3 | North_Loop_3 | North Loop 3 | teppc | TEPC | TEPC | Tucson Electric Power Company | TEPC | SW | 1972-12-01 | 2050-12-31 | 23 | CT-NatGas-Aero | CT_NG | CT | SW_Peaker | 0 | 0 | 0 | teppc | 0 | 0
SunPeak IID | SunPeak_IID | Imperial Valley Solar Project (SunPeak) 1¦NILAND_13.2_SUNPEAK | teppc | IID | IID | Imperial Irrigation District | IID | IID | 1961-08-01 | 2030-04-15 | 23 | SolarPV-NonTracking | FixedPV_sun | Solar_Fixed | IID_Solar | 0 | 0 | 0 | teppc | 0 | 0
AGRICO_6_PL3N5 | AGRICO_6_PL3N5 | Fresno Peaker | caiso | PGE_Valley | PGE_Valley | Pacific Gas and Electric Valley | PGE_Valley | CAISO | 2006-08-30 | 2050-12-31 | 22.69 | CT-NatGas-Aero | CT_NG | CT | CAISO_Peaker2 | 0 | 0 | 0 | not relevant | 0 | 0
Gem_State_1 | Gem_State_1 | Gem State-1 | teppc | PAID | PAID | Idaho, PACE Utility | IPCO | NW | 1988-11-01 | 2050-12-31 | 22.6 | Hydro | Hydro_Standard | Hydro | NW_Hydro | 0 | 0 | 0 | teppc | 0 | 0
DIXIE M P1 | DIXIE_M_P1 | Dixie Meadows Geothermal | teppc | SPPC | SPPC | Nevada Power Company | NEVP | SW | 2021-01-01 | 2050-12-31 | 22.5 | Renewable Thermal | Geothermal_steam | Geothermal | SW_Geothermal | 0 | 0 | 0 | teppc | 0 | 0
DIXIE M P12 | DIXIE_M_P12 | Dixie Meadows Geothermal | teppc | SPPC | SPPC | Nevada Power Company | NEVP | SW | 2021-01-01 | 2050-12-31 | 22.5 | Renewable Thermal | Geothermal_steam | Geothermal | SW_Geothermal | 0 | 0 | 0 | teppc | 0 | 0
GARNET_1_WINDS | GARNET_1_WINDS | Garnet Winds Aggregation | caiso | SCE | SCE | Southern California Edison | SCE | CAISO | 2011-02-21 | 2050-12-31 | 22.5 | n/a | wind_onshorewind | Wind | CAISO_Wind | 1 | 0 | 1 | old | 1 | 0
BoxCanyonAVA3 | BoxCanyonAVA3 | Box Canyon-3 | teppc | AVA | AVA | Avista Corp. | BPAT | NW | 1955-08-01 | 2050-12-31 | 22.5 | Hydro | Hydro_Standard | Hydro | NW_Hydro | 0 | 0 | 0 | teppc | 0 | 0
BoxCanyonAVA2 | BoxCanyonAVA2 | Box Canyon-2 | teppc | AVA | AVA | Avista Corp. | BPAT | NW | 1955-07-01 | 2050-12-31 | 22.5 | Hydro | Hydro_Standard | Hydro | NW_Hydro | 0 | 0 | 0 | teppc | 0 | 0
BoxCanyonAVA1 | BoxCanyonAVA1 | Box Canyon-1 | teppc | AVA | AVA | Avista Corp. | BPAT | NW | 1955-06-01 | 2050-12-31 | 22.5 | Hydro | Hydro_Standard | Hydro | NW_Hydro | 0 | 0 | 0 | teppc | 0 | 0
MOE-34.5 | MOE_34_5 | SAN FRANCISCO COGENERACION | teppc | CFE | CFE | Comisión Federal de Electricidad | CFE | Excluded | 1950-01-01 | 2050-12-31 | 22.5 | CT-NatGas-Aero | CT_NG | CT | Excluded_Peaker | 0 | 0 | 0 | teppc | 0 | 0
Morony_MOR1 | Morony_MOR1 | Morony-MOR1 | teppc | NWMT | NWMT | NorthWestern Energy | NWMT_WAUW | NW | 1930-01-01 | 2050-12-31 | 22.5 | Hydro | Hydro_Standard | Hydro | NW_Hydro | 0 | 0 | 0 | teppc | 0 | 0
Morony_MOR2 | Morony_MOR2 | Morony-MOR2 | teppc | NWMT | NWMT | NorthWestern Energy | NWMT_WAUW | NW | 1930-01-01 | 2050-12-31 | 22.5 | Hydro | Hydro_Standard | Hydro | NW_Hydro | 0 | 0 | 0 | teppc | 0 | 0
MTWIND_1_UNIT 3 | MTWIND_1_UNIT_3 | Mountain View Power Project III | caiso | SCE | SCE | Southern California Edison | SCE | CAISO | 2003-12-15 | 2050-12-31 | 22.44 | n/a | wind_onshorewind | Wind | CAISO_Wind | 1 | 1 | 0 | in old list | 1 | 0
PTLOMA_6_NTCQF | PTLOMA_6_NTCQF | NTC/MCRD COGENERATION | caiso | SDGE | SDGE | San Diego Gas and Electric | SDGE | CAISO | 1989-01-01 | 2018-12-31 | 22.3 | CCWhole-NatGas-Industrial | CT_Unknown | CT | CAISO_Peaker2 | 0 | 0 | 0 | not relevant | 0 | 0
GLNARM_7_UNIT 2 | GLNARM_7_UNIT_2 | GLEN ARM UNIT 2 | caiso | SCE | SCE | Southern California Edison | SCE | CAISO | 1976-01-01 | 2050-12-31 | 22.3 | CT-NatGas-Aero | CT_NG | CT | CAISO_Peaker2 | 0 | 0 | 0 | not relevant | 0 | 0
MTWIND_1_UNIT 2 | MTWIND_1_UNIT_2 | Mountain View Power Project II | caiso | SCE | SCE | Southern California Edison | SCE | CAISO | 2001-09-17 | 2050-12-31 | 22.2 | n/a | wind_onshorewind | Wind | CAISO_Wind | 1 | 0 | 1 | old | 1 | 0
GLNARM_7_UNIT 1 | GLNARM_7_UNIT_1 | GLEN ARM UNIT 1 | caiso | SCE | SCE | Southern California Edison | SCE | CAISO | 1976-01-01 | 2050-12-31 | 22.07 | CT-NatGas-Aero | CT_NG | CT | CAISO_Peaker2 | 0 | 0 | 0 | not relevant | 0 | 0
ADLIN_1_UNITS | ADLIN_1_UNITS | GEYSERS AIDLIN AGGREGATE | caiso | PGE_Bay | PGE_Bay | Pacific Gas and Electric Bay | PGE_Bay | CAISO | 1/1/1899 | 2050-12-31 | 22 | n/a | Geothermal_steam | Geothermal | CAISO_Geothermal | 0 | 1 | 0 | not relevant | 1 | 0
MKL .6W6B | MKL__6W6B | MKL 230 | teppc | BCHA | BCHA | British Columbia Transmission Company | BCHA_AESO | Excluded | 2016-11-01 | 2050-03-30 | 22 | WT-Onshore | wind_onshorewind | Wind | Excluded_Wind | 0 | 0 | 0 | teppc | 0 | 0
SawtoothWind | SawtoothWind | Sawtooth Wind Project-ST | teppc | IPFE | IPFE | Idaho Far East | IPCO | NW | 2011-11-01 | 2050-12-31 | 22 | WT-Onshore | wind_onshorewind | Wind | NW_Wind | 0 | 0 | 0 | teppc | 0 | 0
Salmon_Falls | Salmon_Falls | Salmon Falls Wind Park-SFWP | teppc | IPMV | IPMV | Idaho Magic Valley | IPCO | NW | 2011-01-03 | 2050-12-31 | 22 | WT-Onshore | wind_onshorewind | Wind | NW_Wind | 0 | 0 | 0 | teppc | 0 | 0
SeeGen_1 | SeeGen_1 | SeeGen-1_SeeGen (Burnaby Incinerator)-1_IPP-SEE | teppc | BCHA | BCHA | British Columbia Transmission Company | BCHA_AESO | Excluded | 2003-07-19 | 2040-07-19 | 22 | Bio-ST | ST_Biomass | Biomass/Wood | Excluded_Biomass | 0 | 0 | 0 | teppc | 0 | 0
U_Bonnington_5 | U_Bonnington_5 | U Bonnington-5_U Bonnington-5_FBC-UBO | teppc | BCHA | BCHA | British Columbia Transmission Company | BCHA_AESO | Excluded | 1999-11-11 | 2033-03-31 | 22 | Hydro | Hydro_Standard | Hydro | Excluded_Hydro | 0 | 0 | 0 | teppc | 0 | 0
Geo East Mesa 2-1 | Geo_East_Mesa_2_1 | Geo East Mesa (GEM) II GEN1 | teppc | IID | IID | Imperial Irrigation District | IID | IID | 1989-05-01 | 2050-12-31 | 22 | Geo-DoubleFlash | Geothermal_steam | Geothermal | IID_Geothermal | 0 | 0 | 0 | teppc | 0 | 0
Stillwater Solar | Stillwater_Solar | Stillwater Facility-1¦CRD_IPP_PV_G1 | teppc | SPPC | SPPC | Nevada Power Company | NEVP | SW | 1988-02-01 | 2030-01-01 | 22 | SolarPV-NonTracking | FixedPV_sun | Solar_Fixed | SW_Solar | 0 | 0 | 0 | teppc | 0 | 0
SPBURN_2_UNIT 1 | SPBURN_2_UNIT_1 |  | caiso | PGE_Valley | PGE_Valley | Pacific Gas and Electric Valley | PGE_Valley | CAISO | 1986-01-01 | 2050-12-31 | 22 | n/a | ST_Biomass | Biomass/Wood | CAISO_Biomass | 0 | 1 | 0 | not relevant | 1 | 0
Geo East Mesa 3-1 | Geo_East_Mesa_3_1 | Geo East Mesa (GEM) III GBU (Bottoming Unit) | teppc | IID | IID | Imperial Irrigation District | IID | IID | 1978-12-01 | 2050-12-31 | 22 | Geo-BinaryCycle | Geothermal_steam | Geothermal | IID_Geothermal | 0 | 0 | 0 | teppc | 0 | 0
Yucca GT21 | Yucca_GT21 | Yucca CT GT21 | teppc | IID | IID | Imperial Irrigation District | IID | IID | 1978-12-01 | 2050-12-31 | 22 | CT-OilDistillate | CT_Oil | CT | IID_Peaker | 0 | 0 | 0 | teppc | 0 | 0
H Wilson Sundt GT1 | H_Wilson_Sundt_GT1 | H. Wilson Sundt CT GT1 | teppc | TEPC | TEPC | Tucson Electric Power Company | TEPC | SW | 1972-12-01 | 2050-12-31 | 22 | CT-NatGas-Aero | CT_NG | CT | SW_Peaker | 0 | 0 | 0 | teppc | 0 | 0
H Wilson Sundt GT2 | H_Wilson_Sundt_GT2 | H. Wilson Sundt CT GT2 | teppc | TEPC | TEPC | Tucson Electric Power Company | TEPC | SW | 1972-12-01 | 2050-12-31 | 22 | CT-NatGas-Aero | CT_NG | CT | SW_Peaker | 0 | 0 | 0 | teppc | 0 | 0
Yucca GT1 | Yucca_GT1 | Yucca CT GT1 | teppc | AZPS | AZPS | Arizona Public Service Company | AZPS | SW | 1971-07-01 | 2050-12-31 | 22 | CT-NatGas-Industrial | CT_NG | CT | SW_Peaker | 0 | 0 | 0 | teppc | 0 | 0
Yucca GT2 | Yucca_GT2 | Yucca CT GT2 | teppc | AZPS | AZPS | Arizona Public Service Company | AZPS | SW | 1971-07-01 | 2050-12-31 | 22 | CT-NatGas-Industrial | CT_NG | CT | SW_Peaker | 0 | 0 | 0 | teppc | 0 | 0
DUTCH1_7_UNIT 1 | DUTCH1_7_UNIT_1 | DUTCH FLAT 1 PH | caiso | PGE_Valley | PGE_Valley | Pacific Gas and Electric Valley | PGE_Valley | CAISO | 1943-01-01 | 2050-12-31 | 22 | n/a | Hydro_Standard | Hydro | CAISO_Hydro | 0 | 1 | 0 | not relevant | 1 | 0
McBride_Lake_2 | McBride_Lake_2 | McBride Lake-2 | teppc | AESO | AESO | Alberta Electric System Operator | BCHA_AESO | Excluded | 2002-12-01 | 2050-12-31 | 21.8 | WT-Onshore | wind_onshorewind | Wind | Excluded_Wind | 0 | 0 | 0 | teppc | 0 | 0
Alcova 1 | Alcova_1 | Alcova 1 | teppc | WACM | WACM | Western Area Power Administration, Colorado-Missouri Region | WACM | Excluded | 1955-07-01 | 2050-12-31 | 21.8 | Hydro | Hydro_Standard | Hydro | Excluded_Hydro | 0 | 0 | 0 | teppc | 0 | 0
Alcova 2 | Alcova_2 | Alcova 2 | teppc | WACM | WACM | Western Area Power Administration, Colorado-Missouri Region | WACM | Excluded | 1955-07-01 | 2050-12-31 | 21.8 | Hydro | Hydro_Standard | Hydro | Excluded_Hydro | 0 | 0 | 0 | teppc | 0 | 0
VOYAGR_2_VOYWD4 | VOYAGR_2_VOYWD4 |  | caiso | SCE | SCE | Southern California Edison | SCE | CAISO | 2018-12-29 | 2050-12-31 | 21.6 | wind_onshorewind | wind_onshorewind | Wind | CAISO_Wind | 1 | 0 | 1 | new | 1 | 0
PwrCountyN | PwrCountyN | Power County Wind Park North-PCWPN | teppc | PAID | PAID | Idaho, PACE Utility | IPCO | NW | 2011-11-23 | 2050-12-31 | 21.6 | WT-Onshore | wind_onshorewind | Wind | NW_Wind | 0 | 0 | 0 | teppc | 0 | 0
PwrCountyS | PwrCountyS | Power County Wind Park South-PCWPS | teppc | IPFE | IPFE | Idaho Far East | IPCO | NW | 2011-11-23 | 2050-12-31 | 21.6 | WT-Onshore | wind_onshorewind | Wind | NW_Wind | 0 | 0 | 0 | teppc | 0 | 0
NorthFork_OR2 | NorthFork_OR2 | North Fork-2 | teppc | PGE | PGE | Portland General Electric Company | PortlandGE | NW | 1958-11-01 | 2050-12-31 | 21.6 | Hydro | Hydro_Standard | Hydro | NW_Hydro | 0 | 0 | 0 | teppc | 0 | 0
Cushman1-22 | Cushman1_22 | Cushman 1-22 | teppc | TPWR | TPWR | Tacoma Power | BPAT | NW | 1926-07-01 | 2050-12-31 | 21.6 | Hydro | Hydro_Standard | Hydro | NW_Hydro | 0 | 0 | 0 | teppc | 0 | 0
Cushman1-21 | Cushman1_21 | Cushman 1-21 | teppc | TPWR | TPWR | Tacoma Power | BPAT | NW | 1926-06-01 | 2050-12-31 | 21.6 | Hydro | Hydro_Standard | Hydro | NW_Hydro | 0 | 0 | 0 | teppc | 0 | 0
Cowley_Ridge_1 | Cowley_Ridge_1 | Cowley Ridge-1 | teppc | AESO | AESO | Alberta Electric System Operator | BCHA_AESO | Excluded | 2001-09-01 | 2050-12-31 | 21.4 | WT-Onshore | wind_onshorewind | Wind | Excluded_Wind | 0 | 0 | 0 | teppc | 0 | 0
Apache GT2 | Apache_GT2 | Apache CT GT2 | teppc | WALC | WALC | Western Area Power Administration, Lower Colorado Region | WALC | SW | 1972-06-01 | 2050-12-31 | 21.3 | CT-NatGas-Industrial | CT_NG | CT | SW_Peaker | 0 | 0 | 0 | teppc | 0 | 0
TEHAPI_2_WIND2 | TEHAPI_2_WIND2 | Wind Wall Monolith 2 | caiso | SCE | SCE | Southern California Edison | SCE | CAISO | 1986-12-05 | 2050-12-31 | 21.24 | n/a | wind_onshorewind | Wind | CAISO_Wind | 1 | 0 | 1 | old | 1 | 0
CASTRIV1_1 | CASTRIV1_1 | CASTRIV1-1 | teppc | AESO | AESO | Alberta Electric System Operator | BCHA_AESO | Excluded | 2000-10-21 | 2050-12-31 | 21.1 | WT-Onshore | wind_onshorewind | Wind | Excluded_Wind | 0 | 0 | 0 | teppc | 0 | 0
Dry Lake Wind 2-3 | Dry_Lake_Wind_2_3 | Dry Lake Wind II LLC (RC-E)-3 | teppc | AZPS | AZPS | Arizona Public Service Company | AZPS | SW | 2016-06-01 | 2050-12-31 | 21 | WT-Onshore | wind_onshorewind | Wind | SW_Wind | 0 | 0 | 0 | teppc | 0 | 0
WildRoseWind01 | WildRoseWind01 | Naturener Wild Rose Wind Farm Phase 1-01 | teppc | BCHA | BCHA | British Columbia Transmission Company | BCHA_AESO | Excluded | 2014-07-31 | 2050-12-31 | 21 | WT-Onshore | wind_onshorewind | Wind | Excluded_Wind | 0 | 0 | 0 | teppc | 0 | 0
WildRoseWind03 | WildRoseWind03 | Naturener Wild Rose Wind Farm Phase 1-03 | teppc | BCHA | BCHA | British Columbia Transmission Company | BCHA_AESO | Excluded | 2014-07-31 | 2050-12-31 | 21 | WT-Onshore | wind_onshorewind | Wind | Excluded_Wind | 0 | 0 | 0 | teppc | 0 | 0
WildRoseWind08 | WildRoseWind08 | Naturener Wild Rose Wind Farm Phase 1-08 | teppc | PNM | PNM | Public Service Company of New Mexico | PNM_EPE | SW | 2014-07-31 | 2050-12-31 | 21 | WT-Onshore | wind_onshorewind | Wind | SW_Wind | 0 | 0 | 0 | teppc | 0 | 0
WildRoseWind09 | WildRoseWind09 | Naturener Wild Rose Wind Farm Phase 1-09 | teppc | BCHA | BCHA | British Columbia Transmission Company | BCHA_AESO | Excluded | 2014-07-31 | 2050-12-31 | 21 | WT-Onshore | wind_onshorewind | Wind | Excluded_Wind | 0 | 0 | 0 | teppc | 0 | 0
DokieWind6 | DokieWind6 | Dokie Wind-6_Dokie Wind-6_IPP-DKW | teppc | BCHA | BCHA | British Columbia Transmission Company | BCHA_AESO | Excluded | 2011-02-28 | 2036-02-16 | 21 | WT-Onshore | wind_onshorewind | Wind | Excluded_Wind | 0 | 0 | 0 | teppc | 0 | 0
PaynesFerry | PaynesFerry | Paynes Ferry-PFWP | teppc | IPFE | IPFE | Idaho Far East | IPCO | NW | 2010-12-21 | 2050-12-31 | 21 | WT-Onshore | wind_onshorewind | Wind | NW_Wind | 0 | 0 | 0 | teppc | 0 | 0
YahooCreek | YahooCreek | Yahoo Creek-YCWP_60032 | teppc | IPFE | IPFE | Idaho Far East | IPCO | NW | 2010-12-21 | 2050-12-31 | 21 | WT-Onshore | wind_onshorewind | Wind | NW_Wind | 0 | 0 | 0 | teppc | 0 | 0
Dry Lake Wind 1-1 | Dry_Lake_Wind_1_1 | Dry Lake Wind LLC (RC-W)-1 | teppc | AZPS | AZPS | Arizona Public Service Company | AZPS | SW | 2010-12-01 | 2050-12-31 | 21 | WT-Onshore | wind_onshorewind | Wind | SW_Wind | 0 | 0 | 0 | teppc | 0 | 0
Dry Lake Wind 2-1 | Dry_Lake_Wind_2_1 | Dry Lake Wind II LLC (RC-E)-1 | teppc | AZPS | AZPS | Arizona Public Service Company | AZPS | SW | 2010-12-01 | 2050-12-31 | 21 | WT-Onshore | wind_onshorewind | Wind | SW_Wind | 0 | 0 | 0 | teppc | 0 | 0
Dry Lake Wind 2-2 | Dry_Lake_Wind_2_2 | Dry Lake Wind II LLC (RC-E)-2 | teppc | AZPS | AZPS | Arizona Public Service Company | AZPS | SW | 2010-12-01 | 2050-12-31 | 21 | WT-Onshore | wind_onshorewind | Wind | SW_Wind | 0 | 0 | 0 | teppc | 0 | 0
ECKERT | ECKERT | Arrow Rock Hydro Project | teppc | IPTV | IPTV | Idaho Treasure Valley | IPCO | NW | 2010-01-01 | 2050-12-31 | 21 | Hydro | Hydro_Standard | Hydro | NW_Hydro | 0 | 0 | 0 | teppc | 0 | 0
BLYTHE_1_SOLAR1 | BLYTHE_1_SOLAR1 | Blythe Solar 1 Project | caiso | SCE | SCE | Southern California Edison | SCE | CAISO | 2009-12-18 | 2050-12-31 | 21 | n/a | PVgeneric_sun | Solar_Fixed | CAISO_Solar | 1 | 1 | 0 | in old list | 1 | 0
Dry Lake Wind 1-2 | Dry_Lake_Wind_1_2 | Dry Lake Wind LLC (RC-W)-2 | teppc | AZPS | AZPS | Arizona Public Service Company | AZPS | SW | 2009-09-04 | 2050-12-31 | 21 | WT-Onshore | wind_onshorewind | Wind | SW_Wind | 0 | 0 | 0 | teppc | 0 | 0
Dry Lake Wind 1-3 | Dry_Lake_Wind_1_3 | Dry Lake Wind LLC (RC-W)-3 | teppc | AZPS | AZPS | Arizona Public Service Company | AZPS | SW | 2009-09-04 | 2050-12-31 | 21 | WT-Onshore | wind_onshorewind | Wind | SW_Wind | 0 | 0 | 0 | teppc | 0 | 0
HotSpringsWind | HotSpringsWind | Hot Springs Windfarm LLC-1 | teppc | IPFE | IPFE | Idaho Far East | IPCO | NW | 2008-12-01 | 2050-12-31 | 21 | WT-Onshore | wind_onshorewind | Wind | NW_Wind | 0 | 0 | 0 | teppc | 0 | 0
BennettCreek | BennettCreek | Bennett Creek Windfarm LLC-1 | teppc | IPTV | IPTV | Idaho Treasure Valley | IPCO | NW | 2008-06-01 | 2050-12-31 | 21 | WT-Onshore | wind_onshorewind | Wind | NW_Wind | 0 | 0 | 0 | teppc | 0 | 0
Valencia AZ 4 | Valencia_AZ_4 | Valencia GT4 | teppc | TEPC | TEPC | Tucson Electric Power Company | TEPC | SW | 2006-06-01 | 2050-12-31 | 21 | CT-NatGas-Aero | CT_NG | CT | SW_Peaker | 0 | 0 | 0 | teppc | 0 | 0
North Loop 4 | North_Loop_4 | North Loop 4 | teppc | TEPC | TEPC | Tucson Electric Power Company | TEPC | SW | 2001-07-01 | 2050-12-31 | 21 | CT-NatGas-Aero | CT_NG | CT | SW_Peaker | 0 | 0 | 0 | teppc | 0 | 0
DMDVLY_1_UNITS | DMDVLY_1_UNITS | DIAMOND VALLEY LAKE PUMP-GEN PLANT | caiso | SCE | SCE | Southern California Edison | SCE | CAISO | 2001-01-01 | 2050-12-31 | 21 | n/a | Hydro_Standard | Hydro | CAISO_Hydro | 0 | 0 | 0 | not relevant | 0 | 0
JohnHart4 | JohnHart4 | John Hart-4_John Hart-4_BCH-JHT | teppc | BCHA | BCHA | British Columbia Transmission Company | BCHA_AESO | Excluded | 1947-01-01 | 2019-03-01 | 21 | Hydro | Hydro_Standard | Hydro | Excluded_Hydro | 0 | 0 | 0 | teppc | 0 | 0
JohnHart5 | JohnHart5 | John Hart-5_John Hart-5_BCH-JHT | teppc | BCHA | BCHA | British Columbia Transmission Company | BCHA_AESO | Excluded | 1947-01-01 | 2019-03-01 | 21 | Hydro | Hydro_Standard | Hydro | Excluded_Hydro | 0 | 0 | 0 | teppc | 0 | 0
JohnHart6 | JohnHart6 | John Hart-6_John Hart-6_BCH-JHT | teppc | BCHA | BCHA | British Columbia Transmission Company | BCHA_AESO | Excluded | 1947-01-01 | 2019-03-01 | 21 | Hydro | Hydro_Standard | Hydro | Excluded_Hydro | 0 | 0 | 0 | teppc | 0 | 0
SAUGUS_6_PTCHGN | SAUGUS_6_PTCHGN |  | caiso | SCE | SCE | Southern California Edison | SCE | CAISO | 1988-07-14 | 2018-03-02 | 20.78 | CT-NatGas-Aero | Cogen_NG | Cogen | CAISO_CHP | 0 | 0 | 0 | not relevant | 0 | 0
Rock_Creek_I1 | Rock_Creek_I1 | Rock Creek I-GEN1 | teppc | IPFE | IPFE | Idaho Far East | IPCO | NW | 1983-09-16 | 2050-12-31 | 20.5 | Hydro | Hydro_Standard | Hydro | NW_Hydro | 0 | 0 | 0 | teppc | 0 | 0
Armstrong_Cogen | Armstrong_Cogen | Armstrong Cogen-1_Armstrong Cogen-1_IPP-RVG | teppc | BCHA | BCHA | British Columbia Transmission Company | BCHA_AESO | Excluded | 2009-11-20 | 2040-11-20 | 20.4 | Bio-ST | ST_Biomass | Biomass/Wood | Excluded_Biomass | 0 | 0 | 0 | teppc | 0 | 0
Quality_Wind_1 | Quality_Wind_1 | Quality Wind-1_Quality Wind-1_IPP-QTY | teppc | BCHA | BCHA | British Columbia Transmission Company | BCHA_AESO | Excluded | 2012-11-02 | 2037-11-05 | 20.31 | WT-Onshore | wind_onshorewind | Wind | Excluded_Wind | 0 | 0 | 0 | teppc | 0 | 0
Quality_Wind_2 | Quality_Wind_2 | Quality Wind-2_Quality Wind-2_IPP-QTY | teppc | BCHA | BCHA | British Columbia Transmission Company | BCHA_AESO | Excluded | 2012-11-02 | 2037-11-05 | 20.31 | WT-Onshore | wind_onshorewind | Wind | Excluded_Wind | 0 | 0 | 0 | teppc | 0 | 0
Quality_Wind_3 | Quality_Wind_3 | Quality Wind-3_Quality Wind-3_IPP-QTY | teppc | BCHA | BCHA | British Columbia Transmission Company | BCHA_AESO | Excluded | 2012-11-02 | 2037-11-05 | 20.31 | WT-Onshore | wind_onshorewind | Wind | Excluded_Wind | 0 | 0 | 0 | teppc | 0 | 0
Quality_Wind_4 | Quality_Wind_4 | Quality Wind-4_Quality Wind-4_IPP-QTY | teppc | BCHA | BCHA | British Columbia Transmission Company | BCHA_AESO | Excluded | 2012-11-02 | 2037-11-05 | 20.31 | WT-Onshore | wind_onshorewind | Wind | Excluded_Wind | 0 | 0 | 0 | teppc | 0 | 0
Quality_Wind_5 | Quality_Wind_5 | Quality Wind-5_Quality Wind-5_IPP-QTY | teppc | BCHA | BCHA | British Columbia Transmission Company | BCHA_AESO | Excluded | 2012-11-02 | 2037-11-05 | 20.31 | WT-Onshore | wind_onshorewind | Wind | Excluded_Wind | 0 | 0 | 0 | teppc | 0 | 0
Quality_Wind_6 | Quality_Wind_6 | Quality Wind-6_Quality Wind-6_IPP-QTY | teppc | BCHA | BCHA | British Columbia Transmission Company | BCHA_AESO | Excluded | 2012-11-02 | 2037-11-05 | 20.31 | WT-Onshore | wind_onshorewind | Wind | Excluded_Wind | 0 | 0 | 0 | teppc | 0 | 0
Quality_Wind_7 | Quality_Wind_7 | Quality Wind-7_Quality Wind-7_IPP-QTY | teppc | BCHA | BCHA | British Columbia Transmission Company | BCHA_AESO | Excluded | 2012-11-02 | 2037-11-05 | 20.31 | WT-Onshore | wind_onshorewind | Wind | Excluded_Wind | 0 | 0 | 0 | teppc | 0 | 0
CHINO_2_APEBT1 | CHINO_2_APEBT1 | Pomona Energy Storage | caiso | SCE | SCE | Southern California Edison | SCE | CAISO | 1/1/1899 | 2050-12-31 | 20 | OTHER_LESR | Battery_ | Battery Storage | CAISO_Li_Battery | 0 | 0 | 1 | not relevant | 1 | 0
FRNTBW_6_SOLAR1 | FRNTBW_6_SOLAR1 | Frontier Solar | caiso | PGE_Valley | PGE_Valley | Pacific Gas and Electric Valley | PGE_Valley | CAISO | 1/1/1899 | 2050-12-31 | 20 | PVgeneric_sun | PVgeneric_sun | Solar_Fixed | CAISO_Solar | 1 | 0 | 1 | new | 1 | 0
GASKW1_2_GW1SR1 | GASKW1_2_GW1SR1 | Gaskell West 1 | caiso | SCE | SCE | Southern California Edison | SCE | CAISO | 1/1/1899 | 2050-12-31 | 20 | PHOTO VOLTAIC_SUN | PVgeneric_sun | Solar_Fixed | CAISO_Solar | 1 | 0 | 1 | new | 1 | 0
GIFENS_6_BUGSL1 | GIFENS_6_BUGSL1 | Burford Giffen | caiso | PGE_Valley | PGE_Valley | Pacific Gas and Electric Valley | PGE_Valley | CAISO | 1/1/1899 | 2050-12-31 | 20 | PHOTO VOLTAIC_SUN | PVgeneric_sun | Solar_Fixed | CAISO_Solar | 1 | 0 | 1 | new | 1 | 0
GLDFGR_6_SOLAR1 | GLDFGR_6_SOLAR1 | Portal Ridge B | caiso | SCE | SCE | Southern California Edison | SCE | CAISO | 1/1/1899 | 2050-12-31 | 20 | PVgeneric_sun | PVgeneric_sun | Solar_Fixed | CAISO_Solar | 1 | 1 | 0 | in old list | 1 | 0
JACMSR_1_JACSR1 | JACMSR_1_JACSR1 | Jacumba Solar Farm | caiso | SDGE | SDGE | San Diego Gas and Electric | SDGE | CAISO | 1/1/1899 | 2050-12-31 | 20 | PHOTO VOLTAIC_SUN | PVgeneric_sun | Solar_Fixed | CAISO_Solar | 1 | 0 | 1 | new | 1 | 0
LAMONT_1_SOLAR2 | LAMONT_1_SOLAR2 | Redwood Solar Farm 4 | caiso | PGE_Valley | PGE_Valley | Pacific Gas and Electric Valley | PGE_Valley | CAISO | 1/1/1899 | 2050-12-31 | 20 | PVgeneric_sun | PVgeneric_sun | Solar_Fixed | CAISO_Solar | 1 | 0 | 1 | new | 1 | 0
PAIGES_6_SOLAR | PAIGES_6_SOLAR | Paige Solar | caiso | PGE_Valley | PGE_Valley | Pacific Gas and Electric Valley | PGE_Valley | CAISO | 1/1/1899 | 2050-12-31 | 20 | PVgeneric_sun | PVgeneric_sun | Solar_Fixed | CAISO_Solar | 1 | 1 | 0 | in old list | 1 | 0
PLAINV_6_NLRSR1 | PLAINV_6_NLRSR1 | North Lancaster Ranch | caiso | SCE | SCE | Southern California Edison | SCE | CAISO | 1/1/1899 | 2050-12-31 | 20 | PHOTO VOLTAIC_SUN | PVgeneric_sun | Solar_Fixed | CAISO_Solar | 1 | 1 | 0 | in old list | 1 | 0
PMPJCK_1_RB2SLR | PMPJCK_1_RB2SLR | Rio Bravo Solar 2 | caiso | SCE | SCE | Southern California Edison | SCE | CAISO | 1/1/1899 | 2050-12-31 | 20 | PHOTO VOLTAIC_SUN | PVgeneric_sun | Solar_Fixed | CAISO_Solar | 1 | 1 | 0 | in old list | 1 | 0
PMPJCK_1_SOLAR2 | PMPJCK_1_SOLAR2 | Rio Bravo Solar 1 | caiso | SCE | SCE | Southern California Edison | SCE | CAISO | 1/1/1899 | 2050-12-31 | 20 | PVgeneric_sun | PVgeneric_sun | Solar_Fixed | CAISO_Solar | 1 | 1 | 0 | in old list | 1 | 0
SEGS_1_SR2SL2 | SEGS_1_SR2SL2 | Sunray 2 | caiso | SCE | SCE | Southern California Edison | SCE | CAISO | 1/1/1899 | 2050-12-31 | 20 | PHOTO VOLTAIC_SUN | PVgeneric_sun | Solar_Fixed | CAISO_Solar | 1 | 0 | 1 | new | 1 | 0
VESTAL_2_SOLAR1 | VESTAL_2_SOLAR1 | NICOLIS | caiso | SCE | SCE | Southern California Edison | SCE | CAISO | 1/1/1899 | 2050-12-31 | 20 | PVgeneric_sun | PVgeneric_sun | Solar_Fixed | CAISO_Solar | 1 | 1 | 0 | in old list | 1 | 0
WHITNY_6_SOLAR | WHITNY_6_SOLAR | Whitney Point Solar | caiso | PGE_Valley | PGE_Valley | Pacific Gas and Electric Valley | PGE_Valley | CAISO | 1/1/1899 | 2050-12-31 | 20 | PVgeneric_sun | PVgeneric_sun | Solar_Fixed | CAISO_Solar | 1 | 0 | 1 | old | 1 | 0
ANZA_6_SOLAR1 | ANZA_6_SOLAR1 | Seville Solar One | caiso | SDGE | SDGE | San Diego Gas and Electric | SDGE | CAISO | 1/1/1899 | 2050-12-31 | 20 | PVgeneric_sun | PVgeneric_sun | Solar_Fixed | CAISO_Solar | 1 | 1 | 0 | in old list | 1 | 0
MIDWY3_2_MDSSR1 | MIDWY3_2_MDSSR1 | Midway South Solar Farm | caiso | IID | IID | Imperial Irrigation District | IID | IID | 1/1/1899 | 2050-12-31 | 20 | PHOTO VOLTAIC_SUN | PVgeneric_sun | Solar_Fixed | IID_Solar | 0 | 0 | 1 | not relevant | 1 | 0
RE Gaskell West 3 | RE_Gaskell_West_3 | RE Gaskell West 3 | rps | SCE | PGE_Valley | Pacific Gas and Electric Valley | PGE_Valley | CAISO | 2020-06-30 | 2050-12-31 | 20 | Solar PV - Ground mountSolar: Tracking (1 Axis) | 1axPV_sun | Solar_1Axis | CAISO_Solar | 1 | 0 | 1 | new | 1 | 0
RE Gaskell West 4 | RE_Gaskell_West_4 | RE Gaskell West 4 | rps | SCE | PGE_Valley | Pacific Gas and Electric Valley | PGE_Valley | CAISO | 2020-06-30 | 2050-12-31 | 20 | Solar PV - Ground mountSolar: Tracking (1 Axis) | 1axPV_sun | Solar_1Axis | CAISO_Solar | 1 | 0 | 1 | new | 1 | 0
RE Gaskell West 5 | RE_Gaskell_West_5 | RE Gaskell West 5 | rps | SCE | PGE_Valley | Pacific Gas and Electric Valley | PGE_Valley | CAISO | 2020-06-30 | 2050-12-31 | 20 | Solar PV - Ground mountSolar: Tracking (1 Axis) | 1axPV_sun | Solar_1Axis | CAISO_Solar | 1 | 0 | 1 | new | 1 | 0
BIGSKY_2_SOLAR3 | BIGSKY_2_SOLAR3 | Big Sky Summer | caiso | SCE | SCE | Southern California Edison | SCE | CAISO | 2020-01-01 | 2050-12-31 | 20 | n/a | PVgeneric_sun | Solar_Fixed | CAISO_Solar | 1 | 0 | 1 | old | 1 | 0
ORNI33, LLC | ORNI33__LLC | ORNI33, LLC | rps | IID | SDG&E | San Diego Gas and Electric | SDGE | CAISO | 2019-12-31 | 2050-12-31 | 20 | Solar PV - Ground mountSolar: Fixed Tilt | FixedPV_sun | Solar_Fixed | CAISO_Solar | 1 | 0 | 1 | new | 1 | 0
Windhub Solar A Solar Project | Windhub_Solar_A_Solar_Project | Windhub Solar A Solar Project | rps | SCE | SCE | Southern California Edison | SCE | CAISO | 2019-12-01 | 2050-12-31 | 20 | Solar PV - Ground mountSolar: Tracking (1 Axis) | 1axPV_sun | Solar_1Axis | CAISO_Solar | 1 | 1 | 0 | in old list | 1 | 0
Antelope DSR 3, LLC | Antelope_DSR_3__LLC | Antelope DSR 3, LLC | rps | LADWP | SCE | Southern California Edison | SCE | CAISO | 2019-06-20 | 2050-12-31 | 20 | Solar PV - Ground mountSolar: Tracking (1 Axis) | 1axPV_sun | Solar_1Axis | CAISO_Solar | 1 | 1 | 0 | in old list | 1 | 0
97WI8ME LLC (Midway Solar Farm III) | 97WI8ME_LLC__Midway_Solar_Farm_III_ | 97WI8ME LLC (Midway Solar Farm III) | rps | IID | SDG&E | San Diego Gas and Electric | SDGE | CAISO | 2018-09-06 | 2050-12-31 | 20 | Solar PV - Ground mountSolar: Fixed Tilt | FixedPV_sun | Solar_Fixed | CAISO_Solar | 1 | 0 | 1 | old | 1 | 0
TRNQL8_2_AMASR1 | TRNQL8_2_AMASR1 | Tranquillity 8 Amarillo | caiso | PGE_Valley | PGE_Valley | Pacific Gas and Electric Valley | PGE_Valley | CAISO | 2017-12-26 | 2050-12-31 | 20 | PHOTO VOLTAIC_SUN | PVgeneric_sun | Solar_Fixed | CAISO_Solar | 1 | 0 | 1 | old | 1 | 0
TRNQL8_2_AZUSR1 | TRNQL8_2_AZUSR1 | Tranquillity 8 Azul | caiso | PGE_Valley | PGE_Valley | Pacific Gas and Electric Valley | PGE_Valley | CAISO | 2017-12-26 | 2050-12-31 | 20 | PHOTO VOLTAIC_SUN | PVgeneric_sun | Solar_Fixed | CAISO_Solar | 1 | 0 | 1 | old | 1 | 0
BIGSKY_2_BSKSR6 | BIGSKY_2_BSKSR6 | Big Sky Solar 6 | caiso | SCE | SCE | Southern California Edison | SCE | CAISO | 2017-12-08 | 2050-12-31 | 20 | PHOTO VOLTAIC_SUN | PVgeneric_sun | Solar_Fixed | CAISO_Solar | 1 | 0 | 1 | new | 1 | 0
BIGSKY_2_BSKSR7 | BIGSKY_2_BSKSR7 | Big Sky Solar 7 | caiso | SCE | SCE | Southern California Edison | SCE | CAISO | 2017-12-08 | 2050-12-31 | 20 | PHOTO VOLTAIC_SUN | PVgeneric_sun | Solar_Fixed | CAISO_Solar | 1 | 0 | 1 | new | 1 | 0
BIGSKY_2_BSKSR8 | BIGSKY_2_BSKSR8 | Big Sky Solar 8 | caiso | SCE | SCE | Southern California Edison | SCE | CAISO | 2017-12-08 | 2050-12-31 | 20 | PHOTO VOLTAIC_SUN | PVgeneric_sun | Solar_Fixed | CAISO_Solar | 1 | 0 | 1 | new | 1 | 0
BLYTHE_1_SOLAR2 | BLYTHE_1_SOLAR2 | Blythe Green 1 | caiso | SCE | SCE | Southern California Edison | SCE | CAISO | 2017-04-05 | 2050-12-31 | 20 | PVgeneric_sun | PVgeneric_sun | Solar_Fixed | CAISO_Solar | 1 | 1 | 0 | in old list | 1 | 0
Mountain Home Solar | Mountain_Home_Solar |  | teppc | IPTV | IPTV | Idaho Treasure Valley | IPCO | NW | 2016-12-31 | 2050-12-31 | 20 | SolarPV-Tracking | 1axPV_sun | Solar_1Axis | NW_Solar | 0 | 0 | 0 | teppc | 0 | 0
Simcoe Solar | Simcoe_Solar |  | teppc | IPTV | IPTV | Idaho Treasure Valley | IPCO | NW | 2016-12-31 | 2050-12-31 | 20 | SolarPV-Fixed | FixedPV_sun | Solar_Fixed | NW_Solar | 0 | 0 | 0 | teppc | 0 | 0
CEDUCR_2_SOLAR1 | CEDUCR_2_SOLAR1 | Ducor Solar 1 | caiso | SCE | SCE | Southern California Edison | SCE | CAISO | 2016-12-23 | 2050-12-31 | 20 | PVgeneric_sun | PVgeneric_sun | Solar_Fixed | CAISO_Solar | 1 | 1 | 0 | in old list | 1 | 0
CEDUCR_2_SOLAR2 | CEDUCR_2_SOLAR2 | Ducor Solar 2 | caiso | SCE | SCE | Southern California Edison | SCE | CAISO | 2016-12-23 | 2050-12-31 | 20 | PVgeneric_sun | PVgeneric_sun | Solar_Fixed | CAISO_Solar | 1 | 1 | 0 | in old list | 1 | 0
CEDUCR_2_SOLAR4 | CEDUCR_2_SOLAR4 | Ducor Solar 4 | caiso | SCE | SCE | Southern California Edison | SCE | CAISO | 2016-12-23 | 2050-12-31 | 20 | PVgeneric_sun | PVgeneric_sun | Solar_Fixed | CAISO_Solar | 1 | 1 | 0 | in old list | 1 | 0
TORTLA_1_SOLAR | TORTLA_1_SOLAR | Longboat Solar | caiso | SCE | SCE | Southern California Edison | SCE | CAISO | 2016-12-16 | 2050-12-31 | 20 | PVgeneric_sun | PVgeneric_sun | Solar_Fixed | CAISO_Solar | 1 | 1 | 0 | in old list | 1 | 0
BIGSKY_2_SOLAR4 | BIGSKY_2_SOLAR4 | Western Antelope Blue Sky Ranch B | caiso | SCE | SCE | Southern California Edison | SCE | CAISO | 2016-12-03 | 2050-12-31 | 20 | PVgeneric_sun | PVgeneric_sun | Solar_Fixed | CAISO_Solar | 1 | 1 | 0 | in old list | 1 | 0
GARLND_2_GASLRA | GARLND_2_GASLRA | Garland A | caiso | SCE | SCE | Southern California Edison | SCE | CAISO | 2016-09-23 | 2050-12-31 | 20 | n/a | PVgeneric_sun | Solar_Fixed | CAISO_Solar | 1 | 1 | 0 | in old list | 1 | 0
BIGSKY_2_SOLAR1 | BIGSKY_2_SOLAR1 | Antelope Big Sky Ranch | caiso | SCE | SCE | Southern California Edison | SCE | CAISO | 2016-08-16 | 2050-12-31 | 20 | n/a | PVgeneric_sun | Solar_Fixed | CAISO_Solar | 1 | 1 | 0 | in old list | 1 | 0
CRWCKS_1_SOLAR1 | CRWCKS_1_SOLAR1 | Crow Creek Solar 1 | caiso | PGE_Valley | PGE_Valley | Pacific Gas and Electric Valley | PGE_Valley | CAISO | 2016-06-30 | 2050-12-31 | 20 | n/a | PVgeneric_sun | Solar_Fixed | CAISO_Solar | 1 | 1 | 0 | in old list | 1 | 0
MOJAVW_2_SOLAR | MOJAVW_2_SOLAR | Mojave West | caiso | SCE | SCE | Southern California Edison | SCE | CAISO | 2016-06-15 | 2050-12-31 | 20 | n/a | PVgeneric_sun | Solar_Fixed | CAISO_Solar | 1 | 1 | 0 | in old list | 1 | 0
PLAINV_6_SOLARC | PLAINV_6_SOLARC | Central Antelope Dry Ranch C | caiso | SCE | SCE | Southern California Edison | SCE | CAISO | 2016-05-06 | 2050-12-31 | 20 | n/a | PVgeneric_sun | Solar_Fixed | CAISO_Solar | 1 | 1 | 0 | in old list | 1 | 0
KNGBRD_2_SOLAR1 | KNGBRD_2_SOLAR1 | Kingbird Solar A | caiso | SCE | SCE | Southern California Edison | SCE | CAISO | 2016-04-30 | 2050-12-31 | 20 | n/a | PVgeneric_sun | Solar_Fixed | CAISO_Solar | 1 | 1 | 0 | in old list | 1 | 0
KNGBRD_2_SOLAR2 | KNGBRD_2_SOLAR2 | Kingbird Solar B | caiso | SCE | SCE | Southern California Edison | SCE | CAISO | 2016-04-30 | 2050-12-31 | 20 | n/a | PVgeneric_sun | Solar_Fixed | CAISO_Solar | 1 | 1 | 0 | in old list | 1 | 0
FRESHW_1_SOLAR1 | FRESHW_1_SOLAR1 | Corcoran 3 | caiso | PGE_Valley | PGE_Valley | Pacific Gas and Electric Valley | PGE_Valley | CAISO | 2016-03-04 | 2050-12-31 | 20 | n/a | PVgeneric_sun | Solar_Fixed | CAISO_Solar | 1 | 1 | 0 | in old list | 1 | 0
OASIS_6_SOLAR2 | OASIS_6_SOLAR2 | Oasis Solar | caiso | SCE | SCE | Southern California Edison | SCE | CAISO | 2016-01-19 | 2050-12-31 | 20 | n/a | PVgeneric_sun | Solar_Fixed | CAISO_Solar | 1 | 1 | 0 | in old list | 1 | 0
CHAUT_SG | CHAUT_SG | CHAUT_SG | teppc | PAUT | PAUT | Utah, PACE Utility | PACE | NW | 2016-01-01 | 2050-12-31 | 20 | SolarPV-NonTracking | FixedPV_sun | Solar_Fixed | NW_Solar | 0 | 0 | 0 | teppc | 0 | 0
ADERA_1_SOLAR1 | ADERA_1_SOLAR1 | Adera Solar | caiso | PGE_Valley | PGE_Valley | Pacific Gas and Electric Valley | PGE_Valley | CAISO | 2015-12-23 | 2050-12-31 | 20 | n/a | PVgeneric_sun | Solar_Fixed | CAISO_Solar | 1 | 1 | 0 | in old list | 1 | 0
MARCPW_6_SOLAR1 | MARCPW_6_SOLAR1 | Maricopa West Solar PV | caiso | PGE_Valley | PGE_Valley | Pacific Gas and Electric Valley | PGE_Valley | CAISO | 2015-12-12 | 2050-12-31 | 20 | n/a | PVgeneric_sun | Solar_Fixed | CAISO_Solar | 1 | 1 | 0 | in old list | 1 | 0
PLAINV_6_SOLAR3 | PLAINV_6_SOLAR3 | Sierra Solar Greenworks LLC | caiso | SCE | SCE | Southern California Edison | SCE | CAISO | 2015-11-30 | 2050-12-31 | 20 | n/a | PVgeneric_sun | Solar_Fixed | CAISO_Solar | 1 | 1 | 0 | in old list | 1 | 0
VICTOR_1_SOLAR4 | VICTOR_1_SOLAR4 | Adelanto Solar | caiso | SCE | SCE | Southern California Edison | SCE | CAISO | 2015-09-03 | 2050-12-31 | 20 | n/a | PVgeneric_sun | Solar_Fixed | CAISO_Solar | 1 | 1 | 0 | in old list | 1 | 0
McGinness Hills 2-1 | McGinness_Hills_2_1 | McGinness Hills 2-1¦McGinness Hills OEC21 | teppc | SPPC | SPPC | Nevada Power Company | NEVP | SW | 2015-09-01 | 2050-12-31 | 20 | Geo-BinaryCycle | Geothermal_steam | Geothermal | SW_Geothermal | 0 | 0 | 0 | teppc | 0 | 0
McGinness Hills 2-2 | McGinness_Hills_2_2 | McGinness Hills 2-2¦McGinness Hills OEC22 | teppc | SPPC | SPPC | Nevada Power Company | NEVP | SW | 2015-09-01 | 2050-12-31 | 20 | Geo-BinaryCycle | Geothermal_steam | Geothermal | SW_Geothermal | 0 | 0 | 0 | teppc | 0 | 0
EEKTMN_6_SOLAR1 | EEKTMN_6_SOLAR1 | EE K Solar 1 | caiso | PGE_Valley | PGE_Valley | Pacific Gas and Electric Valley | PGE_Valley | CAISO | 2015-08-12 | 2050-12-31 | 20 | n/a | PVgeneric_sun | Solar_Fixed | CAISO_Solar | 1 | 1 | 0 | in old list | 1 | 0
VALLEY_5_SOLAR2 | VALLEY_5_SOLAR2 | AP North Lake Solar | caiso | SCE | SCE | Southern California Edison | SCE | CAISO | 2015-08-11 | 2050-12-31 | 20 | n/a | PVgeneric_sun | Solar_Fixed | CAISO_Solar | 1 | 1 | 0 | in old list | 1 | 0
Sprott_FortGT_2 | Sprott_FortGT_2 | Sprott Fort Macleod GT-2 | teppc | BCHA | BCHA | British Columbia Transmission Company | BCHA_AESO | Excluded | 2015-07-31 | 2050-12-31 | 20 | CT-NatGas-Industrial | CT_NG | CT | Excluded_Peaker | 0 | 0 | 0 | teppc | 0 | 0
Ralston_1 | Ralston_1 | NEP Ralston CT1 | teppc | AESO | AESO | Alberta Electric System Operator | BCHA_AESO | Excluded | 2015-07-01 | 2050-12-31 | 20 | CT-NatGas-Industrial | CT_NG | CT | Excluded_Peaker | 0 | 0 | 0 | teppc | 0 | 0
ATWEL2_1_SOLAR1 | ATWEL2_1_SOLAR1 | Atwell West | caiso | SCE | SCE | Southern California Edison | SCE | CAISO | 2015-06-11 | 2050-12-31 | 20 | n/a | PVgeneric_sun | Solar_Fixed | CAISO_Solar | 1 | 1 | 0 | in old list | 1 | 0
7STDRD_1_SOLAR1 | 7STDRD_1_SOLAR1 | Shafter Solar | caiso | PGE_Valley | PGE_Valley | Pacific Gas and Electric Valley | PGE_Valley | CAISO | 2015-06-04 | 2050-12-31 | 20 | n/a | PVgeneric_sun | Solar_Fixed | CAISO_Solar | 1 | 1 | 0 | in old list | 1 | 0
TWISSL_6_SOLAR1 | TWISSL_6_SOLAR1 | Coronal Lost Hills | caiso | SCE | SCE | Southern California Edison | SCE | CAISO | 2015-05-15 | 2050-12-31 | 20 | n/a | PVgeneric_sun | Solar_Fixed | CAISO_Solar | 1 | 1 | 0 | in old list | 1 | 0
VICTOR_1_SOLAR2 | VICTOR_1_SOLAR2 | Alamo Solar | caiso | SCE | SCE | Southern California Edison | SCE | CAISO | 2015-05-15 | 2050-12-31 | 20 | n/a | PVgeneric_sun | Solar_Fixed | CAISO_Solar | 1 | 1 | 0 | in old list | 1 | 0
SKERN_6_SOLAR1 | SKERN_6_SOLAR1 | South Kern Solar PV Plant | caiso | PGE_Valley | PGE_Valley | Pacific Gas and Electric Valley | PGE_Valley | CAISO | 2015-04-07 | 2050-12-31 | 20 | n/a | PVgeneric_sun | Solar_Fixed | CAISO_Solar | 1 | 1 | 0 | in old list | 1 | 0
LHILLS_6_SOLAR1 | LHILLS_6_SOLAR1 |  | caiso | PGE_Valley | PGE_Valley | Pacific Gas and Electric Valley | PGE_Valley | CAISO | 2015-04-02 | 2050-12-31 | 20 | n/a | PVgeneric_sun | Solar_Fixed | CAISO_Solar | 1 | 1 | 0 | in old list | 1 | 0
VEGA_6_SOLAR1 | VEGA_6_SOLAR1 | Vega Solar | caiso | PGE_Valley | PGE_Valley | Pacific Gas and Electric Valley | PGE_Valley | CAISO | 2015-03-23 | 2050-12-31 | 20 | n/a | PVgeneric_sun | Solar_Fixed | CAISO_Solar | 1 | 1 | 0 | in old list | 1 | 0
WLDWD_1_SOLAR1 | WLDWD_1_SOLAR1 | Wildwood Solar I | caiso | SCE | SCE | Southern California Edison | SCE | CAISO | 2015-02-19 | 2050-12-31 | 20 |  | PVgeneric_sun | Solar_Fixed | CAISO_Solar | 1 | 1 | 0 | in old list | 1 | 0
CORCAN_1_SOLAR1 | CORCAN_1_SOLAR1 | CID Solar | caiso | PGE_Valley | PGE_Valley | Pacific Gas and Electric Valley | PGE_Valley | CAISO | 2015-01-09 | 2050-12-31 | 20 | n/a | PVgeneric_sun | Solar_Fixed | CAISO_Solar | 1 | 1 | 0 | in old list | 1 | 0
OLDRV1_6_SOLAR | OLDRV1_6_SOLAR | Old River One | caiso | PGE_Valley | PGE_Valley | Pacific Gas and Electric Valley | PGE_Valley | CAISO | 2014-12-30 | 2050-12-31 | 20 | n/a | PVgeneric_sun | Solar_Fixed | CAISO_Solar | 1 | 1 | 0 | in old list | 1 | 0
KNTSTH_6_SOLAR | KNTSTH_6_SOLAR | Kent South | caiso | PGE_Valley | PGE_Valley | Pacific Gas and Electric Valley | PGE_Valley | CAISO | 2014-12-24 | 2050-12-31 | 20 | n/a | PVgeneric_sun | Solar_Fixed | CAISO_Solar | 1 | 1 | 0 | in old list | 1 | 0
LEPRFD_1_KANSAS | LEPRFD_1_KANSAS | Kansas | caiso | PGE_Valley | PGE_Valley | Pacific Gas and Electric Valley | PGE_Valley | CAISO | 2014-12-18 | 2050-12-31 | 20 | n/a | PVgeneric_sun | Solar_Fixed | CAISO_Solar | 1 | 2 | 0 | in old list | 1 | 0
MTHSE_G_38380_1 | MTHSE_G_38380_1 | MTHSE_G | teppc | BANC | BANC | Balancing Authority of Northern California | SMUD | BANC | 2014-12-13 | 2050-12-31 | 20 | SolarPV-NonTracking | FixedPV_sun | Solar_Fixed | BANC_Solar | 0 | 0 | 0 | teppc | 0 | 0
School_Section | School_Section | School Section-WT (1) | teppc | PNM | PNM | Public Service Company of New Mexico | PNM_EPE | SW | 2014-12-01 | 2050-04-15 | 20 | WT-Onshore | wind_onshorewind | Wind | SW_Wind | 0 | 0 | 0 | teppc | 0 | 0
VICTOR_1_LVSLR2 | VICTOR_1_LVSLR2 | Lone Valley Solar Park 2 | caiso | SCE | SCE | Southern California Edison | SCE | CAISO | 2014-11-22 | 2050-12-31 | 20 | n/a | PVgeneric_sun | Solar_Fixed | CAISO_Solar | 1 | 1 | 0 | in old list | 1 | 0
Imperial ValleyIVSC2 | Imperial_ValleyIVSC2 | Imperial Valley Solar PV Project (Mount Signal) 1B¦Imperial Valley Solar Co (IVSC) 2 | teppc | IID | IID | Imperial Irrigation District | IID | IID | 2014-11-13 | 2050-12-31 | 20 | SolarPV-NonTracking | FixedPV_sun | Solar_Fixed | IID_Solar | 0 | 0 | 0 | teppc | 0 | 0
ACACIA_6_SOLAR | ACACIA_6_SOLAR | West Antelope Solar | caiso | SCE | SCE | Southern California Edison | SCE | CAISO | 2014-11-13 | 2050-12-31 | 20 | n/a | PVgeneric_sun | Solar_Fixed | CAISO_Solar | 1 | 1 | 0 | in old list | 1 | 0
PLAINV_6_BSOLAR | PLAINV_6_BSOLAR | Western Antelope Blue Sky Ranch A | caiso | SCE | SCE | Southern California Edison | SCE | CAISO | 2014-11-07 | 2050-12-31 | 20 | n/a | PVgeneric_sun | Solar_Fixed | CAISO_Solar | 1 | 1 | 0 | in old list | 1 | 0
SUNSHN_2_LNDFL | SUNSHN_2_LNDFL | Sunshine Gas Producers | caiso | SCE | SCE | Southern California Edison | SCE | CAISO | 2014-09-01 | 2050-12-31 | 20 | n/a | CT_Biomass | Biogas_LandfillGas | CAISO_Biogas | 0 | 1 | 0 | not relevant | 1 | 0
ADOBEE_1_SOLAR | ADOBEE_1_SOLAR | Adobe Solar | caiso | PGE_Valley | PGE_Valley | Pacific Gas and Electric Valley | PGE_Valley | CAISO | 2014-05-21 | 2050-12-31 | 20 | n/a | PVgeneric_sun | Solar_Fixed | CAISO_Solar | 1 | 1 | 0 | in old list | 1 | 0
RSMSLR_6_SOLAR1 | RSMSLR_6_SOLAR1 | Rosamond One | caiso | SCE | SCE | Southern California Edison | SCE | CAISO | 2013-12-20 | 2050-12-31 | 20 | n/a | PVgeneric_sun | Solar_Fixed | CAISO_Solar | 1 | 1 | 0 | in old list | 1 | 0
RSMSLR_6_SOLAR2 | RSMSLR_6_SOLAR2 | Rosamond Two | caiso | SCE | SCE | Southern California Edison | SCE | CAISO | 2013-12-20 | 2050-12-31 | 20 | n/a | PVgeneric_sun | Solar_Fixed | CAISO_Solar | 1 | 1 | 0 | in old list | 1 | 0
Copper Mountain 3-10 | Copper_Mountain_3_10 | Copper Mountain Solar III 10 | teppc | LDWP | LDWP | Los Angeles Department of Water and Power | LADWP | LDWP | 2013-12-01 | 2050-12-31 | 20 | SolarPV-NonTracking | FixedPV_sun | Solar_Fixed | LDWP_Solar | 0 | 0 | 0 | teppc | 0 | 0
GUERNS_6_SOLAR | GUERNS_6_SOLAR |  | caiso | PGE_Valley | PGE_Valley | Pacific Gas and Electric Valley | PGE_Valley | CAISO | 2013-09-18 | 2050-12-31 | 20 | n/a | PVgeneric_sun | Solar_Fixed | CAISO_Solar | 1 | 1 | 0 | in old list | 1 | 0
WAUKNA_1_SOLAR | WAUKNA_1_SOLAR | Corcoran Solar | caiso | PGE_Valley | PGE_Valley | Pacific Gas and Electric Valley | PGE_Valley | CAISO | 2013-08-14 | 2050-12-31 | 20 | n/a | PVgeneric_sun | Solar_Fixed | CAISO_Solar | 1 | 1 | 0 | in old list | 1 | 0
GATES_2_SOLAR | GATES_2_SOLAR |  | caiso | PGE_Valley | PGE_Valley | Pacific Gas and Electric Valley | PGE_Valley | CAISO | 2013-06-24 | 2050-12-31 | 20 | n/a | PVgeneric_sun | Solar_Fixed | CAISO_Solar | 1 | 1 | 0 | in old list | 1 | 0
OLIVEP_1_SOLAR | OLIVEP_1_SOLAR | White River Solar | caiso | PGE_Valley | PGE_Valley | Pacific Gas and Electric Valley | PGE_Valley | CAISO | 2013-06-22 | 2050-12-31 | 20 | n/a | PVgeneric_sun | Solar_Fixed | CAISO_Solar | 1 | 1 | 0 | in old list | 1 | 0
KANSAS_6_SOLAR | KANSAS_6_SOLAR | RE Kansas South | caiso | PGE_Valley | PGE_Valley | Pacific Gas and Electric Valley | PGE_Valley | CAISO | 2013-06-06 | 2050-12-31 | 20 | n/a | PVgeneric_sun | Solar_Fixed | CAISO_Solar | 1 | 1 | 0 | in old list | 1 | 0
NipponBiomass | NipponBiomass | Nippon Biomass-ST1 | teppc | BPAT | BPAT | Bonneville Power Administration – Transmission | BPAT | NW | 2013-04-01 | 2050-04-15 | 20 | Bio-ST | ST_Biomass | Biomass/Wood | NW_Biomass | 0 | 0 | 0 | teppc | 0 | 0
GLOW_6_SOLAR | GLOW_6_SOLAR | Antelope Power Plant | caiso | SCE | SCE | Southern California Edison | SCE | CAISO | 2013-03-25 | 2050-12-31 | 20 | n/a | PVgeneric_sun | Solar_Fixed | CAISO_Solar | 1 | 1 | 0 | in old list | 1 | 0
ALPSLR_1_NTHSLR | ALPSLR_1_NTHSLR | Alpaugh North, LLC | caiso | PGE_Valley | PGE_Valley | Pacific Gas and Electric Valley | PGE_Valley | CAISO | 2013-03-08 | 2050-12-31 | 20 | n/a | PVgeneric_sun | Solar_Fixed | CAISO_Solar | 1 | 1 | 0 | in old list | 1 | 0
ATWELL_1_SOLAR | ATWELL_1_SOLAR | Atwell Island PV Solar Generating Faci. | caiso | PGE_Valley | PGE_Valley | Pacific Gas and Electric Valley | PGE_Valley | CAISO | 2013-03-08 | 2050-12-31 | 20 | n/a | PVgeneric_sun | Solar_Fixed | CAISO_Solar | 1 | 1 | 0 | in old list | 1 | 0
Foothills Solar 2 | Foothills_Solar_2 | Foothills Solar 2¦Desert Sands¦Gila Bend Solar Power Plant | teppc | AZPS | AZPS | Arizona Public Service Company | AZPS | SW | 2013-01-01 | 2050-12-31 | 20 | SolarPV-Tracking | 1axPV_sun | Solar_1Axis | SW_Solar | 0 | 0 | 0 | teppc | 0 | 0
FRV SunEdison | FRV_SunEdison | Picture Rocks Solar (Avra Valley-FRV Tucson) 1 | teppc | TEPC | TEPC | Tucson Electric Power Company | TEPC | SW | 2012-12-31 | 2050-12-31 | 20 | SolarPV-Tracking | 1axPV_sun | Solar_1Axis | SW_Solar | 0 | 0 | 0 | teppc | 0 | 0
Musselshell1 | Musselshell1 | Musselshell Wind Project-MWP1¦Musselshell Wind Project Two LLC-MWP2 | teppc | NWMT | NWMT | NorthWestern Energy | NWMT_WAUW | NW | 2012-12-31 | 2050-12-01 | 20 | WT-Onshore | wind_onshorewind | Wind | NW_Wind | 0 | 0 | 0 | teppc | 0 | 0
ChristmasValley2 | ChristmasValley2 | Christmas Valley Solar II-PV(500) | teppc | PNM | PNM | Public Service Company of New Mexico | PNM_EPE | SW | 2012-10-15 | 2050-12-31 | 20 | SolarPV-NonTracking | FixedPV_sun | Solar_Fixed | SW_Solar | 0 | 0 | 0 | teppc | 0 | 0
HURON_6_SOLAR | HURON_6_SOLAR |  | caiso | PGE_Valley | PGE_Valley | Pacific Gas and Electric Valley | PGE_Valley | CAISO | 2012-08-30 | 2050-12-31 | 20 | n/a | PVgeneric_sun | Solar_Fixed | CAISO_Solar | 1 | 1 | 0 | in old list | 1 | 0
LAKHDG_6_UNIT 2 | LAKHDG_6_UNIT_2 | Lake Hodges Pumped Storage-Unit2 | caiso | SDGE | SDGE | San Diego Gas and Electric | SDGE | CAISO | 2012-08-27 | 2050-12-31 | 20 | n/a | Hydro_PumpedStorage | PSH | CAISO_Pumped_Hydro | 0 | 0 | 0 | not relevant | 0 | 0
CANTUA_1_SOLAR | CANTUA_1_SOLAR |  | caiso | PGE_Valley | PGE_Valley | Pacific Gas and Electric Valley | PGE_Valley | CAISO | 2012-07-25 | 2050-12-31 | 20 | n/a | PVgeneric_sun | Solar_Fixed | CAISO_Solar | 1 | 1 | 0 | in old list | 1 | 0
McGinness Hills 1-1 | McGinness_Hills_1_1 | McGinness Hills 1-1 | teppc | SPPC | SPPC | Nevada Power Company | NEVP | SW | 2012-06-12 | 2050-12-31 | 20 | Geo-BinaryCycle | Geothermal_steam | Geothermal | SW_Geothermal | 0 | 0 | 0 | teppc | 0 | 0
McGinness Hills 1-2 | McGinness_Hills_1_2 | McGinness Hills 1-2 | teppc | SPPC | SPPC | Nevada Power Company | NEVP | SW | 2012-06-12 | 2050-12-31 | 20 | Geo-BinaryCycle | Geothermal_steam | Geothermal | SW_Geothermal | 0 | 0 | 0 | teppc | 0 | 0
STROUD_6_SOLAR | STROUD_6_SOLAR |  | caiso | PGE_Valley | PGE_Valley | Pacific Gas and Electric Valley | PGE_Valley | CAISO | 2011-10-04 | 2050-12-31 | 20 | n/a | PVgeneric_sun | Solar_Fixed | CAISO_Solar | 1 | 1 | 0 | in old list | 1 | 0
LAKHDG_6_UNIT 1 | LAKHDG_6_UNIT_1 | Lake Hodges Pumped Storage-Unit1 | caiso | SDGE | SDGE | San Diego Gas and Electric | SDGE | CAISO | 2011-09-08 | 2050-12-31 | 20 | n/a | Hydro_PumpedStorage | PSH | CAISO_Pumped_Hydro | 0 | 0 | 0 | not relevant | 0 | 0
ST_DIST_PV | ST_DIST_PV | NRG-1_Roadrunner Solar-1 | teppc | EPE | EPE | El Paso Electric Company | PNM_EPE | SW | 2011-08-29 | 2031-08-31 | 20 | SolarPV-Tracking | 1axPV_sun | Solar_1Axis | SW_Solar | 0 | 0 | 0 | teppc | 0 | 0
AVENAL_6_SUNCTY | AVENAL_6_SUNCTY | Sun City Solar Project | caiso | PGE_Valley | PGE_Valley | Pacific Gas and Electric Valley | PGE_Valley | CAISO | 2011-08-05 | 2050-12-31 | 20 | n/a | PVgeneric_sun | Solar_Fixed | CAISO_Solar | 1 | 1 | 0 | in old list | 1 | 0
MTV_G1 | MTV_G1 | Mountain View Solar Plant 1 | teppc | NEVP | NEVP | Nevada Power Company | NEVP | SW | 2002-07-11 | 2030-12-31 | 20 | SolarPV-NonTracking | FixedPV_sun | Solar_Fixed | SW_Solar | 0 | 0 | 0 | teppc | 0 | 0
MTV_G2 | MTV_G2 | Mountain View Solar Plant 1 | teppc | NEVP | NEVP | Nevada Power Company | NEVP | SW | 2002-07-11 | 2030-12-31 | 20 | SolarPV-NonTracking | FixedPV_sun | Solar_Fixed | SW_Solar | 0 | 0 | 0 | teppc | 0 | 0
Mountain View PV | Mountain_View_PV | Mountain View Solar Plant 1 | teppc | PNM | PNM | Public Service Company of New Mexico | PNM_EPE | SW | 2002-07-11 | 2030-12-31 | 20 | SolarPV-NonTracking | FixedPV_sun | Solar_Fixed | SW_Solar | 0 | 0 | 0 | teppc | 0 | 0
Raymond | Raymond | Raymond Reservoir-1 | teppc | AESO | AESO | Alberta Electric System Operator | BCHA_AESO | Excluded | 1994-05-17 | 2050-12-01 | 20 | Hydro | Hydro_Standard | Hydro | Excluded_Hydro | 0 | 0 | 0 | teppc | 0 | 0
GRIZLY_1_UNIT 1 | GRIZLY_1_UNIT_1 | GRIZZLY HYDRO | caiso | PGE_Valley | PGE_Valley | Pacific Gas and Electric Valley | PGE_Valley | CAISO | 1993-01-01 | 2050-12-31 | 20 | n/a | Hydro_Standard | Hydro | CAISO_Hydro | 0 | 1 | 0 | not relevant | 1 | 0
LAPAC_6_UNIT | LAPAC_6_UNIT | LOUISIANA PACIFIC SAMOA | caiso | PGE_Bay | PGE_Bay | Pacific Gas and Electric Bay | PGE_Bay | CAISO | 1992-01-01 | 2050-12-31 | 20 | n/a | ST_Biomass | Biomass/Wood | CAISO_Biomass | 0 | 0 | 0 | not relevant | 0 | 0
Coachella 2 | Coachella_2 | Coachella 2 | teppc | IID | IID | Imperial Irrigation District | IID | IID | 1991-11-01 | 2050-12-31 | 20 | CT-OilDistillate | CT_Oil | CT | IID_Peaker | 0 | 0 | 0 | teppc | 0 | 0
DEXZEL_1_UNIT | DEXZEL_1_UNIT | Western Power and Steam Cogeneration | caiso | PGE_Valley | PGE_Valley | Pacific Gas and Electric Valley | PGE_Valley | CAISO | 1989-11-30 | 2050-12-31 | 20 | n/a | Cogen_NG | Cogen | CAISO_CHP | 0 | 0 | 0 | not relevant | 0 | 0
AndersonRanch1 | AndersonRanch1 | Anderson Ranch-1 | teppc | IPMV | IPMV | Idaho Magic Valley | IPCO | NW | 1983-09-01 | 2050-12-31 | 20 | Hydro | Hydro_Standard | Hydro | NW_Hydro | 0 | 0 | 0 | teppc | 0 | 0
AndersonRanch2 | AndersonRanch2 | Anderson Ranch-2 | teppc | IPMV | IPMV | Idaho Magic Valley | IPCO | NW | 1983-09-01 | 2050-12-31 | 20 | Hydro | Hydro_Standard | Hydro | NW_Hydro | 0 | 0 | 0 | teppc | 0 | 0
SOL-GEN | SOL_GEN | ELCEN_PV_13.8_GEN1 | teppc | IID | IID | Imperial Irrigation District | IID | IID | 1982-03-01 | 2050-12-31 | 20 | SolarPV-NonTracking | FixedPV_sun | Solar_Fixed | IID_Solar | 0 | 0 | 0 | teppc | 0 | 0
Coachella 4 | Coachella_4 | Coachella 4 | teppc | IID | IID | Imperial Irrigation District | IID | IID | 1976-12-01 | 2050-12-31 | 20 | CT-OilDistillate | CT_Oil | CT | IID_Peaker | 0 | 0 | 0 | teppc | 0 | 0
Coachella 3 | Coachella_3 | Coachella 3 | teppc | IID | IID | Imperial Irrigation District | IID | IID | 1974-04-01 | 2050-12-31 | 20 | CT-OilDistillate | CT_Oil | CT | IID_Peaker | 0 | 0 | 0 | teppc | 0 | 0
Coachella 1 | Coachella_1 | Coachella 1 | teppc | IID | IID | Imperial Irrigation District | IID | IID | 1973-06-01 | 2050-12-31 | 20 | CT-OilDistillate | CT_Oil | CT | IID_Peaker | 0 | 0 | 0 | teppc | 0 | 0
LongviewFibre6 | LongviewFibre6 | Longview Fibre-6 | teppc | BPAT | BPAT | Bonneville Power Administration – Transmission | BPAT | NW | 1958-01-01 | 2050-12-31 | 20 | Bio-ICE | ICE_Biomass | Biomass/Wood | NW_Biomass | 0 | 0 | 0 | teppc | 0 | 0
Apex Solar Power | Apex_Solar_Power | RV Apex Solar Power-1¦COMP 77G¦APEX SOLAR¦APEX_SOLAR¦Apex Solar PV Power Project | teppc | NEVP | NEVP | Nevada Power Company | NEVP | SW | 1957-01-01 | 2050-12-31 | 20 | SolarPV-NonTracking | FixedPV_sun | Solar_Fixed | SW_Solar | 0 | 0 | 0 | teppc | 0 | 0
ARBWD_6_QF | ARBWD_6_QF |  | caiso | SCE | SCE | Southern California Edison | SCE | CAISO | 1991-03-29 | 2050-12-31 | 19.95 | n/a | wind_onshorewind | Wind | CAISO_Wind | 1 | 1 | 0 | in old list | 1 | 0
MilnerDamWind | MilnerDamWind | Milner Dam Wind Park LLC-MDWP | teppc | IPFE | IPFE | Idaho Far East | IPCO | NW | 2010-12-13 | 2050-12-31 | 19.92 | WT-Onshore | wind_onshorewind | Wind | NW_Wind | 0 | 0 | 0 | teppc | 0 | 0
CALPSS_6_SOLAR1 | CALPSS_6_SOLAR1 | Calipatria Solar Farm | caiso | IID | SDGE | San Diego Gas and Electric | SDGE | CAISO | 1/1/1899 | 2050-12-31 | 19.9 | PVgeneric_sun | PVgeneric_sun | Solar_Fixed | CAISO_Solar | 1 | 1 | 0 | in old list | 1 | 0
STNRES_1_UNIT | STNRES_1_UNIT | Covanta Stanislaus | caiso | PGE_Valley | PGE_Valley | Pacific Gas and Electric Valley | PGE_Valley | CAISO | 1988-09-06 | 2050-12-31 | 19.9 | n/a | ST_Biomass | Biomass/Wood | CAISO_Biomass | 0 | 1 | 0 | not relevant | 1 | 0
Apple Solar | Apple_Solar | Apple Solar 1 | teppc | SPPC | SPPC | Nevada Power Company | NEVP | SW | 2015-03-05 | 2050-12-31 | 19.89 | SolarPV-NonTracking | FixedPV_sun | Solar_Fixed | SW_Solar | 0 | 0 | 0 | teppc | 0 | 0
RTREE_2_WIND2 | RTREE_2_WIND2 | Rising Tree 2 | caiso | SCE | SCE | Southern California Edison | SCE | CAISO | 2015-01-12 | 2050-12-31 | 19.8 | n/a | wind_onshorewind | Wind | CAISO_Wind | 1 | 1 | 0 | in old list | 1 | 0
CapeScott2 | CapeScott2 | Cape Scott (formerly Knob Hill Wind)-_IPP-CSS2 | teppc | BCHA | BCHA | British Columbia Transmission Company | BCHA_AESO | Excluded | 2013-10-15 | 2033-10-15 | 19.8 | WT-Onshore | wind_onshorewind | Wind | Excluded_Wind | 0 | 0 | 0 | teppc | 0 | 0
CapeScott5 | CapeScott5 | Cape Scott (formerly Knob Hill Wind)-_IPP-CSS5 | teppc | BCHA | BCHA | British Columbia Transmission Company | BCHA_AESO | Excluded | 2013-10-15 | 2033-10-15 | 19.8 | WT-Onshore | wind_onshorewind | Wind | Excluded_Wind | 0 | 0 | 0 | teppc | 0 | 0
SenecaSustainableEnergyProject | SenecaSustainableEnergyProject | SenecaSustainableEnergyProject | teppc | PNM | PNM | Public Service Company of New Mexico | PNM_EPE | SW | 2011-04-01 | 2050-12-31 | 19.8 | Bio-ST | ST_Biomass | Biomass/Wood | SW_Biomass | 0 | 0 | 0 | teppc | 0 | 0
WAUKNA_1_SOLAR2 | WAUKNA_1_SOLAR2 | Corcoran 2 | caiso | PGE_Valley | PGE_Valley | Pacific Gas and Electric Valley | PGE_Valley | CAISO | 2015-05-20 | 2050-12-31 | 19.75 | n/a | PVgeneric_sun | Solar_Fixed | CAISO_Solar | 1 | 1 | 0 | in old list | 1 | 0
OLIVEP_1_SOLAR2 | OLIVEP_1_SOLAR2 | White River West | caiso | PGE_Valley | PGE_Valley | Pacific Gas and Electric Valley | PGE_Valley | CAISO | 2014-10-01 | 2050-12-31 | 19.75 | n/a | PVgeneric_sun | Solar_Fixed | CAISO_Solar | 1 | 1 | 0 | in old list | 1 | 0
SANTGO_2_LNDFL1 | SANTGO_2_LNDFL1 | Bowerman Power | caiso | SCE | SCE | Southern California Edison | SCE | CAISO | 2016-04-27 | 2050-12-31 | 19.6 | n/a | Biogas_ | Biogas_LandfillGas | CAISO_Biogas | 0 | 0 | 0 | not relevant | 0 | 0
WarmSpringsPwr | WarmSpringsPwr | Warm Springs Power Enterprises-1 | teppc | PACW | PACW | PacifiCorp – West | PACW | NW | 1982-06-01 | 2050-12-31 | 19.6 | Hydro | Hydro_Standard | Hydro | NW_Hydro | 0 | 0 | 0 | teppc | 0 | 0
NEW_FCC 13C1_80587_1 | NEW_FCC_13C1_80587_1 | FCC-13 80587 | teppc | BCHA | BCHA | British Columbia Transmission Company | BCHA_AESO | Excluded | 1986-04-15 | 2030-01-01 | 19.55 | CT-NatGas-Industrial | CT_NG | CT | Excluded_Peaker | 0 | 0 | 0 | teppc | 0 | 0
CAPWD_1_QF | CAPWD_1_QF |  | caiso | SCE | SCE | Southern California Edison | SCE | CAISO | 1985-03-15 | 2050-12-31 | 19.55 | n/a | wind_onshorewind | Wind | CAISO_Wind | 1 | 2 | 0 | in old list | 1 | 0
WildRoseWind04 | WildRoseWind04 | Naturener Wild Rose Wind Farm Phase 1-04 | teppc | BCHA | BCHA | British Columbia Transmission Company | BCHA_AESO | Excluded | 2014-07-31 | 2050-12-31 | 19.5 | WT-Onshore | wind_onshorewind | Wind | Excluded_Wind | 0 | 0 | 0 | teppc | 0 | 0
WildRoseWind05 | WildRoseWind05 | Naturener Wild Rose Wind Farm Phase 1-05 | teppc | BCHA | BCHA | British Columbia Transmission Company | BCHA_AESO | Excluded | 2014-07-31 | 2050-12-31 | 19.5 | WT-Onshore | wind_onshorewind | Wind | Excluded_Wind | 0 | 0 | 0 | teppc | 0 | 0
WildRoseWind07 | WildRoseWind07 | Naturener Wild Rose Wind Farm Phase 1-07 | teppc | BCHA | BCHA | British Columbia Transmission Company | BCHA_AESO | Excluded | 2014-07-31 | 2050-12-31 | 19.5 | WT-Onshore | wind_onshorewind | Wind | Excluded_Wind | 0 | 0 | 0 | teppc | 0 | 0
SevenMileHill2 | SevenMileHill2 | Seven Mile Hill-2 | teppc | IPFE | IPFE | Idaho Far East | IPCO | NW | 2008-12-01 | 2050-12-31 | 19.5 | WT-Onshore | wind_onshorewind | Wind | NW_Wind | 0 | 0 | 0 | teppc | 0 | 0
PMPJCK_1_SOLAR1 | PMPJCK_1_SOLAR1 | Pumpjack Solar I | caiso | SCE | SCE | Southern California Edison | SCE | CAISO | 2015-01-27 | 2050-12-31 | 19.48 | n/a | PVgeneric_sun | Solar_Fixed | CAISO_Solar | 1 | 1 | 0 | in old list | 1 | 0
zzebraLOI-6G1 | zzebraLOI_6G1 | Unknown Type & Dynamic Model in Power Flow | teppc | BCHA | BCHA | British Columbia Transmission Company | BCHA_AESO | Excluded | 1986-04-15 | 2030-01-01 | 19.35 | Hydro | Hydro_Standard | Hydro | Excluded_Hydro | 0 | 0 | 0 | teppc | 0 | 0
PORTW2D | PORTW2D | PORTW2D | teppc | BPAT | BPAT | Bonneville Power Administration – Transmission | BPAT | NW | 1950-01-01 | 2050-12-31 | 19.3 | 0 | Unknown | Unknown | NW_Unknown | 0 | 0 | 0 | teppc | 0 | 0
Tumbler_Ridge4 | Tumbler_Ridge4 | Tumbler Ridge Wind-4_Tumbler Ridge Wind-4_IPP-TRW | teppc | BCHA | BCHA | British Columbia Transmission Company | BCHA_AESO | Excluded | 2014-11-01 | 2039-11-01 | 19.2 | WT-Onshore | wind_onshorewind | Wind | Excluded_Wind | 0 | 0 | 0 | teppc | 0 | 0
Dixie Valley Geo 3 | Dixie_Valley_Geo_3 | Caithness Dixie Valley-3¦Dixie Valley Geothermal GEN1 | teppc | SPPC | SPPC | Nevada Power Company | NEVP | SW | 1988-06-14 | 2050-12-31 | 19.2 | Geo-BinaryCycle | Geothermal_steam | Geothermal | SW_Geothermal | 0 | 0 | 0 | teppc | 0 | 0
NorthFork_OR1 | NorthFork_OR1 | North Fork-1 | teppc | PGE | PGE | Portland General Electric Company | PortlandGE | NW | 1958-12-01 | 2050-12-31 | 19.2 | Hydro | Hydro_Standard | Hydro | NW_Hydro | 0 | 0 | 0 | teppc | 0 | 0
Faraday_6 | Faraday_6 | Faraday-6 | teppc | PGE | PGE | Portland General Electric Company | PortlandGE | NW | 1958-09-01 | 2050-12-31 | 19.2 | Hydro | Hydro_Standard | Hydro | NW_Hydro | 0 | 0 | 0 | teppc | 0 | 0
Estes 2 | Estes_2 | Estes 2 | teppc | WACM | WACM | Western Area Power Administration, Colorado-Missouri Region | WACM | Excluded | 1950-12-01 | 2050-12-31 | 19.17 | Hydro | Hydro_Standard | Hydro | Excluded_Hydro | 0 | 0 | 0 | teppc | 0 | 0
Estes 3 | Estes_3 | Estes 3 | teppc | WACM | WACM | Western Area Power Administration, Colorado-Missouri Region | WACM | Excluded | 1950-12-01 | 2050-12-31 | 19.17 | Hydro | Hydro_Standard | Hydro | Excluded_Hydro | 0 | 0 | 0 | teppc | 0 | 0
Estes 1 | Estes_1 | Estes 1 | teppc | WACM | WACM | Western Area Power Administration, Colorado-Missouri Region | WACM | Excluded | 1950-09-01 | 2050-12-31 | 19.17 | Hydro | Hydro_Standard | Hydro | Excluded_Hydro | 0 | 0 | 0 | teppc | 0 | 0
VENWD_1_WIND3 | VENWD_1_WIND3 | Painted Hills Windpark | caiso | SCE | SCE | Southern California Edison | SCE | CAISO | 1985-12-01 | 2050-12-31 | 19.04 | n/a | wind_onshorewind | Wind | CAISO_Wind | 1 | 0 | 1 | old | 1 | 0
Chickwat_1 | Chickwat_1 | Chickwat-1_Chickwat-1_IPP-CKW | teppc | BCHA | BCHA | British Columbia Transmission Company | BCHA_AESO | Excluded | 2015-11-01 | 2045-10-31 | 19 | Hydro | Hydro_Standard | Hydro | Excluded_Hydro | 0 | 0 | 0 | teppc | 0 | 0
CUMBIA_1_SOLAR | CUMBIA_1_SOLAR | Columbia Solar Energy II | caiso | PGE_Bay | PGE_Bay | Pacific Gas and Electric Bay | PGE_Bay | CAISO | 2015-10-21 | 2050-12-31 | 19 | n/a | PVgeneric_sun | Solar_Fixed | CAISO_Solar | 1 | 1 | 0 | in old list | 1 | 0
ADMEST_6_SOLAR | ADMEST_6_SOLAR | Adams East | caiso | PGE_Valley | PGE_Valley | Pacific Gas and Electric Valley | PGE_Valley | CAISO | 2014-12-13 | 2050-12-31 | 19 | n/a | PVgeneric_sun | Solar_Fixed | CAISO_Solar | 1 | 1 | 0 | in old list | 1 | 0
AVENAL_6_SANDDG | AVENAL_6_SANDDG | Sand Drag Solar Project | caiso | PGE_Valley | PGE_Valley | Pacific Gas and Electric Valley | PGE_Valley | CAISO | 2011-08-05 | 2050-12-31 | 19 | n/a | PVgeneric_sun | Solar_Fixed | CAISO_Solar | 1 | 1 | 0 | in old list | 1 | 0
SpanishForkWind2 | SpanishForkWind2 | Spanish Fork Wind Park 2 LLC-1 | teppc | CISC | CISC | Southern California Edison | SCE | CAISO | 2008-08-01 | 2050-12-31 | 19 | WT-Onshore | wind_onshorewind | Wind | CAISO_Wind | 1 | 0 | 0 | teppc | 0 | 0
Wolverine Creek | Wolverine_Creek |  | teppc | PAID | PAID | Idaho, PACE Utility | IPCO | NW | 2006-02-01 | 2050-12-31 | 19 | WT-Onshore | wind_onshorewind | Wind | NW_Wind | 0 | 0 | 0 | teppc | 0 | 0
S_Slocan_1 | S_Slocan_1 | S Slocan-1_S Slocan-1_FBC-SLC | teppc | BCHA | BCHA | British Columbia Transmission Company | BCHA_AESO | Excluded | 1999-11-11 | 2033-03-31 | 19 | Hydro | Hydro_Standard | Hydro | Excluded_Hydro | 0 | 0 | 0 | teppc | 0 | 0
S_Slocan_2 | S_Slocan_2 | S Slocan-2_S Slocan-2_FBC-SLC | teppc | BCHA | BCHA | British Columbia Transmission Company | BCHA_AESO | Excluded | 1999-11-11 | 2033-03-31 | 19 | Hydro | Hydro_Standard | Hydro | Excluded_Hydro | 0 | 0 | 0 | teppc | 0 | 0
S_Slocan_3 | S_Slocan_3 | S Slocan-3_S Slocan-3_FBC-SLC | teppc | BCHA | BCHA | British Columbia Transmission Company | BCHA_AESO | Excluded | 1999-11-11 | 2033-03-31 | 19 | Hydro | Hydro_Standard | Hydro | Excluded_Hydro | 0 | 0 | 0 | teppc | 0 | 0
U_Bonnington_6 | U_Bonnington_6 | U Bonnington-6_U Bonnington-6_FBC-UBO | teppc | BCHA | BCHA | British Columbia Transmission Company | BCHA_AESO | Excluded | 1999-11-11 | 2033-03-31 | 19 | Hydro | Hydro_Standard | Hydro | Excluded_Hydro | 0 | 0 | 0 | teppc | 0 | 0
SEARLS_7_ARGUS | SEARLS_7_ARGUS | Argus Cogeneration | caiso | SCE | SCE | Southern California Edison | SCE | CAISO | 1983-04-01 | 2050-12-31 | 19 | ST-Coal | Cogen_NG | Cogen | CAISO_CHP | 0 | 0 | 0 | not relevant | 0 | 0
UNCHEM_1_UNIT | UNCHEM_1_UNIT | CONTRA COSTA CARBON PLANT | caiso | PGE_Bay | PGE_Bay | Pacific Gas and Electric Bay | PGE_Bay | CAISO | 1983-01-01 | 2050-12-31 | 19 | ST-Coal | Cogen_NG | Cogen | CAISO_CHP | 0 | 0 | 0 | not relevant | 0 | 0
Alamosa 2 | Alamosa_2 | Alamosa CT2 | teppc | PSCO | PSCO | Public Service Company of Colorado | PSCO | Excluded | 1976-12-01 | 2050-12-31 | 19 | CT-NatGas-Industrial | CT_NG | CT | Excluded_Peaker | 0 | 0 | 0 | teppc | 0 | 0
Glendo 2 | Glendo_2 | Glendo 2 | teppc | WACM | WACM | Western Area Power Administration, Colorado-Missouri Region | WACM | Excluded | 1959-04-01 | 2050-12-31 | 19 | Hydro | Hydro_Standard | Hydro | Excluded_Hydro | 0 | 0 | 0 | teppc | 0 | 0
Glendo 1 | Glendo_1 | Glendo 1 | teppc | WACM | WACM | Western Area Power Administration, Colorado-Missouri Region | WACM | Excluded | 1958-12-01 | 2050-12-31 | 19 | Hydro | Hydro_Standard | Hydro | Excluded_Hydro | 0 | 0 | 0 | teppc | 0 | 0
WeldwoodTG1 | WeldwoodTG1 | WeldwoodTG1-1 | teppc | AESO | AESO | Alberta Electric System Operator | BCHA_AESO | Excluded | 1958-01-01 | 2050-12-01 | 19 | Bio-ST | ST_Biomass | Biomass/Wood | Excluded_Biomass | 0 | 0 | 0 | teppc | 0 | 0
Sundt RICE 01 | Sundt_RICE_01 | PortWestward1CC (Total CC Plant) | teppc | TEPC | TEPC | Tucson Electric Power Company | TEPC | SW | 2019-09-01 | 2050-12-31 | 18.9 | ICE-NatGas | ICE_NG | ICE | SW_Peaker | 0 | 0 | 0 | teppc | 0 | 0
Sundt RICE 02 | Sundt_RICE_02 | PortWestward1CC (Total CC Plant) | teppc | TEPC | TEPC | Tucson Electric Power Company | TEPC | SW | 2019-09-01 | 2050-12-31 | 18.9 | ICE-NatGas | ICE_NG | ICE | SW_Peaker | 0 | 0 | 0 | teppc | 0 | 0
Sundt RICE 03 | Sundt_RICE_03 | PortWestward1CC (Total CC Plant) | teppc | TEPC | TEPC | Tucson Electric Power Company | TEPC | SW | 2019-09-01 | 2050-12-31 | 18.9 | ICE-NatGas | ICE_NG | ICE | SW_Peaker | 0 | 0 | 0 | teppc | 0 | 0
Sundt RICE 04 | Sundt_RICE_04 | PortWestward1CC (Total CC Plant) | teppc | TEPC | TEPC | Tucson Electric Power Company | TEPC | SW | 2019-09-01 | 2050-12-31 | 18.9 | ICE-NatGas | ICE_NG | ICE | SW_Peaker | 0 | 0 | 0 | teppc | 0 | 0
Sundt RICE 05 | Sundt_RICE_05 | PortWestward1CC (Total CC Plant) | teppc | TEPC | TEPC | Tucson Electric Power Company | TEPC | SW | 2019-09-01 | 2050-12-31 | 18.9 | ICE-NatGas | ICE_NG | ICE | SW_Peaker | 0 | 0 | 0 | teppc | 0 | 0
Sundt RICE 06 | Sundt_RICE_06 | PortWestward1CC (Total CC Plant) | teppc | TEPC | TEPC | Tucson Electric Power Company | TEPC | SW | 2019-09-01 | 2050-12-31 | 18.9 | ICE-NatGas | ICE_NG | ICE | SW_Peaker | 0 | 0 | 0 | teppc | 0 | 0
Sundt RICE 07 | Sundt_RICE_07 | PortWestward1CC (Total CC Plant) | teppc | TEPC | TEPC | Tucson Electric Power Company | TEPC | SW | 2019-09-01 | 2050-12-31 | 18.9 | ICE-NatGas | ICE_NG | ICE | SW_Peaker | 0 | 0 | 0 | teppc | 0 | 0
Sundt RICE 08 | Sundt_RICE_08 | PortWestward1CC (Total CC Plant) | teppc | TEPC | TEPC | Tucson Electric Power Company | TEPC | SW | 2019-09-01 | 2050-12-31 | 18.9 | ICE-NatGas | ICE_NG | ICE | SW_Peaker | 0 | 0 | 0 | teppc | 0 | 0
Sundt RICE 09 | Sundt_RICE_09 | PortWestward1CC (Total CC Plant) | teppc | TEPC | TEPC | Tucson Electric Power Company | TEPC | SW | 2019-09-01 | 2050-12-31 | 18.9 | ICE-NatGas | ICE_NG | ICE | SW_Peaker | 0 | 0 | 0 | teppc | 0 | 0
Sundt RICE 10 | Sundt_RICE_10 | PortWestward1CC (Total CC Plant) | teppc | TEPC | TEPC | Tucson Electric Power Company | TEPC | SW | 2019-09-01 | 2050-12-31 | 18.9 | ICE-NatGas | ICE_NG | ICE | SW_Peaker | 0 | 0 | 0 | teppc | 0 | 0
CassiaGulch | CassiaGulch | Cassia Gulch Wind Park LLC-1 | teppc | IPMV | IPMV | Idaho Magic Valley | IPCO | NW | 2009-02-18 | 2050-12-31 | 18.9 | WT-Onshore | wind_onshorewind | Wind | NW_Wind | 0 | 0 | 0 | teppc | 0 | 0
Beowawe Power 1-2 | Beowawe_Power_1_2 | Beowawe Power-GEN1 and Beowawe Power-GEN2 | teppc | SPPC | SPPC | Nevada Power Company | NEVP | SW | 1985-12-01 | 2050-12-31 | 18.9 | Geo-BinaryCycle | Geothermal_steam | Geothermal | SW_Geothermal | 0 | 0 | 0 | teppc | 0 | 0
FAIRHV_6_UNIT | FAIRHV_6_UNIT | FAIRHAVEN POWER CO. | caiso | PGE_Bay | PGE_Bay | Pacific Gas and Electric Bay | PGE_Bay | CAISO | 1986-09-15 | 2050-12-31 | 18.75 | n/a | ST_Biomass | Biomass/Wood | CAISO_Biomass | 0 | 1 | 0 | not relevant | 1 | 0
PortWestwrd2-02 | PortWestwrd2_02 | Port Westward Unit 2-1 | teppc | PGE | PGE | Portland General Electric Company | PortlandGE | NW | 2015-02-01 | 2050-12-31 | 18.7 | ICE-NatGas | ICE_NG | ICE | NW_Peaker | 0 | 0 | 0 | teppc | 0 | 0
PortWestwrd2-03 | PortWestwrd2_03 | Port Westward Unit 2-2 | teppc | PGE | PGE | Portland General Electric Company | PortlandGE | NW | 2015-02-01 | 2050-12-31 | 18.7 | ICE-NatGas | ICE_NG | ICE | NW_Peaker | 0 | 0 | 0 | teppc | 0 | 0
PortWestwrd2-04 | PortWestwrd2_04 | Port Westward Unit 2-3 | teppc | PGE | PGE | Portland General Electric Company | PortlandGE | NW | 2015-02-01 | 2050-12-31 | 18.7 | ICE-NatGas | ICE_NG | ICE | NW_Peaker | 0 | 0 | 0 | teppc | 0 | 0
PortWestwrd2-05 | PortWestwrd2_05 | Port Westward Unit 2-4 | teppc | PGE | PGE | Portland General Electric Company | PortlandGE | NW | 2015-02-01 | 2050-12-31 | 18.7 | ICE-NatGas | ICE_NG | ICE | NW_Peaker | 0 | 0 | 0 | teppc | 0 | 0
PortWestwrd2-06 | PortWestwrd2_06 | Port Westward Unit 2-5 | teppc | PGE | PGE | Portland General Electric Company | PortlandGE | NW | 2015-02-01 | 2050-12-31 | 18.7 | ICE-NatGas | ICE_NG | ICE | NW_Peaker | 0 | 0 | 0 | teppc | 0 | 0
PortWestwrd2-07 | PortWestwrd2_07 | Port Westward Unit 2-6 | teppc | PGE | PGE | Portland General Electric Company | PortlandGE | NW | 2015-02-01 | 2050-12-31 | 18.7 | ICE-NatGas | ICE_NG | ICE | NW_Peaker | 0 | 0 | 0 | teppc | 0 | 0
PortWestwrd2-08 | PortWestwrd2_08 | Port Westward Unit 2-7 | teppc | PGE | PGE | Portland General Electric Company | PortlandGE | NW | 2015-02-01 | 2050-12-31 | 18.7 | ICE-NatGas | ICE_NG | ICE | NW_Peaker | 0 | 0 | 0 | teppc | 0 | 0
PortWestwrd2-09 | PortWestwrd2_09 | Port Westward Unit 2-8 | teppc | PGE | PGE | Portland General Electric Company | PortlandGE | NW | 2015-02-01 | 2050-12-31 | 18.7 | ICE-NatGas | ICE_NG | ICE | NW_Peaker | 0 | 0 | 0 | teppc | 0 | 0
PortWestwrd2-10 | PortWestwrd2_10 | Port Westward Unit 2-9 | teppc | PGE | PGE | Portland General Electric Company | PortlandGE | NW | 2015-02-01 | 2050-12-31 | 18.7 | ICE-NatGas | ICE_NG | ICE | NW_Peaker | 0 | 0 | 0 | teppc | 0 | 0
PortWestwrd2-11 | PortWestwrd2_11 | Port Westward Unit 2-10 | teppc | PGE | PGE | Portland General Electric Company | PortlandGE | NW | 2015-02-01 | 2050-12-31 | 18.7 | ICE-NatGas | ICE_NG | ICE | NW_Peaker | 0 | 0 | 0 | teppc | 0 | 0
PortWestwrd2-12 | PortWestwrd2_12 | Port Westward Unit 2-12 | teppc | PGE | PGE | Portland General Electric Company | PortlandGE | NW | 2015-02-01 | 2050-12-31 | 18.7 | ICE-NatGas | ICE_NG | ICE | NW_Peaker | 0 | 0 | 0 | teppc | 0 | 0
PortWestwrd2-01 | PortWestwrd2_01 | PortWestward1CC (Total CC Plant) | teppc | PGE | PGE | Portland General Electric Company | PortlandGE | NW | 2007-07-01 | 2050-12-31 | 18.7 | ICE-NatGas | ICE_NG | ICE | NW_Peaker | 0 | 0 | 0 | teppc | 0 | 0
SUMWHT_6_SWSSR1 | SUMWHT_6_SWSSR1 |  | caiso | PGE_Valley | PGE_Valley | Pacific Gas and Electric Valley | PGE_Valley | CAISO | 1/1/1899 | 2050-12-31 | 18.5 | PVgeneric_sun | PVgeneric_sun | Solar_Fixed | CAISO_Solar | 1 | 0 | 1 | new | 1 | 0
Upper_Lillooet1 | Upper_Lillooet1 | Upper Lillooet River-1_Upper Lillooet River-1_IPP-ULL | teppc | BCHA | BCHA | British Columbia Transmission Company | BCHA_AESO | Excluded | 2016-06-01 | 2056-06-01 | 18.5 | Hydro | Hydro_Standard | Hydro | Excluded_Hydro | 0 | 0 | 0 | teppc | 0 | 0
Upper_Lillooet2 | Upper_Lillooet2 | Upper Lillooet River-2_Upper Lillooet River-2_IPP-ULL | teppc | BCHA | BCHA | British Columbia Transmission Company | BCHA_AESO | Excluded | 2016-06-01 | 2056-06-01 | 18.5 | Hydro | Hydro_Standard | Hydro | Excluded_Hydro | 0 | 0 | 0 | teppc | 0 | 0
Upper_Lillooet3 | Upper_Lillooet3 | Upper Lillooet River-3_Upper Lillooet River-3_IPP-ULL | teppc | BCHA | BCHA | British Columbia Transmission Company | BCHA_AESO | Excluded | 2016-06-01 | 2056-06-01 | 18.5 | Hydro | Hydro_Standard | Hydro | Excluded_Hydro | 0 | 0 | 0 | teppc | 0 | 0
Upper_Lillooet4 | Upper_Lillooet4 | Upper Lillooet River-4_Upper Lillooet River-4_IPP-ULL | teppc | BCHA | BCHA | British Columbia Transmission Company | BCHA_AESO | Excluded | 2016-06-01 | 2056-06-01 | 18.5 | Hydro | Hydro_Standard | Hydro | Excluded_Hydro | 0 | 0 | 0 | teppc | 0 | 0
DEVERS_1_SOLAR | DEVERS_1_SOLAR | Cascade Solar | caiso | SCE | SCE | Southern California Edison | SCE | CAISO | 2013-11-30 | 2050-12-31 | 18.5 | n/a | PVgeneric_sun | Solar_Fixed | CAISO_Solar | 1 | 1 | 0 | in old list | 1 | 0
CASTRIV2_2 | CASTRIV2_2 | CASTRIV2-2 | teppc | AESO | AESO | Alberta Electric System Operator | BCHA_AESO | Excluded | 2001-09-15 | 2050-12-31 | 18.5 | WT-Onshore | wind_onshorewind | Wind | Excluded_Wind | 0 | 0 | 0 | teppc | 0 | 0
DSABLA_7_UNIT | DSABLA_7_UNIT | De Sabla Hydro | caiso | PGE_Valley | PGE_Valley | Pacific Gas and Electric Valley | PGE_Valley | CAISO | 1963-01-01 | 2050-12-31 | 18.5 | n/a | Hydro_Standard | Hydro | CAISO_Hydro | 0 | 1 | 0 | not relevant | 1 | 0
RIOBRV_6_UNIT 1 | RIOBRV_6_UNIT_1 | KERN HYDRO (OLCESE) | caiso | PGE_Valley | PGE_Valley | Pacific Gas and Electric Valley | PGE_Valley | CAISO | 1989-05-18 | 2050-12-31 | 18.4 | n/a | Hydro_Standard | Hydro | CAISO_Hydro | 0 | 1 | 0 | not relevant | 1 | 0
INTTRB_6_UNIT | INTTRB_6_UNIT |  | caiso | PGE_Valley | PGE_Valley | Pacific Gas and Electric Valley | PGE_Valley | CAISO | 1988-06-14 | 2050-12-31 | 18.4 | n/a | wind_onshorewind | Wind | CAISO_Wind | 1 | 1 | 0 | in old list | 1 | 0
WISHON_6_UNITS | WISHON_6_UNITS | Wishon/San Joaquin #1-A AGGREGATE | caiso | PGE_Valley | PGE_Valley | Pacific Gas and Electric Valley | PGE_Valley | CAISO | 1910-01-01 | 2050-12-31 | 18.4 |  | Hydro_Standard | Hydro | CAISO_Hydro | 0 | 0 | 0 | not relevant | 0 | 0
Searchlight | Searchlight | Searchlight Solar I 1 | teppc | NEVP | NEVP | Nevada Power Company | NEVP | SW | 1985-02-01 | 2050-12-31 | 18.3 | SolarPV-NonTracking | FixedPV_sun | Solar_Fixed | SW_Solar | 0 | 0 | 0 | teppc | 0 | 0
FortPeck2 | FortPeck2 | Fort Peck-2 | teppc | WAUW | WAUW | Western Area Power Administration, Upper Great Plains – West | NWMT_WAUW | NW | 1948-02-01 | 2050-12-31 | 18.3 | Hydro | Hydro_Standard | Hydro | NW_Hydro | 0 | 0 | 0 | teppc | 0 | 0
WEY 13T1 | WEY_13T1 | WEY 13T1 | teppc | BCHA | BCHA | British Columbia Transmission Company | BCHA_AESO | Excluded | 2018-03-30 | 2050-03-30 | 18 | Bio-ICE | ICE_Biomass | Biomass/Wood | Excluded_Biomass | 0 | 0 | 0 | teppc | 0 | 0
CATLNA_2_SOLAR2 | CATLNA_2_SOLAR2 | Catalina Solar 2 | caiso | SCE | SCE | Southern California Edison | SCE | CAISO | 2015-07-22 | 2050-12-31 | 18 | n/a | PVgeneric_sun | Solar_Fixed | CAISO_Solar | 1 | 1 | 0 | in old list | 1 | 0
JAYNE_6_WLSLR | JAYNE_6_WLSLR | Westlands Solar Farm PV 1 | caiso | PGE_Valley | PGE_Valley | Pacific Gas and Electric Valley | PGE_Valley | CAISO | 2014-02-14 | 2050-12-31 | 18 | n/a | PVgeneric_sun | Solar_Fixed | CAISO_Solar | 1 | 1 | 0 | in old list | 1 | 0
CapeScott1 | CapeScott1 | Cape Scott (formerly Knob Hill Wind)-_IPP-CSS1 | teppc | BCHA | BCHA | British Columbia Transmission Company | BCHA_AESO | Excluded | 2013-10-15 | 2033-10-15 | 18 | WT-Onshore | wind_onshorewind | Wind | Excluded_Wind | 0 | 0 | 0 | teppc | 0 | 0
CapeScott3 | CapeScott3 | Cape Scott (formerly Knob Hill Wind)-_IPP-CSS3 | teppc | BCHA | BCHA | British Columbia Transmission Company | BCHA_AESO | Excluded | 2013-10-15 | 2033-10-15 | 18 | WT-Onshore | wind_onshorewind | Wind | Excluded_Wind | 0 | 0 | 0 | teppc | 0 | 0
Foothills Solar 1 | Foothills_Solar_1 | Foothills Solar 1¦Desert Sands¦Gila Bend Solar Power Plant | teppc | AZPS | AZPS | Arizona Public Service Company | AZPS | SW | 2013-01-01 | 2050-12-31 | 18 | SolarPV-Tracking | 1axPV_sun | Solar_1Axis | SW_Solar | 0 | 0 | 0 | teppc | 0 | 0
SummerviewG4 | SummerviewG4 | SummerviewG4-2 | teppc | AESO | AESO | Alberta Electric System Operator | BCHA_AESO | Excluded | 2010-02-12 | 2050-12-31 | 18 | WT-Onshore | wind_onshorewind | Wind | Excluded_Wind | 0 | 0 | 0 | teppc | 0 | 0
Raft_River1 | Raft_River1 | Raft River Geothermal Power Plant-1 | teppc | IPFE | IPFE | Idaho Far East | IPCO | NW | 2007-11-01 | 2050-12-01 | 18 | Geo-BinaryCycle | Geothermal_steam | Geothermal | NW_Geothermal | 0 | 0 | 0 | teppc | 0 | 0
KettlesHills2_4 | KettlesHills2_4 | Kettle Hills 2-4_KettlesHill2b | teppc | AESO | AESO | Alberta Electric System Operator | BCHA_AESO | Excluded | 2007-09-01 | 2050-12-01 | 18 | WT-Onshore | wind_onshorewind | Wind | Excluded_Wind | 0 | 0 | 0 | teppc | 0 | 0
FLOWD2_2_FPLWND | FLOWD2_2_FPLWND | DIABLO WINDS | caiso | PGE_Bay | PGE_Bay | Pacific Gas and Electric Bay | PGE_Bay | CAISO | 2005-05-01 | 2050-12-31 | 18 | n/a | wind_onshorewind | Wind | CAISO_Wind | 1 | 2 | 0 | in old list | 1 | 0
Aberdeen | Aberdeen | Sierra Pacific Aberdeen-GEN1 | teppc | BPAT | BPAT | Bonneville Power Administration – Transmission | BPAT | NW | 2003-02-01 | 2050-12-31 | 18 | Bio-ST | ST_Biomass | Biomass/Wood | NW_Biomass | 0 | 0 | 0 | teppc | 0 | 0
TesoroICs | TesoroICs | Tesoro ICs | teppc | PNM | PNM | Public Service Company of New Mexico | PNM_EPE | SW | 2002-01-01 | 2050-12-31 | 18 | ICE-NatGas | ICE_NG | ICE | SW_Peaker | 0 | 0 | 0 | teppc | 0 | 0
Smith Falls (EWEB) | Smith_Falls__EWEB_ | Smith Falls Hydro Project-GEN1 | teppc | BPAT | BPAT | Bonneville Power Administration – Transmission | BPAT | NW | 1990-01-01 | 2050-12-31 | 18 | Hydro | Hydro_Standard | Hydro | NW_Hydro | 0 | 0 | 0 | teppc | 0 | 0
ULTPCH_1_UNIT 1 | ULTPCH_1_UNIT_1 | Pacific Ultrapower Chinese Station | caiso | PGE_Valley | PGE_Valley | Pacific Gas and Electric Valley | PGE_Valley | CAISO | 1986-06-04 | 2050-12-31 | 18 | n/a | ST_Biomass | Biomass/Wood | CAISO_Biomass | 0 | 1 | 0 | not relevant | 1 | 0
Jersey Valley 1 | Jersey_Valley_1 | Jersey Valley Geothermal OEC 1 | teppc | SPPC | SPPC | Nevada Power Company | NEVP | SW | 1962-03-01 | 2050-12-31 | 18 | Geo-BinaryCycle | Geothermal_steam | Geothermal | SW_Geothermal | 0 | 0 | 0 | teppc | 0 | 0
Iron_Gate | Iron_Gate | Iron Gate-1 | teppc | PACW | PACW | PacifiCorp – West | PACW | NW | 1962-02-01 | 2030-01-01 | 18 | HydroRPS | Hydro_Standard | Hydro | NW_Hydro | 0 | 0 | 0 | teppc | 0 | 0
Big_Cliff_1 | Big_Cliff_1 | Big Cliff-1 | teppc | BPAT | BPAT | Bonneville Power Administration – Transmission | BPAT | NW | 1954-08-01 | 2050-12-31 | 18 | Hydro | Hydro_Standard | Hydro | NW_Hydro | 0 | 0 | 0 | teppc | 0 | 0
Cascade2_2 | Cascade2_2 | Cascade2-2 | teppc | AESO | AESO | Alberta Electric System Operator | BCHA_AESO | Excluded | 1954-01-01 | 2050-12-01 | 18 | Hydro | Hydro_Standard | Hydro | Excluded_Hydro | 0 | 0 | 0 | teppc | 0 | 0
Grayson 3 | Grayson_3 | Grayson 3 | teppc | LDWP | LDWP | Los Angeles Department of Water and Power | LADWP | LDWP | 1953-12-01 | 2050-12-31 | 18 | ST-NatGas | ST_NG | Steam | LDWP_ST | 0 | 0 | 0 | teppc | 0 | 0
Slide_Creek_1 | Slide_Creek_1 | Slide Creek-1 | teppc | PACW | PACW | PacifiCorp – West | PACW | NW | 1951-07-01 | 2050-12-31 | 18 | Hydro | Hydro_Standard | Hydro | NW_Hydro | 0 | 0 | 0 | teppc | 0 | 0
San Francisquito 2-3 | San_Francisquito_2_3 | San Francisquito 2 3 | teppc | LDWP | LDWP | Los Angeles Department of Water and Power | LADWP | LDWP | 1932-09-01 | 2050-12-31 | 18 | Hydro | Hydro_Standard | Hydro | LDWP_Hydro | 0 | 0 | 0 | teppc | 0 | 0
Mexicali2 | Mexicali2 | Mexicali-2 | teppc | CFE | CFE | Comisión Federal de Electricidad | CFE | Excluded | 1977-08-01 | 2030-01-01 | 17.73 | CT-OilDistillate | CT_Oil | CT | Excluded_Peaker | 0 | 0 | 0 | teppc | 0 | 0
Mexicali3 | Mexicali3 | Mexicali-3 | teppc | CFE | CFE | Comisión Federal de Electricidad | CFE | Excluded | 1977-08-01 | 2030-01-01 | 17.68 | CT-OilDistillate | CT_Oil | CT | Excluded_Peaker | 0 | 0 | 0 | teppc | 0 | 0
ALPAC3 | ALPAC3 | ALPAC3-1 | teppc | AESO | AESO | Alberta Electric System Operator | BCHA_AESO | Excluded | 2001-09-01 | 2050-12-01 | 17.6 | Bio-ST | ST_Biomass | Biomass/Wood | Excluded_Biomass | 0 | 0 | 0 | teppc | 0 | 0
VICTOR_1_SOLAR1 | VICTOR_1_SOLAR1 | Victor Phelan Solar One | caiso | SCE | SCE | Southern California Edison | SCE | CAISO | 2013-11-18 | 2050-12-31 | 17.5 | n/a | PVgeneric_sun | Solar_Fixed | CAISO_Solar | 1 | 1 | 0 | in old list | 1 | 0
Long_Lake_4 | Long_Lake_4 | Long Lake-4 | teppc | AVA | AVA | Avista Corp. | BPAT | NW | 1924-02-01 | 2050-12-31 | 17.5 | Hydro | Hydro_Standard | Hydro | NW_Hydro | 0 | 0 | 0 | teppc | 0 | 0
Long_Lake_3 | Long_Lake_3 | Long Lake-3 | teppc | AVA | AVA | Avista Corp. | BPAT | NW | 1919-12-01 | 2050-12-31 | 17.5 | Hydro | Hydro_Standard | Hydro | NW_Hydro | 0 | 0 | 0 | teppc | 0 | 0
Long_Lake_1 | Long_Lake_1 | Long Lake-1 | teppc | AVA | AVA | Avista Corp. | BPAT | NW | 1915-10-01 | 2050-12-31 | 17.5 | Hydro | Hydro_Standard | Hydro | NW_Hydro | 0 | 0 | 0 | teppc | 0 | 0
Long_Lake_2 | Long_Lake_2 | Long Lake-2 | teppc | AVA | AVA | Avista Corp. | BPAT | NW | 1915-10-01 | 2050-12-31 | 17.5 | Hydro | Hydro_Standard | Hydro | NW_Hydro | 0 | 0 | 0 | teppc | 0 | 0
BoxCanyonAVA4 | BoxCanyonAVA4 | Box Canyon-4 | teppc | AVA | AVA | Avista Corp. | BPAT | NW | 1955-08-01 | 2050-12-31 | 17.25 | Hydro | Hydro_Standard | Hydro | NW_Hydro | 0 | 0 | 0 | teppc | 0 | 0
SPI LI_2_UNIT 1 | SPI_LI_2_UNIT_1 |  | caiso | PGE_Valley | PGE_Valley | Pacific Gas and Electric Valley | PGE_Valley | CAISO | 1986-06-03 | 2050-12-31 | 17.2 | n/a | ST_Biomass | Biomass/Wood | CAISO_Biomass | 0 | 1 | 0 | not relevant | 1 | 0
Green_Springs | Green_Springs | Green Springs-1 | teppc | PACW | PACW | PacifiCorp – West | PACW | NW | 1960-05-01 | 2050-12-31 | 17.2 | Hydro | Hydro_Standard | Hydro | NW_Hydro | 0 | 0 | 0 | teppc | 0 | 0
Cosmo 1-2 | Cosmo_1_2 | Cosmo Specialty Fibers Plant-TG1 | teppc | BPAT | BPAT | Bonneville Power Administration – Transmission | BPAT | NW | 1957-01-01 | 2050-12-31 | 17.2 | Bio-ST | ST_Biomass | Biomass/Wood | NW_Biomass | 0 | 0 | 0 | teppc | 0 | 0
Birdsall 2 | Birdsall_2 | George Birdsall 2 | teppc | WACM | WACM | Western Area Power Administration, Colorado-Missouri Region | WACM | Excluded | 1954-03-01 | 2050-12-31 | 17.2 | ST-NatGas | ST_NG | Steam | Excluded_ST | 0 | 0 | 0 | teppc | 0 | 0
Birdsall 1 | Birdsall_1 | George Birdsall 1 | teppc | WACM | WACM | Western Area Power Administration, Colorado-Missouri Region | WACM | Excluded | 1953-08-01 | 2050-12-31 | 17.2 | ST-NatGas | ST_NG | Steam | Excluded_ST | 0 | 0 | 0 | teppc | 0 | 0
ZOND_6_UNIT | ZOND_6_UNIT | ZOND WINDSYSTEMS INC. | caiso | PGE_Bay | PGE_Bay | Pacific Gas and Electric Bay | PGE_Bay | CAISO | 1985-12-30 | 2017-08-24 | 17.1 |  | wind_onshorewind | Wind | CAISO_Wind | 1 | 1 | 0 | in old list | 1 | 0
Redding Power 1 | Redding_Power_1 | Redding Power 1 | teppc | BANC | BANC | Balancing Authority of Northern California | SMUD | BANC | 1996-05-01 | 2050-12-31 | 17.03 | CT-NatGas-Aero | CT_NG | CT | BANC_Peaker | 0 | 0 | 0 | teppc | 0 | 0
Corra_Linn_1 | Corra_Linn_1 | Corra Linn-1_Corra Linn-1_FBC-COR | teppc | BCHA | BCHA | British Columbia Transmission Company | BCHA_AESO | Excluded | 1999-11-11 | 2033-03-31 | 17 | Hydro | Hydro_Standard | Hydro | Excluded_Hydro | 0 | 0 | 0 | teppc | 0 | 0
Corra_Linn_2 | Corra_Linn_2 | Corra Linn-2_Corra Linn-2_FBC-COR | teppc | BCHA | BCHA | British Columbia Transmission Company | BCHA_AESO | Excluded | 1999-11-11 | 2033-03-31 | 17 | Hydro | Hydro_Standard | Hydro | Excluded_Hydro | 0 | 0 | 0 | teppc | 0 | 0
Corra_Linn_3 | Corra_Linn_3 | Corra Linn-3_Corra Linn-3_FBC-COR | teppc | BCHA | BCHA | British Columbia Transmission Company | BCHA_AESO | Excluded | 1999-11-11 | 2033-03-31 | 17 | Hydro | Hydro_Standard | Hydro | Excluded_Hydro | 0 | 0 | 0 | teppc | 0 | 0
ALAMO_6_UNIT | ALAMO_6_UNIT | ALAMO POWER PLANT | caiso | SCE | SCE | Southern California Edison | SCE | CAISO | 1986-01-01 | 2050-12-31 | 17 | n/a | Hydro_Standard | Hydro | CAISO_Hydro | 0 | 0 | 0 | not relevant | 0 | 0
TANHIL_6_SOLART | TANHIL_6_SOLART | Berry Cogen 18 | caiso | PGE_Valley | PGE_Valley | Pacific Gas and Electric Valley | PGE_Valley | CAISO | 1986-01-01 | 2050-12-31 | 17 | CT-NatGas-Aero | PVgeneric_sun | Solar_Fixed | CAISO_Solar | 1 | 0 | 1 | old | 1 | 0
RECTOR_2_QF | RECTOR_2_QF | RECTOR QFS | caiso | SCE | SCE | Southern California Edison | SCE | CAISO | 1984-01-01 | 2050-12-31 | 17 | n/a | Cogen_NG | Cogen | CAISO_CHP | 0 | 1 | 0 | not relevant | 1 | 0
Ben French GT4 | Ben_French_GT4 | Ben French GT GT4 | teppc | WACM | WACM | Western Area Power Administration, Colorado-Missouri Region | WACM | Excluded | 1979-06-01 | 2050-12-31 | 17 | CT-NatGas-Industrial | CT_NG | CT | Excluded_Peaker | 0 | 0 | 0 | teppc | 0 | 0
Ben French GT3 | Ben_French_GT3 | Ben French GT GT3 | teppc | WACM | WACM | Western Area Power Administration, Colorado-Missouri Region | WACM | Excluded | 1978-06-01 | 2050-12-31 | 17 | CT-NatGas-Industrial | CT_NG | CT | Excluded_Peaker | 0 | 0 | 0 | teppc | 0 | 0
Ben French GT2 | Ben_French_GT2 | Ben French GT GT2 | teppc | WACM | WACM | Western Area Power Administration, Colorado-Missouri Region | WACM | Excluded | 1977-08-01 | 2050-12-31 | 17 | CT-NatGas-Industrial | CT_NG | CT | Excluded_Peaker | 0 | 0 | 0 | teppc | 0 | 0
Ben French GT1 | Ben_French_GT1 | Ben French GT GT1 | teppc | WACM | WACM | Western Area Power Administration, Colorado-Missouri Region | WACM | Excluded | 1977-07-01 | 2050-12-31 | 17 | CT-NatGas-Industrial | CT_NG | CT | Excluded_Peaker | 0 | 0 | 0 | teppc | 0 | 0
Alamosa 1 | Alamosa_1 | Alamosa CT1 | teppc | PSCO | PSCO | Public Service Company of Colorado | PSCO | Excluded | 1972-12-01 | 2050-12-31 | 17 | CT-NatGas-Industrial | CT_NG | CT | Excluded_Peaker | 0 | 0 | 0 | teppc | 0 | 0
Fruita | Fruita | Fruita 1 | teppc | PSCO | PSCO | Public Service Company of Colorado | PSCO | Excluded | 1972-12-01 | 2030-01-01 | 17 | CT-NatGas-Industrial | CT_NG | CT | Excluded_Peaker | 0 | 0 | 0 | teppc | 0 | 0
Bearspaw_1 | Bearspaw_1 | Bearspaw-1 | teppc | AESO | AESO | Alberta Electric System Operator | BCHA_AESO | Excluded | 1954-01-01 | 2050-12-01 | 17 | Hydro | Hydro_Standard | Hydro | Excluded_Hydro | 0 | 0 | 0 | teppc | 0 | 0
Cascade1_1 | Cascade1_1 | Cascade1-1 | teppc | AESO | AESO | Alberta Electric System Operator | BCHA_AESO | Excluded | 1954-01-01 | 2050-12-01 | 17 | Hydro | Hydro_Standard | Hydro | Excluded_Hydro | 0 | 0 | 0 | teppc | 0 | 0
Rundle1_1 | Rundle1_1 | Rundle1-1 | teppc | AESO | AESO | Alberta Electric System Operator | BCHA_AESO | Excluded | 1951-01-01 | 2050-12-01 | 17 | Hydro | Hydro_Standard | Hydro | Excluded_Hydro | 0 | 0 | 0 | teppc | 0 | 0
WESTLOCKG1_1 | WESTLOCKG1_1 | WESTLOCKG1-1 | teppc | AESO | AESO | Alberta Electric System Operator | BCHA_AESO | Excluded | 1996-01-01 | 2050-12-01 | 16.9 | Bio-ST | ST_Biomass | Biomass/Wood | Excluded_Biomass | 0 | 0 | 0 | teppc | 0 | 0
Foote_Creek4 | Foote_Creek4 | Foote Creek IV-GEN1 | teppc | IPFE | IPFE | Idaho Far East | IPCO | NW | 2000-08-01 | 2050-12-31 | 16.8 | WT-Onshore | wind_onshorewind | Wind | NW_Wind | 0 | 0 | 0 | teppc | 0 | 0
SouthForkTolt | SouthForkTolt | South Fork Tolt-1 | teppc | SCL | SCL | Seattle Department of Lighting | BPAT | NW | 1995-11-01 | 2050-12-31 | 16.8 | Hydro | Hydro_Standard | Hydro | NW_Hydro | 0 | 0 | 0 | teppc | 0 | 0
LAMONT_1_SOLAR5 | LAMONT_1_SOLAR5 | Redcrest Solar Farm | caiso | PGE_Valley | PGE_Valley | Pacific Gas and Electric Valley | PGE_Valley | CAISO | 2015-10-30 | 2050-12-31 | 16.66 | n/a | PVgeneric_sun | Solar_Fixed | CAISO_Solar | 1 | 1 | 0 | in old list | 1 | 0
Ashlu_Creek_1 | Ashlu_Creek_1 | Ashlu Creek-1_Ashlu Creek-1_IPP-ASL | teppc | BCHA | BCHA | British Columbia Transmission Company | BCHA_AESO | Excluded | 2009-11-30 | 2039-11-29 | 16.63 | Hydro | Hydro_Standard | Hydro | Excluded_Hydro | 0 | 0 | 0 | teppc | 0 | 0
Ashlu_Creek_2 | Ashlu_Creek_2 | Ashlu Creek-2_Ashlu Creek-2_IPP-ASL | teppc | BCHA | BCHA | British Columbia Transmission Company | BCHA_AESO | Excluded | 2009-11-30 | 2039-11-29 | 16.63 | Hydro | Hydro_Standard | Hydro | Excluded_Hydro | 0 | 0 | 0 | teppc | 0 | 0
Ashlu_Creek_3 | Ashlu_Creek_3 | Ashlu Creek-3_Ashlu Creek-3_IPP-ASL | teppc | BCHA | BCHA | British Columbia Transmission Company | BCHA_AESO | Excluded | 2009-11-30 | 2039-11-29 | 16.63 | Hydro | Hydro_Standard | Hydro | Excluded_Hydro | 0 | 0 | 0 | teppc | 0 | 0
Canyon_Ferry_2 | Canyon_Ferry_2 | Canyon Ferry-2 | teppc | NWMT | NWMT | NorthWestern Energy | NWMT_WAUW | NW | 1954-04-01 | 2050-12-31 | 16.6 | Hydro | Hydro_Standard | Hydro | NW_Hydro | 0 | 0 | 0 | teppc | 0 | 0
Canyon_Ferry_3 | Canyon_Ferry_3 | Canyon Ferry-3 | teppc | NWMT | NWMT | NorthWestern Energy | NWMT_WAUW | NW | 1954-03-01 | 2050-12-31 | 16.6 | Hydro | Hydro_Standard | Hydro | NW_Hydro | 0 | 0 | 0 | teppc | 0 | 0
Canyon_Ferry_1 | Canyon_Ferry_1 | Canyon Ferry-1 | teppc | NWMT | NWMT | NorthWestern Energy | NWMT_WAUW | NW | 1953-12-01 | 2050-12-31 | 16.6 | Hydro | Hydro_Standard | Hydro | NW_Hydro | 0 | 0 | 0 | teppc | 0 | 0
Mazeppa_1 | Mazeppa_1 | MFC Mazeppa 1 | teppc | AESO | AESO | Alberta Electric System Operator | BCHA_AESO | Excluded | 2015-05-01 | 2050-12-31 | 16.5 | CT-NatGas-Industrial | CT_NG | CT | Excluded_Peaker | 0 | 0 | 0 | teppc | 0 | 0
Casper_Wind | Casper_Wind | Casper Wind Farm-CWGT | teppc | PAWY | PAWY | Wyoming, PACE Utility | PACE | NW | 2009-11-01 | 2050-12-31 | 16.5 | WT-Onshore | wind_onshorewind | Wind | NW_Wind | 0 | 0 | 0 | teppc | 0 | 0
Pilot Knob 1 | Pilot_Knob_1 | Pilot Knob 1 | teppc | IID | IID | Imperial Irrigation District | IID | IID | 2008-06-01 | 2050-12-01 | 16.5 | Hydro | Hydro_Standard | Hydro | IID_Hydro | 0 | 0 | 0 | teppc | 0 | 0
Pilot Knob 2 | Pilot_Knob_2 | Pilot Knob 2 | teppc | IID | IID | Imperial Irrigation District | IID | IID | 1991-12-01 | 2050-12-31 | 16.5 | Hydro | Hydro_Standard | Hydro | IID_Hydro | 0 | 0 | 0 | teppc | 0 | 0
CHEVCO_6_UNIT 1 | CHEVCO_6_UNIT_1 | CHEVRON USA (COALINGA) | caiso | PGE_Valley | PGE_Valley | Pacific Gas and Electric Valley | PGE_Valley | CAISO | 1986-01-17 | 2050-12-31 | 16.5 | CT-NatGas-Aero | Cogen_NG | Cogen | CAISO_CHP | 0 | 0 | 0 | not relevant | 0 | 0
BUCKWD_1_QF | BUCKWD_1_QF |  | caiso | SCE | SCE | Southern California Edison | SCE | CAISO | 1984-12-13 | 2050-12-31 | 16.5 | n/a | wind_onshorewind | Wind | CAISO_Wind | 1 | 0 | 1 | old | 1 | 0
GARNET_1_UNITS | GARNET_1_UNITS |  | caiso | SCE | SCE | Southern California Edison | SCE | CAISO | 1975-07-01 | 2050-12-31 | 16.5 | n/a | wind_onshorewind | Wind | CAISO_Wind | 1 | 1 | 0 | in old list | 1 | 0
Ghost_Pine_G1_1 | Ghost_Pine_G1_1 | Ghost Pine G1-1 | teppc | AESO | AESO | Alberta Electric System Operator | BCHA_AESO | Excluded | 2010-12-01 | 2050-12-31 | 16.32 | WT-Onshore | wind_onshorewind | Wind | Excluded_Wind | 0 | 0 | 0 | teppc | 0 | 0
Ghost_Pine_G2_2 | Ghost_Pine_G2_2 | Ghost Pine G2-2 | teppc | AESO | AESO | Alberta Electric System Operator | BCHA_AESO | Excluded | 2010-12-01 | 2050-12-31 | 16.32 | WT-Onshore | wind_onshorewind | Wind | Excluded_Wind | 0 | 0 | 0 | teppc | 0 | 0
Ghost_Pine_G3_3 | Ghost_Pine_G3_3 | Ghost Pine G3-3 | teppc | AESO | AESO | Alberta Electric System Operator | BCHA_AESO | Excluded | 2010-12-01 | 2050-12-31 | 16.32 | WT-Onshore | wind_onshorewind | Wind | Excluded_Wind | 0 | 0 | 0 | teppc | 0 | 0
Ghost_Pine_G4_4 | Ghost_Pine_G4_4 | Ghost Pine G4-4 | teppc | AESO | AESO | Alberta Electric System Operator | BCHA_AESO | Excluded | 2010-12-01 | 2050-12-31 | 16.32 | WT-Onshore | wind_onshorewind | Wind | Excluded_Wind | 0 | 0 | 0 | teppc | 0 | 0
Ghost_Pine_G5_5 | Ghost_Pine_G5_5 | Ghost Pine G5-5 | teppc | AESO | AESO | Alberta Electric System Operator | BCHA_AESO | Excluded | 2010-12-01 | 2050-12-31 | 16.32 | WT-Onshore | wind_onshorewind | Wind | Excluded_Wind | 0 | 0 | 0 | teppc | 0 | 0
LamontUprStave1 | LamontUprStave1 | Lamont (LMN, Upper Stave Energy)-1_Lamont (LMN, Upper Stave Energy)-1_IPP-LMN | teppc | BCHA | BCHA | British Columbia Transmission Company | BCHA_AESO | Excluded | 2009-10-01 | 2049-11-02 | 16.26 | Hydro | Hydro_Standard | Hydro | Excluded_Hydro | 0 | 0 | 0 | teppc | 0 | 0
LamontUprStave2 | LamontUprStave2 | Lamont (LMN, Upper Stave Energy)-2_Lamont (LMN, Upper Stave Energy)-2_IPP-LMN | teppc | BCHA | BCHA | British Columbia Transmission Company | BCHA_AESO | Excluded | 2009-10-01 | 2049-11-02 | 16.26 | Hydro | Hydro_Standard | Hydro | Excluded_Hydro | 0 | 0 | 0 | teppc | 0 | 0
EnelCoveFort1-1 | EnelCoveFort1_1 | Enel Cove Fort-1-1 | teppc | PAUT | PAUT | Utah, PACE Utility | PACE | NW | 2013-12-31 | 2050-04-15 | 16.25 | Geo-BinaryCycle | Geothermal_steam | Geothermal | NW_Geothermal | 0 | 0 | 0 | teppc | 0 | 0
EnelCoveFort1-2 | EnelCoveFort1_2 | Enel Cove Fort-1-2 | teppc | PAUT | PAUT | Utah, PACE Utility | PACE | NW | 2013-12-31 | 2050-04-15 | 16.25 | Geo-BinaryCycle | Geothermal_steam | Geothermal | NW_Geothermal | 0 | 0 | 0 | teppc | 0 | 0
EnelCoveFort1-3 | EnelCoveFort1_3 | Enel Cove Fort-1-3 | teppc | PAUT | PAUT | Utah, PACE Utility | PACE | NW | 2013-12-31 | 2050-04-15 | 16.25 | Geo-BinaryCycle | Geothermal_steam | Geothermal | NW_Geothermal | 0 | 0 | 0 | teppc | 0 | 0
EnelCoveFort1-4 | EnelCoveFort1_4 | Enel Cove Fort-1-4 | teppc | PAUT | PAUT | Utah, PACE Utility | PACE | NW | 2013-12-31 | 2050-04-15 | 16.25 | Geo-BinaryCycle | Geothermal_steam | Geothermal | NW_Geothermal | 0 | 0 | 0 | teppc | 0 | 0
KettlesHills3_6 | KettlesHills3_6 | Kettle Hills 3-6_KettlesHill5b | teppc | BCHA | BCHA | British Columbia Transmission Company | BCHA_AESO | Excluded | 2007-09-01 | 2050-12-01 | 16.2 | WT-Onshore | wind_onshorewind | Wind | Excluded_Wind | 0 | 0 | 0 | teppc | 0 | 0
SNDBAR_7_UNIT 1 | SNDBAR_7_UNIT_1 | SANDBAR | caiso | PGE_Valley | PGE_Valley | Pacific Gas and Electric Valley | PGE_Valley | CAISO | 1986-05-19 | 2050-12-31 | 16.2 | n/a | Hydro_Standard | Hydro | CAISO_Hydro | 0 | 1 | 0 | not relevant | 1 | 0
VENWD_1_WIND2 | VENWD_1_WIND2 | Windpark Unlimited 2 | caiso | SCE | SCE | Southern California Edison | SCE | CAISO | 1985-12-31 | 2050-12-31 | 16.05 | n/a | wind_onshorewind | Wind | CAISO_Wind | 1 | 0 | 1 | old | 1 | 0
Avalon Solar II | Avalon_Solar_II | Avalon Solar II Project ASII | teppc | TEPC | TEPC | Tucson Electric Power Company | TEPC | SW | 2016-03-01 | 2050-12-31 | 16 | SolarPV-NonTracking | FixedPV_sun | Solar_Fixed | SW_Solar | 0 | 0 | 0 | teppc | 0 | 0
NRGrnWndfallPwr | NRGrnWndfallPwr | NRGreen Power Windfall Power-1 | teppc | AESO | AESO | Alberta Electric System Operator | BCHA_AESO | Excluded | 2013-08-01 | 2050-12-31 | 16 | CT-NatGas-Industrial | CT_NG | CT | Excluded_Peaker | 0 | 0 | 0 | teppc | 0 | 0
KamloopsGreen2 | KamloopsGreen2 | Kamloops Green Energy-2_Kamloops Green Energy-2_IPP-WEY | teppc | BCHA | BCHA | British Columbia Transmission Company | BCHA_AESO | Excluded | 2012-12-01 | 2027-12-15 | 16 | Bio-ST | ST_Biomass | Biomass/Wood | Excluded_Biomass | 0 | 0 | 0 | teppc | 0 | 0
WinteringHills1 | WinteringHills1 | Suncor Wintering Hills-G1 | teppc | AESO | AESO | Alberta Electric System Operator | BCHA_AESO | Excluded | 2011-09-01 | 2050-12-31 | 16 | WT-Onshore | wind_onshorewind | Wind | Excluded_Wind | 0 | 0 | 0 | teppc | 0 | 0
WinteringHills4 | WinteringHills4 | Suncor Wintering Hills-G4 | teppc | AESO | AESO | Alberta Electric System Operator | BCHA_AESO | Excluded | 2011-09-01 | 2050-12-31 | 16 | WT-Onshore | wind_onshorewind | Wind | Excluded_Wind | 0 | 0 | 0 | teppc | 0 | 0
Greater Sandhill 1 | Greater_Sandhill_1 | Greater Sandhill I-GS-P1 | teppc | PSCO | PSCO | Public Service Company of Colorado | PSCO | Excluded | 2011-01-01 | 2050-12-31 | 16 | SolarPV-Tracking | 1axPV_sun | Solar_1Axis | Excluded_Solar | 0 | 0 | 0 | teppc | 0 | 0
North Brawley 01 | North_Brawley_01 | North Brawley GE1 | teppc | IID | IID | Imperial Irrigation District | IID | IID | 2010-04-15 | 2050-12-31 | 16 | Geo-BinaryCycle | Geothermal_steam | Geothermal | IID_Geothermal | 0 | 0 | 0 | teppc | 0 | 0
North Brawley 02 | North_Brawley_02 | North Brawley GE2 | teppc | IID | IID | Imperial Irrigation District | IID | IID | 2010-04-15 | 2050-12-31 | 16 | Geo-BinaryCycle | Geothermal_steam | Geothermal | IID_Geothermal | 0 | 0 | 0 | teppc | 0 | 0
North Brawley 03 | North_Brawley_03 | North Brawley GE3 | teppc | IID | IID | Imperial Irrigation District | IID | IID | 2010-04-15 | 2050-12-31 | 16 | Geo-BinaryCycle | Geothermal_steam | Geothermal | IID_Geothermal | 0 | 0 | 0 | teppc | 0 | 0
North Brawley 04 | North_Brawley_04 | North Brawley GE4 | teppc | IID | IID | Imperial Irrigation District | IID | IID | 2010-04-15 | 2050-12-31 | 16 | Geo-BinaryCycle | Geothermal_steam | Geothermal | IID_Geothermal | 0 | 0 | 0 | teppc | 0 | 0
North Brawley 05 | North_Brawley_05 | North Brawley Geothermal Plant 5 | teppc | IID | IID | Imperial Irrigation District | IID | IID | 2010-04-15 | 2050-12-31 | 16 | Geo-BinaryCycle | Geothermal_steam | Geothermal | IID_Geothermal | 0 | 0 | 0 | teppc | 0 | 0
North Brawley 06 | North_Brawley_06 | North Brawley Geothermal Plant 6 | teppc | IID | IID | Imperial Irrigation District | IID | IID | 2010-04-15 | 2050-12-31 | 16 | Geo-BinaryCycle | Geothermal_steam | Geothermal | IID_Geothermal | 0 | 0 | 0 | teppc | 0 | 0
Snowflake White Mtn | Snowflake_White_Mtn | Novo-BioPower Plant G3¦Snowflake White Mountain Power G3¦Abitibi | teppc | AZPS | AZPS | Arizona Public Service Company | AZPS | SW | 2008-06-01 | 2050-12-31 | 16 | Bio-ST | ST_Biomass | Biomass/Wood | SW_Biomass | 0 | 0 | 0 | teppc | 0 | 0
Heber II | Heber_II | Second Imperial Geothermal Company - Heber II 13-14¦SIGC92_13.8_HEBER_IMPERIAL¦GPGOII | teppc | IID | IID | Imperial Irrigation District | IID | IID | 2008-04-01 | 2050-12-31 | 16 | Geo-BinaryCycle | Geothermal_steam | Geothermal | IID_Geothermal | 0 | 0 | 0 | teppc | 0 | 0
Heber South 1 | Heber_South_1 | Heber South 1¦HEBER SOUTH GEOTHERMAL¦GPHEBS | teppc | IID | IID | Imperial Irrigation District | IID | IID | 2008-04-01 | 2050-12-31 | 16 | Geo-BinaryCycle | Geothermal_steam | Geothermal | IID_Geothermal | 0 | 0 | 0 | teppc | 0 | 0
UofA1 | UofA1 | U of A 1-1 | teppc | AESO | AESO | Alberta Electric System Operator | BCHA_AESO | Excluded | 2000-01-01 | 2050-12-01 | 16 | CT-AB-Cogen | Cogen_NG | Cogen | Excluded_CHP | 0 | 0 | 0 | teppc | 0 | 0
L_Bonnington_1 | L_Bonnington_1 | L Bonnington-1_L Bonnington-1_FBC-LBO | teppc | BCHA | BCHA | British Columbia Transmission Company | BCHA_AESO | Excluded | 1999-11-11 | 2033-03-31 | 16 | Hydro | Hydro_Standard | Hydro | Excluded_Hydro | 0 | 0 | 0 | teppc | 0 | 0
L_Bonnington_2 | L_Bonnington_2 | L Bonnington-2_L Bonnington-2_FBC-LBO | teppc | BCHA | BCHA | British Columbia Transmission Company | BCHA_AESO | Excluded | 1999-11-11 | 2033-03-31 | 16 | Hydro | Hydro_Standard | Hydro | Excluded_Hydro | 0 | 0 | 0 | teppc | 0 | 0
Navajo Dam 1 | Navajo_Dam_1 | Navajo Dam 1 | teppc | WALC | WALC | Western Area Power Administration, Lower Colorado Region | WALC | SW | 1989-01-01 | 2050-12-31 | 16 | Hydro | Hydro_Standard | Hydro | SW_Hydro | 0 | 0 | 0 | teppc | 0 | 0
Navajo Dam 2 | Navajo_Dam_2 | Navajo Dam 2 | teppc | WALC | WALC | Western Area Power Administration, Lower Colorado Region | WALC | SW | 1989-01-01 | 2050-12-31 | 16 | Hydro | Hydro_Standard | Hydro | SW_Hydro | 0 | 0 | 0 | teppc | 0 | 0
Douglas 1 | Douglas_1 | Douglas 1 | teppc | AZPS | AZPS | Arizona Public Service Company | AZPS | SW | 1972-05-01 | 2050-12-31 | 16 | CT-OilDistillate | CT_Oil | CT | SW_Peaker | 0 | 0 | 0 | teppc | 0 | 0
US_Magnesium1 | US_Magnesium1 | US Magnesium-GT1 | teppc | PAUT | PAUT | Utah, PACE Utility | PACE | NW | 1972-01-01 | 2050-12-31 | 16 | CT-NatGas-Aero | CT_NG | CT | NW_Peaker | 0 | 0 | 0 | teppc | 0 | 0
US_Magnesium2 | US_Magnesium2 | US Magnesium-GT2 | teppc | PAUT | PAUT | Utah, PACE Utility | PACE | NW | 1972-01-01 | 2050-12-31 | 16 | CT-NatGas-Aero | CT_NG | CT | NW_Peaker | 0 | 0 | 0 | teppc | 0 | 0
US_Magnesium3 | US_Magnesium3 | US Magnesium-GT3 | teppc | PAUT | PAUT | Utah, PACE Utility | PACE | NW | 1972-01-01 | 2050-12-31 | 16 | CT-NatGas-Aero | CT_NG | CT | NW_Peaker | 0 | 0 | 0 | teppc | 0 | 0
FMEADO_7_UNIT | FMEADO_7_UNIT | FRENCH MEADOWS HYDRO | caiso | PGE_Valley | PGE_Valley | Pacific Gas and Electric Valley | PGE_Valley | CAISO | 1966-01-01 | 2050-12-31 | 16 | n/a | Hydro_Standard | Hydro | CAISO_Hydro | 0 | 1 | 0 | not relevant | 1 | 0
GHOST2_2 | GHOST2_2 | GHOST2-2 | teppc | AESO | AESO | Alberta Electric System Operator | BCHA_AESO | Excluded | 1929-01-01 | 2050-12-01 | 16 | Hydro | Hydro_Standard | Hydro | Excluded_Hydro | 0 | 0 | 0 | teppc | 0 | 0
GHOST3_3 | GHOST3_3 | GHOST3-3 | teppc | AESO | AESO | Alberta Electric System Operator | BCHA_AESO | Excluded | 1929-01-01 | 2050-12-01 | 16 | Hydro | Hydro_Standard | Hydro | Excluded_Hydro | 0 | 0 | 0 | teppc | 0 | 0
Prospect2-2 | Prospect2_2 | Prospect 2-2 | teppc | PACW | PACW | PacifiCorp – West | PACW | NW | 1928-02-01 | 2050-12-31 | 16 | Hydro | Hydro_Standard | Hydro | NW_Hydro | 0 | 0 | 0 | teppc | 0 | 0
Prospect2-1 | Prospect2_1 | Prospect 2-1 | teppc | PACW | PACW | PacifiCorp – West | PACW | NW | 1928-01-01 | 2050-12-31 | 16 | Hydro | Hydro_Standard | Hydro | NW_Hydro | 0 | 0 | 0 | teppc | 0 | 0
Simplot_Leasing | Simplot_Leasing | Simplot Leasing Don Plant-GEN1 | teppc | IPFE | IPFE | Idaho Far East | IPCO | NW | 1986-02-01 | 2050-12-31 | 15.9 | ST-Other | ST_Unknown | Steam | NW_Peaker | 0 | 0 | 0 | teppc | 0 | 0
BISHOP_1_UNITS | BISHOP_1_UNITS | BISHOP CREEK PLANT 3 AND 4 | caiso | SCE | SCE | Southern California Edison | SCE | CAISO | 1905-01-01 | 2050-12-31 | 15.8 | n/a | Hydro_Standard | Hydro | CAISO_Hydro | 0 | 2 | 0 | not relevant | 1 | 0
LongLake1 | LongLake1 | Long Lake Hydro-1_Long Lake Hydro-1_IPP-LNL | teppc | BCHA | BCHA | British Columbia Transmission Company | BCHA_AESO | Excluded | 2013-10-30 | 2053-09-30 | 15.5 | Hydro | Hydro_Standard | Hydro | Excluded_Hydro | 0 | 0 | 0 | teppc | 0 | 0
LongLake2 | LongLake2 | Long Lake Hydro-2_Long Lake Hydro-2_IPP-LNL | teppc | BCHA | BCHA | British Columbia Transmission Company | BCHA_AESO | Excluded | 2013-10-30 | 2053-09-30 | 15.5 | Hydro | Hydro_Standard | Hydro | Excluded_Hydro | 0 | 0 | 0 | teppc | 0 | 0
WLDWD_1_SOLAR2 | WLDWD_1_SOLAR2 | Wildwood Solar 2 | caiso | SCE | SCE | Southern California Edison | SCE | CAISO | 1/1/1899 | 2050-12-31 | 15 | PVgeneric_sun | PVgeneric_sun | Solar_Fixed | CAISO_Solar | 1 | 1 | 0 | in old list | 1 | 0
Brooks JBS | Brooks_JBS | Brooks JBS BluEarth | teppc | AESO | AESO | Alberta Electric System Operator | BCHA_AESO | Excluded | 2018-06-19 | 2050-03-30 | 15 | CT-NatGas-Industrial | CT_NG | CT | Excluded_Peaker | 0 | 0 | 0 | teppc | 0 | 0
MLW W | MLW_W | MLW W | teppc | BCHA | BCHA | British Columbia Transmission Company | BCHA_AESO | Excluded | 2018-03-30 | 2050-03-30 | 15 | WT-Onshore | wind_onshorewind | Wind | Excluded_Wind | 0 | 0 | 0 | teppc | 0 | 0
CEDUCR_2_SOLAR3 | CEDUCR_2_SOLAR3 | Ducor Solar 3 | caiso | SCE | SCE | Southern California Edison | SCE | CAISO | 2016-12-23 | 2050-12-31 | 15 | PVgeneric_sun | PVgeneric_sun | Solar_Fixed | CAISO_Solar | 1 | 1 | 0 | in old list | 1 | 0
PWF W | PWF_W | PWF W | teppc | BCHA | BCHA | British Columbia Transmission Company | BCHA_AESO | Excluded | 2016-12-07 | 2050-03-30 | 15 | Hydro | Hydro_Standard | Hydro | Excluded_Hydro | 0 | 0 | 0 | teppc | 0 | 0
MRLSDS_6_SOLAR1 | MRLSDS_6_SOLAR1 | Morelos Solar | caiso | PGE_Valley | PGE_Valley | Pacific Gas and Electric Valley | PGE_Valley | CAISO | 2015-11-25 | 2050-12-31 | 15 | n/a | PVgeneric_sun | Solar_Fixed | CAISO_Solar | 1 | 1 | 0 | in old list | 1 | 0
CAMLOT_2_SOLAR2 | CAMLOT_2_SOLAR2 | Columbia Two | caiso | SCE | SCE | Southern California Edison | SCE | CAISO | 2014-12-10 | 2050-12-31 | 15 | n/a | PVgeneric_sun | Solar_Fixed | CAISO_Solar | 1 | 3 | 0 | in old list | 1 | 0
Judy Creek_1 | Judy_Creek_1 | Pengrowth Judy Creek 1 | teppc | BCHA | BCHA | British Columbia Transmission Company | BCHA_AESO | Excluded | 2014-06-01 | 2050-12-31 | 15 | CT-NatGas-Industrial | CT_NG | CT | Excluded_Peaker | 0 | 0 | 0 | teppc | 0 | 0
Kokish_River_1 | Kokish_River_1 | Kokish River-1_Kokish River-1_IPP-KKS | teppc | BCHA | BCHA | British Columbia Transmission Company | BCHA_AESO | Excluded | 2014-04-01 | 2054-04-01 | 15 | Hydro | Hydro_Standard | Hydro | Excluded_Hydro | 0 | 0 | 0 | teppc | 0 | 0
Kokish_River_2 | Kokish_River_2 | Kokish River-2_Kokish River-2_IPP-KKS | teppc | BCHA | BCHA | British Columbia Transmission Company | BCHA_AESO | Excluded | 2014-04-01 | 2054-04-01 | 15 | Hydro | Hydro_Standard | Hydro | Excluded_Hydro | 0 | 0 | 0 | teppc | 0 | 0
Kokish_River_3 | Kokish_River_3 | Kokish River-3_Kokish River-3_IPP-KKS | teppc | BCHA | BCHA | British Columbia Transmission Company | BCHA_AESO | Excluded | 2014-04-01 | 2054-04-01 | 15 | Hydro | Hydro_Standard | Hydro | Excluded_Hydro | 0 | 0 | 0 | teppc | 0 | 0
CarsonCreek_1 | CarsonCreek_1 | Pengrowth Carson Creek 1 | teppc | BCHA | BCHA | British Columbia Transmission Company | BCHA_AESO | Excluded | 2014-02-01 | 2050-12-31 | 15 | CT-NatGas-Industrial | CT_NG | CT | Excluded_Peaker | 0 | 0 | 0 | teppc | 0 | 0
SCHNDR_1_FIVPTS | SCHNDR_1_FIVPTS |  | caiso | PGE_Valley | PGE_Valley | Pacific Gas and Electric Valley | PGE_Valley | CAISO | 2011-10-07 | 2050-12-31 | 15 | n/a | PVgeneric_sun | Solar_Fixed | CAISO_Solar | 1 | 1 | 0 | in old list | 1 | 0
UofC_Cgn1 | UofC_Cgn1 | UofC Cogeneration-1 | teppc | BCHA | BCHA | British Columbia Transmission Company | BCHA_AESO | Excluded | 2011-10-01 | 2050-12-31 | 15 | CT-NatGas-Industrial | CT_NG | CT | Excluded_Peaker | 0 | 0 | 0 | teppc | 0 | 0
SCHNDR_1_WSTSDE | SCHNDR_1_WSTSDE |  | caiso | PGE_Valley | PGE_Valley | Pacific Gas and Electric Valley | PGE_Valley | CAISO | 2011-09-13 | 2050-12-31 | 15 | n/a | PVgeneric_sun | Solar_Fixed | CAISO_Solar | 1 | 1 | 0 | in old list | 1 | 0
Jersey Valley 2 | Jersey_Valley_2 | Jersey Valley Geothermal OEC 2 | teppc | SPPC | SPPC | Nevada Power Company | NEVP | SW | 2011-08-30 | 2050-12-31 | 15 | Geo-BinaryCycle | Geothermal_steam | Geothermal | SW_Geothermal | 0 | 0 | 0 | teppc | 0 | 0
WeyerhaeuserBio | WeyerhaeuserBio | Weyerhaeuser Biomass-1 | teppc | AESO | AESO | Alberta Electric System Operator | BCHA_AESO | Excluded | 2011-03-01 | 2050-12-31 | 15 | Bio-ST | ST_Biomass | Biomass/Wood | Excluded_Biomass | 0 | 0 | 0 | teppc | 0 | 0
Ormesa II OEC21 | Ormesa_II_OEC21 | Ormesa Geothermal II OEC21¦Ormat ORMESA_2 unit 1 | teppc | IID | IID | Imperial Irrigation District | IID | IID | 2010-04-15 | 2050-12-31 | 15 | Geo-BinaryCycle | Geothermal_steam | Geothermal | IID_Geothermal | 0 | 0 | 0 | teppc | 0 | 0
Ormesa II OEC22 | Ormesa_II_OEC22 | Ormesa Geothermal II OEC22¦Ormat ORMESA_2 unit 2 | teppc | IID | IID | Imperial Irrigation District | IID | IID | 2010-04-15 | 2050-12-31 | 15 | Geo-BinaryCycle | Geothermal_steam | Geothermal | IID_Geothermal | 0 | 0 | 0 | teppc | 0 | 0
BiomassOneGE2 | BiomassOneGE2 | Biomass One LP-GE-2 | teppc | PACW | PACW | PacifiCorp – West | PACW | NW | 2009-01-01 | 2050-12-31 | 15 | Bio-ST | ST_Biomass | Biomass/Wood | NW_Biomass | 0 | 0 | 0 | teppc | 0 | 0
Galena 3-1 | Galena_3_1 | Galena 3 Geothermal GEN1 | teppc | SPPC | SPPC | Nevada Power Company | NEVP | SW | 2008-02-01 | 2050-12-31 | 15 | Geo-BinaryCycle | Geothermal_steam | Geothermal | SW_Geothermal | 0 | 0 | 0 | teppc | 0 | 0
Galena 3-2 | Galena_3_2 | Galena 3 Geothermal Power Plant-GEN2 | teppc | SPPC | SPPC | Nevada Power Company | NEVP | SW | 2008-02-01 | 2050-12-31 | 15 | Geo-BinaryCycle | Geothermal_steam | Geothermal | SW_Geothermal | 0 | 0 | 0 | teppc | 0 | 0
Richard Burdette 1 | Richard_Burdette_1 | Richard Burdette Geothermal Project (Galena 1-1) 1 | teppc | SPPC | SPPC | Nevada Power Company | NEVP | SW | 2005-11-01 | 2050-12-31 | 15 | Geo-BinaryCycle | Geothermal_steam | Geothermal | SW_Geothermal | 0 | 0 | 0 | teppc | 0 | 0
Richard Burdette 2 | Richard_Burdette_2 | Richard Burdette Geothermal Project (Galena 1-2) OEC2 | teppc | SPPC | SPPC | Nevada Power Company | NEVP | SW | 2005-11-01 | 2050-12-31 | 15 | Geo-BinaryCycle | Geothermal_steam | Geothermal | SW_Geothermal | 0 | 0 | 0 | teppc | 0 | 0
ToledoMill1 | ToledoMill1 | Georgia Pacific Toledo Mill-TG1 | teppc | PNM | PNM | Public Service Company of New Mexico | PNM_EPE | SW | 2004-12-01 | 2050-12-31 | 15 | Bio-ST | ST_Biomass | Biomass/Wood | SW_Biomass | 0 | 0 | 0 | teppc | 0 | 0
Pingston_1 | Pingston_1 | Pingston-1_Pingston-1_IPP-PIN | teppc | BCHA | BCHA | British Columbia Transmission Company | BCHA_AESO | Excluded | 2003-05-08 | 2043-05-08 | 15 | Hydro | Hydro_Standard | Hydro | Excluded_Hydro | 0 | 0 | 0 | teppc | 0 | 0
Pingston_2 | Pingston_2 | Pingston-2_Pingston-2_IPP-PIN | teppc | BCHA | BCHA | British Columbia Transmission Company | BCHA_AESO | Excluded | 2003-05-08 | 2043-05-08 | 15 | Hydro | Hydro_Standard | Hydro | Excluded_Hydro | 0 | 0 | 0 | teppc | 0 | 0
Pingston_3 | Pingston_3 | Pingston-3_Pingston-3_IPP-PIN | teppc | BCHA | BCHA | British Columbia Transmission Company | BCHA_AESO | Excluded | 2003-05-08 | 2043-05-08 | 15 | Hydro | Hydro_Standard | Hydro | Excluded_Hydro | 0 | 0 | 0 | teppc | 0 | 0
LuckyPeak131 | LuckyPeak131 | Lucky Peak Power Plant Project-U131 | teppc | IPMV | IPMV | Idaho Magic Valley | IPCO | NW | 1988-10-01 | 2050-12-31 | 15 | Hydro | Hydro_Standard | Hydro | NW_Hydro | 0 | 0 | 0 | teppc | 0 | 0
HillsCreek1 | HillsCreek1 | Hills Creek-1 | teppc | BPAT | BPAT | Bonneville Power Administration – Transmission | BPAT | NW | 1962-02-01 | 2050-12-31 | 15 | Hydro | Hydro_Standard | Hydro | NW_Hydro | 0 | 0 | 0 | teppc | 0 | 0
HillsCreek2 | HillsCreek2 | Hills Creek-2 | teppc | BPAT | BPAT | Bonneville Power Administration – Transmission | BPAT | NW | 1962-02-01 | 2050-12-31 | 15 | Hydro | Hydro_Standard | Hydro | NW_Hydro | 0 | 0 | 0 | teppc | 0 | 0
Dexter_1 | Dexter_1 | Dexter-1 | teppc | BPAT | BPAT | Bonneville Power Administration – Transmission | BPAT | NW | 1955-06-01 | 2050-12-31 | 15 | Hydro | Hydro_Standard | Hydro | NW_Hydro | 0 | 0 | 0 | teppc | 0 | 0
Clearwater1 | Clearwater1 | Clearwater 1-1 | teppc | PACW | PACW | PacifiCorp – West | PACW | NW | 1953-06-01 | 2050-12-31 | 15 | Hydro | Hydro_Standard | Hydro | NW_Hydro | 0 | 0 | 0 | teppc | 0 | 0
HARMATT9 | HARMATT9 |  | teppc | AESO | AESO | Alberta Electric System Operator | BCHA_AESO | Excluded | 1950-01-01 | 2050-12-31 | 15 | CT-AB-Cogen | Cogen_NG | Cogen | Excluded_CHP | 0 | 0 | 0 | teppc | 0 | 0
Quartz Solar | Quartz_Solar |  | teppc | IPTV | IPTV | Idaho Treasure Valley | IPCO | NW | 1950-01-01 | 2050-12-31 | 15 | Solar | PVgeneric_sun | Solar_Fixed | NW_Solar | 0 | 0 | 0 | teppc | 0 | 0
Lower_Salmon_2 | Lower_Salmon_2 | Lower Salmon-2 | teppc | IPMV | IPMV | Idaho Magic Valley | IPCO | NW | 1949-09-01 | 2050-12-31 | 15 | Hydro | Hydro_Standard | Hydro | NW_Hydro | 0 | 0 | 0 | teppc | 0 | 0
Lower_Salmon_1 | Lower_Salmon_1 | Lower Salmon-1 | teppc | IPMV | IPMV | Idaho Magic Valley | IPCO | NW | 1949-07-01 | 2050-12-31 | 15 | Hydro | Hydro_Standard | Hydro | NW_Hydro | 0 | 0 | 0 | teppc | 0 | 0
Lower_Salmon_4 | Lower_Salmon_4 | Lower Salmon-4 | teppc | IPMV | IPMV | Idaho Magic Valley | IPCO | NW | 1949-03-01 | 2050-12-31 | 15 | Hydro | Hydro_Standard | Hydro | NW_Hydro | 0 | 0 | 0 | teppc | 0 | 0
Lower_Salmon_3 | Lower_Salmon_3 | Lower Salmon-3 | teppc | IPMV | IPMV | Idaho Magic Valley | IPCO | NW | 1949-02-01 | 2050-12-31 | 15 | Hydro | Hydro_Standard | Hydro | NW_Hydro | 0 | 0 | 0 | teppc | 0 | 0
Seminoe 1 | Seminoe_1 | Seminoe 1 | teppc | WACM | WACM | Western Area Power Administration, Colorado-Missouri Region | WACM | Excluded | 1939-08-01 | 2050-12-31 | 15 | Hydro | Hydro_Standard | Hydro | Excluded_Hydro | 0 | 0 | 0 | teppc | 0 | 0
Seminoe 2 | Seminoe_2 | Seminoe 2 | teppc | WACM | WACM | Western Area Power Administration, Colorado-Missouri Region | WACM | Excluded | 1939-08-01 | 2050-12-31 | 15 | Hydro | Hydro_Standard | Hydro | Excluded_Hydro | 0 | 0 | 0 | teppc | 0 | 0
Seminoe 3 | Seminoe_3 | Seminoe 3 | teppc | WACM | WACM | Western Area Power Administration, Colorado-Missouri Region | WACM | Excluded | 1939-08-01 | 2050-12-31 | 15 | Hydro | Hydro_Standard | Hydro | Excluded_Hydro | 0 | 0 | 0 | teppc | 0 | 0
Clear_Lake_ID | Clear_Lake_ID | Clear Lake-1 | teppc | IPMV | IPMV | Idaho Magic Valley | IPCO | NW | 1936-12-01 | 2050-12-31 | 15 | Hydro | Hydro_Standard | Hydro | NW_Hydro | 0 | 0 | 0 | teppc | 0 | 0
Cedar_Falls_6 | Cedar_Falls_6 | Cedar Falls-6 | teppc | PSEI | PSEI | Puget Sound Energy | BPAT | NW | 1929-11-01 | 2050-12-31 | 15 | Hydro | Hydro_Standard | Hydro | NW_Hydro | 0 | 0 | 0 | teppc | 0 | 0
Cutler_1 | Cutler_1 | Cutler-1 | teppc | PAUT | PAUT | Utah, PACE Utility | PACE | NW | 1926-12-01 | 2050-12-31 | 15 | Hydro | Hydro_Standard | Hydro | NW_Hydro | 0 | 0 | 0 | teppc | 0 | 0
Cutler_2 | Cutler_2 | Cutler-2 | teppc | PAUT | PAUT | Utah, PACE Utility | PACE | NW | 1926-12-01 | 2050-12-31 | 15 | Hydro | Hydro_Standard | Hydro | NW_Hydro | 0 | 0 | 0 | teppc | 0 | 0
Cedar_Falls_5 | Cedar_Falls_5 | Cedar Falls-5 | teppc | PSEI | PSEI | Puget Sound Energy | BPAT | NW | 1921-11-01 | 2050-12-31 | 15 | Hydro | Hydro_Standard | Hydro | NW_Hydro | 0 | 0 | 0 | teppc | 0 | 0
LAMONT_1_SOLAR3 | LAMONT_1_SOLAR3 | Woodmere Solar Farm | caiso | PGE_Valley | PGE_Valley | Pacific Gas and Electric Valley | PGE_Valley | CAISO | 2015-12-23 | 2050-12-31 | 14.99 | n/a | PVgeneric_sun | Solar_Fixed | CAISO_Solar | 1 | 1 | 0 | in old list | 1 | 0
TEHAPI_2_WIND1 | TEHAPI_2_WIND1 | Wind Wall Monolith 1 | caiso | SCE | SCE | Southern California Edison | SCE | CAISO | 1985-11-13 | 2050-12-31 | 14.89 | n/a | wind_onshorewind | Wind | CAISO_Wind | 1 | 0 | 1 | old | 1 | 0
Monroe_Street_6 | Monroe_Street_6 | Monroe Street-6 | teppc | AVA | AVA | Avista Corp. | BPAT | NW | 1992-12-01 | 2050-12-31 | 14.8 | Hydro | Hydro_Standard | Hydro | NW_Hydro | 0 | 0 | 0 | teppc | 0 | 0
HAYPRS_6_QFUNTS | HAYPRS_6_QFUNTS | HAYPRESS HYDRO QF UNITS | caiso | PGE_Valley | PGE_Valley | Pacific Gas and Electric Valley | PGE_Valley | CAISO | 1989-04-11 | 2050-12-31 | 14.8 | n/a | Hydro_Standard | Hydro | CAISO_Hydro | 0 | 2 | 0 | not relevant | 1 | 0
MillerCreek1 | MillerCreek1 | Miller Creek-1_Miller Creek-1_IPP-MCP | teppc | BCHA | BCHA | British Columbia Transmission Company | BCHA_AESO | Excluded | 2003-05-14 | 2040-05-14 | 14.75 | Hydro | Hydro_Standard | Hydro | Excluded_Hydro | 0 | 0 | 0 | teppc | 0 | 0
MillerCreek2 | MillerCreek2 | Miller Creek-2_Miller Creek-2_IPP-MCP | teppc | BCHA | BCHA | British Columbia Transmission Company | BCHA_AESO | Excluded | 2003-05-14 | 2030-01-01 | 14.75 | Hydro | Hydro_Standard | Hydro | Excluded_Hydro | 0 | 0 | 0 | teppc | 0 | 0
BoxCanyonBC | BoxCanyonBC | Box Canyon-BC1_Box Canyon-1_IPP-BOX | teppc | BCHA | BCHA | British Columbia Transmission Company | BCHA_AESO | Excluded | 2015-11-01 | 2055-10-31 | 14.7 | Hydro | Hydro_Standard | Hydro | Excluded_Hydro | 0 | 0 | 0 | teppc | 0 | 0
Coffin_Butte_1 | Coffin_Butte_1 | Coffin Butte-1 | teppc | BPAT | BPAT | Bonneville Power Administration – Transmission | BPAT | NW | 1995-10-01 | 2050-12-31 | 14.7 | Bio-ICE | ICE_Biomass | Biomass/Wood | NW_Biomass | 0 | 0 | 0 | teppc | 0 | 0
Toketee_Falls_1 | Toketee_Falls_1 | Toketee Falls-1 | teppc | PACW | PACW | PacifiCorp – West | PACW | NW | 1950-02-01 | 2050-12-31 | 14.67 | Hydro | Hydro_Standard | Hydro | NW_Hydro | 0 | 0 | 0 | teppc | 0 | 0
Toketee_Falls_2 | Toketee_Falls_2 | Toketee Falls-2 | teppc | PACW | PACW | PacifiCorp – West | PACW | NW | 1949-12-01 | 2050-12-31 | 14.67 | Hydro | Hydro_Standard | Hydro | NW_Hydro | 0 | 0 | 0 | teppc | 0 | 0
Toketee_Falls_3 | Toketee_Falls_3 | Toketee Falls-3 | teppc | PACW | PACW | PacifiCorp – West | PACW | NW | 1905-05-03 | 2050-12-31 | 14.67 | Hydro | Hydro_Standard | Hydro | NW_Hydro | 0 | 0 | 0 | teppc | 0 | 0
Skookum_Crk1 | Skookum_Crk1 | Skookum Creek Power Project-1_Skookum Creek Power Project-1_IPP-SKO | teppc | BCHA | BCHA | British Columbia Transmission Company | BCHA_AESO | Excluded | 2014-01-01 | 2054-01-01 | 14.6 | Hydro | Hydro_Standard | Hydro | Excluded_Hydro | 0 | 0 | 0 | teppc | 0 | 0
Skookum_Crk2 | Skookum_Crk2 | Skookum Creek Power Project-2_Skookum Creek Power Project-2_IPP-SKO | teppc | BCHA | BCHA | British Columbia Transmission Company | BCHA_AESO | Excluded | 2014-01-01 | 2054-01-01 | 14.6 | Hydro | Hydro_Standard | Hydro | Excluded_Hydro | 0 | 0 | 0 | teppc | 0 | 0
VALCNTR_22870_DG | VALCNTR_22870_DG | VALCNTR | teppc | CISC | CISC | Southern California Edison | SCE | CAISO | 2014-12-13 | 2050-12-31 | 14.5 | SolarPV-NonTracking | FixedPV_sun | Solar_Fixed | CAISO_Solar | 1 | 0 | 0 | teppc | 0 | 0
ENCINA_7_GT1 | ENCINA_7_GT1 |  | caiso | SDGE | SDGE | San Diego Gas and Electric | SDGE | CAISO | 1968-01-01 | 2018-12-12 | 14.5 | CT-NatGas-Aero | CT_NG | CT | CAISO_Peaker2 | 0 | 0 | 0 | not relevant | 0 | 0
WISE_1_UNIT 1 | WISE_1_UNIT_1 | Wise Hydro Unit 1 | caiso | PGE_Valley | PGE_Valley | Pacific Gas and Electric Valley | PGE_Valley | CAISO | 1917-01-01 | 2050-12-31 | 14.5 |  | Hydro_Standard | Hydro | CAISO_Hydro | 0 | 2 | 0 | not relevant | 1 | 0
Green Mountain 1 | Green_Mountain_1 | Green Mountain 1 | teppc | WACM | WACM | Western Area Power Administration, Colorado-Missouri Region | WACM | Excluded | 1943-05-01 | 2050-12-31 | 14.44 | Hydro | Hydro_Standard | Hydro | Excluded_Hydro | 0 | 0 | 0 | teppc | 0 | 0
Green Mountain 2 | Green_Mountain_2 | Green Mountain 2 | teppc | WACM | WACM | Western Area Power Administration, Colorado-Missouri Region | WACM | Excluded | 1943-05-01 | 2050-12-31 | 14.44 | Hydro | Hydro_Standard | Hydro | Excluded_Hydro | 0 | 0 | 0 | teppc | 0 | 0
VEAVST_1_SOLAR | VEAVST_1_SOLAR | Community Solar | caiso | IID | SCE | Southern California Edison | SCE | CAISO | 1/1/1899 | 2050-12-31 | 14.4 | PVgeneric_sun | PVgeneric_sun | Solar_Fixed | CAISO_Solar | 1 | 0 | 1 | old | 1 | 0
Wildmare_Wind_2 | Wildmare_Wind_2 | Wildmare Wind-2_Wildmare Wind-2_IPP-WDM | teppc | BCHA | BCHA | British Columbia Transmission Company | BCHA_AESO | Excluded | 2015-11-01 | 2040-11-01 | 14.4 | WT-Onshore | wind_onshorewind | Wind | Excluded_Wind | 0 | 0 | 0 | teppc | 0 | 0
WinteringHills2 | WinteringHills2 | Suncor Wintering Hills-G2 | teppc | AESO | AESO | Alberta Electric System Operator | BCHA_AESO | Excluded | 2011-09-01 | 2050-12-31 | 14.4 | WT-Onshore | wind_onshorewind | Wind | Excluded_Wind | 0 | 0 | 0 | teppc | 0 | 0
WinteringHills5 | WinteringHills5 | Suncor Wintering Hills-G5 | teppc | AESO | AESO | Alberta Electric System Operator | BCHA_AESO | Excluded | 2011-09-01 | 2050-12-31 | 14.4 | WT-Onshore | wind_onshorewind | Wind | Excluded_Wind | 0 | 0 | 0 | teppc | 0 | 0
WinteringHills6 | WinteringHills6 | Suncor Wintering Hills-G6 | teppc | AESO | AESO | Alberta Electric System Operator | BCHA_AESO | Excluded | 2011-09-01 | 2050-12-31 | 14.4 | WT-Onshore | wind_onshorewind | Wind | Excluded_Wind | 0 | 0 | 0 | teppc | 0 | 0
KettlesHills2_2 | KettlesHills2_2 | Kettle Hills 2-2_KettlesHill1b | teppc | AESO | AESO | Alberta Electric System Operator | BCHA_AESO | Excluded | 2007-09-01 | 2050-12-01 | 14.4 | WT-Onshore | wind_onshorewind | Wind | Excluded_Wind | 0 | 0 | 0 | teppc | 0 | 0
BiomassOneGE1 | BiomassOneGE1 | Biomass One LP-GE | teppc | CISC | CISC | Southern California Edison | SCE | CAISO | 1985-12-01 | 2050-12-31 | 14.4 | Bio-ST | ST_Biomass | Biomass/Wood | CAISO_Biomass | 0 | 0 | 0 | teppc | 0 | 0
Douglas_Kwalsa1 | Douglas_Kwalsa1 | Douglas (DGL,Kwalsa Energy)-1_Douglas (DGL,Kwalsa Energy)-1_IPP-DGL | teppc | BCHA | BCHA | British Columbia Transmission Company | BCHA_AESO | Excluded | 2009-11-12 | 2049-10-19 | 14.38 | Hydro | Hydro_Standard | Hydro | Excluded_Hydro | 0 | 0 | 0 | teppc | 0 | 0
Douglas_Kwalsa2 | Douglas_Kwalsa2 | Douglas (DGL,Kwalsa Energy)-2_Douglas (DGL,Kwalsa Energy)-2_IPP-DGL | teppc | BCHA | BCHA | British Columbia Transmission Company | BCHA_AESO | Excluded | 2009-11-12 | 2049-10-19 | 14.38 | Hydro | Hydro_Standard | Hydro | Excluded_Hydro | 0 | 0 | 0 | teppc | 0 | 0
MOJAVE_1_SIPHON | MOJAVE_1_SIPHON | MOJAVE SIPHON POWER PLANT | caiso | SCE | SCE | Southern California Edison | SCE | CAISO | 1996-01-01 | 2050-12-31 | 14.36 | n/a | Hydro_Standard | Hydro | CAISO_Hydro | 0 | 0 | 0 | not relevant | 0 | 0
FORKBU_6_UNIT | FORKBU_6_UNIT | HYPOWER, INC. (FORKS OF BUTTE) | caiso | PGE_Valley | PGE_Valley | Pacific Gas and Electric Valley | PGE_Valley | CAISO | 1992-03-16 | 2050-12-31 | 14.3 | n/a | Hydro_Standard | Hydro | CAISO_Hydro | 0 | 1 | 0 | not relevant | 1 | 0
NGP Blue Mountain 1 | NGP_Blue_Mountain_1 | NGP Blue Mountain I LLC-BM1¦NVGEOG1-1¦Blue Mountain Geothermal - Faulkner 1 BM1 | teppc | SPPC | SPPC | Nevada Power Company | NEVP | SW | 1979-06-01 | 2050-12-31 | 14.2 | Geo-BinaryCycle | Geothermal_steam | Geothermal | SW_Geothermal | 0 | 0 | 0 | teppc | 0 | 0
AlbeniFalls1 | AlbeniFalls1 | Albeni Falls-1 | teppc | BPAT | BPAT | Bonneville Power Administration – Transmission | BPAT | NW | 1955-12-01 | 2050-12-31 | 14.2 | Hydro | Hydro_Standard | Hydro | NW_Hydro | 0 | 0 | 0 | teppc | 0 | 0
AlbeniFalls2 | AlbeniFalls2 | Albeni Falls-2 | teppc | BPAT | BPAT | Bonneville Power Administration – Transmission | BPAT | NW | 1955-12-01 | 2050-12-31 | 14.2 | Hydro | Hydro_Standard | Hydro | NW_Hydro | 0 | 0 | 0 | teppc | 0 | 0
AlbeniFalls3 | AlbeniFalls3 | Albeni Falls-3 | teppc | BPAT | BPAT | Bonneville Power Administration – Transmission | BPAT | NW | 1955-12-01 | 2050-12-31 | 14.2 | Hydro | Hydro_Standard | Hydro | NW_Hydro | 0 | 0 | 0 | teppc | 0 | 0
RECTOR_2_CREST | RECTOR_2_CREST |  | caiso | SCE | SCE | Southern California Edison | SCE | CAISO | 1/1/1899 | 2050-12-31 | 14 | PVgeneric_sun | PVgeneric_sun | Solar_Fixed | CAISO_Solar | 1 | 0 | 1 | old | 1 | 0
SPRGVL_2_CREST | SPRGVL_2_CREST |  | caiso | SCE | SCE | Southern California Edison | SCE | CAISO | 1/1/1899 | 2050-12-31 | 14 | PVgeneric_sun | PVgeneric_sun | Solar_Fixed | CAISO_Solar | 1 | 0 | 1 | old | 1 | 0
VESTAL_2_SOLAR2 | VESTAL_2_SOLAR2 | TROPICO | caiso | SCE | SCE | Southern California Edison | SCE | CAISO | 1/1/1899 | 2050-12-31 | 14 | PVgeneric_sun | PVgeneric_sun | Solar_Fixed | CAISO_Solar | 1 | 1 | 0 | in old list | 1 | 0
ThermoNo1-2 | ThermoNo1_2 | Thermo No 1-2 | teppc | CISC | CISC | Southern California Edison | SCE | CAISO | 2013-04-01 | 2050-12-31 | 14 | Geo-BinaryCycle | Geothermal_steam | Geothermal | CAISO_Geothermal | 0 | 0 | 0 | teppc | 0 | 0
CONTRL_1_CASAD3 | CONTRL_1_CASAD3 | Mammoth G3 | caiso | SCE | SCE | Southern California Edison | SCE | CAISO | 2013-04-01 | 2050-12-31 | 14 | n/a | Geothermal_steam | Geothermal | CAISO_Geothermal | 0 | 1 | 0 | not relevant | 1 | 0
TaylorHydro | TaylorHydro | TaylorHydroPlant-G-1 | teppc | AESO | AESO | Alberta Electric System Operator | BCHA_AESO | Excluded | 2000-03-01 | 2050-12-01 | 14 | Hydro | Hydro_Standard | Hydro | Excluded_Hydro | 0 | 0 | 0 | teppc | 0 | 0
L_Bonnington_3 | L_Bonnington_3 | L Bonnington-3_L Bonnington-3_FBC-LBO | teppc | BCHA | BCHA | British Columbia Transmission Company | BCHA_AESO | Excluded | 1999-11-11 | 2033-03-31 | 14 | Hydro | Hydro_Standard | Hydro | Excluded_Hydro | 0 | 0 | 0 | teppc | 0 | 0
Valencia AZ 1 | Valencia_AZ_1 | Valencia GT1 | teppc | TEPC | TEPC | Tucson Electric Power Company | TEPC | SW | 1989-08-01 | 2050-12-31 | 14 | CT-NatGas-Aero | CT_NG | CT | SW_Peaker | 0 | 0 | 0 | teppc | 0 | 0
Valencia AZ 2 | Valencia_AZ_2 | Valencia GT2 | teppc | TEPC | TEPC | Tucson Electric Power Company | TEPC | SW | 1989-08-01 | 2050-12-31 | 14 | CT-NatGas-Aero | CT_NG | CT | SW_Peaker | 0 | 0 | 0 | teppc | 0 | 0
Valencia AZ 3 | Valencia_AZ_3 | Valencia GT3 | teppc | TEPC | TEPC | Tucson Electric Power Company | TEPC | SW | 1989-08-01 | 2050-12-31 | 14 | CT-NatGas-Aero | CT_NG | CT | SW_Peaker | 0 | 0 | 0 | teppc | 0 | 0
Cougar_1 | Cougar_1 | Cougar-1 | teppc | BPAT | BPAT | Bonneville Power Administration – Transmission | BPAT | NW | 1964-04-01 | 2050-12-31 | 14 | Hydro | Hydro_Standard | Hydro | NW_Hydro | 0 | 0 | 0 | teppc | 0 | 0
Cougar_2 | Cougar_2 | Cougar-2 | teppc | BPAT | BPAT | Bonneville Power Administration – Transmission | BPAT | NW | 1964-03-01 | 2050-12-31 | 14 | Hydro | Hydro_Standard | Hydro | NW_Hydro | 0 | 0 | 0 | teppc | 0 | 0
WESTPT_2_UNIT | WESTPT_2_UNIT | West Point Hydro Plant | caiso | PGE_Valley | PGE_Valley | Pacific Gas and Electric Valley | PGE_Valley | CAISO | 1948-01-01 | 2050-12-31 | 14 |  | Hydro_Standard | Hydro | CAISO_Hydro | 0 | 1 | 0 | not relevant | 1 | 0
San Francisquito 2-2 | San_Francisquito_2_2 | San Francisquito 2 2 | teppc | LDWP | LDWP | Los Angeles Department of Water and Power | LADWP | LDWP | 1920-08-01 | 2050-12-31 | 14 | Hydro | Hydro_Standard | Hydro | LDWP_Hydro | 0 | 0 | 0 | teppc | 0 | 0
GALE_1_SR3SR3 | GALE_1_SR3SR3 | Sunray 3 | caiso | SCE | SCE | Southern California Edison | SCE | CAISO | 1/1/1899 | 2050-12-31 | 13.8 | PHOTO VOLTAIC_SUN | PVgeneric_sun | Solar_Fixed | CAISO_Solar | 1 | 0 | 1 | new | 1 | 0
NGP Blue Mountain 2 | NGP_Blue_Mountain_2 | NGP Blue Mountain I LLC-BM2¦NVGEOG1-2¦Blue Mountain Geothermal - Faulkner 1 BM2 | teppc | SPPC | SPPC | Nevada Power Company | NEVP | SW | 2009-11-30 | 2050-12-31 | 13.8 | Geo-BinaryCycle | Geothermal_steam | Geothermal | SW_Geothermal | 0 | 0 | 0 | teppc | 0 | 0
Abiquiu 1-3 | Abiquiu_1_3 | Abiquiu Dam Units 1-3 | teppc | PNM | PNM | Public Service Company of New Mexico | PNM_EPE | SW | 1989-12-01 | 2050-12-31 | 13.8 | Hydro | Hydro_Standard | Hydro | SW_Hydro | 0 | 0 | 0 | teppc | 0 | 0
Trio_2 | Trio_2 | Trio-2_Trio-2_IPP-TRE | teppc | PSCO | PSCO | Public Service Company of Colorado | PSCO | Excluded | 2015-05-01 | 2055-05-01 | 13.75 | Hydro | Hydro_Standard | Hydro | Excluded_Hydro | 0 | 0 | 0 | teppc | 0 | 0
Snoqualmie2 6 | Snoqualmie2_6 | Snoqualmie 2-6 (Repowered) | teppc | PSEI | PSEI | Puget Sound Energy | BPAT | NW | 2013-06-01 | 2050-12-31 | 13.7 | Hydro | Hydro_Standard | Hydro | NW_Hydro | 0 | 0 | 0 | teppc | 0 | 0
San Emidio | San_Emidio | San Emidio South Project Phase I-II SE-U1¦San Emidio-SE-U1¦USG Empire¦PUR_IPP_GO_G1 | teppc | SPPC | SPPC | Nevada Power Company | NEVP | SW | 2012-05-25 | 2050-12-31 | 13.7 | Geo-BinaryCycle | Geothermal_steam | Geothermal | SW_Geothermal | 0 | 0 | 0 | teppc | 0 | 0
OASIS_6_CREST | OASIS_6_CREST |  | caiso | SCE | SCE | Southern California Edison | SCE | CAISO | 1/1/1899 | 2050-12-31 | 13.5 | n/a | 1axPV_sun | Solar_1Axis | CAISO_Solar | 1 | 0 | 1 | old | 1 | 0
Java Solar | Java_Solar | Java Solar | rps | PGE_Valley | PGE_Valley | Pacific Gas and Electric Valley | PGE_Valley | CAISO | 2020-10-01 | 2050-12-31 | 13.5 | Solar PV - Ground mountSolar: Tracking (1 Axis) | 1axPV_sun | Solar_1Axis | CAISO_Solar | 1 | 1 | 0 | in old list | 1 | 0
ECHOWIND | ECHOWIND | Oregon Trail Wind Park-OTWP | teppc | PACW | PACW | PacifiCorp – West | PACW | NW | 2010-12-22 | 2050-12-31 | 13.5 | WT-Onshore | wind_onshorewind | Wind | NW_Wind | 0 | 0 | 0 | teppc | 0 | 0
Desert Peak 2 | Desert_Peak_2 | DesertPeak2_Desert Peak Power Plant-GEN2 | teppc | SPPC | SPPC | Nevada Power Company | NEVP | SW | 2007-05-01 | 2050-12-31 | 13.5 | Geo-BinaryCycle | Geothermal_steam | Geothermal | SW_Geothermal | 0 | 0 | 0 | teppc | 0 | 0
MurrayTurbine1 | MurrayTurbine1 | Murray Turbine-1 | teppc | PAUT | PAUT | Utah, PACE Utility | PACE | NW | 2002-01-01 | 2050-12-31 | 13.5 | CT-NatGas-Aero | CT_NG | CT | NW_Peaker | 0 | 0 | 0 | teppc | 0 | 0
MurrayTurbine2 | MurrayTurbine2 | Murray Turbine-2 | teppc | PAUT | PAUT | Utah, PACE Utility | PACE | NW | 2002-01-01 | 2050-12-31 | 13.5 | CT-NatGas-Aero | CT_NG | CT | NW_Peaker | 0 | 0 | 0 | teppc | 0 | 0
MurrayTurbine3 | MurrayTurbine3 | Murray Turbine-3 | teppc | PAUT | PAUT | Utah, PACE Utility | PACE | NW | 2002-01-01 | 2050-12-31 | 13.5 | CT-NatGas-Aero | CT_NG | CT | NW_Peaker | 0 | 0 | 0 | teppc | 0 | 0
ROLLIN_6_UNIT | ROLLIN_6_UNIT | ROLLINS HYDRO | caiso | PGE_Valley | PGE_Valley | Pacific Gas and Electric Valley | PGE_Valley | CAISO | 1980-01-01 | 2050-12-31 | 13.5 | n/a | Hydro_Standard | Hydro | CAISO_Hydro | 0 | 0 | 0 | not relevant | 0 | 0
HARMATT11 | HARMATT11 |  | teppc | AESO | AESO | Alberta Electric System Operator | BCHA_AESO | Excluded | 1950-01-01 | 2050-12-31 | 13.5 | CT-NatGas-Industrial | CT_NG | CT | Excluded_Peaker | 0 | 0 | 0 | teppc | 0 | 0
Lower_Malad_1 | Lower_Malad_1 | Lower Malad-1 | teppc | IPMV | IPMV | Idaho Magic Valley | IPCO | NW | 1948-10-01 | 2050-12-31 | 13.5 | Hydro | Hydro_Standard | Hydro | NW_Hydro | 0 | 0 | 0 | teppc | 0 | 0
Copco_2_2 | Copco_2_2 | Copco 2-2 | teppc | PACW | PACW | PacifiCorp – West | PACW | NW | 1925-08-01 | 2050-12-31 | 13.5 | HydroRPS | Hydro_Standard | Hydro | NW_Hydro | 0 | 0 | 0 | teppc | 0 | 0
Copco_2_1 | Copco_2_1 | Copco 2-1 | teppc | PACW | PACW | PacifiCorp – West | PACW | NW | 1925-07-01 | 2050-12-31 | 13.5 | HydroRPS | Hydro_Standard | Hydro | NW_Hydro | 0 | 0 | 0 | teppc | 0 | 0
HALSEY_6_UNIT | HALSEY_6_UNIT | HALSEY HYDRO | caiso | PGE_Valley | PGE_Valley | Pacific Gas and Electric Valley | PGE_Valley | CAISO | 1916-01-01 | 2050-12-31 | 13.5 | n/a | Hydro_Standard | Hydro | CAISO_Hydro | 0 | 1 | 0 | not relevant | 1 | 0
CONTRL_1_QF | CONTRL_1_QF | CONTROL QFS | caiso | SCE | SCE | Southern California Edison | SCE | CAISO | 1982-01-01 | 2050-12-31 | 13.4 | n/a | Cogen_NG | Cogen | CAISO_CHP | 0 | 4 | 0 | not relevant | 1 | 0
BISHOP_1_ALAMO | BISHOP_1_ALAMO | BISHOP CREEK PLANT 2 AND 6 | caiso | SCE | SCE | Southern California Edison | SCE | CAISO | 1908-01-01 | 2050-12-31 | 13.4 | n/a | Hydro_Standard | Hydro | CAISO_Hydro | 0 | 3 | 0 | not relevant | 1 | 0
Dixie Valley Geo 1 | Dixie_Valley_Geo_1 | Caithness Dixie Valley-1¦Dixie Valley Geothermal GEN1 | teppc | SPPC | SPPC | Nevada Power Company | NEVP | SW | 1988-06-14 | 2050-12-31 | 13.3 | Geo-BinaryCycle | Geothermal_steam | Geothermal | SW_Geothermal | 0 | 0 | 0 | teppc | 0 | 0
Kortes 1 | Kortes_1 | Kortes 1 | teppc | WACM | WACM | Western Area Power Administration, Colorado-Missouri Region | WACM | Excluded | 1951-01-01 | 2050-12-31 | 13.3 | Hydro | Hydro_Standard | Hydro | Excluded_Hydro | 0 | 0 | 0 | teppc | 0 | 0
Kortes 3 | Kortes_3 | Kortes 3 | teppc | WACM | WACM | Western Area Power Administration, Colorado-Missouri Region | WACM | Excluded | 1950-06-01 | 2050-12-31 | 13.3 | Hydro | Hydro_Standard | Hydro | Excluded_Hydro | 0 | 0 | 0 | teppc | 0 | 0
Kortes 2 | Kortes_2 | Kortes 2 | teppc | WACM | WACM | Western Area Power Administration, Colorado-Missouri Region | WACM | Excluded | 1950-01-01 | 2050-12-31 | 13.3 | Hydro | Hydro_Standard | Hydro | Excluded_Hydro | 0 | 0 | 0 | teppc | 0 | 0
Marion_Inc | Marion_Inc | Covanta Marion Inc-GEN1 | teppc | PGE | PGE | Portland General Electric Company | PortlandGE | NW | 1985-12-01 | 2050-12-31 | 13.1 | Bio-ST | ST_Biomass | Biomass/Wood | NW_Biomass | 0 | 0 | 0 | teppc | 0 | 0
SNCLRA_2_HOWLNG | SNCLRA_2_HOWLNG |  | caiso | SCE | SCE | Southern California Edison | SCE | CAISO | 1/1/1899 | 2050-12-31 | 13 | ST_Biomass | ST_Biomass | Biomass/Wood | CAISO_Biomass | 0 | 0 | 0 | not relevant | 0 | 0
SLYCRK_1_UNIT 1 | SLYCRK_1_UNIT_1 | SLY CREEK HYDRO | caiso | PGE_Valley | PGE_Valley | Pacific Gas and Electric Valley | PGE_Valley | CAISO | 1983-01-01 | 2050-12-31 | 13 | n/a | Hydro_Standard | Hydro | CAISO_Hydro | 0 | 0 | 0 | not relevant | 0 | 0
COLEMN_2_UNIT | COLEMN_2_UNIT | Coleman | caiso | PGE_Valley | PGE_Valley | Pacific Gas and Electric Valley | PGE_Valley | CAISO | 1979-01-01 | 2050-12-31 | 13 | n/a | Hydro_Standard | Hydro | CAISO_Hydro | 0 | 1 | 0 | not relevant | 1 | 0
Stewart Mountain | Stewart_Mountain | Stewart Mountain SM | teppc | SRP | SRP | Salt River Project | SRP | SW | 1930-03-01 | 2050-12-31 | 13 | Hydro | Hydro_Standard | Hydro | SW_Hydro | 0 | 0 | 0 | teppc | 0 | 0
KERKH1_7_UNIT 1 | KERKH1_7_UNIT_1 | KERKHOFF PH 1 UNIT #1 | caiso | PGE_Valley | PGE_Valley | Pacific Gas and Electric Valley | PGE_Valley | CAISO | 1920-01-01 | 2050-12-31 | 13 | n/a | Hydro_Standard | Hydro | CAISO_Hydro | 0 | 1 | 0 | not relevant | 1 | 0
BHU 13G1 | BHU_13G1 | BHU 13G1 | teppc | BCHA | BCHA | British Columbia Transmission Company | BCHA_AESO | Excluded | 2018-03-30 | 2050-03-30 | 12.9 | hydro | Hydro_Standard | Hydro | Excluded_Hydro | 0 | 0 | 0 | teppc | 0 | 0
Ormesa 1 E | Ormesa_1_E | Ormesa 1 E | teppc | IID | IID | Imperial Irrigation District | IID | IID | 2010-04-15 | 2050-12-31 | 12.9 | Geo-DoubleFlash | Geothermal_steam | Geothermal | IID_Geothermal | 0 | 0 | 0 | teppc | 0 | 0
Ormesa 1 H | Ormesa_1_H | Ormesa 1 H | teppc | IID | IID | Imperial Irrigation District | IID | IID | 2010-04-15 | 2050-12-31 | 12.9 | Geo-DoubleFlash | Geothermal_steam | Geothermal | IID_Geothermal | 0 | 0 | 0 | teppc | 0 | 0
Roza_1 | Roza_1 | Roza-1 | teppc | BPAT | BPAT | Bonneville Power Administration – Transmission | BPAT | NW | 1958-08-01 | 2050-12-31 | 12.9 | Hydro | Hydro_Standard | Hydro | NW_Hydro | 0 | 0 | 0 | teppc | 0 | 0
Golden_Valley | Golden_Valley | Golden Valley Wind Park LLC-GVWP | teppc | IPFE | IPFE | Idaho Far East | IPCO | NW | 2010-11-23 | 2050-12-31 | 12.82 | WT-Onshore | wind_onshorewind | Wind | NW_Wind | 0 | 0 | 0 | teppc | 0 | 0
WinteringHills3 | WinteringHills3 | Suncor Wintering Hills-G3 | teppc | AESO | AESO | Alberta Electric System Operator | BCHA_AESO | Excluded | 2011-09-01 | 2050-12-31 | 12.8 | WT-Onshore | wind_onshorewind | Wind | Excluded_Wind | 0 | 0 | 0 | teppc | 0 | 0
Wynoochee | Wynoochee | Wynoochee-1 | teppc | TPWR | TPWR | Tacoma Power | BPAT | NW | 1994-01-01 | 2050-12-31 | 12.8 | Hydro | Hydro_Standard | Hydro | NW_Hydro | 0 | 0 | 0 | teppc | 0 | 0
KERKH1_7_UNIT 3 | KERKH1_7_UNIT_3 | KERKHOFF PH 1 UNIT #3 | caiso | PGE_Valley | PGE_Valley | Pacific Gas and Electric Valley | PGE_Valley | CAISO | 1920-01-01 | 2050-12-31 | 12.8 | n/a | Hydro_Standard | Hydro | CAISO_Hydro | 0 | 0 | 0 | not relevant | 0 | 0
Fire_Kwalsa1 | Fire_Kwalsa1 | Fire (FRE,Kwalsa Energy)-1_Fire (FRE,Kwalsa Energy)-1_IPP-FRE | teppc | BCHA | BCHA | British Columbia Transmission Company | BCHA_AESO | Excluded | 2009-11-12 | 2049-10-19 | 12.64 | Hydro | Hydro_Standard | Hydro | Excluded_Hydro | 0 | 0 | 0 | teppc | 0 | 0
Fire_Kwalsa2 | Fire_Kwalsa2 | Fire (FRE,Kwalsa Energy)-2_Fire (FRE,Kwalsa Energy)-2_IPP-FRE | teppc | BCHA | BCHA | British Columbia Transmission Company | BCHA_AESO | Excluded | 2009-11-12 | 2049-10-19 | 12.64 | Hydro | Hydro_Standard | Hydro | Excluded_Hydro | 0 | 0 | 0 | teppc | 0 | 0
GARNET_2_WIND3 | GARNET_2_WIND3 | San Gorgonio East | caiso | SCE | SCE | Southern California Edison | SCE | CAISO | 1985-12-01 | 2050-12-31 | 12.6 | n/a | wind_onshorewind | Wind | CAISO_Wind | 1 | 0 | 1 | old | 1 | 0
BlackCanyon3 | BlackCanyon3 | Black Canyon-3 | teppc | CISC | CISC | Southern California Edison | SCE | CAISO | 2016-08-01 | 2050-12-31 | 12.5 | Hydro | Hydro_Standard | Hydro | CAISO_Hydro | 0 | 0 | 0 | teppc | 0 | 0
Upper_Mamquam_1 | Upper_Mamquam_1 | Upper Mamquam-1_Upper Mamquam-1_IPP-UMH | teppc | BCHA | BCHA | British Columbia Transmission Company | BCHA_AESO | Excluded | 2005-07-30 | 2040-07-23 | 12.5 | Hydro | Hydro_Standard | Hydro | Excluded_Hydro | 0 | 0 | 0 | teppc | 0 | 0
Upper_Mamquam_2 | Upper_Mamquam_2 | Upper Mamquam-2_Upper Mamquam-2_IPP-UMH | teppc | BCHA | BCHA | British Columbia Transmission Company | BCHA_AESO | Excluded | 2005-07-30 | 2040-07-23 | 12.5 | Hydro | Hydro_Standard | Hydro | Excluded_Hydro | 0 | 0 | 0 | teppc | 0 | 0
TesoroCgn1 | TesoroCgn1 | Tesoro SLC Cogeneration Plant-1 | teppc | PAUT | PAUT | Utah, PACE Utility | PACE | NW | 2004-06-01 | 2050-12-31 | 12.5 | CT-NatGas-Industrial | CT_NG | CT | NW_Peaker | 0 | 0 | 0 | teppc | 0 | 0
TesoroCgn2 | TesoroCgn2 | Tesoro SLC Cogeneration Plant-2 | teppc | PAUT | PAUT | Utah, PACE Utility | PACE | NW | 2004-06-01 | 2050-12-31 | 12.5 | CT-NatGas-Industrial | CT_NG | CT | NW_Peaker | 0 | 0 | 0 | teppc | 0 | 0
McBride_Lake_3 | McBride_Lake_3 | McBride Lake-3 | teppc | BCHA | BCHA | British Columbia Transmission Company | BCHA_AESO | Excluded | 2002-12-01 | 2050-12-31 | 12.5 | WT-Onshore | wind_onshorewind | Wind | Excluded_Wind | 0 | 0 | 0 | teppc | 0 | 0
Swan_Falls_2 | Swan_Falls_2 | Swan Falls-2 | teppc | IPTV | IPTV | Idaho Treasure Valley | IPCO | NW | 1994-05-01 | 2050-12-31 | 12.5 | Hydro | Hydro_Standard | Hydro | NW_Hydro | 0 | 0 | 0 | teppc | 0 | 0
Swan_Falls_1 | Swan_Falls_1 | Swan Falls-1 | teppc | IPTV | IPTV | Idaho Treasure Valley | IPCO | NW | 1994-03-01 | 2050-12-31 | 12.5 | Hydro | Hydro_Standard | Hydro | NW_Hydro | 0 | 0 | 0 | teppc | 0 | 0
MONTPH_7_UNITS | MONTPH_7_UNITS | MONTICELLO HYDRO AGGREGATE | caiso | PGE_Bay | PGE_Bay | Pacific Gas and Electric Bay | PGE_Bay | CAISO | 1974-01-01 | 2050-12-31 | 12.5 | n/a | Hydro_Standard | Hydro | CAISO_Hydro | 0 | 1 | 0 | not relevant | 1 | 0
InternationalPaperEnergyCenter | InternationalPaperEnergyCenter | InternationalPaperEnergyCenter | teppc | BPAT | BPAT | Bonneville Power Administration – Transmission | BPAT | NW | 1953-01-01 | 2050-12-31 | 12.5 | Bio-ST | ST_Biomass | Biomass/Wood | NW_Biomass | 0 | 0 | 0 | teppc | 0 | 0
KwoiekCreek1 | KwoiekCreek1 | Kwoiek Creek-1_Kwoiek Creek-1.1_IPP-KCH | teppc | BCHA | BCHA | British Columbia Transmission Company | BCHA_AESO | Excluded | 2013-10-15 | 2053-09-30 | 12.48 | Hydro | Hydro_Standard | Hydro | Excluded_Hydro | 0 | 0 | 0 | teppc | 0 | 0
KwoiekCreek2 | KwoiekCreek2 | Kwoiek Creek-2_Kwoiek Creek-1.2_IPP-KCH | teppc | BCHA | BCHA | British Columbia Transmission Company | BCHA_AESO | Excluded | 2013-10-15 | 2053-09-30 | 12.48 | Hydro | Hydro_Standard | Hydro | Excluded_Hydro | 0 | 0 | 0 | teppc | 0 | 0
KwoiekCreek3 | KwoiekCreek3 | Kwoiek Creek-3_Kwoiek Creek-2.1_IPP-KCH | teppc | BCHA | BCHA | British Columbia Transmission Company | BCHA_AESO | Excluded | 2013-10-15 | 2053-09-30 | 12.48 | Hydro | Hydro_Standard | Hydro | Excluded_Hydro | 0 | 0 | 0 | teppc | 0 | 0
KwoiekCreek4 | KwoiekCreek4 | Kwoiek Creek-4_Kwoiek Creek-2.2_IPP-KCH | teppc | BCHA | BCHA | British Columbia Transmission Company | BCHA_AESO | Excluded | 2013-10-15 | 2053-09-30 | 12.48 | Hydro | Hydro_Standard | Hydro | Excluded_Hydro | 0 | 0 | 0 | teppc | 0 | 0
VESTAL_6_QF | VESTAL_6_QF | VESTAL QFS | caiso | SCE | SCE | Southern California Edison | SCE | CAISO | 1989-01-01 | 2050-12-31 | 12.3 | n/a | Hydro_Standard | Hydro | CAISO_Hydro | 0 | 2 | 0 | not relevant | 1 | 0
HARMATT10 | HARMATT10 | AltaGas Harmattan 2 | teppc | AESO | AESO | Alberta Electric System Operator | BCHA_AESO | Excluded | 1950-01-01 | 2050-12-31 | 12.3 | CT-NatGas-Industrial | CT_NG | CT | Excluded_Peaker | 0 | 0 | 0 | teppc | 0 | 0
Kokish_River_4 | Kokish_River_4 |  | teppc | BCHA | BCHA | British Columbia Transmission Company | BCHA_AESO | Excluded | 1950-01-01 | 2050-12-31 | 12.2 | Hydro | Hydro_Standard | Hydro | Excluded_Hydro | 0 | 0 | 0 | teppc | 0 | 0
Towaoc | Towaoc | Towaoc 1 | teppc | WACM | WACM | Western Area Power Administration, Colorado-Missouri Region | WACM | Excluded | 1993-05-01 | 2050-12-31 | 12.1 | Hydro | Hydro_Standard | Hydro | Excluded_Hydro | 0 | 0 | 0 | teppc | 0 | 0
BLULKE_6_BLUELK | BLULKE_6_BLUELK | Blue Lake Power | caiso | PGE_Bay | PGE_Bay | Pacific Gas and Electric Bay | PGE_Bay | CAISO | 1/1/1899 | 2050-12-31 | 12 | STEAM_BIOMASS | ST_Biomass | Biomass/Wood | CAISO_Biomass | 0 | 1 | 0 | not relevant | 1 | 0
McGinness Hills 2-3 | McGinness_Hills_2_3 | McGinness Hills 2-3¦McGinness Hills OEC23 | teppc | SPPC | SPPC | Nevada Power Company | NEVP | SW | 2015-09-01 | 2050-12-31 | 12 | Geo-BinaryCycle | Geothermal_steam | Geothermal | SW_Geothermal | 0 | 0 | 0 | teppc | 0 | 0
GOOSLK_1_SOLAR1 | GOOSLK_1_SOLAR1 | Goose Lake | caiso | PGE_Valley | PGE_Valley | Pacific Gas and Electric Valley | PGE_Valley | CAISO | 2015-05-23 | 2050-12-31 | 12 | n/a | PVgeneric_sun | Solar_Fixed | CAISO_Solar | 1 | 1 | 0 | in old list | 1 | 0
BLCKWL_6_SOLAR1 | BLCKWL_6_SOLAR1 |  | caiso | PGE_Valley | PGE_Valley | Pacific Gas and Electric Valley | PGE_Valley | CAISO | 2015-04-16 | 2050-12-31 | 12 | n/a | PVgeneric_sun | Solar_Fixed | CAISO_Solar | 1 | 1 | 0 | in old list | 1 | 0
POW G13 | POW_G13 | POW G13 | teppc | BCHA | BCHA | British Columbia Transmission Company | BCHA_AESO | Excluded | 2015-03-30 | 2050-03-30 | 12 | Bio-ICE | ICE_Biomass | Biomass/Wood | Excluded_Biomass | 0 | 0 | 0 | teppc | 0 | 0
Chetwynd_Bio1 | Chetwynd_Bio1 | Chetwynd Biomass-1_Chetwynd Biomass-1_IPP-CIB | teppc | BCHA | BCHA | British Columbia Transmission Company | BCHA_AESO | Excluded | 2014-07-01 | 2034-07-01 | 12 | Bio-ST | ST_Biomass | Biomass/Wood | Excluded_Biomass | 0 | 0 | 0 | teppc | 0 | 0
ARVINN_6_ORION1 | ARVINN_6_ORION1 | Orion 1 Solar | caiso | PGE_Valley | PGE_Valley | Pacific Gas and Electric Valley | PGE_Valley | CAISO | 2014-06-26 | 2050-12-31 | 12 | n/a | PVgeneric_sun | Solar_Fixed | CAISO_Solar | 1 | 1 | 0 | in old list | 1 | 0
Patua 1A1 | Patua_1A1 | Patua Geothermal Project Phase 1A-1¦PATUA-1 | teppc | SPPC | SPPC | Nevada Power Company | NEVP | SW | 2013-12-01 | 2050-12-31 | 12 | Geo-BinaryCycle | Geothermal_steam | Geothermal | SW_Geothermal | 0 | 0 | 0 | teppc | 0 | 0
Patua 1A3 | Patua_1A3 | Patua Geothermal Project Phase 1A 3¦PATUA-2 | teppc | SPPC | SPPC | Nevada Power Company | NEVP | SW | 2013-12-01 | 2050-12-31 | 12 | Geo-BinaryCycle | Geothermal_steam | Geothermal | SW_Geothermal | 0 | 0 | 0 | teppc | 0 | 0
Patua 1A5 | Patua_1A5 | Patua Geothermal Project Phase 1A 5¦PATUA-3 | teppc | SPPC | SPPC | Nevada Power Company | NEVP | SW | 2013-12-01 | 2050-12-31 | 12 | Geo-BinaryCycle | Geothermal_steam | Geothermal | SW_Geothermal | 0 | 0 | 0 | teppc | 0 | 0
DEVERS_1_SOLAR1 | DEVERS_1_SOLAR1 | SEPV8 | caiso | SCE | SCE | Southern California Edison | SCE | CAISO | 2013-06-01 | 2050-12-31 | 12 | n/a | PVgeneric_sun | Solar_Fixed | CAISO_Solar | 1 | 2 | 0 | in old list | 1 | 0
McGinness Hills 1-3 | McGinness_Hills_1_3 | McGinness Hills 1-3 | teppc | SPPC | SPPC | Nevada Power Company | NEVP | SW | 2012-06-12 | 2050-12-31 | 12 | Geo-BinaryCycle | Geothermal_steam | Geothermal | SW_Geothermal | 0 | 0 | 0 | teppc | 0 | 0
APT_DIST_PV | APT_DIST_PV | SunE EPE2 LLC-1 | teppc | EPE | EPE | El Paso Electric Company | PNM_EPE | SW | 2012-05-02 | 2032-03-31 | 12 | SolarPV-Tracking | 1axPV_sun | Solar_1Axis | SW_Solar | 0 | 0 | 0 | teppc | 0 | 0
Tuscarora G9200 | Tuscarora_G9200 | Hot Sulphur Springs (Tuscarora Project) G9200 | teppc | SPPC | SPPC | Nevada Power Company | NEVP | SW | 2012-01-11 | 2050-12-31 | 12 | Geo-BinaryCycle | Geothermal_steam | Geothermal | SW_Geothermal | 0 | 0 | 0 | teppc | 0 | 0
Tuscarora G9201 | Tuscarora_G9201 | Hot Sulphur Springs (Tuscarora Project) G9250 | teppc | SPPC | SPPC | Nevada Power Company | NEVP | SW | 2012-01-11 | 2050-12-31 | 12 | Geo-BinaryCycle | Geothermal_steam | Geothermal | SW_Geothermal | 0 | 0 | 0 | teppc | 0 | 0
ThousandSprings | ThousandSprings | Thousand Springs Wind Park-TSWP | teppc | IPFE | IPFE | Idaho Far East | IPCO | NW | 2010-12-22 | 2050-12-31 | 12 | WT-Onshore | wind_onshorewind | Wind | NW_Wind | 0 | 0 | 0 | teppc | 0 | 0
Ormesa I E 1M | Ormesa_I_E_1M | Ormesa 1 E 1M Parasitic Well | teppc | IID | IID | Imperial Irrigation District | IID | IID | 2010-04-15 | 2050-12-31 | 12 | MotorLoad | Load | Load | IID_Load | 0 | 0 | 0 | teppc | 0 | 0
Blundell2 | Blundell2 | Blundell-2 | teppc | PAUT | PAUT | Utah, PACE Utility | PACE | NW | 2007-12-01 | 2050-12-31 | 12 | Geo-BinaryCycle | Geothermal_steam | Geothermal | NW_Geothermal | 0 | 0 | 0 | teppc | 0 | 0
DINUBA_6_UNIT | DINUBA_6_UNIT | Dinuba Energy, Inc. | caiso | PGE_Valley | PGE_Valley | Pacific Gas and Electric Valley | PGE_Valley | CAISO | 2001-07-05 | 2050-12-31 | 12 | STEAM_BIOMASS | ST_Biomass | Biomass/Wood | CAISO_Biomass | 0 | 1 | 0 | not relevant | 1 | 0
Puget_Sound | Puget_Sound | Puget Sound Navy Shipyard-IC1 | teppc | PNM | PNM | Public Service Company of New Mexico | PNM_EPE | SW | 2001-01-01 | 2030-04-15 | 12 | CT-OilDistillate | CT_Oil | CT | SW_Peaker | 0 | 0 | 0 | teppc | 0 | 0
ChinChute_Hydro | ChinChute_Hydro | ChinChute-1 | teppc | AESO | AESO | Alberta Electric System Operator | BCHA_AESO | Excluded | 1994-06-10 | 2050-12-01 | 12 | Hydro | Hydro_Standard | Hydro | Excluded_Hydro | 0 | 0 | 0 | teppc | 0 | 0
Stone_Creek_1 | Stone_Creek_1 | Stone Creek-1 | teppc | PGE | PGE | Portland General Electric Company | PortlandGE | NW | 1994-01-01 | 2050-12-31 | 12 | Hydro | Hydro_Standard | Hydro | NW_Hydro | 0 | 0 | 0 | teppc | 0 | 0
ELLIS_2_QF | ELLIS_2_QF | ELLIS QFS | caiso | SCE | SCE | Southern California Edison | SCE | CAISO | 1993-01-01 | 2050-12-31 | 12 | n/a | CT_NG | CT | CAISO_Peaker1 | 0 | 0 | 0 | not relevant | 0 | 0
Koma_Kulshan | Koma_Kulshan | Koma Kulshan Associates-GEN1 | teppc | PSEI | PSEI | Puget Sound Energy | BPAT | NW | 1990-10-01 | 2050-12-31 | 12 | Hydro | Hydro_Standard | Hydro | NW_Hydro | 0 | 0 | 0 | teppc | 0 | 0
Soda Lake Geothermal | Soda_Lake_Geothermal | Soda Lake Geothermal No I II-OEC1 | teppc | SPPC | SPPC | Nevada Power Company | NEVP | SW | 1990-10-01 | 2030-01-01 | 12 | Geo-BinaryCycle | Geothermal_steam | Geothermal | SW_Geothermal | 0 | 0 | 0 | teppc | 0 | 0
Twin_Falls1 | Twin_Falls1 | Twin Falls Hydro-UNI1 | teppc | PSEI | PSEI | Puget Sound Energy | BPAT | NW | 1989-12-01 | 2050-12-31 | 12 | Hydro | Hydro_Standard | Hydro | NW_Hydro | 0 | 0 | 0 | teppc | 0 | 0
Twin_Falls2 | Twin_Falls2 | Twin Falls Hydro-UNI2 | teppc | PSEI | PSEI | Puget Sound Energy | BPAT | NW | 1989-12-01 | 2050-12-31 | 12 | Hydro | Hydro_Standard | Hydro | NW_Hydro | 0 | 0 | 0 | teppc | 0 | 0
NWCSTL_7_UNIT 1 | NWCSTL_7_UNIT_1 | NEWCASTLE HYDRO | caiso | PGE_Valley | PGE_Valley | Pacific Gas and Electric Valley | PGE_Valley | CAISO | 1986-01-01 | 2050-12-31 | 12 | n/a | Hydro_Standard | Hydro | CAISO_Hydro | 0 | 1 | 0 | not relevant | 1 | 0
POCATERA_1 | POCATERA_1 | POCATERA-1 | teppc | AESO | AESO | Alberta Electric System Operator | BCHA_AESO | Excluded | 1955-01-01 | 2050-12-01 | 12 | Hydro | Hydro_Standard | Hydro | Excluded_Hydro | 0 | 0 | 0 | teppc | 0 | 0
NAROW1_2_UNIT | NAROW1_2_UNIT | NARROWS PH 1 UNIT | caiso | PGE_Valley | PGE_Valley | Pacific Gas and Electric Valley | PGE_Valley | CAISO | 1942-01-01 | 2050-12-31 | 12 | n/a | Hydro_Standard | Hydro | CAISO_Hydro | 0 | 1 | 0 | not relevant | 1 | 0
San Francisquito 1-4 | San_Francisquito_1_4 | San Francisquito 1 4 | teppc | LDWP | LDWP | Los Angeles Department of Water and Power | LADWP | LDWP | 1923-05-01 | 2050-12-31 | 12 | Hydro | Hydro_Standard | Hydro | LDWP_Hydro | 0 | 0 | 0 | teppc | 0 | 0
ShoshnFalls1 | ShoshnFalls1 | Shoshone Falls-1 | teppc | IPMV | IPMV | Idaho Magic Valley | IPCO | NW | 1909-06-01 | 2030-01-01 | 12 | Hydro | Hydro_Standard | Hydro | NW_Hydro | 0 | 0 | 0 | teppc | 0 | 0
CONTRL_1_RUSHCK | CONTRL_1_RUSHCK | RUSH CREEK | caiso | SCE | SCE | Southern California Edison | SCE | CAISO | 1916-01-01 | 2050-12-31 | 11.94 | n/a | Hydro_Standard | Hydro | CAISO_Hydro | 0 | 1 | 0 | not relevant | 1 | 0
FLOWD_2_WIND1 | FLOWD_2_WIND1 | Cameron Ridge 2 | caiso | SCE | SCE | Southern California Edison | SCE | CAISO | 2016-01-15 | 2050-12-31 | 11.9 | n/a | wind_onshorewind | Wind | CAISO_Wind | 1 | 1 | 0 | in old list | 1 | 0
PHP_2_2 | PHP_2_2 | PHP 2-2 | teppc | PGE | PGE | Portland General Electric Company | PortlandGE | NW | 1982-02-01 | 2050-12-31 | 11.8 | Hydro | Hydro_Standard | Hydro | NW_Hydro | 0 | 0 | 0 | teppc | 0 | 0
GARNET_2_WIND2 | GARNET_2_WIND2 | Karen Avenue Wind Farm | caiso | SCE | SCE | Southern California Edison | SCE | CAISO | 2015-08-01 | 2050-12-31 | 11.7 | n/a | wind_onshorewind | Wind | CAISO_Wind | 1 | 1 | 0 | in old list | 1 | 0
NGP Blue Mountain 3 | NGP_Blue_Mountain_3 | NGP Blue Mountain I LLC-BM3¦NVGEOG1-3¦Blue Mountain Geothermal - Faulkner 1 BM3 | teppc | SPPC | SPPC | Nevada Power Company | NEVP | SW | 2009-11-30 | 2050-12-31 | 11.7 | Geo-BinaryCycle | Geothermal_steam | Geothermal | SW_Geothermal | 0 | 0 | 0 | teppc | 0 | 0
BigSilver1 | BigSilver1 | Big Silver Hydro Project-1_Big Silver Hydro Project-1_IPPBSV | teppc | BCHA | BCHA | British Columbia Transmission Company | BCHA_AESO | Excluded | 2016-11-01 | 2056-10-31 | 11.6 | Hydro | Hydro_Standard | Hydro | Excluded_Hydro | 0 | 0 | 0 | teppc | 0 | 0
BigSilver2 | BigSilver2 | Big Silver Hydro Project-2_Big Silver Hydro Project-2_IPPBSV | teppc | BCHA | BCHA | British Columbia Transmission Company | BCHA_AESO | Excluded | 2016-11-01 | 2056-10-31 | 11.6 | Hydro | Hydro_Standard | Hydro | Excluded_Hydro | 0 | 0 | 0 | teppc | 0 | 0
BigSilver3 | BigSilver3 | Big Silver Hydro Project-3_Big Silver Hydro Project-3_IPPBSV | teppc | BCHA | BCHA | British Columbia Transmission Company | BCHA_AESO | Excluded | 2016-11-01 | 2056-10-31 | 11.6 | Hydro | Hydro_Standard | Hydro | Excluded_Hydro | 0 | 0 | 0 | teppc | 0 | 0
DVPL_IPP13.8_1 | DVPL_IPP13_8_1 | DVPL IPP13.8-1 | teppc | AESO | AESO | Alberta Electric System Operator | BCHA_AESO | Excluded | 1995-01-01 | 2050-12-31 | 11.6 | Bio-ST | ST_Biomass | Biomass/Wood | Excluded_Biomass | 0 | 0 | 0 | teppc | 0 | 0
POW 6G1 | POW_6G1 | POW 6G1 | teppc | BCHA | BCHA | British Columbia Transmission Company | BCHA_AESO | Excluded | 2018-03-30 | 2050-03-30 | 11.5 | hydro | Hydro_Standard | Hydro | Excluded_Hydro | 0 | 0 | 0 | teppc | 0 | 0
LONGLAKEGT3_1 | LONGLAKEGT3_1 | LONGLAKEGT3-1 | teppc | AESO | AESO | Alberta Electric System Operator | BCHA_AESO | Excluded | 2008-01-01 | 2050-12-01 | 11.5 | CT-AB-Cogen | Cogen_NG | Cogen | Excluded_CHP | 0 | 0 | 0 | teppc | 0 | 0
LONGLAKEGT4_1 | LONGLAKEGT4_1 | LONGLAKEGT4-1 | teppc | AESO | AESO | Alberta Electric System Operator | BCHA_AESO | Excluded | 2008-01-01 | 2050-12-01 | 11.5 | CT-AB-Cogen | Cogen_NG | Cogen | Excluded_CHP | 0 | 0 | 0 | teppc | 0 | 0
Edson_1 | Edson_1 | Talisman Edson GT1 | teppc | AESO | AESO | Alberta Electric System Operator | BCHA_AESO | Excluded | 2004-01-01 | 2050-12-31 | 11.5 | CT-AB-Cogen | Cogen_NG | Cogen | Excluded_CHP | 0 | 0 | 0 | teppc | 0 | 0
EchoDam1 | EchoDam1 | Echo Dam-NA1_BNTF-GEN_BOUNTIFUL POWER-2-2 | teppc | PAUT | PAUT | Utah, PACE Utility | PACE | NW | 1987-03-01 | 2050-12-31 | 11.5 | Hydro | Hydro_Standard | Hydro | NW_Hydro | 0 | 0 | 0 | teppc | 0 | 0
CHEVCD_6_UNIT | CHEVCD_6_UNIT | CHEVRON USA (TAFT/CADET) | caiso | PGE_Valley | PGE_Valley | Pacific Gas and Electric Valley | PGE_Valley | CAISO | 1982-07-26 | 2050-12-31 | 11.5 | n/a | Cogen_NG | Cogen | CAISO_CHP | 0 | 0 | 0 | not relevant | 0 | 0
BEARDS_7_UNIT 1 | BEARDS_7_UNIT_1 | Beardsley Hydro | caiso | PGE_Valley | PGE_Valley | Pacific Gas and Electric Valley | PGE_Valley | CAISO | 1957-01-01 | 2050-12-31 | 11.5 | n/a | Hydro_Standard | Hydro | CAISO_Hydro | 0 | 1 | 0 | not relevant | 1 | 0
DillardComplexGEN4 | DillardComplexGEN4 | Dillard Complex-GEN4 | teppc | PNM | PNM | Public Service Company of New Mexico | PNM_EPE | SW | 1955-01-01 | 2050-12-31 | 11.5 | Bio-ST | ST_Biomass | Biomass/Wood | SW_Biomass | 0 | 0 | 0 | teppc | 0 | 0
DillardComplexGEN5 | DillardComplexGEN5 | Dillard Complex-GEN5 | teppc | PNM | PNM | Public Service Company of New Mexico | PNM_EPE | SW | 1955-01-01 | 2050-12-31 | 11.5 | Bio-ST | ST_Biomass | Biomass/Wood | SW_Biomass | 0 | 0 | 0 | teppc | 0 | 0
Mormon Flat 1 | Mormon_Flat_1 | Mormon Flat Hydro MF1 | teppc | SRP | SRP | Salt River Project | SRP | SW | 1926-05-01 | 2050-12-31 | 11.5 | Hydro | Hydro_Standard | Hydro | SW_Hydro | 0 | 0 | 0 | teppc | 0 | 0
ShoshnFalls3 | ShoshnFalls3 | Shoshone Falls-3 | teppc | IPFE | IPFE | Idaho Far East | IPCO | NW | 1921-08-01 | 2050-12-31 | 11.5 | Hydro | Hydro_Standard | Hydro | NW_Hydro | 0 | 0 | 0 | teppc | 0 | 0
KRNCNY_6_UNIT | KRNCNY_6_UNIT | KERN CANYON | caiso | PGE_Valley | PGE_Valley | Pacific Gas and Electric Valley | PGE_Valley | CAISO | 1921-01-01 | 2050-12-31 | 11.5 | n/a | Hydro_Standard | Hydro | CAISO_Hydro | 0 | 1 | 0 | not relevant | 1 | 0
GLDFGR_6_SOLAR2 | GLDFGR_6_SOLAR2 | Portal Ridge C | caiso | SCE | SCE | Southern California Edison | SCE | CAISO | 1/1/1899 | 2050-12-31 | 11.4 | PVgeneric_sun | PVgeneric_sun | Solar_Fixed | CAISO_Solar | 1 | 1 | 0 | in old list | 1 | 0
MSG 13 | MSG_13 | MSG 13 | teppc | BCHA | BCHA | British Columbia Transmission Company | BCHA_AESO | Excluded | 2018-03-30 | 2050-03-30 | 11.4 | SCGT | CT_NG | CT | Excluded_Peaker | 0 | 0 | 0 | teppc | 0 | 0
FranklinGrays1 | FranklinGrays1 | Franklin_Grays-GT1 | teppc | PNM | PNM | Public Service Company of New Mexico | PNM_EPE | SW | 2002-07-01 | 2050-12-31 | 11.4 | CT-NatGas-Aero | CT_NG | CT | SW_Peaker | 0 | 0 | 0 | teppc | 0 | 0
FranklinGrays2 | FranklinGrays2 | Franklin_Grays-GT2 | teppc | PNM | PNM | Public Service Company of New Mexico | PNM_EPE | SW | 2002-07-01 | 2050-12-31 | 11.4 | CT-NatGas-Aero | CT_NG | CT | SW_Peaker | 0 | 0 | 0 | teppc | 0 | 0
FranklinGrays3 | FranklinGrays3 | Franklin_Grays-GT3 | teppc | PNM | PNM | Public Service Company of New Mexico | PNM_EPE | SW | 2002-07-01 | 2050-12-31 | 11.4 | CT-NatGas-Aero | CT_NG | CT | SW_Peaker | 0 | 0 | 0 | teppc | 0 | 0
FranklinGrays4 | FranklinGrays4 | Franklin_Grays-GT4 | teppc | PNM | PNM | Public Service Company of New Mexico | PNM_EPE | SW | 2002-07-01 | 2050-12-31 | 11.4 | CT-NatGas-Aero | CT_NG | CT | SW_Peaker | 0 | 0 | 0 | teppc | 0 | 0
SPAULD_6_UNIT12 | SPAULD_6_UNIT12 | SPAULDING HYDRO PH 1 & 2 AGGREGATE | caiso | PGE_Valley | PGE_Valley | Pacific Gas and Electric Valley | PGE_Valley | CAISO | 1929-01-01 | 2050-12-31 | 11.4 | n/a | Hydro_Standard | Hydro | CAISO_Hydro | 0 | 0 | 0 | not relevant | 0 | 0
Camrose_1 | Camrose_1 | Cargill Camrose CT1 | teppc | AESO | AESO | Alberta Electric System Operator | BCHA_AESO | Excluded | 2015-06-30 | 2050-12-31 | 11.3 | CT-AB-Cogen | Cogen_NG | Cogen | Excluded_CHP | 0 | 0 | 0 | teppc | 0 | 0
NineMile1Exp | NineMile1Exp | Nine Mile-1 | teppc | AVA | AVA | Avista Corp. | BPAT | NW | 2015-04-01 | 2050-12-31 | 11.3 | Hydro | Hydro_Standard | Hydro | NW_Hydro | 0 | 0 | 0 | teppc | 0 | 0
Steamboat 3-1 | Steamboat_3_1 | Steamboat III-T301¦Far West¦Steamboat Far West¦Steamboat 3 | teppc | SPPC | SPPC | Nevada Power Company | NEVP | SW | 1992-10-01 | 2050-12-31 | 11.3 | Geo-BinaryCycle | Geothermal_steam | Geothermal | SW_Geothermal | 0 | 0 | 0 | teppc | 0 | 0
Steamboat 3-2 | Steamboat_3_2 | Steamboat III-T302¦Far West¦Steamboat Far West¦Steamboat 3 | teppc | SPPC | SPPC | Nevada Power Company | NEVP | SW | 1992-10-01 | 2050-12-31 | 11.3 | Geo-BinaryCycle | Geothermal_steam | Geothermal | SW_Geothermal | 0 | 0 | 0 | teppc | 0 | 0
Steamboat 2-1 | Steamboat_2_1 | Steamboat II-T201¦Far West¦Steamboat Far West¦Steamboat 2 | teppc | SPPC | SPPC | Nevada Power Company | NEVP | SW | 1992-09-01 | 2050-12-31 | 11.3 | Geo-BinaryCycle | Geothermal_steam | Geothermal | SW_Geothermal | 0 | 0 | 0 | teppc | 0 | 0
Steamboat 2-2 | Steamboat_2_2 | Steamboat II-T202¦Far West¦Steamboat Far West¦Steamboat 2 | teppc | SPPC | SPPC | Nevada Power Company | NEVP | SW | 1992-09-01 | 2050-12-31 | 11.3 | Geo-BinaryCycle | Geothermal_steam | Geothermal | SW_Geothermal | 0 | 0 | 0 | teppc | 0 | 0
LuckyPeak133 | LuckyPeak133 | Lucky Peak Power Plant Project-U133 | teppc | IPMV | IPMV | Idaho Magic Valley | IPCO | NW | 1988-10-01 | 2050-12-31 | 11.25 | Hydro | Hydro_Standard | Hydro | NW_Hydro | 0 | 0 | 0 | teppc | 0 | 0
GARNET_2_WIND1 | GARNET_2_WIND1 | Phoenix | caiso | SCE | SCE | Southern California Edison | SCE | CAISO | 2015-01-26 | 2050-12-31 | 11.2 | n/a | wind_onshorewind | Wind | CAISO_Wind | 1 | 1 | 0 | in old list | 1 | 0
Tumbler_Ridge2 | Tumbler_Ridge2 | Tumbler Ridge Wind-2_Tumbler Ridge Wind-2_IPP-TRW | teppc | BCHA | BCHA | British Columbia Transmission Company | BCHA_AESO | Excluded | 2014-11-01 | 2039-11-01 | 11.2 | WT-Onshore | wind_onshorewind | Wind | Excluded_Wind | 0 | 0 | 0 | teppc | 0 | 0
Stillwater Geo 1 | Stillwater_Geo_1 | Enel Stillwater Facility 1¦CRD_IPP_GO_G1 | teppc | SPPC | SPPC | Nevada Power Company | NEVP | SW | 2009-09-01 | 2050-12-31 | 11.2 | Geo-BinaryCycle | Geothermal_steam | Geothermal | SW_Geothermal | 0 | 0 | 0 | teppc | 0 | 0
Stillwater Geo 2 | Stillwater_Geo_2 | Enel Stillwater Facility 2¦CRD_IPP_GO_G2 | teppc | SPPC | SPPC | Nevada Power Company | NEVP | SW | 2009-09-01 | 2050-12-31 | 11.2 | Geo-BinaryCycle | Geothermal_steam | Geothermal | SW_Geothermal | 0 | 0 | 0 | teppc | 0 | 0
Stillwater Geo 3 | Stillwater_Geo_3 | Enel Stillwater Facility 3¦CRD_IPP_GO_G3 | teppc | SPPC | SPPC | Nevada Power Company | NEVP | SW | 2009-09-01 | 2050-12-31 | 11.2 | Geo-BinaryCycle | Geothermal_steam | Geothermal | SW_Geothermal | 0 | 0 | 0 | teppc | 0 | 0
Stillwater Geo 4 | Stillwater_Geo_4 | Enel Stillwater Facility 4¦CRD_IPP_GO_G4 | teppc | SPPC | SPPC | Nevada Power Company | NEVP | SW | 2009-09-01 | 2050-12-31 | 11.2 | Geo-BinaryCycle | Geothermal_steam | Geothermal | SW_Geothermal | 0 | 0 | 0 | teppc | 0 | 0
TXMCKT_6_UNIT | TXMCKT_6_UNIT |  | caiso | PGE_Valley | PGE_Valley | Pacific Gas and Electric Valley | PGE_Valley | CAISO | 1994-10-01 | 2050-12-31 | 11.2 | CT-NatGas-Aero | Cogen_NG | Cogen | CAISO_CHP | 0 | 0 | 0 | not relevant | 0 | 0
Barrier | Barrier | Barrier-1 | teppc | AESO | AESO | Alberta Electric System Operator | BCHA_AESO | Excluded | 1954-01-01 | 2050-12-01 | 11.2 | Hydro | Hydro_Standard | Hydro | Excluded_Hydro | 0 | 0 | 0 | teppc | 0 | 0
Fontenelle | Fontenelle | Fontenelle 1 | teppc | WACM | WACM | Western Area Power Administration, Colorado-Missouri Region | WACM | Excluded | 1968-05-01 | 2050-12-31 | 11.11 | Hydro | Hydro_Standard | Hydro | Excluded_Hydro | 0 | 0 | 0 | teppc | 0 | 0
CLC 13G1 | CLC_13G1 | CLC 13G1 | teppc | BCHA | BCHA | British Columbia Transmission Company | BCHA_AESO | Excluded | 2020-02-15 | 2050-03-30 | 11.1 | hydro | Hydro_Standard | Hydro | Excluded_Hydro | 0 | 0 | 0 | teppc | 0 | 0
Upper_Stave2 | Upper_Stave2 | Upper Stave Energy (USR)-2_Upper Stave Energy (USR)-2_IPP-USR | teppc | BCHA | BCHA | British Columbia Transmission Company | BCHA_AESO | Excluded | 2009-10-01 | 2049-11-02 | 11.04 | Hydro | Hydro_Standard | Hydro | Excluded_Hydro | 0 | 0 | 0 | teppc | 0 | 0
Upper_Stave3 | Upper_Stave3 | Upper Stave Energy (USR)-3_Upper Stave Energy (USR)-3_IPP-USR | teppc | BCHA | BCHA | British Columbia Transmission Company | BCHA_AESO | Excluded | 2009-10-01 | 2049-11-02 | 11.04 | Hydro | Hydro_Standard | Hydro | Excluded_Hydro | 0 | 0 | 0 | teppc | 0 | 0
Upper_Stave4 | Upper_Stave4 | Upper Stave Energy (USR)-4_Upper Stave Energy (USR)-4_IPP-USR | teppc | BCHA | BCHA | British Columbia Transmission Company | BCHA_AESO | Excluded | 2009-10-01 | 2049-11-02 | 11.04 | Hydro | Hydro_Standard | Hydro | Excluded_Hydro | 0 | 0 | 0 | teppc | 0 | 0
Stokke1 | Stokke1 | Stokke (SKK, Kwalsa Energy)-1_Stokke (SKK, Kwalsa Energy)-1_IPP-SKK | teppc | BCHA | BCHA | British Columbia Transmission Company | BCHA_AESO | Excluded | 2009-11-12 | 2049-10-19 | 11.02 | Hydro | Hydro_Standard | Hydro | Excluded_Hydro | 0 | 0 | 0 | teppc | 0 | 0
Stokke2 | Stokke2 | Stokke (SKK, Kwalsa Energy)-2_Stokke (SKK, Kwalsa Energy)-2_IPP-SKK | teppc | BCHA | BCHA | British Columbia Transmission Company | BCHA_AESO | Excluded | 2009-11-12 | 2049-10-19 | 11.02 | Hydro | Hydro_Standard | Hydro | Excluded_Hydro | 0 | 0 | 0 | teppc | 0 | 0
HNC 13G1 | HNC_13G1 | HNC 13G1 | teppc | BCHA | BCHA | British Columbia Transmission Company | BCHA_AESO | Excluded | 2018-06-01 | 2050-03-30 | 11 | hydro | Hydro_Standard | Hydro | Excluded_Hydro | 0 | 0 | 0 | teppc | 0 | 0
MKL .6W1B | MKL__6W1B | MKL 230 | teppc | BCHA | BCHA | British Columbia Transmission Company | BCHA_AESO | Excluded | 2016-11-01 | 2050-03-30 | 11 | WT-Onshore | wind_onshorewind | Wind | Excluded_Wind | 0 | 0 | 0 | teppc | 0 | 0
CORCAN_1_SOLAR2 | CORCAN_1_SOLAR2 | Corcoran City | caiso | PGE_Valley | PGE_Valley | Pacific Gas and Electric Valley | PGE_Valley | CAISO | 2015-05-23 | 2050-12-31 | 11 | n/a | PVgeneric_sun | Solar_Fixed | CAISO_Solar | 1 | 1 | 0 | in old list | 1 | 0
Bremner2 | Bremner2 | Bremner-2_Bremner-2_IPP-BRE | teppc | PSCO | PSCO | Public Service Company of Colorado | PSCO | Excluded | 2015-05-01 | 2055-04-30 | 11 | Hydro | Hydro_Standard | Hydro | Excluded_Hydro | 0 | 0 | 0 | teppc | 0 | 0
UofOR-CC-Total | UofOR_CC_Total | UofOR-CC (Total CC Plant) | teppc | BPAT | BPAT | Bonneville Power Administration – Transmission | BPAT | NW | 2012-10-01 | 2050-12-31 | 11 | CCWhole-NatGas-Aero | CC_NG | CC | NW_CCGT | 0 | 0 | 0 | teppc | 0 | 0
NealHotSprings1 | NealHotSprings1 | Neal Hot Springs Geothermal Project-NHS1 | teppc | IPTV | IPTV | Idaho Treasure Valley | IPCO | NW | 2012-07-09 | 2050-12-31 | 11 | Geo-BinaryCycle | Geothermal_steam | Geothermal | NW_Geothermal | 0 | 0 | 0 | teppc | 0 | 0
NealHotSprings2 | NealHotSprings2 | Neal Hot Springs Geothermal Project-NHS2 | teppc | CISC | CISC | Southern California Edison | SCE | CAISO | 2012-07-09 | 2050-12-31 | 11 | Geo-BinaryCycle | Geothermal_steam | Geothermal | CAISO_Geothermal | 0 | 0 | 0 | teppc | 0 | 0
NealHotSprings3 | NealHotSprings3 | Neal Hot Springs Geothermal Project-NHS3 | teppc | CISC | CISC | Southern California Edison | SCE | CAISO | 2012-07-09 | 2050-12-31 | 11 | Geo-BinaryCycle | Geothermal_steam | Geothermal | CAISO_Geothermal | 0 | 0 | 0 | teppc | 0 | 0
Earth Energy 1 | Earth_Energy_1 | CALIPAT_13.8_EARTH_E1 | teppc | IID | IID | Imperial Irrigation District | IID | IID | 2010-04-15 | 2050-12-31 | 11 | Geo-DoubleFlash | Geothermal_steam | Geothermal | IID_Geothermal | 0 | 0 | 0 | teppc | 0 | 0
DESRT P2 | DESRT_P2 | Desert Peak Geothermal | teppc | SPPC | SPPC | Nevada Power Company | NEVP | SW | 2006-01-01 | 2050-12-31 | 11 | Renewable Thermal | Geothermal_steam | Geothermal | SW_Geothermal | 0 | 0 | 0 | teppc | 0 | 0
ELDORO_7_UNIT 1 | ELDORO_7_UNIT_1 | El Dorado Unit 1 | caiso | PGE_Valley | PGE_Valley | Pacific Gas and Electric Valley | PGE_Valley | CAISO | 2005-05-21 | 2050-12-31 | 11 | n/a | Hydro_Standard | Hydro | CAISO_Hydro | 0 | 2 | 0 | not relevant | 1 | 0
ELDORO_7_UNIT 2 | ELDORO_7_UNIT_2 | El Dorado Unit 2 | caiso | PGE_Valley | PGE_Valley | Pacific Gas and Electric Valley | PGE_Valley | CAISO | 2005-05-21 | 2050-12-31 | 11 | n/a | Hydro_Standard | Hydro | CAISO_Hydro | 0 | 0 | 0 | not relevant | 0 | 0
KELYRG_6_UNIT | KELYRG_6_UNIT | KELLY RIDGE HYDRO | caiso | PGE_Valley | PGE_Valley | Pacific Gas and Electric Valley | PGE_Valley | CAISO | 1963-01-01 | 2050-12-31 | 11 | n/a | Hydro_Standard | Hydro | CAISO_Hydro | 0 | 1 | 0 | not relevant | 1 | 0
Fish_Creek_1 | Fish_Creek_1 | Fish Creek-1 | teppc | PACW | PACW | PacifiCorp – West | PACW | NW | 1952-06-01 | 2050-12-31 | 11 | Hydro | Hydro_Standard | Hydro | NW_Hydro | 0 | 0 | 0 | teppc | 0 | 0
Soda_Springs_1 | Soda_Springs_1 | Soda Springs-1 | teppc | PACW | PACW | PacifiCorp – West | PACW | NW | 1952-03-01 | 2050-12-31 | 11 | Hydro | Hydro_Standard | Hydro | NW_Hydro | 0 | 0 | 0 | teppc | 0 | 0
Grace_5 | Grace_5 | Grace-5 | teppc | PAID | PAID | Idaho, PACE Utility | IPCO | NW | 1922-12-01 | 2050-12-31 | 11 | Hydro | Hydro_Standard | Hydro | NW_Hydro | 0 | 0 | 0 | teppc | 0 | 0
Grace_3 | Grace_3 | Grace-3 | teppc | PAID | PAID | Idaho, PACE Utility | IPCO | NW | 1913-12-01 | 2050-12-31 | 11 | Hydro | Hydro_Standard | Hydro | NW_Hydro | 0 | 0 | 0 | teppc | 0 | 0
Grace_4 | Grace_4 | Grace-4 | teppc | PAID | PAID | Idaho, PACE Utility | IPCO | NW | 1913-12-01 | 2050-12-31 | 11 | Hydro | Hydro_Standard | Hydro | NW_Hydro | 0 | 0 | 0 | teppc | 0 | 0
MONLTH_6_BOREL | MONLTH_6_BOREL | BOREL HYDRO UNITS 1-3 AGGREGATE | caiso | PGE_Valley | PGE_Valley | Pacific Gas and Electric Valley | PGE_Valley | CAISO | 1904-01-01 | 2050-12-31 | 11 | n/a | Hydro_Standard | Hydro | CAISO_Hydro | 0 | 1 | 0 | not relevant | 1 | 0
Lower_Clowhom_1 | Lower_Clowhom_1 | Lower Clowhom-1_Lower Clowhom-1_IPP-LCH | teppc | BCHA | BCHA | British Columbia Transmission Company | BCHA_AESO | Excluded | 2010-04-01 | 2035-03-20 | 10.99 | Hydro | Hydro_Standard | Hydro | Excluded_Hydro | 0 | 0 | 0 | teppc | 0 | 0
Upper_Clowhom_1 | Upper_Clowhom_1 | Upper Clowhom-1_Upper Clowhom-1_IPP-UCH | teppc | BCHA | BCHA | British Columbia Transmission Company | BCHA_AESO | Excluded | 2010-03-15 | 2035-03-20 | 10.99 | Hydro | Hydro_Standard | Hydro | Excluded_Hydro | 0 | 0 | 0 | teppc | 0 | 0
Waddell PS1 | Waddell_PS1 | Waddell Pumped Storage PS1 | teppc | WALC | WALC | Western Area Power Administration, Lower Colorado Region | WALC | SW | 1994-05-01 | 2050-12-31 | 10.9 | PS-Hydro | Hydro_PumpedStorage | PSH | SW_Pumped_Hydro | 0 | 0 | 0 | teppc | 0 | 0
Waddell PS3 | Waddell_PS3 | Waddell Pumped Storage PG3 | teppc | WALC | WALC | Western Area Power Administration, Lower Colorado Region | WALC | SW | 1994-05-01 | 2050-12-31 | 10.9 | PS-Hydro | Hydro_PumpedStorage | PSH | SW_Pumped_Hydro | 0 | 0 | 0 | teppc | 0 | 0
Waddell PS6 | Waddell_PS6 | Waddell Pumped Storage PG6 | teppc | WALC | WALC | Western Area Power Administration, Lower Colorado Region | WALC | SW | 1994-05-01 | 2050-12-31 | 10.9 | PS-Hydro | Hydro_PumpedStorage | PSH | SW_Pumped_Hydro | 0 | 0 | 0 | teppc | 0 | 0
Waddell PS7 | Waddell_PS7 | Waddell Pumped Storage PG7 | teppc | WALC | WALC | Western Area Power Administration, Lower Colorado Region | WALC | SW | 1994-05-01 | 2050-12-31 | 10.9 | PS-Hydro | Hydro_PumpedStorage | PSH | SW_Pumped_Hydro | 0 | 0 | 0 | teppc | 0 | 0
CONTRL_1_POOLE | CONTRL_1_POOLE | POOLE HYDRO PLANT 1 | caiso | SCE | SCE | Southern California Edison | SCE | CAISO | 1924-01-01 | 2050-12-31 | 10.9 | n/a | Hydro_Standard | Hydro | CAISO_Hydro | 0 | 1 | 0 | not relevant | 1 | 0
CHWCHL_1_BIOMAS | CHWCHL_1_BIOMAS | Chow II Biomass to Energy | caiso | PGE_Valley | PGE_Valley | Pacific Gas and Electric Valley | PGE_Valley | CAISO | 2008-05-08 | 2050-12-31 | 10.8 | n/a | ST_Biomass | Biomass/Wood | CAISO_Biomass | 0 | 1 | 0 | not relevant | 1 | 0
Vulcan 2 | Vulcan_2 | Vulcan GEN2¦Geothermal Power Company-GEN2 | teppc | IID | IID | Imperial Irrigation District | IID | IID | 1993-06-01 | 2050-12-31 | 10.74 | Geo-DoubleFlash | Geothermal_steam | Geothermal | IID_Geothermal | 0 | 0 | 0 | teppc | 0 | 0
Jamie_Creek_1 | Jamie_Creek_1 | Jamie Creek-1_Jamie Creek-1_IPP-JME | teppc | BCHA | BCHA | British Columbia Transmission Company | BCHA_AESO | Excluded | 2014-01-01 | 2054-01-01 | 10.67 | Hydro | Hydro_Standard | Hydro | Excluded_Hydro | 0 | 0 | 0 | teppc | 0 | 0
Jamie_Creek_2 | Jamie_Creek_2 | Jamie Creek-2_Jamie Creek-2_IPP-JME | teppc | BCHA | BCHA | British Columbia Transmission Company | BCHA_AESO | Excluded | 2014-01-01 | 2054-01-01 | 10.67 | Hydro | Hydro_Standard | Hydro | Excluded_Hydro | 0 | 0 | 0 | teppc | 0 | 0
OXMTN_6_LNDFIL | OXMTN_6_LNDFIL | Ox Mountain Landfill Generating Plant | caiso | PGE_Bay | PGE_Bay | Pacific Gas and Electric Bay | PGE_Bay | CAISO | 2009-04-01 | 2050-12-31 | 10.62 | n/a | Biogas_ | Biogas_LandfillGas | CAISO_Biogas | 0 | 2 | 0 | not relevant | 1 | 0
SBERDO_2_QF | SBERDO_2_QF | SAN BERADINO QFS | caiso | SCE | SCE | Southern California Edison | SCE | CAISO | 1989-01-01 | 2050-12-31 | 10.6 | n/a | Cogen_NG | Cogen | CAISO_CHP | 0 | 0 | 0 | not relevant | 0 | 0
TrethewayCreek1 | TrethewayCreek1 | Tretheway Creek-1_Tretheway Creek-1_IPP-TWY | teppc | BCHA | BCHA | British Columbia Transmission Company | BCHA_AESO | Excluded | 2015-11-01 | 2055-11-01 | 10.59 | Hydro | Hydro_Standard | Hydro | Excluded_Hydro | 0 | 0 | 0 | teppc | 0 | 0
TrethewayCreek2 | TrethewayCreek2 | Tretheway Creek-2_Tretheway Creek-2_IPP-TWY | teppc | BCHA | BCHA | British Columbia Transmission Company | BCHA_AESO | Excluded | 2015-11-01 | 2055-11-01 | 10.59 | Hydro | Hydro_Standard | Hydro | Excluded_Hydro | 0 | 0 | 0 | teppc | 0 | 0
CBN_BIO 13 | CBN_BIO_13 | CBN_BIO 13 | teppc | BCHA | BCHA | British Columbia Transmission Company | BCHA_AESO | Excluded | 2018-09-30 | 2050-03-30 | 10.5 | Steam | ST_NG | Steam | Excluded_ST | 0 | 0 | 0 | teppc | 0 | 0
Tumbler_Ridge1 | Tumbler_Ridge1 | Tumbler Ridge Wind-1_Tumbler Ridge Wind-1_IPP-TRW | teppc | BCHA | BCHA | British Columbia Transmission Company | BCHA_AESO | Excluded | 2014-11-01 | 2039-11-01 | 10.5 | WT-Onshore | wind_onshorewind | Wind | Excluded_Wind | 0 | 0 | 0 | teppc | 0 | 0
Crowsnest_Pass | Crowsnest_Pass | Crowsnest Pass-1_Crowsnest Pass-1_IPP-CRW | teppc | BCHA | BCHA | British Columbia Transmission Company | BCHA_AESO | Excluded | 2012-11-30 | 2032-11-17 | 10.5 | ST-Other | ST_Unknown | Steam | Excluded_ST | 0 | 0 | 0 | teppc | 0 | 0
Pilgrim_Stage | Pilgrim_Stage | Pilgrim Stage Wind Park-PSWP | teppc | IPMV | IPMV | Idaho Magic Valley | IPCO | NW | 2010-12-27 | 2050-12-31 | 10.5 | WT-Onshore | wind_onshorewind | Wind | NW_Wind | 0 | 0 | 0 | teppc | 0 | 0
TuanaGulch | TuanaGulch | Tuana Gulch Wind Park-TGWP | teppc | IPFE | IPFE | Idaho Far East | IPCO | NW | 2010-12-22 | 2050-12-31 | 10.5 | WT-Onshore | wind_onshorewind | Wind | NW_Wind | 0 | 0 | 0 | teppc | 0 | 0
CassiaWind | CassiaWind | Cassia Wind Farm LLC-1 | teppc | IPFE | IPFE | Idaho Far East | IPCO | NW | 2009-02-01 | 2050-12-31 | 10.5 | WT-Onshore | wind_onshorewind | Wind | NW_Wind | 0 | 0 | 0 | teppc | 0 | 0
ELNIDP_6_BIOMAS | ELNIDP_6_BIOMAS | El Nido Biomass to Energy | caiso | PGE_Valley | PGE_Valley | Pacific Gas and Electric Valley | PGE_Valley | CAISO | 2008-08-24 | 2050-12-31 | 10.5 | n/a | ST_Biomass | Biomass/Wood | CAISO_Biomass | 0 | 1 | 0 | not relevant | 1 | 0
RooseveltBioIC | RooseveltBioIC | Roosevelt Biogas IC 1-5 (No gen post CC installed | teppc | TPWR | TPWR | Tacoma Power | BPAT | NW | 1999-06-01 | 2050-01-01 | 10.5 | Bio-ICE | ICE_Biomass | Biomass/Wood | NW_Biomass | 0 | 0 | 0 | teppc | 0 | 0
Vulcan Expander | Vulcan_Expander | Vulcan 3¦Vulcan Expander¦Vulcan-BN Geothermal Power Company-GEN3 | teppc | IID | IID | Imperial Irrigation District | IID | IID | 1973-06-01 | 2050-12-31 | 10.5 | Geo-DoubleFlash | Geothermal_steam | Geothermal | IID_Geothermal | 0 | 0 | 0 | teppc | 0 | 0
Furry_Creek | Furry_Creek | Furry Creek-1_Furry Creek-1_IPP-FRI | teppc | BCHA | BCHA | British Columbia Transmission Company | BCHA_AESO | Excluded | 2004-06-10 | 2040-05-31 | 10.4 | Hydro | Hydro_Standard | Hydro | Excluded_Hydro | 0 | 0 | 0 | teppc | 0 | 0
Rupert_Cgn | Rupert_Cgn | Rupert Cogen Project-1002 | teppc | IPMV | IPMV | Idaho Magic Valley | IPCO | NW | 1996-11-01 | 2050-12-31 | 10.4 | CCWhole-NatGas-SingleShaft | CC_NG | CC | NW_CCGT | 0 | 0 | 0 | teppc | 0 | 0
Marys Lake | Marys_Lake | Marys Lake 1 | teppc | WACM | WACM | Western Area Power Administration, Colorado-Missouri Region | WACM | Excluded | 1951-05-01 | 2050-12-31 | 10.35 | Hydro | Hydro_Standard | Hydro | Excluded_Hydro | 0 | 0 | 0 | teppc | 0 | 0
Dasque_Middle1 | Dasque_Middle1 | Dasque - Middle-1_Dasque - Middle-1_IPP-DSQ | teppc | BCHA | BCHA | British Columbia Transmission Company | BCHA_AESO | Excluded | 2014-04-01 | 2054-03-31 | 10.1 | Hydro | Hydro_Standard | Hydro | Excluded_Hydro | 0 | 0 | 0 | teppc | 0 | 0
Dixie Valley Geo 2 | Dixie_Valley_Geo_2 | Caithness Dixie Valley-2¦Dixie Valley Geothermal GEN1 | teppc | SPPC | SPPC | Nevada Power Company | NEVP | SW | 1988-06-14 | 2050-12-31 | 10.1 | Geo-BinaryCycle | Geothermal_steam | Geothermal | SW_Geothermal | 0 | 0 | 0 | teppc | 0 | 0
POTTER_6_UNITS | POTTER_6_UNITS | Potter Valley | caiso | PGE_Bay | PGE_Bay | Pacific Gas and Electric Bay | PGE_Bay | CAISO | 1910-01-01 | 2050-12-31 | 10.1 | n/a | Hydro_Standard | Hydro | CAISO_Hydro | 0 | 0 | 0 | not relevant | 0 | 0
GEYS17_2_BOTRCK | GEYS17_2_BOTRCK | Bottle Rock Geothermal | caiso | PGE_Bay | PGE_Bay | Pacific Gas and Electric Bay | PGE_Bay | CAISO | 2007-09-22 | 2050-12-31 | 10.01 | n/a | Geothermal_steam | Geothermal | CAISO_Geothermal | 0 | 0 | 0 | not relevant | 0 | 0
DELSUR_6_CREST | DELSUR_6_CREST | DELSUR_6_CREST1 | caiso | SCE | SCE | Southern California Edison | SCE | CAISO | 1/1/1899 | 2050-12-31 | 10 | n/a | PVgeneric_sun | Solar_Fixed | CAISO_Solar | 1 | 0 | 1 | old | 1 | 0
ESCNDO_6_EB1BT1 | ESCNDO_6_EB1BT1 | Escondido BESS 1 | caiso | SDGE | SDGE | San Diego Gas and Electric | SDGE | CAISO | 1/1/1899 | 2050-12-31 | 10 | OTHER_LESR | Battery_ | Battery Storage | CAISO_Li_Battery | 0 | 0 | 1 | not relevant | 1 | 0
ESCNDO_6_EB2BT2 | ESCNDO_6_EB2BT2 | Escondido BESS 2 | caiso | SDGE | SDGE | San Diego Gas and Electric | SDGE | CAISO | 1/1/1899 | 2050-12-31 | 10 | OTHER_LESR | Battery_ | Battery Storage | CAISO_Li_Battery | 0 | 0 | 1 | not relevant | 1 | 0
ESCNDO_6_EB3BT3 | ESCNDO_6_EB3BT3 | Escondido BESS 3 | caiso | SDGE | SDGE | San Diego Gas and Electric | SDGE | CAISO | 1/1/1899 | 2050-12-31 | 10 | OTHER_LESR | Battery_ | Battery Storage | CAISO_Li_Battery | 0 | 0 | 1 | not relevant | 1 | 0
MIRLOM_2_MLBBTA | MIRLOM_2_MLBBTA | Mira Loma BESS A | caiso | SCE | SCE | Southern California Edison | SCE | CAISO | 1/1/1899 | 2050-12-31 | 10 | OTHER_LESR | Battery_ | Battery Storage | CAISO_Li_Battery | 0 | 0 | 1 | not relevant | 1 | 0
MIRLOM_2_MLBBTB | MIRLOM_2_MLBBTB | Mira Loma BESS B | caiso | SCE | SCE | Southern California Edison | SCE | CAISO | 1/1/1899 | 2050-12-31 | 10 | OTHER_LESR | Battery_ | Battery Storage | CAISO_Li_Battery | 0 | 0 | 1 | not relevant | 1 | 0
OROLOM_1_SOLAR1 | OROLOM_1_SOLAR1 | Oro Loma Solar 1 | caiso | PGE_Valley | PGE_Valley | Pacific Gas and Electric Valley | PGE_Valley | CAISO | 1/1/1899 | 2050-12-31 | 10 | PVgeneric_sun | PVgeneric_sun | Solar_Fixed | CAISO_Solar | 1 | 2 | 0 | in old list | 1 | 0
OROLOM_1_SOLAR2 | OROLOM_1_SOLAR2 | Oro Loma Solar 2 | caiso | PGE_Valley | PGE_Valley | Pacific Gas and Electric Valley | PGE_Valley | CAISO | 1/1/1899 | 2050-12-31 | 10 | PVgeneric_sun | PVgeneric_sun | Solar_Fixed | CAISO_Solar | 1 | 1 | 0 | in old list | 1 | 0
PLAINV_6_DSOLAR | PLAINV_6_DSOLAR | Western Antelope Dry Ranch | caiso | SCE | SCE | Southern California Edison | SCE | CAISO | 1/1/1899 | 2050-12-31 | 10 | PVgeneric_sun | PVgeneric_sun | Solar_Fixed | CAISO_Solar | 1 | 1 | 0 | in old list | 1 | 0
RENWD_1_QF | RENWD_1_QF |  | caiso | SCE | SCE | Southern California Edison | SCE | CAISO | 1/1/1899 | 2050-12-31 | 10 | n/a | wind_onshorewind | Wind | CAISO_Wind | 1 | 0 | 1 | old | 1 | 0
SKERN_6_SOLAR2 | SKERN_6_SOLAR2 | SKIC Solar | caiso | PGE_Valley | PGE_Valley | Pacific Gas and Electric Valley | PGE_Valley | CAISO | 1/1/1899 | 2050-12-31 | 10 | PVgeneric_sun | PVgeneric_sun | Solar_Fixed | CAISO_Solar | 1 | 1 | 0 | in old list | 1 | 0
Log_Creek_1 | Log_Creek_1 | Log Creek-1_Log Creek-1_IPP-LGC | teppc | BCHA | BCHA | British Columbia Transmission Company | BCHA_AESO | Excluded | 2023-01-01 | 2063-12-31 | 10 | Hydro | Hydro_Standard | Hydro | Excluded_Hydro | 0 | 0 | 0 | teppc | 0 | 0
LOSTHRZN3 | LOSTHRZN3 | FACEBOOK SOLAR CENTER 3 | teppc | PNM | PNM | Public Service Company of New Mexico | PNM_EPE | SW | 2018-05-01 | 2050-12-31 | 10 | SolarPV-Tracking | 1axPV_sun | Solar_1Axis | SW_Solar | 0 | 0 | 0 | teppc | 0 | 0
LOSTHRZN2 | LOSTHRZN2 | FACEBOOK SOLAR CENTER 2 | teppc | PNM | PNM | Public Service Company of New Mexico | PNM_EPE | SW | 2018-03-01 | 2050-12-31 | 10 | SolarPV-Tracking | 1axPV_sun | Solar_1Axis | SW_Solar | 0 | 0 | 0 | teppc | 0 | 0
LOS_MOR1 | LOS_MOR1 | FACEBOOK SOLAR CENTER 1 | teppc | PNM | PNM | Public Service Company of New Mexico | PNM_EPE | SW | 2018-01-01 | 2050-12-31 | 10 | SolarPV-NonTracking | FixedPV_sun | Solar_Fixed | SW_Solar | 0 | 0 | 0 | teppc | 0 | 0
Sun Edison Victorville Solar | Sun_Edison_Victorville_Solar | Sun Edison Victorville Solar | rps | SCE | SDG&E | San Diego Gas and Electric | SDGE | CAISO | 2015-11-30 | 2050-12-31 | 10 | Solar PV - Ground mountSolar: Tracking (1 Axis) | 1axPV_sun | Solar_1Axis | CAISO_Solar | 1 | 1 | 0 | in old list | 1 | 0
PMDLET_6_SOLAR1 | PMDLET_6_SOLAR1 | SEPV Palmdale East, LLC | caiso | SCE | SCE | Southern California Edison | SCE | CAISO | 2015-07-31 | 2050-12-31 | 10 | n/a | PVgeneric_sun | Solar_Fixed | CAISO_Solar | 1 | 1 | 0 | in old list | 1 | 0
FAIRFLD WIND | FAIRFLD_WIND | FAIRFIELD_WIND | teppc | NWMT | NWMT | NorthWestern Energy | NWMT_WAUW | NW | 2015-01-01 | 2050-12-31 | 10 | WT-Onshore | wind_onshorewind | Wind | NW_Wind | 0 | 0 | 0 | teppc | 0 | 0
PAT_DIST_PV | PAT_DIST_PV | Juwi Solar Inc. PVTX (JSI PV) | teppc | EPE | EPE | El Paso Electric Company | PNM_EPE | SW | 2014-12-30 | 2044-12-31 | 10 | SolarPV-Tracking | 1axPV_sun | Solar_1Axis | SW_Solar | 0 | 0 | 0 | teppc | 0 | 0
VICTOR_1_LVSLR1 | VICTOR_1_LVSLR1 | Lone Valley Solar Park 1 | caiso | SCE | SCE | Southern California Edison | SCE | CAISO | 2014-11-19 | 2050-12-31 | 10 | n/a | PVgeneric_sun | Solar_Fixed | CAISO_Solar | 1 | 1 | 0 | in old list | 1 | 0
Heber Solar PV | Heber_Solar_PV | Heber Solar PV Project 1¦HEBR200 | teppc | IID | IID | Imperial Irrigation District | IID | IID | 2014-05-01 | 2050-12-31 | 10 | SolarPV-NonTracking | FixedPV_sun | Solar_Fixed | IID_Solar | 0 | 0 | 0 | teppc | 0 | 0
Fairfield_Wind | Fairfield_Wind | Fairfield Wind-1 | teppc | CISC | CISC | Southern California Edison | SCE | CAISO | 2013-12-31 | 2050-12-31 | 10 | WT-Onshore | wind_onshorewind | Wind | CAISO_Wind | 1 | 0 | 0 | teppc | 0 | 0
GLDTWN_6_COLUM3 | GLDTWN_6_COLUM3 | Columbia 3 | caiso | SCE | SCE | Southern California Edison | SCE | CAISO | 2013-12-10 | 2050-12-31 | 10 | n/a | PVgeneric_sun | Solar_Fixed | CAISO_Solar | 1 | 1 | 0 | in old list | 1 | 0
GATES_2_WSOLAR | GATES_2_WSOLAR |  | caiso | PGE_Valley | PGE_Valley | Pacific Gas and Electric Valley | PGE_Valley | CAISO | 2013-06-24 | 2050-12-31 | 10 | n/a | PVgeneric_sun | Solar_Fixed | CAISO_Solar | 1 | 1 | 0 | in old list | 1 | 0
GIFFEN_6_SOLAR | GIFFEN_6_SOLAR |  | caiso | PGE_Valley | PGE_Valley | Pacific Gas and Electric Valley | PGE_Valley | CAISO | 2012-07-25 | 2050-12-31 | 10 | n/a | PVgeneric_sun | Solar_Fixed | CAISO_Solar | 1 | 1 | 0 | in old list | 1 | 0
Adelanto Solar | Adelanto_Solar | Adelanto Solar Project 1 | teppc | LDWP | LDWP | Los Angeles Department of Water and Power | LADWP | LDWP | 2012-06-30 | 2050-12-31 | 10 | SolarPV-NonTracking | FixedPV_sun | Solar_Fixed | LDWP_Solar | 0 | 1 | 0 | teppc | 1 | 0
CHAP_DIST_PV | CHAP_DIST_PV | SunE EPE1 LLC-1 | teppc | EPE | EPE | El Paso Electric Company | PNM_EPE | SW | 2012-06-25 | 2032-04-30 | 10 | SolarPV-Tracking | 1axPV_sun | Solar_1Axis | SW_Solar | 0 | 0 | 0 | teppc | 0 | 0
Upper_Bear | Upper_Bear | Upper Bear Hydro-1_Upper Bear Hydro-1_IPP-BHU | teppc | BCHA | BCHA | British Columbia Transmission Company | BCHA_AESO | Excluded | 2012-05-31 | 2052-05-13 | 10 | Hydro | Hydro_Standard | Hydro | Excluded_Hydro | 0 | 0 | 0 | teppc | 0 | 0
COPMTN_2_CM10 | COPMTN_2_CM10 | Copper Mountain 10 | caiso | NEVP | SCE | Southern California Edison | SCE | CAISO | 2011-10-03 | 2050-12-31 | 10 | n/a | PVgeneric_sun | Solar_Fixed | CAISO_Solar | 1 | 1 | 0 | in old list | 1 | 0
RoseburgBiomass | RoseburgBiomass | Roseburg Forest Products Biomass-1 | teppc | PACW | PACW | PacifiCorp – West | PACW | NW | 2011-01-01 | 2050-12-31 | 10 | Bio-ST | ST_Biomass | Biomass/Wood | NW_Biomass | 0 | 0 | 0 | teppc | 0 | 0
ParqueEolico | ParqueEolico | Parque Eolico Rumorosa-1 | teppc | CISC | CISC | Southern California Edison | SCE | CAISO | 2010-10-01 | 2050-12-01 | 10 | WT-Onshore | wind_onshorewind | Wind | CAISO_Wind | 1 | 0 | 0 | teppc | 0 | 0
Salton Sea Unit 2 G1 | Salton_Sea_Unit_2_G1 | Salton Sea Unit 2 GEN1¦EARTH ENERGY #2¦SALTON SEA UNIT 2 - 10 mw | teppc | IID | IID | Imperial Irrigation District | IID | IID | 2010-04-15 | 2050-12-31 | 10 | Geo-DoubleFlash | Geothermal_steam | Geothermal | IID_Geothermal | 0 | 0 | 0 | teppc | 0 | 0
Geo East Mesa 3-2 | Geo_East_Mesa_3_2 | Geo East Mesa (GEM) III GEN1 | teppc | IID | IID | Imperial Irrigation District | IID | IID | 2008-09-01 | 2050-12-01 | 10 | Geo-DoubleFlash | Geothermal_steam | Geothermal | IID_Geothermal | 0 | 0 | 0 | teppc | 0 | 0
Evergreen_Bio | Evergreen_Bio | Evergreen BioPower LLC-1 | teppc | PACW | PACW | PacifiCorp – West | PACW | NW | 2007-09-01 | 2050-12-31 | 10 | Bio-ST | ST_Biomass | Biomass/Wood | NW_Biomass | 0 | 0 | 0 | teppc | 0 | 0
BRIDGE | BRIDGE | Raft River Geothermal | teppc | BPAT | BPAT | Bonneville Power Administration – Transmission | BPAT | NW | 2007-01-01 | 2033-12-31 | 10 | Geo-BinaryCycle | Geothermal_steam | Geothermal | NW_Geothermal | 0 | 0 | 0 | teppc | 0 | 0
Airport Industrial | Airport_Industrial | Airport Industrial IC1-IC4 | teppc | PSCO | PSCO | Public Service Company of Colorado | PSCO | Excluded | 2001-12-01 | 2050-12-31 | 10 | ICE-OilDistillate | ICE_Oil | ICE | Excluded_Reciprocating_Engine | 0 | 0 | 0 | teppc | 0 | 0
BangorSubmarineBase2 | BangorSubmarineBase2 | Bangor Submarine Base-IC2 | teppc | PNM | PNM | Public Service Company of New Mexico | PNM_EPE | SW | 2001-12-01 | 2030-04-15 | 10 | CT-OilDistillate | CT_Oil | CT | SW_Peaker | 0 | 0 | 0 | teppc | 0 | 0
McNaryFishway | McNaryFishway | McNary Dam Fish Attraction Project-1 | teppc | BPAT | BPAT | Bonneville Power Administration – Transmission | BPAT | NW | 1997-11-01 | 2050-12-31 | 10 | Hydro | Hydro_Standard | Hydro | NW_Hydro | 0 | 0 | 0 | teppc | 0 | 0
Minidoka_9 | Minidoka_9 | Minidoka-9 | teppc | IPMV | IPMV | Idaho Magic Valley | IPCO | NW | 1997-05-01 | 2050-12-31 | 10 | Hydro | Hydro_Standard | Hydro | NW_Hydro | 0 | 0 | 0 | teppc | 0 | 0
Minidoka_8 | Minidoka_8 | Minidoka-8 | teppc | IPMV | IPMV | Idaho Magic Valley | IPCO | NW | 1997-04-01 | 2050-12-31 | 10 | Hydro | Hydro_Standard | Hydro | NW_Hydro | 0 | 0 | 0 | teppc | 0 | 0
AKO 4G1 | AKO_4G1 | AKO 4G1 | teppc | BCHA | BCHA | British Columbia Transmission Company | BCHA_AESO | Excluded | 1995-04-01 | 2050-03-30 | 10 | hydro | Hydro_Standard | Hydro | Excluded_Hydro | 0 | 0 | 0 | teppc | 0 | 0
Akolkolex | Akolkolex | Akolkolex-1_Akolkolex-1_IPP-AKO | teppc | BCHA | BCHA | British Columbia Transmission Company | BCHA_AESO | Excluded | 1995-04-01 | 2033-03-31 | 10 | Hydro | Hydro_Standard | Hydro | Excluded_Hydro | 0 | 0 | 0 | teppc | 0 | 0
BlindCanyon | BlindCanyon | Blind Canyon Hydro-1 | teppc | IPMV | IPMV | Idaho Magic Valley | IPCO | NW | 1994-12-14 | 2050-12-31 | 10 | Hydro | Hydro_Standard | Hydro | NW_Hydro | 0 | 0 | 0 | teppc | 0 | 0
NineMile3 | NineMile3 | Nine Mile-3N | teppc | AVA | AVA | Avista Corp. | BPAT | NW | 1994-06-01 | 2050-12-31 | 10 | Hydro | Hydro_Standard | Hydro | NW_Hydro | 0 | 0 | 0 | teppc | 0 | 0
NineMile4 | NineMile4 | Nine Mile-4N | teppc | AVA | AVA | Avista Corp. | BPAT | NW | 1994-06-01 | 2050-12-31 | 10 | Hydro | Hydro_Standard | Hydro | NW_Hydro | 0 | 0 | 0 | teppc | 0 | 0
Broadwater | Broadwater | Broadwater Power Project-GEN1 | teppc | IPFE | IPFE | Idaho Far East | IPCO | NW | 1989-06-01 | 2050-12-31 | 10 | Hydro | Hydro_Standard | Hydro | NW_Hydro | 0 | 0 | 0 | teppc | 0 | 0
MagicDam1 | MagicDam1 | Magic Dam Hydroelectric Project-GEN1 | teppc | IPMV | IPMV | Idaho Magic Valley | IPCO | NW | 1989-06-01 | 2050-12-31 | 10 | Hydro | Hydro_Standard | Hydro | NW_Hydro | 0 | 0 | 0 | teppc | 0 | 0
AltaGasPark_1 | AltaGasPark_1 | AltaGas Parkland 1 | teppc | AESO | AESO | Alberta Electric System Operator | BCHA_AESO | Excluded | 1985-01-01 | 2050-12-31 | 10 | CT-NatGas-Industrial | CT_NG | CT | Excluded_Peaker | 0 | 0 | 0 | teppc | 0 | 0
CONTRL_1_CASAD1 | CONTRL_1_CASAD1 | Mammoth G1 | caiso | SCE | SCE | Southern California Edison | SCE | CAISO | 1984-11-26 | 2050-12-31 | 10 | n/a | Geothermal_steam | Geothermal | CAISO_Geothermal | 0 | 1 | 0 | not relevant | 1 | 0
Foster_2 | Foster_2 | Foster-2 | teppc | BPAT | BPAT | Bonneville Power Administration – Transmission | BPAT | NW | 1968-10-01 | 2050-12-31 | 10 | Hydro | Hydro_Standard | Hydro | NW_Hydro | 0 | 0 | 0 | teppc | 0 | 0
Foster_1 | Foster_1 | Foster-1 | teppc | BPAT | BPAT | Bonneville Power Administration – Transmission | BPAT | NW | 1968-09-01 | 2050-12-31 | 10 | Hydro | Hydro_Standard | Hydro | NW_Hydro | 0 | 0 | 0 | teppc | 0 | 0
MCSWAN_6_UNITS | MCSWAN_6_UNITS | MC SWAIN HYDRO | caiso | PGE_Valley | PGE_Valley | Pacific Gas and Electric Valley | PGE_Valley | CAISO | 1967-01-01 | 2050-12-31 | 10 | n/a | Hydro_Standard | Hydro | CAISO_Hydro | 0 | 0 | 0 | not relevant | 0 | 0
NEW_BFDIESEL_73520_1 | NEW_BFDIESEL_73520_1 | BF_Diesels | teppc | WACM | WACM | Western Area Power Administration, Colorado-Missouri Region | WACM | Excluded | 1965-01-01 | 2050-03-30 | 10 | ICE-OilDistillate | ICE_Oil | ICE | Excluded_Reciprocating_Engine | 0 | 0 | 0 | teppc | 0 | 0
Pueblo IC 1-5 | Pueblo_IC_1_5 | Pueblo IC1-IC5 | teppc | PSCO | PSCO | Public Service Company of Colorado | PSCO | Excluded | 1964-12-01 | 2050-12-31 | 10 | ICE-OilDistillate | ICE_Oil | ICE | Excluded_Reciprocating_Engine | 0 | 0 | 0 | teppc | 0 | 0
Rocky Ford 1-5 | Rocky_Ford_1_5 | Rocky Ford IC1-IC5 | teppc | PSCO | PSCO | Public Service Company of Colorado | PSCO | Excluded | 1964-06-01 | 2050-12-31 | 10 | ICE-OilDistillate | ICE_Oil | ICE | Excluded_Reciprocating_Engine | 0 | 0 | 0 | teppc | 0 | 0
Trail_Bridge | Trail_Bridge | Trail Bridge-HY1 | teppc | PNM | PNM | Public Service Company of New Mexico | PNM_EPE | SW | 1962-12-01 | 2030-04-15 | 10 | Hydro | Hydro_Standard | Hydro | SW_Hydro | 0 | 0 | 0 | teppc | 0 | 0
Kananaskis3_HY3 | Kananaskis3_HY3 | Kananaskis3-HY3 | teppc | AESO | AESO | Alberta Electric System Operator | BCHA_AESO | Excluded | 1954-01-01 | 2050-12-01 | 10 | Hydro | Hydro_Standard | Hydro | Excluded_Hydro | 0 | 0 | 0 | teppc | 0 | 0
Mariah Wind | Mariah_Wind |  | teppc | PACW | PACW | PacifiCorp – West | PACW | NW | 1950-01-01 | 2050-12-31 | 10 | WT-Onshore | wind_onshorewind | Wind | NW_Wind | 0 | 0 | 0 | teppc | 0 | 0
Orchard Wind 1 | Orchard_Wind_1 |  | teppc | PACW | PACW | PacifiCorp – West | PACW | NW | 1950-01-01 | 2050-12-31 | 10 | WT-Onshore | wind_onshorewind | Wind | NW_Wind | 0 | 0 | 0 | teppc | 0 | 0
Orchard Wind 2 | Orchard_Wind_2 |  | teppc | PACW | PACW | PacifiCorp – West | PACW | NW | 1950-01-01 | 2050-12-31 | 10 | WT-Onshore | wind_onshorewind | Wind | NW_Wind | 0 | 0 | 0 | teppc | 0 | 0
Orchard Wind 3 | Orchard_Wind_3 |  | teppc | PACW | PACW | PacifiCorp – West | PACW | NW | 1950-01-01 | 2050-12-31 | 10 | WT-Onshore | wind_onshorewind | Wind | NW_Wind | 0 | 0 | 0 | teppc | 0 | 0
Orchard Wind 4 | Orchard_Wind_4 |  | teppc | PACW | PACW | PacifiCorp – West | PACW | NW | 1950-01-01 | 2050-12-31 | 10 | WT-Onshore | wind_onshorewind | Wind | NW_Wind | 0 | 0 | 0 | teppc | 0 | 0
Orem Family Wind | Orem_Family_Wind |  | teppc | BPAT | BPAT | Bonneville Power Administration – Transmission | BPAT | NW | 1950-01-01 | 2050-12-31 | 10 | WT-Onshore | wind_onshorewind | Wind | NW_Wind | 0 | 0 | 0 | teppc | 0 | 0
PACW 10 | PACW_10 |  | teppc | PACW | PACW | PacifiCorp – West | PACW | NW | 1950-01-01 | 2050-12-31 | 10 | Solar | PVgeneric_sun | Solar_Fixed | NW_Solar | 0 | 0 | 0 | teppc | 0 | 0
PACW 11 | PACW_11 |  | teppc | PACW | PACW | PacifiCorp – West | PACW | NW | 1950-01-01 | 2050-12-31 | 10 | Solar | PVgeneric_sun | Solar_Fixed | NW_Solar | 0 | 0 | 0 | teppc | 0 | 0
PACW 13 | PACW_13 |  | teppc | PACW | PACW | PacifiCorp – West | PACW | NW | 1950-01-01 | 2050-12-31 | 10 | Solar | PVgeneric_sun | Solar_Fixed | NW_Solar | 0 | 0 | 0 | teppc | 0 | 0
PACW 3 | PACW_3 |  | teppc | PACW | PACW | PacifiCorp – West | PACW | NW | 1950-01-01 | 2050-12-31 | 10 | Solar | PVgeneric_sun | Solar_Fixed | NW_Solar | 0 | 0 | 0 | teppc | 0 | 0
PACW 6 | PACW_6 |  | teppc | PACW | PACW | PacifiCorp – West | PACW | NW | 1950-01-01 | 2050-12-31 | 10 | Solar | PVgeneric_sun | Solar_Fixed | NW_Solar | 0 | 0 | 0 | teppc | 0 | 0
PACW 8 | PACW_8 |  | teppc | PACW | PACW | PacifiCorp – West | PACW | NW | 1950-01-01 | 2050-12-31 | 10 | Solar | PVgeneric_sun | Solar_Fixed | NW_Solar | 0 | 0 | 0 | teppc | 0 | 0
PACW 9 | PACW_9 |  | teppc | PACW | PACW | PacifiCorp – West | PACW | NW | 1950-01-01 | 2050-12-31 | 10 | Solar | PVgeneric_sun | Solar_Fixed | NW_Solar | 0 | 0 | 0 | teppc | 0 | 0
LongviewFibre4 | LongviewFibre4 | Longview Fibre-4 | teppc | BPAT | BPAT | Bonneville Power Administration – Transmission | BPAT | NW | 1949-01-01 | 2050-12-31 | 10 | Bio-ST | ST_Biomass | Biomass/Wood | NW_Biomass | 0 | 0 | 0 | teppc | 0 | 0
Horse Mesa HM1 | Horse_Mesa_HM1 | Horse Mesa Hydro HM1 | teppc | SRP | SRP | Salt River Project | SRP | SW | 1927-04-01 | 2050-12-31 | 10 | Hydro | Hydro_Standard | Hydro | SW_Hydro | 0 | 0 | 0 | teppc | 0 | 0
Horse Mesa HM2 | Horse_Mesa_HM2 | Horse Mesa Hydro HM2 | teppc | SRP | SRP | Salt River Project | SRP | SW | 1927-04-01 | 2050-12-31 | 10 | Hydro | Hydro_Standard | Hydro | SW_Hydro | 0 | 0 | 0 | teppc | 0 | 0
Horse Mesa HM3 | Horse_Mesa_HM3 | Horse Mesa Hydro HM3 | teppc | SRP | SRP | Salt River Project | SRP | SW | 1927-04-01 | 2050-12-31 | 10 | Hydro | Hydro_Standard | Hydro | SW_Hydro | 0 | 0 | 0 | teppc | 0 | 0
Copco1-2 | Copco1_2 | Copco 1-2 | teppc | PACW | PACW | PacifiCorp – West | PACW | NW | 1922-11-01 | 2030-01-01 | 10 | HydroRPS | Hydro_Standard | Hydro | NW_Hydro | 0 | 0 | 0 | teppc | 0 | 0
Upper_Falls_1 | Upper_Falls_1 | Upper Falls-1 | teppc | AVA | AVA | Avista Corp. | BPAT | NW | 1922-04-01 | 2050-12-31 | 10 | Hydro | Hydro_Standard | Hydro | NW_Hydro | 0 | 0 | 0 | teppc | 0 | 0
Oneida_3 | Oneida_3 | Oneida-3 | teppc | PAID | PAID | Idaho, PACE Utility | IPCO | NW | 1919-12-01 | 2050-12-31 | 10 | Hydro | Hydro_Standard | Hydro | NW_Hydro | 0 | 0 | 0 | teppc | 0 | 0
Copco1-1 | Copco1_1 | Copco 1-1 | teppc | PACW | PACW | PacifiCorp – West | PACW | NW | 1918-01-01 | 2030-01-01 | 10 | HydroRPS | Hydro_Standard | Hydro | NW_Hydro | 0 | 0 | 0 | teppc | 0 | 0
San Francisquito 1-3 | San_Francisquito_1_3 | San Francisquito 1 3 | teppc | LDWP | LDWP | Los Angeles Department of Water and Power | LADWP | LDWP | 1917-04-01 | 2050-12-31 | 10 | Hydro | Hydro_Standard | Hydro | LDWP_Hydro | 0 | 0 | 0 | teppc | 0 | 0
Oneida_2 | Oneida_2 | Oneida-2 | teppc | PAID | PAID | Idaho, PACE Utility | IPCO | NW | 1915-12-01 | 2050-12-31 | 10 | Hydro | Hydro_Standard | Hydro | NW_Hydro | 0 | 0 | 0 | teppc | 0 | 0
Oneida_1 | Oneida_1 | Oneida-1 | teppc | PAID | PAID | Idaho, PACE Utility | IPCO | NW | 1914-12-01 | 2050-12-31 | 10 | Hydro | Hydro_Standard | Hydro | NW_Hydro | 0 | 0 | 0 | teppc | 0 | 0
CAMCHE_1_PL1X3 | CAMCHE_1_PL1X3 | CAMANCHE UNITS 1, 2 & 3 AGGREGATE | caiso | PGE_Valley | PGE_Valley | Pacific Gas and Electric Valley | PGE_Valley | CAISO | 1983-01-01 | 2050-12-31 | 9.99 | n/a | Hydro_Standard | Hydro | CAISO_Hydro | 0 | 0 | 0 | not relevant | 0 | 0
LACIEN_2_VENICE | LACIEN_2_VENICE | MWD Venice Hydroelectric Recovery Plant | caiso | SCE | SCE | Southern California Edison | SCE | CAISO | 1982-01-01 | 2050-12-31 | 9.95 | n/a | Hydro_Standard | Hydro | CAISO_Hydro | 0 | 0 | 0 | not relevant | 0 | 0
GOLETA_6_GAVOTA | GOLETA_6_GAVOTA | Point Arguello Pipeline Company | caiso | SCE | SCE | Southern California Edison | SCE | CAISO | 1987-01-01 | 2050-12-31 | 9.9 | CT-NatGas-Aero | Cogen_NG | Cogen | CAISO_CHP | 0 | 0 | 0 | not relevant | 0 | 0
PADUA_6_MWDSDM | PADUA_6_MWDSDM | San Dimas Hydroelectric Recovery Plant | caiso | SCE | SCE | Southern California Edison | SCE | CAISO | 1981-01-01 | 2050-12-31 | 9.9 | n/a | Hydro_Standard | Hydro | CAISO_Hydro | 0 | 0 | 0 | not relevant | 0 | 0
Carmen_Smith_3 | Carmen_Smith_3 | Carmen Smith-3 | teppc | BPAT | BPAT | Bonneville Power Administration – Transmission | BPAT | NW | 1963-08-01 | 2050-12-31 | 9.9 | Hydro | Hydro_Standard | Hydro | NW_Hydro | 0 | 0 | 0 | teppc | 0 | 0
PACW 4 | PACW_4 |  | teppc | PACW | PACW | PacifiCorp – West | PACW | NW | 1950-01-01 | 2050-12-31 | 9.9 | Solar | PVgeneric_sun | Solar_Fixed | NW_Solar | 0 | 0 | 0 | teppc | 0 | 0
PACW 7 | PACW_7 |  | teppc | PACW | PACW | PacifiCorp – West | PACW | NW | 1950-01-01 | 2050-12-31 | 9.9 | Solar | PVgeneric_sun | Solar_Fixed | NW_Solar | 0 | 0 | 0 | teppc | 0 | 0
BoneCreek1 | BoneCreek1 | Bone Creek Hydro-1_Bone Creek Hydro-1_IPP-BNC | teppc | BCHA | BCHA | British Columbia Transmission Company | BCHA_AESO | Excluded | 2011-05-15 | 2031-05-14 | 9.83 | Hydro | Hydro_Standard | Hydro | Excluded_Hydro | 0 | 0 | 0 | teppc | 0 | 0
BoneCreek2 | BoneCreek2 | Bone Creek Hydro-2_Bone Creek Hydro-2_IPP-BNC | teppc | BCHA | BCHA | British Columbia Transmission Company | BCHA_AESO | Excluded | 2011-05-15 | 2031-05-14 | 9.83 | Hydro | Hydro_Standard | Hydro | Excluded_Hydro | 0 | 0 | 0 | teppc | 0 | 0
Drop 4-2 | Drop_4_2 | Drop 4 2 | teppc | IID | IID | Imperial Irrigation District | IID | IID | 2010-04-15 | 2050-12-31 | 9.8 | Hydro | Hydro_Standard | Hydro | IID_Hydro | 0 | 0 | 0 | teppc | 0 | 0
McNair_Creek_1 | McNair_Creek_1 | McNair Creek-1_McNair Creek-1_IPP-MCH | teppc | BCHA | BCHA | British Columbia Transmission Company | BCHA_AESO | Excluded | 2004-11-03 | 2030-01-01 | 9.8 | Hydro | Hydro_Standard | Hydro | Excluded_Hydro | 0 | 0 | 0 | teppc | 0 | 0
GARNET_2_WIND4 | GARNET_2_WIND4 | Windustries | caiso | SCE | SCE | Southern California Edison | SCE | CAISO | 1985-11-24 | 2050-12-31 | 9.8 | n/a | wind_onshorewind | Wind | CAISO_Wind | 1 | 2 | 0 | in old list | 1 | 0
Drop 4-1 | Drop_4_1 | Drop 4 1 | teppc | IID | IID | Imperial Irrigation District | IID | IID | 1968-08-01 | 2050-12-31 | 9.8 | Hydro | Hydro_Standard | Hydro | IID_Hydro | 0 | 0 | 0 | teppc | 0 | 0
Graycliff Wind Prime | Graycliff_Wind_Prime |  | teppc | CISC | CISC | Southern California Edison | SCE | CAISO | 2015-12-01 | 2050-12-31 | 9.7 | WT-Onshore | wind_onshorewind | Wind | CAISO_Wind | 1 | 0 | 0 | teppc | 0 | 0
Two_Dot | Two_Dot | Two Dot Wind Farm-1 | teppc | NWMT | NWMT | NorthWestern Energy | NWMT_WAUW | NW | 2013-03-31 | 2050-12-31 | 9.7 | WT-Onshore | wind_onshorewind | Wind | NW_Wind | 0 | 0 | 0 | teppc | 0 | 0
Tipella1 | Tipella1 | Tipella (TPA, Kwalsa Energy)-1_Tipella (TPA, Kwalsa Energy)-1_IPP-TPA | teppc | BCHA | BCHA | British Columbia Transmission Company | BCHA_AESO | Excluded | 2009-11-12 | 2049-10-19 | 9.68 | Hydro | Hydro_Standard | Hydro | Excluded_Hydro | 0 | 0 | 0 | teppc | 0 | 0
Tipella2 | Tipella2 | Tipella (TPA, Kwalsa Energy)-2_Tipella (TPA, Kwalsa Energy)-2_IPP-TPA | teppc | BCHA | BCHA | British Columbia Transmission Company | BCHA_AESO | Excluded | 2009-11-12 | 2049-10-19 | 9.68 | Hydro | Hydro_Standard | Hydro | Excluded_Hydro | 0 | 0 | 0 | teppc | 0 | 0
GordonButte | GordonButte | Gordon Butte Wind LLC-GBW | teppc | NWMT | NWMT | NorthWestern Energy | NWMT_WAUW | NW | 2011-12-31 | 2050-12-01 | 9.6 | WT-Onshore | wind_onshorewind | Wind | NW_Wind | 0 | 0 | 0 | teppc | 0 | 0
Holter_HOL1 | Holter_HOL1 | Holter-HOL1 | teppc | NWMT | NWMT | NorthWestern Energy | NWMT_WAUW | NW | 1918-07-01 | 2050-12-31 | 9.6 | Hydro | Hydro_Standard | Hydro | NW_Hydro | 0 | 0 | 0 | teppc | 0 | 0
Holter_HOL2 | Holter_HOL2 | Holter-HOL2 | teppc | NWMT | NWMT | NorthWestern Energy | NWMT_WAUW | NW | 1918-07-01 | 2050-12-31 | 9.6 | Hydro | Hydro_Standard | Hydro | NW_Hydro | 0 | 0 | 0 | teppc | 0 | 0
Holter_HOL3 | Holter_HOL3 | Holter-HOL3 | teppc | NWMT | NWMT | NorthWestern Energy | NWMT_WAUW | NW | 1918-07-01 | 2050-12-31 | 9.6 | Hydro | Hydro_Standard | Hydro | NW_Hydro | 0 | 0 | 0 | teppc | 0 | 0
Holter_HOL4 | Holter_HOL4 | Holter-HOL4 | teppc | NWMT | NWMT | NorthWestern Energy | NWMT_WAUW | NW | 1918-07-01 | 2050-12-31 | 9.6 | Hydro | Hydro_Standard | Hydro | NW_Hydro | 0 | 0 | 0 | teppc | 0 | 0
PBLOSM_2_SOLAR | PBLOSM_2_SOLAR | PearBlossom | caiso | SCE | SCE | Southern California Edison | SCE | CAISO | 1/1/1899 | 2050-12-31 | 9.5 | PVgeneric_sun | PVgeneric_sun | Solar_Fixed | CAISO_Solar | 1 | 1 | 0 | in old list | 1 | 0
GMS_GX2 | GMS_GX2 | GMS_GX2 | teppc | BCHA | BCHA | British Columbia Transmission Company | BCHA_AESO | Excluded | 2021-10-01 | 2050-03-30 | 9.5 | CCWhole-NatGas-SingleShaft | CC_NG | CC | Excluded_CCGT | 0 | 0 | 0 | teppc | 0 | 0
Cordova FIR Solar | Cordova_FIR_Solar | Cordova Solar | teppc | BANC | BANC | Balancing Authority of Northern California | SMUD | BANC | 2012-01-01 | 2050-01-01 | 9.5 | SolarPV-NonTracking | FixedPV_sun | Solar_Fixed | BANC_Solar | 0 | 0 | 0 | teppc | 0 | 0
El Vado Dam | El_Vado_Dam | El Vado Dam 1 | teppc | PNM | PNM | Public Service Company of New Mexico | PNM_EPE | SW | 1987-12-01 | 2050-12-31 | 9.5 | Hydro | Hydro_Standard | Hydro | SW_Hydro | 0 | 0 | 0 | teppc | 0 | 0
Jones Fork H1 | Jones_Fork_H1 | Jones Fork 1 | teppc | BANC | BANC | Balancing Authority of Northern California | SMUD | BANC | 1985-06-01 | 2050-12-31 | 9.5 | Hydro | Hydro_Standard | Hydro | BANC_Hydro | 0 | 0 | 0 | teppc | 0 | 0
VENWD_1_WIND1 | VENWD_1_WIND1 | Windpark Unlimited 1 | caiso | SCE | SCE | Southern California Edison | SCE | CAISO | 1985-12-31 | 2050-12-31 | 9.43 | n/a | wind_onshorewind | Wind | CAISO_Wind | 1 | 0 | 1 | old | 1 | 0
QuincyChute | QuincyChute | Quincy Chute-1 | teppc | GCPD | GCPD | Grant County Public Utility District | BPAT | NW | 1985-10-01 | 2050-12-31 | 9.4 | Hydro | Hydro_Standard | Hydro | NW_Hydro | 0 | 0 | 0 | teppc | 0 | 0
Zeballos_Lake_1 | Zeballos_Lake_1 | Zeballos Lake-1_Zeballos Lake-1_IPP-ZBL | teppc | BCHA | BCHA | British Columbia Transmission Company | BCHA_AESO | Excluded | 2009-06-13 | 2029-06-13 | 9.38 | Hydro | Hydro_Standard | Hydro | Excluded_Hydro | 0 | 0 | 0 | teppc | 0 | 0
Zeballos_Lake_2 | Zeballos_Lake_2 | Zeballos Lake-2_Zeballos Lake-2_IPP-ZBL | teppc | BCHA | BCHA | British Columbia Transmission Company | BCHA_AESO | Excluded | 2009-06-13 | 2029-06-13 | 9.38 | Hydro | Hydro_Standard | Hydro | Excluded_Hydro | 0 | 0 | 0 | teppc | 0 | 0
Tyson_Creek_1 | Tyson_Creek_1 | Tyson Creek-1_Tyson Creek-1_IPP-TYS | teppc | BCHA | BCHA | British Columbia Transmission Company | BCHA_AESO | Excluded | 2009-12-31 | 2049-12-22 | 9.3 | Hydro | Hydro_Standard | Hydro | Excluded_Hydro | 0 | 0 | 0 | teppc | 0 | 0
LowLineMidway1 | LowLineMidway1 | Low Line Midway-1 | teppc | IPMV | IPMV | Idaho Magic Valley | IPCO | NW | 2007-08-01 | 2050-12-01 | 9.3 | Hydro | Hydro_Standard | Hydro | NW_Hydro | 0 | 0 | 0 | teppc | 0 | 0
Ryan2_Upgrd | Ryan2_Upgrd | Ryan (post-upgrade)-RYA2 | teppc | CISC | CISC | Southern California Edison | SCE | CAISO | 2015-08-19 | 2050-12-01 | 9.2 | Hydro | Hydro_Standard | Hydro | CAISO_Hydro | 0 | 0 | 0 | teppc | 0 | 0
NineMile2Exp | NineMile2Exp | Nine Mile-2 | teppc | AVA | AVA | Avista Corp. | BPAT | NW | 2015-04-01 | 2050-12-31 | 9.1 | Hydro | Hydro_Standard | Hydro | NW_Hydro | 0 | 0 | 0 | teppc | 0 | 0
Meadow Lake | Meadow_Lake | PNM Meadow Lake Solar Energy Center MLK | teppc | PNM | PNM | Public Service Company of New Mexico | PNM_EPE | SW | 2015-01-01 | 2050-12-31 | 9.1 | SolarPV-NonTracking | FixedPV_sun | Solar_Fixed | SW_Solar | 0 | 0 | 0 | teppc | 0 | 0
SAUGUS_6_MWDFTH | SAUGUS_6_MWDFTH | Foothill Hydroelectric Recovery Plant | caiso | SCE | SCE | Southern California Edison | SCE | CAISO | 1981-01-01 | 2050-12-31 | 9.1 | n/a | Hydro_Standard | Hydro | CAISO_Hydro | 0 | 0 | 0 | not relevant | 0 | 0
VOLTA_2_UNIT 1 | VOLTA_2_UNIT_1 | VOLTA HYDRO UNIT 1 | caiso | PGE_Valley | PGE_Valley | Pacific Gas and Electric Valley | PGE_Valley | CAISO | 1980-01-01 | 2050-12-31 | 9.1 | n/a | Hydro_Standard | Hydro | CAISO_Hydro | 0 | 1 | 0 | not relevant | 1 | 0
GIFFEN_6_SOLAR1 | GIFFEN_6_SOLAR1 | Aspiration Solar G | caiso | PGE_Valley | PGE_Valley | Pacific Gas and Electric Valley | PGE_Valley | CAISO | 1/1/1899 | 2050-12-31 | 9 | PVgeneric_sun | PVgeneric_sun | Solar_Fixed | CAISO_Solar | 1 | 0 | 1 | new | 1 | 0
Fries_Creek_1 | Fries_Creek_1 | Fries Creek-1_Fries Creek-1_IPP-FCR | teppc | PSCO | PSCO | Public Service Company of Colorado | PSCO | Excluded | 2023-01-01 | 2063-12-31 | 9 | Hydro | Hydro_Standard | Hydro | Excluded_Hydro | 0 | 0 | 0 | teppc | 0 | 0
Fort Huachuca 2 | Fort_Huachuca_2 | Fort Huachuca Solar Project FHUA2 | teppc | PNM | PNM | Public Service Company of New Mexico | PNM_EPE | SW | 2017-01-01 | 2050-12-31 | 9 | SolarPV-NonTracking | FixedPV_sun | Solar_Fixed | SW_Solar | 0 | 0 | 0 | teppc | 0 | 0
Sand Ridge | Sand_Ridge |  | teppc | PNM | PNM | Public Service Company of New Mexico | PNM_EPE | SW | 2016-12-01 | 2025-12-31 | 9 | WT-Onshore | wind_onshorewind | Wind | SW_Wind | 0 | 0 | 0 | teppc | 0 | 0
SlaveLakePulp | SlaveLakePulp | SlaveLakePulp | teppc | AESO | AESO | Alberta Electric System Operator | BCHA_AESO | Excluded | 2015-07-30 | 2050-12-01 | 9 | Bio-ST | ST_Biomass | Biomass/Wood | Excluded_Biomass | 0 | 0 | 0 | teppc | 0 | 0
Tucannon River Wind | Tucannon_River_Wind |  | teppc | PGE | PGE | Portland General Electric Company | PortlandGE | NW | 2014-12-16 | 2050-12-31 | 9 | WT-Onshore | wind_onshorewind | Wind | NW_Wind | 0 | 0 | 0 | teppc | 0 | 0
Fort Huachuca 1 | Fort_Huachuca_1 | Fort Huachuca Solar Project FHUAC | teppc | TEPC | TEPC | Tucson Electric Power Company | TEPC | SW | 2014-12-01 | 2050-12-31 | 9 | SolarPV-NonTracking | FixedPV_sun | Solar_Fixed | SW_Solar | 0 | 0 | 0 | teppc | 0 | 0
Deming Solar | Deming_Solar | Deming Solar Energy Center DSEC and HON2 | teppc | PNM | PNM | Public Service Company of New Mexico | PNM_EPE | SW | 2013-11-30 | 2050-12-31 | 9 | SolarPV-NonTracking | FixedPV_sun | Solar_Fixed | SW_Solar | 0 | 0 | 0 | teppc | 0 | 0
DEVERS_1_SOLAR2 | DEVERS_1_SOLAR2 | SEPV9 | caiso | SCE | SCE | Southern California Edison | SCE | CAISO | 2013-06-01 | 2050-12-31 | 9 | n/a | PVgeneric_sun | Solar_Fixed | CAISO_Solar | 1 | 2 | 0 | in old list | 1 | 0
NZWIND_6_CALWND | NZWIND_6_CALWND | Wind Resource I | caiso | SCE | SCE | Southern California Edison | SCE | CAISO | 2012-03-24 | 2050-12-31 | 9 | n/a | wind_onshorewind | Wind | CAISO_Wind | 1 | 1 | 0 | in old list | 1 | 0
PaTu Wind | PaTu_Wind | PaTu Wind Farm LLC-PATU | teppc | TPWR | TPWR | Tacoma Power | BPAT | NW | 2011-01-01 | 2050-12-31 | 9 | WT-Onshore | wind_onshorewind | Wind | NW_Wind | 0 | 0 | 0 | teppc | 0 | 0
HorseshoBendWP | HorseshoBendWP | Horseshoe Bend Wind Park-HBWP | teppc | NWMT | NWMT | NorthWestern Energy | NWMT_WAUW | NW | 2006-02-01 | 2050-12-01 | 9 | WT-Onshore | wind_onshorewind | Wind | NW_Wind | 0 | 0 | 0 | teppc | 0 | 0
HorseshoBendHY1 | HorseshoBendHY1 | Horseshoe Bend Hydroelectric Company-GEN1 | teppc | IPTV | IPTV | Idaho Treasure Valley | IPCO | NW | 1995-09-13 | 2050-12-31 | 9 | Hydro | Hydro_Standard | Hydro | NW_Hydro | 0 | 0 | 0 | teppc | 0 | 0
SunE Alamosa | SunE_Alamosa | SunE Alamosa1 LLC 1 and 2¦SunE Alamosa 1 and 2 | teppc | PSCO | PSCO | Public Service Company of Colorado | PSCO | Excluded | 1987-02-23 | 2050-12-31 | 9 | SolarPV-NonTracking | FixedPV_sun | Solar_Fixed | Excluded_Solar | 0 | 0 | 0 | teppc | 0 | 0
Upper_Salmon1 | Upper_Salmon1 | Upper Salmon A-1 | teppc | IPMV | IPMV | Idaho Magic Valley | IPCO | NW | 1937-09-01 | 2050-12-31 | 9 | Hydro | Hydro_Standard | Hydro | NW_Hydro | 0 | 0 | 0 | teppc | 0 | 0
Upper_Salmon2 | Upper_Salmon2 | Upper Salmon A-2 | teppc | IPMV | IPMV | Idaho Magic Valley | IPCO | NW | 1937-09-01 | 2050-12-31 | 9 | Hydro | Hydro_Standard | Hydro | NW_Hydro | 0 | 0 | 0 | teppc | 0 | 0
Alouette | Alouette | Alouette-1_Alouette-1_BCH-ALU | teppc | BCHA | BCHA | British Columbia Transmission Company | BCHA_AESO | Excluded | 1928-01-01 | 2033-03-31 | 9 | Hydro | Hydro_Standard | Hydro | Excluded_Hydro | 0 | 0 | 0 | teppc | 0 | 0
Volcano_Creek_1 | Volcano_Creek_1 | Volcano Creek-1_Volcano Creek-1_IPP-VOL | teppc | BCHA | BCHA | British Columbia Transmission Company | BCHA_AESO | Excluded | 2015-11-01 | 2075-11-01 | 8.9 | Hydro | Hydro_Standard | Hydro | Excluded_Hydro | 0 | 0 | 0 | teppc | 0 | 0
Volcano_Creek_2 | Volcano_Creek_2 | Volcano Creek-2_Volcano Creek-2_IPP-VOL | teppc | BCHA | BCHA | British Columbia Transmission Company | BCHA_AESO | Excluded | 2015-11-01 | 2075-11-01 | 8.9 | Hydro | Hydro_Standard | Hydro | Excluded_Hydro | 0 | 0 | 0 | teppc | 0 | 0
Heber Geo 1 | Heber_Geo_1 | Heber I BT 2¦HEBER1 unit 11¦Heber 1-11 | teppc | IID | IID | Imperial Irrigation District | IID | IID | 2006-06-01 | 2050-12-31 | 8.75 | Geo-BinaryCycle | Geothermal_steam | Geothermal | IID_Geothermal | 0 | 0 | 0 | teppc | 0 | 0
Nimbus_2 | Nimbus_2 | Nimbus-2 | teppc | BANC | BANC | Balancing Authority of Northern California | SMUD | BANC | 1955-06-01 | 2050-12-31 | 8.63 | HydroRPS | Hydro_Standard | Hydro | BANC_Hydro | 0 | 0 | 0 | teppc | 0 | 0
Nimbus_1 | Nimbus_1 | Nimbus-1 | teppc | BANC | BANC | Balancing Authority of Northern California | SMUD | BANC | 1955-05-01 | 2050-12-31 | 8.63 | HydroRPS | Hydro_Standard | Hydro | BANC_Hydro | 0 | 0 | 0 | teppc | 0 | 0
Upper Molina | Upper_Molina | Upper Molina 1 | teppc | WACM | WACM | Western Area Power Administration, Colorado-Missouri Region | WACM | Excluded | 1962-12-01 | 2050-12-31 | 8.6 | Hydro | Hydro_Standard | Hydro | Excluded_Hydro | 0 | 0 | 0 | teppc | 0 | 0
RICHMN_1_CHVSR2 | RICHMN_1_CHVSR2 | Chevron 8.5 | caiso | PGE_Bay | PGE_Bay | Pacific Gas and Electric Bay | PGE_Bay | CAISO | 1/1/1899 | 2050-12-31 | 8.5 | PHOTO VOLTAIC_SUN | PVgeneric_sun | Solar_Fixed | CAISO_Solar | 1 | 0 | 1 | new | 1 | 0
Pine Tree Solar | Pine_Tree_Solar | Pine Tree Solar Project 1 | teppc | LDWP | LDWP | Los Angeles Department of Water and Power | LADWP | LDWP | 2013-03-01 | 2050-12-31 | 8.5 | SolarPV-NonTracking | FixedPV_sun | Solar_Fixed | LDWP_Solar | 0 | 0 | 0 | teppc | 0 | 0
CHEVCO_6_UNIT 2 | CHEVCO_6_UNIT_2 | AERA ENERGY LLC. (COALINGA) | caiso | PGE_Valley | PGE_Valley | Pacific Gas and Electric Valley | PGE_Valley | CAISO | 1988-06-03 | 2050-12-31 | 8.5 | n/a | Cogen_NG | Cogen | CAISO_CHP | 0 | 0 | 0 | not relevant | 0 | 0
Flatiron 3 | Flatiron_3 | Flatiron PS 3 | teppc | WACM | WACM | Western Area Power Administration, Colorado-Missouri Region | WACM | Excluded | 1954-05-01 | 2050-12-31 | 8.5 | PS-Hydro | Hydro_PumpedStorage | PSH | Excluded_Pumped_Hydro | 0 | 0 | 0 | teppc | 0 | 0
PACW 5 | PACW_5 |  | teppc | PACW | PACW | PacifiCorp – West | PACW | NW | 1950-01-01 | 2050-12-31 | 8.5 | Solar | PVgeneric_sun | Solar_Fixed | NW_Solar | 0 | 0 | 0 | teppc | 0 | 0
HATCR1_7_UNIT | HATCR1_7_UNIT | Hat Creek #1 | caiso | PGE_Valley | PGE_Valley | Pacific Gas and Electric Valley | PGE_Valley | CAISO | 1921-01-01 | 2050-12-31 | 8.5 | n/a | Hydro_Standard | Hydro | CAISO_Hydro | 0 | 2 | 0 | not relevant | 1 | 0
HATCR2_7_UNIT | HATCR2_7_UNIT | Hat Creek #2 | caiso | PGE_Valley | PGE_Valley | Pacific Gas and Electric Valley | PGE_Valley | CAISO | 1921-01-01 | 2050-12-31 | 8.5 | n/a | Hydro_Standard | Hydro | CAISO_Hydro | 0 | 0 | 0 | not relevant | 0 | 0
Twin_Falls_1 | Twin_Falls_1 | Twin Falls-1 | teppc | IPMV | IPMV | Idaho Magic Valley | IPCO | NW | 1935-03-01 | 2050-12-31 | 8.43 | Hydro | Hydro_Standard | Hydro | NW_Hydro | 0 | 0 | 0 | teppc | 0 | 0
Plains End 2 G01 | Plains_End_2_G01 | Plains End Expansion Facility 2G01 | teppc | PSCO | PSCO | Public Service Company of Colorado | PSCO | Excluded | 2008-05-01 | 2050-12-01 | 8.4 | ICE-NatGas | ICE_NG | ICE | Excluded_Reciprocating_Engine | 0 | 0 | 0 | teppc | 0 | 0
Plains End 2 G02 | Plains_End_2_G02 | Plains End Expansion Facility 2G02 | teppc | PSCO | PSCO | Public Service Company of Colorado | PSCO | Excluded | 2008-05-01 | 2050-12-01 | 8.4 | ICE-NatGas | ICE_NG | ICE | Excluded_Reciprocating_Engine | 0 | 0 | 0 | teppc | 0 | 0
Plains End 2 G03 | Plains_End_2_G03 | Plains End Expansion Facility 2G03 | teppc | PSCO | PSCO | Public Service Company of Colorado | PSCO | Excluded | 2008-05-01 | 2050-12-01 | 8.4 | ICE-NatGas | ICE_NG | ICE | Excluded_Reciprocating_Engine | 0 | 0 | 0 | teppc | 0 | 0
Plains End 2 G04 | Plains_End_2_G04 | Plains End Expansion Facility 2G04 | teppc | PSCO | PSCO | Public Service Company of Colorado | PSCO | Excluded | 2008-05-01 | 2050-12-01 | 8.4 | ICE-NatGas | ICE_NG | ICE | Excluded_Reciprocating_Engine | 0 | 0 | 0 | teppc | 0 | 0
Plains End 2 G05 | Plains_End_2_G05 | Plains End Expansion Facility 2G05 | teppc | PSCO | PSCO | Public Service Company of Colorado | PSCO | Excluded | 2008-05-01 | 2050-12-01 | 8.4 | ICE-NatGas | ICE_NG | ICE | Excluded_Reciprocating_Engine | 0 | 0 | 0 | teppc | 0 | 0
Plains End 2 G06 | Plains_End_2_G06 | Plains End Expansion Facility 2G06 | teppc | PSCO | PSCO | Public Service Company of Colorado | PSCO | Excluded | 2008-05-01 | 2050-12-01 | 8.4 | ICE-NatGas | ICE_NG | ICE | Excluded_Reciprocating_Engine | 0 | 0 | 0 | teppc | 0 | 0
Plains End 2 G07 | Plains_End_2_G07 | Plains End Expansion Facility 2G07 | teppc | PSCO | PSCO | Public Service Company of Colorado | PSCO | Excluded | 2008-05-01 | 2050-12-01 | 8.4 | ICE-NatGas | ICE_NG | ICE | Excluded_Reciprocating_Engine | 0 | 0 | 0 | teppc | 0 | 0
Plains End 2 G08 | Plains_End_2_G08 | Plains End Expansion Facility 2G08 | teppc | PSCO | PSCO | Public Service Company of Colorado | PSCO | Excluded | 2008-05-01 | 2050-12-01 | 8.4 | ICE-NatGas | ICE_NG | ICE | Excluded_Reciprocating_Engine | 0 | 0 | 0 | teppc | 0 | 0
Plains End 2 G09 | Plains_End_2_G09 | Plains End Expansion Facility 2G09 | teppc | PSCO | PSCO | Public Service Company of Colorado | PSCO | Excluded | 2008-05-01 | 2050-12-01 | 8.4 | ICE-NatGas | ICE_NG | ICE | Excluded_Reciprocating_Engine | 0 | 0 | 0 | teppc | 0 | 0
Plains End 2 G10 | Plains_End_2_G10 | Plains End Expansion Facility 2G10 | teppc | PSCO | PSCO | Public Service Company of Colorado | PSCO | Excluded | 2008-05-01 | 2050-12-01 | 8.4 | ICE-NatGas | ICE_NG | ICE | Excluded_Reciprocating_Engine | 0 | 0 | 0 | teppc | 0 | 0
Plains End 2 G11 | Plains_End_2_G11 | Plains End Expansion Facility 2G11 | teppc | PSCO | PSCO | Public Service Company of Colorado | PSCO | Excluded | 2008-05-01 | 2050-12-01 | 8.4 | ICE-NatGas | ICE_NG | ICE | Excluded_Reciprocating_Engine | 0 | 0 | 0 | teppc | 0 | 0
Plains End 2 G12 | Plains_End_2_G12 | Plains End Expansion Facility 2G12 | teppc | PSCO | PSCO | Public Service Company of Colorado | PSCO | Excluded | 2008-05-01 | 2050-12-01 | 8.4 | ICE-NatGas | ICE_NG | ICE | Excluded_Reciprocating_Engine | 0 | 0 | 0 | teppc | 0 | 0
Plains End 2 G13 | Plains_End_2_G13 | Plains End Expansion Facility 2G13 | teppc | PSCO | PSCO | Public Service Company of Colorado | PSCO | Excluded | 2008-05-01 | 2050-12-01 | 8.4 | ICE-NatGas | ICE_NG | ICE | Excluded_Reciprocating_Engine | 0 | 0 | 0 | teppc | 0 | 0
Plains End 2 G14 | Plains_End_2_G14 | Plains End Expansion Facility 2G14 | teppc | PSCO | PSCO | Public Service Company of Colorado | PSCO | Excluded | 2008-05-01 | 2050-12-01 | 8.4 | ICE-NatGas | ICE_NG | ICE | Excluded_Reciprocating_Engine | 0 | 0 | 0 | teppc | 0 | 0
H_M_Jackson_3 | H_M_Jackson_3 | H M Jackson-3 | teppc | BPAT | BPAT | Bonneville Power Administration – Transmission | BPAT | NW | 1984-06-01 | 2050-12-31 | 8.4 | Hydro | Hydro_Standard | Hydro | NW_Hydro | 0 | 0 | 0 | teppc | 0 | 0
H_M_Jackson_4 | H_M_Jackson_4 | H M Jackson-4 | teppc | BPAT | BPAT | Bonneville Power Administration – Transmission | BPAT | NW | 1984-06-01 | 2050-12-31 | 8.4 | Hydro | Hydro_Standard | Hydro | NW_Hydro | 0 | 0 | 0 | teppc | 0 | 0
PLACVL_1_CHILIB | PLACVL_1_CHILIB | Chili Bar Hydro | caiso | PGE_Valley | PGE_Valley | Pacific Gas and Electric Valley | PGE_Valley | CAISO | 1965-01-01 | 2050-12-31 | 8.4 | n/a | Hydro_Standard | Hydro | CAISO_Hydro | 0 | 1 | 0 | not relevant | 1 | 0
BlackEagle3 | BlackEagle3 | Black Eagle-BLA3 | teppc | NWMT | NWMT | NorthWestern Energy | NWMT_WAUW | NW | 1927-09-01 | 2050-12-31 | 8.4 | Hydro | Hydro_Standard | Hydro | NW_Hydro | 0 | 0 | 0 | teppc | 0 | 0
Western A101 | Western_A101 | Western 102 Generating Station A101 | teppc | SPPC | SPPC | Nevada Power Company | NEVP | SW | 2005-11-01 | 2050-12-31 | 8.3 | ICE-NatGas | ICE_NG | ICE | SW_Peaker | 0 | 0 | 0 | teppc | 0 | 0
Western B102 | Western_B102 | Western 102 Generating Station B102 | teppc | SPPC | SPPC | Nevada Power Company | NEVP | SW | 2005-11-01 | 2050-12-31 | 8.3 | ICE-NatGas | ICE_NG | ICE | SW_Peaker | 0 | 0 | 0 | teppc | 0 | 0
Western B202 | Western_B202 | Western 102 Generating Station B202 | teppc | SPPC | SPPC | Nevada Power Company | NEVP | SW | 2005-11-01 | 2050-12-31 | 8.3 | ICE-NatGas | ICE_NG | ICE | SW_Peaker | 0 | 0 | 0 | teppc | 0 | 0
Western C102 | Western_C102 | Western 102 Generating Station C102 | teppc | SPPC | SPPC | Nevada Power Company | NEVP | SW | 2005-11-01 | 2050-12-31 | 8.3 | ICE-NatGas | ICE_NG | ICE | SW_Peaker | 0 | 0 | 0 | teppc | 0 | 0
Western C202 | Western_C202 | Western 102 Generating Station C202 | teppc | SPPC | SPPC | Nevada Power Company | NEVP | SW | 2005-11-01 | 2050-12-31 | 8.3 | ICE-NatGas | ICE_NG | ICE | SW_Peaker | 0 | 0 | 0 | teppc | 0 | 0
Western D101 | Western_D101 | Western 102 Generating Station D101 | teppc | SPPC | SPPC | Nevada Power Company | NEVP | SW | 2005-11-01 | 2050-12-31 | 8.3 | ICE-NatGas | ICE_NG | ICE | SW_Peaker | 0 | 0 | 0 | teppc | 0 | 0
Western E102 | Western_E102 | Western 102 Generating Station E102 | teppc | SPPC | SPPC | Nevada Power Company | NEVP | SW | 2005-11-01 | 2050-12-31 | 8.3 | ICE-NatGas | ICE_NG | ICE | SW_Peaker | 0 | 0 | 0 | teppc | 0 | 0
Western E202 | Western_E202 | Western 102 Generating Station E202 | teppc | SPPC | SPPC | Nevada Power Company | NEVP | SW | 2005-11-01 | 2050-12-31 | 8.3 | ICE-NatGas | ICE_NG | ICE | SW_Peaker | 0 | 0 | 0 | teppc | 0 | 0
Western F102 | Western_F102 | Western 102 Generating Station F102 | teppc | SPPC | SPPC | Nevada Power Company | NEVP | SW | 2005-11-01 | 2050-12-31 | 8.3 | ICE-NatGas | ICE_NG | ICE | SW_Peaker | 0 | 0 | 0 | teppc | 0 | 0
Western F202 | Western_F202 | Western 102 Generating Station F202 | teppc | SPPC | SPPC | Nevada Power Company | NEVP | SW | 2005-11-01 | 2050-12-31 | 8.3 | ICE-NatGas | ICE_NG | ICE | SW_Peaker | 0 | 0 | 0 | teppc | 0 | 0
Western G102 | Western_G102 | Western 102 Generating Station G102 | teppc | SPPC | SPPC | Nevada Power Company | NEVP | SW | 2005-11-01 | 2050-12-31 | 8.3 | ICE-NatGas | ICE_NG | ICE | SW_Peaker | 0 | 0 | 0 | teppc | 0 | 0
Western G202 | Western_G202 | Western 102 Generating Station G202 | teppc | SPPC | SPPC | Nevada Power Company | NEVP | SW | 2005-11-01 | 2050-12-31 | 8.3 | ICE-NatGas | ICE_NG | ICE | SW_Peaker | 0 | 0 | 0 | teppc | 0 | 0
Western H102 | Western_H102 | Western 102 Generating Station H102 | teppc | SPPC | SPPC | Nevada Power Company | NEVP | SW | 2005-11-01 | 2050-12-31 | 8.3 | ICE-NatGas | ICE_NG | ICE | SW_Peaker | 0 | 0 | 0 | teppc | 0 | 0
Western H202 | Western_H202 | Western 102 Generating Station H202 | teppc | SPPC | SPPC | Nevada Power Company | NEVP | SW | 2005-11-01 | 2050-12-31 | 8.3 | ICE-NatGas | ICE_NG | ICE | SW_Peaker | 0 | 0 | 0 | teppc | 0 | 0
Salmon_Inlet1 | Salmon_Inlet1 | Salmon Inlet (Sechelt Creek SCG)-1_Salmon Inlet (Sechelt Creek SCG)-1_IPP-SCG | teppc | BCHA | BCHA | British Columbia Transmission Company | BCHA_AESO | Excluded | 1995-04-01 | 2040-03-01 | 8.3 | Hydro | Hydro_Standard | Hydro | Excluded_Hydro | 0 | 0 | 0 | teppc | 0 | 0
Salmon_Inlet2 | Salmon_Inlet2 | Salmon Inlet (Sechelt Creek SCG)-2_Salmon Inlet (Sechelt Creek SCG)-2_IPP-SCG | teppc | BCHA | BCHA | British Columbia Transmission Company | BCHA_AESO | Excluded | 1995-04-01 | 2040-03-01 | 8.3 | Hydro | Hydro_Standard | Hydro | Excluded_Hydro | 0 | 0 | 0 | teppc | 0 | 0
Upper_Malad_1 | Upper_Malad_1 | Upper Malad-1 | teppc | IPFE | IPFE | Idaho Far East | IPCO | NW | 1948-06-01 | 2050-12-31 | 8.27 | Hydro | Hydro_Standard | Hydro | NW_Hydro | 0 | 0 | 0 | teppc | 0 | 0
Upper_Salmon3 | Upper_Salmon3 | Upper Salmon B-1 | teppc | IPMV | IPMV | Idaho Magic Valley | IPCO | NW | 1947-09-01 | 2050-12-31 | 8.25 | Hydro | Hydro_Standard | Hydro | NW_Hydro | 0 | 0 | 0 | teppc | 0 | 0
Upper_Salmon4 | Upper_Salmon4 | Upper Salmon B-2 | teppc | IPMV | IPMV | Idaho Magic Valley | IPCO | NW | 1947-09-01 | 2050-12-31 | 8.25 | Hydro | Hydro_Standard | Hydro | NW_Hydro | 0 | 0 | 0 | teppc | 0 | 0
Woodland 3A | Woodland_3A | Woodland IC 3A | teppc | BANC | BANC | Balancing Authority of Northern California | SMUD | BANC | 2011-07-22 | 2050-12-31 | 8.2 | ICE-NatGas | ICE_NG | ICE | BANC_Peaker | 0 | 0 | 0 | teppc | 0 | 0
Woodland 3B | Woodland_3B | Woodland IC 3B | teppc | BANC | BANC | Balancing Authority of Northern California | SMUD | BANC | 2011-07-22 | 2050-12-31 | 8.2 | ICE-NatGas | ICE_NG | ICE | BANC_Peaker | 0 | 0 | 0 | teppc | 0 | 0
Woodland 3C | Woodland_3C | Woodland IC 3C | teppc | BANC | BANC | Balancing Authority of Northern California | SMUD | BANC | 2011-07-22 | 2050-12-31 | 8.2 | ICE-NatGas | ICE_NG | ICE | BANC_Peaker | 0 | 0 | 0 | teppc | 0 | 0
Woodland 3D | Woodland_3D | Woodland IC 3D | teppc | BANC | BANC | Balancing Authority of Northern California | SMUD | BANC | 2011-07-22 | 2050-12-31 | 8.2 | ICE-NatGas | ICE_NG | ICE | BANC_Peaker | 0 | 0 | 0 | teppc | 0 | 0
Woodland 3E | Woodland_3E | Woodland IC 3E | teppc | BANC | BANC | Balancing Authority of Northern California | SMUD | BANC | 2011-07-22 | 2050-12-31 | 8.2 | ICE-NatGas | ICE_NG | ICE | BANC_Peaker | 0 | 0 | 0 | teppc | 0 | 0
Woodland 3F | Woodland_3F | Woodland IC 3F | teppc | BANC | BANC | Balancing Authority of Northern California | SMUD | BANC | 2011-07-22 | 2050-12-31 | 8.2 | ICE-NatGas | ICE_NG | ICE | BANC_Peaker | 0 | 0 | 0 | teppc | 0 | 0
OLINDA_7_BLKSND | OLINDA_7_BLKSND | BlackSand Generating Facility | caiso | SCE | SCE | Southern California Edison | SCE | CAISO | 1/1/1899 | 2050-12-31 | 8 | COMBUSTION TURBINE_WASTE TO POWER | CT_Biomass | Biomass/Wood | CAISO_Biomass | 0 | 0 | 0 | not relevant | 0 | 0
PEABDY_2_LNDFL1 | PEABDY_2_LNDFL1 | Potrero Hills Energy Producers | caiso | PGE_Bay | PGE_Bay | Pacific Gas and Electric Bay | PGE_Bay | CAISO | 2016-04-07 | 2050-12-31 | 8 | n/a | Biogas_ | Biogas_LandfillGas | CAISO_Biogas | 0 | 1 | 0 | not relevant | 1 | 0
ARVINN_6_ORION2 | ARVINN_6_ORION2 | Orion 2 Solar | caiso | SCE | SCE | Southern California Edison | SCE | CAISO | 2014-06-26 | 2050-12-31 | 8 | n/a | PVgeneric_sun | Solar_Fixed | CAISO_Solar | 1 | 1 | 0 | in old list | 1 | 0
VALLEY_5_RTS044 | VALLEY_5_RTS044 | SPVP044 | caiso | SCE | SCE | Southern California Edison | SCE | CAISO | 2012-12-30 | 2050-12-31 | 8 | n/a | PVgeneric_sun | Solar_Fixed | CAISO_Solar | 1 | 1 | 0 | in old list | 1 | 0
SAUGUS_7_CHIQCN | SAUGUS_7_CHIQCN | Chiquita Canyon Landfill Fac | caiso | SCE | SCE | Southern California Edison | SCE | CAISO | 2010-11-23 | 2050-12-31 | 8 | n/a | CT_Biomass | Biogas_LandfillGas | CAISO_Biogas | 0 | 2 | 0 | not relevant | 1 | 0
FitzsimonsCreek | FitzsimonsCreek | Fitzsimmons Creek-1_Fitzsimmons Creek-1_IPP-FTZ | teppc | BCHA | BCHA | British Columbia Transmission Company | BCHA_AESO | Excluded | 2010-01-29 | 2050-01-26 | 8 | Hydro | Hydro_Standard | Hydro | Excluded_Hydro | 0 | 0 | 0 | teppc | 0 | 0
Aberfeldie2-1 | Aberfeldie2_1 | Aberfeldie 2-1_Aberfeldie 2 (New redeveloped)-1_BCH-ABN | teppc | BCHA | BCHA | British Columbia Transmission Company | BCHA_AESO | Excluded | 2008-08-30 | 2033-03-31 | 8 | Hydro | Hydro_Standard | Hydro | Excluded_Hydro | 0 | 0 | 0 | teppc | 0 | 0
Aberfeldie2-2 | Aberfeldie2_2 | Aberfeldie 2-2_Aberfeldie 2 (New redeveloped)-2_BCH-ABN | teppc | BCHA | BCHA | British Columbia Transmission Company | BCHA_AESO | Excluded | 2008-08-30 | 2033-03-31 | 8 | Hydro | Hydro_Standard | Hydro | Excluded_Hydro | 0 | 0 | 0 | teppc | 0 | 0
Aberfeldie2-3 | Aberfeldie2_3 | Aberfeldie 2-3_Aberfeldie 2 (New redeveloped)-3_BCH-ABN | teppc | BCHA | BCHA | British Columbia Transmission Company | BCHA_AESO | Excluded | 2008-08-30 | 2033-03-31 | 8 | Hydro | Hydro_Standard | Hydro | Excluded_Hydro | 0 | 0 | 0 | teppc | 0 | 0
SoTreatmentCC-Total | SoTreatmentCC_Total | South Treatment Plant (Total CC Plant) | teppc | PNM | PNM | Public Service Company of New Mexico | PNM_EPE | SW | 2005-01-01 | 2050-12-31 | 8 | Bio-CCWhole | CC_Biomass | Biomass/Wood | SW_Biomass | 0 | 0 | 0 | teppc | 0 | 0
SANITR_6_UNITS | SANITR_6_UNITS | LACSD CARSON WATER POLLUTION AGGREGATE | caiso | SCE | SCE | Southern California Edison | SCE | CAISO | 2001-12-01 | 2050-12-31 | 8 | n/a | RECIPROCATING ENGINE_BIOGAS | Biogas_LandfillGas | CAISO_Biogas | 0 | 0 | 0 | not relevant | 0 | 0
Maxim_Burdett | Maxim_Burdett | Maxim - Burdett-1 | teppc | AESO | AESO | Alberta Electric System Operator | BCHA_AESO | Excluded | 2001-08-01 | 2050-12-01 | 8 | CT-NatGas-Industrial | CT_NG | CT | Excluded_Peaker | 0 | 0 | 0 | teppc | 0 | 0
USWNDR_2_UNITS | USWNDR_2_UNITS |  | caiso | PGE_Bay | PGE_Bay | Pacific Gas and Electric Bay | PGE_Bay | CAISO | 1994-01-01 | 2050-12-31 | 8 | n/a | wind_onshorewind | Wind | CAISO_Wind | 1 | 4 | 0 | in old list | 1 | 0
Brady Hot Springs 1 | Brady_Hot_Springs_1 | Brady Power Project TG-1¦Brady Hot Springs 1¦Nightingale 1 | teppc | SPPC | SPPC | Nevada Power Company | NEVP | SW | 1992-06-01 | 2050-12-31 | 8 | Geo-BinaryCycle | Geothermal_steam | Geothermal | SW_Geothermal | 0 | 0 | 0 | teppc | 0 | 0
Brady Hot Springs 2 | Brady_Hot_Springs_2 | Brady Power Project TG-2¦Brady Hot Springs 2¦Nightingale 2 | teppc | SPPC | SPPC | Nevada Power Company | NEVP | SW | 1992-06-01 | 2050-12-31 | 8 | Geo-BinaryCycle | Geothermal_steam | Geothermal | SW_Geothermal | 0 | 0 | 0 | teppc | 0 | 0
Brady Hot Springs 3 | Brady_Hot_Springs_3 | Brady Power Project TG-3¦Brady Hot Springs 3¦Nightingale 3 | teppc | SPPC | SPPC | Nevada Power Company | NEVP | SW | 1992-06-01 | 2050-12-31 | 8 | Geo-BinaryCycle | Geothermal_steam | Geothermal | SW_Geothermal | 0 | 0 | 0 | teppc | 0 | 0
CAMPFW_7_FARWST | CAMPFW_7_FARWST | CAMP FAR WEST HYDRO | caiso | PGE_Valley | PGE_Valley | Pacific Gas and Electric Valley | PGE_Valley | CAISO | 1985-01-01 | 2050-12-31 | 8 | n/a | Hydro_Standard | Hydro | CAISO_Hydro | 0 | 1 | 0 | not relevant | 1 | 0
UpperPwr4 | UpperPwr4 | Upper Power Plant-4 | teppc | CISC | CISC | Southern California Edison | SCE | CAISO | 1982-09-01 | 2050-12-31 | 8 | Hydro | Hydro_Standard | Hydro | CAISO_Hydro | 0 | 0 | 0 | teppc | 0 | 0
LowerNo12 | LowerNo12 | Lower No 1-2 | teppc | CISC | CISC | Southern California Edison | SCE | CAISO | 1982-04-01 | 2050-12-31 | 8 | Hydro | Hydro_Standard | Hydro | CAISO_Hydro | 0 | 0 | 0 | teppc | 0 | 0
INSKIP_2_UNIT | INSKIP_2_UNIT | INSKIP HYDRO | caiso | PGE_Valley | PGE_Valley | Pacific Gas and Electric Valley | PGE_Valley | CAISO | 1979-01-01 | 2050-12-31 | 8 | n/a | Hydro_Standard | Hydro | CAISO_Hydro | 0 | 1 | 0 | not relevant | 1 | 0
PACW 12 | PACW_12 |  | teppc | PACW | PACW | PacifiCorp – West | PACW | NW | 1950-01-01 | 2050-12-31 | 8 | Solar | PVgeneric_sun | Solar_Fixed | NW_Solar | 0 | 0 | 0 | teppc | 0 | 0
Walterville_1 | Walterville_1 | Walterville-1 | teppc | BPAT | BPAT | Bonneville Power Administration – Transmission | BPAT | NW | 1948-12-01 | 2050-12-31 | 8 | Hydro | Hydro_Standard | Hydro | NW_Hydro | 0 | 0 | 0 | teppc | 0 | 0
Ryan5 | Ryan5 | Ryan-RYA5 | teppc | NWMT | NWMT | NorthWestern Energy | NWMT_WAUW | NW | 1916-09-01 | 2050-12-31 | 8 | Hydro | Hydro_Standard | Hydro | NW_Hydro | 0 | 0 | 0 | teppc | 0 | 0
Ryan6 | Ryan6 | Ryan-RYA6 | teppc | NWMT | NWMT | NorthWestern Energy | NWMT_WAUW | NW | 1916-09-01 | 2050-12-31 | 8 | Hydro | Hydro_Standard | Hydro | NW_Hydro | 0 | 0 | 0 | teppc | 0 | 0
Ryan1 | Ryan1 | Ryan-RYA1 | teppc | NWMT | NWMT | NorthWestern Energy | NWMT_WAUW | NW | 1915-08-01 | 2050-12-31 | 8 | Hydro | Hydro_Standard | Hydro | NW_Hydro | 0 | 0 | 0 | teppc | 0 | 0
Ryan2 | Ryan2 | Ryan (pre-upgrade)-RYA2 | teppc | NWMT | NWMT | NorthWestern Energy | NWMT_WAUW | NW | 1915-08-01 | 2030-01-01 | 8 | Hydro | Hydro_Standard | Hydro | NW_Hydro | 0 | 0 | 0 | teppc | 0 | 0
Ryan3 | Ryan3 | Ryan-RYA3 | teppc | NWMT | NWMT | NorthWestern Energy | NWMT_WAUW | NW | 1915-08-01 | 2050-12-31 | 8 | Hydro | Hydro_Standard | Hydro | NW_Hydro | 0 | 0 | 0 | teppc | 0 | 0
Ryan4 | Ryan4 | Ryan (pre-upgrade)-RYA4 | teppc | NWMT | NWMT | NorthWestern Energy | NWMT_WAUW | NW | 1915-08-01 | 2030-01-01 | 8 | Hydro | Hydro_Standard | Hydro | NW_Hydro | 0 | 0 | 0 | teppc | 0 | 0
Little_Falls_4 | Little_Falls_4 | Little Falls-4 | teppc | AVA | AVA | Avista Corp. | BPAT | NW | 1911-11-01 | 2050-12-31 | 8 | Hydro | Hydro_Standard | Hydro | NW_Hydro | 0 | 0 | 0 | teppc | 0 | 0
Little_Falls_3 | Little_Falls_3 | Little Falls-3 | teppc | AVA | AVA | Avista Corp. | BPAT | NW | 1910-12-01 | 2050-12-31 | 8 | Hydro | Hydro_Standard | Hydro | NW_Hydro | 0 | 0 | 0 | teppc | 0 | 0
Little_Falls_2 | Little_Falls_2 | Little Falls-2 | teppc | AVA | AVA | Avista Corp. | BPAT | NW | 1910-09-01 | 2050-12-31 | 8 | Hydro | Hydro_Standard | Hydro | NW_Hydro | 0 | 0 | 0 | teppc | 0 | 0
Little_Falls_1 | Little_Falls_1 | Little Falls-1 | teppc | AVA | AVA | Avista Corp. | BPAT | NW | 1910-07-01 | 2050-12-31 | 8 | Hydro | Hydro_Standard | Hydro | NW_Hydro | 0 | 0 | 0 | teppc | 0 | 0
Shoshone B | Shoshone_B | Shoshone B | teppc | PSCO | PSCO | Public Service Company of Colorado | PSCO | Excluded | 1908-12-01 | 2039-12-31 | 8 | Hydro | Hydro_Standard | Hydro | Excluded_Hydro | 0 | 0 | 0 | teppc | 0 | 0
MONLTH_6_BATTRY | MONLTH_6_BATTRY |  | caiso | SCE | SCE | Southern California Edison | SCE | CAISO | 1/1/1899 | 2050-12-31 | 7.99 | Battery_ | Battery_ | Battery Storage | CAISO_Li_Battery | 0 | 0 | 0 | not relevant | 0 | 0
LowLineRapids | LowLineRapids | Low Line Rapids-GEN1 | teppc | IPFE | IPFE | Idaho Far East | IPCO | NW | 1985-05-01 | 2050-12-31 | 7.97 | Hydro | Hydro_Standard | Hydro | NW_Hydro | 0 | 0 | 0 | teppc | 0 | 0
VALLEY_5_PERRIS | VALLEY_5_PERRIS | MWD Perris Hydroelectric Recovery Plant | caiso | SCE | SCE | Southern California Edison | SCE | CAISO | 1983-01-01 | 2050-12-31 | 7.94 | n/a | Hydro_Standard | Hydro | CAISO_Hydro | 0 | 12 | 0 | not relevant | 1 | 0
AVENAL_6_AVSLR1 | AVENAL_6_AVSLR1 | Avenal Solar 1 | caiso | PGE_Valley | PGE_Valley | Pacific Gas and Electric Valley | PGE_Valley | CAISO | 1/1/1899 | 2050-12-31 | 7.9 | PHOTO VOLTAIC_SUN | PVgeneric_sun | Solar_Fixed | CAISO_Solar | 1 | 1 | 0 | in old list | 1 | 0
AVENAL_6_AVSLR2 | AVENAL_6_AVSLR2 | Avenal Solar 2 | caiso | PGE_Valley | PGE_Valley | Pacific Gas and Electric Valley | PGE_Valley | CAISO | 1/1/1899 | 2050-12-31 | 7.9 | PHOTO VOLTAIC_SUN | PVgeneric_sun | Solar_Fixed | CAISO_Solar | 1 | 1 | 0 | in old list | 1 | 0
GARNET_2_DIFWD1 | GARNET_2_DIFWD1 | Difwind | caiso | SCE | SCE | Southern California Edison | SCE | CAISO | 1/1/1899 | 2050-12-31 | 7.88 | WIND_WIND | wind_onshorewind | Wind | CAISO_Wind | 1 | 0 | 1 | new | 1 | 0
MIDWD_2_WIND1 | MIDWD_2_WIND1 | Windland Refresh 2 | caiso | SCE | SCE | Southern California Edison | SCE | CAISO | 1985-12-27 | 2050-12-31 | 7.81 | n/a | wind_onshorewind | Wind | CAISO_Wind | 1 | 2 | 0 | in old list | 1 | 0
WeyerhaeuserWA2 | WeyerhaeuserWA2 | Weyerhaeuser Longview WA-TG2 | teppc | BPAT | BPAT | Bonneville Power Administration – Transmission | BPAT | NW | 1948-01-01 | 2050-12-31 | 7.8 | Bio-ST | ST_Biomass | Biomass/Wood | NW_Biomass | 0 | 0 | 0 | teppc | 0 | 0
BlackEagle1 | BlackEagle1 | Black Eagle-BLA1 | teppc | NWMT | NWMT | NorthWestern Energy | NWMT_WAUW | NW | 1927-09-01 | 2050-12-31 | 7.8 | Hydro | Hydro_Standard | Hydro | NW_Hydro | 0 | 0 | 0 | teppc | 0 | 0
BlackEagle2 | BlackEagle2 | Black Eagle-BLA2 | teppc | NWMT | NWMT | NorthWestern Energy | NWMT_WAUW | NW | 1927-09-01 | 2050-12-31 | 7.8 | Hydro | Hydro_Standard | Hydro | NW_Hydro | 0 | 0 | 0 | teppc | 0 | 0
Turnbull2 | Turnbull2 | Turnbull Hydro-2 | teppc | CISC | CISC | Southern California Edison | SCE | CAISO | 2011-09-16 | 2050-12-31 | 7.7 | HydroRPS | Hydro_Standard | Hydro | CAISO_Hydro | 0 | 0 | 0 | teppc | 0 | 0
BoulderCreek1 | BoulderCreek1 | Boulder Creek Hydro Project-1_Boulder Creek Hydro Project-1_IPP-BLF | teppc | BCHA | BCHA | British Columbia Transmission Company | BCHA_AESO | Excluded | 2015-08-01 | 2055-07-31 | 7.67 | Hydro | Hydro_Standard | Hydro | Excluded_Hydro | 0 | 0 | 0 | teppc | 0 | 0
BoulderCreek2 | BoulderCreek2 | Boulder Creek Hydro Project-2_Boulder Creek Hydro Project-2_IPP-BLF | teppc | BCHA | BCHA | British Columbia Transmission Company | BCHA_AESO | Excluded | 2015-08-01 | 2055-07-31 | 7.67 | Hydro | Hydro_Standard | Hydro | Excluded_Hydro | 0 | 0 | 0 | teppc | 0 | 0
BoulderCreek3 | BoulderCreek3 | Boulder Creek Hydro Project-3_Boulder Creek Hydro Project-3_IPP-BLF | teppc | PSCO | PSCO | Public Service Company of Colorado | PSCO | Excluded | 2015-08-01 | 2055-07-31 | 7.67 | Hydro | Hydro_Standard | Hydro | Excluded_Hydro | 0 | 0 | 0 | teppc | 0 | 0
Enchanted Mesa | Enchanted_Mesa | Enchanted Mesa Solar | teppc | PNM | PNM | Public Service Company of New Mexico | PNM_EPE | SW | 2015-12-31 | 2050-12-31 | 7.6 | SolarPV-Tracking | 1axPV_sun | Solar_1Axis | SW_Solar | 0 | 0 | 0 | teppc | 0 | 0
South Valley | South_Valley | South Valley Solar Project 1 | teppc | PNM | PNM | Public Service Company of New Mexico | PNM_EPE | SW | 2015-12-29 | 2050-12-31 | 7.6 | SolarPV-Tracking | 1axPV_sun | Solar_1Axis | SW_Solar | 0 | 0 | 0 | teppc | 0 | 0
Santa Fe Solar | Santa_Fe_Solar | Santa Fe Solar Energy Center 1 | teppc | PNM | PNM | Public Service Company of New Mexico | PNM_EPE | SW | 2015-12-14 | 2050-12-31 | 7.6 | SolarPV-Tracking | 1axPV_sun | Solar_1Axis | SW_Solar | 0 | 0 | 0 | teppc | 0 | 0
Santolina Solar | Santolina_Solar | Santolina Solar | teppc | PNM | PNM | Public Service Company of New Mexico | PNM_EPE | SW | 2015-12-03 | 2050-12-31 | 7.6 | SolarPV-Tracking | 1axPV_sun | Solar_1Axis | SW_Solar | 0 | 0 | 0 | teppc | 0 | 0
Marquez | Marquez | Cibola Solar Energy Center | teppc | PNM | PNM | Public Service Company of New Mexico | PNM_EPE | SW | 2014-12-30 | 2050-12-31 | 7.6 | SolarPV-Tracking | 1axPV_sun | Solar_1Axis | SW_Solar | 0 | 0 | 0 | teppc | 0 | 0
ELCAJN_6_EB1BT1 | ELCAJN_6_EB1BT1 | Eastern BESS 1 | caiso | SDGE | SDGE | San Diego Gas and Electric | SDGE | CAISO | 1/1/1899 | 2050-12-31 | 7.5 | OTHER_LESR | Battery_ | Battery Storage | CAISO_Li_Battery | 0 | 0 | 1 | not relevant | 1 | 0
WDAT1-1A | WDAT1_1A | WDAT (VEA) | teppc | VEA | VEA | Valley Electric Association | NEVP | SW | 2018-03-30 | 2050-12-31 | 7.5 | SolarPV-NonTracking | FixedPV_sun | Solar_Fixed | SW_Solar | 0 | 0 | 0 | teppc | 0 | 0
WDAT1-1B | WDAT1_1B | WDAT (VEA) | teppc | VEA | VEA | Valley Electric Association | NEVP | SW | 2018-03-30 | 2050-12-31 | 7.5 | SolarPV-NonTracking | FixedPV_sun | Solar_Fixed | SW_Solar | 0 | 0 | 0 | teppc | 0 | 0
VI-MBUS_189201_1A | VI_MBUS_189201_1A | VI-MBUS WDAT1A | teppc | PNM | PNM | Public Service Company of New Mexico | PNM_EPE | SW | 2016-03-16 | 2050-12-31 | 7.5 | SolarPV-NonTracking | FixedPV_sun | Solar_Fixed | SW_Solar | 0 | 0 | 0 | teppc | 0 | 0
VI-MBUS_189203_1B | VI_MBUS_189203_1B | VI-MBUS WDAT1B | teppc | PNM | PNM | Public Service Company of New Mexico | PNM_EPE | SW | 2016-03-16 | 2050-12-31 | 7.5 | SolarPV-NonTracking | FixedPV_sun | Solar_Fixed | SW_Solar | 0 | 0 | 0 | teppc | 0 | 0
RVSIDE_6_SOLAR1 | RVSIDE_6_SOLAR1 | Tequesquite Landfill Solar Project | caiso | SCE | SCE | Southern California Edison | SCE | CAISO | 2015-09-09 | 2050-12-31 | 7.5 | n/a | PVgeneric_sun | Solar_Fixed | CAISO_Solar | 1 | 1 | 0 | in old list | 1 | 0
CullitonCreek1 | CullitonCreek1 | Culliton Creek-1_Culliton Creek-1_IPP-CTN | teppc | BCHA | BCHA | British Columbia Transmission Company | BCHA_AESO | Excluded | 2014-10-01 | 2044-09-30 | 7.5 | Hydro | Hydro_Standard | Hydro | Excluded_Hydro | 0 | 0 | 0 | teppc | 0 | 0
CullitonCreek2 | CullitonCreek2 | Culliton Creek-2_Culliton Creek-2_IPP-CTN | teppc | BCHA | BCHA | British Columbia Transmission Company | BCHA_AESO | Excluded | 2014-10-01 | 2044-09-30 | 7.5 | Hydro | Hydro_Standard | Hydro | Excluded_Hydro | 0 | 0 | 0 | teppc | 0 | 0
Golden_Biomass | Golden_Biomass | LP Golden Biomass-1_LP Golden Biomass-1_IPP-EVP | teppc | BCHA | BCHA | British Columbia Transmission Company | BCHA_AESO | Excluded | 2011-06-01 | 2031-05-25 | 7.5 | Bio-ST | ST_Biomass | Biomass/Wood | Excluded_Biomass | 0 | 0 | 0 | teppc | 0 | 0
YoungsCreek | YoungsCreek | Youngs Creek Hydroelectric Project-1 | teppc | PNM | PNM | Public Service Company of New Mexico | PNM_EPE | SW | 2010-12-01 | 2050-12-31 | 7.5 | Hydro | Hydro_Standard | Hydro | SW_Hydro | 0 | 0 | 0 | teppc | 0 | 0
Otero County | Otero_County | PNM Otero County Solar (Tularosa Solar Energy Center) OTE1 | teppc | PNM | PNM | Public Service Company of New Mexico | PNM_EPE | SW | 2009-10-03 | 2050-12-31 | 7.5 | SolarPV-NonTracking | FixedPV_sun | Solar_Fixed | SW_Solar | 0 | 0 | 0 | teppc | 0 | 0
PrairieWoodProducts | PrairieWoodProducts | Co-Gen LLC-GEN1_Prairie Wood Products (Cogen 1) | teppc | IPFE | IPFE | Idaho Far East | IPCO | NW | 2009-07-01 | 2020-12-31 | 7.5 | Bio-ST | ST_Biomass | Biomass/Wood | NW_Biomass | 0 | 0 | 0 | teppc | 0 | 0
Tiber_Dam | Tiber_Dam | Tiber Dam Hydroelectric Plant-HY1 | teppc | WAUW | WAUW | Western Area Power Administration, Upper Great Plains – West | NWMT_WAUW | NW | 2005-06-26 | 2040-12-31 | 7.5 | Hydro | Hydro_Standard | Hydro | NW_Hydro | 0 | 0 | 0 | teppc | 0 | 0
SPIFBD_1_PL1X2 | SPIFBD_1_PL1X2 |  | caiso | PGE_Valley | PGE_Valley | Pacific Gas and Electric Valley | PGE_Valley | CAISO | 2001-05-29 | 2050-12-31 | 7.5 | n/a | Cogen_NG | Cogen | CAISO_CHP | 0 | 1 | 0 | not relevant | 1 | 0
OROVIL_6_UNIT | OROVIL_6_UNIT | Oroville Cogeneration, LP | caiso | PGE_Valley | PGE_Valley | Pacific Gas and Electric Valley | PGE_Valley | CAISO | 1989-12-18 | 2050-12-31 | 7.5 | ICE-NatGas | Cogen_NG | Cogen | CAISO_CHP | 0 | 0 | 0 | not relevant | 0 | 0
Bypass_GEN1 | Bypass_GEN1 | Bypass-GEN1 | teppc | IPMV | IPMV | Idaho Magic Valley | IPCO | NW | 1988-06-18 | 2050-12-31 | 7.5 | Hydro | Hydro_Standard | Hydro | NW_Hydro | 0 | 0 | 0 | teppc | 0 | 0
CoGen2DRJohnson | CoGen2DRJohnson | D.R.JohnsonLumber_Co-Gen II LLC-GEN1 | teppc | PACW | PACW | PacifiCorp – West | PACW | NW | 1987-10-01 | 2050-12-31 | 7.5 | Bio-ST | ST_Biomass | Biomass/Wood | NW_Biomass | 0 | 0 | 0 | teppc | 0 | 0
Port_Townsend6 | Port_Townsend6 | Port Townsend Paper-GEN6 | teppc | PNM | PNM | Public Service Company of New Mexico | PNM_EPE | SW | 1986-01-01 | 2050-12-31 | 7.5 | Bio-ST | ST_Biomass | Biomass/Wood | SW_Biomass | 0 | 0 | 0 | teppc | 0 | 0
MIDWD_7_CORAMB | MIDWD_7_CORAMB | CELLC 7.5 MW Tehachapi Project | caiso | SCE | SCE | Southern California Edison | SCE | CAISO | 1983-12-01 | 2050-12-31 | 7.5 | n/a | wind_onshorewind | Wind | CAISO_Wind | 1 | 1 | 0 | in old list | 1 | 0
Boysen1 | Boysen1 | Boysen 1 | teppc | WACM | WACM | Western Area Power Administration, Colorado-Missouri Region | WACM | Excluded | 1952-08-01 | 2050-12-31 | 7.5 | Hydro | Hydro_Standard | Hydro | Excluded_Hydro | 0 | 0 | 0 | teppc | 0 | 0
Boysen2 | Boysen2 | Boysen 2 | teppc | WACM | WACM | Western Area Power Administration, Colorado-Missouri Region | WACM | Excluded | 1952-08-01 | 2050-12-31 | 7.5 | Hydro | Hydro_Standard | Hydro | Excluded_Hydro | 0 | 0 | 0 | teppc | 0 | 0
Electron_4 | Electron_4 | Electron-4 | teppc | PSEI | PSEI | Puget Sound Energy | BPAT | NW | 1928-12-01 | 2050-12-31 | 7.5 | Hydro | Hydro_Standard | Hydro | NW_Hydro | 0 | 0 | 0 | teppc | 0 | 0
MIDWD_6_WNDLND | MIDWD_6_WNDLND | Windland Refresh 1 | caiso | SCE | SCE | Southern California Edison | SCE | CAISO | 2014-06-03 | 2050-12-31 | 7.45 | n/a | wind_onshorewind | Wind | CAISO_Wind | 1 | 1 | 0 | in old list | 1 | 0
USWND4_2_UNIT2 | USWND4_2_UNIT2 | Altamont Landfill Gas to Energy | caiso | PGE_Bay | PGE_Bay | Pacific Gas and Electric Bay | PGE_Bay | CAISO | 1/1/1899 | 2050-12-31 | 7.4 | COMBUSTION TURBINE_BIOGAS | CT_Biomass | Biogas_LandfillGas | CAISO_Biogas | 0 | 0 | 1 | not relevant | 1 | 0
WOODWR_1_HYDRO | WOODWR_1_HYDRO | Quinten Luallen | caiso | PGE_Valley | PGE_Valley | Pacific Gas and Electric Valley | PGE_Valley | CAISO | 1/1/1899 | 2050-12-31 | 7.3 | Hydro_Standard | Hydro_Standard | Hydro | CAISO_Hydro | 0 | 0 | 1 | not relevant | 1 | 0
WilsonLake1 | WilsonLake1 | Wilson Lake Hydroelectric Project-1 | teppc | IPTV | IPTV | Idaho Treasure Valley | IPCO | NW | 1993-05-18 | 2050-12-31 | 7.3 | Hydro | Hydro_Standard | Hydro | NW_Hydro | 0 | 0 | 0 | teppc | 0 | 0
Ridgeway 1 | Ridgeway_1 | Ridgeway Hydro-1 | teppc | WACM | WACM | Western Area Power Administration, Colorado-Missouri Region | WACM | Excluded | 2014-06-01 | 2050-12-31 | 7.2 | Hydro | Hydro_Standard | Hydro | Excluded_Hydro | 0 | 0 | 0 | teppc | 0 | 0
NW_StaveRiver1 | NW_StaveRiver1 | Northwest Stave River-1_Northwest Stave River-1_IPP-NWS | teppc | BCHA | BCHA | British Columbia Transmission Company | BCHA_AESO | Excluded | 2013-12-01 | 2053-12-01 | 7.2 | Hydro | Hydro_Standard | Hydro | Excluded_Hydro | 0 | 0 | 0 | teppc | 0 | 0
NW_StaveRiver2 | NW_StaveRiver2 | Northwest Stave River-2_Northwest Stave River-2_IPP-NWS | teppc | BCHA | BCHA | British Columbia Transmission Company | BCHA_AESO | Excluded | 2013-12-01 | 2053-12-01 | 7.2 | Hydro | Hydro_Standard | Hydro | Excluded_Hydro | 0 | 0 | 0 | teppc | 0 | 0
Snoqualmie1 1-4 | Snoqualmie1_1_4 | Snoqualmie-1 (Repowered) | teppc | PSEI | PSEI | Puget Sound Energy | BPAT | NW | 2013-06-01 | 2050-12-31 | 7.2 | Hydro | Hydro_Standard | Hydro | NW_Hydro | 0 | 0 | 0 | teppc | 0 | 0
Arvada 1 | Arvada_1 | Arvada CT 1 | teppc | WACM | WACM | Western Area Power Administration, Colorado-Missouri Region | WACM | Excluded | 2002-09-01 | 2050-12-31 | 7.2 | CT-NatGas-Industrial | CT_NG | CT | Excluded_Peaker | 0 | 0 | 0 | teppc | 0 | 0
Arvada 2 | Arvada_2 | Arvada CT 2 | teppc | WACM | WACM | Western Area Power Administration, Colorado-Missouri Region | WACM | Excluded | 2002-09-01 | 2050-12-31 | 7.2 | CT-NatGas-Industrial | CT_NG | CT | Excluded_Peaker | 0 | 0 | 0 | teppc | 0 | 0
Arvada 3 | Arvada_3 | Arvada CT 3 | teppc | WACM | WACM | Western Area Power Administration, Colorado-Missouri Region | WACM | Excluded | 2002-09-01 | 2050-12-31 | 7.2 | CT-NatGas-Industrial | CT_NG | CT | Excluded_Peaker | 0 | 0 | 0 | teppc | 0 | 0
Barber Creek 1 | Barber_Creek_1 | Barber Creek CT 1 | teppc | WACM | WACM | Western Area Power Administration, Colorado-Missouri Region | WACM | Excluded | 2002-09-01 | 2050-12-31 | 7.2 | CT-NatGas-Industrial | CT_NG | CT | Excluded_Peaker | 0 | 0 | 0 | teppc | 0 | 0
Barber Creek 2 | Barber_Creek_2 | Barber Creek CT 2 | teppc | WACM | WACM | Western Area Power Administration, Colorado-Missouri Region | WACM | Excluded | 2002-09-01 | 2050-12-31 | 7.2 | CT-NatGas-Industrial | CT_NG | CT | Excluded_Peaker | 0 | 0 | 0 | teppc | 0 | 0
Barber Creek 3 | Barber_Creek_3 | Barber Creek CT 3 | teppc | WACM | WACM | Western Area Power Administration, Colorado-Missouri Region | WACM | Excluded | 2002-09-01 | 2050-12-31 | 7.2 | CT-NatGas-Industrial | CT_NG | CT | Excluded_Peaker | 0 | 0 | 0 | teppc | 0 | 0
Hartzog 1 | Hartzog_1 | Hartzog CT 1 | teppc | WACM | WACM | Western Area Power Administration, Colorado-Missouri Region | WACM | Excluded | 2002-08-01 | 2050-12-31 | 7.2 | CT-NatGas-Industrial | CT_NG | CT | Excluded_Peaker | 0 | 0 | 0 | teppc | 0 | 0
Hartzog 2 | Hartzog_2 | Hartzog CT 2 | teppc | WACM | WACM | Western Area Power Administration, Colorado-Missouri Region | WACM | Excluded | 2002-08-01 | 2050-12-31 | 7.2 | CT-NatGas-Industrial | CT_NG | CT | Excluded_Peaker | 0 | 0 | 0 | teppc | 0 | 0
Hartzog 3 | Hartzog_3 | Hartzog CT 3 | teppc | WACM | WACM | Western Area Power Administration, Colorado-Missouri Region | WACM | Excluded | 2002-08-01 | 2050-12-31 | 7.2 | CT-NatGas-Industrial | CT_NG | CT | Excluded_Peaker | 0 | 0 | 0 | teppc | 0 | 0
KettleFalls2 | KettleFalls2 | Kettle Falls Generating Station-2 | teppc | AVA | AVA | Avista Corp. | BPAT | NW | 2002-05-01 | 2050-12-31 | 7.2 | CT-NatGas-Aero | CT_NG | CT | NW_Peaker | 0 | 0 | 0 | teppc | 0 | 0
BrownLake | BrownLake | Brown Lake-1_Brown Lake-1_IPP-BRL | teppc | BCHA | BCHA | British Columbia Transmission Company | BCHA_AESO | Excluded | 1996-12-12 | 2040-12-31 | 7.2 | Hydro | Hydro_Standard | Hydro | Excluded_Hydro | 0 | 0 | 0 | teppc | 0 | 0
Prospect3 | Prospect3 | Prospect 3-1 | teppc | PACW | PACW | PacifiCorp – West | PACW | NW | 1932-04-01 | 2050-12-31 | 7.2 | Hydro | Hydro_Standard | Hydro | NW_Hydro | 0 | 0 | 0 | teppc | 0 | 0
SOUTH_2_UNIT | SOUTH_2_UNIT | SOUTH HYDRO | caiso | PGE_Valley | PGE_Valley | Pacific Gas and Electric Valley | PGE_Valley | CAISO | 1979-01-01 | 2050-12-31 | 7.1 | n/a | Hydro_Standard | Hydro | CAISO_Hydro | 0 | 1 | 0 | not relevant | 1 | 0
Ramonas_L_1 | Ramonas_L_1 | Ramonas L-1_Ramonas L-1_IPP-RML | teppc | BCHA | BCHA | British Columbia Transmission Company | BCHA_AESO | Excluded | 2015-11-01 | 2045-11-01 | 7 | Hydro | Hydro_Standard | Hydro | Excluded_Hydro | 0 | 0 | 0 | teppc | 0 | 0
Ramonas_U_1 | Ramonas_U_1 | Ramonas U-1_Ramonas U-1_IPP-RMU | teppc | BCHA | BCHA | British Columbia Transmission Company | BCHA_AESO | Excluded | 2015-11-01 | 2045-11-01 | 7 | Hydro | Hydro_Standard | Hydro | Excluded_Hydro | 0 | 0 | 0 | teppc | 0 | 0
SS_Creek | SS_Creek | SS Creek Hydro Project-1_SS Creek Hydro Project-1_IPP-SSZ | teppc | PSCO | PSCO | Public Service Company of Colorado | PSCO | Excluded | 2015-11-01 | 2045-11-01 | 7 | Hydro | Hydro_Standard | Hydro | Excluded_Hydro | 0 | 0 | 0 | teppc | 0 | 0
VICTOR_1_SOLAR3 | VICTOR_1_SOLAR3 | Adelanto Solar 2 | caiso | SCE | SCE | Southern California Edison | SCE | CAISO | 2015-07-01 | 2050-12-31 | 7 | n/a | PVgeneric_sun | Solar_Fixed | CAISO_Solar | 1 | 1 | 0 | in old list | 1 | 0
Los Lunas Solar | Los_Lunas_Solar | Los Lunas Solar Energy Center LLSEC and LMS2 | teppc | PNM | PNM | Public Service Company of New Mexico | PNM_EPE | SW | 2013-10-31 | 2050-12-31 | 7 | SolarPV-NonTracking | FixedPV_sun | Solar_Fixed | SW_Solar | 0 | 0 | 0 | teppc | 0 | 0
Manzano Solar | Manzano_Solar | PNM Manzano Solar Energy Center MAN1 | teppc | PNM | PNM | Public Service Company of New Mexico | PNM_EPE | SW | 2012-12-20 | 2052-02-12 | 7 | SolarPV-NonTracking | FixedPV_sun | Solar_Fixed | SW_Solar | 0 | 0 | 0 | teppc | 0 | 0
Irrican | Irrican | IRRICAN1-1 | teppc | AESO | AESO | Alberta Electric System Operator | BCHA_AESO | Excluded | 2004-06-01 | 2050-12-01 | 7 | Hydro | Hydro_Standard | Hydro | Excluded_Hydro | 0 | 0 | 0 | teppc | 0 | 0
SDSU-GEN | SDSU_GEN | Imperial Valley Campus Solar Project (SDSU- Community Solar 1) 1 | teppc | IID | IID | Imperial Irrigation District | IID | IID | 2002-12-01 | 2050-12-31 | 7 | SolarPV-NonTracking | FixedPV_sun | Solar_Fixed | IID_Solar | 0 | 0 | 0 | teppc | 0 | 0
Maxim_Coaldale | Maxim_Coaldale | Maxim - Coaldale-1 | teppc | AESO | AESO | Alberta Electric System Operator | BCHA_AESO | Excluded | 2001-09-01 | 2050-12-01 | 7 | CT-NatGas-Industrial | CT_NG | CT | Excluded_Peaker | 0 | 0 | 0 | teppc | 0 | 0
Whitehead_K3 | Whitehead_K3 | Whitehead-K3 | teppc | PAUT | PAUT | Utah, PACE Utility | PACE | NW | 2000-03-01 | 2050-12-31 | 7 | ICE-NatGas | ICE_NG | ICE | NW_Peaker | 0 | 0 | 0 | teppc | 0 | 0
BloomingtonPwr1 | BloomingtonPwr1 | Bloomington Power Plant-1 | teppc | PAUT | PAUT | Utah, PACE Utility | PACE | NW | 1999-03-01 | 2050-12-31 | 7 | ICE-OilDistillate | ICE_Oil | ICE | NW_Peaker | 0 | 0 | 0 | teppc | 0 | 0
BloomingtonPwr4 | BloomingtonPwr4 | Bloomington Power Plant-4 | teppc | PAUT | PAUT | Utah, PACE Utility | PACE | NW | 1999-03-01 | 2050-12-31 | 7 | ICE-OilDistillate | ICE_Oil | ICE | NW_Peaker | 0 | 0 | 0 | teppc | 0 | 0
Tunnel | Tunnel | Tunnel 1 Power Project-GEN1_61023 | teppc | IPFE | IPFE | Idaho Far East | IPCO | NW | 1993-06-08 | 2050-12-31 | 7 | Hydro | Hydro_Standard | Hydro | NW_Hydro | 0 | 0 | 0 | teppc | 0 | 0
BountifulCity8 | BountifulCity8 | Bountiful City-IC8_BNTF-GEN_BOUNTIFUL POWER-1-1 | teppc | PAUT | PAUT | Utah, PACE Utility | PACE | NW | 1986-10-01 | 2050-12-31 | 7 | ICE-NatGas | ICE_NG | ICE | NW_Peaker | 0 | 0 | 0 | teppc | 0 | 0
Whitehead_K1 | Whitehead_K1 | Whitehead-K1 | teppc | PAUT | PAUT | Utah, PACE Utility | PACE | NW | 1986-10-01 | 2050-12-31 | 7 | ICE-NatGas | ICE_NG | ICE | NW_Peaker | 0 | 0 | 0 | teppc | 0 | 0
Whitehead_K2 | Whitehead_K2 | Whitehead-K2 | teppc | PAUT | PAUT | Utah, PACE Utility | PACE | NW | 1986-08-01 | 2050-12-31 | 7 | ICE-NatGas | ICE_NG | ICE | NW_Peaker | 0 | 0 | 0 | teppc | 0 | 0
NEW_PAM 25C1_80786 | NEW_PAM_25C1_80786 | PAM 25C1_80786 | teppc | BCHA | BCHA | British Columbia Transmission Company | BCHA_AESO | Excluded | 1986-04-15 | 2030-01-01 | 7 | CT-NatGas-Industrial | CT_NG | CT | Excluded_Peaker | 0 | 0 | 0 | teppc | 0 | 0
CSCCOG_1_UNIT 1 | CSCCOG_1_UNIT_1 | SANTA CLARA CO-GEN | caiso | PGE_Bay | PGE_Bay | Pacific Gas and Electric Bay | PGE_Bay | CAISO | 1981-01-01 | 2050-12-31 | 7 | CT-NatGas-Aero | Cogen_NG | Cogen | CAISO_CHP | 0 | 0 | 0 | not relevant | 0 | 0
SUB12B | SUB12B | SUB12B | teppc | BCHA | BCHA | British Columbia Transmission Company | BCHA_AESO | Excluded | 1950-01-01 | 2050-12-31 | 7 | MotorLoad | Load | Load | Excluded_Load | 0 | 0 | 0 | teppc | 0 | 0
Soda_1 | Soda_1 | Soda-1 | teppc | PAID | PAID | Idaho, PACE Utility | IPCO | NW | 1923-12-01 | 2050-12-31 | 7 | Hydro | Hydro_Standard | Hydro | NW_Hydro | 0 | 0 | 0 | teppc | 0 | 0
Soda_2 | Soda_2 | Soda-2 | teppc | PAID | PAID | Idaho, PACE Utility | IPCO | NW | 1923-12-01 | 2050-12-31 | 7 | Hydro | Hydro_Standard | Hydro | NW_Hydro | 0 | 0 | 0 | teppc | 0 | 0
SPRGAP_1_UNIT 1 | SPRGAP_1_UNIT_1 | SPRING GAP HYDRO | caiso | PGE_Valley | PGE_Valley | Pacific Gas and Electric Valley | PGE_Valley | CAISO | 1921-01-01 | 2050-12-31 | 7 | n/a | Hydro_Standard | Hydro | CAISO_Hydro | 0 | 1 | 0 | not relevant | 1 | 0
Shoshone A | Shoshone_A | Shoshone A | teppc | PSCO | PSCO | Public Service Company of Colorado | PSCO | Excluded | 1908-12-01 | 2039-12-31 | 7 | Hydro | Hydro_Standard | Hydro | Excluded_Hydro | 0 | 0 | 0 | teppc | 0 | 0
DEERCR_6_UNIT 1 | DEERCR_6_UNIT_1 | DEER CREEK | caiso | PGE_Valley | PGE_Valley | Pacific Gas and Electric Valley | PGE_Valley | CAISO | 1908-01-01 | 2050-12-31 | 7 | n/a | Hydro_Standard | Hydro | CAISO_Hydro | 0 | 1 | 0 | not relevant | 1 | 0
MOORPK_2_CALABS | MOORPK_2_CALABS | Calabasas Gas-to-Energy Facility | caiso | SCE | SCE | Southern California Edison | SCE | CAISO | 2010-09-20 | 2050-12-31 | 6.96 | n/a | CT_Biomass | Biogas_LandfillGas | CAISO_Biogas | 0 | 1 | 0 | not relevant | 1 | 0
SBERDO_2_SNTANA | SBERDO_2_SNTANA | SANTA ANA PSP | caiso | SCE | SCE | Southern California Edison | SCE | CAISO | 1/1/1899 | 2050-12-31 | 6.95 | n/a | Hydro_Standard | Hydro | CAISO_Hydro | 0 | 2 | 0 | not relevant | 1 | 0
TietonDamHydroUNIT1 | TietonDamHydroUNIT1 | Tieton Dam Hydro Electric Project-UNIT1 | teppc | PACW | PACW | PacifiCorp – West | PACW | NW | 2006-09-01 | 2050-12-31 | 6.9 | Hydro | Hydro_Standard | Hydro | NW_Hydro | 0 | 0 | 0 | teppc | 0 | 0
TietonDamHydroUNIT2 | TietonDamHydroUNIT2 | Tieton Dam Hydro Electric Project-UNIT2 | teppc | CISC | CISC | Southern California Edison | SCE | CAISO | 2006-09-01 | 2050-12-31 | 6.9 | Hydro | Hydro_Standard | Hydro | CAISO_Hydro | 0 | 0 | 0 | teppc | 0 | 0
OAK C_1_EBMUD | OAK_C_1_EBMUD | MWWTP PGS 1 - ENGINES | caiso | PGE_Bay | PGE_Bay | Pacific Gas and Electric Bay | PGE_Bay | CAISO | 1991-10-21 | 2050-12-31 | 6.9 | n/a | Biogas_ | Biogas_LandfillGas | CAISO_Biogas | 0 | 0 | 0 | not relevant | 0 | 0
SRINTL_6_UNIT | SRINTL_6_UNIT | SRI INTERNATIONAL | caiso | PGE_Bay | PGE_Bay | Pacific Gas and Electric Bay | PGE_Bay | CAISO | 1987-03-10 | 2050-12-31 | 6.9 | CT-NatGas-Aero | Cogen_NG | Cogen | CAISO_CHP | 0 | 0 | 0 | not relevant | 0 | 0
Heart Mountain | Heart_Mountain | Heart Mountain 1 | teppc | WACM | WACM | Western Area Power Administration, Colorado-Missouri Region | WACM | Excluded | 1947-12-01 | 2050-12-31 | 6.9 | Hydro | Hydro_Standard | Hydro | Excluded_Hydro | 0 | 0 | 0 | teppc | 0 | 0
COVERD_2_HCKHY1 | COVERD_2_HCKHY1 | HATCHET CREEK | caiso | PGE_Valley | PGE_Valley | Pacific Gas and Electric Valley | PGE_Valley | CAISO | 1/1/1899 | 2050-12-31 | 6.89 | HYDRO_WATER | Hydro_Standard | Hydro | CAISO_Hydro | 0 | 0 | 1 | not relevant | 1 | 0
ThousandSpring3 | ThousandSpring3 | Thousand Springs-3 | teppc | IPFE | IPFE | Idaho Far East | IPCO | NW | 1920-05-01 | 2050-12-31 | 6.8 | Hydro | Hydro_Standard | Hydro | NW_Hydro | 0 | 0 | 0 | teppc | 0 | 0
NZWIND_6_WDSTR4 | NZWIND_6_WDSTR4 | Windstream 6042 | caiso | SCE | SCE | Southern California Edison | SCE | CAISO | 1985-10-17 | 2050-12-31 | 6.77 | n/a | wind_onshorewind | Wind | CAISO_Wind | 1 | 1 | 0 | in old list | 1 | 0
Snoqualmie1 5 | Snoqualmie1_5 | Snoqualmie-5 (Repowered) | teppc | PSEI | PSEI | Puget Sound Energy | BPAT | NW | 2013-06-01 | 2050-12-31 | 6.7 | Hydro | Hydro_Standard | Hydro | NW_Hydro | 0 | 0 | 0 | teppc | 0 | 0
Buffalo Bill 1 | Buffalo_Bill_1 | Buffalo Bill 1 | teppc | WACM | WACM | Western Area Power Administration, Colorado-Missouri Region | WACM | Excluded | 1995-04-01 | 2050-12-31 | 6.67 | Hydro | Hydro_Standard | Hydro | Excluded_Hydro | 0 | 0 | 0 | teppc | 0 | 0
Buffalo Bill 2 | Buffalo_Bill_2 | Buffalo Bill 2 | teppc | WACM | WACM | Western Area Power Administration, Colorado-Missouri Region | WACM | Excluded | 1995-04-01 | 2050-12-31 | 6.67 | Hydro | Hydro_Standard | Hydro | Excluded_Hydro | 0 | 0 | 0 | teppc | 0 | 0
Buffalo Bill 3 | Buffalo_Bill_3 | Buffalo Bill 3 | teppc | WACM | WACM | Western Area Power Administration, Colorado-Missouri Region | WACM | Excluded | 1995-04-01 | 2050-12-31 | 6.67 | Hydro | Hydro_Standard | Hydro | Excluded_Hydro | 0 | 0 | 0 | teppc | 0 | 0
Soo_River_1 | Soo_River_1 | Soo River-1_Soo River-1_IPP-SOR | teppc | BCHA | BCHA | British Columbia Transmission Company | BCHA_AESO | Excluded | 1994-05-25 | 2040-05-25 | 6.67 | Hydro | Hydro_Standard | Hydro | Excluded_Hydro | 0 | 0 | 0 | teppc | 0 | 0
Soo_River_2 | Soo_River_2 | Soo River-2_Soo River-2_IPP-SOR | teppc | BCHA | BCHA | British Columbia Transmission Company | BCHA_AESO | Excluded | 1994-05-25 | 2040-05-25 | 6.67 | Hydro | Hydro_Standard | Hydro | Excluded_Hydro | 0 | 0 | 0 | teppc | 0 | 0
CIB 4G2 | CIB_4G2 | CIB 4G2 | teppc | BCHA | BCHA | British Columbia Transmission Company | BCHA_AESO | Excluded | 2015-06-01 | 2050-03-30 | 6.6 | Bio-ICE | ICE_Biomass | Biomass/Wood | Excluded_Biomass | 0 | 0 | 0 | teppc | 0 | 0
PEC_Headworks_1 | PEC_Headworks_1 | PEC Headworks-1 | teppc | GCPD | GCPD | Grant County Public Utility District | BPAT | NW | 1990-09-01 | 2050-12-31 | 6.6 | Hydro | Hydro_Standard | Hydro | NW_Hydro | 0 | 0 | 0 | teppc | 0 | 0
PACW 1 | PACW_1 |  | teppc | PACW | PACW | PacifiCorp – West | PACW | NW | 1950-01-01 | 2050-12-31 | 6.6 | Solar | PVgeneric_sun | Solar_Fixed | NW_Solar | 0 | 0 | 0 | teppc | 0 | 0
RECTOR_2_KAWEAH | RECTOR_2_KAWEAH | KAWEAH PH 2 & 3 PSP AGGREGATE | caiso | SCE | SCE | Southern California Edison | SCE | CAISO | 1913-01-01 | 2050-12-31 | 6.55 | n/a | Hydro_Standard | Hydro | CAISO_Hydro | 0 | 0 | 0 | not relevant | 0 | 0
DTCHWD_2_BT4WND | DTCHWD_2_BT4WND | Brookfield Tehachapi 4 | caiso | SCE | SCE | Southern California Edison | SCE | CAISO | 1986-04-22 | 2050-12-31 | 6.52 | n/a | wind_onshorewind | Wind | CAISO_Wind | 1 | 0 | 1 | old | 1 | 0
RDWAY_1_CREST | RDWAY_1_CREST |  | caiso | SCE | SCE | Southern California Edison | SCE | CAISO | 1/1/1899 | 2050-12-31 | 6.5 | n/a | 1axPV_sun | Solar_1Axis | CAISO_Solar | 1 | 0 | 1 | old | 1 | 0
NEW_SWAN RV8_55240_1 | NEW_SWAN_RV8_55240_1 |  | teppc | AESO | AESO | Alberta Electric System Operator | BCHA_AESO | Excluded | 2016-05-01 | 2050-03-30 | 6.5 | CCWhole-NatGas-Industrial | CC_NG | CC | Excluded_CCGT | 0 | 0 | 0 | teppc | 0 | 0
NEW_SWAN RV8_55240_2 | NEW_SWAN_RV8_55240_2 |  | teppc | AESO | AESO | Alberta Electric System Operator | BCHA_AESO | Excluded | 2016-05-01 | 2050-03-30 | 6.5 | CCWhole-NatGas-Industrial | CC_NG | CC | Excluded_CCGT | 0 | 0 | 0 | teppc | 0 | 0
NEW_SWAN RV8_55240_3 | NEW_SWAN_RV8_55240_3 |  | teppc | AESO | AESO | Alberta Electric System Operator | BCHA_AESO | Excluded | 2016-05-01 | 2050-03-30 | 6.5 | CCWhole-NatGas-Industrial | CC_NG | CC | Excluded_CCGT | 0 | 0 | 0 | teppc | 0 | 0
NEW_SWAN RV8_55240_4 | NEW_SWAN_RV8_55240_4 |  | teppc | AESO | AESO | Alberta Electric System Operator | BCHA_AESO | Excluded | 2016-05-01 | 2050-03-30 | 6.5 | CCWhole-NatGas-Industrial | CC_NG | CC | Excluded_CCGT | 0 | 0 | 0 | teppc | 0 | 0
NEW_SWAN RV8_55240_5 | NEW_SWAN_RV8_55240_5 |  | teppc | AESO | AESO | Alberta Electric System Operator | BCHA_AESO | Excluded | 2016-05-01 | 2050-03-30 | 6.5 | CCWhole-NatGas-Industrial | CC_NG | CC | Excluded_CCGT | 0 | 0 | 0 | teppc | 0 | 0
DELSUR_6_SOLAR1 | DELSUR_6_SOLAR1 | Summer Solar North | caiso | SCE | SCE | Southern California Edison | SCE | CAISO | 2015-06-03 | 2050-12-31 | 6.5 | n/a | PVgeneric_sun | Solar_Fixed | CAISO_Solar | 1 | 1 | 0 | in old list | 1 | 0
ANC CAT01 | ANC_CAT01 | Alberta Newsprint Co IC-01 | teppc | BCHA | BCHA | British Columbia Transmission Company | BCHA_AESO | Excluded | 2014-03-17 | 2050-12-31 | 6.5 | ICE-NatGas | ICE_NG | ICE | Excluded_Reciprocating_Engine | 0 | 0 | 0 | teppc | 0 | 0
ANC CAT02 | ANC_CAT02 | Alberta Newsprint Co IC-02 | teppc | AESO | AESO | Alberta Electric System Operator | BCHA_AESO | Excluded | 2014-03-17 | 2050-12-31 | 6.5 | ICE-NatGas | ICE_NG | ICE | Excluded_Reciprocating_Engine | 0 | 0 | 0 | teppc | 0 | 0
ANC CAT03 | ANC_CAT03 | Alberta Newsprint Co IC-03 | teppc | AESO | AESO | Alberta Electric System Operator | BCHA_AESO | Excluded | 2014-03-17 | 2050-12-31 | 6.5 | ICE-NatGas | ICE_NG | ICE | Excluded_Reciprocating_Engine | 0 | 0 | 0 | teppc | 0 | 0
GARNET_1_WIND | GARNET_1_WIND | GARNET WIND ENERGY CENTER | caiso | SCE | SCE | Southern California Edison | SCE | CAISO | 2009-06-02 | 2050-12-31 | 6.5 | n/a | wind_onshorewind | Wind | CAISO_Wind | 1 | 1 | 0 | in old list | 1 | 0
Edson_2 | Edson_2 | Talisman Edson GT2 | teppc | BCHA | BCHA | British Columbia Transmission Company | BCHA_AESO | Excluded | 2004-01-01 | 2050-12-31 | 6.5 | AB-Cogen | Cogen_NG | Cogen | Excluded_CHP | 0 | 0 | 0 | teppc | 0 | 0
WALNUT_7_WCOVST | WALNUT_7_WCOVST | MM West Covina - ST Unit | caiso | SCE | SCE | Southern California Edison | SCE | CAISO | 1996-10-05 | 2050-12-31 | 6.5 | n/a | Steam_Biogas | Biogas_LandfillGas | CAISO_Biogas | 0 | 1 | 0 | not relevant | 1 | 0
Headgate Rock 1 | Headgate_Rock_1 | Headgate Rock 1 | teppc | WALC | WALC | Western Area Power Administration, Lower Colorado Region | WALC | SW | 1993-12-01 | 2050-12-31 | 6.5 | Hydro | Hydro_Standard | Hydro | SW_Hydro | 0 | 0 | 0 | teppc | 0 | 0
Headgate Rock 2 | Headgate_Rock_2 | Headgate Rock 2 | teppc | WALC | WALC | Western Area Power Administration, Lower Colorado Region | WALC | SW | 1993-10-01 | 2050-12-31 | 6.5 | Hydro | Hydro_Standard | Hydro | SW_Hydro | 0 | 0 | 0 | teppc | 0 | 0
Headgate Rock 3 | Headgate_Rock_3 | Headgate Rock 3 | teppc | WALC | WALC | Western Area Power Administration, Lower Colorado Region | WALC | SW | 1993-07-01 | 2050-12-31 | 6.5 | Hydro | Hydro_Standard | Hydro | SW_Hydro | 0 | 0 | 0 | teppc | 0 | 0
Hazelton_B1 | Hazelton_B1 | Hazelton B Hydro-U1 | teppc | IPTV | IPTV | Idaho Treasure Valley | IPCO | NW | 1993-05-08 | 2050-12-31 | 6.5 | Hydro | Hydro_Standard | Hydro | NW_Hydro | 0 | 0 | 0 | teppc | 0 | 0
NGPPGEN | NGPPGEN | NGPP / Nightingale / Brady Geothermal | teppc | SPPC | SPPC | Nevada Power Company | NEVP | SW | 1992-01-01 | 2050-12-31 | 6.5 | Renewable Thermal | Geothermal_steam | Geothermal | SW_Geothermal | 0 | 0 | 0 | teppc | 0 | 0
DallesDamNorthFshwy | DallesDamNorthFshwy | Dalles Dam North Fishway Project-1 | teppc | PNM | PNM | Public Service Company of New Mexico | PNM_EPE | SW | 1991-05-01 | 2050-12-31 | 6.5 | Hydro | Hydro_Standard | Hydro | SW_Hydro | 0 | 0 | 0 | teppc | 0 | 0
S_E_Hazelton1 | S_E_Hazelton1 | S E Hazelton A-GEN1 | teppc | IPTV | IPTV | Idaho Treasure Valley | IPCO | NW | 1990-04-26 | 2050-12-31 | 6.5 | Hydro | Hydro_Standard | Hydro | NW_Hydro | 0 | 0 | 0 | teppc | 0 | 0
SPAULD_6_UNIT 3 | SPAULD_6_UNIT_3 | SPAULDING HYDRO PH 3 UNIT | caiso | PGE_Valley | PGE_Valley | Pacific Gas and Electric Valley | PGE_Valley | CAISO | 1928-01-01 | 2050-12-31 | 6.5 | n/a | Hydro_Standard | Hydro | CAISO_Hydro | 0 | 1 | 0 | not relevant | 1 | 0
150MileHouse | 150MileHouse | 150 Mile House ERG-1_IPP-HFH | teppc | BCHA | BCHA | British Columbia Transmission Company | BCHA_AESO | Excluded | 2008-06-01 | 2028-10-16 | 6.499 | ST-Other | ST_Unknown | Steam | Excluded_ST | 0 | 0 | 0 | teppc | 0 | 0
Ormesa I H 1M | Ormesa_I_H_1M | Ormesa 1 H 1M Parasitic Well | teppc | IID | IID | Imperial Irrigation District | IID | IID | 2010-04-15 | 2050-12-31 | 6.4 | MotorLoad | Load | Load | IID_Load | 0 | 0 | 0 | teppc | 0 | 0
SPRGVL_2_TULE | SPRGVL_2_TULE | TULE RIVER HYDRO PLANT (PG&E) | caiso | SCE | SCE | Southern California Edison | SCE | CAISO | 1914-01-01 | 2050-12-31 | 6.4 | n/a | Hydro_Standard | Hydro | CAISO_Hydro | 0 | 1 | 0 | not relevant | 1 | 0
CNTRVL_6_UNIT | CNTRVL_6_UNIT | Centerville | caiso | PGE_Valley | PGE_Valley | Pacific Gas and Electric Valley | PGE_Valley | CAISO | 1899-12-31 | 2050-12-31 | 6.4 | n/a | Hydro_Standard | Hydro | CAISO_Hydro | 0 | 1 | 0 | not relevant | 1 | 0
Rush_Creek_2 | Rush_Creek_2 | Rush Creek-2_24783 | teppc | CISC | CISC | Southern California Edison | SCE | CAISO | 1916-01-01 | 2050-12-31 | 6.37 | HydroRPS | Hydro_Standard | Hydro | CAISO_Hydro | 0 | 0 | 0 | teppc | 0 | 0
NZWIND_2_WDSTR5 | NZWIND_2_WDSTR5 | Windstream 6111 | caiso | PGE_Valley | PGE_Valley | Pacific Gas and Electric Valley | PGE_Valley | CAISO | 1986-01-24 | 2050-12-31 | 6.31 | n/a | wind_onshorewind | Wind | CAISO_Wind | 1 | 0 | 1 | old | 1 | 0
BREGGO_6_DEGRSL | BREGGO_6_DEGRSL | Desert Green Solar Farm | caiso | SDGE | SDGE | San Diego Gas and Electric | SDGE | CAISO | 2014-11-26 | 2050-12-31 | 6.3 | n/a | PVgeneric_sun | Solar_Fixed | CAISO_Solar | 1 | 1 | 0 | in old list | 1 | 0
FELLOW_7_QFUNTS | FELLOW_7_QFUNTS | Fellow QF Aggregate | caiso | PGE_Valley | PGE_Valley | Pacific Gas and Electric Valley | PGE_Valley | CAISO | 2006-06-01 | 2050-12-31 | 6.2 | n/a | Cogen_NG | Cogen | CAISO_CHP | 0 | 0 | 0 | not relevant | 0 | 0
BLCKBT_2_STONEY | BLCKBT_2_STONEY | BLACK BUTTE HYDRO | caiso | PGE_Valley | PGE_Valley | Pacific Gas and Electric Valley | PGE_Valley | CAISO | 1988-01-01 | 2050-12-31 | 6.2 | n/a | Hydro_Standard | Hydro | CAISO_Hydro | 0 | 1 | 0 | not relevant | 1 | 0
Cascade_ID_1 | Cascade_ID_1 | Cascade (Idaho)-1 | teppc | IPTV | IPTV | Idaho Treasure Valley | IPCO | NW | 1984-05-01 | 2050-12-31 | 6.2 | Hydro | Hydro_Standard | Hydro | NW_Hydro | 0 | 0 | 0 | teppc | 0 | 0
Cascade_ID_2 | Cascade_ID_2 | Cascade (Idaho)-2 | teppc | IPTV | IPTV | Idaho Treasure Valley | IPCO | NW | 1983-12-01 | 2050-12-31 | 6.2 | Hydro | Hydro_Standard | Hydro | NW_Hydro | 0 | 0 | 0 | teppc | 0 | 0
Plummer_Cgn | Plummer_Cgn | Plummer Cogen-GEN1 | teppc | AVA | AVA | Avista Corp. | BPAT | NW | 1982-12-01 | 2050-12-31 | 6.2 | Bio-ST | ST_Biomass | Biomass/Wood | NW_Biomass | 0 | 0 | 0 | teppc | 0 | 0
Sandoval County PV | Sandoval_County_PV | PNM Sandoval County Solar Energy Center SSEC1 | teppc | PNM | PNM | Public Service Company of New Mexico | PNM_EPE | SW | 2014-12-30 | 2050-12-31 | 6.1 | SolarPV-Tracking | 1axPV_sun | Solar_1Axis | SW_Solar | 0 | 0 | 0 | teppc | 0 | 0
SAUGUS_7_LOPEZ | SAUGUS_7_LOPEZ | MM Lopez Energy | caiso | SCE | SCE | Southern California Edison | SCE | CAISO | 1999-01-05 | 2050-12-31 | 6.1 | n/a | Biogas_ | Biogas_LandfillGas | CAISO_Biogas | 0 | 2 | 0 | not relevant | 1 | 0
CPSTNO_7_PRMADS | CPSTNO_7_PRMADS |  | caiso | SDGE | SDGE | San Diego Gas and Electric | SDGE | CAISO | 1999-01-01 | 2050-12-31 | 6.1 | n/a | Cogen_NG | Cogen | CAISO_CHP | 0 | 1 | 0 | not relevant | 1 | 0
Russell_D_smith | Russell_D_smith | Russell D Smith-1 | teppc | BPAT | BPAT | Bonneville Power Administration – Transmission | BPAT | NW | 1982-09-01 | 2050-12-31 | 6.1 | Hydro | Hydro_Standard | Hydro | NW_Hydro | 0 | 0 | 0 | teppc | 0 | 0
Roberts Tunnel Hydro | Roberts_Tunnel_Hydro | Roberts Tunnel Hydro | teppc | PSCO | PSCO | Public Service Company of Colorado | PSCO | Excluded | 1986-04-15 | 2050-12-31 | 6.09 | Hydro | Hydro_Standard | Hydro | Excluded_Hydro | 0 | 0 | 0 | teppc | 0 | 0
ETIWND_2_RTS026 | ETIWND_2_RTS026 | SPVP026 | caiso | SCE | SCE | Southern California Edison | SCE | CAISO | 2016-02-05 | 2050-12-31 | 6 | n/a | PVgeneric_sun | Solar_Fixed | CAISO_Solar | 1 | 1 | 0 | in old list | 1 | 0
FraserLake1 | FraserLake1 | Fraser Lake Biomass-1_Fraser Lake Biomass-1_IPP-FLB | teppc | BCHA | BCHA | British Columbia Transmission Company | BCHA_AESO | Excluded | 2014-07-01 | 2034-07-01 | 6 | Bio-ST | ST_Biomass | Biomass/Wood | Excluded_Biomass | 0 | 0 | 0 | teppc | 0 | 0
FraserLake2 | FraserLake2 | Fraser Lake Biomass-2_Fraser Lake Biomass-2_IPP-FLB | teppc | BCHA | BCHA | British Columbia Transmission Company | BCHA_AESO | Excluded | 2014-07-01 | 2034-07-01 | 6 | Bio-ST | ST_Biomass | Biomass/Wood | Excluded_Biomass | 0 | 0 | 0 | teppc | 0 | 0
SakwiCreek | SakwiCreek | Sakwi Creek RoR-1_Sakwi Creek RoR-1_IPP-SKW | teppc | BCHA | BCHA | British Columbia Transmission Company | BCHA_AESO | Excluded | 2014-07-01 | 2054-07-01 | 6 | Hydro | Hydro_Standard | Hydro | Excluded_Hydro | 0 | 0 | 0 | teppc | 0 | 0
GARNET_1_WT3WND | GARNET_1_WT3WND | Wagner Wind | caiso | SCE | SCE | Southern California Edison | SCE | CAISO | 2012-12-24 | 2050-12-31 | 6 | n/a | wind_onshorewind | Wind | CAISO_Wind | 1 | 1 | 0 | in old list | 1 | 0
AVENAL_6_AVPARK | AVENAL_6_AVPARK | Avenal Park Solar Project | caiso | PGE_Valley | PGE_Valley | Pacific Gas and Electric Valley | PGE_Valley | CAISO | 2011-08-05 | 2050-12-31 | 6 | n/a | PVgeneric_sun | Solar_Fixed | CAISO_Solar | 1 | 1 | 0 | in old list | 1 | 0
Coastal_Energy | Coastal_Energy | Coastal Energy Project-1 | teppc | PNM | PNM | Public Service Company of New Mexico | PNM_EPE | SW | 2010-09-15 | 2050-12-31 | 6 | WT-Onshore | wind_onshorewind | Wind | SW_Wind | 0 | 0 | 0 | teppc | 0 | 0
PLMSSR_6_HISIER | PLMSSR_6_HISIER | High Sierra Cogeneration Aggregate | caiso | PGE_Valley | PGE_Valley | Pacific Gas and Electric Valley | PGE_Valley | CAISO | 2010-04-22 | 2050-12-31 | 6 | RECIPROCATING ENGINE_NATURAL GAS | Cogen_NG | Cogen | CAISO_CHP | 0 | 0 | 0 | not relevant | 0 | 0
Maxim_Taber | Maxim_Taber | Maxim - Taber-1 | teppc | AESO | AESO | Alberta Electric System Operator | BCHA_AESO | Excluded | 2001-08-01 | 2050-12-01 | 6 | CT-NatGas-Industrial | CT_NG | CT | Excluded_Peaker | 0 | 0 | 0 | teppc | 0 | 0
Drop 3-1 | Drop_3_1 | Drop 3 (CA) 1 | teppc | IID | IID | Imperial Irrigation District | IID | IID | 1994-01-01 | 2050-12-31 | 6 | Hydro | Hydro_Standard | Hydro | IID_Hydro | 0 | 0 | 0 | teppc | 0 | 0
SPICER_1_UNITS | SPICER_1_UNITS | SPICER HYDRO UNITS 1-3 AGGREGATE | caiso | PGE_Valley | PGE_Valley | Pacific Gas and Electric Valley | PGE_Valley | CAISO | 1990-01-01 | 2050-12-31 | 6 | n/a | Hydro_Standard | Hydro | CAISO_Hydro | 0 | 0 | 0 | not relevant | 0 | 0
FRITO_1_LAY | FRITO_1_LAY |  | caiso | PGE_Valley | PGE_Valley | Pacific Gas and Electric Valley | PGE_Valley | CAISO | 1986-01-01 | 2050-12-31 | 6 | CT-NatGas-Aero | Cogen_NG | Cogen | CAISO_CHP | 0 | 0 | 0 | not relevant | 0 | 0
Chandler 1-2 | Chandler_1_2 | Chandler-1 and 2 | teppc | BPAT | BPAT | Bonneville Power Administration – Transmission | BPAT | NW | 1956-02-01 | 2050-12-31 | 6 | Hydro | Hydro_Standard | Hydro | NW_Hydro | 0 | 0 | 0 | teppc | 0 | 0
Yelm_3 | Yelm_3 | Yelm-3 | teppc | PNM | PNM | Public Service Company of New Mexico | PNM_EPE | SW | 1954-12-01 | 2050-12-31 | 6 | Hydro | Hydro_Standard | Hydro | SW_Hydro | 0 | 0 | 0 | teppc | 0 | 0
Leaburg (EWEB) | Leaburg__EWEB_ | Leaburg-1 | teppc | BPAT | BPAT | Bonneville Power Administration – Transmission | BPAT | NW | 1929-12-01 | 2050-12-31 | 6 | Hydro | Hydro_Standard | Hydro | NW_Hydro | 0 | 0 | 0 | teppc | 0 | 0
BlackCanyon1 | BlackCanyon1 | Black Canyon-1 | teppc | IPTV | IPTV | Idaho Treasure Valley | IPCO | NW | 1925-12-01 | 2050-12-31 | 6 | Hydro | Hydro_Standard | Hydro | NW_Hydro | 0 | 0 | 0 | teppc | 0 | 0
BlackCanyon2 | BlackCanyon2 | Black Canyon-2 | teppc | IPTV | IPTV | Idaho Treasure Valley | IPCO | NW | 1925-12-01 | 2050-12-31 | 6 | Hydro | Hydro_Standard | Hydro | NW_Hydro | 0 | 0 | 0 | teppc | 0 | 0
Elko_1 | Elko_1 | Elko-1_Elko-1_BCH-ELK | teppc | BCHA | BCHA | British Columbia Transmission Company | BCHA_AESO | Excluded | 1924-01-01 | 2033-03-31 | 6 | Hydro | Hydro_Standard | Hydro | Excluded_Hydro | 0 | 0 | 0 | teppc | 0 | 0
Elko_2 | Elko_2 | Elko-2_Elko-2_BCH-ELK | teppc | BCHA | BCHA | British Columbia Transmission Company | BCHA_AESO | Excluded | 1924-01-01 | 2033-03-31 | 6 | Hydro | Hydro_Standard | Hydro | Excluded_Hydro | 0 | 0 | 0 | teppc | 0 | 0
LaGrande_1 | LaGrande_1 | LaGrande-1 | teppc | TPWR | TPWR | Tacoma Power | BPAT | NW | 1912-11-01 | 2050-12-31 | 6 | Hydro | Hydro_Standard | Hydro | NW_Hydro | 0 | 0 | 0 | teppc | 0 | 0
LaGrande_2 | LaGrande_2 | LaGrande-2 | teppc | TPWR | TPWR | Tacoma Power | BPAT | NW | 1912-11-01 | 2050-12-31 | 6 | Hydro | Hydro_Standard | Hydro | NW_Hydro | 0 | 0 | 0 | teppc | 0 | 0
LaGrande_3 | LaGrande_3 | LaGrande-3 | teppc | TPWR | TPWR | Tacoma Power | BPAT | NW | 1912-11-01 | 2050-12-31 | 6 | Hydro | Hydro_Standard | Hydro | NW_Hydro | 0 | 0 | 0 | teppc | 0 | 0
LaGrande_4 | LaGrande_4 | LaGrande-4 | teppc | TPWR | TPWR | Tacoma Power | BPAT | NW | 1912-11-01 | 2050-12-31 | 6 | Hydro | Hydro_Standard | Hydro | NW_Hydro | 0 | 0 | 0 | teppc | 0 | 0
GARNET_2_WPMWD6 | GARNET_2_WPMWD6 | WINTEC PALM | caiso | SCE | SCE | Southern California Edison | SCE | CAISO | 1/1/1899 | 2050-12-31 | 5.93 | WIND_WIND | wind_onshorewind | Wind | CAISO_Wind | 1 | 0 | 1 | new | 1 | 0
GMS_GX3 | GMS_GX3 | GMS_GX3 | teppc | BCHA | BCHA | British Columbia Transmission Company | BCHA_AESO | Excluded | 2022-10-01 | 2050-03-30 | 5.9 | CCWhole-NatGas-SingleShaft | CC_NG | CC | Excluded_CCGT | 0 | 0 | 0 | teppc | 0 | 0
VALLEY_5_REDMTN | VALLEY_5_REDMTN | MWD Red Mountain Hydroelectric Recovery | caiso | SCE | SCE | Southern California Edison | SCE | CAISO | 1985-01-01 | 2050-12-31 | 5.9 | n/a | Hydro_Standard | Hydro | CAISO_Hydro | 0 | 0 | 0 | not relevant | 0 | 0
Savona_ERG_1 | Savona_ERG_1 | Savona ERG-1_Savona ERG-1_IPP-SVN | teppc | BCHA | BCHA | British Columbia Transmission Company | BCHA_AESO | Excluded | 2008-08-12 | 2028-08-12 | 5.89 | ST-Other | ST_Unknown | Steam | Excluded_ST | 0 | 0 | 0 | teppc | 0 | 0
Upriver_Dam4 | Upriver_Dam4 | Upriver Dam Hydro Plant-GEN4 | teppc | AVA | AVA | Avista Corp. | BPAT | NW | 1984-06-01 | 2050-12-31 | 5.85 | Hydro | Hydro_Standard | Hydro | NW_Hydro | 0 | 0 | 0 | teppc | 0 | 0
Upriver_Dam5 | Upriver_Dam5 | Upriver Dam Hydro Plant-GEN5 | teppc | AVA | AVA | Avista Corp. | BPAT | NW | 1984-06-01 | 2050-12-31 | 5.85 | Hydro | Hydro_Standard | Hydro | NW_Hydro | 0 | 0 | 0 | teppc | 0 | 0
BigSilver4 | BigSilver4 | Big Silver Hydro Project-4_Big Silver Hydro Project-4_IPPBSV | teppc | BCHA | BCHA | British Columbia Transmission Company | BCHA_AESO | Excluded | 2016-11-01 | 2056-10-31 | 5.8 | Hydro | Hydro_Standard | Hydro | Excluded_Hydro | 0 | 0 | 0 | teppc | 0 | 0
Drop 1 | Drop_1 | IID DROP 1 HYDRO PLANT (AGGREGATE) | teppc | IID | IID | Imperial Irrigation District | IID | IID | 2010-04-15 | 2050-12-31 | 5.8 | Hydro | Hydro_Standard | Hydro | IID_Hydro | 0 | 1 | 0 | teppc | 1 | 0
OLSEN_2_UNIT | OLSEN_2_UNIT | OLSEN POWER PARTNERS | caiso | PGE_Valley | PGE_Valley | Pacific Gas and Electric Valley | PGE_Valley | CAISO | 1990-01-03 | 2050-12-31 | 5.8 | n/a | Hydro_Standard | Hydro | CAISO_Hydro | 0 | 1 | 0 | not relevant | 1 | 0
OXBOW_6_DRUM | OXBOW_6_DRUM | OXBOW HYDRO | caiso | PGE_Valley | PGE_Valley | Pacific Gas and Electric Valley | PGE_Valley | CAISO | 1966-01-01 | 2050-12-31 | 5.8 | n/a | Hydro_Standard | Hydro | CAISO_Hydro | 0 | 0 | 0 | not relevant | 0 | 0
BasinCreek1 | BasinCreek1 | Basin Creek Plant-1 | teppc | NWMT | NWMT | NorthWestern Energy | NWMT_WAUW | NW | 2006-05-01 | 2050-01-01 | 5.75 | ICE-NatGas | ICE_NG | ICE | NW_Peaker | 0 | 0 | 0 | teppc | 0 | 0
BasinCreek2 | BasinCreek2 | Basin Creek Plant-2 | teppc | NWMT | NWMT | NorthWestern Energy | NWMT_WAUW | NW | 2006-05-01 | 2050-01-01 | 5.75 | ICE-NatGas | ICE_NG | ICE | NW_Peaker | 0 | 0 | 0 | teppc | 0 | 0
BasinCreek3 | BasinCreek3 | Basin Creek Plant-3 | teppc | NWMT | NWMT | NorthWestern Energy | NWMT_WAUW | NW | 2006-05-01 | 2050-01-01 | 5.75 | ICE-NatGas | ICE_NG | ICE | NW_Peaker | 0 | 0 | 0 | teppc | 0 | 0
BasinCreek4 | BasinCreek4 | Basin Creek Plant-4 | teppc | NWMT | NWMT | NorthWestern Energy | NWMT_WAUW | NW | 2006-05-01 | 2050-01-01 | 5.75 | ICE-NatGas | ICE_NG | ICE | NW_Peaker | 0 | 0 | 0 | teppc | 0 | 0
BasinCreek5 | BasinCreek5 | Basin Creek Plant-5 | teppc | NWMT | NWMT | NorthWestern Energy | NWMT_WAUW | NW | 2006-05-01 | 2050-01-01 | 5.75 | ICE-NatGas | ICE_NG | ICE | NW_Peaker | 0 | 0 | 0 | teppc | 0 | 0
BasinCreek6 | BasinCreek6 | Basin Creek Plant-6 | teppc | NWMT | NWMT | NorthWestern Energy | NWMT_WAUW | NW | 2006-05-01 | 2050-01-01 | 5.75 | ICE-NatGas | ICE_NG | ICE | NW_Peaker | 0 | 0 | 0 | teppc | 0 | 0
BasinCreek7 | BasinCreek7 | Basin Creek Plant-7 | teppc | NWMT | NWMT | NorthWestern Energy | NWMT_WAUW | NW | 2006-05-01 | 2050-01-01 | 5.75 | ICE-NatGas | ICE_NG | ICE | NW_Peaker | 0 | 0 | 0 | teppc | 0 | 0
BasinCreek8 | BasinCreek8 | Basin Creek Plant-8 | teppc | NWMT | NWMT | NorthWestern Energy | NWMT_WAUW | NW | 2006-05-01 | 2050-01-01 | 5.75 | ICE-NatGas | ICE_NG | ICE | NW_Peaker | 0 | 0 | 0 | teppc | 0 | 0
BasinCreek9 | BasinCreek9 | Basin Creek Plant-9 | teppc | NWMT | NWMT | NorthWestern Energy | NWMT_WAUW | NW | 2006-05-01 | 2050-01-01 | 5.75 | ICE-NatGas | ICE_NG | ICE | NW_Peaker | 0 | 0 | 0 | teppc | 0 | 0
COVERD_2_QFUNTS | COVERD_2_QFUNTS | COVE ROAD HYDRO QF UNITS | caiso | PGE_Valley | PGE_Valley | Pacific Gas and Electric Valley | PGE_Valley | CAISO | 1987-01-05 | 2050-12-31 | 5.75 | n/a | Hydro_Standard | Hydro | CAISO_Hydro | 0 | 3 | 0 | not relevant | 1 | 0
VERNON_6_GONZL1 | VERNON_6_GONZL1 | H. Gonzales Unit #1 | caiso | SCE | SCE | Southern California Edison | SCE | CAISO | 1987-01-01 | 2050-12-31 | 5.75 | CT-NatGas-Aero | CT_NG | CT | CAISO_Peaker2 | 0 | 0 | 0 | not relevant | 0 | 0
VERNON_6_GONZL2 | VERNON_6_GONZL2 | H. Gonzales Unit #2 | caiso | SCE | SCE | Southern California Edison | SCE | CAISO | 1987-01-01 | 2050-12-31 | 5.75 | CT-NatGas-Aero | CT_NG | CT | CAISO_Peaker2 | 0 | 0 | 0 | not relevant | 0 | 0
OLINDA_7_LNDFIL | OLINDA_7_LNDFIL | OLINDA_7_LNDFIL | caiso | SCE | SCE | Southern California Edison | SCE | CAISO | 2002-05-01 | 2050-12-31 | 5.6 | n/a | ST_Biomass | Biomass/Wood | CAISO_Biomass | 0 | 0 | 0 | not relevant | 0 | 0
DoranTaylor1 | DoranTaylor1 | Doran Taylor-1_Doran Taylor-1_IPP-DTR | teppc | BCHA | BCHA | British Columbia Transmission Company | BCHA_AESO | Excluded | 1996-07-08 | 2036-07-08 | 5.6 | Hydro | Hydro_Standard | Hydro | Excluded_Hydro | 0 | 0 | 0 | teppc | 0 | 0
Dickson_Dam1 | Dickson_Dam1 | Dickson Dam IPP 1-1 | teppc | AESO | AESO | Alberta Electric System Operator | BCHA_AESO | Excluded | 1992-01-16 | 2050-12-01 | 5.6 | Hydro | Hydro_Standard | Hydro | Excluded_Hydro | 0 | 0 | 0 | teppc | 0 | 0
Dickson_Dam2 | Dickson_Dam2 | Dickson Dam IPP 2-2 | teppc | AESO | AESO | Alberta Electric System Operator | BCHA_AESO | Excluded | 1992-01-16 | 2050-12-01 | 5.6 | Hydro | Hydro_Standard | Hydro | Excluded_Hydro | 0 | 0 | 0 | teppc | 0 | 0
Dickson_Dam3 | Dickson_Dam3 | Dickson Dam IPP 3-3 | teppc | AESO | AESO | Alberta Electric System Operator | BCHA_AESO | Excluded | 1992-01-16 | 2050-12-01 | 5.6 | Hydro | Hydro_Standard | Hydro | Excluded_Hydro | 0 | 0 | 0 | teppc | 0 | 0
LNCSTR_6_CREST | LNCSTR_6_CREST |  | caiso | SCE | SCE | Southern California Edison | SCE | CAISO | 2015-09-09 | 2050-12-31 | 5.5 | n/a | PVgeneric_sun | Solar_Fixed | CAISO_Solar | 1 | 0 | 1 | old | 1 | 0
MIRLOM_2_ONTARO | MIRLOM_2_ONTARO | Ontario RT Solar | caiso | SCE | SCE | Southern California Edison | SCE | CAISO | 2011-08-25 | 2050-12-31 | 5.5 | n/a | PVgeneric_sun | Solar_Fixed | CAISO_Solar | 1 | 1 | 0 | in old list | 1 | 0
Canoe_Creek | Canoe_Creek | Canoe Creek Hydro-1_Canoe Creek Hydro-1_IPP-CNK | teppc | BCHA | BCHA | British Columbia Transmission Company | BCHA_AESO | Excluded | 2010-06-21 | 2050-06-13 | 5.5 | Hydro | Hydro_Standard | Hydro | Excluded_Hydro | 0 | 0 | 0 | teppc | 0 | 0
Plains End 1 G01 | Plains_End_1_G01 | Plains End GEN1 | teppc | PSCO | PSCO | Public Service Company of Colorado | PSCO | Excluded | 2002-05-01 | 2050-12-31 | 5.5 | ICE-NatGas | ICE_NG | ICE | Excluded_Reciprocating_Engine | 0 | 0 | 0 | teppc | 0 | 0
Plains End 1 G02 | Plains_End_1_G02 | Plains End GEN2 | teppc | PSCO | PSCO | Public Service Company of Colorado | PSCO | Excluded | 2002-05-01 | 2050-12-31 | 5.5 | ICE-NatGas | ICE_NG | ICE | Excluded_Reciprocating_Engine | 0 | 0 | 0 | teppc | 0 | 0
Plains End 1 G03 | Plains_End_1_G03 | Plains End GEN3 | teppc | PSCO | PSCO | Public Service Company of Colorado | PSCO | Excluded | 2002-05-01 | 2050-12-31 | 5.5 | ICE-NatGas | ICE_NG | ICE | Excluded_Reciprocating_Engine | 0 | 0 | 0 | teppc | 0 | 0
Plains End 1 G04 | Plains_End_1_G04 | Plains End GEN4 | teppc | PSCO | PSCO | Public Service Company of Colorado | PSCO | Excluded | 2002-05-01 | 2050-12-31 | 5.5 | ICE-NatGas | ICE_NG | ICE | Excluded_Reciprocating_Engine | 0 | 0 | 0 | teppc | 0 | 0
Plains End 1 G05 | Plains_End_1_G05 | Plains End GEN5 | teppc | PSCO | PSCO | Public Service Company of Colorado | PSCO | Excluded | 2002-05-01 | 2050-12-31 | 5.5 | ICE-NatGas | ICE_NG | ICE | Excluded_Reciprocating_Engine | 0 | 0 | 0 | teppc | 0 | 0
Plains End 1 G06 | Plains_End_1_G06 | Plains End GEN6 | teppc | PSCO | PSCO | Public Service Company of Colorado | PSCO | Excluded | 2002-05-01 | 2050-12-31 | 5.5 | ICE-NatGas | ICE_NG | ICE | Excluded_Reciprocating_Engine | 0 | 0 | 0 | teppc | 0 | 0
Plains End 1 G07 | Plains_End_1_G07 | Plains End GEN7 | teppc | PSCO | PSCO | Public Service Company of Colorado | PSCO | Excluded | 2002-05-01 | 2050-12-31 | 5.5 | ICE-NatGas | ICE_NG | ICE | Excluded_Reciprocating_Engine | 0 | 0 | 0 | teppc | 0 | 0
Plains End 1 G08 | Plains_End_1_G08 | Plains End GEN8 | teppc | PSCO | PSCO | Public Service Company of Colorado | PSCO | Excluded | 2002-05-01 | 2050-12-31 | 5.5 | ICE-NatGas | ICE_NG | ICE | Excluded_Reciprocating_Engine | 0 | 0 | 0 | teppc | 0 | 0
Plains End 1 G09 | Plains_End_1_G09 | Plains End GEN9 | teppc | PSCO | PSCO | Public Service Company of Colorado | PSCO | Excluded | 2002-05-01 | 2050-12-31 | 5.5 | ICE-NatGas | ICE_NG | ICE | Excluded_Reciprocating_Engine | 0 | 0 | 0 | teppc | 0 | 0
Plains End 1 G10 | Plains_End_1_G10 | Plains End GE10 | teppc | PSCO | PSCO | Public Service Company of Colorado | PSCO | Excluded | 2002-05-01 | 2050-12-31 | 5.5 | ICE-NatGas | ICE_NG | ICE | Excluded_Reciprocating_Engine | 0 | 0 | 0 | teppc | 0 | 0
Plains End 1 G11 | Plains_End_1_G11 | Plains End GE11 | teppc | PSCO | PSCO | Public Service Company of Colorado | PSCO | Excluded | 2002-05-01 | 2050-12-31 | 5.5 | ICE-NatGas | ICE_NG | ICE | Excluded_Reciprocating_Engine | 0 | 0 | 0 | teppc | 0 | 0
Plains End 1 G12 | Plains_End_1_G12 | Plains End GE12 | teppc | PSCO | PSCO | Public Service Company of Colorado | PSCO | Excluded | 2002-05-01 | 2050-12-31 | 5.5 | ICE-NatGas | ICE_NG | ICE | Excluded_Reciprocating_Engine | 0 | 0 | 0 | teppc | 0 | 0
Plains End 1 G13 | Plains_End_1_G13 | Plains End GE13 | teppc | PSCO | PSCO | Public Service Company of Colorado | PSCO | Excluded | 2002-05-01 | 2050-12-31 | 5.5 | ICE-NatGas | ICE_NG | ICE | Excluded_Reciprocating_Engine | 0 | 0 | 0 | teppc | 0 | 0
Plains End 1 G14 | Plains_End_1_G14 | Plains End GE14 | teppc | PSCO | PSCO | Public Service Company of Colorado | PSCO | Excluded | 2002-05-01 | 2050-12-31 | 5.5 | ICE-NatGas | ICE_NG | ICE | Excluded_Reciprocating_Engine | 0 | 0 | 0 | teppc | 0 | 0
Plains End 1 G15 | Plains_End_1_G15 | Plains End GE15 | teppc | PSCO | PSCO | Public Service Company of Colorado | PSCO | Excluded | 2002-05-01 | 2050-12-31 | 5.5 | ICE-NatGas | ICE_NG | ICE | Excluded_Reciprocating_Engine | 0 | 0 | 0 | teppc | 0 | 0
Plains End 1 G16 | Plains_End_1_G16 | Plains End GE16 | teppc | PSCO | PSCO | Public Service Company of Colorado | PSCO | Excluded | 2002-05-01 | 2050-12-31 | 5.5 | ICE-NatGas | ICE_NG | ICE | Excluded_Reciprocating_Engine | 0 | 0 | 0 | teppc | 0 | 0
Plains End 1 G17 | Plains_End_1_G17 | Plains End GE17 | teppc | PSCO | PSCO | Public Service Company of Colorado | PSCO | Excluded | 2002-05-01 | 2050-12-31 | 5.5 | ICE-NatGas | ICE_NG | ICE | Excluded_Reciprocating_Engine | 0 | 0 | 0 | teppc | 0 | 0
Plains End 1 G18 | Plains_End_1_G18 | Plains End GE18 | teppc | PSCO | PSCO | Public Service Company of Colorado | PSCO | Excluded | 2002-05-01 | 2050-12-31 | 5.5 | ICE-NatGas | ICE_NG | ICE | Excluded_Reciprocating_Engine | 0 | 0 | 0 | teppc | 0 | 0
Plains End 1 G19 | Plains_End_1_G19 | Plains End GE19 | teppc | PSCO | PSCO | Public Service Company of Colorado | PSCO | Excluded | 2002-05-01 | 2050-12-31 | 5.5 | ICE-NatGas | ICE_NG | ICE | Excluded_Reciprocating_Engine | 0 | 0 | 0 | teppc | 0 | 0
Plains End 1 G20 | Plains_End_1_G20 | Plains End GE20 | teppc | PSCO | PSCO | Public Service Company of Colorado | PSCO | Excluded | 2002-05-01 | 2050-12-31 | 5.5 | ICE-NatGas | ICE_NG | ICE | Excluded_Reciprocating_Engine | 0 | 0 | 0 | teppc | 0 | 0
U_Bonnington_1 | U_Bonnington_1 | U Bonnington-1_U Bonnington-1_FBC-UBO | teppc | BCHA | BCHA | British Columbia Transmission Company | BCHA_AESO | Excluded | 1999-11-11 | 2033-03-31 | 5.5 | Hydro | Hydro_Standard | Hydro | Excluded_Hydro | 0 | 0 | 0 | teppc | 0 | 0
U_Bonnington_2 | U_Bonnington_2 | U Bonnington-2_U Bonnington-2_FBC-UBO | teppc | BCHA | BCHA | British Columbia Transmission Company | BCHA_AESO | Excluded | 1999-11-11 | 2033-03-31 | 5.5 | Hydro | Hydro_Standard | Hydro | Excluded_Hydro | 0 | 0 | 0 | teppc | 0 | 0
U_Bonnington_3 | U_Bonnington_3 | U Bonnington-3_U Bonnington-3_FBC-UBO | teppc | BCHA | BCHA | British Columbia Transmission Company | BCHA_AESO | Excluded | 1999-11-11 | 2033-03-31 | 5.5 | Hydro | Hydro_Standard | Hydro | Excluded_Hydro | 0 | 0 | 0 | teppc | 0 | 0
U_Bonnington_4 | U_Bonnington_4 | U Bonnington-4_U Bonnington-4_FBC-UBO | teppc | BCHA | BCHA | British Columbia Transmission Company | BCHA_AESO | Excluded | 1999-11-11 | 2033-03-31 | 5.5 | Hydro | Hydro_Standard | Hydro | Excluded_Hydro | 0 | 0 | 0 | teppc | 0 | 0
SAIT_1 | SAIT_1 | SAIT-1 | teppc | BCHA | BCHA | British Columbia Transmission Company | BCHA_AESO | Excluded | 1999-01-01 | 2050-12-01 | 5.5 | CT-NatGas-Industrial | CT_NG | CT | Excluded_Peaker | 0 | 0 | 0 | teppc | 0 | 0
KEKAWK_6_UNIT | KEKAWK_6_UNIT | STS HYDROPOWER LTD. (KEKAWAKA) | caiso | PGE_Bay | PGE_Bay | Pacific Gas and Electric Bay | PGE_Bay | CAISO | 1989-12-27 | 2050-12-31 | 5.5 | n/a | Hydro_Standard | Hydro | CAISO_Hydro | 0 | 2 | 0 | not relevant | 1 | 0
Borel3 | Borel3 | Borel-3 | teppc | CISC | CISC | Southern California Edison | SCE | CAISO | 1904-01-01 | 2050-12-31 | 5.5 | Hydro | Hydro_Standard | Hydro | CAISO_Hydro | 0 | 0 | 0 | teppc | 0 | 0
NEW_BELLSHILL_58088_G1 | NEW_BELLSHILL_58088_G1 |  | teppc | AESO | AESO | Alberta Electric System Operator | BCHA_AESO | Excluded | 2018-09-14 | 2050-03-30 | 5.4 | CT-NatGas-Industrial | CT_NG | CT | Excluded_Peaker | 0 | 0 | 0 | teppc | 0 | 0
KettlesHills3_2 | KettlesHills3_2 | Kettle Hills 3-2_KettlesHill3b_58402 | teppc | BCHA | BCHA | British Columbia Transmission Company | BCHA_AESO | Excluded | 2007-09-01 | 2050-12-01 | 5.4 | WT-Onshore | wind_onshorewind | Wind | Excluded_Wind | 0 | 0 | 0 | teppc | 0 | 0
KettlesHills3_4 | KettlesHills3_4 | Kettle Hills 3-4_KettlesHill4b_5000 | teppc | BCHA | BCHA | British Columbia Transmission Company | BCHA_AESO | Excluded | 2007-09-01 | 2050-12-01 | 5.4 | WT-Onshore | wind_onshorewind | Wind | Excluded_Wind | 0 | 0 | 0 | teppc | 0 | 0
WATERTON1-1 | WATERTON1_1 | SHELL WATERTON 1-1 | teppc | AESO | AESO | Alberta Electric System Operator | BCHA_AESO | Excluded | 1986-04-15 | 2050-12-01 | 5.4 | CT-NatGas-Industrial | CT_NG | CT | Excluded_Peaker | 0 | 0 | 0 | teppc | 0 | 0
WGM 4G1 | WGM_4G1 | WGM 4G1 | teppc | BCHA | BCHA | British Columbia Transmission Company | BCHA_AESO | Excluded | 2018-08-31 | 2050-03-30 | 5.35 | hydro | Hydro_Standard | Hydro | Excluded_Hydro | 0 | 0 | 0 | teppc | 0 | 0
Turnbull1 | Turnbull1 | Turnbull Hydro-1 | teppc | CISC | CISC | Southern California Edison | SCE | CAISO | 2011-09-16 | 2050-12-31 | 5.3 | HydroRPS | Hydro_Standard | Hydro | CAISO_Hydro | 0 | 0 | 0 | teppc | 0 | 0
LoganCity1 | LoganCity1 | Logan City-1¦LNPLT4KV¦LOGAN CITY NATURAL GAS TURBINE PLANT 1-1 | teppc | PAUT | PAUT | Utah, PACE Utility | PACE | NW | 2002-07-01 | 2050-12-31 | 5.3 | CT-NatGas-Aero | CT_NG | CT | NW_Peaker | 0 | 0 | 0 | teppc | 0 | 0
LoganCity2 | LoganCity2 | Logan City-2¦LNPLT4KV¦LOGAN CITY NATURAL GAS TURBINE PLANT 1-2 | teppc | PAUT | PAUT | Utah, PACE Utility | PACE | NW | 2002-07-01 | 2050-12-31 | 5.3 | CT-NatGas-Aero | CT_NG | CT | NW_Peaker | 0 | 0 | 0 | teppc | 0 | 0
LoganCity3 | LoganCity3 | Logan City-3¦LNPLT4KV¦LOGAN CITY NATURAL GAS TURBINE PLANT 1-3 | teppc | PAUT | PAUT | Utah, PACE Utility | PACE | NW | 2002-07-01 | 2050-12-31 | 5.3 | CT-NatGas-Aero | CT_NG | CT | NW_Peaker | 0 | 0 | 0 | teppc | 0 | 0
COTTLE_2_FRNKNH | COTTLE_2_FRNKNH | Frankenheimer Power Plant | caiso | PGE_Valley | PGE_Valley | Pacific Gas and Electric Valley | PGE_Valley | CAISO | 1983-02-12 | 2050-12-31 | 5.3 | n/a | Hydro_Standard | Hydro | CAISO_Hydro | 0 | 1 | 0 | not relevant | 1 | 0
MAGUND_1_BKSSR2 | MAGUND_1_BKSSR2 | Bakersfield Solar 1 | caiso | PGE_Valley | PGE_Valley | Pacific Gas and Electric Valley | PGE_Valley | CAISO | 1/1/1899 | 2050-12-31 | 5.25 | PHOTO VOLTAIC_SUN | PVgeneric_sun | Solar_Fixed | CAISO_Solar | 1 | 0 | 1 | new | 1 | 0
MONLTS_2_MONWD6 | MONLTS_2_MONWD6 | Monolith 6 | caiso | SCE | SCE | Southern California Edison | SCE | CAISO | 1/1/1899 | 2050-12-31 | 5.25 | WIND_WIND | wind_onshorewind | Wind | CAISO_Wind | 1 | 0 | 1 | new | 1 | 0
CCRITA_7_RPPCHF | CCRITA_7_RPPCHF | Rancho Penasquitos Hydro Facility | caiso | SDGE | SDGE | San Diego Gas and Electric | SDGE | CAISO | 2007-01-23 | 2050-12-31 | 5.25 | n/a | Hydro_Standard | Hydro | CAISO_Hydro | 0 | 1 | 0 | not relevant | 1 | 0
BountifulCity1A | BountifulCity1A | Bountiful City-1A_BNTF-GEN_BOUNTIFUL POWER-2-1 | teppc | PAUT | PAUT | Utah, PACE Utility | PACE | NW | 2001-08-01 | 2050-12-31 | 5.2 | CT-NatGas-Aero | CT_NG | CT | NW_Peaker | 0 | 0 | 0 | teppc | 0 | 0
VILLPK_6_MWDYOR | VILLPK_6_MWDYOR | Yorba Linda Hydroelectric Recovery Plant | caiso | SCE | SCE | Southern California Edison | SCE | CAISO | 1981-01-01 | 2050-12-31 | 5.1 | n/a | Hydro_Standard | Hydro | CAISO_Hydro | 0 | 0 | 0 | not relevant | 0 | 0
Electron_1 | Electron_1 | Electron-1 | teppc | PSEI | PSEI | Puget Sound Energy | BPAT | NW | 1903-12-01 | 2050-12-31 | 5.1 | Hydro | Hydro_Standard | Hydro | NW_Hydro | 0 | 0 | 0 | teppc | 0 | 0
Electron_2 | Electron_2 | Electron-2 | teppc | PSEI | PSEI | Puget Sound Energy | BPAT | NW | 1903-12-01 | 2050-12-31 | 5.1 | Hydro | Hydro_Standard | Hydro | NW_Hydro | 0 | 0 | 0 | teppc | 0 | 0
Electron_3 | Electron_3 | Electron-3 | teppc | PSEI | PSEI | Puget Sound Energy | BPAT | NW | 1903-12-01 | 2050-12-31 | 5.1 | Hydro | Hydro_Standard | Hydro | NW_Hydro | 0 | 0 | 0 | teppc | 0 | 0
MILFRD_7_PASADENA | MILFRD_7_PASADENA | Milford I | caiso | LDWP | SCE | Southern California Edison | SCE | CAISO | 1/1/1899 | 2050-12-31 | 5 | WIND_WIND | wind_onshorewind | Wind | CAISO_Wind | 1 | 0 | 1 | old | 1 | 0
WSNR_2_CVPDYN | WSNR_2_CVPDYN | Central Valley 1 | caiso | BANC | PGE_Valley | Pacific Gas and Electric Valley | PGE_Valley | CAISO | 1/1/1899 | 2050-12-31 | 5 | HYDRO_WATER | Hydro_Standard | Hydro | CAISO_Hydro | 0 | 0 | 1 | not relevant | 1 | 0
WSNR_2_TESLADYN | WSNR_2_TESLADYN | Central Valley Tesla | caiso | BANC | PGE_Valley | Pacific Gas and Electric Valley | PGE_Valley | CAISO | 1/1/1899 | 2050-12-31 | 5 | HYDRO_WATER | Hydro_Standard | Hydro | CAISO_Hydro | 0 | 0 | 1 | not relevant | 1 | 0
WSNR_5_TRCYDYN | WSNR_5_TRCYDYN | Central Valley Tracy | caiso | BANC | PGE_Valley | Pacific Gas and Electric Valley | PGE_Valley | CAISO | 1/1/1899 | 2050-12-31 | 5 | HYDRO_WATER | Hydro_Standard | Hydro | CAISO_Hydro | 0 | 0 | 1 | not relevant | 1 | 0
BIGSKY_2_SOLAR5 | BIGSKY_2_SOLAR5 | Big Sky Solar 2 | caiso | SCE | SCE | Southern California Edison | SCE | CAISO | 2016-11-30 | 2050-12-31 | 5 | PVgeneric_sun | PVgeneric_sun | Solar_Fixed | CAISO_Solar | 1 | 1 | 0 | in old list | 1 | 0
VESTAL_2_UNIT1 | VESTAL_2_UNIT1 |  | caiso | SCE | SCE | Southern California Edison | SCE | CAISO | 2016-06-30 | 2050-12-31 | 5 | n/a | PVgeneric_sun | Solar_Fixed | CAISO_Solar | 1 | 0 | 1 | old | 1 | 0
MNDOTA_1_SOLAR2 | MNDOTA_1_SOLAR2 | Citizen Solar B | caiso | PGE_Valley | PGE_Valley | Pacific Gas and Electric Valley | PGE_Valley | CAISO | 2015-12-11 | 2050-12-31 | 5 | n/a | PVgeneric_sun | Solar_Fixed | CAISO_Solar | 1 | 1 | 0 | in old list | 1 | 0
CC-Creek | CC_Creek | CC Creek-1_CC Creek-1_IPP-CCC | teppc | PSCO | PSCO | Public Service Company of Colorado | PSCO | Excluded | 2015-11-01 | 2045-10-31 | 5 | Hydro | Hydro_Standard | Hydro | Excluded_Hydro | 0 | 0 | 0 | teppc | 0 | 0
VICTOR_1_VDRYFA | VICTOR_1_VDRYFA | Victor Dry Farm Ranch A | caiso | SCE | SCE | Southern California Edison | SCE | CAISO | 2015-06-12 | 2050-12-31 | 5 | n/a | PVgeneric_sun | Solar_Fixed | CAISO_Solar | 1 | 1 | 0 | in old list | 1 | 0
VICTOR_1_VDRYFB | VICTOR_1_VDRYFB | Victor Dry Farm Ranch B | caiso | SCE | SCE | Southern California Edison | SCE | CAISO | 2015-06-12 | 2050-12-31 | 5 | n/a | PVgeneric_sun | Solar_Fixed | CAISO_Solar | 1 | 1 | 0 | in old list | 1 | 0
LITLRK_6_SOLAR1 | LITLRK_6_SOLAR1 | Lancaster Little Rock C | caiso | SCE | SCE | Southern California Edison | SCE | CAISO | 2015-01-17 | 2050-12-31 | 5 | n/a | PVgeneric_sun | Solar_Fixed | CAISO_Solar | 1 | 1 | 0 | in old list | 1 | 0
DELSUR_6_DRYFRB | DELSUR_6_DRYFRB | Dry Farm Ranch B | caiso | SCE | SCE | Southern California Edison | SCE | CAISO | 2014-11-21 | 2050-12-31 | 5 | n/a | PVgeneric_sun | Solar_Fixed | CAISO_Solar | 1 | 1 | 0 | in old list | 1 | 0
Dasque_Middle2 | Dasque_Middle2 | Dasque - Middle-2_Dasque - Middle-2_IPP-DSQ | teppc | PSCO | PSCO | Public Service Company of Colorado | PSCO | Excluded | 2014-04-01 | 2054-03-31 | 5 | Hydro | Hydro_Standard | Hydro | Excluded_Hydro | 0 | 0 | 0 | teppc | 0 | 0
MiddleCreek1 | MiddleCreek1 | Middle Creek Hydro Project-1_Middle Creek Hydro Project-1_IPP-MDL | teppc | BCHA | BCHA | British Columbia Transmission Company | BCHA_AESO | Excluded | 2014-04-01 | 2054-03-31 | 5 | Hydro | Hydro_Standard | Hydro | Excluded_Hydro | 0 | 0 | 0 | teppc | 0 | 0
MiddleCreek2 | MiddleCreek2 | Middle Creek Hydro Project-2_Middle Creek Hydro Project-2_IPP-MDL | teppc | PSCO | PSCO | Public Service Company of Colorado | PSCO | Excluded | 2014-04-01 | 2054-03-31 | 5 | Hydro | Hydro_Standard | Hydro | Excluded_Hydro | 0 | 0 | 0 | teppc | 0 | 0
CRELMN_6_RAMON2 | CRELMN_6_RAMON2 | Ramona 2 | caiso | SDGE | SDGE | San Diego Gas and Electric | SDGE | CAISO | 2013-12-31 | 2050-12-31 | 5 | n/a | PVgeneric_sun | Solar_Fixed | CAISO_Solar | 1 | 1 | 0 | in old list | 1 | 0
VLCNTR_6_VCSLR2 | VLCNTR_6_VCSLR2 | Valley Center 2 | caiso | SDGE | SDGE | San Diego Gas and Electric | SDGE | CAISO | 2013-12-31 | 2050-12-31 | 5 | n/a | PVgeneric_sun | Solar_Fixed | CAISO_Solar | 1 | 1 | 0 | in old list | 1 | 0
GLDTWN_6_SOLAR | GLDTWN_6_SOLAR | Rio Grande | caiso | SCE | SCE | Southern California Edison | SCE | CAISO | 2013-11-18 | 2050-12-31 | 5 | n/a | PVgeneric_sun | Solar_Fixed | CAISO_Solar | 1 | 1 | 0 | in old list | 1 | 0
SBERDO_2_RTS048 | SBERDO_2_RTS048 | SPVP048 | caiso | SCE | SCE | Southern California Edison | SCE | CAISO | 2013-09-01 | 2050-12-31 | 5 | n/a | PVgeneric_sun | Solar_Fixed | CAISO_Solar | 1 | 1 | 0 | in old list | 1 | 0
VESTAL_2_RTS042 | VESTAL_2_RTS042 | SPVP042 Porterville Solar | caiso | SCE | SCE | Southern California Edison | SCE | CAISO | 2012-11-24 | 2050-12-31 | 5 | n/a | PVgeneric_sun | Solar_Fixed | CAISO_Solar | 1 | 1 | 0 | in old list | 1 | 0
OutbackChristms | OutbackChristms | Outback Solar At Christmas Valley-PV1 | teppc | PNM | PNM | Public Service Company of New Mexico | PNM_EPE | SW | 2012-10-12 | 2050-12-31 | 5 | SolarPV-NonTracking | FixedPV_sun | Solar_Fixed | SW_Solar | 0 | 0 | 0 | teppc | 0 | 0
LowerBear1 | LowerBear1 | Lower Bear Hydro-1_Lower Bear Hydro-1_IPP-BHL | teppc | BCHA | BCHA | British Columbia Transmission Company | BCHA_AESO | Excluded | 2011-12-30 | 2051-12-21 | 5 | Hydro | Hydro_Standard | Hydro | Excluded_Hydro | 0 | 0 | 0 | teppc | 0 | 0
LowerBear2 | LowerBear2 | Lower Bear Hydro-2_Lower Bear Hydro-2_IPP-BHL | teppc | BCHA | BCHA | British Columbia Transmission Company | BCHA_AESO | Excluded | 2011-12-30 | 2051-12-21 | 5 | Hydro | Hydro_Standard | Hydro | Excluded_Hydro | 0 | 0 | 0 | teppc | 0 | 0
LasVegasSolarEC | LasVegasSolarEC | Las Vegas Solar PV Plant LVSEC | teppc | PNM | PNM | Public Service Company of New Mexico | PNM_EPE | SW | 2011-11-24 | 2050-12-31 | 5 | SolarPV-NonTracking | FixedPV_sun | Solar_Fixed | SW_Solar | 0 | 0 | 0 | teppc | 0 | 0
Alamogordo PV | Alamogordo_PV | Alamogordo Solar PV Plant AGSEC | teppc | PNM | PNM | Public Service Company of New Mexico | PNM_EPE | SW | 2011-10-14 | 2050-12-31 | 5 | SolarPV-NonTracking | FixedPV_sun | Solar_Fixed | SW_Solar | 0 | 0 | 0 | teppc | 0 | 0
Hatch_Solar_EC | Hatch_Solar_EC | Hatch Solar Energy Center I, LLC-1 | teppc | EPE | EPE | El Paso Electric Company | PNM_EPE | SW | 2011-07-08 | 2036-07-08 | 5 | SolarPV-Tracking | 1axPV_sun | Solar_1Axis | SW_Solar | 0 | 0 | 0 | teppc | 0 | 0
MENBIO_6_RENEW1 | MENBIO_6_RENEW1 | CalRENEW - 1(A) | caiso | PGE_Valley | PGE_Valley | Pacific Gas and Electric Valley | PGE_Valley | CAISO | 2010-04-30 | 2050-12-31 | 5 | n/a | PVgeneric_sun | Solar_Fixed | CAISO_Solar | 1 | 1 | 0 | in old list | 1 | 0
Drop 2-1 | Drop_2_1 | Drop 2 (CA) 1 | teppc | IID | IID | Imperial Irrigation District | IID | IID | 2010-04-15 | 2050-12-31 | 5 | Hydro | Hydro_Standard | Hydro | IID_Hydro | 0 | 0 | 0 | teppc | 0 | 0
Drop 2-2 | Drop_2_2 | Drop 2 (CA) 2 | teppc | IID | IID | Imperial Irrigation District | IID | IID | 2010-04-15 | 2050-12-31 | 5 | Hydro | Hydro_Standard | Hydro | IID_Hydro | 0 | 0 | 0 | teppc | 0 | 0
Salton Sea Unit 2 G2 | Salton_Sea_Unit_2_G2 | Salton Sea Unit 2 GEN2¦EARTH ENERGY #2¦SALTON SEA UNIT 2 - U1 5 MW | teppc | IID | IID | Imperial Irrigation District | IID | IID | 2010-04-15 | 2050-12-31 | 5 | Geo-DoubleFlash | Geothermal_steam | Geothermal | IID_Geothermal | 0 | 0 | 0 | teppc | 0 | 0
Salton Sea Unit 2 G3 | Salton_Sea_Unit_2_G3 | Salton Sea Unit 2 GEN3¦EARTH ENERGY #2¦SALTON SEA UNIT 2 - U2 5 MW | teppc | IID | IID | Imperial Irrigation District | IID | IID | 2010-04-15 | 2050-12-31 | 5 | Geo-DoubleFlash | Geothermal_steam | Geothermal | IID_Geothermal | 0 | 0 | 0 | teppc | 0 | 0
MSHGTS_6_MMARLF | MSHGTS_6_MMARLF | MIRAMAR LANDFILL | caiso | SDGE | SDGE | San Diego Gas and Electric | SDGE | CAISO | 2003-05-21 | 2050-12-31 | 5 | n/a | Biogas_ | Biogas_LandfillGas | CAISO_Biogas | 0 | 2 | 0 | not relevant | 1 | 0
Whitehead_K4 | Whitehead_K4 | Whitehead-K4 | teppc | PAUT | PAUT | Utah, PACE Utility | PACE | NW | 2002-12-01 | 2050-12-31 | 5 | ICE-NatGas | ICE_NG | ICE | NW_Peaker | 0 | 0 | 0 | teppc | 0 | 0
Gold_Creek1-1 | Gold_Creek1_1 | Gold Creek 1-1 | teppc | AESO | AESO | Alberta Electric System Operator | BCHA_AESO | Excluded | 1999-01-01 | 2050-12-01 | 5 | CT-NatGas-Industrial | CT_NG | CT | Excluded_Peaker | 0 | 0 | 0 | teppc | 0 | 0
Minidoka_7 | Minidoka_7 | Minidoka-7 | teppc | IPMV | IPMV | Idaho Magic Valley | IPCO | NW | 1998-05-01 | 2050-12-31 | 5 | Hydro | Hydro_Standard | Hydro | NW_Hydro | 0 | 0 | 0 | teppc | 0 | 0
Spirit Mountain | Spirit_Mountain | Spirit Mountain 1 | teppc | WACM | WACM | Western Area Power Administration, Colorado-Missouri Region | WACM | Excluded | 1995-06-01 | 2050-12-31 | 5 | Hydro | Hydro_Standard | Hydro | Excluded_Hydro | 0 | 0 | 0 | teppc | 0 | 0
SNMALF_6_UNITS | SNMALF_6_UNITS | Sonoma County Landfill | caiso | PGE_Bay | PGE_Bay | Pacific Gas and Electric Bay | PGE_Bay | CAISO | 1993-04-30 | 2050-12-31 | 5 | n/a | Biogas_ | Biogas_LandfillGas | CAISO_Biogas | 0 | 3 | 0 | not relevant | 1 | 0
GRSCRK_6_BGCKWW | GRSCRK_6_BGCKWW | BIG CREEK WATER WORKS - CEDAR FLAT | caiso | PGE_Bay | PGE_Bay | Pacific Gas and Electric Bay | PGE_Bay | CAISO | 1987-01-01 | 2050-12-31 | 5 | n/a | Hydro_Standard | Hydro | CAISO_Hydro | 0 | 1 | 0 | not relevant | 1 | 0
Whiskeytown | Whiskeytown | Whiskeytown 1 | teppc | BANC | BANC | Balancing Authority of Northern California | SMUD | BANC | 1986-09-01 | 2050-12-31 | 5 | Hydro | Hydro_Standard | Hydro | BANC_Hydro | 0 | 1 | 0 | teppc | 1 | 0
PLACVL_1_RCKCRE | PLACVL_1_RCKCRE | Rock Creek Hydro | caiso | PGE_Valley | PGE_Valley | Pacific Gas and Electric Valley | PGE_Valley | CAISO | 1986-04-24 | 2050-12-31 | 5 | n/a | Hydro_Standard | Hydro | CAISO_Hydro | 0 | 3 | 0 | not relevant | 1 | 0
OwyheeDam | OwyheeDam | Owyhee Dam Power Project-GEN1_61023 | teppc | IPFE | IPFE | Idaho Far East | IPCO | NW | 1985-08-10 | 2050-12-31 | 5 | Hydro | Hydro_Standard | Hydro | NW_Hydro | 0 | 0 | 0 | teppc | 0 | 0
Upper Dawson 1 | Upper_Dawson_1 | Upper Dawson 1 | teppc | TIDC | TIDC | Turlock Irrigation District | TID | BANC | 1983-11-01 | 2050-12-31 | 5 | Hydro | Hydro_Standard | Hydro | BANC_Hydro | 0 | 0 | 0 | teppc | 0 | 0
Tamarack | Tamarack | Tamarack Energy Partnership-GEN1 | teppc | IPTV | IPTV | Idaho Treasure Valley | IPCO | NW | 1983-06-01 | 2050-12-31 | 5 | Bio-ST | ST_Biomass | Biomass/Wood | NW_Biomass | 0 | 0 | 0 | teppc | 0 | 0
MIRLOM_7_MWDLKM | MIRLOM_7_MWDLKM | Lake Mathews Hydroelectric Recovery Plan | caiso | SCE | SCE | Southern California Edison | SCE | CAISO | 1980-01-01 | 2050-12-31 | 5 | n/a | Hydro_Standard | Hydro | CAISO_Hydro | 0 | 0 | 0 | not relevant | 0 | 0
Interlakes_1 | Interlakes_1 | Interlakes-1 | teppc | AESO | AESO | Alberta Electric System Operator | BCHA_AESO | Excluded | 1954-01-01 | 2050-12-01 | 5 | Hydro | Hydro_Standard | Hydro | Excluded_Hydro | 0 | 0 | 0 | teppc | 0 | 0
River_Mill_5 | River_Mill_5 | River Mill-5 | teppc | PGE | PGE | Portland General Electric Company | PortlandGE | NW | 1952-05-01 | 2050-12-31 | 5 | Hydro | Hydro_Standard | Hydro | NW_Hydro | 0 | 0 | 0 | teppc | 0 | 0
LAKESISK | LAKESISK | LAKESISK | teppc | PACW | PACW | PacifiCorp – West | PACW | NW | 1950-01-01 | 2050-12-31 | 5 | Hydro | Hydro_Standard | Hydro | NW_Hydro | 0 | 0 | 0 | teppc | 0 | 0
SHELTON | SHELTON | SHELTON | teppc | BPAT | BPAT | Bonneville Power Administration – Transmission | BPAT | NW | 1950-01-01 | 2050-12-31 | 5 | Hydro | Hydro_Standard | Hydro | NW_Hydro | 0 | 0 | 0 | teppc | 0 | 0
SUB5_2 | SUB5_2 | SUB5_2 | teppc | BCHA | BCHA | British Columbia Transmission Company | BCHA_AESO | Excluded | 1950-01-01 | 2050-12-31 | 5 | MotorLoad | Load | Load | Excluded_Load | 0 | 0 | 0 | teppc | 0 | 0
SUB7_2 | SUB7_2 | SUB7_2 | teppc | BCHA | BCHA | British Columbia Transmission Company | BCHA_AESO | Excluded | 1950-01-01 | 2050-12-31 | 5 | MotorLoad | Load | Load | Excluded_Load | 0 | 0 | 0 | teppc | 0 | 0
LANL TA 3 1 | LANL_TA_3_1 | LANL TA-3-1 | teppc | PNM | PNM | Public Service Company of New Mexico | PNM_EPE | SW | 1945-12-01 | 2030-04-15 | 5 | ST-NatGas | ST_NG | Steam | SW_ST | 0 | 0 | 0 | teppc | 0 | 0
Mystic_MYS1 | Mystic_MYS1 | Mystic-MYS1 | teppc | IPFE | IPFE | Idaho Far East | IPCO | NW | 1925-05-01 | 2050-12-31 | 5 | Hydro | Hydro_Standard | Hydro | NW_Hydro | 0 | 0 | 0 | teppc | 0 | 0
Mystic_MYS2 | Mystic_MYS2 | Mystic-MYS2 | teppc | IPFE | IPFE | Idaho Far East | IPCO | NW | 1925-05-01 | 2050-12-31 | 5 | Hydro | Hydro_Standard | Hydro | NW_Hydro | 0 | 0 | 0 | teppc | 0 | 0
La Grange 1-2 | La_Grange_1_2 | La Grange 1 & 2 | teppc | TIDC | TIDC | Turlock Irrigation District | TID | BANC | 1924-12-01 | 2050-12-31 | 5 | Hydro | Hydro_Standard | Hydro | BANC_Hydro | 0 | 0 | 0 | teppc | 0 | 0
Thompson_Falls1 | Thompson_Falls1 | Thompson Falls-TF1 | teppc | NWMT | NWMT | NorthWestern Energy | NWMT_WAUW | NW | 1917-07-01 | 2050-12-31 | 5 | Hydro | Hydro_Standard | Hydro | NW_Hydro | 0 | 0 | 0 | teppc | 0 | 0
Thompson_Falls2 | Thompson_Falls2 | Thompson Falls-TF2 | teppc | NWMT | NWMT | NorthWestern Energy | NWMT_WAUW | NW | 1917-05-01 | 2050-12-31 | 5 | Hydro | Hydro_Standard | Hydro | NW_Hydro | 0 | 0 | 0 | teppc | 0 | 0
Thompson_Falls3 | Thompson_Falls3 | Thompson Falls-TF3 | teppc | NWMT | NWMT | NorthWestern Energy | NWMT_WAUW | NW | 1916-11-01 | 2050-12-31 | 5 | Hydro | Hydro_Standard | Hydro | NW_Hydro | 0 | 0 | 0 | teppc | 0 | 0
Thompson_Falls4 | Thompson_Falls4 | Thompson Falls-TF4 | teppc | NWMT | NWMT | NorthWestern Energy | NWMT_WAUW | NW | 1916-11-01 | 2050-12-31 | 5 | Hydro | Hydro_Standard | Hydro | NW_Hydro | 0 | 0 | 0 | teppc | 0 | 0
Thompson_Falls5 | Thompson_Falls5 | Thompson Falls-TF5 | teppc | NWMT | NWMT | NorthWestern Energy | NWMT_WAUW | NW | 1915-07-01 | 2050-12-31 | 5 | Hydro | Hydro_Standard | Hydro | NW_Hydro | 0 | 0 | 0 | teppc | 0 | 0
Thompson_Falls6 | Thompson_Falls6 | Thompson Falls-TF6 | teppc | NWMT | NWMT | NorthWestern Energy | NWMT_WAUW | NW | 1915-07-01 | 2050-12-31 | 5 | Hydro | Hydro_Standard | Hydro | NW_Hydro | 0 | 0 | 0 | teppc | 0 | 0
Horseshoe1_HY1 | Horseshoe1_HY1 | Horseshoe1-HY1 | teppc | AESO | AESO | Alberta Electric System Operator | BCHA_AESO | Excluded | 1911-01-01 | 2050-12-01 | 5 | Hydro | Hydro_Standard | Hydro | Excluded_Hydro | 0 | 0 | 0 | teppc | 0 | 0
Horseshoe4_HY4 | Horseshoe4_HY4 | Horseshoe4-HY4 | teppc | AESO | AESO | Alberta Electric System Operator | BCHA_AESO | Excluded | 1911-01-01 | 2050-12-01 | 5 | Hydro | Hydro_Standard | Hydro | Excluded_Hydro | 0 | 0 | 0 | teppc | 0 | 0
PLSNTG_7_LNCLND | PLSNTG_7_LNCLND | Lincoln Landfill Power Plant | caiso | PGE_Valley | PGE_Valley | Pacific Gas and Electric Valley | PGE_Valley | CAISO | 1985-01-01 | 2050-12-31 | 4.98 | n/a | Biogas_ | Biogas_LandfillGas | CAISO_Biogas | 0 | 2 | 0 | not relevant | 1 | 0
S.Sutton_Creek | S_Sutton_Creek | S. Sutton Creek-1_S. Sutton Creek-1_IPP-SSH | teppc | BCHA | BCHA | British Columbia Transmission Company | BCHA_AESO | Excluded | 2005-10-26 | 2040-10-26 | 4.9 | Hydro | Hydro_Standard | Hydro | Excluded_Hydro | 0 | 0 | 0 | teppc | 0 | 0
WATERTON_2_2 | WATERTON_2_2 | SHELL WATERTON 2-2 | teppc | AESO | AESO | Alberta Electric System Operator | BCHA_AESO | Excluded | 1986-04-15 | 2050-12-01 | 4.9 | CT-NatGas-Industrial | CT_NG | CT | Excluded_Peaker | 0 | 0 | 0 | teppc | 0 | 0
ELKCRK_6_STONYG | ELKCRK_6_STONYG | STONEY GORGE HYDRO AGGREGATE | caiso | PGE_Valley | PGE_Valley | Pacific Gas and Electric Valley | PGE_Valley | CAISO | 1986-01-01 | 2050-12-31 | 4.9 | n/a | Hydro_Standard | Hydro | CAISO_Hydro | 0 | 1 | 0 | not relevant | 1 | 0
Lower Molina | Lower_Molina | Lower Molina 1 | teppc | WACM | WACM | Western Area Power Administration, Colorado-Missouri Region | WACM | Excluded | 1962-12-01 | 2030-01-01 | 4.9 | Hydro | Hydro_Standard | Hydro | Excluded_Hydro | 0 | 0 | 0 | teppc | 0 | 0
HMLTBR_6_UNITS | HMLTBR_6_UNITS | HAMILTON BRANCH PH (AGGREGATE) | caiso | PGE_Valley | PGE_Valley | Pacific Gas and Electric Valley | PGE_Valley | CAISO | 1921-01-01 | 2050-12-31 | 4.9 | n/a | Hydro_Standard | Hydro | CAISO_Hydro | 0 | 1 | 0 | not relevant | 1 | 0
SWIFT_1_NAS | SWIFT_1_NAS |  | caiso | PGE_Valley | PGE_Valley | Pacific Gas and Electric Valley | PGE_Valley | CAISO | 1/1/1899 | 2050-12-31 | 4.8 | Battery_ | Battery_ | Battery Storage | CAISO_Li_Battery | 0 | 0 | 0 | not relevant | 0 | 0
Energetics_PV | Energetics_PV | Energetics Solar-PV(22,000) | teppc | CISC | CISC | Southern California Edison | SCE | CAISO | 2016-04-15 | 2050-04-15 | 4.8 | SolarPV-NonTracking | FixedPV_sun | Solar_Fixed | CAISO_Solar | 1 | 0 | 0 | teppc | 0 | 0
Tumbler_Ridge3 | Tumbler_Ridge3 | Tumbler Ridge Wind-3_Tumbler Ridge Wind-3_IPP-TRW | teppc | BCHA | BCHA | British Columbia Transmission Company | BCHA_AESO | Excluded | 2014-11-01 | 2039-11-01 | 4.8 | WT-Onshore | wind_onshorewind | Wind | Excluded_Wind | 0 | 0 | 0 | teppc | 0 | 0
CacheCreekLandfill | CacheCreekLandfill | Cache Creek Landfill Gas Utilization Plant-1_IPP-CCL | teppc | BCHA | BCHA | British Columbia Transmission Company | BCHA_AESO | Excluded | 2014-09-01 | 2033-03-31 | 4.8 | Bio-ST | ST_Biomass | Biomass/Wood | Excluded_Biomass | 0 | 0 | 0 | teppc | 0 | 0
HurricaneCityPwr3 | HurricaneCityPwr3 | Hurricane City Power-3 | teppc | PAUT | PAUT | Utah, PACE Utility | PACE | NW | 1999-12-01 | 2050-12-31 | 4.8 | ICE-OilDistillate | ICE_Oil | ICE | NW_Peaker | 0 | 0 | 0 | teppc | 0 | 0
PACW 2 | PACW_2 |  | teppc | PACW | PACW | PacifiCorp – West | PACW | NW | 1950-01-01 | 2050-12-31 | 4.8 | Solar | PVgeneric_sun | Solar_Fixed | NW_Solar | 0 | 0 | 0 | teppc | 0 | 0
Upper_Stave1 | Upper_Stave1 | Upper Stave Energy (USR)-1_Upper Stave Energy (USR)-1_IPP-USR | teppc | BCHA | BCHA | British Columbia Transmission Company | BCHA_AESO | Excluded | 2009-10-01 | 2049-11-02 | 4.77 | Hydro | Hydro_Standard | Hydro | Excluded_Hydro | 0 | 0 | 0 | teppc | 0 | 0
MONLTS_2_MONWD7 | MONLTS_2_MONWD7 | Monolith 7 | caiso | SCE | SCE | Southern California Edison | SCE | CAISO | 1/1/1899 | 2050-12-31 | 4.76 | WIND_WIND | wind_onshorewind | Wind | CAISO_Wind | 1 | 0 | 1 | new | 1 | 0
MONLTS_2_MONWD4 | MONLTS_2_MONWD4 | Monolith 4 | caiso | SCE | SCE | Southern California Edison | SCE | CAISO | 1/1/1899 | 2050-12-31 | 4.75 | WIND_WIND | wind_onshorewind | Wind | CAISO_Wind | 1 | 0 | 1 | new | 1 | 0
HorseshoBendHY2 | HorseshoBendHY2 | Horseshoe Bend Hydroelectric Company-GEN2_61248 | teppc | IPFE | IPFE | Idaho Far East | IPCO | NW | 1995-09-13 | 2050-12-31 | 4.75 | Hydro | Hydro_Standard | Hydro | NW_Hydro | 0 | 0 | 0 | teppc | 0 | 0
GMS_GX1 | GMS_GX1 | GMS_GX1 | teppc | BCHA | BCHA | British Columbia Transmission Company | BCHA_AESO | Excluded | 2020-10-01 | 2050-03-30 | 4.7 | CCWhole-NatGas-SingleShaft | CC_NG | CC | Excluded_CCGT | 0 | 0 | 0 | teppc | 0 | 0
Clark_Canyon | Clark_Canyon | Clark Canyon Dam-1 | teppc | CISC | CISC | Southern California Edison | SCE | CAISO | 2013-03-01 | 2050-12-31 | 4.7 | Hydro | Hydro_Standard | Hydro | CAISO_Hydro | 0 | 0 | 0 | teppc | 0 | 0
CAPMAD_1_UNIT 1 | CAPMAD_1_UNIT_1 |  | caiso | PGE_Valley | PGE_Valley | Pacific Gas and Electric Valley | PGE_Valley | CAISO | 2001-05-16 | 2014-07-24 | 4.64 | n/a |  |  | blank | 0 | 0 | 0 | not relevant | 0 | 0
OAK L_1_GTG1 | OAK_L_1_GTG1 | MWWTP PGS 2 - Turbine | caiso | PGE_Bay | PGE_Bay | Pacific Gas and Electric Bay | PGE_Bay | CAISO | 1/1/1899 | 2050-12-31 | 4.6 | COMBUSTION TURBINE_BIOGAS | CT_Biomass | Biogas_LandfillGas | CAISO_Biogas | 0 | 1 | 0 | not relevant | 1 | 0
Marion3_Creek | Marion3_Creek | Marion 3 Creek-1_Marion 3 Creek-1_IPP-M3C | teppc | BCHA | BCHA | British Columbia Transmission Company | BCHA_AESO | Excluded | 2005-01-23 | 2040-01-23 | 4.6 | Hydro | Hydro_Standard | Hydro | Excluded_Hydro | 0 | 0 | 0 | teppc | 0 | 0
Tacoma 1-2 | Tacoma_1_2 | Tacoma 1 & 2 | teppc | PSCO | PSCO | Public Service Company of Colorado | PSCO | Excluded | 1983-01-01 | 2050-12-31 | 4.6 | Hydro | Hydro_Standard | Hydro | Excluded_Hydro | 0 | 0 | 0 | teppc | 0 | 0
STAUFF_1_UNIT | STAUFF_1_UNIT | RHODIA INC. (RHONE-POULENC) | caiso | PGE_Bay | PGE_Bay | Pacific Gas and Electric Bay | PGE_Bay | CAISO | 1977-06-01 | 2050-12-31 | 4.6 | ST-Other | Cogen_NG | Cogen | CAISO_CHP | 0 | 0 | 0 | not relevant | 0 | 0
FallsRiver_ID1 | FallsRiver_ID1 | Falls River Hydro-1 | teppc | CISC | CISC | Southern California Edison | SCE | CAISO | 1993-08-01 | 2050-12-31 | 4.55 | Hydro | Hydro_Standard | Hydro | CAISO_Hydro | 0 | 0 | 0 | teppc | 0 | 0
FallsRiver_ID2 | FallsRiver_ID2 | Falls River Hydro-2 | teppc | CISC | CISC | Southern California Edison | SCE | CAISO | 1993-08-01 | 2050-12-31 | 4.55 | Hydro | Hydro_Standard | Hydro | CAISO_Hydro | 0 | 0 | 0 | teppc | 0 | 0
CSTRVL_7_PL1X2 | CSTRVL_7_PL1X2 | Marina Land Fill Gas | caiso | PGE_Bay | PGE_Bay | Pacific Gas and Electric Bay | PGE_Bay | CAISO | 2007-09-01 | 2050-12-31 | 4.53 | n/a | RECIPROCATING ENGINE_BIOGAS | Biogas_LandfillGas | CAISO_Biogas | 0 | 1 | 0 | not relevant | 1 | 0
MARTIN_1_SUNSET | MARTIN_1_SUNSET | Sunset Reservoir - North Basin | caiso | PGE_Bay | PGE_Bay | Pacific Gas and Electric Bay | PGE_Bay | CAISO | 2010-10-29 | 2050-12-31 | 4.5 | n/a | PVgeneric_sun | Solar_Fixed | CAISO_Solar | 1 | 1 | 0 | in old list | 1 | 0
PALALT_7_COBUG | PALALT_7_COBUG | Cooperatively Owned Back Up Generator | caiso | PGE_Bay | PGE_Bay | Pacific Gas and Electric Bay | PGE_Bay | CAISO | 2007-10-15 | 2050-12-31 | 4.5 | n/a | CT_NG | CT | CAISO_Peaker2 | 0 | 0 | 0 | not relevant | 0 | 0
Darrington_GEN1 | Darrington_GEN1 | Darrington-GEN1 | teppc | PNM | PNM | Public Service Company of New Mexico | PNM_EPE | SW | 2006-12-01 | 2050-12-31 | 4.5 | Bio-ST | ST_Biomass | Biomass/Wood | SW_Biomass | 0 | 0 | 0 | teppc | 0 | 0
Dietrich_Drop | Dietrich_Drop | Dietrich Drop-GEN1 | teppc | IPFE | IPFE | Idaho Far East | IPCO | NW | 1988-08-29 | 2050-12-31 | 4.5 | Hydro | Hydro_Standard | Hydro | NW_Hydro | 0 | 0 | 0 | teppc | 0 | 0
DTCHWD_2_BT3WND | DTCHWD_2_BT3WND | Brookfield Tehachapi 3 | caiso | SCE | SCE | Southern California Edison | SCE | CAISO | 1986-04-22 | 2050-12-31 | 4.5 | n/a | wind_onshorewind | Wind | CAISO_Wind | 1 | 0 | 1 | old | 1 | 0
Railroad Solar Center LLC | Railroad_Solar_Center_LLC | Cascade (Idaho)-1 | teppc | IPTV | IPTV | Idaho Treasure Valley | IPCO | NW | 1984-05-01 | 2050-12-31 | 4.5 | Hydro | Hydro_Standard | Hydro | NW_Hydro | 0 | 0 | 0 | teppc | 0 | 0
BigThompson | BigThompson | Big Thompson 1 | teppc | WACM | WACM | Western Area Power Administration, Colorado-Missouri Region | WACM | Excluded | 1959-04-01 | 2050-12-31 | 4.5 | Hydro | Hydro_Standard | Hydro | Excluded_Hydro | 0 | 0 | 0 | teppc | 0 | 0
Kananaskis1_1 | Kananaskis1_1 | Kananaskis1-1 | teppc | AESO | AESO | Alberta Electric System Operator | BCHA_AESO | Excluded | 1954-01-01 | 2050-12-01 | 4.5 | Hydro | Hydro_Standard | Hydro | Excluded_Hydro | 0 | 0 | 0 | teppc | 0 | 0
Kananaskis2_HY2 | Kananaskis2_HY2 | Kananaskis2-HY2 | teppc | AESO | AESO | Alberta Electric System Operator | BCHA_AESO | Excluded | 1954-01-01 | 2050-12-01 | 4.5 | Hydro | Hydro_Standard | Hydro | Excluded_Hydro | 0 | 0 | 0 | teppc | 0 | 0
Faraday_4 | Faraday_4 | Faraday-4 | teppc | PGE | PGE | Portland General Electric Company | PortlandGE | NW | 1909-10-01 | 2050-12-31 | 4.5 | Hydro | Hydro_Standard | Hydro | NW_Hydro | 0 | 0 | 0 | teppc | 0 | 0
Heber Geo 2 | Heber_Geo_2 | Heber I BT 3¦HEBERSCE_13.8_HEBER1 unit 12¦Heber 1-12 | teppc | IID | IID | Imperial Irrigation District | IID | IID | 2006-06-01 | 2050-12-31 | 4.37 | Geo-BinaryCycle | Geothermal_steam | Geothermal | IID_Geothermal | 0 | 0 | 0 | teppc | 0 | 0
CRELMN_6_RAMSR3 | CRELMN_6_RAMSR3 | Ramona Solar Energy | caiso | SDGE | SDGE | San Diego Gas and Electric | SDGE | CAISO | 1/1/1899 | 2050-12-31 | 4.32 | PHOTO VOLTAIC_SUN | PVgeneric_sun | Solar_Fixed | CAISO_Solar | 1 | 0 | 1 | new | 1 | 0
HNL G1 | HNL_G1 | HNL G1 | teppc | BCHA | BCHA | British Columbia Transmission Company | BCHA_AESO | Excluded | 2016-01-01 | 2050-03-30 | 4.3 | Thermal | CC_NG | CC | Excluded_CCGT | 0 | 0 | 0 | teppc | 0 | 0
HNL G2 | HNL_G2 | HNL G2 | teppc | BCHA | BCHA | British Columbia Transmission Company | BCHA_AESO | Excluded | 2016-01-01 | 2050-03-30 | 4.3 | Thermal | CC_NG | CC | Excluded_CCGT | 0 | 0 | 0 | teppc | 0 | 0
CORRAL_6_SJOAQN | CORRAL_6_SJOAQN | Ameresco San Joaquin | caiso | PGE_Valley | PGE_Valley | Pacific Gas and Electric Valley | PGE_Valley | CAISO | 2014-04-24 | 2050-12-31 | 4.3 | n/a | Biogas_ | Biogas_LandfillGas | CAISO_Biogas | 0 | 1 | 0 | not relevant | 1 | 0
CAYTNO_2_VASCO | CAYTNO_2_VASCO | Vasco Road | caiso | PGE_Bay | PGE_Bay | Pacific Gas and Electric Bay | PGE_Bay | CAISO | 2014-02-05 | 2050-12-31 | 4.3 | n/a | Biogas_ | Biogas_LandfillGas | CAISO_Biogas | 0 | 1 | 0 | not relevant | 1 | 0
SwaukValleyRanchWind | SwaukValleyRanchWind | Swauk Valley Ranch Wind | teppc | PNM | PNM | Public Service Company of New Mexico | PNM_EPE | SW | 2013-03-01 | 2050-12-31 | 4.3 | WT-Onshore | wind_onshorewind | Wind | SW_Wind | 0 | 0 | 0 | teppc | 0 | 0
Weeks_Falls | Weeks_Falls | Weeks Falls-GEN1 | teppc | PNM | PNM | Public Service Company of New Mexico | PNM_EPE | SW | 1990-06-01 | 2050-12-31 | 4.3 | Hydro | Hydro_Standard | Hydro | SW_Hydro | 0 | 0 | 0 | teppc | 0 | 0
OpalSpringsHydro1 | OpalSpringsHydro1 | Opal Springs Hydro-1 | teppc | PACW | PACW | PacifiCorp – West | PACW | NW | 1985-01-01 | 2050-12-31 | 4.3 | Hydro | Hydro_Standard | Hydro | NW_Hydro | 0 | 0 | 0 | teppc | 0 | 0
WCH 4G1 | WCH_4G1 | WCH 4G1 | teppc | BCHA | BCHA | British Columbia Transmission Company | BCHA_AESO | Excluded | 2018-03-18 | 2050-03-30 | 4.2 | hydro | Hydro_Standard | Hydro | Excluded_Hydro | 0 | 0 | 0 | teppc | 0 | 0
WEBER_6_FORWRD | WEBER_6_FORWRD | Forward | caiso | PGE_Valley | PGE_Valley | Pacific Gas and Electric Valley | PGE_Valley | CAISO | 2014-02-05 | 2050-12-31 | 4.2 |  | Biogas_ | Biogas_LandfillGas | CAISO_Biogas | 0 | 1 | 0 | not relevant | 1 | 0
WSMR_I_WSMR1 | WSMR_I_WSMR1 | WSMR I-WSMR1 | teppc | BPAT | BPAT | Bonneville Power Administration – Transmission | BPAT | NW | 2009-12-01 | 2029-12-01 | 4.2 | SolarPV-NonTracking | FixedPV_sun | Solar_Fixed | NW_Solar | 0 | 0 | 0 | teppc | 0 | 0
WilsonLake2 | WilsonLake2 | Wilson Lake Hydroelectric Project-2 | teppc | IPFE | IPFE | Idaho Far East | IPCO | NW | 1993-05-18 | 2050-12-31 | 4.2 | Hydro | Hydro_Standard | Hydro | NW_Hydro | 0 | 0 | 0 | teppc | 0 | 0
Slate_Creek | Slate_Creek | Slate Creek-GEN1 | teppc | PACW | PACW | PacifiCorp – West | PACW | NW | 1990-05-01 | 2050-12-31 | 4.2 | HydroRPS | Hydro_Standard | Hydro | NW_Hydro | 0 | 0 | 0 | teppc | 0 | 0
CRNEVL_6_SJQN 3 | CRNEVL_6_SJQN_3 | SAN JOAQUIN 3 | caiso | PGE_Valley | PGE_Valley | Pacific Gas and Electric Valley | PGE_Valley | CAISO | 1923-01-01 | 2050-12-31 | 4.2 | n/a | Hydro_Standard | Hydro | CAISO_Hydro | 0 | 1 | 0 | not relevant | 1 | 0
MURRAY_6_UNIT | MURRAY_6_UNIT | Grossmont Hospital | caiso | SDGE | SDGE | San Diego Gas and Electric | SDGE | CAISO | 2016-12-01 | 2050-12-31 | 4.12 | COMBUSTION TURBINE_NATURAL GAS | Cogen_NG | Cogen | CAISO_CHP | 0 | 0 | 0 | not relevant | 0 | 0
BoulderPark1 | BoulderPark1 | Boulder Park-1 | teppc | AVA | AVA | Avista Corp. | BPAT | NW | 2002-08-01 | 2050-12-31 | 4.1 | ICE-NatGas | ICE_NG | ICE | NW_Peaker | 0 | 0 | 0 | teppc | 0 | 0
BoulderPark2 | BoulderPark2 | Boulder Park-2 | teppc | AVA | AVA | Avista Corp. | BPAT | NW | 2002-08-01 | 2050-12-31 | 4.1 | ICE-NatGas | ICE_NG | ICE | NW_Peaker | 0 | 0 | 0 | teppc | 0 | 0
BoulderPark3 | BoulderPark3 | Boulder Park-3 | teppc | AVA | AVA | Avista Corp. | BPAT | NW | 2002-08-01 | 2050-12-31 | 4.1 | ICE-NatGas | ICE_NG | ICE | NW_Peaker | 0 | 0 | 0 | teppc | 0 | 0
BoulderPark4 | BoulderPark4 | Boulder Park-4 | teppc | AVA | AVA | Avista Corp. | BPAT | NW | 2002-08-01 | 2050-12-31 | 4.1 | ICE-NatGas | ICE_NG | ICE | NW_Peaker | 0 | 0 | 0 | teppc | 0 | 0
BoulderPark5 | BoulderPark5 | Boulder Park-5 | teppc | AVA | AVA | Avista Corp. | BPAT | NW | 2002-08-01 | 2050-12-31 | 4.1 | ICE-NatGas | ICE_NG | ICE | NW_Peaker | 0 | 0 | 0 | teppc | 0 | 0
BoulderPark6 | BoulderPark6 | Boulder Park-6 | teppc | AVA | AVA | Avista Corp. | BPAT | NW | 2002-08-01 | 2050-12-31 | 4.1 | ICE-NatGas | ICE_NG | ICE | NW_Peaker | 0 | 0 | 0 | teppc | 0 | 0
Maxim_FtMcLeod | Maxim_FtMcLeod | Maxim -Ft McLeod-1 | teppc | BCHA | BCHA | British Columbia Transmission Company | BCHA_AESO | Excluded | 2001-09-01 | 2050-12-01 | 4.1 | CT-NatGas-Industrial | CT_NG | CT | Excluded_Peaker | 0 | 0 | 0 | teppc | 0 | 0
BarberDamGEN1 | BarberDamGEN1 | Barber Dam-GEN1 | teppc | IPFE | IPFE | Idaho Far East | IPCO | NW | 1990-08-01 | 2050-12-31 | 4.1 | Hydro | Hydro_Standard | Hydro | NW_Hydro | 0 | 0 | 0 | teppc | 0 | 0
VILLPK_2_VALLYV | VILLPK_2_VALLYV | MWD Valley View Hydroelectric Recovery P | caiso | SCE | SCE | Southern California Edison | SCE | CAISO | 1985-01-01 | 2050-12-31 | 4.1 | n/a | Hydro_Standard | Hydro | CAISO_Hydro | 0 | 0 | 0 | not relevant | 0 | 0
NZWIND_6_WDSTR2 | NZWIND_6_WDSTR2 | Windstream 6040 | caiso | SCE | SCE | Southern California Edison | SCE | CAISO | 1984-09-01 | 2050-12-31 | 4.07 | n/a | wind_onshorewind | Wind | CAISO_Wind | 1 | 1 | 0 | in old list | 1 | 0
NIMTG_6_NICOGN | NIMTG_6_NICOGN | NORTH ISLAND COGEN | caiso | SDGE | SDGE | San Diego Gas and Electric | SDGE | CAISO | 1989-01-01 | 2050-12-31 | 4.05 | Cogen_NG | Cogen_NG | Cogen | CAISO_CHP | 0 | 0 | 0 | not relevant | 0 | 0
MONLTS_2_MONWD5 | MONLTS_2_MONWD5 | Monolith 5 | caiso | SCE | SCE | Southern California Edison | SCE | CAISO | 1/1/1899 | 2050-12-31 | 4.04 | WIND_WIND | wind_onshorewind | Wind | CAISO_Wind | 1 | 0 | 1 | new | 1 | 0
SHUTLE_6_CREST | SHUTLE_6_CREST |  | caiso | SCE | SCE | Southern California Edison | SCE | CAISO | 1/1/1899 | 2050-12-31 | 4 | n/a | 1axPV_sun | Solar_1Axis | CAISO_Solar | 1 | 0 | 1 | old | 1 | 0
CORAL12T | CORAL12T | CORAL12 | teppc | PAUT | PAUT | Utah, PACE Utility | PACE | NW | 2018-03-30 | 2050-12-31 | 4 | ICE-OilDistillate | ICE_Oil | ICE | NW_Peaker | 0 | 0 | 0 | teppc | 0 | 0
CPF 4G1 | CPF_4G1 | CPF 4G1 | teppc | BCHA | BCHA | British Columbia Transmission Company | BCHA_AESO | Excluded | 2016-02-26 | 2050-03-30 | 4 | hydro | Hydro_Standard | Hydro | Excluded_Hydro | 0 | 0 | 0 | teppc | 0 | 0
GARNET_1_SOLAR2 | GARNET_1_SOLAR2 | Garnet Solar Power Generation Station 1 | caiso | SCE | SCE | Southern California Edison | SCE | CAISO | 2014-12-23 | 2050-12-31 | 4 | n/a | PVgeneric_sun | Solar_Fixed | CAISO_Solar | 1 | 1 | 0 | in old list | 1 | 0
Lightning Dock 1-4 | Lightning_Dock_1_4 | Lightning Dock Geothermal HI-01 PB01-PB04 | teppc | PNM | PNM | Public Service Company of New Mexico | PNM_EPE | SW | 2013-12-01 | 2050-12-31 | 4 | Geo-BinaryCycle | Geothermal_steam | Geothermal | SW_Geothermal | 0 | 0 | 0 | teppc | 0 | 0
GARNET_1_SOLAR | GARNET_1_SOLAR | North Palm Springs 4A | caiso | SCE | SCE | Southern California Edison | SCE | CAISO | 2012-11-02 | 2050-12-31 | 4 | n/a | PVgeneric_sun | Solar_Fixed | CAISO_Solar | 1 | 1 | 0 | in old list | 1 | 0
Raging_River2_1 | Raging_River2_1 | Raging River 2-1_Raging River 2-1_IPP-RRH | teppc | BCHA | BCHA | British Columbia Transmission Company | BCHA_AESO | Excluded | 2012-05-31 | 2032-01-29 | 4 | Hydro | Hydro_Standard | Hydro | Excluded_Hydro | 0 | 0 | 0 | teppc | 0 | 0
Raging_River2_2 | Raging_River2_2 | Raging River 2-2_Raging River 2-2_IPP-RRH | teppc | BCHA | BCHA | British Columbia Transmission Company | BCHA_AESO | Excluded | 2012-05-31 | 2032-01-29 | 4 | Hydro | Hydro_Standard | Hydro | Excluded_Hydro | 0 | 0 | 0 | teppc | 0 | 0
Drop 5 | Drop_5 | IID DROP 5 HYDRO PLANT (AGGREGATE)¦BRAVO_4.16_DROP_5_1 | teppc | IID | IID | Imperial Irrigation District | IID | IID | 2010-04-15 | 2050-12-31 | 4 | Hydro | Hydro_Standard | Hydro | IID_Hydro | 0 | 1 | 0 | teppc | 1 | 0
RHONDO_6_PUENTE | RHONDO_6_PUENTE | Puente Hills GTE Facility Phase II | caiso | SCE | SCE | Southern California Edison | SCE | CAISO | 2007-12-07 | 2018-03-11 | 4 | n/a | Biogas_ | Biogas_LandfillGas | CAISO_Biogas | 0 | 1 | 0 | not relevant | 1 | 0
HurricaneCityPwr7 | HurricaneCityPwr7 | Hurricane City Power-7 | teppc | PAUT | PAUT | Utah, PACE Utility | PACE | NW | 2007-05-01 | 2050-12-31 | 4 | ICE-NatGas | ICE_NG | ICE | NW_Peaker | 0 | 0 | 0 | teppc | 0 | 0
HurricaneCityPwr6 | HurricaneCityPwr6 | Hurricane City Power-6 | teppc | PAUT | PAUT | Utah, PACE Utility | PACE | NW | 2006-06-01 | 2050-12-31 | 4 | ICE-NatGas | ICE_NG | ICE | NW_Peaker | 0 | 0 | 0 | teppc | 0 | 0
HurricaneCityPwr4 | HurricaneCityPwr4 | Hurricane City Power-4 | teppc | PAUT | PAUT | Utah, PACE Utility | PACE | NW | 2004-07-01 | 2050-12-31 | 4 | ICE-NatGas | ICE_NG | ICE | NW_Peaker | 0 | 0 | 0 | teppc | 0 | 0
DAVIS_7_MNMETH | DAVIS_7_MNMETH | MM Yolo Power LLC | caiso | PGE_Valley | PGE_Valley | Pacific Gas and Electric Valley | PGE_Valley | CAISO | 1997-01-01 | 2050-12-31 | 4 | n/a | Biogas_ | Biogas_LandfillGas | CAISO_Biogas | 0 | 1 | 0 | not relevant | 1 | 0
NHOGAN_6_UNITS | NHOGAN_6_UNITS | NEW HOGAN PH AGGREGATE | caiso | PGE_Valley | PGE_Valley | Pacific Gas and Electric Valley | PGE_Valley | CAISO | 1986-04-15 | 2050-12-31 | 4 | n/a | Hydro_Standard | Hydro | CAISO_Hydro | 0 | 0 | 0 | not relevant | 0 | 0
LowLineMdwy2SoForks1 | LowLineMdwy2SoForks1 | South Forks Hydro-GEN1_Low Line Midway-2 | teppc | IPFE | IPFE | Idaho Far East | IPCO | NW | 1984-12-01 | 2050-12-31 | 4 | Hydro | Hydro_Standard | Hydro | NW_Hydro | 0 | 0 | 0 | teppc | 0 | 0
LowLineMdwy2SoForks2 | LowLineMdwy2SoForks2 | South Forks Hydro-GEN2_Low Line Midway-2 | teppc | IPFE | IPFE | Idaho Far East | IPCO | NW | 1984-12-01 | 2050-12-31 | 4 | Hydro | Hydro_Standard | Hydro | NW_Hydro | 0 | 0 | 0 | teppc | 0 | 0
ANTLPE_2_QF | ANTLPE_2_QF | ANTELOPE QFS | caiso | PGE_Valley | PGE_Valley | Pacific Gas and Electric Valley | PGE_Valley | CAISO | 1982-01-01 | 2050-12-31 | 4 | n/a | wind_onshorewind | Wind | CAISO_Wind | 1 | 7 | 0 | in old list | 1 | 0
WalterHardman1 | WalterHardman1 | Walter Hardman-1_Walter Hardman-1_BCH-WHN | teppc | BCHA | BCHA | British Columbia Transmission Company | BCHA_AESO | Excluded | 1960-01-01 | 2033-03-31 | 4 | Hydro | Hydro_Standard | Hydro | Excluded_Hydro | 0 | 0 | 0 | teppc | 0 | 0
WalterHardman2 | WalterHardman2 | Walter Hardman-2_Walter Hardman-2_BCH-WHN | teppc | BCHA | BCHA | British Columbia Transmission Company | BCHA_AESO | Excluded | 1960-01-01 | 2033-03-31 | 4 | Hydro | Hydro_Standard | Hydro | Excluded_Hydro | 0 | 0 | 0 | teppc | 0 | 0
WeyerhaeuserWA4 | WeyerhaeuserWA4 | Weyerhaeuser Longview WA-TG4 | teppc | BPAT | BPAT | Bonneville Power Administration – Transmission | BPAT | NW | 1954-01-01 | 2050-12-31 | 4 | Bio-ST | ST_Biomass | Biomass/Wood | NW_Biomass | 0 | 0 | 0 | teppc | 0 | 0
SUB10_13 | SUB10_13 | SUB10_13 | teppc | BCHA | BCHA | British Columbia Transmission Company | BCHA_AESO | Excluded | 1950-01-01 | 2050-12-31 | 4 | MotorLoad | Load | Load | Excluded_Load | 0 | 0 | 0 | teppc | 0 | 0
Drop 3-2 | Drop_3_2 | Drop 3 (CA) 2 | teppc | IID | IID | Imperial Irrigation District | IID | IID | 1941-02-01 | 2050-12-31 | 4 | Hydro | Hydro_Standard | Hydro | IID_Hydro | 0 | 0 | 0 | teppc | 0 | 0
NEW_SPFSHPRK_76502_1 | NEW_SPFSHPRK_76502_1 | Spearfish Park Hydro | teppc | WACM | WACM | Western Area Power Administration, Colorado-Missouri Region | WACM | Excluded | 1912-01-01 | 2050-03-30 | 4 | Hydro | Hydro_Standard | Hydro | Excluded_Hydro | 0 | 0 | 0 | teppc | 0 | 0
Faraday_5 | Faraday_5 | Faraday-5 | teppc | PGE | PGE | Portland General Electric Company | PortlandGE | NW | 1910-08-01 | 2050-12-31 | 4 | Hydro | Hydro_Standard | Hydro | NW_Hydro | 0 | 0 | 0 | teppc | 0 | 0
CUMMNG_6_SUNCT1 | CUMMNG_6_SUNCT1 | SunSelect 1 | caiso | SCE | SCE | Southern California Edison | SCE | CAISO | 1899-12-31 | 2050-12-31 | 4 | RECIPROCATING ENGINE_NATURAL GAS | Cogen_NG | Cogen | CAISO_CHP | 0 | 0 | 0 | not relevant | 0 | 0
SBERDO_6_MILLCK | SBERDO_6_MILLCK | MILL CREEK PSP | caiso | SCE | SCE | Southern California Edison | SCE | CAISO | 1/1/1899 | 2050-12-31 | 3.93 | n/a | Hydro_Standard | Hydro | CAISO_Hydro | 0 | 2 | 0 | not relevant | 1 | 0
NOVATO_6_LNDFL | NOVATO_6_LNDFL | Redwood Renewable Energy | caiso | PGE_Bay | PGE_Bay | Pacific Gas and Electric Bay | PGE_Bay | CAISO | 1/1/1899 | 2050-12-31 | 3.9 | RECIPROCATING ENGINE_BIOGAS | Biogas_ | Biogas_LandfillGas | CAISO_Biogas | 0 | 0 | 1 | not relevant | 1 | 0
River_Mill_4 | River_Mill_4 | River Mill-4 | teppc | PGE | PGE | Portland General Electric Company | PortlandGE | NW | 1927-12-01 | 2050-12-31 | 3.9 | Hydro | Hydro_Standard | Hydro | NW_Hydro | 0 | 0 | 0 | teppc | 0 | 0
NZWIND_6_WDSTR3 | NZWIND_6_WDSTR3 | Windstream 6041 | caiso | SCE | SCE | Southern California Edison | SCE | CAISO | 1984-12-01 | 2050-12-31 | 3.86 | n/a | wind_onshorewind | Wind | CAISO_Wind | 1 | 1 | 0 | in old list | 1 | 0
OILFLD_7_QFUNTS | OILFLD_7_QFUNTS | Nacimiento Hydroelectric Plant | caiso | PGE_Bay | PGE_Bay | Pacific Gas and Electric Bay | PGE_Bay | CAISO | 1/1/1899 | 2050-12-31 | 3.8 | n/a | Hydro_Standard | Hydro | CAISO_Hydro | 0 | 0 | 0 | not relevant | 0 | 0
Mears_Creek_1 | Mears_Creek_1 | Mears Creek-1_Mears Creek-1_IPP-MEA | teppc | BCHA | BCHA | British Columbia Transmission Company | BCHA_AESO | Excluded | 2004-01-26 | 2040-01-26 | 3.8 | Hydro | Hydro_Standard | Hydro | Excluded_Hydro | 0 | 0 | 0 | teppc | 0 | 0
Brandywine1 | Brandywine1 | Brandywine-1_Brandywine-1_IPP-BDW | teppc | BCHA | BCHA | British Columbia Transmission Company | BCHA_AESO | Excluded | 2003-10-01 | 2033-03-31 | 3.8 | Hydro | Hydro_Standard | Hydro | Excluded_Hydro | 0 | 0 | 0 | teppc | 0 | 0
Brandywine2 | Brandywine2 | Brandywine-2_Brandywine-2_IPP-BDW | teppc | BCHA | BCHA | British Columbia Transmission Company | BCHA_AESO | Excluded | 2003-10-01 | 2033-03-31 | 3.8 | Hydro | Hydro_Standard | Hydro | Excluded_Hydro | 0 | 0 | 0 | teppc | 0 | 0
Hazelton_B2 | Hazelton_B2 | Hazelton B Hydro-U2 | teppc | IPFE | IPFE | Idaho Far East | IPCO | NW | 1993-05-08 | 2050-12-31 | 3.8 | Hydro | Hydro_Standard | Hydro | NW_Hydro | 0 | 0 | 0 | teppc | 0 | 0
Prospect1 | Prospect1 | Prospect 1-1 | teppc | PACW | PACW | PacifiCorp – West | PACW | NW | 1912-01-01 | 2050-12-31 | 3.76 | Hydro | Hydro_Standard | Hydro | NW_Hydro | 0 | 0 | 0 | teppc | 0 | 0
REDMAN_2_SOLAR | REDMAN_2_SOLAR | Lancaster East Avenue F | caiso | SCE | SCE | Southern California Edison | SCE | CAISO | 1/1/1899 | 2050-12-31 | 3.75 | PVgeneric_sun | PVgeneric_sun | Solar_Fixed | CAISO_Solar | 1 | 0 | 1 | old | 1 | 0
OtayLF3 | OtayLF3 | Otay-OTA3_22604 | teppc | CISC | CISC | Southern California Edison | SCE | CAISO | 2007-03-08 | 2050-12-31 | 3.75 | Bio-ICE | ICE_Biomass | Biomass/Wood | CAISO_Biomass | 0 | 0 | 0 | teppc | 0 | 0
GYSRVL_7_WSPRNG | GYSRVL_7_WSPRNG | Warm Springs Hydro | caiso | PGE_Bay | PGE_Bay | Pacific Gas and Electric Bay | PGE_Bay | CAISO | 1988-12-22 | 2050-12-31 | 3.75 | n/a | Hydro_Standard | Hydro | CAISO_Hydro | 0 | 1 | 0 | not relevant | 1 | 0
HILAND_7_YOLOWD | HILAND_7_YOLOWD | CLEAR LAKE UNIT 1 | caiso | PGE_Bay | PGE_Bay | Pacific Gas and Electric Bay | PGE_Bay | CAISO | 1985-09-07 | 2050-12-31 | 3.75 | n/a | Hydro_Standard | Hydro | CAISO_Hydro | 0 | 0 | 0 | not relevant | 0 | 0
BlackCreek | BlackCreek | Black Creek-GEN1 | teppc | PNM | PNM | Public Service Company of New Mexico | PNM_EPE | SW | 1994-02-01 | 2050-12-31 | 3.7 | Hydro | Hydro_Standard | Hydro | SW_Hydro | 0 | 0 | 0 | teppc | 0 | 0
BOWMN_6_HYDRO | BOWMN_6_HYDRO | NID Hydro Bowman Powerhouse | caiso | PGE_Valley | PGE_Valley | Pacific Gas and Electric Valley | PGE_Valley | CAISO | 1/1/1899 | 2050-12-31 | 3.6 | Hydro_Standard | Hydro_Standard | Hydro | CAISO_Hydro | 0 | 1 | 0 | not relevant | 1 | 0
FROGTN_1_UTICAM | FROGTN_1_UTICAM | Murphys Powerhouse | caiso | PGE_Valley | PGE_Valley | Pacific Gas and Electric Valley | PGE_Valley | CAISO | 1/1/1899 | 2050-12-31 | 3.6 | HYDRO_WATER | Hydro_Standard | Hydro | CAISO_Hydro | 0 | 0 | 1 | not relevant | 1 | 0
Walden_North_1 | Walden_North_1 | Walden North-1_Walden North-1_IPP-WDN | teppc | BCHA | BCHA | British Columbia Transmission Company | BCHA_AESO | Excluded | 1994-04-01 | 2033-12-15 | 3.6 | Hydro | Hydro_Standard | Hydro | Excluded_Hydro | 0 | 0 | 0 | teppc | 0 | 0
Walden_North_2 | Walden_North_2 | Walden North-2_Walden North-2_IPP-WDN | teppc | BCHA | BCHA | British Columbia Transmission Company | BCHA_AESO | Excluded | 1994-04-01 | 2033-12-15 | 3.6 | Hydro | Hydro_Standard | Hydro | Excluded_Hydro | 0 | 0 | 0 | teppc | 0 | 0
Walden_North_3 | Walden_North_3 | Walden North-3_Walden North-3_IPP-WDN | teppc | BCHA | BCHA | British Columbia Transmission Company | BCHA_AESO | Excluded | 1994-04-01 | 2033-12-15 | 3.6 | Hydro | Hydro_Standard | Hydro | Excluded_Hydro | 0 | 0 | 0 | teppc | 0 | 0
Walden_North_4 | Walden_North_4 | Walden North-4_Walden North-4_IPP-WDN | teppc | BCHA | BCHA | British Columbia Transmission Company | BCHA_AESO | Excluded | 1994-04-01 | 2033-12-15 | 3.6 | Hydro | Hydro_Standard | Hydro | Excluded_Hydro | 0 | 0 | 0 | teppc | 0 | 0
Walden_North_5 | Walden_North_5 | Walden North-5_Walden North-5_IPP-WDN | teppc | BCHA | BCHA | British Columbia Transmission Company | BCHA_AESO | Excluded | 1993-03-01 | 2033-12-15 | 3.6 | Hydro | Hydro_Standard | Hydro | Excluded_Hydro | 0 | 0 | 0 | teppc | 0 | 0
Ames Hydro | Ames_Hydro | Ames Hydro 1 | teppc | PSCO | PSCO | Public Service Company of Colorado | PSCO | Excluded | 1905-12-01 | 2040-12-31 | 3.6 | Hydro | Hydro_Standard | Hydro | Excluded_Hydro | 0 | 0 | 0 | teppc | 0 | 0
KIRKER_7_KELCYN | KIRKER_7_KELCYN | KELLER CANYON LANDFILL GEN FACILICITY | caiso | PGE_Bay | PGE_Bay | Pacific Gas and Electric Bay | PGE_Bay | CAISO | 2009-08-01 | 2050-12-31 | 3.56 | n/a | Biogas_ | Biogas_LandfillGas | CAISO_Biogas | 0 | 2 | 0 | not relevant | 1 | 0
WHEATL_6_LNDFIL | WHEATL_6_LNDFIL | G2 ENERGY, OSTROM ROAD LLC | caiso | PGE_Valley | PGE_Valley | Pacific Gas and Electric Valley | PGE_Valley | CAISO | 2009-01-08 | 2050-12-31 | 3.55 |  | Biogas_ | Biogas_LandfillGas | CAISO_Biogas | 0 | 1 | 0 | not relevant | 1 | 0
TRE G2 | TRE_G2 | TRE G2 | teppc | BCHA | BCHA | British Columbia Transmission Company | BCHA_AESO | Excluded | 2018-03-30 | 2050-03-30 | 3.5 | hydro | Hydro_Standard | Hydro | Excluded_Hydro | 0 | 0 | 0 | teppc | 0 | 0
OAKWD_6_ZEPHWD | OAKWD_6_ZEPHWD | Zephyr Park | caiso | SCE | SCE | Southern California Edison | SCE | CAISO | 2014-02-07 | 2050-12-31 | 3.5 | n/a | wind_onshorewind | Wind | CAISO_Wind | 1 | 1 | 0 | in old list | 1 | 0
VISTA_2_RTS028 | VISTA_2_RTS028 | SPVP028 | caiso | SCE | SCE | Southern California Edison | SCE | CAISO | 2013-08-08 | 2050-12-31 | 3.5 | n/a | PVgeneric_sun | Solar_Fixed | CAISO_Solar | 1 | 1 | 0 | in old list | 1 | 0
ETIWND_2_RTS017 | ETIWND_2_RTS017 | SPVP017 | caiso | SCE | SCE | Southern California Edison | SCE | CAISO | 2013-06-17 | 2050-12-31 | 3.5 | n/a | PVgeneric_sun | Solar_Fixed | CAISO_Solar | 1 | 1 | 0 | in old list | 1 | 0
SBERDO_2_RTS011 | SBERDO_2_RTS011 | SPVP011 | caiso | SCE | SCE | Southern California Edison | SCE | CAISO | 2013-06-17 | 2050-12-31 | 3.5 | n/a | PVgeneric_sun | Solar_Fixed | CAISO_Solar | 1 | 1 | 0 | in old list | 1 | 0
SBERDO_2_RTS013 | SBERDO_2_RTS013 | SPVP013 | caiso | SCE | SCE | Southern California Edison | SCE | CAISO | 2013-06-11 | 2050-12-31 | 3.5 | n/a | PVgeneric_sun | Solar_Fixed | CAISO_Solar | 1 | 1 | 0 | in old list | 1 | 0
UKIAH_7_LAKEMN | UKIAH_7_LAKEMN | UKIAH LAKE MENDOCINO HYDRO | caiso | PGE_Bay | PGE_Bay | Pacific Gas and Electric Bay | PGE_Bay | CAISO | 2007-07-02 | 2050-12-31 | 3.5 | n/a | Hydro_Standard | Hydro | CAISO_Hydro | 0 | 1 | 0 | not relevant | 1 | 0
Kiefer Landfill 2-1 | Kiefer_Landfill_2_1 | Kiefer Landfill 2-1¦Kiefer Landfill 1 | teppc | BANC | BANC | Balancing Authority of Northern California | SMUD | BANC | 2006-03-01 | 2050-12-31 | 3.5 | Bio-ICE | ICE_Biomass | Biomass/Wood | BANC_Biomass | 0 | 0 | 0 | teppc | 0 | 0
Kiefer Landfill 2-2 | Kiefer_Landfill_2_2 | Kiefer Landfill 2-2¦Kiefer Landfill 2 | teppc | BANC | BANC | Balancing Authority of Northern California | SMUD | BANC | 2006-03-01 | 2050-12-31 | 3.5 | Bio-ICE | ICE_Biomass | Biomass/Wood | BANC_Biomass | 0 | 0 | 0 | teppc | 0 | 0
Kiefer Landfill 1-1 | Kiefer_Landfill_1_1 | Kiefer Landfill 1-1¦Kiefer Landfill 361A | teppc | BANC | BANC | Balancing Authority of Northern California | SMUD | BANC | 1999-12-01 | 2050-12-31 | 3.5 | Bio-ICE | ICE_Biomass | Biomass/Wood | BANC_Biomass | 0 | 0 | 0 | teppc | 0 | 0
Kiefer Landfill 1-2 | Kiefer_Landfill_1_2 | Kiefer Landfill 1-2¦Kiefer Landfill 361B | teppc | BANC | BANC | Balancing Authority of Northern California | SMUD | BANC | 1999-12-01 | 2050-12-31 | 3.5 | Bio-ICE | ICE_Biomass | Biomass/Wood | BANC_Biomass | 0 | 0 | 0 | teppc | 0 | 0
Kiefer Landfill 1-3 | Kiefer_Landfill_1_3 | Kiefer Landfill 1-3¦Kiefer Landfill 361C | teppc | BANC | BANC | Balancing Authority of Northern California | SMUD | BANC | 1999-12-01 | 2050-12-31 | 3.5 | Bio-ICE | ICE_Biomass | Biomass/Wood | BANC_Biomass | 0 | 0 | 0 | teppc | 0 | 0
Sherritt_SOLAR3 | Sherritt_SOLAR3 | Sherritt SOLAR-3 | teppc | AESO | AESO | Alberta Electric System Operator | BCHA_AESO | Excluded | 1986-04-15 | 2050-12-01 | 3.5 | CT-NatGas-Industrial | CT_NG | CT | Excluded_Peaker | 0 | 0 | 0 | teppc | 0 | 0
Post_Falls_6 | Post_Falls_6 | Post Falls-6 | teppc | AVA | AVA | Avista Corp. | BPAT | NW | 1980-12-01 | 2050-12-31 | 3.5 | Hydro | Hydro_Standard | Hydro | NW_Hydro | 0 | 0 | 0 | teppc | 0 | 0
LakeCreek_BPA2 | LakeCreek_BPA2 | Lake Creek FERC P-2594-HY2 | teppc | BPAT | BPAT | Bonneville Power Administration – Transmission | BPAT | NW | 1949-08-01 | 2030-04-15 | 3.5 | Hydro | Hydro_Standard | Hydro | NW_Hydro | 0 | 0 | 0 | teppc | 0 | 0
FallsRiver_BC_1 | FallsRiver_BC_1 | Falls River (BC)-1_Falls River-1_BCH-FLS | teppc | BCHA | BCHA | British Columbia Transmission Company | BCHA_AESO | Excluded | 1930-01-01 | 2033-03-31 | 3.5 | Hydro | Hydro_Standard | Hydro | Excluded_Hydro | 0 | 0 | 0 | teppc | 0 | 0
FallsRiver_BC_2 | FallsRiver_BC_2 | Falls River (BC)-2_Falls River-2_BCH-FLS | teppc | BCHA | BCHA | British Columbia Transmission Company | BCHA_AESO | Excluded | 1930-01-01 | 2033-03-31 | 3.5 | Hydro | Hydro_Standard | Hydro | Excluded_Hydro | 0 | 0 | 0 | teppc | 0 | 0
MERCFL_6_UNIT | MERCFL_6_UNIT | Merced Falls Powerhouse | caiso | PGE_Valley | PGE_Valley | Pacific Gas and Electric Valley | PGE_Valley | CAISO | 1930-01-01 | 2050-12-31 | 3.5 | n/a | Hydro_Standard | Hydro | CAISO_Hydro | 0 | 1 | 0 | not relevant | 1 | 0
NZWIND_6_WDSTR | NZWIND_6_WDSTR | Windstream 39 | caiso | SCE | SCE | Southern California Edison | SCE | CAISO | 1984-02-01 | 2050-12-31 | 3.35 | n/a | wind_onshorewind | Wind | CAISO_Wind | 1 | 0 | 1 | old | 1 | 0
Shoshone 1 | Shoshone_1 | Shoshone Dam 1 | teppc | WACM | WACM | Western Area Power Administration, Colorado-Missouri Region | WACM | Excluded | 1921-12-01 | 2050-12-31 | 3.33 | Hydro | Hydro_Standard | Hydro | Excluded_Hydro | 0 | 0 | 0 | teppc | 0 | 0
Bypass_GEN2 | Bypass_GEN2 | Bypass-GEN2_61420 | teppc | IPFE | IPFE | Idaho Far East | IPCO | NW | 1988-06-18 | 2050-12-31 | 3.32 | Hydro | Hydro_Standard | Hydro | NW_Hydro | 0 | 0 | 0 | teppc | 0 | 0
Bypass_GEN3 | Bypass_GEN3 | Bypass-GEN3_61420 | teppc | IPFE | IPFE | Idaho Far East | IPCO | NW | 1988-06-18 | 2050-12-31 | 3.32 | Hydro | Hydro_Standard | Hydro | NW_Hydro | 0 | 0 | 0 | teppc | 0 | 0
River_Mill_3 | River_Mill_3 | River Mill-3 | teppc | PGE | PGE | Portland General Electric Company | PortlandGE | NW | 1912-01-01 | 2050-12-31 | 3.3 | Hydro | Hydro_Standard | Hydro | NW_Hydro | 0 | 0 | 0 | teppc | 0 | 0
River_Mill_2 | River_Mill_2 | River Mill-2 | teppc | PGE | PGE | Portland General Electric Company | PortlandGE | NW | 1911-12-01 | 2050-12-31 | 3.3 | Hydro | Hydro_Standard | Hydro | NW_Hydro | 0 | 0 | 0 | teppc | 0 | 0
River_Mill_1 | River_Mill_1 | River Mill-1 | teppc | PGE | PGE | Portland General Electric Company | PortlandGE | NW | 1911-11-01 | 2050-12-31 | 3.3 | Hydro | Hydro_Standard | Hydro | NW_Hydro | 0 | 0 | 0 | teppc | 0 | 0
LRC 4G1 | LRC_4G1 | LRC 4G1 | teppc | BCHA | BCHA | British Columbia Transmission Company | BCHA_AESO | Excluded | 2016-11-01 | 2050-03-30 | 3.2 | hydro | Hydro_Standard | Hydro | Excluded_Hydro | 0 | 0 | 0 | teppc | 0 | 0
WISE_1_UNIT 2 | WISE_1_UNIT_2 | WISE HYDRO UNIT 2 | caiso | PGE_Valley | PGE_Valley | Pacific Gas and Electric Valley | PGE_Valley | CAISO | 1986-01-01 | 2050-12-31 | 3.2 |  | Hydro_Standard | Hydro | CAISO_Hydro | 0 | 0 | 0 | not relevant | 0 | 0
Pleasant Valley | Pleasant_Valley | Pleasant Valley 1 | teppc | LDWP | LDWP | Los Angeles Department of Water and Power | LADWP | LDWP | 1958-02-01 | 2050-12-31 | 3.2 | Hydro | Hydro_Standard | Hydro | LDWP_Hydro | 0 | 1 | 0 | teppc | 1 | 0
Guernsey 2 | Guernsey_2 | Guernsey 2 | teppc | WACM | WACM | Western Area Power Administration, Colorado-Missouri Region | WACM | Excluded | 1928-01-01 | 2050-12-31 | 3.2 | Hydro | Hydro_Standard | Hydro | Excluded_Hydro | 0 | 0 | 0 | teppc | 0 | 0
Guernsey 1 | Guernsey_1 | Guernsey 1 | teppc | WACM | WACM | Western Area Power Administration, Colorado-Missouri Region | WACM | Excluded | 1927-07-01 | 2050-12-31 | 3.2 | Hydro | Hydro_Standard | Hydro | Excluded_Hydro | 0 | 0 | 0 | teppc | 0 | 0
EastSide | EastSide | East Side-1 | teppc | PACW | PACW | PacifiCorp – West | PACW | NW | 1924-09-01 | 2030-01-01 | 3.2 | Hydro | Hydro_Standard | Hydro | NW_Hydro | 0 | 0 | 0 | teppc | 0 | 0
CRNEVL_6_SJQN 2 | CRNEVL_6_SJQN_2 | SAN JOAQUIN 2 | caiso | PGE_Valley | PGE_Valley | Pacific Gas and Electric Valley | PGE_Valley | CAISO | 1917-01-01 | 2050-12-31 | 3.2 | n/a | Hydro_Standard | Hydro | CAISO_Hydro | 0 | 1 | 0 | not relevant | 1 | 0
China_Creek_1 | China_Creek_1 | China Creek-1_China Creek-1_IPP-CHI | teppc | BCHA | BCHA | British Columbia Transmission Company | BCHA_AESO | Excluded | 2005-12-10 | 2040-10-12 | 3.15 | Hydro | Hydro_Standard | Hydro | Excluded_Hydro | 0 | 0 | 0 | teppc | 0 | 0
China_Creek_2 | China_Creek_2 | China Creek-2_China Creek-2_IPP-CHI | teppc | BCHA | BCHA | British Columbia Transmission Company | BCHA_AESO | Excluded | 2005-12-10 | 2040-10-12 | 3.15 | Hydro | Hydro_Standard | Hydro | Excluded_Hydro | 0 | 0 | 0 | teppc | 0 | 0
OLINDA_2_COYCRK | OLINDA_2_COYCRK | MWD Coyote Creek Hydroelectric Recovery | caiso | SCE | SCE | Southern California Edison | SCE | CAISO | 1979-02-21 | 2050-12-31 | 3.13 | n/a | Hydro_Standard | Hydro | CAISO_Hydro | 0 | 0 | 0 | not relevant | 0 | 0
V3 GEN | V3_GEN | SMALL GEN UNKNOWN | teppc | IID | IID | Imperial Irrigation District | IID | IID | 2017-03-21 | 2050-12-31 | 3.1 | SolarPV-NonTracking | FixedPV_sun | Solar_Fixed | IID_Solar | 0 | 0 | 1 | teppc | 1 | 0
V2 GEN | V2_GEN | SMALL GEN UNKNOWN | teppc | IID | IID | Imperial Irrigation District | IID | IID | 2017-02-28 | 2050-12-31 | 3.1 | SolarPV-NonTracking | FixedPV_sun | Solar_Fixed | IID_Solar | 0 | 0 | 0 | teppc | 0 | 0
West Cadotte_2 | West_Cadotte_2 | Genalta West Cadotte 2 | teppc | BCHA | BCHA | British Columbia Transmission Company | BCHA_AESO | Excluded | 2015-04-01 | 2050-12-31 | 3.1 | CT-NatGas-Industrial | CT_NG | CT | Excluded_Peaker | 0 | 0 | 0 | teppc | 0 | 0
West Cadotte_3 | West_Cadotte_3 | Genalta West Cadotte 3 | teppc | BCHA | BCHA | British Columbia Transmission Company | BCHA_AESO | Excluded | 2015-04-01 | 2050-12-31 | 3.1 | CT-NatGas-Industrial | CT_NG | CT | Excluded_Peaker | 0 | 0 | 0 | teppc | 0 | 0
Foothills CO | Foothills_CO | Foothills Hydroelectric GEN1 | teppc | PSCO | PSCO | Public Service Company of Colorado | PSCO | Excluded | 1981-04-01 | 2050-12-31 | 3.1 | Hydro | Hydro_Standard | Hydro | Excluded_Hydro | 0 | 0 | 0 | teppc | 0 | 0
Faraday_1 | Faraday_1 | Faraday-1 | teppc | PGE | PGE | Portland General Electric Company | PortlandGE | NW | 1907-02-01 | 2050-12-31 | 3.1 | Hydro | Hydro_Standard | Hydro | NW_Hydro | 0 | 0 | 0 | teppc | 0 | 0
Faraday_2 | Faraday_2 | Faraday-2 | teppc | PGE | PGE | Portland General Electric Company | PortlandGE | NW | 1907-02-01 | 2050-12-31 | 3.1 | Hydro | Hydro_Standard | Hydro | NW_Hydro | 0 | 0 | 0 | teppc | 0 | 0
Zeballos_Lake_3 | Zeballos_Lake_3 | Zeballos Lake-3_Zeballos Lake-3_IPP-ZBL | teppc | BCHA | BCHA | British Columbia Transmission Company | BCHA_AESO | Excluded | 2009-06-13 | 2029-06-13 | 3.09 | Hydro | Hydro_Standard | Hydro | Excluded_Hydro | 0 | 0 | 0 | teppc | 0 | 0
GRNVLY_7_SCLAND | GRNVLY_7_SCLAND | SANTA CRUZ LANDFILL GENERATING PLANT | caiso | PGE_Valley | PGE_Valley | Pacific Gas and Electric Valley | PGE_Valley | CAISO | 2006-02-02 | 2050-12-31 | 3.04 | n/a | Biogas_ | Biogas_LandfillGas | CAISO_Biogas | 0 | 2 | 0 | not relevant | 1 | 0
INDVLY_1_UNITS | INDVLY_1_UNITS | Indian Valley Hydro | caiso | PGE_Bay | PGE_Bay | Pacific Gas and Electric Bay | PGE_Bay | CAISO | 1983-09-15 | 2050-12-31 | 3.01 | n/a | Hydro_Standard | Hydro | CAISO_Hydro | 0 | 2 | 0 | not relevant | 1 | 0
DELSUR_6_BSOLAR | DELSUR_6_BSOLAR | Central Antelope Dry Ranch B | caiso | SCE | SCE | Southern California Edison | SCE | CAISO | 1/1/1899 | 2050-12-31 | 3 | PVgeneric_sun | PVgeneric_sun | Solar_Fixed | CAISO_Solar | 1 | 0 | 1 | new | 1 | 0
ELCAJN_6_DRGEN1 | ELCAJN_6_DRGEN1 |  | caiso | SDGE | SDGE | San Diego Gas and Electric | SDGE | CAISO | 1/1/1899 | 2050-12-31 | 3 | Battery_ | Battery_ | Battery Storage | CAISO_Li_Battery | 0 | 0 | 0 | not relevant | 0 | 0
LILIAC_6_SOLAR | LILIAC_6_SOLAR | Mesa Crest | caiso | SDGE | SDGE | San Diego Gas and Electric | SDGE | CAISO | 1/1/1899 | 2050-12-31 | 3 | PVgeneric_sun | PVgeneric_sun | Solar_Fixed | CAISO_Solar | 1 | 1 | 0 | in old list | 1 | 0
LITLRK_6_GBCSR1 | LITLRK_6_GBCSR1 | Green Beanworks C | caiso | SCE | SCE | Southern California Edison | SCE | CAISO | 1/1/1899 | 2050-12-31 | 3 | PHOTO VOLTAIC_SUN | PVgeneric_sun | Solar_Fixed | CAISO_Solar | 1 | 0 | 1 | new | 1 | 0
MIRLOM_2_LNDFL | MIRLOM_2_LNDFL | Milliken Landfill Solar | caiso | SCE | SCE | Southern California Edison | SCE | CAISO | 1/1/1899 | 2050-12-31 | 3 | PHOTO VOLTAIC_SUN | PVgeneric_sun | Solar_Fixed | CAISO_Solar | 1 | 0 | 1 | new | 1 | 0
OASIS_6_GBDSR4 | OASIS_6_GBDSR4 | Green Beanworks D | caiso | SCE | SCE | Southern California Edison | SCE | CAISO | 1/1/1899 | 2050-12-31 | 3 | PHOTO VOLTAIC_SUN | PVgeneric_sun | Solar_Fixed | CAISO_Solar | 1 | 0 | 1 | new | 1 | 0
OASIS_6_SOLAR3 | OASIS_6_SOLAR3 | Soccer Center | caiso | SCE | SCE | Southern California Edison | SCE | CAISO | 1/1/1899 | 2050-12-31 | 3 | PVgeneric_sun | PVgeneric_sun | Solar_Fixed | CAISO_Solar | 1 | 0 | 1 | old | 1 | 0
ORTGA_6_ME1SL1 | ORTGA_6_ME1SL1 | Merced 1 | caiso | PGE_Valley | PGE_Valley | Pacific Gas and Electric Valley | PGE_Valley | CAISO | 1/1/1899 | 2050-12-31 | 3 | PHOTO VOLTAIC_SUN | PVgeneric_sun | Solar_Fixed | CAISO_Solar | 1 | 0 | 1 | new | 1 | 0
PIUTE_6_GNBSR1 | PIUTE_6_GNBSR1 |  | caiso | SCE | SCE | Southern California Edison | SCE | CAISO | 1/1/1899 | 2050-12-31 | 3 |  |  |  | blank | 0 | 0 | 1 | not relevant | 1 | 0
REDMAN_6_AVSSR1 | REDMAN_6_AVSSR1 | Antelope Valley Solar | caiso | SCE | SCE | Southern California Edison | SCE | CAISO | 1/1/1899 | 2050-12-31 | 3 | PHOTO VOLTAIC_SUN | PVgeneric_sun | Solar_Fixed | CAISO_Solar | 1 | 0 | 1 | new | 1 | 0
ROSMND_6_SOLAR | ROSMND_6_SOLAR | Lancaster B | caiso | SCE | SCE | Southern California Edison | SCE | CAISO | 1/1/1899 | 2050-12-31 | 3 | PVgeneric_sun | PVgeneric_sun | Solar_Fixed | CAISO_Solar | 1 | 1 | 0 | in old list | 1 | 0
Blue Mountain Electric Company | Blue_Mountain_Electric_Company | Blue Mountain Electric Company | rps | PGE_Valley | PGE_Valley | Pacific Gas and Electric Valley | PGE_Valley | CAISO | 2019-12-31 | 2050-12-31 | 3 | Biomassnan | ST_Biomass | Biomass/Wood | CAISO_Biomass | 0 | 0 | 1 | not relevant | 1 | 0
Lakeside Biogas LLC | Lakeside_Biogas_LLC | Lakeside Biogas LLC | rps | SDGE | SDG&E | San Diego Gas and Electric | SDGE | CAISO | 2019-08-24 | 2050-12-31 | 3 | Digester gasnan | Biogas_ | Biogas_LandfillGas | CAISO_Biogas | 0 | 0 | 1 | not relevant | 1 | 0
Sheep Creek Road Solar Generation Facility Project | Sheep_Creek_Road_Solar_Generation_Facility_Project | Sheep Creek Road Solar Generation Facility Project | rps | SCE | SCE | Southern California Edison | SCE | CAISO | 2019-08-01 | 2050-12-31 | 3 | Solar PV - Ground mountSolar: Fixed Tilt | FixedPV_sun | Solar_Fixed | CAISO_Solar | 1 | 0 | 1 | new | 1 | 0
NEENACH SOLAR | NEENACH_SOLAR_ | NEENACH SOLAR | rps | LADWP | SCE | Southern California Edison | SCE | CAISO | 2019-05-21 | 2050-12-31 | 3 | Solar PV - Ground mountSolar: Tracking (1 Axis) | 1axPV_sun | Solar_1Axis | CAISO_Solar | 1 | 0 | 1 | new | 1 | 0
CalCity Solar I, LLC | CalCity_Solar_I__LLC | CalCity Solar I, LLC | rps | SCE | SCE | Southern California Edison | SCE | CAISO | 2019-05-01 | 2050-12-31 | 3 | Solar PV - Ground mountSolar: Tracking (1 Axis) | 1axPV_sun | Solar_1Axis | CAISO_Solar | 1 | 0 | 1 | new | 1 | 0
Central CA Fuel Cell 2 | Central_CA_Fuel_Cell_2 | Central CA Fuel Cell 2 | rps | SCE | SCE | Southern California Edison | SCE | CAISO | 2019-03-29 | 2050-12-31 | 3 | Biogasnan | ST_Biomass | Biogas_LandfillGas | CAISO_Biogas | 0 | 0 | 1 | not relevant | 1 | 0
Eagle Solar | Eagle_Solar | Eagle Solar | rps | SCE | PGE_Valley | Pacific Gas and Electric Valley | PGE_Valley | CAISO | 2019-03-01 | 2050-12-31 | 3 | Solar PV - Ground mountSolar: Tracking (1 Axis) | 1axPV_sun | Solar_1Axis | CAISO_Solar | 1 | 0 | 1 | new | 1 | 0
AVS Phase 2 | AVS_Phase_2 | AVS Phase 2 | rps | LADWP | SCE | Southern California Edison | SCE | CAISO | 2018-11-06 | 2050-12-31 | 3 | Solar PV - Ground mountSolar: Tracking (1 Axis) | 1axPV_sun | Solar_1Axis | CAISO_Solar | 1 | 1 | 0 | in old list | 1 | 0
LITLRK_6_SOLAR4 | LITLRK_6_SOLAR4 | Little Rock Pham Solar | caiso | SCE | SCE | Southern California Edison | SCE | CAISO | 2016-03-22 | 2050-12-31 | 3 | n/a | PVgeneric_sun | Solar_Fixed | CAISO_Solar | 1 | 1 | 0 | in old list | 1 | 0
CranberryCreekPower4 | CranberryCreekPower4 | Cranberry Creek Exp-4_Cranberry Creek Expansion-4_IPP-SCB | teppc | BCHA | BCHA | British Columbia Transmission Company | BCHA_AESO | Excluded | 2015-07-01 | 2045-06-30 | 3 | Hydro | Hydro_Standard | Hydro | Excluded_Hydro | 0 | 0 | 0 | teppc | 0 | 0
S.CranberryCrk4 | S_CranberryCrk4 | S. Cranberry Creek-4_S. Cranberry Creek-4_IPP-SCB | teppc | BCHA | BCHA | British Columbia Transmission Company | BCHA_AESO | Excluded | 2015-07-01 | 2045-07-01 | 3 | Hydro | Hydro_Standard | Hydro | Excluded_Hydro | 0 | 0 | 0 | teppc | 0 | 0
Castle_Creek1 | Castle_Creek1 | Castle Creek (formerly Benjamin Creek)-1_IPP-CSL | teppc | BCHA | BCHA | British Columbia Transmission Company | BCHA_AESO | Excluded | 2014-04-01 | 2039-03-31 | 3 | Hydro | Hydro_Standard | Hydro | Excluded_Hydro | 0 | 0 | 0 | teppc | 0 | 0
Castle_Creek2 | Castle_Creek2 | Castle Creek (formerly Benjamin Creek)-2_IPP-CSL | teppc | BCHA | BCHA | British Columbia Transmission Company | BCHA_AESO | Excluded | 2014-04-01 | 2039-03-31 | 3 | Hydro | Hydro_Standard | Hydro | Excluded_Hydro | 0 | 0 | 0 | teppc | 0 | 0
NW_StaveRiver3 | NW_StaveRiver3 | Northwest Stave River-3_Northwest Stave River-3_IPP-NWS | teppc | BCHA | BCHA | British Columbia Transmission Company | BCHA_AESO | Excluded | 2013-12-01 | 2053-12-01 | 3 | Hydro | Hydro_Standard | Hydro | Excluded_Hydro | 0 | 0 | 0 | teppc | 0 | 0
ETIWND_2_RTS015 | ETIWND_2_RTS015 | SPVP015 | caiso | SCE | SCE | Southern California Edison | SCE | CAISO | 2013-01-15 | 2050-12-31 | 3 | n/a | PVgeneric_sun | Solar_Fixed | CAISO_Solar | 1 | 1 | 0 | in old list | 1 | 0
LimeWind | LimeWind | Lime Wind-T1-6 | teppc | IPTV | IPTV | Idaho Treasure Valley | IPCO | NW | 2011-11-18 | 2050-12-31 | 3 | WT-Onshore | wind_onshorewind | Wind | NW_Wind | 0 | 0 | 0 | teppc | 0 | 0
Hystad_Creek_1 | Hystad_Creek_1 | Hystad Creek-1_Hystad Creek-1_IPP-HYC | teppc | BCHA | BCHA | British Columbia Transmission Company | BCHA_AESO | Excluded | 2002-05-21 | 2042-05-31 | 3 | Hydro | Hydro_Standard | Hydro | Excluded_Hydro | 0 | 0 | 0 | teppc | 0 | 0
Hystad_Creek_2 | Hystad_Creek_2 | Hystad Creek-2_Hystad Creek-2_IPP-HYC | teppc | BCHA | BCHA | British Columbia Transmission Company | BCHA_AESO | Excluded | 2002-05-21 | 2042-05-31 | 3 | Hydro | Hydro_Standard | Hydro | Excluded_Hydro | 0 | 0 | 0 | teppc | 0 | 0
Minnehik_1A_1 | Minnehik_1A_1 | Minnehik 1A-1 | teppc | AESO | AESO | Alberta Electric System Operator | BCHA_AESO | Excluded | 2001-09-01 | 2050-12-01 | 3 | CT-NatGas-Industrial | CT_NG | CT | Excluded_Peaker | 0 | 0 | 0 | teppc | 0 | 0
Drywood1-1 | Drywood1_1 | Drywood 1-1 | teppc | AESO | AESO | Alberta Electric System Operator | BCHA_AESO | Excluded | 1999-10-01 | 2050-12-01 | 3 | CT-NatGas-Industrial | CT_NG | CT | Excluded_Peaker | 0 | 0 | 0 | teppc | 0 | 0
Drywood_2_2 | Drywood_2_2 | Drywood 2-2 | teppc | AESO | AESO | Alberta Electric System Operator | BCHA_AESO | Excluded | 1999-10-01 | 2050-12-01 | 3 | CT-NatGas-Industrial | CT_NG | CT | Excluded_Peaker | 0 | 0 | 0 | teppc | 0 | 0
Prima_Plant1 | Prima_Plant1 | Prima Plant-UNT1_22112 | teppc | CISC | CISC | Southern California Edison | SCE | CAISO | 1999-01-01 | 2050-12-31 | 3 | Bio-ICE | ICE_Biomass | Biomass/Wood | CAISO_Biomass | 0 | 0 | 0 | teppc | 0 | 0
Prima_Plant2 | Prima_Plant2 | Prima Plant-UNT2_22112 | teppc | CISC | CISC | Southern California Edison | SCE | CAISO | 1999-01-01 | 2050-12-31 | 3 | Bio-ICE | ICE_Biomass | Biomass/Wood | CAISO_Biomass | 0 | 0 | 0 | teppc | 0 | 0
BostonBar1 | BostonBar1 | Boston Bar Hydro (Scuzzy Creek)-1_Boston Bar Hydro (Scuzzy Creek)-1_IPP-BBH | teppc | BCHA | BCHA | British Columbia Transmission Company | BCHA_AESO | Excluded | 1994-08-01 | 2033-03-31 | 3 | Hydro | Hydro_Standard | Hydro | Excluded_Hydro | 0 | 0 | 0 | teppc | 0 | 0
BostonBar2 | BostonBar2 | Boston Bar Hydro (Scuzzy Creek)-2_Boston Bar Hydro (Scuzzy Creek)-2_IPP-BBH | teppc | BCHA | BCHA | British Columbia Transmission Company | BCHA_AESO | Excluded | 1994-08-01 | 2033-03-31 | 3 | Hydro | Hydro_Standard | Hydro | Excluded_Hydro | 0 | 0 | 0 | teppc | 0 | 0
SPBURN_7_SNOWMT | SPBURN_7_SNOWMT | SPBURN_7_SNOWMT | caiso | PGE_Valley | PGE_Valley | Pacific Gas and Electric Valley | PGE_Valley | CAISO | 1990-03-28 | 2050-12-31 | 3 | n/a | Hydro_Standard | Hydro | CAISO_Hydro | 0 | 1 | 0 | not relevant | 1 | 0
MagicDam2 | MagicDam2 | Magic Dam Hydroelectric Project-GEN2_61469 | teppc | IPFE | IPFE | Idaho Far East | IPCO | NW | 1989-06-01 | 2050-12-31 | 3 | Hydro | Hydro_Standard | Hydro | NW_Hydro | 0 | 0 | 0 | teppc | 0 | 0
MagicDam3 | MagicDam3 | Magic Dam Hydroelectric Project-GEN3--61469 | teppc | IPFE | IPFE | Idaho Far East | IPCO | NW | 1989-06-01 | 2050-12-31 | 3 | Hydro | Hydro_Standard | Hydro | NW_Hydro | 0 | 0 | 0 | teppc | 0 | 0
OTAY_6_UNITB1 | OTAY_6_UNITB1 | OTAY LANDFILL UNITS AGGREGATE | caiso | SDGE | SDGE | San Diego Gas and Electric | SDGE | CAISO | 1987-01-01 | 2050-12-31 | 3 | n/a | Biogas_ | Biogas_LandfillGas | CAISO_Biogas | 0 | 2 | 0 | not relevant | 1 | 0
Sherritt1-1 | Sherritt1_1 | Sherritt 1-1 | teppc | AESO | AESO | Alberta Electric System Operator | BCHA_AESO | Excluded | 1986-04-15 | 2050-12-01 | 3 | CT-NatGas-Industrial | CT_NG | CT | Excluded_Peaker | 0 | 0 | 0 | teppc | 0 | 0
Sherritt_2_2 | Sherritt_2_2 | Sherritt 2-2 | teppc | AESO | AESO | Alberta Electric System Operator | BCHA_AESO | Excluded | 1986-04-15 | 2050-12-01 | 3 | CT-NatGas-Industrial | CT_NG | CT | Excluded_Peaker | 0 | 0 | 0 | teppc | 0 | 0
MIDWD_2_WIND2 | MIDWD_2_WIND2 | Coram Energy | caiso | SCE | SCE | Southern California Edison | SCE | CAISO | 1985-12-06 | 2050-12-31 | 3 | n/a | wind_onshorewind | Wind | CAISO_Wind | 1 | 1 | 0 | in old list | 1 | 0
GARNET_2_WIND5 | GARNET_2_WIND5 | Eastwind | caiso | SCE | SCE | Southern California Edison | SCE | CAISO | 1985-01-07 | 2050-12-31 | 3 | n/a | wind_onshorewind | Wind | CAISO_Wind | 1 | 2 | 0 | in old list | 1 | 0
VLYHOM_7_SSJID | VLYHOM_7_SSJID | Woodward Power Plant | caiso | PGE_Valley | PGE_Valley | Pacific Gas and Electric Valley | PGE_Valley | CAISO | 1982-04-16 | 2050-12-31 | 3 | n/a | Hydro_Standard | Hydro | CAISO_Hydro | 0 | 1 | 0 | not relevant | 1 | 0
Williams Fork | Williams_Fork | Williams Fork Hydro Plant GEN1-GEN2 | teppc | WACM | WACM | Western Area Power Administration, Colorado-Missouri Region | WACM | Excluded | 1959-07-01 | 2050-12-31 | 3 | Hydro | Hydro_Standard | Hydro | Excluded_Hydro | 0 | 0 | 0 | teppc | 0 | 0
Three_Sisters_1 | Three_Sisters_1 | Three Sisters-1 | teppc | AESO | AESO | Alberta Electric System Operator | BCHA_AESO | Excluded | 1954-01-01 | 2050-12-01 | 3 | Hydro | Hydro_Standard | Hydro | Excluded_Hydro | 0 | 0 | 0 | teppc | 0 | 0
Cairo Jt Solar | Cairo_Jt_Solar |  | teppc | IPTV | IPTV | Idaho Treasure Valley | IPCO | NW | 1950-01-01 | 2050-12-31 | 3 | Solar | PVgeneric_sun | Solar_Fixed | NW_Solar | 0 | 0 | 0 | teppc | 0 | 0
Vale Solar 2 | Vale_Solar_2 |  | teppc | IPTV | IPTV | Idaho Treasure Valley | IPCO | NW | 1950-01-01 | 2050-12-31 | 3 | Solar | PVgeneric_sun | Solar_Fixed | NW_Solar | 0 | 0 | 0 | teppc | 0 | 0
ValeSolar 3 | ValeSolar_3 |  | teppc | IPTV | IPTV | Idaho Treasure Valley | IPCO | NW | 1950-01-01 | 2050-12-31 | 3 | Solar | PVgeneric_sun | Solar_Fixed | NW_Solar | 0 | 0 | 0 | teppc | 0 | 0
LowerNo21 | LowerNo21 | Lower No 2-1 | teppc | CISC | CISC | Southern California Edison | SCE | CAISO | 1940-08-01 | 2050-12-31 | 3 | Hydro | Hydro_Standard | Hydro | CAISO_Hydro | 0 | 0 | 0 | teppc | 0 | 0
Grand Valley 1-2 | Grand_Valley_1_2 | Grand Valley Project Power Plant 1 & 2¦Palisade | teppc | PSCO | PSCO | Public Service Company of Colorado | PSCO | Excluded | 1931-12-01 | 2050-12-31 | 3 | Hydro | Hydro_Standard | Hydro | Excluded_Hydro | 0 | 0 | 0 | teppc | 0 | 0
Yelm_1 | Yelm_1 | Yelm-1 | teppc | PNM | PNM | Public Service Company of New Mexico | PNM_EPE | SW | 1929-12-01 | 2050-12-31 | 3 | Hydro | Hydro_Standard | Hydro | SW_Hydro | 0 | 0 | 0 | teppc | 0 | 0
Yelm_2 | Yelm_2 | Yelm-2 | teppc | PNM | PNM | Public Service Company of New Mexico | PNM_EPE | SW | 1929-12-01 | 2050-12-31 | 3 | Hydro | Hydro_Standard | Hydro | SW_Hydro | 0 | 0 | 0 | teppc | 0 | 0
Port_Townsend4 | Port_Townsend4 | Port Townsend Paper-GEN4 | teppc | PNM | PNM | Public Service Company of New Mexico | PNM_EPE | SW | 1929-01-01 | 2050-12-31 | 3 | Bio-ST | ST_Biomass | Biomass/Wood | SW_Biomass | 0 | 0 | 0 | teppc | 0 | 0
Shuswap_1 | Shuswap_1 | Shuswap-1_Shuswap-1_BCH-SHU | teppc | BCHA | BCHA | British Columbia Transmission Company | BCHA_AESO | Excluded | 1929-01-01 | 2033-03-31 | 3 | Hydro | Hydro_Standard | Hydro | Excluded_Hydro | 0 | 0 | 0 | teppc | 0 | 0
Shuswap_2 | Shuswap_2 | Shuswap-2_Shuswap-2_BCH-SHU | teppc | BCHA | BCHA | British Columbia Transmission Company | BCHA_AESO | Excluded | 1929-01-01 | 2033-03-31 | 3 | Hydro | Hydro_Standard | Hydro | Excluded_Hydro | 0 | 0 | 0 | teppc | 0 | 0
LakeCreek_BPA1 | LakeCreek_BPA1 | Lake Creek FERC P-2594-HY1 | teppc | BPAT | BPAT | Bonneville Power Administration – Transmission | BPAT | NW | 1917-06-01 | 2030-04-15 | 3 | Hydro | Hydro_Standard | Hydro | NW_Hydro | 0 | 0 | 0 | teppc | 0 | 0
Hauser_HAU6 | Hauser_HAU6 | Hauser-HAU6 | teppc | CISC | CISC | Southern California Edison | SCE | CAISO | 1915-09-01 | 2050-12-31 | 3 | Hydro | Hydro_Standard | Hydro | CAISO_Hydro | 0 | 0 | 0 | teppc | 0 | 0
Horseshoe2_HY2 | Horseshoe2_HY2 | Horseshoe2-HY2 | teppc | AESO | AESO | Alberta Electric System Operator | BCHA_AESO | Excluded | 1911-01-01 | 2050-12-01 | 3 | Hydro | Hydro_Standard | Hydro | Excluded_Hydro | 0 | 0 | 0 | teppc | 0 | 0
Horseshoe3_HY3 | Horseshoe3_HY3 | Horseshoe3-HY3 | teppc | AESO | AESO | Alberta Electric System Operator | BCHA_AESO | Excluded | 1911-01-01 | 2050-12-01 | 3 | Hydro | Hydro_Standard | Hydro | Excluded_Hydro | 0 | 0 | 0 | teppc | 0 | 0
CONTRL_1_LUNDY | CONTRL_1_LUNDY | LUNDY | caiso | SCE | SCE | Southern California Edison | SCE | CAISO | 1911-01-01 | 2050-12-31 | 3 | n/a | Hydro_Standard | Hydro | CAISO_Hydro | 0 | 1 | 0 | not relevant | 1 | 0
SEPV Boulevard 2 | SEPV_Boulevard_2 | SEPV Boulevard 2 | rps | SDGE | SDG&E | San Diego Gas and Electric | SDGE | CAISO | 2016-05-15 | 2050-12-31 | 2.9 | Solar PV - Ground mountSolar: Tracking (1 Axis) | 1axPV_sun | Solar_1Axis | CAISO_Solar | 1 | 2 | 0 | in old list | 1 | 0
ClrwatrFishHtch | ClrwatrFishHtch | Dworshak_Clearwater Fish Hatchery-HY1 | teppc | PNM | PNM | Public Service Company of New Mexico | PNM_EPE | SW | 1998-06-01 | 2030-04-15 | 2.9 | Hydro | Hydro_Standard | Hydro | SW_Hydro | 0 | 0 | 0 | teppc | 0 | 0
NEW_MGP 4C1_51696 | NEW_MGP_4C1_51696 | HLG-25 51696 | teppc | BCHA | BCHA | British Columbia Transmission Company | BCHA_AESO | Excluded | 1986-04-15 | 2030-01-01 | 2.9 | CT-NatGas-Industrial | CT_NG | CT | Excluded_Peaker | 0 | 0 | 0 | teppc | 0 | 0
MESAS_2_QF | MESAS_2_QF | MESA QFS | caiso | SCE | SCE | Southern California Edison | SCE | CAISO | 1983-01-01 | 2050-12-31 | 2.9 | n/a | Cogen_NG | Cogen | CAISO_CHP | 0 | 1 | 0 | not relevant | 1 | 0
Hat Creek Bioenergy, LLC | Hat_Creek_Bioenergy__LLC | Hat Creek Bioenergy, LLC | rps | PGE_Valley | PGE_Valley | Pacific Gas and Electric Valley | PGE_Valley | CAISO | 2020-06-15 | 2050-12-31 | 2.88 | Biomassnan | ST_Biomass | Biomass/Wood | CAISO_Biomass | 0 | 0 | 1 | not relevant | 1 | 0
MIRLOM_2_CORONA | MIRLOM_2_CORONA | MWD Corona Hydroelectric Recovery Plant | caiso | SCE | SCE | Southern California Edison | SCE | CAISO | 1987-01-01 | 2050-12-31 | 2.85 | n/a | Hydro_Standard | Hydro | CAISO_Hydro | 0 | 0 | 0 | not relevant | 0 | 0
MIRLOM_2_TEMESC | MIRLOM_2_TEMESC | MWD Temescal Hydroelectric Recovery Plan | caiso | SCE | SCE | Southern California Edison | SCE | CAISO | 1987-01-01 | 2050-12-31 | 2.85 | n/a | Hydro_Standard | Hydro | CAISO_Hydro | 0 | 0 | 0 | not relevant | 0 | 0
LittleWoodHydro | LittleWoodHydro | Little Wood Hydro Project-GEN1 | teppc | IPFE | IPFE | Idaho Far East | IPCO | NW | 1985-02-24 | 2050-12-31 | 2.85 | Hydro | Hydro_Standard | Hydro | NW_Hydro | 0 | 0 | 0 | teppc | 0 | 0
GOLETA_6_TAJIGS | GOLETA_6_TAJIGS | GOLETA_6_TAJIGS | caiso | SCE | SCE | Southern California Edison | SCE | CAISO | 2000-08-05 | 2050-12-31 | 2.84 | n/a | Biogas_ | Biogas_LandfillGas | CAISO_Biogas | 0 | 1 | 0 | not relevant | 1 | 0
Cypress_Creek_1 | Cypress_Creek_1 | Cypress Creek-1_Cypress Creek-1_IPP-CCH | teppc | BCHA | BCHA | British Columbia Transmission Company | BCHA_AESO | Excluded | 2009-04-24 | 2039-07-31 | 2.83 | Hydro | Hydro_Standard | Hydro | Excluded_Hydro | 0 | 0 | 0 | teppc | 0 | 0
CranberryCreekPower1 | CranberryCreekPower1 | Cranberry Creek Power-1_Cranberry Creek Power-1_IPP-SCB | teppc | BCHA | BCHA | British Columbia Transmission Company | BCHA_AESO | Excluded | 2008-02-09 | 2038-02-09 | 2.83 | Hydro | Hydro_Standard | Hydro | Excluded_Hydro | 0 | 0 | 0 | teppc | 0 | 0
CranberryCreekPower2 | CranberryCreekPower2 | Cranberry Creek Power-2_Cranberry Creek Power-2_IPP-SCB | teppc | BCHA | BCHA | British Columbia Transmission Company | BCHA_AESO | Excluded | 2008-02-09 | 2038-02-09 | 2.83 | Hydro | Hydro_Standard | Hydro | Excluded_Hydro | 0 | 0 | 0 | teppc | 0 | 0
CranberryCreekPower3 | CranberryCreekPower3 | Cranberry Creek Power-3_Cranberry Creek Power-3_IPP-SCB | teppc | BCHA | BCHA | British Columbia Transmission Company | BCHA_AESO | Excluded | 2008-02-09 | 2038-02-09 | 2.83 | Hydro | Hydro_Standard | Hydro | Excluded_Hydro | 0 | 0 | 0 | teppc | 0 | 0
S.CranberryCrk1 | S_CranberryCrk1 | S. Cranberry Creek-1_S. Cranberry Creek-1_IPP-SCB | teppc | BCHA | BCHA | British Columbia Transmission Company | BCHA_AESO | Excluded | 2008-02-09 | 2038-02-09 | 2.83 | Hydro | Hydro_Standard | Hydro | Excluded_Hydro | 0 | 0 | 0 | teppc | 0 | 0
S.CranberryCrk2 | S_CranberryCrk2 | S. Cranberry Creek-2_S. Cranberry Creek-2_IPP-SCB | teppc | BCHA | BCHA | British Columbia Transmission Company | BCHA_AESO | Excluded | 2008-02-09 | 2038-02-09 | 2.83 | Hydro | Hydro_Standard | Hydro | Excluded_Hydro | 0 | 0 | 0 | teppc | 0 | 0
S.CranberryCrk3 | S_CranberryCrk3 | S. Cranberry Creek-3_S. Cranberry Creek-3_IPP-SCB | teppc | BCHA | BCHA | British Columbia Transmission Company | BCHA_AESO | Excluded | 2008-02-09 | 2038-02-09 | 2.83 | Hydro | Hydro_Standard | Hydro | Excluded_Hydro | 0 | 0 | 0 | teppc | 0 | 0
TKOPWR_6_HYDRO | TKOPWR_6_HYDRO | Bear Creek Hydroelectric Project | caiso | PGE_Valley | PGE_Valley | Pacific Gas and Electric Valley | PGE_Valley | CAISO | 1986-01-15 | 2050-12-31 | 2.83 | n/a | Hydro_Standard | Hydro | CAISO_Hydro | 0 | 1 | 0 | not relevant | 1 | 0
CRESSY_1_PARKER | CRESSY_1_PARKER | PARKER POWERHOUSE | caiso | PGE_Valley | PGE_Valley | Pacific Gas and Electric Valley | PGE_Valley | CAISO | 1981-09-23 | 2050-12-31 | 2.83 | n/a | Hydro_Standard | Hydro | CAISO_Hydro | 0 | 1 | 0 | not relevant | 1 | 0
Eagle_Point_1 | Eagle_Point_1 | Eagle Point-1 | teppc | PACW | PACW | PacifiCorp – West | PACW | NW | 1957-11-01 | 2050-12-31 | 2.813 | Hydro | Hydro_Standard | Hydro | NW_Hydro | 0 | 0 | 0 | teppc | 0 | 0
COVERD_2_MCKHY1 | COVERD_2_MCKHY1 | Montgomery Creek Hydro | caiso | PGE_Valley | PGE_Valley | Pacific Gas and Electric Valley | PGE_Valley | CAISO | 1/1/1899 | 2050-12-31 | 2.8 | HYDRO_WATER | Hydro_Standard | Hydro | CAISO_Hydro | 0 | 0 | 1 | not relevant | 1 | 0
DoranTaylor2 | DoranTaylor2 | Doran Taylor-2_Doran Taylor-2_IPP-DTR | teppc | BCHA | BCHA | British Columbia Transmission Company | BCHA_AESO | Excluded | 1996-07-08 | 2036-07-08 | 2.8 | Hydro | Hydro_Standard | Hydro | Excluded_Hydro | 0 | 0 | 0 | teppc | 0 | 0
Spillimacheen_3 | Spillimacheen_3 | Spillimacheen-3_Spillimacheen-3_BCH-SPN | teppc | BCHA | BCHA | British Columbia Transmission Company | BCHA_AESO | Excluded | 1954-12-01 | 2033-03-31 | 2.8 | Hydro | Hydro_Standard | Hydro | Excluded_Hydro | 0 | 0 | 0 | teppc | 0 | 0
Haiwee 1 | Haiwee_1 | Haiwee 1 | teppc | LDWP | LDWP | Los Angeles Department of Water and Power | LADWP | LDWP | 1927-07-01 | 2050-12-31 | 2.8 | Hydro | Hydro_Standard | Hydro | LDWP_Hydro | 0 | 0 | 0 | teppc | 0 | 0
Hauser_HAU1 | Hauser_HAU1 | Hauser-HAU1 | teppc | CISC | CISC | Southern California Edison | SCE | CAISO | 1911-11-01 | 2050-12-31 | 2.8 | Hydro | Hydro_Standard | Hydro | CAISO_Hydro | 0 | 0 | 0 | teppc | 0 | 0
Hauser_HAU2 | Hauser_HAU2 | Hauser-HAU2 | teppc | CISC | CISC | Southern California Edison | SCE | CAISO | 1911-11-01 | 2050-12-31 | 2.8 | Hydro | Hydro_Standard | Hydro | CAISO_Hydro | 0 | 0 | 0 | teppc | 0 | 0
Hauser_HAU3 | Hauser_HAU3 | Hauser-HAU3 | teppc | CISC | CISC | Southern California Edison | SCE | CAISO | 1911-11-01 | 2050-12-31 | 2.8 | Hydro | Hydro_Standard | Hydro | CAISO_Hydro | 0 | 0 | 0 | teppc | 0 | 0
Hauser_HAU4 | Hauser_HAU4 | Hauser-HAU4 | teppc | CISC | CISC | Southern California Edison | SCE | CAISO | 1911-11-01 | 2050-12-31 | 2.8 | Hydro | Hydro_Standard | Hydro | CAISO_Hydro | 0 | 0 | 0 | teppc | 0 | 0
Hauser_HAU5 | Hauser_HAU5 | Hauser-HAU5 | teppc | CISC | CISC | Southern California Edison | SCE | CAISO | 1911-11-01 | 2050-12-31 | 2.8 | Hydro | Hydro_Standard | Hydro | CAISO_Hydro | 0 | 0 | 0 | teppc | 0 | 0
BishopCreek3-3 | BishopCreek3_3 | Bishop Creek 3-3 | teppc | CISC | CISC | Southern California Edison | SCE | CAISO | 1905-01-01 | 2050-12-31 | 2.79 | HydroRPS | Hydro_Standard | Hydro | CAISO_Hydro | 0 | 0 | 0 | teppc | 0 | 0
Borel2 | Borel2 | Borel-2 | teppc | CISC | CISC | Southern California Edison | SCE | CAISO | 1904-01-01 | 2050-12-31 | 2.75 | Hydro | Hydro_Standard | Hydro | CAISO_Hydro | 0 | 0 | 0 | teppc | 0 | 0
Minidoka_6 | Minidoka_6 | Minidoka-6 | teppc | IPMV | IPMV | Idaho Magic Valley | IPCO | NW | 1998-06-01 | 2050-12-31 | 2.7 | Hydro | Hydro_Standard | Hydro | NW_Hydro | 0 | 0 | 0 | teppc | 0 | 0
S_E_Hazelton2 | S_E_Hazelton2 | S E Hazelton A-GEN2 | teppc | IPFE | IPFE | Idaho Far East | IPCO | NW | 1990-04-26 | 2050-12-31 | 2.7 | Hydro | Hydro_Standard | Hydro | NW_Hydro | 0 | 0 | 0 | teppc | 0 | 0
S_E_Hazelton3 | S_E_Hazelton3 | S E Hazelton A-GEN3 | teppc | IPFE | IPFE | Idaho Far East | IPCO | NW | 1990-04-26 | 2050-12-31 | 2.7 | Hydro | Hydro_Standard | Hydro | NW_Hydro | 0 | 0 | 0 | teppc | 0 | 0
Siphon1 | Siphon1 | Siphon Power Project-GEN1 | teppc | PACW | PACW | PacifiCorp – West | PACW | NW | 1989-08-01 | 2050-12-31 | 2.7 | Hydro | Hydro_Standard | Hydro | NW_Hydro | 0 | 0 | 0 | teppc | 0 | 0
Siphon2 | Siphon2 | Siphon Power Project-GEN2 | teppc | BPAT | BPAT | Bonneville Power Administration – Transmission | BPAT | NW | 1989-08-01 | 2050-12-31 | 2.7 | Hydro | Hydro_Standard | Hydro | NW_Hydro | 0 | 0 | 0 | teppc | 0 | 0
Belly_River | Belly_River | CHD Belly River-1 | teppc | AESO | AESO | Alberta Electric System Operator | BCHA_AESO | Excluded | 1986-04-15 | 2050-12-01 | 2.7 | Hydro | Hydro_Standard | Hydro | Excluded_Hydro | 0 | 0 | 0 | teppc | 0 | 0
Waterton_Dam | Waterton_Dam | CHD Waterton Dam-1 | teppc | AESO | AESO | Alberta Electric System Operator | BCHA_AESO | Excluded | 1986-04-15 | 2050-12-01 | 2.7 | Hydro | Hydro_Standard | Hydro | Excluded_Hydro | 0 | 0 | 0 | teppc | 0 | 0
FeltHydro1 | FeltHydro1 | Felt Hydroelectric Plant-GEN1 | teppc | CISC | CISC | Southern California Edison | SCE | CAISO | 1985-12-01 | 2050-12-31 | 2.7 | Hydro | Hydro_Standard | Hydro | CAISO_Hydro | 0 | 0 | 0 | teppc | 0 | 0
FeltHydro2 | FeltHydro2 | Felt Hydroelectric Plant-GEN2 | teppc | CISC | CISC | Southern California Edison | SCE | CAISO | 1985-12-01 | 2050-12-31 | 2.7 | Hydro | Hydro_Standard | Hydro | CAISO_Hydro | 0 | 0 | 0 | teppc | 0 | 0
Haiwee 2 | Haiwee_2 | Haiwee 2 | teppc | LDWP | LDWP | Los Angeles Department of Water and Power | LADWP | LDWP | 1927-07-01 | 2050-12-31 | 2.7 | Hydro | Hydro_Standard | Hydro | LDWP_Hydro | 0 | 0 | 0 | teppc | 0 | 0
Faraday_3 | Faraday_3 | Faraday-3 | teppc | PGE | PGE | Portland General Electric Company | PortlandGE | NW | 1908-07-01 | 2050-12-31 | 2.7 | Hydro | Hydro_Standard | Hydro | NW_Hydro | 0 | 0 | 0 | teppc | 0 | 0
Payson_86_1 | Payson_86_1 | Payson-86-1 | teppc | PAUT | PAUT | Utah, PACE Utility | PACE | NW | 1988-06-01 | 2050-12-31 | 2.65 | ICE-NatGas | ICE_NG | ICE | NW_Peaker | 0 | 0 | 0 | teppc | 0 | 0
Payson_86_2 | Payson_86_2 | Payson-86-2 | teppc | PAUT | PAUT | Utah, PACE Utility | PACE | NW | 1988-06-01 | 2050-12-31 | 2.65 | ICE-NatGas | ICE_NG | ICE | NW_Peaker | 0 | 0 | 0 | teppc | 0 | 0
BishopCreek2-2 | BishopCreek2_2 | Bishop Creek 2-2 | teppc | CISC | CISC | Southern California Edison | SCE | CAISO | 1908-01-01 | 2050-12-31 | 2.65 | HydroRPS | Hydro_Standard | Hydro | CAISO_Hydro | 0 | 0 | 0 | teppc | 0 | 0
BishopCreek5-2 | BishopCreek5_2 | Bishop Creek 5-2 | teppc | CISC | CISC | Southern California Edison | SCE | CAISO | 1908-01-01 | 2050-12-31 | 2.65 | HydroRPS | Hydro_Standard | Hydro | CAISO_Hydro | 0 | 0 | 0 | teppc | 0 | 0
BirchCreek1 | BirchCreek1 | Birch Creek-1 | teppc | CISC | CISC | Southern California Edison | SCE | CAISO | 1984-11-01 | 2050-12-31 | 2.6 | Hydro | Hydro_Standard | Hydro | CAISO_Hydro | 0 | 0 | 0 | teppc | 0 | 0
TBLMTN_6_QF | TBLMTN_6_QF | SMALL QF AGGREGATION - PARADISE | caiso | PGE_Valley | PGE_Valley | Pacific Gas and Electric Valley | PGE_Valley | CAISO | 1983-01-01 | 2050-12-31 | 2.6 | n/a | Hydro_Standard | Hydro | CAISO_Hydro | 0 | 7 | 0 | not relevant | 1 | 0
PTLOMA_6_NTCCGN | PTLOMA_6_NTCCGN | AEI MCRD STEAM TURBINE | caiso | SDGE | SDGE | San Diego Gas and Electric | SDGE | CAISO | 1989-01-01 | 2050-12-31 | 2.58 | CCWhole-NatGas-Industrial | Cogen_NG | Cogen | CAISO_CHP | 0 | 0 | 0 | not relevant | 0 | 0
ETIWND_2_FONTNA | ETIWND_2_FONTNA | FONTANALYTLE CREEK POWERHOUSE P | caiso | SCE | SCE | Southern California Edison | SCE | CAISO | 1904-01-01 | 2050-12-31 | 2.56 | n/a | Hydro_Standard | Hydro | CAISO_Hydro | 0 | 2 | 0 | not relevant | 1 | 0
VLCNTR_6_VCSLR1 | VLCNTR_6_VCSLR1 | Valley Center 1 | caiso | SDGE | SDGE | San Diego Gas and Electric | SDGE | CAISO | 2013-12-31 | 2050-12-31 | 2.5 | n/a | PVgeneric_sun | Solar_Fixed | CAISO_Solar | 1 | 0 | 1 | old | 1 | 0
GRIDLY_6_SOLAR | GRIDLY_6_SOLAR | GRIDLEY MAIN TWO | caiso | PGE_Valley | PGE_Bay | Pacific Gas and Electric Bay | PGE_Bay | CAISO | 2013-04-01 | 2050-12-31 | 2.5 | n/a | PVgeneric_sun | Solar_Fixed | CAISO_Solar | 1 | 2 | 0 | in old list | 1 | 0
ETIWND_2_RTS023 | ETIWND_2_RTS023 | SPVP023 Fontana RT Solar | caiso | SCE | SCE | Southern California Edison | SCE | CAISO | 2013-01-16 | 2050-12-31 | 2.5 | n/a | PVgeneric_sun | Solar_Fixed | CAISO_Solar | 1 | 1 | 0 | in old list | 1 | 0
SBERDO_2_RTS005 | SBERDO_2_RTS005 | SPVP005 Redlands RT Solar | caiso | SCE | SCE | Southern California Edison | SCE | CAISO | 2012-11-24 | 2050-12-31 | 2.5 | n/a | PVgeneric_sun | Solar_Fixed | CAISO_Solar | 1 | 1 | 0 | in old list | 1 | 0
SBERDO_2_RTS007 | SBERDO_2_RTS007 | SPVP007 Redlands RT Solar | caiso | SCE | SCE | Southern California Edison | SCE | CAISO | 2012-11-24 | 2050-12-31 | 2.5 | n/a | PVgeneric_sun | Solar_Fixed | CAISO_Solar | 1 | 1 | 0 | in old list | 1 | 0
VACADX_1_SOLAR | VACADX_1_SOLAR |  | caiso | PGE_Valley | PGE_Valley | Pacific Gas and Electric Valley | PGE_Valley | CAISO | 2009-12-23 | 2050-12-31 | 2.5 | n/a | PVgeneric_sun | Solar_Fixed | CAISO_Solar | 1 | 0 | 1 | old | 1 | 0
Payson_86_3 | Payson_86_3 | Payson-86-3 | teppc | PAUT | PAUT | Utah, PACE Utility | PACE | NW | 1995-08-01 | 2050-12-31 | 2.5 | ICE-NatGas | ICE_NG | ICE | NW_Peaker | 0 | 0 | 0 | teppc | 0 | 0
MCCALL_1_QF | MCCALL_1_QF | SMALL QF AGGREGATION - FRESNO | caiso | PGE_Valley | PGE_Valley | Pacific Gas and Electric Valley | PGE_Valley | CAISO | 1990-01-01 | 2050-12-31 | 2.5 | n/a | Hydro_Standard | Hydro | CAISO_Hydro | 0 | 2 | 0 | not relevant | 1 | 0
KANAKA_1_UNIT | KANAKA_1_UNIT | KANAKA | caiso | PGE_Valley | PGE_Valley | Pacific Gas and Electric Valley | PGE_Valley | CAISO | 1989-02-13 | 2050-12-31 | 2.5 | n/a | Hydro_Standard | Hydro | CAISO_Hydro | 0 | 1 | 0 | not relevant | 1 | 0
WRGHTP_7_AMENGY | WRGHTP_7_AMENGY | SMALL QF AGGREGATION - LOS BANOS | caiso | PGE_Valley | PGE_Valley | Pacific Gas and Electric Valley | PGE_Valley | CAISO | 1986-02-01 | 2050-12-31 | 2.5 |  | Hydro_Standard | Hydro | CAISO_Hydro | 0 | 0 | 0 | not relevant | 0 | 0
RICHMN_7_BAYENV | RICHMN_7_BAYENV | BAY ENVIRONMENTAL (NOVE POWER) | caiso | PGE_Bay | PGE_Bay | Pacific Gas and Electric Bay | PGE_Bay | CAISO | 1985-01-01 | 2050-12-31 | 2.5 | n/a | Biogas_ | Biogas_LandfillGas | CAISO_Biogas | 0 | 1 | 0 | not relevant | 1 | 0
YakamaDrop2 | YakamaDrop2 | Yakama Drop 2-1 | teppc | PNM | PNM | Public Service Company of New Mexico | PNM_EPE | SW | 1942-08-01 | 2050-12-31 | 2.5 | Hydro | Hydro_Standard | Hydro | SW_Hydro | 0 | 0 | 0 | teppc | 0 | 0
SPRGVL_2_TULESC | SPRGVL_2_TULESC | TULE RIVER HYDRO PLANT (SCE) | caiso | SCE | SCE | Southern California Edison | SCE | CAISO | 1909-01-01 | 2050-12-31 | 2.5 | n/a | Hydro_Standard | Hydro | CAISO_Hydro | 0 | 1 | 0 | not relevant | 1 | 0
CrystalSprings | CrystalSprings | Crystal Springs-GEN1 | teppc | IPFE | IPFE | Idaho Far East | IPCO | NW | 1986-04-01 | 2050-12-31 | 2.44 | Hydro | Hydro_Standard | Hydro | NW_Hydro | 0 | 0 | 0 | teppc | 0 | 0
BishopCreek2-3 | BishopCreek2_3 | Bishop Creek 2-3 | teppc | CISC | CISC | Southern California Edison | SCE | CAISO | 1908-01-01 | 2050-12-31 | 2.43 | HydroRPS | Hydro_Standard | Hydro | CAISO_Hydro | 0 | 0 | 0 | teppc | 0 | 0
Cameron | Cameron | Cameron | rps | SDGE | SDG&E | San Diego Gas and Electric | SDGE | CAISO | 2020-03-31 | 2050-12-31 | 2.4 | Solar PV - Ground mountSolar: Fixed Tilt | FixedPV_sun | Solar_Fixed | CAISO_Solar | 1 | 0 | 1 | new | 1 | 0
BUCKWD_1_NPALM1 | BUCKWD_1_NPALM1 | North Palm Springs 1A | caiso | SCE | SCE | Southern California Edison | SCE | CAISO | 2012-04-02 | 2050-12-31 | 2.4 | n/a | PVgeneric_sun | Solar_Fixed | CAISO_Solar | 1 | 1 | 0 | in old list | 1 | 0
Hauer_Creek_1 | Hauer_Creek_1 | Hauer Creek-1_Hauer Creek-1_IPP-HAC | teppc | BCHA | BCHA | British Columbia Transmission Company | BCHA_AESO | Excluded | 2007-06-15 | 2047-04-30 | 2.4 | Hydro | Hydro_Standard | Hydro | Excluded_Hydro | 0 | 0 | 0 | teppc | 0 | 0
ElmworthG9_9 | ElmworthG9_9 | ElmworthG9-9 | teppc | BCHA | BCHA | British Columbia Transmission Company | BCHA_AESO | Excluded | 2004-12-01 | 2050-12-01 | 2.4 | CT-NatGas-Industrial | CT_NG | CT | Excluded_Peaker | 0 | 0 | 0 | teppc | 0 | 0
ElmworthG8_8 | ElmworthG8_8 | ElmworthG8-8 | teppc | AESO | AESO | Alberta Electric System Operator | BCHA_AESO | Excluded | 2004-11-01 | 2050-12-01 | 2.4 | CT-NatGas-Industrial | CT_NG | CT | Excluded_Peaker | 0 | 0 | 0 | teppc | 0 | 0
ElmworthG7_7 | ElmworthG7_7 | ElmworthG7-7 | teppc | AESO | AESO | Alberta Electric System Operator | BCHA_AESO | Excluded | 2004-02-01 | 2050-12-01 | 2.4 | CT-NatGas-Industrial | CT_NG | CT | Excluded_Peaker | 0 | 0 | 0 | teppc | 0 | 0
ElmworthG6_6 | ElmworthG6_6 | ElmworthG6-6 | teppc | AESO | AESO | Alberta Electric System Operator | BCHA_AESO | Excluded | 2003-07-01 | 2050-12-01 | 2.4 | CT-NatGas-Industrial | CT_NG | CT | Excluded_Peaker | 0 | 0 | 0 | teppc | 0 | 0
ElmworthG5_5 | ElmworthG5_5 | ElmworthG5-5 | teppc | AESO | AESO | Alberta Electric System Operator | BCHA_AESO | Excluded | 2001-09-01 | 2050-12-01 | 2.4 | CT-NatGas-Industrial | CT_NG | CT | Excluded_Peaker | 0 | 0 | 0 | teppc | 0 | 0
Big Pine | Big_Pine | Big Pine Hydro 1 | teppc | LDWP | LDWP | Los Angeles Department of Water and Power | LADWP | LDWP | 1925-07-01 | 2050-12-31 | 2.4 | Hydro | Hydro_Standard | Hydro | LDWP_Hydro | 0 | 1 | 0 | teppc | 1 | 0
BishopCreek3-2 | BishopCreek3_2 | Bishop Creek 3-2 | teppc | CISC | CISC | Southern California Edison | SCE | CAISO | 1905-01-01 | 2050-12-31 | 2.37 | HydroRPS | Hydro_Standard | Hydro | CAISO_Hydro | 0 | 0 | 0 | teppc | 0 | 0
VLCNTR_6_VCSLR | VLCNTR_6_VCSLR | Cole Grade | caiso | SDGE | SDGE | San Diego Gas and Electric | SDGE | CAISO | 1/1/1899 | 2050-12-31 | 2.33 | PHOTO VOLTAIC_SUN | PVgeneric_sun | Solar_Fixed | CAISO_Solar | 1 | 1 | 0 | in old list | 1 | 0
NEW_NLV 4C1_80692 | NEW_NLV_4C1_80692 | NLV 4C1 80692 | teppc | BCHA | BCHA | British Columbia Transmission Company | BCHA_AESO | Excluded | 1986-04-15 | 2030-01-01 | 2.3 | CT-NatGas-Industrial | CT_NG | CT | Excluded_Peaker | 0 | 0 | 0 | teppc | 0 | 0
St_Marys_Dam | St_Marys_Dam | CHD St Marys Dam-1 | teppc | AESO | AESO | Alberta Electric System Operator | BCHA_AESO | Excluded | 1986-04-15 | 2050-12-01 | 2.3 | Hydro | Hydro_Standard | Hydro | Excluded_Hydro | 0 | 0 | 0 | teppc | 0 | 0
Potholes_East | Potholes_East | Potholes East Canal 66.0-1 | teppc | BPAT | BPAT | Bonneville Power Administration – Transmission | BPAT | NW | 1985-03-01 | 2050-12-31 | 2.3 | Hydro | Hydro_Standard | Hydro | NW_Hydro | 0 | 0 | 0 | teppc | 0 | 0
Cedar_Draw_1 | Cedar_Draw_1 | Cedar Draw-1 | teppc | IPFE | IPFE | Idaho Far East | IPCO | NW | 1984-06-01 | 2030-04-15 | 2.3 | Hydro | Hydro_Standard | Hydro | NW_Hydro | 0 | 0 | 0 | teppc | 0 | 0
PointLoma1 | PointLoma1 | Point Loma 1_POINT LOMA WASTEWATER TREATMENT PLANT-1_CABRILLO_Point Loma | teppc | CISC | CISC | Southern California Edison | SCE | CAISO | 1985-01-01 | 2050-12-31 | 2.29 | Bio-ICE | ICE_Biomass | Biomass/Wood | CAISO_Biomass | 0 | 0 | 0 | teppc | 0 | 0
PointLoma2 | PointLoma2 | Point Loma 2_POINT LOMA WASTEWATER TREATMENT PLANT-1 | teppc | CISC | CISC | Southern California Edison | SCE | CAISO | 1985-01-01 | 2050-12-31 | 2.29 | Bio-ICE | ICE_Biomass | Biomass/Wood | CAISO_Biomass | 0 | 0 | 0 | teppc | 0 | 0
Santa Barbara County Public Works Department | Santa_Barbara_County_Public_Works_Department | Santa Barbara County Public Works Department | rps | PGE_Valley | SCE | Southern California Edison | SCE | CAISO | 2019-11-29 | 2050-12-31 | 2.274 | Biogasnan | ST_Biomass | Biogas_LandfillGas | CAISO_Biogas | 0 | 0 | 1 | not relevant | 1 | 0
CHILLS_7_UNITA1 | CHILLS_7_UNITA1 | Sycamore Energy 2 | caiso | SDGE | SDGE | San Diego Gas and Electric | SDGE | CAISO | 2004-07-14 | 2050-12-31 | 2.25 | n/a | Cogen_NG | Cogen | CAISO_CHP | 0 | 1 | 0 | not relevant | 1 | 0
RECTOR_2_KAWH 1 | RECTOR_2_KAWH_1 | KAWEAH PH 1 UNIT 1 | caiso | SCE | SCE | Southern California Edison | SCE | CAISO | 1929-01-01 | 2050-12-31 | 2.25 | n/a | Hydro_Standard | Hydro | CAISO_Hydro | 0 | 1 | 0 | not relevant | 1 | 0
New Hogan 1 | New_Hogan_1 | New Hogan GEN1 | teppc | BANC | BANC | Balancing Authority of Northern California | SMUD | BANC | 1986-04-15 | 2050-12-31 | 2.2 | Hydro | Hydro_Standard | Hydro | BANC_Hydro | 0 | 0 | 0 | teppc | 0 | 0
New Hogan 2 | New_Hogan_2 | New Hogan GEN2 | teppc | BANC | BANC | Balancing Authority of Northern California | SMUD | BANC | 1986-04-15 | 2050-12-31 | 2.2 | Hydro | Hydro_Standard | Hydro | BANC_Hydro | 0 | 0 | 0 | teppc | 0 | 0
Eltopia_Branch | Eltopia_Branch | Eltopia Branch Canal 4.6-1 | teppc | BPAT | BPAT | Bonneville Power Administration – Transmission | BPAT | NW | 1983-05-01 | 2050-12-31 | 2.2 | Hydro | Hydro_Standard | Hydro | NW_Hydro | 0 | 0 | 0 | teppc | 0 | 0
Post_Falls_5 | Post_Falls_5 | Post Falls-5 | teppc | AVA | AVA | Avista Corp. | BPAT | NW | 1908-08-01 | 2050-12-31 | 2.2 | Hydro | Hydro_Standard | Hydro | NW_Hydro | 0 | 0 | 0 | teppc | 0 | 0
Madison_MAD4 | Madison_MAD4 | Madison-MAD4 | teppc | CISC | CISC | Southern California Edison | SCE | CAISO | 1908-07-01 | 2050-12-31 | 2.2 | Hydro | Hydro_Standard | Hydro | CAISO_Hydro | 0 | 0 | 0 | teppc | 0 | 0
Post_Falls_1 | Post_Falls_1 | Post Falls-1 | teppc | AVA | AVA | Avista Corp. | BPAT | NW | 1907-12-01 | 2050-12-31 | 2.2 | Hydro | Hydro_Standard | Hydro | NW_Hydro | 0 | 0 | 0 | teppc | 0 | 0
Post_Falls_4 | Post_Falls_4 | Post Falls-4 | teppc | AVA | AVA | Avista Corp. | BPAT | NW | 1906-11-01 | 2050-12-31 | 2.2 | Hydro | Hydro_Standard | Hydro | NW_Hydro | 0 | 0 | 0 | teppc | 0 | 0
Madison_MAD1 | Madison_MAD1 | Madison-MAD1 | teppc | CISC | CISC | Southern California Edison | SCE | CAISO | 1906-09-01 | 2050-12-31 | 2.2 | Hydro | Hydro_Standard | Hydro | CAISO_Hydro | 0 | 0 | 0 | teppc | 0 | 0
Madison_MAD2 | Madison_MAD2 | Madison-MAD2 | teppc | CISC | CISC | Southern California Edison | SCE | CAISO | 1906-09-01 | 2050-12-31 | 2.2 | Hydro | Hydro_Standard | Hydro | CAISO_Hydro | 0 | 0 | 0 | teppc | 0 | 0
Madison_MAD3 | Madison_MAD3 | Madison-MAD3 | teppc | CISC | CISC | Southern California Edison | SCE | CAISO | 1906-09-01 | 2050-12-31 | 2.2 | Hydro | Hydro_Standard | Hydro | CAISO_Hydro | 0 | 0 | 0 | teppc | 0 | 0
Post_Falls_3 | Post_Falls_3 | Post Falls-3 | teppc | AVA | AVA | Avista Corp. | BPAT | NW | 1906-08-01 | 2050-12-31 | 2.2 | Hydro | Hydro_Standard | Hydro | NW_Hydro | 0 | 0 | 0 | teppc | 0 | 0
Post_Falls_2 | Post_Falls_2 | Post Falls-2 | teppc | AVA | AVA | Avista Corp. | BPAT | NW | 1906-07-01 | 2050-12-31 | 2.2 | Hydro | Hydro_Standard | Hydro | NW_Hydro | 0 | 0 | 0 | teppc | 0 | 0
Fall_Creek_1 | Fall_Creek_1 | Fall Creek-1 | teppc | PACW | PACW | PacifiCorp – West | PACW | NW | 1903-09-01 | 2050-12-31 | 2.2 | HydroRPS | Hydro_Standard | Hydro | NW_Hydro | 0 | 0 | 0 | teppc | 0 | 0
SAUGUS_6_QF | SAUGUS_6_QF | SAUGUS QFS | caiso | SCE | SCE | Southern California Edison | SCE | CAISO | 1987-01-01 | 2050-12-31 | 2.19 | n/a | Cogen_NG | Cogen | CAISO_CHP | 0 | 2 | 0 | not relevant | 1 | 0
BishopCreek5-1 | BishopCreek5_1 | Bishop Creek 5-1 | teppc | CISC | CISC | Southern California Edison | SCE | CAISO | 1908-01-01 | 2050-12-31 | 2.12 | HydroRPS | Hydro_Standard | Hydro | CAISO_Hydro | 0 | 0 | 0 | teppc | 0 | 0
PWEST_1_UNIT | PWEST_1_UNIT | PACIFIC WEST 1 WIND GENERATION | caiso | SCE | SCE | Southern California Edison | SCE | CAISO | 1/1/1899 | 2050-12-31 | 2.1 | n/a | wind_onshorewind | Wind | CAISO_Wind | 1 | 1 | 0 | in old list | 1 | 0
ESQUON_6_LNDFIL | ESQUON_6_LNDFIL | Neal Road Landfill Generating Facility | caiso | PGE_Valley | PGE_Valley | Pacific Gas and Electric Valley | PGE_Valley | CAISO | 2012-09-27 | 2050-12-31 | 2.1 | n/a | Biogas_ | Biogas_LandfillGas | CAISO_Biogas | 0 | 1 | 0 | not relevant | 1 | 0
LateralVentures | LateralVentures | Lateral 10 Ventures-GEN1 | teppc | IPFE | IPFE | Idaho Far East | IPCO | NW | 1985-05-04 | 2050-12-31 | 2.06 | Hydro | Hydro_Standard | Hydro | NW_Hydro | 0 | 0 | 0 | teppc | 0 | 0
COVERD_2_RCKHY1 | COVERD_2_RCKHY1 | ROARING CREEK | caiso | PGE_Valley | PGE_Valley | Pacific Gas and Electric Valley | PGE_Valley | CAISO | 1/1/1899 | 2050-12-31 | 2 | HYDRO_WATER | Hydro_Standard | Hydro | CAISO_Hydro | 0 | 0 | 1 | not relevant | 1 | 0
DELAMO_2_SOLAR6 | DELAMO_2_SOLAR6 | Freeway Springs | caiso | SCE | SCE | Southern California Edison | SCE | CAISO | 1/1/1899 | 2050-12-31 | 2 | PVgeneric_sun | PVgeneric_sun | Solar_Fixed | CAISO_Solar | 1 | 1 | 0 | in old list | 1 | 0
ETIWND_2_SOLAR5 | ETIWND_2_SOLAR5 | Dulles | caiso | SCE | SCE | Southern California Edison | SCE | CAISO | 1/1/1899 | 2050-12-31 | 2 | PVgeneric_sun | PVgeneric_sun | Solar_Fixed | CAISO_Solar | 1 | 1 | 0 | in old list | 1 | 0
HATLOS_6_BWDHY1 | HATLOS_6_BWDHY1 | Bidwell Ditch | caiso | PGE_Bay | PGE_Bay | Pacific Gas and Electric Bay | PGE_Bay | CAISO | 1/1/1899 | 2050-12-31 | 2 | HYDRO_WATER | Hydro_Standard | Hydro | CAISO_Hydro | 0 | 0 | 1 | not relevant | 1 | 0
LITLRK_6_SOLAR3 | LITLRK_6_SOLAR3 | One Ten Partners | caiso | SCE | SCE | Southern California Edison | SCE | CAISO | 1/1/1899 | 2050-12-31 | 2 | PVgeneric_sun | PVgeneric_sun | Solar_Fixed | CAISO_Solar | 1 | 0 | 1 | new | 1 | 0
PRCTVY_1_MIGBT1 | PRCTVY_1_MIGBT1 |  | caiso | SDGE | SDGE | San Diego Gas and Electric | SDGE | CAISO | 1/1/1899 | 2050-12-31 | 2 |  |  |  | blank | 0 | 0 | 1 | not relevant | 1 | 0
RICHMN_1_SOLAR | RICHMN_1_SOLAR | Chevron 2 | caiso | PGE_Bay | PGE_Bay | Pacific Gas and Electric Bay | PGE_Bay | CAISO | 1/1/1899 | 2050-12-31 | 2 | PVgeneric_sun | PVgeneric_sun | Solar_Fixed | CAISO_Solar | 1 | 0 | 1 | new | 1 | 0
SANTGO_2_MABBT1 | SANTGO_2_MABBT1 | Millikan Avenue BESS | caiso | SCE | SCE | Southern California Edison | SCE | CAISO | 1/1/1899 | 2050-12-31 | 2 | OTHER_LESR | Battery_ | Battery Storage | CAISO_Li_Battery | 0 | 0 | 1 | not relevant | 1 | 0
North Fork Community Power | North_Fork_Community_Power | North Fork Community Power | rps | PGE_Valley | PGE_Valley | Pacific Gas and Electric Valley | PGE_Valley | CAISO | 2019-07-30 | 2050-12-31 | 2 | Biomassnan | ST_Biomass | Biomass/Wood | CAISO_Biomass | 0 | 0 | 1 | not relevant | 1 | 0
Diamond H Dairy Power | Diamond_H_Dairy_Power | Diamond H Dairy Power | rps | PGE_Valley | PGE_Valley | Pacific Gas and Electric Valley | PGE_Valley | CAISO | 2019-07-01 | 2050-12-31 | 2 | Digester gasnan | Biogas_ | Biogas_LandfillGas | CAISO_Biogas | 0 | 0 | 1 | not relevant | 1 | 0
HENRTA_6_SOLAR2 | HENRTA_6_SOLAR2 | Westside Solar Power PV1 | caiso | PGE_Valley | PGE_Valley | Pacific Gas and Electric Valley | PGE_Valley | CAISO | 2016-05-07 | 2050-12-31 | 2 | n/a | PVgeneric_sun | Solar_Fixed | CAISO_Solar | 1 | 0 | 1 | old | 1 | 0
OCI Solar Lakeside | OCI_Solar_Lakeside | OCI Solar Lakeside | rps | SDGE | SDG&E | San Diego Gas and Electric | SDGE | CAISO | 2016-03-28 | 2050-12-31 | 2 | Solar PV - Ground mountSolar: Tracking (2 Axis) | 2axPV_sun | Solar_2Axis | CAISO_Solar | 1 | 1 | 0 | in old list | 1 | 0
LITLRK_6_SOLAR2 | LITLRK_6_SOLAR2 | Palmdale 18 | caiso | SCE | SCE | Southern California Edison | SCE | CAISO | 2016-01-13 | 2050-12-31 | 2 | n/a | PVgeneric_sun | Solar_Fixed | CAISO_Solar | 1 | 1 | 0 | in old list | 1 | 0
VICTOR_1_EXSLRA | VICTOR_1_EXSLRA | Expressway Solar A | caiso | SCE | SCE | Southern California Edison | SCE | CAISO | 2014-05-07 | 2050-12-31 | 2 | n/a | PVgeneric_sun | Solar_Fixed | CAISO_Solar | 1 | 1 | 0 | in old list | 1 | 0
VICTOR_1_EXSLRB | VICTOR_1_EXSLRB | Expressway Solar B | caiso | SCE | SCE | Southern California Edison | SCE | CAISO | 2014-05-07 | 2050-12-31 | 2 | n/a | PVgeneric_sun | Solar_Fixed | CAISO_Solar | 1 | 1 | 0 | in old list | 1 | 0
OLDRIV_6_BIOGAS | OLDRIV_6_BIOGAS | Bidart Old River 1 | caiso | PGE_Valley | PGE_Valley | Pacific Gas and Electric Valley | PGE_Valley | CAISO | 2014-03-10 | 2050-12-31 | 2 | n/a | Biogas_ | Biogas_LandfillGas | CAISO_Biogas | 0 | 1 | 0 | not relevant | 1 | 0
CRELMN_6_RAMON1 | CRELMN_6_RAMON1 | Ramona 1 | caiso | SDGE | SDGE | San Diego Gas and Electric | SDGE | CAISO | 2013-12-31 | 2050-12-31 | 2 | n/a | PVgeneric_sun | Solar_Fixed | CAISO_Solar | 1 | 1 | 0 | in old list | 1 | 0
ETIWND_2_RTS027 | ETIWND_2_RTS027 | SPVP027 | caiso | SCE | SCE | Southern California Edison | SCE | CAISO | 2013-06-17 | 2050-12-31 | 2 | n/a | PVgeneric_sun | Solar_Fixed | CAISO_Solar | 1 | 1 | 0 | in old list | 1 | 0
FlintCreek | FlintCreek | Flint Creek Hydroelectric-1 | teppc | CISC | CISC | Southern California Edison | SCE | CAISO | 2013-03-01 | 2050-12-31 | 2 | Hydro | Hydro_Standard | Hydro | CAISO_Hydro | 0 | 0 | 0 | teppc | 0 | 0
DEVERS_1_SEPV05 | DEVERS_1_SEPV05 | SEPV 5 | caiso | SCE | SCE | Southern California Edison | SCE | CAISO | 2012-05-10 | 2050-12-31 | 2 | n/a | PVgeneric_sun | Solar_Fixed | CAISO_Solar | 1 | 1 | 0 | in old list | 1 | 0
LITLRK_6_SEPV01 | LITLRK_6_SEPV01 | Gestamp Solar 1 | caiso | SCE | SCE | Southern California Edison | SCE | CAISO | 2012-05-08 | 2050-12-31 | 2 | n/a | PVgeneric_sun | Solar_Fixed | CAISO_Solar | 1 | 1 | 0 | in old list | 1 | 0
RockCreekDairy1 | RockCreekDairy1 | Rock Creek Dairy-CHP1 | teppc | IPFE | IPFE | Idaho Far East | IPCO | NW | 2012-05-01 | 2050-12-31 | 2 | Bio-ICE | ICE_Biomass | Biomass/Wood | NW_Biomass | 0 | 0 | 0 | teppc | 0 | 0
RockCreekDairy2 | RockCreekDairy2 | Rock Creek Dairy-CHP2 | teppc | IPFE | IPFE | Idaho Far East | IPCO | NW | 2012-05-01 | 2050-12-31 | 2 | Bio-ICE | ICE_Biomass | Biomass/Wood | NW_Biomass | 0 | 0 | 0 | teppc | 0 | 0
Barr_Creek_1 | Barr_Creek_1 | Barr Creek-1_Barr Creek-1_IPP-BAC | teppc | BCHA | BCHA | British Columbia Transmission Company | BCHA_AESO | Excluded | 2012-02-02 | 2052-02-01 | 2 | Hydro | Hydro_Standard | Hydro | Excluded_Hydro | 0 | 0 | 0 | teppc | 0 | 0
Barr_Creek_2 | Barr_Creek_2 | Barr Creek-2_Barr Creek-2_IPP-BAC | teppc | BCHA | BCHA | British Columbia Transmission Company | BCHA_AESO | Excluded | 2012-02-02 | 2052-02-01 | 2 | Hydro | Hydro_Standard | Hydro | Excluded_Hydro | 0 | 0 | 0 | teppc | 0 | 0
N_FORK | N_FORK | N_FORK | teppc | TPWR | TPWR | Tacoma Power | BPAT | NW | 2012-01-01 | 2050-12-31 | 2 | HYDRO | Hydro_Standard | Hydro | NW_Hydro | 0 | 0 | 0 | teppc | 0 | 0
N_FORK2 | N_FORK2 | N_FORK | teppc | TPWR | TPWR | Tacoma Power | BPAT | NW | 2012-01-01 | 2050-12-31 | 2 | HYDRO | Hydro_Standard | Hydro | NW_Hydro | 0 | 0 | 0 | teppc | 0 | 0
Albuquerque PV | Albuquerque_PV | Albuquerque Solar Energy Center (Reeves) ASEC1 | teppc | PNM | PNM | Public Service Company of New Mexico | PNM_EPE | SW | 2011-04-08 | 2050-12-31 | 2 | SolarPV-NonTracking | FixedPV_sun | Solar_Fixed | SW_Solar | 0 | 0 | 0 | teppc | 0 | 0
SBERDO_2_REDLND | SBERDO_2_REDLND | Redlands RT Solar | caiso | SCE | SCE | Southern California Edison | SCE | CAISO | 2011-03-23 | 2050-12-31 | 2 | n/a | PVgeneric_sun | Solar_Fixed | CAISO_Solar | 1 | 1 | 0 | in old list | 1 | 0
HurricaneCityPwr8 | HurricaneCityPwr8 | Hurricane City Power-8 | teppc | IPFE | IPFE | Idaho Far East | IPCO | NW | 2007-05-01 | 2050-12-31 | 2 | ICE-NatGas | ICE_NG | ICE | NW_Peaker | 0 | 0 | 0 | teppc | 0 | 0
HurricaneCityPwr9 | HurricaneCityPwr9 | Hurricane City Power-9 | teppc | IPFE | IPFE | Idaho Far East | IPCO | NW | 2007-05-01 | 2050-12-31 | 2 | ICE-NatGas | ICE_NG | ICE | NW_Peaker | 0 | 0 | 0 | teppc | 0 | 0
CSTRVL_7_QFUNTS | CSTRVL_7_QFUNTS | Castroville QF Aggregate | caiso | PGE_Valley | PGE_Valley | Pacific Gas and Electric Valley | PGE_Valley | CAISO | 2006-06-01 | 2050-12-31 | 2 | n/a | Cogen_NG | Cogen | CAISO_CHP | 0 | 1 | 0 | not relevant | 1 | 0
HurricaneCityPwr5 | HurricaneCityPwr5 | Hurricane City Power-5 | teppc | IPFE | IPFE | Idaho Far East | IPCO | NW | 2004-07-01 | 2050-12-31 | 2 | ICE-NatGas | ICE_NG | ICE | NW_Peaker | 0 | 0 | 0 | teppc | 0 | 0
Hillcrest PS | Hillcrest_PS | Hillcrest Pump Station GEN1 | teppc | PSCO | PSCO | Public Service Company of Colorado | PSCO | Excluded | 2004-01-01 | 2050-12-31 | 2 | Hydro | Hydro_Standard | Hydro | Excluded_Hydro | 0 | 0 | 0 | teppc | 0 | 0
Minnehik_1B_1 | Minnehik_1B_1 | Minnehik 1B-1 | teppc | AESO | AESO | Alberta Electric System Operator | BCHA_AESO | Excluded | 2001-09-01 | 2050-12-01 | 2 | CT-NatGas-Industrial | CT_NG | CT | Excluded_Peaker | 0 | 0 | 0 | teppc | 0 | 0
Payson_86_4 | Payson_86_4 | Payson-86-4 | teppc | PAUT | PAUT | Utah, PACE Utility | PACE | NW | 1995-04-01 | 2050-12-31 | 2 | ICE-NatGas | ICE_NG | ICE | NW_Peaker | 0 | 0 | 0 | teppc | 0 | 0
DEADCK_1_UNIT | DEADCK_1_UNIT | DEADCK_1_UNIT | caiso | PGE_Valley | PGE_Valley | Pacific Gas and Electric Valley | PGE_Valley | CAISO | 1990-01-29 | 2050-12-31 | 2 | n/a | Hydro_Standard | Hydro | CAISO_Hydro | 0 | 1 | 0 | not relevant | 1 | 0
MichellButte | MichellButte | Mitchell Butte Power Project-GEN1 | teppc | IPTV | IPTV | Idaho Treasure Valley | IPCO | NW | 1989-05-18 | 2050-12-31 | 2 | Hydro | Hydro_Standard | Hydro | NW_Hydro | 0 | 0 | 0 | teppc | 0 | 0
Elk_Creek | Elk_Creek | El Dorado Hydro Elk Creek-GEN1 | teppc | CISC | CISC | Southern California Edison | SCE | CAISO | 1986-05-16 | 2050-12-31 | 2 | Hydro | Hydro_Standard | Hydro | CAISO_Hydro | 0 | 0 | 0 | teppc | 0 | 0
MiddleForkIrrD1 | MiddleForkIrrD1 | Middle Fork Irrigation District-GEN1 | teppc | BPAT | BPAT | Bonneville Power Administration – Transmission | BPAT | NW | 1986-03-01 | 2050-12-31 | 2 | Hydro | Hydro_Standard | Hydro | NW_Hydro | 0 | 0 | 0 | teppc | 0 | 0
SouthDryCreekHydro1 | SouthDryCreekHydro1 | South Dry Creek Hydro-1 | teppc | IPFE | IPFE | Idaho Far East | IPCO | NW | 1985-09-01 | 2050-12-31 | 2 | Hydro | Hydro_Standard | Hydro | NW_Hydro | 0 | 0 | 0 | teppc | 0 | 0
TESLA_1_QF | TESLA_1_QF | SMALL QF AGGREGATION - STOCKTON | caiso | PGE_Valley | PGE_Valley | Pacific Gas and Electric Valley | PGE_Valley | CAISO | 1982-01-01 | 2050-12-31 | 2 | n/a | Cogen_NG | Cogen | CAISO_CHP | 0 | 3 | 0 | not relevant | 1 | 0
MSSION_2_QF | MSSION_2_QF | SMALL QF AGGREGATION - SAN DIEGO | caiso | SDGE | SDGE | San Diego Gas and Electric | SDGE | CAISO | 1980-01-01 | 2050-12-31 | 2 | n/a | Unknown | None | CAISO_Unknown | 0 | 1 | 0 | not relevant | 1 | 0
MoyieSprings1 | MoyieSprings1 | Moyie Springs-1 | teppc | BPAT | BPAT | Bonneville Power Administration – Transmission | BPAT | NW | 1941-12-01 | 2050-12-31 | 2 | Hydro | Hydro_Standard | Hydro | NW_Hydro | 0 | 0 | 0 | teppc | 0 | 0
PHOENX_1_UNIT | PHOENX_1_UNIT | PHOENIX PH | caiso | PGE_Valley | PGE_Valley | Pacific Gas and Electric Valley | PGE_Valley | CAISO | 1940-01-01 | 2050-12-31 | 2 | n/a | Hydro_Standard | Hydro | CAISO_Hydro | 0 | 1 | 0 | not relevant | 1 | 0
Upriver_Dam1 | Upriver_Dam1 | Upriver Dam Hydro Plant-GEN1 | teppc | AVA | AVA | Avista Corp. | BPAT | NW | 1936-01-01 | 2050-12-31 | 2 | Hydro | Hydro_Standard | Hydro | NW_Hydro | 0 | 0 | 0 | teppc | 0 | 0
Upriver_Dam2 | Upriver_Dam2 | Upriver Dam Hydro Plant-GEN2 | teppc | AVA | AVA | Avista Corp. | BPAT | NW | 1936-01-01 | 2050-12-31 | 2 | Hydro | Hydro_Standard | Hydro | NW_Hydro | 0 | 0 | 0 | teppc | 0 | 0
Upriver_Dam3 | Upriver_Dam3 | Upriver Dam Hydro Plant-GEN3 | teppc | AVA | AVA | Avista Corp. | BPAT | NW | 1936-01-01 | 2050-12-31 | 2 | Hydro | Hydro_Standard | Hydro | NW_Hydro | 0 | 0 | 0 | teppc | 0 | 0
COWCRK_2_UNIT | COWCRK_2_UNIT | Cow Creek Hydro | caiso | PGE_Valley | PGE_Valley | Pacific Gas and Electric Valley | PGE_Valley | CAISO | 1907-01-01 | 2050-12-31 | 2 | n/a | Hydro_Standard | Hydro | CAISO_Hydro | 0 | 1 | 0 | not relevant | 1 | 0
CLRKRD_6_LIMESD | CLRKRD_6_LIMESD | Lime Saddle Hydro | caiso | PGE_Valley | PGE_Valley | Pacific Gas and Electric Valley | PGE_Valley | CAISO | 1906-01-01 | 2050-12-31 | 2 | n/a | Hydro_Standard | Hydro | CAISO_Hydro | 0 | 1 | 0 | not relevant | 1 | 0
PUTHCR_1_SOLAR1 | PUTHCR_1_SOLAR1 | Putah Creek Solar Farm | caiso | PGE_Valley | PGE_Valley | Pacific Gas and Electric Valley | PGE_Valley | CAISO | 2014-12-19 | 2050-12-31 | 1.98 | n/a | PVgeneric_sun | Solar_Fixed | CAISO_Solar | 1 | 1 | 0 | in old list | 1 | 0
BishopCreek4-3 | BishopCreek4_3 | Bishop Creek 4-3 | teppc | CISC | CISC | Southern California Edison | SCE | CAISO | 1905-01-01 | 2050-12-31 | 1.96 | HydroRPS | Hydro_Standard | Hydro | CAISO_Hydro | 0 | 0 | 0 | teppc | 0 | 0
BishopCreek4-4 | BishopCreek4_4 | Bishop Creek 4-4 | teppc | CISC | CISC | Southern California Edison | SCE | CAISO | 1905-01-01 | 2050-12-31 | 1.96 | HydroRPS | Hydro_Standard | Hydro | CAISO_Hydro | 0 | 0 | 0 | teppc | 0 | 0
BishopCreek4-5 | BishopCreek4_5 | Bishop Creek 4-5 | teppc | CISC | CISC | Southern California Edison | SCE | CAISO | 1905-01-01 | 2050-12-31 | 1.96 | HydroRPS | Hydro_Standard | Hydro | CAISO_Hydro | 0 | 0 | 0 | teppc | 0 | 0
PADUA_2_ONTARO | PADUA_2_ONTARO | ONTARIO/SIERRA HYDRO PSP | caiso | SCE | SCE | Southern California Edison | SCE | CAISO | 1902-01-01 | 2050-12-31 | 1.92 | n/a | Hydro_Standard | Hydro | CAISO_Hydro | 0 | 3 | 0 | not relevant | 1 | 0
CENTER_2_RHONDO | CENTER_2_RHONDO | MWD Rio Hondo Hydroelectric Recovery Pla | caiso | SCE | SCE | Southern California Edison | SCE | CAISO | 1984-01-01 | 2050-12-31 | 1.91 | n/a | Hydro_Standard | Hydro | CAISO_Hydro | 0 | 0 | 0 | not relevant | 0 | 0
CHINO_7_MILIKN | CHINO_7_MILIKN | MN Milliken Genco LLC | caiso | SCE | SCE | Southern California Edison | SCE | CAISO | 2003-07-17 | 2050-12-31 | 1.9 | n/a | Biogas_ | Biogas_LandfillGas | CAISO_Biogas | 0 | 1 | 0 | not relevant | 1 | 0
Rock_Creek_II1 | Rock_Creek_II1 | Rock Creek II-GEN1 | teppc | IPFE | IPFE | Idaho Far East | IPCO | NW | 1989-04-02 | 2050-12-31 | 1.9 | Hydro | Hydro_Standard | Hydro | NW_Hydro | 0 | 0 | 0 | teppc | 0 | 0
Pigeon_Cove_1 | Pigeon_Cove_1 | Pigeon Cove-1 | teppc | IPFE | IPFE | Idaho Far East | IPCO | NW | 1984-10-31 | 2050-12-31 | 1.89 | Hydro | Hydro_Standard | Hydro | NW_Hydro | 0 | 0 | 0 | teppc | 0 | 0
OtayLF1 | OtayLF1 | OTAY LANDFILL UNIT 1_22604 | teppc | CISC | CISC | Southern California Edison | SCE | CAISO | 1987-01-01 | 2050-12-31 | 1.88 | Bio-ICE | ICE_Biomass | Biomass/Wood | CAISO_Biomass | 0 | 0 | 0 | teppc | 0 | 0
VACADX_1_NAS | VACADX_1_NAS | VACA-DIXON BATTERY | caiso | PGE_Valley | PGE_Valley | Pacific Gas and Electric Valley | PGE_Valley | CAISO | 2013-09-06 | 2050-12-31 | 1.85 | n/a | Battery_ | Battery Storage | CAISO_Li_Battery | 0 | 0 | 0 | not relevant | 0 | 0
Vancouver4 | Vancouver4 | Vancouver Landfill Gas Utilization - Ph 2-4_Vancouver Landfill Gas Utilization - Ph 2-4_IPP-VLG | teppc | BCHA | BCHA | British Columbia Transmission Company | BCHA_AESO | Excluded | 2006-10-02 | 2040-10-02 | 1.85 | Bio-ST | ST_Biomass | Biomass/Wood | Excluded_Biomass | 0 | 0 | 0 | teppc | 0 | 0
MoraDrop | MoraDrop | Mora Drop Hydroelectric Project-1 | teppc | IPTV | IPTV | Idaho Treasure Valley | IPCO | NW | 2006-09-01 | 2050-12-31 | 1.85 | Hydro | Hydro_Standard | Hydro | NW_Hydro | 0 | 0 | 0 | teppc | 0 | 0
STOREY_7_MDRCHW | STOREY_7_MDRCHW | Madera Canal Site 980 | caiso | PGE_Valley | PGE_Valley | Pacific Gas and Electric Valley | PGE_Valley | CAISO | 1985-02-02 | 2050-12-31 | 1.84 | n/a | Hydro_Standard | Hydro | CAISO_Hydro | 0 | 2 | 0 | not relevant | 1 | 0
PADUA_6_QF | PADUA_6_QF | PADUA QFS | caiso | SCE | SCE | Southern California Edison | SCE | CAISO | 1984-01-01 | 2050-12-31 | 1.82 | n/a | Cogen_NG | Cogen | CAISO_CHP | 0 | 3 | 0 | not relevant | 1 | 0
CPS G3 | CPS_G3 | CPS G3 | teppc | BCHA | BCHA | British Columbia Transmission Company | BCHA_AESO | Excluded | 2015-09-30 | 2050-03-30 | 1.8 | hydro | Hydro_Standard | Hydro | Excluded_Hydro | 0 | 0 | 0 | teppc | 0 | 0
KettlesHills2_1 | KettlesHills2_1 | Kettle Hills 2-1_KettlesHill1a | teppc | AESO | AESO | Alberta Electric System Operator | BCHA_AESO | Excluded | 2007-09-01 | 2050-12-01 | 1.8 | WT-Onshore | wind_onshorewind | Wind | Excluded_Wind | 0 | 0 | 0 | teppc | 0 | 0
KettlesHills2_3 | KettlesHills2_3 | Kettle Hills 2-3_KettlesHill2a | teppc | BCHA | BCHA | British Columbia Transmission Company | BCHA_AESO | Excluded | 2007-09-01 | 2050-12-01 | 1.8 | WT-Onshore | wind_onshorewind | Wind | Excluded_Wind | 0 | 0 | 0 | teppc | 0 | 0
KettlesHills3_1 | KettlesHills3_1 | Kettle Hills 3-1_KettlesHill3a | teppc | BCHA | BCHA | British Columbia Transmission Company | BCHA_AESO | Excluded | 2007-09-01 | 2050-12-01 | 1.8 | WT-Onshore | wind_onshorewind | Wind | Excluded_Wind | 0 | 0 | 0 | teppc | 0 | 0
KettlesHills3_3 | KettlesHills3_3 | Kettle Hills 3-3_KettlesHill4a | teppc | AESO | AESO | Alberta Electric System Operator | BCHA_AESO | Excluded | 2007-09-01 | 2050-12-01 | 1.8 | WT-Onshore | wind_onshorewind | Wind | Excluded_Wind | 0 | 0 | 0 | teppc | 0 | 0
KettlesHills3_5 | KettlesHills3_5 | Kettle Hills 3-5_KettlesHill5a | teppc | BCHA | BCHA | British Columbia Transmission Company | BCHA_AESO | Excluded | 2007-09-01 | 2050-12-01 | 1.8 | WT-Onshore | wind_onshorewind | Wind | Excluded_Wind | 0 | 0 | 0 | teppc | 0 | 0
PtarmiganCreek1 | PtarmiganCreek1 | Ptarmigan Creek (Robson Valley)-1_Ptarmigan Creek (Robson Valley)-1_IPP-RBV | teppc | BCHA | BCHA | British Columbia Transmission Company | BCHA_AESO | Excluded | 1993-01-01 | 2033-03-31 | 1.8 | Hydro | Hydro_Standard | Hydro | Excluded_Hydro | 0 | 0 | 0 | teppc | 0 | 0
PtarmiganCreek2 | PtarmiganCreek2 | Ptarmigan Creek (Robson Valley)-2_Ptarmigan Creek (Robson Valley)-2_IPP-RBV | teppc | BCHA | BCHA | British Columbia Transmission Company | BCHA_AESO | Excluded | 1993-01-01 | 2033-03-31 | 1.8 | Hydro | Hydro_Standard | Hydro | Excluded_Hydro | 0 | 0 | 0 | teppc | 0 | 0
Dillon Hydro | Dillon_Hydro | Dillon Hydro Plant GEN1 | teppc | PSCO | PSCO | Public Service Company of Colorado | PSCO | Excluded | 1987-10-01 | 2050-12-31 | 1.8 | Hydro | Hydro_Standard | Hydro | Excluded_Hydro | 0 | 0 | 0 | teppc | 0 | 0
SNOQCAV12 | SNOQCAV12 | SNOQ SW | teppc | PSEI | PSEI | Puget Sound Energy | BPAT | NW | 1950-01-01 | 2050-12-31 | 1.8 | HYDRO | Hydro_Standard | Hydro | NW_Hydro | 0 | 0 | 0 | teppc | 0 | 0
SNOQCAV13 | SNOQCAV13 | SNOQ SW | teppc | PSEI | PSEI | Puget Sound Energy | BPAT | NW | 1950-01-01 | 2050-12-31 | 1.8 | HYDRO | Hydro_Standard | Hydro | NW_Hydro | 0 | 0 | 0 | teppc | 0 | 0
SNOQCAV14 | SNOQCAV14 | SNOQ SW | teppc | PSEI | PSEI | Puget Sound Energy | BPAT | NW | 1950-01-01 | 2050-12-31 | 1.8 | HYDRO | Hydro_Standard | Hydro | NW_Hydro | 0 | 0 | 0 | teppc | 0 | 0
PADUA_2_SOLAR1 | PADUA_2_SOLAR1 | Kona Solar - Rancho DC #1 | caiso | SCE | SCE | Southern California Edison | SCE | CAISO | 2015-06-02 | 2050-12-31 | 1.75 | n/a | PVgeneric_sun | Solar_Fixed | CAISO_Solar | 1 | 1 | 0 | in old list | 1 | 0
DELAMO_2_SOLAR2 | DELAMO_2_SOLAR2 | Golden Springs Building M | caiso | SCE | SCE | Southern California Edison | SCE | CAISO | 2015-04-01 | 2050-12-31 | 1.75 | n/a | PVgeneric_sun | Solar_Fixed | CAISO_Solar | 1 | 1 | 0 | in old list | 1 | 0
EchoDam2 | EchoDam2 | Echo Dam-NA2_BNTF-GEN_BOUNTIFUL POWER-2-2 | teppc | IPFE | IPFE | Idaho Far East | IPCO | NW | 1987-03-01 | 2050-12-31 | 1.75 | Hydro | Hydro_Standard | Hydro | NW_Hydro | 0 | 0 | 0 | teppc | 0 | 0
BEOWAWE | BEOWAWE | Beowawe Geothermal | teppc | SPPC | SPPC | Nevada Power Company | NEVP | SW | 2011-01-01 | 2050-12-31 | 1.7 | Renewable Thermal | Geothermal_steam | Geothermal | SW_Geothermal | 0 | 0 | 0 | teppc | 0 | 0
BloomingtonPwr2 | BloomingtonPwr2 | Bloomington Power Plant-2 | teppc | IPFE | IPFE | Idaho Far East | IPCO | NW | 1999-03-01 | 2050-12-31 | 1.7 | ICE-OilDistillate | ICE_Oil | ICE | NW_Peaker | 0 | 0 | 0 | teppc | 0 | 0
BloomingtonPwr3 | BloomingtonPwr3 | Bloomington Power Plant-3 | teppc | IPFE | IPFE | Idaho Far East | IPCO | NW | 1999-03-01 | 2050-12-31 | 1.7 | ICE-OilDistillate | ICE_Oil | ICE | NW_Peaker | 0 | 0 | 0 | teppc | 0 | 0
BloomingtonPwr5 | BloomingtonPwr5 | Bloomington Power Plant-5 | teppc | IPFE | IPFE | Idaho Far East | IPCO | NW | 1999-03-01 | 2050-12-31 | 1.7 | ICE-OilDistillate | ICE_Oil | ICE | NW_Peaker | 0 | 0 | 0 | teppc | 0 | 0
BloomingtonPwr6 | BloomingtonPwr6 | Bloomington Power Plant-6 | teppc | IPFE | IPFE | Idaho Far East | IPCO | NW | 1999-03-01 | 2050-12-31 | 1.7 | ICE-OilDistillate | ICE_Oil | ICE | NW_Peaker | 0 | 0 | 0 | teppc | 0 | 0
HATLOS_6_LSCRK | HATLOS_6_LSCRK | Lost Creek 1 & 2 Hydro Conversion | caiso | PGE_Valley | PGE_Valley | Pacific Gas and Electric Valley | PGE_Valley | CAISO | 1989-06-15 | 2050-12-31 | 1.7 | n/a | Hydro_Standard | Hydro | CAISO_Hydro | 0 | 2 | 0 | not relevant | 1 | 0
RIOOSO_1_QF | RIOOSO_1_QF | SMALL QF AGGREGATION - GRASS VALLEY | caiso | PGE_Valley | PGE_Valley | Pacific Gas and Electric Valley | PGE_Valley | CAISO | 1984-01-01 | 2050-12-31 | 1.7 | n/a | Hydro_Standard | Hydro | CAISO_Hydro | 0 | 3 | 0 | not relevant | 1 | 0
BishopCreek6-1 | BishopCreek6_1 | Bishop Creek 6-1 | teppc | CISC | CISC | Southern California Edison | SCE | CAISO | 1908-01-01 | 2050-12-31 | 1.69 | HydroRPS | Hydro_Standard | Hydro | CAISO_Hydro | 0 | 0 | 0 | teppc | 0 | 0
Vancouver1 | Vancouver1 | Vancouver Landfill Gas Utilization - Ph 1-1_Vancouver Landfill Gas Utilization - Ph 1-1_IPP-VLG | teppc | BCHA | BCHA | British Columbia Transmission Company | BCHA_AESO | Excluded | 2003-09-21 | 2040-09-21 | 1.6667 | Bio-ST | ST_Biomass | Biomass/Wood | Excluded_Biomass | 0 | 0 | 0 | teppc | 0 | 0
Vancouver2 | Vancouver2 | Vancouver Landfill Gas Utilization - Ph 1-2_Vancouver Landfill Gas Utilization - Ph 1-2_IPP-VLG | teppc | BCHA | BCHA | British Columbia Transmission Company | BCHA_AESO | Excluded | 2003-09-21 | 2040-09-21 | 1.6667 | Bio-ST | ST_Biomass | Biomass/Wood | Excluded_Biomass | 0 | 0 | 0 | teppc | 0 | 0
Vancouver3 | Vancouver3 | Vancouver Landfill Gas Utilization - Ph 1-3_Vancouver Landfill Gas Utilization - Ph 1-3_IPP-VLG | teppc | BCHA | BCHA | British Columbia Transmission Company | BCHA_AESO | Excluded | 2003-09-21 | 2040-09-21 | 1.6667 | Bio-ST | ST_Biomass | Biomass/Wood | Excluded_Biomass | 0 | 0 | 0 | teppc | 0 | 0
SNCLRA_6_QF | SNCLRA_6_QF | SANTA CLARA QFS | caiso | SCE | SCE | Southern California Edison | SCE | CAISO | 1987-01-01 | 2050-12-31 | 1.65 | n/a | Cogen_NG | Cogen | CAISO_CHP | 0 | 2 | 0 | not relevant | 1 | 0
FTSWRD_6_TRFORK | FTSWRD_6_TRFORK | Three Forks Water Power Project | caiso | PGE_Bay | PGE_Bay | Pacific Gas and Electric Bay | PGE_Bay | CAISO | 2011-11-01 | 2050-12-31 | 1.63 | n/a | Hydro_Standard | Hydro | CAISO_Hydro | 0 | 1 | 0 | not relevant | 1 | 0
DALYCT_1_FCELL | DALYCT_1_FCELL |  | caiso | PGE_Valley | PGE_Valley | Pacific Gas and Electric Valley | PGE_Valley | CAISO | 1/1/1899 | 2050-12-31 | 1.6 | ST_Biomass | ST_Biomass | Biomass/Wood | CAISO_Biomass | 0 | 0 | 0 | not relevant | 0 | 0
FTSWRD_7_QFUNTS | FTSWRD_7_QFUNTS | FTSWRD_7_QFUNTS | caiso | PGE_Bay | PGE_Bay | Pacific Gas and Electric Bay | PGE_Bay | CAISO | 1/1/1899 | 2050-12-31 | 1.6 | n/a | Hydro_Standard | Hydro | CAISO_Hydro | 0 | 1 | 0 | not relevant | 1 | 0
Organic Energy Solutions | Organic_Energy_Solutions | Organic Energy Solutions | rps | SCE | SCE | Southern California Edison | SCE | CAISO | 2019-09-15 | 2050-12-31 | 1.6 | Biogasnan | ST_Biomass | Biogas_LandfillGas | CAISO_Biogas | 0 | 0 | 1 | not relevant | 1 | 0
DIXNLD_1_LNDFL | DIXNLD_1_LNDFL | Zero Waste Energy | caiso | PGE_Bay | PGE_Bay | Pacific Gas and Electric Bay | PGE_Bay | CAISO | 2015-11-13 | 2050-12-31 | 1.6 | n/a | CT_Biomass | Biomass/Wood | CAISO_Biomass | 0 | 0 | 0 | not relevant | 0 | 0
PEABDY_2_LNDFIL | PEABDY_2_LNDFIL | G2 Energy Hay Road Power Plant | caiso | PGE_Valley | PGE_Valley | Pacific Gas and Electric Valley | PGE_Valley | CAISO | 2013-07-09 | 2050-12-31 | 1.6 | n/a | Biogas_ | Biogas_LandfillGas | CAISO_Biogas | 0 | 1 | 0 | not relevant | 1 | 0
BellevueSolarINV1 | BellevueSolarINV1 | Bellevue Solar Project-INV-1 | teppc | CISC | CISC | Southern California Edison | SCE | CAISO | 2011-10-01 | 2050-12-31 | 1.6 | SolarPV-NonTracking | FixedPV_sun | Solar_Fixed | CAISO_Solar | 1 | 0 | 0 | teppc | 0 | 0
PSWEET_1_STCRUZ | PSWEET_1_STCRUZ | Santa Cruz Energy LLC | caiso | SMUD | PGE_Valley | Pacific Gas and Electric Valley | PGE_Valley | CAISO | 2010-02-06 | 2050-12-31 | 1.6 | n/a | Biogas_ | Biogas_LandfillGas | CAISO_Biogas | 0 | 1 | 0 | not relevant | 1 | 0
Finley_Bio1 | Finley_Bio1 | Finley BioEnergy-IC1 | teppc | PNM | PNM | Public Service Company of New Mexico | PNM_EPE | SW | 2009-05-01 | 2030-04-15 | 1.6 | Bio-ICE | ICE_Biomass | Biomass/Wood | SW_Biomass | 0 | 0 | 0 | teppc | 0 | 0
Finley_Bio2 | Finley_Bio2 | Finley BioEnergy-IC2 | teppc | PNM | PNM | Public Service Company of New Mexico | PNM_EPE | SW | 2009-05-01 | 2030-04-15 | 1.6 | Bio-ICE | ICE_Biomass | Biomass/Wood | SW_Biomass | 0 | 0 | 0 | teppc | 0 | 0
Finley_Bio3 | Finley_Bio3 | Finley BioEnergy-IC3 | teppc | PNM | PNM | Public Service Company of New Mexico | PNM_EPE | SW | 2009-05-01 | 2030-04-15 | 1.6 | Bio-ICE | ICE_Biomass | Biomass/Wood | SW_Biomass | 0 | 0 | 0 | teppc | 0 | 0
HiddenHollow1 | HiddenHollow1 | Hidden Hollow Energy-UNT1 | teppc | IPFE | IPFE | Idaho Far East | IPCO | NW | 2007-01-01 | 2050-12-31 | 1.6 | Bio-ICE | ICE_Biomass | Biomass/Wood | NW_Biomass | 0 | 0 | 0 | teppc | 0 | 0
HiddenHollow2 | HiddenHollow2 | Hidden Hollow Energy-UNT2 | teppc | IPFE | IPFE | Idaho Far East | IPCO | NW | 2007-01-01 | 2050-12-31 | 1.6 | Bio-ICE | ICE_Biomass | Biomass/Wood | NW_Biomass | 0 | 0 | 0 | teppc | 0 | 0
MM_SD_Miramar2 | MM_SD_Miramar2 | MM San Diego-Miramar-UNT2_22448 | teppc | CISC | CISC | Southern California Edison | SCE | CAISO | 2003-05-21 | 2050-12-31 | 1.6 | Bio-ICE | ICE_Biomass | Biomass/Wood | CAISO_Biomass | 0 | 0 | 0 | teppc | 0 | 0
zzebraHLG-25G-1 | zzebraHLG_25G_1 | Unknown Type & Dynamic Model in Power Flow | teppc | BCHA | BCHA | British Columbia Transmission Company | BCHA_AESO | Excluded | 1986-04-15 | 2030-01-01 | 1.6 | ST-NatGas | ST_NG | Steam | Excluded_ST | 0 | 0 | 0 | teppc | 0 | 0
Rocky_Brook | Rocky_Brook | Rocky Brook Hydroelectric-GEN1 | teppc | PNM | PNM | Public Service Company of New Mexico | PNM_EPE | SW | 1985-12-01 | 2050-12-31 | 1.6 | Hydro | Hydro_Standard | Hydro | SW_Hydro | 0 | 0 | 0 | teppc | 0 | 0
SAUGUS_2_TOLAND | SAUGUS_2_TOLAND | Toland Landfill gas to Energy Project | caiso | SCE | SCE | Southern California Edison | SCE | CAISO | 2009-08-25 | 2050-12-31 | 1.57 | n/a | CT_Biomass | Biogas_LandfillGas | CAISO_Biogas | 0 | 1 | 0 | not relevant | 1 | 0
DAIRLD_1_MD1SL1 | DAIRLD_1_MD1SL1 | Madera 1 | caiso | PGE_Valley | PGE_Valley | Pacific Gas and Electric Valley | PGE_Valley | CAISO | 1/1/1899 | 2050-12-31 | 1.5 | PHOTO VOLTAIC_SUN | PVgeneric_sun | Solar_Fixed | CAISO_Solar | 1 | 0 | 1 | new | 1 | 0
DELSUR_6_SOLAR4 | DELSUR_6_SOLAR4 |  | caiso | SCE | SCE | Southern California Edison | SCE | CAISO | 1/1/1899 | 2050-12-31 | 1.5 | PVgeneric_sun | PVgeneric_sun | Solar_Fixed | CAISO_Solar | 1 | 0 | 1 | new | 1 | 0
DELSUR_6_SOLAR5 | DELSUR_6_SOLAR5 |  | caiso | SCE | SCE | Southern California Edison | SCE | CAISO | 1/1/1899 | 2050-12-31 | 1.5 | PVgeneric_sun | PVgeneric_sun | Solar_Fixed | CAISO_Solar | 1 | 0 | 1 | new | 1 | 0
HIGGNS_1_COMBIE | HIGGNS_1_COMBIE | Combie South | caiso | PGE_Valley | PGE_Valley | Pacific Gas and Electric Valley | PGE_Valley | CAISO | 1/1/1899 | 2050-12-31 | 1.5 | n/a | Hydro_Standard | Hydro | CAISO_Hydro | 0 | 2 | 0 | not relevant | 1 | 0
STROUD_6_WWHSR1 | STROUD_6_WWHSR1 | Winter Wheat Solar Farm | caiso | PGE_Valley | PGE_Valley | Pacific Gas and Electric Valley | PGE_Valley | CAISO | 1/1/1899 | 2050-12-31 | 1.5 | PHOTO VOLTAIC_SUN | PVgeneric_sun | Solar_Fixed | CAISO_Solar | 1 | 0 | 1 | new | 1 | 0
TX-ELK_6_SOLAR1 | TX_ELK_6_SOLAR1 | Castor | caiso | PGE_Valley | PGE_Valley | Pacific Gas and Electric Valley | PGE_Valley | CAISO | 2016-04-02 | 2050-12-31 | 1.5 | n/a | PVgeneric_sun | Solar_Fixed | CAISO_Solar | 1 | 1 | 0 | in old list | 1 | 0
ORLND_6_SOLAR1 | ORLND_6_SOLAR1 | Enerparc California 2 | caiso | PGE_Valley | PGE_Valley | Pacific Gas and Electric Valley | PGE_Valley | CAISO | 2016-03-23 | 2050-12-31 | 1.5 | n/a | PVgeneric_sun | Solar_Fixed | CAISO_Solar | 1 | 0 | 1 | old | 1 | 0
HENRTA_6_SOLAR1 | HENRTA_6_SOLAR1 | Lemoore 1 | caiso | PGE_Valley | PGE_Valley | Pacific Gas and Electric Valley | PGE_Valley | CAISO | 2016-01-29 | 2050-12-31 | 1.5 | n/a | PVgeneric_sun | Solar_Fixed | CAISO_Solar | 1 | 1 | 0 | in old list | 1 | 0
OASIS_6_SOLAR1 | OASIS_6_SOLAR1 | Morgan Lancaster I | caiso | SCE | SCE | Southern California Edison | SCE | CAISO | 2015-12-09 | 2050-12-31 | 1.5 | n/a | PVgeneric_sun | Solar_Fixed | CAISO_Solar | 1 | 1 | 0 | in old list | 1 | 0
KERMAN_6_SOLAR1 | KERMAN_6_SOLAR1 | Fresno Solar South | caiso | PGE_Valley | PGE_Valley | Pacific Gas and Electric Valley | PGE_Valley | CAISO | 2015-10-21 | 2050-12-31 | 1.5 | n/a | PVgeneric_sun | Solar_Fixed | CAISO_Solar | 1 | 1 | 0 | in old list | 1 | 0
KERMAN_6_SOLAR2 | KERMAN_6_SOLAR2 | Fresno Solar West | caiso | PGE_Valley | PGE_Valley | Pacific Gas and Electric Valley | PGE_Valley | CAISO | 2015-10-20 | 2050-12-31 | 1.5 | n/a | PVgeneric_sun | Solar_Fixed | CAISO_Solar | 1 | 1 | 0 | in old list | 1 | 0
S_RITA_6_SOLAR1 | S_RITA_6_SOLAR1 | Sun Harvest Solar | caiso | PGE_Valley | PGE_Valley | Pacific Gas and Electric Valley | PGE_Valley | CAISO | 2015-05-28 | 2050-12-31 | 1.5 | n/a | PVgeneric_sun | Solar_Fixed | CAISO_Solar | 1 | 1 | 0 | in old list | 1 | 0
MERCED_1_SOLAR1 | MERCED_1_SOLAR1 | Mission Solar | caiso | PGE_Valley | PGE_Valley | Pacific Gas and Electric Valley | PGE_Valley | CAISO | 2015-05-23 | 2050-12-31 | 1.5 | n/a | PVgeneric_sun | Solar_Fixed | CAISO_Solar | 1 | 1 | 0 | in old list | 1 | 0
MERCED_1_SOLAR2 | MERCED_1_SOLAR2 | Merced Solar | caiso | PGE_Valley | PGE_Valley | Pacific Gas and Electric Valley | PGE_Valley | CAISO | 2015-05-12 | 2050-12-31 | 1.5 | n/a | PVgeneric_sun | Solar_Fixed | CAISO_Solar | 1 | 1 | 0 | in old list | 1 | 0
ELCAP_1_SOLAR | ELCAP_1_SOLAR |  | caiso | PGE_Valley | PGE_Valley | Pacific Gas and Electric Valley | PGE_Valley | CAISO | 2015-05-01 | 2050-12-31 | 1.5 | n/a | PVgeneric_sun | Solar_Fixed | CAISO_Solar | 1 | 1 | 0 | in old list | 1 | 0
DELAMO_2_SOLAR1 | DELAMO_2_SOLAR1 | Golden Springs Building H | caiso | SCE | SCE | Southern California Edison | SCE | CAISO | 2015-04-22 | 2050-12-31 | 1.5 | n/a | PVgeneric_sun | Solar_Fixed | CAISO_Solar | 1 | 1 | 0 | in old list | 1 | 0
HOLSTR_1_SOLAR2 | HOLSTR_1_SOLAR2 | Hollister Solar | caiso | PGE_Valley | PGE_Valley | Pacific Gas and Electric Valley | PGE_Valley | CAISO | 2015-04-17 | 2050-12-31 | 1.5 | n/a | PVgeneric_sun | Solar_Fixed | CAISO_Solar | 1 | 1 | 0 | in old list | 1 | 0
Tumbler_Ridge5 | Tumbler_Ridge5 | Tumbler Ridge Wind-5_Tumbler Ridge Wind-5_IPP-TRW | teppc | BCHA | BCHA | British Columbia Transmission Company | BCHA_AESO | Excluded | 2014-11-01 | 2039-11-01 | 1.5 | WT-Onshore | wind_onshorewind | Wind | Excluded_Wind | 0 | 0 | 0 | teppc | 0 | 0
VICTOR_1_SLRHES | VICTOR_1_SLRHES | Sunedison - Hesperia | caiso | SCE | SCE | Southern California Edison | SCE | CAISO | 2014-08-08 | 2050-12-31 | 1.5 | n/a | PVgeneric_sun | Solar_Fixed | CAISO_Solar | 1 | 1 | 0 | in old list | 1 | 0
CLOVDL_1_SOLAR | CLOVDL_1_SOLAR | Cloverdale Solar I | caiso | PGE_Bay | PGE_Bay | Pacific Gas and Electric Bay | PGE_Bay | CAISO | 2014-06-26 | 2050-12-31 | 1.5 | n/a | PVgeneric_sun | Solar_Fixed | CAISO_Solar | 1 | 1 | 0 | in old list | 1 | 0
HOLSTR_1_SOLAR | HOLSTR_1_SOLAR | San Benito Smart Park | caiso | PGE_Valley | PGE_Valley | Pacific Gas and Electric Valley | PGE_Valley | CAISO | 2014-06-16 | 2050-12-31 | 1.5 | n/a | PVgeneric_sun | Solar_Fixed | CAISO_Solar | 1 | 1 | 0 | in old list | 1 | 0
OTAY_6_LNDFL5 | OTAY_6_LNDFL5 | Otay 5 | caiso | SDGE | SDGE | San Diego Gas and Electric | SDGE | CAISO | 2014-03-14 | 2050-12-31 | 1.5 | n/a | Biogas_ | Biogas_LandfillGas | CAISO_Biogas | 0 | 1 | 0 | not relevant | 1 | 0
OTAY_6_LNDFL6 | OTAY_6_LNDFL6 | Otay 6 | caiso | SDGE | SDGE | San Diego Gas and Electric | SDGE | CAISO | 2014-03-14 | 2050-12-31 | 1.5 | n/a | Biogas_ | Biogas_LandfillGas | CAISO_Biogas | 0 | 1 | 0 | not relevant | 1 | 0
MCARTH_6_FRIVRB | MCARTH_6_FRIVRB | Fall River Mills Project B | caiso | PGE_Valley | PGE_Valley | Pacific Gas and Electric Valley | PGE_Valley | CAISO | 2014-03-05 | 2050-12-31 | 1.5 | n/a | PVgeneric_sun | Solar_Fixed | CAISO_Solar | 1 | 0 | 1 | old | 1 | 0
PIT1_6_FRIVRA | PIT1_6_FRIVRA | Fall River Mills Project A | caiso | PGE_Valley | PGE_Valley | Pacific Gas and Electric Valley | PGE_Valley | CAISO | 2014-03-05 | 2050-12-31 | 1.5 | n/a | PVgeneric_sun | Solar_Fixed | CAISO_Solar | 1 | 0 | 1 | old | 1 | 0
TMPLTN_2_SOLAR | TMPLTN_2_SOLAR | Vintner Solar | caiso | PGE_Valley | PGE_Valley | Pacific Gas and Electric Valley | PGE_Valley | CAISO | 2014-03-05 | 2050-12-31 | 1.5 | n/a | PVgeneric_sun | Solar_Fixed | CAISO_Solar | 1 | 1 | 0 | in old list | 1 | 0
LOCKFD_1_BEARCK | LOCKFD_1_BEARCK | Bear Creek Solar | caiso | PGE_Valley | PGE_Valley | Pacific Gas and Electric Valley | PGE_Valley | CAISO | 2014-02-05 | 2050-12-31 | 1.5 | n/a | PVgeneric_sun | Solar_Fixed | CAISO_Solar | 1 | 1 | 0 | in old list | 1 | 0
PEORIA_1_SOLAR | PEORIA_1_SOLAR | Sonora 1 | caiso | PGE_Valley | PGE_Valley | Pacific Gas and Electric Valley | PGE_Valley | CAISO | 2013-12-23 | 2050-12-31 | 1.5 | n/a | PVgeneric_sun | Solar_Fixed | CAISO_Solar | 1 | 1 | 0 | in old list | 1 | 0
CHINO_2_JURUPA | CHINO_2_JURUPA | Jurupa | caiso | SCE | SCE | Southern California Edison | SCE | CAISO | 2013-12-20 | 2050-12-31 | 1.5 | n/a | PVgeneric_sun | Solar_Fixed | CAISO_Solar | 1 | 1 | 0 | in old list | 1 | 0
CHINO_2_SASOLR | CHINO_2_SASOLR | SS San Antonio West LLC | caiso | SCE | SCE | Southern California Edison | SCE | CAISO | 2013-12-20 | 2050-12-31 | 1.5 | n/a | PVgeneric_sun | Solar_Fixed | CAISO_Solar | 1 | 1 | 0 | in old list | 1 | 0
KNGBRG_1_KBSLR1 | KNGBRG_1_KBSLR1 | Kingsburg1 | caiso | PGE_Valley | PGE_Valley | Pacific Gas and Electric Valley | PGE_Valley | CAISO | 2013-12-06 | 2050-12-31 | 1.5 | n/a | PVgeneric_sun | Solar_Fixed | CAISO_Solar | 1 | 1 | 0 | in old list | 1 | 0
KNGBRG_1_KBSLR2 | KNGBRG_1_KBSLR2 | Kingsburg2 | caiso | PGE_Valley | PGE_Valley | Pacific Gas and Electric Valley | PGE_Valley | CAISO | 2013-12-06 | 2050-12-31 | 1.5 | n/a | PVgeneric_sun | Solar_Fixed | CAISO_Solar | 1 | 1 | 0 | in old list | 1 | 0
SANLOB_1_LNDFIL | SANLOB_1_LNDFIL | Cold Canyon | caiso | PGE_Valley | PGE_Valley | Pacific Gas and Electric Valley | PGE_Valley | CAISO | 2013-07-18 | 2050-12-31 | 1.5 | n/a | Biogas_ | Biogas_LandfillGas | CAISO_Biogas | 0 | 1 | 0 | not relevant | 1 | 0
MIRLOM_2_RTS032 | MIRLOM_2_RTS032 | SPVP032 | caiso | SCE | SCE | Southern California Edison | SCE | CAISO | 2013-06-17 | 2050-12-31 | 1.5 | n/a | PVgeneric_sun | Solar_Fixed | CAISO_Solar | 1 | 1 | 0 | in old list | 1 | 0
COCOSB_6_SOLAR | COCOSB_6_SOLAR | Oakley Solar Project | caiso | PGE_Bay | PGE_Bay | Pacific Gas and Electric Bay | PGE_Bay | CAISO | 2013-06-12 | 2050-12-31 | 1.5 | n/a | PVgeneric_sun | Solar_Fixed | CAISO_Solar | 1 | 1 | 0 | in old list | 1 | 0
ETIWND_2_RTS010 | ETIWND_2_RTS010 | SPVP010 Fontana RT Solar | caiso | SCE | SCE | Southern California Edison | SCE | CAISO | 2013-01-08 | 2050-12-31 | 1.5 | n/a | PVgeneric_sun | Solar_Fixed | CAISO_Solar | 1 | 1 | 0 | in old list | 1 | 0
WFRESN_1_SOLAR | WFRESN_1_SOLAR | Joya Del Sol | caiso | PGE_Valley | PGE_Valley | Pacific Gas and Electric Valley | PGE_Valley | CAISO | 2012-12-21 | 2050-12-31 | 1.5 |  | PVgeneric_sun | Solar_Fixed | CAISO_Solar | 1 | 1 | 0 | in old list | 1 | 0
TWISSL_6_SOLAR | TWISSL_6_SOLAR | Nickel 1 ("NLH1") | caiso | PGE_Valley | PGE_Valley | Pacific Gas and Electric Valley | PGE_Valley | CAISO | 2012-11-27 | 2050-12-31 | 1.5 | n/a | PVgeneric_sun | Solar_Fixed | CAISO_Solar | 1 | 1 | 0 | in old list | 1 | 0
ETIWND_2_RTS018 | ETIWND_2_RTS018 | SPVP018 Fontana RT Solar | caiso | SCE | SCE | Southern California Edison | SCE | CAISO | 2012-11-24 | 2050-12-31 | 1.5 | n/a | PVgeneric_sun | Solar_Fixed | CAISO_Solar | 1 | 1 | 0 | in old list | 1 | 0
WALNUT_2_SOLAR | WALNUT_2_SOLAR | Industry MetroLink PV 1 | caiso | SCE | SCE | Southern California Edison | SCE | CAISO | 2012-04-03 | 2050-12-31 | 1.5 | n/a | PVgeneric_sun | Solar_Fixed | CAISO_Solar | 1 | 1 | 0 | in old list | 1 | 0
DoubleADigester3 | DoubleADigester3 | Double A Digester-3 | teppc | CISC | CISC | Southern California Edison | SCE | CAISO | 2012-02-01 | 2050-12-31 | 1.5 | Bio-ICE | ICE_Biomass | Biomass/Wood | CAISO_Biomass | 0 | 0 | 0 | teppc | 0 | 0
DoubleADigester2 | DoubleADigester2 | Double A Digester-2 | teppc | CISC | CISC | Southern California Edison | SCE | CAISO | 2012-01-01 | 2050-12-31 | 1.5 | Bio-ICE | ICE_Biomass | Biomass/Wood | CAISO_Biomass | 0 | 0 | 0 | teppc | 0 | 0
Hedge Solar | Hedge_Solar | Hedge PV 1 | teppc | BANC | BANC | Balancing Authority of Northern California | SMUD | BANC | 2012-01-01 | 2050-01-01 | 1.5 | SolarPV-NonTracking | FixedPV_sun | Solar_Fixed | BANC_Solar | 0 | 0 | 0 | teppc | 0 | 0
DoubleADigester1 | DoubleADigester1 | Double A Digester-1 | teppc | CISC | CISC | Southern California Edison | SCE | CAISO | 2011-12-01 | 2030-04-15 | 1.5 | Bio-ICE | ICE_Biomass | Biomass/Wood | CAISO_Biomass | 0 | 0 | 0 | teppc | 0 | 0
SBERDO_2_RTS016 | SBERDO_2_RTS016 | SPVP016 Redlands RT Solar | caiso | SCE | SCE | Southern California Edison | SCE | CAISO | 2011-08-02 | 2050-12-31 | 1.5 | n/a | PVgeneric_sun | Solar_Fixed | CAISO_Solar | 1 | 1 | 0 | in old list | 1 | 0
SMRCOS_6_LNDFIL | SMRCOS_6_LNDFIL | San Marcos Energy | caiso | SDGE | SDGE | San Diego Gas and Electric | SDGE | CAISO | 2011-05-20 | 2050-12-31 | 1.5 | n/a | Biogas_ | Biogas_LandfillGas | CAISO_Biogas | 0 | 1 | 0 | not relevant | 1 | 0
CHILLS_1_SYCENG | CHILLS_1_SYCENG | Sycamore Energy 1 | caiso | SDGE | SDGE | San Diego Gas and Electric | SDGE | CAISO | 2011-05-19 | 2050-12-31 | 1.5 | n/a | CT_Biomass | Biogas_LandfillGas | CAISO_Biogas | 0 | 1 | 0 | not relevant | 1 | 0
Coffin_Butte_4 | Coffin_Butte_4 | Coffin Butte-4 | teppc | BPAT | BPAT | Bonneville Power Administration – Transmission | BPAT | NW | 2007-10-01 | 2050-12-31 | 1.5 | Bio-ICE | ICE_Biomass | Biomass/Wood | NW_Biomass | 0 | 0 | 0 | teppc | 0 | 0
Coffin_Butte_5 | Coffin_Butte_5 | Coffin Butte-5 | teppc | BPAT | BPAT | Bonneville Power Administration – Transmission | BPAT | NW | 2007-10-01 | 2050-12-31 | 1.5 | Bio-ICE | ICE_Biomass | Biomass/Wood | NW_Biomass | 0 | 0 | 0 | teppc | 0 | 0
RECTOR_7_TULARE | RECTOR_7_TULARE | MM Tulare | caiso | SCE | SCE | Southern California Edison | SCE | CAISO | 1998-05-08 | 2050-12-31 | 1.5 | n/a | CT_Biomass | Biomass/Wood | CAISO_Biomass | 0 | 0 | 0 | not relevant | 0 | 0
Mile28Water1 | Mile28Water1 | Mile 28 Water Power Project-1 | teppc | CISC | CISC | Southern California Edison | SCE | CAISO | 1994-06-01 | 2050-12-31 | 1.5 | Hydro | Hydro_Standard | Hydro | CAISO_Hydro | 0 | 0 | 0 | teppc | 0 | 0
Mile28Water2 | Mile28Water2 | Mile 28 Water Power Project-2 | teppc | CISC | CISC | Southern California Edison | SCE | CAISO | 1994-06-01 | 2050-12-31 | 1.5 | Hydro | Hydro_Standard | Hydro | CAISO_Hydro | 0 | 0 | 0 | teppc | 0 | 0
TOADTW_6_UNIT | TOADTW_6_UNIT | TOAD TOWN | caiso | PGE_Valley | PGE_Valley | Pacific Gas and Electric Valley | PGE_Valley | CAISO | 1986-01-01 | 2050-12-31 | 1.5 | n/a | Hydro_Standard | Hydro | CAISO_Hydro | 0 | 1 | 0 | not relevant | 1 | 0
MoyieSprings4 | MoyieSprings4 | Moyie Springs-4 | teppc | PNM | PNM | Public Service Company of New Mexico | PNM_EPE | SW | 1982-02-01 | 2050-12-31 | 1.5 | Hydro | Hydro_Standard | Hydro | SW_Hydro | 0 | 0 | 0 | teppc | 0 | 0
Lundy2 | Lundy2 | Lundy 2_LUNDY HYDRO PLANT (AGGREGATE)-1_24784 | teppc | CISC | CISC | Southern California Edison | SCE | CAISO | 1912-03-01 | 2050-12-31 | 1.5 | Hydro | Hydro_Standard | Hydro | CAISO_Hydro | 0 | 0 | 0 | teppc | 0 | 0
Nooksack | Nooksack | Nooksack-1 | teppc | PNM | PNM | Public Service Company of New Mexico | PNM_EPE | SW | 1905-12-01 | 2030-04-15 | 1.5 | Hydro | Hydro_Standard | Hydro | SW_Hydro | 0 | 0 | 0 | teppc | 0 | 0
KILARC_2_UNIT 1 | KILARC_2_UNIT_1 | KILARC HYDRO | caiso | PGE_Valley | PGE_Valley | Pacific Gas and Electric Valley | PGE_Valley | CAISO | 1904-01-01 | 2050-12-31 | 1.5 | n/a | Hydro_Standard | Hydro | CAISO_Hydro | 0 | 1 | 0 | not relevant | 1 | 0
CHINO_2_SOLAR2 | CHINO_2_SOLAR2 | Kona Solar - Terra Francesca | caiso | SCE | SCE | Southern California Edison | SCE | CAISO | 2015-04-13 | 2050-12-31 | 1.49 | n/a | PVgeneric_sun | Solar_Fixed | CAISO_Solar | 1 | 0 | 1 | old | 1 | 0
VALLEY_5_SOLAR1 | VALLEY_5_SOLAR1 | Kona Solar - Meridian #1 | caiso | SCE | SCE | Southern California Edison | SCE | CAISO | 2015-04-13 | 2050-12-31 | 1.49 | n/a | PVgeneric_sun | Solar_Fixed | CAISO_Solar | 1 | 0 | 1 | old | 1 | 0
BRDGVL_7_BAKER | BRDGVL_7_BAKER | Baker Station Hydro | caiso | PGE_Bay | PGE_Bay | Pacific Gas and Electric Bay | PGE_Bay | CAISO | 1987-12-10 | 2050-12-31 | 1.49 | n/a | Hydro_Standard | Hydro | CAISO_Hydro | 0 | 1 | 0 | not relevant | 1 | 0
GONZLS_6_UNIT | GONZLS_6_UNIT | Johnson Canyon Landfill | caiso | PGE_Valley | PGE_Valley | Pacific Gas and Electric Valley | PGE_Valley | CAISO | 2013-07-08 | 2050-12-31 | 1.42 | n/a | Biogas_ | Biogas_LandfillGas | CAISO_Biogas | 0 | 1 | 0 | not relevant | 1 | 0
SISQUC_1_SMARIA | SISQUC_1_SMARIA | Santa Maria II LFG Power Plant | caiso | PGE_Valley | PGE_Valley | Pacific Gas and Electric Valley | PGE_Valley | CAISO | 2010-09-27 | 2050-12-31 | 1.42 | n/a | Biogas_ | Biogas_LandfillGas | CAISO_Biogas | 0 | 1 | 0 | not relevant | 1 | 0
CASTVL_2_FCELL | CASTVL_2_FCELL |  | caiso | PGE_Valley | PGE_Valley | Pacific Gas and Electric Valley | PGE_Valley | CAISO | 1/1/1899 | 2050-12-31 | 1.4 | ST_Biomass | ST_Biomass | Biomass/Wood | CAISO_Biomass | 0 | 0 | 0 | not relevant | 0 | 0
DEVERS_2_DHSPG2 | DEVERS_2_DHSPG2 | Desert Hot Springs 2 | caiso | SCE | SCE | Southern California Edison | SCE | CAISO | 1/1/1899 | 2050-12-31 | 1.4 | PHOTO VOLTAIC_SUN | PVgeneric_sun | Solar_Fixed | CAISO_Solar | 1 | 0 | 1 | old | 1 | 0
FROGTN_1_UTICAA | FROGTN_1_UTICAA | Angels Powerhouse | caiso | PGE_Valley | PGE_Valley | Pacific Gas and Electric Valley | PGE_Valley | CAISO | 1/1/1899 | 2050-12-31 | 1.4 | HYDRO_WATER | Hydro_Standard | Hydro | CAISO_Hydro | 0 | 0 | 1 | not relevant | 1 | 0
VISTA_2_FCELL | VISTA_2_FCELL | CSUSB fuel cell | caiso | SCE | SCE | Southern California Edison | SCE | CAISO | 2013-09-01 | 2050-12-31 | 1.4 | OTHER_NATURAL GAS | Cogen_NG | Cogen | CAISO_CHP | 0 | 0 | 0 | not relevant | 0 | 0
Squamish | Squamish | Squamish Power Project (aka woodfiber)-1_Squamish Power Project (aka woodfiber)-_IPP-WFR | teppc | BCHA | BCHA | British Columbia Transmission Company | BCHA_AESO | Excluded | 2013-04-01 | 2033-05-30 | 1.4 | Bio-ST | ST_Biomass | Biomass/Wood | Excluded_Biomass | 0 | 0 | 0 | teppc | 0 | 0
Redlands | Redlands | Redlands Water and Power Company RED1 | teppc | PSCO | PSCO | Public Service Company of Colorado | PSCO | Excluded | 2002-07-01 | 2050-12-31 | 1.4 | Hydro | Hydro_Standard | Hydro | Excluded_Hydro | 0 | 0 | 0 | teppc | 0 | 0
Salida 1-2 | Salida_1_2 | Salida 1 and 2 | teppc | PSCO | PSCO | Public Service Company of Colorado | PSCO | Excluded | 1907-12-01 | 2050-12-01 | 1.4 | Hydro | Hydro_Standard | Hydro | Excluded_Hydro | 0 | 0 | 0 | teppc | 0 | 0
BKRFLD_2_SOLAR1 | BKRFLD_2_SOLAR1 | Bakersfield 111 | caiso | PGE_Valley | PGE_Valley | Pacific Gas and Electric Valley | PGE_Valley | CAISO | 2015-07-28 | 2050-12-31 | 1.38 | n/a | PVgeneric_sun | Solar_Fixed | CAISO_Solar | 1 | 1 | 0 | in old list | 1 | 0
LOWGAP_7_QFUNTS | LOWGAP_7_QFUNTS | Matthews Dam Hydro | caiso | PGE_Bay | PGE_Bay | Pacific Gas and Electric Bay | PGE_Bay | CAISO | 2007-03-01 | 2050-12-31 | 1.35 | n/a | Hydro_Standard | Hydro | CAISO_Hydro | 0 | 0 | 0 | not relevant | 0 | 0
PointLomaHY | PointLomaHY | POINT LOMA WASTEWATER PERP HYDRO_POINT LOMA WASTEWATER TREATMENT PLANT-1 | teppc | CISC | CISC | Southern California Edison | SCE | CAISO | 1985-01-01 | 2050-12-31 | 1.35 | Hydro | Hydro_Standard | Hydro | CAISO_Hydro | 0 | 0 | 0 | teppc | 0 | 0
BUCKWD_7_WINTCV | BUCKWD_7_WINTCV | Wintec Energy, Ltd. | caiso | SCE | SCE | Southern California Edison | SCE | CAISO | 2003-12-30 | 2050-12-31 | 1.32 | n/a | wind_onshorewind | Wind | CAISO_Wind | 1 | 1 | 0 | in old list | 1 | 0
Upper_Beaver_1 | Upper_Beaver_1 | Upper Beaver-1_UPRBEAVR_UPPER BEAVER | teppc | IPFE | IPFE | Idaho Far East | IPCO | NW | 1906-12-01 | 2050-12-31 | 1.32 | Hydro | Hydro_Standard | Hydro | NW_Hydro | 0 | 0 | 0 | teppc | 0 | 0
DELAMO_2_SOLAR4 | DELAMO_2_SOLAR4 | Golden Springs Building F | caiso | SCE | SCE | Southern California Edison | SCE | CAISO | 1/1/1899 | 2050-12-31 | 1.3 | PVgeneric_sun | PVgeneric_sun | Solar_Fixed | CAISO_Solar | 1 | 1 | 0 | in old list | 1 | 0
VOLTA_7_QFUNTS | VOLTA_7_QFUNTS | VOLTA_7_QFUNTS | caiso | PGE_Valley | PGE_Valley | Pacific Gas and Electric Valley | PGE_Valley | CAISO | 2007-03-01 | 2050-12-31 | 1.3 | n/a | Hydro_Standard | Hydro | CAISO_Hydro | 0 | 2 | 0 | not relevant | 1 | 0
HuecoMtnWind | HuecoMtnWind | Hueco Mountain Wind Ranch-EXIS | teppc | BPAT | BPAT | Bonneville Power Administration – Transmission | BPAT | NW | 2001-03-01 | 2021-12-31 | 1.3 | WT-Onshore | wind_onshorewind | Wind | NW_Wind | 0 | 0 | 0 | teppc | 0 | 0
McPhee | McPhee | McPhee 1 | teppc | WACM | WACM | Western Area Power Administration, Colorado-Missouri Region | WACM | Excluded | 1992-12-01 | 2050-12-31 | 1.3 | Hydro | Hydro_Standard | Hydro | Excluded_Hydro | 0 | 0 | 0 | teppc | 0 | 0
BUCKCK_7_OAKFLT | BUCKCK_7_OAKFLT | Oak Flat | caiso | PGE_Valley | PGE_Valley | Pacific Gas and Electric Valley | PGE_Valley | CAISO | 1985-01-01 | 2050-12-31 | 1.3 | n/a | Hydro_Standard | Hydro | CAISO_Hydro | 0 | 1 | 0 | not relevant | 1 | 0
Sheep_Creek1 | Sheep_Creek1 | Sheep Creek Hydro-TB1 | teppc | PNM | PNM | Public Service Company of New Mexico | PNM_EPE | SW | 1984-01-01 | 2050-12-31 | 1.3 | Hydro | Hydro_Standard | Hydro | SW_Hydro | 0 | 0 | 0 | teppc | 0 | 0
FargoDrop | FargoDrop | Fargo Drop Hydro-1_Fargo Drop-GEN1 | teppc | CISC | CISC | Southern California Edison | SCE | CAISO | 2013-04-30 | 2050-12-31 | 1.27 | Hydro | Hydro_Standard | Hydro | CAISO_Hydro | 0 | 0 | 0 | teppc | 0 | 0
Cedar_Road_LFG | Cedar_Road_LFG | Cedar Road LFG Inc.-1_Cedar Road LFG Inc.-1_IPP-NLG | teppc | BCHA | BCHA | British Columbia Transmission Company | BCHA_AESO | Excluded | 2009-10-01 | 2029-11-27 | 1.26 | Bio-ST | ST_Biomass | Biomass/Wood | Excluded_Biomass | 0 | 0 | 0 | teppc | 0 | 0
BIGCRK_7_MAMRES | BIGCRK_7_MAMRES | MAMMOTH POOL RESERVOIR (FISHWATER | caiso | SCE | SCE | Southern California Edison | SCE | CAISO | 1/1/1899 | 2050-12-31 | 1.25 | n/a | Hydro_Standard | Hydro | CAISO_Hydro | 0 | 1 | 0 | not relevant | 1 | 0
DELAMO_2_SOLAR3 | DELAMO_2_SOLAR3 | Golden Springs Building G | caiso | SCE | SCE | Southern California Edison | SCE | CAISO | 1/1/1899 | 2050-12-31 | 1.25 | PVgeneric_sun | PVgeneric_sun | Solar_Fixed | CAISO_Solar | 1 | 1 | 0 | in old list | 1 | 0
HUMBSB_1_QF | HUMBSB_1_QF | SMALL QF AGGREGATION - TRINITY | caiso | PGE_Bay | PGE_Bay | Pacific Gas and Electric Bay | PGE_Bay | CAISO | 1/1/1899 | 2050-12-31 | 1.25 | n/a | Hydro_Standard | Hydro | CAISO_Hydro | 0 | 0 | 0 | not relevant | 0 | 0
LIVEOK_6_SOLAR | LIVEOK_6_SOLAR |  | caiso | PGE_Valley | PGE_Valley | Pacific Gas and Electric Valley | PGE_Valley | CAISO | 2014-11-27 | 2050-12-31 | 1.25 | n/a | PVgeneric_sun | Solar_Fixed | CAISO_Solar | 1 | 1 | 0 | in old list | 1 | 0
DELAMO_2_SOLRD | DELAMO_2_SOLRD | Golden Solar Building D | caiso | SCE | SCE | Southern California Edison | SCE | CAISO | 2012-04-02 | 2050-12-31 | 1.25 | n/a | PVgeneric_sun | Solar_Fixed | CAISO_Solar | 1 | 1 | 0 | in old list | 1 | 0
POTTER_7_VECINO | POTTER_7_VECINO | Vecino Vineyards LLC | caiso | PGE_Bay | PGE_Bay | Pacific Gas and Electric Bay | PGE_Bay | CAISO | 1990-03-27 | 2050-12-31 | 1.25 | n/a | Hydro_Standard | Hydro | CAISO_Hydro | 0 | 0 | 0 | not relevant | 0 | 0
Koyle_Ranch | Koyle_Ranch | Koyle Ranch Hydroelectric Project-GEN1 | teppc | IPFE | IPFE | Idaho Far East | IPCO | NW | 1984-04-02 | 2050-12-31 | 1.25 | Hydro | Hydro_Standard | Hydro | NW_Hydro | 0 | 0 | 0 | teppc | 0 | 0
CLRMTK_1_QF | CLRMTK_1_QF | SMALL QF AGGREGATION - OAKLAND | caiso | PGE_Bay | PGE_Bay | Pacific Gas and Electric Bay | PGE_Bay | CAISO | 1983-12-05 | 2050-12-31 | 1.25 | n/a | Cogen_NG | Cogen | CAISO_CHP | 0 | 0 | 0 | not relevant | 0 | 0
Fall_Creek_3 | Fall_Creek_3 | Fall Creek-3 | teppc | BPAT | BPAT | Bonneville Power Administration – Transmission | BPAT | NW | 1910-01-01 | 2050-12-31 | 1.25 | HydroRPS | Hydro_Standard | Hydro | NW_Hydro | 0 | 0 | 0 | teppc | 0 | 0
REEDLY_6_SOLAR | REEDLY_6_SOLAR | Terzian | caiso | PGE_Valley | PGE_Valley | Pacific Gas and Electric Valley | PGE_Valley | CAISO | 2014-06-17 | 2050-12-31 | 1.23 | n/a | PVgeneric_sun | Solar_Fixed | CAISO_Solar | 1 | 1 | 0 | in old list | 1 | 0
PtarminganCreek3 | PtarminganCreek3 | Unknown Type & Dynamic Model in Power Flow | teppc | BCHA | BCHA | British Columbia Transmission Company | BCHA_AESO | Excluded | 1986-04-15 | 2030-01-01 | 1.2 | Hydro | Hydro_Standard | Hydro | Excluded_Hydro | 0 | 0 | 0 | teppc | 0 | 0
PowerInvest | PowerInvest | Power Investments Hydro | teppc | IPFE | IPFE | Idaho Far East | IPCO | NW | 1985-04-15 | 2050-12-31 | 1.2 | Hydro | Hydro_Standard | Hydro | NW_Hydro | 0 | 0 | 0 | teppc | 0 | 0
Sullivan_1 | Sullivan_1 | Sullivan-1 | teppc | PGE | PGE | Portland General Electric Company | PortlandGE | NW | 1952-12-01 | 2050-12-31 | 1.2 | Hydro | Hydro_Standard | Hydro | NW_Hydro | 0 | 0 | 0 | teppc | 0 | 0
Sullivan_10 | Sullivan_10 | Sullivan-10 | teppc | CISC | CISC | Southern California Edison | SCE | CAISO | 1952-12-01 | 2050-12-31 | 1.2 | Hydro | Hydro_Standard | Hydro | CAISO_Hydro | 0 | 0 | 0 | teppc | 0 | 0
Sullivan_11 | Sullivan_11 | Sullivan-11 | teppc | CISC | CISC | Southern California Edison | SCE | CAISO | 1952-12-01 | 2050-12-31 | 1.2 | Hydro | Hydro_Standard | Hydro | CAISO_Hydro | 0 | 0 | 0 | teppc | 0 | 0
Sullivan_12 | Sullivan_12 | Sullivan-12 | teppc | CISC | CISC | Southern California Edison | SCE | CAISO | 1952-12-01 | 2050-12-31 | 1.2 | Hydro | Hydro_Standard | Hydro | CAISO_Hydro | 0 | 0 | 0 | teppc | 0 | 0
Sullivan_13 | Sullivan_13 | Sullivan-13 | teppc | CISC | CISC | Southern California Edison | SCE | CAISO | 1952-12-01 | 2050-12-31 | 1.2 | Hydro | Hydro_Standard | Hydro | CAISO_Hydro | 0 | 0 | 0 | teppc | 0 | 0
Sullivan_2 | Sullivan_2 | Sullivan-2 | teppc | CISC | CISC | Southern California Edison | SCE | CAISO | 1952-12-01 | 2050-12-31 | 1.2 | Hydro | Hydro_Standard | Hydro | CAISO_Hydro | 0 | 0 | 0 | teppc | 0 | 0
Sullivan_3 | Sullivan_3 | Sullivan-3 | teppc | CISC | CISC | Southern California Edison | SCE | CAISO | 1952-12-01 | 2050-12-31 | 1.2 | Hydro | Hydro_Standard | Hydro | CAISO_Hydro | 0 | 0 | 0 | teppc | 0 | 0
Sullivan_4 | Sullivan_4 | Sullivan-4 | teppc | CISC | CISC | Southern California Edison | SCE | CAISO | 1952-12-01 | 2050-12-31 | 1.2 | Hydro | Hydro_Standard | Hydro | CAISO_Hydro | 0 | 0 | 0 | teppc | 0 | 0
Sullivan_5 | Sullivan_5 | Sullivan-5 | teppc | CISC | CISC | Southern California Edison | SCE | CAISO | 1952-12-01 | 2050-12-31 | 1.2 | Hydro | Hydro_Standard | Hydro | CAISO_Hydro | 0 | 0 | 0 | teppc | 0 | 0
Sullivan_6 | Sullivan_6 | Sullivan-6 | teppc | CISC | CISC | Southern California Edison | SCE | CAISO | 1952-12-01 | 2050-12-31 | 1.2 | Hydro | Hydro_Standard | Hydro | CAISO_Hydro | 0 | 0 | 0 | teppc | 0 | 0
Sullivan_7 | Sullivan_7 | Sullivan-7 | teppc | CISC | CISC | Southern California Edison | SCE | CAISO | 1952-12-01 | 2050-12-31 | 1.2 | Hydro | Hydro_Standard | Hydro | CAISO_Hydro | 0 | 0 | 0 | teppc | 0 | 0
Sullivan_8 | Sullivan_8 | Sullivan-8 | teppc | CISC | CISC | Southern California Edison | SCE | CAISO | 1952-12-01 | 2050-12-31 | 1.2 | Hydro | Hydro_Standard | Hydro | CAISO_Hydro | 0 | 0 | 0 | teppc | 0 | 0
Georgetown 1-2 | Georgetown_1_2 | Georgetown 1 and 2 | teppc | PSCO | PSCO | Public Service Company of Colorado | PSCO | Excluded | 1907-12-01 | 2050-12-31 | 1.2 | Hydro | Hydro_Standard | Hydro | Excluded_Hydro | 0 | 0 | 0 | teppc | 0 | 0
Upper_Beaver_2 | Upper_Beaver_2 | Upper Beaver-2_UPRBEAVR_UPPER BEAVER_60032 | teppc | IPFE | IPFE | Idaho Far East | IPCO | NW | 1906-12-01 | 2050-12-31 | 1.2 | Hydro | Hydro_Standard | Hydro | NW_Hydro | 0 | 0 | 0 | teppc | 0 | 0
DELAMO_2_SOLRC1 | DELAMO_2_SOLRC1 | Golden Springs Building C1 | caiso | SCE | SCE | Southern California Edison | SCE | CAISO | 2012-02-10 | 2050-12-31 | 1.16 | n/a | PVgeneric_sun | Solar_Fixed | CAISO_Solar | 1 | 1 | 0 | in old list | 1 | 0
EldoradoResrvr | EldoradoResrvr | Eldorado Reservoir-1_Eldorado Reservoir-1_IPP-ELD | teppc | BCHA | BCHA | British Columbia Transmission Company | BCHA_AESO | Excluded | 2008-12-01 | 2029-06-03 | 1.13 | Hydro | Hydro_Standard | Hydro | Excluded_Hydro | 0 | 0 | 0 | teppc | 0 | 0
Grasshopper Flat | Grasshopper_Flat | Grasshopper Flat | rps | PGE_Valley | PGE_Valley | Pacific Gas and Electric Valley | PGE_Valley | CAISO | 2019-01-21 | 2050-12-31 | 1.1 | Small hydroHydro: Unknown | Hydro_small | Hydro | CAISO_Small_Hydro | 0 | 0 | 1 | not relevant | 1 | 0
EsquatzelCanal | EsquatzelCanal | Esquatzel Canal-HY1 | teppc | PNM | PNM | Public Service Company of New Mexico | PNM_EPE | SW | 2011-12-01 | 2030-04-15 | 1.1 | Hydro | Hydro_Standard | Hydro | SW_Hydro | 0 | 0 | 0 | teppc | 0 | 0
CargillB6Bio1 | CargillB6Bio1 | Cargill B6 Biofactory-1 | teppc | CISC | CISC | Southern California Edison | SCE | CAISO | 2009-09-01 | 2050-12-31 | 1.1 | Bio-ICE | ICE_Biomass | Biomass/Wood | CAISO_Biomass | 0 | 0 | 0 | teppc | 0 | 0
CargillB6Bio2 | CargillB6Bio2 | Cargill B6 Biofactory-2 | teppc | CISC | CISC | Southern California Edison | SCE | CAISO | 2009-09-01 | 2050-12-31 | 1.1 | Bio-ICE | ICE_Biomass | Biomass/Wood | CAISO_Biomass | 0 | 0 | 0 | teppc | 0 | 0
BoiseRDiversion1A | BoiseRDiversion1A | Boise R Diversion-1A | teppc | IPFE | IPFE | Idaho Far East | IPCO | NW | 2004-06-01 | 2050-12-31 | 1.1 | Hydro | Hydro_Standard | Hydro | NW_Hydro | 0 | 0 | 0 | teppc | 0 | 0
BoiseRDiversion2A | BoiseRDiversion2A | Boise R Diversion-2A | teppc | IPFE | IPFE | Idaho Far East | IPCO | NW | 2004-06-01 | 2050-12-31 | 1.1 | Hydro | Hydro_Standard | Hydro | NW_Hydro | 0 | 0 | 0 | teppc | 0 | 0
BoiseRDiversion3A | BoiseRDiversion3A | Boise R Diversion-3A | teppc | IPFE | IPFE | Idaho Far East | IPCO | NW | 2004-06-01 | 2050-12-31 | 1.1 | Hydro | Hydro_Standard | Hydro | NW_Hydro | 0 | 0 | 0 | teppc | 0 | 0
PIT5_7_QFUNTS | PIT5_7_QFUNTS |  | caiso | PGE_Valley | PGE_Valley | Pacific Gas and Electric Valley | PGE_Valley | CAISO | 1987-08-15 | 2050-12-31 | 1.1 | n/a | Hydro_Standard | Hydro | CAISO_Hydro | 0 | 2 | 0 | not relevant | 1 | 0
FeltHydro3 | FeltHydro3 | Felt Hydroelectric Plant-GEN3 | teppc | CISC | CISC | Southern California Edison | SCE | CAISO | 1986-04-01 | 2050-12-31 | 1.1 | Hydro | Hydro_Standard | Hydro | CAISO_Hydro | 0 | 0 | 0 | teppc | 0 | 0
East Highline | East_Highline | East Highline 1¦BRAVO_4.16_EAST_HLINE¦ESTHIGHL | teppc | IID | IID | Imperial Irrigation District | IID | IID | 1984-09-01 | 2050-12-31 | 1.1 | Hydro | Hydro_Standard | Hydro | IID_Hydro | 0 | 1 | 0 | teppc | 1 | 0
NEWARK_1_QF | NEWARK_1_QF | NEWARK 1 QF | caiso | PGE_Bay | PGE_Bay | Pacific Gas and Electric Bay | PGE_Bay | CAISO | 1899-12-31 | 2050-12-31 | 1.1 | n/a | Cogen_NG | Cogen | CAISO_CHP | 0 | 0 | 0 | not relevant | 0 | 0
PADUA_7_SDIMAS | PADUA_7_SDIMAS | San Dimas Wash Hydro | caiso | SCE | SCE | Southern California Edison | SCE | CAISO | 1986-01-28 | 2050-12-31 | 1.05 | n/a | Hydro_Standard | Hydro | CAISO_Hydro | 0 | 1 | 0 | not relevant | 1 | 0
FraserRichmond | FraserRichmond | Fraser Richmond Soil and Fibre-1_Fraser Richmond Soil and Fibre-1_IPP-FRS | teppc | BCHA | BCHA | British Columbia Transmission Company | BCHA_AESO | Excluded | 2013-03-24 | 2028-03-24 | 1.03 | Bio-ST | ST_Biomass | Biomass/Wood | Excluded_Biomass | 0 | 0 | 0 | teppc | 0 | 0
BishopCreek4-1 | BishopCreek4_1 | Bishop Creek 4-1 | teppc | CISC | CISC | Southern California Edison | SCE | CAISO | 1905-01-01 | 2050-12-31 | 1.03 | HydroRPS | Hydro_Standard | Hydro | CAISO_Hydro | 0 | 0 | 0 | teppc | 0 | 0
BishopCreek4-2 | BishopCreek4_2 | Bishop Creek 4-2 | teppc | CISC | CISC | Southern California Edison | SCE | CAISO | 1905-01-01 | 2050-12-31 | 1.03 | HydroRPS | Hydro_Standard | Hydro | CAISO_Hydro | 0 | 0 | 0 | teppc | 0 | 0
Verwey-Hanford Dairy Digester Genset #2 | Verwey_Hanford_Dairy_Digester_Genset__2 | Verwey-Hanford Dairy Digester Genset #2 | rps | PGE_Valley | PGE_Valley | Pacific Gas and Electric Valley | PGE_Valley | CAISO | 2019-02-13 | 2050-12-31 | 1.028 | Digester gasnan | Biogas_ | Biogas_LandfillGas | CAISO_Biogas | 0 | 0 | 1 | not relevant | 1 | 0
Verwey-Hanford Dairy Digester III | Verwey_Hanford_Dairy_Digester_III | Verwey-Hanford Dairy Digester III | rps | PGE_Valley | PGE_Valley | Pacific Gas and Electric Valley | PGE_Valley | CAISO | 2019-02-13 | 2050-12-31 | 1.028 | Digester gasnan | Biogas_ | Biogas_LandfillGas | CAISO_Biogas | 0 | 0 | 1 | not relevant | 1 | 0
TaylorWind1_1 | TaylorWind1_1 | TaylorWind1-1 | teppc | BCHA | BCHA | British Columbia Transmission Company | BCHA_AESO | Excluded | 2004-12-01 | 2050-12-01 | 1.01 | WT-Onshore | wind_onshorewind | Wind | Excluded_Wind | 0 | 0 | 0 | teppc | 0 | 0
TaylorWind2_2 | TaylorWind2_2 | TaylorWind2-2 | teppc | BCHA | BCHA | British Columbia Transmission Company | BCHA_AESO | Excluded | 2004-12-01 | 2050-12-01 | 1.01 | WT-Onshore | wind_onshorewind | Wind | Excluded_Wind | 0 | 0 | 0 | teppc | 0 | 0
TaylorWind3_3 | TaylorWind3_3 | TaylorWind3-3 | teppc | BCHA | BCHA | British Columbia Transmission Company | BCHA_AESO | Excluded | 2004-12-01 | 2050-12-01 | 1.01 | WT-Onshore | wind_onshorewind | Wind | Excluded_Wind | 0 | 0 | 0 | teppc | 0 | 0
APLHIL_1_SLABCK | APLHIL_1_SLABCK | SLAB CREEK HYDRO | caiso | PGE_Valley | PGE_Valley | Pacific Gas and Electric Valley | PGE_Valley | CAISO | 1/1/1899 | 2050-12-31 | 1 | n/a | Hydro_Standard | Hydro | CAISO_Hydro | 0 | 0 | 0 | not relevant | 0 | 0
DELAMO_2_SOLAR5 | DELAMO_2_SOLAR5 | Golden Springs Building L | caiso | SCE | SCE | Southern California Edison | SCE | CAISO | 1/1/1899 | 2050-12-31 | 1 | PVgeneric_sun | PVgeneric_sun | Solar_Fixed | CAISO_Solar | 1 | 1 | 0 | in old list | 1 | 0
ELCAJN_6_DRGEN2 | ELCAJN_6_DRGEN2 |  | caiso | SDGE | SDGE | San Diego Gas and Electric | SDGE | CAISO | 1/1/1899 | 2050-12-31 | 1 | Battery_ | Battery_ | Battery Storage | CAISO_Li_Battery | 0 | 0 | 0 | not relevant | 0 | 0
ETIWND_2_SOLAR2 | ETIWND_2_SOLAR2 | Rochester | caiso | SCE | SCE | Southern California Edison | SCE | CAISO | 1/1/1899 | 2050-12-31 | 1 | PVgeneric_sun | PVgeneric_sun | Solar_Fixed | CAISO_Solar | 1 | 1 | 0 | in old list | 1 | 0
GANSO_1_WSTBM1 | GANSO_1_WSTBM1 | Weststar Dairy Biogas | caiso | PGE_Valley | PGE_Valley | Pacific Gas and Electric Valley | PGE_Valley | CAISO | 1/1/1899 | 2050-12-31 | 1 | RECIPROCATING ENGINE_BIOGAS | Biogas_ | Biogas_LandfillGas | CAISO_Biogas | 0 | 0 | 1 | not relevant | 1 | 0
MAGUND_1_BKISR1 | MAGUND_1_BKISR1 | Bakersfield Industrial 1 | caiso | PGE_Valley | PGE_Valley | Pacific Gas and Electric Valley | PGE_Valley | CAISO | 1/1/1899 | 2050-12-31 | 1 | PHOTO VOLTAIC_SUN | PVgeneric_sun | Solar_Fixed | CAISO_Solar | 1 | 0 | 1 | new | 1 | 0
MANTEC_1_ML1SR1 | MANTEC_1_ML1SR1 | Manteca Land 1 | caiso | PGE_Valley | PGE_Valley | Pacific Gas and Electric Valley | PGE_Valley | CAISO | 1/1/1899 | 2050-12-31 | 1 | PHOTO VOLTAIC_SUN | PVgeneric_sun | Solar_Fixed | CAISO_Solar | 1 | 0 | 1 | new | 1 | 0
OLDRIV_6_CESDBM | OLDRIV_6_CESDBM | Ces Dairy Biogas | caiso | PGE_Valley | PGE_Valley | Pacific Gas and Electric Valley | PGE_Valley | CAISO | 1/1/1899 | 2050-12-31 | 1 | RECIPROCATING ENGINE_BIOGAS | Biogas_ | Biogas_LandfillGas | CAISO_Biogas | 0 | 0 | 1 | not relevant | 1 | 0
OLDRIV_6_LKVBM1 | OLDRIV_6_LKVBM1 | Lakeview Dairy Biogas | caiso | PGE_Valley | PGE_Valley | Pacific Gas and Electric Valley | PGE_Valley | CAISO | 1/1/1899 | 2050-12-31 | 1 | RECIPROCATING ENGINE_BIOGAS | Biogas_ | Biogas_LandfillGas | CAISO_Biogas | 0 | 0 | 1 | not relevant | 1 | 0
SAUGUS_6_CREST | SAUGUS_6_CREST |  | caiso | SCE | SCE | Southern California Edison | SCE | CAISO | 1/1/1899 | 2050-12-31 | 1 | Hydro_Standard | Hydro_Standard | Hydro | CAISO_Hydro | 0 | 0 | 1 | not relevant | 1 | 0
SMYRNA_1_DL1SR1 | SMYRNA_1_DL1SR1 | Delano Land 1 | caiso | PGE_Valley | PGE_Valley | Pacific Gas and Electric Valley | PGE_Valley | CAISO | 1/1/1899 | 2050-12-31 | 1 | PHOTO VOLTAIC_SUN | PVgeneric_sun | Solar_Fixed | CAISO_Solar | 1 | 0 | 1 | new | 1 | 0
Napa Recycling Biomass Plant | Napa_Recycling_Biomass_Plant | Napa Recycling Biomass Plant | rps | PGE_Valley | PGE_Valley | Pacific Gas and Electric Valley | PGE_Valley | CAISO | 2020-04-30 | 2050-12-31 | 1 | Biomassnan | ST_Biomass | Biomass/Wood | CAISO_Biomass | 0 | 0 | 1 | not relevant | 1 | 0
David Tevelde Dairy Digester | David_Tevelde_Dairy_Digester | David Tevelde Dairy Digester | rps | PGE_Valley | PGE_Valley | Pacific Gas and Electric Valley | PGE_Valley | CAISO | 2019-06-30 | 2050-12-31 | 1 | Digester gasnan | Biogas_ | Biogas_LandfillGas | CAISO_Biogas | 0 | 0 | 1 | not relevant | 1 | 0
ETIWND_2_SOLAR1 | ETIWND_2_SOLAR1 | Dedeaux Ontario | caiso | SCE | SCE | Southern California Edison | SCE | CAISO | 2016-03-23 | 2050-12-31 | 1 | n/a | PVgeneric_sun | Solar_Fixed | CAISO_Solar | 1 | 0 | 1 | old | 1 | 0
LOCKFD_1_KSOLAR | LOCKFD_1_KSOLAR | Kettleman Solar | caiso | PGE_Valley | PGE_Valley | Pacific Gas and Electric Valley | PGE_Valley | CAISO | 2014-03-14 | 2050-12-31 | 1 | n/a | PVgeneric_sun | Solar_Fixed | CAISO_Solar | 1 | 1 | 0 | in old list | 1 | 0
ETIWND_2_CHMPNE | ETIWND_2_CHMPNE | Champagne | caiso | SCE | SCE | Southern California Edison | SCE | CAISO | 2013-12-20 | 2050-12-31 | 1 | n/a | PVgeneric_sun | Solar_Fixed | CAISO_Solar | 1 | 1 | 0 | in old list | 1 | 0
DAVIS_1_SOLAR2 | DAVIS_1_SOLAR2 | Grasslands 4 | caiso | PGE_Valley | PGE_Valley | Pacific Gas and Electric Valley | PGE_Valley | CAISO | 2013-08-05 | 2050-12-31 | 1 | n/a | PVgeneric_sun | Solar_Fixed | CAISO_Solar | 1 | 1 | 0 | in old list | 1 | 0
MIRLOM_2_RTS033 | MIRLOM_2_RTS033 | SPVP033 | caiso | SCE | SCE | Southern California Edison | SCE | CAISO | 2013-08-05 | 2050-12-31 | 1 | n/a | PVgeneric_sun | Solar_Fixed | CAISO_Solar | 1 | 1 | 0 | in old list | 1 | 0
DAVIS_1_SOLAR1 | DAVIS_1_SOLAR1 | Grasslands 3 | caiso | PGE_Valley | PGE_Valley | Pacific Gas and Electric Valley | PGE_Valley | CAISO | 2013-07-01 | 2050-12-31 | 1 | n/a | PVgeneric_sun | Solar_Fixed | CAISO_Solar | 1 | 1 | 0 | in old list | 1 | 0
Los Alamos PV | Los_Alamos_PV | Los Alamos Smart Grid (East Jemez Road) 1 | teppc | PNM | PNM | Public Service Company of New Mexico | PNM_EPE | SW | 2012-09-01 | 2050-12-31 | 1 | SolarPV-Tracking | 1axPV_sun | Solar_1Axis | SW_Solar | 0 | 0 | 0 | teppc | 0 | 0
FarmPowerTillamook | FarmPowerTillamook | Farm Power Tillamook-IC1 | teppc | PNM | PNM | Public Service Company of New Mexico | PNM_EPE | SW | 2012-06-28 | 2030-04-15 | 1 | Bio-ICE | ICE_Biomass | Biomass/Wood | SW_Biomass | 0 | 0 | 0 | teppc | 0 | 0
BANGOR_6_HYDRO | BANGOR_6_HYDRO | Virginia Ranch Dam Powerplant | caiso | PGE_Valley | PGE_Valley | Pacific Gas and Electric Valley | PGE_Valley | CAISO | 2012-06-14 | 2050-12-31 | 1 | n/a | Hydro_Standard | Hydro | CAISO_Hydro | 0 | 0 | 0 | not relevant | 0 | 0
VISTA_2_RIALTO | VISTA_2_RIALTO | Rialto RT Solar | caiso | SCE | SCE | Southern California Edison | SCE | CAISO | 2011-03-01 | 2050-12-31 | 1 | n/a | PVgeneric_sun | Solar_Fixed | CAISO_Solar | 1 | 1 | 0 | in old list | 1 | 0
CHINO_2_SOLAR | CHINO_2_SOLAR | Chino RT Solar 1 | caiso | SCE | SCE | Southern California Edison | SCE | CAISO | 2009-12-01 | 2050-12-31 | 1 | n/a | PVgeneric_sun | Solar_Fixed | CAISO_Solar | 1 | 1 | 0 | in old list | 1 | 0
MLPTAS_7_QFUNTS | MLPTAS_7_QFUNTS | MLPTAS_7_QFUNTS | caiso | PGE_Bay | PGE_Bay | Pacific Gas and Electric Bay | PGE_Bay | CAISO | 2000-01-01 | 2050-12-31 | 1 | n/a | Cogen_NG | Cogen | CAISO_CHP | 0 | 0 | 0 | not relevant | 0 | 0
PSWEET_7_QFUNTS | PSWEET_7_QFUNTS | PSWEET_7_QFUNTS | caiso | PGE_Valley | PGE_Valley | Pacific Gas and Electric Valley | PGE_Valley | CAISO | 2000-01-01 | 2050-12-31 | 1 | n/a | Cogen_NG | Cogen | CAISO_CHP | 0 | 0 | 0 | not relevant | 0 | 0
Foote_Creek2 | Foote_Creek2 | Foote Creek II-GEN1 | teppc | IPFE | IPFE | Idaho Far East | IPCO | NW | 1999-06-01 | 2050-12-31 | 1 | WT-Onshore | wind_onshorewind | Wind | NW_Wind | 0 | 0 | 0 | teppc | 0 | 0
SNCLRA_2_SPRHYD | SNCLRA_2_SPRHYD | Springville Hydroelectric Generator | caiso | SCE | SCE | Southern California Edison | SCE | CAISO | 1994-03-17 | 2050-12-31 | 1 | n/a | Hydro_Standard | Hydro | CAISO_Hydro | 0 | 0 | 0 | not relevant | 0 | 0
Skookumchuck1 | Skookumchuck1 | Skookumchuck-1 | teppc | PNM | PNM | Public Service Company of New Mexico | PNM_EPE | SW | 1990-09-01 | 2050-12-31 | 1 | Hydro | Hydro_Standard | Hydro | SW_Hydro | 0 | 0 | 0 | teppc | 0 | 0
EchoDam3 | EchoDam3 | Echo Dam-3_BNTF-GEN_BOUNTIFUL POWER-2-2 | teppc | IPFE | IPFE | Idaho Far East | IPCO | NW | 1987-03-01 | 2050-12-31 | 1 | Hydro | Hydro_Standard | Hydro | NW_Hydro | 0 | 0 | 0 | teppc | 0 | 0
MISSIX_1_QF | MISSIX_1_QF | SMALL QF AGGREGATION - SAB FRABCUSCI | caiso | PGE_Bay | PGE_Bay | Pacific Gas and Electric Bay | PGE_Bay | CAISO | 1987-01-01 | 2050-12-31 | 1 | n/a | Cogen_NG | Cogen | CAISO_CHP | 0 | 0 | 0 | not relevant | 0 | 0
GARNET_2_HYDRO | GARNET_2_HYDRO | Whitewater Hydro | caiso | SCE | SCE | Southern California Edison | SCE | CAISO | 1986-04-11 | 2050-12-31 | 1 | n/a | Hydro_Standard | Hydro | CAISO_Hydro | 0 | 2 | 0 | not relevant | 1 | 0
MOSSLD_1_QF | MOSSLD_1_QF | SMALL QF AGGREGATION - SANTA CRUZ | caiso | PGE_Bay | PGE_Bay | Pacific Gas and Electric Bay | PGE_Bay | CAISO | 1985-01-01 | 2050-12-31 | 1 | n/a | Cogen_NG | Cogen | CAISO_CHP | 0 | 0 | 0 | not relevant | 0 | 0
HutchinsnCreek1 | HutchinsnCreek1 | Hutchinson Creek-1 | teppc | PNM | PNM | Public Service Company of New Mexico | PNM_EPE | SW | 1983-01-01 | 2030-04-15 | 1 | Hydro | Hydro_Standard | Hydro | SW_Hydro | 0 | 0 | 0 | teppc | 0 | 0
FULTON_1_QF | FULTON_1_QF | SMALL QF AGGREGATION - ZENIA | caiso | PGE_Bay | PGE_Bay | Pacific Gas and Electric Bay | PGE_Bay | CAISO | 1983-01-01 | 2050-12-31 | 1 | n/a | Hydro_Standard | Hydro | CAISO_Hydro | 0 | 1 | 0 | not relevant | 1 | 0
VOLTA_2_UNIT 2 | VOLTA_2_UNIT_2 | Volta Hydro Unit 2 | caiso | PGE_Valley | PGE_Valley | Pacific Gas and Electric Valley | PGE_Valley | CAISO | 1981-01-01 | 2050-12-31 | 1 | n/a | Hydro_Standard | Hydro | CAISO_Hydro | 0 | 1 | 0 | not relevant | 1 | 0
Spillimacheen_1 | Spillimacheen_1 | Spillimacheen-1_Spillimacheen-1_BCH-SPN | teppc | BCHA | BCHA | British Columbia Transmission Company | BCHA_AESO | Excluded | 1954-12-01 | 2033-03-31 | 1 | Hydro | Hydro_Standard | Hydro | Excluded_Hydro | 0 | 0 | 0 | teppc | 0 | 0
Spillimacheen_2 | Spillimacheen_2 | Spillimacheen-2_Spillimacheen-2_BCH-SPN | teppc | BCHA | BCHA | British Columbia Transmission Company | BCHA_AESO | Excluded | 1954-12-01 | 2033-03-31 | 1 | Hydro | Hydro_Standard | Hydro | Excluded_Hydro | 0 | 0 | 0 | teppc | 0 | 0
Strontia Springs | Strontia_Springs | Strontia Springs Hydro Plant 1 and 2¦Strontia Springs | teppc | PSCO | PSCO | Public Service Company of Colorado | PSCO | Excluded | 1951-01-01 | 2050-12-31 | 1 | Hydro | Hydro_Standard | Hydro | Excluded_Hydro | 0 | 0 | 0 | teppc | 0 | 0
MoyieSprings3 | MoyieSprings3 | Moyie Springs-3 | teppc | PNM | PNM | Public Service Company of New Mexico | PNM_EPE | SW | 1950-12-01 | 2050-12-31 | 1 | Hydro | Hydro_Standard | Hydro | SW_Hydro | 0 | 0 | 0 | teppc | 0 | 0
SUB12B24 | SUB12B24 | SUB12B24 | teppc | BCHA | BCHA | British Columbia Transmission Company | BCHA_AESO | Excluded | 1950-01-01 | 2050-12-31 | 1 | MotorLoad | Load | Load | Excluded_Load | 0 | 0 | 0 | teppc | 0 | 0
Prospect4 | Prospect4 | Prospect 4-1 | teppc | PACW | PACW | PacifiCorp – West | PACW | NW | 1944-11-01 | 2050-12-31 | 1 | Hydro | Hydro_Standard | Hydro | NW_Hydro | 0 | 0 | 0 | teppc | 0 | 0
GHOST1_1 | GHOST1_1 | GHOST1-1 | teppc | AESO | AESO | Alberta Electric System Operator | BCHA_AESO | Excluded | 1929-01-01 | 2050-12-01 | 1 | Hydro | Hydro_Standard | Hydro | Excluded_Hydro | 0 | 0 | 0 | teppc | 0 | 0
Sullivan_9 | Sullivan_9 | Sullivan-9 | teppc | CISC | CISC | Southern California Edison | SCE | CAISO | 1924-05-01 | 2050-12-31 | 1 | Hydro | Hydro_Standard | Hydro | CAISO_Hydro | 0 | 0 | 0 | teppc | 0 | 0
ThousandSpring1 | ThousandSpring1 | Thousand Springs-1 | teppc | IPFE | IPFE | Idaho Far East | IPCO | NW | 1912-08-01 | 2050-12-31 | 1 | Hydro | Hydro_Standard | Hydro | NW_Hydro | 0 | 0 | 0 | teppc | 0 | 0
ThousandSpring2 | ThousandSpring2 | Thousand Springs-2 | teppc | IPFE | IPFE | Idaho Far East | IPCO | NW | 1912-08-01 | 2050-12-31 | 1 | Hydro | Hydro_Standard | Hydro | NW_Hydro | 0 | 0 | 0 | teppc | 0 | 0
BNNIEN_7_ALTAPH | BNNIEN_7_ALTAPH | ALTA POWER HOUSE | caiso | PGE_Valley | PGE_Valley | Pacific Gas and Electric Valley | PGE_Valley | CAISO | 1902-01-01 | 2050-12-31 | 1 | n/a | Hydro_Standard | Hydro | CAISO_Hydro | 0 | 1 | 0 | not relevant | 1 | 0
MESAP_1_QF | MESAP_1_QF | SMALL QF AGGREGATION - SAN LUIS OBISPO | caiso | PGE_Valley | PGE_Valley | Pacific Gas and Electric Valley | PGE_Valley | CAISO | 1899-12-31 | 2050-12-31 | 1 | n/a | Cogen_NG | Cogen | CAISO_CHP | 0 | 0 | 0 | not relevant | 0 | 0
CORONS_2_SOLAR | CORONS_2_SOLAR | Master Development Corona | caiso | SCE | SCE | Southern California Edison | SCE | CAISO | 2013-04-24 | 2050-12-31 | 0.99 | n/a | PVgeneric_sun | Solar_Fixed | CAISO_Solar | 1 | 1 | 0 | in old list | 1 | 0
LOWGAP_1_SUPHR | LOWGAP_1_SUPHR | Mill & Sulphur Creek Hydro | caiso | PGE_Bay | PGE_Bay | Pacific Gas and Electric Bay | PGE_Bay | CAISO | 1988-02-23 | 2050-12-31 | 0.99 | n/a | Hydro_Standard | Hydro | CAISO_Hydro | 0 | 1 | 0 | not relevant | 1 | 0
BUCKCK_2_HYDRO | BUCKCK_2_HYDRO | Lassen Station Hydro | caiso | PGE_Valley | PGE_Valley | Pacific Gas and Electric Valley | PGE_Valley | CAISO | 1986-05-22 | 2050-12-31 | 0.99 | n/a | Hydro_Standard | Hydro | CAISO_Hydro | 0 | 1 | 0 | not relevant | 1 | 0
CLOVER_2_UNIT | CLOVER_2_UNIT | Clover Creek | caiso | PGE_Valley | PGE_Valley | Pacific Gas and Electric Valley | PGE_Valley | CAISO | 1986-02-21 | 2050-12-31 | 0.99 | n/a | Hydro_Standard | Hydro | CAISO_Hydro | 0 | 2 | 0 | not relevant | 1 | 0
CENTER_2_TECNG1 | CENTER_2_TECNG1 | TECHNICAST | caiso | SCE | SCE | Southern California Edison | SCE | CAISO | 1899-12-31 | 2050-12-31 | 0.99 | RECIPROCATING ENGINE_NATURAL GAS | Cogen_NG | Cogen | CAISO_CHP | 0 | 0 | 0 | not relevant | 0 | 0
CEDRCK_6_UNIT | CEDRCK_6_UNIT | Water Wheel Ranch | caiso | PGE_Valley | PGE_Valley | Pacific Gas and Electric Valley | PGE_Valley | CAISO | 1984-03-22 | 2050-12-31 | 0.98 | n/a | Hydro_Standard | Hydro | CAISO_Hydro | 0 | 2 | 0 | not relevant | 1 | 0
Kings_Estate | Kings_Estate | Kings Estate Solar-PV(4144) | teppc | PNM | PNM | Public Service Company of New Mexico | PNM_EPE | SW | 2012-04-01 | 2030-04-15 | 0.97 | SolarPV-NonTracking | FixedPV_sun | Solar_Fixed | SW_Solar | 0 | 0 | 0 | teppc | 0 | 0
NotchButteGeoBon2 | NotchButteGeoBon2 | Notch Butte Hydro-HYD1 a.k.a. Geo Bon #2 | teppc | CISC | CISC | Southern California Edison | SCE | CAISO | 1986-11-15 | 2050-12-31 | 0.93 | Hydro | Hydro_Standard | Hydro | CAISO_Hydro | 0 | 0 | 0 | teppc | 0 | 0
STOREY_2_MDRCH4 | STOREY_2_MDRCH4 | Madera Chowchilla 4 | caiso | PGE_Valley | PGE_Valley | Pacific Gas and Electric Valley | PGE_Valley | CAISO | 1/1/1899 | 2050-12-31 | 0.92 | HYDRO_WATER | Hydro_Standard | Hydro | CAISO_Hydro | 0 | 2 | 0 | not relevant | 1 | 0
DEVERS_2_CS2SR4 | DEVERS_2_CS2SR4 | Caliente Solar 2 | caiso | SCE | SCE | Southern California Edison | SCE | CAISO | 1/1/1899 | 2050-12-31 | 0.91 | PHOTO VOLTAIC_SUN | PVgeneric_sun | Solar_Fixed | CAISO_Solar | 1 | 0 | 1 | new | 1 | 0
CURTIS_1_CANLCK | CURTIS_1_CANLCK | Canal Creek Powerhouse | caiso | PGE_Valley | PGE_Valley | Pacific Gas and Electric Valley | PGE_Valley | CAISO | 1/1/1899 | 2050-12-31 | 0.9 | HYDRO_WATER | Hydro_Standard | Hydro | CAISO_Hydro | 0 | 1 | 0 | not relevant | 1 | 0
CURTIS_1_FARFLD | CURTIS_1_FARFLD | Fairfield Powerhouse | caiso | PGE_Valley | PGE_Valley | Pacific Gas and Electric Valley | PGE_Valley | CAISO | 1/1/1899 | 2050-12-31 | 0.9 | HYDRO_WATER | Hydro_Standard | Hydro | CAISO_Hydro | 0 | 1 | 0 | not relevant | 1 | 0
CENTER_2_SOLAR1 | CENTER_2_SOLAR1 | Pico Rivera | caiso | SCE | SCE | Southern California Edison | SCE | CAISO | 2015-11-20 | 2050-12-31 | 0.9 | n/a | PVgeneric_sun | Solar_Fixed | CAISO_Solar | 1 | 1 | 0 | in old list | 1 | 0
CRNEVL_6_CRNVA | CRNEVL_6_CRNVA | Crane Valley | caiso | PGE_Valley | PGE_Valley | Pacific Gas and Electric Valley | PGE_Valley | CAISO | 1919-01-01 | 2050-12-31 | 0.9 | n/a | Hydro_Standard | Hydro | CAISO_Hydro | 0 | 1 | 0 | not relevant | 1 | 0
MeyersFalls1 | MeyersFalls1 | Meyers Falls-UN1 | teppc | AVA | AVA | Avista Corp. | BPAT | NW | 1915-09-01 | 2050-12-31 | 0.9 | Hydro | Hydro_Standard | Hydro | NW_Hydro | 0 | 0 | 0 | teppc | 0 | 0
Faulkner_Ranch | Faulkner_Ranch | Faulkner Ranch-1 | teppc | IPFE | IPFE | Idaho Far East | IPCO | NW | 1987-05-15 | 2030-04-15 | 0.87 | Hydro | Hydro_Standard | Hydro | NW_Hydro | 0 | 0 | 0 | teppc | 0 | 0
LittlewoodArksh | LittlewoodArksh | Littlewood_Arkoosh-1 | teppc | IPFE | IPFE | Idaho Far East | IPCO | NW | 1986-08-08 | 2030-04-15 | 0.87 | Hydro | Hydro_Standard | Hydro | NW_Hydro | 0 | 0 | 0 | teppc | 0 | 0
San Luis Obispo AD | San_Luis_Obispo_AD | San Luis Obispo AD | rps | PGE_Valley | PGE_Valley | Pacific Gas and Electric Valley | PGE_Valley | CAISO | 2019-01-31 | 2050-12-31 | 0.853 | Biogasnan | ST_Biomass | Biogas_LandfillGas | CAISO_Biogas | 0 | 0 | 1 | not relevant | 1 | 0
CSTOGA_6_LNDFIL | CSTOGA_6_LNDFIL | Clover Flat Land Fill Gas | caiso | PGE_Bay | PGE_Bay | Pacific Gas and Electric Bay | PGE_Bay | CAISO | 2014-06-25 | 2050-12-31 | 0.85 | n/a | Biogas_ | Biogas_LandfillGas | CAISO_Biogas | 0 | 1 | 0 | not relevant | 1 | 0
Milner_Hydro_3 | Milner_Hydro_3 | Milner Hydro-3 | teppc | IPFE | IPFE | Idaho Far East | IPCO | NW | 1992-12-01 | 2050-12-31 | 0.83 | Hydro | Hydro_Standard | Hydro | NW_Hydro | 0 | 0 | 0 | teppc | 0 | 0
Stagecoach | Stagecoach | Stagecoach Hydro-1 | teppc | PSCO | PSCO | Public Service Company of Colorado | PSCO | Excluded | 1989-10-01 | 2030-04-15 | 0.82 | Hydro | Hydro_Standard | Hydro | Excluded_Hydro | 0 | 0 | 0 | teppc | 0 | 0
DAIRLD_1_MD2BM1 | DAIRLD_1_MD2BM1 |  | caiso | PGE_Valley | PGE_Valley | Pacific Gas and Electric Valley | PGE_Valley | CAISO | 1/1/1899 | 2050-12-31 | 0.8 | ST_Biomass | ST_Biomass | Biomass/Wood | CAISO_Biomass | 0 | 0 | 1 | not relevant | 1 | 0
RECTOR_2_TFDBM1 | RECTOR_2_TFDBM1 |  | caiso | SCE | SCE | Southern California Edison | SCE | CAISO | 1/1/1899 | 2050-12-31 | 0.8 |  |  |  | blank | 0 | 0 | 1 | not relevant | 1 | 0
Van Der Kooi Dairy Digester | Van_Der_Kooi_Dairy_Digester | Van Der Kooi Dairy Digester | rps | PGE_Valley | PGE_Valley | Pacific Gas and Electric Valley | PGE_Valley | CAISO | 2020-06-12 | 2050-12-31 | 0.8 | Digester gasnan | Biogas_ | Biogas_LandfillGas | CAISO_Biogas | 0 | 0 | 1 | not relevant | 1 | 0
Open Sky Dairy Digester #2 | Open_Sky_Dairy_Digester__2 | Open Sky Dairy Digester #2 | rps | PGE_Valley | PGE_Valley | Pacific Gas and Electric Valley | PGE_Valley | CAISO | 2019-02-22 | 2050-12-31 | 0.8 | Digester gasnan | Biogas_ | Biogas_LandfillGas | CAISO_Biogas | 0 | 0 | 1 | not relevant | 1 | 0
Two Fiets | Two_Fiets | Two Fiets | rps | SCE | SCE | Southern California Edison | SCE | CAISO | 2019-01-25 | 2050-12-31 | 0.8 | Digester gasnan | Biogas_ | Biogas_LandfillGas | CAISO_Biogas | 0 | 0 | 1 | not relevant | 1 | 0
SCHNDR_1_OS2BM2 | Verwey_Madera_Dairy_Digester_Genset__2 | Verwey Madera Dairy Digester Genset #2 | rps | PGE_Valley | PGE_Valley | Pacific Gas and Electric Valley | PGE_Valley | CAISO | 2019-01-11 | 2050-12-31 | 0.8 | Digester gasnan | Biogas_ | Biogas_LandfillGas | CAISO_Biogas | 0 | 0 | 1 | not relevant | 1 | 0
Ridgeway 2 | Ridgeway_2 | Ridgeway Hydro-2 | teppc | WACM | WACM | Western Area Power Administration, Colorado-Missouri Region | WACM | Excluded | 2014-06-01 | 2050-12-31 | 0.8 | Hydro | Hydro_Standard | Hydro | Excluded_Hydro | 0 | 0 | 0 | teppc | 0 | 0
Riverbend_LF6 | Riverbend_LF6 | Riverbend Landfill-GEN6 | teppc | PNM | PNM | Public Service Company of New Mexico | PNM_EPE | SW | 2010-01-06 | 2050-12-31 | 0.8 | Bio-ICE | ICE_Biomass | Biomass/Wood | SW_Biomass | 0 | 0 | 0 | teppc | 0 | 0
Riverbend_LF5 | Riverbend_LF5 | Riverbend Landfill-GEN5 | teppc | PNM | PNM | Public Service Company of New Mexico | PNM_EPE | SW | 2010-01-05 | 2050-12-31 | 0.8 | Bio-ICE | ICE_Biomass | Biomass/Wood | SW_Biomass | 0 | 0 | 0 | teppc | 0 | 0
Riverbend_LF4 | Riverbend_LF4 | Riverbend Landfill-GEN4 | teppc | PNM | PNM | Public Service Company of New Mexico | PNM_EPE | SW | 2010-01-04 | 2050-12-31 | 0.8 | Bio-ICE | ICE_Biomass | Biomass/Wood | SW_Biomass | 0 | 0 | 0 | teppc | 0 | 0
Riverbend_LF3 | Riverbend_LF3 | Riverbend Landfill-GEN3 | teppc | PNM | PNM | Public Service Company of New Mexico | PNM_EPE | SW | 2010-01-03 | 2050-12-31 | 0.8 | Bio-ICE | ICE_Biomass | Biomass/Wood | SW_Biomass | 0 | 0 | 0 | teppc | 0 | 0
Riverbend_LF2 | Riverbend_LF2 | Riverbend Landfill-GEN2 | teppc | PNM | PNM | Public Service Company of New Mexico | PNM_EPE | SW | 2010-01-02 | 2050-12-31 | 0.8 | Bio-ICE | ICE_Biomass | Biomass/Wood | SW_Biomass | 0 | 0 | 0 | teppc | 0 | 0
Riverbend_LF1 | Riverbend_LF1 | Riverbend Landfill-GEN1 | teppc | PNM | PNM | Public Service Company of New Mexico | PNM_EPE | SW | 2010-01-01 | 2050-12-31 | 0.8 | Bio-ICE | ICE_Biomass | Biomass/Wood | SW_Biomass | 0 | 0 | 0 | teppc | 0 | 0
Columbia_Ridge1 | Columbia_Ridge1 | Waste Management Columbia Ridge LFGTE-GEN1 | teppc | PNM | PNM | Public Service Company of New Mexico | PNM_EPE | SW | 2009-03-01 | 2050-12-31 | 0.8 | Bio-ICE | ICE_Biomass | Biomass/Wood | SW_Biomass | 0 | 0 | 0 | teppc | 0 | 0
Columbia_Ridge2 | Columbia_Ridge2 | Waste Management Columbia Ridge LFGTE-GEN2 | teppc | PNM | PNM | Public Service Company of New Mexico | PNM_EPE | SW | 2009-03-01 | 2050-12-31 | 0.8 | Bio-ICE | ICE_Biomass | Biomass/Wood | SW_Biomass | 0 | 0 | 0 | teppc | 0 | 0
Columbia_Ridge4 | Columbia_Ridge4 | Waste Management Columbia Ridge LFGTE-GEN4 | teppc | PNM | PNM | Public Service Company of New Mexico | PNM_EPE | SW | 2009-03-01 | 2050-12-31 | 0.8 | Bio-ICE | ICE_Biomass | Biomass/Wood | SW_Biomass | 0 | 0 | 0 | teppc | 0 | 0
Columbia_Ridge5 | Columbia_Ridge5 | Waste Management Columbia Ridge LFGTE-GEN5 | teppc | PNM | PNM | Public Service Company of New Mexico | PNM_EPE | SW | 2009-03-01 | 2050-12-31 | 0.8 | Bio-ICE | ICE_Biomass | Biomass/Wood | SW_Biomass | 0 | 0 | 0 | teppc | 0 | 0
Columbia_Ridge6 | Columbia_Ridge6 | Waste Management Columbia Ridge LFGTE-GEN6 | teppc | PNM | PNM | Public Service Company of New Mexico | PNM_EPE | SW | 2009-03-01 | 2050-12-31 | 0.8 | Bio-ICE | ICE_Biomass | Biomass/Wood | SW_Biomass | 0 | 0 | 0 | teppc | 0 | 0
Columbia_Ridge7 | Columbia_Ridge7 | Waste Management Columbia Ridge LFGTE-GEN7 | teppc | PNM | PNM | Public Service Company of New Mexico | PNM_EPE | SW | 2009-03-01 | 2050-12-31 | 0.8 | Bio-ICE | ICE_Biomass | Biomass/Wood | SW_Biomass | 0 | 0 | 0 | teppc | 0 | 0
Columbia_Ridge8 | Columbia_Ridge8 | Waste Management Columbia Ridge LFGTE-GEN8 | teppc | PNM | PNM | Public Service Company of New Mexico | PNM_EPE | SW | 2009-03-01 | 2050-12-31 | 0.8 | Bio-ICE | ICE_Biomass | Biomass/Wood | SW_Biomass | 0 | 0 | 0 | teppc | 0 | 0
CargillDryCreekBio1 | CargillDryCreekBio1 | Cargill Dry Creek Biofactory-GS1 | teppc | IPFE | IPFE | Idaho Far East | IPCO | NW | 2008-08-28 | 2050-12-31 | 0.8 | Bio-ICE | ICE_Biomass | Biomass/Wood | NW_Biomass | 0 | 0 | 0 | teppc | 0 | 0
CargillDryCreekBio2 | CargillDryCreekBio2 | Cargill Dry Creek Biofactory-GS2 | teppc | IPFE | IPFE | Idaho Far East | IPCO | NW | 2008-08-28 | 2050-12-31 | 0.8 | Bio-ICE | ICE_Biomass | Biomass/Wood | NW_Biomass | 0 | 0 | 0 | teppc | 0 | 0
CargillDryCreekBio3 | CargillDryCreekBio3 | Cargill Dry Creek Biofactory-GS3 | teppc | IPFE | IPFE | Idaho Far East | IPCO | NW | 2008-08-28 | 2050-12-31 | 0.8 | Bio-ICE | ICE_Biomass | Biomass/Wood | NW_Biomass | 0 | 0 | 0 | teppc | 0 | 0
Minnehik_2_1 | Minnehik_2_1 | Minnehik 2-1 | teppc | AESO | AESO | Alberta Electric System Operator | BCHA_AESO | Excluded | 2001-09-01 | 2050-12-01 | 0.8 | ST-WasteHeat | Cogen_NG | Cogen | Excluded_CHP | 0 | 0 | 0 | teppc | 0 | 0
Coffin_Butte_2 | Coffin_Butte_2 | Coffin Butte-2 | teppc | BPAT | BPAT | Bonneville Power Administration – Transmission | BPAT | NW | 1995-10-01 | 2050-12-31 | 0.8 | Bio-ICE | ICE_Biomass | Biomass/Wood | NW_Biomass | 0 | 0 | 0 | teppc | 0 | 0
Coffin_Butte_3 | Coffin_Butte_3 | Coffin Butte-3 | teppc | BPAT | BPAT | Bonneville Power Administration – Transmission | BPAT | NW | 1995-10-01 | 2050-12-31 | 0.8 | Bio-ICE | ICE_Biomass | Biomass/Wood | NW_Biomass | 0 | 0 | 0 | teppc | 0 | 0
MiddleForkIrrD3 | MiddleForkIrrD3 | Middle Fork Irrigation District-GEN3 | teppc | PNM | PNM | Public Service Company of New Mexico | PNM_EPE | SW | 1986-03-01 | 2050-12-31 | 0.8 | Hydro | Hydro_Standard | Hydro | SW_Hydro | 0 | 0 | 0 | teppc | 0 | 0
MOORPK_6_QF | MOORPK_6_QF | MOORPARK QFS | caiso | SCE | SCE | Southern California Edison | SCE | CAISO | 1976-01-01 | 2050-12-31 | 0.8 | n/a | Cogen_NG | Cogen | CAISO_CHP | 0 | 1 | 0 | not relevant | 1 | 0
YakamaDrop3-1 | YakamaDrop3_1 | Yakama Drop 3-1 | teppc | PNM | PNM | Public Service Company of New Mexico | PNM_EPE | SW | 1931-12-01 | 2050-12-31 | 0.8 | Hydro | Hydro_Standard | Hydro | SW_Hydro | 0 | 0 | 0 | teppc | 0 | 0
YakamaDrop3-2 | YakamaDrop3_2 | Yakama Drop 3-2 | teppc | PNM | PNM | Public Service Company of New Mexico | PNM_EPE | SW | 1931-12-01 | 2050-12-31 | 0.8 | Hydro | Hydro_Standard | Hydro | SW_Hydro | 0 | 0 | 0 | teppc | 0 | 0
BigSky1 | BigSky1 | Big Sky Dairy Digester-GEN1 | teppc | CISC | CISC | Southern California Edison | SCE | CAISO | 2008-12-01 | 2050-12-31 | 0.75 | Bio-ICE | ICE_Biomass | Biomass/Wood | CAISO_Biomass | 0 | 0 | 0 | teppc | 0 | 0
BigSky2 | BigSky2 | Big Sky Dairy Digester-GEN2 | teppc | CISC | CISC | Southern California Edison | SCE | CAISO | 2008-12-01 | 2050-12-31 | 0.75 | Bio-ICE | ICE_Biomass | Biomass/Wood | CAISO_Biomass | 0 | 0 | 0 | teppc | 0 | 0
Prosperity Solar | Prosperity_Solar | Prosperity Energy Storage Facility GEN-1¦Prosperity Energy Battery Storage Facility GEN-2 | teppc | PNM | PNM | Public Service Company of New Mexico | PNM_EPE | SW | 2005-05-01 | 2030-04-15 | 0.75 | SolarPV-NonTracking | FixedPV_sun | Solar_Fixed | SW_Solar | 0 | 0 | 0 | teppc | 0 | 0
Cottonwood 2 | Cottonwood_2 | Cottonwood 2 | teppc | LDWP | LDWP | Los Angeles Department of Water and Power | LADWP | LDWP | 1909-10-01 | 2050-12-31 | 0.75 | Hydro | Hydro_Standard | Hydro | LDWP_Hydro | 0 | 0 | 0 | teppc | 0 | 0
Cottonwood 1 | Cottonwood_1 | Cottonwood 1 | teppc | LDWP | LDWP | Los Angeles Department of Water and Power | LADWP | LDWP | 1908-11-01 | 2050-12-31 | 0.75 | Hydro | Hydro_Standard | Hydro | LDWP_Hydro | 0 | 0 | 0 | teppc | 0 | 0
Sunshine | Sunshine | Sunshine Hydro-1 | teppc | PSCO | PSCO | Public Service Company of Colorado | PSCO | Excluded | 1987-09-01 | 2030-04-15 | 0.7 | Hydro | Hydro_Standard | Hydro | Excluded_Hydro | 0 | 0 | 0 | teppc | 0 | 0
Newman_PV | Newman_PV | Newman-PV | teppc | BPAT | BPAT | Bonneville Power Administration – Transmission | BPAT | NW | 2009-12-01 | 2029-12-01 | 0.64 | SolarPV-NonTracking | FixedPV_sun | Solar_Fixed | NW_Solar | 0 | 0 | 0 | teppc | 0 | 0
zzebraNLG-.4G-1 | zzebraNLG__4G_1 | Unknown Type & Dynamic Model in Power Flow | teppc | BCHA | BCHA | British Columbia Transmission Company | BCHA_AESO | Excluded | 1986-04-15 | 2030-01-01 | 0.63 | Bio-ST | ST_Biomass | Biomass/Wood | Excluded_Biomass | 0 | 0 | 0 | teppc | 0 | 0
zzebraNLG-.4G-2 | zzebraNLG__4G_2 | Unknown Type & Dynamic Model in Power Flow | teppc | BCHA | BCHA | British Columbia Transmission Company | BCHA_AESO | Excluded | 1986-04-15 | 2030-01-01 | 0.63 | Bio-ST | ST_Biomass | Biomass/Wood | Excluded_Biomass | 0 | 0 | 0 | teppc | 0 | 0
VOLTA_6_BAILCK | VOLTA_6_BAILCK | Bailey Creek Ranch | caiso | PGE_Valley | PGE_Valley | Pacific Gas and Electric Valley | PGE_Valley | CAISO | 1982-05-26 | 2050-12-31 | 0.63 | n/a | Hydro_Standard | Hydro | CAISO_Hydro | 0 | 0 | 0 | not relevant | 0 | 0
Malad_River_1 | Malad_River_1 | Malad River-1 | teppc | IPFE | IPFE | Idaho Far East | IPCO | NW | 1984-05-01 | 2030-04-15 | 0.62 | Hydro | Hydro_Standard | Hydro | NW_Hydro | 0 | 0 | 0 | teppc | 0 | 0
RNDMTN_2_SLSPHY1 | RNDMTN_2_SLSPHY1 | Silver Springs | caiso | PGE_Valley | PGE_Valley | Pacific Gas and Electric Valley | PGE_Valley | CAISO | 1/1/1899 | 2050-12-31 | 0.6 | HYDRO_WATER | Hydro_Standard | Hydro | CAISO_Hydro | 0 | 0 | 1 | not relevant | 1 | 0
MIK 4G2 | MIK_4G2 | MIK 4G2 | teppc | PSCO | PSCO | Public Service Company of Colorado | PSCO | Excluded | 2016-03-25 | 2050-03-30 | 0.6 | hydro | Hydro_Standard | Hydro | Excluded_Hydro | 0 | 0 | 0 | teppc | 0 | 0
VOLTA_6_DIGHYD | VOLTA_6_DIGHYD | Digger Creek Ranch Hydro | caiso | PGE_Valley | PGE_Valley | Pacific Gas and Electric Valley | PGE_Valley | CAISO | 2014-07-02 | 2050-12-31 | 0.6 | n/a | Hydro_Standard | Hydro | CAISO_Hydro | 0 | 1 | 0 | not relevant | 1 | 0
TUPMAN_1_BIOGAS | TUPMAN_1_BIOGAS | ABEC Bidart-Stockale #1 | caiso | PGE_Valley | PGE_Valley | Pacific Gas and Electric Valley | PGE_Valley | CAISO | 2013-03-20 | 2050-12-31 | 0.6 | n/a | Biogas_ | Biogas_LandfillGas | CAISO_Biogas | 0 | 1 | 0 | not relevant | 1 | 0
BriggsCreek1 | BriggsCreek1 | Briggs Creek-1 | teppc | IPFE | IPFE | Idaho Far East | IPCO | NW | 1985-10-10 | 2030-04-15 | 0.6 | Hydro | Hydro_Standard | Hydro | NW_Hydro | 0 | 0 | 0 | teppc | 0 | 0
FMEADO_6_HELLHL | FMEADO_6_HELLHL | FMEADO_6_HELLHL | caiso | PGE_Valley | PGE_Valley | Pacific Gas and Electric Valley | PGE_Valley | CAISO | 1983-04-30 | 2050-12-31 | 0.6 | n/a | Hydro_Standard | Hydro | CAISO_Hydro | 0 | 0 | 0 | not relevant | 0 | 0
Division Creek | Division_Creek | Division Creek 1 | teppc | LDWP | LDWP | Los Angeles Department of Water and Power | LADWP | LDWP | 1909-03-01 | 2050-12-31 | 0.6 | Hydro | Hydro_Standard | Hydro | LDWP_Hydro | 0 | 1 | 0 | teppc | 1 | 0
WestSide | WestSide | West Side | teppc | PACW | PACW | PacifiCorp – West | PACW | NW | 1908-10-01 | 2030-01-01 | 0.6 | Hydro | Hydro_Standard | Hydro | NW_Hydro | 0 | 0 | 0 | teppc | 0 | 0
CHINO_2_QF | CHINO_2_QF | CHINO QFS | caiso | SCE | SCE | Southern California Edison | SCE | CAISO | 1987-01-01 | 2050-12-31 | 0.58 | n/a | Cogen_NG | Cogen | CAISO_CHP | 0 | 1 | 0 | not relevant | 1 | 0
STOREY_2_MDRCH2 | STOREY_2_MDRCH2 | Madera Chowchilla 2 | caiso | PGE_Valley | PGE_Valley | Pacific Gas and Electric Valley | PGE_Valley | CAISO | 1986-04-11 | 2050-12-31 | 0.56 | n/a | Hydro_Standard | Hydro | CAISO_Hydro | 0 | 2 | 0 | not relevant | 1 | 0
BoxCanyonID | BoxCanyonID | Box Canyon-ID1 | teppc | IPFE | IPFE | Idaho Far East | IPCO | NW | 1984-02-11 | 2030-04-15 | 0.56 | Hydro | Hydro_Standard | Hydro | NW_Hydro | 0 | 0 | 0 | teppc | 0 | 0
Bend3 | Bend3 | Bend-3 | teppc | CISC | CISC | Southern California Edison | SCE | CAISO | 1916-12-01 | 2050-12-31 | 0.56 | Hydro | Hydro_Standard | Hydro | CAISO_Hydro | 0 | 0 | 0 | teppc | 0 | 0
Snedigar_1 | Snedigar_1 | Snedigar-1 | teppc | IPFE | IPFE | Idaho Far East | IPCO | NW | 1985-11-01 | 2030-04-15 | 0.54 | Hydro | Hydro_Standard | Hydro | NW_Hydro | 0 | 0 | 0 | teppc | 0 | 0
EastTwinCreek1 | EastTwinCreek1 | East Twin Creek-1_East Twin Creek-1_IPP-ETC | teppc | BCHA | BCHA | British Columbia Transmission Company | BCHA_AESO | Excluded | 1991-11-01 | 2031-11-01 | 0.53 | Hydro | Hydro_Standard | Hydro | Excluded_Hydro | 0 | 0 | 0 | teppc | 0 | 0
EastTwinCreek2 | EastTwinCreek2 | East Twin Creek-2_East Twin Creek-2_IPP-ETC | teppc | BCHA | BCHA | British Columbia Transmission Company | BCHA_AESO | Excluded | 1991-11-01 | 2031-11-01 | 0.53 | Hydro | Hydro_Standard | Hydro | Excluded_Hydro | 0 | 0 | 0 | teppc | 0 | 0
EastTwinCreek3 | EastTwinCreek3 | East Twin Creek-3_East Twin Creek-3_IPP-ETC | teppc | BCHA | BCHA | British Columbia Transmission Company | BCHA_AESO | Excluded | 1991-11-01 | 2031-11-01 | 0.53 | Hydro | Hydro_Standard | Hydro | Excluded_Hydro | 0 | 0 | 0 | teppc | 0 | 0
Schaffner_1 | Schaffner_1 | Schaffner-1 | teppc | CISC | CISC | Southern California Edison | SCE | CAISO | 1986-08-08 | 2050-12-31 | 0.53 | Hydro | Hydro_Standard | Hydro | CAISO_Hydro | 0 | 0 | 0 | teppc | 0 | 0
ALLGNY_6_HYDRO1 | ALLGNY_6_HYDRO1 | Salmon Creek Hydroelectric Project | caiso | PGE_Valley | PGE_Valley | Pacific Gas and Electric Valley | PGE_Valley | CAISO | 2014-12-03 | 2050-12-31 | 0.52 | n/a | Hydro_Standard | Hydro | CAISO_Hydro | 0 | 2 | 0 | not relevant | 1 | 0
ClrSpringsTrout | ClrSpringsTrout | Clear Springs Trout-1 | teppc | IPFE | IPFE | Idaho Far East | IPCO | NW | 1983-11-02 | 2050-12-31 | 0.52 | Hydro | Hydro_Standard | Hydro | NW_Hydro | 0 | 0 | 0 | teppc | 0 | 0
MudCreek_S_S_1 | MudCreek_S_S_1 | Mud Creek_S+S-1 | teppc | IPFE | IPFE | Idaho Far East | IPCO | NW | 1982-02-20 | 2030-04-15 | 0.52 | Hydro | Hydro_Standard | Hydro | NW_Hydro | 0 | 0 | 0 | teppc | 0 | 0
HIGGNS_7_QFUNTS | HIGGNS_7_QFUNTS | HIGGNS_7_QFUNTS | caiso | PGE_Valley | PGE_Valley | Pacific Gas and Electric Valley | PGE_Valley | CAISO | 1/1/1899 | 2050-12-31 | 0.5 | n/a | Hydro_Standard | Hydro | CAISO_Hydro | 0 | 0 | 0 | not relevant | 0 | 0
ORLND_6_HIGHLI | ORLND_6_HIGHLI | High Line Canal Hydro | caiso | PGE_Valley | PGE_Valley | Pacific Gas and Electric Valley | PGE_Valley | CAISO | 2014-06-11 | 2050-12-31 | 0.5 | n/a | Hydro_Standard | Hydro | CAISO_Hydro | 0 | 0 | 0 | not relevant | 0 | 0
Teckla DVAR 1 | Teckla_DVAR_1 | Teckla DVAR 1 | teppc | WACM | WACM | Western Area Power Administration, Colorado-Missouri Region | WACM | Excluded | 2009-04-15 | 2050-12-31 | 0.5 | VAR-Device | VAR_NOTGEN | None | Excluded_Var-DEVICE | 0 | 0 | 0 | teppc | 0 | 0
Teckla DVAR 2 | Teckla_DVAR_2 | Teckla DVAR 2 | teppc | WACM | WACM | Western Area Power Administration, Colorado-Missouri Region | WACM | Excluded | 2009-04-15 | 2050-12-31 | 0.5 | VAR-Device | VAR_NOTGEN | None | Excluded_Var-DEVICE | 0 | 0 | 0 | teppc | 0 | 0
Sahko_1 | Sahko_1 | Sahko-1 | teppc | IPFE | IPFE | Idaho Far East | IPCO | NW | 2006-06-01 | 2050-12-31 | 0.5 | Hydro | Hydro_Standard | Hydro | NW_Hydro | 0 | 0 | 0 | teppc | 0 | 0
MiddleForkIrrD2 | MiddleForkIrrD2 | Middle Fork Irrigation District-GEN2 | teppc | PNM | PNM | Public Service Company of New Mexico | PNM_EPE | SW | 1986-03-01 | 2050-12-31 | 0.5 | Hydro | Hydro_Standard | Hydro | SW_Hydro | 0 | 0 | 0 | teppc | 0 | 0
IGNACO_1_QF | IGNACO_1_QF | SMALL QF AGGREGATION - VALLEJO/DINSMORE | caiso | PGE_Bay | PGE_Bay | Pacific Gas and Electric Bay | PGE_Bay | CAISO | 1985-01-01 | 2050-12-31 | 0.5 | n/a | Cogen_NG | Cogen | CAISO_CHP | 0 | 0 | 0 | not relevant | 0 | 0
MillCreek_OR | MillCreek_OR | Mill Creek (Cove FERC P-5390)-HY1 | teppc | PNM | PNM | Public Service Company of New Mexico | PNM_EPE | SW | 1984-01-01 | 2030-04-15 | 0.5 | Hydro | Hydro_Standard | Hydro | SW_Hydro | 0 | 0 | 0 | teppc | 0 | 0
CTNWDP_1_QF | CTNWDP_1_QF | SMALL QF AGGREGATION - BURNEY | caiso | SCE | SCE | Southern California Edison | SCE | CAISO | 1982-01-01 | 2050-12-31 | 0.5 | n/a | Hydro_Standard | Hydro | CAISO_Hydro | 0 | 2 | 0 | not relevant | 1 | 0
StrawberryCreek1 | StrawberryCreek1 | Strawberry Creek-1 | teppc | CISC | CISC | Southern California Edison | SCE | CAISO | 1951-01-01 | 2050-12-31 | 0.5 | Hydro | Hydro_Standard | Hydro | CAISO_Hydro | 0 | 0 | 0 | teppc | 0 | 0
StrawberryCreek2 | StrawberryCreek2 | Strawberry Creek-2 | teppc | CISC | CISC | Southern California Edison | SCE | CAISO | 1951-01-01 | 2050-12-31 | 0.5 | Hydro | Hydro_Standard | Hydro | CAISO_Hydro | 0 | 0 | 0 | teppc | 0 | 0
StrawberryCreek3 | StrawberryCreek3 | Strawberry Creek-3 | teppc | CISC | CISC | Southern California Edison | SCE | CAISO | 1951-01-01 | 2050-12-31 | 0.5 | Hydro | Hydro_Standard | Hydro | CAISO_Hydro | 0 | 0 | 0 | teppc | 0 | 0
Wrangler | Wrangler | Wrangler-1 | teppc | BPAT | BPAT | Bonneville Power Administration – Transmission | BPAT | NW | 2011-10-13 | 2036-10-13 | 0.48 | SolarPV-Tracking | 1axPV_sun | Solar_1Axis | NW_Solar | 0 | 0 | 0 | teppc | 0 | 0
Burton_Creek | Burton_Creek | Burton Creek Hydro (FERC 7577)-HY1 | teppc | PNM | PNM | Public Service Company of New Mexico | PNM_EPE | SW | 1985-09-25 | 2030-04-15 | 0.48 | Hydro | Hydro_Standard | Hydro | SW_Hydro | 0 | 0 | 0 | teppc | 0 | 0
Pocatello_Waste | Pocatello_Waste | Pocatello Waste-1 | teppc | CISC | CISC | Southern California Edison | SCE | CAISO | 1984-12-01 | 2050-12-31 | 0.46 | Bio-ICE | ICE_Biomass | Biomass/Wood | CAISO_Biomass | 0 | 0 | 0 | teppc | 0 | 0
ArenaDrop | ArenaDrop | Arena Drop-1 | teppc | CISC | CISC | Southern California Edison | SCE | CAISO | 2010-09-01 | 2030-04-15 | 0.45 | Hydro | Hydro_Standard | Hydro | CAISO_Hydro | 0 | 0 | 0 | teppc | 0 | 0
SygitowiczCreek | SygitowiczCreek | Sygitowicz Creek | teppc | PNM | PNM | Public Service Company of New Mexico | PNM_EPE | SW | 1986-01-01 | 2050-12-31 | 0.45 | Hydro | Hydro_Standard | Hydro | SW_Hydro | 0 | 0 | 0 | teppc | 0 | 0
Fall_Creek_2 | Fall_Creek_2 | Fall Creek-2 | teppc | BPAT | BPAT | Bonneville Power Administration – Transmission | BPAT | NW | 1907-08-01 | 2050-12-31 | 0.45 | HydroRPS | Hydro_Standard | Hydro | NW_Hydro | 0 | 0 | 0 | teppc | 0 | 0
Sagebrush_1 | Sagebrush_1 | Sagebrush-1 | teppc | IPFE | IPFE | Idaho Far East | IPCO | NW | 1985-09-01 | 2050-12-31 | 0.43 | Hydro | Hydro_Standard | Hydro | NW_Hydro | 0 | 0 | 0 | teppc | 0 | 0
STOREY_2_MDRCH3 | STOREY_2_MDRCH3 | Madera Chowchilla 3 | caiso | PGE_Valley | PGE_Valley | Pacific Gas and Electric Valley | PGE_Valley | CAISO | 1986-04-16 | 2050-12-31 | 0.42 | n/a | Hydro_Standard | Hydro | CAISO_Hydro | 0 | 2 | 0 | not relevant | 1 | 0
WSMR_I_WSMR2 | WSMR_I_WSMR2 | WSMR I-WSMR2 | teppc | BPAT | BPAT | Bonneville Power Administration – Transmission | BPAT | NW | 2009-12-01 | 2029-12-01 | 0.4 | SolarPV-NonTracking | FixedPV_sun | Solar_Fixed | NW_Solar | 0 | 0 | 0 | teppc | 0 | 0
GOLETA_2_QF | GOLETA_2_QF | GOLETA QFS | caiso | SCE | SCE | Southern California Edison | SCE | CAISO | 1986-01-01 | 2050-12-31 | 0.4 | n/a | Cogen_NG | Cogen | CAISO_CHP | 0 | 1 | 0 | not relevant | 1 | 0
LittleMac2 | LittleMac2 | Little Mac Project-2 | teppc | IPFE | IPFE | Idaho Far East | IPCO | NW | 1984-05-01 | 2050-12-31 | 0.4 | Hydro | Hydro_Standard | Hydro | NW_Hydro | 0 | 0 | 0 | teppc | 0 | 0
LittleMac3 | LittleMac3 | Little Mac Project-3 | teppc | IPFE | IPFE | Idaho Far East | IPCO | NW | 1984-05-01 | 2050-12-31 | 0.4 | Hydro | Hydro_Standard | Hydro | NW_Hydro | 0 | 0 | 0 | teppc | 0 | 0
LittleMac4 | LittleMac4 | Little Mac Project-4 | teppc | IPFE | IPFE | Idaho Far East | IPCO | NW | 1984-05-01 | 2050-12-31 | 0.4 | Hydro | Hydro_Standard | Hydro | NW_Hydro | 0 | 0 | 0 | teppc | 0 | 0
OLINDA_2_QF | OLINDA_2_QF | OLINDA QFS | caiso | SCE | SCE | Southern California Edison | SCE | CAISO | 1984-01-01 | 2050-12-31 | 0.4 | n/a | Cogen_NG | Cogen | CAISO_CHP | 0 | 1 | 0 | not relevant | 1 | 0
PortTownsend | PortTownsend | Port Townsend Paper-HDRO | teppc | PNM | PNM | Public Service Company of New Mexico | PNM_EPE | SW | 1982-08-01 | 2050-12-31 | 0.4 | Hydro | Hydro_Standard | Hydro | SW_Hydro | 0 | 0 | 0 | teppc | 0 | 0
MoyieSprings2 | MoyieSprings2 | Moyie Springs-2 | teppc | PNM | PNM | Public Service Company of New Mexico | PNM_EPE | SW | 1921-12-01 | 2050-12-31 | 0.4 | Hydro | Hydro_Standard | Hydro | SW_Hydro | 0 | 0 | 0 | teppc | 0 | 0
ShoshnFalls2 | ShoshnFalls2 | Shoshone Falls-2 | teppc | IPFE | IPFE | Idaho Far East | IPCO | NW | 1907-08-01 | 2050-12-31 | 0.4 | Hydro | Hydro_Standard | Hydro | NW_Hydro | 0 | 0 | 0 | teppc | 0 | 0
LAGBEL_6_QF | LAGBEL_6_QF | LAGUNA BELL QFS | caiso | SCE | SCE | Southern California Edison | SCE | CAISO | 1993-01-01 | 2050-12-31 | 0.35 | n/a | Cogen_NG | Cogen | CAISO_CHP | 0 | 0 | 0 | not relevant | 0 | 0
Bend2 | Bend2 | Bend-2 | teppc | CISC | CISC | Southern California Edison | SCE | CAISO | 1915-12-01 | 2050-12-31 | 0.35 | Hydro | Hydro_Standard | Hydro | CAISO_Hydro | 0 | 0 | 0 | teppc | 0 | 0
Greater_Nanaimo | Greater_Nanaimo | Greater Nanaimo PCC Cogeneration-1_Greater Nanaimo PCC Cogeneration-1_IPP-GNP | teppc | BCHA | BCHA | British Columbia Transmission Company | BCHA_AESO | Excluded | 2012-09-30 | 2032-09-26 | 0.34 | Bio-ST | ST_Biomass | Biomass/Wood | Excluded_Biomass | 0 | 0 | 0 | teppc | 0 | 0
Jim_Knight_1 | Jim_Knight_1 | Jim Knight-1 | teppc | IPFE | IPFE | Idaho Far East | IPCO | NW | 1985-06-10 | 2030-04-15 | 0.34 | Hydro | Hydro_Standard | Hydro | NW_Hydro | 0 | 0 | 0 | teppc | 0 | 0
LOTTWWTP | LOTTWWTP | LOTT WWTP | teppc | PNM | PNM | Public Service Company of New Mexico | PNM_EPE | SW | 2010-05-01 | 2050-12-31 | 0.335 | Bio-ICE | ICE_Biomass | Biomass/Wood | SW_Biomass | 0 | 0 | 0 | teppc | 0 | 0
Stanton_1 | Stanton_1 | Stanton-1 | teppc | BPAT | BPAT | Bonneville Power Administration – Transmission | BPAT | NW | 2012-01-10 | 2037-01-10 | 0.31 | SolarPV-NonTracking | FixedPV_sun | Solar_Fixed | NW_Solar | 0 | 0 | 0 | teppc | 0 | 0
LAWRNC_7_SUNYVL | LAWRNC_7_SUNYVL | City of Sunnyvale Unit 1 and 2 | caiso | PGE_Bay | PGE_Bay | Pacific Gas and Electric Bay | PGE_Bay | CAISO | 1999-01-01 | 2050-12-31 | 0.3 | n/a | Cogen_NG | Cogen | CAISO_CHP | 0 | 0 | 0 | not relevant | 0 | 0
BIGCRK_7_DAM7 | BIGCRK_7_DAM7 | DAM 7 AT BIG CREEK (FISHWATER GEN) | caiso | SCE | SCE | Southern California Edison | SCE | CAISO | 1986-01-01 | 2050-12-31 | 0.3 | n/a | Hydro_Standard | Hydro | CAISO_Hydro | 0 | 0 | 0 | not relevant | 0 | 0
Marco_Ranch_1 | Marco_Ranch_1 | Marco Ranch-1 | teppc | IPFE | IPFE | Idaho Far East | IPCO | NW | 1985-08-01 | 2050-12-31 | 0.3 | Hydro | Hydro_Standard | Hydro | NW_Hydro | 0 | 0 | 0 | teppc | 0 | 0
Marco_Ranch_2 | Marco_Ranch_2 | Marco Ranch-2 | teppc | IPFE | IPFE | Idaho Far East | IPCO | NW | 1985-08-01 | 2050-12-31 | 0.3 | Hydro | Hydro_Standard | Hydro | NW_Hydro | 0 | 0 | 0 | teppc | 0 | 0
Marco_Ranch_3 | Marco_Ranch_3 | Marco Ranch-3 | teppc | IPFE | IPFE | Idaho Far East | IPCO | NW | 1985-08-01 | 2050-12-31 | 0.3 | Hydro | Hydro_Standard | Hydro | NW_Hydro | 0 | 0 | 0 | teppc | 0 | 0
Marco_Ranch_4 | Marco_Ranch_4 | Marco Ranch-4 | teppc | IPFE | IPFE | Idaho Far East | IPCO | NW | 1985-08-01 | 2050-12-31 | 0.3 | Hydro | Hydro_Standard | Hydro | NW_Hydro | 0 | 0 | 0 | teppc | 0 | 0
LittleMac1 | LittleMac1 | Little Mac Project-1 | teppc | IPFE | IPFE | Idaho Far East | IPCO | NW | 1984-05-01 | 2050-12-31 | 0.3 | Hydro | Hydro_Standard | Hydro | NW_Hydro | 0 | 0 | 0 | teppc | 0 | 0
MeyersFalls2 | MeyersFalls2 | Meyers Falls-UN2 | teppc | AVA | AVA | Avista Corp. | BPAT | NW | 1917-08-01 | 2050-12-31 | 0.3 | Hydro | Hydro_Standard | Hydro | NW_Hydro | 0 | 0 | 0 | teppc | 0 | 0
Fisheries_Dev | Fisheries_Dev | Fisheries Dev.-1 | teppc | IPFE | IPFE | Idaho Far East | IPCO | NW | 1990-07-03 | 2030-04-15 | 0.26 | Hydro | Hydro_Standard | Hydro | NW_Hydro | 0 | 0 | 0 | teppc | 0 | 0
Reynolds | Reynolds | Reynolds Irrigation-1 | teppc | CISC | CISC | Southern California Edison | SCE | CAISO | 1986-05-19 | 2050-12-31 | 0.26 | Hydro | Hydro_Standard | Hydro | CAISO_Hydro | 0 | 0 | 0 | teppc | 0 | 0
TroutCoBillngsleyCrk | TroutCoBillngsleyCrk | Trout-Co-1 a.k.a. Billingsley Creek | teppc | IPFE | IPFE | Idaho Far East | IPCO | NW | 1986-12-01 | 2030-04-15 | 0.24 | Hydro | Hydro_Standard | Hydro | NW_Hydro | 0 | 0 | 0 | teppc | 0 | 0
Shingle_Creek_1 | Shingle_Creek_1 | Shingle Creek-1 | teppc | CISC | CISC | Southern California Edison | SCE | CAISO | 1983-08-01 | 2050-12-31 | 0.22 | Hydro | Hydro_Standard | Hydro | CAISO_Hydro | 0 | 0 | 0 | teppc | 0 | 0
Curry_Cattle | Curry_Cattle | Curry Cattle Company-1 | teppc | IPFE | IPFE | Idaho Far East | IPCO | NW | 1983-06-16 | 2030-04-15 | 0.22 | Hydro | Hydro_Standard | Hydro | NW_Hydro | 0 | 0 | 0 | teppc | 0 | 0
MudCreek_White | MudCreek_White | Mud Creek_White-1 | teppc | IPFE | IPFE | Idaho Far East | IPCO | NW | 1986-01-10 | 2030-04-15 | 0.21 | Hydro | Hydro_Standard | Hydro | NW_Hydro | 0 | 0 | 0 | teppc | 0 | 0
PristineSpgs3_1 | PristineSpgs3_1 | Pristine Springs Hydro #3-1 | teppc | IPFE | IPFE | Idaho Far East | IPCO | NW | 2005-05-01 | 2050-12-31 | 0.2 | Hydro | Hydro_Standard | Hydro | NW_Hydro | 0 | 0 | 0 | teppc | 0 | 0
Eagle_Lake_1 | Eagle_Lake_1 | Eagle Lake-1_Eagle Lake-1_IPP-PCI | teppc | BCHA | BCHA | British Columbia Transmission Company | BCHA_AESO | Excluded | 2003-05-16 | 2040-05-15 | 0.2 | Hydro | Hydro_Standard | Hydro | Excluded_Hydro | 0 | 0 | 0 | teppc | 0 | 0
HooleyDigester2 | HooleyDigester2 | Hooley Digester-IC2 | teppc | CISC | CISC | Southern California Edison | SCE | CAISO | 2003-01-02 | 2030-04-15 | 0.2 | Bio-ICE | ICE_Biomass | Biomass/Wood | CAISO_Biomass | 0 | 0 | 0 | teppc | 0 | 0
HooleyDigester1 | HooleyDigester1 | Hooley Digester-IC1 | teppc | CISC | CISC | Southern California Edison | SCE | CAISO | 2003-01-01 | 2030-04-15 | 0.2 | Bio-ICE | ICE_Biomass | Biomass/Wood | CAISO_Biomass | 0 | 0 | 0 | teppc | 0 | 0
Rim_View_1 | Rim_View_1 | Rim View-1 | teppc | CISC | CISC | Southern California Edison | SCE | CAISO | 2000-11-01 | 2050-12-31 | 0.2 | Hydro | Hydro_Standard | Hydro | CAISO_Hydro | 0 | 0 | 0 | teppc | 0 | 0
BARRE_2_QF | BARRE_2_QF | BARRE QFS | caiso | SCE | SCE | Southern California Edison | SCE | CAISO | 1994-01-01 | 2050-12-31 | 0.2 | n/a | Cogen_NG | Cogen | CAISO_CHP | 0 | 1 | 0 | not relevant | 1 | 0
KaselWitherpoonCoUW1 | KaselWitherpoonCoUW1 | K W Company-UW1 | teppc | IPFE | IPFE | Idaho Far East | IPCO | NW | 1983-12-01 | 2050-12-31 | 0.2 | Hydro | Hydro_Standard | Hydro | NW_Hydro | 0 | 0 | 0 | teppc | 0 | 0
KaselWitherpoonCoUW2 | KaselWitherpoonCoUW2 | K W Company-UW2 | teppc | IPFE | IPFE | Idaho Far East | IPCO | NW | 1983-12-01 | 2050-12-31 | 0.2 | Hydro | Hydro_Standard | Hydro | NW_Hydro | 0 | 0 | 0 | teppc | 0 | 0
KaselWitherpoonCoUW3 | KaselWitherpoonCoUW3 | K W Company-UW3 | teppc | IPFE | IPFE | Idaho Far East | IPCO | NW | 1983-12-01 | 2050-12-31 | 0.2 | Hydro | Hydro_Standard | Hydro | NW_Hydro | 0 | 0 | 0 | teppc | 0 | 0
KaselWitherpoonCoUW4 | KaselWitherpoonCoUW4 | K W Company-UW4 | teppc | IPFE | IPFE | Idaho Far East | IPCO | NW | 1983-12-01 | 2050-12-31 | 0.2 | Hydro | Hydro_Standard | Hydro | NW_Hydro | 0 | 0 | 0 | teppc | 0 | 0
Hellroaring2 | Hellroaring2 | Hellroaring Hydro-HY2 | teppc | PNM | PNM | Public Service Company of New Mexico | PNM_EPE | SW | 1916-04-02 | 2030-04-15 | 0.2 | Hydro | Hydro_Standard | Hydro | SW_Hydro | 0 | 0 | 0 | teppc | 0 | 0
Hellroaring1 | Hellroaring1 | Hellroaring Hydro-HY1 | teppc | PNM | PNM | Public Service Company of New Mexico | PNM_EPE | SW | 1916-04-01 | 2030-04-15 | 0.2 | Hydro | Hydro_Standard | Hydro | SW_Hydro | 0 | 0 | 0 | teppc | 0 | 0
Bend1 | Bend1 | Bend-1 | teppc | PACW | PACW | PacifiCorp – West | PACW | NW | 1912-12-01 | 2050-12-31 | 0.2 | Hydro | Hydro_Standard | Hydro | NW_Hydro | 0 | 0 | 0 | teppc | 0 | 0
VISTA_6_QF | VISTA_6_QF | VISTA QFS | caiso | SCE | SCE | Southern California Edison | SCE | CAISO | 1983-01-01 | 2050-12-31 | 0.18 | n/a | Cogen_NG | Cogen | CAISO_CHP | 0 | 1 | 0 | not relevant | 1 | 0
SPRGVL_2_QF | SPRGVL_2_QF | SPRINGVILLE QFS | caiso | SCE | SCE | Southern California Edison | SCE | CAISO | 1909-01-01 | 2050-12-31 | 0.18 | n/a | Cogen_NG | Cogen | CAISO_CHP | 0 | 2 | 0 | not relevant | 1 | 0
Van_Horn_1 | Van_Horn_1 | Van Horn-1 | teppc | BPAT | BPAT | Bonneville Power Administration – Transmission | BPAT | NW | 2012-05-30 | 2032-05-30 | 0.17 | SolarPV-NonTracking | FixedPV_sun | Solar_Fixed | NW_Solar | 0 | 0 | 0 | teppc | 0 | 0
METCLF_1_QF | METCLF_1_QF |  | caiso | PGE_Bay | PGE_Bay | Pacific Gas and Electric Bay | PGE_Bay | CAISO | 1/1/1899 | 2050-12-31 | 0.16 | n/a | Hydro_Standard | Hydro | CAISO_Hydro | 0 | 1 | 0 | not relevant | 1 | 0
Kohler Hydro 1-2 | Kohler_Hydro_1_2 | Kohler Hydro 1 & 2 | teppc | PSCO | PSCO | Public Service Company of Colorado | PSCO | Excluded | 1986-10-01 | 2050-12-31 | 0.16 | Hydro | Hydro_Standard | Hydro | Excluded_Hydro | 0 | 0 | 0 | teppc | 0 | 0
WhiteWaterRanch | WhiteWaterRanch | White Water Ranch-1 | teppc | IPFE | IPFE | Idaho Far East | IPCO | NW | 1985-08-01 | 2030-04-15 | 0.16 | Hydro | Hydro_Standard | Hydro | NW_Hydro | 0 | 0 | 0 | teppc | 0 | 0
EPCC-1 | EPCC_1 | EPCC-1 | teppc | BPAT | BPAT | Bonneville Power Administration – Transmission | BPAT | NW | 2012-01-10 | 2037-01-10 | 0.14 | SolarPV-NonTracking | FixedPV_sun | Solar_Fixed | NW_Solar | 0 | 0 | 0 | teppc | 0 | 0
BlackCanyon3MV | BlackCanyon3MV | Black Canyon #3-1 | teppc | CISC | CISC | Southern California Edison | SCE | CAISO | 1984-04-16 | 2030-04-15 | 0.14 | Hydro | Hydro_Standard | Hydro | CAISO_Hydro | 0 | 0 | 0 | teppc | 0 | 0
PristineSpgs1_1 | PristineSpgs1_1 | Pristine Springs #1-1 | teppc | IPFE | IPFE | Idaho Far East | IPCO | NW | 1995-03-29 | 2050-12-31 | 0.13 | Hydro | Hydro_Standard | Hydro | NW_Hydro | 0 | 0 | 0 | teppc | 0 | 0
Canyon_Springs | Canyon_Springs | Canyon Springs-1 | teppc | IPFE | IPFE | Idaho Far East | IPCO | NW | 1984-10-01 | 2030-04-15 | 0.13 | Hydro | Hydro_Standard | Hydro | NW_Hydro | 0 | 0 | 0 | teppc | 0 | 0
KaselWitherpoonCoUE5 | KaselWitherpoonCoUE5 | K W Company-UE5 | teppc | IPFE | IPFE | Idaho Far East | IPCO | NW | 1997-04-01 | 2050-12-31 | 0.1 | Hydro | Hydro_Standard | Hydro | NW_Hydro | 0 | 0 | 0 | teppc | 0 | 0
CMBHL_2 | CMBHL_2 | CMBHL 2 | teppc | BPAT | BPAT | Bonneville Power Administration – Transmission | BPAT | NW | 1986-04-15 | 2050-12-31 | 0.1 | VAR-Device | VAR_NOTGEN | None | NW_Var-DEVICE | 0 | 0 | 0 | teppc | 0 | 0
KITTVALY | KITTVALY | KITTVALY | teppc | BPAT | BPAT | Bonneville Power Administration – Transmission | BPAT | NW | 1986-04-15 | 2050-12-31 | 0.1 | VAR-Device | VAR_NOTGEN | None | NW_Var-DEVICE | 0 | 0 | 0 | teppc | 0 | 0
KaselWitherpoonCoLS1 | KaselWitherpoonCoLS1 | K W Company-LS1 | teppc | IPFE | IPFE | Idaho Far East | IPCO | NW | 1985-06-01 | 2050-12-31 | 0.1 | Hydro | Hydro_Standard | Hydro | NW_Hydro | 0 | 0 | 0 | teppc | 0 | 0
KaselWitherpoonCoLS2 | KaselWitherpoonCoLS2 | K W Company-LS2 | teppc | IPFE | IPFE | Idaho Far East | IPCO | NW | 1985-06-01 | 2050-12-31 | 0.1 | Hydro | Hydro_Standard | Hydro | NW_Hydro | 0 | 0 | 0 | teppc | 0 | 0
KaselWitherpoonCoLS3 | KaselWitherpoonCoLS3 | K W Company-LS3 | teppc | IPFE | IPFE | Idaho Far East | IPCO | NW | 1985-06-01 | 2050-12-31 | 0.1 | Hydro | Hydro_Standard | Hydro | NW_Hydro | 0 | 0 | 0 | teppc | 0 | 0
KaselWitherpoonCoLS4 | KaselWitherpoonCoLS4 | K W Company-LS4 | teppc | IPFE | IPFE | Idaho Far East | IPCO | NW | 1985-06-01 | 2050-12-31 | 0.1 | Hydro | Hydro_Standard | Hydro | NW_Hydro | 0 | 0 | 0 | teppc | 0 | 0
KaselWitherpoonCoLS5 | KaselWitherpoonCoLS5 | K W Company-LS5 | teppc | IPFE | IPFE | Idaho Far East | IPCO | NW | 1985-06-01 | 2050-12-31 | 0.1 | Hydro | Hydro_Standard | Hydro | NW_Hydro | 0 | 0 | 0 | teppc | 0 | 0
SmithCreek | SmithCreek | Smith Creek | teppc | PNM | PNM | Public Service Company of New Mexico | PNM_EPE | SW | 2010-04-15 | 2050-12-31 | 0.08 | Hydro | Hydro_Standard | Hydro | SW_Hydro | 0 | 0 | 0 | teppc | 0 | 0
Lemoyne_1 | Lemoyne_1 | Lemoyne-1 | teppc | IPFE | IPFE | Idaho Far East | IPCO | NW | 1985-06-23 | 2030-04-15 | 0.08 | Hydro | Hydro_Standard | Hydro | NW_Hydro | 0 | 0 | 0 | teppc | 0 | 0
Maxwell Hydro | Maxwell_Hydro | Maxwell Hydro-1 | teppc | PSCO | PSCO | Public Service Company of Colorado | PSCO | Excluded | 2001-08-01 | 2050-12-01 | 0.07 | Hydro | Hydro_Standard | Hydro | Excluded_Hydro | 0 | 0 | 0 | teppc | 0 | 0
Snake_River | Snake_River | Snake River Pottery-1 | teppc | IPFE | IPFE | Idaho Far East | IPCO | NW | 1984-11-30 | 2030-04-15 | 0.07 | Hydro | Hydro_Standard | Hydro | NW_Hydro | 0 | 0 | 0 | teppc | 0 | 0
Hailey_Cspp_1 | Hailey_Cspp_1 | Hailey Cspp-1 | teppc | IPFE | IPFE | Idaho Far East | IPCO | NW | 1985-06-25 | 2030-04-15 | 0.06 | Hydro | Hydro_Standard | Hydro | NW_Hydro | 0 | 0 | 0 | teppc | 0 | 0
WALNUT_7_WCOVCT | WALNUT_7_WCOVCT |  | caiso | SCE | SCE | Southern California Edison | SCE | CAISO | 1996-10-05 | 2050-12-31 | 0 | n/a | Geothermal_steam | Geothermal | CAISO_Geothermal | 0 | 0 | 0 | not relevant | 0 | 0
THMENG_1_UNIT 1 | THMENG_1_UNIT_1 |  | caiso | PGE_Valley | PGE_Valley | Pacific Gas and Electric Valley | PGE_Valley | CAISO | 1990-04-26 | 2018-08-29 | 0 | n/a | Cogen_NG | Cogen | CAISO_CHP | 0 | 1 | 0 | not relevant | 1 | 0
Adel SVC | Adel_SVC | Adel SVC | teppc | LDWP | LDWP | Los Angeles Department of Water and Power | LADWP | LDWP | 1986-04-15 | 2050-12-31 | 0 | VAR-Device | VAR_NOTGEN | None | LDWP_Var-DEVICE | 0 | 0 | 0 | teppc | 0 | 0
MKTPSVC | MKTPSVC | MKTPSVC | teppc | LDWP | LDWP | Los Angeles Department of Water and Power | LADWP | LDWP | 1986-04-15 | 2050-12-31 | 0 | VAR-Device | VAR_NOTGEN | None | LDWP_Var-DEVICE | 0 | 0 | 0 | teppc | 0 | 0
San Francisquito 2-1 | San_Francisquito_2_1 | San Francisquito 2 1 | teppc | LDWP | LDWP | Los Angeles Department of Water and Power | LADWP | LDWP | 1920-07-01 | 2050-12-31 | 0 | Hydro | Hydro_Standard | Hydro | LDWP_Hydro | 0 | 0 | 0 | teppc | 0 | 0
SONOMA_1_PN5SR1 | SONOMA_1_PN5SR1 |  | caiso | PGE_Bay | PGE_Bay | Pacific Gas and Electric Bay | PGE_Bay | CAISO | 1/1/1899 | 2050-12-31 |  | Unknown | Unknown | None | CAISO_Unknown | 0 | 0 | 1 | not relevant | 1 | 0
Base_battery_PGE_Valley_dur_4_unit_1 | Base_battery_PGE_Valley_dur_4_unit_1 | Base_battery_PGE_Valley_dur_4 | cpuc_storage_data_request | PGE_Valley | PGE_Valley | Pacific Gas and Electric Valley | PGE_Valley | CAISO | 2017-12-31 | 2050-12-31 |  | Battery Storage | Battery_ | Battery Storage | CAISO_Li_Battery | 0 | 0 | 0 | not relevant | 0 | 0
Base_battery_PGE_Valley_dur_4_unit_2 | Base_battery_PGE_Valley_dur_4_unit_2 | Base_battery_PGE_Valley_dur_4 | cpuc_storage_data_request | PGE_Valley | PGE_Valley | Pacific Gas and Electric Valley | PGE_Valley | CAISO | 2017-12-31 | 2050-12-31 |  | Battery Storage | Battery_ | Battery Storage | CAISO_Li_Battery | 0 | 0 | 0 | not relevant | 0 | 0
Base_battery_PGE_Valley_dur_4_unit_3 | Base_battery_PGE_Valley_dur_4_unit_3 | Base_battery_PGE_Valley_dur_4 | cpuc_storage_data_request | PGE_Valley | PGE_Valley | Pacific Gas and Electric Valley | PGE_Valley | CAISO | 2017-12-31 | 2050-12-31 |  | Battery Storage | Battery_ | Battery Storage | CAISO_Li_Battery | 0 | 0 | 0 | not relevant | 0 | 0
Base_battery_PGE_Valley_dur_4_unit_4 | Base_battery_PGE_Valley_dur_4_unit_4 | Base_battery_PGE_Valley_dur_4 | cpuc_storage_data_request | PGE_Valley | PGE_Valley | Pacific Gas and Electric Valley | PGE_Valley | CAISO | 2017-12-31 | 2050-12-31 |  | Battery Storage | Battery_ | Battery Storage | CAISO_Li_Battery | 0 | 0 | 0 | not relevant | 0 | 0
Base_battery_PGE_Valley_dur_4_unit_5 | Base_battery_PGE_Valley_dur_4_unit_5 | Base_battery_PGE_Valley_dur_4 | cpuc_storage_data_request | PGE_Valley | PGE_Valley | Pacific Gas and Electric Valley | PGE_Valley | CAISO | 2017-12-31 | 2050-12-31 |  | Battery Storage | Battery_ | Battery Storage | CAISO_Li_Battery | 0 | 0 | 0 | not relevant | 0 | 0
Base_battery_PGE_Valley_dur_4_unit_6 | Base_battery_PGE_Valley_dur_4_unit_6 | Base_battery_PGE_Valley_dur_4 | cpuc_storage_data_request | PGE_Valley | PGE_Valley | Pacific Gas and Electric Valley | PGE_Valley | CAISO | 2017-12-31 | 2050-12-31 |  | Battery Storage | Battery_ | Battery Storage | CAISO_Li_Battery | 0 | 0 | 0 | not relevant | 0 | 0
Base_battery_PGE_Valley_dur_4_unit_7 | Base_battery_PGE_Valley_dur_4_unit_7 | Base_battery_PGE_Valley_dur_4 | cpuc_storage_data_request | PGE_Valley | PGE_Valley | Pacific Gas and Electric Valley | PGE_Valley | CAISO | 2017-12-31 | 2050-12-31 |  | Battery Storage | Battery_ | Battery Storage | CAISO_Li_Battery | 0 | 0 | 0 | not relevant | 0 | 0
Base_battery_PGE_Valley_dur_4_unit_8 | Base_battery_PGE_Valley_dur_4_unit_8 | Base_battery_PGE_Valley_dur_4 | cpuc_storage_data_request | PGE_Valley | PGE_Valley | Pacific Gas and Electric Valley | PGE_Valley | CAISO | 2017-12-31 | 2050-12-31 |  | Battery Storage | Battery_ | Battery Storage | CAISO_Li_Battery | 0 | 0 | 0 | not relevant | 0 | 0
Base_battery_PGE_Valley_dur_4_unit_9 | Base_battery_PGE_Valley_dur_4_unit_9 | Base_battery_PGE_Valley_dur_4 | cpuc_storage_data_request | PGE_Valley | PGE_Valley | Pacific Gas and Electric Valley | PGE_Valley | CAISO | 2017-12-31 | 2050-12-31 |  | Battery Storage | Battery_ | Battery Storage | CAISO_Li_Battery | 0 | 0 | 0 | not relevant | 0 | 0
Base_battery_PGE_Valley_dur_4_unit_10 | Base_battery_PGE_Valley_dur_4_unit_10 | Base_battery_PGE_Valley_dur_4 | cpuc_storage_data_request | PGE_Valley | PGE_Valley | Pacific Gas and Electric Valley | PGE_Valley | CAISO | 2017-12-31 | 2050-12-31 |  | Battery Storage | Battery_ | Battery Storage | CAISO_Li_Battery | 0 | 0 | 0 | not relevant | 0 | 0
Base_battery_SCE_dur_4_unit_1 | Base_battery_SCE_dur_4_unit_1 | Base_battery_SCE_dur_4 | cpuc_storage_data_request | SCE | SCE | Southern California Edison | SCE | CAISO | 2017-12-31 | 2050-12-31 |  | Battery Storage | Battery_ | Battery Storage | CAISO_Li_Battery | 0 | 0 | 0 | not relevant | 0 | 0
Base_battery_SCE_dur_4_unit_2 | Base_battery_SCE_dur_4_unit_2 | Base_battery_SCE_dur_4 | cpuc_storage_data_request | SCE | SCE | Southern California Edison | SCE | CAISO | 2017-12-31 | 2050-12-31 |  | Battery Storage | Battery_ | Battery Storage | CAISO_Li_Battery | 0 | 0 | 0 | not relevant | 0 | 0
Base_battery_SCE_dur_4_unit_3 | Base_battery_SCE_dur_4_unit_3 | Base_battery_SCE_dur_4 | cpuc_storage_data_request | SCE | SCE | Southern California Edison | SCE | CAISO | 2017-12-31 | 2050-12-31 |  | Battery Storage | Battery_ | Battery Storage | CAISO_Li_Battery | 0 | 0 | 0 | not relevant | 0 | 0
Base_battery_SCE_dur_4_unit_4 | Base_battery_SCE_dur_4_unit_4 | Base_battery_SCE_dur_4 | cpuc_storage_data_request | SCE | SCE | Southern California Edison | SCE | CAISO | 2017-12-31 | 2050-12-31 |  | Battery Storage | Battery_ | Battery Storage | CAISO_Li_Battery | 0 | 0 | 0 | not relevant | 0 | 0
Base_battery_SCE_dur_4_unit_5 | Base_battery_SCE_dur_4_unit_5 | Base_battery_SCE_dur_4 | cpuc_storage_data_request | SCE | SCE | Southern California Edison | SCE | CAISO | 2017-12-31 | 2050-12-31 |  | Battery Storage | Battery_ | Battery Storage | CAISO_Li_Battery | 0 | 0 | 0 | not relevant | 0 | 0
Base_battery_SCE_dur_4_unit_6 | Base_battery_SCE_dur_4_unit_6 | Base_battery_SCE_dur_4 | cpuc_storage_data_request | SCE | SCE | Southern California Edison | SCE | CAISO | 2017-12-31 | 2050-12-31 |  | Battery Storage | Battery_ | Battery Storage | CAISO_Li_Battery | 0 | 0 | 0 | not relevant | 0 | 0
Base_battery_SCE_dur_4_unit_7 | Base_battery_SCE_dur_4_unit_7 | Base_battery_SCE_dur_4 | cpuc_storage_data_request | SCE | SCE | Southern California Edison | SCE | CAISO | 2017-12-31 | 2050-12-31 |  | Battery Storage | Battery_ | Battery Storage | CAISO_Li_Battery | 0 | 0 | 0 | not relevant | 0 | 0
Base_battery_SCE_dur_4_unit_8 | Base_battery_SCE_dur_4_unit_8 | Base_battery_SCE_dur_4 | cpuc_storage_data_request | SCE | SCE | Southern California Edison | SCE | CAISO | 2017-12-31 | 2050-12-31 |  | Battery Storage | Battery_ | Battery Storage | CAISO_Li_Battery | 0 | 0 | 0 | not relevant | 0 | 0
Base_battery_SCE_dur_4_unit_9 | Base_battery_SCE_dur_4_unit_9 | Base_battery_SCE_dur_4 | cpuc_storage_data_request | SCE | SCE | Southern California Edison | SCE | CAISO | 2017-12-31 | 2050-12-31 |  | Battery Storage | Battery_ | Battery Storage | CAISO_Li_Battery | 0 | 0 | 0 | not relevant | 0 | 0
Base_battery_SCE_dur_4_unit_10 | Base_battery_SCE_dur_4_unit_10 | Base_battery_SCE_dur_4 | cpuc_storage_data_request | SCE | SCE | Southern California Edison | SCE | CAISO | 2017-12-31 | 2050-12-31 |  | Battery Storage | Battery_ | Battery Storage | CAISO_Li_Battery | 0 | 0 | 0 | not relevant | 0 | 0
Base_battery_SDGE_dur_4_unit_1 | Base_battery_SDGE_dur_4_unit_1 | Base_battery_SDGE_dur_4 | cpuc_storage_data_request | SDGE | SDGE | San Diego Gas and Electric | SDGE | CAISO | 2017-12-31 | 2050-12-31 |  | Battery Storage | Battery_ | Battery Storage | CAISO_Li_Battery | 0 | 0 | 0 | not relevant | 0 | 0
Base_battery_SDGE_dur_4_unit_2 | Base_battery_SDGE_dur_4_unit_2 | Base_battery_SDGE_dur_4 | cpuc_storage_data_request | SDGE | SDGE | San Diego Gas and Electric | SDGE | CAISO | 2017-12-31 | 2050-12-31 |  | Battery Storage | Battery_ | Battery Storage | CAISO_Li_Battery | 0 | 0 | 0 | not relevant | 0 | 0
Base_battery_SDGE_dur_4_unit_3 | Base_battery_SDGE_dur_4_unit_3 | Base_battery_SDGE_dur_4 | cpuc_storage_data_request | SDGE | SDGE | San Diego Gas and Electric | SDGE | CAISO | 2017-12-31 | 2050-12-31 |  | Battery Storage | Battery_ | Battery Storage | CAISO_Li_Battery | 0 | 0 | 0 | not relevant | 0 | 0
Base_battery_SDGE_dur_4_unit_4 | Base_battery_SDGE_dur_4_unit_4 | Base_battery_SDGE_dur_4 | cpuc_storage_data_request | SDGE | SDGE | San Diego Gas and Electric | SDGE | CAISO | 2017-12-31 | 2050-12-31 |  | Battery Storage | Battery_ | Battery Storage | CAISO_Li_Battery | 0 | 0 | 0 | not relevant | 0 | 0
Base_battery_SDGE_dur_4_unit_5 | Base_battery_SDGE_dur_4_unit_5 | Base_battery_SDGE_dur_4 | cpuc_storage_data_request | SDGE | SDGE | San Diego Gas and Electric | SDGE | CAISO | 2017-12-31 | 2050-12-31 |  | Battery Storage | Battery_ | Battery Storage | CAISO_Li_Battery | 0 | 0 | 0 | not relevant | 0 | 0
Base_battery_SDGE_dur_4_unit_6 | Base_battery_SDGE_dur_4_unit_6 | Base_battery_SDGE_dur_4 | cpuc_storage_data_request | SDGE | SDGE | San Diego Gas and Electric | SDGE | CAISO | 2017-12-31 | 2050-12-31 |  | Battery Storage | Battery_ | Battery Storage | CAISO_Li_Battery | 0 | 0 | 0 | not relevant | 0 | 0
Base_battery_SDGE_dur_4_unit_7 | Base_battery_SDGE_dur_4_unit_7 | Base_battery_SDGE_dur_4 | cpuc_storage_data_request | SDGE | SDGE | San Diego Gas and Electric | SDGE | CAISO | 2017-12-31 | 2050-12-31 |  | Battery Storage | Battery_ | Battery Storage | CAISO_Li_Battery | 0 | 0 | 0 | not relevant | 0 | 0
Base_battery_SDGE_dur_4_unit_8 | Base_battery_SDGE_dur_4_unit_8 | Base_battery_SDGE_dur_4 | cpuc_storage_data_request | SDGE | SDGE | San Diego Gas and Electric | SDGE | CAISO | 2017-12-31 | 2050-12-31 |  | Battery Storage | Battery_ | Battery Storage | CAISO_Li_Battery | 0 | 0 | 0 | not relevant | 0 | 0
Base_battery_SDGE_dur_4_unit_9 | Base_battery_SDGE_dur_4_unit_9 | Base_battery_SDGE_dur_4 | cpuc_storage_data_request | SDGE | SDGE | San Diego Gas and Electric | SDGE | CAISO | 2017-12-31 | 2050-12-31 |  | Battery Storage | Battery_ | Battery Storage | CAISO_Li_Battery | 0 | 0 | 0 | not relevant | 0 | 0
Base_battery_SDGE_dur_4_unit_10 | Base_battery_SDGE_dur_4_unit_10 | Base_battery_SDGE_dur_4 | cpuc_storage_data_request | SDGE | SDGE | San Diego Gas and Electric | SDGE | CAISO | 2017-12-31 | 2050-12-31 |  | Battery Storage | Battery_ | Battery Storage | CAISO_Li_Battery | 0 | 0 | 0 | not relevant | 0 | 0
Base_battery_PGE_Bay_dur_2_unit_1 | Base_battery_PGE_Bay_dur_2_unit_1 | Base_battery_PGE_Bay_dur_2 | cpuc_storage_data_request | PGE_Bay | PGE_Bay | Pacific Gas and Electric Bay | PGE_Bay | CAISO | 2017-12-31 | 2050-12-31 |  | Battery Storage | Battery_ | Battery Storage | CAISO_Li_Battery | 0 | 0 | 0 | not relevant | 0 | 0
Base_battery_PGE_Bay_dur_2_unit_2 | Base_battery_PGE_Bay_dur_2_unit_2 | Base_battery_PGE_Bay_dur_2 | cpuc_storage_data_request | PGE_Bay | PGE_Bay | Pacific Gas and Electric Bay | PGE_Bay | CAISO | 2017-12-31 | 2050-12-31 |  | Battery Storage | Battery_ | Battery Storage | CAISO_Li_Battery | 0 | 0 | 0 | not relevant | 0 | 0
Base_battery_PGE_Bay_dur_2_unit_3 | Base_battery_PGE_Bay_dur_2_unit_3 | Base_battery_PGE_Bay_dur_2 | cpuc_storage_data_request | PGE_Bay | PGE_Bay | Pacific Gas and Electric Bay | PGE_Bay | CAISO | 2017-12-31 | 2050-12-31 |  | Battery Storage | Battery_ | Battery Storage | CAISO_Li_Battery | 0 | 0 | 0 | not relevant | 0 | 0
Base_battery_PGE_Bay_dur_2_unit_4 | Base_battery_PGE_Bay_dur_2_unit_4 | Base_battery_PGE_Bay_dur_2 | cpuc_storage_data_request | PGE_Bay | PGE_Bay | Pacific Gas and Electric Bay | PGE_Bay | CAISO | 2017-12-31 | 2050-12-31 |  | Battery Storage | Battery_ | Battery Storage | CAISO_Li_Battery | 0 | 0 | 0 | not relevant | 0 | 0
Base_battery_PGE_Bay_dur_2_unit_5 | Base_battery_PGE_Bay_dur_2_unit_5 | Base_battery_PGE_Bay_dur_2 | cpuc_storage_data_request | PGE_Bay | PGE_Bay | Pacific Gas and Electric Bay | PGE_Bay | CAISO | 2017-12-31 | 2050-12-31 |  | Battery Storage | Battery_ | Battery Storage | CAISO_Li_Battery | 0 | 0 | 0 | not relevant | 0 | 0
Base_battery_PGE_Bay_dur_2_unit_6 | Base_battery_PGE_Bay_dur_2_unit_6 | Base_battery_PGE_Bay_dur_2 | cpuc_storage_data_request | PGE_Bay | PGE_Bay | Pacific Gas and Electric Bay | PGE_Bay | CAISO | 2017-12-31 | 2050-12-31 |  | Battery Storage | Battery_ | Battery Storage | CAISO_Li_Battery | 0 | 0 | 0 | not relevant | 0 | 0
Base_battery_PGE_Bay_dur_2_unit_7 | Base_battery_PGE_Bay_dur_2_unit_7 | Base_battery_PGE_Bay_dur_2 | cpuc_storage_data_request | PGE_Bay | PGE_Bay | Pacific Gas and Electric Bay | PGE_Bay | CAISO | 2017-12-31 | 2050-12-31 |  | Battery Storage | Battery_ | Battery Storage | CAISO_Li_Battery | 0 | 0 | 0 | not relevant | 0 | 0
Base_battery_PGE_Bay_dur_2_unit_8 | Base_battery_PGE_Bay_dur_2_unit_8 | Base_battery_PGE_Bay_dur_2 | cpuc_storage_data_request | PGE_Bay | PGE_Bay | Pacific Gas and Electric Bay | PGE_Bay | CAISO | 2017-12-31 | 2050-12-31 |  | Battery Storage | Battery_ | Battery Storage | CAISO_Li_Battery | 0 | 0 | 0 | not relevant | 0 | 0
Base_battery_PGE_Bay_dur_2_unit_9 | Base_battery_PGE_Bay_dur_2_unit_9 | Base_battery_PGE_Bay_dur_2 | cpuc_storage_data_request | PGE_Bay | PGE_Bay | Pacific Gas and Electric Bay | PGE_Bay | CAISO | 2017-12-31 | 2050-12-31 |  | Battery Storage | Battery_ | Battery Storage | CAISO_Li_Battery | 0 | 0 | 0 | not relevant | 0 | 0
Base_battery_PGE_Bay_dur_2_unit_10 | Base_battery_PGE_Bay_dur_2_unit_10 | Base_battery_PGE_Bay_dur_2 | cpuc_storage_data_request | PGE_Bay | PGE_Bay | Pacific Gas and Electric Bay | PGE_Bay | CAISO | 2017-12-31 | 2050-12-31 |  | Battery Storage | Battery_ | Battery Storage | CAISO_Li_Battery | 0 | 0 | 0 | not relevant | 0 | 0
Base_battery_PGE_Valley_dur_2_unit_1 | Base_battery_PGE_Valley_dur_2_unit_1 | Base_battery_PGE_Valley_dur_2 | cpuc_storage_data_request | PGE_Valley | PGE_Valley | Pacific Gas and Electric Valley | PGE_Valley | CAISO | 2017-12-31 | 2050-12-31 |  | Battery Storage | Battery_ | Battery Storage | CAISO_Li_Battery | 0 | 0 | 0 | not relevant | 0 | 0
Base_battery_PGE_Valley_dur_2_unit_2 | Base_battery_PGE_Valley_dur_2_unit_2 | Base_battery_PGE_Valley_dur_2 | cpuc_storage_data_request | PGE_Valley | PGE_Valley | Pacific Gas and Electric Valley | PGE_Valley | CAISO | 2017-12-31 | 2050-12-31 |  | Battery Storage | Battery_ | Battery Storage | CAISO_Li_Battery | 0 | 0 | 0 | not relevant | 0 | 0
Base_battery_PGE_Valley_dur_2_unit_3 | Base_battery_PGE_Valley_dur_2_unit_3 | Base_battery_PGE_Valley_dur_2 | cpuc_storage_data_request | PGE_Valley | PGE_Valley | Pacific Gas and Electric Valley | PGE_Valley | CAISO | 2017-12-31 | 2050-12-31 |  | Battery Storage | Battery_ | Battery Storage | CAISO_Li_Battery | 0 | 0 | 0 | not relevant | 0 | 0
Base_battery_PGE_Valley_dur_2_unit_4 | Base_battery_PGE_Valley_dur_2_unit_4 | Base_battery_PGE_Valley_dur_2 | cpuc_storage_data_request | PGE_Valley | PGE_Valley | Pacific Gas and Electric Valley | PGE_Valley | CAISO | 2017-12-31 | 2050-12-31 |  | Battery Storage | Battery_ | Battery Storage | CAISO_Li_Battery | 0 | 0 | 0 | not relevant | 0 | 0
Base_battery_PGE_Valley_dur_2_unit_5 | Base_battery_PGE_Valley_dur_2_unit_5 | Base_battery_PGE_Valley_dur_2 | cpuc_storage_data_request | PGE_Valley | PGE_Valley | Pacific Gas and Electric Valley | PGE_Valley | CAISO | 2017-12-31 | 2050-12-31 |  | Battery Storage | Battery_ | Battery Storage | CAISO_Li_Battery | 0 | 0 | 0 | not relevant | 0 | 0
Base_battery_PGE_Valley_dur_2_unit_6 | Base_battery_PGE_Valley_dur_2_unit_6 | Base_battery_PGE_Valley_dur_2 | cpuc_storage_data_request | PGE_Valley | PGE_Valley | Pacific Gas and Electric Valley | PGE_Valley | CAISO | 2017-12-31 | 2050-12-31 |  | Battery Storage | Battery_ | Battery Storage | CAISO_Li_Battery | 0 | 0 | 0 | not relevant | 0 | 0
Base_battery_PGE_Valley_dur_2_unit_7 | Base_battery_PGE_Valley_dur_2_unit_7 | Base_battery_PGE_Valley_dur_2 | cpuc_storage_data_request | PGE_Valley | PGE_Valley | Pacific Gas and Electric Valley | PGE_Valley | CAISO | 2017-12-31 | 2050-12-31 |  | Battery Storage | Battery_ | Battery Storage | CAISO_Li_Battery | 0 | 0 | 0 | not relevant | 0 | 0
Base_battery_PGE_Valley_dur_2_unit_8 | Base_battery_PGE_Valley_dur_2_unit_8 | Base_battery_PGE_Valley_dur_2 | cpuc_storage_data_request | PGE_Valley | PGE_Valley | Pacific Gas and Electric Valley | PGE_Valley | CAISO | 2017-12-31 | 2050-12-31 |  | Battery Storage | Battery_ | Battery Storage | CAISO_Li_Battery | 0 | 0 | 0 | not relevant | 0 | 0
Base_battery_PGE_Valley_dur_2_unit_9 | Base_battery_PGE_Valley_dur_2_unit_9 | Base_battery_PGE_Valley_dur_2 | cpuc_storage_data_request | PGE_Valley | PGE_Valley | Pacific Gas and Electric Valley | PGE_Valley | CAISO | 2017-12-31 | 2050-12-31 |  | Battery Storage | Battery_ | Battery Storage | CAISO_Li_Battery | 0 | 0 | 0 | not relevant | 0 | 0
Base_battery_PGE_Valley_dur_2_unit_10 | Base_battery_PGE_Valley_dur_2_unit_10 | Base_battery_PGE_Valley_dur_2 | cpuc_storage_data_request | PGE_Valley | PGE_Valley | Pacific Gas and Electric Valley | PGE_Valley | CAISO | 2017-12-31 | 2050-12-31 |  | Battery Storage | Battery_ | Battery Storage | CAISO_Li_Battery | 0 | 0 | 0 | not relevant | 0 | 0
Base_battery_SCE_dur_2_unit_1 | Base_battery_SCE_dur_2_unit_1 | Base_battery_SCE_dur_2 | cpuc_storage_data_request | SCE | SCE | Southern California Edison | SCE | CAISO | 2017-12-31 | 2050-12-31 |  | Battery Storage | Battery_ | Battery Storage | CAISO_Li_Battery | 0 | 0 | 0 | not relevant | 0 | 0
Base_battery_SCE_dur_2_unit_2 | Base_battery_SCE_dur_2_unit_2 | Base_battery_SCE_dur_2 | cpuc_storage_data_request | SCE | SCE | Southern California Edison | SCE | CAISO | 2017-12-31 | 2050-12-31 |  | Battery Storage | Battery_ | Battery Storage | CAISO_Li_Battery | 0 | 0 | 0 | not relevant | 0 | 0
Base_battery_SCE_dur_2_unit_3 | Base_battery_SCE_dur_2_unit_3 | Base_battery_SCE_dur_2 | cpuc_storage_data_request | SCE | SCE | Southern California Edison | SCE | CAISO | 2017-12-31 | 2050-12-31 |  | Battery Storage | Battery_ | Battery Storage | CAISO_Li_Battery | 0 | 0 | 0 | not relevant | 0 | 0
Base_battery_SCE_dur_2_unit_4 | Base_battery_SCE_dur_2_unit_4 | Base_battery_SCE_dur_2 | cpuc_storage_data_request | SCE | SCE | Southern California Edison | SCE | CAISO | 2017-12-31 | 2050-12-31 |  | Battery Storage | Battery_ | Battery Storage | CAISO_Li_Battery | 0 | 0 | 0 | not relevant | 0 | 0
Base_battery_SCE_dur_2_unit_5 | Base_battery_SCE_dur_2_unit_5 | Base_battery_SCE_dur_2 | cpuc_storage_data_request | SCE | SCE | Southern California Edison | SCE | CAISO | 2017-12-31 | 2050-12-31 |  | Battery Storage | Battery_ | Battery Storage | CAISO_Li_Battery | 0 | 0 | 0 | not relevant | 0 | 0
Base_battery_SCE_dur_2_unit_6 | Base_battery_SCE_dur_2_unit_6 | Base_battery_SCE_dur_2 | cpuc_storage_data_request | SCE | SCE | Southern California Edison | SCE | CAISO | 2017-12-31 | 2050-12-31 |  | Battery Storage | Battery_ | Battery Storage | CAISO_Li_Battery | 0 | 0 | 0 | not relevant | 0 | 0
Base_battery_SCE_dur_2_unit_7 | Base_battery_SCE_dur_2_unit_7 | Base_battery_SCE_dur_2 | cpuc_storage_data_request | SCE | SCE | Southern California Edison | SCE | CAISO | 2017-12-31 | 2050-12-31 |  | Battery Storage | Battery_ | Battery Storage | CAISO_Li_Battery | 0 | 0 | 0 | not relevant | 0 | 0
Base_battery_SCE_dur_2_unit_8 | Base_battery_SCE_dur_2_unit_8 | Base_battery_SCE_dur_2 | cpuc_storage_data_request | SCE | SCE | Southern California Edison | SCE | CAISO | 2017-12-31 | 2050-12-31 |  | Battery Storage | Battery_ | Battery Storage | CAISO_Li_Battery | 0 | 0 | 0 | not relevant | 0 | 0
Base_battery_SCE_dur_2_unit_9 | Base_battery_SCE_dur_2_unit_9 | Base_battery_SCE_dur_2 | cpuc_storage_data_request | SCE | SCE | Southern California Edison | SCE | CAISO | 2017-12-31 | 2050-12-31 |  | Battery Storage | Battery_ | Battery Storage | CAISO_Li_Battery | 0 | 0 | 0 | not relevant | 0 | 0
Base_battery_SCE_dur_2_unit_10 | Base_battery_SCE_dur_2_unit_10 | Base_battery_SCE_dur_2 | cpuc_storage_data_request | SCE | SCE | Southern California Edison | SCE | CAISO | 2017-12-31 | 2050-12-31 |  | Battery Storage | Battery_ | Battery Storage | CAISO_Li_Battery | 0 | 0 | 0 | not relevant | 0 | 0
Base_battery_SDGE_dur_2_unit_1 | Base_battery_SDGE_dur_2_unit_1 | Base_battery_SDGE_dur_2 | cpuc_storage_data_request | SDGE | SDGE | San Diego Gas and Electric | SDGE | CAISO | 2017-12-31 | 2050-12-31 |  | Battery Storage | Battery_ | Battery Storage | CAISO_Li_Battery | 0 | 0 | 0 | not relevant | 0 | 0
Base_battery_SDGE_dur_2_unit_2 | Base_battery_SDGE_dur_2_unit_2 | Base_battery_SDGE_dur_2 | cpuc_storage_data_request | SDGE | SDGE | San Diego Gas and Electric | SDGE | CAISO | 2017-12-31 | 2050-12-31 |  | Battery Storage | Battery_ | Battery Storage | CAISO_Li_Battery | 0 | 0 | 0 | not relevant | 0 | 0
Base_battery_SDGE_dur_2_unit_3 | Base_battery_SDGE_dur_2_unit_3 | Base_battery_SDGE_dur_2 | cpuc_storage_data_request | SDGE | SDGE | San Diego Gas and Electric | SDGE | CAISO | 2017-12-31 | 2050-12-31 |  | Battery Storage | Battery_ | Battery Storage | CAISO_Li_Battery | 0 | 0 | 0 | not relevant | 0 | 0
Base_battery_SDGE_dur_2_unit_4 | Base_battery_SDGE_dur_2_unit_4 | Base_battery_SDGE_dur_2 | cpuc_storage_data_request | SDGE | SDGE | San Diego Gas and Electric | SDGE | CAISO | 2017-12-31 | 2050-12-31 |  | Battery Storage | Battery_ | Battery Storage | CAISO_Li_Battery | 0 | 0 | 0 | not relevant | 0 | 0
Base_battery_SDGE_dur_2_unit_5 | Base_battery_SDGE_dur_2_unit_5 | Base_battery_SDGE_dur_2 | cpuc_storage_data_request | SDGE | SDGE | San Diego Gas and Electric | SDGE | CAISO | 2017-12-31 | 2050-12-31 |  | Battery Storage | Battery_ | Battery Storage | CAISO_Li_Battery | 0 | 0 | 0 | not relevant | 0 | 0
Base_battery_SDGE_dur_2_unit_6 | Base_battery_SDGE_dur_2_unit_6 | Base_battery_SDGE_dur_2 | cpuc_storage_data_request | SDGE | SDGE | San Diego Gas and Electric | SDGE | CAISO | 2017-12-31 | 2050-12-31 |  | Battery Storage | Battery_ | Battery Storage | CAISO_Li_Battery | 0 | 0 | 0 | not relevant | 0 | 0
Base_battery_SDGE_dur_2_unit_7 | Base_battery_SDGE_dur_2_unit_7 | Base_battery_SDGE_dur_2 | cpuc_storage_data_request | SDGE | SDGE | San Diego Gas and Electric | SDGE | CAISO | 2017-12-31 | 2050-12-31 |  | Battery Storage | Battery_ | Battery Storage | CAISO_Li_Battery | 0 | 0 | 0 | not relevant | 0 | 0
Base_battery_SDGE_dur_2_unit_8 | Base_battery_SDGE_dur_2_unit_8 | Base_battery_SDGE_dur_2 | cpuc_storage_data_request | SDGE | SDGE | San Diego Gas and Electric | SDGE | CAISO | 2017-12-31 | 2050-12-31 |  | Battery Storage | Battery_ | Battery Storage | CAISO_Li_Battery | 0 | 0 | 0 | not relevant | 0 | 0
Base_battery_SDGE_dur_2_unit_9 | Base_battery_SDGE_dur_2_unit_9 | Base_battery_SDGE_dur_2 | cpuc_storage_data_request | SDGE | SDGE | San Diego Gas and Electric | SDGE | CAISO | 2017-12-31 | 2050-12-31 |  | Battery Storage | Battery_ | Battery Storage | CAISO_Li_Battery | 0 | 0 | 0 | not relevant | 0 | 0
Base_battery_SDGE_dur_2_unit_10 | Base_battery_SDGE_dur_2_unit_10 | Base_battery_SDGE_dur_2 | cpuc_storage_data_request | SDGE | SDGE | San Diego Gas and Electric | SDGE | CAISO | 2017-12-31 | 2050-12-31 |  | Battery Storage | Battery_ | Battery Storage | CAISO_Li_Battery | 0 | 0 | 0 | not relevant | 0 | 0
Base_battery_PGE_Bay_dur_4_unit_1 | Base_battery_PGE_Bay_dur_4_unit_1 | Base_battery_PGE_Bay_dur_4 | cpuc_storage_data_request | PGE_Bay | PGE_Bay | Pacific Gas and Electric Bay | PGE_Bay | CAISO | 2017-12-31 | 2050-12-31 |  | Battery Storage | Battery_ | Battery Storage | CAISO_Li_Battery | 0 | 0 | 0 | not relevant | 0 | 0
Base_battery_PGE_Bay_dur_4_unit_2 | Base_battery_PGE_Bay_dur_4_unit_2 | Base_battery_PGE_Bay_dur_4 | cpuc_storage_data_request | PGE_Bay | PGE_Bay | Pacific Gas and Electric Bay | PGE_Bay | CAISO | 2017-12-31 | 2050-12-31 |  | Battery Storage | Battery_ | Battery Storage | CAISO_Li_Battery | 0 | 0 | 0 | not relevant | 0 | 0
Base_battery_PGE_Bay_dur_4_unit_3 | Base_battery_PGE_Bay_dur_4_unit_3 | Base_battery_PGE_Bay_dur_4 | cpuc_storage_data_request | PGE_Bay | PGE_Bay | Pacific Gas and Electric Bay | PGE_Bay | CAISO | 2017-12-31 | 2050-12-31 |  | Battery Storage | Battery_ | Battery Storage | CAISO_Li_Battery | 0 | 0 | 0 | not relevant | 0 | 0
Base_battery_PGE_Bay_dur_4_unit_4 | Base_battery_PGE_Bay_dur_4_unit_4 | Base_battery_PGE_Bay_dur_4 | cpuc_storage_data_request | PGE_Bay | PGE_Bay | Pacific Gas and Electric Bay | PGE_Bay | CAISO | 2017-12-31 | 2050-12-31 |  | Battery Storage | Battery_ | Battery Storage | CAISO_Li_Battery | 0 | 0 | 0 | not relevant | 0 | 0
Base_battery_PGE_Bay_dur_4_unit_5 | Base_battery_PGE_Bay_dur_4_unit_5 | Base_battery_PGE_Bay_dur_4 | cpuc_storage_data_request | PGE_Bay | PGE_Bay | Pacific Gas and Electric Bay | PGE_Bay | CAISO | 2017-12-31 | 2050-12-31 |  | Battery Storage | Battery_ | Battery Storage | CAISO_Li_Battery | 0 | 0 | 0 | not relevant | 0 | 0
Base_battery_PGE_Bay_dur_4_unit_6 | Base_battery_PGE_Bay_dur_4_unit_6 | Base_battery_PGE_Bay_dur_4 | cpuc_storage_data_request | PGE_Bay | PGE_Bay | Pacific Gas and Electric Bay | PGE_Bay | CAISO | 2017-12-31 | 2050-12-31 |  | Battery Storage | Battery_ | Battery Storage | CAISO_Li_Battery | 0 | 0 | 0 | not relevant | 0 | 0
Base_battery_PGE_Bay_dur_4_unit_7 | Base_battery_PGE_Bay_dur_4_unit_7 | Base_battery_PGE_Bay_dur_4 | cpuc_storage_data_request | PGE_Bay | PGE_Bay | Pacific Gas and Electric Bay | PGE_Bay | CAISO | 2017-12-31 | 2050-12-31 |  | Battery Storage | Battery_ | Battery Storage | CAISO_Li_Battery | 0 | 0 | 0 | not relevant | 0 | 0
Base_battery_PGE_Bay_dur_4_unit_8 | Base_battery_PGE_Bay_dur_4_unit_8 | Base_battery_PGE_Bay_dur_4 | cpuc_storage_data_request | PGE_Bay | PGE_Bay | Pacific Gas and Electric Bay | PGE_Bay | CAISO | 2017-12-31 | 2050-12-31 |  | Battery Storage | Battery_ | Battery Storage | CAISO_Li_Battery | 0 | 0 | 0 | not relevant | 0 | 0
Base_battery_PGE_Bay_dur_4_unit_9 | Base_battery_PGE_Bay_dur_4_unit_9 | Base_battery_PGE_Bay_dur_4 | cpuc_storage_data_request | PGE_Bay | PGE_Bay | Pacific Gas and Electric Bay | PGE_Bay | CAISO | 2017-12-31 | 2050-12-31 |  | Battery Storage | Battery_ | Battery Storage | CAISO_Li_Battery | 0 | 0 | 0 | not relevant | 0 | 0
Base_battery_PGE_Bay_dur_4_unit_10 | Base_battery_PGE_Bay_dur_4_unit_10 | Base_battery_PGE_Bay_dur_4 | cpuc_storage_data_request | PGE_Bay | PGE_Bay | Pacific Gas and Electric Bay | PGE_Bay | CAISO | 2017-12-31 | 2050-12-31 |  | Battery Storage | Battery_ | Battery Storage | CAISO_Li_Battery | 0 | 0 | 0 | not relevant | 0 | 0

## assign_old_new
rsrc | alternate_name | alternate_name_2 | status | explanation | capmax | in_baseline
SLRMS3_2_SRMSR1 | SILVER RIDGE MOUNT SIGNAL 3 | 0 | new |  | 250 | #VALUE!
RE Slate 1-2 | RE Slate 1-2 | 0 | new |  | 150 | #VALUE!
VOYAGR_2_VOYWD2 | Voyager Wind 2 | 0 | new |  | 128.7 | #VALUE!
BigBeau Solar | BigBeau Solar | 0 | new |  | 128 | #VALUE!
Maverick Solar, LLC | Maverick Solar, LLC | 0 | new |  | 125 | #VALUE!
Energia Sierra Juarez 2 US LLC | Energia Sierra Juarez 2 US LLC | 0 | new |  | 105 | #VALUE!
WISTRA_2_WRSSR1 | Wistaria Ranch Solar | 0 | new |  | 100 | #VALUE!
RE Slate (Stanford) | RE Slate (Stanford) | 0 | new |  | 63 | #VALUE!
USWND2_1_WIND3 | Golden Hills C | 0 | new |  | 46 | #VALUE!
VSTAES_6_VESBT1 | Vista Energy Storage | 0 | new |  | 40 | #VALUE!
VOYAGR_2_VOYWD4 | Voyager Wind 4 | 0 | new |  | 21.6 | #VALUE!
BIGSKY_2_BSKSR6 | Big Sky Solar 6 | 0 | new |  | 20 | #VALUE!
BIGSKY_2_BSKSR7 | Big Sky Solar 7 | 0 | new |  | 20 | #VALUE!
BIGSKY_2_BSKSR8 | Big Sky Solar 8 | 0 | new |  | 20 | #VALUE!
FRNTBW_6_SOLAR1 | Frontier Solar | 0 | new |  | 20 | #VALUE!
GASKW1_2_GW1SR1 | Gaskell West 1 | 0 | new |  | 20 | #VALUE!
GIFENS_6_BUGSL1 | Burford Giffen | 0 | new |  | 20 | #VALUE!
JACMSR_1_JACSR1 | Jacumba Solar Farm | 0 | new |  | 20 | #VALUE!
LAMONT_1_SOLAR2 | Redwood Solar Farm 4 | 0 | new |  | 20 | #VALUE!
MIDWY3_2_MDSSR1 | Midway South Solar Farm | 0 | new |  | 20 | #VALUE!
ORNI33, LLC | ORNI33, LLC | 0 | new |  | 20 | #VALUE!
RE Gaskell West 3 | RE Gaskell West 3 | 0 | new |  | 20 | #VALUE!
RE Gaskell West 4 | RE Gaskell West 4 | 0 | new |  | 20 | #VALUE!
RE Gaskell West 5 | RE Gaskell West 5 | 0 | new |  | 20 | #VALUE!
SEGS_1_SR2SL2 | Sunray 2 | 0 | new |  | 20 | #VALUE!
SUMWHT_6_SWSSR1 | Summer Wheat Solar Farm | 0 | new |  | 18.5 | #VALUE!
GALE_1_SR3SR3 | Sunray 3 | 0 | new |  | 13.8 | #VALUE!
ESCNDO_6_EB1BT1 | Escondido BESS 1 | 0 | new |  | 10 | #VALUE!
ESCNDO_6_EB2BT2 | Escondido BESS 2 | 0 | new |  | 10 | #VALUE!
ESCNDO_6_EB3BT3 | Escondido BESS 3 | 0 | new |  | 10 | #VALUE!
GIFFEN_6_SOLAR1 | Aspiration Solar G | 0 | new |  | 9 | #VALUE!
RICHMN_1_CHVSR2 | Chevron 8.5 | 0 | new |  | 8.5 | #VALUE!
GARNET_2_DIFWD1 | Difwind | 0 | new |  | 7.88 | #VALUE!
ELCAJN_6_EB1BT1 | Eastern BESS 1 | 0 | new |  | 7.5 | #VALUE!
USWND4_2_UNIT2 | Altamont Landfill Gas to Energy | 0 | new |  | 7.4 | #VALUE!
COVERD_2_HCKHY1 | HATCHET CREEK | 0 | new |  | 6.89 | #VALUE!
GARNET_2_WPMWD6 | WINTEC PALM | 0 | new |  | 5.93 | #VALUE!
MAGUND_1_BKSSR2 | Bakersfield Solar 1 | 0 | new |  | 5.25 | #VALUE!
MONLTS_2_MONWD6 | Monolith 6 | 0 | new |  | 5.25 | #VALUE!
WSNR_2_CVPDYN | Central Valley 1 | 0 | new |  | 5 | #VALUE!
WSNR_2_TESLADYN | Central Valley Tesla | 0 | new |  | 5 | #VALUE!
WSNR_5_TRCYDYN | Central Valley Tracy | 0 | new |  | 5 | #VALUE!
MONLTS_2_MONWD7 | Monolith 7 | 0 | new |  | 4.76 | #VALUE!
MONLTS_2_MONWD4 | Monolith 4 | 0 | new |  | 4.75 | #VALUE!
CRELMN_6_RAMSR3 | Ramona Solar Energy | 0 | new |  | 4.32 | #VALUE!
MONLTS_2_MONWD5 | Monolith 5 | 0 | new |  | 4.04 | #VALUE!
NOVATO_6_LNDFL | Redwood Renewable Energy | 0 | new |  | 3.9 | #VALUE!
FROGTN_1_UTICAM | Murphys Powerhouse | 0 | new |  | 3.6 | #VALUE!
V3 GEN | SMALL GEN UNKNOWN | 0 | new |  | 3.1 | #VALUE!
Blue Mountain Electric Company | Blue Mountain Electric Company | 0 | new |  | 3 | #VALUE!
CalCity Solar I, LLC | CalCity Solar I, LLC | 0 | new |  | 3 | #VALUE!
Central CA Fuel Cell 2 | Central CA Fuel Cell 2 | 0 | new |  | 3 | #VALUE!
DELSUR_6_BSOLAR | Central Antelope Dry Ranch B | 0 | new |  | 3 | #VALUE!
Eagle Solar | Eagle Solar | 0 | new |  | 3 | #VALUE!
Lakeside Biogas LLC | Lakeside Biogas LLC | 0 | new |  | 3 | #VALUE!
LITLRK_6_GBCSR1 | Green Beanworks C | 0 | new |  | 3 | #VALUE!
MIRLOM_2_LNDFL | Milliken Landfill Solar | 0 | new |  | 3 | #VALUE!
NEENACH SOLAR | NEENACH SOLAR | 0 | new |  | 3 | #VALUE!
OASIS_6_GBDSR4 | Green Beanworks D | 0 | new |  | 3 | #VALUE!
ORTGA_6_ME1SL1 | Merced 1 | 0 | new |  | 3 | #VALUE!
PIUTE_6_GNBSR1 | Green Beanworks B | 0 | new |  | 3 | #VALUE!
REDMAN_6_AVSSR1 | Antelope Valley Solar | 0 | new |  | 3 | #VALUE!
Sheep Creek Road Solar Generation Facility Project | Sheep Creek Road Solar Generation Facility Project | 0 | new |  | 3 | #VALUE!
Hat Creek Bioenergy, LLC | Hat Creek Bioenergy, LLC | 0 | new |  | 2.88 | #VALUE!
COVERD_2_MCKHY1 | Montgomery Creek Hydro | 0 | new |  | 2.8 | #VALUE!
Cameron | Cameron | 0 | new |  | 2.4 | #VALUE!
Santa Barbara County Public Works Department | Santa Barbara County Public Works Department | 0 | new |  | 2.274 | #VALUE!
COVERD_2_RCKHY1 | ROARING CREEK | 0 | new |  | 2 | #VALUE!
Diamond H Dairy Power | Diamond H Dairy Power | 0 | new |  | 2 | #VALUE!
HATLOS_6_BWDHY1 | Bidwell Ditch | 0 | new |  | 2 | #VALUE!
LITLRK_6_SOLAR3 | One Ten Partners | 0 | new |  | 2 | #VALUE!
North Fork Community Power | North Fork Community Power | 0 | new |  | 2 | #VALUE!
PRCTVY_1_MIGBT1 | Miguel BESS | 0 | new |  | 2 | #VALUE!
RICHMN_1_SOLAR | Chevron 2 | 0 | new |  | 2 | #VALUE!
Organic Energy Solutions | Organic Energy Solutions | 0 | new |  | 1.6 | #VALUE!
DAIRLD_1_MD1SL1 | Madera 1 | 0 | new |  | 1.5 | #VALUE!
DELSUR_6_SOLAR4 | Radiance Solar 4 | 0 | new |  | 1.5 | #VALUE!
DELSUR_6_SOLAR5 | Radiance Solar 5 | 0 | new |  | 1.5 | #VALUE!
STROUD_6_WWHSR1 | Winter Wheat Solar Farm | 0 | new |  | 1.5 | #VALUE!
FROGTN_1_UTICAA | Angels Powerhouse | 0 | new |  | 1.4 | #VALUE!
Grasshopper Flat | Grasshopper Flat | 0 | new |  | 1.1 | #VALUE!
Verwey-Hanford Dairy Digester Genset #2 | Verwey-Hanford Dairy Digester Genset #2 | 0 | new |  | 1.028 | #VALUE!
Verwey-Hanford Dairy Digester III | Verwey-Hanford Dairy Digester III | 0 | new |  | 1.028 | #VALUE!
David Tevelde Dairy Digester | David Tevelde Dairy Digester | 0 | new |  | 1 | #VALUE!
GANSO_1_WSTBM1 | Weststar Dairy Biogas | 0 | new |  | 1 | #VALUE!
MAGUND_1_BKISR1 | Bakersfield Industrial 1 | 0 | new |  | 1 | #VALUE!
MANTEC_1_ML1SR1 | Manteca Land 1 | 0 | new |  | 1 | #VALUE!
Napa Recycling Biomass Plant | Napa Recycling Biomass Plant | 0 | new |  | 1 | #VALUE!
OLDRIV_6_CESDBM | Ces Dairy Biogas | 0 | new |  | 1 | #VALUE!
OLDRIV_6_LKVBM1 | Lakeview Dairy Biogas | 0 | new |  | 1 | #VALUE!
SAUGUS_6_CREST | East Portal Hydro | 0 | new |  | 1 | #VALUE!
SMYRNA_1_DL1SR1 | Delano Land 1 | 0 | new |  | 1 | #VALUE!
DEVERS_2_CS2SR4 | Caliente Solar 2 | 0 | new |  | 0.91 | #VALUE!
San Luis Obispo AD | San Luis Obispo AD | 0 | new |  | 0.853 | #VALUE!
DAIRLD_1_MD2BM1 | Madera Digester Genset 2 | 0 | new |  | 0.8 | #VALUE!
Open Sky Dairy Digester #2 | Open Sky Dairy Digester #2 | 0 | new |  | 0.8 | #VALUE!
RECTOR_2_TFDBM1 | Two Fiets Dairy Digester | 0 | new |  | 0.8 | #VALUE!
SCHNDR_1_OS2BM2 | Open Sky Digester Genset 2 | 0 | new |  | 0.8 | #VALUE!
Two Fiets | Two Fiets | 0 | new |  | 0.8 | #VALUE!
Van Der Kooi Dairy Digester | Van Der Kooi Dairy Digester | 0 | new |  | 0.8 | #VALUE!
RNDMTN_2_SLSPHY1 | Silver Springs | 0 | new |  | 0.6 | #VALUE!
SONOMA_1_PN5SR1 | 0 | 0 | new |  | 0 | #VALUE!
97WI8ME LLC (Midway Solar Farm III) | 97WI8ME LLC (Midway Solar Farm III) | Midway Solar Farm III | old |  | 20 | #VALUE!
BIGSKY_2_SOLAR3 | Big Sky Summer | Checked 2016 bidding data; inlist | old |  | 20 | #VALUE!
CALFTN_2_SOLAR | California Flats North | California Flats Solar Project | old |  | 130 | #VALUE!
CALFTS_2_CFSSR1 | California Flats Solar South | California Flats Solar Project | old |  | 150 | #VALUE!
CHINO_2_APEBT1 | Pomona Energy Storage | AltaGas Pomona Energy Inc. - Pomona battery storage 1 - ES004 | old |  | 20 | #VALUE!
CUYAMS_6_CUYSR1 | Cuyama Solar | Cuyama Solar Array | old |  | 40 | #VALUE!
DSFLWR_2_WS2SR1 | Willow Springs 2 | Willow Springs Solar, LLC | old |  | 100 | #VALUE!
FLOWD_2_RT2WD2 | Ridgetop 2 | Ridgetop Energy, LLC (II) | old |  | 27.39 | #VALUE!
KRAMER_1_KJ5SR5 | Kramer Junction 5 | Kramer has been around for many years. | old |  | 30 | #VALUE!
MIDWYS_2_MIDSL1 | Midway Solar Farm | Midway Solar Farm I | old |  | 49.9 | #VALUE!
MILFRD_7_PASADENA | Milford I | Checked 2016 bidding data; inlist | old |  | 5 | #VALUE!
MIRLOM_2_MLBBTA | Mira Loma BESS A | assumed new | new |  | 10 | #VALUE!
MIRLOM_2_MLBBTB | Mira Loma BESS B | assumed new | new |  | 10 | #VALUE!
OASIS_6_SOLAR3 | Soccer Center | Checked 2016 bidding data; inlist | old |  | 3 | #VALUE!
PNCHVS_2_SOLAR | Panoche Valley Solar | Panoche Valley Solar, LLC | old |  | 140 | #VALUE!
REDMAN_2_SOLAR | Lancaster East Avenue F | Checked 2016 bidding data; inlist | old |  | 3.75 | #VALUE!
SANTGO_2_MABBT1 | Millikan Avenue BESS | Checked 2016 bidding data; inlist | old |  | 2 | #VALUE!
TRNQL8_2_AMASR1 | Tranquillity 8 Amarillo | Great Valley Solar 3, LLC (a/k/a RE Tranquillity 8 Azul) in cpuc list, originated 2015 | old |  | 20 | #VALUE!
TRNQL8_2_AZUSR1 | Tranquillity 8 Azul | Great Valley Solar 3, LLC (a/k/a RE Tranquillity 8 Azul) in cpuc list, originated 2015 | old |  | 20 | #VALUE!
TULEWD_1_TULWD1 | Tule Wind | Tule Wind | old |  | 127.6 | #VALUE!
VEAVST_1_SOLAR | Community Solar | Checked 2016 bidding data; inlist | old |  | 14.4 | #VALUE!
WHITNY_6_SOLAR | Whitney Point Solar | Checked 2016 bidding data; inlist | old |  | 20 | #VALUE!
WOODWR_1_HYDRO | Quinten Luallen | Checked 2016 bidding data; inlist | old |  | 7.3 | #VALUE!
BGSKYN_2_AS2SR1 |  |  | old | Antelope II Expansion https://www.caiso.com/Documents/FullNetworkModel_DB2018Q3_WorkScope.pdf
MSOLAR_2_SOLAR2 |  |  | new | nqc
MALIN_5_IBERDR |  |  | new | Imports count towards the procurement target
TRNQL8_2_ROJSR1 |  |  | old | All tranquility solar projects already exist
TRNQL8_2_VERSR1 |  |  | old | All tranquility solar projects already exist
MALIN_5_INHRED |  |  | new | Imports count towards the procurement target
MALIN_5_INHRPG |  |  | new | Imports count towards the procurement target
CAMLOT_2_SOLAR1 |  |  | old | insvdt
VOYAGR_2_VOYWD3 |  |  | old | Voyager Wind III is in Patrick's list
CABZON_1_WINDA1 |  |  | old | insvdt
MORWD_6_QF |  |  | old | in 2016 CAISO data
SANWD_1_QF |  |  | old | insvdt
OAKWD_6_QF |  |  | old | assumed not new
VICTOR_1_CREST |  |  | old | in 2016 data
GARNET_1_WINDS |  |  | old | insvdt
MTWIND_1_UNIT 2 |  |  | old | insvdt
TEHAPI_2_WIND2 |  |  | old | insvdt
VENWD_1_WIND3 |  |  | old | insvdt
TANHIL_6_SOLART |  |  | old | #N/A
BUCKWD_1_QF |  |  | old | insvdt
VENWD_1_WIND2 |  |  | old | insvdt
TEHAPI_2_WIND1 |  |  | old | insvdt
RECTOR_2_CREST |  |  | old | in 2016 data
SPRGVL_2_CREST |  |  | old | in 2016 data
OASIS_6_CREST |  |  | old | in 2016 data
GARNET_2_WIND3 |  |  | old | insvdt
DELSUR_6_CREST |  |  | old | in 2016 data
RENWD_1_QF |  |  | old | in 2016 data
VENWD_1_WIND1 |  |  | old | insvdt
DTCHWD_2_BT4WND |  |  | old | insvdt
RDWAY_1_CREST |  |  | old | in 2016 data
NZWIND_2_WDSTR5 |  |  | old | insvdt
LNCSTR_6_CREST |  |  | old | insvdt
VESTAL_2_UNIT1 |  |  | old | insvdt
DTCHWD_2_BT3WND |  |  | old | insvdt
SHUTLE_6_CREST |  |  | old | in 2016 data
NZWIND_6_WDSTR |  |  | old | insvdt
VLCNTR_6_VCSLR1 |  |  | old | insvdt
VACADX_1_SOLAR |  |  | old | insvdt
HENRTA_6_SOLAR2 |  |  | old | insvdt
ORLND_6_SOLAR1 |  |  | old | insvdt
MCARTH_6_FRIVRB |  |  | old | insvdt
PIT1_6_FRIVRA |  |  | old | insvdt
CHINO_2_SOLAR2 |  |  | old | insvdt
VALLEY_5_SOLAR1 |  |  | old | insvdt
DEVERS_2_DHSPG2 |  |  | old | in 2016 data
ETIWND_2_SOLAR1 |  |  | old | insvdt
ETIWND_2_UNIT1 |  |  | old | insvdt

## latlongs
SERVM_Unit_Name | Latitude | Longitude
41MB_8ME_LLC | 36.9413 | -119.9607
45pcnt_Expressway_Solar_C2_LLC | 34.5844 | -117.3414
45pcnt_Heliocentric_LLC | 34.6543 | -117.971
45pcnt_Rodeo_Solar_C2_LLC | 34.7133 | -118.2894
45pcnt_Rodeo_Solar_D2_LLC | 34.7133 | -118.2894
45pcnt_Sandra_Energy_LLC | 34.7086 | -118.2724
45pcnt_Santa_Clara_85C_[W0331] | 37.7361 | -121.6475
45pcnt_SCAQMD_Solar_Port | 34.0004 | -117.8301
45pcnt_Summer_Solar_A2_LLC | 34.7231 | -118.2897
45pcnt_Summer_Solar_B2_LLC | 34.7231 | -118.2897
45pcnt_Summer_Solar_C2_LLC | 34.7231 | -118.2897
45pcnt_Summer_Solar_D2_LLC | 34.7231 | -118.2897
45pcnt_USFS_San_Dimas_Technology_Development_Center | 34.1057 | -117.8004
7STDRD_1_SOLAR1 | 35.448 | -119.127
88FT_8ME_LLC__Mount_Signal_II_ | 32.6711 | -115.5873
8MileCanyon
ACACIA_6_SOLAR | 34.6892 | -118.3247
AccionaAB
Adelanto_Solar | 34.5508 | -117.4353
ADERA_1_SOLAR1 | 37.1206 | -120.3249
ADMEST_6_SOLAR | 36.6175 | -120.2908
ADOBEE_1_SOLAR | 35.1028 | -118.9544
AFA_Solar_Farm | 38.9579 | -104.8066
Agua_Fria_PV | 33.5561 | -112.2153
AguaCalienteSolar3 | 32.9774 | -113.4945
AGUCAL_5_SOLAR1 | 32.9774 | -113.4945
Alamogordo_PV | 32.8657 | -105.9998
Albuquerque_PV | 35.169 | -106.6
ALHMBR_1_ALHSLR | 33.08 | -115.47
ALPSLR_1_NTHSLR | 35.9025 | -119.4428
ALPSLR_1_SPSSLR | 35.8983 | -119.4353
ALT6DN_2_WIND7 | 35.0434 | -118.2118
ALT6DS_2_WIND9 | 35.0268 | -118.2233
ALTA3A_2_CPCE4 | 35.0086 | -118.2422
ALTA3A_2_CPCE5 | 35.0086 | -118.2422
ALTA3A_2_CPCE8 | 35.0267 | -118.2348
ALTA4A_2_CPCW1 | 35.0337 | -118.3534
ALTA4B_2_CPCW2 | 35.0239 | -118.2953
ALTA4B_2_CPCW3 | 35.0239 | -118.2953
ALTA4B_2_CPCW6 | 35.0309 | -118.2932
ALTA6B_2_WIND11 | 35.065 | -118.39
ALTA6E_2_WIND10 | 35.06 | -118.2
ALTMID_2_UNIT_1 | 37.7392 | -121.4322
ALTWD_1_QF
American_Kings_Solar__LLC | 36.24 | -119.898
American_Solar_Greenworks_LLC_A&R | 34.7312 | -118.258
AmonixSolarPower | 32.1081 | -110.8247
AmonixSwan | 32.0795 | -110.8834
ANZA_6_SOLAR1 | 33.1125 | -116.0139
Apex_Solar_Power | 36.39 | -114.97
APT_DIST_PV | 32.2517 | -106.9133
Aragonne_Mesa | 34.8147 | -105.0108
ARBWD_6_QF
ARD_G1 | 49.583 | -113.4351
ARD_G2 | 49.583 | -113.4351
ARKANS_1_ARKSLR | 33.08 | -115.47
ArlingtonWind | 45.7167 | -120.2008
ARLVAL_5_SOLAR | 33.305 | -112.8339
ARVINN_6_ORION1 | 35.1507 | -118.875
ARVINN_6_ORION2 | 35.1507 | -118.8753
ASTORA_2_SOLAR1 | 34.8442 | -118.4585
ASTORA_2_SOLAR2 | 34.8366 | -118.4802
Astroenergy
ATWEL2_1_SOLAR1 | 35.815 | -119.4597
ATWELL_1_SOLAR | 35.895 | -119.5108
Avalon_Solar_II | 32.0014 | -110.9606
AVENAL_6_AVPARK | 35.9897 | -120.11
AVENAL_6_AVSLR1 | 35.9897 | -120.11
AVENAL_6_AVSLR2 | 35.9897 | -120.11
AVENAL_6_SANDDG | 35.9828 | -120.1103
AVENAL_6_SUNCTY | 35.9831 | -120.1103
AVSOLR_2_SOLAR | 34.7803 | -118.4244
Baca_Renewable | 37.5044 | -102.5897
Badger_1 | 33.498 | -112.8135
BARRE_2_QF | 33.7686 | -117.8844
Battle_Mountain_Solar | 35.7822 | -114.9754
BearMountain_BC | 55.7041 | -120.4264
BEJNLS_5_BV2SCEDYN | 34.7342 | -103.108
BEKWJS_5_BV1SCEDYN | 34.727 | -103.1668
BellevueSolarINV1 | 45.1122 | -123.2347
BennettCreek | 43.0536 | -115.4803
Big_Horn_Wind_1_2 | 45.8877 | -120.2896
BigHorn2 | 45.9192 | -120.3039
BiglowCanyon1 | 45.6537 | -120.6034
BiglowCanyon2 | 45.6537 | -120.6034
BiglowCanyon3 | 45.6537 | -120.6034
BIGSKY_2_BSKSR6 | 34.6948 | -118.2877
BIGSKY_2_BSKSR7 | 34.6948 | -118.2877
BIGSKY_2_BSKSR8 | 34.6948 | -118.2877
BIGSKY_2_SOLAR1 | 34.6948 | -118.2877
BIGSKY_2_SOLAR2 | 34.6948 | -118.2877
BIGSKY_2_SOLAR3 | 34.6948 | -118.2877
BIGSKY_2_SOLAR4 | 34.7321 | -118.3136
BIGSKY_2_SOLAR5 | 34.6948 | -118.2877
BIGSKY_2_SOLAR6 | 34.6557 | -118.2982
BIGSKY_2_SOLAR7 | 34.6948 | -118.2877
BKRFLD_2_SOLAR1 | 35.3176 | -118.9899
BlackspringRidge | 50.1525 | -112.8226
BLAST_1_WIND | 33.8816 | -116.5527
BLCKWL_6_SOLAR1 | 35.62 | -119.85
BLKCRK_2_SOLAR1 | 34.6953 | -118.0625
BLM_E_2_UNIT_7 | 36.0019 | -117.7886
BLM_E_2_UNIT_8 | 36.0019 | -117.7886
BLM_W_2_UNIT_9 | 36.0019 | -117.7886
BLYTHE_1_SOLAR1 | 33.5917 | -114.7444
BLYTHE_1_SOLAR2 | 33.5917 | -114.7444
Blythe_Solar_III__LLC | 33.5917 | -114.7444
Boise_City_Solar
Boomer_Solar_15 | 33.833 | -118.23
Boomer_Solar_17 | 33.981 | -118.125
Boomer_Solar_18 | 34.003 | -118.128
Boomer_Solar_22 | 33.844 | -118.215
Boomer_Solar_6 | 33.882 | -118.015
Boomer_Solar_7 | 33.869 | -118.225
Boswell_Wind_Project_I__LLC | 41.919 | -105.869
Boswell_Wind_Project_II__LLC | 41.869 | -105.832
Boswell_Wind_Project_III__LLC | 41.923 | -105.792
Boswell_Wind_Project_IV__LLC | 41.912 | -105.752
BRDSLD_2_HIWIND | 38.1381 | -121.8053
BRDSLD_2_MTZUM2 | 38.1167 | -121.8219
BRDSLD_2_MTZUMA | 38.1636 | -121.7966
BRDSLD_2_SHILO1 | 38.12 | -121.85
BRDSLD_2_SHILO2 | 38.12 | -121.85
BRDSLD_2_SHLO3A | 38.1694 | -121.8469
BRDSLD_2_SHLO3B | 38.1375 | -121.8553
BREGGO_6_DEGRSL | 33.2706 | -116.3481
BREGGO_6_SOLAR | 33.2989 | -116.3508
BRODIE_2_WIND | 35.0083 | -118.2414
BUCKWD_1_NPALM1 | 33.9242 | -116.5933
BUCKWD_1_QF | 33.9261 | -116.615
BUCKWD_7_WINTCV | 33.9131 | -116.5631
BUFFALO_G1 | 32.3116 | -100.0616
BUFFALO_G2 | 32.3182 | -100.177
BullCreekWind1 | 52.5091 | -110.0831
Bullmoose1
Bullmoose2
Burley_Butte | 42.4903 | -113.9266
Busch_Ranch | 37.8011 | -104.4919
Busch_Ranch_2 | 37.8011 | -104.4919
Busch_Ranch_3 | 37.8011 | -104.4919
CABZON_1_WINDA1 | 33.9172 | -116.735
CALFTN_2_SOLAR | 35.6156 | -120.4044
CALFTS_2_CFSSR1 | 35.6156 | -120.4044
CALGEN_1_UNIT_1 | 36.0372 | -117.7981
CALGEN_1_UNIT_2 | 36.0372 | -117.7981
CALGEN_1_UNIT_3 | 36.0372 | -117.7981
CALPSS_6_SOLAR1 | 33.1658 | -115.5322
CAMLOT_2_SOLAR1 | 35.0267 | -118.1856
CAMLOT_2_SOLAR2 | 35.0267 | -118.1856
Campbell_Hill | 43.0145 | -105.999
CampReedWind | 42.8119 | -115.0489
CANTUA_1_SOLAR | 36.4251 | -120.3435
CapeScott1 | 50.789 | -128.0033
CapeScott2 | 50.789 | -128.0033
CapeScott3 | 50.789 | -128.0033
CapeScott4 | 50.789 | -128.0033
CapeScott5 | 50.789 | -128.0033
CAPWD_1_QF | 33.8817 | -116.4603
Carousel_Wind | 39.334 | -102.173
Casa_Mesa_Wind | 34.605 | -103.9661
Casper_Wind | 42.8847 | -106.2214
CassiaGulch | 42.8744 | -115.0172
CassiaWind | 42.8444 | -115.0369
CastlerockG1_1 | 49.5561 | -113.963
CASTRIV1_1 | 49.516 | -114.0276
CASTRIV2_2 | 49.516 | -114.0276
CATLNA_2_SOLAR | 34.9383 | -118.3345
CATLNA_2_SOLAR2 | 34.8122 | -118.3528
CAVLSR_2_BSOLAR | 35.3237 | -119.9166
CAVLSR_2_RSOLAR | 35.3237 | -119.9166
Cedar_Creek_1A | 40.9475 | -103.7839
Cedar_Creek_1B | 40.9475 | -103.7839
Cedar_Creek_2A | 40.9475 | -103.7839
Cedar_Creek_2B | 40.9475 | -103.7839
Perrin_Ranch_CedarMt | 35.2333 | -112.1611
Cedar_Point | 39.4218 | -103.6781
CEDUCR_2_SOLAR1 | 35.8565 | -119.0674
CEDUCR_2_SOLAR2 | 35.8447 | -119.067
CEDUCR_2_SOLAR3 | 35.8446 | -119.0596
CEDUCR_2_SOLAR4 | 35.8502 | -119.0318
CENTER_2_QF | 33.9249 | -118.0679
CENTER_2_SOLAR1 | 33.9821 | -118.1035
CerroPrietoPV | 32.4047 | -115.2113
CHAP_DIST_PV | 32.0344 | -106.341
CHEVMN_2_UNITS | 33.9058 | -118.4031
ChinChute_Wind | 49.6933 | -112.3292
CHINO_2_JURUPA | 34.05 | -117.5961
CHINO_2_QF | 34.0408 | -117.8217
CHINO_2_QF | 34.0408 | -117.8217
CHINO_2_SASOLR | 33.9656 | -117.6591
CHINO_2_SOLAR | 33.9852 | -117.7008
CHINO_2_SOLAR2 | 34.0395 | -117.6043
ChinoSolarValey | 34.7184 | -112.429
ChristmasValley2 | 43.2369 | -120.49
Cimarron_Solar | 36.4681 | -104.6357
CLOVDL_1_SOLAR | 38.7731 | -123.0178
ClprRedSprings
CNTNLA_2_SOLAR1 | 32.6869 | -115.6478
CNTNLA_2_SOLAR2 | 32.6869 | -115.6478
CO_USAFA_Solar | 38.9579 | -104.8066
Coastal_Energy | 46.7936 | -124.0654
COCOSB_6_SOLAR | 38.0017 | -121.7478
Cogentrix | 37.5986 | -105.9558
Cold_Springs | 43.0281 | -115.4005
COLGNS_2_CNSSR1 | 33.5401 | -115.9748
Columbia_Wind | 46.4711 | -119.3339
Comanche_Solar
Combine_Hills | 45.943 | -118.591
Condon_Wind | 45.2766 | -120.2794
CONTRL_1_QF | 37.6455 | -118.9096
COPMT2_2_SOLAR2 | 35.7864 | -114.9628
COPMT4_2_SOLAR4 | 35.7822 | -114.9754
COPMTN_2_CM10 | 35.7881 | -114.9933
COPMTN_2_SOLAR1 | 35.7814 | -114.9933
Copper_Crossing | 33.1606 | -111.484
Copper_Mountain_3_01 | 35.7822 | -114.9754
Copper_Mountain_3_02 | 35.7822 | -114.9754
Copper_Mountain_3_03 | 35.7822 | -114.9754
Copper_Mountain_3_04 | 35.7822 | -114.9754
Copper_Mountain_3_05 | 35.7822 | -114.9754
Copper_Mountain_3_06 | 35.7822 | -114.9754
Copper_Mountain_3_07 | 35.7822 | -114.9754
Copper_Mountain_3_08 | 35.7822 | -114.9754
Copper_Mountain_3_09 | 35.7822 | -114.9754
Copper_Mountain_3_10 | 35.7822 | -114.9754
CORCAN_1_SOLAR1 | 36.1381 | -119.5647
CORCAN_1_SOLAR2 | 36.1344 | -119.5544
CORONS_2_SOLAR | 33.8264 | -117.5117
CORONS_6_CLRCTG | 33.8912 | -117.6085
CORONS_6_CLRSTG | 33.8912 | -117.6085
Costco_1
Cotton_Center | 33.0347 | -112.6617
Cowley_Ridge_1 | 49.5619 | -114.1075
Coyote_Crest | 46.7383 | -123.3478
CPB_UASTP_1 | 32.097 | -110.8106
CPVERD_2_SOLAR | 32.7533 | -115.7264
CRELMN_6_RAMON1 | 33.0122 | -116.875
CRELMN_6_RAMON2 | 33.0122 | -116.875
CRELMN_6_RAMSR3 | 33.0185 | -116.8607
Crescent_Dunes | 38.2389 | -117.3636
CRSTWD_6_KUMYAY | 32.7056 | -116.3425
CRWCKS_1_SOLAR1
CSLR4S_2_SOLAR | 32.6633 | -115.6583
CUMBIA_1_SOLAR | 35.0267 | -118.1856
CUYAMS_6_CUYSR1 | 34.901 | -119.596
DAIRLD_1_MD1SL1 | 37.0565 | -120.167
DAVIS_1_SOLAR1 | 38.5021 | -121.6955
DAVIS_1_SOLAR2 | 38.5021 | -121.6955
DELAMO_2_SOLAR1 | 33.9109 | -118.0488
DELAMO_2_SOLAR2 | 33.9108 | -118.0444
DELAMO_2_SOLAR3 | 33.912 | -118.048
DELAMO_2_SOLAR4 | 33.914 | -118.048
DELAMO_2_SOLAR5 | 33.912 | -118.041
DELAMO_2_SOLAR6 | 33.8926 | -118.0376
DELAMO_2_SOLRC1 | 33.9142 | -118.0536
DELAMO_2_SOLRD | 33.9119 | -118.0522
DELSUR_6_BSOLAR | 34.7055 | -118.3014
DELSUR_6_CREST1 | 33.0185 | -117.1411
DELSUR_6_CREST2 | 33.0185 | -117.1411
DELSUR_6_DRYFRB | 34.7169 | -118.2894
DELSUR_6_SOLAR1 | 34.7231 | -118.2897
DELSUR_6_SOLAR4 | 34.6663 | -118.2881
DELSUR_6_SOLAR5 | 34.6646 | -118.2868
Deming_Solar | 32.1658 | -107.7506
Desert_Claim
Desert_Meadow | 43.0566 | -115.452
DEVERS_1_QF | 33.9683 | -116.5347
DEVERS_1_QF | 33.9683 | -116.5347
DEVERS_1_SEPV05 | 34.1722 | -115.8475
DEVERS_1_SOLAR | 34.1572 | -116.2344
DEVERS_1_SOLAR1 | 34.1719 | -116.1525
DEVERS_1_SOLAR2 | 34.1922 | -116.0903
DEVERS_2_CS2SR4
DEVERS_2_DHSPG2 | 33.9231 | -116.53
Dist_Renewables
DM_AFB_GroundMt | 32.1825 | -110.8633
DokieWind1 | 55.8118 | -122.2474
DokieWind2 | 55.8118 | -122.2474
DokieWind3 | 55.8118 | -122.2474
DokieWind4 | 55.8118 | -122.2474
DokieWind5 | 55.8118 | -122.2474
DokieWind6 | 55.8118 | -122.2474
DRACKR_2_SOLAR1 | 33.68 | -114.742
DRACKR_2_SOLAR2 | 33.68 | -114.73
Dry_Lake_Wind_1_1 | 34.6596 | -110.2842
Dry_Lake_Wind_1_2 | 34.6596 | -110.2842
Dry_Lake_Wind_1_3 | 34.6596 | -110.2842
Dry_Lake_Wind_2_1 | 34.6062 | -110.1734
Dry_Lake_Wind_2_2 | 34.6062 | -110.1734
Dry_Lake_Wind_2_3 | 34.6062 | -110.1734
DSFLWR_2_WS2SR1 | 34.84 | -118.325
DSRTSL_2_SOLAR1 | 33.8055 | -115.3947
DSRTSN_2_SOLAR1 | 33.8115 | -115.3988
DSRTSN_2_SOLAR2 | 38.5164 | -121.4753
DSRTSN_2_SOLR1A | 33.8231 | -115.3939
DSRTSN_2_SOLR1B | 33.8231 | -115.3939
DSRTSN_2_SOLR2A | 33.8055 | -115.3947
DSRTSN_2_SOLR2B | 33.8055 | -115.3947
DTCHWD_2_BT3WND | 35.0083 | -118.2414
DTCHWD_2_BT4WND | 35.0083 | -118.2414
Dunlap_1 | 42.0436 | -106.1603
East_AZ_Wind
Echanis_Wind
ECHOWIND | 42.8406 | -114.9897
EEKTMN_6_SOLAR1 | 36.0508 | -119.9475
ELCABO_5_ECWSCEDYN | 34.6511 | -105.4617
ELCAP_1_SOLAR | 37.3522 | -120.5069
Elk_Grove_1_Solar
Elk_Grove_2_Solar
Elkhorn_Valley | 45.0852 | -117.8163
Ella_Butte | 45.5734 | -119.7792
ELLIS_2_QF | 33.6433 | -117.9556
Energetics_PV
Energia_Sierra_Juarez_2_US_LLC | 32.5971 | -116.0787
ENERSJ_2_WIND
ENWIND_2_WIND1 | 35.075 | -118.3158
ENWIND_2_WIND2 | 35.074 | -118.3153
EON_Foresight_1 | 32.0803 | -110.8789
EON_Valencia_1 | 32.1458 | -110.8669
EPCC_1 | 31.7716 | -106.3707
ETIWND_2_CHMPNE | 34.0439 | -117.5311
ETIWND_2_RTS010 | 34.075 | -117.5169
ETIWND_2_RTS015 | 34.0792 | -117.5167
ETIWND_2_RTS017 | 34.0728 | -117.5033
ETIWND_2_RTS018 | 34.0833 | -117.5164
ETIWND_2_RTS023 | 34.0808 | -117.5203
ETIWND_2_RTS026 | 34.1312 | -117.4253
ETIWND_2_RTS027 | 34.1311 | -117.4217
ETIWND_2_SOLAR | 34.0732 | -117.5128
ETIWND_2_SOLAR1 | 34.0353 | -117.5341
ETIWND_2_SOLAR2 | 34.0976 | -117.5445
ETIWND_2_SOLAR5 | 34.0301 | -117.5178
EurusCombinHill | 45.943 | -118.591
EXCLSG_1_SOLAR | 36.3869 | -120.2367
FAIRFLD_WIND | 47.7233 | -111.9653
FAYETT_1_UNIT
FLOWD_2_RT2WD2 | 35.0697 | -118.3167
FLOWD_2_WIND1 | 35.075 | -118.3158
FLOWD1_6_ALTPP1 | 37.6903 | -121.6619
FLOWD2_2_FPLWND | 37.7637 | -121.6144
FLOWD2_2_UNIT_1 | 37.6903 | -121.6619
Foote_Creek1 | 41.6283 | -106.2013
Foote_Creek2 | 41.6575 | -106.1892
Foote_Creek3 | 41.6665 | -106.1833
Foote_Creek4 | 41.6744 | -106.1805
Foothills_Solar_1 | 32.6486 | -114.4287
Foothills_Solar_2 | 32.6486 | -114.4287
Fort_Huachuca_1 | 31.5553 | -110.35
Fort_Huachuca_2 | 31.5553 | -110.35
FourBrothers
FRESHW_1_SOLAR1 | 36.1504 | -119.5885
FRNTBW_6_SOLAR1 | 37.3799 | -121.1307
FRV_SunEdison | 32.3697 | -111.2428
GALE_1_SEGS1 | 34.8673 | -116.8252
GALE_1_SR3SR3 | 34.8634 | -116.8276
GARLND_2_GASLR | 34.8253 | -118.525
GARLND_2_GASLRA | 34.8215 | -118.4974
GARNET_1_SOLAR | 33.9097 | -116.5625
GARNET_1_SOLAR2 | 33.8906 | -116.5431
GARNET_1_UNITS | 35.4166 | -115.584
GARNET_1_WIND | 33.9053 | -116.5825
GARNET_1_WINDS | 33.9053 | -116.5825
GARNET_1_WT3WND | 33.9089 | -116.5556
GARNET_2_DIFWD1 | 33.8917 | -116.5917
GARNET_2_WIND1 | 33.9167 | -116.55
GARNET_2_WIND2 | 33.9219 | -116.5622
GARNET_2_WIND3 | 33.9261 | -116.615
GARNET_2_WIND4 | 35.0958 | -118.3208
GARNET_2_WIND5 | 33.8909 | -116.5415
GARNET_2_WPMWD6 | 33.9131 | -116.5631
GASKW1_2_GW1SR1 | 34.8328 | -118.5636
GATES_2_SOLAR | 36.1764 | -120.1142
GATES_2_WSOLAR | 36.1422 | -120.1325
GENESI_2_STG | 33.665 | -114.9981
GENESI_2_STG1 | 33.665 | -114.9981
GENESI_2_STG2 | 33.665 | -114.9981
Ghost_Pine_G1_1 | 51.8723 | -113.3181
Ghost_Pine_G2_2 | 51.8723 | -113.3181
Ghost_Pine_G3_3 | 51.8723 | -113.3181
Ghost_Pine_G4_4 | 51.8723 | -113.3181
Ghost_Pine_G5_5 | 51.8723 | -113.3181
GIFENS_6_BUGSL1 | 36.5303 | -120.3161
GIFFEN_6_SOLAR | 36.5303 | -120.3161
GIFFEN_6_SOLAR1 | 36.5522 | -120.3525
Gillespie_Solar | 33.0264 | -112.6658
GlacierWind1 | 48.51 | -112.1097
GlacierWind2 | 48.5333 | -112.1847
GLDFGR_6_SOLAR1 | 34.7165 | -118.2821
GLDFGR_6_SOLAR2 | 34.7141 | -118.2739
GLDTWN_6_COLUM3 | 35.0247 | -118.1642
GLDTWN_6_SOLAR | 35.0074 | -118.1645
Glen_Solar
Glenrock_1 | 43.0181 | -105.8353
Glenrock_2 | 43.0181 | -105.8353
GLOW_6_SOLAR | 34.7089 | -118.3047
Golden_Hills_Wind
Golden_Valley | 42.4368 | -113.9255
GOLDHL_1_QF
GOLETA_6_EXGEN | 34.4648 | -120.0444
Goodnoe_Hills1 | 45.7818 | -120.5212
Goodnoe_Hills2 | 45.7818 | -120.5212
GOOSLK_1_SOLAR1 | 35.5936 | -119.58
GordonButte | 46.4119 | -110.3378
Goshen2_JollyHills_1 | 43.4671 | -111.8364
Goshen2_JollyHills_2 | 43.4671 | -111.8364
Great_Basin_1
Greater_Sandhill_1 | 37.6855 | -105.8909
GreaterSandhill2Alam | 37.6855 | -105.8909
Green_Holdings_1 | 37.7033 | -102.6231
Green_Holdings_2 | 37.7033 | -102.6231
GRIDLY_6_SOLAR | 39.3733 | -121.6817
GUERNS_6_SOLAR | 36.1639 | -119.6506
Gustine_1_FIT_2_GASNA_60P | 37.2402 | -121.048
Halkirk1 | 52.2609 | -112.0271
Halkirk2 | 52.2609 | -112.0271
Hammett_Hill | 43.0061 | -115.4633
Happy_Jack | 41.1397 | -104.9978
Harvest_Wind | 45.8131 | -120.3475
Hatch_Solar_EC | 32.63 | -107.2597
HATRDG_2_WIND | 40.8981 | -121.8036
Hay_Canyon_Wind | 45.52 | -120.5744
HENRTA_6_SOLAR1 | 36.2579 | -119.7981
HENRTA_6_SOLAR2 | 36.219 | -119.907
HENRTS_1_SOLAR | 36.2188 | -119.8058
High_Lonesome_Mesa | 34.4667 | -105.9625
High_Mesa | 42.88 | -115.0367
High_Plains | 41.6751 | -106.0111
Highlands_Wind_1 | 40.7569 | -102.7431
Highlands_Wind_2 | 40.7569 | -102.7431
HOLGAT_1_BORAX | 35.0329 | -117.701
HOLSTR_1_SOLAR | 36.828 | -121.4013
HOLSTR_1_SOLAR2 | 36.8584 | -121.4348
Hopkins_Ridge_Wind_1_2 | 46.4211 | -117.8331
HopkinsRidge2 | 46.4211 | -117.8331
HorseButteWind1 | 43.3864 | -111.7264
Horseshoe_Bend_Wind | 45.5855 | -120.0082
HorseshoBendWP | 47.4983 | -111.4392
HotSpringsWind | 43.0272 | -115.4656
HuecoMtnWind | 31.7158 | -105.9908
HURON_6_SOLAR | 36.1814 | -120.0306
Hyder_Solar_PV1 | 33.0257 | -113.344
Hyder_Solar_PV2 | 33.027 | -113.3489
IGNACO_1_QF
Imperial_ValleyIVSC2 | 32.6711 | -115.5873
Ina_Road_Waste | 32.3639 | -111.1958
INTKEP_2_HOLM_1 | 37.8966 | -119.9675
INTKEP_2_HOLM_2 | 37.8966 | -119.9675
INTKEP_2_KIRKW1 | 37.8777 | -119.9532
INTKEP_2_KIRKW2 | 37.8777 | -119.9532
INTKEP_2_KIRKW3 | 37.8777 | -119.9532
INTTRB_6_UNIT | 37.0478 | -121.1708
IVANPA_1_UNIT1 | 35.5331 | -115.4525
IVANPA_1_UNIT2 | 35.5561 | -115.4686
IVANPA_1_UNIT3 | 35.5808 | -115.4825
IVSLRP_2_SOLAR1 | 32.6711 | -115.5873
IVWEST_2_SOLAR1 | 32.7722 | -115.7793
IVWEST_2_SOLR1A | 32.7722 | -115.7793
IVWEST_2_SOLR1B | 32.7722 | -115.7793
Jackson_Fuller_1
Jackson_Fuller_2
JACMSR_1_JACSR1 | 32.6212 | -116.129
JAWBNE_2_NSRWND | 35.3478 | -118.1864
JAWBNE_2_SRWND | 35.2608 | -118.2469
JAYNE_6_WLSLR | 36.1381 | -120.0758
Judith_Gap | 46.5725 | -109.7531
JuniperCanyon1 | 45.9215 | -120.2355
JuniperCanyon2 | 45.9215 | -120.2355
JuwiSolarInc | 31.9443 | -106.408
JVENTR_2_QFUNTS | 37.7719 | -121.74
K_Road_Moapa | 36.5299 | -114.7703
K_Road_Modesto | 37.7342 | -120.9956
KANSAS_6_SOLAR | 36.2261 | -119.8342
KERMAN_6_SOLAR1 | 36.6177 | -120.099
KERMAN_6_SOLAR2 | 36.6177 | -120.099
KettlesHills2_1 | 49.5159 | -113.8218
KettlesHills2_2 | 49.5159 | -113.8218
KettlesHills2_3 | 49.5159 | -113.8218
KettlesHills2_4 | 49.5159 | -113.8218
KettlesHills3_1 | 49.5159 | -113.8218
KettlesHills3_2 | 49.5159 | -113.8218
KettlesHills3_3 | 49.5159 | -113.8218
KettlesHills3_4 | 49.5159 | -113.8218
KettlesHills3_5 | 49.5159 | -113.8218
KettlesHills3_6 | 49.5159 | -113.8218
Kingman_Wind | 35.1458 | -114.0675
Kings_Estate
Kit_Carson_Wind | 39.3383 | -102.3533
Klondike_Wind_1_2 | 45.5563 | -120.5507
Klondike_Wind_III_1 | 45.5836 | -120.5042
Klondike_Wind_III_2 | 45.5836 | -120.5042
KlondikeWind2 | 45.571 | -120.593
KNGBRD_2_SOLAR1 | 34.819 | -118.432
KNGBRD_2_SOLAR2 | 34.8242 | -118.4385
KNGBRG_1_KBSLR1 | 36.5053 | -119.5403
KNGBRG_1_KBSLR2 | 36.5053 | -119.5403
KNTSTH_6_SOLAR | 36.2261 | -119.9053
KRAMER_1_KJ5SR5 | 35.0142 | -117.5477
KRAMER_1_SEGS37 | 35.0142 | -117.5477
KRAMER_1_SEGSR3 | 35.0142 | -117.5477
KRAMER_1_SEGSR4 | 35.0142 | -117.5477
KRAMER_2_SEGS89 | 35.033 | -117.3491
La_Joya_Wind | 34.81 | -105.74
La_Senita_1 | 35.2417 | -114.0046
LAGBEL_6_QF
Lamar_Plant_T1 | 38.0333 | -102.5379
Lamar_Plant_T2 | 38.0333 | -102.5379
Lamar_Plant_T3 | 38.0333 | -102.5379
Lamar_Plant_T4 | 38.0333 | -102.5379
LAMONT_1_SOLAR1 | 35.3 | -118.8519
LAMONT_1_SOLAR2 | 35.3142 | -118.8119
LAMONT_1_SOLAR3 | 35.3231 | -118.8214
LAMONT_1_SOLAR4 | 35.3253 | -118.8786
LAMONT_1_SOLAR5 | 35.3219 | -118.8128
Landfill1_NEDO
Landfill2_PPA
LasVegasSolarEC | 35.6433 | -105.2067
Leaning_Juniper_Wind_1 | 45.6525 | -120.2098
Leaning_Juniper_Wind_2A | 45.651 | -120.2598
Leaning_Juniper_Wind_2B | 45.651 | -120.2598
LeaningJunipr3 | 45.5857 | -120.0904
LEPRFD_1_KANSAS | 36.2478 | -119.8339
LFC_51_2_UNIT_1 | 37.702 | -121.6137
LHILLS_6_SOLAR1 | 35.6041 | -119.8498
LILIAC_6_SOLAR | 33.2676 | -117.5943
LimeWind | 44.3969 | -117.2719
Limon_Wind_1 | 39.381 | -103.5732
Limon_Wind_2 | 39.3414 | -103.5811
Limon_Wind_3 | 39.3414 | -103.5811
LindenWind | 45.7442 | -120.7836
LITLRK_6_GBCSR1 | 34.597 | -117.931
LITLRK_6_SEPV01 | 34.6181 | -116.0775
LITLRK_6_SOLAR1 | 34.5994 | -117.9328
LITLRK_6_SOLAR2 | 34.6131 | -117.9389
LITLRK_6_SOLAR3 | 34.6156 | -117.9366
LITLRK_6_SOLAR4 | 34.6002 | -117.9475
LIVEOK_6_SOLAR | 39.2918 | -121.6699
LNCSTR_6_CREST
LNCSTR_6_SOLAR | 34.7306 | -118.135
LOCKFD_1_BEARCK | 38.1364 | -121.1489
LOCKFD_1_KSOLAR | 35.99 | -120.12
Logan_County | 40.941 | -103.259
Long_Hollow | 41.2874 | -110.5556
Los_Lunas_Solar | 34.8331 | -106.7724
LosAlamosPVSite1 | 35.8756 | -106.31
Lower_Snake_River_A | 46.5242 | -117.8217
Lower_Snake_River_B | 46.5242 | -117.8217
LSRW_DutchFlats | 46.5242 | -117.8217
LSRW_KuhlRidge | 46.5242 | -117.8217
Luke_AFB | 33.5261 | -112.3794
Lund_Hill | 45.888 | -120.355
Macho_Springs_Wind | 32.5543 | -107.5093
MacleodG1_1 | 49.6868 | -113.4752
MacleodG2_2 | 49.6868 | -113.4752
Magrath | 49.3859 | -112.9488
MAGUND_1_BKISR1 | 35.33 | -118.9931
MAGUND_1_BKSSR2
MainlineWind | 43.0483 | -115.4129
MALIN_5_IBERDR
MALIN_5_IBERDR
MALIN_5_INHRED
MALIN_5_INHRED
MALIN_5_INHRPG | 45.6537 | -120.6034
MALIN_5_INHRPG | 45.6537 | -120.6034
MANTEC_1_ML1SR1 | 37.8401 | -121.2162
Manzano_Solar | 34.7467 | -106.6544
MANZNA_2_WIND | 34.9349 | -118.4612
MARCPW_6_SOLAR1 | 35.1153 | -119.3178
MarengoWind1 | 46.3747 | -117.7772
MarengoWind2 | 46.3747 | -117.7772
Maricopa_Solar | 33.5581 | -112.2186
MARTIN_1_SUNSET | 37.7509 | -122.4818
Maverick_Solar__LLC | 33.699 | -115.218
MCARTH_6_FRIVRB | 41.0314 | -121.4225
McBride_Lake_1 | 49.6123 | -113.4815
McBride_Lake_2 | 49.6123 | -113.4815
McBride_Lake_3 | 49.6123 | -113.4815
McBride_Lake_4 | 49.6123 | -113.4815
McFaddenRidge | 41.7244 | -105.9906
MeadowCreek_5P | 43.5244 | -111.8039
MEANKimballWind | 41.2736 | -103.6983
Medicine_Bow_1 | 41.8353 | -106.2428
Meikle_Wind_1 | 55.2856 | -121.4691
Meikle_Wind_2 | 55.2856 | -121.4691
Meikle_Wind_3 | 55.2856 | -121.4691
Meikle_Wind_4 | 55.2856 | -121.4691
MENBIO_6_RENEW1 | 36.7575 | -120.3658
MERCED_1_SOLAR1 | 37.2678 | -120.4825
MERCED_1_SOLAR2 | 37.2659 | -120.4879
Merced_2_SB32 | 37.2678 | -120.4844
MESAP_1_QF
MESAS_2_QF | 33.7683 | -118.2836
MIDWD_2_WIND1 | 35.0522 | -118.3581
MIDWD_2_WIND2 | 35.0708 | -118.3292
MIDWD_6_WNDLND | 35.089 | -118.337
MIDWD_7_CORAMB | 35.0606 | -118.3897
MIDWY3_2_MDSSR1 | 33.1548 | -115.5449
MIDWYS_2_MIDSL1 | 33.1766 | -115.5728
Milford_Wind_1_1 | 38.5357 | -112.935
Milford_Wind_1_2 | 38.5357 | -112.935
Milford_Wind_2 | 38.5852 | -112.931
Milford_Wind_3 | 38.5357 | -112.935
Milford_Wind_4 | 38.5357 | -112.935
Milford_Wind_5 | 38.5357 | -112.935
MILFRD_7_PASADENA | 38.5357 | -112.935
Miller_North
MillerRanchWind
MilnerDamWind | 42.4606 | -114.0173
MIRLOM_2_LNDFL
MIRLOM_2_ONTARO | 34.0414 | -117.5731
MIRLOM_2_RTS032 | 34.0317 | -117.5719
MIRLOM_2_RTS033 | 34.0325 | -117.5692
MKL__6W1B | 55.2856 | -121.4691
MKL__6W6B | 55.2856 | -121.4691
MLW_W | 55.2856 | -121.4691
MNDOTA_1_SOLAR1 | 36.73 | -120.41
MNDOTA_1_SOLAR2 | 36.7238 | -120.4321
MOCCPH_7_UNIT_1 | 37.8094 | -120.2993
MOCCPH_7_UNIT_2 | 37.8094 | -120.2993
MOJAVW_2_SOLAR | 35.046 | -118.2757
MONLTS_2_MONWD4 | 35.0875 | -118.35
MONLTS_2_MONWD5 | 35.0875 | -118.35
MONLTS_2_MONWD6 | 35.0875 | -118.35
MONLTS_2_MONWD7 | 35.0875 | -118.35
Montague_Wind | 45.5857 | -120.0904
MONTPH_7_UNIT_1 | 38.5131 | -122.1044
MONTPH_7_UNIT_2 | 38.5131 | -122.1044
MONTPH_7_UNIT_3 | 38.5131 | -122.1044
MOORPK_6_QF | 34.162 | -119.0479
MORWD_6_QF | 35.0625 | -118.2792
MOSSLD_1_QF | 36.8862 | -121.7861
Mountain_View_Solar_Plant_1 | 36.3906 | -114.9644
MountainWind1 | 41.2881 | -110.4807
MountainWind2 | 41.2639 | -110.5444
MRLSDS_6_SOLAR1 | 35.7314 | -119.8187
MS_G1 | 32.57 | -107.48
MS_G2 | 32.57 | -107.48
MSOLAR_2_SOLAR1 | 33.3418 | -112.904
MSOLAR_2_SOLAR2 | 33.3328 | -112.9114
MSOLAR_2_SOLAR3 | 33.3476 | -112.9368
MSSION_2_QF | 33.051 | -117.175
MSSION_2_QF | 32.7149 | -117.1689
MSSION_2_QF | 32.7149 | -117.1689
MSSION_2_QF | 32.8197 | -117.1405
MSTANG_2_SOLAR | 36.2217 | -119.9031
MSTANG_2_SOLAR3 | 36.2217 | -119.9031
MSTANG_2_SOLAR4 | 36.2217 | -119.9031
MTWIND_1_UNIT_1 | 33.9211 | -116.5642
MTWIND_1_UNIT_2 | 33.9211 | -116.5642
MTWIND_1_UNIT_3 | 33.9141 | -116.5914
Murphy_Flat_Power | 43.213 | -116.439
Musselshell1 | 46.2753 | -109.4828
NationalBankAZ | 32.2875 | -110.9421
NAVYII_2_UNIT_4 | 36.0192 | -117.7917
NAVYII_2_UNIT_5 | 36.0192 | -117.7917
NAVYII_2_UNIT_6 | 36.0192 | -117.7917
NEENCH_6_SOLAR | 34.7892 | -118.5047
Nevada_Solar_One | 35.7998 | -114.9817
New_Mexico_Wind_EC | 34.6357 | -104.0473
NEWARK_1_QF
Newman_PV | 31.9783 | -106.4275
NHOGAN_6_UNIT_1 | 38.1496 | -120.8149
NHOGAN_6_UNIT_2 | 38.1496 | -120.8149
NIMTG_6_NICOGN | 32.7052 | -117.1897
Nine_Canyon_Wind | 46.0958 | -119.0964
NineCanyonWind2 | 46.0958 | -119.0964
NineCanyonWind3 | 46.0958 | -119.0964
Northern_Colorado | 40.9881 | -102.8969
NorthHurlburt1 | 45.7316 | -120.0835
NorthHurlburt2 | 45.7316 | -120.0835
NZWIND_2_WDSTR5
NZWIND_6_CALWND | 35.06 | -118.4
NZWIND_6_WDSTR
NZWIND_6_WDSTR2 | 35.0708 | -118.3792
NZWIND_6_WDSTR3
NZWIND_6_WDSTR4
OAKWD_6_QF | 35.0439 | -118.2764
OAKWD_6_ZEPHWD | 35.0153 | -118.211
OASIS_6_GBDSR4 | 34.655 | -118.0822
OASIS_6_SOLAR1 | 34.6608 | -118.0836
OASIS_6_SOLAR2 | 34.6489 | -118.0767
OASIS_6_SOLAR3 | 34.6607 | -118.0812
Ocotillo_PV1 | 33.4225 | -111.9122
Ocotillo_PV2 | 33.4225 | -111.9122
Ocotillo_PVM | 33.4225 | -111.9122
OCTILO_5_WIND | 32.7528 | -116.0447
OldManRiver | 49.5777 | -113.8702
OLDRV1_6_SOLAR | 35.2233 | -119.0889
OLINDA_2_QF
OLIVEP_1_SOLAR | 35.8789 | -119.4556
OLIVEP_1_SOLAR2 | 35.8747 | -119.0461
OregonTrailWindfarm | 45.7122 | -119.4044
ORLND_6_SOLAR1 | 39.699 | -122.1762
ORNI33__LLC | 33.2694 | -115.503
OROLOM_1_SOLAR1 | 36.8768 | -120.6676
OROLOM_1_SOLAR2 | 36.8768 | -120.6676
ORTGA_6_ME1SL1 | 36.9895 | -120.8781
Otero_County | 32.9764 | -105.9711
OutbackChristms | 43.2369 | -120.49
PADUA_2_SOLAR1 | 34.1003 | -117.5524
PADUA_6_QF
PAIGES_6_SOLAR | 36.379 | -120.138
Paloma_Solar | 33.0211 | -112.6614
PALOMR_7_CTG1 | 33.1197 | -117.1178
PALOMR_7_CTG2 | 33.1197 | -117.1178
PALOMR_7_STG3 | 33.1197 | -117.1178
Palouse_1 | 47.1558 | -117.3644
PANSEA_1_PANARO | 33.9461 | -116.6769
ParqueEolico
PaTu_Wind | 45.6131 | -120.6169
PaynesFerry | 42.8253 | -115.0108
PBLOSM_2_SOLAR | 34.5119 | -117.9228
PebbleSprings | 45.7119 | -120.125
Peetz_Table_1 | 40.986 | -103.436
Peetz_Table_2 | 40.986 | -103.436
PEORIA_1_SOLAR | 37.8898 | -120.5287
Perrin_Ranch_CedarMt | 35.4156 | -112.2711
Pilgrim_Stage | 42.7975 | -114.9986
Pine_Tree_Solar | 35.2296 | -118.1957
Pine_Tree_Wind | 35.248 | -118.1754
PINFLT_7_UNIT_2 | 36.8326 | -119.327
PIT1_6_FRIVRA | 41.0314 | -121.4225
PLAINV_6_BSOLAR | 34.6817 | -118.3247
PLAINV_6_DSOLAR | 34.6889 | -118.3203
PLAINV_6_NLRSR1 | 34.7195 | -118.313
PLAINV_6_SOLAR3 | 34.7551 | -118.1598
PLAINV_6_SOLARC | 34.7205 | -118.3005
Peak_View_Rattlsnake | 37.3903 | -104.3052
Plaza_Del_Sol_1
PMDLET_6_SOLAR1 | 34.6131 | -117.9389
PMPJCK_1_RB2SLR | 35.4225 | -119.6292
PMPJCK_1_SOLAR1 | 35.3056 | -119.6225
PMPJCK_1_SOLAR2 | 35.4161 | -119.6825
PNCHVS_2_SOLAR | 36.7801 | -120.7298
Pleasent_Valley_West_Wyoming_Wind
Ponnequin_30 | 40.9905 | -104.8167
Ponnequin_8 | 40.9905 | -104.8167
Ponnequin1 | 40.9962 | -104.8249
PrescottAirport | 34.6584 | -112.4008
PRIMM_2_SOLAR1 | 35.3715 | -115.1957
PrescottPV1 | 34.6494 | -112.4275
Pristine_Sun_2245_Gentry_SB32 | 38.8693 | -121.3837
ProximityPV1
PSC_1
PSWEET_7_QFUNTS
Pteragen_Butte1
Pteragen_Butte2
PTLOMA_6_NTCQF | 32.7353 | -117.2083
PUTHCR_1_SOLAR1 | 38.5211 | -121.9939
PWEST_1_UNIT | 33.8901 | -116.586
PwrCountyN | 42.7389 | -112.7486
PwrCountyS | 42.7033 | -112.7578
Quality_Wind_1 | 55.1846 | -120.8547
Quality_Wind_2 | 55.1846 | -120.8547
Quality_Wind_3 | 55.1846 | -120.8547
Quality_Wind_4 | 55.1846 | -120.8547
Quality_Wind_5 | 55.1846 | -120.8547
Quality_Wind_6 | 55.1846 | -120.8547
Quality_Wind_7 | 55.1846 | -120.8547
PSC_2
Radar_Ridge
QueenCreek | 33.2675 | -111.6122
Ray_Elementary1 | 33.0633 | -110.9089
Ray_High3 | 33.0652 | -110.9141
Ray_Primary2 | 33.0633 | -110.9089
RE_Ajo_1_LLC | 32.367 | -112.8314
RE_Gaskell_West_3 | 34.8349 | -118.5512
RE_Gaskell_West_4 | 34.8279 | -118.5682
RE_Gaskell_West_5 | 34.8349 | -118.5512
ReardanTwin
RECTOR_2_QF | 36.4156 | -119.0069
Red_Horse_2_Solar | 32.2861 | -110.0881
Red_Horse_2_Wind | 32.2861 | -110.0881
Red_Horse_3_Solar | 32.136 | -110.0513
Red_Mesa | 35.2689 | -107.3828
RedHillsSolar | 37.8828 | -112.9042
REDMAN_2_SOLAR | 34.715 | -118.095
REDMAN_6_AVSSR1
REEDLY_6_SOLAR | 36.6711 | -119.4131
RE_Bagdad | 34.5858 | -113.1772
RENWD_1_QF | 33.9261 | -116.615
Rehnu_UASTP_1 | 32.097 | -110.8106
RICHMN_1_CHVSR2
RICHMN_1_SOLAR
Ridge_Crest | 40.9459 | -103.162
RiceSolarEnergy | 34.0658 | -114.8153
RimRockEnergy | 48.8203 | -112.1033
Rock_River | 41.7172 | -106.1077
Rockland | 42.6747 | -112.9019
Ridgeline_1
Rolling_Hills_1 | 43.0572 | -105.8543
ROSMDW_2_WIND1 | 34.8914 | -118.4325
ROSMND_6_SOLAR | 34.7767 | -118.1935
RSMSLR_6_SOLAR1 | 34.9 | -118.2469
RSMSLR_6_SOLAR2 | 34.9003 | -118.2383
RTEDDY_2_SOLAR1 | 34.9 | -118.2469
RTEDDY_2_SOLAR2 | 34.9003 | -118.2383
RTREE_2_WIND1 | 35.0775 | -118.2183
RTREE_2_WIND2 | 35.0889 | -118.2064
RTREE_2_WIND3 | 35.0606 | -118.2433
RVSIDE_6_SOLAR1 | 33.9782 | -117.3851
RVSIDE_7_SPRGU1 | 33.9308 | -117.2933
RVSIDE_7_SPRGU2 | 33.9308 | -117.2933
RVSIDE_7_SPRGU3 | 33.9308 | -117.2933
RVSIDE_7_SPRGU4 | 33.9308 | -117.2933
Ryegrass | 43.0371 | -115.4397
S_RITA_6_SOLAR1 | 37.0573 | -120.6491
Roger_Road | 32.2894 | -111.0331
SagebrushWind | 47.1356 | -120.6872
Saddle_Mountain | 33.3783 | -113.1808
Salmon_Falls | 42.6819 | -114.9892
SAMPSN_6_KELCO1 | 32.6947 | -117.1436
SAMPSN_6_KELCO1 | 32.6947 | -117.1436
SAMPSN_6_KELCO1 | 32.6947 | -117.1436
San_Luis_Valley_PV | 37.6945 | -105.9276
Saguaro_PV1 | 32.5517 | -111.3
SANDLT_2_STGA | 35.0177 | -117.3391
SANDLT_2_SUNITS | 35.046 | -118.2757
SANDLT_2_STGB | 35.0177 | -117.3391
SANTFG_7_UNIT_1 | 38.7879 | -122.7434
SANTFG_7_UNIT_2 | 38.7879 | -122.7434
SANWD_1_QF | 33.9261 | -116.615
SAUGUS_6_QF | 34.2619 | -118.6242
SawtoothWind | 42.9822 | -115.3933
SBERDO_2_QF | 34.0504 | -117.2484
SBERDO_2_REDLND | 34.08 | -117.2114
SBERDO_2_RTS005 | 34.0863 | -117.2306
SBERDO_2_RTS007 | 34.0861 | -117.2275
SBERDO_2_RTS011 | 34.0758 | -117.2414
SBERDO_2_RTS013 | 34.0835 | -117.2356
SBERDO_2_RTS016 | 34.0856 | -117.2336
SBERDO_2_RTS048 | 34.0811 | -117.2281
SBERDO_7_CT3A | 34.0818 | -117.2418
SBERDO_7_CT3B | 34.0818 | -117.2418
SBERDO_7_CT4A | 34.0818 | -117.2418
SBERDO_7_CT4B | 34.0818 | -117.2418
SBERDO_7_STG3 | 34.0818 | -117.2418
SBERDO_7_STG4 | 34.0818 | -117.2418
SCHNDR_1_FIVPTS | 36.4003 | -120.1033
SCHNDR_1_WSTSDE | 36.3787 | -120.1249
School_Section
Searchlight | 35.4797 | -114.9361
SEARLS_7_ARGUS | 35.765 | -117.3833
SantaCruzHigh | 31.4674 | -110.9742
SEAWST_6_LAPOS | 37.7452 | -121.6034
SEGS_1_SR2SL2 | 37.3499 | -118.4628
SevenMileHill1 | 41.9203 | -106.3758
SevenMileHill2 | 41.9203 | -106.3758
SEGS_1_SEGS2
SevenSisters
SGS_Solar_PV1G
Silver_Sage | 41.1297 | -105.024
Silver_State_North_1 | 35.3715 | -115.1957
Silver_State_North_2 | 35.63 | -115.32
SKERN_6_SOLAR1 | 35.12 | -119.248
SKERN_6_SOLAR2 | 35.1261 | -119.2434
SGS_Solar_PV1H
SLRMS3_2_SRMSR1 | 32.6788 | -115.5672
SLST13_2_SOLAR1 | 37.1303 | -121.0522
SLSTR1_2_SOLAR1 | 34.8181 | -118.4036
Sky_Blue | 36.9078 | -105.9853
SLSTR1_2_SOLR1A | 34.8181 | -118.4036
SLSTR2_2_SOLAR2 | 34.8486 | -118.3528
SLSTR1_2_SOLR1B | 34.8181 | -118.4036
SLSTR2_2_SOLR2A | 34.8486 | -118.3528
SMYRNA_1_DL1SR1 | 35.7612 | -119.3444
SNCLRA_6_QF | 34.1405 | -119.1845
SNORA_2_SNRSLR
SODER_W1_1 | 49.5385 | -113.5231
SODER_W2_1 | 49.5385 | -113.5231
SOL_GEN | 32.8033 | -115.5464
Solana_1 | 32.9223 | -112.9559
Solana_2 | 32.9223 | -112.9559
SLSTR2_2_SOLR2B | 34.8486 | -118.3528
Solar_Ormat_1 | 32.7309 | -115.5297
Solar_Owens2017 | 36.7977 | -118.0838
Solar_Owens2018 | 36.7977 | -118.0838
Solar_Owens2019 | 36.7977 | -118.0838
Solar_Owens2020 | 36.7977 | -118.0838
Solar_Voltaic_1
Solar_Voltaic_2
Solar_Voltaic_4
SolarGarden2014
SolarGarden2015
SolarRooftop_LA
SolonBMGS | 32.0803 | -110.8789
SolonPrairieFire | 32.1164 | -110.82
SONOMA_1_PN5SR1 | 38.2544 | -122.4442
South_Hurlburt3 | 45.7063 | -120.08
South_Hurlburt4 | 45.7063 | -120.08
Spectrum | 36.23 | -114.87
Spion_Kop | 47.3333 | -110.6392
SPRGVL_2_QF | 36.0586 | -118.9241
Spring_Canyon_1 | 40.983 | -102.9647
Spring_Canyon_2_3 | 40.983 | -102.9647
Spring_Valley_Wind | 39.1042 | -114.4922
Springbok_1 | 35.1712 | -118.0017
Springbok_2 | 35.1712 | -118.0017
Springbok_3 | 35.1712 | -118.0017
SpanishForkWind2 | 40.0714 | -111.5822
SpringervillePV1 | 34.3186 | -109.1639
ST_DIST_PV | 31.7928 | -106.6733
Stanton_1 | 31.759 | -106.4855
Star_Point_Wind | 45.51 | -120.48
Stillwater_Solar | 39.5475 | -118.5556
STOILS_1_UNIT_1 | 37.9322 | -122.3897
STOILS_1_UNIT_2 | 37.9322 | -122.3897
STROUD_6_SOLAR | 36.5314 | -120.1069
STROUD_6_WWHSR1 | 36.5314 | -120.1069
SummerviewG1 | 49.5829 | -113.7931
SummerviewG2 | 49.6026 | -113.7341
SummerviewG3 | 49.6026 | -113.7341
SummerviewG4 | 49.5829 | -113.7931
SUMWHT_6_SWSSR1 | 36.5261 | -120.1473
Sun_Streams__LLC | 33.3488 | -112.8348
SunPeak_IID | 33.2422 | -115.5012
Sunshine_Valley_Solar__LLC | 36.518 | -116.497
SwaukValleyRanchWind | 47.1392 | -120.7531
SpringervillePV2 | 34.3186 | -109.1639
TABER_WG1_1 | 49.7184 | -111.9266
TABER_WG2_2 | 49.7184 | -111.9266
TaylorWind1_1 | 56.1526 | -120.6814
TaylorWind2_2 | 56.1526 | -120.6814
TaylorWind3_3 | 56.1526 | -120.6814
SWJuniorHigh1
TCC_1 | 32.2178 | -110.974
TEHAPI_2_WIND1 | 35.0875 | -118.35
TEHAPI_2_WIND2 | 35.0875 | -118.35
TENGEN_6_UNIT_1 | 34.3841 | -118.4949
Techren_V | 35.7822 | -114.9754
TESLA_1_QF
ThousandSprings | 42.8703 | -114.9678
Thunderegg_Solar | 43.931 | -116.9876
TEP_Warehouse_1 | 32.1019 | -110.8133
Tierra_del_Sol__Solar_Farm | 32.6331 | -116.3353
TIFFNY_1_DILLON | 33.9393 | -116.5527
TMPLTN_2_SOLAR | 35.5579 | -120.6829
TID_Solar_1
TohonoOodhm_1 | 31.9184 | -111.8793
TOPAZ_2_SOLAR | 35.4056 | -120.0686
TopoftheWorld | 42.9258 | -105.7872
TORTLA_1_SOLAR | 34.541 | -117.061
TRNQL8_2_AMASR1 | 36.5814 | -120.4045
TRNQL8_2_AZUSR1 | 36.584 | -120.3822
TRNQL8_2_ROJSR1 | 36.5814 | -120.4045
TRNQL8_2_VERSR1 | 36.5814 | -120.4045
TRNQLT_2_SOLAR | 36.5814 | -120.4045
TRNSWD_1_QF | 33.9208 | -116.7083
TuanaGulch | 42.8369 | -114.9693
TuanaSprings | 42.8925 | -115.0164
TULEWD_1_TULWD1 | 32.6639 | -116.2897
TULLCK_7_UNIT_1 | 37.8761 | -120.605
TULLCK_7_UNIT_2 | 37.8761 | -120.605
Tumbler_Ridge1 | 55.2856 | -121.4691
Tumbler_Ridge2 | 55.2856 | -121.4691
Tumbler_Ridge3 | 55.2856 | -121.4691
Tumbler_Ridge4 | 55.2856 | -121.4691
Tumbler_Ridge5 | 55.2856 | -121.4691
Tuolumne_Wind | 45.8797 | -120.8072
Twin_Buttes_1 | 37.6735 | -102.8622
Twin_Buttes_2 | 37.6735 | -102.8622
TWISSL_6_SOLAR | 35.6473 | -119.7165
TWISSL_6_SOLAR1 | 35.7267 | -119.9058
Two_Dot | 46.4494 | -110.0872
Two_Ponds | 43.0338 | -115.4826
TX_ELK_6_SOLAR1 | 35.211 | -119.3873
TohonoOodhm_2 | 31.9184 | -111.8793
UASTP_I_UATP1 | 32.097 | -110.8106
UASTP_II_UATP2 | 32.097 | -110.8106
USWND1_2_UNITS
USWND2_1_WIND1 | 37.7133 | -121.6404
USWND2_1_WIND2 | 37.7133 | -121.6404
USWND2_1_WIND3 | 37.7692 | -121.6302
USWNDR_2_SMUD | 38.1164 | -121.769
USWNDR_2_SMUD2 | 38.1164 | -121.769
USWNDR_2_UNITS
USWNDR_2_UNITS
USWND2_1_UNITS
USWPJR_2_UNITS | 37.7908 | -121.7181
USWPFK_6_FRICK
VACADX_1_SOLAR | 38.4106 | -121.9264
Vale_Solar__OR_ | 44.1579 | -117.4443
VACADX_1_QF
Valentine_Solar__LLC | 34.906 | -118.384
Vale_Solar_2 | 44.1579 | -117.4443
VALLEY_5_RTS044 | 33.8392 | -117.2208
VALLEY_5_SOLAR1 | 35.6703 | -120.5669
VALLEY_5_SOLAR2 | 33.74 | -117.0106
Van_Horn_1 | 31.0415 | -104.8333
Vansycle_I | 45.9362 | -118.66
Vansycle_II | 45.8992 | -118.5914
Vansycle_OR | 46.0128 | -118.8162
Vansycle_WA | 46.06 | -118.917
Vantage | 46.9547 | -120.1819
VEAVST_1_SOLAR | 32.9828 | -115.4819
VEGA_6_SOLAR1 | 36.9258 | -120.82
VENWD_1_WIND1 | 33.9447 | -116.6222
VENWD_1_WIND2 | 33.931 | -116.6302
VENWD_1_WIND3 | 33.9328 | -116.6153
VERNON_7_CTG1 | 33.9986 | -118.2219
VERNON_7_CTG2 | 33.9986 | -118.2219
VERNON_7_STG3 | 33.9986 | -118.2219
VESTAL_2_RTS042 | 36.0281 | -119.0747
VESTAL_2_RTS042 | 36.0281 | -119.0747
VESTAL_2_RTS042 | 36.0281 | -119.0747
VESTAL_2_SOLAR1 | 35.8358 | -119.0561
VESTAL_2_SOLAR2 | 35.834 | -119.053
VICTOR_1_EXSLRA | 34.5822 | -117.3417
VICTOR_1_EXSLRB | 34.5833 | -117.3403
VICTOR_1_LVSLR1 | 34.3981 | -116.8655
VICTOR_1_LVSLR2 | 34.4083 | -116.8625
VICTOR_1_SLRHES | 34.435 | -117.3781
VICTOR_1_SOLAR1 | 34.5123 | -117.4775
VICTOR_1_SOLAR2 | 34.6822 | -117.3475
VICTOR_1_SOLAR3 | 34.5572 | -117.3775
VICTOR_1_SOLAR4 | 34.5572 | -117.3775
VICTOR_1_VDRYFA | 34.5011 | -117.4667
VICTOR_1_VDRYFB | 34.4978 | -117.4711
VINCNT_2_QF | 35.0853 | -118.3547
VINCNT_2_QF | 35.0686 | -118.3833
VINCNT_2_WESTWD | 35.0609 | -118.2924
VISTA_2_RIALTO | 34.0943 | -117.4001
VISTA_2_RTS028 | 34.0942 | -117.2742
VISTA_6_QF | 34.209 | -117.3878
VLCNTR_6_VCSLR | 33.2495 | -117.0224
VLCNTR_6_VCSLR1 | 33.2342 | -117.0017
VLCNTR_6_VCSLR2 | 33.2342 | -117.0017
Voyager_Wind_I__LLC | 35.0734 | -118.2686
VOYAGR_2_VOYWD2 | 35.0734 | -118.2686
VOYAGR_2_VOYWD3 | 35.0608 | -118.2647
VOYAGR_2_VOYWD4 | 35.0779 | -118.2497
ValeSolar_3 | 44.1579 | -117.4443
WALC_Q2008G12
WALC_Q2008G29
WALC_Q2008G32
WALNUT_2_SOLAR | 34.0087 | -117.8456
WAUKNA_1_SOLAR | 36.1383 | -119.5733
WAUKNA_1_SOLAR2 | 36.1419 | -119.5817
WALC_Q2008G33
WestButteWind | 43.9642 | -120.8122
WFRESN_1_SOLAR | 36.6786 | -119.7975
Wheat_Field | 45.6758 | -120.3183
WhistlingRidge1
White_Creek1 | 45.8155 | -120.3419
White_Creek2 | 45.8155 | -120.3419
WHITNY_6_SOLAR | 36.3769 | -120.1385
WHTWTR_1_WINDA1 | 33.925 | -116.6178
Wild_Horse_W3 | 47.0363 | -120.2065
Wild_Horse_Wind_1 | 47.0363 | -120.2065
Wild_Horse_Wind_2_3 | 47.0363 | -120.2065
Wildmare_Wind_1 | 56.2465 | -120.8476
Wildmare_Wind_2 | 56.2465 | -120.8476
Wildmare_Wind_3 | 56.2465 | -120.8476
WildRoseWind01 | 50.324 | -110.7066
Western_PV1 | 39.5603 | -119.5108
WildRoseWind03 | 50.324 | -110.7066
WildRoseWind04 | 50.324 | -110.7066
WildRoseWind05 | 50.324 | -110.7066
WildRoseWind02 | 50.324 | -110.7066
WildRoseWind07 | 50.324 | -110.7066
WildRoseWind08 | 50.324 | -110.7066
WildRoseWind09 | 50.324 | -110.7066
WildRoseWind06 | 50.324 | -110.7066
Wilkins_Wind
Willow_Springs_Solar__LLC | 34.84 | -118.325
WillowCreekEC | 45.6533 | -119.9914
WildRoseWind10 | 50.324 | -110.7066
Windy_Flats_Wind | 45.7269 | -120.8339
WindyFlats2 | 45.7269 | -120.8339
WindyFlats3 | 45.7269 | -120.8339
WinteringHills1 | 51.2214 | -112.5779
WinteringHills2 | 51.2214 | -112.5779
WinteringHills3 | 51.2214 | -112.5779
WinteringHills4 | 51.2214 | -112.5779
WinteringHills5 | 51.2214 | -112.5779
WinteringHills6 | 51.2214 | -112.5779
WindPineCanyon1
WLDWD_1_SOLAR1 | 35.6158 | -119.5783
WLDWD_1_SOLAR2 | 35.3921 | -119.333
WNDMAS_2_UNIT_1 | 37.805 | -121.6672
WNDSTR_2_WIND | 35.0542 | -118.3547
Wrangler | 31.759 | -106.4855
WSMR_I_WSMR1 | 32.3958 | -106.4772
WSMR_I_WSMR2 | 32.3958 | -106.4772
YahooCreek | 42.7708 | -114.9886
WISTRA_2_WRSSR1 | 32.6726 | -115.6199
ZOND_6_UNIT | 37.7361 | -121.6475

## nqc
CLASSIFICATION | QF | RESOURCE_AGG_TYPE | PARENT_RESOURCE_ID | RESOURCE_ID | RESOURCE_TYPE | GEN_UNIT_NAME | NET_DEPENDABLE_CAPACITY | NAMEPLATE_CAPACITY | PTO_AREA | OWNER_OR_QF | UNIT_TYPE | ENERGY_SOURCE | ZONE | COD | RIVER_SYSTEM | BAA_ID | UDC | mw
Participating Unit | N | N |  | DIABLO_7_UNIT 2 | GEN | Diablo Canyon Unit 2 | 1150 | 1176 | PGAE | Pacific Gas & Electric Company | STEAM | URANIUM | ZP26 | 31413 |  | CISO | PGAE | 1176
Participating Unit | N | N |  | DIABLO_7_UNIT 1 | GEN | Diablo Canyon Unit 1 | 1150 | 1176 | PGAE | Pacific Gas & Electric Company | STEAM | URANIUM | ZP26 | 31048 |  | CISO | PGAE | 1176
Participating Unit | N | Y | HYTTHM_2_UNITS | HYTTHM_2_UNITS | GEN | HYATT-THERMALITO PUMP-GEN (AGGREGATE) | 933.1 |  | PGAE | California Dept. of Water Resources | HYDRO | WATER | NP15 | 24838 |  | CISO | CWRP | 933.1
Participating Unit | N | Y | DELTA_2_PL1X4 | DELTA_2_PL1X4 | GEN | DELTA ENERGY CENTER AGGREGATE | 880 |  | PGAE | Delta Energy Center, LLC | COMBINED CYCLE | NATURAL GAS | NP15 | 37424 |  | CISO | PGAE | 880
Participating Unit | N | N |  | EDMONS_2_NSPIN | GEN | EDMONS_2_NSPIN | 775.8 | 840 | SCE |  | PUMP | WATER | SP15 |  |  | CISO | CWRS | 840
Participating Unit | N | Y | HIDSRT_2_UNITS | HIDSRT_2_UNITS | GEN | HIGH DESERT POWER PROJECT AGGREGATE | 830 |  | SCE | High Desert Power Project, LLC | COMBINED CYCLE | NATURAL GAS | SP15 | 37732 |  | CISO | SCE | 830
Participating Unit | N | Y | BIGCRK_2_EXESWD | BIGCRK_2_EXESWD | GEN | BIG CREEK HYDRO PROJECT PSP | 820 |  | SCE | Southern California Edison Company | HYDRO | WATER | SP15 | 4750 |  | CISO | SCE | 820
Participating Unit | N | Y | LEBECS_2_UNITS | LEBECS_2_UNITS | GEN | Pastoria Energy Facility | 799.47 |  | SCE | Pastoria Energy Facility, LLC | COMBINED CYCLE | NATURAL GAS | SP15 | 38476 |  | CISO | SCE | 799.47
Participating Unit | N | N |  | ORMOND_7_UNIT 1 | GEN | ORMOND BEACH GEN STA. UNIT 1 | 741.27 | 750 | SCE | NRG California South LP | STEAM | NATURAL GAS | SP15 | 25934 |  | CISO | SCE | 750
Participating Unit | N | N |  | ORMOND_7_UNIT 2 | GEN | ORMOND BEACH GEN STA. UNIT 2 | 750 | 750 | SCE | NRG California South LP | STEAM | NATURAL GAS | SP15 | 25934 |  | CISO | SCE | 750
Participating Unit | N | Y | OTMESA_2_PL1X3 | OTMESA_2_PL1X3 | GEN | OTAY MESA ENERGY CENTER | 603.68 | 689 | SDGE | Otay Mesa Energy Center, LLC | COMBINED CYCLE | NATURAL GAS | SP15 | 40088 |  | CISO | SDGE | 689
Participating Unit | N | Y | ALAMIT_2_PL1X3 | ALAMIT_2_PL1X3 | GEN | Alamitos Energy Center Unit 7 | 680 |  | SCE | AES Alamitos Energy LLC | COMBINED CYCLE | NATURAL GAS | SP15 |  |  | CISO | SCE | 680
Participating Unit | N | Y | HNTGBH_2_PL1X3 | HNTGBH_2_PL1X3 | GEN | Huntington Beach Energy | 669 |  | SCE | AES Huntington Beach Energy LLC | COMBINED CYCLE | NATURAL GAS | SP15 |  |  | CISO | SCE | 669
Participating Unit | N | Y | COLUSA_2_PL1X3 | COLUSA_2_PL1X3 | GEN | Colusa Generating Station | 641 |  | PGAE | Pacific Gas & Electric Company | COMBINED CYCLE | NATURAL GAS | NP15 | 40534 |  | CISO | PGAE | 641
Participating Unit | N | N |  | PVERDE_5_SCEDYN | TG | PVERDE_5_SCEDYN | 635 |  | SCE | PVWEST |  | URANIUM | SP15 |  |  | SRP | SCE | 635
Participating Unit | N | Y | TERMEX_2_PL1X3 | TERMEX_2_PL1X3 | GEN | TDM | 625 |  | SDGE | Termoelectrica De Mexicali S. de R.L. de C.V. (non-pro forma agreement) | COMBINED CYCLE | NATURAL GAS | SP15 | 37832 |  | CISO | SDGE | 625
Participating Unit | N | N |  | MSQUIT_5_SERDYN | TG | MSQUIT_5_SERDYN | 625 |  | SCE | PVWEST | COMBINED CYCLE | NATURAL GAS | SP15 |  |  | SRP | SCE | 625
Participating Unit | N | Y | RUSCTY_2_UNITS | RUSCTY_2_UNITS | GEN | Russell City Energy Center | 620.5 |  | PGAE | Russell City Energy Company, LLC | COMBINED CYCLE | NATURAL GAS | NP15 | 41494 |  | CISO | PGAE | 620.5
Participating Unit | N | Y | METEC_2_PL1X3 | METEC_2_PL1X3 | GEN | Metcalf Energy Center | 593.16 |  | PGAE | Metcalf Energy Center, LLC | COMBINED CYCLE | NATURAL GAS | NP15 | 38499 |  | CISO | PGAE | 593.16
Participating Unit | N | Y | SUNRIS_2_PL1X3 | SUNRIS_2_PL1X3 | GEN | Sunrise Power Project AGGREGATE II | 586.02 |  | PGAE | Sunrise Power Company | COMBINED CYCLE | NATURAL GAS | ZP26 | 37049 |  | CISO | PGAE | 586.02
Participating Unit | N | Y | GATWAY_2_PL1X3 | GATWAY_2_PL1X3 | GEN | GATEWAY GENERATING STATION | 585 |  | PGAE | Pacific Gas & Electric Company | COMBINED CYCLE | NATURAL GAS | NP15 | 39819 |  | CISO | PGAE | 585
Participating Unit | N | Y | LMEC_1_PL1X3 | LMEC_1_PL1X3 | GEN | Los Medanos Energy Center AGGREGATE | 580 |  | PGAE | Los Medanos Energy Center, LLC | COMBINED CYCLE | NATURAL GAS | NP15 | 37051 |  | CISO | PGAE | 580
Participating Unit | N | Y | PALOMR_2_PL1X3 | PALOMR_2_PL1X3 | GEN | Palomar Energy Center | 575 |  | SDGE | San Diego Gas & Electric | COMBINED CYCLE | NATURAL GAS | SP15 | 38639 |  | CISO | SDGE | 575
Participating Unit | N | N |  | GRIFFI_2_LSPDYN | TG | Griffith Energy | 570 |  | SCE | MEAD230 | COMBINED CYCLE | NATURAL GAS | SP15 |  |  | WALC | SCE | 570
Participating Unit | N | N |  | ARLINT_5_SCEDYN | TG | Arlington Valley CC | 565 |  | SCE | PVWEST | COMBINED CYCLE | NATURAL GAS | SP15 |  |  | AZPS | SCE | 565
Participating Unit | N | Y | SBERDO_2_PSP4 | SBERDO_2_PSP4 | GEN | Mountainview Gen Sta. Unit 4 | 555 |  | SCE | Southern California Edison Company | COMBINED CYCLE | NATURAL GAS | SP15 | 38736 |  | CISO | SCE | 555
Participating Unit | N | Y | SBERDO_2_PSP3 | SBERDO_2_PSP3 | GEN | Mountainview Gen Sta. Unit 3 | 555 |  | SCE | Southern California Edison Company | COMBINED CYCLE | NATURAL GAS | SP15 | 38696 |  | CISO | SCE | 555
Participating Unit | N | Y | ELKHIL_2_PL1X3 | ELKHIL_2_PL1X3 | GEN | ELK HILLS COMBINED CYCLE (AGGREGATE) | 551.7 |  | PGAE | Elk Hills Power, LLC | COMBINED CYCLE | NATURAL GAS | ZP26 | 37826 |  | CISO | PGAE | 551.7
Participating Unit | N | N |  | TOPAZ_2_SOLAR | GEN | Topaz Solar Farms | 550 | 550 | PGAE | Topaz Solar Farms, LLC | PHOTO VOLTAIC | SUN | ZP26 | 41939 |  | CISO | PGAE | 550
Participating Unit | N | Y | MOSSLD_2_PSP2 | MOSSLD_2_PSP2 | GEN | MOSS LANDING POWER BLOCK 2 | 510 |  | PGAE | Dynegy Moss Landing, LLC | COMBINED CYCLE | NATURAL GAS | NP15 | 37448 |  | CISO | PGAE | 510
Participating Unit | N | Y | MOSSLD_2_PSP1 | MOSSLD_2_PSP1 | GEN | MOSS LANDING POWER BLOCK 1 | 510 |  | PGAE | Dynegy Moss Landing, LLC | COMBINED CYCLE | NATURAL GAS | NP15 | 37438 |  | CISO | PGAE | 510
Participating Unit | N | N |  | ALAMIT_7_UNIT 5 | GEN | ALAMITOS GEN STA. UNIT 5 | 497.97 | 482 | SCE | AES Alamitos | STEAM | NATURAL GAS | SP15 | 36161 |  | CISO | SCE | 497.97
Participating Unit | N | N |  | REDOND_7_UNIT 8 | GEN | REDONDO GEN STA. UNIT 8 | 495.9 | 480 | SCE | AES Redondo Beach | STEAM | NATURAL GAS | SP15 | 24473 |  | CISO | SCE | 495.9
Participating Unit | N | N |  | ALAMIT_7_UNIT 6 | GEN | ALAMITOS GEN STA. UNIT 6 | 495 | 481 | SCE | AES Alamitos | STEAM | NATURAL GAS | SP15 | 24108 |  | CISO | SCE | 495
Participating Unit | N | Y | MRCHNT_2_PL1X3 | MRCHNT_2_PL1X3 | GEN | Desert Star Energy Center | 494.58 |  | SCE | San Diego Gas & Electric Company | COMBINED CYCLE | NATURAL GAS | SP15 | 41078 |  | CISO | SCE | 494.58
Participating Unit | N | Y | BUCKBL_2_PL1X3 | BUCKBL_2_PL1X3 | GEN | Blythe Energy Center | 493.63 |  | SCE | Blythe Energy Inc | COMBINED CYCLE | NATURAL GAS | SP15 | 40390 |  | CISO | SCE | 493.63
Participating Unit | N | N |  | BCTSYS_5_PWXDYN | TG | BCTSYS_5_PWXDYN | 428 |  | PGAE | MALIN500 |  | WATER | NP15 |  |  | BPAT | PGAE | 428
Participating Unit | N | Y | CARLS1_2_CARCT1 | CARLS1_2_CARCT1 | GEN | Carlsbad 1 | 422 |  | SDGE | Carlsbad Energy Center LLC | COMBUSTION TURBINE | NATURAL GAS | SP15 | 43423 |  | CISO | SDGE | 422
Participating Unit | N | N |  | ARCOGN_2_UNITS | GEN | WATSON COGENERATION | 416.6 | 416.6 | SCE | Watson Cogernation Company | COMBINED CYCLE | NATURAL GAS | SP15 | 32115 |  | CISO | SCE | 416.6
Participating Unit | N | Y | CDWR07_2_GEN | CDWR07_2_GEN | GEN | CDWR07_2_GEN | 415.3 |  | PGAE | CDWR | PUMP | WATER | NP15 |  |  | CISO | CWRP | 415.3
Non-Participating | N | Y | COLUSA_2_PL1X3 | COLUSA_2_STG | GEN | Colusa Generating Station | 411 | 411 |  | Pacific Gas & Electric Company | COMBUSTION TURBINE | NATURAL GAS | NP15 |  |  | CISO |  | 411
Participating Unit | N | N |  | HELMPG_7_UNIT 1 | GEN | HELMS PUMP-GEN UNIT 1 | 407 | 407 | PGAE | Pacific Gas & Electric Company | PUMPED STORAGE | WATER | NP15 | 30682 |  | CISO | PGAE | 407
Participating Unit | N | N |  | HELMPG_7_UNIT 2 | GEN | HELMS PUMP-GEN UNIT 2 | 407 | 407 | PGAE | Pacific Gas & Electric Company | PUMPED STORAGE | WATER | NP15 | 30682 |  | CISO | PGAE | 407
Participating Unit | N | Y | INTKEP_2_UNITS | INTKEP_2_UNITS | GEN | CCSF Hetch_Hetchy Hydro Aggregate | 405 |  | PGAE | City & County of San Francisco | HYDRO | WATER | NP15 | 38899 |  | CISO | PGAE | 405
Participating Unit | N | N |  | HELMPG_7_UNIT 3 | GEN | HELMS PUMP-GEN UNIT 3 | 404 | 404 | PGAE | Pacific Gas & Electric Company | PUMPED STORAGE | WATER | NP15 | 30682 |  | CISO | PGAE | 404
Participating Unit | N | Y | PNCHEG_2_PL1X4 | PNCHEG_2_PL1X4 | GEN | PANOCHE ENERGY CENTER (Aggregated) | 401 |  | PGAE | PANOCHE ENERGY CENTER | COMBUSTION TURBINE | NATURAL GAS | NP15 | 39960 |  | CISO | PGAE | 401
Participating Unit | N | Y | SLUISP_2_UNITS | SLUISP_2_UNITS | GEN | SAN LUIS (GIANELLI) PUMP-GEN (AGGREGATE) | 374.43 |  | PGAE | California Dept. of Water Resources | PUMPED STORAGE | WATER | NP15 | 24473 |  | CISO | CWRP | 374.43
Participating Unit | N | N |  | RAMON_2_SCEDYN | TG | RAMON_2_SCEDYN | 359.6 |  | SCE | MIR2 | OTHER | GEOTHERMAL | SP15 |  |  | IID | SCE | 359.6
Participating Unit | N | Y | SCHLTE_1_PL1X3 | SCHLTE_1_PL1X3 | GEN | Tracy Combined Cycle Power Plant | 336.04 |  | PGAE | MRP San Joaquin Energy, LLC | COMBINED CYCLE | NATURAL GAS | NP15 | 41213 |  | CISO | PGAE | 336.04
Participating Unit | N | N |  | ALAMIT_7_UNIT 4 | GEN | ALAMITOS GEN STA. UNIT 4 | 335.67 | 320 | SCE | AES Alamitos | STEAM | NATURAL GAS | SP15 | 22647 |  | CISO | SCE | 335.67
Participating Unit | N | N |  | ALAMIT_7_UNIT 3 | GEN | ALAMITOS GEN STA. UNIT 3 | 332.18 | 322 | SCE | AES Alamitos | STEAM | NATURAL GAS | SP15 | 22282 |  | CISO | SCE | 332.18
Participating Unit | N | N |  | SPOINT_2_MEADDYN | TG | SPOINT_2_MEADDYN | 325 |  | SCE | MEAD230 | COMBINED CYCLE | NATURAL GAS | SP15 | 43679 |  | WALC | SCE | 325
Non-Participating | N | Y | HIDSRT_2_UNITS | HIDSRT_7_STG | GEN | HIGH DESERT STEAM TURBINE | 323 | 323 |  | High Desert Power Project, LLC | STEAM | HEAT RECOVERY | SP15 |  |  | CISO |  | 323
Participating Unit | N | Y | LAROA2_2_UNITA1 | LAROA2_2_UNITA1 | GEN | LR2 | 322 |  | SDGE | Energia de Baja California, S. de R.L. de C.V. | COMBINED CYCLE | NATURAL GAS | SP15 | 37824 |  | CISO | SDGE | 322
Participating Unit | Y | N |  | VINCNT_2_QF | GEN | VINCENT QFS | 207 | 316.4 | SCE | Southern California Edison Company | WIND | WIND | SP15 | 31048 |  | CISO | SCE | 316.4
Participating Unit | N | Y | SLSTR1_2_SOLAR1 | SLSTR1_2_SOLAR1 | GEN | Solar Star 1 | 310 |  | SCE | Solar Star California XIX, LLC | PHOTO VOLTAIC | SUN | SP15 | 41934 |  | CISO | SCE | 310
Participating Unit | N | Y | LECEF_1_UNITS | LECEF_1_UNITS | GEN | LOS ESTEROS ENERGY FACILITY AGGREGATE | 309.84 |  | PGAE | Los Esteros Critical Energy Facility, LLC | COMBUSTION TURBINE | NATURAL GAS | NP15 | 41486 |  | CISO | PGAE | 309.84
Non-Participating | N | Y | TERMEX_2_PL1X3 | TERMEX_2_STG | GEN | Termoelectrica De Mexicali STG 3 | 308 | 308 |  | Termoelectrica De Mexicali S. de R.L. de C.V. | STEAM | HEAT RECOVERY | SP15 |  |  | CISO |  | 308
Non-Participating | N | Y | DELTA_2_PL1X4 | DELTA_2_STG | GEN | DELTA ENERGY CENTER STG UNIT | 306 | 306 |  | Delta Energy Center, LLC | STEAM | HEAT RECOVERY | NP15 |  |  | CISO |  | 306
Participating Unit | N | Y | LODIEC_2_PL1X2 | LODIEC_2_PL1X2 | GEN | Lodi Energy Center | 302.58 |  | PGAE | Northern California Power Agency - Lodi Energy Center | COMBINED CYCLE | NATURAL GAS | NP15 | 41240 |  | CISO | PGAE | 302.58
Participating Unit | N | Y | DSRTSN_2_SOLAR1 | DSRTSN_2_SOLAR1 | GEN | Desert Sunlight 300 | 300 |  | SCE | Desert Sunlight Holdings, LLC | PHOTO VOLTAIC | SUN | SP15 | 41569 |  | CISO | SCE | 300
Participating Unit | N | N |  | MANZNA_2_WIND | GEN | Manzana Wind | 189 | 300 | SCE | Manzana Wind | WIND | WIND | SP15 | 41263 |  | CISO | SCE | 300
Participating Unit | N | N |  | ELCABO_5_ECWSCEDYN | TG | El Cabo Wind | 298 |  | SCE | WILLOWBEACH | WIND | WIND | SP15 | 42888 |  | AZPS | SCE | 298
Participating Unit | N | Y | DSRTSL_2_SOLAR1 | DSRTSL_2_SOLAR1 | GEN | Desert Stateline | 296.19 |  | SCE | Desert Stateline, LLC | PHOTO VOLTAIC | SUN | SP15 | 42612 |  | CISO | SCE | 296.19
Participating Unit | N | N |  | LAPLMA_2_UNIT 4 | GEN | LA PALOMA GENERATING PLANT, UNIT #4 | 253.29 | 295 | PGAE | CXA La Paloma LLC | COMBINED CYCLE | NATURAL GAS | ZP26 | 37685 |  | CISO | PGAE | 295
Participating Unit | N | N |  | LAPLMA_2_UNIT 1 | GEN | La Paloma Generating Plant Unit #1 | 259.8 | 295 | PGAE | CXA La Paloma LLC | COMBINED CYCLE | NATURAL GAS | ZP26 | 37631 |  | CISO | PGAE | 295
Participating Unit | N | N |  | LAPLMA_2_UNIT 2 | GEN | La Paloma Generating Plant Unit #2 | 260.2 | 295 | PGAE | CXA La Paloma LLC | COMBINED CYCLE | NATURAL GAS | ZP26 | 37685 |  | CISO | PGAE | 295
Participating Unit | N | N |  | LAPLMA_2_UNIT 3 | GEN | La Paloma Generating Plant Unit #3 | 256.15 | 295 | PGAE | CXA La Paloma LLC | COMBINED CYCLE | NATURAL GAS | ZP26 | 37634 |  | CISO | PGAE | 295
Participating Unit | Y | N |  | SUNSET_2_UNITS | GEN | MIDWAY SUNSET COGENERATION PLANT | 248 | 291 | PGAE | Midway Sunset Cogeneration Company | COMBUSTION TURBINE | NATURAL GAS | ZP26 | 32860 |  | CISO | PGAE | 291
Non-Participating |  | Y | OTMESA_2_PL1X3 | OTMESA_2_STG3 | GEN | OTAY MESA STEAM TURBINE 3 | 290.7 | 290.7 |  | Otay Mesa Energy Center, LLC | STEAM | HEAT RECOVERY | SP15 |  |  | CISO |  | 290.7
Participating Unit | N | N |  | AGUCAL_5_SOLAR1 | GEN | Agua Caliente Solar | 290 | 290 | SDGE | Agua Caliente Solar, LLC | PHOTO VOLTAIC | SUN | SP15 | 41800 |  | CISO | SDGE | 290
Participating Unit | N | N |  | SCEHOV_2_HOOVER | TG | SCEHOV_2_HOOVER | 287.01 |  | SCE | MEAD230 |  | WATER | SP15 |  |  | WALC | SCE | 287.01
Participating Unit | N | Y | SLSTR2_2_SOLAR2 | SLSTR2_2_SOLAR2 | GEN | Solar Star 2 | 276 |  | SCE | Solar Star California XX, LLC | PHOTO VOLTAIC | SUN | SP15 | 41851 |  | CISO | SCE | 276
Participating Unit | N | Y | SANDLT_2_SUNITS | SANDLT_2_SUNITS | GEN | Mojave Solar | 275 |  | SCE | Mojave Solar, LLC | STEAM | SUN | SP15 | 41977 |  | CISO | SCE | 275
Non-Participating | N | Y | SUNRIS_2_PL1X3 | SUNRIS_2_UNIT 3 | GEN | Sunrise Power Project Unit 3 | 272 | 272 |  | Sunrise Power Company | STEAM | HEAT RECOVERY | ZP26 |  |  | CISO |  | 272
Participating Unit | N | N |  | SUTTER_2_WASNDYN | TG | Sutter Energy Center Dynamic | 270 |  | PGAE | CTW230 | COMBINED CYCLE | NATURAL GAS | NP15 |  |  | BANCWAMI | PGAE | 270
Participating Unit | N | N |  | SUTTER_2_TESLADYN | TG | Sutter Energy Center Dynamic 2 | 270 |  | PGAE | TESLA230 | COMBINED CYCLE | NATURAL GAS | NP15 |  |  | BANCWAMI | PGAE | 270
Participating Unit | N | N |  | BANKPP_2_NSPIN | GEN | BANKPP_2_NSPIN | 270 | 270 | PGAE |  | PUMP | WATER | NP15 |  |  | CISO | CWRP | 270
Participating Unit | N | N |  | OCTILO_5_WIND | GEN | Ocotillo Wind Energy Facility | 265 | 265 | SDGE | Ocotillo Express LLC | WIND | WIND | SP15 | 41485 |  | CISO | SDGE | 265
Participating Unit | N | Y | ELSEGN_2_UN2021 | ELSEGN_2_UN2021 | GEN | El Segundo Energy Center 7/8 | 263.68 |  | SCE | El Segundo Energy Center LLC | COMBINED CYCLE | NATURAL GAS | SP15 | 41454 |  | CISO | SCE | 263.68
Participating Unit | N | Y | ELSEGN_2_UN1011 | ELSEGN_2_UN1011 | GEN | El Segundo Energy Center 5/6 | 263 |  | SCE | El Segundo Energy Center LLC | COMBINED CYCLE | NATURAL GAS | SP15 | 41454 |  | CISO | SCE | 263
Non-Participating |  | Y | PALOMR_2_PL1X3 | PALOMR_7_STG3 | GEN | PALOMR_7_STG3 | 260 | 260 |  |  | STEAM |  | SP15 |  |  | CISO |  | 260
Non-Participating | N | Y | RUSCTY_2_UNITS | RUSCTY_2_STG | GEN | Russell City | 254 | 254 |  | Russell City Energy Company, LLC | COMBINED CYCLE | NATURAL GAS | NP15 |  |  | CISO |  | 254
Participating Unit | N | Y | DSRTSN_2_SOLAR2 | DSRTSN_2_SOLAR2 | GEN | Desert Sunlight 250 | 250 |  | SCE | Desert Sunlight Holdings, LLC | PHOTO VOLTAIC | SUN | SP15 | 41559 |  | CISO | SCE | 250
Participating Unit | N | N |  | AVSOLR_2_SOLAR | GEN | AV SOLAR RANCH 1 | 241.5 | 250 | SCE | AV SOLAR RANCH 1, LLC | PHOTO VOLTAIC | SUN | SP15 | 41809 |  | CISO | SCE | 250
Participating Unit | N | N |  | ROSMDW_2_WIND1 | GEN | Pacific Wind - Phase 1 | 140 | 250 | SCE | Pacific Wind, LLC | WIND | WIND | SP15 | 41110 |  | CISO | SCE | 250
Participating Unit | N | Y | BLKCRK_2_SOLAR1 | BLKCRK_2_SOLAR1 | GEN | McCoy Station | 250 |  | SCE | McCoy Solar, LLC | PHOTO VOLTAIC | SUN | SP15 | 42535 |  | CISO | SCE | 250
Participating Unit | N | N |  | SLRMS3_2_SRMSR1 | GEN | SILVER RIDGE MOUNT SIGNAL 3 | 250 | 250 | SDGE | IMPERIAL VALLEY SOLAR 3, LLC | PHOTO VOLTAIC | SUN | SP15 | 43382 |  | CISO | SDGE | 250
Participating Unit | N | Y | GENESI_2_STG | GENESI_2_STG | GEN | Genesis Station | 250 |  | SCE | Genesis Solar, LLC | STEAM | SUN | SP15 | 41605 |  | CISO | SCE | 250
Participating Unit | N | Y | PRIMM_2_SOLAR1 | PRIMM_2_SOLAR1 | GEN | Silver State South | 250 |  | SCE | Silver State Solar Power South, LLC | PHOTO VOLTAIC | SUN | SP15 | 42605 |  | CISO | SCE | 250
Participating Unit | N | N |  | MALIN_5_BPADYN | TG | MALIN_5_BPADYN | 250 |  | PGAE | MALIN500 |  | WATER | NP15 |  |  | BPAT | PGAE | 250
Participating Unit | N | Y | COLVIL_7_PL1X2 | COLVIL_7_PL1X2 | GEN | COLLIERVILLE HYDRO UNIT 1 & 2 AGGREGATE | 246.86 |  | PGAE | NCPA (MSS Agreement - S14) | HYDRO | WATER | NP15 |  |  | CISO | NCPA | 246.86
Non-Participating | N | Y | ALAMIT_2_PL1X3 | ALAMIT_7_STG1S | GEN | ALAMIT_7_STG1S | 241.5 | 241.5 |  | AES Alamitos Energy LLC | COMBINED CYCLE | NATURAL GAS | SP15 |  |  | CISO |  | 241.5
Non-Participating | N | Y | HNTGBH_2_PL1X3 | HNTGBH_7_STG1S | GEN | HNTGBH_7_STG1S | 241.5 | 241.5 |  | AES Huntington Beach Energy LLC | COMBINED CYCLE | NATURAL GAS | SP15 |  |  | CISO |  | 241.5
Participating Unit | Y | N |  | CROKET_7_UNIT | GEN | CROCKETT COGEN | 240 | 240 | PGAE | Pacific Gas & Electric Company | STEAM | NATURAL GAS | NP15 | 35053 |  | CISO | PGAE | 240
Non-Participating | N | Y | CDWR07_2_GEN | WNDGPP_2_NSPIN | GEN | WNDGPP_2_NSPIN | 239.1 | 239.1 |  |  | PUMP | OTHER | ZP26 |  |  | CISO |  | 239.1
Non-Participating | N | Y | LMEC_1_PL1X3 | LMEC_1_STG | GEN | LOS MEDANOS STG UNIT | 236 | 236 |  | Los Medanos Energy Center, LLC | STEAM | HEAT RECOVERY | NP15 |  |  | CISO |  | 236
Participating Unit | N | N |  | INTMNT_3_ANAHEIM | TG | Intermountain Power Project | 236 |  | SCE | IPP | STEAM | COAL | SP15 |  |  | LDWP | SCE | 236
Participating Unit | N | Y | DVLCYN_1_UNITS | DVLCYN_1_UNITS | GEN | DEVIL CANYON HYDRO UNITS 1-4 AGGREGATE | 235 |  | SCE | California Dept. of Water Resources | HYDRO | WATER | SP15 | 26299 |  | CISO | CWRS | 235
Non-Participating | N | Y | ALAMIT_2_PL1X3 | ALAMIT_7_CTG1A | GEN | ALAMIT_7_CTG1A | 234.5 | 234.5 |  | AES Alamitos Energy LLC | COMBINED CYCLE | NATURAL GAS | SP15 |  |  | CISO |  | 234.5
Non-Participating | N | Y | HNTGBH_2_PL1X3 | HNTGBH_7_CTG1B | GEN | HNTGBH_7_CTG1B | 234.5 | 234.5 |  | AES Huntington Beach Energy LLC | COMBINED CYCLE | NATURAL GAS | SP15 |  |  | CISO |  | 234.5
Non-Participating | N | Y | HNTGBH_2_PL1X3 | HNTGBH_7_CTG1A | GEN | HNTGBH_7_CTG1A | 234.5 | 234.5 |  | AES Huntington Beach Energy LLC | COMBINED CYCLE | NATURAL GAS | SP15 |  |  | CISO |  | 234.5
Non-Participating | N | Y | ALAMIT_2_PL1X3 | ALAMIT_7_CTG1B | GEN | ALAMIT_7_CTG1B | 234.5 | 234.5 |  | AES Alamitos Energy LLC | COMBINED CYCLE | NATURAL GAS | SP15 |  |  | CISO |  | 234.5
Non-Participating | N | Y | METEC_2_PL1X3 | METEC_7_STG3 | GEN | Metcalf Energy Center Unit 3 | 231 | 231 |  | Metcalf Energy Center, LLC | STEAM | HEAT RECOVERY | NP15 |  |  | CISO |  | 231
Non-Participating | N | Y | MRCHNT_2_PL1X3 | MRCHNT_2_CTG1 | GEN | Desert Star Energy Center CT1 | 230 | 230 |  | San Diego Gas and Electric Company | COMBUSTION TURBINE | NATURAL GAS | SP15 |  |  | CISO |  | 230
Non-Participating | N | Y | ELSEGN_2_UN2021 | ELSEGN_2_UNIT21 | GEN | El Segundo Energy Center Unit 7 | 228 | 228 |  | El Segundo Energy Center LLC | COMBINED CYCLE | NATURAL GAS | SP15 |  |  | CISO |  | 228
Non-Participating | N | Y | ELSEGN_2_UN1011 | ELSEGN_2_UNIT11 | GEN | El Segundo Energy Center Unit 5 | 228 | 228 |  | El Segundo Energy Center LLC | COMBINED CYCLE | NATURAL GAS | SP15 |  |  | CISO |  | 228
Non-Participating | N | Y | BUCKBL_2_PL1X3 | BUCKBL_2_STG10 | GEN | Blythe STG | 227 | 227 |  | Blythe Energy, LLC | STEAM | NATURAL GAS | SP15 |  |  | CISO |  | 227
Participating Unit | N | N |  | HNTGBH_7_UNIT 2 | GEN | HUNTINGTON BEACH GEN STA. UNIT 2 | 225.8 | 226 | SCE | AES Huntington Beach | STEAM | NATURAL GAS | SP15 |  |  | CISO | SCE | 226
Participating Unit | N | N |  | HNTGBH_7_UNIT 1 | GEN | HUNTINGTON BEACH GEN STA. UNIT 1 | 225.75 | 226 | SCE | AES Huntington Beach | STEAM | NATURAL GAS | SP15 |  |  | CISO | SCE | 226
Non-Participating | N | Y | ELKHIL_2_PL1X3 | ELKHIL_7_STG | GEN | ELK HILLS STEAM TURBINE UNIT | 223 | 223 |  | Elk Hills Power, LLC | STEAM | HEAT RECOVERY | ZP26 |  |  | CISO |  | 223
Participating Unit | N | N |  | COCOPP_2_CTG1 | GEN | Marsh Landing 1 | 204.2 | 222 | PGAE | NRG MARSH LANDING LLC | COMBUSTION TURBINE | NATURAL GAS | NP15 | 41395 |  | CISO | PGAE | 222
Participating Unit | N | N |  | COCOPP_2_CTG3 | GEN | Marsh Landing 3 | 208.96 | 222 | PGAE | NRG MARSH LANDING LLC | COMBUSTION TURBINE | NATURAL GAS | NP15 | 41395 |  | CISO | PGAE | 222
Participating Unit | N | N |  | COCOPP_2_CTG4 | GEN | Marsh Landing 4 | 204.29 | 222 | PGAE | NRG MARSH LANDING LLC | COMBUSTION TURBINE | NATURAL GAS | NP15 | 41395 |  | CISO | PGAE | 222
Participating Unit | N | N |  | COCOPP_2_CTG2 | GEN | Marsh Landing 2 | 202.7 | 222 | PGAE | NRG MARSH LANDING LLC | COMBUSTION TURBINE | NATURAL GAS | NP15 | 41395 |  | CISO | PGAE | 222
Participating Unit | N | N |  | GRADYW_5_GDYWD1 | TG | Grady Wind | 200 | 220.5 | SCE | WILLOWBEACH | WIND | WIND | SP15 | 43678 |  | AZPS | SCE | 220.5
Non-Participating | N | Y | LODIEC_2_PL1X2 | LODIEC_2_CTG | GEN | Lodi Energy Center | 220 | 220 |  | Northern California Power Agency | COMBUSTION TURBINE | NATURAL GAS | NP15 |  |  | CISO |  | 220
Non-Participating | N | Y | SLSTR2_2_SOLAR2 | SLSTR2_2_SOLR2A | GEN | Solar Star 2 | 219 | 219 |  | Southern California Edison Company | PHOTO VOLTAIC | SUN | SP15 |  |  | CISO |  | 219
Non-Participating | N | Y | COLUSA_2_PL1X3 | COLUSA_2_CTG1 | GEN | Colusa Generating Station | 213.5 | 213.5 |  | Pacific Gas & Electric Company | COMBUSTION TURBINE | NATURAL GAS | NP15 |  |  | CISO |  | 213.5
Non-Participating | N | Y | COLUSA_2_PL1X3 | COLUSA_2_CTG2 | GEN | Colusa Generating Station | 213.5 | 213.5 |  | Pacific Gas & Electric Company | COMBUSTION TURBINE | NATURAL GAS | NP15 |  |  | CISO |  | 213.5
Non-Participating | N | Y | GATWAY_2_PL1X3 | GATWAY_2_STGC | GEN | Gateway STG C | 213.4 | 213.4 |  | Gateway Generating Station | STEAM | NATURAL GAS | NP15 |  |  | CISO |  | 213.4
Non-Participating | N | Y | DELTA_2_PL1X4 | DELTA_2_CTG1 | GEN | DELTA ENERGY CENTER CTG UNIT 1 | 212.5 | 212.5 |  | Delta Energy Center, LLC | COMBUSTION TURBINE | NATURAL GAS | NP15 |  |  | CISO |  | 212.5
Non-Participating | N | Y | DELTA_2_PL1X4 | DELTA_2_CTG2 | GEN | DELTA ENERGY CENTER CTG UNIT 2 | 212.5 | 212.5 |  | Delta Energy Center, LLC | COMBUSTION TURBINE | NATURAL GAS | NP15 |  |  | CISO |  | 212.5
Non-Participating | N | Y | DELTA_2_PL1X4 | DELTA_2_CTG3 | GEN | DELTA ENERGY CENTER CTG UNIT 3 | 212.5 | 212.5 |  | Delta Energy Center, LLC | COMBUSTION TURBINE | NATURAL GAS | NP15 |  |  | CISO |  | 212.5
Participating Unit | N | N |  | CAVLSR_2_RSOLAR | GEN | California Valley Solar Ranch-Phase A | 210 | 210 | PGAE | High Plains Ranch II, LLC | PHOTO VOLTAIC | SUN | ZP26 | 41579 |  | CISO | PGAE | 210
Participating Unit | N | Y | MDFKRL_2_PROJCT | MDFKRL_2_PROJCT | GEN | MIDDLE FORK AND RALSTON PSP | 210 |  | PGAE | Placer County Water Agency | HYDRO | WATER | NP15 | 24108 |  | CISO | PGAE | 210
Non-Participating |  | Y | OTMESA_2_PL1X3 | OTMESA_2_CTG2 | GEN | OTAY MESA COMBUSTION TURBINE 2 | 208 | 208 |  | Otay Mesa Energy Center, LLC | COMBUSTION TURBINE | NATURAL GAS | SP15 |  |  | CISO |  | 208
Non-Participating |  | Y | OTMESA_2_PL1X3 | OTMESA_2_CTG1 | GEN | OTAY MESA COMBUSTION TURBINE 1 | 208 | 208 |  | Otay Mesa Energy Center, LLC | COMBUSTION TURBINE | NATURAL GAS | SP15 |  |  | CISO |  | 208
Participating Unit | N | N |  | EASTWD_7_UNIT | GEN | EASTWOOD PUMP-GEN | 200 | 207 | SCE | Southern California Edison Company | PUMPED STORAGE | WATER | SP15 | 31778 |  | CISO | SCE | 207
Non-Participating | N | Y | GATWAY_2_PL1X3 | GATWAY_2_CTGB | GEN | Gateway CTG B | 203.1 | 203.1 |  | Gateway Generating Station | COMBUSTION TURBINE | NATURAL GAS | NP15 |  |  | CISO |  | 203.1
Non-Participating | N | Y | GATWAY_2_PL1X3 | GATWAY_2_CTGA | GEN | Gateway CTG A | 203.1 | 203.1 |  | Gateway Generating Station | COMBUSTION TURBINE | NATURAL GAS | NP15 |  |  | CISO |  | 203.1
Non-Participating |  | Y | SBERDO_2_PSP3 | SBERDO_7_STG3 | GEN | SBERDO_7_STG3 | 202 | 202 |  |  |  |  | SP15 |  |  | CISO |  | 202
Non-Participating |  | Y | SBERDO_2_PSP4 | SBERDO_7_STG4 | GEN | SBERDO_7_STG4 | 202 | 202 |  |  |  |  | SP15 |  |  | CISO |  | 202
Non-Participating | N | Y | MRCHNT_2_PL1X3 | MRCHNT_2_STG | GEN | Desert Star Energy Center ST1 | 201 | 201 |  | San Diego Gas and Electric Company | STEAM | NATURAL GAS | SP15 |  |  | CISO |  | 201
Non-Participating | N | Y | MRCHNT_2_PL1X3 | MRCHNT_2_CTG2 | GEN | Desert Star Energy Center CT2 | 201 | 201 |  | San Diego Gas and Electric Company | COMBUSTION TURBINE | NATURAL GAS | SP15 |  |  | CISO |  | 201
Participating Unit | N | N |  | IVSLRP_2_SOLAR1 | GEN | Silver Ridge Mount Signal | 200 | 200 | SDGE | Imperial Valley Solar 1, LLC | PHOTO VOLTAIC | SUN | SP15 | 41575 |  | CISO | SDGE | 200
Participating Unit | N | N |  | TRNQLT_2_SOLAR | GEN | Tranquillity | 200 | 200 | PGAE | RE Tranquillity LLC | PHOTO VOLTAIC | SUN | NP15 | 42579 |  | CISO | PGAE | 200
Participating Unit | N | N |  | SPOINT_2_PARKERDYN | TG | Southpoint Energy Center | 200 |  | SCE | PARKER230 | COMBINED CYCLE | NATURAL GAS | SP15 | 43679 |  | WALC | SCE | 200
Participating Unit | N | N |  | WRGTSR_2_WSFSR1 | GEN | Wright Solar Freeman | 200 | 200 | PGAE | Wright Solar Park LLC | PHOTO VOLTAIC | SUN | NP15 | 43830 |  | CISO | PGAE | 200
Non-Participating | N | Y | LEBECS_2_UNITS | LEBECS_7_CTG2 | GEN | CC Power Block 1 CTG2 | 198.9 | 198.9 |  | Pastoria Energy Facility | COMBUSTION TURBINE | NATURAL GAS | SP15 |  |  | CISO |  | 198.9
Non-Participating | N | Y | LEBECS_2_UNITS | LEBECS_7_CTG1 | GEN | CC Power Block 1 CTG1 | 198.9 | 198.9 |  | Pastoria Energy Facility | COMBUSTION TURBINE | NATURAL GAS | SP15 |  |  | CISO |  | 198.9
Non-Participating | N | Y | LEBECS_2_UNITS | LEBECS_7_CTG4 | GEN | CC Power Block 2 CTG4 | 198.9 | 198.9 |  | Pastoria Energy Facility | COMBUSTION TURBINE | NATURAL GAS | SP15 |  |  | CISO |  | 198.9
Participating Unit | N | Y | PINFLT_7_UNITS | PINFLT_7_UNITS | GEN | PINE FLAT HYDRO AGGREGATE | 198.51 |  | PGAE | California Dept. of Water Resources | HYDRO | WATER | NP15 | 30682 |  | CISO | CWRP | 198.51
Participating Unit | N | Y | KELSO_2_UNITS | KELSO_2_UNITS | GEN | Mariposa Energy | 198.03 |  | PGAE | Mariposa Energy, LLC | COMBUSTION TURBINE | NATURAL GAS | NP15 | 41183 |  | CISO | PGAE | 198.03
Non-Participating | N | Y | MOSSLD_2_PSP2 | MOSSLD_2_PSP2G3 | GEN | MOSS LANDING CC PLANT 2, STG UNIT | 198 | 198 |  | Duke Energy Moss Landing LLC | STEAM | HEAT RECOVERY | NP15 |  |  | CISO |  | 198
Non-Participating | N | Y | MOSSLD_2_PSP1 | MOSSLD_2_PSP1G3 | GEN | MOSS LANDING CC PLANT 1, STG UNIT | 198 | 198 |  | Duke Energy Moss Landing LLC | STEAM | HEAT RECOVERY | NP15 |  |  | CISO |  | 198
Non-Participating | N | Y | METEC_2_PL1X3 | METEC_7_CTG1 | GEN | Metcalf Energy Center Unit 1 | 193 | 193 |  | Metcalf Energy Center, LLC | COMBUSTION TURBINE | NATURAL GAS | NP15 |  |  | CISO |  | 193
Non-Participating | N | Y | METEC_2_PL1X3 | METEC_7_CTG2 | GEN | Metcalf Energy Center Unit 2 | 193 | 193 |  | Metcalf Energy Center, LLC | COMBUSTION TURBINE | NATURAL GAS | NP15 |  |  | CISO |  | 193
Non-Participating |  | Y | PALOMR_2_PL1X3 | PALOMR_7_CTG2 | GEN | PALOMR_7_CTG2 | 188 | 188 |  |  | COMBUSTION TURBINE |  | SP15 |  |  | CISO |  | 188
Non-Participating |  | Y | PALOMR_2_PL1X3 | PALOMR_7_CTG1 | GEN | PALOMR_7_CTG1 | 188 | 188 |  |  | COMBUSTION TURBINE |  | SP15 |  |  | CISO |  | 188
Non-Participating | N | Y | LEBECS_2_UNITS | LEBECS_7_STG3 | GEN | CC Power Block 1 STG3 | 184 | 184 |  | Pastoria Energy Facility | STEAM | NATURAL GAS | SP15 |  |  | CISO |  | 184
Non-Participating |  | Y | SBERDO_2_PSP3 | SBERDO_7_CT3B | GEN | SBERDO_7_CT3B | 182 | 182 |  |  |  |  | SP15 |  |  | CISO |  | 182
Non-Participating |  | Y | SBERDO_2_PSP3 | SBERDO_7_CT3A | GEN | SBERDO_7_CT3A | 182 | 182 |  |  |  |  | SP15 |  |  | CISO |  | 182
Non-Participating | N | Y | BUCKBL_2_PL1X3 | BUCKBL_2_CTG11 | GEN | Blythe CTG 11 | 182 | 182 |  | Blythe Energy, LLC | COMBUSTION TURBINE | NATURAL GAS | SP15 |  |  | CISO |  | 182
Non-Participating |  | Y | SBERDO_2_PSP4 | SBERDO_7_CT4A | GEN | SBERDO_7_CT4A | 182 | 182 |  |  |  |  | SP15 |  |  | CISO |  | 182
Non-Participating |  | Y | SBERDO_2_PSP4 | SBERDO_7_CT4B | GEN | SBERDO_7_CT4B | 182 | 182 |  |  |  |  | SP15 |  |  | CISO |  | 182
Non-Participating | N | Y | BUCKBL_2_PL1X3 | BUCKBL_2_CTG12 | GEN | Blythe CTG 12 | 182 | 182 |  | Blythe Energy, LLC | COMBUSTION TURBINE | NATURAL GAS | SP15 |  |  | CISO |  | 182
Non-Participating | N | Y | LAROA2_2_UNITA1 | LAROA2_2_CTG 2S | GEN | CENTRAL LA ROSITA II COMBUSTION TURBINE | 181.5 | 181.5 |  | Energia de Baja California, S. de R.L. de C.V. | COMBUSTION TURBINE | NATURAL GAS | SP15 |  |  | CISO |  | 181.5
Non-Participating |  | Y | TERMEX_2_PL1X3 | TERMEX_2_GTG1 | GEN | TERMEX_2_GTG1 | 180 | 180 |  |  |  |  | SP15 |  |  | CISO |  | 180
Non-Participating | N | Y | RUSCTY_2_UNITS | RUSCTY_2_CTG1 | GEN | Russell City | 180 | 180 |  | Russell City Energy Company, LLC | COMBINED CYCLE | NATURAL GAS | NP15 |  |  | CISO |  | 180
Participating Unit | N | N |  | GARLND_2_GASLR | GEN | Garland B | 180 | 180 | SCE | RE GARLAND LLC | PHOTO VOLTAIC | SUN | SP15 | 42670 |  | CISO | SCE | 180
Non-Participating |  | Y | TERMEX_2_PL1X3 | TERMEX_2_GTG2 | GEN | TERMEX_2_GTG2 | 180 | 180 |  |  |  |  | SP15 |  |  | CISO |  | 180
Non-Participating | N | Y | RUSCTY_2_UNITS | RUSCTY_2_CTG2 | GEN | Russell City | 180 | 180 |  | Russell City Energy Company, LLC | COMBINED CYCLE | NATURAL GAS | NP15 |  |  | CISO |  | 180
Participating Unit | N | N |  | REDOND_7_UNIT 5 | GEN | REDONDO GEN STA. UNIT 5 | 178.87 | 175 | SCE | AES Redondo Beach | STEAM | NATURAL GAS | SP15 | 19725 |  | CISO | SCE | 178.87
Non-Participating | N | Y | HIDSRT_2_UNITS | HIDSRT_7_CTG1 | GEN | HIGH DESERT COMBUSTION TURBINE UNIT 1 | 177.3 | 177.3 |  | High Desert Power Project, LLC | COMBUSTION TURBINE | NATURAL GAS | SP15 |  |  | CISO |  | 177.3
Non-Participating | N | Y | HIDSRT_2_UNITS | HIDSRT_7_CTG3 | GEN | HIGH DESERT COMBUSTION TURBINE UNIT 3 | 177.3 | 177.3 |  | High Desert Power Project, LLC | COMBUSTION TURBINE | NATURAL GAS | SP15 |  |  | CISO |  | 177.3
Non-Participating | N | Y | HIDSRT_2_UNITS | HIDSRT_7_CTG2 | GEN | HIGH DESERT COMBUSTION TURBINE UNIT 2 | 177.3 | 177.3 |  | High Desert Power Project, LLC | COMBUSTION TURBINE | NATURAL GAS | SP15 |  |  | CISO |  | 177.3
Participating Unit | N | N |  | COLGAT_7_UNIT 1 | GEN | Colgate Powerhouse Unit 1 | 176.72 | 176.7 | PGAE | Yuba County Water Agency | HYDRO | WATER | NP15 | 25204 |  | CISO | PGAE | 176.72
Non-Participating | N | Y | MOSSLD_2_PSP2 | MOSSLD_2_PSP2G2 | GEN | MOSS LANDING CC PLANT 2, CTG UNIT 2 | 176 | 176 |  | Duke Energy Moss Landing LLC | COMBUSTION TURBINE | NATURAL GAS | NP15 |  |  | CISO |  | 176
Participating Unit | N | N |  | ALAMIT_7_UNIT 2 | GEN | ALAMITOS GEN STA. UNIT 2 | 175 | 176 | SCE | AES Alamitos | STEAM | NATURAL GAS | SP15 | 20821 |  | CISO | SCE | 176
Non-Participating | N | Y | MOSSLD_2_PSP2 | MOSSLD_2_PSP2G1 | GEN | MOSS LANDING CC PLANT 2, CTG UNIT 1 | 176 | 176 |  | Duke Energy Moss Landing LLC | COMBUSTION TURBINE | NATURAL GAS | NP15 |  |  | CISO |  | 176
Non-Participating | N | Y | MOSSLD_2_PSP1 | MOSSLD_2_PSP1G1 | GEN | MOSS LANDING CC PLANT 1, CTG UNIT 1 | 176 | 176 |  | Duke Energy Moss Landing LLC | COMBUSTION TURBINE | NATURAL GAS | NP15 |  |  | CISO |  | 176
Non-Participating | N | Y | MOSSLD_2_PSP1 | MOSSLD_2_PSP1G2 | GEN | MOSS LANDING CC PLANT 1, CTG UNIT 2 | 176 | 176 |  | Duke Energy Moss Landing LLC | COMBUSTION TURBINE | NATURAL GAS | NP15 |  |  | CISO |  | 176
Participating Unit | N | N |  | COLGAT_7_UNIT 2 | GEN | Colgate Powerhouse Unit 2 | 175.67 | 175.7 | PGAE | Yuba County Water Agency | HYDRO | WATER | NP15 | 25204 |  | CISO | PGAE | 175.7
Participating Unit | N | N |  | REDOND_7_UNIT 6 | GEN | REDONDO GEN STA. UNIT 6 | 175 | 175 | SCE | AES Redondo Beach | STEAM | NATURAL GAS | SP15 | 20821 |  | CISO | SCE | 175
Participating Unit | N | N |  | ALAMIT_7_UNIT 1 | GEN | ALAMITOS GEN STA. UNIT 1 | 174.56 | 175 | SCE | AES Alamitos | STEAM | NATURAL GAS | SP15 | 20455 |  | CISO | SCE | 175
Non-Participating | N | Y | LMEC_1_PL1X3 | LMEC_1_CTG2 | GEN | LOS MEDANOS CTG UNIT 2 | 172 | 172 |  | Los Medanos Energy Center, LLC | COMBUSTION TURBINE | NATURAL GAS | NP15 |  |  | CISO |  | 172
Non-Participating | N | Y | LMEC_1_PL1X3 | LMEC_1_CTG1 | GEN | LOS MEDANOS CTG UNIT 1 | 172 | 172 |  | Los Medanos Energy Center, LLC | COMBUSTION TURBINE | NATURAL GAS | NP15 |  |  | CISO |  | 172
Participating Unit | Y | N |  | CHEVMN_2_UNITS | GEN | CHEVRON U.S.A. UNITS 1 & 2 AGGREGATE | 124.87 | 170.7 | SCE | Chevron U.S.A. Inc. (Chevron CIC) |  | OTHER | SP15 | 32140 |  | CISO | SCE | 170.7
Participating Unit | N | N |  | MSOLAR_2_SOLAR1 | GEN | Mesquite Solar 1 | 165 | 170 | SDGE | Mesquite Solar 1, LLC | PHOTO VOLTAIC | SUN | SP15 | 41640 |  | CISO | SDGE | 170
Non-Participating | N | Y | ELKHIL_2_PL1X3 | ELKHIL_7_CTG2 | GEN | ELK HILLS COMBUSTION TURBINE UNIT 2 | 169 | 169 |  | Elk Hills Power, LLC | COMBUSTION TURBINE | NATURAL GAS | ZP26 |  |  | CISO |  | 169
Non-Participating | N | Y | ELKHIL_2_PL1X3 | ELKHIL_7_CTG1 | GEN | ELK HILLS COMBUSTION TURBINE UNIT 1 | 169 | 169 |  | Elk Hills Power, LLC | COMBUSTION TURBINE | NATURAL GAS | ZP26 |  |  | CISO |  | 169
Participating Unit | N | N |  | ALTA3A_2_CPCE5 | GEN | Alta Wind 5 | 168 | 168 | SCE | Alta Interconnection Management II, LLC | WIND | WIND | SP15 | 40654 |  | CISO | SCE | 168
Participating Unit | N | N |  | ALT6DN_2_WIND7 | GEN | Pinyon Pines 1 | 168 | 168 | SCE | Alta Interconnection Management III, LLC | WIND | WIND | SP15 | 41275 |  | CISO | SCE | 168
Participating Unit | N | N |  | BEJNLS_5_BV2SCEDYN | TG | Broadview 2 | 167 |  | SCE | WILLOWBEACH | WIND | WIND | SP15 | 42762 |  | AZPS | SCE | 167
Non-Participating | N | Y | SLSTR1_2_SOLAR1 | SLSTR1_2_SOLR1B | GEN | Solar Star 1 | 166.5 | 166.5 |  | Southern California Edison Company | PHOTO VOLTAIC | SUN | SP15 |  |  | CISO |  | 166.5
Participating Unit | N | N |  | MSOLAR_2_SOLAR2 | GEN | Mesquite Solar 2 | 100.81 | 165 | SDGE | Mesquite Solar 2, LLC | PHOTO VOLTAIC | SUN | SP15 | 43020 |  | CISO | SDGE | 165
Non-Participating | N | Y | SCHLTE_1_PL1X3 | SCHLTE_1_UNITA3 | GEN | Tracy Combined Cycle Plant | 165 | 165 |  | GWF Energy, LLC | COMBUSTION TURBINE | NATURAL GAS | NP15 |  |  | CISO |  | 165
Non-Participating | N | Y | SUNRIS_2_PL1X3 | SUNRIS_2_UNIT 2 | GEN | Sunrise Power Project Unit 2 | 164 | 164 |  | Sunrise Power Company | COMBUSTION TURBINE | NATURAL GAS | ZP26 |  |  | CISO |  | 164
Non-Participating | N | Y | SUNRIS_2_PL1X3 | SUNRIS_2_UNIT 1 | GEN | Sunrise Power Project Unit 1 | 164 | 164 |  | Sunrise Power Company | COMBUSTION TURBINE | NATURAL GAS | ZP26 |  |  | CISO |  | 164
Participating Unit | N | N |  | BRDSLD_2_HIWIND | GEN | High Winds Energy Center | 162 | 162 | PGAE | High Winds, LLC | WIND | WIND | NP15 | 37978 |  | CISO | PGAE | 162
Participating Unit | N | N |  | JAWBNE_2_NSRWND | GEN | North Sky River Wind Project | 160 | 162 | SCE | North Sky River Energy, LLC | WIND | WIND | SP15 | 41251 |  | CISO | SCE | 162
Participating Unit | Y | Y | KRAMER_2_SEGS89 | KRAMER_2_SEGS89 | GEN | LUZ SOLAR PARTNERS 8-9 AGGREGATE | 160 |  | SCE | Southern California Edison Company | OTHER | SUN | SP15 | 31413 |  | CISO | SCE | 160
Participating Unit | N | N |  | DOSMGO_2_NSPIN | GEN | DOSMGO_2_NSPIN | 159 | 159 | PGAE |  | PUMP | WATER | NP15 |  |  | CISO | CWRP | 159
Non-Participating |  | Y | DSRTSN_2_SOLAR1 | DSRTSN_2_SOLR1A | GEN | Desert Sunlight 300 | 156.9 | 156.9 |  | Desert Sunlight Holdings, LLC | PHOTO VOLTAIC | SUN | SP15 |  |  | CISO |  | 156.9
Non-Participating |  | Y | DSRTSN_2_SOLAR1 | DSRTSN_2_SOLR1B | GEN | Desert Sunlight 300 | 156.9 | 156.9 |  | Desert Sunlight Holdings, LLC | PHOTO VOLTAIC | SUN | SP15 |  |  | CISO |  | 156.9
Participating Unit | N | N |  | ENERSJ_2_WIND | GEN | ESJ Wind Energy | 155.1 | 155.1 | SDGE | Energia Sierra Juarez, S. de R.L. de C.V. | WIND | WIND | SP15 | 42159 |  | CISO | SDGE | 155.1
Participating Unit | N | N |  | COPMT2_2_SOLAR2 | GEN | CMS2 | 155 | 155 | SCE | Copper Mountain Solar 2, LLC | PHOTO VOLTAIC | SUN | SP15 | 41087 |  | CISO | SCE | 155
Non-Participating | N | Y | LAROA2_2_UNITA1 | LAROA2_2_STG 2C | GEN | CENTRAL LA ROSITA II STEAM TURBINE | 155 | 155 |  | Energia de Baja California, S. de R.L. de C.V. | STEAM | HEAT RECOVERY | SP15 |  |  | CISO |  | 155
Participating Unit | N | N |  | KERKH2_7_UNIT 1 | GEN | KERKHOFF PH 2 UNIT #1 | 153.9 | 153.9 | PGAE | Pacific Gas & Electric Company | HYDRO | WATER | NP15 | 30317 |  | CISO | PGAE | 153.9
Participating Unit | N | N |  | VOYAGR_2_VOYWD4 | GEN | Voyager Wind 4 | 152.7 | 21.6 | SCE | Alta Interconnection Management III, LLC | WIND | WIND | SP15 | 43463 |  | CISO | SCE | 152.7
Participating Unit | N | N |  | MSOLAR_2_SOLAR3 | GEN | Mesquite Solar 3, LLC | 152 | 152 | SDGE | Mesquite Solar 3, LLC | PHOTO VOLTAIC | SUN | SP15 | 42710 |  | CISO | SDGE | 152
Non-Participating | N | Y | SLSTR1_2_SOLAR1 | SLSTR1_2_SOLR1A | GEN | Solar Star 1 | 151.5 | 151.5 |  | Southern California Edison Company | PHOTO VOLTAIC | SUN | SP15 |  |  | CISO |  | 151.5
Participating Unit | N | N |  | PEARBL_2_NSPIN | GEN | PEARBL_2_NSPIN | 118 | 151.2 | SCE |  | PUMP | WATER | SP15 |  |  | CISO | CWRS | 151.2
Participating Unit | N | N |  | BRDSLD_2_SHILO1 | GEN | Shiloh I Wind Project | 150 | 150 | PGAE | Shiloh 1 Wind Project LLC | WIND | WIND | NP15 | 38806 |  | CISO | PGAE | 150
Participating Unit | N | N |  | RATSKE_2_NROSR1 | GEN | North Rosamond Solar | 150 | 150 | SCE | North Rosamond Solar, LLC | PHOTO VOLTAIC | SUN | SP15 | 43627 |  | CISO | SCE | 150
Participating Unit | N | N |  | ALTA4B_2_CPCW2 | GEN | Alta Wind 2 | 150 | 150 | SCE | Alta Interconnection Management, LLC | WIND | WIND | SP15 | 40541 |  | CISO | SCE | 150
Participating Unit | N | N |  | ALTA4B_2_CPCW3 | GEN | Alta Wind 3 | 150 | 150 | SCE | Alta Interconnection Management, LLC | WIND | WIND | SP15 | 40586 |  | CISO | SCE | 150
Participating Unit | N | N |  | SUNSTR_5_SS1SCEDYN | TG | Sunstream Solar 1 | 150 |  | SCE | PVWEST | PHOTO VOLTAIC | SUN | SP15 |  |  | AZPS | SCE | 150
Participating Unit | N | N |  | CALFTS_2_CFSSR1 | GEN | California Flats Solar South | 150 | 150 | PGAE | CA Flats Solar 150, LLC | PHOTO VOLTAIC | SUN | NP15 | 43529 |  | CISO | PGAE | 150
Participating Unit | N | N |  | ALTA3A_2_CPCE8 | GEN | Alta Wind 8 | 150 | 150 | SCE | Alta Interconnection Management II, LLC | WIND | WIND | SP15 | 40940 |  | CISO | SCE | 150
Participating Unit | N | N |  | BRDSLD_2_SHILO2 | GEN | SHILOH WIND PROJECT 2 | 150 | 150 | PGAE | Shiloh Wind Project 2, LLC | WIND | WIND | NP15 | 39840 |  | CISO | PGAE | 150
Participating Unit | N | N |  | ALTA4A_2_CPCW1 | GEN | Alta Wind 1 | 150 | 150 | SCE | Alta Interconnection Management, LLC | WIND | WIND | SP15 | 40541 |  | CISO | SCE | 150
Participating Unit | N | N |  | ALTA4B_2_CPCW6 | GEN | Mustang Hills | 150 | 150 | SCE | Alta Interconnection Management, LLC | WIND | WIND | SP15 | 41038 |  | CISO | SCE | 150
Participating Unit | N | Y | IVWEST_2_SOLAR1 | IVWEST_2_SOLAR1 | GEN | Imperial Valley West ( Q # 608) | 150 |  | SDGE | CSolar IV West, LLC | PHOTO VOLTAIC | SUN | SP15 | 42277 |  | CISO | SDGE | 150
Participating Unit | N | N |  | IVSLR2_2_SM2SR1 | GEN | Silver Ridge Mount Signal 2 | 150 | 150 | SDGE | SILVER RIDGE MOUNT SIGNAL II | PHOTO VOLTAIC | SUN | SP15 | 43805 |  | CISO | SDGE | 150
Non-Participating | N | Y | DSRTSL_2_SOLAR1 | DSRTSL_2_SOLR1A | GEN | DSRTSL_2_SOLR1A | 148.1 | 148.1 |  | Desert Stateline, LLC | PHOTO VOLTAIC | SUN | SP15 |  |  | CISO |  | 148.1
Non-Participating | N | Y | DSRTSL_2_SOLAR1 | DSRTSL_2_SOLR1B | GEN | DSRTSL_2_SOLR1B | 148.1 | 148.1 |  | Desert Stateline, LLC | PHOTO VOLTAIC | SUN | SP15 |  |  | CISO |  | 148.1
Participating Unit | N | Y | DUANE_1_PL1X3 | DUANE_1_PL1X3 | GEN | DONALD VON RAESFELD POWER PROJECT | 147.8 |  | PGAE | City of Santa Clara DBA Silicon Valley Power (MSS Agreement - S14) | COMBINED CYCLE | NATURAL GAS | NP15 | 38435 |  | CISO | NCPA | 147.8
Participating Unit | N | N |  | CPVERD_2_SOLAR | GEN | Campo Verde Solar | 139 | 147 | SDGE | Campo Verde Solar, LLC | PHOTO VOLTAIC | SUN | SP15 | 41569 |  | CISO | SDGE | 147
Participating Unit | N | Y | HAASPH_7_PL1X2 | HAASPH_7_PL1X2 | GEN | HAAS PH UNIT 1 & 2 AGGREGATE | 144 |  | PGAE | Pacific Gas & Electric Company | HYDRO | WATER | NP15 | 21186 |  | CISO | PGAE | 144
Non-Participating | N | Y | HYTTHM_2_UNITS | HYATT_2_UNIT 1 | GEN | Edward Hyatt Gen Unit 1 | 141.6 | 141.6 |  | California Dept. of Water Resources | HYDRO | WATER | NP15 |  |  | CISO |  | 141.6
Non-Participating | N | Y | HYTTHM_2_UNITS | HYATT_2_UNIT 3 | GEN | Edward Hyatt Gen Unit 3 | 141.6 | 141.6 |  | California Dept. of Water Resources | HYDRO | WATER | NP15 |  |  | CISO |  | 141.6
Non-Participating | N | Y | HYTTHM_2_UNITS | HYATT_2_UNIT 5 | GEN | Edward Hyatt Gen Unit 5 | 141.6 | 141.6 |  | California Dept. of Water Resources | HYDRO | WATER | NP15 |  |  | CISO |  | 141.6
Participating Unit | N | Y | PNCHVS_2_SOLAR | PNCHVS_2_SOLAR | GEN | Panoche Valley Solar | 140 |  | PGAE | Panoche Valley Solar, LLC | PHOTO VOLTAIC | SUN | NP15 | 43430 |  | CISO | PGAE | 140
Non-Participating | N | Y | GENESI_2_STG | GENESI_2_STG1 | GEN | Genesis McCoy Solar Project | 140 | 140 |  | Southern California Edison Company | STEAM | SUN | SP15 |  |  | CISO |  | 140
Non-Participating | N | Y | GENESI_2_STG | GENESI_2_STG2 | GEN | Genesis McCoy Solar Project | 140 | 140 |  | Southern California Edison Company | STEAM | SUN | SP15 |  |  | CISO |  | 140
Participating Unit | N | N |  | ALTA6E_2_WIND10 | GEN | Alta Wind 10 | 138 | 138 | SCE | Alta Interconnection Management III, LLC | WIND | WIND | SP15 | 41711 |  | CISO | SCE | 138
Non-Participating | N | Y | SANDLT_2_SUNITS | SANDLT_2_STGA | GEN | SANDLT_2_STGA | 137.5 | 137.5 |  | Abengoa Solar LLC | STEAM | SUN | SP15 |  |  | CISO |  | 137.5
Non-Participating | N | Y | SANDLT_2_SUNITS | SANDLT_2_STGB | GEN | SANDLT_2_STGB | 137.5 | 137.5 |  | Abengoa Solar LLC | STEAM | SUN | SP15 |  |  | CISO |  | 137.5
Non-Participating | N | Y | PRIMM_2_SOLAR1 | PRIMM_2_SOLRA1 | GEN | PRIMM_2_SOLRA1 | 136.5 | 136.5 |  | Silver State Solar Power South, LLC | PHOTO VOLTAIC | SUN | SP15 |  |  | CISO |  | 136.5
Non-Participating | N | Y | PRIMM_2_SOLAR1 | PRIMM_2_SOLRB1 | GEN | PRIMM_2_SOLRB1 | 136.5 | 136.5 |  | Silver State Solar Power South, LLC | PHOTO VOLTAIC | SUN | SP15 |  |  | CISO |  | 136.5
Participating Unit | N | N |  | INTMNT_3_RIVERSIDE | TG | IPPDYN | 136 |  | SCE | IPP | STEAM | COAL | SP15 |  |  | LDWP | SCE | 136
Participating Unit | N | N |  | BASICE_2_UNITS | GEN | King City Cogen | 120 | 135 | PGAE | Calpine King City Cogen | COMBINED CYCLE | NATURAL GAS | NP15 | 32581 |  | CISO | PGAE | 135
Participating Unit | N | Y | VERNON_6_MALBRG | VERNON_6_MALBRG | GEN | Malburg Generating Station | 134 |  | SCE | City of Vernon | COMBINED CYCLE | NATURAL GAS | SP15 | 38642 |  | CISO | VERN | 134
Participating Unit | N | N |  | IVANPA_1_UNIT2 | GEN | Ivanpah 2 | 133 | 133.4 | SCE | Solar Partners I, LLC | STEAM | SUN | SP15 | 41638 |  | CISO | SCE | 133.4
Participating Unit | N | N |  | IVANPA_1_UNIT3 | GEN | Ivanpah 3 | 133 | 133.4 | SCE | Solar Partners VIII, LLC | STEAM | SUN | SP15 | 41634 |  | CISO | SCE | 133.4
Non-Participating | N | Y | HYTTHM_2_UNITS | HYATT_2_UNIT 6 | GEN | Edward Hyatt P-G Unit 6 | 132.2 | 132.2 |  | California Dept. of Water Resources | HYDRO | WATER | NP15 |  |  | CISO |  | 132.2
Non-Participating | N | Y | HYTTHM_2_UNITS | HYATT_2_UNIT 2 | GEN | Edward Hyatt P-G Unit 2 | 132.2 | 132.2 |  | California Dept. of Water Resources | HYDRO | WATER | NP15 |  |  | CISO |  | 132.2
Non-Participating | N | Y | HYTTHM_2_UNITS | HYATT_2_UNIT 4 | GEN | Edward Hyatt P-G Unit 4 | 132.2 | 132.2 |  | California Dept. of Water Resources | HYDRO | WATER | NP15 |  |  | CISO |  | 132.2
Participating Unit | N | N |  | ALT6DS_2_WIND9 | GEN | Pinyon Pines 2 | 132 | 132 | SCE | Alta Interconnection Management II, LLC | WIND | WIND | SP15 | 41275 |  | CISO | SCE | 132
Participating Unit | N | N |  | SENTNL_2_CTG8 | GEN | Sentinel Unit 8 | 101.8 | 131.8 | SCE | CPV Sentinel, LLC | COMBUSTION TURBINE | NATURAL GAS | SP15 | 41400 |  | CISO | SCE | 131.8
Participating Unit | N | N |  | SENTNL_2_CTG4 | GEN | Sentinel Unit 4 | 102.47 | 131.8 | SCE | CPV Sentinel, LLC | COMBUSTION TURBINE | NATURAL GAS | SP15 | 41400 |  | CISO | SCE | 131.8
Participating Unit | N | N |  | SENTNL_2_CTG5 | GEN | Sentinel Unit 5 | 103.81 | 131.8 | SCE | CPV Sentinel, LLC | COMBUSTION TURBINE | NATURAL GAS | SP15 | 41400 |  | CISO | SCE | 131.8
Participating Unit | N | N |  | SENTNL_2_CTG1 | GEN | Sentinel Unit 1 | 103.76 | 131.8 | SCE | CPV Sentinel, LLC | COMBUSTION TURBINE | NATURAL GAS | SP15 | 41400 |  | CISO | SCE | 131.8
Participating Unit | N | N |  | SENTNL_2_CTG2 | GEN | Sentinel Unit 2 | 95.34 | 131.8 | SCE | CPV Sentinel, LLC | COMBUSTION TURBINE | NATURAL GAS | SP15 | 41400 |  | CISO | SCE | 131.8
Participating Unit | N | N |  | SENTNL_2_CTG7 | GEN | Sentinel Unit 7 | 97.06 | 131.8 | SCE | CPV Sentinel, LLC | COMBUSTION TURBINE | NATURAL GAS | SP15 | 41400 |  | CISO | SCE | 131.8
Participating Unit | N | N |  | SENTNL_2_CTG6 | GEN | Sentinel Unit 6 | 100.99 | 131.8 | SCE | CPV Sentinel, LLC | COMBUSTION TURBINE | NATURAL GAS | SP15 | 41400 |  | CISO | SCE | 131.8
Participating Unit | N | N |  | SENTNL_2_CTG3 | GEN | Sentinel Unit 3 | 96.85 | 131.8 | SCE | CPV Sentinel, LLC | COMBUSTION TURBINE | NATURAL GAS | SP15 | 41400 |  | CISO | SCE | 131.8
Participating Unit | N | N |  | TULEWD_1_TULWD1 | GEN | Tule Wind | 127.6 | 131.1 | SDGE | Tule Wind LLC | WIND | WIND | SP15 | 43105 |  | CISO | SDGE | 131.1
Participating Unit | N | N |  | CSLR4S_2_SOLAR | GEN | Csolar IV South | 130 | 130 | SDGE | CSolar IV South, LLC | PHOTO VOLTAIC | SUN | SP15 | 41558 |  | CISO | SDGE | 130
Participating Unit | N | N |  | CALFTN_2_SOLAR | GEN | California Flats North | 130 | 130 | PGAE | CA Flats Solar 130, LLC | PHOTO VOLTAIC | SUN | ZP26 | 43068 |  | CISO | PGAE | 130
Participating Unit | N | N |  | BEKWJS_5_BV1SCEDYN | TG | Broadview 1 | 130 |  | SCE | WILLOWBEACH | WIND | WIND | SP15 | 42762 |  | AZPS | SCE | 130
Non-Participating |  | Y | DSRTSN_2_SOLAR2 | DSRTSN_2_SOLR2B | GEN | Desert Sunlight 250 | 129.8 | 129.8 |  | Desert Sunlight Holdings, LLC | PHOTO VOLTAIC | SUN | SP15 |  |  | CISO |  | 129.8
Non-Participating |  | Y | DSRTSN_2_SOLAR2 | DSRTSN_2_SOLR2A | GEN | Desert Sunlight 250 | 129.8 | 129.8 |  | Desert Sunlight Holdings, LLC | PHOTO VOLTAIC | SUN | SP15 |  |  | CISO |  | 129.8
Participating Unit | N | N |  | VOYAGR_2_VOYWD2 | GEN | Voyager Wind 2 | 128.7 | 128.7 | SCE | Alta Interconnection Management III, LLC | WIND | WIND | SP15 | 43453 |  | CISO | SCE | 128.7
Participating Unit | N | N |  | USWNDR_2_SMUD2 | GEN | Solano Wind Project Phase 3 | 127.8 | 128 | PGAE | Sacramento Municipal Utility District | WIND | WIND | NP15 | 41017 |  | CISO | PGAE | 128
Non-Participating | N | Y | PNCHEG_2_PL1X4 | PNCHEG_2_CTG1 | GEN | PANOCHE ENERGY CENTER (CTG1) | 127.3 | 127.3 |  | PANOCHE ENERGY CENTER | COMBUSTION TURBINE | NATURAL GAS | NP15 |  |  | CISO |  | 127.3
Non-Participating | N | Y | PNCHEG_2_PL1X4 | PNCHEG_2_CTG3 | GEN | PANOCHE ENERGY CENTER (CTG3) | 127.3 | 127.3 |  | PANOCHE ENERGY CENTER | COMBUSTION TURBINE | NATURAL GAS | NP15 |  |  | CISO |  | 127.3
Non-Participating | N | Y | PNCHEG_2_PL1X4 | PNCHEG_2_CTG4 | GEN | PANOCHE ENERGY CENTER (CTG4) | 127.3 | 127.3 |  | PANOCHE ENERGY CENTER | COMBUSTION TURBINE | NATURAL GAS | NP15 |  |  | CISO |  | 127.3
Non-Participating | N | Y | PNCHEG_2_PL1X4 | PNCHEG_2_CTG2 | GEN | PANOCHE ENERGY CENTER (CTG2) | 127.3 | 127.3 |  | PANOCHE ENERGY CENTER | COMBUSTION TURBINE | NATURAL GAS | NP15 |  |  | CISO |  | 127.3
Participating Unit | N | N |  | ARLVAL_5_SOLAR | TG | Arlington Valley Solar Energy II | 127 | 127 | SDGE | PVWEST | PHOTO VOLTAIC | SUN | SP15 | 41575 |  | SRP | SDGE | 127
Participating Unit | N | N |  | CNTNLA_2_SOLAR1 | GEN | Centinela Solar Energy I | 125 | 127 | SDGE | Centinela Solar Energy, LLC | PHOTO VOLTAIC | SUN | SP15 | 41563 |  | CISO | SDGE | 127
Non-Participating | N | Y | COLVIL_7_PL1X2 | COLVIL_7_UNIT 1 | GEN | COLLIERVILLE HYDRO UNIT 1 | 126.5 | 126.5 |  | NCPA (MSS Agreement - S14) | HYDRO | WATER | NP15 |  |  | CISO |  | 126.5
Participating Unit | N | N |  | IVANPA_1_UNIT1 | GEN | Ivanpah 1 | 126 | 126 | SCE | Solar Partners II, LLC | STEAM | SUN | SP15 | 41595 |  | CISO | SCE | 126
Non-Participating | N | Y | COLVIL_7_PL1X2 | COLVIL_7_UNIT 2 | GEN | COLLIERVILLE HYDRO UNIT 2 | 126 | 126 |  | NCPA (MSS Agreement - S14) | HYDRO | WATER | NP15 |  |  | CISO |  | 126
Non-Participating | N | Y | BLKCRK_2_SOLAR1 | BLKCRK_2_SOLR1A | GEN | BLKCRK_2_SOLR1A | 125 | 125 |  | McCoy Solar, LLC | PHOTO VOLTAIC | SUN | SP15 |  |  | CISO |  | 125
Participating Unit | N | N |  | DRACKR_2_SOLAR2 | GEN | Dracker Solar Unit 2 | 125 | 125 | SCE | Blythe Solar II, LLC | PHOTO VOLTAIC | SUN | SP15 | 42643 |  | CISO | SCE | 125
Non-Participating | N | Y | BLKCRK_2_SOLAR1 | BLKCRK_2_SOLR1B | GEN | BLKCRK_2_SOLR1B | 125 | 125 |  | McCoy Solar, LLC | PHOTO VOLTAIC | SUN | SP15 |  |  | CISO |  | 125
Participating Unit | N | N |  | MALIN_5_GCPDDYN | TG | Grant County Hydro Facilities | 125 |  | PGAE | MALIN500 | HYDRO | WATER | NP15 | 43140 |  | BPAT | PGAE | 125
Non-Participating | N | Y | PNCHVS_2_SOLAR | PNCHVS_2_SOLARB | GEN | PNCHVS_2_SOLARB | 124.4 | 124.4 |  | Pacific Gas & Electric | PHOTO VOLTAIC | SUN | NP15 |  |  | CISO | PGAE | 124.4
Participating Unit | N | N |  | RANCHO_2_SMUDSYSDYN | TG | SMUD Regulation Market | 124 |  | PGAE | RANCHOSECO | OTHER | OTHER | NP15 | 42795 |  | BANCSMUD | PGAE | 124
Participating Unit | N | Y | GILROY_1_UNIT | GILROY_1_UNIT | GEN | GILROY COGEN AGGREGATE | 120 |  | PGAE | Calpine Gilroy Cogen, L.P. | COMBINED CYCLE | NATURAL GAS | NP15 | 31778 |  | CISO | PGAE | 120
Participating Unit | N | Y | CARBOU_7_PL4X5 | CARBOU_7_PL4X5 | GEN | CARIBOU PH 2 UNIT 4 & 5 AGGREGATE | 120 |  | PGAE | Pacific Gas & Electric Company | HYDRO | WATER | NP15 | 21186 |  | CISO | PGAE | 120
Participating Unit | N | Y | WNDSTR_2_WIND | WNDSTR_2_WIND | GEN | Windstar | 120 |  | SCE | Windstar Energy, LLC | WIND | WIND | SP15 | 40936 |  | CISO | SCE | 120
Non-Participating | N | Y | LECEF_1_UNITS | LECEF_1_STG1 | GEN | LOS ESTEROS ENERGY FACILITY STG1 | 120 | 120 |  | Los Esteros Critical Energy Facility, LLC | STEAM | NATURAL GAS | NP15 |  |  | CISO |  | 120
Participating Unit | N | Y | PNCHPP_1_PL1X2 | PNCHPP_1_PL1X2 | GEN | Midway Peaking Aggregate | 119.91 |  | PGAE | Midway Peaking, LLC | COMBUSTION TURBINE | NATURAL GAS | NP15 | 39936 |  | CISO | PGAE | 119.91
Participating Unit | N | N |  | GEYS16_7_UNIT16 | GEN | GEYSERS UNIT 16 (HEALDSBURG) | 85 | 119.9 | PGAE | Geysers Power Company, LLC | STEAM | GEOTHERMAL | NP15 | 31048 |  | CISO | PGAE | 119.9
Participating Unit | N | N |  | GEYS18_7_UNIT18 | GEN | GEYSERS UNIT 18 (HEALDSBURG) | 72 | 119.9 | PGAE | Geysers Power Company, LLC | STEAM | GEOTHERMAL | NP15 | 30317 |  | CISO | PGAE | 119.9
Non-Participating | N | Y | PNCHVS_2_SOLAR | PNCHVS_2_SOLARA | GEN | PNCHVS_2_SOLARA | 119.5 | 119.5 |  | Pacific Gas & Electric | PHOTO VOLTAIC | SUN | NP15 |  |  | CISO | PGAE | 119.5
Participating Unit | N | N |  | BELDEN_7_UNIT 1 | GEN | BELDEN HYDRO | 119 | 119 | PGAE | Pacific Gas & Electric Company | HYDRO | WATER | NP15 | 25204 |  | CISO | PGAE | 119
Non-Participating | N | Y | LODIEC_2_PL1X2 | LODIEC_2_STG | GEN | Lodi Energy Center | 116.9 | 116.9 |  | Northern California Power Agency | STEAM | NATURAL GAS | NP15 |  |  | CISO |  | 116.9
Participating Unit | Y | N |  | TIDWTR_2_UNITS | GEN | MARTINEZ COGEN LIMITED PARTNERSHIP | 114.8 | 114.8 | PGAE | Martinez Cogen Limited Partnership | COMBUSTION TURBINE | NATURAL GAS | NP15 | 31831 |  | CISO | PGAE | 114.8
Non-Participating |  | Y | ANTLPE_2_QF | ENWIND_6_QF | GEN | ENWIND_6_QF | 112.9 | 112.9 |  |  |  |  | SP15 |  |  | CISO |  | 112.9
Participating Unit | N | N |  | PIOPIC_2_CTG2 | GEN | Pio Pico Unit 2 | 112.7 | 112.7 | SDGE | Pio Pico Energy Center | COMBUSTION TURBINE | NATURAL GAS | SP15 | 42677 |  | CISO | SDGE | 112.7
Non-Participating | N | Y | CDWR07_2_GEN | WHELPP_2_NSPIN | GEN | WHELPP_2_NSPIN | 112.5 | 112.5 |  |  | PUMP | OTHER | ZP26 |  |  | CISO |  | 112.5
Participating Unit | N | N |  | PIOPIC_2_CTG3 | GEN | Pio Pico Unit 3 | 112 | 112 | SDGE | Pio Pico Energy Center | COMBUSTION TURBINE | NATURAL GAS | SP15 | 42677 |  | CISO | SDGE | 112
Participating Unit | N | N |  | PIOPIC_2_CTG1 | GEN | Pio Pico Unit 1 | 111.3 | 111.3 | SDGE | Pio Pico Energy Center | COMBUSTION TURBINE | NATURAL GAS | SP15 | 42677 |  | CISO | SDGE | 111.3
Participating Unit | N | N |  | DRACKR_2_SOLAR1 | GEN | Dracker Solar Unit 1 | 110 | 110 | SCE | Blythe Solar 110, LLC | PHOTO VOLTAIC | SUN | SP15 | 42436 |  | CISO | SCE | 110
Participating Unit | N | N |  | CATLNA_2_SOLAR | GEN | Catalina Solar - Phases 1 and 2 | 110 | 110 | SCE | Catalina Solar, LLC | PHOTO VOLTAIC | SUN | SP15 | 41320 |  | CISO | SCE | 110
Participating Unit | N | Y | HARBGN_7_UNITS | HARBGN_7_UNITS | GEN | HARBOR COGEN COMBINED CYCLE | 109.01 |  | SCE | Harbor Cogeneration Company | COMBINED CYCLE | NATURAL GAS | SP15 | 37056 |  | CISO | SCE | 109.01
Participating Unit | N | N |  | MAGNLA_6_ANAHEIM | TG | Magnolia Power Plant Anaheim | 109 |  | SCE | LUGO | COMBINED CYCLE | NATURAL GAS | SP15 |  |  | LDWP | SCE | 109
Participating Unit | N | N |  | SLST13_2_SOLAR1 | GEN | Quinto Solar PV Project | 107.6 | 107.6 | PGAE | Solar Star California XIII, LLC | PHOTO VOLTAIC | SUN | NP15 | 42338 |  | CISO | PGAE | 107.6
Participating Unit | N | N |  | INTMNT_3_PASADENA | TG | Intermountain Power Project | 107 |  | SCE | IPP | STEAM | COAL | SP15 |  |  | LDWP | SCE | 107
Non-Participating | N | Y | CARLS1_2_CARCT1 | CARLS1_2_CTG6 | GEN | CARLS1_2_CTG6 | 105.5 | 105.5 |  | San Diego Gas & Electric | COMBUSTION TURBINE | NATURAL GAS | SP15 |  |  | CISO |  | 105.5
Non-Participating | N | Y | CARLS1_2_CARCT1 | CARLS1_2_CTG7 | GEN | CARLS1_2_CTG7 | 105.5 | 105.5 |  | San Diego Gas & Electric | COMBUSTION TURBINE | NATURAL GAS | SP15 |  |  | CISO |  | 105.5
Non-Participating | N | Y | CARLS1_2_CARCT1 | CARLS1_2_CTG9 | GEN | CARLS1_2_CTG9 | 105.5 | 105.5 |  | San Diego Gas & Electric | COMBUSTION TURBINE | NATURAL GAS | SP15 |  |  | CISO |  | 105.5
Participating Unit | N | N |  | CARLS2_1_CARCT1 | GEN | Carlsbad 2 | 105.5 | 105.5 | SDGE | Carlsbad Energy Center LLC | COMBUSTION TURBINE | NATURAL GAS | SP15 | 43424 |  | CISO | SDGE | 105.5
Non-Participating | N | Y | CARLS1_2_CARCT1 | CARLS1_2_CTG8 | GEN | CARLS1_2_CTG8 | 105.5 | 105.5 |  | San Diego Gas & Electric | COMBUSTION TURBINE | NATURAL GAS | SP15 |  |  | CISO |  | 105.5
Participating Unit | N | N |  | BGSKYN_2_AS2SR1 | GEN | Antelope Solar 2 | 105 | 105 | SCE | Antelope Expansion 2, LLC | PHOTO VOLTAIC | SUN | SP15 | 43452 |  | CISO | SCE | 105
Non-Participating | N | Y | CDWR07_2_GEN | BUENVS_2_NSPIN | GEN | BUENVS_2_NSPIN | 104.4 | 104.4 |  | BUENVS_2_NSPIN | PUMP | WATER | ZP26 |  |  | CISO |  | 104.4
Participating Unit | N | N |  | WALCRK_2_CTG4 | GEN | Walnut Creek Energy Park Unit 4 | 96.49 | 102.5 | SCE | Walnut Creek Energy, LLC | COMBUSTION TURBINE | NATURAL GAS | SP15 | 41362 |  | CISO | SCE | 102.5
Participating Unit | N | N |  | WALCRK_2_CTG3 | GEN | Walnut Creek Energy Park Unit 3 | 96.65 | 102.5 | SCE | Walnut Creek Energy, LLC | COMBUSTION TURBINE | NATURAL GAS | SP15 | 41354 |  | CISO | SCE | 102.5
Participating Unit | N | N |  | BRDSLD_2_SHLO3A | GEN | Shiloh III Wind Project, LLC | 102.5 | 100 | PGAE | Shiloh III Wind Project, LLC | WIND | WIND | NP15 | 40899 |  | CISO | PGAE | 102.5
Participating Unit | N | N |  | WALCRK_2_CTG1 | GEN | Walnut Creek Energy Park Unit 1 | 96.43 | 102.5 | SCE | Walnut Creek Energy, LLC | COMBUSTION TURBINE | NATURAL GAS | SP15 | 41354 |  | CISO | SCE | 102.5
Participating Unit | N | N |  | WALCRK_2_CTG2 | GEN | Walnut Creek Energy Park Unit 2 | 96.91 | 102.5 | SCE | Walnut Creek Energy, LLC | COMBUSTION TURBINE | NATURAL GAS | SP15 | 41354 |  | CISO | SCE | 102.5
Participating Unit | N | N |  | WALCRK_2_CTG5 | GEN | Walnut Creek Energy Park Unit 5 | 96.65 | 102.5 | SCE | Walnut Creek Energy, LLC | COMBUSTION TURBINE | NATURAL GAS | SP15 | 41394 |  | CISO | SCE | 102.5
Participating Unit | N | N |  | USWNDR_2_SMUD | GEN | SOLANO WIND FARM | 102.18 | 102.2 | PGAE | Sacramento Municipal Utility District | WIND | WIND | NP15 | 34335 |  | CISO | PGAE | 102.2
Participating Unit | N | N |  | HENRTS_1_SOLAR | GEN | Henrietta Solar Project | 100 | 102 | PGAE | Parrey, LLC | PHOTO VOLTAIC | SUN | NP15 | 42601 |  | CISO | PGAE | 102
Participating Unit | N | Y | BRODIE_2_WIND | BRODIE_2_WIND | GEN | Coram Brodie Wind Project | 102 |  | SCE | Coram California Development, L.P. | WIND | WIND | SP15 | 40997 |  | CISO | SCE | 102
Participating Unit | N | N |  | ALTA3A_2_CPCE4 | GEN | Alta Wind 4 | 102 | 102 | SCE | Alta Interconnection Management II, LLC | WIND | WIND | SP15 | 40614 |  | CISO | SCE | 102
Participating Unit | N | N |  | HATRDG_2_WIND | GEN | Hatchet Ridge Wind Farm | 102 | 102 | PGAE | Hatchet Ridge Wind, LLC | WIND | WIND | NP15 | 40501 |  | CISO | PGAE | 102
Participating Unit | N | N |  | GEYS13_7_UNIT13 | GEN | GEYSERS UNIT 13 (HEALDSBURG) | 95 | 102 | PGAE | Geysers Power Company, LLC | STEAM | GEOTHERMAL | NP15 | 29221 |  | CISO | PGAE | 102
Participating Unit | N | N |  | WISTRA_2_WRSSR1 | GEN | Wistaria Ranch Solar | 100 | 100 | SDGE | CED Wistaria Solar, LLC | PHOTO VOLTAIC | SUN | SP15 | 43410 |  | CISO | SDGE | 100
Participating Unit | N | N |  | BGSKYN_2_ASPSR2 | GEN | Antelope Solar 2 San Pablo | 100 | 100 | SCE | San Pablo Raceway, LLC | PHOTO VOLTAIC | SUN | SP15 | 43680 |  | CISO | SCE | 100
Participating Unit | N | N |  | MALIN_5_IBERDR | TG | Iberdrola Centroid Sytem Resource | 100 |  | PGAE | MALIN500 | WIND | WIND | NP15 |  |  | BPAT | PGAE | 100
Participating Unit | N | N |  | ASTORA_2_SOLAR1 | GEN | Astoria 1 | 100 | 100 | SCE | RE Astoria LLC | PHOTO VOLTAIC | SUN | SP15 | 42661 |  | CISO | SCE | 100
Participating Unit | N | N |  | VALTNE_2_AVASR1 | GEN | Valentine Solar | 100 | 100 | SCE | Valentine Solar, LLC | PHOTO VOLTAIC | SUN | SP15 | 43778 |  | CISO | SCE | 100
Participating Unit | N | N |  | DSFLWR_2_WS2SR1 | GEN | Willow Springs 2 | 100 | 100 | SCE | Willow Springs Solar, LLC | PHOTO VOLTAIC | SUN | SP15 | 43494 |  | CISO | SCE | 100
Participating Unit | N | N |  | BRDSLD_2_SHLO3B | GEN | Shiloh IV Wind Project | 100 | 100 | PGAE | Shiloh IV Wind Project, LLC | WIND | WIND | NP15 | 41250 |  | CISO | PGAE | 100
Participating Unit | Y | Y | SHELRF_1_UNITS | SHELRF_1_UNITS | GEN | SHELL OIL REFINERY AGGREGATE | 100 |  | PGAE | Martinez Refining Company-Division of Equilon Enterprises, LLC | COMBINED CYCLE | NATURAL GAS | NP15 | 34700 |  | CISO | PGAE | 100
Participating Unit | N | N |  | SUNSLR_1_SSVSR1 | GEN | Sunshine Valley Solar 1 | 100 | 100 | SCE | Sunshine Valley Solar, LLC | PHOTO VOLTAIC | SUN | SP15 | 43817 |  | CISO | VEA | 100
Participating Unit | N | N |  | TRNQL8_2_ROJSR1 | GEN | Tranquillity 8 Rojo | 100 | 100 | PGAE | Great Valley Solar 1, LLC | PHOTO VOLTAIC | SUN | NP15 | 43204 |  | CISO | PGAE | 100
Participating Unit | N | N |  | RTREE_2_WIND3 | GEN | Rising Tree 3 | 99 | 99 | SCE | Rising Tree Wind Farm III LLC | WIND | WIND | SP15 | 42180 |  | CISO | SCE | 99
Participating Unit | N | Y | GWFPWR_1_UNITS | GWFPWR_1_UNITS | GEN | Hanford Peaker Plant | 98.46 |  | PGAE | MRP San Joaquin Energy, LLC | COMBUSTION TURBINE | NATURAL GAS | NP15 | 37130 |  | CISO | PGAE | 98.46
Participating Unit | N | Y | HUMBPP_6_UNITS | HUMBPP_6_UNITS | GEN | Humboldt Bay Generating Station 1 | 97.62 |  | PGAE | Pacific Gas & Electric Company | RECIPROCATING ENGINE | NATURAL GAS | NP15 | 40450 |  | CISO | PGAE | 97.62
Participating Unit | N | Y | MALAGA_1_PL1X2 | MALAGA_1_PL1X2 | GEN | Malaga Power Aggregate | 96 |  | PGAE | Malaga Power, LLC | COMBUSTION TURBINE | NATURAL GAS | NP15 | 38614 |  | CISO | PGAE | 96
Participating Unit | N | Y | OGROVE_6_PL1X2 | OGROVE_6_PL1X2 | GEN | Orange Grove Energy Center | 96 |  | SDGE | Orange Grove Energy, L.P. | COMBUSTION TURBINE | NATURAL GAS | SP15 | 40345 |  | CISO | SDGE | 96
Participating Unit | N | Y | GILRPP_1_PL1X2 | GILRPP_1_PL1X2 | GEN | GILROY ENERGY CENTER UNITS 1&2 AGGREGATE | 95.2 |  | PGAE | Gilroy Energy Center, LLC | COMBUSTION TURBINE | NATURAL GAS | NP15 | 37285 |  | CISO | PGAE | 95.2
Non-Participating | N | Y | GILROY_1_UNIT | GILROY_1_CT1 | GEN | GILROY COGEN - UNIT 1 | 95 | 95 |  | Calpine Gilroy Cogen, L.P. | COMBUSTION TURBINE | NATURAL GAS | NP15 |  |  | CISO |  | 95
Non-Participating | N | Y | BIGCRK_2_EXESWD | MAMMTH_7_UNIT 1 | GEN | MAMMOTH POOL UNIT 1 | 95 | 95 |  | Southern California Edison Company | HYDRO | WATER | SP15 |  |  | CISO |  | 95
Non-Participating | N | Y | BIGCRK_2_EXESWD | MAMMTH_7_UNIT 2 | GEN | MAMMOTH POOL UNIT 2 | 95 | 95 |  | Southern California Edison Company | HYDRO | WATER | SP15 |  |  | CISO |  | 95
Participating Unit | N | N |  | STANIS_7_UNIT 1 | GEN | STANISLAUS HYDRO | 91 | 95 | PGAE | Pacific Gas & Electric Company | HYDRO | WATER | NP15 | 23012 |  | CISO | PGAE | 95
Participating Unit | N | Y | PIT4_7_PL1X2 | PIT4_7_PL1X2 | GEN | PIT PH 4 UNITS 1 & 2 AGGREGATE | 95 |  | PGAE | Pacific Gas & Electric Company | HYDRO | WATER | NP15 | 20090 |  | CISO | PGAE | 95
Participating Unit | N | N |  | EXCHEC_7_UNIT 1 | GEN | EXCHEQUER HYDRO | 94.5 | 94.5 | PGAE | Merced Irrigation District | HYDRO | WATER | NP15 | 24473 |  | CISO | PGAE | 94.5
Participating Unit | N | Y | ELECTR_7_PL1X3 | ELECTR_7_PL1X3 | GEN | ELECTRA PH UNIT 1 & 2 AGGREGATE | 93 |  | PGAE | Pacific Gas & Electric Company | HYDRO | WATER | NP15 | 17533 |  | CISO | PGAE | 93
Participating Unit | Y | Y | CALGEN_1_UNITS | CALGEN_1_UNITS | GEN | Coso Navy 1 | 92.2 |  | SCE | Coso Finance Partners | STEAM | GEOTHERMAL | SP15 | 31971 |  | CISO | SCE | 92.2
Participating Unit | N | Y | SANTFG_7_UNITS | SANTFG_7_UNITS | GEN | GEYSERS CALISTOGA AGGREGATE | 92.1 |  | PGAE | Geysers Power Company, LLC | STEAM | GEOTHERMAL | NP15 | 30755 |  | CISO | PGAE | 92.1
Participating Unit | N | N |  | COPMT4_2_SOLAR4 | GEN | Copper Mountain Solar 4 | 92 | 92 | SCE | Copper Mountain Solar 4, LLC | PHOTO VOLTAIC | SUN | SP15 | 42706 |  | CISO | SCE | 92
Non-Participating | N | Y | LEBECS_2_UNITS | LEBECS_7_STG5 | GEN | CC Power Block 2 STG5 | 92 | 92 |  | Pastoria Energy Facility | STEAM | NATURAL GAS | SP15 |  |  | CISO |  | 92
Non-Participating |  | Y | KRAMER_2_SEGS89 | KRAMER_2_SEGS 9 | GEN | KRAMER_2_SEGS 9 | 92 | 92 |  |  |  |  | SP15 |  |  | CISO |  | 92
Non-Participating |  | Y | KRAMER_2_SEGS89 | KRAMER_2_SEGS 8 | GEN | KRAMER_2_SEGS 8 | 92 | 92 |  |  |  |  | SP15 |  |  | CISO |  | 92
Non-Participating | N | Y | ELSEGN_2_UN2021 | ELSEGN_2_UNIT20 | GEN | El Segundo Energy Center Unit 8 | 90.5 | 90.5 |  | El Segundo Energy Center LLC | COMBINED CYCLE | NATURAL GAS | SP15 |  |  | CISO |  | 90.5
Non-Participating | N | Y | ELSEGN_2_UN1011 | ELSEGN_2_UNIT10 | GEN | El Segundo Energy Center Unit 6 | 90.5 | 90.5 |  | El Segundo Energy Center LLC | COMBINED CYCLE | NATURAL GAS | SP15 |  |  | CISO |  | 90.5
Participating Unit | N | N |  | SYCAMR_2_UNIT 3 | GEN | Sycamore Cogeneration Unit 3 | 80 | 90 | SCE | Chevron Power Holdings | COMBUSTION TURBINE | NATURAL GAS | SP15 | 31778 |  | CISO | SCE | 90
Participating Unit | N | N |  | SYCAMR_2_UNIT 2 | GEN | Sycamore Cogeneration Unit 2 | 80 | 90 | SCE | Chevron Power Holdings | COMBUSTION TURBINE | NATURAL GAS | SP15 | 31778 |  | CISO | SCE | 90
Participating Unit | N | N |  | SYCAMR_2_UNIT 1 | GEN | Sycamore Cogeneration Unit 1 | 80 | 90 | SCE | Chevron Power Holdings | COMBUSTION TURBINE | NATURAL GAS | SP15 | 31778 |  | CISO | SCE | 90
Participating Unit | Y | Y | NAVYII_2_UNITS | NAVYII_2_UNITS | GEN | COSO POWER DEVELOPER (NAVY II) AGGREGATE | 90 |  | SCE | Coso Power Developers | STEAM | GEOTHERMAL | SP15 | 32865 |  | CISO | SCE | 90
Participating Unit | N | N |  | ALTA6B_2_WIND11 | GEN | Alta Wind 11 | 90 | 90 | SCE | Alta Interconnection Management III, LLC | WIND | WIND | SP15 | 41711 |  | CISO | SCE | 90
Participating Unit | N | N |  | SYCAMR_2_UNIT 4 | GEN | Sycamore Cogeneration Unit 4 | 80 | 90 | SCE | Chevron Power Holdings | COMBUSTION TURBINE | NATURAL GAS | SP15 | 31778 |  | CISO | SCE | 90
Participating Unit | N | N |  | WSTWND_2_M89WD1 | GEN | Mojave 89 | 82.65 | 88.5 | SCE | Mojave 16/17/18, LLC | WIND | WIND | SP15 | 43800 |  | CISO | SCE | 88.5
Non-Participating | N | Y | SCHLTE_1_PL1X3 | SCHLTE_1_UNITA2 | GEN | Tracy Unit 2 Peaking Project | 87 | 87 | PGAE | GWF Energy LLC | COMBUSTION TURBINE | NATURAL GAS | NP15 |  |  | CISO | PGAE | 87
Non-Participating | N | Y | SCHLTE_1_PL1X3 | SCHLTE_1_UNITA1 | GEN | Tracy Unit 1 Peaking Project | 87 | 87 | PGAE | GWF Energy LLC | COMBUSTION TURBINE | NATURAL GAS | NP15 |  |  | CISO | PGAE | 87
Participating Unit | N | N |  | NCPA_7_GP1UN2 | GEN | NCPA GEO PLANT 1 UNIT 2 | 86.73 | 55 | PGAE | NCPA (MSS Agreement - S14) | STEAM | GEOTHERMAL | NP15 | 30317 |  | CISO | NCPA | 86.73
Non-Participating | N | Y | MDFKRL_2_PROJCT | RALSTN_7_UNIT 1 | GEN | RALSTON UNIT 1 | 86 | 86 |  | Pacific Gas & Electric Company | HYDRO | WATER | NP15 |  |  | CISO |  | 86
Participating Unit | N | N |  | GEYS11_7_UNIT11 | GEN | GEYSERS UNIT 11 (HEALDSBURG) | 74.4 | 85 | PGAE | Geysers Power Company, LLC | STEAM | GEOTHERMAL | NP15 | 27395 |  | CISO | PGAE | 85
Participating Unit | N | N |  | BIGSKY_2_SOLAR6 | GEN | Solverde 1 | 85 | 85 | SCE | Solverde 1, LLC | PHOTO VOLTAIC | SUN | SP15 | 42721 |  | CISO | SCE | 85
Participating Unit | Y | N |  | OMAR_2_UNIT 4 | GEN | KERN RIVER COGENERATION CO. UNIT 4 | 81.44 | 85 | SCE | Chevron Power Holdings, INC | COMBUSTION TURBINE | NATURAL GAS | SP15 | 31168 |  | CISO | SCE | 85
Participating Unit | N | N |  | OMAR_2_UNIT 1 | GEN | KERN RIVER COGENERATION CO. UNIT 1 | 78 | 85 | SCE | Chevron Power Holdings, INC | COMBUSTION TURBINE | NATURAL GAS | SP15 | 31168 |  | CISO | SCE | 85
Participating Unit | N | Y | GYS5X6_7_UNITS | GYS5X6_7_UNITS | GEN | GEYSERS UNITS 5 & 6 AGGREGATE | 85 |  | PGAE | Geysers Power Company, LLC | STEAM | GEOTHERMAL | NP15 | 25934 |  | CISO | PGAE | 85
Participating Unit | N | N |  | OMAR_2_UNIT 2 | GEN | KERN RIVER COGENERATION CO. UNIT 2 | 78.11 | 85 | SCE | Chevron Power Holdings, INC | COMBUSTION TURBINE | NATURAL GAS | SP15 | 31168 |  | CISO | SCE | 85
Participating Unit | N | N |  | OMAR_2_UNIT 3 | GEN | KERN RIVER COGENERATION CO. UNIT 3 | 81.41 | 85 | SCE | Chevron Power Holdings, INC | COMBUSTION TURBINE | NATURAL GAS | SP15 | 31168 |  | CISO | SCE | 85
Participating Unit | N | N |  | BLACK_7_UNIT 1 | GEN | JAMES B. BLACK 1 | 85 | 84 | PGAE | Pacific Gas & Electric Company | HYDRO | WATER | NP15 | 24108 |  | CISO | PGAE | 85
Participating Unit | N | N |  | BLACK_7_UNIT 2 | GEN | JAMES B. BLACK 2 | 84.1 | 84.1 | PGAE | Pacific Gas & Electric Company | HYDRO | WATER | NP15 | 23743 |  | CISO | PGAE | 84.1
Participating Unit | N | N |  | GEYS20_7_UNIT20 | GEN | GEYSERS UNIT 20 (HEALDSBURG) | 62 | 84 | PGAE | Geysers Power Company, LLC | STEAM | GEOTHERMAL | NP15 | 31048 |  | CISO | PGAE | 84
Participating Unit | N | N |  | GEYS17_7_UNIT17 | GEN | GEYSERS UNIT 17 (HEALDSBURG) | 60 | 84 | PGAE | Geysers Power Company, LLC | STEAM | GEOTHERMAL | NP15 | 29952 |  | CISO | PGAE | 84
Non-Participating | N | Y | HUMBPP_6_UNITS | HUMBPP_6_UNITS1 | GEN | Humboldt Bay Generating Station 1 | 83.2 | 83.2 | PGAE | Pacific Gas & Electric Company | RECIPROCATING ENGINE | NATURAL GAS | NP15 |  |  | CISO | PGAE | 83.2
Participating Unit | N | N |  | HUMBPP_1_UNITS3 | GEN | Humboldt Bay Generating Station 3 | 65.08 | 83.2 | PGAE | Pacific Gas & Electric Company | RECIPROCATING ENGINE | NATURAL GAS | NP15 | 40450 |  | CISO | PGAE | 83.2
Non-Participating | N | Y | HUMBPP_6_UNITS | HUMBPP_6_UNITS2 | GEN | Humboldt Bay Generating Station 2 | 83.2 | 83.2 | PGAE | Pacific Gas & Electric Company | RECIPROCATING ENGINE | NATURAL GAS | NP15 |  |  | CISO | PGAE | 83.2
Non-Participating | N | Y | INTKEP_2_UNITS | INTKEP_2_HOLM 2 | GEN | HOLM HYDRO UNIT 2 | 83 | 83 |  |  |  |  | NP15 |  |  | CISO |  | 83
Non-Participating | N | Y | INTKEP_2_UNITS | INTKEP_2_HOLM 1 | GEN | HOLM HYDRO UNIT 1 | 83 | 83 |  |  |  |  | NP15 |  |  | CISO |  | 83
Non-Participating | N | Y | HARBGN_7_UNITS | HARBGN_7_UNIT 1 | GEN | Harbor Cogen Unit 1 | 82.3 | 82.3 |  |  | COMBUSTION TURBINE | NATURAL GAS | SP15 |  |  | CISO |  | 82.3
Non-Participating | N | Y | PNCHPP_1_PL1X2 | PNCHPP_1_CTG2 | GEN | STARWOOD POWER - MIDWAY UNIT 2 | 82.3 | 82.3 |  | Starwood Power-Midway, LLC | COMBUSTION TURBINE | NATURAL GAS | NP15 |  |  | CISO |  | 82.3
Non-Participating | N | Y | PNCHPP_1_PL1X2 | PNCHPP_1_CTG1 | GEN | STARWOOD POWER - MIDWAY UNIT 1 | 82.3 | 82.3 |  | Starwood Power-Midway, LLC | COMBUSTION TURBINE | NATURAL GAS | NP15 |  |  | CISO |  | 82.3
Participating Unit | N | Y | PIT5_7_PL1X2 | PIT5_7_PL1X2 | GEN | PIT PH 5 UNITS 1 & 2 AGGREGATE | 82 |  | PGAE | Pacific Gas & Electric Company | HYDRO | WATER | NP15 | 16072 |  | CISO | PGAE | 82
Participating Unit | N | Y | GYS7X8_7_UNITS | GYS7X8_7_UNITS | GEN | GEYSERS UNITS 7 & 8 AGGREGATE | 82 |  | PGAE | Geysers Power Company, LLC | STEAM | GEOTHERMAL | NP15 | 26299 |  | CISO | PGAE | 82
Participating Unit | N | Y | PIT5_7_PL3X4 | PIT5_7_PL3X4 | GEN | PIT PH 5 UNITS 3 & 4 AGGREGATE | 82 |  | PGAE | Pacific Gas & Electric Company | HYDRO | WATER | NP15 | 16072 |  | CISO | PGAE | 82
Non-Participating | N | Y | DVLCYN_1_UNITS | DVLCYN_1_UNIT 4 | GEN | DEVIL CANYON HYDRO UNIT 4 | 80 | 80 |  | California Dept. of Water Resources | HYDRO | WATER | SP15 |  |  | CISO |  | 80
Non-Participating | N | Y | DVLCYN_1_UNITS | DVLCYN_1_UNIT 3 | GEN | DEVIL CANYON HYDRO UNIT 3 | 80 | 80 |  | California Dept. of Water Resources | HYDRO | WATER | SP15 |  |  | CISO |  | 80
Participating Unit | N | N |  | RTREE_2_WIND1 | GEN | Rising Tree 1 | 79.2 | 79.2 | SCE | Rising Tree Wind Farm LLC | WIND | WIND | SP15 | 42016 |  | CISO | SCE | 79.2
Participating Unit | N | N |  | BRDSLD_2_MTZUM2 | GEN | NextEra Energy Montezuma Wind II | 78.2 | 78.2 | PGAE | NextEra Energy Montezuma Wind II, LLC | WIND | WIND | NP15 | 40940 |  | CISO | PGAE | 78.2
Participating Unit | Y | N |  | USWPJR_2_UNITS | GEN | Vasco Wind | 78.2 | 78.2 | PGAE | Vasco Winds, LLC | WIND | WIND | NP15 | 32143 |  | CISO | PGAE | 78.2
Non-Participating | N | Y | BRODIE_2_WIND | BRODIE_2_WIND1 | GEN | Coram Brodie Wind Project Cameron Ridge | 78 | 78 |  | Southern California Edison Company | WIND | WIND | SP15 |  |  | CISO |  | 78
Participating Unit | N | N |  | SMUDGO_7_UNIT 1 | GEN | SONOMA POWER PLANT | 53 | 78 | PGAE | Geysers Power Company, LLC | STEAM | GEOTHERMAL | NP15 | 30317 |  | CISO | PGAE | 78
Participating Unit | N | N |  | GEYS12_7_UNIT12 | GEN | GEYSERS UNIT 12 (HEALDSBURG) | 57 | 77 | PGAE | Geysers Power Company, LLC | STEAM | GEOTHERMAL | NP15 | 28856 |  | CISO | PGAE | 77
Participating Unit | Y | N |  | JAWBNE_2_SRWND | GEN | Sky River | 77 | 77 | SCE | Sky River, LLC | WIND | WIND | SP15 | 41254 |  | CISO | SCE | 77
Participating Unit | N | Y | WARNE_2_UNIT | WARNE_2_UNIT | GEN | WARNE HYDRO AGGREGATE | 76 |  | SCE | California Dept. of Water Resources | HYDRO | WATER | SP15 | 29952 |  | CISO | CWRS | 76
Participating Unit | N | N |  | ASTORA_2_SOLAR2 | GEN | Astoria 2 | 75 | 75 | SCE | RE Astoria 2 LLC | PHOTO VOLTAIC | SUN | SP15 | 42674 |  | CISO | SCE | 75
Non-Participating | N | Y | IVWEST_2_SOLAR1 | IVWEST_2_SOLR1A | GEN | IVWEST_2_SOLR1A | 75 | 75 |  | CSolar IV West, LLC | PHOTO VOLTAIC | SUN | SP15 |  |  | CISO |  | 75
Non-Participating |  | Y | OGROVE_6_PL1X2 | OGROVE_6_CTG2 | GEN | Orange Grove | 75 | 75 |  | Orange Grove LLC | COMBUSTION TURBINE | NATURAL GAS | SP15 |  |  | CISO |  | 75
Non-Participating | N | Y | IVWEST_2_SOLAR1 | IVWEST_2_SOLR1B | GEN | IVWEST_2_SOLR1B | 75 | 75 |  | CSolar IV West, LLC | PHOTO VOLTAIC | SUN | SP15 |  |  | CISO |  | 75
Non-Participating |  | Y | OGROVE_6_PL1X2 | OGROVE_6_CTG1 | GEN | Orange Grove | 75 | 75 |  | Orange Grove LLC | COMBUSTION TURBINE | NATURAL GAS | SP15 |  |  | CISO |  | 75
Participating Unit | N | N |  | COLGNS_2_CNSSR1 | TG | ColGreen North Shore | 74.8 | 74.8 | SCE | MIR2 | PHOTO VOLTAIC | SUN | SP15 | 43465 |  | IID | SCE | 74.8
Participating Unit | N | N |  | GEYS14_7_UNIT14 | GEN | GEYSERS UNIT 14 (HEALDSBURG) | 70 | 74.4 | PGAE | Geysers Power Company, LLC | STEAM | GEOTHERMAL | NP15 | 29221 |  | CISO | PGAE | 74.4
Participating Unit | Y | Y | BLM_2_UNITS | BLM_2_UNITS | GEN | BLM EAST Facility | 72 |  | SCE | Coso Energy Developers | STEAM | GEOTHERMAL | SP15 | 32482 |  | CISO | SCE | 72
Non-Participating | N | Y | HAASPH_7_PL1X2 | HAASPH_7_UNIT 1 | GEN | HAAS PH UNIT 1 | 72 | 72 |  | Pacific Gas & Electric Company | HYDRO | WATER | NP15 |  |  | CISO |  | 72
Non-Participating | N | Y | HAASPH_7_PL1X2 | HAASPH_7_UNIT 2 | GEN | HAAS PH UNIT 2 | 72 | 72 |  | Pacific Gas & Electric Company | HYDRO | WATER | NP15 |  |  | CISO |  | 72
Participating Unit | N | N |  | DONNLS_7_UNIT | GEN | Donnells Hydro | 72 | 72 | PGAE | City of Santa Clara DBA Silicon Valley Power (MSS Agreement - S14) | HYDRO | WATER | NP15 | 20821 |  | CISO | NCPA | 72
Participating Unit | N | N |  | ANAHM_2_CANYN4 | GEN | CANYON POWER PLANT UNIT 4 | 49.4 | 71.2 | SCE | City of Anaheim (MSS Agreement - S14) | COMBUSTION TURBINE | NATURAL GAS | SP15 | 40754 |  | CISO | ANHM | 71.2
Participating Unit | N | N |  | ANAHM_2_CANYN3 | GEN | CANYON POWER PLANT UNIT 3 | 49.4 | 71.2 | SCE | City of Anaheim (MSS Agreement - S14) | COMBUSTION TURBINE | NATURAL GAS | SP15 | 40754 |  | CISO | ANHM | 71.2
Participating Unit | N | N |  | ANAHM_2_CANYN1 | GEN | CANYON POWER PLANT UNIT 1 | 49.4 | 71.2 | SCE | City of Anaheim (MSS Agreement - S14) | COMBUSTION TURBINE | NATURAL GAS | SP15 | 40802 |  | CISO | ANHM | 71.2
Participating Unit | N | N |  | ANAHM_2_CANYN2 | GEN | CANYON POWER PLANT UNIT 2 | 49.4 | 71.2 | SCE | City of Anaheim (MSS Agreement - S14) | COMBUSTION TURBINE | NATURAL GAS | SP15 | 40802 |  | CISO | ANHM | 71.2
Participating Unit | N | N |  | RVSIDE_2_RERCU4 | GEN | Riverside Energy Res. Ctr Unit 4 | 49 | 71.2 | SCE | City of Riverside (MSSA) | COMBUSTION TURBINE | NATURAL GAS | SP15 | 40634 |  | CISO | RVSD | 71.2
Participating Unit | N | N |  | RVSIDE_2_RERCU3 | GEN | Riverside Energy Res. Ctr Unit 3 | 49 | 71 | SCE | City of Riverside (MSSA) | COMBUSTION TURBINE | NATURAL GAS | SP15 | 40634 |  | CISO | RVSD | 71
Participating Unit | N | N |  | GLNARM_2_UNIT 5 | GEN | Glenarm Turbine 5 | 65.81 | 71 | SCE | City of Pasadena | COMBINED CYCLE | NATURAL GAS | SP15 | 42724 |  | CISO | PASA | 71
Participating Unit | N | N |  | OSO_6_NSPIN | GEN | OSO_6_NSPIN | 70 | 70.8 | SCE |  | PUMP | WATER | SP15 |  |  | CISO | CWRS | 70.8
Participating Unit | N | Y | PIT3_7_PL1X3 | PIT3_7_PL1X3 | GEN | PIT PH 3 UNITS 1, 2 & 3 AGGREGATE | 70.6 |  | PGAE | Pacific Gas & Electric Company | HYDRO | WATER | NP15 | 9133 |  | CISO | PGAE | 70.6
Participating Unit | N | Y | CRESTA_7_PL1X2 | CRESTA_7_PL1X2 | GEN | CRESTA PH UNIT 1 & 2 AGGREGATE | 70.4 |  | PGAE | Pacific Gas & Electric Company | HYDRO | WATER | NP15 | 17899 |  | CISO | PGAE | 70.4
Participating Unit | N | N |  | HINSON_6_LBECH2 | GEN | Long Beach Unit 2 | 65 | 70 | SCE | Long Beach Generation LLC | COMBUSTION TURBINE | NATURAL GAS | SP15 | 39295 |  | CISO | SCE | 70
Participating Unit | N | N |  | HINSON_6_LBECH3 | GEN | Long Beach Unit 3 | 65 | 70 | SCE | Long Beach Generation LLC | COMBUSTION TURBINE | NATURAL GAS | SP15 | 39295 |  | CISO | SCE | 70
Participating Unit | N | N |  | HINSON_6_LBECH1 | GEN | Long Beach Unit 1 | 65 | 70 | SCE | Long Beach Generation LLC | COMBUSTION TURBINE | NATURAL GAS | SP15 | 39295 |  | CISO | SCE | 70
Participating Unit | N | N |  | HINSON_6_LBECH4 | GEN | Long Beach Unit 4 | 65 | 70 | SCE | Long Beach Generation LLC | COMBUSTION TURBINE | NATURAL GAS | SP15 | 39295 |  | CISO | SCE | 70
Participating Unit | Y | N |  | KERNRG_1_UNITS | GEN | South Belridge Cogen Facility | 55.2 | 69.6 | PGAE | Aera Energy LLC | COMBUSTION TURBINE | NATURAL GAS | ZP26 | 31048 |  | CISO | PGAE | 69.6
Non-Participating | N | Y | MDFKRL_2_PROJCT | MIDFRK_7_UNIT 2 | GEN | MIDDLE FORK UNIT 2 | 69 | 69 |  | Pacific Gas & Electric Company | HYDRO | WATER | NP15 |  |  | CISO |  | 69
Participating Unit | N | N |  | POEPH_7_UNIT 1 | GEN | POE HYDRO UNIT 1 | 69 | 68 | PGAE | Pacific Gas & Electric Company | HYDRO | WATER | NP15 | 21186 |  | CISO | PGAE | 69
Participating Unit | N | N |  | POEPH_7_UNIT 2 | GEN | POE HYDRO UNIT 2 | 68.5 | 68.5 | PGAE | Pacific Gas & Electric Company | HYDRO | WATER | NP15 | 21186 |  | CISO | PGAE | 68.5
Participating Unit | N | N |  | MRGT_6_MMAREF | GEN | Miramar Energy Facility | 45 | 68 | SDGE | San Diego Gas & Electric | COMBUSTION TURBINE | NATURAL GAS | SP15 | 38560 |  | CISO | SDGE | 68
Participating Unit | N | N |  | MRGT_6_MEF2 | GEN | Miramar Energy Facility II | 44 | 67.5 | SDGE | San Diego Gas & Electric | COMBUSTION TURBINE | NATURAL GAS | SP15 | 40032 |  | CISO | SDGE | 67.5
Non-Participating |  | Y | DEVERS_1_QF | GARNET_7_QF | GEN | GARNET_7_QF | 66.7 | 66.7 |  |  |  |  | SP15 |  |  | CISO |  | 66.7
Participating Unit | N | N |  | NEENCH_6_SOLAR | GEN | Alpine Solar | 66 | 66 | SCE | Solar Alpine LLC | PHOTO VOLTAIC | SUN | SP15 | 41292 |  | CISO | SCE | 66
Non-Participating | N | Y | MDFKRL_2_PROJCT | MIDFRK_7_UNIT 1 | GEN | MIDDLE FORK UNIT 1 | 65.7 | 65.7 |  | Pacific Gas & Electric Company | HYDRO | WATER | NP15 |  |  | CISO |  | 65.7
Participating Unit | N | N |  | ENWIND_2_WIND2 | GEN | Ridgetop I | 38.24 | 65 | SCE | Ridgetop Energy, LLC | WIND | WIND | SP15 | 42086 |  | CISO | SCE | 65
Participating Unit | N | N |  | CONTRL_1_OXBOW | GEN | Dixie Valley Geo | 60 | 64.7 | SCE | Terra-Gen Dixie Valley, LLC | STEAM | GEOTHERMAL | SP15 | 43286 |  | CISO | SCE | 64.7
Non-Participating | N | Y | PINFLT_7_UNITS | PINFLT_7_UNIT 1 | GEN | Pine Flat Unit 1 | 63.3 | 63.3 |  |  | HYDRO | WATER | NP15 |  |  | CISO |  | 63.3
Non-Participating |  | Y | PINFLT_7_UNITS | PINFLT_7_UNIT 2 | GEN | PINFLT_7_UNIT 2 | 63.3 | 63.3 |  |  |  |  | NP15 |  |  | CISO |  | 63.3
Non-Participating | N | Y | PINFLT_7_UNITS | PINFLT_7_UNIT 3 | GEN | Pine Flat Unit 3 | 63.3 | 63.3 |  |  | HYDRO | WATER | NP15 |  |  | CISO |  | 63.3
Non-Participating |  | Y | STOILS_1_UNITS | STOILS_1_UNIT 2 | GEN | STOILS_1_UNIT 2 | 62.5 | 62.5 |  |  |  |  | NP15 |  |  | CISO |  | 62.5
Participating Unit | Y | N |  | SEARLS_7_ARGUS | GEN | Argus Cogeneration | 19 | 62.5 | SCE | Searles Valley Minerals Inc. |  | OTHER | SP15 | 41593 |  | CISO | SCE | 62.5
Non-Participating |  | Y | STOILS_1_UNITS | STOILS_1_UNIT 1 | GEN | STOILS_1_UNIT 1 | 62.5 | 62.5 |  |  |  |  | NP15 |  |  | CISO |  | 62.5
Participating Unit | N | Y | TIGRCK_7_UNITS | TIGRCK_7_UNITS | GEN | TIGER CREEK HYDRO AGGREGATE | 62 |  | PGAE | Pacific Gas & Electric Company | HYDRO | WATER | NP15 | 11324 |  | CISO | PGAE | 62
Participating Unit | N | N |  | WHTWTR_1_WINDA1 | GEN | Whitewater Hill Wind Project | 61.5 | 61.5 | SCE | Whitewater Hill Wind Partners, LLC | WIND | WIND | SP15 | 37499 |  | CISO | SCE | 61.5
Non-Participating | N | Y | CARBOU_7_PL4X5 | CARBOU_7_UNIT 4 | GEN | Caribou PH 2 Unit 4 | 61 | 61 |  | Pacific Gas & Electric Company | HYDRO | WATER | NP15 |  |  | CISO |  | 61
Non-Participating | N | Y | CARBOU_7_PL4X5 | CARBOU_7_UNIT 5 | GEN | Caribou PH 2 Unit 5 | 61 | 61 |  | Pacific Gas & Electric Company | HYDRO | WATER | NP15 |  |  | CISO |  | 61
Participating Unit | N | N |  | SIERRA_1_UNITS | GEN | HIGH SIERRA LIMITED | 52.43 | 60.3 | PGAE | HIGH SIERRA LIMITED | COMBUSTION TURBINE | NATURAL GAS | ZP26 | 32563 |  | CISO | PGAE | 60.3
Non-Participating | N | Y | DVLCYN_1_UNITS | DVLCYN_1_UNIT 1 | GEN | DEVIL CANYON HYDRO UNIT 1 | 60 | 60 |  | California Dept. of Water Resources | HYDRO | WATER | SP15 |  |  | CISO |  | 60
Non-Participating | N | Y | DVLCYN_1_UNITS | DVLCYN_1_UNIT 2 | GEN | DEVIL CANYON HYDRO UNIT 2 | 60 | 60 |  | California Dept. of Water Resources | HYDRO | WATER | SP15 |  |  | CISO |  | 60
Participating Unit | N | N |  | WDLEAF_7_UNIT 1 | GEN | WOODLEAF HYDRO | 60 | 60 | PGAE | South Feather Water and Power | HYDRO | WATER | NP15 | 23012 |  | CISO | PGAE | 60
Participating Unit | N | N |  | VINCNT_2_WESTWD | GEN | Oasis Power Plant | 59 | 60 | SCE | Oasis Power Partners, LLC | WIND | WIND | SP15 | 38442 |  | CISO | SCE | 60
Non-Participating | N | Y | WNDSTR_2_WIND | WNDSTR_2_WIND1 | GEN | Windstar Wind Farm | 60 | 60 |  | Windstar Energy LLC | WIND | WIND | SP15 |  |  | CISO |  | 60
Participating Unit | N | N |  | MNDOTA_1_SOLAR1 | GEN | North Star Solar 1 | 60 | 60 | PGAE | North Star Solar, LLC | PHOTO VOLTAIC | SUN | NP15 | 42175 |  | CISO | PGAE | 60
Participating Unit | N | N |  | EXCLSG_1_SOLAR | GEN | Excelsior Solar | 60 | 60 | PGAE | Five Points Solar Park LLC | PHOTO VOLTAIC | SUN | NP15 | 42649 |  | CISO | PGAE | 60
Non-Participating | N | Y | WNDSTR_2_WIND | WNDSTR_2_WIND2 | GEN | Windstar Wind Farm | 60 | 60 |  | Windstar Energy LLC | WIND | WIND | SP15 |  |  | CISO |  | 60
Participating Unit | N | N |  | LAMONT_1_SOLAR1 | GEN | Regulus Solar | 60 | 60 | PGAE | Regulus Solar, LLC | PHOTO VOLTAIC | SUN | ZP26 | 41884 |  | CISO | PGAE | 60
Participating Unit | N | N |  | KERNFT_1_UNITS | GEN | KERN FRONT LIMITED | 52.4 | 60 | PGAE | KERN FRONT LIMITED | COMBUSTION TURBINE | NATURAL GAS | ZP26 | 32515 |  | CISO | PGAE | 60
Participating Unit | N | N |  | TRNQL8_2_VERSR1 | GEN | Tranquillity 8 Verde | 60 | 60 | PGAE | Great Valley Solar 2, LLC | PHOTO VOLTAIC | SUN | NP15 | 43207 |  | CISO | PGAE | 60
Participating Unit | N | N |  | MIRLOM_6_PEAKER | GEN | Mira Loma Peaker | 46 | 59 | SCE | Southern California Edison Company | COMBUSTION TURBINE | NATURAL GAS | SP15 | 39345 |  | CISO | SCE | 59
Participating Unit | N | N |  | BARRE_6_PEAKER | GEN | Barre Peaker | 47 | 59 | SCE | Southern California Edison Company | COMBUSTION TURBINE | NATURAL GAS | SP15 | 39345 |  | CISO | SCE | 59
Participating Unit | N | N |  | CENTER_6_PEAKER | GEN | Center Peaker | 47.11 | 59 | SCE | Southern California Edison Company | COMBUSTION TURBINE | NATURAL GAS | SP15 | 39345 |  | CISO | SCE | 59
Participating Unit | N | N |  | ETIWND_6_GRPLND | GEN | Grapeland Peaker | 47.39 | 59 | SCE | Southern California Edison Company | COMBUSTION TURBINE | NATURAL GAS | SP15 | 39345 |  | CISO | SCE | 59
Participating Unit | N | N |  | MNDALY_6_MCGRTH | GEN | McGrath Beach Peaker | 47.2 | 59 | SCE | Southern California edison | COMBUSTION TURBINE | NATURAL GAS | SP15 | 41214 |  | CISO | SCE | 59
Participating Unit | N | N |  | MKTRCK_1_UNIT 1 | GEN | MCKITTRICK LIMITED | 47.49 | 57.9 | PGAE | McKittrick Limited | COMBUSTION TURBINE | NATURAL GAS | ZP26 | 33527 |  | CISO | PGAE | 57.9
Participating Unit | Y | N |  | UNOCAL_1_UNITS | GEN | TOSCO (RODEO PLANT) | 49.85 | 57.3 | PGAE | Pacific Gas & Electric Company | COMBUSTION TURBINE | NATURAL GAS | NP15 | 31918 |  | CISO | PGAE | 57.3
Participating Unit | N | Y | BUCKCK_7_PL1X2 | BUCKCK_7_PL1X2 | GEN | BUCKS CREEK AGGREGATE | 57.25 |  | PGAE | Pacific Gas & Electric Company | HYDRO | WATER | NP15 | 10228 |  | CISO | PGAE | 57.25
Participating Unit | N | N |  | VACADX_1_UNITA1 | GEN | CalPeak Power Vaca Dixon Unit 1 | 50.61 | 57 | PGAE | CalPeak Power - Vaca-Dixon LLC | COMBUSTION TURBINE | NATURAL GAS | NP15 | 37428 |  | CISO | PGAE | 57
Participating Unit | Y | N |  | NGILAA_5_SDGDYN | TG | NGILAA_5_SDGDYN | 57 |  | SCE | NRTHGILA500 | COMBINED CYCLE | NATURAL GAS | SP15 |  |  | AZPS | SDGE | 57
Participating Unit | Y | N |  | MTNPOS_1_UNIT | GEN | MT.POSO COGENERATION CO. | 46.64 | 57 | PGAE | Mt. Poso Cogeneration Company | STEAM | BIOMASS | ZP26 | 32599 |  | CISO | PGAE | 57
Participating Unit | N | N |  | RCKCRK_7_UNIT 1 | GEN | ROCK CREEK HYDRO UNIT 1 | 57 | 57 | PGAE | Pacific Gas & Electric Company | HYDRO | WATER | NP15 | 18264 |  | CISO | PGAE | 57
Participating Unit | Y | N |  | SALIRV_2_UNIT | GEN | Salinas River Cogeneration | 39 | 57 | PGAE | Chevron Power Holdings, Inc | COMBUSTION TURBINE | NATURAL GAS | NP15 | 33522 |  | CISO | PGAE | 57
Non-Participating | N | Y | SLSTR2_2_SOLAR2 | SLSTR2_2_SOLR2B | GEN | Solar Star 2 | 57 | 57 |  | Southern California Edison Company | PHOTO VOLTAIC | SUN | SP15 |  |  | CISO |  | 57
Participating Unit | N | N |  | PNOCHE_1_UNITA1 | GEN | CalPeak Power Panoche Unit 1 | 52.01 | 57 | PGAE | CalPeak Power - Panoche LLC | COMBUSTION TURBINE | NATURAL GAS | NP15 | 37252 |  | CISO | PGAE | 57
Participating Unit | N | N |  | RCKCRK_7_UNIT 2 | GEN | ROCK CREEK HYDRO UNIT 2 | 56.9 | 56.9 | PGAE | Pacific Gas & Electric Company | HYDRO | WATER | NP15 | 18264 |  | CISO | PGAE | 56.9
Participating Unit | N | N |  | SMPRIP_1_SMPSON | GEN | Ripon Cogeneration Unit 1 | 46.05 | 56.9 | PGAE | AltaGas Ripon Energy Inc. | COMBUSTION TURBINE | NATURAL GAS | NP15 | 32252 |  | CISO | PGAE | 56.9
Participating Unit | Y | N |  | DISCOV_1_CHEVRN | GEN | CHEVRON USA (EASTRIDGE) | 48.8 | 56.2 | PGAE | Pacific Gas & Electric Company | COMBUSTION TURBINE | NATURAL GAS | ZP26 | 32307 |  | CISO | PGAE | 56.2
Participating Unit | Y | Y | STOILS_1_UNITS | STOILS_1_UNITS | GEN | Chevron Richmond Refinery | 56.2 |  | PGAE | Chevron Products Company | COMBUSTION TURBINE | NATURAL GAS | NP15 | 33847 |  | CISO | PGAE | 56.2
Participating Unit | N | N |  | GOLETA_6_ELLWOD | GEN | ELLWOOD ENERGY SUPPORT FACILITY | 54 | 56 | SCE | NRG California South LP | COMBUSTION TURBINE | NATURAL GAS | SP15 |  |  | CISO | SCE | 56
Participating Unit | N | N |  | PIT7_7_UNIT 1 | GEN | PIT PH 7 UNIT 1 | 55.7 | 55.7 | PGAE | Pacific Gas & Electric Company | HYDRO | WATER | NP15 | 23743 |  | CISO | PGAE | 55.7
Participating Unit | N | N |  | BDGRCK_1_UNITS | GEN | BADGER CREEK LIMITED | 48.08 | 55.3 | PGAE | Badger Creek Limited | COMBUSTION TURBINE | NATURAL GAS | ZP26 | 33329 |  | CISO | PGAE | 55.3
Participating Unit | N | N |  | LIVOAK_1_UNIT 1 | GEN | LIVE OAK LIMITED | 49.7 | 55.3 | PGAE | Live Oak Limited | COMBUSTION TURBINE | NATURAL GAS | ZP26 | 33313 |  | CISO | PGAE | 55.3
Participating Unit | N | N |  | DOUBLC_1_UNITS | GEN | DOUBLE "C" LIMITED | 52.23 | 55.3 | PGAE | DOUBLE "C" LIMITED | COMBUSTION TURBINE | NATURAL GAS | ZP26 | 32581 |  | CISO | PGAE | 55.3
Participating Unit | N | N |  | CHALK_1_UNIT | GEN | CHALK CLIFF LIMITED | 48.67 | 55.1 | PGAE | Chalk Cliff Limited | COMBUSTION TURBINE | NATURAL GAS | ZP26 | 32952 |  | CISO | PGAE | 55.1
Non-Participating | N | Y | BIGCRK_2_EXESWD | BGCRK2_7_UNIT 1 | GEN | BIG CREEK PH 2 UNIT 1 | 55 | 55 |  | Southern California Edison Company | HYDRO | WATER | SP15 |  |  | CISO |  | 55
Participating Unit | N | N |  | RTEDDY_2_SOLAR1 | GEN | Rosamond West Solar 1 | 54 | 55 | SCE | Solar Star California XLI, LLC | PHOTO VOLTAIC | SUN | SP15 | 42726 |  | CISO | SCE | 55
Participating Unit | N | N |  | RTEDDY_2_SOLAR2 | GEN | Rosamond West Solar 2 | 54 | 55 | SCE | Golden Fields Solar I, LLC | PHOTO VOLTAIC | SUN | SP15 | 42726 |  | CISO | SCE | 55
Participating Unit | N | N |  | NCPA_7_GP2UN4 | GEN | NCPA GEO PLANT 2 UNIT 4 | 52.73 | 55 | PGAE | NCPA (MSS Agreement - S14) | STEAM | GEOTHERMAL | NP15 | 31413 |  | CISO | NCPA | 55
Participating Unit | N | N |  | NCPA_7_GP2UN3 | GEN | NCPA GEO PLANT 2 UNIT 3 | 42.42 | 55 | PGAE | NCPA (MSS Agreement - S14) | STEAM | GEOTHERMAL | NP15 | 31048 |  | CISO | NCPA | 55
Non-Participating | N | Y | GYS7X8_7_UNITS | GYS7X8_7_UNIT 8 | GEN | Geysers Unit 8 | 55 | 55 |  | Geysers Power Company, LLC | STEAM | GEOTHERMAL | NP15 |  |  | CISO |  | 55
Participating Unit | N | N |  | OAK C_7_UNIT 3 | GEN | OAKLAND STATION C GT UNIT 3 | 55 | 55 | PGAE | Dynegy Oakland LLC | COMBUSTION TURBINE | DISTILLATE | NP15 | 28491 |  | CISO | PGAE | 55
Participating Unit | N | N |  | OAK C_7_UNIT 1 | GEN | OAKLAND STATION C GT UNIT 1 | 55 | 55 | PGAE | Dynegy Oakland LLC | COMBUSTION TURBINE | DISTILLATE | NP15 | 28491 |  | CISO | PGAE | 55
Participating Unit | N | N |  | GEYS17_2_BOTRCK | GEN | Bottle Rock Geothermal | 10.01 | 55 | PGAE | Bottle Rock Power | STEAM | GEOTHERMAL | NP15 |  |  | CISO | PGAE | 55
Non-Participating | N | Y | GYS7X8_7_UNITS | GYS7X8_7_UNIT 7 | GEN | Geysers Unit 7 | 55 | 55 |  | Geysers Power Company, LLC | STEAM | GEOTHERMAL | NP15 |  |  | CISO |  | 55
Participating Unit | N | N |  | NAROW2_2_UNIT | GEN | Narrows Powerhouse Unit 2 | 55 | 55 | PGAE | Yuba County Water Agency | HYDRO | WATER | NP15 | 25204 |  | CISO | PGAE | 55
Participating Unit | N | N |  | OAK C_7_UNIT 2 | GEN | OAKLAND STATION C GT UNIT 2 | 55 | 55 | PGAE | Dynegy Oakland LLC | COMBUSTION TURBINE | DISTILLATE | NP15 | 28491 |  | CISO | PGAE | 55
Non-Participating | N | Y | BIGCRK_2_EXESWD | BGCRK2_7_UNIT 2 | GEN | BIG CREEK PH 2 UNIT 2 | 55 | 55 |  | Southern California Edison Company | HYDRO | WATER | SP15 |  |  | CISO |  | 55
Non-Participating | N | Y | PIT4_7_PL1X2 | PIT4_7_UNIT 1 | GEN | PIT PH 4 UNIT 1 | 55 | 55 |  | Pacific Gas & Electric Company | HYDRO | WATER | NP15 |  |  | CISO |  | 55
Participating Unit | N | N |  | NCPA_7_GP1UN1 | GEN | NCPA GEO PLANT 1 UNIT 1 | 38.85 | 55 | PGAE | NCPA (MSS Agreement - S14) | STEAM | GEOTHERMAL | NP15 | 30317 |  | CISO | NCPA | 55
Non-Participating | N | Y | GYS5X6_7_UNITS | GYS5X6_7_UNIT 5 | GEN | Geysers Unit 5 | 55 | 55 |  | Geysers Power Company, LLC | STEAM | GEOTHERMAL | NP15 |  |  | CISO |  | 55
Non-Participating | N | Y | GYS5X6_7_UNITS | GYS5X6_7_UNIT 6 | GEN | Geysers Unit 6 | 55 | 55 |  | Geysers Power Company, LLC | STEAM | GEOTHERMAL | NP15 |  |  | CISO |  | 55
Participating Unit | N | N |  | LGHTHP_6_ICEGEN | GEN | CARSON COGENERATION | 48 | 54.7 | SCE | Carson Hybrid Energy Storage LLC | COMBINED CYCLE | NATURAL GAS | SP15 | 32864 |  | CISO | SCE | 54.7
Participating Unit | N | N |  | BALCHS_7_UNIT 3 | GEN | BALCH 2 PH UNIT 3 | 54.6 | 54.6 | PGAE | Pacific Gas & Electric Company | HYDRO | WATER | NP15 | 21186 |  | CISO | PGAE | 54.6
Participating Unit | N | N |  | PIT7_7_UNIT 2 | GEN | PIT PH 7 UNIT 2 | 54.6 | 54.6 | PGAE | Pacific Gas & Electric Company | HYDRO | WATER | NP15 | 23743 |  | CISO | PGAE | 54.6
Non-Participating | N | Y | DUANE_1_PL1X3 | DUANE_7_STG3 | GEN | Donald Von Raesfeld STG Unit 3 | 53.6 | 53.6 |  | Donald Von Raesfeld Power Plant | STEAM | HEAT RECOVERY | NP15 |  |  | CISO |  | 53.6
Non-Participating | N | Y | SLUISP_2_UNITS | SLUISP_2_UNIT 4 | GEN | San Luis P-G Unit 4 | 53 | 53 | PGAE | California Dept. of Water Resources | PUMPED STORAGE | WATER | NP15 |  |  | CISO | PGAE | 53
Non-Participating | N | Y | SLUISP_2_UNITS | SLUISP_2_UNIT 5 | GEN | San Luis P-G Unit 5 | 53 | 53 | PGAE | California Dept. of Water Resources | PUMPED STORAGE | WATER | NP15 |  |  | CISO | PGAE | 53
Non-Participating | N | Y | SLUISP_2_UNITS | SLUISP_2_UNIT 3 | GEN | San Luis P-G Unit 3 | 53 | 53 | PGAE | California Dept. of Water Resources | PUMPED STORAGE | WATER | NP15 |  |  | CISO | PGAE | 53
Non-Participating | N | Y | SLUISP_2_UNITS | SLUISP_2_UNIT 1 | GEN | San Luis P-G Unit 1 | 53 | 53 | PGAE | California Dept. of Water Resources | PUMPED STORAGE | WATER | NP15 |  |  | CISO | PGAE | 53
Non-Participating | N | Y | SLUISP_2_UNITS | SLUISP_2_UNIT 8 | GEN | San Luis P-G Unit 8 | 53 | 53 | PGAE | California Dept. of Water Resources | PUMPED STORAGE | WATER | NP15 |  |  | CISO | PGAE | 53
Non-Participating | N | Y | SLUISP_2_UNITS | SLUISP_2_UNIT 6 | GEN | San Luis P-G Unit 6 | 53 | 53 | PGAE | California Dept. of Water Resources | PUMPED STORAGE | WATER | NP15 |  |  | CISO | PGAE | 53
Non-Participating | N | Y | SLUISP_2_UNITS | SLUISP_2_UNIT 2 | GEN | San Luis P-G Unit 2 | 53 | 53 | PGAE | California Dept. of Water Resources | PUMPED STORAGE | WATER | NP15 |  |  | CISO | PGAE | 53
Non-Participating | N | Y | SLUISP_2_UNITS | SLUISP_2_UNIT 7 | GEN | San Luis P-G Unit 7 | 53 | 53 | PGAE | California Dept. of Water Resources | PUMPED STORAGE | WATER | NP15 |  |  | CISO | PGAE | 53
Participating Unit | N | N |  | BALCHS_7_UNIT 2 | GEN | BALCH 2 PH UNIT 2 | 52.5 | 52.5 | PGAE | Pacific Gas & Electric Company | HYDRO | WATER | NP15 | 21186 |  | CISO | PGAE | 52.5
Non-Participating | N | Y | INTKEP_2_UNITS | MOCCPH_7_UNIT 2 | GEN | MOCCASIN HYDRO UNIT 2 | 52 | 52 |  |  |  |  | NP15 |  |  | CISO |  | 52
Participating Unit | N | N |  | BORDER_6_UNITA1 | GEN | CalPeak Power Border Unit 1 | 51.25 | 52 | SDGE | CalPeak Power - Border LLC | COMBUSTION TURBINE | NATURAL GAS | SP15 | 37190 |  | CISO | SDGE | 52
Non-Participating | N | Y | INTKEP_2_UNITS | MOCCPH_7_UNIT 1 | GEN | MOCCASIN HYDRO UNIT 1 | 52 | 52 |  |  |  |  | NP15 |  |  | CISO |  | 52
Participating Unit | N | N |  | ESCNDO_6_UNITB1 | GEN | CalPeak Power Enterprise Unit 1 | 48.04 | 52 | SDGE | CalPeak Power - Enterprise LLC | COMBUSTION TURBINE | NATURAL GAS | SP15 | 37187 |  | CISO | SDGE | 52
Participating Unit | N | N |  | STIGCT_2_LODI | GEN | LODI STIG UNIT | 49.9 | 51.2 | PGAE | NCPA (MSS Agreement - S14) | COMBUSTION TURBINE | NATURAL GAS | NP15 | 35065 |  | CISO | NCPA | 51.2
Participating Unit | N | N |  | KINGRV_7_UNIT 1 | GEN | KINGS RIVER HYDRO UNIT 1 | 51.2 | 51.2 | PGAE | Pacific Gas & Electric Company | HYDRO | WATER | NP15 | 22647 |  | CISO | PGAE | 51.2
Participating Unit | N | Y | AGRICO_7_UNIT | AGRICO_7_UNIT | GEN | Fresno Cogen | 50.6 |  | PGAE | Fresno Cogeneration Partners, LP | COMBINED CYCLE | NATURAL GAS | NP15 | 36892 |  | CISO | PGAE | 50.6
Non-Participating | N | Y | DUANE_1_PL1X3 | DUANE_7_CTG1 | GEN | Donald Von Raesfeld CTG Unit 1 | 50.4 | 50.4 |  | Donald Von Raesfeld Power Plant | COMBUSTION TURBINE | NATURAL GAS | NP15 |  |  | CISO |  | 50.4
Participating Unit | Y | N |  | LASSEN_6_UNITS | GEN | Honey Lake Power | 30 | 50.4 | PGAE | HL Power Company | STEAM | BIOMASS | NP15 | 42913 |  | CISO | PGAE | 50.4
Non-Participating | N | Y | DUANE_1_PL1X3 | DUANE_7_CTG2 | GEN | Donald Von Raesfeld CTG Unit 2 | 50.4 | 50.4 |  | Donald Von Raesfeld Power Plant | COMBUSTION TURBINE | NATURAL GAS | NP15 |  |  | CISO |  | 50.4
Participating Unit | N | N |  | ALHMBR_1_ALHSLR | TG | SG Alhambra | 50 | 50 | SDGE | IVLY2 | PHOTO VOLTAIC | SUN | SP15 | 42245 |  | IID | SDGE | 50
Participating Unit | N | N |  | DRUM_7_UNIT 5 | GEN | DRUM PH 2 UNIT 5 | 50 | 50 | PGAE | Pacific Gas & Electric Company | HYDRO | WATER | NP15 | 23743 |  | CISO | PGAE | 50
Participating Unit | N | N |  | MIDWYS_2_MIDSL1 | TG | Midway Solar Farm | 49.9 | 50 | SCE | MIR2 | PHOTO VOLTAIC | SUN | SP15 | 43113 |  | IID | SCE | 50
Non-Participating | N | Y | GWFPWR_1_UNITS | GWFPWR_1_CT 1 | GEN | HEP PEAKER PLANT UNIT 1 | 50 | 50 |  | GWF Energy LLC | COMBUSTION TURBINE | NATURAL GAS | NP15 |  |  | CISO |  | 50
Participating Unit | N | N |  | ALPSLR_1_SPSSLR | GEN | Alpaugh 50 LLC | 50 | 50 | PGAE | Alpaugh 50, LLC | PHOTO VOLTAIC | SUN | ZP26 | 41341 |  | CISO | PGAE | 50
Participating Unit | Y | N |  | WSENGY_1_UNIT 1 | GEN | Wheelabrator Shasta | 50 | 50 | PGAE | Wheelabrator Shasta Energy Company Inc. | STEAM | BIOMASS | NP15 | 43070 |  | CISO | PGAE | 50
Participating Unit | N | N |  | SNORA_2_SNRSLR | TG | SG Sorrento | 50 |  | SDGE | IVLY2 | PHOTO VOLTAIC | SUN | SP15 | 42245 |  | IID | SDGE | 50
Participating Unit | N | N |  | ARKANS_1_ARKSLR | TG | SG Arkansas | 50 | 50 | SDGE | IVLY2 | PHOTO VOLTAIC | SUN | SP15 | 42245 |  | IID | SDGE | 50
Participating Unit | Y | N |  | MSSION_2_QF | GEN | SMALL QF AGGREGATION - SAN DIEGO | 2 | 50 | SDGE | SDG&E Exempt |  | OTHER | SP15 | 29221 |  | CISO | SDGE | 50
Participating Unit | N | N |  | HENRTA_6_UNITA1 | GEN | GWF HENRIETTA PEAKER PLANT UNIT 1 | 49.98 | 50 | PGAE | MRP San Joaquin Energy, LLC | COMBUSTION TURBINE | NATURAL GAS | NP15 | 37438 |  | CISO | PGAE | 50
Non-Participating |  | Y | VERNON_6_MALBRG | VERNON_7_STG3 | GEN | VERNON_7_STG3 | 50 | 50 |  |  |  |  | SP15 |  |  | CISO |  | 50
Non-Participating | N | Y | BIGCRK_2_EXESWD | BGCRK4_7_UNIT 1 | GEN | BIG CREEK PH 4 UNIT 1 | 50 | 50 |  | Southern California Edison Company | HYDRO | WATER | SP15 |  |  | CISO |  | 50
Participating Unit | N | N |  | BIGSKY_2_SOLAR7 | GEN | Big Sky Solar 1 | 50 | 50 | SCE | Antelope DSR 1, LLC | PHOTO VOLTAIC | SUN | SP15 | 42719 |  | CISO | SCE | 50
Participating Unit | N | N |  | CRSTWD_6_KUMYAY | GEN | Kumeyaay Wind Farm | 50 | 50 | SDGE | Kumeyaay Wind LLC | WIND | WIND | SP15 | 38707 |  | CISO | SDGE | 50
Participating Unit | N | N |  | MALIN_5_INHRPG | TG | BIGLOW CANYON | 50 |  | PGAE | MALIN500 | WIND | WIND | NP15 |  |  | BPAT | PGAE | 50
Non-Participating | N | Y | GWFPWR_1_UNITS | GWFPWR_1_CT 2 | GEN | HEP PEAKER PLANT UNIT 2 | 50 | 50 |  | GWF Energy LLC | COMBUSTION TURBINE | NATURAL GAS | NP15 |  |  | CISO |  | 50
Non-Participating | N | Y | BIGCRK_2_EXESWD | BGCRK4_7_UNIT 2 | GEN | BIG CREEK PH 4 UNIT 2 | 50 | 50 |  | Southern California Edison Company | HYDRO | WATER | SP15 |  |  | CISO |  | 50
Participating Unit | N | N |  | RVRVEW_1_UNITA1 | GEN | Riverview Energy Center (GP Antioch) | 47.6 | 50 | PGAE | Gilroy Energy Center | COMBUSTION TURBINE | NATURAL GAS | NP15 | 37743 |  | CISO | PGAE | 50
Participating Unit | N | N |  | MALIN_5_INHRED | TG | CSF Columbia Gorge | 50 |  | PGAE | MALIN500 | WIND | WIND | NP15 |  |  | BPAT | PGAE | 50
Participating Unit | N | N |  | HENRTA_6_UNITA2 | GEN | GWF HENRIETTA PEAKER PLANT UNIT 2 | 49.42 | 50 | PGAE | MRP San Joaquin Energy, LLC | COMBUSTION TURBINE | NATURAL GAS | NP15 | 37438 |  | CISO | PGAE | 50
Participating Unit | Y | N |  | WALNUT_6_HILLGEN | GEN | Puente Hills | 47 | 50 | SCE | County Sanitation District No. 2 of Los Angeles County | OTHER | BIOGAS | SP15 | 42887 |  | CISO | SCE | 50
Participating Unit | N | Y | PNOCHE_1_PL1X2 | PNOCHE_1_PL1X2 | GEN | Panoche Peaker | 49.97 |  | PGAE | Wellhead Power Panoche, LLC | COMBUSTION TURBINE | NATURAL GAS | NP15 | 38517 |  | CISO | PGAE | 49.97
Participating Unit | Y | N |  | YUBACT_1_SUNSWT | GEN | YUBA CITY COGEN | 49.97 | 49 | PGAE | Yuba City Cogeneration Partners, L.P. | COMBUSTION TURBINE | NATURAL GAS | NP15 | 33234 |  | CISO | PGAE | 49.97
Non-Participating | N | Y | LECEF_1_UNITS | LECEF_1_CGT 1 | GEN | LOS ESTEROS ENERGY FACILITY CTG 1 | 49.9 | 49.9 |  | Los Esteros Critical Energy Facility, LLC | COMBUSTION TURBINE | NATURAL GAS | NP15 |  |  | CISO |  | 49.9
Non-Participating | N | Y | LECEF_1_UNITS | LECEF_1_CGT 3 | GEN | LOS ESTEROS ENERGY FACILITY CTG 3 | 49.9 | 49.9 |  | Los Esteros Critical Energy Facility, LLC | COMBUSTION TURBINE | NATURAL GAS | NP15 |  |  | CISO |  | 49.9
Participating Unit | N | N |  | LMBEPK_2_UNITA3 | GEN | Goose Haven Energy Center, Unit #1 | 47.4 | 49.9 | PGAE | Goose Haven Energy Center, LLC | COMBUSTION TURBINE | NATURAL GAS | NP15 | 37627 |  | CISO | PGAE | 49.9
Participating Unit | Y | N |  | ESCO_6_GLMQF | GEN | Goal Line Cogen | 49.9 | 49.9 | SDGE | Goal Line, L.P. | COMBUSTION TURBINE | NATURAL GAS | SP15 | 34335 |  | CISO | SDGE | 49.9
Participating Unit | N | N |  | GILRPP_1_PL3X4 | GEN | GILROY ENERGY CENTER, UNIT #3 | 46.2 | 49.9 | PGAE | Gilroy Energy Center, LLC | COMBUSTION TURBINE | NATURAL GAS | NP15 | 37315 |  | CISO | PGAE | 49.9
Non-Participating | N | Y | LECEF_1_UNITS | LECEF_1_CGT 4 | GEN | LOS ESTEROS ENERGY FACILITY CTG 4 | 49.9 | 49.9 |  | Los Esteros Critical Energy Facility, LLC | COMBUSTION TURBINE | NATURAL GAS | NP15 |  |  | CISO |  | 49.9
Non-Participating | N | Y | GILRPP_1_PL1X2 | GILRPP_1_UNIT 2 | GEN | Gilroy Energy Center Unit 2 | 49.9 | 49.9 |  | Gilroy Energy Center, LLC | COMBUSTION TURBINE | NATURAL GAS | NP15 |  |  | CISO |  | 49.9
Participating Unit | N | N |  | YUBACT_6_UNITA1 | GEN | Yuba City Energy Center (Calpine) | 47.6 | 49.9 | PGAE | Gilroy Energy Center, LLC | COMBUSTION TURBINE | NATURAL GAS | NP15 | 37463 |  | CISO | PGAE | 49.9
Non-Participating | N | Y | GILRPP_1_PL1X2 | GILRPP_1_UNIT 1 | GEN | Gilroy Energy Center Unit 1 | 49.9 | 49.9 |  | Gilroy Energy Center, LLC | COMBUSTION TURBINE | NATURAL GAS | NP15 |  |  | CISO |  | 49.9
Participating Unit | N | N |  | WOLFSK_1_UNITA1 | GEN | Wolfskill Energy Center | 46.9 | 49.9 | PGAE | Gilroy Energy Center, LLC | COMBUSTION TURBINE | NATURAL GAS | NP15 | 37702 |  | CISO | PGAE | 49.9
Participating Unit | N | N |  | LMBEPK_2_UNITA2 | GEN | Creed Energy Center, Unit #1 | 47.6 | 49.9 | PGAE | Creed Energy Facility, LLC | COMBUSTION TURBINE | NATURAL GAS | NP15 | 37627 |  | CISO | PGAE | 49.9
Participating Unit | N | N |  | BOGUE_1_UNITA1 | GEN | Feather River Energy Center, Unit #1 | 47.6 | 49.9 | PGAE | Gilroy Energy Center, LLC | COMBUSTION TURBINE | NATURAL GAS | NP15 | 37613 |  | CISO | PGAE | 49.9
Participating Unit | N | N |  | KNGCTY_6_UNITA1 | GEN | King City Energy Center, Unit 1 | 44.6 | 49.9 | PGAE | Gilroy Energy Center, LLC | COMBUSTION TURBINE | NATURAL GAS | NP15 | 37270 |  | CISO | PGAE | 49.9
Non-Participating | N | Y | LECEF_1_UNITS | LECEF_1_CGT 2 | GEN | LOS ESTEROS ENERGY FACILITY CTG 2 | 49.9 | 49.9 |  | Los Esteros Critical Energy Facility, LLC | COMBUSTION TURBINE | NATURAL GAS | NP15 |  |  | CISO |  | 49.9
Participating Unit | N | N |  | LMBEPK_2_UNITA1 | GEN | Lambie Energy Center, Unit #1 | 47.5 | 49.9 | PGAE | Gilroy Energy Center, LLC | COMBUSTION TURBINE | NATURAL GAS | NP15 | 37627 |  | CISO | PGAE | 49.9
Participating Unit | N | N |  | ELCAJN_6_LM6K | GEN | El Cajon Energy Center | 48.1 | 49.7 | SDGE | El Cajon Energy, LLC | COMBUSTION TURBINE | NATURAL GAS | SP15 | 40345 |  | CISO | SDGE | 49.7
Participating Unit | N | N |  | SNCLRA_6_PROCGN | GEN | Procter and Gamble Oxnard 2 | 47.9 | 49.5 | SCE | The Procter & Gamble Paper Products Company | COMBUSTION TURBINE | NATURAL GAS | SP15 | 36116 |  | CISO | SCE | 49.5
Participating Unit | N | N |  | VESTAL_2_WELLHD | GEN | Wellhead Power Delano | 49 | 49.5 | SCE | Delano Energy Center, LLC | COMBUSTION TURBINE | NATURAL GAS | SP15 | 41290 |  | CISO | SCE | 49.5
Participating Unit | N | N |  | ESCNDO_6_PL1X2 | GEN | MMC Escondido Aggregate | 48.71 | 49.5 | SDGE | Escondido Energy Center | COMBUSTION TURBINE | NATURAL GAS | SP15 | 41664 |  | CISO | SDGE | 49.5
Non-Participating | N | Y | KELSO_2_UNITS | KELSO_2_GTG7 | GEN | Mariposa Energy Project | 49.4 | 49.4 |  | Pacific Gas & Electric Company | COMBUSTION TURBINE | NATURAL GAS | NP15 |  |  | CISO |  | 49.4
Non-Participating | N | Y | KELSO_2_UNITS | KELSO_2_GTG6 | GEN | Mariposa Energy Project | 49.4 | 49.4 |  | Pacific Gas & Electric Company | COMBUSTION TURBINE | NATURAL GAS | NP15 |  |  | CISO |  | 49.4
Non-Participating | N | Y | KELSO_2_UNITS | KELSO_3_GTG9 | GEN | Mariposa Energy Project | 49.4 | 49.4 |  | Pacific Gas & Electric Company | COMBUSTION TURBINE | NATURAL GAS | NP15 |  |  | CISO |  | 49.4
Non-Participating | N | Y | KELSO_2_UNITS | KELSO_3_GTG8 | GEN | Mariposa Energy Project | 49.4 | 49.4 |  | Pacific Gas & Electric Company | COMBUSTION TURBINE | NATURAL GAS |  |  |  | CISO |  | 49.4
Participating Unit | Y | N |  | SNCLRA_6_OXGEN | GEN | E.F. OXNARD INCORPORATED | 48.5 | 49.3 | SCE | SOUTHERN CALIFORNIA EDISON COMPANY |  | NATURAL GAS | SP15 | 32976 |  | CISO | SCE | 49.3
Participating Unit | N | N |  | BEARMT_1_UNIT | GEN | Bear Mountain Limited | 49.21 | 48.1 | PGAE | Bear Mountain Limited | COMBUSTION TURBINE | NATURAL GAS | ZP26 | 34792 |  | CISO | PGAE | 49.21
Participating Unit | N | N |  | ANAHM_7_CT | GEN | ANAHEIM COMBUSTION TURBINE | 42.81 | 49.2 | SCE | City of Anaheim (MSS Agreement - S14) | COMBUSTION TURBINE | NATURAL GAS | SP15 | 32874 |  | CISO | ANHM | 49.2
Participating Unit | N | N |  | BLAST_1_WIND | GEN | Mountain View IV Wind | 49 | 49 | SCE | Mountain View Power Partners IV, LLC | WIND | WIND | SP15 | 40962 |  | CISO | SCE | 49
Non-Participating | N | Y | PNOCHE_1_PL1X2 | PNOCHE_7_CTG1 | GEN | Panoche Peaker Facility | 49 | 49 |  | Wellhead Power Panoche, LLC | COMBUSTION TURBINE | NATURAL GAS | NP15 |  |  | CISO |  | 49
Participating Unit | N | Y | CARBOU_7_PL2X3 | CARBOU_7_PL2X3 | GEN | CARIBOU PH 1 UNIT 2 & 3 AGGREGATE | 49 |  | PGAE | Pacific Gas & Electric Company | HYDRO | WATER | NP15 | 7672 |  | CISO | PGAE | 49
Participating Unit | N | N |  | CHWCHL_1_UNIT | GEN | CHOW 2 PEAKER PLANT | 48.6 | 48.6 | PGAE | California Power Holdings, LLC | RECIPROCATING ENGINE | NATURAL GAS | NP15 | 37055 |  | CISO | PGAE | 48.6
Participating Unit | N | N |  | RVSIDE_6_RERCU1 | GEN | Riverside Energy Res. Ctr Unit 1 | 48.35 | 48.5 | SCE | City of Riverside (MSSA) | COMBUSTION TURBINE | NATURAL GAS | SP15 | 38869 |  | CISO | RVSD | 48.5
Participating Unit | N | N |  | RVSIDE_6_RERCU2 | GEN | Riverside Energy Res. Ctr Unit 2 | 48.5 | 48.5 | SCE | City of Riverside (MSSA) | COMBUSTION TURBINE | NATURAL GAS | SP15 | 38869 |  | CISO | RVSD | 48.5
Non-Participating | N | Y | MALAGA_1_PL1X2 | MALAGA_7_CTG1 | GEN | KRCD Malaga Peaking Plant CTG1 | 48.5 | 48.5 |  | Kings River Conservation District | COMBUSTION TURBINE | NATURAL GAS | NP15 |  |  | CISO |  | 48.5
Non-Participating | N | Y | MALAGA_1_PL1X2 | MALAGA_7_CTG2 | GEN | KRCD Malaga Peaking Plant CTG2 | 48.5 | 48.5 |  | Kings River Conservation District | COMBUSTION TURBINE | NATURAL GAS | NP15 |  |  | CISO |  | 48.5
Participating Unit | N | N |  | SGREGY_6_SANGER | GEN | Algonquin Power Sanger 2 | 48.3 | 48.3 | PGAE | Algonquin Power Sanger LLC | COMBINED CYCLE | NATURAL GAS | NP15 | 42887 |  | CISO | PGAE | 48.3
Participating Unit | Y | N |  | HOLGAT_1_BORAX | GEN | U.S. Borax, Unit 1 | 48.2 | 48.2 | SCE | U.S. Borax Inc. |  | OTHER | SP15 | 30834 |  | CISO | SCE | 48.2
Participating Unit | Y | N |  | GOLETA_6_EXGEN | GEN | EXXON COMPANY USA | 48.2 | 48.2 | SCE | SOUTHERN CALIFORNIA EDISON COMPANY |  | OTHER | SP15 | 34200 |  | CISO | SCE | 48.2
Participating Unit | N | N |  | COPMTN_2_SOLAR1 | GEN | Copper Mountain 48 | 48 | 48 | SCE | Copper Mountain Solar 1, LLC | PHOTO VOLTAIC | SUN | SP15 | 40344 |  | CISO | SCE | 48
Participating Unit | N | N |  | ELCAJN_6_UNITA1 | GEN | Cuyamaca Peak Energy Plant | 45.42 | 48 | SDGE | San Diego Gas & Electric | COMBUSTION TURBINE | NATURAL GAS | SP15 | 37405 |  | CISO | SDGE | 48
Participating Unit | N | N |  | LARKSP_6_UNIT 2 | GEN | LARKSPUR PEAKER UNIT 2 | 47.98 | 45 | SDGE | Wildflower Energy LP | COMBUSTION TURBINE | NATURAL GAS | SP15 | 37147 |  | CISO | SDGE | 47.98
Participating Unit | N | N |  | GLNARM_7_UNIT 3 | GEN | GLEN ARM UNIT 3 | 44.83 | 47.3 | SCE | City of Pasadena | COMBUSTION TURBINE | NATURAL GAS | SP15 | 37994 |  | CISO | PASA | 47.3
Participating Unit | N | N |  | GLNARM_7_UNIT 4 | GEN | GLEN ARM UNIT 4 | 42.42 | 47.3 | SCE | City of Pasadena | COMBUSTION TURBINE | NATURAL GAS | SP15 | 37994 |  | CISO | PASA | 47.3
Participating Unit | N | N |  | ENWIND_2_WIND1 | GEN | Cameron Ridge | 47.1 | 47.1 | SCE | Cameron Ridge, LLC | WIND | WIND | SP15 | 41983 |  | CISO | SCE | 47.1
Participating Unit | N | N |  | CNTNLA_2_SOLAR2 | GEN | Centinels Solar Energy 2 | 45.6 | 47 | SDGE | Centinela Solar Energy, LLC | PHOTO VOLTAIC | SUN | SP15 | 41866 |  | CISO | SDGE | 47
Non-Participating | N | Y | PIT4_7_PL1X2 | PIT4_7_UNIT 2 | GEN | Pit PH 4 Unit 2 | 47 | 47 |  | Pacific Gas & Electric Company | HYDRO | WATER | NP15 |  |  | CISO |  | 47
Non-Participating | N | Y | AGRICO_7_UNIT | AGRICO_7_UNIT 4 | GEN | Fresno Cogen GT Unit 4 | 46.5 | 46.5 |  | Fresno Cogeneration Partners, LP | COMBUSTION TURBINE | NATURAL GAS | NP15 |  |  | CISO |  | 46.5
Participating Unit | N | N |  | LARKSP_6_UNIT 1 | GEN | LARKSPUR PEAKER UNIT 1 | 46.1 | 45 | SDGE | Wildflower Energy LP | COMBUSTION TURBINE | NATURAL GAS | SP15 | 37147 |  | CISO | SDGE | 46.1
Participating Unit | N | Y | SALTSP_7_UNITS | SALTSP_7_UNITS | GEN | SALT SPRINGS HYDRO AGGREGATE | 46 |  | PGAE | Pacific Gas & Electric Company | HYDRO | WATER | NP15 | 11324 |  | CISO | PGAE | 46
Non-Participating |  | Y | SANTFG_7_UNITS | SANTFG_7_UNIT 2 | GEN | SANTFG_7_UNIT 2 | 46 | 46 |  |  |  |  | NP15 |  |  | CISO |  | 46
Non-Participating |  | Y | SANTFG_7_UNITS | SANTFG_7_UNIT 1 | GEN | SANTFG_7_UNIT 1 | 46 | 46 |  |  |  |  | NP15 |  |  | CISO |  | 46
Participating Unit | N | N |  | USWND2_1_WIND3 | GEN | Golden Hills C | 46 | 46 | PGAE | Golden Hills Interconnection, LLC | WIND | WIND | NP15 | 43048 |  | CISO | PGAE | 46
Participating Unit | N | N |  | COLTON_6_AGUAM1 | GEN | AGUA MANSA UNIT 1 (CITY OF COLTON) | 43 | 45.5 | SCE | City of Colton | COMBUSTION TURBINE | NATURAL GAS | SP15 | 37799 |  | CISO | CLTN | 45.5
Participating Unit | N | N |  | TIFFNY_1_DILLON | GEN | TIFFNY_1_DILLON | 45 | 45 | SCE | Dillion Wind LLC | WIND | WIND | SP15 | 39556 |  | CISO | SCE | 45
Non-Participating | N | Y | BIGCRK_2_EXESWD | BGCRK8_7_UNIT 2 | GEN | BIG CREEK PH 8 UNIT 2 | 45 | 45 |  | Southern California Edison Company | HYDRO | WATER | SP15 |  |  | CISO |  | 45
Non-Participating | N | Y | INTKEP_2_UNITS | INTKEP_2_KIRKW3 | GEN | KIRKWOOD HYDRO UNIT 3 | 45 | 45 |  |  |  |  | NP15 |  |  | CISO |  | 45
Participating Unit | Y | N |  | COGNAT_1_UNIT | GEN | Stockton Biomas | 45 | 45 | PGAE | DTE Stockton, LLC | STEAM | BIOMASS | NP15 | 41682 |  | CISO | PGAE | 45
Non-Participating | N | Y | INTKEP_2_UNITS | INTKEP_2_KIRKW2 | GEN | KIRKWOOD HYDRO UNIT 2 | 45 | 45 |  |  |  |  | NP15 |  |  | CISO |  | 45
Non-Participating | N | Y | GILROY_1_UNIT | GILROY_1_ST2 | GEN | GILROY COGEN - UNIT 2 | 45 | 45 |  | Calpine Gilroy Cogen, L.P. | STEAM | HEAT RECOVERY | NP15 |  |  | CISO |  | 45
Participating Unit | N | N |  | INDIGO_1_UNIT 2 | GEN | INDIGO PEAKER UNIT 2 | 44.53 | 45 | SCE | Wildflower Energy LP | COMBUSTION TURBINE | NATURAL GAS | SP15 | 37153 |  | CISO | SCE | 45
Non-Participating | N | Y | INTKEP_2_UNITS | INTKEP_2_KIRKW1 | GEN | KIRKWOOD HYDRO UNIT 1 | 45 | 45 |  |  |  |  | NP15 |  |  | CISO |  | 45
Participating Unit | N | N |  | INDIGO_1_UNIT 3 | GEN | INDIGO PEAKER UNIT 3 | 43.69 | 45 | SCE | Wildflower Energy LP | COMBUSTION TURBINE | NATURAL GAS | SP15 | 37153 |  | CISO | SCE | 45
Participating Unit | N | N |  | INDIGO_1_UNIT 1 | GEN | INDIGO PEAKER UNIT 1 | 44 | 45 | SCE | Wildflower Energy LP | COMBUSTION TURBINE | NATURAL GAS | SP15 | 37153 |  | CISO | SCE | 45
Participating Unit | N | N |  | CAMLOT_2_SOLAR1 | GEN | Camelot | 45 | 45 | SCE | RE Camelot, LLC | PHOTO VOLTAIC | SUN | SP15 | 41984 |  | CISO | SCE | 45
Non-Participating |  | Y | DEVERS_1_QF | VENWD_1_QF | GEN | VENWD_1_QF | 44.8 | 44.8 |  |  |  |  | SP15 |  |  | CISO |  | 44.8
Participating Unit | N | N |  | MTWIND_1_UNIT 1 | GEN | Mountain View Power Project I | 44.4 | 44.4 | SCE | Mountain View Power Partners, L.L.C. | WIND | WIND | SP15 | 36974 |  | CISO | SCE | 44.4
Participating Unit | N | N |  | REDBLF_6_UNIT | GEN | RED BLUFF PEAKER PLANT | 44 | 44 | PGAE | California Power Holdings, LLC | RECIPROCATING ENGINE | NATURAL GAS | NP15 | 37114 |  | CISO | PGAE | 44
Participating Unit | N | N |  | VOYAGR_2_VOYWD3 | GEN | Voyager Wind 3 | 43.2 | 43.2 | SCE | Alta Interconnection Management III, LLC | WIND | WIND | SP15 | 43463 |  | CISO | SCE | 43.2
Participating Unit | N | N |  | USWND2_1_WIND2 | GEN | Golden Hills B | 42.96 | 43 | PGAE | Golden Hills Wind, LLC | WIND | WIND | NP15 | 42361 |  | CISO | PGAE | 43
Participating Unit | N | N |  | USWND2_1_WIND1 | GEN | Golden Hills A | 42.96 | 43 | PGAE | Golden Hills Wind, LLC | WIND | WIND | NP15 | 42356 |  | CISO | PGAE | 43
Participating Unit | N | N |  | CHICPK_7_UNIT 1 | GEN | Chicago Park Powerhouse | 42 | 42 | PGAE | Nevada Irrigation District | HYDRO | WATER | NP15 | 23743 |  | CISO | PGAE | 42
Non-Participating |  | Y | VERNON_6_MALBRG | VERNON_7_CTG2 | GEN | VERNON_7_CTG2 | 42 | 42 |  |  |  |  | SP15 |  |  | CISO |  | 42
Non-Participating |  | Y | VERNON_6_MALBRG | VERNON_7_CTG1 | GEN | VERNON_7_CTG1 | 42 | 42 |  |  |  |  | SP15 |  |  | CISO |  | 42
Participating Unit | Y | N |  | CONTRL_1_QF | GEN | CONTROL QFS | 13.4 | 41.9 | SCE | Southern California Edison Company | OTHER | OTHER | SP15 | 29952 |  | CISO | SCE | 41.9
Participating Unit | N | N |  | CALPIN_1_AGNEW | GEN | Agnews Power Plant | 28.56 | 41.5 | PGAE | O.L.S. Energy-Agnews, Inc. | COMBUSTION TURBINE | NATURAL GAS | NP15 | 33165 |  | CISO | PGAE | 41.5
Participating Unit | N | Y | CENTRY_6_PL1X4 | CENTRY_6_PL1X4 | GEN | CENTURY GENERATING PLANT (AGGREGATE) | 41.4 |  | SCE | Colton Power, LP | COMBUSTION TURBINE | NATURAL GAS | SP15 | 37151 |  | CISO | SCE | 41.4
Participating Unit | N | Y | DREWS_6_PL1X4 | DREWS_6_PL1X4 | GEN | Drews Generating Plant | 41.4 |  | SCE | Colton Power, LP | COMBUSTION TURBINE | NATURAL GAS | SP15 | 37117 |  | CISO | SCE | 41.4
Participating Unit | Y | N |  | HINSON_6_SERRGN | GEN | Southeast Resource Recovery | 34 | 41.3 | SCE | City of Long Beach | STEAM | WASTE TO POWER | SP15 | 32143 |  | CISO | SCE | 41.3
Participating Unit | N | N |  | CABZON_1_WINDA1 | GEN | Cabazon Wind Project | 41 | 41 | SCE | Cabazon Wind Partners, LLC | WIND | WIND | SP15 | 37499 |  | CISO | SCE | 41
Non-Participating | N | Y | PIT5_7_PL3X4 | PIT5_7_UNIT 4 | GEN | Pit PH 5 Unit 4 | 41 | 41 |  | Pacific Gas & Electric Company | HYDRO | WATER | NP15 |  |  | CISO |  | 41
Non-Participating | N | Y | PIT5_7_PL1X2 | PIT5_7_UNIT 2 | GEN | Pit PH 5 Unit 2 | 41 | 41 |  | Pacific Gas & Electric Company | HYDRO | WATER | NP15 |  |  | CISO |  | 41
Non-Participating | N | Y | PIT5_7_PL1X2 | PIT5_7_UNIT 1 | GEN | PIT PH 5 UNIT 1 | 41 | 41 |  | Pacific Gas & Electric Company | HYDRO | WATER | NP15 |  |  | CISO |  | 41
Non-Participating | N | Y | PIT5_7_PL3X4 | PIT5_7_UNIT 3 | GEN | PIT PH 5 UNIT 3 | 41 | 41 |  | Pacific Gas & Electric Company | HYDRO | WATER | NP15 |  |  | CISO |  | 41
Participating Unit | N | N |  | BUTTVL_7_UNIT 1 | GEN | BUTT VALLEY HYDRO | 39.5 | 41 | PGAE | Pacific Gas & Electric Company | HYDRO | WATER | NP15 | 21186 |  | CISO | PGAE | 41
Non-Participating |  | Y | ANTLPE_2_QF | FLOWD_6_QF | GEN | FLOWD_6_QF | 40.7 | 40.7 |  |  |  |  | SP15 |  |  | CISO |  | 40.7
Participating Unit | Y | Y | TENGEN_2_PL1X2 | TENGEN_2_PL1X2 | GEN | Berry Cogen 42 | 40.2 |  | SCE | Berry Petroleum Company | COMBUSTION TURBINE | NATURAL GAS | SP15 | 32938 |  | CISO | SCE | 40.2
Non-Participating | N | Y | SHELRF_1_UNITS | SHELRF_7_UNIT 2 | GEN | Shell Oil Refinery Unit 2 | 40 | 40 |  | Martinez Refining Company-Division of Equilon Enterprises, LLC | COMBUSTION TURBINE | NATURAL GAS | NP15 |  |  | CISO |  | 40
Non-Participating | N | Y | SHELRF_1_UNITS | SHELRF_7_UNIT 3 | GEN | Shell Oil Refinery Unit 3 | 40 | 40 |  | Martinez Refining Company-Division of Equilon Enterprises, LLC | COMBUSTION TURBINE | NATURAL GAS | NP15 |  |  | CISO |  | 40
Participating Unit | N | N |  | OTAY_6_PL1X2 | GEN | Chula Vista Energy Center, LLC | 35.5 | 40 | SDGE | Chula Vista Energy Center, LLC | COMBUSTION TURBINE | NATURAL GAS | SP15 | 38876 |  | CISO | SDGE | 40
Participating Unit | N | N |  | PIT6_7_UNIT 2 | GEN | PIT PH 6 UNIT 2 | 40 | 40 | PGAE | Pacific Gas & Electric Company | HYDRO | WATER | NP15 | 23743 |  | CISO | PGAE | 40
Participating Unit | N | N |  | CUYAMS_6_CUYSR1 | GEN | Cuyama Solar | 40 | 40 | PGAE | Cuyama Solar, LLC | PHOTO VOLTAIC | SUN | ZP26 | 43069 |  | CISO | PGAE | 40
Participating Unit | N | N |  | VSTAES_6_VESBT1 | GEN | Vista Energy Storage | 40 | 40 | SDGE | Vista Energy Storage, LLC | OTHER | LESR | SP15 | 43277 |  | CISO | SDGE | 40
Participating Unit | N | N |  | CAVLSR_2_BSOLAR | GEN | California Valley Solar Ranch-Phase B | 40 | 40 | PGAE | High Plains Ranch II, LLC | PHOTO VOLTAIC | SUN | ZP26 | 41275 |  | CISO | PGAE | 40
Participating Unit | N | N |  | MSTANG_2_SOLAR3 | GEN | Mustang 3 | 40 | 40 | PGAE | RE Mustang 3 LLC | PHOTO VOLTAIC | SUN | NP15 | 42493 |  | CISO | PGAE | 40
Participating Unit | N | N |  | BIGSKY_2_SOLAR2 | GEN | Big Sky Solar 4 | 40 | 40 | SCE | Elevation Solar C LLC | PHOTO VOLTAIC | SUN | SP15 | 42707 |  | CISO | SCE | 40
Participating Unit | N | N |  | AGCANA_X_HOOVER | TG | Hoover Power Plant | 40 |  | SCE | MEAD230 | HYDRO | WATER | SP15 | 43367 |  | WALC | SCE | 40
Participating Unit | Y | N |  | VEDDER_1_SEKERN | GEN | TEXACO EXPLORATION & PROD (SE KERN RIVER | 34.47 | 39.7 | PGAE | Pacific Gas & Electric Company | COMBUSTION TURBINE | NATURAL GAS | ZP26 | 32539 |  | CISO | PGAE | 39.7
Non-Participating | N | Y | WARNE_2_UNIT | WARNE_2_UNIT 2 | GEN | WARNE HYDRO UNIT 2 | 39.1 | 39.1 |  | California Dept. of Water Resources | HYDRO | WATER | SP15 |  |  | CISO |  | 39.1
Non-Participating | N | Y | WARNE_2_UNIT | WARNE_2_UNIT 1 | GEN | WARNE HYDRO UNIT 1 | 39.1 | 39.1 |  | California Dept. of Water Resources | HYDRO | WATER | SP15 |  |  | CISO |  | 39.1
Participating Unit | N | N |  | PIT6_7_UNIT 1 | GEN | PIT PH 6 UNIT 1 | 39 | 39 | PGAE | Pacific Gas & Electric Company | HYDRO | WATER | NP15 | 23743 |  | CISO | PGAE | 39
Participating Unit | N | N |  | FORBST_7_UNIT 1 | GEN | FORBESTOWN HYDRO | 37.5 | 39 | PGAE | South Feather Water and Power | HYDRO | WATER | NP15 | 23012 |  | CISO | PGAE | 39
Non-Participating | N | Y | ELECTR_7_PL1X3 | ELECTR_7_UNIT 3 | GEN | ELECTRA UNIT 3 | 38.1 | 38.1 |  | Pacific Gas & Electric Company | HYDRO | WATER | NP15 |  |  | CISO |  | 38.1
Participating Unit | N | N |  | WNDMAS_2_UNIT 1 | GEN | BUENA VISTA ENERGY, LLC | 38 | 36 | PGAE | Buena Vista Energy, LLC | WIND | WIND | NP15 | 30674 |  | CISO | PGAE | 38
Participating Unit | N | N |  | BRDSLD_2_MTZUMA | GEN | FPL Energy Montezuma Wind | 36.8 | 38 | PGAE | FPL Energy Montezuma Wind, LLC | WIND | WIND | NP15 | 40568 |  | CISO | PGAE | 38
Participating Unit | N | N |  | UNVRSY_1_UNIT 1 | GEN | Berry Cogen 38 - Unit 1 | 38 | 38 | PGAE | Berry Petroleum Company | COMBUSTION TURBINE | NATURAL GAS | ZP26 | 31413 |  | CISO | PGAE | 38
Participating Unit | N | Y | VESTAL_2_KERN | VESTAL_2_KERN | GEN | KERN RIVER PH 3 UNITS 1 & 2 AGGREGATE | 36.8 |  | SCE | Southern California Edison Company | HYDRO | WATER | SP15 | 2558 |  | CISO | SCE | 36.8
Participating Unit | Y | N |  | DEXZEL_1_UNIT | GEN | Western Power and Steam Cogeneration | 20 | 36.8 | PGAE | Western Power and Steam, Inc. | COMBUSTION TURBINE | NATURAL GAS | ZP26 | 32842 |  | CISO | PGAE | 36.8
Non-Participating | N | Y | BIGCRK_2_EXESWD | BGCRK3_7_UNIT 5 | GEN | BIG CREEK PH 3 UNIT 5 | 36.5 | 36.5 |  | Southern California Edison Company | HYDRO | WATER | SP15 |  |  | CISO |  | 36.5
Non-Participating | N | Y | BIGCRK_2_EXESWD | BGCRK3_7_UNIT 4 | GEN | BIG CREEK PH 3 UNIT 4 | 36 | 36 |  | Southern California Edison Company | HYDRO | WATER | SP15 |  |  | CISO |  | 36
Non-Participating | N | Y | HYTTHM_2_UNITS | THERMA_2_UNIT 1 | GEN | Thermalito Gen Unit 1 | 36 | 36 |  | California Dept. of Water Resources | HYDRO | WATER | NP15 |  |  | CISO |  | 36
Participating Unit | N | Y | RVSIDE_6_SPRING | RVSIDE_6_SPRING | GEN | SPRINGS GENERATION PROJECT AGGREGATE | 36 |  | SCE | City of Riverside (MSSA) | COMBUSTION TURBINE | NATURAL GAS | SP15 | 37420 |  | CISO | RVSD | 36
Participating Unit | Y | N |  | HINSON_6_CARBGN | GEN | BP WILMINGTON CALCINER | 30 | 35.8 | SCE | Tesoro Refining and Marketing Company LLC | STEAM | HEAT RECOVERY | SP15 | 29952 |  | CISO | SCE | 35.8
Participating Unit | Y | N |  | MOORPK_6_QF | GEN | MOORPARK QFS | 0.8 | 35.8 | SCE | Southern California Edison Company | OTHER | OTHER | SP15 | 27760 |  | CISO | SCE | 35.8
Participating Unit | N | N |  | OLINDA_2_LNDFL2 | GEN | Brea Power II | 28.1 | 35.7 | SCE | Brea Power II LLC | COMBINED CYCLE | BIOGAS | SP15 | 41214 |  | CISO | SCE | 35.7
Participating Unit | Y | N |  | BURNYF_2_UNIT 1 | GEN | Burney Forest Power | 31 | 35.7 | PGAE | Burney Forest Products | STEAM | BIOMASS | NP15 | 43329 |  | CISO | PGAE | 35.7
Non-Participating | N | Y | CRESTA_7_PL1X2 | CRESTA_7_UNIT 1 | GEN | CRESTA UNIT #1 | 35.2 | 35.2 |  | Pacific Gas & Electric Company | HYDRO | WATER | NP15 |  |  | CISO |  | 35.2
Non-Participating | N | Y | CRESTA_7_PL1X2 | CRESTA_7_UNIT 2 | GEN | CRESTA UNIT #2 | 35.2 | 35.2 |  | Pacific Gas & Electric Company | HYDRO | WATER | NP15 |  |  | CISO |  | 35.2
Participating Unit | N | N |  | FRIANT_6_UNITS | GEN | FRIANT DAM | 25 | 34.7 | PGAE | Friant Power Authority | HYDRO | WATER | NP15 | 42430 |  | CISO | PGAE | 34.7
Participating Unit | N | N |  | MOJAVE_1_SIPHON | GEN | MOJAVE SIPHON POWER PLANT | 14.36 | 34.5 | SCE | California Dept. of Water Resources | HYDRO | WATER | SP15 | 35065 |  | CISO | CWRS | 34.5
Participating Unit | Y | N |  | KINGCO_1_KINGBR | GEN | Kingsburg Cogen | 34.5 | 34.5 | PGAE | KES Kingsburg, L.P. | COMBUSTION TURBINE | NATURAL GAS | NP15 | 33212 |  | CISO | PGAE | 34.5
Non-Participating | N | Y | BIGCRK_2_EXESWD | BGCRK3_7_UNIT 2 | GEN | BIG CREEK PH 3 UNIT 2 | 34 | 34 |  | Southern California Edison Company | HYDRO | WATER | SP15 |  |  | CISO |  | 34
Non-Participating | N | Y | BIGCRK_2_EXESWD | BGCRK3_7_UNIT 1 | GEN | BIG CREEK PH 3 UNIT 1 | 34 | 34 |  | Southern California Edison Company | HYDRO | WATER | SP15 |  |  | CISO |  | 34
Non-Participating | N | Y | SALTSP_7_UNITS | SALTSP_7_UNIT 2 | GEN | Salt Springs Unit 2 | 34 | 34 |  | Pacific Gas & Electric Company | HYDRO | WATER | NP15 |  |  | CISO |  | 34
Participating Unit | N | N |  | BALCHS_7_UNIT 1 | GEN | BALCH 1 PH UNIT 1 | 31 | 34 | PGAE | Pacific Gas & Electric Company | HYDRO | WATER | NP15 | 9863 |  | CISO | PGAE | 34
Non-Participating | N | Y | BIGCRK_2_EXESWD | BGCRK3_7_UNIT 3 | GEN | BIG CREEK PH 3 UNIT 3 | 34 | 34 |  | Southern California Edison Company | HYDRO | WATER | SP15 |  |  | CISO |  | 34
Participating Unit | N | N |  | ETIWND_2_UNIT1 | GEN | ETIWND_2_UNIT1 | 33.6 | 33.6 | SCE | New-Indy Ontario, LLC | COMBUSTION TURBINE | NATURAL GAS | SP15 | 42370 |  | CISO | SCE | 33.6
Non-Participating | N | Y | NAVYII_2_UNITS | NAVYII_2_UNIT 4 | GEN | COSO POWER DEVELOPERS (NAVY II) UNIT 4 | 33.3 | 33.3 |  |  |  |  | SP15 |  |  | CISO |  | 33.3
Non-Participating | N | Y | NAVYII_2_UNITS | NAVYII_2_UNIT 5 | GEN | COSO Power Developers (Navy II) Unit 5 | 33.3 | 33.3 |  |  |  |  | SP15 |  |  | CISO |  | 33.3
Non-Participating | N | Y | NAVYII_2_UNITS | NAVYII_2_UNIT 6 | GEN | COSO Power Developers (Navy II) Unit 6 | 33.3 | 33.3 |  |  |  |  | SP15 |  |  | CISO |  | 33.3
Non-Participating | N | Y | BUCKCK_7_PL1X2 | BUCKCK_7_UNIT 1 | GEN | Bucks Creek Unit #1 | 33 | 33 |  | Pacific Gas & Electric Company | HYDRO | WATER | NP15 |  |  | CISO |  | 33
Non-Participating | N | Y | BUCKCK_7_PL1X2 | BUCKCK_7_UNIT 2 | GEN | Bucks Creek Unit #2 | 32.5 | 32.5 |  | Pacific Gas & Electric Company | HYDRO | WATER | NP15 |  |  | CISO |  | 32.5
Participating Unit | Y | N |  | MALCHQ_7_UNIT 1 | GEN | MALACHA HYDRO L.P. | 32.5 | 32.5 | PGAE | Pacific Gas & Electric Company | HYDRO | WATER | NP15 | 32484 |  | CISO | PGAE | 32.5
Participating Unit | Y | N |  | GRZZLY_1_BERKLY | GEN | Berkeley Cogeneration | 26.35 | 32.5 | PGAE | The Regents of the University of California | COMBINED CYCLE | NATURAL GAS | NP15 | 43151 |  | CISO | PGAE | 32.5
Non-Participating |  | Y | CALGEN_1_UNITS | CALGEN_1_UNIT 2 | GEN | CALGEN_1_UNIT 2 | 32.2 | 32.2 |  |  |  |  | SP15 |  |  | CISO |  | 32.2
Non-Participating |  | Y | CALGEN_1_UNITS | CALGEN_1_UNIT 1 | GEN | CALGEN_1_UNIT 1 | 32.2 | 32.2 |  |  |  |  | SP15 |  |  | CISO |  | 32.2
Non-Participating |  | Y | CALGEN_1_UNITS | CALGEN_1_UNIT 3 | GEN | CALGEN_1_UNIT 3 | 32.2 | 32.2 |  |  |  |  | SP15 |  |  | CISO |  | 32.2
Participating Unit | N | N |  | PIT1_7_UNIT 2 | GEN | PIT PH 1 UNIT 2 | 32 | 32 | PGAE | Pacific Gas & Electric Company | HYDRO | WATER | NP15 | 8037 |  | CISO | PGAE | 32
Participating Unit | N | N |  | PIT1_7_UNIT 1 | GEN | PIT PH 1 UNIT 1 | 32 | 32 | PGAE | Pacific Gas & Electric Company | HYDRO | WATER | NP15 | 8037 |  | CISO | PGAE | 32
Participating Unit | Y | N |  | WADHAM_6_UNIT | GEN | Wadham Energy LP | 29.07 | 32 | PGAE | Wadham Energy LP | STEAM | WASTE TO POWER | NP15 | 32591 |  | CISO | PGAE | 32
Non-Participating | N | Y | ELECTR_7_PL1X3 | ELECTR_7_UNIT 2 | GEN | ELECTRA UNIT 2 | 31.7 | 31.7 |  | Pacific Gas & Electric Company | HYDRO | WATER | NP15 |  |  | CISO |  | 31.7
Non-Participating | N | Y | ELECTR_7_PL1X3 | ELECTR_7_UNIT 1 | GEN | ELECTRA UNIT 1 | 31.7 | 31.7 |  | Pacific Gas & Electric Company | HYDRO | WATER | NP15 |  |  | CISO |  | 31.7
Participating Unit | Y | N |  | CHINO_6_CIMGEN | GEN | Chino Co-Generation | 26 | 31.6 | SCE | O.L.S. Energy - Chino | COMBINED CYCLE | NATURAL GAS | SP15 | 43278 |  | CISO | SCE | 31.6
Non-Participating | N | Y | BIGCRK_2_EXESWD | BGCRK1_7_UNIT 4 | GEN | BIG CREEK PH 1 UNIT 4 | 31.2 | 31.2 |  | Southern California Edison Company | HYDRO | WATER | SP15 |  |  | CISO |  | 31.2
Non-Participating | N | Y | TIGRCK_7_UNITS | TIGRCK_7_UNIT 1 | GEN | Tiger Creek Unit 1 | 31 | 31 |  | Pacific Gas & Electric Company | HYDRO | WATER | NP15 |  |  | CISO |  | 31
Non-Participating | N | Y | TIGRCK_7_UNITS | TIGRCK_7_UNIT 2 | GEN | Tiger Creek Unit 2 | 31 | 31 |  | Pacific Gas & Electric Company | HYDRO | WATER | NP15 |  |  | CISO |  | 31
Participating Unit | N | N |  | GLNARM_7_UNIT 1 | GEN | GLEN ARM UNIT 1 | 22.07 | 30.6 | SCE | City of Pasadena | COMBUSTION TURBINE | NATURAL GAS | SP15 | 27760 |  | CISO | PASA | 30.6
Participating Unit | N | N |  | GLNARM_7_UNIT 2 | GEN | GLEN ARM UNIT 2 | 22.3 | 30.6 | SCE | City of Pasadena | COMBUSTION TURBINE | NATURAL GAS | SP15 | 27760 |  | CISO | PASA | 30.6
Participating Unit | N | N |  | ULTPFR_1_UNIT 1 | GEN | Rio Bravo Fresno | 24.3 | 30.5 | PGAE | Rio Bravo Fresno | STEAM | BIOMASS | NP15 | 42985 |  | CISO | PGAE | 30.5
Participating Unit | Y | N |  | SPIAND_1_ANDSN2 | GEN | SPI Anderson 2 | 27.15 | 30.1 | PGAE | Sierra Pacific Industries | STEAM | BIOMASS | NP15 | 42256 |  | CISO | PGAE | 30.1
Participating Unit | Y | N |  | PADUA_6_QF | GEN | PADUA QFS | 1.82 | 30.1 | SCE | Southern California Edison Company | OTHER | OTHER | SP15 | 30682 |  | CISO | SCE | 30.1
Participating Unit | N | Y | PARDEB_6_UNITS | PARDEB_6_UNITS | GEN | Pardee Power House | 30 |  | PGAE | East Bay Municipal Utility District | HYDRO | WATER | NP15 | 10959 |  | CISO | PGAE | 30
Participating Unit | N | N |  | MSTANG_2_SOLAR | GEN | Mustang | 30 | 30 | PGAE | RE Mustang LLC | PHOTO VOLTAIC | SUN | NP15 | 42563 |  | CISO | PGAE | 30
Participating Unit | N | N |  | MSTANG_2_SOLAR4 | GEN | Mustang 4 | 30 | 30 | PGAE | RE Mustang 4 LLC | PHOTO VOLTAIC | SUN | NP15 | 42530 |  | CISO | PGAE | 30
Non-Participating | N | Y | BIGCRK_2_EXESWD | BGCRK8_7_UNIT 1 | GEN | BIG CREEK PH 8 UNIT 1 | 30 | 30 |  | Southern California Edison Company | HYDRO | WATER | SP15 |  |  | CISO |  | 30
Participating Unit | N | N |  | SNCLRA_2_UNIT1 | GEN | New Indy Oxnard | 27.8 | 29 | SCE | New-Indy Oxnard LLC | COMBUSTION TURBINE | NATURAL GAS | SP15 | 42475 |  | CISO | SCE | 29
Participating Unit | N | Y | DRUM_7_PL3X4 | DRUM_7_PL3X4 | GEN | Drum PH 1 Units 3 & 4 Aggregate | 28.9 |  | PGAE | Pacific Gas & Electric Company | HYDRO | WATER | NP15 | 8037 |  | CISO | PGAE | 28.9
Participating Unit | N | N |  | ULTRCK_2_UNIT | GEN | Rio Bravo Rocklin | 24.4 | 28.8 | PGAE | Rio Bravo Rocklin | STEAM | BIOMASS | NP15 | 42985 |  | CISO | PGAE | 28.8
Participating Unit | Y | N |  | PACLUM_6_UNIT | GEN | Humboldt Redwood | 28.8 | 28.8 | PGAE | Humboldt Sawmill Company, LLC | STEAM | BIOMASS | NP15 | 42887 |  | CISO | PGAE | 28.8
Participating Unit | Y | N |  | BIOMAS_1_UNIT 1 | GEN | WOODLAND BIOMASS | 25.5 | 28.8 | PGAE | Woodland Biomass Power, Ltd. | STEAM | BIOMASS | NP15 | 32751 |  | CISO | PGAE | 28.8
Non-Participating |  | Y | DEVERS_1_QF | PANSEA_1_SEAWND | GEN | PANSEA_1_SEAWND | 28.5 | 28.5 |  |  |  |  | SP15 |  |  | CISO |  | 28.5
Participating Unit | Y | N |  | ELLIS_2_QF | GEN | ELLIS QFS | 12 | 28.2 | SCE | Southern California Edison Company | OTHER | OTHER | SP15 | 33970 |  | CISO | SCE | 28.2
Non-Participating | N | Y | HYTTHM_2_UNITS | THERMA_2_UNIT 3 | GEN | Thermalito P-G Unit 3 | 28 | 28 |  | California Dept. of Water Resources | HYDRO | WATER | NP15 |  |  | CISO |  | 28
Participating Unit | N | N |  | SNCLRA_2_UNIT | GEN | Channel Islands Power | 27.5 | 28 | SCE | CSU Channel Islands Site Authority | COMBINED CYCLE | NATURAL GAS | SP15 | 43216 |  | CISO | SCE | 28
Non-Participating | N | Y | HYTTHM_2_UNITS | THERMA_2_UNIT 4 | GEN | Thermalito P-G Unit 4 | 28 | 28 |  | California Dept. of Water Resources | HYDRO | WATER | NP15 |  |  | CISO |  | 28
Participating Unit | Y | N |  | SAMPSN_6_KELCO1 | GEN | KELCO QUALIFYING FACILITY | 25 | 28 | SDGE | CP Kelco U.S., Inc. | COMBUSTION TURBINE | OTHER | SP15 | 41703 |  | CISO | SDGE | 28
Non-Participating | N | Y | HYTTHM_2_UNITS | THERMA_2_UNIT 2 | GEN | Thermalito P-G Unit 2 | 28 | 28 |  | California Dept. of Water Resources | HYDRO | WATER | NP15 |  |  | CISO |  | 28
Participating Unit | N | Y | CORONS_6_CLRWTR | CORONS_6_CLRWTR | GEN | Clearwater Power Plant | 28 |  | SCE | City of Riverside (MSSA) | COMBINED CYCLE | NATURAL GAS | SP15 | 38411 |  | CISO | RVSD | 28
Participating Unit | N | N |  | FLOWD_2_RT2WD2 | GEN | Ridgetop 2 | 27.39 | 27.4 | SCE | Ridgetop Energy, LLC | WIND | WIND | SP15 | 43385 |  | CISO | SCE | 27.4
Participating Unit | N | N |  | LAMONT_1_SOLAR4 | GEN | Hayworth Solar Farm | 26.66 | 27 | PGAE | 65HK 8me LLC | PHOTO VOLTAIC | SUN | ZP26 | 42361 |  | CISO | PGAE | 27
Participating Unit | N | N |  | KERRGN_1_UNIT 1 | GEN | KERN RIVER HYDRO UNITS 1-4 AGGREGATE | 25.6 | 26.3 | SCE | Southern California Edison Company | HYDRO | WATER | SP15 | 2558 |  | CISO | SCE | 26.3
Participating Unit | N | N |  | BREGGO_6_SOLAR | GEN | NRG Borrego Solar One | 26 | 26 | SDGE | Solar Borrego I LLC | PHOTO VOLTAIC | SUN | SP15 | 41317 |  | CISO | SDGE | 26
Participating Unit | N | Y | DRUM_7_PL1X2 | DRUM_7_PL1X2 | GEN | Drum PH 1 Units 1 & 2 Aggregate | 26 |  | PGAE | Pacific Gas & Electric Company | HYDRO | WATER | NP15 | 4750 |  | CISO | PGAE | 26
Non-Participating |  | Y | ANTLPE_2_QF | NZWIND_6_ZONDWD | GEN | NZWIND_6_ZONDWD | 26 | 26 |  |  |  |  | SP15 |  |  | CISO |  | 26
Participating Unit | N | N |  | DUTCH2_7_UNIT 1 | GEN | DUTCH FLAT 2 PH | 26 | 26 | PGAE | Nevada Irrigation District | HYDRO | WATER | NP15 | 23743 |  | CISO | PGAE | 26
Non-Participating | N | Y | PIT3_7_PL1X3 | PIT3_7_UNIT 2 | GEN | Pit PH 3 Unit 2 | 26 | 26 |  | Pacific Gas & Electric Company | HYDRO | WATER | NP15 |  |  | CISO |  | 26
Participating Unit | N | Y | TULLCK_7_UNITS | TULLCK_7_UNITS | GEN | Tullock Hydro | 25.9 |  | PGAE | City of Santa Clara DBA Silicon Valley Power (MSS Agreement - S14) |  | WATER | NP15 | 21186 |  | CISO | NCPA | 25.9
Participating Unit | N | N |  | ALMEGT_1_UNIT 1 | GEN | ALAMEDA GT UNIT 1 | 25 | 25.4 | PGAE | NCPA (MSS Agreement - S14) | COMBUSTION TURBINE | NATURAL GAS | NP15 | 31413 |  | CISO | NCPA | 25.4
Participating Unit | N | N |  | ALMEGT_1_UNIT 2 | GEN | ALAMEDA GT UNIT 2 | 25 | 25.4 | PGAE | NCPA (MSS Agreement - S14) | COMBUSTION TURBINE | NATURAL GAS | NP15 | 31413 |  | CISO | NCPA | 25.4
Participating Unit | N | N |  | LODI25_2_UNIT 1 | GEN | LODI GAS TURBINE | 25 | 25.4 | PGAE | NCPA (MSS Agreement - S14) | COMBUSTION TURBINE | NATURAL GAS | NP15 | 31413 |  | CISO | NCPA | 25.4
Participating Unit | N | N |  | ULTPCH_1_UNIT 1 | GEN | Pacific Ultrapower Chinese Station | 18 | 25.3 | PGAE | Sierra Energy Storage, LLC | STEAM | BIOMASS | NP15 | 42795 |  | CISO | PGAE | 25.3
Participating Unit | N | Y | ONLLPP_6_UNITS | ONLLPP_6_UNITS | GEN | O'NEILL PUMP-GEN (AGGREGATE) | 25.2 |  | PGAE | Western Area Power Administration |  | WATER | NP15 | 43069 |  | CISO | PGAE | 25.2
Non-Participating | N | Y | CARBOU_7_PL2X3 | CARBOU_7_UNIT 3 | GEN | CARIBOU PH 1 UNIT 3 | 25 | 25 |  | Pacific Gas & Electric Company | HYDRO | WATER | NP15 |  |  | CISO |  | 25
Non-Participating | N | Y | PIT3_7_PL1X3 | PIT3_7_UNIT 3 | GEN | Pit PH 3 Unit 3 | 25 | 25 |  | Pacific Gas & Electric Company | HYDRO | WATER | NP15 |  |  | CISO |  | 25
Non-Participating | N | Y | CARBOU_7_PL2X3 | CARBOU_7_UNIT 2 | GEN | CARIBOU PH 1 UNIT 2 | 25 | 25 |  | Pacific Gas & Electric Company | HYDRO | WATER | NP15 |  |  | CISO |  | 25
Participating Unit | N | N |  | CSCGNR_1_UNIT 2 | GEN | GIANERA PEAKER UNIT 2 | 24.75 | 24.8 | PGAE | City of Santa Clara DBA Silicon Valley Power (MSS Agreement - S14) | COMBUSTION TURBINE | NATURAL GAS | NP15 | 31413 |  | CISO | NCPA | 24.8
Participating Unit | N | N |  | CSCGNR_1_UNIT 1 | GEN | GIANERA PEAKER UNIT 1 | 24.75 | 24.8 | PGAE | City of Santa Clara DBA Silicon Valley Power (MSS Agreement - S14) | COMBUSTION TURBINE | NATURAL GAS | NP15 | 31778 |  | CISO | NCPA | 24.8
Participating Unit | Y | N |  | CHEVCY_1_UNIT | GEN | CHEVRON USA (CYMRIC) | 24.3 | 24.3 | PGAE | Pacific Gas & Electric Company | COMBUSTION TURBINE | NATURAL GAS | ZP26 | 30239 |  | CISO | PGAE | 24.3
Participating Unit | N | N |  | ZOND_6_UNIT | GEN | ZOND WINDSYSTEMS INC. | 17.1 | 24.1 | PGAE | Rooney Ranch Wind, LLC | WIND | WIND | NP15 | 31411 |  | CISO | PGAE | 24.1
Participating Unit | N | N |  | CARBOU_7_UNIT 1 | GEN | CARIBOU PH 1 UNIT 1 | 24 | 24 | PGAE | Pacific Gas & Electric Company | HYDRO | WATER | NP15 | 7672 |  | CISO | PGAE | 24
Non-Participating | N | Y | BLM_2_UNITS | BLM E_2_UNIT 8 | GEN | COSO ENERGY DEVELOPERS - BLM EAST UNIT 8 | 24 | 24 |  |  |  |  | SP15 |  |  | CISO |  | 24
Participating Unit | Y | N |  | SPQUIN_6_SRPCQU | GEN | Quincy Biomass | 24 | 24 | PGAE | Sierra Pacific Industries | STEAM | BIOMASS | NP15 | 43237 |  | CISO | PGAE | 24
Non-Participating | N | Y | BRODIE_2_WIND | BRODIE_2_WIND2 | GEN | Coram Brodie Wind Project Section 15 | 24 | 24 |  | Southern California Edison Company | WIND | WIND | SP15 |  |  | CISO |  | 24
Participating Unit | N | N |  | ETIWND_6_MWDETI | GEN | ETIWANDA RECOVERY HYDRO | 24 | 23.9 | SCE | Metropolitan Water District of Southern California (MWD) | HYDRO | WATER | SP15 | 34335 |  | CISO | SCE | 24
Non-Participating | N | Y | BLM_2_UNITS | BLM E_2_UNIT 7 | GEN | COSO ENERGY DEVELOPERS - BLM EAST UNIT 7 | 24 | 24 |  |  |  |  | SP15 |  |  | CISO |  | 24
Non-Participating | N | Y | BLM_2_UNITS | BLM W_2_UNIT 9 | GEN | COSO ENERGY DEVELOPERS - BLM WEST UNIT 9 | 24 | 24 |  |  |  |  | SP15 |  |  | CISO |  | 24
Non-Participating | N | Y | PIT3_7_PL1X3 | PIT3_7_UNIT 1 | GEN | PIT PH 3 UNIT 1 | 24 | 24 |  | Pacific Gas & Electric Company | HYDRO | WATER | NP15 |  |  | CISO |  | 24
Non-Participating |  | Y | CORONS_6_CLRWTR | CORONS_6_CLRCTG | GEN | CORONS_6_CLRCTG | 23.8 | 23.8 |  |  |  |  | SP15 |  |  | CISO |  | 23.8
Participating Unit | N | N |  | GARNET_1_WINDS | GEN | Garnet Winds Aggregation | 22.5 | 23.3 | SCE | Windpower Partners 1993, L.P. | WIND | WIND | SP15 | 40595 |  | CISO | SCE | 23.3
Participating Unit | Y | N |  | PTLOMA_6_NTCQF | GEN | NTC/MCRD COGENERATION | 22.3 | 23 | SDGE | SDG&E Exempt | COMBUSTION TURBINE | OTHER | SP15 | 32509 |  | CISO | SDGE | 23
Participating Unit | N | N |  | ADLIN_1_UNITS | GEN | GEYSERS AIDLIN AGGREGATE | 22 | 23 | PGAE | Geysers Power Company, LLC | STEAM | GEOTHERMAL | NP15 |  |  | CISO | PGAE | 23
Non-Participating | N | Y | TENGEN_2_PL1X2 | TENGEN_6_UNIT 1 | GEN | Berry Petroleum Placerita, Unit 1 | 22.7 | 22.7 |  |  | COMBUSTION TURBINE | OTHER | SP15 |  |  | CISO |  | 22.7
Non-Participating | N | Y | TENGEN_2_PL1X2 | TENGEN_6_UNIT 2 | GEN | Berry Petroleum Placerita, Unit 2 | 22.7 | 22.7 |  | Southern California Edison Company | COMBUSTION TURBINE | NATURAL GAS | SP15 |  |  | CISO |  | 22.7
Participating Unit | N | Y | AGRICO_6_PL3N5 | AGRICO_6_PL3N5 | GEN | Fresno Peaker | 22.69 |  | PGAE | Fresno Cogeneration Partners, LP | COMBUSTION TURBINE | NATURAL GAS | NP15 | 38959 |  | CISO | PGAE | 22.69
Participating Unit | N | N |  | TEHAPI_2_WIND2 | GEN | Wind Wall Monolith 2 | 21.24 | 22.5 | SCE | Tehachapi Wind Wall, LLC | WIND | WIND | SP15 | 42535 |  | CISO | SCE | 22.5
Participating Unit | N | N |  | MTWIND_1_UNIT 3 | GEN | Mountain View Power Project III | 22.44 | 22.4 | SCE | Mountain View Power Partners III, L.L.C. | WIND | WIND | SP15 | 37970 |  | CISO | SCE | 22.44
Participating Unit | N | N |  | STNRES_1_UNIT | GEN | Covanta Stanislaus | 19.9 | 22.3 | PGAE | Covanta Stanislaus, Inc. | STEAM | WASTE TO POWER | NP15 | 32392 |  | CISO | PGAE | 22.3
Participating Unit | N | N |  | MTWIND_1_UNIT 2 | GEN | Mountain View Power Project II | 22.2 | 22.2 | SCE | Mountain View Power Partners, L.L.C. | WIND | WIND | SP15 | 37151 |  | CISO | SCE | 22.2
Participating Unit | N | N |  | DUTCH1_7_UNIT 1 | GEN | DUTCH FLAT 1 PH | 22 | 22 | PGAE | Pacific Gas & Electric Company | HYDRO | WATER | NP15 | 15707 |  | CISO | PGAE | 22
Participating Unit | N | N |  | WHITNY_6_SOLAR | GEN | Whitney Point Solar | 20 | 22 | PGAE | Whitney Point Solar, LLC | PHOTO VOLTAIC | SUN | NP15 | 42840 |  | CISO | PGAE | 22
Participating Unit | N | N |  | PAIGES_6_SOLAR | GEN | Paige Solar | 20 | 22 | PGAE | Westside Solar, LLC | PHOTO VOLTAIC | SUN | NP15 | 42803 |  | CISO | PGAE | 22
Participating Unit | Y | N |  | SPBURN_2_UNIT 1 | GEN | Burney Biomass | 22 | 22 | PGAE | Sierra Pacific Industries | STEAM | BIOMASS | NP15 | 31413 |  | CISO | PGAE | 22
Participating Unit | Y | N |  | CHINO_2_QF | GEN | CHINO QFS | 0.58 | 21.8 | SCE | Southern California Edison Company | OTHER | OTHER | SP15 | 31778 |  | CISO | SCE | 21.8
Non-Participating | N | Y | BIGCRK_2_EXESWD | BGCRK1_7_UNIT 3 | GEN | BIG CREEK PH 1 UNIT 3 | 21.6 | 21.6 |  | Southern California Edison Company | HYDRO | WATER | SP15 |  |  | CISO |  | 21.6
Participating Unit | N | N |  | INTTRB_6_UNIT | GEN | International Turbine Research | 18.4 | 21.3 | PGAE | Dollar Wind LLC | WIND | WIND | NP15 |  |  | CISO | PGAE | 21.3
Non-Participating | N | Y | AGRICO_6_PL3N5 | AGRICO_6_UNIT 3 | GEN | Fresno Peaker AG PL3N5 ICE5 | 21 | 21 |  | Fresno Cogeneration Partners, LP | COMBUSTION TURBINE | NATURAL GAS | NP15 |  |  | CISO |  | 21
Participating Unit | N | N |  | BLYTHE_1_SOLAR1 | GEN | Blythe Solar 1 Project | 21 | 21 | SCE | Solar Blythe LLC | PHOTO VOLTAIC | SUN | SP15 | 40165 |  | CISO | SCE | 21
Participating Unit | N | Y | DMDVLY_1_UNITS | DMDVLY_1_UNITS | GEN | DIAMOND VALLEY LAKE PUMP-GEN PLANT | 21 |  | SCE | Metropolitan Water District of Southern California (MWD) | HYDRO | WATER | SP15 | 36892 |  | CISO | SCE | 21
Non-Participating | N | Y | VESTAL_2_KERN | VESTAL_6_KERNU1 | GEN | KERN RIVER PH 3 UNITS 1 | 20.5 | 20.5 |  | Kings River Conservation District | COMBUSTION TURBINE | NATURAL GAS | SP15 |  |  | CISO |  | 20.5
Participating Unit | N | N |  | LAKHDG_6_UNIT 2 | GEN | Lake Hodges Pumped Storage-Unit2 | 20 | 20.4 | SDGE | San Diego County Water Authority | PUMPED STORAGE | WATER | SP15 | 41147 |  | CISO | SDGE | 20.4
Participating Unit | N | N |  | LAKHDG_6_UNIT 1 | GEN | Lake Hodges Pumped Storage-Unit1 | 20 | 20.4 | SDGE | San Diego County Water Authority | PUMPED STORAGE | WATER | SP15 | 41147 |  | CISO | SDGE | 20.4
Participating Unit | Y | N |  | COVERD_2_QFUNTS | GEN | COVE ROAD HYDRO QF UNITS | 5.75 | 20.3 | PGAE | Pacific Gas & Electric Company | HYDRO | WATER | NP15 | 31782 |  | CISO | PGAE | 20.3
Participating Unit | N | N |  | ALPSLR_1_NTHSLR | GEN | Alpaugh North, LLC | 20 | 20 | PGAE | Alpaugh North, LLC | PHOTO VOLTAIC | SUN | ZP26 | 41341 |  | CISO | PGAE | 20
Participating Unit | N | N |  | MARCPW_6_SOLAR1 | GEN | Maricopa West Solar PV | 20 | 20 | PGAE | Maricopa West Solar PV, LLC | PHOTO VOLTAIC | SUN | ZP26 | 42350 |  | CISO | PGAE | 20
Participating Unit | N | N |  | SKERN_6_SOLAR1 | GEN | South Kern Solar PV Plant | 20 | 20 | PGAE | Algonquin SKIC 20 Solar, LLC | PHOTO VOLTAIC | SUN | ZP26 | 42101 |  | CISO | PGAE | 20
Participating Unit | N | N |  | SEGS_1_SR2SL2 | GEN | Sunray 2 | 20 | 20 | SCE | Sunray Energy 2, LLC | PHOTO VOLTAIC | SUN | SP15 | 42888 |  | CISO | SCE | 20
Participating Unit | N | N |  | BIGSKY_2_BSKSR7 | GEN | Big Sky Solar 7 | 20 | 20 | SCE | Bayshore Solar B, LLC | PHOTO VOLTAIC | SUN | SP15 | 43077 |  | CISO | SCE | 20
Participating Unit | N | N |  | VICTOR_1_SOLAR4 | GEN | Adelanto Solar | 20 | 20 | SCE | Adelanto Solar, LLC | PHOTO VOLTAIC | SUN | SP15 | 42250 |  | CISO | SCE | 20
Participating Unit | N | N |  | BIGSKY_2_BSKSR8 | GEN | Big Sky Solar 8 | 20 | 20 | SCE | Bayshore Solar C, LLC | PHOTO VOLTAIC | SUN | SP15 | 43077 |  | CISO | SCE | 20
Participating Unit | N | N |  | PLAINV_6_BSOLAR | GEN | Western Antelope Blue Sky Ranch A | 20 | 20 | SCE | Western Antelope Blue Sky Ranch A LLC | PHOTO VOLTAIC | SUN | SP15 | 41950 |  | CISO | SCE | 20
Participating Unit | N | N |  | ATWELL_1_SOLAR | GEN | Atwell Island PV Solar Generating Faci. | 20 | 20 | PGAE | SPS Atwell Island, LLC | PHOTO VOLTAIC | SUN | ZP26 | 41341 |  | CISO | PGAE | 20
Participating Unit | N | N |  | ADOBEE_1_SOLAR | GEN | Adobe Solar | 20 | 20 | PGAE | Adobe Solar, LLC | PHOTO VOLTAIC | SUN | ZP26 | 41780 |  | CISO | PGAE | 20
Participating Unit | N | N |  | FRNTBW_6_SOLAR1 | GEN | Frontier Solar | 20 | 20 | PGAE | CED Lost Hills Solar, LLC | PHOTO VOLTAIC | SUN | ZP26 | 43501 |  | CISO | PGAE | 20
Participating Unit | N | N |  | PLAINV_6_NLRSR1 | GEN | North Lancaster Ranch | 20 | 20 | SCE | North Lancaster Ranch LLC | PHOTO VOLTAIC | SUN | SP15 | 42735 |  | CISO | SCE | 20
Participating Unit | N | N |  | LHILLS_6_SOLAR1 | GEN | Lost Hills Solar | 20 | 20 | PGAE | Lost Hills Solar, LLC | PHOTO VOLTAIC | SUN | ZP26 | 42104 |  | CISO | PGAE | 20
Participating Unit | N | N |  | CEDUCR_2_SOLAR4 | GEN | Ducor Solar 4 | 20 | 20 | SCE | CED Ducor Solar 4, LLC | PHOTO VOLTAIC | SUN | SP15 | 42727 |  | CISO | SCE | 20
Participating Unit | N | N |  | PMPJCK_1_SOLAR2 | GEN | Rio Bravo Solar 1 | 20 | 20 | PGAE | Rio Bravo Solar I, LLC | PHOTO VOLTAIC | SUN | ZP26 | 42725 |  | CISO | PGAE | 20
Participating Unit | N | N |  | BLYTHE_1_SOLAR2 | GEN | Blythe Green 1 | 20 | 20 | SCE | Solar Blythe II LLC | PHOTO VOLTAIC | SUN | SP15 | 42830 |  | CISO | SCE | 20
Participating Unit | N | N |  | OLIVEP_1_SOLAR | GEN | White River Solar | 20 | 20 | PGAE | CED White River Solar, LLC | PHOTO VOLTAIC | SUN | ZP26 | 41447 |  | CISO | PGAE | 20
Participating Unit | N | N |  | GARLND_2_GASLRA | GEN | Garland A | 20 | 20 | SCE | RE GARLAND A LLC | PHOTO VOLTAIC | SUN | SP15 | 42636 |  | CISO | SCE | 20
Participating Unit | N | N |  | MIDWY3_2_MDSSR1 | TG | Midway South Solar Farm | 20 | 20 | SDGE | IVLY2 | PHOTO VOLTAIC | SUN | SP15 | 43349 |  | IID | SDGE | 20
Participating Unit | N | N |  | FRESHW_1_SOLAR1 | GEN | Corcoran 3 | 20 | 20 | PGAE | CED Corcoran Solar 3, LLC | PHOTO VOLTAIC | SUN | NP15 | 42433 |  | CISO | PGAE | 20
Participating Unit | N | Y | SUNSHN_2_LNDFL | SUNSHN_2_LNDFL | GEN | Sunshine Gas Producers | 20 |  | PGAE | Sunshine Gas Producers, L.L.C. | COMBUSTION TURBINE | BIOGAS | NP15 | 41883 |  | CISO | PGAE | 20
Participating Unit | N | N |  | OLDRV1_6_SOLAR | GEN | Old River One | 20 | 20 | PGAE | RE Old River One, LLC | PHOTO VOLTAIC | SUN | ZP26 | 42003 |  | CISO | PGAE | 20
Participating Unit | N | N |  | KNGBRD_2_SOLAR2 | GEN | Kingbird Solar B | 20 | 20 | SCE | Kingbird Solar B, LLC | PHOTO VOLTAIC | SUN | SP15 | 42490 |  | CISO | SCE | 20
Participating Unit | N | N |  | ATWEL2_1_SOLAR1 | GEN | Atwell West | 20 | 20 | PGAE | CED Atwell Island West, LLC | PHOTO VOLTAIC | SUN | ZP26 | 42166 |  | CISO | PGAE | 20
Participating Unit | N | N |  | BIGSKY_2_SOLAR1 | GEN | Antelope Big Sky Ranch | 20 | 20 | SCE | Antelope Big Sky Ranch LLC | PHOTO VOLTAIC | SUN | SP15 | 42601 |  | CISO | SCE | 20
Participating Unit | N | N |  | LAMONT_1_SOLAR5 | GEN | Redcrest Solar Farm | 16.66 | 20 | PGAE | 67RK 8me, LLC | PHOTO VOLTAIC | SUN | ZP26 | 42307 |  | CISO | PGAE | 20
Participating Unit | N | N |  | EEKTMN_6_SOLAR1 | GEN | EE K Solar 1 | 20 | 20 | PGAE | EE Kettleman Land, LLC | PHOTO VOLTAIC | SUN | NP15 | 42228 |  | CISO | PGAE | 20
Participating Unit | N | N |  | LAMONT_1_SOLAR2 | GEN | Redwood Solar Farm 4 | 20 | 20 | PGAE | 54KR 8me LLC | PHOTO VOLTAIC | SUN | ZP26 | 43106 |  | CISO | PGAE | 20
Participating Unit | N | N |  | ANZA_6_SOLAR1 | TG | Seville Solar One | 20 | 20 | SDGE | IVLY2 | PHOTO VOLTAIC | SUN | SP15 | 42368 |  | IID | SDGE | 20
Participating Unit | N | N |  | HURON_6_SOLAR | GEN | Huron Solar Station | 20 | 20 | PGAE | Pacific Gas & Electric Company | PHOTO VOLTAIC | SUN | ZP26 | 41151 |  | CISO | PGAE | 20
Participating Unit | N | N |  | OASIS_6_SOLAR2 | GEN | Oasis Solar | 20 | 20 | SCE | Solar Oasis LLC | PHOTO VOLTAIC | SUN | SP15 | 42388 |  | CISO | SCE | 20
Participating Unit | N | N |  | BIGSKY_2_SOLAR4 | GEN | Western Antelope Blue Sky Ranch B | 20 | 20 | SCE | Western Antelope Blue Sky Ranch B LLC | PHOTO VOLTAIC | SUN | SP15 | 42707 |  | CISO | SCE | 20
Participating Unit | N | N |  | GLDFGR_6_SOLAR1 | GEN | Portal Ridge B | 20 | 20 | SCE | Portal Ridge Solar B, LLC | PHOTO VOLTAIC | SUN | SP15 | 42781 |  | CISO | SCE | 20
Participating Unit | N | N |  | TORTLA_1_SOLAR | GEN | Longboat Solar | 20 | 20 | SCE | Longboat Solar, LLC | PHOTO VOLTAIC | SUN | SP15 | 42720 |  | CISO | SCE | 20
Participating Unit | N | N |  | PLAINV_6_SOLAR3 | GEN | Sierra Solar Greenworks LLC | 20 | 20 | SCE | Sierra Solar Greenworks LLC | PHOTO VOLTAIC | SUN | SP15 | 42338 |  | CISO | SCE | 20
Participating Unit | N | N |  | VICTOR_1_SOLAR2 | GEN | Alamo Solar | 20 | 20 | SCE | Alamo Solar, LLC | PHOTO VOLTAIC | SUN | SP15 | 42139 |  | CISO | SCE | 20
Participating Unit | N | N |  | CRWCKS_1_SOLAR1 | GEN | Crow Creek Solar 1 | 20 | 20 | PGAE | Frontier Solar LLC | PHOTO VOLTAIC | SUN | NP15 | 42551 |  | CISO | PGAE | 20
Participating Unit | N | N |  | KANSAS_6_SOLAR | GEN | RE Kansas South | 20 | 20 | PGAE | Solar Kansas South LLC | PHOTO VOLTAIC | SUN | NP15 | 41431 |  | CISO | PGAE | 20
Participating Unit | N | N |  | GIFENS_6_BUGSL1 | GEN | Burford Giffen | 20 | 20 | PGAE | Giffen Solar Park LLC | PHOTO VOLTAIC | SUN | NP15 | 42902 |  | CISO | PGAE | 20
Participating Unit | N | N |  | KNTSTH_6_SOLAR | GEN | Kent South | 20 | 20 | PGAE | RE Kent South, LLC | PHOTO VOLTAIC | SUN | NP15 | 41997 |  | CISO | PGAE | 20
Participating Unit | N | N |  | VALLEY_5_SOLAR2 | GEN | AP North Lake Solar | 20 | 20 | SCE | SUNE DB APNL LLC | PHOTO VOLTAIC | SUN | SP15 | 42227 |  | CISO | SCE | 20
Participating Unit | N | N |  | PMPJCK_1_RB2SLR | GEN | Rio Bravo Solar 2 | 20 | 20 | PGAE | Rio Bravo Solar II, LLC | PHOTO VOLTAIC | SUN | ZP26 | 42733 |  | CISO | PGAE | 20
Participating Unit | N | N |  | AVENAL_6_SUNCTY | GEN | Sun City Solar Project | 20 | 20 | PGAE | Sun City LLC | PHOTO VOLTAIC | SUN | ZP26 | 40760 |  | CISO | PGAE | 20
Participating Unit | N | N |  | LAPAC_6_UNIT | GEN | LOUISIANA PACIFIC SAMOA | 20 | 20 | PGAE | Humboldt Bay Harbor |  | BIOMASS | NP15 | 33604 |  | CISO | PGAE | 20
Participating Unit | N | N |  | BGSKYN_2_BS3SR3 | GEN | Big Sky Solar 3 | 20 | 20 | SCE | Antelope DSR3, LLC | PHOTO VOLTAIC | SUN | SP15 | 43722 |  | CISO | SCE | 20
Participating Unit | N | N |  | KNGBRD_2_SOLAR1 | GEN | Kingbird Solar A | 20 | 20 | SCE | Kingbird Solar A, LLC | PHOTO VOLTAIC | SUN | SP15 | 42490 |  | CISO | SCE | 20
Participating Unit |  | N |  | BIGSKY_2_BSKSR6 | GEN | Big Sky Solar 6 | 20 | 20 | SCE | Bayshore Solar A, LLC | PHOTO VOLTAIC | SUN | SP15 | 43077 |  | CISO | SCE | 20
Participating Unit | N | N |  | MOJAVW_2_SOLAR | GEN | Mojave West | 20 | 20 | SCE | SEPV Mojave West, LLC | PHOTO VOLTAIC | SUN | SP15 | 42536 |  | CISO | SCE | 20
Participating Unit | N | N |  | CANTUA_1_SOLAR | GEN | Cantua Solar Station | 20 | 20 | PGAE | Pacific Gas & Electric Company | PHOTO VOLTAIC | SUN | NP15 | 41115 |  | CISO | PGAE | 20
Participating Unit | N | N |  | GLOW_6_SOLAR | GEN | Antelope Power Plant | 20 | 20 | SCE | TA-High Desert, LLC | PHOTO VOLTAIC | SUN | SP15 | 41358 |  | CISO | SCE | 20
Participating Unit | N | N |  | VICTOR_1_LVSLR2 | GEN | Lone Valley Solar Park 2 | 20 | 20 | SCE | Lone Valley Solar Park II LLC | PHOTO VOLTAIC | SUN | SP15 | 41965 |  | CISO | SCE | 20
Participating Unit | Y | N |  | UNCHEM_1_UNIT | GEN | CONTRA COSTA CARBON PLANT | 19 | 20 | PGAE | Phillips 66 Company | STEAM | COAL | NP15 | 30317 |  | CISO | PGAE | 20
Participating Unit | Y | N |  | VESTAL_6_QF | GEN | VESTAL QFS | 12.3 | 20 | SCE | Southern California Edison Company | HYDRO | WATER | SP15 | 32509 |  | CISO | SCE | 20
Participating Unit | N | N |  | 7STDRD_1_SOLAR1 | GEN | Shafter Solar | 20 | 20 | PGAE | Shafter Solar, LLC | PHOTO VOLTAIC | SUN | ZP26 | 42159 |  | CISO | PGAE | 20
Participating Unit | N | N |  | PLAINV_6_SOLARC | GEN | Central Antelope Dry Ranch C | 20 | 20 | SCE | Central Antelope Dry Ranch C, LLC | PHOTO VOLTAIC | SUN | SP15 | 42496 |  | CISO | SCE | 20
Participating Unit | N | N |  | TRNQL8_2_AZUSR1 | GEN | Tranquillity 8 Azul | 20 | 20 | PGAE | Great Valley Solar 3, LLC | PHOTO VOLTAIC | SUN | NP15 | 43095 |  | CISO | PGAE | 20
Participating Unit | N | N |  | SUNSPT_2_WNASR1 | GEN | Windhub Solar A | 20 | 20 | SCE | Windhub Solar A, LLC | PHOTO VOLTAIC | SUN | SP15 | 43817 |  | CISO | SCE | 20
Participating Unit | N | N |  | ADERA_1_SOLAR1 | GEN | Adera Solar | 20 | 20 | PGAE | Adera Solar, LLC | PHOTO VOLTAIC | SUN | NP15 | 42361 |  | CISO | PGAE | 20
Participating Unit | N | N |  | PMPJCK_1_SOLAR1 | GEN | Pumpjack Solar I | 20 | 20 | PGAE | Pumpjack Solar I, LLC | PHOTO VOLTAIC | SUN | ZP26 | 42031 |  | CISO | PGAE | 20
Participating Unit | N | N |  | GIFFEN_6_SOLAR | GEN | Giffen Solar Station | 10 | 20 | PGAE | Pacific Gas & Electric Company | PHOTO VOLTAIC | SUN | NP15 | 41115 |  | CISO | PGAE | 20
Participating Unit | N | N |  | WLDWD_1_SOLAR1 | GEN | Wildwood Solar I | 20 | 20 | PGAE | Wildwood Solar I, LLC | PHOTO VOLTAIC | SUN | ZP26 | 42054 |  | CISO | PGAE | 20
Participating Unit | N | N |  | WAUKNA_1_SOLAR | GEN | Corcoran Solar | 20 | 20 | PGAE | CED Corcoran Solar, LLC | PHOTO VOLTAIC | SUN | NP15 | 41500 |  | CISO | PGAE | 20
Participating Unit | N | N |  | VESTAL_2_SOLAR1 | GEN | NICOLIS | 20 | 20 | SCE | Nicolis, LLC | PHOTO VOLTAIC | SUN | SP15 | 42628 |  | CISO | SCE | 20
Participating Unit | N | N |  | STROUD_6_SOLAR | GEN | Stroud Solar Station | 20 | 20 | PGAE | Pacific Gas & Electric Company | PHOTO VOLTAIC | SUN | NP15 | 40820 |  | CISO | PGAE | 20
Non-Participating | N | Y | SHELRF_1_UNITS | SHELRF_7_UNIT 1 | GEN | Shell Oil Refinery Unit 1 | 20 | 20 |  | Martinez Refining Company-Division of Equilon Enterprises, LLC | STEAM | HEAT RECOVERY | NP15 |  |  | CISO |  | 20
Participating Unit | N | N |  | VEGA_6_SOLAR1 | GEN | Vega Solar | 20 | 20 | PGAE | Vega Solar, LLC | PHOTO VOLTAIC | SUN | NP15 | 42086 |  | CISO | PGAE | 20
Participating Unit | N | N |  | SANTGO_2_LNDFL1 | GEN | Bowerman Power | 19.6 | 20 | SCE | Bowerman Power | RECIPROCATING ENGINE | BIOGAS | SP15 | 42472 |  | CISO | SCE | 20
Participating Unit | N | N |  | CEDUCR_2_SOLAR2 | GEN | Ducor Solar 2 | 20 | 20 | SCE | CED Ducor Solar 2, LLC | PHOTO VOLTAIC | SUN | SP15 | 42727 |  | CISO | SCE | 20
Participating Unit | N | N |  | RSMSLR_6_SOLAR2 | GEN | Rosamond Two | 20 | 20 | SCE | RE Rosamond Two LLC | PHOTO VOLTAIC | SUN | SP15 | 41628 |  | CISO | SCE | 20
Participating Unit | N | N |  | LEPRFD_1_KANSAS | GEN | Kansas | 20 | 20 | PGAE | RE Kansas, LLC | PHOTO VOLTAIC | SUN | NP15 | 41991 |  | CISO | PGAE | 20
Participating Unit | N | N |  | GUERNS_6_SOLAR | GEN | Guernsey Solar Station | 20 | 20 | PGAE | Pacific Gas & Electric Company | PHOTO VOLTAIC | SUN | NP15 | 41535 |  | CISO | PGAE | 20
Participating Unit | N | N |  | TRNQL8_2_AMASR1 | GEN | Tranquillity 8 Amarillo | 20 | 20 | PGAE | Great Valley Solar 4, LLC | PHOTO VOLTAIC | SUN | NP15 | 43095 |  | CISO | PGAE | 20
Participating Unit | N | N |  | CEDUCR_2_SOLAR1 | GEN | Ducor Solar 1 | 20 | 20 | SCE | CED Ducor Solar 1, LLC | PHOTO VOLTAIC | SUN | SP15 | 42727 |  | CISO | SCE | 20
Participating Unit | N | N |  | CORCAN_1_SOLAR1 | GEN | CID Solar | 20 | 20 | PGAE | CID Solar, LLC | PHOTO VOLTAIC | SUN | NP15 | 42013 |  | CISO | PGAE | 20
Participating Unit | N | N |  | CHINO_2_APEBT1 | GEN | Pomona Energy Storage | 20 | 20 | SCE | AltaGas Pomona Energy Storage Inc. | OTHER | LESR | SP15 | 42735 |  | CISO | SCE | 20
Participating Unit | N | N |  | GRIZLY_1_UNIT 1 | GEN | GRIZZLY HYDRO | 20 | 20 | PGAE | Pacific Gas & Electric Company | HYDRO | WATER | NP15 | 33970 |  | CISO | PGAE | 20
Participating Unit | N | N |  | BIGSKY_2_SOLAR3 | GEN | Big Sky Summer | 20 | 20 | SCE | Summer Solar LLC | PHOTO VOLTAIC | SUN | SP15 | 42576 |  | CISO | SCE | 20
Participating Unit | N | N |  | GASKW1_2_GW1SR1 | GEN | Gaskell West 1 | 20 | 20 | SCE | RE Gaskell West 1, LLC | PHOTO VOLTAIC | SUN | SP15 | 43165 |  | CISO | SCE | 20
Participating Unit | N | N |  | CALPSS_6_SOLAR1 | TG | Calipatria Solar Farm | 19.9 | 20 | SDGE | IVLY2 | PHOTO VOLTAIC | SUN | SP15 | 42412 |  | IID | SDGE | 20
Participating Unit | N | N |  | GATES_2_SOLAR | GEN | Gates Solar Station | 20 | 20 | PGAE | Pacific Gas & Electric Company | PHOTO VOLTAIC | SUN | ZP26 | 41449 |  | CISO | PGAE | 20
Participating Unit | N | N |  | ACACIA_6_SOLAR | GEN | West Antelope Solar | 20 | 20 | SCE | TA-ACACIA, LLC | PHOTO VOLTAIC | SUN | SP15 | 41956 |  | CISO | SCE | 20
Participating Unit | N | N |  | JACMSR_1_JACSR1 | GEN | Jacumba Solar Farm | 20 | 19.7 | SDGE | Jacumba Solar, LLC | PHOTO VOLTAIC | SUN | SP15 | 42941 |  | CISO | SDGE | 20
Participating Unit | N | N |  | RSMSLR_6_SOLAR1 | GEN | Rosamond One | 20 | 20 | SCE | RE Rosamond One LLC | PHOTO VOLTAIC | SUN | SP15 | 41628 |  | CISO | SCE | 20
Participating Unit | N | N |  | TWISSL_6_SOLAR1 | GEN | Coronal Lost Hills | 20 | 20 | PGAE | Coronal Lost Hills, LLC | PHOTO VOLTAIC | SUN | ZP26 | 42139 |  | CISO | PGAE | 20
Participating Unit | Y | N |  | FAIRHV_6_UNIT | GEN | FAIRHAVEN POWER CO. | 18.75 | 19.9 | PGAE | DG Fairhaven Power LLC | STEAM | BIOMASS | NP15 | 31670 |  | CISO | PGAE | 19.9
Participating Unit | N | N |  | WAUKNA_1_SOLAR2 | GEN | Corcoran 2 | 19.75 | 19.8 | PGAE | CED Corcoran Solar 2, LLC | PHOTO VOLTAIC | SUN | NP15 | 42129 |  | CISO | PGAE | 19.8
Non-Participating | N | Y | BIGCRK_2_EXESWD | BGCRK1_7_UNIT 1 | GEN | BIG CREEK PH 1 UNIT 1 | 19.8 | 19.8 |  | Southern California Edison Company | HYDRO | WATER | SP15 |  |  | CISO |  | 19.8
Participating Unit | N | N |  | RTREE_2_WIND2 | GEN | Rising Tree 2 | 19.8 | 19.8 | SCE | Rising Tree Wind Farm II LLC | WIND | WIND | SP15 | 42016 |  | CISO | SCE | 19.8
Participating Unit | N | N |  | OLIVEP_1_SOLAR2 | GEN | White River West | 19.75 | 19.8 | PGAE | CED White River Solar 2, LLC | PHOTO VOLTAIC | SUN | ZP26 | 41913 |  | CISO | PGAE | 19.8
Non-Participating | N | Y | VESTAL_2_KERN | VESTAL_6_KERNU2 | GEN | KERN RIVER PH 3 UNITS 2 | 19.7 | 19.7 |  | Kings River Conservation District | COMBUSTION TURBINE | NATURAL GAS | SP15 |  |  | CISO |  | 19.7
Participating Unit | Y | N |  | RECTOR_2_QF | GEN | RECTOR QFS | 17 | 19.5 | SCE | Southern California Edison Company | OTHER | OTHER | SP15 | 30682 |  | CISO | SCE | 19.5
Participating Unit | N | N |  | VENWD_1_WIND3 | GEN | Painted Hills Windpark | 19.04 | 19.3 | SCE | PHWD Affiliate LLC | WIND | WIND | SP15 | 42474 |  | CISO | SCE | 19.3
Participating Unit | Y | N |  | SPI LI_2_UNIT 1 | GEN | Lincoln Biomass | 17.2 | 19.2 | PGAE | Sierra Pacific Industries | STEAM | BIOMASS | NP15 | 31566 |  | CISO | PGAE | 19.2
Participating Unit | Y | N |  | CHEVCO_6_UNIT 1 | GEN | CHEVRON USA (COALINGA) | 16.5 | 19 | PGAE | Pacific Gas & Electric Company | COMBUSTION TURBINE | NATURAL GAS | ZP26 | 31429 |  | CISO | PGAE | 19
Participating Unit | N | N |  | CUMBIA_1_SOLAR | GEN | Columbia Solar Energy II | 19 | 19 | PGAE | Columbia Solar Energy, LLC | PHOTO VOLTAIC | SUN | NP15 | 42298 |  | CISO | PGAE | 19
Participating Unit | N | N |  | AVENAL_6_SANDDG | GEN | Sand Drag Solar Project | 19 | 19 | PGAE | Sand Drag LLC | PHOTO VOLTAIC | SUN | ZP26 | 40760 |  | CISO | PGAE | 19
Participating Unit | N | N |  | ADMEST_6_SOLAR | GEN | Adams East | 19 | 19 | PGAE | RE Adams East, LLC | PHOTO VOLTAIC | SUN | NP15 | 41986 |  | CISO | PGAE | 19
Participating Unit | Y | N |  | HAYPRS_6_QFUNTS | GEN | HAYPRESS HYDRO QF UNITS | 14.8 | 18.8 | PGAE | Pacific Gas & Electric Company | HYDRO | WATER | NP15 | 32609 |  | CISO | PGAE | 18.8
Participating Unit | N | Y | SCEW_2_PDRP114 | SCEW_2_PDRP114 | GEN | LCR AMS Hybrid West LA 1-W-SCE | 18.71 |  | SCE | Southern California Edison | OTHER | OTHER | SP15 |  |  | CISO | SCE | 18.71
Participating Unit | N | N |  | SNDBAR_7_UNIT 1 | GEN | SANDBAR | 16.2 | 18.6 | PGAE | Tri-Dam Power Authority | HYDRO | WATER | NP15 | 42736 |  | CISO | PGAE | 18.6
Participating Unit | N | N |  | SUMWHT_6_SWSSR1 | GEN | Summer Wheat Solar Farm | 18.5 | 18.5 | PGAE | GASNA 6P, LLC | PHOTO VOLTAIC | SUN | NP15 | 43384 |  | CISO | PGAE | 18.5
Participating Unit | N | N |  | DSABLA_7_UNIT | GEN | De Sabla Hydro | 18.5 | 18.5 | PGAE | Pacific Gas & Electric Company | HYDRO | WATER | NP15 | 23012 |  | CISO | PGAE | 18.5
Participating Unit | N | N |  | DEVERS_1_SOLAR | GEN | Cascade Solar | 18.5 | 18.5 | SCE | Cascade Solar, LLC | PHOTO VOLTAIC | SUN | SP15 | 41608 |  | CISO | SCE | 18.5
Participating Unit | N | Y | WISHON_6_UNITS | WISHON_6_UNITS | GEN | Wishon/San Joaquin #1-A AGGREGATE | 18.4 |  | PGAE | Pacific Gas & Electric Company | HYDRO | WATER | NP15 | 3654 |  | CISO | PGAE | 18.4
Participating Unit | Y | N |  | CATLNA_2_SOLAR2 | GEN | Catalina Solar 2 | 18 | 18 | SCE | Catalina Solar 2, LLC | PHOTO VOLTAIC | SUN | SP15 | 42207 |  | CISO | SCE | 18
Participating Unit | N | N |  | JAYNE_6_WLSLR | GEN | Westlands Solar Farm PV 1 | 18 | 18 | PGAE | Westlands Solar Farms, LLC | PHOTO VOLTAIC | SUN | ZP26 | 41684 |  | CISO | PGAE | 18
Participating Unit | N | N |  | MAGNLA_6_PASADENA | TG | Magnolia Power Plant - PASADENA | 18 |  | SCE | SYLMAR | COMBINED CYCLE | NATURAL GAS | SP15 |  |  | LDWP | SCE | 18
Participating Unit | N | N |  | FMEADO_7_UNIT | GEN | FRENCH MEADOWS HYDRO | 16 | 18 | PGAE | Placer County Water Agency | HYDRO | WATER | NP15 | 24108 |  | CISO | PGAE | 18
Participating Unit | N | N |  | FLOWD2_2_FPLWND | GEN | DIABLO WINDS | 18 | 18 | PGAE | Diablo Winds, LLC | WIND | WIND | NP15 | 38473 |  | CISO | PGAE | 18
Participating Unit | N | N |  | ALAMO_6_UNIT | GEN | ALAMO POWER PLANT | 17 | 18 | SCE | California Dept. of Water Resources | HYDRO | WATER | SP15 | 31413 |  | CISO | CWRS | 18
Non-Participating | N | Y | BIGCRK_2_EXESWD | BGCRK2_7_UNIT 5 | GEN | BIG CREEK PH 2 UNIT 5 | 17.5 | 17.5 |  | Southern California Edison Company | HYDRO | WATER | SP15 |  |  | CISO |  | 17.5
Participating Unit | Y | N |  | FELLOW_7_QFUNTS | GEN | Fellow QF Aggregate | 6.2 | 17.5 | PGAE | Pacific Gas & Electric Company | COMBUSTION TURBINE | NATURAL GAS | ZP26 | 38869 |  | CISO | PGAE | 17.5
Participating Unit | N | N |  | VICTOR_1_SOLAR1 | GEN | Victor Phelan Solar One | 17.5 | 17.5 | SCE | RE Victor Phelan Solar One LLC | PHOTO VOLTAIC | SUN | SP15 | 41596 |  | CISO | SCE | 17.5
Non-Participating | N | Y | BIGCRK_2_EXESWD | BGCRK2_7_UNIT 6 | GEN | BIG CREEK PH 2 UNIT 6 | 17.5 | 17.5 |  | Southern California Edison Company | HYDRO | WATER | SP15 |  |  | CISO |  | 17.5
Participating Unit | Y | N |  | LAGBEL_6_QF | GEN | LAGUNA BELL QFS | 0.35 | 17.5 | SCE | Southern California Edison Company | OTHER | OTHER | SP15 | 33970 |  | CISO | SCE | 17.5
Participating Unit | N | N |  | TEHAPI_2_WIND1 | GEN | Wind Wall Monolith 1 | 14.89 | 17 | SCE | Tehachapi Wind Wall, LLC | WIND | WIND | SP15 | 42535 |  | CISO | SCE | 17
Participating Unit | Y | N |  | TANHIL_6_SOLART | GEN | Berry Cogen 18 | 17 | 17 | PGAE | Berry Petroleum Company | COMBUSTION TURBINE | NATURAL GAS | ZP26 | 31413 |  | CISO | PGAE | 17
Participating Unit | Y | N |  | GARNET_1_UNITS | GEN | GARNET GREEN POWER PROJECT AGGREGATE | 16.5 | 16.5 | SCE | FPL Energy Green Power Wind, LLC | WIND | WIND | SP15 | 27576 |  | CISO | SCE | 16.5
Participating Unit | N | N |  | VENWD_1_WIND2 | GEN | Windpark Unlimited 2 | 16.05 | 16.1 | SCE | EUI Affiliate LLC | WIND | WIND | SP15 | 42485 |  | CISO | SCE | 16.1
Non-Participating |  | Y | DEVERS_1_QF | TERAWD_1_QF | GEN | TERAWD_1_QF | 16 | 16 |  |  |  |  | SP15 |  |  | CISO |  | 16
Non-Participating | N | Y | DRUM_7_PL3X4 | DRUM_7_UNIT 4 | GEN | Drum PH 1 Unit 4 | 16 | 16 |  | Pacific Gas & Electric Company | HYDRO | WATER | NP15 |  |  | CISO |  | 16
Non-Participating | N | Y | BIGCRK_2_EXESWD | BGCRK2_7_UNIT 3 | GEN | BIG CREEK PH 2 UNIT 3 | 15.8 | 15.8 |  | Southern California Edison Company | HYDRO | WATER | SP15 |  |  | CISO |  | 15.8
Non-Participating | N | Y | BIGCRK_2_EXESWD | BGCRK1_7_UNIT 2 | GEN | BIG CREEK PH 1 UNIT 2 | 15.8 | 15.8 |  | Southern California Edison Company | HYDRO | WATER | SP15 |  |  | CISO |  | 15.8
Participating Unit | N | N |  | BISHOP_1_UNITS | GEN | BISHOP CREEK PLANT 3 AND 4 | 15.8 | 15.8 | SCE | Southern California Edison Company | HYDRO | WATER | SP15 | 1828 |  | CISO | SCE | 15.8
Non-Participating | N | Y | BIGCRK_2_EXESWD | BGCRK2_7_UNIT 4 | GEN | BIG CREEK PH 2 UNIT 4 | 15.8 | 15.8 |  | Southern California Edison Company | HYDRO | WATER | SP15 |  |  | CISO |  | 15.8
Participating Unit | N | N |  | SCHNDR_1_WSTSDE | GEN | Westside Solar Station | 15 | 15 | PGAE | Pacific Gas & Electric Company | PHOTO VOLTAIC | SUN | NP15 | 40799 |  | CISO | PGAE | 15
Participating Unit | N | N |  | VEAVST_1_SOLAR | GEN | Community Solar | 14.4 | 15 | SCE | Valley Electric Association, Inc. | PHOTO VOLTAIC | SUN | SP15 | 42776 |  | CISO | VEA | 15
Participating Unit | N | N |  | SCHNDR_1_FIVPTS | GEN | Five Points Solar Station | 15 | 15 | PGAE | Pacific Gas & Electric Company | PHOTO VOLTAIC | SUN | NP15 | 40823 |  | CISO | PGAE | 15
Participating Unit | N | N |  | CEDUCR_2_SOLAR3 | GEN | Ducor Solar 3 | 15 | 15 | SCE | CED Ducor Solar 3, LLC | PHOTO VOLTAIC | SUN | SP15 | 42727 |  | CISO | SCE | 15
Participating Unit | N | N |  | MRLSDS_6_SOLAR1 | GEN | Morelos Solar | 15 | 15 | PGAE | Morelos Solar, LLC | PHOTO VOLTAIC | SUN | ZP26 | 42333 |  | CISO | PGAE | 15
Participating Unit | Y | N |  | SNCLRA_6_QF | GEN | SANTA CLARA QFS | 1.65 | 15 | SCE | Southern California Edison Company | OTHER | OTHER | SP15 | 31778 |  | CISO | SCE | 15
Participating Unit | Y | N |  | MISSIX_1_QF | GEN | SMALL QF AGGREGATION - SAB FRABCUSCI | 1 | 15 | PGAE | Pacific Gas & Electric Company | COMBUSTION TURBINE | NATURAL GAS | NP15 | 31778 |  | CISO | PGAE | 15
Participating Unit | N | N |  | WLDWD_1_SOLAR2 | GEN | Wildwood Solar 2 | 15 | 15 | PGAE | Wildwood Solar II, LLC | PHOTO VOLTAIC | SUN | ZP26 | 42746 |  | CISO | PGAE | 15
Participating Unit | N | N |  | CAMLOT_2_SOLAR2 | GEN | Columbia Two | 15 | 15 | SCE | RE Columbia Two LLC | PHOTO VOLTAIC | SUN | SP15 | 41983 |  | CISO | SCE | 15
Participating Unit | N | N |  | LAMONT_1_SOLAR3 | GEN | Woodmere Solar Farm | 14.99 | 15 | PGAE | 87RL 8me, LLC | PHOTO VOLTAIC | SUN | ZP26 | 42361 |  | CISO | PGAE | 15
Participating Unit | N | N |  | WISE_1_UNIT 1 | GEN | Wise Hydro Unit 1 | 14.5 | 14.5 | PGAE | Pacific Gas & Electric Company | HYDRO | WATER | NP15 | 6211 |  | CISO | PGAE | 14.5
Participating Unit | Y | N |  | FORKBU_6_UNIT | GEN | HYPOWER, INC. (FORKS OF BUTTE) | 14.3 | 14.3 | PGAE | Pacific Gas & Electric Company | HYDRO | WATER | NP15 | 33679 |  | CISO | PGAE | 14.3
Participating Unit | N | N |  | VESTAL_2_SOLAR2 | GEN | TROPICO | 14 | 14 | SCE | Tropico, LLC | PHOTO VOLTAIC | SUN | SP15 | 42627 |  | CISO | SCE | 14
Participating Unit | N | N |  | WESTPT_2_UNIT | GEN | West Point Hydro Plant | 14 | 14 | PGAE | Pacific Gas & Electric Company | HYDRO | WATER | NP15 | 17533 |  | CISO | PGAE | 14
Non-Participating |  | Y | ANTLPE_2_QF | DTCHWD_6_QF | GEN | DTCHWD_6_QF | 14 | 14 |  |  |  |  | SP15 |  |  | CISO |  | 14
Participating Unit | N | N |  | RIOBRV_6_UNIT 1 | GEN | RIO BRAVO HYDRO | 14 | 14 | PGAE | OLCESE WATER DISTRICT | HYDRO | WATER | ZP26 | 32646 |  | CISO | PGAE | 14
Participating Unit | N | N |  | CONTRL_1_CASAD3 | GEN | Mammoth G3 | 14 | 14 | SCE | Mammoth One LLC | OTHER | GEOTHERMAL | SP15 | 41365 |  | CISO | SCE | 14
Participating Unit | Y | N |  | BLULKE_6_BLUELK | GEN | Blue Lake Power | 12 | 13.8 | PGAE | Blue Lake Power, LLC | STEAM | BIOMASS | NP15 |  |  | CISO | PGAE | 13.8
Participating Unit | N | N |  | GALE_1_SR3SR3 | GEN | Sunray 3 | 13.8 | 13.8 | SCE | Sunray Energy 3 LLC | PHOTO VOLTAIC | SUN | SP15 | 42915 |  | CISO | SCE | 13.8
Participating Unit | Y | N |  | MOORPK_2_CALABS | GEN | Calabasas Gas-to-Energy Facility | 6.96 | 13.8 | SCE | County Sanitation District No.2 of Los Angeles County | COMBUSTION TURBINE | BIOGAS | SP15 | 40441 |  | CISO | SCE | 13.8
Non-Participating | N | Y | HARBGN_7_UNITS | HARBGN_7_UNIT 2 | GEN | Harbor Cogen Unit 2 | 13.6 | 13.6 |  | Harbor Cogeneration Company | STEAM | HEAT RECOVERY | SP15 |  |  | CISO |  | 13.6
Participating Unit | N | N |  | HALSEY_6_UNIT | GEN | HALSEY HYDRO | 13.5 | 13.5 | PGAE | Pacific Gas & Electric Company | HYDRO | WATER | NP15 | 5845 |  | CISO | PGAE | 13.5
Participating Unit | N | N |  | ROLLIN_6_UNIT | GEN | ROLLINS HYDRO | 13.5 | 13.5 | PGAE | Nevada Irrigation District | HYDRO | WATER | NP15 | 29221 |  | CISO | PGAE | 13.5
Participating Unit | N | N |  | BISHOP_1_ALAMO | GEN | BISHOP CREEK PLANT 2 AND 6 | 13.4 | 13.4 | SCE | Southern California Edison Company | HYDRO | WATER | SP15 | 2923 |  | CISO | SCE | 13.4
Participating Unit | Y | N |  | OLINDA_2_QF | GEN | OLINDA QFS | 0.4 | 13.3 | SCE | Southern California Edison Company | OTHER | OTHER | SP15 | 30682 |  | CISO | SCE | 13.3
Participating Unit | N | N |  | OXMTN_6_LNDFIL | GEN | Ox Mountain Landfill Generating Plant | 10.62 | 13.3 | PGAE | Ameresco Half Moon Bay, LLC | RECIPROCATING ENGINE | BIOGAS | NP15 | 39904 |  | CISO | PGAE | 13.3
Participating Unit | Y | N |  | SNCLRA_2_HOWLNG | GEN | Houwelings Nurseries Oxnard, Inc | 13 | 13.2 | SCE | Houwelings Nurseries Oxnard, Inc | RECIPROCATING ENGINE | NATURAL GAS | SP15 | 41439 |  | CISO | SCE | 13.2
Participating Unit | N | N |  | COLEMN_2_UNIT | GEN | Coleman | 13 | 13 | PGAE | Pacific Gas & Electric Company | HYDRO | WATER | NP15 | 28856 |  | CISO | PGAE | 13
Non-Participating | N | Y | DRUM_7_PL1X2 | DRUM_7_UNIT 1 | GEN | DRUM PH 1 UNIT 1 | 13 | 13 |  | Pacific Gas & Electric Company | HYDRO | WATER | NP15 |  |  | CISO |  | 13
Participating Unit | N | N |  | SLYCRK_1_UNIT 1 | GEN | SLY CREEK HYDRO | 13 | 13 | PGAE | South Feather Water and Power | HYDRO | WATER | NP15 | 30317 |  | CISO | PGAE | 13
Participating Unit | N | N |  | CONTRL_1_RUSHCK | GEN | RUSH CREEK | 11.94 | 13 | SCE | Southern California Edison Company | HYDRO | WATER | SP15 | 5845 |  | CISO | SCE | 13
Participating Unit | N | N |  | KERKH1_7_UNIT 1 | GEN | KERKHOFF PH 1 UNIT #1 | 13 | 13 | PGAE | Pacific Gas & Electric Company | HYDRO | WATER | NP15 | 7306 |  | CISO | PGAE | 13
Non-Participating | N | Y | DRUM_7_PL1X2 | DRUM_7_UNIT 2 | GEN | DRUM PH 1 UNIT 2 | 13 | 13 |  | Pacific Gas & Electric Company | HYDRO | WATER | NP15 |  |  | CISO |  | 13
Non-Participating | N | Y | DRUM_7_PL3X4 | DRUM_7_UNIT 3 | GEN | Drum PH 1 Unit 3 | 12.9 | 12.9 |  | Pacific Gas & Electric Company | HYDRO | WATER | NP15 |  |  | CISO |  | 12.9
Participating Unit | N | N |  | KERKH1_7_UNIT 3 | GEN | KERKHOFF PH 1 UNIT #3 | 12.8 | 12.8 | PGAE | Pacific Gas & Electric Company | HYDRO | WATER | NP15 | 7306 |  | CISO | PGAE | 12.8
Participating Unit | Y | N |  | GARNET_2_WIND3 | GEN | San Gorgonio East | 12.6 | 12.6 | SCE | San Gorgonio Westwinds II, LLC | WIND | WIND | SP15 | 42405 |  | CISO | SCE | 12.6
Participating Unit | N | N |  | CHWCHL_1_BIOMAS | GEN | Chow II Biomass to Energy | 10.8 | 12.5 | PGAE | Global Ampersand LLC | STEAM | BIOMASS | NP15 | 39576 |  | CISO | PGAE | 12.5
Participating Unit | N | N |  | ELNIDP_6_BIOMAS | GEN | El Nido Biomass to Energy | 10.5 | 12.5 | PGAE | Global Ampersand LLC | STEAM | BIOMASS | NP15 | 39684 |  | CISO | PGAE | 12.5
Participating Unit | Y | N |  | CHEVCO_6_UNIT 2 | GEN | AERA ENERGY LLC. (COALINGA) | 8.5 | 12.5 | PGAE | Pacific Gas & Electric Company | COMBUSTION TURBINE | NATURAL GAS | ZP26 | 32297 |  | CISO | PGAE | 12.5
Participating Unit | N | Y | MONTPH_7_UNITS | MONTPH_7_UNITS | GEN | MONTICELLO HYDRO AGGREGATE | 12.5 |  | PGAE | Pacific Gas & Electric Company | HYDRO | WATER | NP15 | 27030 |  | CISO | PGAE | 12.5
Participating Unit | N | N |  | GARNET_2_WIND2 | GEN | Karen Avenue Wind Farm | 11.7 | 12 | SCE | Energy Development & Construction Corp. | WIND | WIND | SP15 | 42221 |  | CISO | SCE | 12
Participating Unit | N | N |  | ARVINN_6_ORION1 | GEN | Orion 1 Solar | 12 | 12 | PGAE | Orion Solar I, LLC; Orion Solar II, LLC | PHOTO VOLTAIC | SUN | ZP26 | 41816 |  | CISO | PGAE | 12
Participating Unit | N | N |  | DEVERS_1_SOLAR1 | GEN | SEPV8 | 12 | 12 | SCE | Highlander Solar 1, LLC | PHOTO VOLTAIC | SUN | SP15 | 41426 |  | CISO | SCE | 12
Participating Unit | N | N |  | CORCAN_1_SOLAR2 | GEN | Corcoran City | 11 | 12 | PGAE | Cottonwood Solar, LLC | PHOTO VOLTAIC | SUN | NP15 | 42147 |  | CISO | PGAE | 12
Participating Unit | N | N |  | MONLTH_6_BOREL | GEN | BOREL HYDRO UNITS 1-3 AGGREGATE | 11 | 12 | SCE | Southern California Edison Company | HYDRO | WATER | SP15 | 1462 |  | CISO | SCE | 12
Participating Unit | N | N |  | NAROW1_2_UNIT | GEN | NARROWS PH 1 UNIT | 12 | 12 | PGAE | Pacific Gas & Electric Company | HYDRO | WATER | NP15 | 15342 |  | CISO | PGAE | 12
Participating Unit | N | N |  | NWCSTL_7_UNIT 1 | GEN | NEWCASTLE HYDRO | 12 | 12 | PGAE | Pacific Gas & Electric Company | HYDRO | WATER | NP15 | 31413 |  | CISO | PGAE | 12
Non-Participating | N | Y | SALTSP_7_UNITS | SALTSP_7_UNIT 1 | GEN | Salt Springs Unit 1 | 12 | 12 |  | Pacific Gas & Electric Company | HYDRO | WATER | NP15 |  |  | CISO |  | 12
Participating Unit | N | N |  | GOOSLK_1_SOLAR1 | GEN | Goose Lake | 12 | 12 | PGAE | Cottonwood Solar, LLC | PHOTO VOLTAIC | SUN | ZP26 | 42147 |  | CISO | PGAE | 12
Participating Unit | N | N |  | BLCKWL_6_SOLAR1 | GEN | Blackwell Solar | 12 | 12 | PGAE | Blackwell Solar, LLC | PHOTO VOLTAIC | SUN | ZP26 | 42110 |  | CISO | PGAE | 12
Participating Unit | N | N |  | FLOWD_2_WIND1 | GEN | Cameron Ridge 2 | 11.9 | 11.9 | SCE | Cameron Ridge II, LLC | WIND | WIND | SP15 | 42384 |  | CISO | SCE | 11.9
Participating Unit | N | N |  | KRNCNY_6_UNIT | GEN | KERN CANYON | 11.5 | 11.5 | PGAE | Pacific Gas & Electric Company | HYDRO | WATER | ZP26 | 7672 |  | CISO | PGAE | 11.5
Non-Participating | N | Y | HARBGN_7_UNITS | HARBGN_7_UNIT 3 | GEN | Harbor Cogen Unit 3 | 11.5 | 11.5 |  | Harbor Cogeneration Company | STEAM | HEAT RECOVERY | SP15 |  |  | CISO |  | 11.5
Participating Unit | Y | N |  | CHEVCD_6_UNIT | GEN | CHEVRON USA (TAFT/CADET) | 11.5 | 11.5 | PGAE | Pacific Gas & Electric Company | COMBUSTION TURBINE | NATURAL GAS | ZP26 | 30158 |  | CISO | PGAE | 11.5
Participating Unit | N | N |  | BEARDS_7_UNIT 1 | GEN | Beardsley Hydro | 11.5 | 11.5 | PGAE | City of Santa Clara DBA Silicon Valley Power (MSS Agreement - S14) | HYDRO | WATER | NP15 | 20821 |  | CISO | NCPA | 11.5
Participating Unit | N | N |  | GLDFGR_6_SOLAR2 | GEN | Portal Ridge C | 11.4 | 11.4 | SCE | Portal Ridge Solar C, LLC | PHOTO VOLTAIC | SUN | SP15 | 42780 |  | CISO | SCE | 11.4
Participating Unit | N | Y | SPAULD_6_UNIT12 | SPAULD_6_UNIT12 | GEN | SPAULDING HYDRO PH 1 & 2 AGGREGATE | 11.4 |  | PGAE | Pacific Gas & Electric Company | HYDRO | WATER | NP15 | 10594 |  | CISO | PGAE | 11.4
Participating Unit | N | N |  | CONTRL_1_POOLE | GEN | POOLE HYDRO PLANT 1 | 10.9 | 11.3 | SCE | Southern California Edison Company | HYDRO | WATER | SP15 | 8767 |  | CISO | SCE | 11.3
Participating Unit | N | N |  | VESTAL_2_UNIT1 | GEN | CALGREN-PIXLEY | 5 | 11.2 | SCE | GFP Ethanol LLC | COMBUSTION TURBINE | NATURAL GAS | SP15 | 42551 |  | CISO | SCE | 11.2
Participating Unit | Y | N |  | TXMCKT_6_UNIT | GEN | McKittrick Cogen | 11.2 | 11.2 | PGAE | Chevron USA Inc | COMBUSTION TURBINE | NATURAL GAS | ZP26 | 34608 |  | CISO | PGAE | 11.2
Participating Unit | Y | N |  | GARNET_2_WIND1 | GEN | Phoenix | 11.2 | 11.2 | SCE | San Gorgonio Westwinds II, LLC | WIND | WIND | SP15 | 42030 |  | CISO | SCE | 11.2
Non-Participating |  | Y | RVSIDE_6_SPRING | RVSIDE_7_SPRGU4 | GEN | RVSIDE_7_SPRGU4 | 11 | 11 |  |  |  |  | SP15 |  |  | CISO |  | 11
Participating Unit | N | N |  | KELYRG_6_UNIT | GEN | KELLY RIDGE HYDRO | 11 | 11 | PGAE | South Feather Water and Power | HYDRO | WATER | NP15 | 23012 |  | CISO | PGAE | 11
Non-Participating |  | Y | RVSIDE_6_SPRING | RVSIDE_7_SPRGU1 | GEN | RVSIDE_7_SPRGU1 | 11 | 11 |  |  |  |  | SP15 |  |  | CISO |  | 11
Non-Participating |  | Y | RVSIDE_6_SPRING | RVSIDE_7_SPRGU2 | GEN | RVSIDE_7_SPRGU2 | 11 | 11 |  |  |  |  | SP15 |  |  | CISO |  | 11
Participating Unit | Y | N |  | CSTRVL_7_QFUNTS | GEN | Castroville QF Aggregate | 2 | 11 | PGAE | Pacific Gas & Electric Company | OTHER | OTHER | NP15 | 38869 |  | CISO | PGAE | 11
Participating Unit | N | N |  | ELDORO_7_UNIT 1 | GEN | El Dorado Unit 1 | 11 | 10.5 | PGAE | El Dorado Irrigation District | HYDRO | WATER | NP15 | 38493 |  | CISO | PGAE | 11
Non-Participating |  | Y | RVSIDE_6_SPRING | RVSIDE_7_SPRGU3 | GEN | RVSIDE_7_SPRGU3 | 11 | 11 |  |  |  |  | SP15 |  |  | CISO |  | 11
Participating Unit | N | N |  | ELDORO_7_UNIT 2 | GEN | El Dorado Unit 2 | 11 | 10.5 | PGAE | El Dorado Irrigation District | HYDRO | WATER | NP15 | 38493 |  | CISO | PGAE | 11
Non-Participating |  | Y | ANTLPE_2_QF | MIDWD_6_QF | GEN | MIDWD_6_QF | 11 | 11 |  |  |  |  | SP15 |  |  | CISO |  | 11
Non-Participating | N | Y | DREWS_6_PL1X4 | DREWS_6_GEN 3 | GEN | DREWS UNIT 3 | 10.8 | 10.8 |  | Colton Power, LP | COMBUSTION TURBINE | NATURAL GAS | SP15 |  |  | CISO |  | 10.8
Non-Participating | N | Y | CENTRY_6_PL1X4 | CENTRY_6_GEN 4 | GEN | CENTURY GEN 4 | 10.8 | 10.8 |  | Colton Power, LP | COMBUSTION TURBINE | NATURAL GAS | SP15 |  |  | CISO |  | 10.8
Non-Participating | N | Y | CENTRY_6_PL1X4 | CENTRY_6_GEN 1 | GEN | CENTURY GEN 1 | 10.8 | 10.8 |  | Colton Power, LP | COMBUSTION TURBINE | NATURAL GAS | SP15 |  |  | CISO |  | 10.8
Non-Participating | N | Y | DREWS_6_PL1X4 | DREWS_6_GEN 4 | GEN | DREWS UNIT 4 | 10.8 | 10.8 |  | Colton Power, LP | COMBUSTION TURBINE | NATURAL GAS | SP15 |  |  | CISO |  | 10.8
Non-Participating | N | Y | DREWS_6_PL1X4 | DREWS_6_GEN 2 | GEN | DREWS UNIT 2 | 10.8 | 10.8 |  | Colton Power, LP | COMBUSTION TURBINE | NATURAL GAS | SP15 |  |  | CISO |  | 10.8
Non-Participating | N | Y | CENTRY_6_PL1X4 | CENTRY_6_GEN 2 | GEN | CENTURY GEN 2 | 10.8 | 10.8 |  | Colton Power, LP | COMBUSTION TURBINE | NATURAL GAS | SP15 |  |  | CISO |  | 10.8
Non-Participating | N | Y | CENTRY_6_PL1X4 | CENTRY_6_GEN 3 | GEN | CENTURY GEN 3 | 10.8 | 10.8 |  | Colton Power, LP | COMBUSTION TURBINE | NATURAL GAS | SP15 |  |  | CISO |  | 10.8
Non-Participating | N | Y | BIGCRK_2_EXESWD | BGCRK1_7_PORTAL | GEN | PORTAL HYDRO | 10.8 | 10.8 |  | Southern California Edison Company | HYDRO | WATER | SP15 |  |  | CISO |  | 10.8
Non-Participating | N | Y | DREWS_6_PL1X4 | DREWS_6_GEN 1 | GEN | DREWS UNIT 1 | 10.8 | 10.8 |  | Colton Power, LP | COMBUSTION TURBINE | NATURAL GAS | SP15 |  |  | CISO |  | 10.8
Participating Unit | Y | N |  | SBERDO_2_QF | GEN | SAN BERADINO QFS | 10.6 | 10.6 | SCE | SOUTHERN CALIFORNIA EDISON COMPANY |  | OTHER | SP15 | 32509 |  | CISO | SCE | 10.6
Non-Participating |  | Y | ANTLPE_2_QF | NZWIND_6_NORTHW | GEN | NZWIND_6_NORTHW | 10.4 | 10.4 |  |  |  |  | SP15 |  |  | CISO |  | 10.4
Participating Unit | N | N |  | POTTER_6_UNITS | GEN | Potter Valley | 10.1 | 9.8 | PGAE | Pacific Gas & Electric Company | HYDRO | WATER | NP15 | 3654 |  | CISO | PGAE | 10.1
Participating Unit | N | N |  | LACIEN_2_VENICE | GEN | MWD Venice Hydroelectric Recovery Plant | 9.95 | 10.1 | SCE | Metropolitan Water District of Southern California | HYDRO | WATER | SP15 | 29952 |  | CISO | SCE | 10.1
Participating Unit | N | N |  | MIRLOM_2_MLBBTB | GEN | Mira Loma BESS B | 10 | 10 | SCE | Southern California Edison | OTHER | LESR | SP15 | 42734 |  | CISO | SCE | 10
Participating Unit | N | N |  | MCSWAN_6_UNITS | GEN | MC SWAIN HYDRO | 10 | 10 | PGAE | Merced Irrigation District | HYDRO | WATER | NP15 | 24473 |  | CISO | PGAE | 10
Participating Unit | N | N |  | WSNR_5_TRCYDYN | TG | Central Valley Tracy | 10 |  | PGAE | TRCYPGAE | HYDRO | WATER | NP15 | 43082 |  | BANCWAMI | PGAE | 10
Participating Unit | N | N |  | GLDTWN_6_COLUM3 | GEN | Columbia 3 | 10 | 10 | SCE | RE Columbia 3 LLC | PHOTO VOLTAIC | SUN | SP15 | 41618 |  | CISO | SCE | 10
Participating Unit | N | N |  | COPMTN_2_CM10 | GEN | Copper Mountain 10 | 10 | 10 | SCE | Copper Mountain Solar 1, LLC | PHOTO VOLTAIC | SUN | SP15 | 40819 |  | CISO | SCE | 10
Participating Unit | N | N |  | OROLOM_1_SOLAR2 | GEN | Oro Loma Solar 2 | 10 | 10 | PGAE | CED Oro Loma Solar, LLC | PHOTO VOLTAIC | SUN | NP15 | 42763 |  | CISO | PGAE | 10
Participating Unit | N | N |  | VICTOR_1_LVSLR1 | GEN | Lone Valley Solar Park 1 | 10 | 10 | SCE | Lone Valley Solar Park I LLC | PHOTO VOLTAIC | SUN | SP15 | 41962 |  | CISO | SCE | 10
Non-Participating | N | Y | PARDEB_6_UNITS | PARDEB_2_UNIT 2 | GEN | PARDEE HYDRO UNIT 2 | 10 | 10 |  | East Bay Municipal Utility District | HYDRO | WATER | NP15 |  |  | CISO |  | 10
Participating Unit | N | N |  | ESCNDO_6_EB3BT3 | GEN | Escondido BESS 3 | 10 | 10 | SDGE | San Diego Gas & Electric | OTHER | LESR | SP15 | 42800 |  | CISO | SDGE | 10
Participating Unit | N | N |  | GATES_2_WSOLAR | GEN | West Gates Solar Station | 10 | 10 | PGAE | Pacific Gas & Electric Company | PHOTO VOLTAIC | SUN | ZP26 | 41449 |  | CISO | PGAE | 10
Participating Unit | N | N |  | ESCNDO_6_EB1BT1 | GEN | Escondido BESS 1 | 10 | 10 | SDGE | San Diego Gas & Electric | OTHER | LESR | SP15 | 42800 |  | CISO | SDGE | 10
Participating Unit | N | N |  | ESCNDO_6_EB2BT2 | GEN | Escondido BESS 2 | 10 | 10 | SDGE | San Diego Gas & Electric | OTHER | LESR | SP15 | 42800 |  | CISO | SDGE | 10
Participating Unit | N | N |  | PLAINV_6_DSOLAR | GEN | Western Antelope Dry Ranch | 10 | 10 | SCE | Western Antelope Dry Ranch LLC | PHOTO VOLTAIC | SUN | SP15 | 42705 |  | CISO | SCE | 10
Non-Participating | N | Y | SANITR_6_UNITS | SANITR_6_CTG3 | GEN | LACSD CARSON WATER POLLUTION CTG3 | 10 | 10 |  | County Sanitation District No. 2 of Los Angeles County | COMBUSTION TURBINE | BIOGAS | SP15 |  |  | CISO |  | 10
Non-Participating | N | Y | PARDEB_6_UNITS | PARDEB_2_UNIT 3 | GEN | PARDEE HYDRO UNIT 3 | 10 | 10 |  | East Bay Municipal Utility District | HYDRO | WATER | NP15 |  |  | CISO |  | 10
Non-Participating | N | Y | SANITR_6_UNITS | SANITR_6_CTG1 | GEN | LACSD CARSON WATER POLLUTION CTG1 | 10 | 10 |  | County Sanitation District No. 2 of Los Angeles County | COMBUSTION TURBINE | BIOGAS | SP15 |  |  | CISO |  | 10
Participating Unit | N | N |  | MAGNLA_6_CERRITOS | TG | Magnolia Power Plant Cerritos | 10 |  | SCE | LUGO | COMBINED CYCLE | NATURAL GAS | SP15 |  |  | LDWP | SCE | 10
Non-Participating | N | Y | SANITR_6_UNITS | SANITR_6_CTG2 | GEN | LACSD CARSON WATER POLLUTION CTG2 | 10 | 10 |  | County Sanitation District No. 2 of Los Angeles County | COMBUSTION TURBINE | BIOGAS | SP15 |  |  | CISO |  | 10
Participating Unit | N | N |  | MAGNLA_6_COLTON | TG | Magnolia Power Project | 10 |  | SCE | LUGO | COMBINED CYCLE | NATURAL GAS | SP15 |  |  | LDWP | SCE | 10
Participating Unit | N | N |  | WSNR_2_CVPDYN | TG | Central Valley 1 | 10 |  | PGAE | CTW230 | HYDRO | WATER | NP15 | 42942 |  | BANCWAMI | PGAE | 10
Participating Unit | N | N |  | OROLOM_1_SOLAR1 | GEN | Oro Loma Solar 1 | 10 | 10 | PGAE | CED Oro Loma Solar, LLC | PHOTO VOLTAIC | SUN | NP15 | 42763 |  | CISO | PGAE | 10
Participating Unit | N | N |  | SKERN_6_SOLAR2 | GEN | SKIC Solar | 10 | 10 | PGAE | Algonquin SKIC 10 Solar, LLC | PHOTO VOLTAIC | SUN | ZP26 | 42740 |  | CISO | PGAE | 10
Non-Participating | N | Y | PARDEB_6_UNITS | PARDEB_2_UNIT 1 | GEN | PARDEE HYDRO UNIT 1 | 10 | 10 |  | East Bay Municipal Utility District | HYDRO | WATER | NP15 |  |  | CISO |  | 10
Participating Unit | N | N |  | PMDLET_6_SOLAR1 | GEN | SEPV Palmdale East, LLC | 10 | 10 | SCE | SEPV Palmdale East, LLC | PHOTO VOLTAIC | SUN | SP15 | 42216 |  | CISO | SCE | 10
Participating Unit | N | N |  | WSNR_2_TESLADYN | TG | Central Valley Tesla | 10 |  | PGAE | TESLA230 | HYDRO | WATER | NP15 | 43082 |  | BANCWAMI | PGAE | 10
Participating Unit | N | N |  | CONTRL_1_CASAD1 | GEN | Mammoth G1 | 10 | 10 | SCE | Mammoth Three LLC | OTHER | GEOTHERMAL | SP15 | 31012 |  | CISO | SCE | 10
Participating Unit | N | N |  | MIRLOM_2_MLBBTA | GEN | Mira Loma BESS A | 10 | 10 | SCE | Southern California Edison | OTHER | LESR | SP15 | 42734 |  | CISO | SCE | 10
Participating Unit | N | Y | SCEW_2_PDRP109 | SCEW_2_PDRP109 | GEN | SCEW_2_PDRP109 | 9.99 |  | SCE | Leapfrog Power, inc. | OTHER | OTHER | SP15 |  |  | CISO | SCE | 9.99
Participating Unit | N | Y | SCEC_1_PDRP113 | SCEC_1_PDRP113 | GEN | SCEC_1_PDRP113 | 9.99 |  | SCE | Leapfrog Power, inc. | OTHER | OTHER | SP15 |  |  | CISO | SCE | 9.99
Participating Unit | N | Y | SCEC_1_PDRP117 | SCEC_1_PDRP117 | GEN | SCEC_1_PDRP117 | 9.99 |  | SCE | Leapfrog Power, inc. | OTHER | OTHER | SP15 |  |  | CISO | SCE | 9.99
Participating Unit | N | Y | SCEC_1_PDRP115 | SCEC_1_PDRP115 | GEN | SCEC_1_PDRP115 | 9.99 |  | SCE | Leapfrog Power, inc. | OTHER | OTHER | SP15 |  |  | CISO | SCE | 9.99
Participating Unit | N | Y | SCEW_2_PDRP106 | SCEW_2_PDRP106 | GEN | SCEW_2_PDRP106 | 9.99 |  | SCE | Leapfrog Power, inc. | OTHER | OTHER | SP15 |  |  | CISO | SCE | 9.99
Participating Unit | N | Y | SCEW_2_PDRP111 | SCEW_2_PDRP111 | GEN | SCEW_2_PDRP111 | 9.99 |  | SCE | Leapfrog Power, inc. | OTHER | OTHER | SP15 |  |  | CISO | SCE | 9.99
Participating Unit | N | Y | SCEC_1_PDRP110 | SCEC_1_PDRP110 | GEN | SCEC_1_PDRP110 | 9.99 |  | SCE | Leapfrog Power, inc. | OTHER | OTHER | SP15 |  |  | CISO | SCE | 9.99
Participating Unit | N | Y | SCEC_1_PDRP121 | SCEC_1_PDRP121 | GEN | SCEC_1_PDRP121 | 9.99 |  | SCE | Leapfrog Power, inc. | OTHER | OTHER | SP15 |  |  | CISO | SCE | 9.99
Participating Unit | N | Y | SCEC_1_PDRP122 | SCEC_1_PDRP122 | GEN | SCEC_1_PDRP122 | 9.99 |  | SCE | Leapfrog Power, inc. | OTHER | OTHER | SP15 |  |  | CISO | SCE | 9.99
Participating Unit | N | Y | SCEC_1_PDRP106 | SCEC_1_PDRP106 | GEN | SCEC_1_PDRP106 | 9.99 |  | SCE | Leapfrog Power, inc. | OTHER | OTHER | SP15 |  |  | CISO | SCE | 9.99
Participating Unit | Y | Y | CAMCHE_1_PL1X3 | CAMCHE_1_PL1X3 | GEN | CAMANCHE UNITS 1, 2 & 3 AGGREGATE | 9.99 |  | PGAE | East Bay Municipal Utility District | HYDRO | WATER | NP15 | 30317 |  | CISO | PGAE | 9.99
Participating Unit | N | Y | SCEW_2_PDRP110 | SCEW_2_PDRP110 | GEN | SCEW_2_PDRP110 | 9.99 |  | SCE | Leapfrog Power, inc. | OTHER | OTHER | SP15 |  |  | CISO | SCE | 9.99
Participating Unit | N | Y | SCEC_1_PDRP120 | SCEC_1_PDRP120 | GEN | SCEC_1_PDRP120 | 9.99 |  | SCE | Leapfrog Power, inc. | OTHER | OTHER | SP15 |  |  | CISO | SCE | 9.99
Participating Unit | N | Y | SCEC_1_PDRP119 | SCEC_1_PDRP119 | GEN | SCEC_1_PDRP119 | 9.99 |  | SCE | Leapfrog Power, inc. | OTHER | OTHER | SP15 |  |  | CISO | SCE | 9.99
Participating Unit | N | Y | SCEC_1_PDRP118 | SCEC_1_PDRP118 | GEN | SCEC_1_PDRP118 | 9.99 |  | SCE | Leapfrog Power, inc. | OTHER | OTHER | SP15 |  |  | CISO | SCE | 9.99
Participating Unit | N | Y | SCEC_1_PDRP107 | SCEC_1_PDRP107 | GEN | SCEC_1_PDRP107 | 9.99 |  | SCE | Leapfrog Power, inc. | OTHER | OTHER | SP15 |  |  | CISO | SCE | 9.99
Participating Unit | N | Y | SCEW_2_PDRP107 | SCEW_2_PDRP107 | GEN | SCEW_2_PDRP107 | 9.99 |  | SCE | Leapfrog Power, inc. | OTHER | OTHER | SP15 |  |  | CISO | SCE | 9.99
Participating Unit | N | Y | SCEC_1_PDRP108 | SCEC_1_PDRP108 | GEN | SCEC_1_PDRP108 | 9.99 |  | SCE | Leapfrog Power, inc. | OTHER | OTHER | SP15 |  |  | CISO | SCE | 9.99
Participating Unit | N | Y | SCEW_2_PDRP112 | SCEW_2_PDRP112 | GEN | SCEW_2_PDRP112 | 9.99 |  | SCE | Leapfrog Power, inc. | OTHER | OTHER | SP15 |  |  | CISO | SCE | 9.99
Participating Unit | N | Y | SCEC_1_PDRP116 | SCEC_1_PDRP116 | GEN | SCEC_1_PDRP116 | 9.99 |  | SCE | Leapfrog Power, inc. | OTHER | OTHER | SP15 |  |  | CISO | SCE | 9.99
Participating Unit | N | Y | SCEC_1_PDRP111 | SCEC_1_PDRP111 | GEN | SCEC_1_PDRP111 | 9.99 |  | SCE | Leapfrog Power, inc. | OTHER | OTHER | SP15 |  |  | CISO | SCE | 9.99
Participating Unit | N | Y | SCEC_1_PDRP114 | SCEC_1_PDRP114 | GEN | SCEC_1_PDRP114 | 9.99 |  | SCE | Leapfrog Power, inc. | OTHER | OTHER | SP15 |  |  | CISO | SCE | 9.99
Participating Unit | N | Y | SCEC_1_PDRP109 | SCEC_1_PDRP109 | GEN | SCEC_1_PDRP109 | 9.99 |  | SCE | Leapfrog Power, inc. | OTHER | OTHER | SP15 |  |  | CISO | SCE | 9.99
Participating Unit | N | Y | SCEW_2_PDRP108 | SCEW_2_PDRP108 | GEN | SCEW_2_PDRP108 | 9.99 |  | SCE | Leapfrog Power, inc. | OTHER | OTHER | SP15 |  |  | CISO | SCE | 9.99
Non-Participating | N | Y | TULLCK_7_UNITS | TULLCK_7_UNIT 1 | GEN | TULLOCH Unit 1 | 9.9 | 9.9 |  |  |  |  | NP15 |  |  | CISO |  | 9.9
Participating Unit | N | N |  | PADUA_6_MWDSDM | GEN | San Dimas Hydroelectric Recovery Plant | 9.9 | 9.9 | SCE | Metropolitan Water District of Southern California (MWD) | HYDRO | WATER | SP15 | 29587 |  | CISO | SCE | 9.9
Non-Participating | N | Y | TULLCK_7_UNITS | TULLCK_7_UNIT 2 | GEN | TULLOCH Unit 2 | 9.9 | 9.9 |  |  |  |  | NP15 |  |  | CISO |  | 9.9
Participating Unit | N | N |  | GARNET_2_WIND4 | GEN | Windustries | 9.8 | 9.8 | SCE | San Gorgonio Westwinds II - Windustries, LLC | WIND | WIND | SP15 | 42348 |  | CISO | SCE | 9.8
Participating Unit | N | N |  | OROVIL_6_UNIT | GEN | Oroville Cogeneration, LP | 7.5 | 9.8 | PGAE | Oroville Cogeneration, L.P. | RECIPROCATING ENGINE | NATURAL GAS | NP15 | 32860 |  | CISO | PGAE | 9.8
Participating Unit | N | N |  | PBLOSM_2_SOLAR | GEN | PearBlossom | 9.5 | 9.5 | SCE | Solar Star California XLIV, LLC | PHOTO VOLTAIC | SUN | SP15 | 42733 |  | CISO | SCE | 9.5
Participating Unit | N | N |  | VENWD_1_WIND1 | GEN | Windpark Unlimited 1 | 9.43 | 9.5 | SCE | EUI Affiliate LLC | WIND | WIND | SP15 | 42485 |  | CISO | SCE | 9.5
Participating Unit | Y | N |  | SAUGUS_7_CHIQCN | GEN | Chiquita Canyon Landfill Fac | 8 | 9.2 | SCE | Ameresco Chiquita Energy, LLC | COMBUSTION TURBINE | BIOGAS | SP15 | 40505 |  | CISO | SCE | 9.2
Participating Unit | N | N |  | SAUGUS_6_MWDFTH | GEN | Foothill Hydroelectric Recovery Plant | 9.1 | 9.1 | SCE | Metropolitan Water District of Southern California (MWD) | HYDRO | WATER | SP15 | 29587 |  | CISO | SCE | 9.1
Participating Unit | N | N |  | VOLTA_2_UNIT 1 | GEN | VOLTA HYDRO UNIT 1 | 9.1 | 9.1 | PGAE | Pacific Gas & Electric Company | HYDRO | WATER | NP15 | 29221 |  | CISO | PGAE | 9.1
Participating Unit | N | N |  | USWNDR_2_LABWD1 | GEN | LaBrisa Wind Project | 9 | 9 | PGAE | LaBrisa Wind Project | WIND | WIND | NP15 | 43644 |  | CISO | PGAE | 9
Participating Unit | N | N |  | DEVERS_1_SOLAR2 | GEN | SEPV9 | 9 | 9 | SCE | Highlander Solar 2, LLC | PHOTO VOLTAIC | SUN | SP15 | 41426 |  | CISO | SCE | 9
Participating Unit | N | N |  | NZWIND_6_CALWND | GEN | Wind Resource I | 9 | 8.7 | SCE | CalWind Resources, Inc. | WIND | WIND | SP15 | 40992 |  | CISO | SCE | 9
Participating Unit | N | N |  | GIFFEN_6_SOLAR1 | GEN | Aspiration Solar G | 9 | 9 | PGAE | Aspiration Solar G LLC | PHOTO VOLTAIC | SUN | NP15 | 42993 |  | CISO | PGAE | 9
Participating Unit | Y | N |  | SAUGUS_6_QF | GEN | SAUGUS QFS | 2.19 | 8.9 | SCE | Southern California Edison Company | OTHER | OTHER | SP15 | 31778 |  | CISO | SCE | 8.9
Participating Unit | N | N |  | RICHMN_1_CHVSR2 | GEN | Chevron 8.5 | 8.5 | 8.5 | PGAE | MCE Solar One, LLC | PHOTO VOLTAIC | SUN | NP15 | 43090 |  | CISO | PGAE | 8.5
Participating Unit | N | N |  | HATCR1_7_UNIT | GEN | Hat Creek #1 | 8.5 | 8.5 | PGAE | Pacific Gas & Electric Company | HYDRO | WATER | NP15 | 7672 |  | CISO | PGAE | 8.5
Non-Participating |  | Y | CORONS_6_CLRWTR | CORONS_6_CLRSTG | GEN | CORONS_6_CLRSTG | 8.5 | 8.5 |  |  |  |  | SP15 |  |  | CISO |  | 8.5
Participating Unit | N | N |  | HATCR2_7_UNIT | GEN | Hat Creek #2 | 8.5 | 8.5 | PGAE | Pacific Gas & Electric Company | HYDRO | WATER | NP15 | 7672 |  | CISO | PGAE | 8.5
Non-Participating | N | Y | DELSUR_6_CREST | DELSUR_6_CREST1 | GEN | DELSUR_6_CREST1 | 8.5 | 8.5 |  | Southern California Edison Company | PHOTO VOLTAIC | SUN | SP15 |  |  | CISO |  | 8.5
Participating Unit | N | N |  | PLACVL_1_CHILIB | GEN | Chili Bar Hydro | 8.4 | 8.4 | PGAE | Pacific Gas & Electric Company | HYDRO | WATER | NP15 | 23743 |  | CISO | PGAE | 8.4
Participating Unit | Y | N |  | OLINDA_7_BLKSND | GEN | BlackSand Generating Facility | 8 | 8 | SCE | Bridge Energy LLC | COMBUSTION TURBINE | WASTE TO POWER | SP15 | 36678 |  | CISO | SCE | 8
Participating Unit | Y | N |  | SNMALF_6_UNITS | GEN | Sonoma County Landfill | 5 | 8 | PGAE | Republic Services of Sonoma County Energy Producers, Inc | RECIPROCATING ENGINE | BIOGAS | NP15 | 34089 |  | CISO | PGAE | 8
Participating Unit | N | N |  | INSKIP_2_UNIT | GEN | INSKIP HYDRO | 8 | 8 | PGAE | Pacific Gas & Electric Company | HYDRO | WATER | NP15 | 28856 |  | CISO | PGAE | 8
Non-Participating |  | Y | ANTLPE_2_QF | BREEZE_6_QF | GEN | BREEZE_6_QF | 8 | 8 |  |  |  |  | SP15 |  |  | CISO |  | 8
Participating Unit | Y | N |  | PEABDY_2_LNDFL1 | GEN | Potrero Hills Energy Producers | 8 | 8 | PGAE | Potrero Hills Energy Producers, LLC | RECIPROCATING ENGINE | BIOGAS | NP15 | 42467 |  | CISO | PGAE | 8
Participating Unit | N | N |  | ARVINN_6_ORION2 | GEN | Orion 2 Solar | 8 | 8 | PGAE | Orion Solar II, LLC | PHOTO VOLTAIC | SUN | ZP26 | 41816 |  | CISO | PGAE | 8
Participating Unit | Y | Y | SANITR_6_UNITS | SANITR_6_UNITS | GEN | LACSD CARSON WATER POLLUTION AGGREGATE | 8 |  | SCE | County Sanitation District No. 2 of Los Angeles County | COMBINED CYCLE | NATURAL GAS | SP15 |  |  | CISO | SCE | 8
Participating Unit | N | N |  | MONLTH_6_BATTRY | GEN | Tehachapi Storage Project | 7.99 | 8 | SCE | Southern California Edison | OTHER | LESR | SP15 | 42468 |  | CISO | SCE | 8
Participating Unit | N | N |  | CAMPFW_7_FARWST | GEN | CAMP FAR WEST HYDRO | 8 | 7.9 | PGAE | SMUD | HYDRO | WATER | NP15 | 31048 |  | CISO | PGAE | 8
Participating Unit | Y | Y | DEVERS_1_QF | DEVERS_1_QF | GEN | DEVERS QFS | 8 |  | SCE | Southern California Edison Company | OTHER | OTHER | SP15 | 30317 |  | CISO | SCE | 8
Participating Unit | N | N |  | VALLEY_5_PERRIS | GEN | MWD Perris Hydroelectric Recovery Plant | 7.94 | 7.9 | SCE | Metropolitan Water District of Southern California | HYDRO | WATER | SP15 | 30317 |  | CISO | SCE | 7.94
Participating Unit | Y | N |  | GARNET_2_DIFWD1 | GEN | Difwind | 7.88 | 7.9 | SCE | Difwind Farms Limited V | WIND | WIND | SP15 | 43119 |  | CISO | SCE | 7.9
Participating Unit | N | N |  | AVENAL_6_AVSLR1 | GEN | Avenal Solar 1 | 7.9 | 7.9 | PGAE | CED Avenal Solar, LLC | PHOTO VOLTAIC | SUN | ZP26 | 42763 |  | CISO | PGAE | 7.9
Participating Unit | N | N |  | AVENAL_6_AVSLR2 | GEN | Avenal Solar 2 | 7.9 | 7.9 | PGAE | CED Avenal Solar, LLC | PHOTO VOLTAIC | SUN | ZP26 | 42763 |  | CISO | PGAE | 7.9
Participating Unit | N | N |  | MIDWD_2_WIND1 | GEN | Windland Refresh 2 | 7.81 | 7.8 | SCE | Refresh Wind 2, LLC | WIND | WIND | SP15 | 42345 |  | CISO | SCE | 7.81
Participating Unit | N | N |  | MIDWD_7_CORAMB | GEN | CELLC 7.5 MW Tehachapi Project | 7.5 | 7.5 | SCE | Coram Energy, LLC | WIND | WIND | SP15 | 30651 |  | CISO | SCE | 7.5
Non-Participating | N | Y | AGRICO_7_UNIT | AGRICO_7_UNIT 2 | GEN | Fresno Cogen STG Unit 2 | 7.5 | 7.5 |  | Fresno Cogeneration Partners, LP | STEAM | HEAT RECOVERY | NP15 |  |  | CISO |  | 7.5
Participating Unit | N | N |  | ELCAJN_6_EB1BT1 | GEN | Eastern BESS 1 | 7.5 | 7.5 | SDGE | San Diego Gas & Electric | OTHER | LESR | SP15 | 42784 |  | CISO | SDGE | 7.5
Participating Unit | N | N |  | RVSIDE_6_SOLAR1 | GEN | Tequesquite Landfill Solar Project | 7.5 | 7.5 | SCE | Solar Star California XXXI, LLC | PHOTO VOLTAIC | SUN | SP15 | 42256 |  | CISO | RVSD | 7.5
Participating Unit | Y | N |  | SPIFBD_1_PL1X2 | GEN | SIERRA PACIFIC IND. (SONORA) | 7.5 | 7.5 | PGAE | Sierra Pacific Industries | STEAM | BIOMASS | NP15 | 43202 |  | CISO | PGAE | 7.5
Participating Unit | N | N |  | MIDWD_6_WNDLND | GEN | Windland Refresh 1 | 7.45 | 7 | SCE | Refresh Wind, LLC | WIND | WIND | SP15 | 41793 |  | CISO | SCE | 7.45
Participating Unit | N | N |  | USWND4_2_UNIT2 | GEN | Altamont Landfill Gas to Energy | 7.4 | 7.4 | PGAE | WM Renewable Energy, LLC | COMBUSTION TURBINE | BIOGAS | NP15 | 43132 |  | CISO | PGAE | 7.4
Participating Unit | N | N |  | WOODWR_1_HYDRO | GEN | Quinten Luallen | 7.3 | 7.3 | PGAE | Friant Power Authority | HYDRO | WATER | NP15 | 42900 |  | CISO | PGAE | 7.3
Non-Participating | N | Y | TULLCK_7_UNITS | TULLCK_7_UNIT 3 | GEN | TULLOCH HYDRO AGGREGATE | 7.2 | 7.2 |  | TRI-DAM PROJECT |  | WATER | NP15 |  |  | CISO |  | 7.2
Participating Unit | N | N |  | SOUTH_2_UNIT | GEN | SOUTH HYDRO | 7.1 | 7.1 | PGAE | Pacific Gas & Electric Company | HYDRO | WATER | NP15 | 28856 |  | CISO | PGAE | 7.1
Participating Unit | N | N |  | DTCHWD_2_BT4WND | GEN | Brookfield Tehachapi 4 | 6.52 | 7.1 | SCE | Coram Tehachapi, L.P. | WIND | WIND | SP15 | 42482 |  | CISO | SCE | 7.1
Non-Participating | N | Y | SPAULD_6_UNIT12 | SPAULD_6_UNIT 1 | GEN | SPAULDING HYDRO PH 1 UNIT | 7 | 7 |  | Pacific Gas & Electric Company | HYDRO | WATER | NP15 |  |  | CISO |  | 7
Participating Unit | N | N |  | SPRGAP_1_UNIT 1 | GEN | SPRING GAP HYDRO | 7 | 7 | PGAE | Pacific Gas & Electric Company | HYDRO | WATER | NP15 | 7672 |  | CISO | PGAE | 7
Participating Unit | N | N |  | SBERDO_2_SNTANA | GEN | SANTA ANA PSP | 6.95 | 7 | SCE | Southern California Edison Company | HYDRO | WATER | SP15 |  |  | CISO | SCE | 7
Participating Unit | N | N |  | CSCCOG_1_UNIT 1 | GEN | SANTA CLARA CO-GEN | 7 | 7 | PGAE | City of Santa Clara DBA Silicon Valley Power (MSS Agreement - S14) | COMBUSTION TURBINE | NATURAL GAS | NP15 | 29587 |  | CISO | NCPA | 7
Participating Unit | Y | N |  | COVERD_2_HCKHY1 | GEN | HATCHET CREEK | 6.89 | 7 | PGAE | Mega Renewables | HYDRO | WATER | NP15 | 42887 |  | CISO | PGAE | 7
Participating Unit | N | N |  | DEERCR_6_UNIT 1 | GEN | DEER CREEK | 7 | 7 | PGAE | Pacific Gas & Electric Company | HYDRO | WATER | NP15 | 2923 |  | CISO | PGAE | 7
Participating Unit | N | N |  | VICTOR_1_SOLAR3 | GEN | Adelanto Solar 2 | 7 | 7 | SCE | Adelanto Solar II, LLC | PHOTO VOLTAIC | SUN | SP15 | 42186 |  | CISO | SCE | 7
Participating Unit | Y | N |  | OAK C_1_EBMUD | GEN | MWWTP PGS 1 - ENGINES | 6.9 | 6.9 | PGAE | EAST BAY MUNICIPAL UTILITY DISTRICT | RECIPROCATING ENGINE | BIOGAS | NP15 | 41214 |  | CISO | PGAE | 6.9
Participating Unit | N | N |  | NZWIND_6_WDSTR2 | GEN | Windstream 6040 | 4.07 | 6.9 | SCE | Windstream Operations, LLC | WIND | WIND | SP15 | 41973 |  | CISO | SCE | 6.9
Participating Unit | Y | N |  | SRINTL_6_UNIT | GEN | SRI INTERNATIONAL | 6.9 | 6.9 | PGAE | Pacific Gas & Electric Company | COMBUSTION TURBINE | NATURAL GAS | NP15 | 31846 |  | CISO | PGAE | 6.9
Participating Unit | Y | N |  | FRITO_1_LAY | GEN | FRITO-LAY | 6 | 6.9 | PGAE | Frito Lay, Inc. | COMBUSTION TURBINE | NATURAL GAS | ZP26 | 31413 |  | CISO | PGAE | 6.9
Participating Unit | Y | N |  | NZWIND_6_WDSTR4 | GEN | Windstream 6042 | 6.77 | 6.8 | SCE | Windstream Operations, LLC | WIND | WIND | SP15 | 42349 |  | CISO | SCE | 6.8
Participating Unit | N | N |  | MONLTS_2_MONWD6 | GEN | Monolith 6 | 5.25 | 6.8 | SCE | Terra-Gen 251 Wind, LLC | WIND | WIND | SP15 | 43117 |  | CISO | SCE | 6.8
Participating Unit | N | N |  | RECTOR_2_KAWEAH | GEN | KAWEAH PH 2 & 3 PSP AGGREGATE | 6.55 | 6.6 | SCE | Southern California Edison Company | HYDRO | WATER | SP15 | 4750 |  | CISO | SCE | 6.6
Participating Unit | N | N |  | GARNET_1_WIND | GEN | GARNET WIND ENERGY CENTER | 6.5 | 6.5 | SCE | Garnet Energy Corporation | WIND | WIND | SP15 | 39966 |  | CISO | SCE | 6.5
Participating Unit | N | N |  | SPAULD_6_UNIT 3 | GEN | SPAULDING HYDRO PH 3 UNIT | 6.5 | 6.5 | PGAE | Pacific Gas & Electric Company | HYDRO | WATER | NP15 | 10228 |  | CISO | PGAE | 6.5
Participating Unit | N | N |  | DELSUR_6_SOLAR1 | GEN | Summer Solar North | 6.5 | 6.5 | SCE | FTS Master Tenant 1, LLC | PHOTO VOLTAIC | SUN | SP15 | 42158 |  | CISO | SCE | 6.5
Participating Unit | N | N |  | NZWIND_2_WDSTR5 | GEN | Windstream 6111 | 6.31 | 6.5 | SCE | Wind Stream Operations, LLC | WIND | WIND | SP15 | 42437 |  | CISO | SCE | 6.5
Participating Unit | Y | N |  | WALNUT_7_WCOVST | GEN | MM West Covina - ST Unit | 6.5 | 6.5 | SCE | MM West Covina LLC | STEAM | BIOGAS | SP15 | 35343 |  | CISO | SCE | 6.5
Participating Unit | N | N |  | BREGGO_6_DEGRSL | GEN | Desert Green Solar Farm | 6.3 | 6.5 | SDGE | Desert Green Solar Farm, LLC | PHOTO VOLTAIC | SUN | SP15 | 41318 |  | CISO | SDGE | 6.5
Participating Unit | N | N |  | CNTRVL_6_UNIT | GEN | Centerville | 6.4 | 6.4 | PGAE | Pacific Gas & Electric Company | HYDRO | WATER | NP15 |  |  | CISO | PGAE | 6.4
Participating Unit | N | N |  | SPRGVL_2_TULE | GEN | TULE RIVER HYDRO PLANT (PG&E) | 6.4 | 6.4 | SCE | Pacific Gas & Electric Company | HYDRO | WATER | SP15 | 5115 |  | CISO | SCE | 6.4
Participating Unit | N | N |  | BLCKBT_2_STONEY | GEN | BLACK BUTTE HYDRO | 6.2 | 6.2 | PGAE | City of Santa Clara DBA Silicon Valley Power (MSS Agreement - S14) | HYDRO | WATER | NP15 | 32143 |  | CISO | NCPA | 6.2
Participating Unit | N | N |  | NZWIND_6_WDSTR | GEN | Windstream 39 | 3.35 | 6.2 | SCE | Windstream Operations, LLC | WIND | WIND | SP15 | 30713 |  | CISO | SCE | 6.2
Participating Unit | Y | N |  | CPSTNO_7_PRMADS | GEN | PRIMA DESCHECHA (CAPISTRANO) | 6.1 | 6.1 | SDGE | MM Prima Deshecha Energy LLC | RECIPROCATING ENGINE | BIOGAS | SP15 | 36161 |  | CISO | SDGE | 6.1
Participating Unit | Y | N |  | SAUGUS_7_LOPEZ | GEN | MM Lopez Energy | 6.1 | 6 | SCE | MM Lopez Energy LLC | RECIPROCATING ENGINE | BIOGAS | SP15 | 36165 |  | CISO | SCE | 6.1
Participating Unit | N | N |  | PLMSSR_6_HISIER | GEN | High Sierra Cogeneration Aggregate | 6 | 6 | PGAE | Plumas Sierra REC | RECIPROCATING ENGINE | NATURAL GAS | NP15 | 40290 |  | CISO | NCPA | 6
Participating Unit | N | N |  | AVENAL_6_AVPARK | GEN | Avenal Park Solar Project | 6 | 6 | PGAE | Avenal Park LLC | PHOTO VOLTAIC | SUN | ZP26 | 40760 |  | CISO | PGAE | 6
Participating Unit | Y | N |  | GARNET_1_WT3WND | GEN | Wagner Wind | 6 | 6 | SCE | Wagner Wind, LLC | WIND | WIND | SP15 | 41267 |  | CISO | SCE | 6
Participating Unit | N | N |  | GARNET_2_WPMWD6 | GEN | WINTEC PALM | 5.93 | 6 | SCE | Wintec Energy, Ltd | WIND | WIND | SP15 | 43137 |  | CISO | SCE | 6
Participating Unit | Y | N |  | NZWIND_6_WDSTR3 | GEN | Windstream 6041 | 3.86 | 6 | SCE | Windstream Operations, LLC | WIND | WIND | SP15 | 41973 |  | CISO | SCE | 6
Participating Unit | N | N |  | ETIWND_2_RTS026 | GEN | SPVP026 | 6 | 6 | SCE | Southern California Edison | PHOTO VOLTAIC | SUN | SP15 | 42405 |  | CISO | SCE | 6
Participating Unit | N | N |  | OXBOW_6_DRUM | GEN | OXBOW HYDRO | 5.8 | 6 | PGAE | Placer County Water Agency | HYDRO | WATER | NP15 | 24108 |  | CISO | PGAE | 6
Participating Unit | N | Y | SPICER_1_UNITS | SPICER_1_UNITS | GEN | SPICER HYDRO UNITS 1-3 AGGREGATE | 6 |  | PGAE | NCPA (MSS Agreement - S14) | HYDRO | WATER | NP15 | 32874 |  | CISO | NCPA | 6
Participating Unit | Y | N |  | KEKAWK_6_UNIT | GEN | STS HYDROPOWER LTD. (KEKAWAKA) | 5.5 | 6 | PGAE | STS HydroPower, Ltd. | HYDRO | WATER | NP15 | 32869 |  | CISO | PGAE | 6
Participating Unit | N | N |  | VALLEY_5_REDMTN | GEN | MWD Red Mountain Hydroelectric Recovery | 5.9 | 5.9 | SCE | Metropolitan Water District of Southern California | HYDRO | WATER | SP15 | 31048 |  | CISO | SCE | 5.9
Participating Unit | Y | N |  | TBLMTN_6_QF | GEN | SMALL QF AGGREGATION - PARADISE | 1.7 | 5.8 | PGAE | Pacific Gas & Electric Company | HYDRO | WATER | NP15 | 30317 |  | CISO | PGAE | 5.8
Participating Unit | Y | N |  | OLSEN_2_UNIT | GEN | OLSEN POWER PARTNERS | 5.8 | 5.8 | PGAE | Pacific Gas & Electric Company | HYDRO | WATER | NP15 | 32876 |  | CISO | PGAE | 5.8
Participating Unit | N | N |  | OAK L_1_GTG1 | GEN | MWWTP PGS 2 - Turbine | 4.6 | 5.8 | PGAE | EAST BAY MUNICIPAL UTILITY DISTRICT | COMBUSTION TURBINE | BIOGAS | NP15 | 33532 |  | CISO | PGAE | 5.8
Participating Unit | N | N |  | VERNON_6_GONZL2 | GEN | H. Gonzales Unit #2 | 5.75 | 5.5 | SCE | City of Vernon | COMBUSTION TURBINE | NATURAL GAS | SP15 |  |  | CISO | VERN | 5.75
Participating Unit | N | N |  | VERNON_6_GONZL1 | GEN | H. Gonzales Unit #1 | 5.75 | 5.5 | SCE | City of Vernon | COMBUSTION TURBINE | NATURAL GAS | SP15 |  |  | CISO | VERN | 5.75
Non-Participating | N | Y | MONTPH_7_UNITS | MONTPH_7_UNIT 2 | GEN | MONTICELLO Unit 2 | 5.7 | 5.7 |  |  |  |  | NP15 |  |  | CISO |  | 5.7
Non-Participating | N | Y | MONTPH_7_UNITS | MONTPH_7_UNIT 1 | GEN | MONTICELLO Unit 1 | 5.7 | 5.7 |  |  |  |  | NP15 |  |  | CISO |  | 5.7
Participating Unit | N | N |  | MONLTS_2_MONWD7 | GEN | Monolith 7 | 4.76 | 5.7 | SCE | Terra-Gen 251 Wind, LLC | WIND | WIND | SP15 | 43118 |  | CISO | SCE | 5.7
Non-Participating | N | Y | WISHON_6_UNITS | WISHON_6_UNIT 3 | GEN | WISHON HYDRO UNIT 3 | 5.6 | 5.6 |  | Pacific Gas & Electric Company | HYDRO | WATER | NP15 |  |  | CISO |  | 5.6
Non-Participating | N | Y | WISHON_6_UNITS | WISHON_6_UNIT 1 | GEN | WISHON HYDRO UNIT 1 | 5.6 | 5.6 |  | Pacific Gas & Electric Company | HYDRO | WATER | NP15 |  |  | CISO |  | 5.6
Participating Unit | N | N |  | OLINDA_7_LNDFIL | GEN | OLINDA_7_LNDFIL | 5.6 | 5.6 | SCE | Brea Generation LLC |  | BIOGAS | SP15 | 37377 |  | CISO | SCE | 5.6
Non-Participating | N | Y | WISHON_6_UNITS | WISHON_6_UNIT 2 | GEN | WISHON HYDRO UNIT 2 | 5.6 | 5.6 |  | Pacific Gas & Electric Company | HYDRO | WATER | NP15 |  |  | CISO |  | 5.6
Non-Participating | N | Y | WISHON_6_UNITS | WISHON_6_UNIT 4 | GEN | WISHON HYDRO UNIT 4 | 5.6 | 5.6 |  | Pacific Gas & Electric Company | HYDRO | WATER | NP15 |  |  | CISO |  | 5.6
Participating Unit | N | N |  | MIRLOM_2_ONTARO | GEN | Ontario RT Solar | 5.5 | 5.5 | SCE | Southern California Edison Company | PHOTO VOLTAIC | SUN | SP15 | 40780 |  | CISO | SCE | 5.5
Non-Participating | N | Y | SANITR_6_UNITS | SANITR_6_STG4 | GEN | LACSD CARSON WATER POLLUTION STG4 | 5.5 | 5.5 |  | County Sanitation District No. 2 of Los Angeles County | STEAM | HEAT RECOVERY | SP15 |  |  | CISO |  | 5.5
Participating Unit | N | N |  | MAGUND_1_BKSSR2 | GEN | Bakersfield Solar 1 | 5.25 | 5.3 | PGAE | Bakersfield PV 1, LLC | PHOTO VOLTAIC | SUN | ZP26 | 43095 |  | CISO | PGAE | 5.3
Participating Unit | Y | N |  | COTTLE_2_FRNKNH | GEN | Frankenheimer Power Plant | 5.3 | 5 | PGAE | South San Joaquin Irrigation District | HYDRO | WATER | NP15 | 41365 |  | CISO | PGAE | 5.3
Participating Unit | N | N |  | CCRITA_7_RPPCHF | GEN | Rancho Penasquitos Hydro Facility | 5.25 | 4.7 | SDGE | San Diego County Water Authority | HYDRO | WATER | SP15 | 39105 |  | CISO | SDGE | 5.25
Participating Unit | N | N |  | PALALT_7_COBUG | GEN | Cooperatively Owned Back Up Generator | 4.5 | 5.2 | PGAE | NCPA (MSS Agreement - S14) | COMBUSTION TURBINE | NATURAL GAS | NP15 | 39370 |  | CISO | NCPA | 5.2
Participating Unit | N | N |  | VILLPK_6_MWDYOR | GEN | Yorba Linda Hydroelectric Recovery Plant | 5.1 | 5.1 | SCE | Metropolitan Water District of Southern California (MWD) | HYDRO | WATER | SP15 | 29587 |  | CISO | SCE | 5.1
Participating Unit | N | N |  | MILFRD_7_PASADENA | TG | Milford I | 5 |  | SCE | IPP | WIND | WIND | SP15 | 42430 |  | LDWP | SCE | 5
Participating Unit | Y | N |  | PLACVL_1_RCKCRE | GEN | Rock Creek Hydro | 5 | 3.6 | PGAE | Rock Creek Hydro, LLC | HYDRO | WATER | NP15 | 42823 |  | CISO | PGAE | 5
Participating Unit | N | N |  | MNDOTA_1_SOLAR2 | GEN | Citizen Solar B | 5 | 5 | PGAE | Citizen Solar B LLC | PHOTO VOLTAIC | SUN | NP15 | 42349 |  | CISO | PGAE | 5
Participating Unit | N | N |  | DELSUR_6_DRYFRB | GEN | Dry Farm Ranch B | 5 | 5 | SCE | FTS Master Tenant 1, LLC | PHOTO VOLTAIC | SUN | SP15 | 41964 |  | CISO | SCE | 5
Participating Unit | N | N |  | VICTOR_1_VDRYFB | GEN | Victor Dry Farm Ranch B | 5 | 5 | SCE | Victor Dry Farm Ranch B LLC | PHOTO VOLTAIC | SUN | SP15 | 42167 |  | CISO | SCE | 5
Participating Unit | N | N |  | SANLOB_1_LNDFIL | GEN | Cold Canyon | 1.5 | 5 | PGAE | Toro Energy of California SLO | RECIPROCATING ENGINE | BIOGAS | ZP26 | 41473 |  | CISO | PGAE | 5
Participating Unit | N | N |  | MIRLOM_7_MWDLKM | GEN | Lake Mathews Hydroelectric Recovery Plan | 5 | 5 | SCE | Metropolitan Water District of Southern California (MWD) | HYDRO | WATER | SP15 | 29221 |  | CISO | SCE | 5
Participating Unit | Y | N |  | VLYHOM_7_SSJID | GEN | Woodward Power Plant | 3 | 5 | PGAE | South San Joaquin Irrigation District | HYDRO | WATER | NP15 | 41365 |  | CISO | PGAE | 5
Participating Unit | Y | N |  | INDVLY_1_UNITS | GEN | Indian Valley Hydro | 3.01 | 5 | PGAE | Yolo County Flood Control | HYDRO | WATER | NP15 | 30574 |  | CISO | PGAE | 5
Participating Unit | N | N |  | MONLTS_2_MONWD4 | GEN | Monolith 4 | 4.75 | 5 | SCE | Terra-Gen 251 Wind, LLC | WIND | WIND | SP15 | 43117 |  | CISO | SCE | 5
Participating Unit | Y | N |  | TESLA_1_QF | GEN | SMALL QF AGGREGATION - STOCKTON | 2 | 5 | PGAE | Pacific Gas & Electric Company | OTHER | OTHER | NP15 | 29952 |  | CISO | PGAE | 5
Participating Unit | N | N |  | MENBIO_6_RENEW1 | GEN | CalRENEW - 1(A) | 5 | 5 | PGAE | CalRENEW-1, LLC | PHOTO VOLTAIC | SUN | NP15 | 40298 |  | CISO | PGAE | 5
Participating Unit | N | N |  | VESTAL_2_RTS042 | GEN | SPVP042 Porterville Solar | 5 | 5 | SCE | Southern California Edison | PHOTO VOLTAIC | SUN | SP15 | 41237 |  | CISO | SCE | 5
Participating Unit | Y | N |  | MSHGTS_6_MMARLF | GEN | MIRAMAR LANDFILL | 5 | 3 | SDGE | MM San Diego LLC | RECIPROCATING ENGINE | BIOGAS | SP15 | 37762 |  | CISO | SDGE | 5
Participating Unit | N | N |  | VICTOR_1_VDRYFA | GEN | Victor Dry Farm Ranch A | 5 | 5 | SCE | Victor Dry Farm Ranch A LLC | PHOTO VOLTAIC | SUN | SP15 | 42167 |  | CISO | SCE | 5
Participating Unit | N | N |  | CRELMN_6_RAMON2 | GEN | Ramona 2 | 5 | 5 | SDGE | Sol Orchard San Diego 21, LLC | PHOTO VOLTAIC | SUN | SP15 | 41639 |  | CISO | SDGE | 5
Participating Unit | N | N |  | VLCNTR_6_VCSLR2 | GEN | Valley Center 2 | 5 | 5 | SDGE | Sol Orchard San Diego 23, LLC | PHOTO VOLTAIC | SUN | SP15 | 41639 |  | CISO | SDGE | 5
Participating Unit | Y | N |  | GRSCRK_6_BGCKWW | GEN | BIG CREEK WATER WORKS - CEDAR FLAT | 5 | 5 | PGAE | Big Creek Water Works, Ltd. | HYDRO | WATER | NP15 | 31778 |  | CISO | PGAE | 5
Participating Unit | N | N |  | GLDTWN_6_SOLAR | GEN | Rio Grande | 5 | 5 | SCE | RE Rio Grande LLC | PHOTO VOLTAIC | SUN | SP15 | 41596 |  | CISO | SCE | 5
Participating Unit | N | N |  | MONLTS_2_MONWD5 | GEN | Monolith 5 | 4.04 | 5 | SCE | Terra-Gen 251 Wind, LLC | WIND | WIND | SP15 | 43117 |  | CISO | SCE | 5
Participating Unit | N | N |  | LITLRK_6_SOLAR1 | GEN | Lancaster Little Rock C | 5 | 5 | SCE | Lancaster Little Rock C LLC | PHOTO VOLTAIC | SUN | SP15 | 42021 |  | CISO | SCE | 5
Participating Unit | Y | N |  | NIMTG_6_NICOGN | GEN | NORTH ISLAND COGEN | 4.05 | 5 | SDGE | SDG&E Exempt |  | OTHER | SP15 | 32509 |  | CISO | SDGE | 5
Participating Unit | N | N |  | BIGSKY_2_SOLAR5 | GEN | Big Sky Solar 2 | 5 | 5 | SCE | Antelope DSR 2, LLC | PHOTO VOLTAIC | SUN | SP15 | 42704 |  | CISO | SCE | 5
Participating Unit | N | N |  | SBERDO_2_RTS048 | GEN | SPVP048 | 5 | 5 | SCE | Southern California Edison Company | PHOTO VOLTAIC | SUN | SP15 | 41518 |  | CISO | SCE | 5
Participating Unit | Y | N |  | PLSNTG_7_LNCLND | GEN | Lincoln Landfill Power Plant | 4.98 | 5 | PGAE | Energy 2001, Inc. | RECIPROCATING ENGINE | BIOGAS | NP15 | 31048 |  | CISO | PGAE | 5
Participating Unit | N | N |  | CSTRVL_7_PL1X2 | GEN | Marina Land Fill Gas | 4.53 | 5 | PGAE | Monterey Regional Waste Management District | RECIPROCATING ENGINE | OTHER | NP15 | 39326 |  | CISO | PGAE | 5
Participating Unit | N | N |  | HMLTBR_6_UNITS | GEN | HAMILTON BRANCH PH (AGGREGATE) | 4.9 | 4.9 | PGAE | Pacific Gas & Electric Company | HYDRO | WATER | NP15 | 7672 |  | CISO | PGAE | 4.9
Participating Unit | N | N |  | ELKCRK_6_STONYG | GEN | STONEY GORGE HYDRO AGGREGATE | 4.9 | 4.9 | PGAE | City of Santa Clara DBA Silicon Valley Power (MSS Agreement - S14) | HYDRO | WATER | NP15 | 31413 |  | CISO | NCPA | 4.9
Participating Unit | N | N |  | SWIFT_1_NAS | GEN | YERBA BUENA BATTERY | 4.8 | 4.8 | PGAE | Pacific Gas and Electric Company | OTHER | LESR | NP15 | 42390 |  | CISO | PGAE | 4.8
Non-Participating | N | Y | SUNSHN_2_LNDFL | SUNSHN_2_LNDFL3 | GEN | SUNSHN_2_LNDFL3 | 4.6 | 4.6 |  | Sunshine Gas Producers, L.L.C. Unit 3 | COMBUSTION TURBINE | BIOGAS | SP15 |  |  | CISO |  | 4.6
Non-Participating | N | Y | SUNSHN_2_LNDFL | SUNSHN_2_LNDFL1 | GEN | SUNSHN_2_LNDFL1 | 4.6 | 4.6 |  | Sunshine Gas Producers, L.L.C. Unit 1 | COMBUSTION TURBINE | BIOGAS | SP15 |  |  | CISO |  | 4.6
Non-Participating | N | Y | SUNSHN_2_LNDFL | SUNSHN_2_LNDFL5 | GEN | SUNSHN_2_LNDFL5 | 4.6 | 4.6 |  | Sunshine Gas Producers, L.L.C. Unit 5 | COMBUSTION TURBINE | BIOGAS | SP15 |  |  | CISO |  | 4.6
Non-Participating | N | Y | SUNSHN_2_LNDFL | SUNSHN_2_LNDFL2 | GEN | SUNSHN_2_LNDFL2 | 4.6 | 4.6 |  | Sunshine Gas Producers, L.L.C. Unit 2 | COMBUSTION TURBINE | BIOGAS | SP15 |  |  | CISO |  | 4.6
Non-Participating | N | Y | SUNSHN_2_LNDFL | SUNSHN_2_LNDFL4 | GEN | SUNSHN_2_LNDFL4 | 4.6 | 4.6 |  | Sunshine Gas Producers, L.L.C. Unit 4 | COMBUSTION TURBINE | BIOGAS | SP15 |  |  | CISO |  | 4.6
Participating Unit | Y | N |  | STAUFF_1_UNIT | GEN | RHODIA INC. (RHONE-POULENC) | 4.6 | 4.6 | PGAE | Pacific Gas & Electric Company | COMBUSTION TURBINE | NATURAL GAS | NP15 | 28277 |  | CISO | PGAE | 4.6
Participating Unit | Y | N |  | MURRAY_6_UNIT | GEN | Grossmont Hospital | 4.12 | 4.6 | SDGE | Grossmont Hospital Corp | COMBUSTION TURBINE | NATURAL GAS | SP15 | 42720 |  | CISO | SDGE | 4.6
Participating Unit | N | N |  | DTCHWD_2_BT3WND | GEN | Brookfield Tehachapi 3 | 4.5 | 4.5 | SCE | Coram Energy LLC | WIND | WIND | SP15 | 42482 |  | CISO | SCE | 4.5
Participating Unit | N | N |  | MARTIN_1_SUNSET | GEN | Sunset Reservoir - North Basin | 4.5 | 4.5 | PGAE | RE SFCity1, LP | PHOTO VOLTAIC | SUN | NP15 | 40480 |  | CISO | PGAE | 4.5
Non-Participating | N | Y | SPAULD_6_UNIT12 | SPAULD_6_UNIT 2 | GEN | SPAULDING HYDRO PH 2 UNIT | 4.4 | 4.4 |  | Pacific Gas & Electric Company | HYDRO | WATER | NP15 |  |  | CISO |  | 4.4
Participating Unit | N | N |  | CRELMN_6_RAMSR3 | GEN | Ramona Solar Energy | 4.32 | 4.4 | SDGE | San Diego Gas & Electric | PHOTO VOLTAIC | SUN | SP15 | 43134 |  | CISO | SDGE | 4.4
Participating Unit | Y | N |  | OILFLD_7_QFUNTS | GEN | Nacimiento Hydroelectric Plant | 3.8 | 4.4 | PGAE | Monterey County Water Resources Agency | HYDRO | WATER | NP15 | 41533 |  | CISO | PGAE | 4.4
Participating Unit | N | N |  | CORRAL_6_SJOAQN | GEN | Ameresco San Joaquin | 4.3 | 4.3 | PGAE | Ameresco San Joaquin LLC | RECIPROCATING ENGINE | BIOGAS | NP15 | 41753 |  | CISO | PGAE | 4.3
Participating Unit | N | N |  | WEBER_6_FORWRD | GEN | Forward | 4.2 | 4.3 | PGAE | Ameresco Forward LLC | RECIPROCATING ENGINE | BIOGAS | NP15 | 41675 |  | CISO | PGAE | 4.3
Participating Unit | N | N |  | CAYTNO_2_VASCO | GEN | Vasco Road | 4.3 | 4.3 | PGAE | Ameresco Vasco Road LLC | RECIPROCATING ENGINE | BIOGAS | NP15 | 41675 |  | CISO | PGAE | 4.3
Non-Participating | N | Y | ONLLPP_6_UNITS | ONLLPP_6_UNIT 1 | GEN | O'NEILL PUMP-GEN UNIT 1 | 4.2 | 4.2 |  |  | HYDRO | WATER | NP15 |  |  | CISO |  | 4.2
Non-Participating | N | Y | ONLLPP_6_UNITS | ONLLPP_6_UNIT 6 | GEN | O'NEILL PUMP-GEN UNIT 6 | 4.2 | 4.2 |  |  | HYDRO | WATER | NP15 |  |  | CISO |  | 4.2
Participating Unit | Y | N |  | OAKWD_6_ZEPHWD | GEN | Zephyr Park | 3.5 | 4.2 | SCE | Oak Creek Wind Power, LLC | WIND | WIND | SP15 | 41677 |  | CISO | SCE | 4.2
Non-Participating | N | Y | ONLLPP_6_UNITS | ONLLPP_6_UNIT 2 | GEN | O'NEILL PUMP-GEN UNIT 2 | 4.2 | 4.2 |  |  | HYDRO | WATER | NP15 |  |  | CISO |  | 4.2
Non-Participating | N | Y | ONLLPP_6_UNITS | ONLLPP_6_UNIT 4 | GEN | O'NEILL PUMP-GEN UNIT 4 | 4.2 | 4.2 |  |  | HYDRO | WATER | NP15 |  |  | CISO |  | 4.2
Non-Participating | N | Y | ONLLPP_6_UNITS | ONLLPP_6_UNIT 3 | GEN | O'NEILL PUMP-GEN UNIT 3 | 4.2 | 4.2 |  |  | HYDRO | WATER | NP15 |  |  | CISO |  | 4.2
Non-Participating | N | Y | ONLLPP_6_UNITS | ONLLPP_6_UNIT 5 | GEN | O'NEILL PUMP-GEN UNIT 5 | 4.2 | 4.2 |  |  | HYDRO | WATER | NP15 |  |  | CISO |  | 4.2
Participating Unit | N | N |  | CRNEVL_6_SJQN 3 | GEN | SAN JOAQUIN 3 | 4.2 | 4.2 | PGAE | Pacific Gas & Electric Company | HYDRO | WATER | NP15 | 8402 |  | CISO | PGAE | 4.2
Participating Unit | N | N |  | VILLPK_2_VALLYV | GEN | MWD Valley View Hydroelectric Recovery P | 4.1 | 4.1 | SCE | Metropolitan Water District of Southern California | HYDRO | WATER | SP15 | 31048 |  | CISO | SCE | 4.1
Participating Unit | N | N |  | GARNET_1_SOLAR | GEN | North Palm Springs 4A | 4 | 4.1 | SCE | North Palm Springs Investments, LLC | PHOTO VOLTAIC | SUN | SP15 | 41215 |  | CISO | SCE | 4.1
Participating Unit | Y | N |  | DAVIS_7_MNMETH | GEN | MM Yolo Power LLC | 4 | 2.7 | PGAE | Yolo County Central Landfill | RECIPROCATING ENGINE | BIOGAS | NP15 | 35431 |  | CISO | PGAE | 4
Participating Unit | N | N |  | CUMMNG_6_SUNCT1 | GEN | SunSelect 1 | 4 | 4 | SCE | SunSelect Produce (California), Inc. | RECIPROCATING ENGINE | NATURAL GAS | SP15 | 43251 |  | CISO | SCE | 4
Participating Unit | Y | Y | ANTLPE_2_QF | ANTLPE_2_QF | GEN | ANTELOPE QFS | 4 |  | SCE | Southern California Edison Company | OTHER | OTHER | SP15 | 29952 |  | CISO | SCE | 4
Participating Unit | Y | N |  | MESAS_2_QF | GEN | MESA QFS | 2.9 | 4 | SCE | Southern California Edison Company | OTHER | OTHER | SP15 | 30317 |  | CISO | SCE | 4
Participating Unit | N | N |  | GARNET_1_SOLAR2 | GEN | Garnet Solar Power Generation Station 1 | 4 | 4 | SCE | Garnet Solar Power Generation Station 1, LLC | PHOTO VOLTAIC | SUN | SP15 | 41996 |  | CISO | SCE | 4
Participating Unit | Y | Y | NHOGAN_6_UNITS | NHOGAN_6_UNITS | GEN | NEW HOGAN PH AGGREGATE | 4 |  | PGAE | Modesto Irrigation District | HYDRO | WATER | NP15 | 31517 |  | CISO | PGAE | 4
Participating Unit | N | N |  | SBERDO_6_MILLCK | GEN | MILL CREEK PSP | 3.93 | 4 | SCE | Southern California Edison Company | HYDRO | WATER | SP15 |  |  | CISO | SCE | 4
Participating Unit | N | N |  | NOVATO_6_LNDFL | GEN | Redwood Renewable Energy | 3.9 | 3.9 | PGAE | WM Renewable Energy, LLC | RECIPROCATING ENGINE | BIOGAS | NP15 | 42994 |  | CISO | PGAE | 3.9
Participating Unit | Y | N |  | CRESSY_1_PARKER | GEN | PARKER POWERHOUSE | 2.83 | 3.8 | PGAE | Merced Irrigation District | HYDRO | WATER | NP15 | 29852 |  | CISO | PGAE | 3.8
Participating Unit | Y | N |  | HILAND_7_YOLOWD | GEN | CLEAR LAKE UNIT 1 | 3.75 | 3.8 | PGAE | Pacific Gas & Electric Company | HYDRO | WATER | NP15 | 31297 |  | CISO | PGAE | 3.8
Participating Unit | N | N |  | REDMAN_2_SOLAR | GEN | Lancaster East Avenue F | 3.75 | 3.8 | SCE | SolarCity Corporation | PHOTO VOLTAIC | SUN | SP15 | 42972 |  | CISO | SCE | 3.8
Participating Unit | N | N |  | STOREY_7_MDRCHW | GEN | Madera Canal Site 980 | 1.84 | 3.8 | PGAE | Madera Chowchilla Water and Power | HYDRO | WATER | NP15 | 31080 |  | CISO | PGAE | 3.8
Participating Unit | Y | N |  | PIT5_7_QFUNTS | GEN | GRASSHOPPER FLAT HYDRO | 1.1 | 3.8 | PGAE | Pacific Gas & Electric Company | HYDRO | WATER | NP15 | 32004 |  | CISO | PGAE | 3.8
Participating Unit | Y | N |  | GYSRVL_7_WSPRNG | GEN | Warm Springs Hydro | 3.75 | 3.8 | PGAE | Sonoma County Water Agency | HYDRO | WATER | NP15 | 32499 |  | CISO | PGAE | 3.8
Participating Unit | N | N |  | KIRKER_7_KELCYN | GEN | KELLER CANYON LANDFILL GEN FACILICITY | 3.56 | 3.8 | PGAE | Ameresco Keller Canyon, LLC | RECIPROCATING ENGINE | BIOGAS | NP15 | 40026 |  | CISO | PGAE | 3.8
Participating Unit | N | N |  | OASIS_6_SOLAR3 | GEN | Soccer Center | 3 | 3.8 | SCE | SolarCity Corporation | PHOTO VOLTAIC | SUN | SP15 | 42958 |  | CISO | SCE | 3.8
Non-Participating | N | Y | CAMCHE_1_PL1X3 | CAMCHE_1_UNIT 3 | GEN | Camanche 3 | 3.7 | 3.7 |  | East Bay Municipal Utility District | HYDRO | WATER | NP15 |  |  | CISO |  | 3.7
Participating Unit | N | N |  | BOWMN_6_HYDRO | GEN | NID Hydro Bowman Powerhouse | 3.6 | 3.6 | PGAE | Nevada Irrigation District | HYDRO | WATER | NP15 | 42724 |  | CISO | PGAE | 3.6
Participating Unit | Y | N |  | GRNVLY_7_SCLAND | GEN | SANTA CRUZ LANDFILL GENERATING PLANT | 3.04 | 3.6 | PGAE | Ameresco Santa Cruz Energy LLC | RECIPROCATING ENGINE | BIOGAS | NP15 | 38750 |  | CISO | PGAE | 3.6
Participating Unit | N | N |  | FROGTN_1_UTICAM | GEN | Murphys Powerhouse | 3.6 | 3.6 | PGAE | Utica Water and Power Authority | HYDRO | WATER | NP15 | 42969 |  | CISO | PGAE | 3.6
Participating Unit | N | N |  | WHEATL_6_LNDFIL | GEN | G2 ENERGY, OSTROM ROAD LLC | 3.55 | 3.55 | PGAE | G2 Energy, Ostrom Road LLC | RECIPROCATING ENGINE | BIOGAS | NP15 | 41518 |  | CISO | PGAE | 3.55
Participating Unit | N | N |  | UKIAH_7_LAKEMN | GEN | UKIAH LAKE MENDOCINO HYDRO | 3.5 | 3.5 | PGAE | NCPA (MSS Agreement - S14) | HYDRO | WATER | NP15 | 39265 |  | CISO | NCPA | 3.5
Participating Unit | N | N |  | MERCFL_6_UNIT | GEN | Merced Falls Powerhouse | 3.5 | 3.5 | PGAE | Merced Irrigation District | HYDRO | WATER | NP15 | 10959 |  | CISO | PGAE | 3.5
Participating Unit | N | N |  | SBERDO_2_RTS013 | GEN | SPVP013 | 3.5 | 3.5 | SCE | Southern California Edison | PHOTO VOLTAIC | SUN | SP15 | 41436 |  | CISO | SCE | 3.5
Participating Unit | N | N |  | SBERDO_2_RTS011 | GEN | SPVP011 | 3.5 | 3.5 | SCE | Southern California Edison | PHOTO VOLTAIC | SUN | SP15 | 40858 |  | CISO | SCE | 3.5
Participating Unit | N | N |  | ETIWND_2_RTS017 | GEN | SPVP017 | 3.5 | 3.5 | SCE | Southern California Edison | PHOTO VOLTAIC | SUN | SP15 | 40892 |  | CISO | SCE | 3.5
Participating Unit | N | N |  | VISTA_2_RTS028 | GEN | SPVP028 | 3.5 | 3.5 | SCE | Southern California Edison | PHOTO VOLTAIC | SUN | SP15 | 41494 |  | CISO | SCE | 3.5
Non-Participating | N | Y | DELSUR_6_CREST | DELSUR_6_CREST2 | GEN | DELSUR_6_CREST2 | 3.5 | 3.5 |  | Southern California Edison Company | PHOTO VOLTAIC | SUN | SP15 |  |  | CISO |  | 3.5
Participating Unit | N | N |  | LOWGAP_7_QFUNTS | GEN | Matthews Dam Hydro | 1.35 | 3.5 | PGAE | Humboldt Bay Municipal Water District | HYDRO | WATER | NP15 | 42865 |  | CISO | PGAE | 3.5
Participating Unit | N | Y | SCEW_2_PDRP115 | SCEW_2_PDRP115 | GEN | LCR AMS Hybrid West LA 1-W-LCRLL | 3.47 |  | SCE | Southern California Edison | OTHER | OTHER | SP15 |  |  | CISO | SCE | 3.47
Non-Participating | N | Y | CAMCHE_1_PL1X3 | CAMCHE_1_UNIT 2 | GEN | Camanche 2 | 3.3 | 3.3 |  | East Bay Municipal Utility District | HYDRO | WATER | NP15 |  |  | CISO |  | 3.3
Non-Participating | N | Y | DMDVLY_1_UNITS | DMDVLY_1_GEN 3 | GEN | Diamond Valley Unit 3 | 3.3 | 3.3 |  | Metropolitan Water District of Southern California (MWD) | HYDRO | WATER | SP15 |  |  | CISO |  | 3.3
Non-Participating | N | Y | DMDVLY_1_UNITS | DMDVLY_1_GEN 9 | GEN | Diamond Valley Unit 9 | 3.3 | 3.3 |  | Metropolitan Water District of Southern California (MWD) | HYDRO | WATER | SP15 |  |  | CISO |  | 3.3
Non-Participating | N | Y | DMDVLY_1_UNITS | DMDVLY_1_GEN 6 | GEN | Diamond Valley Unit 6 | 3.3 | 3.3 |  | Metropolitan Water District of Southern California (MWD) | HYDRO | WATER | SP15 |  |  | CISO |  | 3.3
Non-Participating | N | Y | DMDVLY_1_UNITS | DMDVLY_1_GEN 11 | GEN | Diamond Valley Unit 11 | 3.3 | 3.3 |  | Metropolitan Water District of Southern California (MWD) | HYDRO | WATER | SP15 |  |  | CISO |  | 3.3
Non-Participating | N | Y | DMDVLY_1_UNITS | DMDVLY_1_GEN 10 | GEN | Diamond Valley Unit 10 | 3.3 | 3.3 |  | Metropolitan Water District of Southern California (MWD) | HYDRO | WATER | SP15 |  |  | CISO |  | 3.3
Non-Participating | N | Y | DMDVLY_1_UNITS | DMDVLY_1_GEN 12 | GEN | Diamond Valley Unit 12 | 3.3 | 3.3 |  | Metropolitan Water District of Southern California (MWD) | HYDRO | WATER | SP15 |  |  | CISO |  | 3.3
Non-Participating | N | Y | CAMCHE_1_PL1X3 | CAMCHE_1_UNIT 1 | GEN | Camanche 1 | 3.3 | 3.3 |  | East Bay Municipal Utility District | HYDRO | WATER | NP15 |  |  | CISO |  | 3.3
Non-Participating | N | Y | DMDVLY_1_UNITS | DMDVLY_1_GEN 2 | GEN | Diamond Valley Unit 2 | 3.3 | 3.3 |  | Metropolitan Water District of Southern California (MWD) | HYDRO | WATER | SP15 |  |  | CISO |  | 3.3
Non-Participating | N | Y | DMDVLY_1_UNITS | DMDVLY_1_GEN 1 | GEN | Diamond Valley Unit 1 | 3.3 | 3.3 |  | Metropolitan Water District of Southern California (MWD) | HYDRO | WATER | SP15 |  |  | CISO |  | 3.3
Non-Participating | N | Y | DMDVLY_1_UNITS | DMDVLY_1_GEN 5 | GEN | Diamond Valley Unit 5 | 3.3 | 3.3 |  | Metropolitan Water District of Southern California (MWD) | HYDRO | WATER | SP15 |  |  | CISO |  | 3.3
Non-Participating | N | Y | DMDVLY_1_UNITS | DMDVLY_1_GEN 4 | GEN | Diamond Valley Unit 4 | 3.3 | 3.3 |  | Metropolitan Water District of Southern California (MWD) | HYDRO | WATER | SP15 |  |  | CISO |  | 3.3
Non-Participating | N | Y | DMDVLY_1_UNITS | DMDVLY_1_GEN 8 | GEN | Diamond Valley Unit 8 | 3.3 | 3.3 |  | Metropolitan Water District of Southern California (MWD) | HYDRO | WATER | SP15 |  |  | CISO |  | 3.3
Non-Participating | N | Y | DMDVLY_1_UNITS | DMDVLY_1_GEN 7 | GEN | Diamond Valley Unit 7 | 3.3 | 3.3 |  | Metropolitan Water District of Southern California (MWD) | HYDRO | WATER | SP15 |  |  | CISO |  | 3.3
Participating Unit | N | N |  | KILARC_2_UNIT 1 | GEN | KILARC HYDRO | 1.5 | 3.2 | PGAE | Pacific Gas & Electric Company | HYDRO | WATER | NP15 | 1462 |  | CISO | PGAE | 3.2
Participating Unit | N | N |  | WISE_1_UNIT 2 | GEN | WISE HYDRO UNIT 2 | 3.2 | 3.2 | PGAE | Pacific Gas & Electric Company | HYDRO | WATER | NP15 | 31413 |  | CISO | PGAE | 3.2
Participating Unit | N | N |  | TKOPWR_6_HYDRO | GEN | Bear Creek Hydroelectric Project | 2.83 | 3.2 | PGAE | Enel Green Power North America, Inc. | HYDRO | WATER | NP15 | 42487 |  | CISO | PGAE | 3.2
Participating Unit | N | N |  | CRNEVL_6_SJQN 2 | GEN | SAN JOAQUIN 2 | 3.2 | 3.2 | PGAE | Pacific Gas & Electric Company | HYDRO | WATER | NP15 | 6211 |  | CISO | PGAE | 3.2
Participating Unit | N | N |  | OLINDA_2_COYCRK | GEN | MWD Coyote Creek Hydroelectric Recovery | 3.13 | 3.1 | SCE | Metropolitan Water District of Southern California | HYDRO | WATER | SP15 | 28907 |  | CISO | SCE | 3.13
Participating Unit | N | N |  | GOLETA_6_TAJIGS | GEN | GOLETA_6_TAJIGS | 2.84 | 3.1 | SCE | MM Tajiguas Energy LLC | RECIPROCATING ENGINE | BIOGAS | SP15 | 36743 |  | CISO | SCE | 3.1
Participating Unit | N | N |  | TX-ELK_6_ECKSR2 | GEN | Eagle Creek | 3 | 3 | PGAE | Apex Eagle Creek, LLC | PHOTO VOLTAIC | SUN | ZP26 | 43820 |  | CISO | PGAE | 3
Participating Unit | N | N |  | ETIWND_2_RTS015 | GEN | SPVP015 | 3 | 3 | SCE | Southern California Edison | PHOTO VOLTAIC | SUN | SP15 | 41289 |  | CISO | SCE | 3
Participating Unit | N | N |  | LITLRK_6_GBCSR1 | GEN | Green Beanworks C | 3 | 3 | SCE | Green Beanworks C LLC | PHOTO VOLTAIC | SUN | SP15 | 43330 |  | CISO | SCE | 3
Participating Unit | N | N |  | LILIAC_6_SOLAR | GEN | Mesa Crest | 3 | 3 | SDGE | NLP Granger A82, LLC | PHOTO VOLTAIC | SUN | SP15 | 42630 |  | CISO | SDGE | 3
Participating Unit | N | N |  | GARNET_2_WIND5 | GEN | Eastwind | 3 | 3 | SCE | Yavi Energy Holdings, LLC | WIND | WIND | SP15 | 42430 |  | CISO | SCE | 3
Participating Unit | N | N |  | ORTGA_6_ME1SL1 | GEN | Merced 1 | 3 | 3 | PGAE | GL Merced 2, LLC | PHOTO VOLTAIC | SUN | NP15 | 43202 |  | CISO | PGAE | 3
Participating Unit | N | N |  | MIDWD_2_WIND2 | GEN | Coram Energy | 3 | 3 | SCE | Coram Energy, LLC | WIND | WIND | SP15 | 42361 |  | CISO | SCE | 3
Participating Unit | N | N |  | RNDSBG_1_HZASR1 | GEN | Hazel A | 2.99 | 3 | SCE | CalCity Solar I LLC | PHOTO VOLTAIC | SUN | SP15 | 43780 |  | CISO | SCE | 3
Participating Unit | N | N |  | OASIS_6_GBDSR4 | GEN | Green Beanworks D | 3 | 3 | SCE | Green Beanworks D LLC | PHOTO VOLTAIC | SUN | SP15 | 43337 |  | CISO | SCE | 3
Participating Unit | N | N |  | ROSMND_6_SOLAR | GEN | Lancaster B | 3 | 3 | SCE | Lancaster WAD B, LLC | PHOTO VOLTAIC | SUN | SP15 | 42847 |  | CISO | SCE | 3
Participating Unit | N | N |  | LITLRK_6_SOLAR4 | GEN | Little Rock Pham Solar | 3 | 3 | SCE | WGL Energy Systems, Inc. | PHOTO VOLTAIC | SUN | SP15 | 42451 |  | CISO | SCE | 3
Participating Unit | N | N |  | MIRLOM_2_LNDFL | GEN | Milliken Landfill Solar | 3 | 3 | SCE | PVN Milliken, LLC | PHOTO VOLTAIC | SUN | SP15 | 42909 |  | CISO | SCE | 3
Participating Unit | N | N |  | REDMAN_6_AVSSR1 | GEN | Antelope Valley Solar | 3 | 3 | SCE | AVS Phase 2, LLC | PHOTO VOLTAIC | SUN | SP15 | 43500 |  | CISO | SCE | 3
Participating Unit | Y | N |  | SPBURN_7_SNOWMT | GEN | SPBURN_7_SNOWMT | 3 | 3 | PGAE | Pacific Gas & Electric Company | HYDRO | WATER | NP15 | 32960 |  | CISO | PGAE | 3
Participating Unit | N | N |  | CONTRL_1_LUNDY | GEN | LUNDY | 3 | 3 | SCE | Southern California Edison Company | HYDRO | WATER | SP15 | 4019 |  | CISO | SCE | 3
Participating Unit | N | N |  | PIUTE_6_GNBSR1 | GEN | Green Beanworks B | 3 | 3 | SCE | Green Beanworks B, LLC | PHOTO VOLTAIC | SUN | SP15 | 43462 |  | CISO | SCE | 3
Participating Unit | N | N |  | DELSUR_6_BSOLAR | GEN | Central Antelope Dry Ranch B | 3 | 3 | SCE | Central Antelope Dry Ranch B LLC | PHOTO VOLTAIC | SUN | SP15 | 43007 |  | CISO | SCE | 3
Participating Unit | N | N |  | MIRLOM_2_CORONA | GEN | MWD Corona Hydroelectric Recovery Plant | 2.85 | 2.8 | SCE | Metropolitan Water District of Southern California | HYDRO | WATER | SP15 | 31778 |  | CISO | SCE | 2.85
Participating Unit | N | N |  | MIRLOM_2_TEMESC | GEN | MWD Temescal Hydroelectric Recovery Plan | 2.85 | 2.8 | SCE | Metropolitan Water District of Southern California | HYDRO | WATER | SP15 | 31778 |  | CISO | SCE | 2.85
Participating Unit | Y | N |  | COVERD_2_MCKHY1 | GEN | Montgomery Creek Hydro | 2.8 | 2.8 | PGAE | Enel Green Power NA,Inc dba El Dorado Hydro, LLC | HYDRO | WATER | NP15 | 42948 |  | CISO | PGAE | 2.8
Non-Participating | N | Y | SPICER_1_UNITS | SPICER_1_UNIT 1 | GEN | SPICER HYDRO UNIT 1 | 2.8 | 2.8 |  | NCPA (MSS Agreement - S14) | HYDRO | WATER | NP15 |  |  | CISO |  | 2.8
Participating Unit | N | N |  | TULARE_2_TULBM1 | GEN | Tulare BioMAT Fuel Cell | 2.8 | 2.8 | SCE | Central CA Fuel Cell 2, LLC | OTHER | BIOGAS | SP15 | 43819 |  | CISO | SCE | 2.8
Non-Participating | N | Y | SPICER_1_UNITS | SPICER_1_UNIT 2 | GEN | SPICER HYDRO UNIT 2 | 2.8 | 2.8 |  | NCPA (MSS Agreement - S14) | HYDRO | WATER | NP15 |  |  | CISO |  | 2.8
Participating Unit | N | N |  | ETIWND_2_FONTNA | GEN | FONTANALYTLE CREEK POWERHOUSE P | 2.56 | 2.6 | SCE | Southern California Edison Company | HYDRO | WATER | SP15 | 1462 |  | CISO | SCE | 2.6
Participating Unit | N | N |  | VLCNTR_6_VCSLR1 | GEN | Valley Center 1 | 2.5 | 2.5 | SDGE | Sol Orchard San Diego 22, LLC | PHOTO VOLTAIC | SUN | SP15 | 41639 |  | CISO | SDGE | 2.5
Participating Unit | N | N |  | SBERDO_2_REDLND | GEN | Redlands RT Solar | 2 | 2.5 | SCE | Southern California Edison Company | PHOTO VOLTAIC | SUN | SP15 | 40625 |  | CISO | SCE | 2.5
Participating Unit | N | N |  | SBERDO_2_RTS005 | GEN | SPVP005 Redlands RT Solar | 2.5 | 2.5 | SCE | Southern California Edison | PHOTO VOLTAIC | SUN | SP15 | 41237 |  | CISO | SCE | 2.5
Participating Unit | N | N |  | GRIDLY_6_SOLAR | GEN | GRIDLEY MAIN TWO | 2.5 | 2.5 | PGAE | LIGHTBEAM POWER COMPANY GRIDLEY MAIN TWO LLC | PHOTO VOLTAIC | SUN | NP15 | 41365 |  | CISO | PGAE | 2.5
Participating Unit | N | N |  | LOCKFD_1_BEARCK | GEN | Bear Creek Solar | 1.5 | 2.5 | PGAE | Ecos Energy LLC | PHOTO VOLTAIC | SUN | NP15 | 41675 |  | CISO | PGAE | 2.5
Participating Unit | N | N |  | SBERDO_2_RTS007 | GEN | SPVP007 Redlands RT Solar | 2.5 | 2.5 | SCE | Southern California Edison | PHOTO VOLTAIC | SUN | SP15 | 41237 |  | CISO | SCE | 2.5
Participating Unit | Y | N |  | RICHMN_7_BAYENV | GEN | BAY ENVIRONMENTAL (NOVE POWER) | 2.5 | 2.5 | PGAE | Bay Environmental Management | RECIPROCATING ENGINE | BIOGAS | NP15 | 31048 |  | CISO | PGAE | 2.5
Participating Unit | N | N |  | SPRGVL_2_TULESC | GEN | TULE RIVER HYDRO PLANT (SCE) | 2.5 | 2.5 | SCE | Southern California Edison Company | HYDRO | WATER | SP15 | 3289 |  | CISO | SCE | 2.5
Participating Unit | N | N |  | ETIWND_2_RTS023 | GEN | SPVP023 Fontana RT Solar | 2.5 | 2.5 | SCE | Southern California Edison | PHOTO VOLTAIC | SUN | SP15 | 41290 |  | CISO | SCE | 2.5
Participating Unit | Y | N |  | WRGHTP_7_AMENGY | GEN | SMALL QF AGGREGATION - LOS BANOS | 2.5 | 2.5 | PGAE | Pacific Gas & Electric Company | HYDRO | WATER | NP15 | 31444 |  | CISO | PGAE | 2.5
Participating Unit | N | N |  | VACADX_1_SOLAR | GEN | Vaca-Dixon Solar Station | 2.5 | 2.5 | PGAE | Pacific Gas & Electric Company | PHOTO VOLTAIC | SUN | NP15 | 41523 |  | CISO | PGAE | 2.5
Participating Unit | N | N |  | CHILLS_7_UNITA1 | GEN | Sycamore Energy 2 | 2.25 | 2.5 | SDGE | Sycamore Energy 2 LLC |  | BIOGAS | SP15 | 38182 |  | CISO | SDGE | 2.5
Participating Unit | Y | N |  | RIOOSO_1_QF | GEN | SMALL QF AGGREGATION - GRASS VALLEY | 1.7 | 2.5 | PGAE | Pacific Gas & Electric Company | HYDRO | WATER | NP15 | 30682 |  | CISO | PGAE | 2.5
Participating Unit | Y | N |  | BRDGVL_7_BAKER | GEN | Baker Station Hydro | 1.49 | 2.5 | PGAE | Baker Station Associates, LP | HYDRO | WATER | NP15 | 32121 |  | CISO | PGAE | 2.5
Participating Unit | Y | N |  | MCCALL_1_QF | GEN | SMALL QF AGGREGATION - FRESNO | 2.5 | 2.5 | PGAE | Pacific Gas & Electric Company | HYDRO | WATER | NP15 | 32874 |  | CISO | PGAE | 2.5
Participating Unit | N | N |  | VLCNTR_6_VCSLR | GEN | Cole Grade | 2.33 | 2.4 | SDGE | NLP Valley Center Solar, LLC | PHOTO VOLTAIC | SUN | SP15 | 42711 |  | CISO | SDGE | 2.4
Participating Unit | N | N |  | VACADX_1_NAS | GEN | VACA-DIXON BATTERY | 1.85 | 2.4 | PGAE | Pacific Gas and Electric Company | OTHER | LESR | NP15 | 41523 |  | CISO | PGAE | 2.4
Participating Unit | N | N |  | BUCKWD_1_NPALM1 | GEN | North Palm Springs 1A | 2.4 | 2.4 | SCE | North Palm Springs Investments, LLC | PHOTO VOLTAIC | SUN | SP15 | 41001 |  | CISO | SCE | 2.4
Participating Unit | N | N |  | RECTOR_2_KAWH 1 | GEN | KAWEAH PH 1 UNIT 1 | 2.25 | 2.3 | SCE | Southern California Edison Company | HYDRO | WATER | SP15 | 10594 |  | CISO | SCE | 2.3
Participating Unit | Y | N |  | VOLTA_7_QFUNTS | GEN | VOLTA_7_QFUNTS | 1.3 | 2.3 | PGAE | Pacific Gas & Electric Company | HYDRO | WATER | NP15 | 39142 |  | CISO | PGAE | 2.3
Non-Participating | N | Y | NHOGAN_6_UNITS | NHOGAN_6_UNIT 1 | GEN | NEW HOGAN PH UNIT 1 | 2.2 | 2.2 |  |  |  |  | NP15 |  |  | CISO |  | 2.2
Participating Unit | N | N |  | PWEST_1_UNIT | GEN | PACIFIC WEST 1 WIND GENERATION | 2.1 | 2.1 | SCE | Phoenix Wind Power LLC | WIND | WIND | SP15 |  |  | CISO | SCE | 2.1
Participating Unit | N | N |  | CHINO_7_MILIKN | GEN | MN Milliken Genco LLC | 1.9 | 2.1 | SCE | NM Milliken Genco LLC | RECIPROCATING ENGINE | BIOGAS | SP15 | 37819 |  | CISO | SCE | 2.1
Participating Unit | N | N |  | ESQUON_6_LNDFIL | GEN | Neal Road Landfill Generating Facility | 2.1 | 2.1 | PGAE | Ameresco Butte County LLC | RECIPROCATING ENGINE | BIOGAS | NP15 | 41179 |  | CISO | PGAE | 2.1
Participating Unit | N | N |  | SMRCOS_6_LNDFIL | GEN | San Marcos Energy | 1.5 | 2 | SDGE | San Marcos Energy LLC | RECIPROCATING ENGINE | BIOGAS | SP15 | 40683 |  | CISO | SDGE | 2
Participating Unit | N | N |  | CLRKRD_6_LIMESD | GEN | Lime Saddle Hydro | 2 | 2 | PGAE | Pacific Gas & Electric Company | HYDRO | WATER | NP15 | 2193 |  | CISO | PGAE | 2
Participating Unit | Y | N |  | MLPTAS_7_QFUNTS | GEN | MLPTAS_7_QFUNTS | 1 | 2 | PGAE | Pacific Gas & Electric Company | OTHER | OTHER | NP15 |  |  | CISO | PGAE | 2
Participating Unit | N | N |  | LITLRK_6_SOLAR3 | GEN | One Ten Partners | 2 | 2 | SCE | One Ten Partners, LLC | PHOTO VOLTAIC | SUN | SP15 | 43008 |  | CISO | SCE | 2
Participating Unit | N | N |  | OLDRIV_6_BIOGAS | GEN | Bidart Old River 1 | 2 | 2 | PGAE | ABEC Bidart-Old River LLC | RECIPROCATING ENGINE | BIOGAS | ZP26 | 41708 |  | CISO | PGAE | 2
Participating Unit | N | N |  | VICTOR_1_EXSLRA | GEN | Expressway Solar A | 2 | 2 | SCE | FTS Master Tenant 1, LLC | PHOTO VOLTAIC | SUN | SP15 | 41766 |  | CISO | SCE | 2
Participating Unit | N | N |  | DEVERS_1_SEPV05 | GEN | SEPV 5 | 2 | 2 | SCE | SEPV2, LLC | PHOTO VOLTAIC | SUN | SP15 | 41039 |  | CISO | SCE | 2
Participating Unit | N | N |  | ETIWND_2_SOLAR5 | GEN | Dulles | 2 | 2 | SCE | Golden Solar, LLC | PHOTO VOLTAIC | SUN | SP15 | 42691 |  | CISO | SCE | 2
Participating Unit | Y | N |  | HATLOS_6_BWDHY1 | GEN | Bidwell Ditch | 2 | 2 | PGAE | Mega Renewables | HYDRO | WATER | NP15 | 42915 |  | CISO | PGAE | 2
Participating Unit | N | N |  | RICHMN_1_SOLAR | GEN | Chevron 2 | 2 | 2 | PGAE | MCE Solar One, LLC | PHOTO VOLTAIC | SUN | NP15 | 43090 |  | CISO | PGAE | 2
Participating Unit | N | N |  | CRELMN_6_RAMON1 | GEN | Ramona 1 | 2 | 2 | SDGE | Sol Orchard San Diego 20, LLC | PHOTO VOLTAIC | SUN | SP15 | 41639 |  | CISO | SDGE | 2
Participating Unit | N | N |  | PHOENX_1_UNIT | GEN | PHOENIX PH | 2 | 2 | PGAE | Pacific Gas & Electric Company | HYDRO | WATER | NP15 | 14611 |  | CISO | PGAE | 2
Participating Unit | N | N |  | PRCTVY_1_MIGBT1 | GEN | Miguel BESS | 2 | 2 | SDGE | San Diego Gas and Electric | OTHER | LESR | SP15 | 43446 |  | CISO | SDGE | 2
Participating Unit | N | N |  | BNNIEN_7_ALTAPH | GEN | ALTA POWER HOUSE | 1 | 2 | PGAE | Pacific Gas & Electric Company | HYDRO | WATER | NP15 | 732 |  | CISO | PGAE | 2
Participating Unit | N | N |  | COWCRK_2_UNIT | GEN | Cow Creek Hydro | 2 | 2 | PGAE | Pacific Gas & Electric Company | HYDRO | WATER | NP15 | 2558 |  | CISO | PGAE | 2
Participating Unit | Y | N |  | DEADCK_1_UNIT | GEN | DEADCK_1_UNIT | 2 | 2 | PGAE | Pacific Gas & Electric Company | HYDRO | WATER | NP15 | 32902 |  | CISO | PGAE | 2
Participating Unit | N | N |  | DELAMO_2_SOLAR6 | GEN | Freeway Springs | 2 | 2 | SCE | Freeway Springs, LLC | PHOTO VOLTAIC | SUN | SP15 | 42760 |  | CISO | SCE | 2
Participating Unit | N | N |  | SANTGO_2_MABBT1 | GEN | Millikan Avenue BESS | 2 | 2 | SCE | PPA Grand Johanna LLC | OTHER | LESR | SP15 | 42749 |  | CISO | SCE | 2
Participating Unit | N | N |  | LITLRK_6_SOLAR2 | GEN | Palmdale 18 | 2 | 2 | SCE | SEPV18, LLC | PHOTO VOLTAIC | SUN | SP15 | 42382 |  | CISO | SCE | 2
Participating Unit | Y | N |  | COVERD_2_RCKHY1 | GEN | ROARING CREEK | 2 | 2 | PGAE | Mega Renewables | HYDRO | WATER | NP15 | 42887 |  | CISO | PGAE | 2
Participating Unit | N | N |  | PUTHCR_1_SOLAR1 | GEN | Putah Creek Solar Farm | 1.98 | 2 | PGAE | Putah Creek Solar Farms LLC | PHOTO VOLTAIC | SUN | NP15 | 41992 |  | CISO | PGAE | 2
Participating Unit | N | N |  | LITLRK_6_SEPV01 | GEN | Gestamp Solar 1 | 2 | 2 | SCE | SEPV1, LLC | PHOTO VOLTAIC | SUN | SP15 | 41037 |  | CISO | SCE | 2
Participating Unit | N | N |  | PADUA_7_SDIMAS | GEN | San Dimas Wash Hydro | 1.05 | 2 | SCE | San Gabriel Valley Municipal Water District | HYDRO | WATER | SP15 | 31440 |  | CISO | SCE | 2
Participating Unit | N | N |  | VISTA_2_RIALTO | GEN | Rialto RT Solar | 1 | 2 | SCE | Southern California Edison Company | PHOTO VOLTAIC | SUN | SP15 | 40603 |  | CISO | SCE | 2
Participating Unit | N | N |  | HENRTA_6_SOLAR2 | GEN | Westside Solar Power PV1 | 2 | 2 | PGAE | Westside Assets LLC | PHOTO VOLTAIC | SUN | NP15 | 42497 |  | CISO | PGAE | 2
Participating Unit | N | N |  | VICTOR_1_EXSLRB | GEN | Expressway Solar B | 2 | 2 | SCE | FTS Master Tenant 1, LLC | PHOTO VOLTAIC | SUN | SP15 | 41766 |  | CISO | SCE | 2
Participating Unit | N | N |  | CHINO_2_SOLAR | GEN | Chino RT Solar 1 | 1 | 2 | SCE | Southern California Edison | PHOTO VOLTAIC | SUN | SP15 | 40148 |  | CISO | SCE | 2
Participating Unit | N | N |  | ETIWND_2_RTS027 | GEN | SPVP027 | 2 | 2 | SCE | Southern California Edison | PHOTO VOLTAIC | SUN | SP15 | 41442 |  | CISO | SCE | 2
Participating Unit | N | N |  | PADUA_2_ONTARO | GEN | ONTARIO/SIERRA HYDRO PSP | 1.92 | 1 | SCE | Southern California Edison Company | HYDRO | WATER | SP15 | 732 |  | CISO | SCE | 1.92
Participating Unit | N | N |  | CENTER_2_RHONDO | GEN | MWD Rio Hondo Hydroelectric Recovery Pla | 1.91 | 1.9 | SCE | Metropolitan Water District of Southern California | HYDRO | WATER | SP15 | 30682 |  | CISO | SCE | 1.91
Participating Unit | N | N |  | DELSUR_6_SOLAR5 | GEN | Radiance Solar 5 | 1.5 | 1.9 | SCE | Radiance Solar 5 LLC | PHOTO VOLTAIC | SUN | SP15 | 43465 |  | CISO | SCE | 1.9
Participating Unit | N | N |  | DELSUR_6_SOLAR4 | GEN | Radiance Solar 4 | 1.5 | 1.9 | SCE | Radiance Solar 4 LLC | PHOTO VOLTAIC | SUN | SP15 | 43465 |  | CISO | SCE | 1.9
Participating Unit | N | N |  | CHILLS_1_SYCENG | GEN | Sycamore Energy 1 | 1.5 | 1.9 | SDGE | Sycamore Energy 1 LLC | COMBUSTION TURBINE | BIOGAS | SP15 | 40682 |  | CISO | SDGE | 1.9
Participating Unit | N | N |  | PADUA_2_SOLAR1 | GEN | Kona Solar - Rancho DC #1 | 1.75 | 1.8 | SCE | Kona Solar, LLC | PHOTO VOLTAIC | SUN | SP15 | 42157 |  | CISO | SCE | 1.8
Participating Unit | N | N |  | DELAMO_2_SOLAR2 | GEN | Golden Springs Building M | 1.75 | 1.8 | SCE | Golden Springs Development Co. LLC | PHOTO VOLTAIC | SUN | SP15 | 42095 |  | CISO | SCE | 1.8
Participating Unit | N | N |  | HATLOS_6_LSCRK | GEN | Lost Creek 1 & 2 Hydro Conversion | 1.7 | 1.7 | PGAE | Snow Mountain Hydro, LLC. | HYDRO | WATER | NP15 | 32674 |  | CISO | PGAE | 1.7
Participating Unit | N | N |  | FTSWRD_6_TRFORK | GEN | Three Forks Water Power Project | 1.63 | 1.5 | PGAE | Grizzly Mountain Ranch | HYDRO | WATER | NP15 | 40848 |  | CISO | PGAE | 1.63
Participating Unit | N | N |  | PSWEET_1_STCRUZ | GEN | Santa Cruz Energy LLC | 1.6 | 1.6 | PGAE | Santa Cruz Energy LLC | RECIPROCATING ENGINE | BIOGAS | NP15 | 40215 |  | CISO | PGAE | 1.6
Participating Unit | N | N |  | PEABDY_2_LNDFIL | GEN | G2 Energy Hay Road Power Plant | 1.6 | 1.6 | PGAE | G2 Energy, Hay Road LLC | RECIPROCATING ENGINE | BIOGAS | NP15 | 41464 |  | CISO | PGAE | 1.6
Participating Unit | N | N |  | WALNUT_2_SOLAR | GEN | Industry MetroLink PV 1 | 1.5 | 1.6 | SCE | City of Industry | PHOTO VOLTAIC | SUN | SP15 | 41002 |  | CISO | SCE | 1.6
Participating Unit | N | N |  | DALYCT_1_FCELL | GEN | PGE San Francisco State Fuel Cell | 1.6 | 1.4 | PGAE | Pacific Gas & Electric Company | OTHER | NATURAL GAS | NP15 | 40813 |  | CISO | PGAE | 1.6
Participating Unit | N | N |  | DIXNLD_1_LNDFL | GEN | Zero Waste Energy | 1.6 | 1.6 | PGAE | Zero Waste Energy Development Company LLC | RECIPROCATING ENGINE | BIOMASS | NP15 | 42321 |  | CISO | PGAE | 1.6
Participating Unit | Y | N |  | FTSWRD_7_QFUNTS | GEN | FTSWRD_7_QFUNTS | 1.6 | 1.3 | PGAE | Pacific Gas & Electric Company | HYDRO | WATER | NP15 |  |  | CISO | PGAE | 1.6
Participating Unit | N | N |  | LAWRNC_7_SUNYVL | GEN | City of Sunnyvale Unit 1 and 2 | 0.3 | 1.6 | PGAE | City of Sunnyvale | RECIPROCATING ENGINE | NATURAL GAS | NP15 | 36161 |  | CISO | PGAE | 1.6
Participating Unit | N | Y | SCEC_1_PDRP124 | SCEC_1_PDRP124 | GEN | LCR AMS Hybrid West LA 1-C-LCRLL | 1.56 |  | SCE | Southern California Edison | OTHER | OTHER | SP15 |  |  | CISO | SCE | 1.56
Participating Unit | N | N |  | HOLSTR_1_SOLAR | GEN | San Benito Smart Park | 1.5 | 1.5 | PGAE | Enerparc CA1, LLC | PHOTO VOLTAIC | SUN | NP15 | 41806 |  | CISO | PGAE | 1.5
Participating Unit | N | N |  | DELAMO_2_SOLAR1 | GEN | Golden Springs Building H | 1.5 | 1.5 | SCE | Golden Springs Development Co. LLC | PHOTO VOLTAIC | SUN | SP15 | 42116 |  | CISO | SCE | 1.5
Participating Unit | N | N |  | KNGBRG_1_KBSLR1 | GEN | Kingsburg1 | 1.5 | 1.5 | PGAE | Tulare PV II, LLC | PHOTO VOLTAIC | SUN | NP15 | 41614 |  | CISO | PGAE | 1.5
Participating Unit | N | N |  | MERCED_1_SOLAR2 | GEN | Merced Solar | 1.5 | 1.5 | PGAE | Merced Solar LLC | PHOTO VOLTAIC | SUN | NP15 | 42136 |  | CISO | PGAE | 1.5
Participating Unit | N | N |  | CLOVDL_1_SOLAR | GEN | Cloverdale Solar I | 1.5 | 1.5 | PGAE | Cloverdale Solar I Project (FSEC 1) | PHOTO VOLTAIC | SUN | NP15 | 41816 |  | CISO | PGAE | 1.5
Participating Unit | N | N |  | CENTER_2_TECNG1 | GEN | TECHNICAST | 0.99 | 1.5 | SCE | Techni-Cast Corp. | RECIPROCATING ENGINE | NATURAL GAS | SP15 | 43221 |  | CISO | SCE | 1.5
Participating Unit | N | N |  | DAIRLD_1_MD1SL1 | GEN | Madera 1 | 1.5 | 1.5 | PGAE | GL Madera, LLC | PHOTO VOLTAIC | SUN | NP15 | 43098 |  | CISO | PGAE | 1.5
Participating Unit | N | N |  | ETIWND_2_RTS018 | GEN | SPVP018 Fontana RT Solar | 1.5 | 1.5 | SCE | Southern California Edison | PHOTO VOLTAIC | SUN | SP15 | 41237 |  | CISO | SCE | 1.5
Participating Unit | N | N |  | DEVERS_2_DHSPG2 | GEN | Desert Hot Springs 2 | 1.4 | 1.5 | SCE | CES DHS Solar, LLC | PHOTO VOLTAIC | SUN | SP15 | 41639 |  | CISO | SCE | 1.5
Participating Unit | N | N |  | STROUD_6_WWHSR1 | GEN | Winter Wheat Solar Farm | 1.5 | 1.5 | PGAE | GASNA 36P, LLC | PHOTO VOLTAIC | SUN | NP15 | 43596 |  | CISO | PGAE | 1.5
Participating Unit | N | N |  | KERMAN_6_SOLAR2 | GEN | Fresno Solar West | 1.5 | 1.5 | PGAE | Fresno Cogeneration Partners, LP | PHOTO VOLTAIC | SUN | NP15 | 42297 |  | CISO | PGAE | 1.5
Participating Unit | N | N |  | COCOSB_6_SOLAR | GEN | Oakley Solar Project | 1.5 | 1.5 | PGAE | Hayworth-Fabian, LLC | PHOTO VOLTAIC | SUN | NP15 | 41437 |  | CISO | PGAE | 1.5
Participating Unit | N | N |  | OASIS_6_SOLAR1 | GEN | Morgan Lancaster I | 1.5 | 1.5 | SCE | WGL Energy Systems Inc | PHOTO VOLTAIC | SUN | SP15 | 42347 |  | CISO | SCE | 1.5
Participating Unit | N | N |  | S_RITA_6_SOLAR1 | GEN | Sun Harvest Solar | 1.5 | 1.5 | PGAE | Sun Harvest Solar | PHOTO VOLTAIC | SUN | NP15 | 42152 |  | CISO | PGAE | 1.5
Participating Unit | N | N |  | MERCED_1_SOLAR1 | GEN | Mission Solar | 1.5 | 1.5 | PGAE | Mission Solar LLC | PHOTO VOLTAIC | SUN | NP15 | 42147 |  | CISO | PGAE | 1.5
Participating Unit | N | N |  | MCARTH_6_FRIVRB | GEN | Fall River Mills Project B | 1.5 | 1.5 | PGAE | Ignite Solar Holdings 1, LLC | PHOTO VOLTAIC | SUN | NP15 | 41703 |  | CISO | PGAE | 1.5
Participating Unit | N | N |  | WFRESN_1_SOLAR | GEN | Joya Del Sol | 1.5 | 1.5 | PGAE | GASNA 16P, LLC | PHOTO VOLTAIC | SUN | NP15 | 41264 |  | CISO | PGAE | 1.5
Non-Participating | N | Y | MONTPH_7_UNITS | MONTPH_7_UNIT 3 | GEN | MONTICELLO Unit 3 | 1.5 | 1.5 |  |  |  |  | NP15 |  |  | CISO |  | 1.5
Participating Unit | N | N |  | ORLND_6_SOLAR1 | GEN | Enerparc California 2 | 1.5 | 1.5 | PGAE | Enerparc CA2, LLC | PHOTO VOLTAIC | SUN | NP15 | 42452 |  | CISO | PGAE | 1.5
Participating Unit | N | N |  | CHINO_2_SASOLR | GEN | SS San Antonio West LLC | 1.5 | 1.5 | SCE | SS San Antonio West, LLC | PHOTO VOLTAIC | SUN | SP15 | 41628 |  | CISO | SCE | 1.5
Participating Unit | N | N |  | SBERDO_2_RTS016 | GEN | SPVP016 Redlands RT Solar | 1.5 | 1.5 | SCE | Southern California Edison | PHOTO VOLTAIC | SUN | SP15 | 40682 |  | CISO | SCE | 1.5
Participating Unit | N | N |  | HENRTA_6_SOLAR1 | GEN | Lemoore 1 | 1.5 | 1.5 | PGAE | Lemoore PV 1 LLC | PHOTO VOLTAIC | SUN | NP15 | 42398 |  | CISO | PGAE | 1.5
Participating Unit | N | N |  | VICTOR_1_SLRHES | GEN | Sunedison - Hesperia | 1.5 | 1.5 | SCE | SunEdison Utility Solutions, LLC | PHOTO VOLTAIC | SUN | SP15 | 41859 |  | CISO | SCE | 1.5
Participating Unit | N | N |  | TOADTW_6_UNIT | GEN | TOAD TOWN | 1.5 | 1.5 | PGAE | Pacific Gas & Electric Company | HYDRO | WATER | NP15 | 31413 |  | CISO | PGAE | 1.5
Participating Unit | N | N |  | CHINO_2_JURUPA | GEN | Jurupa | 1.5 | 1.5 | SCE | California PV Energy, LLC | PHOTO VOLTAIC | SUN | SP15 | 41628 |  | CISO | SCE | 1.5
Participating Unit | N | N |  | HOLSTR_1_SOLAR2 | GEN | Hollister Solar | 1.5 | 1.5 | PGAE | Hollister Solar LLC | PHOTO VOLTAIC | SUN | NP15 | 42111 |  | CISO | PGAE | 1.5
Participating Unit | N | N |  | TX-ELK_6_SOLAR1 | GEN | Castor | 1.5 | 1.5 | PGAE | Green Light FIT 1, LLC | PHOTO VOLTAIC | SUN | ZP26 | 42462 |  | CISO | PGAE | 1.5
Participating Unit | N | N |  | KERMAN_6_SOLAR1 | GEN | Fresno Solar South | 1.5 | 1.5 | PGAE | Fresno Cogeneration Partners, LP | PHOTO VOLTAIC | SUN | NP15 | 42298 |  | CISO | PGAE | 1.5
Participating Unit | N | N |  | CHINO_2_SOLAR2 | GEN | Kona Solar - Terra Francesca | 1.49 | 1.5 | SCE | Kona Solar, LLC | PHOTO VOLTAIC | SUN | SP15 | 42107 |  | CISO | SCE | 1.5
Participating Unit | N | N |  | KNGBRG_1_KBSLR2 | GEN | Kingsburg2 | 1.5 | 1.5 | PGAE | Tulare PV II, LLC | PHOTO VOLTAIC | SUN | NP15 | 41614 |  | CISO | PGAE | 1.5
Participating Unit | N | N |  | PEORIA_1_SOLAR | GEN | Sonora 1 | 1.5 | 1.5 | PGAE | Fresh Air Energy IV, LLC | PHOTO VOLTAIC | SUN | NP15 | 41631 |  | CISO | PGAE | 1.5
Participating Unit | N | N |  | ELCAP_1_SOLAR | GEN | 2097 Helton | 1.5 | 1.5 | PGAE | Solarenewal LLC | PHOTO VOLTAIC | SUN | NP15 | 42125 |  | CISO | PGAE | 1.5
Participating Unit | N | N |  | RECTOR_7_TULARE | GEN | MM Tulare | 1.5 | 1.5 | SCE | MM Tulare Energy, LLC | RECIPROCATING ENGINE | BIOMASS | SP15 | 35923 |  | CISO | SCE | 1.5
Participating Unit | N | N |  | ETIWND_2_CHMPNE | GEN | Champagne | 1 | 1.5 | SCE | California PV Energy, LLC | PHOTO VOLTAIC | SUN | SP15 | 41628 |  | CISO | SCE | 1.5
Participating Unit | N | N |  | CASTVL_2_FCELL | GEN | PGE CSUEB Hayward Fuel Cell | 1.4 | 1.5 | PGAE | Pacific Gas & Electric Company | OTHER | NATURAL GAS | NP15 | 40813 |  | CISO | PGAE | 1.5
Participating Unit | N | N |  | TMPLTN_2_SOLAR | GEN | Vintner Solar | 1.5 | 1.5 | PGAE | Vintner Solar LLC | PHOTO VOLTAIC | SUN | ZP26 | 41703 |  | CISO | PGAE | 1.5
Participating Unit | Y | N |  | HIGGNS_1_COMBIE | GEN | Combie South | 1.5 | 1.5 | PGAE | Nevada Irrigation District | HYDRO | WATER | NP15 |  |  | CISO | PGAE | 1.5
Participating Unit | N | N |  | SISQUC_1_SMARIA | GEN | Santa Maria II LFG Power Plant | 1.42 | 1.5 | PGAE | J&A-Santa Maria II, LLC | RECIPROCATING ENGINE | BIOGAS | NP15 | 40448 |  | CISO | PGAE | 1.5
Participating Unit | N | N |  | MIRLOM_2_RTS032 | GEN | SPVP032 | 1.5 | 1.5 | SCE | Southern California Edison | PHOTO VOLTAIC | SUN | SP15 | 41442 |  | CISO | SCE | 1.5
Participating Unit | N | N |  | PIT1_6_FRIVRA | GEN | Fall River Mills Project A | 1.5 | 1.5 | PGAE | Ignite Solar Holdings 1, LLC | PHOTO VOLTAIC | SUN | NP15 | 41703 |  | CISO | PGAE | 1.5
Participating Unit | N | N |  | ETIWND_2_RTS010 | GEN | SPVP010 Fontana RT Solar | 1.5 | 1.5 | SCE | Southern California Edison | PHOTO VOLTAIC | SUN | SP15 | 41282 |  | CISO | SCE | 1.5
Participating Unit | N | N |  | TWISSL_6_SOLAR | GEN | Nickel 1 ("NLH1") | 1.5 | 1.5 | PGAE | NLH1 Solar, LLC | PHOTO VOLTAIC | SUN | ZP26 | 41240 |  | CISO | PGAE | 1.5
Participating Unit | N | N |  | VALLEY_5_SOLAR1 | GEN | Kona Solar - Meridian #1 | 1.49 | 1.5 | SCE | Kona Solar, LLC | PHOTO VOLTAIC | SUN | SP15 | 42107 |  | CISO | SCE | 1.5
Participating Unit | N | Y | SCEW_2_PDRP159 | SCEW_2_PDRP159 | GEN | LCR AMS Hybrid West LA 1-W-LNEI1 | 1.45 |  | SCE | Southern California Edison | OTHER | OTHER | SP15 |  |  | CISO | SCE | 1.45
Participating Unit | N | N |  | GONZLS_6_UNIT | GEN | Johnson Canyon Landfill | 1.42 | 1.4 | PGAE | Ameresco Johnson Canyon LLC | RECIPROCATING ENGINE | BIOGAS | NP15 | 41463 |  | CISO | PGAE | 1.42
Participating Unit | N | N |  | BKRFLD_2_SOLAR1 | GEN | Bakersfield 111 | 1.38 | 1.4 | PGAE | Bakersfield 111, LLC | PHOTO VOLTAIC | SUN | ZP26 | 42213 |  | CISO | PGAE | 1.4
Participating Unit | N | N |  | FROGTN_1_UTICAA | GEN | Angels Powerhouse | 1.4 | 1.4 | PGAE | Utica Water and Power Authority | HYDRO | WATER | NP15 | 42969 |  | CISO | PGAE | 1.4
Participating Unit | N | N |  | DELAMO_2_SOLAR4 | GEN | Golden Springs Building F | 1.3 | 1.4 | SCE | Golden Springs Building F, LLC | PHOTO VOLTAIC | SUN | SP15 | 42790 |  | CISO | SCE | 1.4
Participating Unit | N | N |  | DELAMO_2_SOLRD | GEN | Golden Solar Building D | 1.25 | 1.4 | SCE | Golden Springs Development Company LLC | PHOTO VOLTAIC | SUN | SP15 | 41001 |  | CISO | SCE | 1.4
Participating Unit | N | N |  | VISTA_2_FCELL | GEN | CSUSB fuel cell | 1.4 | 1.4 | SCE | Southern California Edison | OTHER | NATURAL GAS | SP15 | 41530 |  | CISO | SCE | 1.4
Participating Unit | Y | N |  | BUCKWD_7_WINTCV | GEN | Wintec Energy, Ltd. | 1.32 | 1.3 | SCE | Wintec Energy, Ltd. | WIND | WIND | SP15 | 37985 |  | CISO | SCE | 1.32
Participating Unit | N | N |  | LIVEOK_6_SOLAR | GEN | Harris | 1.25 | 1.3 | PGAE | Solarenewal LLC | PHOTO VOLTAIC | SUN | NP15 | 41970 |  | CISO | PGAE | 1.3
Participating Unit | Y | N |  | CLRMTK_1_QF | GEN | SMALL QF AGGREGATION - OAKLAND | 1.25 | 1.3 | PGAE | Pacific Gas & Electric Company | COMBUSTION TURBINE | NATURAL GAS | NP15 | 30655 |  | CISO | PGAE | 1.3
Participating Unit | N | N |  | DELAMO_2_SOLRC1 | GEN | Golden Springs Building C1 | 1.16 | 1.3 | SCE | Golden Springs Development Company LLC | PHOTO VOLTAIC | SUN | SP15 | 40949 |  | CISO | SCE | 1.3
Participating Unit | N | N |  | BUCKCK_7_OAKFLT | GEN | Oak Flat | 1.3 | 1.3 | PGAE | Pacific Gas & Electric Company | HYDRO | WATER | NP15 | 31048 |  | CISO | PGAE | 1.3
Participating Unit | N | N |  | BIGCRK_7_MAMRES | GEN | MAMMOTH POOL RESERVOIR (FISHWATER | 1.25 | 1.3 | SCE | Southern California Edison Company | HYDRO | WATER | SP15 |  |  | CISO | SCE | 1.3
Participating Unit | N | N |  | REEDLY_6_SOLAR | GEN | Terzian | 1.23 | 1.3 | PGAE | Solarenewal LLC | PHOTO VOLTAIC | SUN | NP15 | 41807 |  | CISO | PGAE | 1.3
Participating Unit | N | N |  | DELAMO_2_SOLAR3 | GEN | Golden Springs Building G | 1.25 | 1.3 | SCE | Golden Springs Development Company, LLC | PHOTO VOLTAIC | SUN | SP15 | 42790 |  | CISO | SCE | 1.3
Participating Unit | N | N |  | GUERNS_6_HD3BM3 | GEN | Hanford Digester Genset 3 | 1 | 1.3 | PGAE | Hanford Renewable Energy LLC | RECIPROCATING ENGINE | BIOGAS | NP15 | 43647 |  | CISO | PGAE | 1.3
Participating Unit | Y | N |  | HUMBSB_1_QF | GEN | SMALL QF AGGREGATION - TRINITY | 1.25 | 1.3 | PGAE | Pacific Gas & Electric Company | HYDRO | WATER | NP15 |  |  | CISO | PGAE | 1.3
Participating Unit | Y | N |  | POTTER_7_VECINO | GEN | Vecino Vineyards LLC | 1.25 | 1.3 | PGAE | Pacific Gas & Electric Company | HYDRO | WATER | NP15 | 32959 |  | CISO | PGAE | 1.3
Participating Unit | N | N |  | GUERNS_6_VH2BM1 | GEN | Hanford Digester Genset 2 | 1 | 1.1 | PGAE | Hanford Renewable Energy LLC | RECIPROCATING ENGINE | BIOGAS | NP15 | 43647 |  | CISO | PGAE | 1.1
Non-Participating | N | Y | NHOGAN_6_UNITS | NHOGAN_6_UNIT 2 | GEN | NEW HOGAN PH UNIT 2 | 1.1 | 1.1 |  |  |  |  | NP15 |  |  | CISO |  | 1.1
Participating Unit | Y | N |  | NEWARK_1_QF | GEN | NEWARK 1 QF | 1.1 | 1.1 | PGAE | Pacific Gas & Electric Company | OTHER | OTHER | NP15 |  |  | CISO | PGAE | 1.1
Participating Unit | N | N |  | BANGOR_6_HYDRO | GEN | Virginia Ranch Dam Powerplant | 1 | 1 | PGAE | Browns Valley Irrigation District (BVID) | HYDRO | WATER | NP15 | 41074 |  | CISO | PGAE | 1
Participating Unit | N | N |  | LOCKFD_1_KSOLAR | GEN | Kettleman Solar | 1 | 1 | PGAE | Kettleman Solar LLC | PHOTO VOLTAIC | SUN | NP15 | 41712 |  | CISO | PGAE | 1
Participating Unit | Y | N |  | IGNACO_1_QF | GEN | SMALL QF AGGREGATION - VALLEJO/DINSMORE | 0.5 | 1 | PGAE | Pacific Gas & Electric Company | OTHER | OTHER | NP15 | 31048 |  | CISO | PGAE | 1
Participating Unit | N | N |  | GANSO_1_WSTBM1 | GEN | Weststar Dairy Biogas | 1 | 1 | PGAE | ABEC #2 LLC | RECIPROCATING ENGINE | BIOGAS | ZP26 | 43133 |  | CISO | PGAE | 1
Participating Unit | N | N |  | MIRLOM_2_RTS033 | GEN | SPVP033 | 1 | 1 | SCE | Southern California Edison | PHOTO VOLTAIC | SUN | SP15 | 41491 |  | CISO | SCE | 1
Participating Unit | N | Y | SCEC_1_PDRP171 | SCEC_1_PDRP171 | GEN | IEUA Battery Energy Storage System | 1 |  | SCE | Shell Energy North America (US), L.P. | OTHER | OTHER | SP15 |  |  | CISO | SCE | 1
Participating Unit | N | N |  | DAVIS_1_SOLAR2 | GEN | Grasslands 4 | 1 | 1 | PGAE | Yolo County | PHOTO VOLTAIC | SUN | NP15 | 41491 |  | CISO | PGAE | 1
Participating Unit | N | N |  | SMYRNA_1_DL1SR1 | GEN | Delano Land 1 | 1 | 1 | PGAE | Delano PV 1, LLC | PHOTO VOLTAIC | SUN | ZP26 | 43097 |  | CISO | PGAE | 1
Participating Unit | N | N |  | APLHIL_1_SLABCK | GEN | SLAB CREEK HYDRO | 1 | 0.4 | PGAE | SMUD ICAOA | HYDRO | WATER | NP15 |  |  | CISO | PGAE | 1
Participating Unit | N | N |  | DELAMO_2_SOLAR5 | GEN | Golden Springs Building L | 1 | 1 | SCE | Golden Springs Development Company, LLC | PHOTO VOLTAIC | SUN | SP15 | 42790 |  | CISO | SCE | 1
Participating Unit | N | N |  | DEVERS_2_CS2SR4 | GEN | Caliente Solar 2 | 0.91 | 1 | SCE | Caliente II Solar, LLC | PHOTO VOLTAIC | SUN | SP15 | 43238 |  | CISO | SCE | 1
Participating Unit | N | N |  | CENTER_2_SOLAR1 | GEN | Pico Rivera | 0.9 | 1 | SCE | SunEdison Utility Solutions, LLC (Pico Rivera) | PHOTO VOLTAIC | SUN | SP15 | 42328 |  | CISO | SCE | 1
Participating Unit | N | N |  | MAGUND_1_BKISR1 | GEN | Bakersfield Industrial 1 | 1 | 1 | PGAE | Bakersfield Industrial PV 1, LLC | PHOTO VOLTAIC | SUN | ZP26 | 43096 |  | CISO | PGAE | 1
Participating Unit | Y | N |  | MESAP_1_QF | GEN | SMALL QF AGGREGATION - SAN LUIS OBISPO | 1 | 1 | PGAE | Pacific Gas & Electric Company | OTHER | OTHER | ZP26 |  |  | CISO | PGAE | 1
Participating Unit | N | N |  | CEDRCK_6_UNIT | GEN | Water Wheel Ranch | 0.98 | 1 | PGAE | Water Wheel Ranch | HYDRO | WATER | NP15 | 30763 |  | CISO | PGAE | 1
Participating Unit | N | N |  | ETIWND_2_SOLAR2 | GEN | Rochester | 1 | 1 | SCE | Sestina Solar II, LLC | PHOTO VOLTAIC | SUN | SP15 | 42619 |  | CISO | SCE | 1
Participating Unit | N | N |  | BUCKCK_2_HYDRO | GEN | Lassen Station Hydro | 0.99 | 1 | PGAE | Lassen Station Hydroelectric, LP | HYDRO | WATER | NP15 | 42534 |  | CISO | PGAE | 1
Participating Unit | Y | N |  | CLOVER_2_UNIT | GEN | Clover Creek | 0.99 | 1 | PGAE | Hydro Partners | HYDRO | WATER | NP15 | 42496 |  | CISO | PGAE | 1
Participating Unit | Y | N |  | FULTON_1_QF | GEN | SMALL QF AGGREGATION - ZENIA | 1 | 1 | PGAE | Pacific Gas & Electric Company | HYDRO | WATER | NP15 | 30317 |  | CISO | PGAE | 1
Participating Unit | N | N |  | OLDRIV_6_LKVBM1 | GEN | Lakeview Dairy Biogas | 1 | 1 | PGAE | ABEC #3 LLC | RECIPROCATING ENGINE | BIOGAS | ZP26 | 43133 |  | CISO | PGAE | 1
Participating Unit | Y | N |  | LOWGAP_1_SUPHR | GEN | Mill & Sulphur Creek Hydro | 0.99 | 1 | PGAE | Mill & Sulphur Creek Power Plant, LP | HYDRO | WATER | NP15 | 32196 |  | CISO | PGAE | 1
Participating Unit | N | N |  | CORONS_2_SOLAR | GEN | Master Development Corona | 0.99 | 1 | SCE | SunE W12DG-C, LLC | PHOTO VOLTAIC | SUN | SP15 | 41388 |  | CISO | SCE | 1
Participating Unit | N | N |  | ETIWND_2_SOLAR1 | GEN | Dedeaux Ontario | 1 | 1 | SCE | SunEdison Utility Solutions, LLC | PHOTO VOLTAIC | SUN | SP15 | 42452 |  | CISO | SCE | 1
Participating Unit | N | N |  | GARNET_2_HYDRO | GEN | Whitewater Hydro | 1 | 1 | SCE | Desert Water Agency | HYDRO | WATER | SP15 | 42559 |  | CISO | SCE | 1
Participating Unit | N | N |  | OLDRIV_6_CESDBM | GEN | Ces Dairy Biogas | 1 | 1 | PGAE | ABEC #4 LLC | RECIPROCATING ENGINE | BIOGAS | ZP26 | 43133 |  | CISO | PGAE | 1
Participating Unit | N | N |  | SNCLRA_2_SPRHYD | GEN | Springville Hydroelectric Generator | 1 | 1 | SCE | Calleguas MWD | HYDRO | WATER | SP15 | 42479 |  | CISO | SCE | 1
Participating Unit | Y | N |  | CTNWDP_1_QF | GEN | SMALL QF AGGREGATION - BURNEY | 0.5 | 1 | PGAE | Pacific Gas & Electric Company | HYDRO | WATER | NP15 | 29952 |  | CISO | PGAE | 1
Participating Unit | N | N |  | MANTEC_1_ML1SR1 | GEN | Manteca Land 1 | 1 | 1 | PGAE | Manteca PV 1, LLC | PHOTO VOLTAIC | SUN | NP15 | 43097 |  | CISO | PGAE | 1
Participating Unit | Y | N |  | PSWEET_7_QFUNTS | GEN | PSWEET_7_QFUNTS | 1 | 0.9 | PGAE | Pacific Gas & Electric Company | OTHER | OTHER | NP15 |  |  | CISO | PGAE | 1
Participating Unit | N | N |  | STOREY_2_MDRCH4 | GEN | Madera Chowchilla 4 | 0.92 | 1 | PGAE | Madera Chowchilla Water and Power Authority | HYDRO | WATER | NP15 | 42570 |  | CISO | PGAE | 1
Participating Unit | N | N |  | VOLTA_2_UNIT 2 | GEN | Volta Hydro Unit 2 | 1 | 1 | PGAE | Pacific Gas & Electric Company | HYDRO | WATER | NP15 | 29587 |  | CISO | PGAE | 1
Participating Unit | N | N |  | DAVIS_1_SOLAR1 | GEN | Grasslands 3 | 1 | 1 | PGAE | Yolo County | PHOTO VOLTAIC | SUN | NP15 | 41456 |  | CISO | PGAE | 1
Participating Unit | Y | N |  | MOSSLD_1_QF | GEN | SMALL QF AGGREGATION - SANTA CRUZ | 1 | 1 | PGAE | Pacific Gas & Electric Company | OTHER | OTHER | NP15 | 31048 |  | CISO | PGAE | 1
Participating Unit | N | N |  | KYCORA_6_KMSBT1 | GEN | Kearny Mesa Storage | 1 | 1 | SDGE | Kearny Mesa Storage, LLC | OTHER | LESR | SP15 |  |  | CISO | SDGE | 1
Participating Unit | N | Y | PGEB_2_PDRP100 | PGEB_2_PDRP100 | GEN | PGEB_2_PDRP100 | 0.99 |  | PGAE | Leapfrog Power, inc. | OTHER | OTHER | NP15 |  |  | CISO | PGAE | 0.99
Participating Unit | N | Y | SCEC_1_PDRP130 | SCEC_1_PDRP130 | GEN | SCEC_1_PDRP130 | 0.99 |  | SCE | Leapfrog Power, inc. | OTHER | OTHER | SP15 |  |  | CISO | SCE | 0.99
Participating Unit | N | Y | SCEW_2_PDRP105 | SCEW_2_PDRP105 | GEN | SCEW_2_PDRP105 | 0.99 |  | SCE | OHMCONNECT, INC. | OTHER | OTHER | SP15 |  |  | CISO | SCE | 0.99
Participating Unit | N | Y | SCEC_1_PDRP104 | SCEC_1_PDRP104 | GEN | SCEC_1_PDRP104 | 0.99 |  | SCE | OHMCONNECT, INC. | OTHER | OTHER | SP15 |  |  | CISO | SCE | 0.99
Participating Unit | N | Y | SCEW_2_PDRP103 | SCEW_2_PDRP103 | GEN | SCEW_2_PDRP103 | 0.99 |  | SCE | OHMCONNECT, INC. | OTHER | OTHER | SP15 |  |  | CISO | SCE | 0.99
Participating Unit | N | Y | SCEW_2_PDRP102 | SCEW_2_PDRP102 | GEN | SCEW_2_PDRP102 | 0.99 |  | SCE | OHMCONNECT, INC. | OTHER | OTHER | SP15 |  |  | CISO | SCE | 0.99
Participating Unit | N | Y | SCEC_1_PDRP102 | SCEC_1_PDRP102 | GEN | SCEC_1_PDRP102 | 0.99 |  | SCE | OHMCONNECT, INC. | OTHER | OTHER | SP15 |  |  | CISO | SCE | 0.99
Participating Unit | N | Y | SCEW_2_PDRP117 | SCEW_2_PDRP117 | GEN | SCEW_2_PDRP117 | 0.99 |  | SCE | Leapfrog Power, inc. | OTHER | OTHER | SP15 |  |  | CISO | SCE | 0.99
Participating Unit | N | Y | SCEW_2_PDRP124 | SCEW_2_PDRP124 | GEN | SCEW_2_PDRP124 | 0.99 |  | SCE | Leapfrog Power, inc. | OTHER | OTHER | SP15 |  |  | CISO | SCE | 0.99
Participating Unit | N | Y | SCEC_1_PDRP129 | SCEC_1_PDRP129 | GEN | SCEC_1_PDRP129 | 0.99 |  | SCE | Leapfrog Power, inc. | OTHER | OTHER | SP15 |  |  | CISO | SCE | 0.99
Participating Unit | N | Y | SCEC_1_PDRP127 | SCEC_1_PDRP127 | GEN | SCEC_1_PDRP127 | 0.99 |  | SCE | Leapfrog Power, inc. | OTHER | OTHER | SP15 |  |  | CISO | SCE | 0.99
Participating Unit | N | Y | SCEW_2_PDRP101 | SCEW_2_PDRP101 | GEN | SCEW_2_PDRP101 | 0.99 |  | SCE | OHMCONNECT, INC. | OTHER | OTHER | SP15 |  |  | CISO | SCE | 0.99
Participating Unit | N | Y | SCEC_1_PDRP134 | SCEC_1_PDRP134 | GEN | SCEC_1_PDRP134 | 0.99 |  | SCE | Leapfrog Power, inc. | OTHER | OTHER | SP15 |  |  | CISO | SCE | 0.99
Participating Unit | N | Y | SCEW_2_PDRP104 | SCEW_2_PDRP104 | GEN | SCEW_2_PDRP104 | 0.99 |  | SCE | OHMCONNECT, INC. | OTHER | OTHER | SP15 |  |  | CISO | SCE | 0.99
Participating Unit | N | Y | SCEC_1_PDRP132 | SCEC_1_PDRP132 | GEN | SCEC_1_PDRP132 | 0.99 |  | SCE | Leapfrog Power, inc. | OTHER | OTHER | SP15 |  |  | CISO | SCE | 0.99
Participating Unit | N | Y | SCEW_2_PDRP100 | SCEW_2_PDRP100 | GEN | SCEW_2_PDRP100 | 0.99 |  | SCE | OHMCONNECT, INC. | OTHER | OTHER | SP15 |  |  | CISO | SCE | 0.99
Participating Unit | N | Y | SCEC_1_PDRP100 | SCEC_1_PDRP100 | GEN | SCEC_1_PDRP100 | 0.99 |  | SCE | OHMCONNECT, INC. | OTHER | OTHER | SP15 |  |  | CISO | SCE | 0.99
Participating Unit | N | Y | SCEC_1_PDRP101 | SCEC_1_PDRP101 | GEN | SCEC_1_PDRP101 | 0.99 |  | SCE | OHMCONNECT, INC. | OTHER | OTHER | SP15 |  |  | CISO | SCE | 0.99
Participating Unit | N | Y | SCEC_1_PDRP103 | SCEC_1_PDRP103 | GEN | SCEC_1_PDRP103 | 0.99 |  | SCE | OHMCONNECT, INC. | OTHER | OTHER | SP15 |  |  | CISO | SCE | 0.99
Participating Unit | N | Y | SCEC_1_PDRP105 | SCEC_1_PDRP105 | GEN | SCEC_1_PDRP105 | 0.99 |  | SCE | OHMCONNECT, INC. | OTHER | OTHER | SP15 |  |  | CISO | SCE | 0.99
Participating Unit | N | N |  | CSTOGA_6_LNDFIL | GEN | Clover Flat Land Fill Gas | 0.85 | 0.9 | PGAE | Vista Corporation | RECIPROCATING ENGINE | BIOGAS | NP15 | 41815 |  | CISO | PGAE | 0.9
Participating Unit | N | N |  | CURTIS_1_FARFLD | GEN | Fairfield Powerhouse | 0.9 | 0.9 | PGAE | Merced Irrigation District | HYDRO | WATER | NP15 | 30530 |  | CISO | PGAE | 0.9
Participating Unit | N | N |  | CRNEVL_6_CRNVA | GEN | Crane Valley | 0.9 | 0.9 | PGAE | Pacific Gas & Electric Company | HYDRO | WATER | NP15 | 6941 |  | CISO | PGAE | 0.9
Participating Unit | Y | N |  | SPRGVL_2_QF | GEN | SPRINGVILLE QFS | 0.18 | 0.9 | SCE | Southern California Edison Company | OTHER | OTHER | SP15 | 3289 |  | CISO | SCE | 0.9
Participating Unit | N | N |  | CURTIS_1_CANLCK | GEN | Canal Creek Powerhouse | 0.9 | 0.9 | PGAE | Merced Irrigation District | HYDRO | WATER | NP15 | 30317 |  | CISO | PGAE | 0.9
Participating Unit | N | N |  | SANLOB_1_OSFBM1 | GEN | HZIU Kompogas SLO | 0.85 |  | PGAE | Old Santa Fe Road | RECIPROCATING ENGINE | BIOGAS | ZP26 | 43657 |  | CISO | PGAE | 0.85
Participating Unit | N | N |  | SCHNDR_1_OS2BM2 | GEN | Open Sky Digester Genset 2 | 0.8 | 0.8 | PGAE | Open Sky Power LLC | RECIPROCATING ENGINE | BIOGAS | NP15 | 43624 |  | CISO | PGAE | 0.8
Participating Unit | N | Y | SCEC_1_PDRP112 | SCEC_1_PDRP112 | GEN | Epic Steel | 0.8 |  | SCE | Olivine, Inc | OTHER | OTHER | SP15 |  |  | CISO | SCE | 0.8
Participating Unit | N | N |  | RECTOR_2_TFDBM1 | GEN | Two Fiets Dairy Digester | 0.8 | 0.8 | SCE | Two Fiets | RECIPROCATING ENGINE | BIOGAS | SP15 | 43472 |  | CISO | SCE | 0.8
Participating Unit | N | N |  | DAIRLD_1_MD2BM1 | GEN | Madera Digester Genset 2 | 0.8 | 0.8 | PGAE | Madera Renewable Energy LLC | RECIPROCATING ENGINE | BIOGAS | NP15 | 43476 |  | CISO | PGAE | 0.8
Participating Unit | N | N |  | VOLTA_6_BAILCK | GEN | Bailey Creek Ranch | 0.63 | 0.6 | PGAE | Bailey Creek Hydroelectric, Inc. | HYDRO | WATER | NP15 | 30097 |  | CISO | PGAE | 0.63
Participating Unit | N | N |  | VOLTA_6_DIGHYD | GEN | Digger Creek Ranch Hydro | 0.6 | 0.6 | PGAE | Kenneth E. Link | HYDRO | WATER | NP15 | 41822 |  | CISO | PGAE | 0.6
Participating Unit | Y | N |  | FMEADO_6_HELLHL | GEN | FMEADO_6_HELLHL | 0.6 | 0.5 | PGAE | Placer County Water Agency | HYDRO | WATER | NP15 | 30436 |  | CISO | PGAE | 0.6
Participating Unit | N | N |  | TUPMAN_1_BIOGAS | GEN | ABEC Bidart-Stockale #1 | 0.6 | 0.6 | PGAE | ABEC Bidart-Stockdale LLC | RECIPROCATING ENGINE | BIOGAS | ZP26 | 41353 |  | CISO | PGAE | 0.6
Participating Unit | Y | N |  | RNDMTN_2_SLSPHY1 | GEN | Silver Springs | 0.6 | 0.6 | PGAE | Mega Renewables | HYDRO | WATER | NP15 | 42957 |  | CISO | PGAE | 0.6
Participating Unit | N | N |  | STOREY_2_MDRCH2 | GEN | Madera Chowchilla 2 | 0.56 | 0.6 | PGAE | Madera Chowchilla Water and Power Authority | HYDRO | WATER | NP15 | 42583 |  | CISO | PGAE | 0.6
Participating Unit | Y | N |  | VISTA_6_QF | GEN | VISTA QFS | 0.18 | 0.6 | SCE | Southern California Edison Company | OTHER | OTHER | SP15 | 30317 |  | CISO | SCE | 0.6
Participating Unit | Y | N |  | ALLGNY_6_HYDRO1 | GEN | Salmon Creek Hydroelectric Project | 0.52 | 0.6 | PGAE | Salmon Creek Hydroelectric Company, LLC | HYDRO | WATER | NP15 | 41976 |  | CISO | PGAE | 0.6
Participating Unit | N | N |  | ORLND_6_HIGHLI | GEN | High Line Canal Hydro | 0.5 | 0.6 | PGAE | City of Santa Clara dba Silicon Valley | HYDRO | WATER | NP15 | 41801 |  | CISO | NCPA | 0.6
Participating Unit | N | Y | SCEC_1_PDRP172 | SCEC_1_PDRP172 | GEN | LCR AMS Hybrid West LA 1-C-LSCE | 0.52 |  | SCE | Southern California Edison | OTHER | OTHER | SP15 |  |  | CISO | SCE | 0.52
Participating Unit | N | N |  | STOREY_2_MDRCH3 | GEN | Madera Chowchilla 3 | 0.42 | 0.5 | PGAE | Madera Chowchilla Water and Power Authority | HYDRO | WATER | NP15 | 42583 |  | CISO | PGAE | 0.5
Non-Participating | N | Y | SPICER_1_UNITS | SPICER_1_UNIT 3 | GEN | SPICER HYDRO UNIT 3 | 0.5 | 0.5 |  | NCPA (MSS Agreement - S14) | HYDRO | WATER | NP15 |  |  | CISO |  | 0.5
Participating Unit | Y | N |  | GOLETA_2_QF | GEN | GOLETA QFS | 0.4 | 0.5 | SCE | Southern California Edison Company | OTHER | OTHER | SP15 | 31413 |  | CISO | SCE | 0.5
Participating Unit | Y | N |  | HIGGNS_7_QFUNTS | GEN | HIGGNS_7_QFUNTS | 0.5 | 0.3 | PGAE | Pacific Gas & Electric Company | HYDRO | WATER | NP15 |  |  | CISO | PGAE | 0.5
Non-Participating | N | Y | PNOCHE_1_PL1X2 | PNOCHE_7_ICE2 | GEN | Panoche Peaker Facility | 0.3 | 0.3 |  | Wellhead Power Panoche, LLC | RECIPROCATING ENGINE | NATURAL GAS | NP15 |  |  | CISO |  | 0.3
Participating Unit | N | N |  | BIGCRK_7_DAM7 | GEN | DAM 7 AT BIG CREEK (FISHWATER GEN) | 0.3 | 0.3 | SCE | Southern California Edison Company | HYDRO | WATER | SP15 | 31413 |  | CISO | SCE | 0.3
Participating Unit | N | Y | SCEW_2_PDRP158 | SCEW_2_PDRP158 | GEN | LCR AMS Hybrid West LA 1-W-LCEM1 | 0.26 |  | SCE | Southern California Edison | OTHER | OTHER | SP15 |  |  | CISO | SCE | 0.26
Participating Unit | Y | N |  | BARRE_2_QF | GEN | BARRE QFS | 0.2 | 0.2 | SCE | Southern California Edison Company | OTHER | OTHER | SP15 | 34335 |  | CISO | SCE | 0.2

## Grid GenerationQueue
Report Run Date: 12/04/2019
The California ISO Controlled Grid Generation Queue for All: Active
[6 empty] | Generating Facility |  |  |  | Net MWs |  |  | Deliverability Status | Location |  | Point of Interconnection |  |  |  | Study Availability
Project Name | Queue Position | Interconnection Request Receive Date | Queue Date | Application Status | Study Process | Type-1 | Type-2 | Fuel-1 | Fuel-2 | MW-1 | MW-2 | MW Total | Full Capacity, Partial or Energy Only (FC/P/EO) | County | State | Utility | Station or Transmission Line | Proposed On-line Date (as filed with IR) | Current On-line Date | Feasibility Study or Supplemental Review | System Impact Study or Phase I Cluster Study | Facilities Study (FAS) or Phase II Cluster Study | Optional Study (OS) | Interconnection Agreement Status
TULE WIND | 32 | 2004-05-12 | 2004-05-24 07:00 | ACTIVE | Serial LGIP | Wind Turbine |  | Wind Turbine |  | 201 |  | 193.8 | Partial Deliverability | SAN DIEGO | CA | SDGE | Boulevard East Substation 138kV | 2007-09-01 07:00 | 2019-12-31 08:00 | Waived | Complete | Complete | None | Executed
LAKE ELSINORE ADVANCED PUMPED STORAGE PROJECT | 72 | 2005-04-26 | 2005-06-21 07:00 | ACTIVE | Serial LGIP | Storage |  | Pumped-Storage hydro |  | 500 |  | 500 | Full Capacity | RIVERSIDE | CA | SDGE | Proposed Lee Lake Substation 500kV | 2008-12-31 08:00 | 2021-12-31 08:00 | Waived | Complete | Re-Study | None | Executed
AVALON HYBRID | 84 | 2005-11-22 | 2005-12-01 08:00 | ACTIVE | Serial LGIP | Photovoltaic |  | Solar |  | 100 |  | 100 | Full Capacity | KERN | CA | SCE | Whirlwind Sub 230kV Bus | 2009-12-31 08:00 | 2019-12-01 08:00 | Waived | Complete | Complete | None | Executed
VOYAGER WIND | 93 | 2006-02-15 | 2006-03-01 08:00 | ACTIVE | Serial LGIP | Wind Turbine |  | Wind Turbine |  | 220 |  | 220 | Full Capacity | KERN | CA | SCE | Windhub Substation 220kV bus | 2008-12-31 08:00 | 2019-12-31 08:00 | Waived | Complete | Complete | None | Executed
TECATE HYBRID | 106A | 2006-05-01 | 2006-06-06 07:00 | ACTIVE | Serial LGIP | Photovoltaic | Storage | Solar | Battery | 50 | 50 | 100 | Full Capacity | SAN DIEGO | CA | SDGE | Boulevard East Substation 138kV | 2008-06-30 07:00 | 2022-12-31 08:00 | Required | Complete | Complete | None | Executed
VOYAGER WIND 2 | 119 | 2006-08-08 | 2006-08-08 07:00 | ACTIVE | Serial LGIP | Wind Turbine |  | Wind Turbine |  | 500 |  | 500 | Full Capacity | KERN | CA | SCE | Windhub Sub 230kV Bus | 2013-12-31 08:00 | 2019-12-31 08:00 | Required | Complete | Complete | None | Executed
SILVER RIDGE MOUNT SIGNAL | 124 | 2006-08-22 | 2006-08-22 07:00 | ACTIVE | Serial LGIP | Photovoltaic |  | Solar |  | 600 |  | 600 | Full Capacity | IMPERIAL | CA | SDGE | Imperial Valley Substation 230kV | 2011-03-01 08:00 | 2020-06-01 07:00 | Waived | Complete | Complete | None | Executed
SANDSTORM WIND POWER | 138 | 2006-10-23 | 2006-10-23 07:00 | ACTIVE | Serial LGIP | Wind Turbine |  | Wind Turbine |  | 150 |  | 150 | Full Capacity | RIVERSIDE | CA | SCE | Devers-Vista #1 230kV | 2008-12-31 08:00 | 2021-12-31 08:00 | Waived | Complete | Complete | None | Executed
ENERGIA SIERRA JUAREZ WIND | 159A | 2006-12-06 | 2006-12-22 08:00 | ACTIVE | Serial LGIP | Wind Turbine |  | Wind Turbine |  | 256 |  | 256 | Full Capacity | BAJA CALIFORNIA | MX | SDGE | East County (ECO) Substation 230kV | 2009-06-01 07:00 | 2021-01-19 08:00 | Required | Complete | Complete | None | Executed
AMERICAN KINGS SOLAR | 272 | 2007-11-01 | 2007-11-01 07:00 | ACTIVE | TC | Photovoltaic |  | Solar |  | 123 |  | 123 | Full Capacity | KINGS | CA | PGAE | Henrietta Substation 70kV bus | 2012-06-01 07:00 | 2020-12-01 08:00 | NA | Complete | Complete | NA | Executed
DRACKER SOLAR | 294 | 2008-01-15 | 2008-01-16 08:00 | ACTIVE | TC | Photovoltaic |  | Solar |  | 485 |  | 485 | Full Capacity | RIVERSIDE | CA | SCE | Colorado River Substation 500kV | 2012-06-01 07:00 | 2020-12-01 08:00 | NA | Complete | Complete | NA | Executed
ALMASOL | 365 | 2008-05-06 | 2008-05-12 07:00 | ACTIVE | TC | Photovoltaic | Storage | Solar | Battery | 500 | 250 | 500 | Full Capacity | RIVERSIDE | CA | SCE | Red Bluff Substation 230kV | 2013-12-28 08:00 | 2021-11-30 08:00 | NA | Complete | Complete | NA | Executed
SLOTH | 421 | 2008-05-30 | 2008-05-30 07:00 | ACTIVE | TC | Steam Turbine |  | Solar |  | 49.5 |  | 49.5 | Full Capacity | RIVERSIDE | CA | SCE | Red Bluff Substation 220kV | 2012-02-01 08:00 | 2021-12-31 08:00 | NA | Complete | Complete | NA | Executed
ROSAMOND WEST SOLAR | 506 | 2009-07-30 | 2009-07-31 07:00 | ACTIVE | C01 | Photovoltaic |  | Solar |  | 300 |  | 300 | Full Capacity | KERN | CA | SCE | Whirlwind Substation 230kV | 2015-07-31 07:00 | 2022-07-01 07:00 | NA | Complete | Complete | NA | Executed
ORD MOUNTAIN | 552 | 2009-10-02 | 2010-02-01 08:00 | ACTIVE | C02 | Photovoltaic | Storage | Solar | Battery | 60 | 60 | 60 | Energy Only | SAN BERNARDINO | CA | SCE | Calcite Substation 220kV | 2012-03-01 08:00 | 2020-12-01 08:00 | NA | Complete | Complete | NA | Executed
BLYTHE MESA SOLAR | 576 | 2010-01-29 | 2010-02-01 08:00 | ACTIVE | C02 | Photovoltaic |  | Solar |  | 224 |  | 224 | Full Capacity | RIVERSIDE | CA | SCE | Colorado River Sub 230kV Bus | 2013-12-31 08:00 | 2021-08-21 07:00 | NA | Complete | Complete | NA | Executed
CATALINA SOLAR | 602 | 2010-01-30 | 2010-02-01 08:00 | ACTIVE | C02 | Photovoltaic |  | Solar |  | 150 |  | 150 | Full Capacity | KERN | CA | SCE | Whirlwind Substation 230kV | 2013-07-01 07:00 | 2021-12-01 08:00 | NA | Complete | Complete | NA | Executed
DESERT HARVEST | 643AE | 2010-07-30 | 2010-07-31 07:00 | ACTIVE | C03 | Photovoltaic | Storage | Solar | Battery | 150 | 35 | 150 | Full Capacity | RIVERSIDE | CA | SCE | Red Bluff Sub 230kV Bus | 2014-01-01 08:00 | 2020-12-01 08:00 | NA | Complete | Complete | NA | Executed
APPARENT FIRST HYBRID | 653F | 2010-10-07 | 2010-10-13 07:00 | ACTIVE | SGIP-TC | Photovoltaic | Storage | Solar | Battery | 12 | 12.1 | 12 | Full Capacity | YOLO | CA | PGAE | Woodland-Davis 115 kV | 2012-05-01 07:00 | 2020-06-22 07:00 | NA | Complete | Complete | NA | Executed
LASSEN LODGE HYDROELECTRIC | 720 | 2011-03-31 | 2011-03-31 07:00 | ACTIVE | C04 | Hydro |  | Water |  | 4.5 |  | 4.5 | Energy Only | TEHAMA | CA | PGAE | Vota - South 60 KV | 2012-12-15 08:00 | 2020-10-15 07:00 | NA | Complete | Complete | NA | Executed
LOTUS SOLAR FARM | 723 | 2011-03-31 | 2011-03-31 07:00 | ACTIVE | C04 | Photovoltaic |  | Solar |  | 50 |  | 50 | Full Capacity | MADERA | CA | PGAE | Borden Sub 230 KV Bus | 2014-07-01 07:00 | 2020-04-15 07:00 | NA | Complete | Complete | NA | Executed
REDWOOD SOLAR FARM | 744 | 2011-03-31 | 2011-03-31 07:00 | ACTIVE | C04 | Photovoltaic |  | Solar |  | 90 |  | 90 | Full Capacity | KERN | CA | PGAE | Lamont Sub 115 KV Bus | 2014-07-01 07:00 | 2020-12-01 08:00 | NA | Complete | Complete | NA | Executed
WRIGHT SOLAR | 779 | 2011-03-31 | 2011-03-31 07:00 | ACTIVE | C04 | Photovoltaic |  | Solar |  | 200 |  | 200 | Full Capacity | MERCED | CA | PGAE | Los Banos-Panoche #1 230kV | 2014-01-06 08:00 | 2019-12-15 08:00 | NA | Complete | Complete | NA | Executed
RUGGED SOLAR FARM | 789 | 2011-03-30 | 2011-03-31 07:00 | ACTIVE | C04 | Photovoltaic |  | Solar |  | 71.88 |  | 71.88 | Energy Only | SAN DIEGO | CA | SDGE | Boulevard East Substation 69 kV | 2015-07-31 07:00 | 2020-07-30 07:00 | NA | Complete | Complete | NA | Executed
BLUE HORNET SOLAR | 838 | 2011-03-31 | 2011-03-31 07:00 | ACTIVE | C04 | Photovoltaic |  | Solar |  | 100 |  | 100 | Full Capacity | IMPERIAL | CA | SDGE | Imperial Valley Substation 230kV | 2015-12-31 08:00 | 2021-12-01 08:00 | NA | Complete | Complete | NA | Executed
SORREL I SOLAR FARM | 897 | 2012-04-02 | 2012-04-02 07:00 | ACTIVE | C05 | Photovoltaic |  | Solar |  | 200 |  | 200 | Full Capacity | SAN BERNARDINO | CA | SCE | Calcite Substation 220kV bus | 2016-12-01 08:00 | 2022-08-01 07:00 | NA | Complete | Complete | NA | Executed
NORTHERN ORCHARD SOLAR | 946 | 2013-04-23 | 2013-04-30 07:00 | ACTIVE | C06 | Photovoltaic |  | Solar |  | 100 |  | 100 | Full Capacity | KERN | CA | PGAE | Midway- Wheeler Ridge #2 - 230 kV Line | 2015-12-01 08:00 | 2021-12-31 08:00 | NA | Complete | Complete | NA | Executed
FIFTH STANDARD SOLAR | 954 | 2013-04-29 | 2013-04-30 07:00 | ACTIVE | C06 | Photovoltaic |  | Solar |  | 150 |  | 150 | Full Capacity | FRESNO | CA | PGAE | Gates Substation 230 kV | 2016-07-01 07:00 | 2021-12-31 08:00 | NA | Complete | Complete | NA | Executed
ALGONQUIN POWER SANGER 2 | 955 | 2013-04-30 | 2013-04-30 07:00 | ACTIVE | C06 | Combined Cycle |  | Natural Gas |  | 60 |  | 60 | Full Capacity | FRESNO | CA | PGAE | Sanger Co-gen 115/13.8kV Sub | 2014-05-01 07:00 | 2020-11-01 07:00 | NA | Complete | Complete | NA | Executed
JAVA SOLAR | 965 | 2013-04-30 | 2013-04-30 07:00 | ACTIVE | C06 | Photovoltaic |  | Solar |  | 13.5 |  | 13.5 | Full Capacity | KINGS | CA | PGAE | Henrietta-GWF 115 kV Line | 2016-10-01 07:00 | 2020-04-30 07:00 | NA | Complete | Complete | NA | Executed
PALOMAR ENERGY CENTER 2 | 968 | 2013-04-30 | 2013-04-30 07:00 | ACTIVE | C06 | Combined Cycle |  | Natural Gas |  | 35 |  | 35 | Full Capacity | SAN DIEGO | CA | SDGE | Palomar Energy Substation 230kV | 2015-03-01 08:00 | 2020-04-15 07:00 | NA | Complete | Complete | NA | Executed
SUNSHINE VALLEY SOLAR 1 | 993 | 2013-04-30 | 2013-04-30 07:00 | ACTIVE | C06 | Photovoltaic |  | Solar |  | 50 |  | 50 | Full Capacity | NYE | NV | VEA | Valley Substation 138kV | 2016-12-31 08:00 | 2020-01-01 08:00 | NA | Complete | Complete | NA | Executed
SUNSHINE VALLEY SOLAR 2 | 994 | 2013-05-01 | 2013-04-30 07:00 | ACTIVE | C06 | Photovoltaic |  | Solar |  | 50 |  | 50 | Full Capacity | NYE | NV | VEA | Valley Substation 138kV | 2016-12-31 08:00 | 2020-01-01 08:00 | NA | Complete | Complete | NA | Executed
LASSEN LODGE HYDROELECTRIC 2 | 1002 | 2013-05-01 | 2013-04-30 07:00 | ACTIVE | C06 | Hydro |  | Water |  | 0.5 |  | 0.5 | Energy Only | TEHAMA | CA | PGAE | Volta-South 60 kV Line | 2015-11-15 08:00 | 2020-10-15 07:00 | NA | Complete | Complete | NA | Executed
DYER SUMMIT WIND REPOWER | 1010 | 2014-04-28 | 2014-04-30 07:00 | ACTIVE | C07 | Wind Turbine |  | Wind Turbine |  | 46.1 |  | 44.8 | Full Capacity | SAN JOAQUIN | CA | PGAE | Vasco-Herdlyn 60kV line | 2015-12-01 08:00 | 2019-11-01 07:00 | NA | Complete | Complete | NA | Executed
COLINAS DE ORO | 1011 | 2014-04-28 | 2014-04-30 07:00 | ACTIVE | C07 | Storage |  | Battery |  | 30 |  | 30 | Full Capacity | ALAMEDA | CA | PGAE | Tesla Substation 115kV | 2016-12-01 08:00 | 2021-03-01 08:00 | NA | Complete | Complete | NA | Executed
BLACKBRIAR | 1027 | 2014-05-01 | 2014-04-30 07:00 | ACTIVE | C07 | Storage |  | Battery |  | 20 |  | 20 | Full Capacity | FRESNO | CA | PGAE | Gates Substation 230kV | 2016-06-01 07:00 | 2021-12-31 08:00 | NA | Complete | Complete | NA | Executed
LITTLE BEAR SOLAR 1 | 1028 | 2014-04-30 | 2014-04-30 07:00 | ACTIVE | C07 | Photovoltaic |  | Solar |  | 20 |  | 20 | Full Capacity | FRESNO | CA | PGAE | Mendota Substation 115 kV | 2016-12-01 08:00 | 2020-09-01 07:00 | NA | Complete | Complete | NA | Executed
LITTLE BEAR SOLAR 2 | 1029 | 2014-04-30 | 2014-04-30 07:00 | ACTIVE | C07 | Photovoltaic |  | Solar |  | 20 |  | 20 | Full Capacity | FRESNO | CA | PGAE | Mendota Substation 115 kV | 2018-09-01 07:00 | 2020-09-01 07:00 | NA | Complete | Complete | NA | Executed
SOUTH LAKE SOLAR | 1030 | 2014-04-30 | 2014-04-30 07:00 | ACTIVE | C07 | Photovoltaic | Storage | Solar | Battery | 15 | 5 | 20 | Energy Only | FRESNO | CA | PGAE | Schindler-Huron-Gates Tap 70kV | 2016-12-15 08:00 | 2021-04-15 07:00 | NA | Complete | Complete | NA | Executed
MUSTANG 2 | 1036 | 2014-04-30 | 2014-04-30 07:00 | ACTIVE | C07 | Photovoltaic | Storage | Solar | Battery | 153.4 | 150 | 153.4 | Full Capacity | KINGS | CA | PGAE | Mustang Switchyard 230 kV | 2016-09-30 07:00 | 2020-10-01 07:00 | NA | Complete | Complete | NA | Executed
CHULA VISTA ENERGY CENTER 2 | 1045 | 2014-04-30 | 2014-04-30 07:00 | ACTIVE | C07 | Storage |  | Battery |  | 50 |  | 50 | Energy Only | SAN DIEGO | CA | SDGE | Otay Substation 69 kV | 2019-11-01 07:00 | 2021-03-15 07:00 | NA | Complete | Complete | NA | In Progress
NORTH JOHNSON ENERGY CENTER | 1047 | 2014-04-30 | 2014-04-30 07:00 | ACTIVE | C07 | Storage |  | Battery |  | 50 |  | 50 | Energy Only | SAN DIEGO | CA | SDGE | El Cajon Substation 69kV | 2019-11-01 07:00 | 2021-03-15 07:00 | NA | Complete | Complete | NA | In Progress
ESCONDIDO ENERGY CENTER 2 | 1048 | 2014-04-30 | 2014-04-30 07:00 | ACTIVE | C07 | Storage |  | Battery |  | 50 |  | 50 | Energy Only | SAN DIEGO | CA | SDGE | Escondido Substation 69 kV | 2019-11-01 07:00 | 2021-03-15 07:00 | NA | Complete | Complete | NA | In Progress
WHITE WING RANCH SOLAR | 1062 | 2014-04-30 | 2014-04-30 07:00 | ACTIVE | C07 | Photovoltaic |  | Solar |  | 200 |  | 200 | Energy Only | YUMA | AZ | SDGE | Hoodoo Wash Switchyard 500 kV | 2018-12-31 08:00 | 2018-12-31 08:00 | NA | Complete | Complete | NA | In Progress
ARES NEVADA | 1064 | 2014-04-30 | 2014-04-30 07:00 | ACTIVE | C07 | Storage |  | Gravity via Rail |  | 44 |  | 44 | Full Capacity | NYE | NV | GWT | Gamebird Switchyard 230kV | 2017-01-01 08:00 | 2020-06-19 07:00 | NA | Complete | Complete | NA | Executed
GASKELL WEST | 1074 | 2014-04-30 | 2014-04-30 07:00 | ACTIVE | C07 | Photovoltaic |  | Solar |  | 128.07 |  | 128.07 | Full Capacity | KERN | CA | SCE | Whirlwind Substation 220 kV | 2016-06-30 07:00 | 2020-10-01 07:00 | NA | Complete | Complete | NA | Executed
WILLOW SPRINGS SOLAR 3 | 1076 | 2014-04-30 | 2014-04-30 07:00 | ACTIVE | C07 | Photovoltaic |  | Solar |  | 50 |  | 50 | Full Capacity | KERN | CA | SCE | Whirlwind Substation 230 kV | 2017-06-30 07:00 | 2021-04-15 07:00 | NA | Complete | Complete | NA | Executed
ALTAMONT MIDWAY LTD | 1096 | 2015-02-24 | 2015-04-13 07:00 | ACTIVE | FT | Wind Turbine |  | Wind Turbine |  | 5 |  | 5 | Energy Only | ALAMEDA | CA | PGAE | Altamont Midway Substation 230 kV | 2015-08-31 07:00 | 2019-12-31 08:00 | None | NA | NA | NA | Executed
BEAR CANYON ENERGY STORAGE | 1097 | 2015-04-29 | 2015-04-30 07:00 | ACTIVE | C08 | Storage |  | Battery |  | 13.25 |  | 13 | Full Capacity | LAKE | CA | PGAE | Geysers #12-Fulton 230kV line | 2018-01-01 08:00 | 2021-09-01 07:00 | NA | Complete | Complete | NA | Executed
CENTRAL 40 | 1103 | 2015-04-30 | 2015-04-30 07:00 | ACTIVE | C08 | Photovoltaic |  | Solar |  | 40 |  | 40 | Full Capacity | STANISLAUS | CA | PGAE | Miller #1 115 kV line | 2017-08-01 07:00 | 2020-11-30 08:00 | NA | Complete | Complete | NA | Executed
FOUNTAIN WIND | 1106 | 2015-04-30 | 2015-04-30 07:00 | ACTIVE | C08 | Wind Turbine |  | Wind Turbine |  | 206 |  | 200 | Full Capacity | SHASTA | CA | PGAE | Pit1-Cottonwood 230kV line | 2020-10-15 07:00 | 2024-03-15 07:00 | NA | Complete | Complete | NA | Executed
NORTH CENTRAL VALLEY | 1109 | 2015-04-30 | 2015-04-30 07:00 | ACTIVE | C08 | Storage |  | Battery |  | 150 |  | 132 | Full Capacity | SAN JOAQUIN | CA | PGAE | Belotta Substation 115 kV | 2021-06-01 07:00 | 2022-04-01 07:00 | NA | Complete | Complete | NA | Executed
BLACK DIAMOND ENERGY STORAGE | 1111 | 2015-04-30 | 2015-04-30 07:00 | ACTIVE | C08 | Storage |  | Battery |  | 200 |  | 200 | Full Capacity | CONTRA COSTA | CA | PGAE | Pittsburgh Substation 230kV | 2018-06-01 07:00 | 2021-05-01 07:00 | NA | Complete | Complete | NA | Executed
ULTRAPOWER CHINESE STATION BESS | 1116 | 2015-04-30 | 2015-04-30 07:00 | ACTIVE | C08 | Storage |  | Battery |  | 10 |  | 10 | Full Capacity | TUOLUMNE | CA | PGAE | Melones-Curtis 115kV line | 2017-03-31 07:00 | 2020-08-31 07:00 | NA | Complete | Complete | NA | Executed
AQUAMARINE WESTSIDE | 1117 | 2015-04-30 | 2015-04-30 07:00 | ACTIVE | C08 | Photovoltaic |  | Solar |  | 254 |  | 250 | Full Capacity | KINGS | CA | PGAE | Gates Substation 230 kV | 2019-06-18 07:00 | 2020-11-06 08:00 | NA | Complete | Complete | NA | Executed
CHESTNUT WESTSIDE | 1120 | 2015-04-30 | 2015-04-30 07:00 | ACTIVE | C08 | Photovoltaic |  | Solar |  | 152 |  | 150 | Full Capacity | KINGS | CA | PGAE | Gates Substation 230kV | 2021-04-19 07:00 | 2022-04-29 07:00 | NA | Complete | Complete | NA | Executed
LITTLE BEAR 3 | 1127 | 2015-04-28 | 2015-04-30 07:00 | ACTIVE | C08 | Photovoltaic |  | Solar |  | 20.44 |  | 20 | Full Capacity | FRESNO | CA | PGAE | Mendota Substation 115kV | 2020-08-01 07:00 | 2020-08-01 07:00 | NA | Complete | Complete | NA | Executed
LITTLE BEAR 4 | 1128 | 2015-04-28 | 2015-04-30 07:00 | ACTIVE | C08 | Photovoltaic |  | Solar |  | 103.09 |  | 100 | Full Capacity | FRESNO | CA | PGAE | Mendota Substation 115kV | 2020-12-01 08:00 | 2020-08-01 07:00 | NA | Complete | Complete | NA | Executed
LUNA VALLEY SOLAR | 1129 | 2015-04-30 | 2015-04-30 07:00 | ACTIVE | C08 | Photovoltaic |  | Solar |  | 204 |  | 200 | Full Capacity | FRESNO | CA | PGAE | Tranquility Substation 230kV | 2018-12-31 08:00 | 2022-04-29 07:00 | NA | Complete | Complete | NA | Executed
SCARLET | 1135 | 2015-04-29 | 2015-04-30 07:00 | ACTIVE | C08 | Photovoltaic | Storage | Solar | Battery | 417.9 | 420 | 400 | Full Capacity | FRESNO | CA | PGAE | Tranquillity Switching Station 230kV | 2018-12-31 08:00 | 2022-12-31 08:00 | NA | Complete | Complete | NA | Executed
WESTLANDS ALMOND | 1136 | 2015-04-30 | 2015-04-30 07:00 | ACTIVE | C08 | Photovoltaic |  | Solar |  | 20 |  | 20 | Energy Only | KINGS | CA | PGAE | Kent SW STA 70 kV | 2016-11-14 08:00 | 2022-02-15 08:00 | NA | Complete | Complete | NA | Executed
WESTLANDS SOLAR BLUE | 1139 | 2015-04-30 | 2015-04-30 07:00 | ACTIVE | C08 | Photovoltaic |  | Solar |  | 252.04 |  | 250 | Full Capacity | KINGS | CA | PGAE | Gates Substation 230kV | 2020-04-20 07:00 | 2022-03-30 07:00 | NA | Complete | Complete | NA | Executed
ALAMO SPRINGS SOLAR 1 | 1141 | 2015-04-30 | 2015-04-30 07:00 | ACTIVE | C08 | Photovoltaic |  | Solar |  | 80 |  | 80 | Full Capacity | KERN | CA | PGAE | Arco Substation 70kV | 2018-12-31 08:00 | 2022-04-28 07:00 | NA | Complete | Complete | NA | Executed
LAKE ALPAUGH BATTERY STORAGE | 1143 | 2015-04-29 | 2015-04-30 07:00 | ACTIVE | C08 | Storage |  | Battery |  | 10 |  | 10 | Full Capacity | TULARE | CA | PGAE | Corcoran-Olive Switching Station 115 kV | 2017-12-31 08:00 | 2021-12-31 08:00 | NA | Complete | Complete | NA | Executed
ALAMO SPRINGS SOLAR 2 | 1157 | 2015-04-22 | 2015-04-30 07:00 | ACTIVE | C08 | Photovoltaic |  | Solar |  | 50 |  | 50 | Full Capacity | KERN | CA | PGAE | Arco Substation 70kV | 2018-12-31 08:00 | 2022-04-28 07:00 | NA | Complete | Complete | NA | Executed
SLATE | 1158 | 2015-04-29 | 2015-04-30 07:00 | ACTIVE | C08 | Photovoltaic | Storage | Solar | Battery | 308.5 | 308.7 | 300 | Full Capacity | KINGS | CA | PGAE | Mustang Switching Station 230kV | 2018-12-31 08:00 | 2020-12-31 08:00 | NA | Complete | Complete | NA | Executed
BIG ROCK SOLAR FARM | 1166 | 2015-04-30 | 2015-04-30 07:00 | ACTIVE | C08 | Photovoltaic |  | Solar |  | 200 |  | 200 | Full Capacity | IMPERIAL | CA | SDGE | Imperial Valley Substation 230 kV | 2020-06-01 07:00 | 2022-03-31 07:00 | NA | Complete | Complete | NA | Executed
FALLBROOK ENERGY STORAGE | 1169 | 2015-04-30 | 2015-04-30 07:00 | ACTIVE | C08 | Storage |  | Battery |  | 70 |  | 69.6 | Full Capacity | SAN DIEGO | CA | SDGE | Avocado Substation 69kV | 2020-02-01 08:00 | 2021-03-24 07:00 | NA | Complete | Complete | NA | Executed
GATEWAY ENERGY STORAGE | 1170 | 2015-04-30 | 2015-04-30 07:00 | ACTIVE | C08 | Storage |  | Battery |  | 250 |  | 250 | Full Capacity | SAN DIEGO | CA | SDGE | Otay Mesa Switchyard 230 kV | 2018-09-01 07:00 | 2020-01-01 08:00 | NA | Complete | Complete | NA | Executed
MCFARLAND SOLAR | 1171 | 2015-04-30 | 2015-04-30 07:00 | ACTIVE | C08 | Photovoltaic |  | Solar |  | 500 |  | 500 | Full Capacity | YUMA | AZ | SDGE | Hoodoo Wash Switchyard 500 kV | 2018-12-31 08:00 | 2021-06-01 07:00 | NA | Complete | Complete | NA | In Progress
LA CONTE ENERGY STORAGE | 1175 | 2015-04-29 | 2015-04-30 07:00 | ACTIVE | C08 | Storage |  | Battery |  | 125 |  | 125 | Energy Only | IMPERIAL | CA | SDGE | Imperial Valley Substation 230 kV | 2018-09-01 07:00 | 2021-01-15 08:00 | NA | Complete | Complete | NA | In Progress
SUN STREAMS SOLAR 2 | 1189 | 2015-04-28 | 2015-04-30 07:00 | ACTIVE | C08 | Photovoltaic |  | Solar |  | 150 |  | 150 | Full Capacity | MARICOPA | AZ | SDGE | Hassayampa Switchyard 500 kV common bus | 2020-01-31 08:00 | 2020-01-31 08:00 | NA | Complete | Complete | NA | In Progress
VALLEY CENTER RENEWABLE | 1191 | 2015-04-30 | 2015-04-30 07:00 | ACTIVE | C08 | Photovoltaic |  | Solar |  | 120 |  | 120 | Full Capacity | SAN DIEGO | CA | SDGE | Valley Center Substation 69kV | 2018-10-01 07:00 | 2021-12-15 08:00 | NA | Complete | Complete | NA | In Progress
CRIMSON | 1192 | 2015-04-29 | 2015-04-30 07:00 | ACTIVE | C08 | Photovoltaic | Storage | Solar | Battery | 359.6 | 365 | 350 | Full Capacity | RIVERSIDE | CA | SCE | Colorado River Substation 230kV | 2020-12-31 08:00 | 2021-09-30 07:00 | NA | Complete | Complete | NA | Executed
ARLINGTON | 1196 | 2015-04-30 | 2015-04-30 07:00 | ACTIVE | C08 | Photovoltaic |  | Solar |  | 409.9 |  | 409.9 | Full Capacity | RIVERSIDE | CA | SCE | Colorado River Substation 230kV | 2021-07-01 07:00 | 2023-07-01 07:00 | NA | Complete | Complete | NA | Executed
QUARTZITE SOLAR 8 | 1198 | 2015-04-28 | 2015-04-30 07:00 | ACTIVE | C08 | Photovoltaic |  | Solar |  | 150 |  | 150 | Full Capacity | RIVERSIDE | CA | SCE | Colorado River Substation 220kV | 2020-12-01 08:00 | 2022-04-28 07:00 | NA | Complete | Complete | NA | Executed
VICTORY PASS SOLAR | 1200 | 2015-04-30 | 2015-04-30 07:00 | ACTIVE | C08 | Photovoltaic |  | Solar |  | 200 |  | 200 | Full Capacity | RIVERSIDE | CA | SCE | Red Bluff Substation 230kV | 2018-12-31 08:00 | 2022-04-30 07:00 | NA | Complete | Complete | NA | Executed
PEAK VALLEY SOLAR FARM | 1204 | 2015-04-30 | 2015-04-30 07:00 | ACTIVE | C08 | Photovoltaic | Storage | Solar | Battery | 200 | 200 | 200 | Partial Deliverability | SAN BERNARDINO | CA | SCE | Kramer Substation 230kV | 2020-06-01 07:00 | 2022-04-15 07:00 | NA | Complete | Complete | NA | Executed
SIENNA SOLAR FARM | 1207 | 2015-04-30 | 2015-04-30 07:00 | ACTIVE | C08 | Photovoltaic |  | Solar |  | 200 |  | 200 | Full Capacity | SAN BERNARDINO | CA | SCE | Calcite Substation 230kV | 2020-06-01 07:00 | 2023-03-31 07:00 | NA | Complete | Complete | NA | Executed
ANTELOPE SOLAR 2 | 1208 | 2015-04-30 | 2015-04-30 07:00 | ACTIVE | C08 | Storage | Photovoltaic | Battery | Solar | 200 | 450 | 650 | Full Capacity | LOS ANGELES | CA | SCE | Antelope Substation 220kV | 2018-12-31 08:00 | 2021-03-31 07:00 | NA | Complete | Complete | NA | Executed
ROSAMOND SOUTH EAST | 1211 | 2015-04-30 | 2015-04-30 07:00 | ACTIVE | C08 | Photovoltaic |  | Solar |  | 101.7 |  | 101.7 | Full Capacity | KERN | CA | SCE | Whirlwind Substation 230kV | 2018-06-30 07:00 | 2022-04-30 07:00 | NA | Complete | Complete | NA | Executed
GOLDEN FIELDS SOLAR | 1212 | 2015-04-30 | 2015-04-30 07:00 | ACTIVE | C08 | Photovoltaic |  | Solar |  | 101.7 |  | 101.7 | Full Capacity | KERN | CA | SCE | Whirlwind Substation 230kV | 2018-06-30 07:00 | 2022-04-30 07:00 | NA | Complete | Complete | NA | In Progress
RABBITBRUSH SOLAR | 1215 | 2015-04-28 | 2015-04-30 07:00 | ACTIVE | C08 | Photovoltaic |  | Solar |  | 153.73 |  | 153.73 | Full Capacity | KERN | CA | SCE | Whirlwind Substation 230kV | 2019-12-31 08:00 | 2021-12-31 08:00 | NA | Complete | Complete | NA | Executed
WILLOW SPRINGS SOLAR 4 | 1217 | 2015-04-28 | 2015-04-30 07:00 | ACTIVE | C08 | Photovoltaic |  | Solar |  | 101.96 |  | 75 | Full Capacity | KERN | CA | SCE | Whirlwind Substation 230kV | 2019-12-31 08:00 | 2021-06-30 07:00 | NA | Complete | Complete | NA | Executed
NEVADA MOHAVE SOLAR | 1218 | 2015-04-28 | 2015-04-30 07:00 | ACTIVE | C08 | Photovoltaic |  | Solar |  | 400 |  | 400 | Energy Only | CLARK | NV | SCE | Jointly-owned Mohave Switchyard 500kV | 2019-12-01 08:00 | 2024-06-15 07:00 | NA | Complete | Complete | NA | In Progress
AGUA CALIENTE SOLAR 2 | 1222 | 2016-03-01 | 2016-03-08 08:00 | ACTIVE | ISP | Photovoltaic |  | Solar |  | 20 |  | 20 | Energy Only | MARICOPA | AZ | SDGE | Hoodoo Wash Switchyard 500kV | 2016-12-01 08:00 | 2016-12-01 08:00 | NA |  |  | NA
AMERICAN KINGS 9 | 1223 | 2016-04-22 | 2016-05-02 07:00 | ACTIVE | C09 | Photovoltaic |  | Solar |  | 310.707 |  | 300 | Energy Only | KINGS | CA | PGAE | Mustang Switching Station 230kV | 2020-12-31 08:00 | 2023-07-18 07:00 | NA | Complete | Complete | NA | In Progress
CINCO | 1225 | 2016-04-27 | 2016-05-02 07:00 | ACTIVE | C09 | Storage | Photovoltaic | Battery | Solar | 10.45 | 53.2 | 60 | Energy Only | FRESNO | CA | PGAE | Five Points Substation 70 kV | 2019-06-01 07:00 | 2021-12-31 08:00 | NA | Complete | Complete | NA
HUDSON SOLAR 1 | 1235 | 2016-04-21 | 2016-05-02 07:00 | ACTIVE | C09 | Photovoltaic | Storage | Solar | Battery | 86.64 | 99 | 85 | Energy Only | FRESNO | CA | PGAE | Panoche Substation 115 kV | 2019-12-31 08:00 | 2022-12-31 08:00 | NA | Complete | Complete | NA | Executed
MEDEIROS SOLAR | 1239 | 2016-05-03 | 2016-05-02 07:00 | ACTIVE | C09 | Photovoltaic |  | Solar |  | 28.35 |  | 26.5 | Energy Only | MERCED | CA | PGAE | Los Banos - O'Neil PGP 70 kV Line | 2019-08-01 07:00 | 2019-08-01 07:00 | NA | Complete | Complete | NA | In Progress
PLUOT | 1242 | 2016-05-03 | 2016-05-02 07:00 | ACTIVE | C09 | Photovoltaic |  | Solar |  | 254 |  | 246.4 | Energy Only | KINGS | CA | PGAE | Gates 230 kV. | 2023-04-05 07:00 | 2023-04-05 07:00 | NA | Complete | Complete | NA | In Progress
POMEGRANATE | 1243 | 2016-05-03 | 2016-05-02 07:00 | ACTIVE | C09 | Photovoltaic |  | Solar |  | 254 |  | 249.7 | Energy Only | KINGS | CA | PGAE | Gates Substation 230kV | 2022-04-06 07:00 | 2023-04-05 07:00 | NA | Complete | Complete | NA | In Progress
PROXIMA SOLAR | 1244 | 2016-04-30 | 2016-05-02 07:00 | ACTIVE | C09 | Photovoltaic | Storage | Solar | Battery | 220 | 104.5 | 300 | Full Capacity | STANISLAUS | CA | PGAE | Quinto-Westley 230 kV line | 2020-03-10 07:00 | 2023-01-14 08:00 | NA | Complete | Complete | NA | Executed
NORTHERN ORCHARD SOLAR 2 | 1259 | 2016-04-27 | 2016-05-02 07:00 | ACTIVE | C09 | Photovoltaic |  | Solar |  | 133.6 |  | 130 | Energy Only | KERN | CA | PGAE | Midway - Wheeler Ridge 230kV #2 line | 2020-12-16 08:00 | 2021-12-31 08:00 | NA | Complete | Complete | NA | In Progress
NORTHERN ORCHARD SOLAR 3 | 1260 | 2016-04-27 | 2016-05-02 07:00 | ACTIVE | C09 | Photovoltaic |  | Solar |  | 102 |  | 100 | Energy Only | KERN | CA | PGAE | Midway - Wheeler Ridge 230kV #2 line | 2020-10-14 07:00 | 2021-12-31 08:00 | NA | Complete | Complete | NA | In Progress
CAPETOWN HYBRID | 1269 | 2016-04-29 | 2016-05-02 07:00 | ACTIVE | C09 | Wind Turbine |  | Wind Turbine |  | 135.3 |  | 125 | Energy Only | HUMBOLDT | CA | PGAE | Bridgeville 115 kV | 2019-12-31 08:00 | 2022-09-15 07:00 | NA | Complete | Complete | NA | Executed
CORBY | 1270 | 2016-04-27 | 2016-05-02 07:00 | ACTIVE | C09 | Storage |  | Battery |  | 313.5 |  | 300 | Full Capacity | SOLANO | CA | PGAE | Vaca-Dixon Substation 230kV | 2020-12-01 08:00 | 2022-06-01 07:00 | NA | Complete | Complete | NA | In Progress
CASCADE ENERGY STORAGE | 1272 | 2016-05-02 | 2016-05-02 07:00 | ACTIVE | C09 | Storage |  | Battery |  | 25.2 |  | 25 | Full Capacity | SAN JOAQUIN | CA | PGAE | Weber Substation 60kV | 2018-05-31 07:00 | 2021-12-31 08:00 | NA | Complete | Complete | NA | Executed
KOLA | 1275 | 2016-04-26 | 2016-05-02 07:00 | ACTIVE | C09 | Storage |  | Battery |  | 418 |  | 418 | Full Capacity | ALAMEDA | CA | PGAE | Tesla Substation 230kV | 2020-12-01 08:00 | 2023-04-10 07:00 | NA | Complete | Complete | NA | Executed
MULQUEENEY RANCH WIND | 1277 | 2016-05-02 | 2016-05-02 07:00 | ACTIVE | C09 | Wind Turbine |  | Wind Turbine |  | 114 |  | 20 | Full Capacity | ALAMEDA | CA | PGAE | Tesla 230 kV Bus "C" | 2020-03-01 08:00 | 2021-12-15 08:00 | NA | Complete | Complete | NA | Executed
NORTHERN PINES | 1278 | 2016-05-02 | 2016-05-02 07:00 | ACTIVE | C09 | Photovoltaic | Storage | Solar | Battery | 20.6 | 27 | 46.018 | Full Capacity | LASSEN | CA | PGAE | Westwood 60kV | 2020-12-31 08:00 | 2022-12-01 08:00 | NA | Complete | Complete | NA | In Progress
WALKER RIDGE | 1284 | 2016-05-23 | 2016-05-02 07:00 | ACTIVE | C09 | Wind Turbine |  | Wind Turbine |  | 144.9 |  | 140.9 | Partial Deliverability | LAKE | CA | PGAE | Cortina-Mendocino and Cortina-Eagle Rock 115kV Lines | 2019-02-01 08:00 | 2021-10-16 07:00 | NA | Complete | Complete | NA | Executed
MESQUITE SOLAR 5 | 1291 | 2016-04-28 | 2016-05-02 07:00 | ACTIVE | C09 | Storage | Photovoltaic | Battery | Solar | 20 | 300 | 300 | Full Capacity | MARICOPA | AZ | SDGE | Hassayampa Switchyard 500kV common bus | 2023-04-28 07:00 | 2023-04-28 07:00 | NA | Complete | Complete | NA | Executed
SIGNAL PEAK | 1293 | 2016-04-28 | 2016-05-02 07:00 | ACTIVE | C09 | Photovoltaic |  | Solar |  | 400 |  | 400 | Energy Only | YUMA | AZ | SDGE | Hoodoo Wash Switchyard 500 kV | 2021-12-01 08:00 | 2021-12-01 08:00 | NA | Complete | Complete | NA | In Progress
MARVEL | 1295 | 2016-04-26 | 2016-05-02 07:00 | ACTIVE | C09 | Storage |  | Battery |  | 405.85 |  | 400 | Full Capacity | RIVERSIDE | CA | SCE | Devers Substation 230kV | 2022-04-01 07:00 | 2023-01-01 08:00 | NA | Complete | Complete | NA | Executed
SOL CATCHER BESS | 1302 | 2016-05-03 | 2016-05-02 07:00 | ACTIVE | C09 | Storage |  | Battery |  | 220 |  | 213.5 | Energy Only | RIVERSIDE | CA | SCE | Red Bluff 220 kV | 2019-05-31 07:00 | 2021-06-30 07:00 | NA | Complete | Complete | NA | In Progress
CALCITE SOLAR 1 | 1305 | 2016-04-22 | 2016-05-02 07:00 | ACTIVE | C09 | Photovoltaic | Storage | Solar | Battery | 102.85 | 20.7 | 100 | Energy Only | SAN BERNARDINO | CA | SCE | Calcite 230 kV Line | 2020-08-01 07:00 | 2021-12-31 08:00 | NA | Complete | Complete | NA | In Progress
DAGGETT SOLAR 1 | 1312 | 2016-04-28 | 2016-05-02 07:00 | ACTIVE | C09 | Photovoltaic | Storage | Solar | Battery | 156 | 72 | 144 | Full Capacity | SAN BERNARDINO | CA | SCE | Coolwater Substation 115kV | 2020-06-30 07:00 | 2021-12-15 08:00 | NA | Complete | Complete | NA | Executed
DAGGETT SOLAR 2 | 1313 | 2016-04-28 | 2016-05-02 07:00 | ACTIVE | C09 | Photovoltaic | Storage | Solar | Battery | 197.6 | 96 | 182 | Full Capacity | SAN BERNARDINO | CA | SCE | Kramer Substation 230kV | 2020-06-30 07:00 | 2023-04-15 07:00 | NA | Complete | Complete | NA | Executed
DAGGETT SOLAR 3 | 1314 | 2016-04-28 | 2016-05-02 07:00 | ACTIVE | C09 | Photovoltaic | Storage | Solar | Battery | 324.48 | 150 | 300 | Full Capacity | SAN BERNARDINO | CA | SCE | Kramer Substation 230kV | 2020-06-30 07:00 | 2023-04-15 07:00 | NA | Complete | Complete | NA | Executed
WILLY 9 | 1319 | 2016-04-25 | 2016-05-02 07:00 | ACTIVE | C09 | Photovoltaic |  | Solar |  | 259.842 |  | 250 | Full Capacity | KERN | CA | SCE | Whirlwind Substation 230kV | 2020-12-31 08:00 | 2021-07-31 07:00 | NA | Complete | Complete | NA | Executed
SOLAR STAR 3 | 1322 | 2016-04-25 | 2016-05-02 07:00 | ACTIVE | C09 | Storage | Photovoltaic | Battery | Solar | 24.95 | 25 | 24 | Full Capacity | KERN | CA | SCE | Whirlwind Substation 230kV | 2021-12-31 08:00 | 2021-12-30 08:00 | NA | Complete | Complete | NA | Executed
SOLAR STAR 4 | 1323 | 2016-04-25 | 2016-05-02 07:00 | ACTIVE | C09 | Storage | Photovoltaic | Battery | Solar | 24.95 | 25.05 | 24 | Full Capacity | KERN | CA | SCE | Whirlwind Substation 230kV | 2021-12-31 08:00 | 2021-12-30 08:00 | NA | Complete | Complete | NA | Executed
SAGEBRUSH SOLAR 3 | 1324 | 2016-04-27 | 2016-05-02 07:00 | ACTIVE | C09 | Photovoltaic |  | Solar |  | 311.4 |  | 300 | Full Capacity | KERN | CA | SCE | Windhub Substation 230kV | 2019-12-31 08:00 | 2022-06-01 07:00 | NA | Complete | Complete | NA | In Progress
SAGEBRUSH SOLAR 2 | 1325 | 2016-04-27 | 2016-05-02 07:00 | ACTIVE | C09 | Photovoltaic |  | Solar |  | 208 |  | 200 | Energy Only | KERN | CA | SCE | Vincent Substation 230kV | 2019-12-31 08:00 | 2022-06-01 07:00 | NA | Complete | Complete | NA | In Progress
CYCLONE SOLAR | 1327 | 2016-04-29 | 2016-05-02 07:00 | ACTIVE | C09 | Photovoltaic |  | Solar |  | 57.95 |  | 56.87 | Full Capacity | KERN | CA | SCE | Whirlwind Substation 230kV | 2019-07-01 07:00 | 2021-03-31 07:00 | NA | Complete | Complete | NA | In Progress
TROPICO SOLAR | 1329 | 2016-04-29 | 2016-05-02 07:00 | ACTIVE | C09 | Photovoltaic | Storage | Solar | Battery | 112.266 | 40 | 110 | Full Capacity | KERN | CA | SCE | Whirlwind Substation 230 kV | 2021-12-01 08:00 | 2021-12-01 08:00 | NA | Complete | Complete | NA | Executed
CLOVER ENERGY STORAGE PLANT | 1330 | 2016-05-02 | 2016-05-02 07:00 | ACTIVE | C09 | Storage |  | Battery |  | 300 |  | 120 | Full Capacity | LOS ANGELES | CA | SCE | Antelope Substation 66kV | 2019-06-01 07:00 | 2022-12-01 08:00 | NA | Complete | Complete | NA | Executed
PASTORIA SOLAR | 1335 | 2016-05-02 | 2016-05-02 07:00 | ACTIVE | C09 | Photovoltaic |  | Solar |  | 106.875 |  | 105.2 | Full Capacity | KERN | CA | SCE | Pastoria Substation 230kV | 2019-09-01 07:00 | 2021-04-17 07:00 | NA | Complete | Complete | NA | Executed
SOUTHLAND | 1336 | 2016-04-27 | 2016-05-02 07:00 | ACTIVE | C09 | Photovoltaic |  | Solar |  | 380.1 |  | 375 | Full Capacity | CLARK | NV | SCE | Mohave Substation 500kV | 2019-12-01 08:00 | 2023-04-26 07:00 | NA | Complete | Complete | NA | In Progress
TECHREN SOLAR | 1339 | 2016-04-29 | 2016-05-02 07:00 | ACTIVE | C09 | Photovoltaic |  | Solar |  | 300 |  | 300 | Full Capacity | CLARK | NV | SCE | SCE owned Eldorado Bus 230kV | 2019-07-31 07:00 | 2021-03-13 08:00 | NA | Complete | Complete | NA | Executed
YELLOW PINE 2 | 1341 | 2016-04-26 | 2016-05-02 07:00 | ACTIVE | C09 | Photovoltaic |  | Solar |  | 254.05 |  | 250 | Full Capacity | CLARK | NV | GWT | Crazy Eyes Substation 230kV | 2019-12-01 08:00 | 2021-05-15 07:00 | NA | Complete | Complete | NA | Executed
CRESCENT PEAK | 1347 | 2016-05-02 | 2016-05-02 07:00 | ACTIVE | C09 | Wind Turbine |  | Wind Turbine |  | 310 |  | 303 | Partial Deliverability | CLARK | NV | GWT | Sloan Canyon Switching Station 230kV | 2019-07-31 07:00 | 2021-11-30 08:00 | NA | Complete | Complete | NA | Executed
ARAMIS POWER PLANT | 1349 | 2017-04-28 | 2017-05-01 07:00 | ACTIVE | C10 | Photovoltaic | Storage | Solar | Battery | 101.4 | 101.3 | 100 | Full Capacity | ALAMEDA | CA | PGAE | Cayetano Substation 230kV | 2020-12-31 08:00 | 2023-06-30 07:00 | NA | Complete | Complete | NA | Executed
BELTRAN CENTRAL SOLAR | 1350 | 2017-05-01 | 2017-05-01 07:00 | ACTIVE | C10 | Photovoltaic |  | Solar |  | 20.32 |  | 20 | Full Capacity | STANISLAUS | CA | PGAE | Crow Creek Switching Station 60kV | 2019-12-31 08:00 | 2022-02-14 08:00 | NA | Complete | Complete | NA | In Progress
EAST-BAY-WIND | 1354 | 2017-04-25 | 2017-05-01 07:00 | ACTIVE | C10 | Wind Turbine |  | Wind Turbine |  | 153.02 |  | 150 | Full Capacity | ALAMEDA | CA | PGAE | Tesla Substation 230kV | 2020-12-01 08:00 | 2023-02-14 08:00 | NA | Complete | Complete | NA
SAND HILL C | 1363 | 2017-04-29 | 2017-05-01 07:00 | ACTIVE | C10 | Wind Turbine |  | Wind Turbine |  | 84.25 |  | 80.8 | Full Capacity | ALAMEDA | CA | PGAE | Delta Switching Yard-Tesla 230kV line | 2019-12-31 08:00 | 2021-04-17 07:00 | NA | Complete | Complete | NA | Executed
WEST FORD FLAT ENERGY STORAGE | 1367 | 2017-04-28 | 2017-05-01 07:00 | ACTIVE | C10 | Storage |  | Battery |  | 26.25 |  | 25 | Full Capacity | LAKE | CA | PGAE | Fulton Substation 230kV | 2020-01-01 08:00 | 2021-05-18 07:00 | NA | Complete | Complete | NA
WILBUR ENERGY STORAGE | 1368 | 2017-05-01 | 2017-05-01 07:00 | ACTIVE | C10 | Storage |  | Battery |  | 94.5 |  | 91.3 | Full Capacity | CONTRA COSTA | CA | PGAE | Contra Costa Switchyard 230kV | 2020-10-31 07:00 | 2023-11-13 08:00 | NA | Complete | Complete | NA
ELKHORN ENERGY STORAGE | 1374 | 2017-05-01 | 2017-05-01 07:00 | ACTIVE | C10 | Storage |  | Battery |  | 189 |  | 182.5 | Full Capacity | MONTEREY | CA | PGAE | Moss Landing Substation 115kV | 2020-10-31 07:00 | 2020-10-31 07:00 | NA | Complete | Complete | NA | Filed Unexecuted
GONZAGA WIND FARM | 1378 | 2017-04-27 | 2017-05-01 07:00 | ACTIVE | C10 | Wind Turbine |  | Wind Turbine |  | 80 |  | 76.35 | Energy Only | MERCED | CA | PGAE | Los Banos Substation 70kV | 2020-10-09 07:00 | 2023-10-16 07:00 | NA | Complete | Complete | NA | Executed
HEARTLAND 1 | 1379 | 2017-04-26 | 2017-05-01 07:00 | ACTIVE | C10 | Photovoltaic |  | Solar |  | 156.04 |  | 150 | Energy Only | FRESNO | CA | PGAE | Tranquility Switching Station 230kV | 2021-09-01 07:00 | 2023-12-31 08:00 | NA | Complete | Complete | NA | In Progress
HEARTLAND 2 | 1380 | 2017-04-26 | 2017-05-01 07:00 | ACTIVE | C10 | Photovoltaic |  | Solar |  | 156.05 |  | 150 | Energy Only | FRESNO | CA | PGAE | Tranquility Switching Station 230kV | 2021-09-01 07:00 | 2021-09-01 07:00 | NA | Complete | Complete | NA | In Progress
LAS CAMAS 1 | 1382 | 2017-04-29 | 2017-05-01 07:00 | ACTIVE | C10 | Photovoltaic |  | Solar |  | 102.5 |  | 100 | Full Capacity | MERCED | CA | PGAE | Los Banos Substation 230kV | 2021-11-30 08:00 | 2021-11-30 08:00 | NA | Complete | Complete | NA
VANGUARD SOLAR BESS | 1385 | 2017-04-29 | 2017-05-01 07:00 | ACTIVE | C10 | Storage | Photovoltaic | Battery | Solar | 47 | 153.315 | 150 | Full Capacity | FRESNO | CA | PGAE | Mustang Switching Station 230 kV | 2020-07-01 07:00 | 2025-03-31 07:00 | NA | Complete | Complete | NA
REDUX SOLAR | 1389 | 2017-05-01 | 2017-05-01 07:00 | ACTIVE | C10 | Photovoltaic |  | Solar |  | 128.24 |  | 125 | Full Capacity | FRESNO | CA | PGAE | Gates Substation 230kV | 2020-12-30 08:00 | 2023-10-15 07:00 | NA | Complete | Complete | NA
SONRISA | 1391 | 2017-04-29 | 2017-05-01 07:00 | ACTIVE | C10 | Photovoltaic |  | Solar |  | 205.1 |  | 200 | Full Capacity | FRESNO | CA | PGAE | Tranquility Switching Station 230kV | 2021-11-30 08:00 | 2023-10-15 07:00 | NA | Complete | Complete | NA
WARRIORS SOLAR | 1392 | 2017-04-28 | 2017-05-01 07:00 | ACTIVE | C10 | Photovoltaic |  | Solar |  | 40.69 |  | 40 | Full Capacity | FRESNO | CA | PGAE | Crescent Switching Station 70kV | 2021-11-01 07:00 | 2021-11-01 07:00 | NA | Complete | Complete | NA
DRIFTWOOD STELLA | 1394 | 2017-04-29 | 2017-05-01 07:00 | ACTIVE | C10 | Photovoltaic |  | Solar |  | 207.4 |  | 200 | Full Capacity | KERN | CA | PGAE | Midway Substation 115kV | 2021-11-30 08:00 | 2023-01-15 08:00 | NA | Complete | Complete | NA | In Progress
SANDRINI SOL 1 | 1397 | 2017-04-29 | 2017-05-01 07:00 | ACTIVE | C10 | Photovoltaic |  | Solar |  | 104.16 |  | 100 | Full Capacity | KERN | CA | PGAE | Wheeler Ridge Substation 70kV | 2021-11-30 08:00 | 2022-04-15 07:00 | NA | Complete | Complete | NA | In Progress
SANDRINI SOL 2 | 1398 | 2017-04-29 | 2017-05-01 07:00 | ACTIVE | C10 | Photovoltaic |  | Solar |  | 205.1 |  | 200 | Full Capacity | KERN | CA | PGAE | Wheeler Ridge Substation 230kV | 2021-11-30 08:00 | 2022-10-15 07:00 | NA | Complete | Complete | NA | In Progress
ATLAS SOLAR | 1402 | 2017-04-28 | 2017-05-01 07:00 | ACTIVE | C10 | Storage | Photovoltaic | Battery | Solar | 1920 | 3200 | 3200 | Full Capacity | LA PAZ | AZ | DCRT | Delaney-Colorado River 500kV | 2020-12-31 08:00 | 2023-12-31 08:00 | NA | Complete | Complete | NA
HARQUAHALA FLATS | 1403 | 2017-05-01 | 2017-05-01 07:00 | ACTIVE | C10 | Photovoltaic | Storage | Solar | Battery | 450 | 450 | 450 | Full Capacity | MARICOPA | AZ | DCRT | Colorado River-Delaney 500kV | 2022-12-16 08:00 | 2022-12-16 08:00 | NA | Complete | Complete | NA
ATHOS POWER PLANT | 1405 | 2017-04-28 | 2017-05-01 07:00 | ACTIVE | C10 | Photovoltaic |  | Solar |  | 458 |  | 450 | Full Capacity | RIVERSIDE | CA | SCE | Red Bluff Substation 230kV | 2020-12-31 08:00 | 2020-12-31 08:00 | NA | Complete | Complete | NA | Executed
MESAVILLE SOLAR | 1406 | 2017-05-01 | 2017-05-01 07:00 | ACTIVE | C10 | Photovoltaic | Storage | Solar | Battery | 476.33 | 229.9 | 675 | Full Capacity | RIVERSIDE | CA | SCE | Colorado River Substation 230kV | 2021-09-01 07:00 | 2022-01-15 08:00 | NA | Complete | Complete | NA | In Progress
VICKERS ENERGY STORAGE | 1412 | 2017-05-01 | 2017-05-01 07:00 | ACTIVE | C10 | Storage |  | Battery |  | 80 |  | 80 | Full Capacity | LOS ANGELES | CA | SCE | La Cienega Substation 230kV | 2021-05-28 07:00 | 2021-11-16 08:00 | NA | Complete | Complete | NA
BALDY MESA | 1413 | 2017-04-29 | 2017-05-01 07:00 | ACTIVE | C10 | Storage | Photovoltaic | Battery | Solar | 110.04 | 110.04 | 100 | Full Capacity | SAN BERNARDINO | CA | SCE | Roadway Substation 115kV bus | 2020-12-31 08:00 | 2021-12-15 08:00 | NA | Complete | Complete | NA | In Progress
HIGH 5 SOLAR | 1414 | 2017-04-28 | 2017-05-01 07:00 | ACTIVE | C10 | Photovoltaic |  | Solar |  | 100 |  | 100 | Full Capacity | SAN BERNARDINO | CA | SCE | Victor Substation 230kV | 2019-12-29 08:00 | 2021-01-15 08:00 | NA | Complete | Complete | NA | Executed
RUBITA | 1415 | 2017-04-28 | 2017-05-01 07:00 | ACTIVE | C10 | Photovoltaic |  | Solar |  | 102.18 |  | 100 | Full Capacity | SAN BERNARDINO | CA | SCE | Kramer-Inyokern-Randsburg No.1 115kV | 2021-11-01 07:00 | 2023-10-15 07:00 | NA | Complete | Complete | NA
CAMINO SOLAR | 1419 | 2017-04-27 | 2017-05-01 07:00 | ACTIVE | C10 | Photovoltaic | Storage | Solar | Battery | 44.88 | 22.44 | 54.28 | Full Capacity | KERN | CA | SCE | Whirlwind Substation 230kV | 2020-08-15 07:00 | 2021-12-15 08:00 | NA | Complete | Complete | NA | Executed
SAGEBRUSH SOLAR 4 | 1424 | 2017-04-28 | 2017-05-01 07:00 | ACTIVE | C10 | Photovoltaic |  | Solar |  | 524 |  | 500 | Energy Only | KERN | CA | SCE | Windhub Substation 230kV | 2020-12-31 08:00 | 2022-11-01 07:00 | NA | Complete | Complete | NA
DARLINGTON BALLEY SOLAR ENERGY 1 | 1427 | 2017-05-01 | 2017-05-01 07:00 | ACTIVE | C10 | Photovoltaic | Storage | Solar | Battery | 125 | 60 | 125 | Full Capacity | MARICOPA | AZ | SDGE | Hassayampa Switchyard 500kV | 2024-04-30 07:00 | 2024-04-30 07:00 | NA | Complete | Complete | NA
MAVERICK | 1428 | 2017-04-27 | 2017-05-01 07:00 | ACTIVE | C10 | Storage |  | Battery |  | 10 |  | 10 | Full Capacity | SAN DIEGO | CA | SDGE | Miramar GT 69kV | 2021-12-31 08:00 | 2021-12-31 08:00 | NA | Complete | Complete | NA
MOUNT LAGUNA WIND 2 | 1429 | 2017-04-28 | 2017-05-01 07:00 | ACTIVE | C10 | Wind Turbine |  | Wind Turbine |  | 400 |  | 400 | Full Capacity | SAN DIEGO | CA | SDGE | Suncrest-Ocotillo 500 kV Line | 2020-06-01 07:00 | 2020-06-01 07:00 | NA | Complete | Complete | NA | In Progress
ROSEBUD | 1431 | 2017-04-27 | 2017-05-01 07:00 | ACTIVE | C10 | Storage |  | Battery |  | 10 |  | 10 | Full Capacity | SAN DIEGO | CA | SDGE | Kearny 69kV | 2021-12-31 08:00 | 2021-12-30 08:00 | NA | Complete | Complete | NA
STARLIGHT SOLAR | 1432 | 2017-05-01 | 2017-05-01 07:00 | ACTIVE | C10 | Photovoltaic |  | Solar |  | 20 |  | 20 | Full Capacity | SAN DIEGO | CA | SDGE | Boulevard Substation 69kV | 2020-06-01 07:00 | 2022-12-15 08:00 | NA | Complete | Complete | NA
TOP GUN ENERGY STORAGE | 1434 | 2017-04-28 | 2017-05-01 07:00 | ACTIVE | C10 | Storage |  | Battery |  | 30 |  | 30 | Full Capacity | SAN DIEGO | CA | SDGE | Mirmar GT Substation 69kV | 2019-12-31 08:00 | 2020-08-17 07:00 | NA | Complete | Complete | NA | Executed
VIKTORIA SOLAR | 1435 | 2017-04-24 | 2017-05-01 07:00 | ACTIVE | C10 | Photovoltaic | Storage | Solar | Battery | 250 | 100 | 250 | Full Capacity | YUMA | AZ | SDGE | Hoodoo Wash Substation 500kV | 2020-12-31 08:00 | 2022-12-23 08:00 | NA | Complete | Complete | NA
WESTSIDE CANAL ENERGY CENTER | 1437 | 2017-05-01 | 2017-05-01 07:00 | ACTIVE | C10 | Storage | Photovoltaic | Battery | Solar | 400 | 25 | 425 | Full Capacity | IMPERIAL | CA | SDGE | Imperial Valley Substation 230kV | 2021-12-31 08:00 | 2021-12-31 08:00 | NA | Complete | Complete | NA
WIND WALL MONOLITH 1 | 1439 | 2018-04-30 | 2018-04-17 07:00 | ACTIVE | FT | Wind Turbine |  | Wind Turbine |  | 4.96 |  | 4.96 | Energy Only | KERN | CA | SCE | Vincent Substation 220kV | 2019-12-15 08:00 | 2020-05-31 07:00 | Offered | NA | NA | NA | Executed
WIND WALL MONOLITH 2 | 1440 | 2018-04-30 | 2018-04-17 07:00 | ACTIVE | FT | Wind Turbine |  | Wind Turbine |  | 3.7 |  | 3.7 | Energy Only | KERN | CA | SCE | Vincent Substation 220kV | 2019-12-15 08:00 | 2020-05-31 07:00 | Offered | NA | NA | NA
KERNRIDGE EXPANSION | 1441 | 2018-02-20 | 2018-05-17 07:00 | ACTIVE | ISP | Photovoltaic |  | Solar |  | 26.5 |  | 0 | Energy Only | KERN | CA | PGAE | Kern Ridge Substation 115kV | 2021-01-15 08:00 | 2020-03-15 07:00 | NA |  |  | NA
AJO POWER BANK | 1442 | 2018-04-05 | 2018-04-16 07:00 | ACTIVE | C11 | Storage |  | Battery |  | 124.3 |  | 120 | Full Capacity | SANTA CLARA | CA | PGAE | Llagas-Gilroy Foods 115 kV line | 2020-12-01 08:00 | 2020-12-01 08:00 | NA | Complete |  | NA
ANGELA | 1443 | 2018-04-13 | 2018-04-16 07:00 | ACTIVE | C11 | Photovoltaic |  | Solar |  | 141.1 |  | 40 | Full Capacity | TULARE | CA | PGAE | Olive Switching Station 115kV | 2021-11-30 08:00 | 2021-11-30 08:00 | NA | Complete |  | NA
BEAUCHAMP SOLAR | 1444 | 2018-04-04 | 2018-04-16 07:00 | ACTIVE | C11 | Photovoltaic |  | Solar |  | 150 |  | 150 | Full Capacity | COLUSA | CA | PGAE | Cortina Substation 115kV | 2022-12-01 08:00 | 2022-12-01 08:00 | NA | Complete |  | NA
HUMMINGBIRD ENERGY STORAGE | 1454 | 2018-04-09 | 2018-04-16 07:00 | ACTIVE | C11 | Storage |  | Battery |  | 75 |  | 75 | Full Capacity | SANTA CLARA | CA | PGAE | Metcalf 115kV | 2020-12-31 08:00 | 2020-12-31 08:00 | NA | Complete |  | NA
JANUS | 1455 | 2018-04-12 | 2018-04-16 07:00 | ACTIVE | C11 | Storage | Photovoltaic | Battery | Solar | 15 | 83.54 | 80 | Full Capacity | COLUSA | CA | PGAE | Cortina Substation 60kV | 2021-12-31 08:00 | 2021-12-31 08:00 | NA | Complete |  | NA
LAS CAMAS 3 | 1456 | 2018-04-10 | 2018-04-16 07:00 | ACTIVE | C11 | Photovoltaic |  | Solar |  | 102.5 |  | 100 | Full Capacity | MERCED | CA | PGAE | Los Banos 230kV | 2022-11-30 08:00 | 2022-11-30 08:00 | NA | Complete |  | NA
MILPA POWER BANK | 1457 | 2018-04-09 | 2018-04-16 07:00 | ACTIVE | C11 | Storage |  | Battery |  | 3 |  | 3 | Full Capacity | SANTA CLARA | CA | PGAE | Los Esteros Substation 115kV | 2020-12-01 08:00 | 2020-12-01 08:00 | NA | Complete |  | NA
MULQUEENEY RANCH WIND 2 | 1459 | 2018-04-12 | 2018-04-16 07:00 | ACTIVE | C11 | Wind Turbine |  | Wind Turbine |  | 62.5 |  | 60 | Full Capacity | ALAMEDA | CA | PGAE | Tesla Substation 230kV | 2021-12-15 08:00 | 2021-12-15 08:00 | NA | Complete |  | NA
PINTO PASS | 1460 | 2018-04-12 | 2018-04-16 07:00 | ACTIVE | C11 | Storage |  | Battery |  | 20 |  | 20 | Full Capacity | CONTRA COSTA | CA | PGAE | Christie Substation 60kV | 2021-12-31 08:00 | 2021-12-31 08:00 | NA | Complete |  | NA
RECLAIMED WIND | 1461 | 2018-04-04 | 2018-04-16 07:00 | ACTIVE | C11 | Wind Turbine |  | Wind Turbine |  | 112.2 |  | 90.7 | Full Capacity | ALAMEDA | CA | PGAE | Kelso - Tesla Tap 230kV | 2020-12-31 08:00 | 2020-12-31 08:00 | NA | Complete |  | NA
SOLANO 4 WIND | 1463 | 2018-04-04 | 2018-04-16 07:00 | ACTIVE | C11 | Wind Turbine |  | Wind Turbine |  | 92.354 |  | 90.8 | Full Capacity | SOLANO | CA | PGAE | Birds Landing Switching Station 230kV | 2023-03-31 07:00 | 2023-03-31 07:00 | NA | Complete |  | NA
CABALLERO STORAGE | 1470 | 2018-04-13 | 2018-04-16 07:00 | ACTIVE | C11 | Storage |  | Battery |  | 106.2 |  | 99.7 | Full Capacity | SAN LUIS OBISPO | CA | PGAE | Mesa Substation 230kV | 2021-12-01 08:00 | 2021-12-01 08:00 | NA | Complete |  | NA
DALLAS ENERGY STORAGE | 1472 | 2018-04-11 | 2018-04-18 07:00 | ACTIVE | C11 | Storage |  | Battery |  | 500 |  | 400 | Full Capacity | MONTEREY | CA | PGAE | Moss Landing Substation 500kV | 2020-12-01 08:00 | 2020-12-01 08:00 | NA | Complete | Complete | NA | In Progress
KEY STORAGE 1 | 1479 | 2018-04-11 | 2018-04-16 07:00 | ACTIVE | C11 | Storage |  | Battery |  | 309.3 |  | 300 | Full Capacity | FRESNO | CA | PGAE | Gates Sub 500kV | 2022-12-01 08:00 | 2022-12-01 08:00 | NA | Complete |  | NA
PANOCHE ENERGY CENTER C11 | 1484 | 2018-04-10 | 2018-04-16 07:00 | ACTIVE | C11 | Gas Turbine |  | Natural Gas |  | 63 |  | 63 | Full Capacity | FRESNO | CA | PGAE | Panoche Substation 230kV | 2020-07-01 07:00 | 2020-07-01 07:00 | NA | Complete |  | NA
TEPONA OFF-SHORE WIND | 1491 | 2018-04-14 | 2018-04-16 07:00 | ACTIVE | C11 | Wind Turbine |  | Wind Turbine |  | 161.925 |  | 156 | Full Capacity | HUMBOLDT | CA | PGAE | Humboldt Substation 115kV | 2024-10-01 07:00 | 2024-10-01 07:00 | NA | Complete |  | NA
WINDCHARGER ESS | 1492 | 2018-04-12 | 2018-04-16 07:00 | ACTIVE | C11 | Storage |  | Battery |  | 150 |  | 150 | Full Capacity | SOLANO | CA | PGAE | Birds Landing Substation 230kV | 2021-12-01 08:00 | 2021-12-01 08:00 | NA | Complete |  | NA
AZALEA | 1493 | 2018-04-16 | 2018-04-16 07:00 | ACTIVE | C11 | Photovoltaic |  | Solar |  | 61.3 |  | 60 | Full Capacity | KERN | CA | PGAE | Arco Substation 70kV | 2022-11-01 07:00 | 2022-11-01 07:00 | NA | Complete |  | NA
CHALAN SOLAR | 1495 | 2018-04-13 | 2018-04-16 07:00 | ACTIVE | C11 | Storage | Photovoltaic | Battery | Solar | 25.2 | 66.6 | 64.9 | Full Capacity | KERN | CA | PGAE | Arco Substation 230kV | 2021-12-01 08:00 | 2021-12-01 08:00 | NA | Complete |  | NA
DESCENDANT RANCH 1 | 1496 | 2018-04-11 | 2018-04-16 07:00 | ACTIVE | C11 | Storage | Photovoltaic | Battery | Solar | 510 | 513.5 | 500 | Full Capacity | COLUSA | CA | PGAE | Delevan Sub 230kV | 2023-12-01 08:00 | 2023-12-01 08:00 | NA | Complete |  | NA
JASMINE | 1499 | 2018-04-16 | 2018-04-16 07:00 | ACTIVE | C11 | Photovoltaic |  | Solar |  | 71.161 |  | 70 | Full Capacity | KERN | CA | PGAE | Lakeview Substation 70kV | 2022-11-01 07:00 | 2022-11-01 07:00 | NA | Complete |  | NA
PROSPECT ENERGY STORAGE | 1507 | 2018-04-16 | 2018-04-16 07:00 | ACTIVE | C11 | Storage |  | Battery |  | 58.75 |  | 49.9 | Full Capacity | SACRAMENTO | CA | PGAE | Gold Hill Substation 60kV | 2022-06-01 07:00 | 2022-06-01 07:00 | NA | Complete |  | NA
BELLEFIELD SOLAR FARM | 1510 | 2018-04-16 | 2018-04-16 07:00 | ACTIVE | C11 | Photovoltaic | Storage | Solar | Battery | 500 | 500 | 500 | Full Capacity | KERN | CA | SCE | Windhub Substation 230kV | 2022-10-01 07:00 | 2022-10-01 07:00 | NA | Complete |  | NA
REXFORD SOLAR FARM | 1516 | 2018-04-16 | 2018-04-16 07:00 | ACTIVE | C11 | Photovoltaic | Storage | Solar | Battery | 300 | 300 | 300 | Full Capacity | TULARE | CA | SCE | Vestal Substation 230kV | 2022-10-01 07:00 | 2022-10-01 07:00 | NA | Complete |  | NA
SANBORN SOLAR 2 | 1518 | 2018-04-13 | 2018-04-16 07:00 | ACTIVE | C11 | Photovoltaic |  | Solar |  | 518.535 |  | 500 | Full Capacity | KERN | CA | SCE | Windhub Substation 230kV | 2022-12-31 08:00 | 2022-12-31 08:00 | NA | Complete |  | NA
BALDY MESA 2 | 1519 | 2018-04-15 | 2018-04-16 07:00 | ACTIVE | C11 | Photovoltaic |  | Solar |  | 110.88 |  | 100 | Full Capacity | SAN BERNARDINO | CA | SCE | Roadway Substation 115kV | 2021-12-15 08:00 | 2021-12-31 08:00 | NA | Complete |  | NA
ARIDA SOLAR FARM | 1522 | 2018-04-16 | 2018-04-16 07:00 | ACTIVE | C11 | Storage | Photovoltaic | Battery | Solar | 370 | 370 | 370 | Full Capacity | CLARK | NV | SCE | Mohave Substation 500kV | 2022-10-01 07:00 | 2022-10-01 07:00 | NA | Complete |  | NA
SUNVALE SOLAR FARM | 1524 | 2018-04-16 | 2018-04-16 07:00 | ACTIVE | C11 | Storage | Photovoltaic | Battery | Solar | 600 | 600 | 600 | Full Capacity | CLARK | NV | SCE | Eldorado Substation 500kV | 2022-10-01 07:00 | 2022-10-01 07:00 | NA | Complete |  | NA
QUARTZITE SOLAR 11 | 1526 | 2018-04-11 | 2018-04-16 07:00 | ACTIVE | C11 | Storage | Photovoltaic | Battery | Solar | 46.052 | 155.43 | 150 | Full Capacity | RIVERSIDE | CA | SCE | Colorado River Substation 230kV | 2022-12-30 08:00 | 2022-12-30 08:00 | NA | Complete |  | NA
WINDY WASH SOLAR | 1528 | 2018-04-13 | 2018-04-16 07:00 | ACTIVE | C11 | Photovoltaic |  | Solar |  | 79 |  | 79 | Full Capacity | RIVERSIDE | CA | SCE | Devers Substation 220kV | 2021-06-30 07:00 | 2023-02-01 08:00 | NA | Complete |  | NA
CENTENNIAL FLATS | 1529 | 2018-04-17 | 2018-04-16 07:00 | ACTIVE | C11 | Photovoltaic | Storage | Solar | Battery | 514.55 | 257.28 | 500 | Full Capacity | LA PAZ | AZ | DCRT | Delaney-Colorado River 500kV line | 2022-12-15 08:00 | 2022-12-15 08:00 | NA | Complete |  | NA
BATERIA DEL SUR | 1531 | 2018-04-16 | 2018-04-16 07:00 | ACTIVE | C11 | Storage |  | Battery |  | 350 |  | 350 | Full Capacity | TBD | MX | SDGE | Imperial Valley 230kV | 2022-05-01 07:00 | 2023-12-31 08:00 | NA | Complete |  | NA
KETTLE SOLAR ONE | 1532 | 2018-04-16 | 2018-04-16 07:00 | ACTIVE | C11 | Photovoltaic | Storage | Solar | Battery | 90 | 20 | 90 | Full Capacity | SAN DIEGO | CA | SDGE | New Switchyard with East County-Boulevard East 138 kV line looped-in | 2020-12-01 08:00 | 2021-12-01 08:00 | NA | Complete |  | NA
VULCAN | 1534 | 2018-04-11 | 2018-04-16 07:00 | ACTIVE | C11 | Storage | Photovoltaic | Battery | Solar | 28.8 | 225 | 250 | Full Capacity | MARICOPA | AZ | SDGE | Hassayampa Switchyard 500kV Common Bus | 2021-05-01 07:00 | 2023-12-15 08:00 | NA | Complete |  | NA
CAMPTONVILLE BIOPOWER1 | 1537 | 2019-03-04 | 2019-04-05 07:00 | ACTIVE | ISP | Steam Turbine |  | Biofuel |  | 5.5 |  | 5 | Full Capacity | YUBA | CA | PGAE | COLGATE-CHALLENGE 60kV | 2022-03-18 07:00 | 2022-03-18 07:00 | NA |  |  | NA
KUIPER ENERGY STORAGE | 1538 | 2018-11-19 | 2019-04-05 07:00 | ACTIVE | ISP | Storage |  | Battery |  | 40.5 |  | 40 | Full Capacity | SONOMA | CA | PGAE | Geysers #3 Cloverdale 115 kV line | 2021-12-31 08:00 | 2021-12-31 08:00 | NA |  |  | NA
IRVING STORAGE | 1539 | 2019-03-05 | 2019-05-07 07:00 | ACTIVE | ISP | Storage |  | Battery |  | 782.79 |  | 750 | Full Capacity | MONTEREY | CA | PGAE | Moss Landing Substation 500kV | 2022-12-01 08:00 | 2022-12-01 08:00 | NA | Complete | Complete | NA
PLANO STORAGE | 1540 | 2019-03-05 | 2019-05-07 07:00 | ACTIVE | ISP | Storage |  | Battery |  | 365 |  | 350 | Full Capacity | MONTEREY | CA | PGAE | Moss Landing Substation 500kV | 2021-12-01 08:00 | 2021-12-01 08:00 | NA | Complete | Complete | NA
BRIGHT STAR HYBRID | 1541 | 2019-04-05 | 2019-04-15 07:00 | ACTIVE | C12 | Storage | Photovoltaic | Battery | Solar | 356.796 | 361.74 | 350 | Full Capacity | SAN JOAQUIN | CA | PGAE | Brighton-Bellota 230kV | 2022-12-31 08:00 | 2022-12-31 08:00 | NA |  |  | NA
CAPETOWN 2 HYBRID | 1542 | 2019-04-05 | 2019-04-15 07:00 | ACTIVE | C12 | Storage | Wind Turbine | Battery | Wind Turbine | 50.875 | 54.6 | 100 | Full Capacity | HUMBOLDT | CA | PGAE | Bridgeville Substation 115kV | 2021-06-30 07:00 | 2021-06-30 07:00 | NA |  |  | NA
BEAUCHAMP 2 SOLAR | 1543 | 2019-04-04 | 2019-04-15 07:00 | ACTIVE | C12 | Photovoltaic | Storage | Solar | Battery | 150 | 75 | 150 | Full Capacity | COLUSA | CA | PGAE | Cortina Substation 115kV | 2023-12-01 08:00 | 2023-12-01 08:00 | NA |  |  | NA
MARESTE BESS | 1545 | 2019-04-12 | 2019-04-15 07:00 | ACTIVE | C12 | Storage |  | Battery |  | 100.4 |  | 100 | Full Capacity | ALAMEDA | NN | PGAE | Grant Eastshore #1 115kV | 2023-05-31 07:00 | 2023-05-31 07:00 | NA |  |  | NA
TATTON STORAGE 1 | 1546 | 2019-04-14 | 2019-04-15 07:00 | ACTIVE | C12 | Storage |  | Battery |  | 30.58 |  | 30 | Full Capacity | MENDOCINO | CA | PGAE | Elk-Gualala 60 kV | 2021-12-01 08:00 | 2021-12-01 08:00 | NA |  |  | NA
LORINER STORAGE | 1548 | 2019-04-06 | 2019-04-15 07:00 | ACTIVE | C12 | Storage |  | Battery |  | 30.48 |  | 30 | Full Capacity | SANTA CLARA | CA | PGAE | Morgan Hill Substation 115kV | 2022-11-30 08:00 | 2022-11-30 08:00 | NA |  |  | NA
MIRANDA ESS | 1549 | 2019-04-04 | 2019-04-15 07:00 | ACTIVE | C12 | Storage |  | Battery |  | 200 |  | 200 | Full Capacity | SANTA CLARA | CA | PGAE | Los Esteros Substation 115kV | 2023-12-01 08:00 | 2023-12-01 08:00 | NA |  |  | NA
TANAGER STORAGE | 1550 | 2019-04-02 | 2019-04-15 07:00 | ACTIVE | C12 | Storage |  | Battery |  | 200 |  | 200 | Full Capacity | SANTA CLARA | CA | PGAE | Los Esteros Substation 230kV | 2023-06-30 07:00 | 2023-06-30 07:00 | NA |  |  | NA
CORMORANT STORAGE | 1552 | 2019-04-02 | 2019-04-15 07:00 | ACTIVE | C12 | Storage |  | Battery |  | 250 |  | 250 | Full Capacity | SAN FRANCISCO | CA | PGAE | Martin Substation 115kV | 2023-06-30 07:00 | 2023-06-30 07:00 | NA |  |  | NA
JEWELFLOWER STORAGE | 1553 | 2019-04-05 | 2019-04-15 07:00 | ACTIVE | C12 | Storage |  | Battery |  | 354.88 |  | 350 | Full Capacity | SANTA CLARA | CA | PGAE | Metcalf Substation 230kV | 2022-12-31 08:00 | 2022-12-31 08:00 | NA |  |  | NA
HERCULIS | 1554 | 2019-04-05 | 2019-04-15 07:00 | ACTIVE | C12 | Storage |  | Battery |  | 101.2 |  | 100 | Full Capacity | ALAMEDA | CA | PGAE | Oakland J-Grant 115kV | 2022-12-31 08:00 | 2022-12-31 08:00 | NA |  |  | NA
STEEL CITY ENERGY STORAGE | 1555 | 2019-04-04 | 2019-04-15 07:00 | ACTIVE | C12 | Storage |  | Battery |  | 1360.8 |  | 1311 | Full Capacity | CONTRA COSTA | CA | PGAE | Pittsburg Substation 230kV | 2022-04-01 07:00 | 2022-04-01 07:00 | NA |  |  | NA
SPINDRIFT HYBRID SOLAR | 1556 | 2019-04-06 | 2019-04-15 07:00 | ACTIVE | C12 | Storage | Photovoltaic | Battery | Solar | 101.725 | 101.725 | 100 | Full Capacity | SUTTER | CA | PGAE | Rio Oso Substation 115kV | 2022-11-30 08:00 | 2022-11-30 08:00 | NA |  |  | NA
NOOSA ENERGY STORAGE | 1557 | 2019-04-15 | 2019-04-15 07:00 | ACTIVE | C12 | Storage |  | Battery |  | 100 |  | 100 | Full Capacity | SAN JOAQUIN | CA | PGAE | Ripon Substation 115kV | 2022-12-16 08:00 | 2022-12-16 08:00 | NA |  |  | NA
HYDASPES | 1558 | 2019-04-04 | 2018-04-15 07:00 | ACTIVE | C12 | Storage | Photovoltaic | Battery | Solar | 41.436 | 40.562 | 40 | Full Capacity | STANISLAUS | CA | PGAE | Miller #1 Tap 115 kV | 2022-12-31 08:00 | 2022-12-31 08:00 | NA |  |  | NA
TEMPEST GENERATION | 1559 | 2019-04-08 | 2019-04-15 07:00 | ACTIVE | C12 | Wind Turbine | Storage | Wind Turbine | Battery | 1568 | 319.35 | 1500 | Full Capacity | HUMBOLDT | CA | PGAE | Round Mountain Substation 500kV | 2025-10-31 07:00 | 2025-10-31 07:00 | NA |  |  | NA
TESOSTER | 1561 | 2019-04-13 | 2019-04-15 07:00 | ACTIVE | C12 | Storage | Photovoltaic | Battery | Solar | 61.256 | 244.26 | 240 | Full Capacity | SAN JOAQUIN COUNTY | NN | PGAE | Tesla-Weber 230kV | 2023-04-15 07:00 | 2023-04-15 07:00 | NA |  |  | NA
TRIM BESS | 1564 | 2019-04-13 | 2019-04-15 07:00 | ACTIVE | C12 | Storage |  | Battery |  | 100.4 |  | 100 | Full Capacity | SANTA CLARA | NN | PGAE | Trimble Substation 115kV | 2023-05-31 07:00 | 2023-05-31 07:00 | NA |  |  | NA
DYNAMO SOLAR | 1565 | 2019-04-08 | 2019-04-15 07:00 | ACTIVE | C12 | Photovoltaic |  | Solar |  | 30 |  | 30 | Full Capacity | NAPA | CA | PGAE | Tulucay Substation 60kV | 2023-06-30 07:00 | 2023-06-30 07:00 | NA |  |  | NA
TYRE | 1566 | 2019-04-04 | 2019-04-15 07:00 | ACTIVE | C12 | Photovoltaic | Storage | Solar | Battery | 55.729 | 55.656 | 55 | Full Capacity | SAN JOAQUIN | CA | PGAE | Valley Springs #2 60 kV | 2022-12-31 08:00 | 2022-12-31 08:00 | NA |  |  | NA
AIR STATION 1 | 1568 | 2019-04-16 | 2019-04-15 07:00 | ACTIVE | C12 | Photovoltaic | Storage | Solar | Battery | 21.05 | 21.05 | 40 | Full Capacity | KINGS | NN | PGAE | Henrietta-Lemoore NAS 70 kV | 2021-12-31 08:00 | 2021-12-31 08:00 | NA |  |  | NA
OSO ROJO POPPY | 1572 | 2019-04-05 | 2019-04-15 07:00 | ACTIVE | C12 | Photovoltaic |  | Solar |  | 184.5 |  | 190 | Full Capacity | FRESNO | CA | PGAE | Gates Substation 230kV | 2021-07-31 07:00 | 2021-07-31 07:00 | NA |  |  | NA
BOYCE SOLAR HYBRID | 1573 | 2019-04-15 | 2019-04-15 07:00 | ACTIVE | C12 | Photovoltaic | Storage | Solar | Battery | 27.5 | 27.5 | 23 | Full Capacity | FRESNO | CA | PGAE | Jayne Substation 70kV | 2022-07-16 07:00 | 2022-07-16 07:00 | NA |  |  | NA
BIG DUCK STORAGE | 1574 | 2019-04-15 | 2019-04-15 07:00 | ACTIVE | C12 | Storage |  | Battery |  | 462 |  | 400 | Full Capacity | FRESNO | CA | PGAE | Panoche Substation 230 kV | 2022-07-01 07:00 | 2022-07-01 07:00 | NA |  |  | NA
JOURNEY STORAGE | 1578 | 2019-04-05 | 2019-04-15 07:00 | ACTIVE | C12 | Storage |  | Battery |  | 354.88 |  | 350 | Full Capacity | KINGS | CA | PGAE | Henrietta Substation 230kV | 2022-12-31 08:00 | 2022-12-31 08:00 | NA |  |  | NA
PINEBROOK SOLAR HYBRID ENERGY CENTER | 1581 | 2019-04-01 | 2019-04-15 07:00 | ACTIVE | C12 | Storage | Photovoltaic | Battery | Solar | 1537 | 1537 | 1500 | Full Capacity | FRESNO | CA | PGAE | Los Banos-Gates #1 500 kV | 2024-11-01 07:00 | 2024-11-01 07:00 | NA |  |  | NA
SUGARLOAF HYBRID SOLAR | 1582 | 2019-04-09 | 2019-04-15 07:00 | ACTIVE | C12 | Photovoltaic | Storage | Solar | Battery | 152.8 | 150 | 150 | Full Capacity | FRESNO | CA | PGAE | Panoche Substation 230kV | 2022-11-30 08:00 | 2022-11-30 08:00 | NA |  |  | NA
RIVIERA SOLAR | 1584 | 2018-12-27 | 2019-04-15 07:00 | ACTIVE | C12 | Photovoltaic |  | Solar |  | 75 |  | 75 | Full Capacity | MADERA | CA | PGAE | Wilson-Oro Loma 115 kv | 2022-12-31 08:00 | 2022-12-31 08:00 | NA |  |  | NA
ARCTURUS | 1586 | 2019-04-04 | 2019-04-15 07:00 | ACTIVE | C12 | Storage | Photovoltaic | Battery | Solar | 152.29 | 151.794 | 150 | Full Capacity | KERN | CA | PGAE | Arco Substation 230kV | 2022-12-30 08:00 | 2022-12-30 08:00 | NA |  |  | NA
KINGSROAD HYBRID SOLAR | 1587 | 2019-04-16 | 2019-04-15 07:00 | ACTIVE | C12 | Storage | Photovoltaic | Battery | Solar | 101.78 | 101.78 | 100 | Full Capacity | KERN | CA | PGAE | Arco Substation 230kV | 2023-11-30 08:00 | 2023-11-30 08:00 | NA |  |  | NA
NIMITZ 2 GENERATION | 1590 | 2019-04-08 | 2019-04-15 07:00 | ACTIVE | C12 | Wind Turbine | Storage | Wind Turbine | Battery | 1568 | 319.35 | 1500 | Full Capacity | SAN LUIS OBISPO | CA | PGAE | Diablo Canyon-Gates 500kV | 2026-04-01 07:00 | 2026-04-01 07:00 | NA |  |  | NA
CARTHAGE | 1591 | 2019-04-04 | 2019-04-15 07:00 | ACTIVE | C12 | Photovoltaic | Storage | Solar | Battery | 55.9 | 55.8 | 55 | Full Capacity | KERN | CA | PGAE | Midway-Tupman-Rio Bravo-Renfro 115 kV | 2022-12-31 08:00 | 2022-12-31 08:00 | NA |  |  | NA
OATFIELD HYBRID SOLAR | 1592 | 2019-04-05 | 2019-04-15 07:00 | ACTIVE | C12 | Photovoltaic | Storage | Solar | Battery | 500 | 500 | 500 | Full Capacity | KINGS | CA | PGAE | Gates-Templeton 230 kV | 2022-11-30 08:00 | 2022-11-30 08:00 | NA |  |  | NA
PELICANS JAW HYBRID SOLAR | 1593 | 2019-04-09 | 2019-04-15 07:00 | ACTIVE | C12 | Storage | Photovoltaic | Battery | Solar | 500 | 500 | 500 | Full Capacity | KINGS | CA | PGAE | Gates-Midway 230 kV | 2022-11-30 08:00 | 2022-11-30 08:00 | NA |  |  | NA
GRAND LAKE HYBRID SOLAR | 1594 | 2019-04-15 | 2019-04-15 07:00 | ACTIVE | C12 | Storage | Photovoltaic | Battery | Solar | 250 | 254 | 250 | Full Capacity | KINGS | CA | PGAE | Gates-Midway 230kV | 2023-11-30 08:00 | 2023-11-30 08:00 | NA |  |  | NA
OSO ROJO PEONY | 1595 | 2019-04-05 | 2019-04-15 07:00 | ACTIVE | C12 | Photovoltaic |  | Solar |  | 358.875 |  | 350 | Full Capacity | KERN | CA | PGAE | Midway 230kV | 2021-07-31 07:00 | 2021-07-31 07:00 | NA |  |  | NA
BUTTONBUSH SOLAR HYBRID ENERGY CENTER | 1596 | 2019-04-01 | 2019-04-15 07:00 | ACTIVE | C12 | Storage | Photovoltaic | Battery | Solar | 818 | 818 | 800 | Full Capacity | KERN | CA | PGAE | Midway Substation 500kV | 2025-11-01 07:00 | 2025-11-01 07:00 | NA |  |  | NA
OSO ROJO GOLF COURSE | 1597 | 2019-04-05 | 2019-04-15 07:00 | ACTIVE | C12 | Photovoltaic |  | Solar |  | 139.7 |  | 138 | Full Capacity | KERN | CA | PGAE | Midway-Wheeler Ridge 230kV | 2021-07-31 07:00 | 2021-07-31 07:00 | NA |  |  | NA
AGUA AMARGA WIND | 1598 | 2019-04-12 | 2019-04-15 07:00 | ACTIVE | C12 | Wind Turbine |  | Wind Turbine |  | 403.2 |  | 400 | Full Capacity | SAN LUIS OBISPO | CA | PGAE | SOLARSS Switching Station | 2023-10-31 07:00 | 2023-10-31 07:00 | NA |  |  | NA
LION ROCK OFFSHORE WIND | 1599 | 2019-04-15 | 2019-04-15 07:00 | ACTIVE | C12 | Wind Turbine |  | Wind Turbine |  | 627 |  | 605 | Full Capacity | SAN LUIS OBISPO | CA | PGAE | Morro Bay Substation 230kV | 2026-04-01 07:00 | 2026-04-01 07:00 | NA |  |  | NA
SEAWOLF GENERATION | 1600 | 2019-04-08 | 2019-04-15 07:00 | ACTIVE | C12 | Storage | Wind Turbine | Battery | Wind Turbine | 319.35 | 1568 | 1500 | Full Capacity | SAN LUIS OBISPO | CA | PGAE | Midway-Diablo Canyon #2 | 2024-10-31 07:00 | 2024-10-31 07:00 | NA |  |  | NA
FAMILIA HYBRID SOLAR | 1601 | 2019-04-15 | 2019-04-15 07:00 | ACTIVE | C12 | Photovoltaic | Storage | Solar | Battery | 202.5 | 202.5 | 200 | Full Capacity | MARICOPA | CA | PGAE | Midway-Wheeler Ridge #2 230kV | 2022-11-30 08:00 | 2022-11-30 08:00 | NA |  |  | NA
RIGAL | 1603 | 2019-04-08 | 2019-04-15 07:00 | ACTIVE | C12 | Storage | Photovoltaic | Battery | Solar | 202.98 | 202.998 | 200 | Full Capacity | KERN | CA | SCE | Inyokern-Randsburg 115 kV | 2022-12-31 08:00 | 2022-12-31 08:00 | NA |  |  | NA
ARATINA SOLAR FARM | 1604 | 2019-04-01 | 2019-04-15 07:00 | ACTIVE | C12 | Storage | Photovoltaic | Battery | Solar | 200 | 200 | 200 | Full Capacity | KERN | CA | SCE | Kramer Substation 230kV | 2022-06-01 07:00 | 2022-06-01 07:00 | NA |  |  | NA
CAYENNE ENERGY STORAGE | 1605 | 2019-04-16 | 2019-04-15 07:00 | ACTIVE | C12 | Storage |  | Battery |  | 102.1 |  | 100 | Full Capacity | LOS ANGELES | CA | SCE | Chino Substation 220kV | 2022-12-16 08:00 | 2022-12-16 08:00 | NA |  |  | NA
AVOCET STORAGE | 1608 | 2019-04-01 | 2019-04-15 07:00 | ACTIVE | C12 | Storage |  | Battery |  | 200 |  | 200 | Full Capacity | LOS ANGELES | CA | SCE | Hinson Substation 230kV | 2023-06-30 07:00 | 2023-06-30 07:00 | NA |  |  | NA
HINSON BESS | 1609 | 2019-04-10 | 2019-04-15 07:00 | ACTIVE | C12 | Storage |  | Battery |  | 308.102 |  | 300 | Full Capacity | LOS ANGELES | CA | SCE | Hinson Substation 220kV | 2021-10-31 07:00 | 2021-10-31 07:00 | NA |  |  | NA
SUPERBA STORAGE 1 | 1610 | 2019-04-11 | 2019-04-15 07:00 | ACTIVE | C12 | Storage |  | Battery |  | 305 |  | 300 | Full Capacity | ORANGE | CA | SCE | Johanna Substation 230 kV | 2021-12-01 08:00 | 2021-12-01 08:00 | NA |  |  | NA
COMMERCE ENERGY STORAGE | 1611 | 2019-04-09 | 2019-04-15 07:00 | ACTIVE | C12 | Storage |  | Battery |  | 250 |  | 250 | Full Capacity | LOS ANGELES | CA | SCE | Laguna Bell Substation 230kV | 2023-01-01 08:00 | 2023-01-01 08:00 | NA |  |  | NA
SPEEDWAY ESS | 1612 | 2019-04-05 | 2019-04-15 07:00 | ACTIVE | C12 | Storage |  | Battery |  | 200 |  | 200 | Full Capacity | LOS ANGELES | CA | SCE | Rio Hondo Substation 230kV | 2023-12-01 08:00 | 2023-12-01 08:00 | NA |  |  | NA
TRESTLES ENERGY STORAGE | 1613 | 2019-04-16 | 2019-04-15 07:00 | ACTIVE | C12 | Storage |  | Battery |  | 433.752 |  | 400 | Full Capacity | LOS ANGELES | CA | SCE | Rio Hondo Substation 220kV | 2022-12-16 08:00 | 2022-12-16 08:00 | NA |  |  | NA
KESTREL STORAGE | 1615 | 2019-04-01 | 2019-04-15 07:00 | ACTIVE | C12 | Storage |  | Battery |  | 200 |  | 200 | Full Capacity | LOS ANGELES | CA | SCE | Walnut Substation 220kV | 2023-06-30 07:00 | 2023-06-30 07:00 | NA |  |  | NA
HIGHWIND ENERGY CENTER | 1616 | 2019-04-13 | 2019-04-15 07:00 | ACTIVE | C12 | Storage | Wind Turbine | Battery | Wind Turbine | 28.38 | 64.8 | 115 | Full Capacity | KERN | CA | SCE | Highwind Substation 230kV | 2023-12-31 08:00 | 2023-12-31 08:00 | NA |  |  | NA
SEGS EXPANSION HYBRID | 1617 | 2019-04-05 | 2019-04-15 07:00 | ACTIVE | C12 | Storage | Photovoltaic | Battery | Solar | 73.26 | 82.4342 | 150 | Full Capacity | SAN BERNARDINO | CA | SCE | Kramer Substation 230kV | 2022-12-01 08:00 | 2022-12-01 08:00 | NA |  |  | NA
DORADUS | 1618 | 2019-04-04 | 2019-04-15 07:00 | ACTIVE | C12 | Storage | Photovoltaic | Battery | Solar | 202.998 | 202.998 | 200 | Full Capacity | KERN | CA | SCE | Magunden-Pastoria 230kV | 2022-12-31 08:00 | 2022-12-31 08:00 | NA |  |  | NA
GOLDBACK SOLAR CENTER | 1619 | 2019-04-12 | 2019-04-15 07:00 | ACTIVE | C12 | Storage | Photovoltaic | Battery | Solar | 500 | 500 | 500 | Full Capacity | VENTURA | CA | SCE | Moorpark Substation 230 kV | 2023-06-01 07:00 | 2023-06-01 07:00 | NA |  |  | NA
ROCKY HILL SOLAR | 1620 | 2019-04-05 | 2019-04-15 07:00 | ACTIVE | C12 | Photovoltaic | Storage | Solar | Battery | 102.04 | 51.56 | 100 | Full Capacity | TULARE | CA | SCE | Rector Substation 230kV | 2023-12-15 08:00 | 2023-12-15 08:00 | NA |  |  | NA
YELLOW HAY HYBRID SOLAR | 1621 | 2019-04-05 | 2019-04-15 07:00 | ACTIVE | C12 | Photovoltaic | Storage | Solar | Battery | 200 | 200 | 200 | Full Capacity | TULARE | CA | SCE | Magunden-Springville #1 220 kV | 2022-11-30 08:00 | 2022-11-30 08:00 | NA |  |  | NA
BARRENSPRING | 1622 | 2019-04-13 | 2019-04-15 07:00 | ACTIVE | C12 | Storage | Photovoltaic | Battery | Solar | 64.17 | 244.26 | 240 | Full Capacity | TULARE COUNTY | NN | SCE | Springville-Rector 220kV line | 2023-04-15 07:00 | 2023-04-15 07:00 | NA |  |  | NA
ANGELENO SOLAR FARM | 1625 | 2019-03-31 | 2019-04-15 07:00 | ACTIVE | C12 | Storage | Photovoltaic | Battery | Solar | 1150 | 1150 | 1150 | Full Capacity | LOS ANGELES | CA | SCE | Vincent Substation 500kV | 2023-06-01 07:00 | 2023-06-01 07:00 | NA |  |  | NA
SAGEBRUSH 6 HYBRID | 1626 | 2019-04-05 | 2019-04-15 07:00 | ACTIVE | C12 | Photovoltaic | Storage | Solar | Battery | 116.0186 | 113.96 | 200 | Full Capacity | KERN | CA | SCE | Vincent Substation 230kV | 2022-12-01 08:00 | 2022-12-01 08:00 | NA |  |  | NA
FORT TEJON SOLAR | 1628 | 2019-04-05 | 2019-04-15 07:00 | ACTIVE | C12 | Photovoltaic | Storage | Solar | Battery | 310.2 | 306.26 | 300 | Full Capacity | LOS ANGELES | CA | SCE | Vincent Substation 230kV | 2023-12-31 08:00 | 2023-12-31 08:00 | NA |  |  | NA
HUMIDOR STORAGE 1 | 1629 | 2019-04-11 | 2019-04-15 07:00 | ACTIVE | C12 | Storage |  | Battery |  | 305 |  | 300 | Full Capacity | LOS ANGELES | CA | SCE | Vincent Substation 230 kV | 2021-12-01 08:00 | 2021-12-01 08:00 | NA |  |  | NA
GLENFELIZ SOLAR FARM | 1631 | 2019-04-01 | 2019-04-15 07:00 | ACTIVE | C12 | Storage | Photovoltaic | Battery | Solar | 500 | 500 | 500 | Full Capacity | KERN | CA | SCE | Windhub Substation 220kV | 2022-10-01 07:00 | 2022-10-01 07:00 | NA |  |  | NA
SANBORN HYBRID 3 | 1632 | 2019-04-05 | 2019-04-15 07:00 | ACTIVE | C12 | Storage | Photovoltaic | Battery | Solar | 671.55 | 778.5456 | 1500 | Full Capacity | KERN | CA | SCE | Windhub Substation 500kV | 2023-12-01 08:00 | 2023-12-01 08:00 | NA |  |  | NA
YEAGER HYBRID SOLAR | 1635 | 2019-04-15 | 2019-04-15 07:00 | ACTIVE | C12 | Photovoltaic | Storage | Solar | Battery | 406.56 | 406.56 | 400 | Full Capacity | KERN | CA | SCE | Windhub Substation 500kV | 2022-11-30 08:00 | 2022-11-30 08:00 | NA |  |  | NA
CALYPSO SOLAR | 1636 | 2019-04-04 | 2019-04-15 07:00 | ACTIVE | C12 | Storage | Photovoltaic | Battery | Solar | 200 | 400 | 400 | Full Capacity | RIVERSIDE | CA | SCE | Colorado River Substation 230kV | 2023-12-01 08:00 | 2023-12-01 08:00 | NA |  |  | NA
SOLO | 1637 | 2019-04-05 | 2019-04-15 07:00 | ACTIVE | C12 | Storage | Photovoltaic | Battery | Solar | 518.4 | 518.4 | 500 | Full Capacity | RIVERSIDE | CA | SCE | Colorado River Substation 500kV | 2022-12-31 08:00 | 2022-12-31 08:00 | NA |  |  | NA
SUNNYNOOK SOLAR CENTER | 1640 | 2019-04-12 | 2019-04-15 07:00 | ACTIVE | C12 | Photovoltaic | Storage | Solar | Battery | 514.35 | 514.35 | 500 | Full Capacity | RIVERSIDE | CA | SCE | Devers-San Bernardino Line 230 kV | 2023-06-01 07:00 | 2023-06-01 07:00 | NA |  |  | NA
RAMPA | 1641 | 2019-04-05 | 2019-04-15 07:00 | ACTIVE | C12 | Storage |  | Battery |  | 100.98 |  | 100 | Full Capacity | SAN BERNARDINO | CA | SCE | Etiwanda Substation 230kV | 2022-12-31 08:00 | 2022-12-31 08:00 | NA |  |  | NA
OBERON | 1642 | 2019-04-02 | 2019-04-15 07:00 | ACTIVE | C12 | Storage | Photovoltaic | Battery | Solar | 518.4 | 518.4 | 500 | Full Capacity | RIVERSIDE | CA | SCE | Red Bluff Substation 500kV | 2022-12-31 08:00 | 2022-12-31 08:00 | NA |  |  | NA
LYCAN SOLAR | 1643 | 2019-04-04 | 2019-04-15 07:00 | ACTIVE | C12 | Photovoltaic | Storage | Solar | Battery | 400 | 200 | 400 | Full Capacity | RIVERSIDE | CA | SCE | Red Bluff Substation 500kV | 2023-12-01 08:00 | 2023-12-01 08:00 | NA |  |  | NA
SAN BERNARDINO BESS | 1644 | 2019-04-10 | 2019-04-15 07:00 | ACTIVE | C12 | Storage |  | Battery |  | 308.1 |  | 300 | Full Capacity | SAN BERNARDINO | CA | SCE | San Bernardino Substation 220kV | 2021-10-31 07:00 | 2021-10-31 07:00 | NA |  |  | NA
MENIFEE POWER BANK | 1645 | 2019-04-10 | 2019-04-15 07:00 | ACTIVE | C12 | Storage |  | Battery |  | 725 |  | 705 | Full Capacity | RIVERSIDE | CA | SCE | Valley Substation 500kV | 2022-12-01 08:00 | 2022-12-01 08:00 | NA |  |  | NA
DOUBLE BUTTE STORAGE | 1646 | 2019-04-05 | 2019-04-15 07:00 | ACTIVE | C12 | Storage |  | Battery |  | 507.6 |  | 500 | Full Capacity | RIVERSIDE | CA | SCE | Valley Substation 500 kV | 2022-12-31 08:00 | 2022-12-31 08:00 | NA |  |  | NA
ANGORA SOLAR FARM | 1647 | 2019-04-02 | 2019-04-15 07:00 | ACTIVE | C12 | Storage | Photovoltaic | Battery | Solar | 700 | 700 | 700 | Full Capacity | CLARK | NV | SCE | Mohave Substation 500kV | 2022-10-01 07:00 | 2022-10-01 07:00 | NA |  |  | NA
BULLHEAD SOLAR | 1648 | 2019-04-05 | 2019-04-15 07:00 | ACTIVE | C12 | Photovoltaic | Storage | Solar | Battery | 400 | 200 | 400 | Full Capacity | CLARK | NV | SCE | Mohave Substation 500kV | 2023-12-01 08:00 | 2023-12-01 08:00 | NA |  |  | NA
BONANZA SOLAR | 1649 | 2019-04-05 | 2019-04-15 07:00 | ACTIVE | C12 | Storage | Photovoltaic | Battery | Solar | 150 | 300 | 300 | Full Capacity | CLARK/NYE | NV | GWT | Innovation 230kV Sub | 2023-12-01 08:00 | 2023-12-01 08:00 | NA |  |  | NA
ROUGH HAT HYBRID SOLAR | 1650 | 2019-04-15 | 2019-04-15 07:00 | ACTIVE | C12 | Photovoltaic | Storage | Solar | Battery | 204 | 200 | 200 | Full Capacity | NYE | NV | GWT | Trout Canyon Switching Station 230kV | 2022-11-30 08:00 | 2022-11-30 08:00 | NA |  |  | NA
SLOAN ENERGY CENTER | 1653 | 2019-04-13 | 2019-04-15 07:00 | ACTIVE | C12 | Storage | Photovoltaic | Battery | Solar | 118.56 | 459.54 | 448 | Full Capacity | CLARK | NN | GWT | Sloan Canyon Switching Station 230kV | 2023-05-31 07:00 | 2023-05-31 07:00 | NA |  |  | NA
YELLOW PINE 3 | 1654 | 2019-04-09 | 2019-04-15 07:00 | ACTIVE | C12 | Photovoltaic | Storage | Solar | Battery | 261.954 | 254.98 | 250 | Full Capacity | CLARK | NV | GWT | Trout Canyon Substation 230kV | 2025-12-31 08:00 | 2025-12-31 08:00 | NA |  |  | NA
BONANZA PEAK SOLAR FARM | 1655 | 2019-04-12 | 2019-04-12 07:00 | ACTIVE | C12 | Storage | Photovoltaic | Battery | Solar | 200 | 441 | 400 | Full Capacity | CLARK AND NYE | NV | GWT | Trout Canyon Switching Station 230kV | 2022-12-16 08:00 | 2022-12-16 08:00 | NA |  |  | NA
GYPSY ESS | 1656 | 2019-04-04 | 2019-04-15 07:00 | ACTIVE | C12 | Storage |  | Battery |  | 200 |  | 200 | Full Capacity | SAN DIEGO | CA | SDGE | Bay-Boulevard 230kV | 2023-12-01 08:00 | 2023-12-01 08:00 | NA |  |  | NA
SANDPIPER STORAGE | 1657 | 2019-04-02 | 2019-04-15 07:00 | ACTIVE | C12 | Storage |  | Battery |  | 200 |  | 200 | Full Capacity | ORANGE | CA | SDGE | Capistrano-Pico 138kV | 2023-06-30 07:00 | 2023-06-30 07:00 | NA |  |  | NA
CARDINAL STORAGE | 1658 | 2019-04-01 | 2019-04-15 07:00 | ACTIVE | C12 | Storage |  | Battery |  | 200 |  | 200 | Full Capacity | IMPERIAL | CA | SDGE | Imperial Valley Substation 230kV | 2023-06-30 07:00 | 2023-06-30 07:00 | NA |  |  | NA
ENERGIA SIERRA JUAREZ WIND 3 | 1660 | 2019-03-29 | 2019-04-15 07:00 | ACTIVE | C12 | Wind Turbine |  | Wind Turbine |  | 352.5 |  | 300 | Full Capacity | TIJUANA | MX | SDGE | ECO Substation 230kV | 2023-12-31 08:00 | 2023-12-31 08:00 | NA |  |  | NA
OBSIDIAN WIND | 1661 | 2019-04-05 | 2019-04-15 07:00 | ACTIVE | C12 | Wind Turbine |  | Wind Turbine |  | 300 |  | 300 | Full Capacity | BAJA CALIFORNIA | MX | SDGE | ECO Substation 230kV | 2024-12-01 08:00 | 2024-12-01 08:00 | NA |  |  | NA
VENTASSO ENERGY STORAGE | 1662 | 2019-04-06 | 2019-04-15 07:00 | ACTIVE | C12 | Storage |  | Battery |  | 50.774 |  | 50 | Full Capacity | SAN DIEGO | CA | SDGE | EI Cajon Substation 69kV | 2022-11-30 08:00 | 2022-11-30 08:00 | NA |  |  | NA
HOODINI | 1663 | 2019-04-13 | 2019-04-15 07:00 | ACTIVE | C12 | Storage | Photovoltaic | Battery | Solar | 112.63 | 459.54 | 450 | Full Capacity | YUMA COUNTY | NN | SDGE | Hoodoo Wash Substation 500kV | 2023-05-31 07:00 | 2023-05-31 07:00 | NA |  |  | NA
TERMOELECTRICA DE MEXICALI STORAGE | 1664 | 2019-03-29 | 2019-04-15 07:00 | ACTIVE | C12 | Storage |  | Battery |  | 500 |  | 500 | Full Capacity | SONORA | MX | SDGE | Imperial Valley Substation 230kV | 2021-12-31 08:00 | 2021-12-31 08:00 | NA |  |  | NA
KINGSLEY SOLAR FARM | 1665 | 2019-04-01 | 2019-04-15 07:00 | ACTIVE | C12 | Storage | Photovoltaic | Battery | Solar | 360 | 360 | 360 | Full Capacity | IMPERIAL | CA | SDGE | Imperial Valley Substation 230kV | 2023-06-01 07:00 | 2023-06-01 07:00 | NA |  |  | NA
SALTON SOLAR | 1666 | 2019-04-05 | 2019-04-15 07:00 | ACTIVE | C12 | Storage | Photovoltaic | Battery | Solar | 210.6 | 421.2 | 400 | Full Capacity | IMPERIAL | CA | SDGE | Imperial Valley Substation 230kV | 2023-12-01 08:00 | 2023-12-01 08:00 | NA |  |  | NA
WISTARIA RANCH SOLAR 2 | 1667 | 2019-04-12 | 2019-04-15 07:00 | ACTIVE | C12 | Photovoltaic | Storage | Solar | Battery | 153.7 | 52.13 | 150 | Full Capacity | IMPERIAL | CA | SDGE | Imperial Valley Substation 230kV | 2022-12-31 08:00 | 2022-12-31 08:00 | NA |  |  | NA
SUFFOLK STORAGE | 1668 | 2019-04-12 | 2019-04-15 07:00 | ACTIVE | C12 | Storage |  | Battery |  | 51 |  | 50 | Full Capacity | SAN DIEGO | CA | SDGE | Mesa Heights Substation 69kV | 2021-12-01 08:00 | 2021-12-01 08:00 | NA |  |  | NA
POME BESS | 1669 | 2019-04-13 | 2019-04-15 07:00 | ACTIVE | C12 | Storage |  | Battery |  | 101.5 |  | 100 | Full Capacity | SAN DIEGO | NN | SDGE | Pomerado Substation 69kV | 2023-05-31 07:00 | 2023-05-31 07:00 | NA |  |  | NA
PEREGRINE STORAGE | 1670 | 2019-04-01 | 2019-04-15 07:00 | ACTIVE | C12 | Storage |  | Battery |  | 200 |  | 200 | Full Capacity | SAN DIEGO | CA | SDGE | Silvergate Substation 230kV | 2023-06-30 07:00 | 2023-06-30 07:00 | NA |  |  | NA
MARINE DEPOT | 1671 | 2019-04-16 | 2019-04-15 07:00 | ACTIVE | C12 | Storage |  | Battery |  | 26.6 |  | 25 | Full Capacity | SAN DEIGO | NN | SDGE | Point Loma Substation 69kV | 2021-12-31 08:00 | 2021-12-31 08:00 | NA |  |  | NA
BOULDER OAKS HYBRID | 1672 | 2019-04-05 | 2019-04-15 07:00 | ACTIVE | C12 | Wind Turbine | Storage | Wind Turbine | Battery | 205.8 | 205 | 400 | Full Capacity | SAN DIEGO | CA | SDGE | ECO-Miguel 500kV | 2021-09-30 07:00 | 2021-09-30 07:00 | NA |  |  | NA
NIGHTHAWK STORAGE | 1673 | 2019-04-02 | 2019-04-15 07:00 | ACTIVE | C12 | Storage |  | Battery |  | 300 |  | 300 | Full Capacity | SAN DIEGO | CA | SDGE | Sycamore Canyon Substation 138kV | 2023-06-30 07:00 | 2023-06-30 07:00 | NA |  |  | NA
SV ENERGY STORAGE FACILITY | 1674 | 2019-04-12 | 2019-04-15 07:00 | ACTIVE | C12 | Storage |  | Pumped-Storage hydro |  | 500 |  | 500 | Full Capacity | SAN DIEGO | CA | SDGE | Sycamore Canyon Substation 230kV | 2026-04-01 07:00 | 2026-04-01 07:00 | NA |  |  | NA
RESAVA ENERGY STORAGE | 1675 | 2019-04-05 | 2019-04-15 07:00 | ACTIVE | C12 | Storage |  | Battery |  | 122 |  | 120 | Full Capacity | SAN DIEGO | CA | SDGE | Valley Center 69kV | 2021-12-31 08:00 | 2021-12-31 08:00 | NA |  |  | NA
|  | Legend: | ● Study Process Key: Active=project is in study through Construction phases; Complete=project is in Commercial Operation, Withdrawn=project is withdrawn
● Study Process Key: A39=Amendment 39 Procedures (Appendix W), Serial=Standard Large Generator Interconnection Procedures (Appendix U), SGIP=Small Generator Interconnection Procedure (Appendix S), Numbered Clusters=Large Generator Interconnection Procedures in a Queue Cluster Window (Appendix Y), TC=Transition Cluster (Appendix 2 to Appendix Y), ISP=Independent Study Process (Appendix Y), FT=Fast Track (Appendix Y)
● Generating Facility Type Key: CC=Combined Cycle, CT=Combustion Turbine, FC=Fuel Cell, H=Hydro, PS=Pump Storage, PV=Photovoltaic, RE=Reciprocating Engine, ST= Steam Turbine, STH=Solar Thermal, STR=Storage, WT=Wind Turbine
● Generating Facility Fuel Key: B=Biofuel, BAT=Battery, C=Coal, G=Geothermal, FW=Flywheel, HR=Heat Recovery, NG=Natural Gas, NU=Nuclear, O=Fuel Oil, S=Solar, W=Wind, WTR=Water
The contents of these pages are subject to change without notice. Decisions based on information contained within the California ISO's web site are the visitor's sole responsibility.

## clean_new_list
New units | Technology | Technology 2 | mw | in_nqc | Lat | Long | interconnection_list_name | POI | online_date | status | in_RPS | source | notes1 | notes2 | notes3 | Tx Zone | Tx zone (ISO's input)
RE Slate 1-2 | Solar | Solar | 150 | 0 | 35.185 | 120.269 | SLATE | Mustang Switching Station 230kV | 2020-12-31 08:00 | future_contracted | 0 | Interconnection queue | https://ceqanet.opr.ca.gov/2019069068/2/Attachment/Mw9Lgl |  |  | SPGE_Z1_Westlands | Westlands
BigBeau Solar | Solar | Solar | 128 | 0 | 34.9044 | 118.3856 |  | SCE Whirlwind | 2021-12-31 | future_contracted | 0 | https://ceqanet.opr.ca.gov/2019071059/2 | +60 MW storage | https://ceqanet.opr.ca.gov/2019071059/2/Attachment/8CMfuR | https://www.edf-re.com/project/big-beau-solar/ | Tehachapi | Tehachapi
Maverick Solar, LLC | Solar | Solar | 125 | 0 | 33.699 | -115.218 | MAVERICK | Miramar GT 69kV | 2021-12-31 08:00 | future_contracted | 1 | RPS |  |  |  | SCADSNV_Z4_RiversideAndPalmSprings | None
Energia Sierra Juarez 2 US LLC | Wind | Wind | 105 | 0 | 32.593 | -116.099 |  | #N/A | 2021-04-01 | future_contracted | 1 | RPS; in Baja CA, Mexico |  |  |  | #N/A
RE Slate (Stanford) | Solar | Solar | 63 | 0 | 35.185 | 120.269 | SLATE | Mustang Switching Station 230kV | 2020-12-31 08:00 | future_contracted | 0 | Interconnection queue | https://ceqanet.opr.ca.gov/2019069068/2/Attachment/Mw9Lgl |  |  | SPGE_Z1_Westlands | Westlands
RE Gaskell West 3 | Solar PV - Ground mount | Solar | 20 | 0 | 34.833 | -118.546 | GASKELL WEST | Whirlwind Substation 220 kV | 2020-06-30 | future_contracted | 1 | RPS |  |  |  | Tehachapi | Tehachapi
RE Gaskell West 4 | Solar PV - Ground mount | Solar | 20 | 0 | 34.833 | -118.546 | GASKELL WEST | Whirlwind Substation 220 kV | 2020-06-30 | future_contracted | 1 | RPS |  |  |  | Tehachapi | Tehachapi
RE Gaskell West 5 | Solar PV - Ground mount | Solar | 20 | 0 | 34.833 | -118.546 | GASKELL WEST | Whirlwind Substation 220 kV | 2020-06-30 | future_contracted | 1 | RPS |  |  |  | Tehachapi | Tehachapi
ORNI33, LLC | Geothermal | Geothermal | 20 | 0 | 33.2694 | -115.503 |  | #N/A | 2019-12-31 | existing | 1 | RPS |  |  |  | SCADSNV_Z3_GreaterImperial
Sheep Creek Road Solar Generation Facility Project | Solar PV - Ground mount | Solar | 3 | 0 | 34.3412 | -117.3433 |  | #N/A | 2019-08-01 | existing | 1 | RPS |  |  |  | GK_Z4_Pisgah
NEENACH SOLAR | Solar PV - Ground mount | Solar | 3 | 0 | 34.8136 | -118.6012 |  | #N/A | 2019-05-21 | existing | 1 | RPS |  |  |  | Tehachapi
CalCity Solar I, LLC | Solar PV - Ground mount | Solar | 3 | 0 | 35.1414 | -117.9657 |  | #N/A | 2019-05-01 | existing | 1 | RPS |  |  |  | GK_Z2_InyokernAndNorthOfKramer
Eagle Solar | Solar PV - Ground mount | Solar | 3 | 0 | 35.2149 | -119.3952 |  | #N/A | 2019-03-01 | existing | 1 | RPS |  |  |  | SPGE_Z2_KernAndGreaterCarrizo
Cameron | Solar PV - Ground mount | Solar | 2.4 | 0 | 32.3912 | -116.3012 |  | #N/A | 2020-03-31 | future_contracted | 1 | RPS |  |  |  | #N/A
SLRMS3_2_SRMSR1 | PHOTO VOLTAIC | Solar | 250 | 1 | 32.6788 | -115.5672 |  | Drew 230 kV |  |  | 0 | NQC |  |  |  | SCADSNV_Z3_GreaterImperial |  | SLRMS3_2_SRMSR1 | 1
VOYAGR_2_VOYWD2 | WIND | Wind | 128.7 | 1 | 35.0734 | -118.2686 |  | Windhub 230 kV |  |  | 0 | NQC |  |  |  | Tehachapi |  | VOYAGR_2_VOYWD2 | 1
MSOLAR_2_SOLAR2 | PHOTO VOLTAIC | Solar | 100.81 | 1 | 33.3328 | -112.9114 |  | Mesquite 230 kV |  |  | 0 | NQC |  |  |  | SCADSNV_Z3_GreaterImperial | Greater Imperial | MSOLAR_2_SOLAR2 | 1
WISTRA_2_WRSSR1 | PHOTO VOLTAIC | Solar | 100 | 1 | 32.6726 | -115.6199 |  | Drew 230 kV |  |  | 0 | NQC |  |  |  | SCADSNV_Z3_GreaterImperial |  | WISTRA_2_WRSSR1 | 1
USWND2_1_WIND3 | WIND | Wind | 46 | 1 | 37.7692 | -121.6302 |  | Tesla 115 kV |  |  | 0 | NQC |  |  |  | Norcal_Z3_SacramentoRiver | Northern California | USWND2_1_WIND3 | 1
VOYAGR_2_VOYWD4 | WIND | Wind | 21.6 | 1 | 35.0779 | -118.2497 |  | Windhub 230 kV |  |  | 0 | NQC |  |  |  | Tehachapi |  | VOYAGR_2_VOYWD4 | 1
FRNTBW_6_SOLAR1 | PHOTO VOLTAIC | Solar | 20 | 1 | 37.3799 | -121.1307 |  | Blackwell 70kV |  |  | 0 | NQC |  |  |  | SPGE_Z4_CentralValleyAndLosBanos |  | FRNTBW_6_SOLAR1 | 1
GASKW1_2_GW1SR1 | PHOTO VOLTAIC | Solar | 20 | 1 | 34.8328 | -118.5636 |  | Garland 230 kV / Whirlrwind 230 kV |  |  | 0 | NQC |  |  |  | Tehachapi |  | GASKW1_2_GW1SR1 | 1
GIFENS_6_BUGSL1 | PHOTO VOLTAIC | Solar | 20 | 1 | 36.5303 | -120.3161 |  | Giffen 70 kV |  |  | 0 | NQC |  |  |  | SPGE_Z1_Westlands |  | GIFENS_6_BUGSL1 | 1
JACMSR_1_JACSR1 | PHOTO VOLTAIC | Solar | 20 | 1 | 32.6212 | -116.129 |  | Eco 138 kV |  |  | 0 | NQC |  |  |  | SCADSNV_Z3_GreaterImperial |  | JACMSR_1_JACSR1 | 1
LAMONT_1_SOLAR2 | PHOTO VOLTAIC | Solar | 20 | 1 | 35.3142 | -118.8119 |  | Lamont 115 kV |  |  | 0 | NQC |  |  |  | SPGE_Z1_Westlands | Westlands | LAMONT_1_SOLAR2 | 1
SEGS_1_SR2SL2 | PHOTO VOLTAIC | Solar | 20 | 1 | 37.3499 | -118.4628 |  | SEGS 115 KV / Tortilla and Coolwater area |  |  | 0 | NQC |  |  |  | GK_Z2_InyokernAndNorthOfKramer | Kramer and Inyokern | SEGS_1_SR2SL2 | 1
BIGSKY_2_BSKSR6 | PHOTO VOLTAIC | Solar | 20 | 1 | 34.6948 | -118.2877 |  | Antelope 230 kV |  |  | 0 | NQC |  |  |  | Tehachapi |  | BIGSKY_2_BSKSR6 | 1
BIGSKY_2_BSKSR7 | PHOTO VOLTAIC | Solar | 20 | 1 | 34.6948 | -118.2877 |  | Antelope 230 kV |  |  | 0 | NQC |  |  |  | Tehachapi |  | BIGSKY_2_BSKSR7 | 1
BIGSKY_2_BSKSR8 | PHOTO VOLTAIC | Solar | 20 | 1 | 34.6948 | -118.2877 |  | Antelope 230 kV |  |  | 0 | NQC |  |  |  | Tehachapi |  | BIGSKY_2_BSKSR8 | 1
SUMWHT_6_SWSSR1 | PHOTO VOLTAIC | Solar | 18.5 | 1 | 36.5261 | -120.1473 |  | Crescent 70 KV / Helm 230 kV |  |  | 0 | NQC |  |  |  | SPGE_Z1_Westlands |  | SUMWHT_6_SWSSR1 | 1
GALE_1_SR3SR3 | PHOTO VOLTAIC | Solar | 13.8 | 1 | 34.8634 | -116.8276 |  | Gale 115 kV |  |  | 0 | NQC |  |  |  | GK_Z3_NorthOfVictor |  | GALE_1_SR3SR3 | 1
GIFFEN_6_SOLAR1 | PHOTO VOLTAIC | Solar | 9 | 1 | 36.5522 | -120.3525 |  | Giffen 70 kV |  |  | 0 | NQC |  |  |  | SPGE_Z1_Westlands |  | GIFFEN_6_SOLAR1 | 1
RICHMN_1_CHVSR2 | PHOTO VOLTAIC | Solar | 8.5 | 1 | 0 | 0 |  | Richmond 115 kV |  |  | 0 | NQC |  |  |  | #N/A | None | RICHMN_1_CHVSR2 | 1
GARNET_2_DIFWD1 | WIND | Wind | 7.88 | 1 | 33.8917 | -116.5917 |  | Garnett 115 kV / Devers 115 kV |  |  | 0 | NQC |  |  |  | SCADSNV_Z4_RiversideAndPalmSprings | Riverside East and Palm Springs | GARNET_2_DIFWD1 | 1
GARNET_2_WPMWD6 | WIND | Wind | 5.93 | 1 | 33.9131 | -116.5631 |  | Garnett 115 kV / Devers 115 kV |  |  | 0 | NQC |  |  |  | SCADSNV_Z4_RiversideAndPalmSprings | Riverside East and Palm Springs | GARNET_2_WPMWD6 | 1
MAGUND_1_BKSSR2 | PHOTO VOLTAIC | Solar | 5.25 | 1 | 0 | 0 |  | Magunden 115 kV |  |  | 0 | NQC |  |  |  | SPGE_Z1_Westlands | Westlands | MAGUND_1_BKSSR2 | 1
MONLTS_2_MONWD6 | WIND | Wind | 5.25 | 1 | 35.0875 | -118.35 |  | Tehachapi 66kV and 230 kV |  |  | 0 | NQC |  |  |  | Tehachapi |  | MONLTS_2_MONWD6 | 1
MONLTS_2_MONWD7 | WIND | Wind | 4.76 | 1 | 35.0875 | -118.35 |  | Tehachapi 66kV and 230 kV |  |  | 0 | NQC |  |  |  | Tehachapi |  | MONLTS_2_MONWD7 | 1
MONLTS_2_MONWD4 | WIND | Wind | 4.75 | 1 | 35.0875 | -118.35 |  | Tehachapi 66kV and 230 kV |  |  | 0 | NQC |  |  |  | Tehachapi |  | MONLTS_2_MONWD4 | 1
CRELMN_6_RAMSR3 | PHOTO VOLTAIC | Solar | 4.32 | 1 | 33.0185 | -116.8607 |  | Creelman 70 kV |  |  | 0 | NQC |  |  |  | #N/A | None | CRELMN_6_RAMSR3 | 1
MONLTS_2_MONWD5 | WIND | Wind | 4.04 | 1 | 35.0875 | -118.35 |  | Tehachapi 66kV and 230 kV |  |  | 0 | NQC |  |  |  | Tehachapi |  | MONLTS_2_MONWD5 | 1
DELSUR_6_BSOLAR | PHOTO VOLTAIC | Solar | 3 | 1 | 34.7055 | -118.3014 |  |  |  |  | 0 | NQC |  |  |  | Tehachapi |  | DELSUR_6_BSOLAR | 1
LITLRK_6_GBCSR1 | PHOTO VOLTAIC | Solar | 3 | 1 | 34.597 | -117.931 |  |  |  |  | 0 | NQC |  |  |  | Tehachapi |  | LITLRK_6_GBCSR1 | 1
MIRLOM_2_LNDFL | PHOTO VOLTAIC | Solar | 3 | 1 | 0 | 0 |  | Miraloma 66 kV |  |  | 0 | NQC |  |  |  | #N/A | None | MIRLOM_2_LNDFL | 1
OASIS_6_GBDSR4 | PHOTO VOLTAIC | Solar | 3 | 1 | 34.655 | -118.0822 |  |  |  |  | 0 | NQC |  |  |  | Tehachapi |  | OASIS_6_GBDSR4 | 1
ORTGA_6_ME1SL1 | PHOTO VOLTAIC | Solar | 3 | 1 | 36.9895 | -120.8781 |  | Ortiga 70 kV |  |  | 0 | NQC |  |  |  | SPGE_Z1_Westlands |  | ORTGA_6_ME1SL1 | 1
REDMAN_6_AVSSR1 | PHOTO VOLTAIC | Solar | 3 | 1 | 0 | 0 |  |  |  |  | 0 | NQC |  |  |  | Tehachapi | Tehachapi | REDMAN_6_AVSSR1 | 1
LITLRK_6_SOLAR3 | PHOTO VOLTAIC | Solar | 2 | 1 | 34.6156 | -117.9366 |  |  |  |  | 0 | NQC |  |  |  | Tehachapi |  | LITLRK_6_SOLAR3 | 1
RICHMN_1_SOLAR | PHOTO VOLTAIC | Solar | 2 | 1 | 0 | 0 |  | Richmond 115 kV |  |  | 0 | NQC |  |  |  | #N/A | None | RICHMN_1_SOLAR | 1
DAIRLD_1_MD1SL1 | PHOTO VOLTAIC | Solar | 1.5 | 1 | 37.0565 | -120.167 |  |  |  |  | 0 | NQC |  |  |  | SPGE_Z4_CentralValleyAndLosBanos |  | DAIRLD_1_MD1SL1 | 1
DELSUR_6_SOLAR4 | PHOTO VOLTAIC | Solar | 1.5 | 1 | 34.6663 | -118.2881 |  |  |  |  | 0 | NQC |  |  |  | Tehachapi |  | DELSUR_6_SOLAR4 | 1
DELSUR_6_SOLAR5 | PHOTO VOLTAIC | Solar | 1.5 | 1 | 34.6646 | -118.2868 |  |  |  |  | 0 | NQC |  |  |  | Tehachapi |  | DELSUR_6_SOLAR5 | 1
STROUD_6_WWHSR1 | PHOTO VOLTAIC | Solar | 1.5 | 1 | 36.5314 | -120.1069 |  |  |  |  | 0 | NQC |  |  |  | SPGE_Z1_Westlands |  | STROUD_6_WWHSR1 | 1
MAGUND_1_BKISR1 | PHOTO VOLTAIC | Solar | 1 | 1 | 35.33 | -118.9931 |  | Fellows 115 kV |  |  | 0 | NQC |  |  |  | SPGE_Z2_KernAndGreaterCarrizo | Greater Carrizo | MAGUND_1_BKISR1 | 1
MANTEC_1_ML1SR1 | PHOTO VOLTAIC | Solar | 1 | 1 | 37.8401 | -121.2162 |  | Manteca 115 kV |  |  | 0 | NQC |  |  |  | Norcal_Z3_SacramentoRiver | Northern California | MANTEC_1_ML1SR1 | 1
SMYRNA_1_DL1SR1 | PHOTO VOLTAIC | Solar | 1 | 1 | 35.7612 | -119.3444 |  | Smyrna 115 kV |  |  | 0 | NQC |  |  |  | SPGE_Z2_KernAndGreaterCarrizo |  | SMYRNA_1_DL1SR1 | 1
DEVERS_2_CS2SR4 | PHOTO VOLTAIC | Solar | 0.91 | 1 | 0 | 0 |  |  |  |  | 0 | NQC |  |  |  | SCADSNV_Z4_RiversideAndPalmSprings | Riverside East and Palm Springs | DEVERS_2_CS2SR4 | 1
Formulas:
online_date = INDEX( 'Grid GenerationQueue'!$T:$T, MATCH([interconnection_list_name], 'Grid GenerationQueue'!A:A,0))
Note on Q1: [Threaded comment] Your version of Excel allows you to read this threaded comment; however, any edits to it will get removed if the file is opened in a newer version of Excel. Learn more: https://go.microsoft.com/fwlink/?linkid=870924 Comment: Identified by importing project list into ArcGIS software, displaying by lat/long, and using geoprocessing tool "intersect" to identify the zone containing each point.
Note on I3: Author: From https://ceqanet.opr.ca.gov/2019071059/2/Attachment/8CMfuR The substation that would collect the power generated by the PV solar system blocks, transport the power via the underground/overhead power collection system, and then convert the power for transmission in an overhead 220-kV line to the Valentine Solar, Catalina Solar Soleil, or Rose Meadow Substation(s) and ultimately the SCE Whirlwind Substation.
Note on J3: Author: From online source to the right

## relevant_resources
resource | relevant
BANC_Biomass
BANC_CCGT
BANC_Hydro
BANC_Other
BANC_Peaker
BANC_Small_Hydro
BANC_Solar
CAISO_Biogas
CAISO_Biomass
CAISO_CCGT1
CAISO_CCGT2
CAISO_CHP
CAISO_Geothermal
CAISO_Hydro
CAISO_Imports
CAISO_Li_Battery
CAISO_Nuclear
CAISO_Other
CAISO_Peaker1
CAISO_Peaker2
CAISO_Pumped_Hydro
CAISO_Reciprocating_Engine
CAISO_Small_Hydro
CAISO_Solar | 1
CAISO_ST
CAISO_Unknown
CAISO_Wind | 1
Excluded_Biomass
Excluded_CCGT
Excluded_CHP
Excluded_Coal
Excluded_Geothermal
Excluded_Hydro
Excluded_Imports
Excluded_Load
Excluded_Peaker
Excluded_Pumped_Hydro
Excluded_Reciprocating_Engine
Excluded_Solar
Excluded_ST
Excluded_Var-DEVICE
Excluded_Wind
IID_Biomass
IID_CCGT
IID_Geothermal
IID_Hydro
IID_Li_Battery
IID_Load
IID_Peaker
IID_Small_Hydro
IID_Solar
LDWP_Biomass
LDWP_CCGT
LDWP_Hydro
LDWP_Other
LDWP_Peaker
LDWP_Pumped_Hydro
LDWP_Small_Hydro
LDWP_Solar
LDWP_ST
LDWP_Unknown
LDWP_Var-DEVICE
LDWP_Wind
NW_Biomass
NW_CCGT
NW_Coal
NW_Geothermal
NW_Hydro
NW_Nuclear
NW_Peaker
NW_Pumped_Hydro
NW_Small_Hydro
NW_Solar
NW_Unknown
NW_Var-DEVICE
NW_Wind
Other_Biomass
Other_Wind
SW_Biomass
SW_CCGT
SW_Coal
SW_Geothermal
SW_Hydro
SW_Imports
SW_Nuclear
SW_Peaker
SW_Pumped_Hydro
SW_Solar
SW_ST
SW_Wind
LDWP_Coal
LDWP_Nuclear
CAISO_Coal
blank

## 2020_BaselineNew_LatLong_TxZone
OBJECTID | FID_newBaselineLatLong_XYTableToPoint | New_units | mw | in_nqc | Lat | Long | interconnection_list_name | POI | online_date | status | in_RPS | source | notes1 | notes2 | notes3 | Electrical_Zone
1 | 24 | JACMSR_1_JACSR1 | 20 | 1 | 32.6212 | -116.129 |  | #N/A |  |  | 0 | NQC |  |  |  | SCADSNV_Z3_GreaterImperial
2 | 18 | WISTRA_2_WRSSR1 | 100 | 1 | 32.6726 | -115.6199 |  | #N/A |  |  | 0 | NQC |  |  |  | SCADSNV_Z3_GreaterImperial
3 | 15 | SLRMS3_2_SRMSR1 | 250 | 1 | 32.6788 | -115.5672 |  | #N/A |  |  | 0 | NQC |  |  |  | SCADSNV_Z3_GreaterImperial
4 | 40 | CRELMN_6_RAMSR3 | 4 | 1 | 33.0185 | -116.8607 |  | #N/A |  |  | 0 | NQC |  |  |  | GreaterImpOutsideTxConstraintZones
5 | 9 | ORNI33, LLC | 20 | 0 | 33.2694 | -115.503 |  | #N/A | 2019-12-31 | existing | 1 | RPS |  |  |  | SCADSNV_Z3_GreaterImperial
6 | 3 | Maverick Solar, LLC | 125 | 0 | 33.699 | -115.218 | MAVERICK | Miramar GT 69kV | 2021-12-31 | future_contracted | 1 | RPS |  |  |  | SCADSNV_Z4_RiversideAndPalmSprings
7 | 10 | Sheep Creek Road Solar Generation Facility Project | 3 | 0 | 34.3412 | -117.3433 |  | #N/A | 2019-08-01 | existing | 1 | RPS |  |  |  | GK_Z4_Pisgah
8 | 43 | LITLRK_6_GBCSR1 | 3 | 1 | 34.597 | -117.931 |  | #N/A |  |  | 0 | NQC |  |  |  | Tehachapi
9 | 48 | LITLRK_6_SOLAR3 | 2 | 1 | 34.6156 | -117.9366 |  | #N/A |  |  | 0 | NQC |  |  |  | Tehachapi
10 | 45 | OASIS_6_GBDSR4 | 3 | 1 | 34.655 | -118.0822 |  | #N/A |  |  | 0 | NQC |  |  |  | Tehachapi
11 | 52 | DELSUR_6_SOLAR5 | 2 | 1 | 34.6646 | -118.2868 |  | #N/A |  |  | 0 | NQC |  |  |  | Tehachapi
12 | 51 | DELSUR_6_SOLAR4 | 2 | 1 | 34.6663 | -118.2881 |  | #N/A |  |  | 0 | NQC |  |  |  | Tehachapi
13 | 27 | BIGSKY_2_BSKSR6 | 20 | 1 | 34.6948 | -118.2877 |  | #N/A |  |  | 0 | NQC |  |  |  | Tehachapi
14 | 28 | BIGSKY_2_BSKSR7 | 20 | 1 | 34.6948 | -118.2877 |  | #N/A |  |  | 0 | NQC |  |  |  | Tehachapi
15 | 29 | BIGSKY_2_BSKSR8 | 20 | 1 | 34.6948 | -118.2877 |  | #N/A |  |  | 0 | NQC |  |  |  | Tehachapi
16 | 42 | DELSUR_6_BSOLAR | 3 | 1 | 34.7055 | -118.3014 |  | #N/A |  |  | 0 | NQC |  |  |  | Tehachapi
17 | 11 | NEENACH SOLAR | 3 | 0 | 34.8136 | -118.6012 |  | #N/A | 2019-05-21 | existing | 1 | RPS |  |  |  | Tehachapi
18 | 22 | GASKW1_2_GW1SR1 | 20 | 1 | 34.8328 | -118.5636 |  | #N/A |  |  | 0 | NQC |  |  |  | Tehachapi
19 | 6 | RE Gaskell West 3 | 20 | 0 | 34.833 | -118.546 | GASKELL WEST | Whirlwind Substation 220 kV | 2020-06-30 | future_contracted | 1 | RPS |  |  |  | Tehachapi
20 | 7 | RE Gaskell West 4 | 20 | 0 | 34.833 | -118.546 | GASKELL WEST | Whirlwind Substation 220 kV | 2020-06-30 | future_contracted | 1 | RPS |  |  |  | Tehachapi
21 | 8 | RE Gaskell West 5 | 20 | 0 | 34.833 | -118.546 | GASKELL WEST | Whirlwind Substation 220 kV | 2020-06-30 | future_contracted | 1 | RPS |  |  |  | Tehachapi
22 | 31 | GALE_1_SR3SR3 | 14 | 1 | 34.8634 | -116.8276 |  | #N/A |  |  | 0 | NQC |  |  |  | GK_Z3_NorthOfVictor
23 | 16 | VOYAGR_2_VOYWD2 | 129 | 1 | 35.0734 | -118.2686 |  | #N/A |  |  | 0 | NQC |  |  |  | Tehachapi
24 | 20 | VOYAGR_2_VOYWD4 | 22 | 1 | 35.0779 | -118.2497 |  | #N/A |  |  | 0 | NQC |  |  |  | Tehachapi
25 | 37 | MONLTS_2_MONWD6 | 5 | 1 | 35.0875 | -118.35 |  | #N/A |  |  | 0 | NQC |  |  |  | Tehachapi
26 | 38 | MONLTS_2_MONWD7 | 5 | 1 | 35.0875 | -118.35 |  | #N/A |  |  | 0 | NQC |  |  |  | Tehachapi
27 | 39 | MONLTS_2_MONWD4 | 5 | 1 | 35.0875 | -118.35 |  | #N/A |  |  | 0 | NQC |  |  |  | Tehachapi
28 | 41 | MONLTS_2_MONWD5 | 4 | 1 | 35.0875 | -118.35 |  | #N/A |  |  | 0 | NQC |  |  |  | Tehachapi
29 | 12 | CalCity Solar I, LLC | 3 | 0 | 35.1414 | -117.9657 |  | #N/A | 2019-05-01 | existing | 1 | RPS |  |  |  | GK_Z2_InyokernAndNorthOfKramer
30 | 13 | Eagle Solar | 3 | 0 | 35.2149 | -119.3952 |  | #N/A | 2019-03-01 | existing | 1 | RPS |  |  |  | SPGE_Z2_KernAndGreaterCarrizo
31 | 56 | SMYRNA_1_DL1SR1 | 1 | 1 | 35.7612 | -119.3444 |  | #N/A |  |  | 0 | NQC |  |  |  | SPGE_Z2_KernAndGreaterCarrizo
32 | 30 | SUMWHT_6_SWSSR1 | 18 | 1 | 36.5261 | -120.1473 |  | #N/A |  |  | 0 | NQC |  |  |  | SPGE_Z1_Westlands
33 | 23 | GIFENS_6_BUGSL1 | 20 | 1 | 36.5303 | -120.3161 |  | #N/A |  |  | 0 | NQC |  |  |  | SPGE_Z1_Westlands
34 | 53 | STROUD_6_WWHSR1 | 2 | 1 | 36.5314 | -120.1069 |  | #N/A |  |  | 0 | NQC |  |  |  | SPGE_Z1_Westlands
35 | 32 | GIFFEN_6_SOLAR1 | 9 | 1 | 36.5522 | -120.3525 |  | #N/A |  |  | 0 | NQC |  |  |  | SPGE_Z1_Westlands
36 | 46 | ORTGA_6_ME1SL1 | 3 | 1 | 36.9895 | -120.8781 |  | #N/A |  |  | 0 | NQC |  |  |  | SPGE_Z1_Westlands
37 | 50 | DAIRLD_1_MD1SL1 | 2 | 1 | 37.0565 | -120.167 |  | #N/A |  |  | 0 | NQC |  |  |  | SPGE_Z4_CentralValleyAndLosBanos
38 | 21 | FRNTBW_6_SOLAR1 | 20 | 1 | 37.3799 | -121.1307 |  | #N/A |  |  | 0 | NQC |  |  |  | SPGE_Z4_CentralValleyAndLosBanos
39 | 55 | MANTEC_1_ML1SR1 | 1 | 1 | 37.8401 | -121.2162 |  | #N/A |  |  | 0 | NQC |  |  |  | SPGE_Z4_CentralValleyAndLosBanos

## NewBaselineSumByZone
Summary by transmission zone
Row Labels | Sum of mw
GK_Z2_InyokernAndNorthOfKramer | 23
Solar | 23 | 1
GK_Z3_NorthOfVictor | 13.8
Solar | 13.8 | 1
GK_Z4_Pisgah | 3
Solar | 3 | 0
SCADSNV_Z3_GreaterImperial | 490.81
Geothermal | 20 | 0
Solar | 470.81
SCADSNV_Z4_RiversideAndPalmSprings | 139.72 | 1
Solar | 125.91 | 1
Wind | 13.81
SPGE_Z1_Westlands | 290.25 | 1
Solar | 290.25
SPGE_Z2_KernAndGreaterCarrizo | 5 | 1
Solar | 5
SPGE_Z4_CentralValleyAndLosBanos | 21.5 | 1
Solar | 21.5
Tehachapi | 457.1 | 1
Solar | 288
Wind | 169.1
#N/A | 125.22
Solar | 20.22
Wind | 105
Norcal_Z3_SacramentoRiver | 47
Solar | 1
Wind | 46
Grand Total | 1616.4

## NewBaselineSumByRESOLVEResource
| Additions to 2019 Baseline since 2018 PSP | 2030 Selected Resources, 2018 PSP as at March 2019 | 2030 Selected Resources, 2018 PSP as at February 2020
RESOLVE Resource | MW | MW | MW | Display_filter | Flag new commercial resources online where RESOLVE selected none
InState_Biomass |  | 0 | 0 | 0 | 0
Greater_Imperial_Geothermal | 20 | 1276 | 1256 | 1 | 0
Inyokern_North_Kramer_Geothermal |  | 0 | 0 | 0 | 0
Northern_California_Ex_Geothermal |  | 424 | 424 | 1 | 0
Pacific_Northwest_Geothermal |  | 0 | 0 | 0 | 0
Riverside_Palm_Springs_Geothermal |  | 0 | 0 | 0 | 0
Solano_Geothermal |  | 0 | 0 | 0 | 0
Southern_Nevada_Geothermal |  | 0 | 0 | 0 | 0
Carrizo_Solar |  | 0 | 0 | 0 | 0
Carrizo_Wind |  | 160 | 160 | 1 | 0
Central_Valley_North_Los_Banos_Solar | 21.5 | 0 | 0 | 1 | 1
Central_Valley_North_Los_Banos_Wind |  | 146 | 146 | 1 | 0
Distributed_Solar |  | 0 | 0 | 0 | 0
Distributed_Wind |  | 0 | 0 | 0 | 0
Greater_Imperial_Solar | 470.81 | 0 | 0 | 1 | 1
Greater_Imperial_Wind |  | 0 | 0 | 0 | 0
Greater_Kramer_Wind |  | 0 | 0 | 0 | 0
Humboldt_Wind |  | 0 | 0 | 0 | 0
Inyokern_North_Kramer_Solar | 23 | 577 | 554 | 1 | 0
Kern_Greater_Carrizo_Solar | 5 | 0 | 0 | 1 | 1
Kern_Greater_Carrizo_Wind |  | 0 | 0 | 0 | 0
Kramer_Inyokern_Ex_Solar |  | 0 | 0 | 0 | 0
Kramer_Inyokern_Ex_Wind |  | 0 | 0 | 0 | 0
North_Victor_Solar | 13.8 | 0 | 0 | 1 | 1
Northern_California_Ex_Solar |  | 0 | 0 | 0 | 0
Northern_California_Ex_Wind |  | 0 | 0 | 0 | 0
NW_Ext_Tx_Wind |  | 0 | 0 | 0 | 0
Riverside_Palm_Springs_Solar | 125.91 | 1320 | 1194.09 | 1 | 0
Sacramento_River_Solar |  | 0 | 0 | 0 | 0
Sacramento_River_Wind |  | 0 | 0 | 0 | 0
SCADSNV_Solar |  | 0 | 0 | 0 | 0
SCADSNV_Wind |  | 0 | 0 | 0 | 0
Solano_Solar |  | 0 | 0 | 0 | 0
Solano_subzone_Solar |  | 0 | 0 | 0 | 0
Solano_subzone_Wind |  | 0 | 0 | 0 | 0
Solano_Wind |  | 643 | 643 | 1 | 0
Southern_California_Desert_Ex_Solar |  | 0 | 0 | 0 | 0
Southern_California_Desert_Ex_Wind |  | 0 | 0 | 0 | 0
Southern_Nevada_Solar |  | 3006 | 3006 | 1 | 0
Southern_Nevada_Wind |  | 0 | 0 | 0 | 0
SW_Ext_Tx_Wind |  | 0 | 0 | 0 | 0
Tehachapi_Solar | 288 | 1013 | 725 | 1 | 0
Tehachapi_Ex_Solar |  | 0 | 0 | 0 | 0
Tehachapi_Wind | 169.1 | 153 | 0 | 1 | 0
Westlands_Ex_Solar |  | 0 | 0 | 0 | 0
Westlands_Ex_Wind |  | 0 | 0 | 0 | 0
Westlands_Solar | 290.25 | 0 | 0 | 1 | 1
Westlands_Wind |  |  |  | 0 | 0
Cape_Mendocino_Offshore_Wind |  | 0 | 0 | 0 | 0
Del_Norte_Offshore_Wind |  | 0 | 0 | 0 | 0
Diablo_Canyon_Offshore_Wind_Ext_Tx |  | 0 | 0 | 0 | 0
Diablo_Canyon_Offshore_Wind |  | 0 | 0 | 0 | 0
Humboldt_Bay_Offshore_Wind |  | 0 | 0 | 0 | 0
Morro_Bay_Offshore_Wind |  | 0 | 0 | 0 | 0
Utah_Solar |  | 0 | 0 | 0 | 0
Arizona_Solar |  | 0 | 0 | 0 | 0
New_Mexico_Solar |  | 0 | 0 | 0 | 0
Baja_California_Solar |  | 0 | 0 | 0 | 0
Baja_California_Wind |  | 0 | 0 | 0 | 0
Pacific_Northwest_Wind |  | 0 | 0 | 0 | 0
Idaho_Wind |  | 0 | 0 | 0 | 0
Utah_Wind |  | 0 | 0 | 0 | 0
Wyoming_Wind |  | 0 | 0 | 0 | 0
Arizona_Wind |  | 0 | 0 | 0 | 0
New_Mexico_Wind |  | 0 | 0 | 0 | 0
Total | 1427.37 | 8718 | 8108.09 | 1 | 801.36
|  |  | -609.91 | 1

## 2018PSP_at_Mar2019
What constitutes level 3 criteria non-compliance? |  | or greater | [5 empty] | From: | 5_ComparToPrevYr tab in Dashboard_BUSBARALLOCATION_2019RSP_2018PSP.xlsx @ 2/3/2020
What constitutes level 2 criteria non-compliance? |  | or greater
What constitutes level 1 criteria non-compliance?
| 032019 FD + EO |  |  | 2018
RESOLVE Resource | Base | Delta |  | PSP | Delta | Difference > 1000 MW? | Dashboard value
InState_Biomass | 0 | 0% |  | 0 | 0% | 0 | 1
Greater_Imperial_Geothermal | 1276 | -100% | Delta >1000 MW | 1276 | 0% | 0 | 1
Inyokern_North_Kramer_Geothermal | 0 | 0% |  | 0 | 0% | 0 | 1
Northern_California_Ex_Geothermal | 424 | -100% |  | 424 | 0% | 0 | 1
Pacific_Northwest_Geothermal | 0 | 0% |  | 0 | 0% | 0 | 1
Riverside_Palm_Springs_Geothermal | 0 | 0% |  | 0 | 0% | 0 | 1
Solano_Geothermal | 0 | 0% |  | 0 | 0% | 0 | 1
Southern_Nevada_Geothermal | 0 | 0% |  | 0 | 0% | 0 | 1
Carrizo_Solar | 0 | 0% |  | 0 | 0% | 0 | 1
Carrizo_Wind | 160 | 79.38% |  | 160 | 0% | 0 | 1
Central_Valley_North_Los_Banos_Solar | 0 | 0% |  | 0 | 0% | 0 | 1
Central_Valley_North_Los_Banos_Wind | 146 | 18.49% |  | 146 | 0% | 0 | 1
Distributed_Solar | 0 | 0% |  | 0 | 0% | 0 | 1
Distributed_Wind | 0 | 0% |  | 0 | 0% | 0 | 1
Greater_Imperial_Solar | 0 | 214062% | Delta >1000 MW | 0 | 0% | 0 | 1
Greater_Imperial_Wind | 0 | 0% |  | 0 | 0% | 0 | 1
Greater_Kramer_Wind | 0 | 0% |  | 0 | 0% | 0 | 1
Humboldt_Wind | 0 | 3400% |  | 0 | 0% | 0 | 1
Inyokern_North_Kramer_Solar | 577 | -83.19% |  | 577 | 0% | 0 | 1
Kern_Greater_Carrizo_Solar | 0 | 0% |  | 0 | 0% | 0 | 1
Kern_Greater_Carrizo_Wind | 0 | 6000% |  | 0 | 0% | 0 | 1
Kramer_Inyokern_Ex_Solar | 0 | 86040% |  | 0 | 0% | 0 | 1
Kramer_Inyokern_Ex_Wind | 0 | 0% |  | 0 | 0% | 0 | 1
North_Victor_Solar | 0 | 30000% |  | 0 | 0% | 0 | 1
Northern_California_Ex_Solar | 0 | 0% |  | 0 | 0% | 0 | 1
Northern_California_Ex_Wind | 0 | 86590% |  | 0 | 0% | 0 | 1
NW_Ext_Tx_Wind | 0 | 0% |  | 0 | 0% | 0 | 1
Riverside_Palm_Springs_Solar | 1320 | 133.9% | Delta >1000 MW | 1320 | 0% | 0 | 1
Riverside_Palm_Springs_Wind | 42 | -100% |  | 42 | 0% | 0 | 1
Sacramento_River_Solar | 0 | 0% |  | 0 | 0% | 0 | 1
Sacramento_River_Wind | 0 | 0% |  | 0 | 0% | 0 | 1
SCADSNV_Solar | 0 | 0% |  | 0 | 0% | 0 | 1
SCADSNV_Wind | 0 | 0% |  | 0 | 0% | 0 | 1
Solano_Solar | 0 | 0% |  | 0 | 0% | 0 | 1
Solano_subzone_Solar | 0 | 0% |  | 0 | 0% | 0 | 1
Solano_subzone_Wind | 0 | 0% |  | 0 | 0% | 0 | 1
Solano_Wind | 643 | -15.71% |  | 643 | 0% | 0 | 1
Southern_California_Desert_Ex_Solar | 0 | 0% |  | 0 | 0% | 0 | 1
Southern_California_Desert_Ex_Wind | 0 | 0% |  | 0 | 0% | 0 | 1
Southern_Nevada_Solar | 3006 | -100% | Delta >1000 MW | 3006 | 0% | 0 | 1
Southern_Nevada_Wind | 0 | 0% |  | 0 | 0% | 0 | 1
SW_Ext_Tx_Wind | 0 | 0% |  | 0 | 0% | 0 | 1
Tehachapi_Solar | 1013 | 275.2% | Delta >1000 MW | 1013 | 0% | 0 | 1
Tehachapi_Ex_Solar | 0 | 148800% | Delta >1000 MW | 0 | 0% | 0 | 1
Tehachapi_Wind | 153 | 79.74% |  | 153 | 0% | 0 | 1
Westlands_Ex_Solar | 0 | 0% |  | 0 | 0% | 0 | 1
Westlands_Ex_Wind | 0 | 0% |  | 0 | 0% | 0 | 1
Westlands_Solar | 0 | 0% |  | 0 | 0% | 0 | 1
Cape_Mendocino_Offshore_Wind | 0 | 0% |  | 0 | 0% | 0 | 1
Del_Norte_Offshore_Wind | 0 | 0% |  | 0 | 0% | 0 | 1
Diablo_Canyon_Offshore_Wind_Ext_Tx | 0 | 0% |  | 0 | 0% | 0 | 1
Diablo_Canyon_Offshore_Wind | 0 | 0% |  | 0 | 0% | 0 | 1
Humboldt_Bay_Offshore_Wind | 0 | 0% |  | 0 | 0% | 0 | 1
Morro_Bay_Offshore_Wind | 0 | 0% |  | 0 | 0% | 0 | 1
Utah_Solar | 0 | 0% |  | 0 | 0% | 0 | 1
Arizona_Solar | 0 | 0% |  | 0 | 0% | 0 | 1
New_Mexico_Solar | 0 | 0% |  | 0 | 0% | 0 | 1
Baja_California_Solar | 0 | 0% |  | 0 | 0% | 0 | 1
Baja_California_Wind | 0 | 60000% |  | 0 | 0% | 0 | 1
Pacific_Northwest_Wind | 0 | 0% |  | 0 | 0% | 0 | 1
Idaho_Wind | 0 | 0% |  | 0 | 0% | 0 | 1
Utah_Wind | 0 | 0% |  | 0 | 0% | 0 | 1
Wyoming_Wind | 0 | 0% |  | 0 | 0% | 0 | 1
Arizona_Wind | 0 | 0% |  | 0 | 0% | 0 | 1
New_Mexico_Wind | 0 | 0% |  | 0 | 0% | 0 | 1
Tehachapi_Solar | 0 | 0% |  | 0 | 0% | 0 | 1
Mountain_Pass_and_El_Dorado | 0 | 0% |  | 0 | 0% | 0 | 1
Note on B4: [Threaded comment] Your version of Excel allows you to read this threaded comment; however, any edits to it will get removed if the file is opened in a newer version of Excel. Learn more: https://go.microsoft.com/fwlink/?linkid=870924 Comment: Source: Mar 2019 Busbar Allocation Filename: TN227311_20190311T143938_UPDATED 2019 IRP Portfolio Allocations to Substations.xlsx Downloaded from CEC Docket 17-Misc-03