## ReadMe
Column heading | Description of fields | Unit Type | Description
Baseline/LSE Planned 25 MMT/LSE Planned 30 MMT | Baseline = Existing online + under construction/development as of 1/2023 LSE Planned 25 MMT = planned/review unit drawn from 11/2022 IRP Filings 25 MMT Portfolio LSE Planned 30 MMT = planned/review unit drawn from 11/2022 IRP Filings 30 MMT Portfolio | C | Curtailable load
CAISO-contracted | Flag indicating unit is modeled as primarily contracted to serve CAISO load | F | Fossil Steam
Region | Region where unit is located | H | Hydro
Unit Name | Name of unit in SERVM database | N | Nuclear
Unit Type | For each unit, "Type" determines which input variables are required. See lookup to the right. | R | Renewable
Unit Category | Groups units in SERVM according to user-defined categories | S | Storage
Remote Region | If Remote Region has a value, it means this unit is contracted to provide energy to the designated Remote Region. Deliverability subject to existing transmission constraints. | T | Combustion Turbine
Flag for online or termination status as of 1/2023, for CAISO units ONLY | Flag indicates status for CAISO-contracted units only, NOT non-CAISO units. Online = CAISO unit that is online Not online as of 1/2023 = CAISO project that is not yet online as of 1/2023 regardless of insvdt value Terminated = indicates a project has been terminated Non-CAISO = unit primarily serves non-CAISO region
insvdt | Modeled in service date. For units with a Global capmax, insvdt determines when a unit is modeled to be online. For units with Annual capmax values, Annual capmax determines when a unit is modeled to be online (and insvdt is an arbitrary value earlier than the first year with non-zero Annual capmax).
retdt | Modeled retirement date
linked_unit | Name of generating unit linked to storage unit. Applies to Hybrid and Paired Unit Categories.
solar_charging_restriction | Y = Storage unit is restricted to charge only from linked generating unit
WeatherStation | Weather station name associated with this unit, which maps to a geographic location and 1998-2020 weather year hourly profiles in the SERVM database
Modeled Capmax | Unit's modeled max output. For certain unit types, the Base Global or Annual capmax is derated annually or monthly for various reasons, generally historical performance. For units whose capmax may vary by month such as Biomass, Geothermal, Cogen, DR and Hydro, the July value is provided.
Base Global Capmax | If populated, Base Global capmax generally reflects Net Dependable Capacity before any derating to Modeled Capmax. Global means values do not vary by year.
Global pndcap | If populated, storage depth in MWh. Global means values do not vary by year.
Global hours | If populated, duration of storage in hours (pndcap/capmax). Global means values do not vary by year.
Global max_combined_capacity | If populated, max output of combined storage unit and linked unit. Applies to hybrid and paired Unit Categories. Global means values do not vary by year.
Annual variables (2024, 2026, 2030, 2035) | If Annual values are present they take the place of Global values. It means a unit is modeled as having parameters varying by year. This convention is used for units that come online in stages or units that represent an aggregation that changes over time such as BTM PV penetration in a given region.
Capmax | Unit's modeled max output
pndcap | Storage depth in MWh
hours | Duration of storage in hours (pndcap/capmax)
max_combined_capacity | Max output of combined storage unit and linked unit

## GenList20231005
See comment/note of column heading for further description of data in that column | [7 empty] | Modeled | Modeled |  |  |  | Modeled | Base Global | Global | Global | Global | 2024 Annual | 2026 Annual | 2030 Annual | 2035 Annual | 2024 Annual | 2026 Annual | 2030 Annual | 2035 Annual | 2024 Annual | 2026 Annual | 2030 Annual | 2035 Annual | 2024 Annual | 2026 Annual | 2030 Annual | 2035 Annual
Baseline/LSE Planned 25 MMT/LSE Planned 30 MMT | CAISO-contracted | Region | Unit Name | Unit Type | Unit Category | Remote Region | Flag for CAISO-contracted and either Not online as of 1/2023 or terminated as of 1/2023 | insvdt | retdt | linked_unit | solar_charging_restriction | WeatherStation | Capmax | Capmax | pndcap | hours | max_combined_capacity | Capmax | Capmax | Capmax | Capmax | pndcap | pndcap | pndcap | pndcap | hours | hours | hours | hours | max_combined_capacity | max_combined_capacity | max_combined_capacity | max_combined_capacity
Baseline |  | WALC | 2021_G6 | R | Wind |  | Non-CAISO | 2025-09-01 | 2050-12-01 |  |  | Arizona_Wind_Astrape | 135 | 135
LSE Planned 25 MMT | CAISO | SDGE | 25MMT_CREZ_GENERIC_ARIZONA_SOLAR_PlannedNew_AZPS | R | Solar_1Axis |  | Not online as of 1/2023 | 2027-01-01 | 2099-12-01 |  |  | SOLAR_1AXIS__AZ_PHOENIX_2022 | 169 | 169
LSE Planned 25 MMT | CAISO | SDGE | 25MMT_CREZ_GENERIC_ARIZONA_WIND_PlannedNew_AZPS | R | OOS_Wind |  | Not online as of 1/2023 | 2030-01-01 | 2099-12-01 |  |  | Arizona_Wind_Astrape | 250 | 250
LSE Planned 25 MMT | CAISO | SDGE | 25MMT_CREZ_GENERIC_BAJA_CALIFORNIA_WIND_PlannedNew_SDGE | R | Wind |  | Not online as of 1/2023 | 2027-01-01 | 2099-12-01 |  |  | WIND_CA_SANDIEGO_NONE_0_v2022Astrape | 111 | 111
LSE Planned 25 MMT | CAISO | PGE | 25MMT_CREZ_GENERIC_CAPE_MENDOCINO_OFFSHORE_WIND_PlannedNew_PGE | R | OffshoreWind |  | Not online as of 1/2023 | 2035-01-01 | 2099-12-01 |  |  | WIND__OFFSHORE_CAPEMENDOCINO | 288 | 288
LSE Planned 25 MMT | CAISO | PGE | 25MMT_CREZ_GENERIC_CARRIZO_WIND_PlannedNew_PGE | R | Wind |  | Not online as of 1/2023 | 2027-01-01 | 2099-12-01 |  |  | WIND_CA_KERN_MOJAVE_0_v2022Astrape | 53 | 53
LSE Planned 25 MMT | CAISO | PGE | 25MMT_CREZ_GENERIC_CENTRAL_VALLEY_NORTH_LOS_BANOS_WIND_PlannedNew_PGE | R | Wind |  | Not online as of 1/2023 | 2027-01-01 | 2099-12-01 |  |  | WIND_CA_MERCED_UNINCORPORATED_0_v2022Astrape | 32 | 32
LSE Planned 25 MMT | CAISO | PGE | 25MMT_CREZ_GENERIC_DIABLO_CANYON_OFFSHORE_WIND_PlannedNew_PGE | R | OffshoreWind |  | Not online as of 1/2023 | 2032-01-01 | 2099-12-01 |  |  | WIND__OFFSHORE_DIABLOCANYON | 40 | 40
LSE Planned 25 MMT | CAISO | PGE | 25MMT_CREZ_GENERIC_DISTRIBUTED_SOLAR_PlannedNew_PGE | R | Hybrid_Solar_1Axis |  | Not online as of 1/2023 | 2023-01-01 | 2099-12-01 |  |  | SOLAR_1AXIS_CA_KINGS_STRATFORD_0_2022 | 10 |  |  |  |  | 0.01 | 6 | 10 | 10
LSE Planned 25 MMT | CAISO | PGE | 25MMT_CREZ_GENERIC_DISTRIBUTED_SOLAR_PlannedNew_PGE_4 | S | Hybrid_BattStorage |  | Not online as of 1/2023 | 2023-01-01 | 2099-12-01 | 25MMT_CREZ_GENERIC_DISTRIBUTED_SOLAR_PlannedNew_PGE | N |  | 10 |  |  |  |  | 0.01 | 6 | 10 | 10 | 0.01 | 24 | 40 | 40 | 1 | 4 | 4 | 4 | 0.01 | 6 | 10 | 10
LSE Planned 25 MMT | CAISO | SDGE | 25MMT_CREZ_GENERIC_GREATER_IMPERIAL_GEOTHERMAL_PlannedNew_EO_SDGE | T | Geothermal |  | Not online as of 1/2023 | 2030-01-01 | 2099-12-01 |  |  |  | 111.43 | 111.43
LSE Planned 25 MMT | CAISO | SDGE | 25MMT_CREZ_GENERIC_GREATER_IMPERIAL_SOLAR_PlannedNew_SDGE | R | Solar_1Axis |  | Not online as of 1/2023 | 2030-01-01 | 2099-12-01 |  |  | SOLAR_1AXIS_CA_IMPERIAL_BRAWLEY_0_2022 | 39 | 39
LSE Planned 25 MMT | CAISO | SCE | 25MMT_CREZ_GENERIC_GREATER_KRAMER_Hybrid_Solar_1Axis_PlannedNew_SCE | R | Hybrid_Solar_1Axis |  | Not online as of 1/2023 | 2030-01-01 | 2099-12-01 |  |  | SOLAR_1AXIS_CA_SANBERNARDINO_APPLEVALLEY_0_2022 | 50 | 50
LSE Planned 25 MMT | CAISO | SCE | 25MMT_CREZ_GENERIC_GREATER_KRAMER_Solar_1Axis_PlannedNew_SCE | R | Solar_1Axis |  | Not online as of 1/2023 | 2027-01-01 | 2099-12-01 |  |  | SOLAR_1AXIS_CA_SANBERNARDINO_APPLEVALLEY_0_2022 | 769 | 769
LSE Planned 25 MMT | CAISO | SCE | 25MMT_CREZ_GENERIC_GREATER_KRAMER_SOLAR_PlannedNew_SCE_12 | S | Hybrid_BattStorage |  | Not online as of 1/2023 | 2030-01-01 | 2099-12-01 | 25MMT_CREZ_GENERIC_GREATER_KRAMER_Hybrid_Solar_1Axis_PlannedNew_SCE | N |  | 100 | 100 | [7 empty] | 0.01 | 0.01 | 1200 | 1200 |  |  |  |  | 0.01 | 0.01 | 100 | 100
LSE Planned 25 MMT | CAISO | PGE | 25MMT_CREZ_GENERIC_HUMBOLDT_BAY_OFFSHORE_WIND_PlannedNew_PGE | R | OffshoreWind |  | Not online as of 1/2023 | 2023-01-01 | 2099-12-01 |  |  | WIND__OFFSHORE_HUMBOLDTBAY | 2849 |  |  |  |  | 0.01 | 0.01 | 806 | 2849
LSE Planned 25 MMT | CAISO | PGE | 25MMT_CREZ_GENERIC_HUMBOLDT_WIND_PlannedNew_PGE | R | Wind |  | Not online as of 1/2023 | 2023-01-01 | 2099-12-01 |  |  | WIND_CA_SHASTA_SHINGLETOWN_0_v2022Astrape | 111 |  |  |  |  | 0.01 | 0.01 | 111 | 111
LSE Planned 25 MMT | CAISO | PGE | 25MMT_CREZ_GENERIC_IDAHO_WIND_PlannedNew_BPAT | R | OOS_Wind |  | Not online as of 1/2023 | 2026-01-01 | 2099-12-01 |  |  | Idaho_Wind_Astrape | 100 | 100
LSE Planned 25 MMT | CAISO | BPAT | 25MMT_CREZ_GENERIC_IDAHO_WIND_PlannedNew_EO_BPAT | R | OOS_Wind | PGE | Not online as of 1/2023 | 2030-01-01 | 2099-12-01 |  |  | Idaho_Wind_Astrape | 200 | 200
LSE Planned 25 MMT | CAISO | PGE | 25MMT_CREZ_GENERIC_INSTATE_BIOMASS_PlannedNew_PGE | F | Biomass/Wood |  | Not online as of 1/2023 | 2028-01-01 | 2099-12-01 |  |  |  | 46 | 46
LSE Planned 25 MMT | CAISO | PGE | 25MMT_CREZ_GENERIC_KERN_GREATER_CARRIZO_SOLAR_Review_PGE | R | Hybrid_Solar_1Axis |  | Not online as of 1/2023 | 2023-01-01 | 2099-12-01 |  |  | SOLAR_1AXIS_CA_KERN_BAKERSFIELD_0_2022 | 72 |  |  |  |  | 0.01 | 72 | 72 | 72
LSE Planned 25 MMT | CAISO | PGE | 25MMT_CREZ_GENERIC_KERN_GREATER_CARRIZO_WIND_PlannedNew_PGE | R | Wind |  | Not online as of 1/2023 | 2029-01-01 | 2099-12-01 |  |  | WIND_CA_KERN_MOJAVE_0_v2022Astrape | 11 | 11
LSE Planned 25 MMT | CAISO | PGE | 25MMT_CREZ_GENERIC_MORRO_BAY_OFFSHORE_WIND_PlannedNew_PGE | R | OffshoreWind |  | Not online as of 1/2023 | 2023-01-01 | 2099-12-01 |  |  | WIND__OFFSHORE_MORROBAY | 1354 |  |  |  |  | 0.01 | 0.01 | 774 | 1354
LSE Planned 25 MMT | CAISO | SRP | 25MMT_CREZ_GENERIC_NEW_MEXICO_WIND_PlannedNew_EO_SRP | R | OOS_Wind | SCE | Not online as of 1/2023 | 2030-01-01 | 2099-12-01 |  |  | New_Mexico_Wind_Astrape | 35 | 35
LSE Planned 25 MMT | CAISO | SCE | 25MMT_CREZ_GENERIC_NEW_MEXICO_WIND_PlannedNew_SRP | R | OOS_Wind |  | Not online as of 1/2023 | 2023-01-01 | 2099-12-01 |  |  | New_Mexico_Wind_Astrape | 1840 |  |  |  |  | 0.01 | 800 | 1840 | 1840
LSE Planned 25 MMT | CAISO | PGE | 25MMT_CREZ_GENERIC_NORTHERN_CALIFORNIA_EX_Hybrid_Solar_1Axis_Review_PGE | R | Hybrid_Solar_1Axis |  | Not online as of 1/2023 | 2023-01-01 | 2099-12-01 |  |  | SOLAR_1AXIS__CA_WILLITS_2022 | 19 |  |  |  |  | 6 | 11 | 14 | 19
LSE Planned 25 MMT | CAISO | PGE | 25MMT_CREZ_GENERIC_NORTHERN_CALIFORNIA_EX_Solar_1Axis_Review_PGE | R | Solar_1Axis |  | Not online as of 1/2023 | 2023-01-01 | 2099-12-01 |  |  | SOLAR_1AXIS__CA_WILLITS_2022 | 1 |  |  |  |  | 1 | 1 | 1 | 1
LSE Planned 25 MMT | CAISO | PGE | 25MMT_CREZ_GENERIC_NORTHERN_CALIFORNIA_EX_SOLAR_Review_PGE_4 | S | Hybrid_BattStorage |  | Not online as of 1/2023 | 2023-01-01 | 2099-12-01 | 25MMT_CREZ_GENERIC_KERN_GREATER_CARRIZO_SOLAR_Review_PGE | N |  | 14 |  |  |  |  | 3 | 8 | 9 | 14 | 12 | 32 | 36 | 56 | 4 | 4 | 4 | 4 | 3 | 8 | 9 | 14
LSE Planned 25 MMT | CAISO | PGE | 25MMT_CREZ_GENERIC_NORTHERN_CALIFORNIA_EX_WIND_PlannedNew_EO_PGE | R | Wind |  | Not online as of 1/2023 | 2030-01-01 | 2099-12-01 |  |  | WIND_CA_SHASTA_SHINGLETOWN_0_v2022Astrape | 299.36 | 299.36
LSE Planned 25 MMT | CAISO | PGE | 25MMT_CREZ_GENERIC_NORTHERN_CALIFORNIA_EX_WIND_PlannedNew_PGE | R | Wind |  | Not online as of 1/2023 | 2023-01-01 | 2099-12-01 |  |  | WIND_CA_SHASTA_SHINGLETOWN_0_v2022Astrape | 549 |  |  |  |  | 100 | 220 | 549 | 549
LSE Planned 25 MMT | CAISO | PGE | 25MMT_CREZ_GENERIC_PACIFIC_NORTHWEST_GEOTHERMAL_Review_BPAT | T | Geothermal |  | Not online as of 1/2023 | 2023-01-01 | 2099-12-01 |  |  |  | 13 |  |  |  |  | 0.01 | 13 | 13 | 13
LSE Planned 25 MMT | CAISO | PGE | 25MMT_CREZ_GENERIC_PACIFIC_NORTHWEST_WIND_PlannedNew_BPAT | R | OOS_Wind |  | Not online as of 1/2023 | 2023-01-01 | 2099-12-01 |  |  | Oregon_Wind_Astrape | 304 |  |  |  |  | 0.01 | 280 | 304 | 304
LSE Planned 25 MMT | CAISO | SCE | 25MMT_CREZ_GENERIC_RIVERSIDE_PALM_SPRINGS_SOLAR_PlannedNew_SCE | R | Solar_1Axis |  | Not online as of 1/2023 | 2027-01-01 | 2099-12-01 |  |  | SOLAR_1AXIS_CA_RIVERSIDE_RIVERSIDE_0_2022 | 659 | 659
LSE Planned 25 MMT | CAISO | SCE | 25MMT_CREZ_GENERIC_SCADSNV_Solar_1Axis_PlannedNew_EO_SCE | R | Solar_1Axis |  | Not online as of 1/2023 | 2030-01-01 | 2099-12-01 |  |  | SOLAR_1AXIS_CA_SANBERNARDINO_APPLEVALLEY_0_2022 | 86.43 | 86.43
LSE Planned 25 MMT | CAISO | PGE | 25MMT_CREZ_GENERIC_SOLANO_GEOTHERMAL_PlannedNew_PGE | T | Geothermal |  | Not online as of 1/2023 | 2023-01-01 | 2099-12-01 |  |  |  | 88 |  |  |  |  | 0.01 | 0.01 | 48 | 88
LSE Planned 25 MMT | CAISO | PGE | 25MMT_CREZ_GENERIC_SOLANO_SOLAR_PlannedNew_PGE | R | Solar_1Axis |  | Not online as of 1/2023 | 2023-01-01 | 2099-12-01 |  |  | SOLAR_1AXIS__CA_SACRAMENTO_2022 | 6 |  |  |  |  | 0.01 | 6 | 6 | 6
LSE Planned 25 MMT | CAISO | PGE | 25MMT_CREZ_GENERIC_SOLANO_WIND_PlannedNew_PGE | R | Wind |  | Not online as of 1/2023 | 2027-01-01 | 2099-12-01 |  |  | WIND_CA_CONTRACOSTA_PITTSBURG_0_v2022Astrape | 104 | 104
LSE Planned 25 MMT | CAISO | SCE | 25MMT_CREZ_GENERIC_SOUTHERN_CALIFORNIA_DESERT_EX_SOLAR_PlannedNew_SCE | R | Hybrid_Solar_1Axis |  | Not online as of 1/2023 | 2026-01-01 | 2099-12-01 |  |  | SOLAR_1AXIS_CA_IMPERIAL_BRAWLEY_0_2022 | 189 | 189
LSE Planned 25 MMT | CAISO | SCE | 25MMT_CREZ_GENERIC_SOUTHERN_CALIFORNIA_DESERT_EX_SOLAR_PlannedNew_SCE_4 | S | Hybrid_BattStorage |  | Not online as of 1/2023 | 2026-01-01 | 2099-12-01 | 25MMT_CREZ_GENERIC_SOUTHERN_CALIFORNIA_DESERT_EX_SOLAR_PlannedNew_SCE | N |  | 94 | 94 | [7 empty] | 0.01 | 376 | 376 | 376 |  |  |  |  | 0.01 | 94 | 94 | 94
LSE Planned 25 MMT | CAISO | SCE | 25MMT_CREZ_GENERIC_SOUTHERN_CALIFORNIA_DESERT_EX_WIND_PlannedNew_SCE | R | Wind |  | Not online as of 1/2023 | 2025-01-01 | 2099-12-01 |  |  | WIND_CA_SANBERNARDINO_NONE_0_v2022Astrape | 60 | 60
LSE Planned 25 MMT | CAISO | SCE | 25MMT_CREZ_GENERIC_SOUTHERN_NEVADA_GEOTHERMAL_PlannedNew_SCE | T | Geothermal |  | Not online as of 1/2023 | 2023-01-01 | 2099-12-01 |  |  |  | 40 |  |  |  |  | 0.01 | 4 | 40 | 40
LSE Planned 25 MMT | CAISO | SCE | 25MMT_CREZ_GENERIC_SOUTHERN_NEVADA_WIND_PlannedNew_SCE | R | Wind |  | Not online as of 1/2023 | 2029-01-01 | 2099-12-01 |  |  | WIND_CA_SANBERNARDINO_92332_0_v2022Astrape | 82 | 82
LSE Planned 25 MMT | CAISO | SCE | 25MMT_CREZ_GENERIC_SW_EXT_TX_WIND_PlannedNew_AZPS | R | OOS_Wind |  | Not online as of 1/2023 | 2027-01-01 | 2099-12-01 |  |  | Arizona_Wind_Astrape | 93 | 93
LSE Planned 25 MMT | CAISO | SCE | 25MMT_CREZ_GENERIC_TEHACHAPI_EX_SOLAR_PlannedNew_SCE | R | Solar_1Axis |  | Not online as of 1/2023 | 2027-01-01 | 2099-12-01 |  |  | SOLAR_1AXIS_CA_KERN_ROSAMOND_0_2022 | 554 | 554
LSE Planned 25 MMT | CAISO | SCE | 25MMT_CREZ_GENERIC_TEHACHAPI_SOLAR_PlannedNew_SCE | R | Hybrid_Solar_1Axis |  | Not online as of 1/2023 | 2023-01-01 | 2099-12-01 |  |  | SOLAR_1AXIS_CA_KERN_ROSAMOND_0_2022 | 100 |  |  |  |  | 0.01 | 0.01 | 0.01 | 100
LSE Planned 25 MMT | CAISO | SCE | 25MMT_CREZ_GENERIC_TEHACHAPI_SOLAR_PlannedNew_SCE_4 | S | Hybrid_BattStorage |  | Not online as of 1/2023 | 2023-01-01 | 2099-12-01 | 25MMT_CREZ_GENERIC_TEHACHAPI_SOLAR_PlannedNew_SCE | N |  | 50 |  |  |  |  | 0.01 | 0.01 | 0.01 | 50 | 0.01 | 0.01 | 0.01 | 200 | 1 | 1 | 1 | 4 | 0.01 | 0.01 | 0.01 | 50
LSE Planned 25 MMT | CAISO | SCE | 25MMT_CREZ_GENERIC_TEHACHAPI_WIND_PlannedNew_SCE | R | Wind |  | Not online as of 1/2023 | 2023-01-01 | 2099-12-01 |  |  | WIND_CA_KERN_MOJAVE_0_v2022Astrape | 156 |  |  |  |  | 0.01 | 0.01 | 156 | 156
LSE Planned 25 MMT | CAISO | PGE | 25MMT_CREZ_GENERIC_WESTLANDS_SOLAR_PlannedNew_PGE | R | Hybrid_Solar_1Axis |  | Not online as of 1/2023 | 2023-01-01 | 2099-12-01 |  |  | SOLAR_1AXIS_CA_KINGS_STRATFORD_0_2022 | 175 |  |  |  |  | 0.01 | 0.01 | 175 | 175
LSE Planned 25 MMT | CAISO | PGE | 25MMT_CREZ_GENERIC_WESTLANDS_SOLAR_PlannedNew_PGE_4 | S | Hybrid_BattStorage |  | Not online as of 1/2023 | 2023-01-01 | 2099-12-01 | 25MMT_CREZ_GENERIC_WESTLANDS_SOLAR_PlannedNew_PGE | N |  | 125 |  |  |  |  | 0.01 | 0.01 | 125 | 125 | 0.01 | 0.01 | 500 | 500 | 1 | 1 | 4 | 4 | 0.01 | 0.01 | 125 | 125
LSE Planned 25 MMT | CAISO | SCE | 25MMT_CREZ_GENERIC_WYOMING_WIND_PlannedNew_NEVP | R | OOS_Wind |  | Not online as of 1/2023 | 2023-01-01 | 2099-12-01 |  |  | Wyoming_Wind_Astrape | 731 |  |  |  |  | 0.01 | 40 | 601 | 731
LSE Planned 25 MMT | CAISO | SCE | 25MMT_NEW_BTM_DR_PlannedNew_SCE | C | DR |  | Not online as of 1/2023 | 2023-01-01 | 2099-12-01 |  |  |  | 3 |  |  |  |  | 3 | 3 | 3 | 3
LSE Planned 25 MMT |  | LADWP | 25MMT_NEW_BTM_RESOURCE_PlannedNew_LADWP | R | BTMPV |  | Non-CAISO | 2023-01-01 | 2099-12-01 |  |  | SOLAR_FIXED_CA_KERN_ROSAMOND_0_2022 | 69 | 69
LSE Planned 25 MMT | CAISO | SDGE | 25MMT_NEW_GENERIC_BATTERY_STORAGE_PlannedNew_AZPS_4 | S | Battery Storage |  | Not online as of 1/2023 | 2023-01-01 | 2099-12-01 |  |  |  | 200 | 200 | [7 empty] | 800 | 800 | 800 | 800
LSE Planned 25 MMT | CAISO | SCE | 25MMT_NEW_GENERIC_BATTERY_STORAGE_PlannedNew_EO_SCE_8 | S | Battery Storage |  | Not online as of 1/2023 | 2023-01-01 | 2099-12-01 |  |  |  | 8 |  |  |  |  | 0.01 | 0.01 | 8 | 8 | 0.08 | 0.08 | 64 | 64 | 8 | 8 | 8 | 8
LSE Planned 25 MMT | CAISO | PGE | 25MMT_NEW_GENERIC_BATTERY_STORAGE_PlannedNew_PGE | R | Hybrid_Solar_1Axis |  | Not online as of 1/2023 | 2023-01-01 | 2099-12-01 |  |  | SOLAR_1AXIS_CA_KINGS_STRATFORD_0_2022 | 50 | 50
LSE Planned 25 MMT | CAISO | PGE | 25MMT_NEW_GENERIC_BATTERY_STORAGE_PlannedNew_PGE_1 | S | Battery Storage |  | Not online as of 1/2023 | 2025-01-01 | 2099-12-01 |  |  |  | 75 | 75 | [7 empty] | 0.01 | 75 | 75 | 75
LSE Planned 25 MMT | CAISO | PGE | 25MMT_NEW_GENERIC_BATTERY_STORAGE_PlannedNew_PGE_16 | S | Battery Storage |  | Not online as of 1/2023 | 2023-01-01 | 2099-12-01 |  |  |  | 50 |  |  |  |  | 0.01 | 0.01 | 0.01 | 50 | 0.01 | 0.01 | 0.01 | 800 | 1 | 1 | 1 | 16
LSE Planned 25 MMT | CAISO | PGE | 25MMT_NEW_GENERIC_BATTERY_STORAGE_PlannedNew_PGE_17 | S | Battery Storage |  | Not online as of 1/2023 | 2023-01-01 | 2099-12-01 |  |  |  | 150 |  |  |  |  | 0.01 | 0.01 | 0.01 | 150 | 0.01 | 0.01 | 0.01 | 2550 | 1 | 1 | 1 | 17
LSE Planned 25 MMT | CAISO | PGE | 25MMT_NEW_GENERIC_BATTERY_STORAGE_PlannedNew_PGE_3 | S | Battery Storage |  | Not online as of 1/2023 | 2023-01-01 | 2099-12-01 |  |  |  | 112 | 112 | [7 empty] | 336 | 336 | 336 | 336
LSE Planned 25 MMT | CAISO | PGE | 25MMT_NEW_GENERIC_BATTERY_STORAGE_PlannedNew_PGE_5 | S | Battery Storage |  | Not online as of 1/2023 | 2023-01-01 | 2099-12-01 |  |  |  | 903 |  |  |  |  | 0.01 | 0.01 | 173 | 903 | 0.01 | 0.01 | 865 | 4515 | 1 | 1 | 5 | 5
LSE Planned 25 MMT | CAISO | PGE | 25MMT_NEW_GENERIC_BATTERY_STORAGE_PlannedNew_PGE_6 | S | Battery Storage |  | Not online as of 1/2023 | 2023-01-01 | 2099-12-01 |  |  |  | 987 |  |  |  |  | 0.01 | 0.01 | 53 | 987 | 0.01 | 0.01 | 318 | 5922 | 1 | 1 | 6 | 6
LSE Planned 25 MMT | CAISO | PGE | 25MMT_NEW_GENERIC_BATTERY_STORAGE_PlannedNew_PGE_8 | S | Battery Storage |  | Not online as of 1/2023 | 2023-01-01 | 2099-12-01 |  |  |  | 522 |  |  |  |  | 0.01 | 220 | 470 | 522 | 0.01 | 1760 | 3760 | 4176 | 1 | 8 | 8 | 8
LSE Planned 25 MMT | CAISO | PGE | 25MMT_NEW_GENERIC_BATTERY_STORAGE_PlannedNew_PGE_9 | S | Battery Storage |  | Not online as of 1/2023 | 2026-01-01 | 2099-12-01 |  |  |  | 100 | 100 | [7 empty] | 0.01 | 900 | 900 | 900
LSE Planned 25 MMT | CAISO | SCE | 25MMT_NEW_GENERIC_BATTERY_STORAGE_PlannedNew_SCE | R | Hybrid_Solar_1Axis |  | Not online as of 1/2023 | 2023-01-01 | 2099-12-01 |  |  | SOLAR_1AXIS_CA_KERN_BAKERSFIELD_0_2022 | 194 |  |  |  |  | 0.01 | 194 | 194 | 194
LSE Planned 25 MMT | CAISO | SCE | 25MMT_NEW_GENERIC_BATTERY_STORAGE_PlannedNew_SCE_5 | S | Battery Storage |  | Not online as of 1/2023 | 2023-01-01 | 2099-12-01 |  |  |  | 1045 |  |  |  |  | 373 | 1045 | 1045 | 1045 | 1865 | 5225 | 5225 | 5225 | 5 | 5 | 5 | 5
LSE Planned 25 MMT | CAISO | SCE | 25MMT_NEW_GENERIC_BATTERY_STORAGE_PlannedNew_SCE_6 | S | Battery Storage |  | Not online as of 1/2023 | 2023-01-01 | 2099-12-01 |  |  |  | 141 |  |  |  |  | 0.01 | 5 | 7 | 141 | 0.01 | 30 | 42 | 846 | 1 | 6 | 6 | 6
LSE Planned 25 MMT | CAISO | SCE | 25MMT_NEW_GENERIC_BATTERY_STORAGE_PlannedNew_SCE_7 | S | Battery Storage |  | Not online as of 1/2023 | 2023-01-01 | 2099-12-01 |  |  |  | 277 |  |  |  |  | 0.01 | 2 | 277 | 277 | 0.01 | 14 | 1939 | 1939 | 1 | 7 | 7 | 7
LSE Planned 25 MMT | CAISO | SCE | 25MMT_NEW_GENERIC_BATTERY_STORAGE_PlannedNew_SCE_8 | S | Battery Storage |  | Not online as of 1/2023 | 2023-01-01 | 2099-12-01 |  |  |  | 889 |  |  |  |  | 0.01 | 91 | 416 | 889 | 0.01 | 728 | 3328 | 7112 | 1 | 8 | 8 | 8
LSE Planned 25 MMT | CAISO | SDGE | 25MMT_NEW_GENERIC_BATTERY_STORAGE_PlannedNew_SDGE_4 | S | Battery Storage |  | Not online as of 1/2023 | 2023-01-01 | 2099-12-01 |  |  |  | 860 |  |  |  |  | 110 | 310 | 410 | 860 | 440 | 1240 | 1640 | 3440 | 4 | 4 | 4 | 4
LSE Planned 25 MMT | CAISO | SDGE | 25MMT_NEW_GENERIC_BATTERY_STORAGE_PlannedNew_SDGE_8 | S | Battery Storage |  | Not online as of 1/2023 | 2023-01-01 | 2099-12-01 |  |  |  | 60 |  |  |  |  | 0.01 | 50 | 50 | 60 | 0.01 | 400 | 400 | 480 | 1 | 8 | 8 | 8
LSE Planned 25 MMT |  | SMUD | 25MMT_NEW_GENERIC_BATTERY_STORAGE_PlannedNew_SMUD_4 | S | Battery Storage |  | Non-CAISO | 2023-01-01 | 2099-12-01 |  |  |  | 350 |  |  |  |  | 0.01 | 350 | 350 | 350 | 0.01 | 1400 | 1400 | 1400 | 1 | 4 | 4 | 4
LSE Planned 25 MMT | CAISO | SCE | 25MMT_NEW_GENERIC_BATTERY_STORAGE_Review_SCE_4 | S | Battery Storage |  | Not online as of 1/2023 | 2023-01-01 | 2099-12-01 |  |  |  | 84 |  |  |  |  | 69 | 84 | 84 | 84 | 276 | 336 | 336 | 336 | 4 | 4 | 4 | 4
LSE Planned 25 MMT | CAISO | SCE | 25MMT_NEW_GENERIC_BatteryStorage_PlannedNew_EO_SCE_4 | S | Battery Storage |  | Not online as of 1/2023 | 2023-01-01 | 2099-12-01 |  |  |  | 1700 |  |  |  |  | 0.01 | 0.01 | 1700 | 1700 | 0.04 | 0.04 | 6800 | 6800 | 4 | 4 | 4 | 4
LSE Planned 25 MMT | CAISO | PGE | 25MMT_NEW_GENERIC_BatteryStorage_PlannedNew_PGE_4 | S | Battery Storage |  | Not online as of 1/2023 | 2023-01-01 | 2099-12-01 |  |  |  | 3546 |  |  |  |  | 421 | 1660 | 1910 | 3546 | 1684 | 6640 | 7640 | 14184 | 4 | 4 | 4 | 4
LSE Planned 25 MMT | CAISO | SCE | 25MMT_NEW_GENERIC_BatteryStorage_PlannedNew_SCE_4 | S | Battery Storage |  | Not online as of 1/2023 | 2023-01-01 | 2099-12-01 |  |  |  | 3621 |  |  |  |  | 2269 | 2839 | 3371 | 3621 | 9076 | 11356 | 13484 | 14484 | 4 | 4 | 4 | 4
LSE Planned 25 MMT | CAISO | PGE | 25MMT_NEW_GENERIC_BIOGAS_LANDFILLGAS_PlannedNew_PGE | F | Biogas |  | Not online as of 1/2023 | 2023-01-01 | 2099-12-01 |  |  |  | 39 |  |  |  |  | 0.01 | 39 | 39 | 39
LSE Planned 25 MMT | CAISO | PGE | 25MMT_NEW_GENERIC_BIOMASS/WOOD_PlannedNew_PGE | F | Biomass/Wood |  | Not online as of 1/2023 | 2023-01-01 | 2099-12-01 |  |  |  | 86 |  |  |  |  | 11 | 53 | 86 | 86
LSE Planned 25 MMT | CAISO | PGE | 25MMT_NEW_GENERIC_COMBINED_CYCLE_PlannedNew_PGE | F | CC |  | Not online as of 1/2023 | 2023-01-01 | 2050-12-01 |  |  |  | 8 | 8 |  |  |  | 8 | 8 | 8 | 8
LSE Planned 25 MMT | CAISO | PGE | 25MMT_NEW_GENERIC_DR_PlannedNew_PGE | C | DR |  | Not online as of 1/2023 | 2023-01-01 | 2099-12-01 |  |  |  | 10 |  |  |  |  | 1 | 5 | 10 | 10
LSE Planned 25 MMT | CAISO | SDGE | 25MMT_NEW_GENERIC_DR_PlannedNew_SDGE | C | DR |  | Not online as of 1/2023 | 2023-01-01 | 2099-12-01 |  |  |  | 67 |  |  |  |  | 0.01 | 0.01 | 67 | 67
LSE Planned 25 MMT | CAISO | PGE | 25MMT_NEW_GENERIC_DR_Review_PGE | C | DR |  | Not online as of 1/2023 | 2023-01-01 | 2099-12-01 |  |  |  | 15 |  |  |  |  | 15 | 15 | 15 | 15
LSE Planned 25 MMT | CAISO | SCE | 25MMT_NEW_GENERIC_DR_Review_SCE | C | DR |  | Not online as of 1/2023 | 2023-01-01 | 2099-12-01 |  |  |  | 8 |  |  |  |  | 8 | 8 | 8 | 8
LSE Planned 25 MMT |  | IID | 25MMT_NEW_GENERIC_GEOTHERMAL_PlannedNew_IID | T | Geothermal |  | Non-CAISO | 2023-01-01 | 2099-12-01 |  |  |  | 114 |  |  |  |  | 0.01 | 5 | 114 | 114
LSE Planned 25 MMT | CAISO | SCE | 25MMT_NEW_GENERIC_GEOTHERMAL_PlannedNew_NEVP | T | Geothermal |  | Not online as of 1/2023 | 2023-01-01 | 2099-12-01 |  |  |  | 144 |  |  |  |  | 105 | 144 | 144 | 144
LSE Planned 25 MMT | CAISO | PGE | 25MMT_NEW_GENERIC_GEOTHERMAL_PlannedNew_PGE | T | Geothermal |  | Not online as of 1/2023 | 2023-01-01 | 2099-12-01 |  |  |  | 462 |  |  |  |  | 0.01 | 385 | 432 | 462
LSE Planned 25 MMT | CAISO | SCE | 25MMT_NEW_GENERIC_GEOTHERMAL_PlannedNew_SCE | T | Geothermal |  | Not online as of 1/2023 | 2023-01-01 | 2099-12-01 |  |  |  | 431 |  |  |  |  | 0.01 | 379 | 405 | 431
LSE Planned 25 MMT | CAISO | SDGE | 25MMT_NEW_GENERIC_GEOTHERMAL_PlannedNew_SDGE | T | Geothermal |  | Not online as of 1/2023 | 2023-01-01 | 2099-12-01 |  |  |  | 199 |  |  |  |  | 25 | 67 | 199 | 199
LSE Planned 25 MMT | CAISO | SCE | 25MMT_NEW_GENERIC_GEOTHERMAL_Review_NEVADA | T | Geothermal |  | Not online as of 1/2023 | 2023-01-01 | 2099-12-01 |  |  |  | 3 |  |  |  |  | 0.01 | 3 | 3 | 3
LSE Planned 25 MMT | CAISO | SCE | 25MMT_NEW_GENERIC_GEOTHERMAL_Review_NEVP | T | Geothermal |  | Not online as of 1/2023 | 2023-01-01 | 2099-12-01 |  |  |  | 20 |  |  |  |  | 0.01 | 20 | 20 | 20
LSE Planned 25 MMT | CAISO | PGE | 25MMT_NEW_GENERIC_GEOTHERMAL_Review_PGE | T | Geothermal |  | Not online as of 1/2023 | 2023-01-01 | 2099-12-01 |  |  |  | 14 |  |  |  |  | 7 | 14 | 14 | 14
LSE Planned 25 MMT | CAISO | SCE | 25MMT_NEW_GENERIC_Hybrid_BattStorage_PlannedNew_EO_SCE_4 | S | Hybrid_BattStorage |  | Not online as of 1/2023 | 2023-01-01 | 2099-12-01 | 25MMT_NEW_GENERIC_Hybrid_Solar_1Axis_1AXIS_PlannedNew_EO_SCE | N |  | 121 |  |  |  |  | 0.01 | 0.01 | 121 | 121 | 0.04 | 0.04 | 484 | 484 | 4 | 4 | 4 | 4 | 0.01 | 0.01 | 121 | 121
LSE Planned 25 MMT | CAISO | PGE | 25MMT_NEW_GENERIC_Hybrid_BattStorage_PlannedNew_PGE_4 | S | Hybrid_BattStorage |  | Not online as of 1/2023 | 2023-01-01 | 2099-12-01 | 25MMT_NEW_GENERIC_BATTERY_STORAGE_PlannedNew_PGE | N |  | 37 |  |  |  |  | 29 | 37 | 37 | 37 | 116 | 148 | 148 | 148 | 4 | 4 | 4 | 4 | 29 | 37 | 37 | 37
LSE Planned 25 MMT | CAISO | SCE | 25MMT_NEW_GENERIC_Hybrid_BattStorage_PlannedNew_SCE_4 | S | Hybrid_BattStorage |  | Not online as of 1/2023 | 2023-01-01 | 2099-12-01 | 25MMT_NEW_GENERIC_BATTERY_STORAGE_PlannedNew_SCE | N |  | 364 |  |  |  |  | 80 | 336 | 342 | 364 | 320 | 1344 | 1368 | 1456 | 4 | 4 | 4 | 4 | 80 | 336 | 342 | 364
LSE Planned 25 MMT | CAISO | SCE | 25MMT_NEW_GENERIC_Hybrid_Solar_1Axis_1AXIS_PlannedNew_EO_SCE | R | Hybrid_Solar_1Axis |  | Not online as of 1/2023 | 2023-01-01 | 2099-12-01 |  |  | SOLAR_1AXIS_CA_KERN_BAKERSFIELD_0_2022 | 243 |  |  |  |  | 0.01 | 0.01 | 243 | 243
LSE Planned 25 MMT | CAISO | PGE | 25MMT_NEW_GENERIC_Hybrid_Solar_1Axis_1AXIS_PlannedNew_PGE | R | Hybrid_Solar_1Axis |  | Not online as of 1/2023 | 2023-01-01 | 2099-12-01 |  |  | SOLAR_1AXIS_CA_KINGS_STRATFORD_0_2022 | 1207 |  |  |  |  | 130 | 477 | 577 | 1207
LSE Planned 25 MMT | CAISO | SCE | 25MMT_NEW_GENERIC_Hybrid_Solar_1Axis_1AXIS_PlannedNew_SCE | R | Hybrid_Solar_1Axis |  | Not online as of 1/2023 | 2023-01-01 | 2099-12-01 |  |  | SOLAR_1AXIS_CA_KERN_BAKERSFIELD_0_2022 | 1247 |  |  |  |  | 187 | 1094 | 1247 | 1247
LSE Planned 25 MMT | CAISO | SDGE | 25MMT_NEW_GENERIC_Hybrid_Solar_1Axis_1AXIS_PlannedNew_SDGE | R | Hybrid_Solar_1Axis |  | Not online as of 1/2023 | 2023-01-01 | 2099-12-01 |  |  | SOLAR_1AXIS_CA_IMPERIAL_BRAWLEY_0_2022 | 1625 |  |  |  |  | 200 | 600 | 1000 | 1625
LSE Planned 25 MMT | CAISO | PGE | 25MMT_NEW_GENERIC_INSTATE_SMALL_HYDRO_PlannedNew_PGE | H | Hydro |  | Not online as of 1/2023 | 2023-01-01 | 2099-12-01 |  |  |  | 8 |  |  |  |  | 0.01 | 8 | 8 | 8
LSE Planned 25 MMT | CAISO | PGE | 25MMT_NEW_GENERIC_PUMPED_STORAGE_HYDRO_PlannedNew_PGE_10 | S | PSH |  | Not online as of 1/2023 | 2023-01-01 | 2099-12-01 |  |  |  | 20 |  |  |  |  | 0.01 | 20 | 20 | 20 | 0.01 | 200 | 200 | 200 | 1 | 10 | 10 | 10
LSE Planned 25 MMT | CAISO | SCE | 25MMT_NEW_GENERIC_PUMPED_STORAGE_HYDRO_PlannedNew_SCE_13 | S | PSH |  | Not online as of 1/2023 | 2023-01-01 | 2099-12-01 |  |  |  | 436 |  |  |  |  | 0.01 | 436 | 436 | 436 | 0.01 | 5668 | 5668 | 5668 | 1 | 13 | 13 | 13
LSE Planned 25 MMT | CAISO | SDGE | 25MMT_NEW_GENERIC_PUMPED_STORAGE_HYDRO_PlannedNew_SDGE_10 | S | PSH |  | Not online as of 1/2023 | 2023-01-01 | 2099-12-01 |  |  |  | 13 |  |  |  |  | 0.01 | 1 | 13 | 13 | 0.01 | 10 | 130 | 130 | 1 | 10 | 10 | 10
LSE Planned 25 MMT | CAISO | PGE | 25MMT_NEW_GENERIC_Solar_1Axis_1AXIS_PlannedNew_PGE | R | Solar_1Axis |  | Not online as of 1/2023 | 2023-01-01 | 2099-12-01 |  |  | SOLAR_1AXIS_CA_KINGS_STRATFORD_0_2022 | 1246 |  |  |  |  | 2 | 202 | 847 | 1246
LSE Planned 25 MMT | CAISO | SCE | 25MMT_NEW_GENERIC_Solar_1Axis_1AXIS_PlannedNew_SCE | R | Solar_1Axis |  | Not online as of 1/2023 | 2023-01-01 | 2099-12-01 |  |  | SOLAR_1AXIS_CA_KERN_ROSAMOND_0_2022 | 9140 |  |  |  |  | 521 | 1773 | 6868 | 9140
LSE Planned 25 MMT | CAISO | SDGE | 25MMT_NEW_GENERIC_Solar_1Axis_1AXIS_PlannedNew_SDGE | R | Solar_1Axis |  | Not online as of 1/2023 | 2023-01-01 | 2099-12-01 |  |  | SOLAR_1AXIS_CA_IMPERIAL_BRAWLEY_0_2022 | 603 |  |  |  |  | 0.01 | 0.01 | 427 | 603
LSE Planned 25 MMT |  | LADWP | 25MMT_NEW_GENERIC_SOLAR_1AXIS_PlannedNew_LADWP | R | Solar_1Axis |  | Non-CAISO | 2023-01-01 | 2099-12-01 |  |  | SOLAR_1AXIS_CA_KERN_ROSAMOND_0_2022 | 23 |  |  |  |  | 23 | 23 | 23 | 23
LSE Planned 25 MMT | CAISO | PGE | 25MMT_NEW_GENERIC_SOLAR_1AXIS_PlannedNew_PGE_15 | S | Hybrid_BattStorage |  | Not online as of 1/2023 | 2023-01-01 | 2099-12-01 | 25MMT_NEW_GENERIC_Hybrid_Solar_1Axis_1AXIS_PlannedNew_PGE | N |  | 50 |  |  |  |  | 0.01 | 50 | 50 | 50 | 0.01 | 750 | 750 | 750 | 1 | 15 | 15 | 15 | 0.01 | 50 | 50 | 50
LSE Planned 25 MMT | CAISO | PGE | 25MMT_NEW_GENERIC_SOLAR_1AXIS_PlannedNew_PGE_4 | S | Hybrid_BattStorage |  | Not online as of 1/2023 | 2023-01-01 | 2099-12-01 | 25MMT_NEW_GENERIC_Hybrid_Solar_1Axis_1AXIS_PlannedNew_PGE | N |  | 610 |  |  |  |  | 25 | 159 | 252 | 610 | 100 | 636 | 1008 | 2440 | 4 | 4 | 4 | 4 | 25 | 159 | 252 | 610
LSE Planned 25 MMT | CAISO | SCE | 25MMT_NEW_GENERIC_SOLAR_1AXIS_PlannedNew_SCE_4 | S | Hybrid_BattStorage |  | Not online as of 1/2023 | 2023-01-01 | 2099-12-01 | 25MMT_NEW_GENERIC_Hybrid_Solar_1Axis_1AXIS_PlannedNew_SCE | N |  | 497 |  |  |  |  | 84 | 417 | 497 | 497 | 336 | 1668 | 1988 | 1988 | 4 | 4 | 4 | 4 | 84 | 417 | 497 | 497
LSE Planned 25 MMT | CAISO | SDGE | 25MMT_NEW_GENERIC_SOLAR_1AXIS_PlannedNew_SDGE_4 | S | Hybrid_BattStorage |  | Not online as of 1/2023 | 2023-01-01 | 2099-12-01 | 25MMT_NEW_GENERIC_Hybrid_Solar_1Axis_1AXIS_PlannedNew_SDGE | N |  | 1625 |  |  |  |  | 200 | 600 | 1000 | 1625 | 800 | 2400 | 4000 | 6500 | 4 | 4 | 4 | 4 | 200 | 600 | 1000 | 1625
LSE Planned 25 MMT | CAISO | PGE | 25MMT_NEW_GENERIC_SOLAR_1AXIS_Review_PGE | R | Hybrid_Solar_1Axis |  | Not online as of 1/2023 | 2023-01-01 | 2099-12-01 |  |  | SOLAR_1AXIS_CA_KINGS_STRATFORD_0_2022 | 13 |  |  |  |  | 13 | 13 | 13 | 13
LSE Planned 25 MMT | CAISO | PGE | 25MMT_NEW_GENERIC_SOLAR_1AXIS_Review_PGE_5 | S | Hybrid_BattStorage |  | Not online as of 1/2023 | 2023-01-01 | 2099-12-01 | 25MMT_NEW_GENERIC_SOLAR_1AXIS_Review_PGE | N |  | 10 |  |  |  |  | 10 | 10 | 10 | 10 | 50 | 50 | 50 | 50 | 5 | 5 | 5 | 5 | 10 | 10 | 10 | 10
LSE Planned 25 MMT | CAISO | PGE | 25MMT_NEW_GENERIC_Solar_2Axis_PlannedNew_EO_PGE | R | Solar_2Axis |  | Not online as of 1/2023 | 2023-01-01 | 2099-12-01 |  |  | SOLAR_2AXIS_CA_KINGS_STRATFORD_0_2022 | 100.5993 |  |  |  |  | 0.01 | 0.01 | 100.5993 | 100.5993
LSE Planned 25 MMT | CAISO | PGE | 25MMT_NEW_GENERIC_SOLAR_2AXIS_PlannedNew_PGE_4 | S | Hybrid_BattStorage |  | Not online as of 1/2023 | 2023-01-01 | 2099-12-01 | 25MMT_CREZ_GENERIC_NORTHERN_CALIFORNIA_EX_Hybrid_Solar_1Axis_Review_PGE | N |  | 4 |  |  |  |  | 4 | 4 | 4 | 4 | 16 | 16 | 16 | 16 | 4 | 4 | 4 | 4 | 4 | 4 | 4 | 4
LSE Planned 25 MMT | CAISO | PGE | 25MMT_NEW_GENERIC_SOLAR_FIXED_PlannedNew_PGE | R | Solar_Fixed |  | Not online as of 1/2023 | 2023-01-01 | 2099-12-01 |  |  | SOLAR_FIXED_CA_KINGS_STRATFORD_0_2022 | 156 |  |  |  |  | 156 | 156 | 156 | 156
LSE Planned 25 MMT | CAISO | SCE | 25MMT_NEW_GENERIC_SOLAR_FIXED_PlannedNew_SCE | R | Solar_Fixed |  | Not online as of 1/2023 | 2023-01-01 | 2099-12-01 |  |  | SOLAR_FIXED_CA_KERN_ROSAMOND_0_2022 | 695 |  |  |  |  | 0.01 | 695 | 695 | 695
LSE Planned 25 MMT |  | SMUD | 25MMT_NEW_GENERIC_SOLAR_FIXED_PlannedNew_SMUD | R | Solar_Fixed |  | Non-CAISO | 2023-01-01 | 2099-12-01 |  |  | SOLAR_FIXED__CA_SACRAMENTO_2022 | 201 |  |  |  |  | 0.01 | 201 | 201 | 201
LSE Planned 25 MMT | CAISO | PGE | 25MMT_NEW_GENERIC_WIND_PlannedNew_PGE | R | Wind |  | Not online as of 1/2023 | 2023-01-01 | 2099-12-01 |  |  | WIND_CA_CONTRACOSTA_PITTSBURG_0_v2022Astrape | 1196 |  |  |  |  | 0.01 | 0.01 | 730 | 1196
LSE Planned 25 MMT | CAISO | SCE | 25MMT_NEW_GENERIC_WIND_PlannedNew_SCE | R | Wind |  | Not online as of 1/2023 | 2023-01-01 | 2099-12-01 |  |  | WIND_CA_SANBERNARDINO_BORON_0_v2022Astrape | 1629 |  |  |  |  | 225 | 995 | 1491 | 1629
LSE Planned 30 MMT | CAISO | SDGE | 30MMT_CREZ_GENERIC_ARIZONA_SOLAR_PlannedNew_AZPS | R | Solar_1Axis |  | Not online as of 1/2023 | 2023-01-01 | 2099-12-01 |  |  | SOLAR_1AXIS__AZ_PHOENIX_2022 | 134 |  |  |  |  | 0.01 | 0.01 | 134 | 134
LSE Planned 30 MMT | CAISO | SDGE | 30MMT_CREZ_GENERIC_ARIZONA_WIND_PlannedNew_AZPS | R | OOS_Wind |  | Not online as of 1/2023 | 2023-01-01 | 2099-12-01 |  |  | Arizona_Wind_Astrape | 250 |  |  |  |  | 0.01 | 0.01 | 250 | 250
LSE Planned 30 MMT | CAISO | SDGE | 30MMT_CREZ_GENERIC_BAJA_CALIFORNIA_WIND_PlannedNew_SDGE | R | Wind |  | Not online as of 1/2023 | 2023-01-01 | 2099-12-01 |  |  | WIND_CA_SANDIEGO_NONE_0_v2022Astrape | 126 |  |  |  |  | 0.01 | 0.01 | 126 | 126
LSE Planned 30 MMT | CAISO | PGE | 30MMT_CREZ_GENERIC_CAPE_MENDOCINO_OFFSHORE_WIND_PlannedNew_PGE | R | OffshoreWind |  | Not online as of 1/2023 | 2023-01-01 | 2099-12-01 |  |  | WIND__OFFSHORE_CAPEMENDOCINO | 288 |  |  |  |  | 0.01 | 0.01 | 0.01 | 288
LSE Planned 30 MMT | CAISO | PGE | 30MMT_CREZ_GENERIC_CARRIZO_WIND_PlannedNew_PGE | R | Wind |  | Not online as of 1/2023 | 2023-01-01 | 2099-12-01 |  |  | WIND_CA_KERN_MOJAVE_0_v2022Astrape | 60 |  |  |  |  | 0.01 | 0.01 | 60 | 60
LSE Planned 30 MMT | CAISO | PGE | 30MMT_CREZ_GENERIC_CENTRAL_VALLEY_NORTH_LOS_BANOS_WIND_PlannedNew_PGE | R | Wind |  | Not online as of 1/2023 | 2023-01-01 | 2099-12-01 |  |  | WIND_CA_MERCED_UNINCORPORATED_0_v2022Astrape | 36 |  |  |  |  | 0.01 | 0.01 | 36 | 36
LSE Planned 30 MMT | CAISO | PGE | 30MMT_CREZ_GENERIC_DIABLO_CANYON_OFFSHORE_WIND_PlannedNew_PGE | R | OffshoreWind |  | Not online as of 1/2023 | 2023-01-01 | 2099-12-01 |  |  | WIND__OFFSHORE_DIABLOCANYON | 40 |  |  |  |  | 0.01 | 0.01 | 0.01 | 40
LSE Planned 30 MMT | CAISO | PGE | 30MMT_CREZ_GENERIC_DISTRIBUTED_SOLAR_PlannedNew_PGE | R | Hybrid_Solar_1Axis |  | Not online as of 1/2023 | 2023-01-01 | 2099-12-01 |  |  | SOLAR_1AXIS_CA_KINGS_STRATFORD_0_2022 | 10 |  |  |  |  | 0.01 | 6 | 10 | 10
LSE Planned 30 MMT | CAISO | PGE | 30MMT_CREZ_GENERIC_DISTRIBUTED_SOLAR_PlannedNew_PGE_4 | S | Hybrid_BattStorage |  | Not online as of 1/2023 | 2023-01-01 | 2099-12-01 | 30MMT_CREZ_GENERIC_DISTRIBUTED_SOLAR_PlannedNew_PGE | N |  | 10 |  |  |  |  | 0.01 | 6 | 10 | 10 | 0.01 | 24 | 40 | 40 | 1 | 4 | 4 | 4 | 0.01 | 6 | 10 | 10
LSE Planned 30 MMT | CAISO | SDGE | 30MMT_CREZ_GENERIC_GREATER_IMPERIAL_GEOTHERMAL_PlannedNew_EO_SDGE | T | Geothermal |  | Not online as of 1/2023 | 2023-01-01 | 2099-12-01 |  |  |  | 94.3586 |  |  |  |  | 0.01 | 0.01 | 94.3586 | 94.3586
LSE Planned 30 MMT | CAISO | SDGE | 30MMT_CREZ_GENERIC_GREATER_IMPERIAL_SOLAR_PlannedNew_SDGE | R | Solar_1Axis |  | Not online as of 1/2023 | 2023-01-01 | 2099-12-01 |  |  | SOLAR_1AXIS_CA_IMPERIAL_BRAWLEY_0_2022 | 39 |  |  |  |  | 0.01 | 0.01 | 39 | 39
LSE Planned 30 MMT | CAISO | SCE | 30MMT_CREZ_GENERIC_GREATER_KRAMER_Hybrid_Solar_1Axis_PlannedNew_SCE | R | Hybrid_Solar_1Axis |  | Not online as of 1/2023 | 2023-01-01 | 2099-12-01 |  |  | SOLAR_1AXIS_CA_SANBERNARDINO_APPLEVALLEY_0_2022 | 50 |  |  |  |  | 0.01 | 0.01 | 50 | 50
LSE Planned 30 MMT | CAISO | SCE | 30MMT_CREZ_GENERIC_GREATER_KRAMER_Solar_1Axis_PlannedNew_SCE | R | Solar_1Axis |  | Not online as of 1/2023 | 2023-01-01 | 2099-12-01 |  |  | SOLAR_1AXIS_CA_SANBERNARDINO_APPLEVALLEY_0_2022 | 468 |  |  |  |  | 0.01 | 0.01 | 468 | 468
LSE Planned 30 MMT | CAISO | SCE | 30MMT_CREZ_GENERIC_GREATER_KRAMER_SOLAR_PlannedNew_SCE_12 | S | Hybrid_BattStorage |  | Not online as of 1/2023 | 2023-01-01 | 2099-12-01 | 30MMT_CREZ_GENERIC_GREATER_KRAMER_Hybrid_Solar_1Axis_PlannedNew_SCE | N |  | 100 |  |  |  |  | 0.01 | 0.01 | 100 | 100 | 0.01 | 0.01 | 1200 | 1200 | 1 | 1 | 12 | 12 | 0.01 | 0.01 | 100 | 100
LSE Planned 30 MMT | CAISO | PGE | 30MMT_CREZ_GENERIC_HUMBOLDT_BAY_OFFSHORE_WIND_PlannedNew_PGE | R | OffshoreWind |  | Not online as of 1/2023 | 2023-01-01 | 2099-12-01 |  |  | WIND__OFFSHORE_HUMBOLDTBAY | 2887 |  |  |  |  | 0.01 | 0.01 | 806 | 2887
LSE Planned 30 MMT | CAISO | PGE | 30MMT_CREZ_GENERIC_HUMBOLDT_WIND_PlannedNew_PGE | R | Wind |  | Not online as of 1/2023 | 2023-01-01 | 2099-12-01 |  |  | WIND_CA_SHASTA_SHINGLETOWN_0_v2022Astrape | 112 |  |  |  |  | 0.01 | 0.01 | 112 | 112
LSE Planned 30 MMT | CAISO | PGE | 30MMT_CREZ_GENERIC_IDAHO_WIND_PlannedNew_BPAT | R | OOS_Wind |  | Not online as of 1/2023 | 2023-01-01 | 2099-12-01 |  |  | Idaho_Wind_Astrape | 100 |  |  |  |  | 0.01 | 100 | 100 | 100
LSE Planned 30 MMT | CAISO | BPAT | 30MMT_CREZ_GENERIC_IDAHO_WIND_PlannedNew_EO_BPAT | R | OOS_Wind | PGE | Not online as of 1/2023 | 2023-01-01 | 2099-12-01 |  |  | Idaho_Wind_Astrape | 200 |  |  |  |  | 0.01 | 0.01 | 200 | 200
LSE Planned 30 MMT | CAISO | PGE | 30MMT_CREZ_GENERIC_INSTATE_BIOMASS_PlannedNew_PGE | F | Biomass/Wood |  | Not online as of 1/2023 | 2023-01-01 | 2099-12-01 |  |  |  | 46 |  |  |  |  | 0.01 | 0.01 | 46 | 46
LSE Planned 30 MMT | CAISO | PGE | 30MMT_CREZ_GENERIC_KERN_GREATER_CARRIZO_SOLAR_Review_PGE | R | Hybrid_Solar_1Axis |  | Not online as of 1/2023 | 2023-01-01 | 2099-12-01 |  |  | SOLAR_1AXIS_CA_KERN_BAKERSFIELD_0_2022 | 72 |  |  |  |  | 0.01 | 72 | 72 | 72
LSE Planned 30 MMT | CAISO | PGE | 30MMT_CREZ_GENERIC_KERN_GREATER_CARRIZO_WIND_PlannedNew_PGE | R | Wind |  | Not online as of 1/2023 | 2023-01-01 | 2099-12-01 |  |  | WIND_CA_KERN_MOJAVE_0_v2022Astrape | 13 |  |  |  |  | 0.01 | 0.01 | 13 | 13
LSE Planned 30 MMT | CAISO | PGE | 30MMT_CREZ_GENERIC_MORRO_BAY_OFFSHORE_WIND_PlannedNew_PGE | R | OffshoreWind |  | Not online as of 1/2023 | 2023-01-01 | 2099-12-01 |  |  | WIND__OFFSHORE_MORROBAY | 1433 |  |  |  |  | 0.01 | 0.01 | 853 | 1433
LSE Planned 30 MMT | CAISO | SRP | 30MMT_CREZ_GENERIC_NEW_MEXICO_WIND_PlannedNew_EO_SRP | R | OOS_Wind | SCE | Not online as of 1/2023 | 2023-01-01 | 2099-12-01 |  |  | New_Mexico_Wind_Astrape | 34.9801 |  |  |  |  | 0.01 | 0.01 | 34.9801 | 34.9801
LSE Planned 30 MMT | CAISO | SCE | 30MMT_CREZ_GENERIC_NEW_MEXICO_WIND_PlannedNew_SRP | R | OOS_Wind |  | Not online as of 1/2023 | 2023-01-01 | 2099-12-01 |  |  | New_Mexico_Wind_Astrape | 1904 |  |  |  |  | 0.01 | 800 | 1832 | 1904
LSE Planned 30 MMT | CAISO | PGE | 30MMT_CREZ_GENERIC_NORTHERN_CALIFORNIA_EX_Hybrid_Solar_1Axis_Review_PGE | R | Hybrid_Solar_1Axis |  | Not online as of 1/2023 | 2023-01-01 | 2099-12-01 |  |  | SOLAR_1AXIS__CA_WILLITS_2022 | 19 |  |  |  |  | 6 | 11 | 14 | 19
LSE Planned 30 MMT | CAISO | PGE | 30MMT_CREZ_GENERIC_NORTHERN_CALIFORNIA_EX_Solar_1Axis_Review_PGE | R | Solar_1Axis |  | Not online as of 1/2023 | 2023-01-01 | 2099-12-01 |  |  | SOLAR_1AXIS__CA_WILLITS_2022 | 1 |  |  |  |  | 1 | 1 | 1 | 1
LSE Planned 30 MMT | CAISO | PGE | 30MMT_CREZ_GENERIC_NORTHERN_CALIFORNIA_EX_SOLAR_Review_PGE_4 | S | Hybrid_BattStorage |  | Not online as of 1/2023 | 2023-01-01 | 2099-12-01 | 30MMT_CREZ_GENERIC_KERN_GREATER_CARRIZO_SOLAR_Review_PGE | N |  | 14 |  |  |  |  | 3 | 8 | 9 | 14 | 12 | 32 | 36 | 56 | 4 | 4 | 4 | 4 | 3 | 8 | 9 | 14
LSE Planned 30 MMT | CAISO | PGE | 30MMT_CREZ_GENERIC_NORTHERN_CALIFORNIA_EX_WIND_PlannedNew_EO_PGE | R | Wind |  | Not online as of 1/2023 | 2023-01-01 | 2099-12-01 |  |  | WIND_CA_SHASTA_SHINGLETOWN_0_v2022Astrape | 299.3576 |  |  |  |  | 0.01 | 0.01 | 299.3576 | 299.3576
LSE Planned 30 MMT | CAISO | PGE | 30MMT_CREZ_GENERIC_NORTHERN_CALIFORNIA_EX_WIND_PlannedNew_PGE | R | Wind |  | Not online as of 1/2023 | 2023-01-01 | 2099-12-01 |  |  | WIND_CA_SHASTA_SHINGLETOWN_0_v2022Astrape | 572 |  |  |  |  | 100 | 220 | 572 | 572
LSE Planned 30 MMT | CAISO | PGE | 30MMT_CREZ_GENERIC_PACIFIC_NORTHWEST_GEOTHERMAL_Review_BPAT | T | Geothermal |  | Not online as of 1/2023 | 2023-01-01 | 2099-12-01 |  |  |  | 10 |  |  |  |  | 0.01 | 10 | 10 | 10
LSE Planned 30 MMT | CAISO | PGE | 30MMT_CREZ_GENERIC_PACIFIC_NORTHWEST_WIND_PlannedNew_BPAT | R | OOS_Wind |  | Not online as of 1/2023 | 2023-01-01 | 2099-12-01 |  |  | Oregon_Wind_Astrape | 304 |  |  |  |  | 0.01 | 280 | 304 | 304
LSE Planned 30 MMT | CAISO | SCE | 30MMT_CREZ_GENERIC_RIVERSIDE_PALM_SPRINGS_SOLAR_PlannedNew_SCE | R | Solar_1Axis |  | Not online as of 1/2023 | 2023-01-01 | 2099-12-01 |  |  | SOLAR_1AXIS_CA_RIVERSIDE_RIVERSIDE_0_2022 | 749 |  |  |  |  | 0.01 | 0.01 | 749 | 749
LSE Planned 30 MMT | CAISO | SCE | 30MMT_CREZ_GENERIC_SCADSNV_Solar_1Axis_PlannedNew_EO_SCE | R | Solar_1Axis |  | Not online as of 1/2023 | 2023-01-01 | 2099-12-01 |  |  | SOLAR_1AXIS_CA_SANBERNARDINO_APPLEVALLEY_0_2022 | 86.4318 |  |  |  |  | 0.01 | 0.01 | 86.4318 | 86.4318
LSE Planned 30 MMT | CAISO | PGE | 30MMT_CREZ_GENERIC_SOLANO_GEOTHERMAL_PlannedNew_PGE | T | Geothermal |  | Not online as of 1/2023 | 2023-01-01 | 2099-12-01 |  |  |  | 88 |  |  |  |  | 0.01 | 0.01 | 48 | 88
LSE Planned 30 MMT | CAISO | PGE | 30MMT_CREZ_GENERIC_SOLANO_SOLAR_PlannedNew_PGE | R | Solar_1Axis |  | Not online as of 1/2023 | 2023-01-01 | 2099-12-01 |  |  | SOLAR_1AXIS__CA_SACRAMENTO_2022 | 6 |  |  |  |  | 0.01 | 6 | 6 | 6
LSE Planned 30 MMT | CAISO | PGE | 30MMT_CREZ_GENERIC_SOLANO_WIND_PlannedNew_PGE | R | Wind |  | Not online as of 1/2023 | 2023-01-01 | 2099-12-01 |  |  | WIND_CA_CONTRACOSTA_PITTSBURG_0_v2022Astrape | 118 |  |  |  |  | 0.01 | 0.01 | 118 | 118
LSE Planned 30 MMT | CAISO | SCE | 30MMT_CREZ_GENERIC_SOUTHERN_CALIFORNIA_DESERT_EX_SOLAR_PlannedNew_SCE | R | Hybrid_Solar_1Axis |  | Not online as of 1/2023 | 2023-01-01 | 2099-12-01 |  |  | SOLAR_1AXIS_CA_IMPERIAL_BRAWLEY_0_2022 | 189 |  |  |  |  | 0.01 | 189 | 189 | 189
LSE Planned 30 MMT | CAISO | SCE | 30MMT_CREZ_GENERIC_SOUTHERN_CALIFORNIA_DESERT_EX_SOLAR_PlannedNew_SCE_4 | S | Hybrid_BattStorage |  | Not online as of 1/2023 | 2023-01-01 | 2099-12-01 | 30MMT_CREZ_GENERIC_SOUTHERN_CALIFORNIA_DESERT_EX_SOLAR_PlannedNew_SCE | N |  | 94 |  |  |  |  | 0.01 | 94 | 94 | 94 | 0.01 | 376 | 376 | 376 | 1 | 4 | 4 | 4 | 0.01 | 94 | 94 | 94
LSE Planned 30 MMT | CAISO | SCE | 30MMT_CREZ_GENERIC_SOUTHERN_CALIFORNIA_DESERT_EX_WIND_PlannedNew_SCE | R | Wind |  | Not online as of 1/2023 | 2023-01-01 | 2099-12-01 |  |  | WIND_CA_SANBERNARDINO_NONE_0_v2022Astrape | 60 |  |  |  |  | 0.01 | 60 | 60 | 60
LSE Planned 30 MMT | CAISO | SCE | 30MMT_CREZ_GENERIC_SOUTHERN_NEVADA_GEOTHERMAL_PlannedNew_SCE | T | Geothermal |  | Not online as of 1/2023 | 2023-01-01 | 2099-12-01 |  |  |  | 40 |  |  |  |  | 0.01 | 4 | 40 | 40
LSE Planned 30 MMT | CAISO | SCE | 30MMT_CREZ_GENERIC_SOUTHERN_NEVADA_WIND_PlannedNew_SCE | R | Wind |  | Not online as of 1/2023 | 2023-01-01 | 2099-12-01 |  |  | WIND_CA_SANBERNARDINO_92332_0_v2022Astrape | 58 |  |  |  |  | 0.01 | 0.01 | 58 | 58
LSE Planned 30 MMT | CAISO | SCE | 30MMT_CREZ_GENERIC_SW_EXT_TX_WIND_PlannedNew_AZPS | R | OOS_Wind |  | Not online as of 1/2023 | 2023-01-01 | 2099-12-01 |  |  | Arizona_Wind_Astrape | 56 |  |  |  |  | 0.01 | 0.01 | 56 | 56
LSE Planned 30 MMT | CAISO | SCE | 30MMT_CREZ_GENERIC_TEHACHAPI_EX_SOLAR_PlannedNew_SCE | R | Solar_1Axis |  | Not online as of 1/2023 | 2023-01-01 | 2099-12-01 |  |  | SOLAR_1AXIS_CA_KERN_ROSAMOND_0_2022 | 626 |  |  |  |  | 0.01 | 0.01 | 626 | 626
LSE Planned 30 MMT | CAISO | SCE | 30MMT_CREZ_GENERIC_TEHACHAPI_SOLAR_PlannedNew_SCE | R | Hybrid_Solar_1Axis |  | Not online as of 1/2023 | 2023-01-01 | 2099-12-01 |  |  | SOLAR_1AXIS_CA_KERN_ROSAMOND_0_2022 | 100 |  |  |  |  | 0.01 | 0.01 | 0.01 | 100
LSE Planned 30 MMT | CAISO | SCE | 30MMT_CREZ_GENERIC_TEHACHAPI_SOLAR_PlannedNew_SCE_4 | S | Hybrid_BattStorage |  | Not online as of 1/2023 | 2023-01-01 | 2099-12-01 | 30MMT_CREZ_GENERIC_TEHACHAPI_SOLAR_PlannedNew_SCE | N |  | 50 |  |  |  |  | 0.01 | 0.01 | 0.01 | 50 | 0.01 | 0.01 | 0.01 | 200 | 1 | 1 | 1 | 4 | 0.01 | 0.01 | 0.01 | 50
LSE Planned 30 MMT | CAISO | SCE | 30MMT_CREZ_GENERIC_TEHACHAPI_WIND_PlannedNew_SCE | R | Wind |  | Not online as of 1/2023 | 2023-01-01 | 2099-12-01 |  |  | WIND_CA_KERN_MOJAVE_0_v2022Astrape | 163 |  |  |  |  | 0.01 | 0.01 | 163 | 163
LSE Planned 30 MMT | CAISO | PGE | 30MMT_CREZ_GENERIC_WESTLANDS_SOLAR_PlannedNew_PGE | R | Hybrid_Solar_1Axis |  | Not online as of 1/2023 | 2023-01-01 | 2099-12-01 |  |  | SOLAR_1AXIS_CA_KINGS_STRATFORD_0_2022 | 175 |  |  |  |  | 0.01 | 0.01 | 175 | 175
LSE Planned 30 MMT | CAISO | PGE | 30MMT_CREZ_GENERIC_WESTLANDS_SOLAR_PlannedNew_PGE_4 | S | Hybrid_BattStorage |  | Not online as of 1/2023 | 2023-01-01 | 2099-12-01 | 30MMT_CREZ_GENERIC_WESTLANDS_SOLAR_PlannedNew_PGE | N |  | 125 |  |  |  |  | 0.01 | 0.01 | 125 | 125 | 0.01 | 0.01 | 500 | 500 | 1 | 1 | 4 | 4 | 0.01 | 0.01 | 125 | 125
LSE Planned 30 MMT | CAISO | SCE | 30MMT_CREZ_GENERIC_WYOMING_WIND_PlannedNew_NEVP | R | OOS_Wind |  | Not online as of 1/2023 | 2023-01-01 | 2099-12-01 |  |  | Wyoming_Wind_Astrape | 791 |  |  |  |  | 0.01 | 40 | 661 | 791
LSE Planned 30 MMT | CAISO | SCE | 30MMT_NEW_BTM_DR_PlannedNew_SCE | C | DR |  | Not online as of 1/2023 | 2023-01-01 | 2099-12-01 |  |  |  | 3 |  |  |  |  | 3 | 3 | 3 | 3
LSE Planned 30 MMT |  | LADWP | 30MMT_NEW_BTM_RESOURCE_PlannedNew_LADWP | R | BTMPV |  | Non-CAISO | 2023-01-01 | 2099-12-01 |  |  | SOLAR_FIXED_CA_KERN_ROSAMOND_0_2022 | 69 |  |  |  |  | 69 | 69 | 69 | 69
LSE Planned 30 MMT | CAISO | SDGE | 30MMT_NEW_GENERIC_BATTERY_STORAGE_PlannedNew_AZPS_4 | S | Battery Storage |  | Not online as of 1/2023 | 2023-01-01 | 2099-12-01 |  |  |  | 200 |  |  |  |  | 200 | 200 | 200 | 200 | 800 | 800 | 800 | 800 | 4 | 4 | 4 | 4
LSE Planned 30 MMT | CAISO | SCE | 30MMT_NEW_GENERIC_BATTERY_STORAGE_PlannedNew_EO_SCE_8 | S | Battery Storage |  | Not online as of 1/2023 | 2023-01-01 | 2099-12-01 |  |  |  | 8 |  |  |  |  | 0.01 | 0.01 | 8 | 8 | 0.08 | 0.08 | 64 | 64 | 8 | 8 | 8 | 8
LSE Planned 30 MMT | CAISO | PGE | 30MMT_NEW_GENERIC_BATTERY_STORAGE_PlannedNew_PGE | R | Hybrid_Solar_1Axis |  | Not online as of 1/2023 | 2023-01-01 | 2099-12-01 |  |  | SOLAR_1AXIS_CA_KINGS_STRATFORD_0_2022 | 50 |  |  |  |  | 50 | 50 | 50 | 50
LSE Planned 30 MMT | CAISO | PGE | 30MMT_NEW_GENERIC_BATTERY_STORAGE_PlannedNew_PGE_1 | S | Battery Storage |  | Not online as of 1/2023 | 2023-01-01 | 2099-12-01 |  |  |  | 75 |  |  |  |  | 0.01 | 75 | 75 | 75 | 0.01 | 75 | 75 | 75 | 1 | 1 | 1 | 1
LSE Planned 30 MMT | CAISO | PGE | 30MMT_NEW_GENERIC_BATTERY_STORAGE_PlannedNew_PGE_16 | S | Battery Storage |  | Not online as of 1/2023 | 2023-01-01 | 2099-12-01 |  |  |  | 50 |  |  |  |  | 0.01 | 0.01 | 0.01 | 50 | 0.01 | 0.01 | 0.01 | 800 | 1 | 1 | 1 | 16
LSE Planned 30 MMT | CAISO | PGE | 30MMT_NEW_GENERIC_BATTERY_STORAGE_PlannedNew_PGE_17 | S | Battery Storage |  | Not online as of 1/2023 | 2023-01-01 | 2099-12-01 |  |  |  | 150 |  |  |  |  | 0.01 | 0.01 | 0.01 | 150 | 0.01 | 0.01 | 0.01 | 2550 | 1 | 1 | 1 | 17
LSE Planned 30 MMT | CAISO | PGE | 30MMT_NEW_GENERIC_BATTERY_STORAGE_PlannedNew_PGE_3 | S | Battery Storage |  | Not online as of 1/2023 | 2023-01-01 | 2099-12-01 |  |  |  | 112 |  |  |  |  | 112 | 112 | 112 | 112 | 336 | 336 | 336 | 336 | 3 | 3 | 3 | 3
LSE Planned 30 MMT | CAISO | PGE | 30MMT_NEW_GENERIC_BATTERY_STORAGE_PlannedNew_PGE_5 | S | Battery Storage |  | Not online as of 1/2023 | 2023-01-01 | 2099-12-01 |  |  |  | 878 |  |  |  |  | 0.01 | 0.01 | 0.01 | 878 | 0.01 | 0.01 | 0.01 | 4390 | 1 | 1 | 1 | 5
LSE Planned 30 MMT | CAISO | PGE | 30MMT_NEW_GENERIC_BATTERY_STORAGE_PlannedNew_PGE_6 | S | Battery Storage |  | Not online as of 1/2023 | 2023-01-01 | 2099-12-01 |  |  |  | 187 |  |  |  |  | 0.01 | 0.01 | 53 | 187 | 0.01 | 0.01 | 318 | 1122 | 1 | 1 | 6 | 6
LSE Planned 30 MMT | CAISO | PGE | 30MMT_NEW_GENERIC_BATTERY_STORAGE_PlannedNew_PGE_8 | S | Battery Storage |  | Not online as of 1/2023 | 2023-01-01 | 2099-12-01 |  |  |  | 522 |  |  |  |  | 0.01 | 220 | 470 | 522 | 0.01 | 1760 | 3760 | 4176 | 1 | 8 | 8 | 8
LSE Planned 30 MMT | CAISO | PGE | 30MMT_NEW_GENERIC_BATTERY_STORAGE_PlannedNew_PGE_9 | S | Battery Storage |  | Not online as of 1/2023 | 2023-01-01 | 2099-12-01 |  |  |  | 100 |  |  |  |  | 0.01 | 100 | 100 | 100 | 0.01 | 900 | 900 | 900 | 1 | 9 | 9 | 9
LSE Planned 30 MMT | CAISO | SCE | 30MMT_NEW_GENERIC_BATTERY_STORAGE_PlannedNew_SCE | R | Hybrid_Solar_1Axis |  | Not online as of 1/2023 | 2023-01-01 | 2099-12-01 |  |  | SOLAR_1AXIS_CA_KERN_BAKERSFIELD_0_2022 | 194 |  |  |  |  | 0.01 | 194 | 194 | 194
LSE Planned 30 MMT | CAISO | SCE | 30MMT_NEW_GENERIC_BATTERY_STORAGE_PlannedNew_SCE_5 | S | Battery Storage |  | Not online as of 1/2023 | 2023-01-01 | 2099-12-01 |  |  |  | 1045 |  |  |  |  | 373 | 1045 | 1045 | 1045 | 1865 | 5225 | 5225 | 5225 | 5 | 5 | 5 | 5
LSE Planned 30 MMT | CAISO | SCE | 30MMT_NEW_GENERIC_BATTERY_STORAGE_PlannedNew_SCE_6 | S | Battery Storage |  | Not online as of 1/2023 | 2023-01-01 | 2099-12-01 |  |  |  | 141 |  |  |  |  | 0.01 | 5 | 7 | 141 | 0.01 | 30 | 42 | 846 | 1 | 6 | 6 | 6
LSE Planned 30 MMT | CAISO | SCE | 30MMT_NEW_GENERIC_BATTERY_STORAGE_PlannedNew_SCE_7 | S | Battery Storage |  | Not online as of 1/2023 | 2023-01-01 | 2099-12-01 |  |  |  | 275 |  |  |  |  | 0.01 | 0.01 | 275 | 275 | 0.01 | 0.01 | 1925 | 1925 | 1 | 1 | 7 | 7
LSE Planned 30 MMT | CAISO | SCE | 30MMT_NEW_GENERIC_BATTERY_STORAGE_PlannedNew_SCE_8 | S | Battery Storage |  | Not online as of 1/2023 | 2023-01-01 | 2099-12-01 |  |  |  | 501 |  |  |  |  | 0.01 | 93 | 391 | 501 | 0.01 | 744 | 3128 | 4008 | 1 | 8 | 8 | 8
LSE Planned 30 MMT | CAISO | SDGE | 30MMT_NEW_GENERIC_BATTERY_STORAGE_PlannedNew_SDGE_4 | S | Battery Storage |  | Not online as of 1/2023 | 2023-01-01 | 2099-12-01 |  |  |  | 860 |  |  |  |  | 110 | 310 | 410 | 860 | 440 | 1240 | 1640 | 3440 | 4 | 4 | 4 | 4
LSE Planned 30 MMT | CAISO | SDGE | 30MMT_NEW_GENERIC_BATTERY_STORAGE_PlannedNew_SDGE_8 | S | Battery Storage |  | Not online as of 1/2023 | 2023-01-01 | 2099-12-01 |  |  |  | 60 |  |  |  |  | 0.01 | 50 | 50 | 60 | 0.01 | 400 | 400 | 480 | 1 | 8 | 8 | 8
LSE Planned 30 MMT |  | SMUD | 30MMT_NEW_GENERIC_BATTERY_STORAGE_PlannedNew_SMUD_4 | S | Battery Storage |  | Non-CAISO | 2023-01-01 | 2099-12-01 |  |  |  | 350 |  |  |  |  | 0.01 | 350 | 350 | 350 | 0.01 | 1400 | 1400 | 1400 | 1 | 4 | 4 | 4
LSE Planned 30 MMT | CAISO | SCE | 30MMT_NEW_GENERIC_BATTERY_STORAGE_Review_SCE_4 | S | Battery Storage |  | Not online as of 1/2023 | 2023-01-01 | 2099-12-01 |  |  |  | 84 |  |  |  |  | 69 | 84 | 84 | 84 | 276 | 336 | 336 | 336 | 4 | 4 | 4 | 4
LSE Planned 30 MMT | CAISO | SCE | 30MMT_NEW_GENERIC_BatteryStorage_PlannedNew_EO_SCE_4 | S | Battery Storage |  | Not online as of 1/2023 | 2023-01-01 | 2099-12-01 |  |  |  | 1000 |  |  |  |  | 0.01 | 0.01 | 1000 | 1000 | 0.04 | 0.04 | 4000 | 4000 | 4 | 4 | 4 | 4
LSE Planned 30 MMT | CAISO | PGE | 30MMT_NEW_GENERIC_BatteryStorage_PlannedNew_PGE_4 | S | Battery Storage |  | Not online as of 1/2023 | 2023-01-01 | 2099-12-01 |  |  |  | 4653 |  |  |  |  | 421 | 1660 | 2116 | 4653 | 1684 | 6640 | 8464 | 18612 | 4 | 4 | 4 | 4
LSE Planned 30 MMT | CAISO | SCE | 30MMT_NEW_GENERIC_BatteryStorage_PlannedNew_SCE_4 | S | Battery Storage |  | Not online as of 1/2023 | 2023-01-01 | 2099-12-01 |  |  |  | 3621 |  |  |  |  | 2269 | 2839 | 3371 | 3621 | 9076 | 11356 | 13484 | 14484 | 4 | 4 | 4 | 4
LSE Planned 30 MMT | CAISO | PGE | 30MMT_NEW_GENERIC_BIOGAS_LANDFILLGAS_PlannedNew_PGE | F | Biogas |  | Not online as of 1/2023 | 2023-01-01 | 2099-12-01 |  |  |  | 39 |  |  |  |  | 0.01 | 39 | 39 | 39
LSE Planned 30 MMT | CAISO | PGE | 30MMT_NEW_GENERIC_BIOMASS/WOOD_PlannedNew_PGE | F | Biomass/Wood |  | Not online as of 1/2023 | 2023-01-01 | 2099-12-01 |  |  |  | 86 |  |  |  |  | 11 | 53 | 86 | 86
LSE Planned 30 MMT | CAISO | PGE | 30MMT_NEW_GENERIC_COMBINED_CYCLE_PlannedNew_PGE | F | CC |  | Not online as of 1/2023 | 2023-01-01 | 2050-12-01 |  |  |  | 8 | 8 |  |  |  | 8 | 8 | 8 | 8
LSE Planned 30 MMT | CAISO | PGE | 30MMT_NEW_GENERIC_DR_PlannedNew_PGE | C | DR |  | Not online as of 1/2023 | 2023-01-01 | 2099-12-01 |  |  |  | 10 |  |  |  |  | 1 | 5 | 10 | 10
LSE Planned 30 MMT | CAISO | SDGE | 30MMT_NEW_GENERIC_DR_PlannedNew_SDGE | C | DR |  | Not online as of 1/2023 | 2023-01-01 | 2099-12-01 |  |  |  | 67 |  |  |  |  | 0.01 | 0.01 | 67 | 67
LSE Planned 30 MMT | CAISO | PGE | 30MMT_NEW_GENERIC_DR_Review_PGE | C | DR |  | Not online as of 1/2023 | 2023-01-01 | 2099-12-01 |  |  |  | 15 |  |  |  |  | 15 | 15 | 15 | 15
LSE Planned 30 MMT | CAISO | SCE | 30MMT_NEW_GENERIC_DR_Review_SCE | C | DR |  | Not online as of 1/2023 | 2023-01-01 | 2099-12-01 |  |  |  | 8 |  |  |  |  | 8 | 8 | 8 | 8
LSE Planned 30 MMT |  | IID | 30MMT_NEW_GENERIC_GEOTHERMAL_PlannedNew_IID | T | Geothermal |  | Non-CAISO | 2023-01-01 | 2099-12-01 |  |  |  | 114 |  |  |  |  | 0.01 | 5 | 114 | 114
LSE Planned 30 MMT | CAISO | SCE | 30MMT_NEW_GENERIC_GEOTHERMAL_PlannedNew_NEVP | T | Geothermal |  | Not online as of 1/2023 | 2023-01-01 | 2099-12-01 |  |  |  | 144 |  |  |  |  | 105 | 144 | 144 | 144
LSE Planned 30 MMT | CAISO | PGE | 30MMT_NEW_GENERIC_GEOTHERMAL_PlannedNew_PGE | T | Geothermal |  | Not online as of 1/2023 | 2023-01-01 | 2099-12-01 |  |  |  | 462 |  |  |  |  | 0.01 | 385 | 432 | 462
LSE Planned 30 MMT | CAISO | SCE | 30MMT_NEW_GENERIC_GEOTHERMAL_PlannedNew_SCE | T | Geothermal |  | Not online as of 1/2023 | 2023-01-01 | 2099-12-01 |  |  |  | 431 |  |  |  |  | 0.01 | 379 | 405 | 431
LSE Planned 30 MMT | CAISO | SDGE | 30MMT_NEW_GENERIC_GEOTHERMAL_PlannedNew_SDGE | T | Geothermal |  | Not online as of 1/2023 | 2023-01-01 | 2099-12-01 |  |  |  | 199 |  |  |  |  | 25 | 67 | 199 | 199
LSE Planned 30 MMT | CAISO | SCE | 30MMT_NEW_GENERIC_GEOTHERMAL_Review_NEVADA | T | Geothermal |  | Not online as of 1/2023 | 2023-01-01 | 2099-12-01 |  |  |  | 3 |  |  |  |  | 0.01 | 3 | 3 | 3
LSE Planned 30 MMT | CAISO | SCE | 30MMT_NEW_GENERIC_GEOTHERMAL_Review_NEVP | T | Geothermal |  | Not online as of 1/2023 | 2023-01-01 | 2099-12-01 |  |  |  | 20 |  |  |  |  | 0.01 | 20 | 20 | 20
LSE Planned 30 MMT | CAISO | PGE | 30MMT_NEW_GENERIC_GEOTHERMAL_Review_PGE | T | Geothermal |  | Not online as of 1/2023 | 2023-01-01 | 2099-12-01 |  |  |  | 14 |  |  |  |  | 7 | 14 | 14 | 14
LSE Planned 30 MMT | CAISO | PGE | 30MMT_NEW_GENERIC_Hybrid_BatteryStorage_PlannedNew_PGE_4 | S | Hybrid_BattStorage |  | Not online as of 1/2023 | 2023-01-01 | 2099-12-01 | 30MMT_NEW_GENERIC_BATTERY_STORAGE_PlannedNew_PGE | N |  | 37 |  |  |  |  | 29 | 37 | 37 | 37 | 116 | 148 | 148 | 148 | 4 | 4 | 4 | 4 | 29 | 37 | 37 | 37
LSE Planned 30 MMT | CAISO | SCE | 30MMT_NEW_GENERIC_Hybrid_BatteryStorage_PlannedNew_SCE_4 | S | Hybrid_BattStorage |  | Not online as of 1/2023 | 2023-01-01 | 2099-12-01 | 30MMT_NEW_GENERIC_BATTERY_STORAGE_PlannedNew_SCE | N |  | 336 |  |  |  |  | 80 | 336 | 336 | 336 | 320 | 1344 | 1344 | 1344 | 4 | 4 | 4 | 4 | 80 | 336 | 336 | 336
LSE Planned 30 MMT | CAISO | SCE | 30MMT_NEW_GENERIC_Hybrid_BattStorage_PlannedNew_EO_SCE_4 | S | Hybrid_BattStorage |  | Not online as of 1/2023 | 2023-01-01 | 2099-12-01 | 30MMT_NEW_GENERIC_Hybrid_Solar_1Axis_1AXIS_PlannedNew_EO_SCE | N |  | 196 |  |  |  |  | 0.01 | 0.01 | 196 | 196 | 0.04 | 0.04 | 784 | 784 | 4 | 4 | 4 | 4 | 0.01 | 0.01 | 196 | 196
LSE Planned 30 MMT | CAISO | SCE | 30MMT_NEW_GENERIC_Hybrid_Solar_1Axis_1AXIS_PlannedNew_EO_SCE | R | Hybrid_Solar_1Axis |  | Not online as of 1/2023 | 2023-01-01 | 2099-12-01 |  |  | SOLAR_1AXIS_CA_KERN_BAKERSFIELD_0_2022 | 392 |  |  |  |  | 0.01 | 0.01 | 392 | 392
LSE Planned 30 MMT | CAISO | PGE | 30MMT_NEW_GENERIC_Hybrid_Solar_1Axis_1AXIS_PlannedNew_PGE | R | Hybrid_Solar_1Axis |  | Not online as of 1/2023 | 2023-01-01 | 2099-12-01 |  |  | SOLAR_1AXIS_CA_KINGS_STRATFORD_0_2022 | 1207 |  |  |  |  | 130 | 477 | 577 | 1207
LSE Planned 30 MMT | CAISO | SCE | 30MMT_NEW_GENERIC_Hybrid_Solar_1Axis_1AXIS_PlannedNew_SCE | R | Hybrid_Solar_1Axis |  | Not online as of 1/2023 | 2023-01-01 | 2099-12-01 |  |  | SOLAR_1AXIS_CA_KERN_BAKERSFIELD_0_2022 | 1242 |  |  |  |  | 181 | 1089 | 1242 | 1242
LSE Planned 30 MMT | CAISO | SDGE | 30MMT_NEW_GENERIC_Hybrid_Solar_1Axis_1AXIS_PlannedNew_SDGE | R | Hybrid_Solar_1Axis |  | Not online as of 1/2023 | 2023-01-01 | 2099-12-01 |  |  | SOLAR_1AXIS_CA_IMPERIAL_BRAWLEY_0_2022 | 1625 |  |  |  |  | 200 | 600 | 1000 | 1625
LSE Planned 30 MMT | CAISO | PGE | 30MMT_NEW_GENERIC_INSTATE_SMALL_HYDRO_PlannedNew_PGE | H | Hydro |  | Not online as of 1/2023 | 2023-01-01 | 2099-12-01 |  |  |  | 8 |  |  |  |  | 0.01 | 8 | 8 | 8
LSE Planned 30 MMT | CAISO | PGE | 30MMT_NEW_GENERIC_PUMPED_STORAGE_HYDRO_PlannedNew_PGE_10 | S | PSH |  | Not online as of 1/2023 | 2023-01-01 | 2099-12-01 |  |  |  | 20 |  |  |  |  | 0.01 | 20 | 20 | 20 | 0.01 | 200 | 200 | 200 | 1 | 10 | 10 | 10
LSE Planned 30 MMT | CAISO | SCE | 30MMT_NEW_GENERIC_PUMPED_STORAGE_HYDRO_PlannedNew_SCE_13 | S | PSH |  | Not online as of 1/2023 | 2023-01-01 | 2099-12-01 |  |  |  | 436 |  |  |  |  | 0.01 | 436 | 436 | 436 | 0.01 | 5668 | 5668 | 5668 | 1 | 13 | 13 | 13
LSE Planned 30 MMT | CAISO | SDGE | 30MMT_NEW_GENERIC_PUMPED_STORAGE_HYDRO_PlannedNew_SDGE_10 | S | PSH |  | Not online as of 1/2023 | 2023-01-01 | 2099-12-01 |  |  |  | 13 |  |  |  |  | 0.01 | 1 | 13 | 13 | 0.01 | 10 | 130 | 130 | 1 | 10 | 10 | 10
LSE Planned 30 MMT | CAISO | PGE | 30MMT_NEW_GENERIC_Solar_1Axis_1AXIS_PlannedNew_PGE | R | Solar_1Axis |  | Not online as of 1/2023 | 2023-01-01 | 2099-12-01 |  |  | SOLAR_1AXIS_CA_KINGS_STRATFORD_0_2022 | 1103 |  |  |  |  | 2 | 202 | 659 | 1103
LSE Planned 30 MMT | CAISO | SCE | 30MMT_NEW_GENERIC_Solar_1Axis_1AXIS_PlannedNew_SCE | R | Solar_1Axis |  | Not online as of 1/2023 | 2023-01-01 | 2099-12-01 |  |  | SOLAR_1AXIS_CA_KERN_ROSAMOND_0_2022 | 7940 |  |  |  |  | 521 | 1773 | 5068 | 7940
LSE Planned 30 MMT | CAISO | SDGE | 30MMT_NEW_GENERIC_Solar_1Axis_1AXIS_PlannedNew_SDGE | R | Solar_1Axis |  | Not online as of 1/2023 | 2023-01-01 | 2099-12-01 |  |  | SOLAR_1AXIS_CA_IMPERIAL_BRAWLEY_0_2022 | 603 |  |  |  |  | 0.01 | 0.01 | 427 | 603
LSE Planned 30 MMT |  | LADWP | 30MMT_NEW_GENERIC_SOLAR_1AXIS_PlannedNew_LADWP | R | Solar_1Axis |  | Non-CAISO | 2023-01-01 | 2099-12-01 |  |  | SOLAR_1AXIS_CA_KERN_ROSAMOND_0_2022 | 23 |  |  |  |  | 23 | 23 | 23 | 23
LSE Planned 30 MMT | CAISO | PGE | 30MMT_NEW_GENERIC_SOLAR_1AXIS_PlannedNew_PGE_15 | S | Hybrid_BattStorage |  | Not online as of 1/2023 | 2023-01-01 | 2099-12-01 | 30MMT_NEW_GENERIC_Hybrid_Solar_1Axis_1AXIS_PlannedNew_PGE | N |  | 50 |  |  |  |  | 0.01 | 50 | 50 | 50 | 0.01 | 750 | 750 | 750 | 1 | 15 | 15 | 15 | 0.01 | 50 | 50 | 50
LSE Planned 30 MMT | CAISO | PGE | 30MMT_NEW_GENERIC_SOLAR_1AXIS_PlannedNew_PGE_4 | S | Hybrid_BattStorage |  | Not online as of 1/2023 | 2023-01-01 | 2099-12-01 | 30MMT_NEW_GENERIC_Hybrid_Solar_1Axis_1AXIS_PlannedNew_PGE | N |  | 610 |  |  |  |  | 25 | 159 | 252 | 610 | 100 | 636 | 1008 | 2440 | 4 | 4 | 4 | 4 | 25 | 159 | 252 | 610
LSE Planned 30 MMT | CAISO | SCE | 30MMT_NEW_GENERIC_SOLAR_1AXIS_PlannedNew_SCE_4 | S | Hybrid_BattStorage |  | Not online as of 1/2023 | 2023-01-01 | 2099-12-01 | 30MMT_NEW_GENERIC_Hybrid_Solar_1Axis_1AXIS_PlannedNew_SCE | N |  | 497 |  |  |  |  | 84 | 417 | 497 | 497 | 336 | 1668 | 1988 | 1988 | 4 | 4 | 4 | 4 | 84 | 417 | 497 | 497
LSE Planned 30 MMT | CAISO | SDGE | 30MMT_NEW_GENERIC_SOLAR_1AXIS_PlannedNew_SDGE_4 | S | Hybrid_BattStorage |  | Not online as of 1/2023 | 2023-01-01 | 2099-12-01 | 30MMT_NEW_GENERIC_Hybrid_Solar_1Axis_1AXIS_PlannedNew_SDGE | N |  | 1625 |  |  |  |  | 200 | 600 | 1000 | 1625 | 800 | 2400 | 4000 | 6500 | 4 | 4 | 4 | 4 | 200 | 600 | 1000 | 1625
LSE Planned 30 MMT | CAISO | PGE | 30MMT_NEW_GENERIC_SOLAR_1AXIS_Review_PGE | R | Hybrid_Solar_1Axis |  | Not online as of 1/2023 | 2023-01-01 | 2099-12-01 |  |  | SOLAR_1AXIS_CA_KINGS_STRATFORD_0_2022 | 13 |  |  |  |  | 13 | 13 | 13 | 13
LSE Planned 30 MMT | CAISO | PGE | 30MMT_NEW_GENERIC_SOLAR_1AXIS_Review_PGE_5 | S | Hybrid_BattStorage |  | Not online as of 1/2023 | 2023-01-01 | 2099-12-01 | 30MMT_NEW_GENERIC_SOLAR_1AXIS_Review_PGE | N |  | 10 |  |  |  |  | 10 | 10 | 10 | 10 | 50 | 50 | 50 | 50 | 5 | 5 | 5 | 5 | 10 | 10 | 10 | 10
LSE Planned 30 MMT | CAISO | PGE | 30MMT_NEW_GENERIC_Solar_2Axis_PlannedNew_EO_PGE | R | Solar_2Axis |  | Not online as of 1/2023 | 2023-01-01 | 2099-12-01 |  |  | SOLAR_2AXIS_CA_KINGS_STRATFORD_0_2022 | 100.5993 |  |  |  |  | 0.01 | 0.01 | 100.5993 | 100.5993
LSE Planned 30 MMT | CAISO | PGE | 30MMT_NEW_GENERIC_SOLAR_2AXIS_PlannedNew_PGE_4 | S | Hybrid_BattStorage |  | Not online as of 1/2023 | 2023-01-01 | 2099-12-01 | 30MMT_CREZ_GENERIC_NORTHERN_CALIFORNIA_EX_Hybrid_Solar_1Axis_Review_PGE | N |  | 4 |  |  |  |  | 4 | 4 | 4 | 4 | 16 | 16 | 16 | 16 | 4 | 4 | 4 | 4 | 4 | 4 | 4 | 4
LSE Planned 30 MMT | CAISO | PGE | 30MMT_NEW_GENERIC_SOLAR_FIXED_PlannedNew_PGE | R | Solar_Fixed |  | Not online as of 1/2023 | 2023-01-01 | 2099-12-01 |  |  | SOLAR_FIXED_CA_KINGS_STRATFORD_0_2022 | 156 |  |  |  |  | 156 | 156 | 156 | 156
LSE Planned 30 MMT | CAISO | SCE | 30MMT_NEW_GENERIC_SOLAR_FIXED_PlannedNew_SCE | R | Solar_Fixed |  | Not online as of 1/2023 | 2023-01-01 | 2099-12-01 |  |  | SOLAR_FIXED_CA_KERN_ROSAMOND_0_2022 | 695 |  |  |  |  | 0.01 | 695 | 695 | 695
LSE Planned 30 MMT |  | SMUD | 30MMT_NEW_GENERIC_SOLAR_FIXED_PlannedNew_SMUD | R | Solar_Fixed |  | Non-CAISO | 2023-01-01 | 2099-12-01 |  |  | SOLAR_FIXED__CA_SACRAMENTO_2022 | 201 |  |  |  |  | 0.01 | 201 | 201 | 201
LSE Planned 30 MMT | CAISO | PGE | 30MMT_NEW_GENERIC_WIND_PlannedNew_PGE | R | Wind |  | Not online as of 1/2023 | 2023-01-01 | 2099-12-01 |  |  | WIND_CA_CONTRACOSTA_PITTSBURG_0_v2022Astrape | 1053 |  |  |  |  | 0.01 | 0.01 | 542 | 1053
LSE Planned 30 MMT | CAISO | SCE | 30MMT_NEW_GENERIC_WIND_PlannedNew_SCE | R | Wind |  | Not online as of 1/2023 | 2023-01-01 | 2099-12-01 |  |  | WIND_CA_SANBERNARDINO_BORON_0_v2022Astrape | 1629 |  |  |  |  | 225 | 995 | 1491 | 1629
Baseline | CAISO | PGE | 7STDRD_1_SOLAR1 | R | Solar_1Axis |  | Online | 2015-06-01 | 2050-12-01 |  |  | SOLAR_1AXIS_CA_KERN_BAKERSFIELD_0_2022 | 20 | 20
Baseline |  | BPAT | Aberdeen | F | Biomass/Wood |  | Non-CAISO | 2003-02-01 | 2050-12-01 |  |  |  | 18 | 18
Baseline | CAISO | SCE | ACACIA_6_SOLAR | R | Solar_Fixed |  | Online | 2014-11-01 | 2050-12-01 |  |  | SOLAR_FIXED_CA_LOSANGELES_LANCASTER_0_2022 | 20 | 20
Baseline |  | PortlandGE | AdamsSolarOR | R | Solar_Fixed |  | Non-CAISO | 2018-07-01 | 2050-07-01 |  |  | SOLAR_FIXED__OR_PORTLAND_2022 | 10 | 10
Baseline |  | LADWP | Adelanto_Solar | R | Solar_Fixed |  | Non-CAISO | 2012-06-01 | 2050-12-01 |  |  | SOLAR_FIXED_CA_SANBERNARDINO_APPLEVALLEY_0_2022 | 10 | 10
Baseline | CAISO | PGE | ADERA_1_SOLAR1 | R | Solar_Fixed |  | Online | 2015-12-01 | 2050-12-01 |  |  | SOLAR_FIXED_CA_MERCED_DELHI_0_2022 | 20 | 20
Baseline | CAISO | PGE | ADLIN_1_UNITS | T | Geothermal |  | Online | 2008-07-01 | 2050-12-01 |  |  |  | 22 | 22
Baseline | CAISO | PGE | ADMEST_6_SOLAR | R | Solar_Fixed |  | Online | 2014-12-01 | 2050-12-01 |  |  | SOLAR_FIXED_CA_MERCED_DELHI_0_2022 | 19 | 19
Baseline | CAISO | PGE | ADOBEE_1_SOLAR | R | Solar_1Axis |  | Online | 2014-05-01 | 2050-12-01 |  |  | SOLAR_1AXIS_CA_KERN_BAKERSFIELD_0_2022 | 20 | 20
Baseline |  | AZPS | AESAguaFriaBESS | S | Battery Storage |  | Non-CAISO | 2024-06-01 | 2050-12-01 |  |  |  | 200 | 200 | 800 | 4
Baseline |  | AZPS | AESWestwingEnergyStorage | S | Battery Storage |  | Non-CAISO | 2022-12-01 | 2050-12-01 |  |  |  | 200 | 200 | 800 | 4
Baseline | CAISO | PGE | AGRICO_6_PL3N5 | T | CT |  | Online | 2006-08-01 | 2050-12-01 |  |  |  | 22.69 | 22.69
Baseline | CAISO | PGE | AGRICO_7_UNIT | F | CC |  | Online | 2001-01-01 | 2050-12-01 |  |  |  | 48.58 | 48.58
Baseline |  | SRP | Agua_Fria_1 | F | Steam |  | Non-CAISO | 1958-01-01 | 2050-12-01 |  |  |  | 113.5 | 113.5
Baseline |  | SRP | Agua_Fria_2 | F | Steam |  | Non-CAISO | 1957-04-01 | 2050-12-01 |  |  |  | 113.5 | 113.5
Baseline |  | SRP | Agua_Fria_3 | F | Steam |  | Non-CAISO | 1961-04-01 | 2050-12-01 |  |  |  | 182.5 | 182.5
Baseline |  | SRP | Agua_Fria_4 | T | CT |  | Non-CAISO | 1975-05-01 | 2050-12-01 |  |  |  | 74 | 74
Baseline |  | SRP | Agua_Fria_5 | T | CT |  | Non-CAISO | 1974-07-01 | 2050-12-01 |  |  |  | 74 | 74
Baseline |  | SRP | Agua_Fria_6 | T | CT |  | Non-CAISO | 1974-07-01 | 2050-12-01 |  |  |  | 74 | 74
Baseline |  | SRP | AguaFriaBattery | S | Battery Storage |  | Non-CAISO | 2021-09-01 | 2050-12-01 |  |  |  | 25 | 25 | 100 | 4
Baseline |  | AZPS | AguaFriaHSPVAgg | R | Solar_Fixed |  | Non-CAISO | 2011-12-01 | 2050-12-01 |  |  | SOLAR_FIXED__AZ_PHOENIX_2022 | 2.32 | 2.32
Baseline |  | SRP | AguaFriaSolar | R | Solar_1Axis |  | Non-CAISO | 2001-01-01 | 2050-12-01 |  |  | SOLAR_1AXIS__AZ_PHOENIX_2022 | 0.19 | 0.19
Baseline | CAISO | AZPS | AGUCAL_5_SOLAR1 | R | Solar_Fixed | SDGE | Online | 2014-06-01 | 2050-12-01 |  |  | SOLAR_FIXED_CA_IMPERIAL_BRAWLEY_0_2022 | 290 | 290
Baseline |  | PACW | AirportSolarSEOR | R | Solar_Fixed |  | Non-CAISO | 2019-05-01 | 2050-12-01 |  |  | SOLAR_FIXED__OR_MEDFORD_2022 | 47.3 | 47.3
Baseline |  | NEVP | AiyaSolar | R | Solar_1Axis |  | Non-CAISO | 2023-06-01 | 2050-12-01 |  |  | SOLAR_1AXIS_NV_CLARK_89040_0_2022 | 100 | 100
Baseline |  | AZPS | AjoSolar | R | Solar_Fixed |  | Non-CAISO | 2011-09-01 | 2050-12-01 |  |  | SOLAR_FIXED__AZ_PHOENIX_2022 | 4.5 | 4.5
Baseline | CAISO | PGE | AKINGS_6_AMESR1 | R | Solar_1Axis |  | Online | 2020-12-01 | 2050-12-01 |  |  | SOLAR_1AXIS_CA_KINGS_STRATFORD_0_2022 | 123 | 123
Baseline | CAISO | SCE | ALAMIT_2_PL1X3 | F | CC |  | Online | 2020-02-01 | 2050-12-01 |  |  |  | 674.7 | 674.7
Baseline | CAISO | SCE | ALAMIT_7_ES1 | S | Battery Storage |  | Online | 2020-12-01 | 2050-12-01 |  |  |  | 100 | 100 | 400 | 4
Baseline |  | LADWP | AlamoSolar | R | Solar_Fixed |  | Non-CAISO | 2015-05-01 | 2050-12-01 |  |  | SOLAR_FIXED__CA_LOSANGELES_2022 | 20 | 20
Baseline | CAISO | IID | ALHMBR_1_ALHSLR | R | Solar_Fixed | SDGE | Online | 2015-08-01 | 2050-12-01 |  |  | SOLAR_FIXED_CA_IMPERIAL_BRAWLEY_0_2022 | 50 | 50
Baseline |  | BPAT | AlkaliSolar | R | Solar_Fixed |  | Non-CAISO | 2020-01-01 | 2050-12-01 |  |  | SOLAR_FIXED__WA_SEATTLE_2022 | 10 | 10
Baseline |  | AZPS | AllOtherSolar | R | Solar_Fixed |  | Non-CAISO | 2005-01-01 | 2050-12-01 |  |  | SOLAR_FIXED__AZ_PHOENIX_2022 | 1 | 1
Baseline | CAISO | SCE | ALMASL_2_AL6BT6 | S | Paired_BattStorage |  | Online | 2022-06-01 | 2050-12-01 | ALMASL_2_GS6SR6 | Y |  | 50 | 50 | 100 | 2
Baseline | CAISO | SCE | ALMASL_2_GS1SR1 | R | Solar_1Axis |  | Online | 2020-12-01 | 2050-12-01 |  |  | SOLAR_1AXIS_CA_IMPERIAL_BRAWLEY_0_2022 | 125 | 125
Baseline | CAISO | SCE | ALMASL_2_GS4SR4 | R | Solar_1Axis |  | Online | 2020-12-01 | 2050-12-01 |  |  | SOLAR_1AXIS_CA_IMPERIAL_BRAWLEY_0_2022 | 100 | 100
Baseline | CAISO | SCE | ALMASL_2_GS6SR6 | R | Paired_Solar_1Axis |  | Online | 2021-10-01 | 2050-12-01 |  |  | SOLAR_1AXIS_CA_IMPERIAL_BRAWLEY_0_2022 | 100 | 100
Baseline | CAISO | SCE | ALMASL_2_GS7SR7 | R | Solar_1Axis |  | Online | 2021-12-01 | 2099-01-01 |  |  | SOLAR_1AXIS_CA_IMPERIAL_BRAWLEY_0_2022 | 132 | 132
Baseline | CAISO | PGE | ALMEGT_1_UNIT_1 | T | CT |  | Online | 1986-01-01 | 2050-12-01 |  |  |  | 25 | 25
Baseline | CAISO | PGE | ALMEGT_1_UNIT_2 | T | CT |  | Online | 1986-01-01 | 2050-12-01 |  |  |  | 25 | 25
Baseline |  | TID | Almond_1 | T | CT |  | Non-CAISO | 1996-05-01 | 2050-12-01 |  |  |  | 49.9 | 49.9
Baseline |  | TID | Almond_2_2 | T | CT |  | Non-CAISO | 2012-07-01 | 2050-12-01 |  |  |  | 54 | 54
Baseline |  | TID | Almond_2_3 | T | CT |  | Non-CAISO | 2012-07-01 | 2050-12-01 |  |  |  | 54 | 54
Baseline |  | TID | Almond_2_4 | T | CT |  | Non-CAISO | 2012-07-01 | 2050-12-01 |  |  |  | 54 | 54
Baseline |  | NEVP | AlphaSolar | R | Solar_1Axis |  | Non-CAISO | 2023-05-01 | 2050-12-01 |  |  | SOLAR_1AXIS_NV_CLARK_89040_0_2022 | 80 | 80
Baseline | CAISO | PGE | ALPSLR_1_NTHSLR | R | Solar_Fixed |  | Online | 2013-03-01 | 2050-12-01 |  |  | SOLAR_FIXED_CA_KINGS_STRATFORD_0_2022 | 20 | 20
Baseline | CAISO | PGE | ALPSLR_1_SPSSLR | R | Solar_Fixed |  | Online | 2013-03-01 | 2050-12-01 |  |  | SOLAR_FIXED_CA_KINGS_STRATFORD_0_2022 | 50 | 50
Baseline | CAISO | SCE | ALT6DN_2_WIND7 | R | Wind |  | Online | 2013-01-01 | 2050-12-01 |  |  | WIND_CA_SANBERNARDINO_BORON_0_v2022Astrape | 168 | 168
Baseline | CAISO | SCE | ALT6DS_2_WIND9 | R | Wind |  | Online | 2013-01-01 | 2050-12-01 |  |  | WIND_CA_SANBERNARDINO_BORON_0_v2022Astrape | 132 | 132
Baseline | CAISO | SCE | ALTA3A_2_CPCE4 | R | Wind |  | Online | 2011-03-01 | 2050-12-01 |  |  | WIND_CA_SANBERNARDINO_BORON_0_v2022Astrape | 102 | 102
Baseline | CAISO | SCE | ALTA3A_2_CPCE5 | R | Wind |  | Online | 2011-04-01 | 2050-12-01 |  |  | WIND_CA_SANBERNARDINO_BORON_0_v2022Astrape | 168 | 168
Baseline | CAISO | SCE | ALTA3A_2_CPCE8 | R | Wind |  | Online | 2012-02-01 | 2050-12-01 |  |  | WIND_CA_SANBERNARDINO_BORON_0_v2022Astrape | 150 | 150
Baseline | CAISO | SCE | ALTA4A_2_CPCW1 | R | Wind |  | Online | 2010-12-01 | 2050-12-01 |  |  | WIND_CA_SANBERNARDINO_BORON_0_v2022Astrape | 150 | 150
Baseline | CAISO | SCE | ALTA4B_2_CPCW2 | R | Wind |  | Online | 2010-12-01 | 2050-12-01 |  |  | WIND_CA_SANBERNARDINO_BORON_0_v2022Astrape | 150 | 150
Baseline | CAISO | SCE | ALTA4B_2_CPCW3 | R | Wind |  | Online | 2011-02-01 | 2050-12-01 |  |  | WIND_CA_SANBERNARDINO_BORON_0_v2022Astrape | 150 | 150
Baseline | CAISO | SCE | ALTA4B_2_CPCW6 | R | Wind |  | Online | 2012-05-01 | 2050-12-01 |  |  | WIND_CA_SANBERNARDINO_BORON_0_v2022Astrape | 150 | 150
Baseline | CAISO | SCE | ALTA6B_2_WIND11 | R | Wind |  | Online | 2014-03-01 | 2050-12-01 |  |  | WIND_CA_SANBERNARDINO_BORON_0_v2022Astrape | 90 | 90
Baseline | CAISO | SCE | ALTA6E_2_WIND10 | R | Wind |  | Online | 2014-03-01 | 2050-12-01 |  |  | WIND_CA_SANBERNARDINO_BORON_0_v2022Astrape | 138 | 138
Baseline | CAISO | SCE | ALTAGASSTORAGE | S | Battery Storage |  | Not online as of 1/2023 | 2021-01-01 | 2050-12-01 |  |  |  | 40 | 40 | 160 | 4
Baseline | CAISO | SCE | ALTWD_1_QF | R | Wind |  | Online | 1985-12-01 | 2050-12-01 |  |  | WIND_CA_SANBERNARDINO_NONE_0_v2022Astrape | 28.84 | 28.84
Baseline | CAISO | SCE | ALTWD_2_AT3WD3 | R | Wind |  | Online | 2021-06-01 | 2099-01-01 |  |  | WIND_CA_SANBERNARDINO_BORON_0_v2022Astrape | 9.8 | 9.8
Baseline | CAISO | SCE | ALTWD_2_COAWD1 | R | Wind |  | Online | 2021-04-01 | 2050-12-01 |  |  | WIND_CA_SANBERNARDINO_NONE_0_v2022Astrape | 50.4 | 50.4
Baseline |  | SMUD | AmazonPVAgg | R | Solar_Fixed |  | Non-CAISO | 2018-08-01 | 2050-12-01 |  |  | SOLAR_FIXED__CA_SACRAMENTO_2022 | 30.9 | 30.9
Baseline | CAISO | PGE | AMCOR | S | Battery Storage |  | Not online as of 1/2023 | 2023-05-01 | 2099-01-01 |  |  |  | 10 | 10 | 40 | 4
Baseline | CAISO | SCE | ANAHM_2_CANYN1 | T | CT |  | Online | 2011-09-01 | 2050-12-01 |  |  |  | 49.4 | 49.4
Baseline | CAISO | SCE | ANAHM_2_CANYN2 | T | CT |  | Online | 2011-09-01 | 2050-12-01 |  |  |  | 49.4 | 49.4
Baseline | CAISO | SCE | ANAHM_2_CANYN3 | T | CT |  | Online | 2011-07-01 | 2050-12-01 |  |  |  | 49.4 | 49.4
Baseline | CAISO | SCE | ANAHM_2_CANYN4 | T | CT |  | Online | 2011-07-01 | 2050-12-01 |  |  |  | 49.4 | 49.4
Baseline | CAISO | PGE | ANTLPE_2_QF | R | Wind |  | Online | 1982-01-01 | 2050-12-01 |  |  | WIND_CA_CONTRACOSTA_PITTSBURG_0_v2022Astrape | 4 | 4
Baseline | CAISO | SDGE | ANZA_6_SOLAR1 | R | Solar_1Axis |  | Online | 2015-12-01 | 2050-12-01 |  |  | SOLAR_1AXIS_CA_IMPERIAL_BRAWLEY_0_2022 | 20 | 20
Baseline |  | WALC | Apache_CC | F | CC |  | Non-CAISO | 1964-12-01 | 2050-12-01 |  |  |  | 85 | 85
Baseline |  | WALC | Apache_GT2 | T | CT |  | Non-CAISO | 1972-06-01 | 2050-12-01 |  |  |  | 21.3 | 21.3
Baseline |  | WALC | Apache_GT3 | T | CT |  | Non-CAISO | 1973-12-01 | 2050-12-01 |  |  |  | 70 | 70
Baseline |  | WALC | Apache_GT4 | T | CT |  | Non-CAISO | 2002-09-01 | 2050-12-01 |  |  |  | 40.8 | 40.8
Baseline |  | WALC | Apache_ST2 | F | Coal |  | Non-CAISO | 1979-01-01 | 2050-12-01 |  |  |  | 194.7 | 194.7
Baseline |  | WALC | Apache_ST3 | F | Coal |  | Non-CAISO | 1979-09-01 | 2050-12-01 |  |  |  | 194.7 | 194.7
Baseline |  | WALC | ApacheSolar | R | Solar_1Axis |  | Non-CAISO | 2017-01-01 | 2050-01-01 |  |  | SOLAR_1AXIS_NV_CLARK_89040_0_2022 | 20 | 20
Baseline |  | LADWP | Apex_CC | F | CC |  | Non-CAISO | 2003-05-01 | 2050-12-01 |  |  |  | 538.7 | 538.7
Baseline |  | NEVP | Apex_Solar_Power | R | Solar_Fixed |  | Non-CAISO | 1957-01-01 | 2050-12-01 |  |  | SOLAR_FIXED_NV_CLARK_89040_0_2022 | 20 | 20
Baseline |  | NEVP | ApexLREGF | F | Biogas |  | Non-CAISO | 2012-03-01 | 2032-12-01 |  |  |  | 12 | 12
Baseline |  | NEVP | ApexSolar | R | Solar_1Axis |  | Non-CAISO | 2023-01-01 | 2050-12-01 |  |  | SOLAR_1AXIS_NV_CLARK_89040_0_2022 | 690 | 690
Baseline |  | NEVP | Apple_Solar | R | Solar_Fixed |  | Non-CAISO | 2015-03-01 | 2050-12-01 |  |  | SOLAR_FIXED__CA_SACRAMENTO_2022 | 19.89 | 19.89
Baseline | CAISO | PGE | AQUAWS_2_AQWSR1 | R | Solar_1Axis |  | Online | 2021-12-01 | 2050-12-01 |  |  | SOLAR_1AXIS_CA_KINGS_STRATFORD_0_2022 | 250 | 250
Baseline | CAISO | PGE | ARATINASOLAR | R | Paired_Solar_1Axis |  | Not online as of 1/2023 | 2023-06-01 | 2050-12-01 |  |  | SOLAR_1AXIS_CA_KERN_BAKERSFIELD_0_2022 | 150 | 150
Baseline | CAISO | PGE | ARATINASTORAGE | S | Paired_BattStorage |  | Not online as of 1/2023 | 2023-12-01 | 2050-12-01 | ARATINASOLAR | Y |  | 50 | 50 | 150 | 3
Baseline | CAISO | SCE | ARBWD_6_QF | R | Wind |  | Online | 2013-05-01 | 2050-12-01 |  |  | WIND_CA_SANBERNARDINO_BORON_0_v2022Astrape | 19.95 | 19.95
Baseline | CAISO | SCE | ARCOGN_2_UNITS | F | Cogen |  | Online | 1987-12-01 | 2032-12-01 |  |  |  | 305 | 416.6
Baseline |  | AZPS | ArizonaSolar1 | R | Solar_Fixed |  | Non-CAISO | 2031-01-01 | 2050-01-01 |  |  | SOLAR_FIXED__AZ_PHOENIX_2022 | 1463 | 1463
Baseline |  | WALC | ArizonaSolar2 | R | Solar_Fixed |  | Non-CAISO | 2031-01-01 | 2050-01-01 |  |  | SOLAR_FIXED_NV_CLARK_89040_0_2022 | 889 | 889
Baseline |  | AZPS | ArizonaStateUPVAgg | R | Solar_Fixed |  | Non-CAISO | 2010-10-01 | 2050-01-01 |  |  | SOLAR_FIXED__AZ_PHOENIX_2022 | 4.81 | 4.81
Baseline |  | AZPS | ArizonaWesternCollegePVAgg | R | Solar_Fixed |  | Non-CAISO | 2011-10-01 | 2050-01-01 |  |  | SOLAR_FIXED__AZ_PHOENIX_2022 | 6.44 | 6.44
Baseline | CAISO | IID | ARKANS_1_ARKSLR | R | Solar_Fixed | SDGE | Online | 2015-08-01 | 2050-12-01 |  |  | SOLAR_FIXED_CA_IMPERIAL_BRAWLEY_0_2022 | 50 | 50
Baseline |  | BPAT | ArlingtonCommunitySolar | R | Solar_Fixed |  | Non-CAISO | 2020-01-01 | 2050-01-01 |  |  | SOLAR_FIXED__WA_SEATTLE_2022 | 0.5 | 0.5
Baseline | CAISO | SCE | ARLINGTONENERGYCENTERSOLAR | R | Paired_Solar_1Axis |  | Not online as of 1/2023 | 2023-08-01 | 2099-01-01 |  |  | SOLAR_1AXIS_CA_RIVERSIDE_RIVERSIDE_0_2022 | 233 | 233
Baseline |  | BPAT | ArlingtonWind | R | Wind |  | Non-CAISO | 2009-01-01 | 2050-12-01 |  |  | Oregon_Wind_Astrape | 102.9 | 102.9
Baseline |  | AZPS | ARLINT_5_SCEDYN | F | CC |  | Non-CAISO | 2002-07-01 | 2050-12-01 |  |  |  | 565 | 565
Baseline | CAISO | SCE | ARLNTN_2_AR1SR1 | R | Solar_1Axis |  | Online | 2022-03-01 | 2050-12-01 |  |  | SOLAR_1AXIS_CA_IMPERIAL_BRAWLEY_0_2022 | 100 | 100
Baseline | CAISO | SCE | ARLNTN_2_ASUSR1 | R | Solar_1Axis |  | Online | 2022-08-01 | 2099-01-01 |  |  | SOLAR_1AXIS_CA_IMPERIAL_BRAWLEY_0_2022 | 131 | 131
Baseline | CAISO | AZPS | ARLVAL_5_SOLAR | R | Solar_Fixed | SDGE | Online | 2013-10-01 | 2050-12-01 |  |  | SOLAR_FIXED_CA_IMPERIAL_BRAWLEY_0_2022 | 127 | 127
Baseline |  | NEVP | ArrowCanyonBattery | S | Battery Storage |  | Non-CAISO | 2022-12-01 | 2050-12-01 |  |  |  | 75 | 75 | 300 | 4
Baseline | CAISO | PGE | ARVINN_6_ORION1 | R | Solar_Fixed |  | Online | 2014-06-01 | 2050-12-01 |  |  | SOLAR_FIXED_CA_KERN_BAKERSFIELD_0_2022 | 12 | 12
Baseline | CAISO | SCE | ARVINN_6_ORION2 | R | Solar_1Axis |  | Online | 2014-06-01 | 2050-12-01 |  |  | SOLAR_1AXIS_CA_KERN_BAKERSFIELD_0_2022 | 8 | 8
Baseline | CAISO | SCE | ASTORA_2_SOLAR1 | R | Solar_1Axis |  | Online | 2016-10-01 | 2050-12-01 |  |  | SOLAR_1AXIS_CA_KERN_ROSAMOND_0_2022 | 100 | 100
Baseline | CAISO | SCE | ASTORA_2_SOLAR2 | R | Solar_1Axis |  | Online | 2016-10-01 | 2050-12-01 |  |  | SOLAR_1AXIS_CA_KERN_ROSAMOND_0_2022 | 75 | 75
Baseline | CAISO | SCE | ATHOS_5_AP1X2 | R | Solar_1Axis |  | Online | 2022-04-01 | 2050-12-01 |  |  | SOLAR_1AXIS_CA_SANBERNARDINO_APPLEVALLEY_0_2022 | 250 | 250
Baseline | CAISO | SCE | ATHOS_5_AP2X2 | R | Solar_1Axis |  | Online | 2021-12-01 | 2099-01-01 |  |  | SOLAR_1AXIS_CA_SANBERNARDINO_APPLEVALLEY_0_2022 | 200 | 200
Baseline | CAISO | SCE | ATWEL2_1_SOLAR1 | R | Solar_1Axis |  | Online | 2015-06-01 | 2050-12-01 |  |  | SOLAR_1AXIS_CA_KERN_LOSTHILLS_0_2022 | 20 | 20
Baseline | CAISO | PGE | ATWELL_1_SOLAR | R | Solar_Fixed |  | Online | 2013-03-01 | 2050-12-01 |  |  | SOLAR_FIXED_CA_KINGS_STRATFORD_0_2022 | 20 | 20
Baseline | CAISO | PGE | AVENAL_6_AVPARK | R | Solar_Fixed |  | Online | 2011-08-01 | 2050-12-01 |  |  | SOLAR_FIXED_CA_KINGS_STRATFORD_0_2022 | 6 | 6
Baseline | CAISO | PGE | AVENAL_6_AVSLR1 | R | Solar_1Axis |  | Online | 2017-01-01 | 2050-12-01 |  |  | SOLAR_1AXIS_CA_KINGS_STRATFORD_0_2022 | 7.9 | 7.9
Baseline | CAISO | PGE | AVENAL_6_AVSLR2 | R | Solar_1Axis |  | Online | 2017-01-01 | 2050-12-01 |  |  | SOLAR_1AXIS_CA_KINGS_STRATFORD_0_2022 | 7.9 | 7.9
Baseline | CAISO | PGE | AVENAL_6_SANDDG | R | Solar_Fixed |  | Online | 2011-08-01 | 2050-12-01 |  |  | SOLAR_FIXED_CA_KINGS_STRATFORD_0_2022 | 19 | 19
Baseline | CAISO | PGE | AVENAL_6_SUNCTY | R | Solar_Fixed |  | Online | 2011-08-01 | 2050-12-01 |  |  | SOLAR_FIXED_CA_KINGS_STRATFORD_0_2022 | 20 | 20
Baseline | CAISO | SCE | AVSOLR_2_SOLAR | R | Solar_Fixed |  | Online | 2014-06-01 | 2050-12-01 |  |  | SOLAR_FIXED_CA_KERN_ROSAMOND_0_2022 | 241.5 | 241.5
Baseline | CAISO | PGE | AZALEASOLAR | R | Paired_Solar_1Axis |  | Not online as of 1/2023 | 2022-12-01 | 2050-12-01 |  |  | SOLAR_1AXIS_CA_KERN_LOSTHILLS_0_2022 | 60 | 60
Baseline | CAISO | PGE | AZALEASTORAGE | S | Paired_BattStorage |  | Not online as of 1/2023 | 2022-12-01 | 2050-12-01 | AZALEASOLAR | Y |  | 38 | 38 | 152 | 4
Baseline |  | AZPS | AZPS Hoover Hydro_New | H | Hydro |  | Non-CAISO | 2020-01-01 | 2050-12-01 |  |  |  | 254.1708
Baseline |  | AZPS | AZPSPV2021 | R | Solar_1Axis |  | Non-CAISO | 2023-01-01 | 2050-12-01 |  |  | SOLAR_1AXIS__AZ_PHOENIX_2022 | 150 | 150
Baseline |  | AZPS | AZPSPVAggMaricopaCo1 | R | Solar_Fixed |  | Non-CAISO | 2011-12-01 | 2050-12-01 |  |  | SOLAR_FIXED__AZ_PHOENIX_2022 | 2.05 | 2.05
Baseline |  | AZPS | AZPSPVAggPinalCo2 | R | Solar_Fixed |  | Non-CAISO | 2011-05-01 | 2050-12-01 |  |  | SOLAR_FIXED__AZ_PHOENIX_2022 | 1.48 | 1.48
Baseline |  | AZPS | Babbit_Ranch | R | Wind |  | Non-CAISO | 2023-12-01 | 2050-12-01 |  |  | Arizona_Wind_Astrape | 161 | 161
Baseline |  | AZPS | Badger | R | Solar_1Axis |  | Non-CAISO | 1991-01-01 | 2050-12-01 |  |  | SOLAR_1AXIS__AZ_PHOENIX_2022 | 15 | 15
Baseline |  | BPAT | BadgerMountainSolar | R | Solar_1Axis |  | Non-CAISO | 2024-01-01 | 2050-12-01 |  |  | SOLAR_1AXIS__WA_SEATTLE_2022 | 200 | 200
Baseline |  | AZPS | Bagdad | R | Solar_1Axis |  | Non-CAISO | 2011-12-01 | 2050-12-01 |  |  | SOLAR_1AXIS__AZ_PHOENIX_2022 | 15 | 15
Baseline | CAISO | PGE | BAHIA_2_LKHSR1 | R | Solar_1Axis |  | Online | 2021-09-01 | 2099-01-01 |  |  | SOLAR_1AXIS__CA_SACRAMENTO_2022 | 5 | 5
Baseline |  | BPAT | BakeovenIISolar | R | Solar_1Axis |  | Non-CAISO | 2023-08-01 | 2050-12-01 |  |  | SOLAR_1AXIS__OR_PORTLAND_2022 | 140 | 140
Baseline |  | BPAT | BakeovenSolar | R | Solar_1Axis |  | Non-CAISO | 2022-12-01 | 2050-12-01 |  |  | SOLAR_1AXIS__OR_PORTLAND_2022 | 60 | 60
Baseline |  | PortlandGE | BaldockSolarHighwayPV | R | Solar_Fixed |  | Non-CAISO | 2012-01-01 | 2050-01-01 |  |  | SOLAR_FIXED__OR_PORTLAND_2022 | 1.7 | 1.7
Baseline |  | PortlandGE | BallstonSolarLLCBSPV1 | R | Solar_Fixed |  | Non-CAISO | 2018-01-01 | 2050-12-01 |  |  | SOLAR_FIXED__OR_PORTLAND_2022 | 2.2 | 2.2
Baseline |  | SMUD | BANC Hydro_New | H | Hydro |  | Non-CAISO | 2020-01-01 | 2050-12-01 |  |  |  | 2040
Baseline |  | SMUD | BANCPVNTAggSacCo1 | R | Solar_Fixed |  | Non-CAISO | 2018-08-01 | 2050-12-01 |  |  | SOLAR_FIXED__CA_SACRAMENTO_2022 | 28.18 | 28.18
Baseline | CAISO | PGE | BANKPP_2_NSPIN | C | DR |  | Online | 2015-01-01 | 2050-12-01 |  |  |  | 127 | 127 |  |  |  | 127 | 127 | 127 | 127
Baseline |  | NEVP | BannockPV | R | Solar_1Axis |  | Non-CAISO | 2023-12-01 | 2050-12-01 |  |  | SOLAR_1AXIS_NV_CLARK_89040_0_2022 | 35 | 35
Baseline | CAISO | SCE | BARRE_2_ALASB1 | S | Battery Storage |  | Online | 2022-12-01 | 2099-01-01 |  |  |  | 10 | 10 | 40 | 4
Baseline | CAISO | SCE | BARRE_6_PEAKER | T | CT |  | Online | 2007-09-01 | 2050-12-01 |  |  |  | 55 | 55
Baseline | CAISO | PGE | BASICE_2_UNITS | F | Cogen |  | Online | 1989-03-01 | 2034-12-01 |  |  |  | 120 | 120
Baseline |  | WALC | BatteryGeneric | S | Battery Storage |  | Non-CAISO | 2031-01-01 | 2050-12-01 |  |  |  | 268.65 | 268.65 | 1074.6 | 4
Baseline |  | AZPS | BatteryGeneric1 | S | Battery Storage |  | Non-CAISO | 2031-01-01 | 2050-12-01 |  |  |  | 426.15 | 426.15 | 1704.6 | 4
Baseline |  | BPAT | BatteryStorageSOregon1 | S | Battery Storage |  | Non-CAISO | 2028-01-01 | 2050-12-01 |  |  |  | 41.5 | 41.5 | 166 | 4
Baseline |  | PACW | BatteryStorageYakima1 | S | Battery Storage |  | Non-CAISO | 2030-01-01 | 2050-12-01 |  |  |  | 20 | 20 | 80 | 4
Baseline |  | NEVP | Battle_Mountain_Solar | R | Solar_1Axis |  | Non-CAISO | 2021-12-01 | 2050-12-01 |  |  | SOLAR_1AXIS_NV_CLARK_89040_0_2022 | 101 | 101
Baseline |  | NEVP | BattleMountainSolarBattery | S | Battery Storage |  | Non-CAISO | 2021-06-01 | 2050-12-01 |  |  |  | 25 | 25 | 100 | 4
Baseline | CAISO | PGE | BDGRCK_1_UNITS | T | CT |  | Online | 1991-04-01 | 2050-12-01 |  |  |  | 48.08 | 48.08
Baseline |  | LADWP | Beacon_Solar_Project | R | Solar_1Axis |  | Non-CAISO | 2015-06-01 | 2050-12-01 |  |  | SOLAR_1AXIS_CA_KERN_ROSAMOND_0_2022 | 250 | 250
Baseline |  | LADWP | BeaconBatteryEnergyStorage | S | Battery Storage |  | Non-CAISO | 2018-08-01 | 2050-12-01 |  |  |  | 20 | 20 | 80 | 4
Baseline |  | PACW | BearCreekSolarCtr | R | Solar_Fixed |  | Non-CAISO | 2018-09-01 | 2050-12-01 |  |  | SOLAR_FIXED__OR_MEDFORD_2022 | 10 | 10
Baseline | CAISO | PGE | BEARMT_1_UNIT | T | CT |  | Online | 1995-04-01 | 2050-12-01 |  |  |  | 49.21 | 49.21
Baseline | CAISO | SCE | BEAUMONTESS | S | Battery Storage |  | Not online as of 1/2023 | 2024-03-01 | 2099-01-01 |  |  |  | 100 | 100 | 400 | 4
Baseline |  | PortlandGE | Beaver8 | T | CT |  | Non-CAISO | 1999-09-01 | 2050-12-01 |  |  |  | 24.5 | 24.5
Baseline |  | PortlandGE | BeaverCC_Total | F | CC |  | Non-CAISO | 1974-08-01 | 2050-12-01 |  |  |  | 476.698 | 476.698
Baseline | CAISO | AZPS | BEJNLS_5_BV2SCEDYN | R | Wind | SCE | Online | 2017-01-01 | 2050-12-01 |  |  | WIND_TX_DEAFSMITH_HEREFORD_0_2022 | 167 | 167
Baseline | CAISO | AZPS | BEKWJS_5_BV1SCEDYN | R | Wind | SCE | Online | 2017-01-01 | 2050-12-01 |  |  | WIND_TX_DEAFSMITH_HEREFORD_0_2022 | 130 | 130
Baseline |  | PortlandGE | BellevueSolarINV1 | R | Solar_Fixed |  | Non-CAISO | 2011-10-01 | 2050-12-01 |  |  | SOLAR_FIXED__OR_PORTLAND_2022 | 1.6 | 1.6
Baseline |  | PortlandGE | BellevueSolarProject | R | Solar_Fixed |  | Non-CAISO | 2011-01-01 | 2050-01-01 |  |  | SOLAR_FIXED__OR_PORTLAND_2022 | 1.6 | 1.6
Baseline |  | NEVP | BEOWAWE | T | Geothermal |  | Non-CAISO | 2011-01-01 | 2050-12-01 |  |  |  | 1.7 | 1.7
Baseline |  | NEVP | Beowawe_Power_1_2 | T | Geothermal |  | Non-CAISO | 1985-12-01 | 2050-12-01 |  |  |  | 18.9 | 18.9
Baseline | CAISO | SCE | BGSKYN_2_AS2SR1 | R | Solar_1Axis |  | Online | 2018-12-01 | 2050-12-01 |  |  | SOLAR_1AXIS_CA_LOSANGELES_LANCASTER_0_2022 | 105 | 105
Baseline | CAISO | SCE | BGSKYN_2_ASPSR2 | R | Solar_1Axis |  | Online | 2019-08-01 | 2050-12-01 |  |  | SOLAR_1AXIS_CA_KERN_ROSAMOND_0_2022 | 100 | 100
Baseline | CAISO | SCE | BGSKYN_2_ASSR1B | R | Solar_1Axis |  | Online | 2022-05-01 | 2099-01-01 |  |  | SOLAR_1AXIS_CA_LOSANGELES_LANCASTER_0_2022 | 17 | 17
Baseline | CAISO | SCE | BGSKYN_2_ASSR3A | R | Solar_1Axis |  | Online | 2021-06-01 | 2099-01-01 |  |  | SOLAR_1AXIS_CA_LOSANGELES_LANCASTER_0_2022 | 15 | 15
Baseline | CAISO | SCE | BGSKYN_2_ASSR3B | R | Solar_1Axis |  | Online | 2021-06-01 | 2099-01-01 |  |  | SOLAR_1AXIS_CA_LOSANGELES_LANCASTER_0_2022 | 5 | 5
Baseline | CAISO | SCE | BGSKYN_2_BS3SR3 | R | Solar_1Axis |  | Online | 2019-09-01 | 2050-12-01 |  |  | SOLAR_1AXIS_CA_LOSANGELES_LANCASTER_0_2022 | 20 | 20
Baseline |  | BPAT | Big_Horn_Wind_1_2 | R | Wind |  | Non-CAISO | 2006-10-01 | 2050-01-01 |  |  | Oregon_Wind_Astrape | 199.5 | 199.5
Baseline |  | BPAT | Big_Horn_Wind_2 | R | Wind |  | Non-CAISO | 2010-10-01 | 2050-12-01 |  |  | Oregon_Wind_Astrape | 50 | 50
Baseline | CAISO | SCE | BIGBEAUSTORAGE | S | Hybrid_BattStorage |  | Not online as of 1/2023 | 2022-06-01 | 2050-12-01 | VALTNE_2_TBBBT1 | Y |  | 40 | 40 | 160 | 4 | 167.6
Baseline |  | BPAT | BigHorn2 | R | Wind |  | Non-CAISO | 2010-10-01 | 2050-12-01 |  |  | Oregon_Wind_Astrape | 50 | 50
Baseline |  | PortlandGE | BighornSolar | R | Solar_Fixed |  | Non-CAISO | 2020-01-01 | 2050-12-01 |  |  | SOLAR_FIXED__OR_PORTLAND_2022 | 2.2 | 2.2
Baseline |  | PortlandGE | BiglowCanyon1 | R | Wind |  | Non-CAISO | 2008-01-01 | 2050-12-01 |  |  | Oregon_Wind_Astrape | 125.4 | 125.4
Baseline |  | PortlandGE | BiglowCanyon2 | R | Wind |  | Non-CAISO | 2009-08-01 | 2050-12-01 |  |  | Oregon_Wind_Astrape | 149.5 | 149.5
Baseline |  | PortlandGE | BiglowCanyon3 | R | Wind |  | Non-CAISO | 2011-01-01 | 2050-12-01 |  |  | Oregon_Wind_Astrape | 174.8 | 174.8
Baseline | CAISO | SCE | BIGSKY_2_AS2BT1 | S | Battery Storage |  | Online | 2022-04-01 | 2099-01-01 |  |  |  | 127 | 127 | 508 | 4
Baseline | CAISO | SCE | BIGSKY_2_ASLBT2 | S | Battery Storage |  | Online | 2021-08-01 | 2050-12-01 |  |  |  | 100 | 100 | 400 | 4
Baseline | CAISO | SCE | BIGSKY_2_BSKSR6 | R | Solar_1Axis |  | Online | 2017-12-01 | 2050-12-01 |  |  | SOLAR_1AXIS_CA_LOSANGELES_LANCASTER_0_2022 | 20 | 20
Baseline | CAISO | SCE | BIGSKY_2_BSKSR7 | R | Solar_1Axis |  | Online | 2017-12-01 | 2050-12-01 |  |  | SOLAR_1AXIS_CA_LOSANGELES_LANCASTER_0_2022 | 20 | 20
Baseline | CAISO | SCE | BIGSKY_2_BSKSR8 | R | Solar_1Axis |  | Online | 2017-12-01 | 2050-12-01 |  |  | SOLAR_1AXIS_CA_LOSANGELES_LANCASTER_0_2022 | 20 | 20
Baseline | CAISO | SCE | BIGSKY_2_SOLAR1 | R | Solar_1Axis |  | Online | 2016-08-01 | 2050-12-01 |  |  | SOLAR_1AXIS_CA_LOSANGELES_LANCASTER_0_2022 | 20 | 20
Baseline | CAISO | SCE | BIGSKY_2_SOLAR2 | R | Solar_1Axis |  | Online | 2016-12-01 | 2050-12-01 |  |  | SOLAR_1AXIS_CA_LOSANGELES_LANCASTER_0_2022 | 40 | 40
Baseline | CAISO | SCE | BIGSKY_2_SOLAR3 | R | Solar_1Axis |  | Online | 2016-07-01 | 2050-12-01 |  |  | SOLAR_1AXIS_CA_LOSANGELES_LANCASTER_0_2022 | 20 | 20
Baseline | CAISO | SCE | BIGSKY_2_SOLAR4 | R | Solar_1Axis |  | Online | 2016-12-01 | 2050-12-01 |  |  | SOLAR_1AXIS_CA_LOSANGELES_LANCASTER_1_2022 | 20 | 20
Baseline | CAISO | SCE | BIGSKY_2_SOLAR5 | R | Solar_1Axis |  | Online | 2016-11-01 | 2050-12-01 |  |  | SOLAR_1AXIS_CA_LOSANGELES_LANCASTER_0_2022 | 5 | 5
Baseline | CAISO | SCE | BIGSKY_2_SOLAR6 | R | Solar_1Axis |  | Online | 2016-12-01 | 2050-12-01 |  |  | SOLAR_1AXIS_CA_LOSANGELES_LANCASTER_0_2022 | 85 | 85
Baseline | CAISO | SCE | BIGSKY_2_SOLAR7 | R | Solar_1Axis |  | Online | 2016-12-01 | 2050-12-01 |  |  | SOLAR_1AXIS_CA_LOSANGELES_LANCASTER_0_2022 | 50 | 50
Baseline | CAISO | SCE | BigSky1 | F | Biomass/Wood |  | Online | 2009-01-01 | 2050-12-01 |  |  |  | 0.69788 | 0.75
Baseline | CAISO | SCE | BigSky2 | F | Biomass/Wood |  | Online | 2009-01-01 | 2050-12-01 |  |  |  | 0.69788 | 0.75
Baseline | CAISO | PGE | BIOMAS_1_UNIT_1 | F | Biomass/Wood |  | Online | 1989-08-01 | 2050-12-01 |  |  |  | 8.16 | 25.5
Baseline | CAISO | SCE | BiomassOneGE1 | F | Biomass/Wood |  | Online | 1985-12-01 | 2050-12-01 |  |  |  | 13.3993 | 14.4
Baseline |  | PACW | BiomassOneGE2 | F | Biomass/Wood |  | Non-CAISO | 2009-01-01 | 2050-12-01 |  |  |  | 15 | 15
Baseline | CAISO | PGE | BKRFLD_2_SOLAR1 | R | Solar_1Axis |  | Online | 2015-07-01 | 2050-12-01 |  |  | SOLAR_1AXIS_CA_KERN_BAKERSFIELD_0_2022 | 1.38 | 1.38
Baseline |  | WALC | BlackMountainSolar | R | Solar_Fixed |  | Non-CAISO | 2012-01-01 | 2050-12-01 |  |  | SOLAR_FIXED_NV_CLARK_89040_0_2022 | 7 | 7
Baseline | CAISO | SCE | BLACKWALNUT | S | Battery Storage |  | Not online as of 1/2023 | 2023-06-01 | 2050-12-01 |  |  |  | 15 | 15 | 60 | 4
Baseline | CAISO | SCE | BLAST_1_WIND | R | Wind |  | Online | 2012-02-01 | 2050-12-01 |  |  | WIND_CA_SANBERNARDINO_NONE_1_v2022Astrape | 49 | 49
Baseline | CAISO | PGE | BLCKWL_6_SOLAR1 | R | Solar_1Axis |  | Online | 2015-04-01 | 2050-12-01 |  |  | SOLAR_1AXIS_CA_KERN_LOSTHILLS_0_2022 | 12 | 12
Baseline | CAISO | SCE | BLKCRK_2_GMCBT1 | S | Hybrid_BattStorage |  | Online | 2021-06-01 | 2050-12-01 | BLKCRK_2_SOLAR1 | Y |  | 230 | 230 | 920 | 4 | 480
Baseline | CAISO | SCE | BLKCRK_2_SOLAR1 | R | Solar_1Axis |  | Online | 2016-06-01 | 2050-12-01 |  |  | SOLAR_1AXIS_CA_LOSANGELES_PALMDALE_0_2022 | 250 | 250
Baseline | CAISO | PGE | BLKDIA_2_BDEBT1 | S | Battery Storage |  | Online | 2022-03-01 | 2050-12-01 |  |  |  | 200 | 200 | 800 | 4
Baseline | CAISO | SCE | BLM_2_UNITS | T | Geothermal |  | Online | 1988-12-01 | 2050-12-01 |  |  |  | 47 | 72
Baseline | CAISO | PGE | BLM_W_2_COSBT1 | S | Battery Storage |  | Online | 2022-02-01 | 2050-12-01 |  |  |  | 60 | 60 | 240 | 4
Baseline | CAISO | PGE | Blue_Mountain_Electric_Company | F | Biomass/Wood |  | Not online as of 1/2023 | 2019-12-01 | 2050-12-01 |  |  |  | 2.7915 | 3
Baseline |  | BPAT | BlueBirdSolar | R | Solar_1Axis |  | Non-CAISO | 2023-12-01 | 2050-12-01 |  |  | SOLAR_1AXIS__OR_PORTLAND_2022 | 100 | 100
Baseline |  | WALC | Bluffview_1CC | F | CC |  | Non-CAISO | 2005-04-01 | 2050-12-01 |  |  |  | 58 | 58
Baseline | CAISO | PGE | BLULKE_6_BLUELK | F | Biomass/Wood |  | Online | 1/1899 | 2050-12-01 |  |  |  | 11.1661 | 12
Baseline |  | PACW | BlySolarCenter | R | Solar_1Axis |  | Non-CAISO | 2018-12-01 | 2050-12-01 |  |  | SOLAR_1AXIS__OR_MEDFORD_2022 | 8.5 | 8.5
Baseline | CAISO | SCE | BLYTHE_1_SOLAR1 | R | Solar_Fixed |  | Online | 2009-12-01 | 2050-12-01 |  |  | SOLAR_FIXED_CA_IMPERIAL_BRAWLEY_0_2022 | 21 | 21
Baseline | CAISO | SCE | BLYTHE_1_SOLAR2 | R | Solar_1Axis |  | Online | 2017-04-01 | 2050-12-01 |  |  | SOLAR_1AXIS_CA_IMPERIAL_BRAWLEY_0_2022 | 20 | 20
Baseline | CAISO | PGE | BODEGAENERGY | S | Battery Storage |  | Not online as of 1/2023 | 2026-06-01 | 2099-01-01 |  |  |  | 10 | 10 | 80 | 8
Baseline |  | SMUD | BoessowPVAgg | R | Solar_Fixed |  | Non-CAISO | 2011-12-01 | 2050-01-01 |  |  | SOLAR_FIXED__CA_SACRAMENTO_2022 | 29.1 | 29.1
Baseline | CAISO | PGE | BOGUE_1_UNITA1 | T | CT |  | Online | 2002-12-01 | 2050-12-01 |  |  |  | 47.6 | 47.6
Baseline |  | SRP | BonnybrookSolar | R | Solar_Fixed |  | Non-CAISO | 2017-01-01 | 2050-01-01 |  |  | SOLAR_FIXED__AZ_PHOENIX_2022 | 52 | 52
Baseline | CAISO | SDGE | BORDER_6_UNITA1 | T | CT |  | Online | 2001-10-01 | 2050-12-01 |  |  |  | 51.25 | 51.25
Baseline |  | PortlandGE | BoringSolar | R | Solar_Fixed |  | Non-CAISO | 2019-01-01 | 2050-12-01 |  |  | SOLAR_FIXED__OR_PORTLAND_2022 | 2.2 | 2.2
Baseline |  | NEVP | BOULDER2PV_G | R | Solar_Fixed |  | Non-CAISO | 2017-01-01 | 2050-12-01 |  |  | SOLAR_FIXED_NV_CLARK_89040_0_2022 | 50 | 50
Baseline |  | BPAT | BoulderPark1 | F | ICE |  | Non-CAISO | 2002-08-01 | 2050-12-01 |  |  |  | 4.1 | 4.1
Baseline |  | BPAT | BoulderPark2 | F | ICE |  | Non-CAISO | 2002-08-01 | 2050-12-01 |  |  |  | 4.1 | 4.1
Baseline |  | BPAT | BoulderPark3 | F | ICE |  | Non-CAISO | 2002-08-01 | 2050-12-01 |  |  |  | 4.1 | 4.1
Baseline |  | BPAT | BoulderPark4 | F | ICE |  | Non-CAISO | 2002-08-01 | 2050-12-01 |  |  |  | 4.1 | 4.1
Baseline |  | BPAT | BoulderPark5 | F | ICE |  | Non-CAISO | 2002-08-01 | 2050-12-01 |  |  |  | 4.1 | 4.1
Baseline |  | BPAT | BoulderPark6 | F | ICE |  | Non-CAISO | 2002-08-01 | 2050-12-01 |  |  |  | 4.1 | 4.1
Baseline |  | NEVP | BoulderSolarIII | R | Solar_1Axis |  | Non-CAISO | 2023-12-01 | 2050-12-01 |  |  | SOLAR_1AXIS_NV_CLARK_89040_0_2022 | 127.86 | 127.86
Baseline |  | NEVP | Brady_Hot_Springs_1 | T | Geothermal |  | Non-CAISO | 1992-06-01 | 2050-12-01 |  |  |  | 8 | 8
Baseline | CAISO | PGE | BRDSLD_2_HIWIND | R | Wind |  | Online | 2003-12-01 | 2050-12-01 |  |  | WIND_CA_CONTRACOSTA_PITTSBURG_0_v2022Astrape | 162 | 162
Baseline | CAISO | PGE | BRDSLD_2_MTZUM2 | R | Wind |  | Online | 2012-02-01 | 2050-12-01 |  |  | WIND_CA_CONTRACOSTA_PITTSBURG_0_v2022Astrape | 78.2 | 78.2
Baseline | CAISO | PGE | BRDSLD_2_MTZUMA | R | Wind |  | Online | 2011-01-01 | 2050-12-01 |  |  | WIND_CA_CONTRACOSTA_PITTSBURG_0_v2022Astrape | 36.8 | 36.8
Baseline | CAISO | PGE | BRDSLD_2_SHILO1 | R | Wind |  | Online | 2006-03-01 | 2050-12-01 |  |  | WIND_CA_CONTRACOSTA_PITTSBURG_0_v2022Astrape | 150 | 150
Baseline | CAISO | PGE | BRDSLD_2_SHILO2 | R | Wind |  | Online | 2009-01-01 | 2050-12-01 |  |  | WIND_CA_CONTRACOSTA_PITTSBURG_0_v2022Astrape | 150 | 150
Baseline | CAISO | PGE | BRDSLD_2_SHLO3A | R | Wind |  | Online | 2011-12-01 | 2050-12-01 |  |  | WIND_CA_CONTRACOSTA_PITTSBURG_0_v2022Astrape | 102.5 | 102.5
Baseline | CAISO | PGE | BRDSLD_2_SHLO3B | R | Wind |  | Online | 2012-12-01 | 2050-12-01 |  |  | WIND_CA_CONTRACOSTA_PITTSBURG_0_v2022Astrape | 100 | 100
Baseline | CAISO | SDGE | BREGGO_6_DEGRSL | R | Solar_2Axis |  | Online | 2013-02-01 | 2050-12-01 |  |  | SOLAR_2AXIS_CA_IMPERIAL_BRAWLEY_0_2022 | 6.3 | 6.3
Baseline | CAISO | SDGE | BREGGO_6_SOLAR | R | Solar_Fixed |  | Online | 2013-02-01 | 2050-12-01 |  |  | SOLAR_FIXED_CA_IMPERIAL_BRAWLEY_0_2022 | 26 | 26
Baseline |  | PortlandGE | BristolSolar | R | Solar_Fixed |  | Non-CAISO | 2022-01-01 | 2050-12-01 |  |  | SOLAR_FIXED__OR_PORTLAND_2022 | 3 | 3
Baseline | CAISO | PGE | BRODIE_2_WIND | R | Wind |  | Online | 2012-03-01 | 2050-12-01 |  |  | WIND_CA_SANBERNARDINO_BORON_0_v2022Astrape | 102 | 102
Baseline |  | SMUD | BrucevillePVTAgg | R | Solar_1Axis |  | Non-CAISO | 2012-01-01 | 2050-01-01 |  |  | SOLAR_1AXIS__CA_SACRAMENTO_2022 | 15 | 15
Baseline |  | NEVP | Brunswick | S | Battery Storage |  | Non-CAISO | 1959-12-01 | 2050-12-01 |  |  |  | 125 | 125 | 500 | 4
Baseline |  | NEVP | BrunswickAgg1 | F | Biogas |  | Non-CAISO | 1959-12-01 | 2050-12-01 |  |  |  | 6 | 6
Baseline |  | PortlandGE | BrushCreekSolar | R | Solar_Fixed |  | Non-CAISO | 2020-01-01 | 2050-12-01 |  |  | SOLAR_FIXED__OR_PORTLAND_2022 | 2.2 | 2.2
Baseline | CAISO | SCE | BUCKBL_2_PL1X3 | F | CC |  | Online | 2010-07-01 | 2050-12-01 |  |  |  | 493.63 | 493.63
Baseline |  | AZPS | BUCKEYEUNIONHIGHSCHDIST | R | Solar_Fixed |  | Non-CAISO | 2011-02-01 | 2050-12-01 |  |  | SOLAR_FIXED__AZ_PHOENIX_2022 | 0.98 | 0.98
Baseline |  | AZPS | BuckeyeUnionHSDistrict | R | Solar_Fixed |  | Non-CAISO | 2011-01-01 | 2050-12-01 |  |  | SOLAR_FIXED__AZ_PHOENIX_2022 | 3.3 | 3.3
Baseline | CAISO | SCE | BUCKWD_1_NPALM1 | R | Solar_1Axis |  | Online | 2012-04-01 | 2050-12-01 |  |  | SOLAR_1AXIS_CA_RIVERSIDE_RIVERSIDE_0_2022 | 2.4 | 2.4
Baseline | CAISO | SCE | BUCKWD_1_QF | R | Wind |  | Online | 1984-12-01 | 2050-12-01 |  |  | WIND_CA_SANBERNARDINO_NONE_1_v2022Astrape | 16.5 | 16.5
Baseline | CAISO | SCE | BUCKWD_7_WINTCV | R | Wind |  | Online | 2003-12-01 | 2050-12-01 |  |  | WIND_CA_SANBERNARDINO_NONE_1_v2022Astrape | 1.32 | 1.32
Baseline |  | BPAT | Burlington | F | Biomass/Wood |  | Non-CAISO | 2007-04-01 | 2050-12-01 |  |  |  | 28 | 28
Baseline | CAISO | PGE | BURNYF_2_UNIT_1 | F | Biomass/Wood |  | Online | 2018-08-01 | 2050-12-01 |  |  |  | 29 | 31
Baseline |  | PortlandGE | ButlerSolarLLC1 | R | Solar_Fixed |  | Non-CAISO | 2022-01-01 | 2050-01-01 |  |  | SOLAR_FIXED__OR_PORTLAND_2022 | 4 | 4
Baseline |  | NEVP | C_Lenzie_CC1 | F | CC |  | Non-CAISO | 2006-02-01 | 2042-12-01 |  |  |  | 585 | 585
Baseline |  | NEVP | C_Lenzie_CC2 | F | CC |  | Non-CAISO | 2006-04-01 | 2042-12-01 |  |  |  | 585 | 585
Baseline | CAISO | PGE | CABALLEROCASTORAGE | S | Battery Storage |  | Not online as of 1/2023 | 2024-03-01 | 2099-01-01 |  |  |  | 99.7 | 99.7 | 398.8 | 4
Baseline | CAISO | PGE | CABALO_2_M2BSR1 | R | Solar_1Axis |  | Online | 2020-11-01 | 2050-12-01 |  |  | SOLAR_1AXIS_CA_KINGS_STRATFORD_0_2022 | 50 | 50
Baseline | CAISO | PGE | CABALO_2_M2WSR2 | R | Solar_1Axis |  | Online | 2020-11-01 | 2050-12-01 |  |  | SOLAR_1AXIS_CA_KINGS_STRATFORD_0_2022 | 100 | 100
Baseline | CAISO | SCE | CABZON_1_WINDA1 | R | Wind |  | Online | 2002-08-01 | 2050-12-01 |  |  | WIND_CA_SANBERNARDINO_NONE_1_v2022Astrape | 41 | 41
Baseline | CAISO | PGE | CALFTN_2_CFSBT1 | S | Paired_BattStorage |  | Online | 2021-08-01 | 2050-12-01 | CALFTN_2_SOLAR | Y |  | 60 | 60 | 240 | 4
Baseline | CAISO | PGE | CALFTN_2_SOLAR | R | Paired_Solar_Fixed |  | Online | 2017-11-01 | 2050-12-01 |  |  | SOLAR_FIXED_CA_KERN_LOSTHILLS_0_2022 | 130 | 130
Baseline | CAISO | PGE | CALFTS_2_CFSSR1 | R | Solar_1Axis |  | Online | 2019-03-01 | 2050-12-01 |  |  | SOLAR_1AXIS_CA_KERN_LOSTHILLS_0_2022 | 150 | 150
Baseline | CAISO | SCE | CALGEN_1_UNITS | T | Geothermal |  | Online | 1987-07-01 | 2050-12-01 |  |  |  | 80 | 80
Baseline | CAISO | PGE | CALPIN_1_AGNEW | T | CC |  | Online | 1990-10-01 | 2050-12-01 |  |  |  | 28.56 | 28.56
Baseline | CAISO | IID | CALPSS_6_SOLAR1 | R | Solar_Fixed | SDGE | Online | 2016-02-01 | 2050-12-01 |  |  | SOLAR_FIXED_CA_IMPERIAL_BRAWLEY_0_2022 | 19.9 | 19.9
Baseline | CAISO | PGE | CAMDEN_6_RDDBM1 | T | Biomass/Wood |  | Online | 2021-08-01 | 2099-01-01 |  |  |  | 0.51178 | 0.55
Baseline | CAISO | SDGE | Cameron | R | Solar_1Axis |  | Not online as of 1/2023 | 2020-03-01 | 2050-12-01 |  |  | SOLAR_1AXIS_CA_IMPERIAL_BRAWLEY_0_2022 | 2.4 | 2.4
Baseline | CAISO | PGE | CAMLOT_2_SOLAR1 | R | Solar_Fixed |  | Online | 2014-12-01 | 2050-12-01 |  |  | SOLAR_FIXED_CA_KERN_ROSAMOND_0_2022 | 45 | 45
Baseline | CAISO | SCE | CAMLOT_2_SOLAR2 | R | Solar_Fixed |  | Online | 2014-12-01 | 2050-12-01 |  |  | SOLAR_FIXED_CA_KERN_ROSAMOND_0_2022 | 15 | 15
Baseline | CAISO | PGE | CANTUA_1_SOLAR | R | Solar_Fixed |  | Online | 2012-07-01 | 2050-12-01 |  |  | SOLAR_FIXED_CA_MERCED_DELHI_0_2022 | 20 | 20
Baseline | CAISO | SCE | CANYONCOUNTRYESS | S | Battery Storage |  | Not online as of 1/2023 | 2024-03-01 | 2099-01-01 |  |  |  | 80 | 80 | 320 | 4
Baseline | CAISO | PGE | CAPTESTATIONGEOTHERMAL | T | Geothermal |  | Not online as of 1/2023 | 2028-06-01 | 2050-12-01 |  |  |  | 33 | 33
Baseline |  | PACW | CAPTJackSolar_RogueRiver | R | Solar_Fixed |  | Non-CAISO | 2022-06-01 | 2050-12-01 |  |  | SOLAR_FIXED__OR_MEDFORD_2022 | 2.7 | 2.7
Baseline | CAISO | SCE | CAPWD_1_QF | R | Wind |  | Online | 2015-10-01 | 2050-12-01 |  |  | WIND_CA_SANBERNARDINO_NONE_1_v2022Astrape | 19.55 | 19.55
Baseline | CAISO | SCE | CargillB6Bio1 | F | Biomass/Wood |  | Online | 2009-09-01 | 2050-12-01 |  |  |  | 1.1 | 1.1
Baseline | CAISO | SCE | CargillB6Bio2 | F | Biomass/Wood |  | Online | 2009-09-01 | 2050-12-01 |  |  |  | 1.1 | 1.1
Baseline | CAISO | SDGE | CARLS1_2_CARCT1 | T | CT |  | Online | 2018-11-01 | 2050-12-01 |  |  |  | 422 | 422
Baseline | CAISO | SDGE | CARLS2_1_CARCT1 | T | CT |  | Online | 2018-11-01 | 2050-12-01 |  |  |  | 105.5 | 105.5
Baseline |  | SMUD | Carson_Ice_CC | F | CC |  | Non-CAISO | 1995-10-01 | 2050-12-01 |  |  |  | 62.7 | 62.7
Baseline |  | SMUD | Carson_Ice_Peaker | T | CT |  | Non-CAISO | 1995-10-01 | 2050-12-01 |  |  |  | 42 | 42
Baseline |  | NEVP | Carson_Lakes | T | Geothermal |  | Non-CAISO | 2022-12-01 | 2050-12-01 |  |  |  | 20 | 20
Baseline |  | PortlandGE | CartyGenStaCC_Total | F | CC |  | Non-CAISO | 2016-01-01 | 2050-12-01 |  |  |  | 480 | 480
Baseline |  | BPAT | CartyGenStaCC2_Total | F | CC |  | Non-CAISO | 2021-01-01 | 2050-12-01 |  |  |  | 505.12 | 505.12
Baseline | CAISO | SCE | CASADB_1_CD4GT1 | T | Geothermal |  | Online | 2022-07-01 | 2050-12-01 |  |  |  | 31 | 40
Baseline |  | AZPS | CASAGRANDEUNIONHIGHSCHOOL | R | Solar_Fixed |  | Non-CAISO | 2012-07-01 | 2050-12-01 |  |  | SOLAR_FIXED__AZ_PHOENIX_2022 | 1.05 | 1.05
Baseline | CAISO | PGE | CASCADESTORAGE | S | Battery Storage |  | Not online as of 1/2023 | 2022-12-01 | 2050-12-01 |  |  |  | 25 | 25 | 100 | 4
Baseline |  | PortlandGE | CaseCreekSolar | R | Solar_Fixed |  | Non-CAISO | 2019-01-01 | 2050-01-01 |  |  | SOLAR_FIXED__OR_PORTLAND_2022 | 2.2 | 2.2
Baseline |  | LADWP | Castaic_1 | S | PSH |  | Non-CAISO | 2013-07-01 | 2050-12-01 |  |  |  | 240 | 240 | 5721.4491 | 23.8394
Baseline |  | LADWP | Castaic_2 | S | PSH |  | Non-CAISO | 1974-07-01 | 2050-01-01 |  |  |  | 250 | 250 | 5748.565 | 22.9943
Baseline |  | LADWP | Castaic_3 | S | PSH |  | Non-CAISO | 1976-07-01 | 2050-01-01 |  |  |  | 240 | 240 | 5748.565 | 23.9524
Baseline |  | LADWP | Castaic_4 | S | PSH |  | Non-CAISO | 1977-06-01 | 2050-01-01 |  |  |  | 240 | 240 | 5748.565 | 23.9524
Baseline |  | LADWP | Castaic_5 | S | PSH |  | Non-CAISO | 1977-12-01 | 2050-01-01 |  |  |  | 240 | 240 | 5748.565 | 23.9524
Baseline |  | LADWP | Castaic_6 | S | PSH |  | Non-CAISO | 1978-08-01 | 2050-01-01 |  |  |  | 250 | 250 | 5748.565 | 22.9943
Baseline | CAISO | PGE | CASTVL_2_FCELL | F | Biomass/Wood |  | Online | 2011-09-01 | 2050-12-01 |  |  |  | 1.3027 | 1.4
Baseline | CAISO | SCE | CATLNA_2_SOLAR | R | Solar_Fixed |  | Online | 2013-02-01 | 2050-12-01 |  |  | SOLAR_FIXED_CA_KERN_ROSAMOND_0_2022 | 110 | 110
Baseline | CAISO | SCE | CATLNA_2_SOLAR2 | R | Solar_1Axis |  | Online | 2015-07-01 | 2050-12-01 |  |  | SOLAR_1AXIS_CA_KERN_ROSAMOND_0_2022 | 18 | 18
Baseline | CAISO | PGE | CAVLSR_2_BSOLAR | R | Solar_Fixed |  | Online | 2013-01-01 | 2050-12-01 |  |  | SOLAR_FIXED_CA_KERN_LOSTHILLS_0_2022 | 40 | 40
Baseline | CAISO | PGE | CAVLSR_2_RSOLAR | R | Solar_Fixed |  | Online | 2013-11-01 | 2050-12-01 |  |  | SOLAR_FIXED_CA_KERN_LOSTHILLS_0_2022 | 210 | 210
Baseline | CAISO | PGE | CAYTNO_2_VASCO | F | Biogas |  | Online | 2014-02-01 | 2050-12-01 |  |  |  | 4.02 | 4.3
Baseline | CAISO | SCE | CBRLLO_6_PLSTP1 | F | Biomass/Wood |  | Online | 1985-01-01 | 2050-12-01 |  |  |  | 2.1309 | 2.29
Baseline | CAISO | PGE | CDWR07_2_GEN | C | DR |  | Online | 2015-01-01 | 2050-12-01 |  |  |  | 115.6 |  |  |  |  | 115.6 | 115.6 | 115.6 | 115.6
Baseline | CAISO | SCE | CEDUCR_2_SOLAR1 | R | Solar_1Axis |  | Online | 2016-12-01 | 2050-12-01 |  |  | SOLAR_1AXIS_CA_KERN_BAKERSFIELD_0_2022 | 20 | 20
Baseline | CAISO | SCE | CEDUCR_2_SOLAR2 | R | Solar_1Axis |  | Online | 2016-12-01 | 2050-12-01 |  |  | SOLAR_1AXIS_CA_KERN_BAKERSFIELD_0_2022 | 20 | 20
Baseline | CAISO | SCE | CEDUCR_2_SOLAR3 | R | Solar_1Axis |  | Online | 2016-12-01 | 2050-12-01 |  |  | SOLAR_1AXIS_CA_KERN_BAKERSFIELD_0_2022 | 15 | 15
Baseline | CAISO | SCE | CEDUCR_2_SOLAR4 | R | Solar_1Axis |  | Online | 2016-12-01 | 2050-12-01 |  |  | SOLAR_1AXIS_CA_KERN_BAKERSFIELD_0_2022 | 20 | 20
Baseline | CAISO | PGE | CENT40_1_C40SR1 | R | Solar_1Axis |  | Online | 2021-02-01 | 2099-01-01 |  |  | SOLAR_1AXIS_CA_MERCED_DELHI_0_2022 | 40 | 40
Baseline | CAISO | SCE | CENTER_2_SOLAR1 | R | Solar_Fixed |  | Online | 2015-11-01 | 2050-12-01 |  |  | SOLAR_FIXED_CA_ORANGE_BUENAPARK_0_2022 | 0.9 | 0.9
Baseline | CAISO | SCE | CENTER_6_PEAKER | T | CT |  | Online | 2007-09-01 | 2050-12-01 |  |  |  | 47.11 | 47.11
Baseline | CAISO | SCE | CENTPD_2_BMSSX2 | R | Hybrid_Solar_1Axis |  | Online | 2022-12-01 | 2050-12-01 |  |  | SOLAR_1AXIS_CA_RIVERSIDE_RIVERSIDE_0_2022 | 223.6 | 223.6
Baseline | CAISO | SCE | CENTPD_2_BMSX2 | S | Hybrid_BattStorage |  | Online | 2022-11-01 | 2050-12-01 | CENTPD_2_BMSSX2 | Y |  | 112 | 112 | 448 | 4 | 112
Baseline |  | BPAT | Centralia2 | F | Coal |  | Non-CAISO | 1973-07-01 | 2024-12-01 |  |  |  | 670 | 670
Baseline |  | SRP | CentralLineSolar | R | Solar_1Axis |  | Non-CAISO | 2022-03-01 | 2050-12-01 |  |  | SOLAR_1AXIS__AZ_PHOENIX_2022 | 100 | 100
Baseline | CAISO | SCE | CENTRY_6_PL1X4 | T | CT |  | Online | 2001-09-01 | 2050-12-01 |  |  |  | 41.4 | 41.4
Baseline |  | IID | CETurbo | T | Geothermal |  | Non-CAISO | 2000-07-01 | 2050-12-01 |  |  |  | 11.5 | 11.5
Baseline | CAISO | PGE | CHALANSOLAR | R | Paired_Solar_1Axis |  | Not online as of 1/2023 | 2023-12-01 | 2050-12-01 |  |  | SOLAR_1AXIS_CA_KERN_LOSTHILLS_0_2022 | 64.9 | 64.9
Baseline | CAISO | PGE | CHALANSTORAGE | S | Paired_BattStorage |  | Not online as of 1/2023 | 2023-12-01 | 2050-12-01 | CHALANSOLAR | Y |  | 25 | 25 | 100 | 4
Baseline | CAISO | PGE | CHALK_1_UNIT | T | CT |  | Online | 1990-03-01 | 2050-12-01 |  |  |  | 48.67 | 48.67
Baseline | CAISO | SCE | CHARMN_2_PGONG1 | T | Biomass/Wood |  | Online | 2020-08-01 | 2099-01-01 |  |  |  | 19.87 | 19.87
Baseline |  | BPAT | ChehalisCC_Total | F | CC |  | Non-CAISO | 2003-08-01 | 2050-12-01 |  |  |  | 514 | 514
Baseline | CAISO | PGE | CHEVCD_6_UNIT | F | Cogen |  | Online | 1982-07-01 | 2030-12-01 |  |  |  | 1.62 | 11.5
Baseline | CAISO | PGE | CHEVCO_6_UNIT_1 | T | Cogen |  | Online | 1986-01-01 | 2030-12-01 |  |  |  | 2.31 | 16.5
Baseline | CAISO | PGE | CHEVCO_6_UNIT_2 | T | Cogen |  | Online | 1988-06-01 | 2034-12-01 |  |  |  | 0.66 | 8.5
Baseline | CAISO | PGE | CHEVCY_1_UNIT | T | Cogen |  | Online | 1982-10-01 | 2030-12-01 |  |  |  | 3.6 | 24.3
Baseline |  | AZPS | Chevlon_Butte_Wind | R | Wind |  | Non-CAISO | 2023-12-01 | 2050-12-01 |  |  | Arizona_Wind_Astrape | 238 | 238
Baseline | CAISO | SCE | CHEVMN_2_UNITS | F | Cogen |  | Online | 1987-12-01 | 2033-12-01 |  |  |  | 13.32 | 124.87
Baseline | CAISO | SDGE | CHILLS_1_SYCENG | T | Biogas |  | Online | 2011-05-01 | 2050-12-01 |  |  |  | 0.85 | 1.5
Baseline | CAISO | SDGE | CHILLS_7_UNITA1 | F | Cogen |  | Online | 2004-07-01 | 2039-12-01 |  |  |  | 1.56 | 2.25
Baseline |  | PACW | ChiloquinSolarLLC | R | Solar_Fixed |  | Non-CAISO | 2018-01-01 | 2050-01-01 |  |  | SOLAR_FIXED__OR_MEDFORD_2022 | 9.9 | 9.9
Baseline | CAISO | SCE | CHINO_2_APEBT1 | S | Battery Storage |  | Online | 2016-12-01 | 2050-12-01 |  |  |  | 20 | 20 | 80 | 4
Baseline | CAISO | SCE | CHINO_2_JURUPA | R | Solar_Fixed |  | Online | 2013-12-01 | 2050-12-01 |  |  | SOLAR_FIXED_CA_RIVERSIDE_RIVERSIDE_0_2022 | 1.5 | 1.5
Baseline | CAISO | SCE | CHINO_2_SASOLR | R | Solar_Fixed |  | Online | 2013-12-01 | 2050-12-01 |  |  | SOLAR_FIXED_CA_RIVERSIDE_RIVERSIDE_0_2022 | 1.5 | 1.5
Baseline | CAISO | SCE | CHINO_2_SOLAR | R | Solar_Fixed |  | Online | 2009-12-01 | 2050-12-01 |  |  | SOLAR_FIXED_CA_RIVERSIDE_RIVERSIDE_0_2022 | 1 | 1
Baseline | CAISO | SCE | CHINO_2_SOLAR2 | R | Solar_Fixed |  | Online | 2015-04-01 | 2050-12-01 |  |  | SOLAR_FIXED_CA_RIVERSIDE_RIVERSIDE_0_2022 | 1.49 | 1.49
Baseline | CAISO | SCE | CHINO_6_CIMGEN | F | Cogen |  | Online | 2018-06-01 | 2039-12-01 |  |  |  | 26 | 26
Baseline | CAISO | SCE | CHINO_7_MILIKN | F | Biogas |  | Online | 2003-07-01 | 2050-12-01 |  |  |  | 1.768 | 1.9
Baseline |  | AZPS | ChinoValley | R | Solar_1Axis |  | Non-CAISO | 2012-11-01 | 2050-12-01 |  |  | SOLAR_1AXIS__AZ_PHOENIX_2022 | 19 | 19
Baseline |  | AZPS | ChinoValleyBESS | S | Battery Storage |  | Non-CAISO | 2023-06-01 | 2050-12-01 |  |  |  | 19 | 19 | 76 | 4
Baseline |  | PACW | ChopinWind | R | Wind |  | Non-CAISO | 2016-10-01 | 2050-12-01 |  |  | Oregon_Wind_Astrape | 10 | 10
Baseline |  | NEVP | Chuckwalla | R | Solar_Fixed |  | Non-CAISO | 2023-12-01 | 2050-12-01 |  |  | SOLAR_FIXED_NV_CLARK_89040_0_2022 | 200 | 200
Baseline |  | NEVP | ChuckwallaSolarBESS | S | Battery Storage |  | Non-CAISO | 2023-12-01 | 2050-12-01 |  |  |  | 180 | 180 | 720 | 4
Baseline | CAISO | PGE | CHWCHL_1_BIOMAS | F | Biomass/Wood |  | Online | 2008-05-01 | 2050-12-01 |  |  |  | 9.6 | 10.8
Baseline | CAISO | PGE | CHWCHL_1_UNIT | F | ICE |  | Online | 2001-06-01 | 2050-12-01 |  |  |  | 48.6 | 48.6
Baseline |  | IID | CitizenSolar | R | Solar_1Axis |  | Non-CAISO | 2019-01-01 | 2050-12-01 |  |  | SOLAR_1AXIS_CA_IMPERIAL_BRAWLEY_0_2022 | 30 | 30
Baseline |  | AZPS | CityofPhoenixSH1PVAgg | R | Solar_Fixed |  | Non-CAISO | 2011-12-01 | 2050-12-01 |  |  | SOLAR_FIXED__AZ_PHOENIX_2022 | 2.99 | 2.99
Baseline |  | AZPS | CityofPhoenixWSPVAgg | R | Solar_Fixed |  | Non-CAISO | 2012-12-01 | 2050-12-01 |  |  | SOLAR_FIXED__AZ_PHOENIX_2022 | 6.43 | 6.43
Baseline |  | NEVP | Clark_11 | T | CT |  | Non-CAISO | 2008-07-01 | 2039-12-01 |  |  |  | 57 | 57
Baseline |  | NEVP | Clark_12 | T | CT |  | Non-CAISO | 2008-11-01 | 2039-12-01 |  |  |  | 57 | 57
Baseline |  | NEVP | Clark_13 | T | CT |  | Non-CAISO | 2008-07-01 | 2039-12-01 |  |  |  | 57 | 57
Baseline |  | NEVP | Clark_14 | T | CT |  | Non-CAISO | 2008-07-01 | 2039-12-01 |  |  |  | 57 | 57
Baseline |  | NEVP | Clark_15 | T | CT |  | Non-CAISO | 2008-07-01 | 2039-12-01 |  |  |  | 57 | 57
Baseline |  | NEVP | Clark_16 | T | CT |  | Non-CAISO | 2008-07-01 | 2039-12-01 |  |  |  | 57 | 57
Baseline |  | NEVP | Clark_17 | T | CT |  | Non-CAISO | 2008-07-01 | 2039-12-01 |  |  |  | 57 | 57
Baseline |  | NEVP | Clark_18 | T | CT |  | Non-CAISO | 2008-07-01 | 2039-12-01 |  |  |  | 57 | 57
Baseline |  | NEVP | Clark_19 | T | CT |  | Non-CAISO | 2008-11-01 | 2039-12-01 |  |  |  | 57 | 57
Baseline |  | NEVP | Clark_20 | T | CT |  | Non-CAISO | 2008-08-01 | 2039-12-01 |  |  |  | 57 | 57
Baseline |  | NEVP | Clark_21 | T | CT |  | Non-CAISO | 2008-11-01 | 2039-12-01 |  |  |  | 57 | 57
Baseline |  | NEVP | Clark_22 | T | CT |  | Non-CAISO | 2008-09-01 | 2039-12-01 |  |  |  | 57 | 57
Baseline |  | NEVP | Clark_CC1 | F | CC |  | Non-CAISO | 1979-05-01 | 2033-12-01 |  |  |  | 250 | 250
Baseline |  | NEVP | Clark_CC2 | F | CC |  | Non-CAISO | 1980-06-01 | 2034-12-01 |  |  |  | 250 | 250
Baseline |  | NEVP | Clark_Mountain_3 | T | CT |  | Non-CAISO | 1994-07-01 | 2030-01-01 |  |  |  | 70 | 70
Baseline |  | NEVP | Clark_Mountain_4 | T | CT |  | Non-CAISO | 1994-07-01 | 2030-01-01 |  |  |  | 70 | 70
Baseline |  | BPAT | ClarkCommunitySolar | R | Solar_1Axis |  | Non-CAISO | 2015-06-01 | 2050-12-01 |  |  | SOLAR_1AXIS__OR_PORTLAND_2022 | 0.32 | 0.32
Baseline |  | BPAT | ClearwaterPaper3 | F | Biomass/Wood |  | Non-CAISO | 1981-07-01 | 2050-12-01 |  |  |  | 28.8 | 28.8
Baseline |  | BPAT | ClearwaterPaper4 | F | Biomass/Wood |  | Non-CAISO | 1991-02-01 | 2050-12-01 |  |  |  | 65 | 65
Baseline |  | AZPS | Clenara_CoBar | R | Solar_1Axis |  | Non-CAISO | 2024-05-01 | 2050-12-01 |  |  | SOLAR_1AXIS_CA_IMPERIAL_BRAWLEY_0_2022 | 400 | 400
Baseline | CAISO | PGE | CLOVDL_1_SOLAR | R | Solar_Fixed |  | Online | 2014-06-01 | 2050-12-01 |  |  | SOLAR_FIXED_CA_MERCED_DELHI_0_2022 | 1.5 | 1.5
Baseline | CAISO | SDGE | CNTNLA_2_SOLAR1 | R | Solar_Fixed |  | Online | 2013-10-01 | 2050-12-01 |  |  | SOLAR_FIXED_CA_IMPERIAL_BRAWLEY_0_2022 | 125 | 125
Baseline | CAISO | SDGE | CNTNLA_2_SOLAR2 | R | Solar_Fixed |  | Online | 2014-08-01 | 2050-12-01 |  |  | SOLAR_FIXED_CA_IMPERIAL_BRAWLEY_0_2022 | 45.6 | 45.6
Baseline |  | IID | Coachella_1 | T | CT |  | Non-CAISO | 1973-06-01 | 2050-12-01 |  |  |  | 20 | 20
Baseline |  | IID | Coachella_2 | T | CT |  | Non-CAISO | 1991-11-01 | 2050-12-01 |  |  |  | 20 | 20
Baseline |  | IID | Coachella_3 | T | CT |  | Non-CAISO | 1974-04-01 | 2050-12-01 |  |  |  | 20 | 20
Baseline |  | IID | Coachella_4 | T | CT |  | Non-CAISO | 1976-12-01 | 2050-12-01 |  |  |  | 20 | 20
Baseline |  | IID | Coachella_Battery | S | Battery Storage |  | Non-CAISO | 2016-09-01 | 2050-12-01 |  |  |  | 31 | 31 | 124 | 4
Baseline |  | AZPS | COBarSolarA | R | Solar_Fixed |  | Non-CAISO | 2023-01-01 | 2050-12-01 |  |  | SOLAR_FIXED__AZ_PHOENIX_2022 | 80 | 80
Baseline |  | AZPS | COBarSolarB | R | Solar_Fixed |  | Non-CAISO | 2023-01-01 | 2050-12-01 |  |  | SOLAR_FIXED__AZ_PHOENIX_2022 | 80 | 80
Baseline | CAISO | PGE | COCOPP_2_CTG1 | T | CT |  | Online | 2013-05-01 | 2050-12-01 |  |  |  | 204.2 | 204.2
Baseline | CAISO | PGE | COCOPP_2_CTG2 | T | CT |  | Online | 2013-05-01 | 2050-12-01 |  |  |  | 202.7 | 202.7
Baseline | CAISO | PGE | COCOPP_2_CTG3 | T | CT |  | Online | 2013-05-01 | 2050-12-01 |  |  |  | 208.96 | 208.96
Baseline | CAISO | PGE | COCOPP_2_CTG4 | T | CT |  | Online | 2013-05-01 | 2050-12-01 |  |  |  | 204.29 | 204.29
Baseline | CAISO | PGE | COCOSB_6_SOLAR | R | Solar_Fixed |  | Online | 2013-06-01 | 2050-12-01 |  |  | SOLAR_FIXED_CA_MERCED_DELHI_0_2022 | 1.5 | 1.5
Baseline |  | BPAT | Coffin_Butte_1 | F | Biomass/Wood |  | Non-CAISO | 1995-10-01 | 2050-12-01 |  |  |  | 1.2 | 1.2
Baseline |  | BPAT | Coffin_Butte_2 | F | Biomass/Wood |  | Non-CAISO | 1995-10-01 | 2050-12-01 |  |  |  | 0.8 | 0.8
Baseline |  | BPAT | Coffin_Butte_3 | F | Biomass/Wood |  | Non-CAISO | 1995-10-01 | 2050-12-01 |  |  |  | 0.8 | 0.8
Baseline |  | BPAT | Coffin_Butte_4 | F | Biomass/Wood |  | Non-CAISO | 2007-10-01 | 2050-12-01 |  |  |  | 1.5 | 1.5
Baseline |  | BPAT | Coffin_Butte_5 | F | Biomass/Wood |  | Non-CAISO | 2007-10-01 | 2050-12-01 |  |  |  | 1.5 | 1.5
Baseline |  | PACW | CoGen2DRJohnson | F | Biomass/Wood |  | Non-CAISO | 1987-10-01 | 2050-12-01 |  |  |  | 7.5 | 7.5
Baseline | CAISO | PGE | COGNAT_1_UNIT | F | Cogen |  | Online | 2014-02-01 | 2039-12-01 |  |  |  | 45 | 45
Baseline |  | IID | COLGNS_2_CNSSR1 | R | Solar_Fixed |  | Non-CAISO | 2018-12-01 | 2050-12-01 |  |  | SOLAR_FIXED_CA_IMPERIAL_BRAWLEY_0_2022 | 74.8 | 74.8
Baseline | CAISO | SCE | COLTON_6_AGUAM1 | T | CT |  | Online | 2003-06-01 | 2050-12-01 |  |  |  | 43 | 43
Baseline |  | PortlandGE | ColtonSolar | R | Solar_Fixed |  | Non-CAISO | 2017-01-01 | 2050-12-01 |  |  | SOLAR_FIXED__OR_PORTLAND_2022 | 2.2 | 2.2
Baseline |  | BPAT | Columbia2 | N | Nuclear |  | Non-CAISO | 1984-12-01 | 2050-12-01 |  |  |  | 1170 | 1170
Baseline |  | BPAT | ColumbiaRidgeLandfillAgg | F | Biogas |  | Non-CAISO | 2014-08-01 | 2050-12-01 |  |  |  | 12.8 | 12.8
Baseline | CAISO | PGE | COLUSA_2_PL1X3 | F | CC |  | Online | 2010-12-01 | 2050-12-01 |  |  |  | 641 | 641
Baseline |  | PACW | Combine_Hills | R | Wind |  | Non-CAISO | 2003-12-01 | 2050-12-01 |  |  | Oregon_Wind_Astrape | 41 | 41
Baseline |  | IID | CommunitySolar | R | Solar_Fixed |  | Non-CAISO | 2017-01-01 | 2050-12-01 |  |  | SOLAR_FIXED_CA_IMPERIAL_BRAWLEY_0_2022 | 14.4 | 14.4
Baseline |  | BPAT | Condon_Wind | R | Wind |  | Non-CAISO | 2002-01-01 | 2050-12-01 |  |  | Oregon_Wind_Astrape | 24.6 | 24.6
Baseline |  | BPAT | Condon_Wind_2 | R | Wind |  | Non-CAISO | 2002-01-01 | 2050-12-01 |  |  | Oregon_Wind_Astrape | 25.2 | 25.2
Baseline |  | WALC | ConEdMesquite | S | Battery Storage |  | Non-CAISO | 2023-06-01 | 2050-12-01 |  |  |  | 60 | 60 | 240 | 4
Baseline |  | WALC | ConEdMesquite5 | R | Solar_1Axis |  | Non-CAISO | 2023-01-01 | 2050-12-01 |  |  | SOLAR_1AXIS_NV_CLARK_89040_0_2022 | 60 | 60
Baseline | CAISO | SCE | CONTRL_1_CASAD1 | T | Geothermal |  | Online | 1984-11-01 | 2050-12-01 |  |  |  | 5.32 | 10
Baseline | CAISO | SCE | CONTRL_1_CASAD2 | T | Geothermal |  | Online | 2020-12-01 | 2050-12-01 |  |  |  | 9.41 | 15
Baseline | CAISO | SCE | CONTRL_1_CASAD3 | T | Geothermal |  | Online | 2013-04-01 | 2050-12-01 |  |  |  | 8.66 | 14
Baseline | CAISO | SCE | CONTRL_1_OXBOW | T | Geothermal |  | Online | 2018-07-01 | 2050-12-01 |  |  |  | 54.71 | 60
Baseline | CAISO | SCE | CONTRL_1_QF | F | Cogen |  | Online | 1982-01-01 | 2030-12-01 |  |  |  | 1.42 | 2.9
Baseline |  | SRP | Coolidge_01 | T | CT |  | Non-CAISO | 2011-05-01 | 2050-12-01 |  |  |  | 46.8 | 46.8
Baseline |  | SRP | Coolidge_02 | T | CT |  | Non-CAISO | 2011-05-01 | 2050-12-01 |  |  |  | 46.8 | 46.8
Baseline |  | SRP | Coolidge_03 | T | CT |  | Non-CAISO | 2011-05-01 | 2050-12-01 |  |  |  | 46.8 | 46.8
Baseline |  | SRP | Coolidge_04 | T | CT |  | Non-CAISO | 2011-05-01 | 2050-12-01 |  |  |  | 46.8 | 46.8
Baseline |  | SRP | Coolidge_05 | T | CT |  | Non-CAISO | 2011-05-01 | 2050-12-01 |  |  |  | 46.8 | 46.8
Baseline |  | SRP | Coolidge_06 | T | CT |  | Non-CAISO | 2011-05-01 | 2050-12-01 |  |  |  | 46.8 | 46.8
Baseline |  | SRP | Coolidge_07 | T | CT |  | Non-CAISO | 2011-05-01 | 2050-12-01 |  |  |  | 46.8 | 46.8
Baseline |  | SRP | Coolidge_08 | T | CT |  | Non-CAISO | 2011-05-01 | 2050-12-01 |  |  |  | 46.8 | 46.8
Baseline |  | SRP | Coolidge_09 | T | CT |  | Non-CAISO | 2011-05-01 | 2050-12-01 |  |  |  | 46.8 | 46.8
Baseline |  | SRP | Coolidge_10 | T | CT |  | Non-CAISO | 2011-05-01 | 2050-12-01 |  |  |  | 46.8 | 46.8
Baseline |  | SRP | Coolidge_11 | T | CT |  | Non-CAISO | 2011-05-01 | 2050-12-01 |  |  |  | 46.8 | 46.8
Baseline |  | SRP | Coolidge_12 | T | CT |  | Non-CAISO | 2011-05-01 | 2050-12-01 |  |  |  | 46.8 | 46.8
Baseline | CAISO | NEVP | COPMT2_2_SOLAR2 | R | Solar_Fixed | SCE | Online | 2012-06-01 | 2050-12-01 |  |  | SOLAR_FIXED_NV_CLARK_89040_0_2022 | 155 | 155
Baseline | CAISO | NEVP | COPMT4_2_SOLAR4 | R | Solar_Fixed | SCE | Online | 2016-12-01 | 2050-12-01 |  |  | SOLAR_FIXED_NV_CLARK_89040_0_2022 | 92 | 92
Baseline | CAISO | NEVP | COPMTN_2_CM10 | R | Solar_Fixed | SCE | Online | 2011-10-01 | 2050-12-01 |  |  | SOLAR_FIXED_NV_CLARK_89040_0_2022 | 10 | 10
Baseline | CAISO | NEVP | COPMTN_2_SOLAR1 | R | Solar_Fixed | SCE | Online | 2010-06-01 | 2050-12-01 |  |  | SOLAR_FIXED_NV_CLARK_89040_0_2022 | 48 | 48
Baseline |  | LADWP | Copper_Mountain_3_01 | R | Solar_Fixed |  | Non-CAISO | 2013-12-01 | 2050-12-01 |  |  | SOLAR_FIXED_NV_CLARK_89040_0_2022 | 26 | 26
Baseline |  | LADWP | Copper_Mountain_3_02 | R | Solar_Fixed |  | Non-CAISO | 2013-12-01 | 2050-12-01 |  |  | SOLAR_FIXED_NV_CLARK_89040_0_2022 | 27 | 27
Baseline |  | LADWP | Copper_Mountain_3_03 | R | Solar_Fixed |  | Non-CAISO | 2013-12-01 | 2050-12-01 |  |  | SOLAR_FIXED_NV_CLARK_89040_0_2022 | 26 | 26
Baseline |  | LADWP | Copper_Mountain_3_04 | R | Solar_Fixed |  | Non-CAISO | 2013-12-01 | 2050-12-01 |  |  | SOLAR_FIXED_NV_CLARK_89040_0_2022 | 28 | 28
Baseline |  | LADWP | Copper_Mountain_3_05 | R | Solar_Fixed |  | Non-CAISO | 2013-12-01 | 2050-12-01 |  |  | SOLAR_FIXED_NV_CLARK_89040_0_2022 | 25 | 25
Baseline |  | LADWP | Copper_Mountain_3_06 | R | Solar_Fixed |  | Non-CAISO | 2013-12-01 | 2050-12-01 |  |  | SOLAR_FIXED_NV_CLARK_89040_0_2022 | 26 | 26
Baseline |  | LADWP | Copper_Mountain_3_07 | R | Solar_Fixed |  | Non-CAISO | 2013-12-01 | 2050-12-01 |  |  | SOLAR_FIXED_NV_CLARK_89040_0_2022 | 27 | 27
Baseline |  | LADWP | Copper_Mountain_3_08 | R | Solar_Fixed |  | Non-CAISO | 2013-12-01 | 2050-12-01 |  |  | SOLAR_FIXED_NV_CLARK_89040_0_2022 | 26 | 26
Baseline |  | LADWP | Copper_Mountain_3_09 | R | Solar_Fixed |  | Non-CAISO | 2013-12-01 | 2050-12-01 |  |  | SOLAR_FIXED_NV_CLARK_89040_0_2022 | 24 | 24
Baseline |  | LADWP | Copper_Mountain_3_10 | R | Solar_Fixed |  | Non-CAISO | 2013-12-01 | 2050-12-01 |  |  | SOLAR_FIXED_NV_CLARK_89040_0_2022 | 20 | 20
Baseline |  | NEVP | CopperMountainV1 | R | Solar_1Axis |  | Non-CAISO | 2021-07-01 | 2050-12-01 |  |  | SOLAR_1AXIS_NV_CLARK_89040_0_2022 | 150 | 150
Baseline |  | NEVP | CopperMountainV2 | R | Solar_1Axis |  | Non-CAISO | 2021-07-01 | 2050-12-01 |  |  | SOLAR_1AXIS_NV_CLARK_89040_0_2022 | 100 | 100
Baseline | CAISO | PGE | CORBYENERGYSTORAGE | S | Battery Storage |  | Not online as of 1/2023 | 2024-04-01 | 2099-01-01 |  |  |  | 300 | 300 | 1200 | 4
Baseline | CAISO | PGE | CORCAN_1_SOLAR1 | R | Solar_Fixed |  | Online | 2015-01-01 | 2050-12-01 |  |  | SOLAR_FIXED_CA_KINGS_STRATFORD_0_2022 | 20 | 20
Baseline | CAISO | PGE | CORCAN_1_SOLAR2 | R | Solar_1Axis |  | Online | 2015-05-01 | 2050-12-01 |  |  | SOLAR_1AXIS_CA_KINGS_STRATFORD_0_2022 | 11 | 11
Baseline |  | SRP | Coronado_CO1 | F | Coal |  | Non-CAISO | 1979-12-01 | 2050-12-01 |  |  |  | 380 | 380
Baseline |  | SRP | Coronado_CO2 | F | Coal |  | Non-CAISO | 1980-10-01 | 2050-12-01 |  |  |  | 382 | 382
Baseline | CAISO | SCE | CORONS_2_SOLAR | R | Solar_Fixed |  | Online | 2013-04-01 | 2050-12-01 |  |  | SOLAR_FIXED_CA_RIVERSIDE_RIVERSIDE_0_2022 | 0.99 | 0.99
Baseline | CAISO | SCE | CORONS_6_CLRWTR | F | CC |  | Online | 2005-02-01 | 2050-12-01 |  |  |  | 28 | 28
Baseline | CAISO | PGE | CORRAL_6_SJOAQN | F | Biogas |  | Online | 2014-04-01 | 2050-12-01 |  |  |  | 4.22 | 4.3
Baseline | CAISO | PGE | CORSACGEOTHERMAL | T | Geothermal |  | Not online as of 1/2023 | 2026-05-01 | 2050-12-01 |  |  |  | 40 | 40
Baseline |  | BPAT | Cosmo_1_2 | F | Biomass/Wood |  | Non-CAISO | 1957-01-01 | 2050-12-01 |  |  |  | 17.2 | 17.2
Baseline |  | SMUD | Cosumnes_CC | F | CC |  | Non-CAISO | 2006-03-01 | 2050-12-01 |  |  |  | 534.6 | 534.6
Baseline |  | AZPS | Cotton_Center_BESS | S | Battery Storage |  | Non-CAISO | 2022-06-01 | 2050-01-01 |  |  |  | 17 | 17 | 68 | 4
Baseline |  | AZPS | CottonCenter | R | Solar_1Axis |  | Non-CAISO | 2011-10-01 | 2050-01-01 |  |  | SOLAR_1AXIS__AZ_PHOENIX_2022 | 17 | 17
Baseline |  | AZPS | CottonCenterBESS | S | Battery Storage |  | Non-CAISO | 2022-06-01 | 2050-12-01 |  |  |  | 17 | 17 | 68 | 4
Baseline |  | PortlandGE | CoyoteSprgCC1_Total | F | CC |  | Non-CAISO | 1995-11-01 | 2050-12-01 |  |  |  | 270 | 270
Baseline |  | BPAT | CoyoteSprgCC2_Total | F | CC |  | Non-CAISO | 2003-07-01 | 2050-12-01 |  |  |  | 310 | 310
Baseline | CAISO | SDGE | CPSTNO_7_PRMADS | F | Biogas |  | Online | 1999-01-01 | 2034-12-01 |  |  |  | 5.6761 | 6.1
Baseline | CAISO | SDGE | CPVERD_2_SOLAR | R | Solar_Fixed |  | Online | 2013-10-01 | 2050-12-01 |  |  | SOLAR_FIXED_CA_IMPERIAL_BRAWLEY_0_2022 | 139 | 139
Baseline | CAISO | SDGE | CRELMN_6_RAMON1 | R | Solar_Fixed |  | Online | 2013-12-01 | 2050-12-01 |  |  | SOLAR_FIXED_CA_IMPERIAL_BRAWLEY_0_2022 | 2 | 2
Baseline | CAISO | SDGE | CRELMN_6_RAMON2 | R | Solar_Fixed |  | Online | 2013-12-01 | 2050-12-01 |  |  | SOLAR_FIXED_CA_IMPERIAL_BRAWLEY_0_2022 | 5 | 5
Baseline | CAISO | SDGE | CRELMN_6_RAMSR3 | R | Solar_1Axis |  | Online | 2018-02-01 | 2050-12-01 |  |  | SOLAR_1AXIS_CA_IMPERIAL_BRAWLEY_0_2022 | 4.32 | 4.32
Baseline |  | NEVP | Crescent_Dunes | R | Solar_Thermal |  | Non-CAISO | 2013-12-01 | 2050-12-01 |  |  | SOLAR_2AXIS_CA_MERCED_DELHI_0_2022 | 120 | 120
Baseline | CAISO | SCE | CRIMSN_2_CRMBT1 | S | Battery Storage |  | Online | 2022-08-01 | 2099-01-01 |  |  |  | 200 | 200 | 800 | 4
Baseline | CAISO | SCE | CRIMSN_2_CRMBT2 | S | Battery Storage |  | Online | 2022-08-01 | 2099-01-01 |  |  |  | 150 | 150 | 600 | 4
Baseline | CAISO | PGE | CROKET_7_UNIT | F | Cogen |  | Online | 1995-12-01 | 2038-12-01 |  |  |  | 227.06 | 240
Baseline | CAISO | SDGE | CRSTWD_6_KUMYAY | R | Wind |  | Online | 2005-12-01 | 2050-12-01 |  |  | WIND_CA_SANDIEGO_NONE_0_v2022Astrape | 50 | 50
Baseline | CAISO | PGE | CRWCKS_1_SOLAR1 | R | Solar_1Axis |  | Online | 2016-06-01 | 2050-12-01 |  |  | SOLAR_1AXIS_CA_KERN_LOSTHILLS_0_2022 | 20 | 20
Baseline |  | BPAT | CrystalMountain1 | F | Biomass/Wood |  | Non-CAISO | 1969-12-01 | 2050-12-01 |  |  |  | 2.75 | 2.75
Baseline | CAISO | PGE | CSCGNR_1_UNIT_1 | T | CT |  | Online | 1987-01-01 | 2050-12-01 |  |  |  | 24.75 | 24.75
Baseline | CAISO | PGE | CSCGNR_1_UNIT_2 | T | CT |  | Online | 1986-01-01 | 2050-12-01 |  |  |  | 24.75 | 24.75
Baseline | CAISO | SDGE | CSLR4S_2_SOLAR | R | Solar_Fixed |  | Online | 2013-10-01 | 2050-12-01 |  |  | SOLAR_FIXED_CA_IMPERIAL_BRAWLEY_0_2022 | 130 | 130
Baseline | CAISO | PGE | CSTRVL_7_PL1X2 | F | Biogas |  | Online | 2007-09-01 | 2050-12-01 |  |  |  | 4.16 | 4.53
Baseline | CAISO | PGE | CSTRVL_7_QFUNTS | F | Biogas |  | Online | 2006-06-01 | 2034-12-01 |  |  |  | 2 | 2
Baseline | CAISO | PGE | CUMBIA_1_SOLAR | R | Solar_1Axis |  | Online | 2015-10-01 | 2050-12-01 |  |  | SOLAR_1AXIS_CA_KERN_ROSAMOND_0_2022 | 19 | 19
Baseline | CAISO | SCE | CUMMNG_6_SUNCT1 | F | Cogen |  | Online | 2018-05-01 | 2039-12-01 |  |  |  | 3.53 | 4
Baseline | CAISO | PGE | CUYAMS_6_CUYSR1 | R | Solar_1Axis |  | Online | 2017-11-01 | 2050-12-01 |  |  | SOLAR_1AXIS_CA_KERN_BAKERSFIELD_0_2022 | 40 | 40
Baseline | CAISO | SCE | DAGGETTSOLAR | R | Paired_Solar_1Axis |  | Not online as of 1/2023 | 2023-11-01 | 2099-01-01 |  |  | SOLAR_1AXIS_CA_SANBERNARDINO_APPLEVALLEY_0_2022 | 182 | 182
Baseline | CAISO | SCE | DAGGETTSTORAGE | S | Paired_BattStorage |  | Not online as of 1/2023 | 2023-03-01 | 2099-01-01 | DAGGETTSOLAR | Y |  | 130 | 130 | 520 | 4 | 560
Baseline | CAISO | PGE | DAIRLD_1_CR1BM1 | F | Biogas |  | Online | 2021-10-01 | 2050-12-01 |  |  |  | 1.861 | 2
Baseline | CAISO | PGE | DAIRLD_1_MD1SL1 | R | Solar_1Axis |  | Online | 2017-12-01 | 2050-12-01 |  |  | SOLAR_1AXIS_CA_MERCED_DELHI_0_2022 | 1.5 | 1.5
Baseline | CAISO | PGE | DAIRLD_1_MD2BM1 | F | Biomass/Wood |  | Online | 2019-01-01 | 2050-12-01 |  |  |  | 0.02 | 0.8
Baseline | CAISO | PGE | DALYCT_1_FCELL | F | Biomass/Wood |  | Online | 2011-09-01 | 2050-12-01 |  |  |  | 1.4888 | 1.6
Baseline | CAISO | PGE | David_Tevelde_Dairy_Digester | F | Biogas |  | Online | 2019-06-01 | 2050-12-01 |  |  |  | 0.93051 | 1
Baseline | CAISO | PGE | DAVIS_1_SOLAR1 | R | Solar_2Axis |  | Online | 2013-07-01 | 2050-12-01 |  |  | SOLAR_2AXIS_CA_MERCED_DELHI_0_2022 | 1 | 1
Baseline | CAISO | PGE | DAVIS_1_SOLAR2 | R | Solar_2Axis |  | Online | 2013-08-01 | 2050-12-01 |  |  | SOLAR_2AXIS_CA_MERCED_DELHI_0_2022 | 1 | 1
Baseline | CAISO | PGE | DAVIS_7_MNMETH | F | Biogas |  | Online | 1997-01-01 | 2050-12-01 |  |  |  | 2.07 | 4
Baseline |  | PortlandGE | DayHillSolarLLC | R | Solar_Fixed |  | Non-CAISO | 2020-01-01 | 2050-01-01 |  |  | SOLAR_FIXED__OR_PORTLAND_2022 | 2.3 | 2.3
Baseline |  | PortlandGE | DaytonCutoffSolar | R | Solar_Fixed |  | Non-CAISO | 2017-01-01 | 2050-12-01 |  |  | SOLAR_FIXED__OR_PORTLAND_2022 | 2.2 | 2.2
Baseline |  | PACW | DCFPGEN | F | Biomass/Wood |  | Non-CAISO | 2021-06-01 | 2025-07-01 |  |  |  | 1 | 1
Baseline |  | AZPS | DearValleyUSDPVAgg | R | Solar_Fixed |  | Non-CAISO | 2011-12-01 | 2050-12-01 |  |  | SOLAR_FIXED__AZ_PHOENIX_2022 | 2.1 | 2.1
Baseline |  | BPAT | DecaturSolarPV | R | Solar_Fixed |  | Non-CAISO | 2018-01-01 | 2050-12-01 |  |  | SOLAR_FIXED__OR_PORTLAND_2022 | 0.3 | 0.3
Baseline |  | IID | Del_Ranch_Company | T | Geothermal | SRP | Non-CAISO | 1950-08-01 | 2050-12-01 |  |  |  | 42 | 42
Baseline | CAISO | SCE | DELAMO_2_ALASB2 | S | Battery Storage |  | Online | 2022-06-01 | 2099-01-01 |  |  |  | 10 | 10 | 40 | 4
Baseline | CAISO | SCE | DELAMO_2_SOLAR1 | R | Solar_Fixed |  | Online | 2015-04-01 | 2050-12-01 |  |  | SOLAR_FIXED_CA_ORANGE_BUENAPARK_0_2022 | 1.5 | 1.5
Baseline | CAISO | SCE | DELAMO_2_SOLAR2 | R | Solar_Fixed |  | Online | 2015-04-01 | 2050-12-01 |  |  | SOLAR_FIXED_CA_ORANGE_BUENAPARK_0_2022 | 1.75 | 1.75
Baseline | CAISO | SCE | DELAMO_2_SOLAR3 | R | Solar_Fixed |  | Online | 2017-02-01 | 2050-12-01 |  |  | SOLAR_FIXED_CA_ORANGE_BUENAPARK_0_2022 | 1.25 | 1.25
Baseline | CAISO | SCE | DELAMO_2_SOLAR4 | R | Solar_Fixed |  | Online | 2017-02-01 | 2050-12-01 |  |  | SOLAR_FIXED_CA_ORANGE_BUENAPARK_0_2022 | 1.3 | 1.3
Baseline | CAISO | SCE | DELAMO_2_SOLAR5 | R | Solar_Fixed |  | Online | 2017-02-01 | 2050-12-01 |  |  | SOLAR_FIXED_CA_ORANGE_BUENAPARK_0_2022 | 1 | 1
Baseline | CAISO | SCE | DELAMO_2_SOLAR6 | R | Solar_Fixed |  | Online | 2017-01-01 | 2050-12-01 |  |  | SOLAR_FIXED_CA_ORANGE_BUENAPARK_0_2022 | 2 | 2
Baseline | CAISO | SCE | DELAMO_2_SOLRC1 | R | Solar_Fixed |  | Online | 2012-02-01 | 2050-12-01 |  |  | SOLAR_FIXED_CA_ORANGE_BUENAPARK_0_2022 | 1.16 | 1.16
Baseline | CAISO | SCE | DELAMO_2_SOLRD | R | Solar_Fixed |  | Online | 2012-04-01 | 2050-12-01 |  |  | SOLAR_FIXED_CA_ORANGE_BUENAPARK_0_2022 | 1.25 | 1.25
Baseline | CAISO | SCE | DELSUR_6_BSOLAR | R | Solar_Fixed |  | Online | 2017-09-01 | 2050-12-01 |  |  | SOLAR_FIXED_CA_LOSANGELES_LANCASTER_1_2022 | 3 | 3
Baseline | CAISO | SCE | DELSUR_6_CREST | R | Solar_Fixed |  | Online | 1/1899 | 2050-12-01 |  |  | SOLAR_FIXED_CA_RIVERSIDE_RIVERSIDE_0_2022 | 10 | 10
Baseline | CAISO | SCE | DELSUR_6_DRYFRB | R | Solar_1Axis |  | Online | 2014-11-01 | 2050-12-01 |  |  | SOLAR_1AXIS_CA_LOSANGELES_LANCASTER_1_2022 | 5 | 5
Baseline | CAISO | SCE | DELSUR_6_HORSR1 | R | Solar_1Axis |  | Not online as of 1/2023 | 2023-03-01 | 2050-12-01 |  |  | SOLAR_1AXIS_CA_LOSANGELES_PALMDALE_0_2022 | 3 | 3
Baseline | CAISO | SCE | DELSUR_6_SOLAR1 | R | Solar_1Axis |  | Online | 2015-06-01 | 2050-12-01 |  |  | SOLAR_1AXIS_CA_LOSANGELES_LANCASTER_1_2022 | 6.5 | 6.5
Baseline | CAISO | SCE | DELSUR_6_SOLAR4 | R | Solar_1Axis |  | Online | 2018-12-01 | 2050-12-01 |  |  | SOLAR_1AXIS_CA_LOSANGELES_LANCASTER_0_2022 | 1.5 | 1.5
Baseline | CAISO | SCE | DELSUR_6_SOLAR5 | R | Solar_1Axis |  | Online | 2018-12-01 | 2050-12-01 |  |  | SOLAR_1AXIS_CA_LOSANGELES_LANCASTER_0_2022 | 1.5 | 1.5
Baseline | CAISO | PGE | DELTA_2_PL1X4 | F | CC |  | Online | 2002-06-01 | 2050-12-01 |  |  |  | 880 | 880
Baseline |  | NEVP | Desert_Peak_2 | T | Geothermal |  | Non-CAISO | 2007-05-01 | 2050-12-01 |  |  |  | 13.5 | 13.5
Baseline |  | AZPS | Desert_Star_BESS | S | Battery Storage |  | Non-CAISO | 2022-06-01 | 2050-01-01 |  |  |  | 10 | 10 | 40 | 4
Baseline |  | IID | Desert_View | F | Biomass/Wood |  | Non-CAISO | 1990-12-01 | 2050-12-01 |  |  |  | 50 | 50
Baseline |  | SRP | DesertBasin_CC | F | CC |  | Non-CAISO | 2014-04-01 | 2050-12-01 |  |  |  | 615 | 615
Baseline |  | NEVP | DesertObsidian | R | Solar_1Axis |  | Non-CAISO | 2023-12-01 | 2050-12-01 |  |  | SOLAR_1AXIS_NV_CLARK_89040_0_2022 | 50 | 50
Baseline |  | AZPS | DesertStar | R | Solar_1Axis |  | Non-CAISO | 2012-06-01 | 2050-12-01 |  |  | SOLAR_1AXIS__AZ_PHOENIX_2022 | 10 | 10
Baseline |  | AZPS | DesertStarBESS | S | Battery Storage |  | Non-CAISO | 2022-06-01 | 2050-12-01 |  |  |  | 10 | 10 | 40 | 4
Baseline |  | NEVP | DESRT_P2 | T | Geothermal |  | Non-CAISO | 2006-01-01 | 2050-12-01 |  |  |  | 11 | 11
Baseline | CAISO | SCE | DEVERS_1_SEPV05 | R | Solar_Fixed |  | Online | 2012-05-01 | 2050-12-01 |  |  | SOLAR_FIXED_CA_SANBERNARDINO_APPLEVALLEY_0_2022 | 2 | 2
Baseline | CAISO | SCE | DEVERS_1_SOLAR | R | Solar_Fixed |  | Online | 2013-11-01 | 2050-12-01 |  |  | SOLAR_FIXED_CA_SANBERNARDINO_APPLEVALLEY_0_2022 | 18.5 | 18.5
Baseline | CAISO | SCE | DEVERS_1_SOLAR1 | R | Solar_1Axis |  | Online | 2013-06-01 | 2050-12-01 |  |  | SOLAR_1AXIS_CA_SANBERNARDINO_APPLEVALLEY_0_2022 | 12 | 12
Baseline | CAISO | SCE | DEVERS_1_SOLAR2 | R | Solar_1Axis |  | Online | 2013-06-01 | 2050-12-01 |  |  | SOLAR_1AXIS_CA_SANBERNARDINO_APPLEVALLEY_0_2022 | 9 | 9
Baseline | CAISO | SCE | DEVERS_2_CS2SR4 | R | Solar_1Axis |  | Online | 2018-05-01 | 2050-12-01 |  |  | SOLAR_1AXIS_CA_SANBERNARDINO_APPLEVALLEY_0_2022 | 0.91 | 0.91
Baseline | CAISO | SCE | DEVERS_2_DHSPG2 | R | Solar_1Axis |  | Online | 2013-12-01 | 2050-12-01 |  |  | SOLAR_1AXIS_CA_RIVERSIDE_RIVERSIDE_0_2022 | 1.4 | 1.4
Baseline | CAISO | PGE | DEXZEL_1_UNIT | T | Cogen |  | Online | 1989-11-01 | 2034-12-01 |  |  |  | 16.28 | 20
Baseline | CAISO | PGE | DIABLO_7_UNIT_1 | N | Nuclear |  | Online | 1985-01-01 | 2024-11-01 |  |  |  | 1150 | 1150
Baseline | CAISO | PGE | DIABLO_7_UNIT_2 | N | Nuclear |  | Online | 1986-01-01 | 2025-08-01 |  |  |  | 1150 | 1150
Baseline |  | SMUD | DillardPVTAgg | R | Solar_1Axis |  | Non-CAISO | 2012-01-01 | 2050-01-01 |  |  | SOLAR_1AXIS__CA_SACRAMENTO_2022 | 9.4 | 9.4
Baseline | CAISO | PGE | DISCOV_1_CHEVRN | F | Cogen |  | Online | 1988-06-01 | 2034-12-01 |  |  |  | 6.76 | 48.8
Baseline |  | NEVP | DIXIE_M_P1 | T | Geothermal |  | Non-CAISO | 2021-01-01 | 2050-12-01 |  |  |  | 22.5 | 22.5
Baseline |  | NEVP | DIXIE_M_P12 | T | Geothermal |  | Non-CAISO | 2021-01-01 | 2050-12-01 |  |  |  | 22.5 | 22.5
Baseline |  | NEVP | Dixie_Valley_Geo_1 | T | Geothermal |  | Non-CAISO | 1988-06-01 | 2050-12-01 |  |  |  | 13.3 | 13.3
Baseline |  | NEVP | Dixie_Valley_Geo_2 | T | Geothermal |  | Non-CAISO | 1988-06-01 | 2050-12-01 |  |  |  | 10.1 | 10.1
Baseline |  | NEVP | DixieMeadows_Bannock | T | Geothermal |  | Non-CAISO | 2010-04-01 | 2050-12-01 |  |  |  | 57.5 | 57.5
Baseline | CAISO | PGE | DIXNLD_1_LNDFL | T | Biomass/Wood |  | Online | 2015-11-01 | 2050-12-01 |  |  |  | 0.87 | 1.6
Baseline |  | NEVP | Dodge_Flat_Solar | R | Solar_1Axis |  | Non-CAISO | 2021-12-01 | 2050-12-01 |  |  | SOLAR_1AXIS_NV_CLARK_89040_0_2022 | 100 | 100
Baseline |  | NEVP | DodgeFlat2 | R | Solar_1Axis |  | Non-CAISO | 2026-01-01 | 2050-12-01 |  |  | SOLAR_1AXIS_NV_CLARK_89040_0_2022 | 200 | 200
Baseline |  | NEVP | DodgeFlat5 | R | Solar_1Axis |  | Non-CAISO | 2023-12-01 | 2050-12-01 |  |  | SOLAR_1AXIS_NV_CLARK_89040_0_2022 | 200 | 200
Baseline |  | NEVP | DodgeFlatBattery1 | S | Battery Storage |  | Non-CAISO | 2022-01-01 | 2050-12-01 |  |  |  | 100.3 | 100.3 | 401.2 | 4
Baseline |  | NEVP | DodgeFlatII | S | Battery Storage |  | Non-CAISO | 2025-12-01 | 2050-12-01 |  |  |  | 25 | 25 | 100 | 4
Baseline |  | SRP | Dorman1 | S | Battery Storage |  | Non-CAISO | 2019-01-01 | 2050-01-01 |  |  |  | 10 | 10 | 40 | 4
Baseline | CAISO | PGE | DOSMGO_2_NSPIN | C | DR |  | Online | 2015-01-01 | 2050-12-01 |  |  |  | 16.26 |  |  |  |  | 16.26 | 16.26 | 16.26 | 16.26
Baseline | CAISO | PGE | DOUBLC_1_UNITS | T | CT |  | Online | 1989-03-01 | 2050-12-01 |  |  |  | 52.23 | 52.23
Baseline | CAISO | SCE | DoubleADigester1 | F | Biomass/Wood |  | Online | 2011-12-01 | 2030-04-01 |  |  |  | 1.3958 | 1.5
Baseline | CAISO | SCE | DoubleADigester2 | F | Biomass/Wood |  | Online | 2012-01-01 | 2050-12-01 |  |  |  | 1.3958 | 1.5
Baseline | CAISO | SCE | DoubleADigester3 | F | Biomass/Wood |  | Online | 2012-02-01 | 2050-12-01 |  |  |  | 1.3958 | 1.5
Baseline |  | AZPS | Douglas_1 | T | CT |  | Non-CAISO | 1972-05-01 | 2050-12-01 |  |  |  | 16 | 16
Baseline | CAISO | SCE | DRACKR_2_D4SR4B | R | Solar_1Axis |  | Online | 2020-11-01 | 2050-12-01 |  |  | SOLAR_1AXIS_CA_IMPERIAL_BRAWLEY_0_2022 | 62.5 | 62.5
Baseline | CAISO | SCE | DRACKR_2_DS3SR3 | R | Paired_Solar_Fixed |  | Online | 2020-05-01 | 2050-12-01 |  |  | SOLAR_FIXED_CA_IMPERIAL_BRAWLEY_0_2022 | 125 | 125
Baseline | CAISO | SCE | DRACKR_2_DS4SR4 | R | Solar_1Axis |  | Online | 2020-08-01 | 2050-12-01 |  |  | SOLAR_1AXIS_CA_IMPERIAL_BRAWLEY_0_2022 | 62.5 | 62.5
Baseline | CAISO | SCE | DRACKR_2_DSUBT1 | S | Paired_BattStorage |  | Online | 2021-08-01 | 2050-12-01 | DRACKR_2_SOLAR1 | Y |  | 63 | 63 | 252 | 4
Baseline | CAISO | SCE | DRACKR_2_DSUBT2 | S | Paired_BattStorage |  | Online | 2021-04-01 | 2050-12-01 | DRACKR_2_SOLAR2 | Y |  | 115 | 115 | 460 | 4
Baseline | CAISO | SCE | DRACKR_2_DSUBT3 | S | Paired_BattStorage |  | Online | 2021-07-01 | 2050-12-01 | DRACKR_2_DS3SR3 | Y |  | 115 | 115 | 460 | 4
Baseline | CAISO | SCE | DRACKR_2_DSUBT4 | S | Battery Storage |  | Online | 2022-09-01 | 2099-01-01 |  |  |  | 47 | 47 | 188 | 4
Baseline | CAISO | SCE | DRACKR_2_SOLAR1 | R | Paired_Solar_Fixed |  | Online | 2016-03-01 | 2050-12-01 |  |  | SOLAR_FIXED_CA_IMPERIAL_BRAWLEY_0_2022 | 110 | 110
Baseline | CAISO | SCE | DRACKR_2_SOLAR2 | R | Paired_Solar_Fixed |  | Online | 2016-09-01 | 2050-12-01 |  |  | SOLAR_FIXED_CA_IMPERIAL_BRAWLEY_0_2022 | 125 | 125
Baseline | CAISO | SCE | DREWS_6_PL1X4 | T | CT |  | Online | 2001-08-01 | 2050-12-01 |  |  |  | 41.4 | 41.4
Baseline | CAISO | SDGE | DREWSR_2_BHSSR1 | R | Solar_1Axis |  | Online | 2022-06-01 | 2099-01-01 |  |  | SOLAR_1AXIS_CA_IMPERIAL_BRAWLEY_0_2022 | 100 | 100
Baseline |  | PortlandGE | DriftCreekSolar | R | Solar_Fixed |  | Non-CAISO | 2020-01-01 | 2050-12-01 |  |  | SOLAR_FIXED__OR_PORTLAND_2022 | 2.2 | 2.2
Baseline |  | AZPS | Dry_Lake_Wind_1_1 | R | Wind |  | Non-CAISO | 2010-12-01 | 2050-12-01 |  |  | Arizona_Wind_Astrape | 21 | 21
Baseline |  | AZPS | Dry_Lake_Wind_1_2 | R | Wind |  | Non-CAISO | 2009-09-01 | 2050-12-01 |  |  | Arizona_Wind_Astrape | 21 | 21
Baseline |  | AZPS | Dry_Lake_Wind_1_3 | R | Wind |  | Non-CAISO | 2009-09-01 | 2050-12-01 |  |  | Arizona_Wind_Astrape | 21 | 21
Baseline |  | AZPS | Dry_Lake_Wind_2_1 | R | Wind |  | Non-CAISO | 2010-12-01 | 2050-12-01 |  |  | Arizona_Wind_Astrape | 21 | 21
Baseline |  | AZPS | Dry_Lake_Wind_2_2 | R | Wind |  | Non-CAISO | 2010-12-01 | 2050-12-01 |  |  | Arizona_Wind_Astrape | 21 | 21
Baseline |  | AZPS | Dry_Lake_Wind_2_3 | R | Wind |  | Non-CAISO | 2016-06-01 | 2050-12-01 |  |  | Arizona_Wind_Astrape | 21 | 21
Baseline |  | NEVP | DryLakeSolar | R | Solar_1Axis |  | Non-CAISO | 2023-12-01 | 2050-12-01 |  |  | SOLAR_1AXIS_NV_CLARK_89040_0_2022 | 150 | 150
Baseline |  | NEVP | DryLakeSolar1 | S | Battery Storage |  | Non-CAISO | 2023-12-01 | 2050-12-01 |  |  |  | 100 | 100 | 400 | 4
Baseline | CAISO | SCE | DSFLWR_2_W9CSB1 | R | Solar_1Axis |  | Online | 2019-01-01 | 2050-12-01 |  |  | SOLAR_1AXIS_CA_KERN_ROSAMOND_0_2022 | 100 | 100
Baseline | CAISO | SCE | DSFLWR_2_W9CSB2 | R | Solar_1Axis |  | Online | 2019-01-01 | 2050-12-01 |  |  | SOLAR_1AXIS_CA_KERN_ROSAMOND_0_2022 | 100 | 100
Baseline | CAISO | SCE | DSFLWR_2_WS2SR1 | R | Solar_1Axis |  | Online | 2019-01-01 | 2050-12-01 |  |  | SOLAR_1AXIS_CA_KERN_ROSAMOND_0_2022 | 100 | 100
Baseline | CAISO | SCE | DSRTHV_2_DH1SR1 | R | Solar_1Axis |  | Online | 2020-12-01 | 2050-12-01 |  |  | SOLAR_1AXIS_CA_IMPERIAL_BRAWLEY_0_2022 | 80 | 80
Baseline | CAISO | SCE | DSRTHV_2_DH2BT1 | S | Battery Storage |  | Online | 2021-06-01 | 2050-12-01 |  |  |  | 35 | 35 | 140 | 4
Baseline | CAISO | SCE | DSRTHV_2_DH2SR2 | R | Solar_1Axis |  | Online | 2020-12-01 | 2050-12-01 |  |  | SOLAR_1AXIS_CA_IMPERIAL_BRAWLEY_0_2022 | 35 | 35
Baseline | CAISO | SCE | DSRTSL_2_SOLAR1 | R | Solar_Fixed |  | Online | 2016-08-01 | 2050-12-01 |  |  | SOLAR_FIXED_CA_IMPERIAL_BRAWLEY_0_2022 | 296.19 | 296.19
Baseline | CAISO | SCE | DSRTSN_2_DS2X2 | S | Battery Storage |  | Online | 2022-06-01 | 2099-01-01 |  |  |  | 230 | 230 | 920 | 4
Baseline | CAISO | SCE | DSRTSN_2_SOLAR1 | R | Solar_Fixed |  | Online | 2013-10-01 | 2050-12-01 |  |  | SOLAR_FIXED_CA_IMPERIAL_BRAWLEY_0_2022 | 300 | 300
Baseline | CAISO | SCE | DSRTSN_2_SOLAR2 | R | Solar_Fixed |  | Online | 2013-10-01 | 2050-12-01 |  |  | SOLAR_FIXED_CA_MERCED_DELHI_0_2022 | 250 | 250
Baseline | CAISO | SCE | DTCHWD_2_BT3WND | R | Wind |  | Online | 2016-04-01 | 2050-12-01 |  |  | WIND_CA_SANBERNARDINO_BORON_0_v2022Astrape | 4.5 | 4.5
Baseline | CAISO | SCE | DTCHWD_2_BT4WND | R | Wind |  | Online | 2016-04-01 | 2050-12-01 |  |  | WIND_CA_SANBERNARDINO_BORON_0_v2022Astrape | 6.52 | 6.52
Baseline | CAISO | PGE | DUANE_1_PL1X3 | F | CC |  | Online | 2005-03-01 | 2050-12-01 |  |  |  | 147.8 | 147.8
Baseline |  | PortlandGE | DunnRoadSolar | R | Solar_Fixed |  | Non-CAISO | 2022-01-01 | 2050-12-01 |  |  | SOLAR_FIXED__OR_PORTLAND_2022 | 1.8 | 1.8
Baseline | CAISO | WALC | DURNMESA_3_WBDYN | R | Wind | SCE | Online | 2021-12-01 | 2099-01-01 |  |  | New_Mexico_Wind_Astrape | 105.08 | 105.08
Baseline |  | PortlandGE | DuusSolarLLCORDUS | R | Solar_Fixed |  | Non-CAISO | 2020-01-01 | 2050-12-01 |  |  | SOLAR_FIXED__OR_PORTLAND_2022 | 10 | 10
Baseline |  | LADWP | DWPBuiltSolar1 | R | Solar_Fixed |  | Non-CAISO | 2013-01-01 | 2050-12-01 |  |  | SOLAR_FIXED__CA_LOSANGELES_2022 | 6.8 | 6.8
Baseline |  | LADWP | DWPSolarRooftop | R | Solar_Fixed |  | Non-CAISO | 2011-05-01 | 2050-12-01 |  |  | SOLAR_FIXED__CA_LOSANGELES_2022 | 3 | 3
Baseline | CAISO | PGE | DYERSM_6_DSWWD1 | R | Wind |  | Online | 2022-04-01 | 2050-12-01 |  |  | WIND_CA_CONTRACOSTA_PITTSBURG_0_v2022Astrape | 44.8 | 44.8
Baseline |  | BPAT | E_Washington_Solarn | R | Solar_Fixed |  | Non-CAISO | 2026-01-01 | 2050-01-01 |  |  | SOLAR_FIXED__WA_SEATTLE_2022 | 200 | 200
Baseline |  | NEVP | Eagle_Shadow_Mountain | R | Solar_1Axis |  | Non-CAISO | 2021-12-01 | 2050-12-01 |  |  | SOLAR_1AXIS_NV_CLARK_89040_0_2022 | 26 | 26
Baseline |  | NEVP | EagleShadow3 | R | Solar_1Axis |  | Non-CAISO | 2022-10-01 | 2050-01-01 |  |  | SOLAR_1AXIS_NV_CLARK_89040_0_2022 | 100 | 100
Baseline |  | NEVP | EagleShadowMountain1 | R | Solar_1Axis |  | Non-CAISO | 2023-01-01 | 2050-12-01 |  |  | SOLAR_1AXIS_NV_CLARK_89040_0_2022 | 150 | 150
Baseline |  | NEVP | EagleShadowMountain2 | R | Solar_1Axis |  | Non-CAISO | 2023-01-01 | 2050-12-01 |  |  | SOLAR_1AXIS_NV_CLARK_89040_0_2022 | 150 | 150
Baseline |  | IID | Earth_Energy_1 | T | Geothermal | SMUD | Non-CAISO | 2010-04-01 | 2050-12-01 |  |  |  | 11 | 11
Baseline |  | AZPS | East_Line_Solar | R | Solar_1Axis |  | Non-CAISO | 2020-05-01 | 2050-12-01 |  |  | SOLAR_1AXIS__AZ_TUCSON_2022 | 100 | 100
Baseline | CAISO | SCE | EASTWD_7_UNIT | S | PSH |  | Online | 1987-01-01 | 2050-12-01 |  |  |  | 200 | 200 | 5000 | 25
Baseline |  | PACW | ECHOWIND | R | Wind |  | Non-CAISO | 2010-12-01 | 2050-12-01 |  |  | Oregon_Wind_Astrape | 13.5 | 13.5
Baseline | CAISO | SCE | EDMONS_2_NSPIN | C | DR |  | Online | 2015-01-01 | 2050-12-01 |  |  |  | 236 |  |  |  |  | 236 | 236 | 236 | 236
Baseline | CAISO | SCE | EDWARD_2_E21SB1_LESR | S | Battery Storage |  | Online | 2021-12-01 | 2050-12-01 |  |  |  | 71 | 71 | 284 | 4
Baseline | CAISO | SCE | EDWARD_2_E21SB1_SUN | R | Solar_1Axis |  | Online | 2022-08-01 | 2099-01-01 |  |  | SOLAR_1AXIS_CA_LOSANGELES_LANCASTER_1_2022 | 95 | 95
Baseline | CAISO | SCE | EDWARD_2_E23SB1_LESR | S | Battery Storage |  | Online | 2021-12-01 | 2050-12-01 |  |  |  | 12 | 12 | 48 | 4
Baseline | CAISO | SCE | EDWARD_2_ES2BT3_LESR | S | Battery Storage |  | Online | 2022-04-01 | 2050-12-01 |  |  |  | 66 | 66 | 264 | 4
Baseline | CAISO | SCE | EDWARD_2_ES2BT3_SUN | R | Solar_1Axis |  | Online | 2022-08-01 | 2099-01-01 |  |  | SOLAR_1AXIS_CA_LOSANGELES_LANCASTER_1_2022 | 85 | 85
Baseline | CAISO | SCE | EDWARD_2_ESSSB1 | S | Battery Storage |  | Not online as of 1/2023 | 2023-03-01 | 2099-01-01 | DAGGETTSOLAR | Y |  | 116 | 116 | 464 | 4 | 560
Baseline | CAISO | SCE | EDWARD_2_ESSSB2 | S | Battery Storage |  | Not online as of 1/2023 | 2023-03-01 | 2099-01-01 | DAGGETTSOLAR | Y |  | 132 | 132 | 528 | 4 | 560
Baseline | CAISO | PGE | EEKTMN_6_SOLAR1 | R | Solar_1Axis |  | Online | 2015-08-01 | 2050-12-01 |  |  | SOLAR_1AXIS_CA_KINGS_STRATFORD_0_2022 | 20 | 20
Baseline |  | IID | El_Centro_CC2 | F | CC |  | Non-CAISO | 1993-06-01 | 2050-12-01 |  |  |  | 108.8 | 108.8
Baseline |  | IID | El_Centro_CC3 | F | CC |  | Non-CAISO | 2012-10-01 | 2050-12-01 |  |  |  | 146.5 | 146.5
Baseline |  | IID | El_Centro_CC4 | T | CC |  | Non-CAISO | 2023-06-01 | 2050-12-01 |  |  |  | 187 | 187
Baseline |  | LADWP | Eland1BatteryEnergyStorage | S | Battery Storage |  | Non-CAISO | 2024-12-01 | 2050-12-01 |  |  |  | 300 | 300 | 1200 | 4
Baseline |  | LADWP | Eland2BatteryEnergyStorage | S | Battery Storage |  | Non-CAISO | 2024-12-01 | 2050-12-01 |  |  |  | 300 | 300 | 1200 | 4
Baseline |  | LADWP | ElandSolarPV1 | R | Solar_Fixed |  | Non-CAISO | 2023-12-01 | 2050-12-01 |  |  | SOLAR_FIXED__CA_LOSANGELES_2022 | 375 | 375
Baseline |  | PortlandGE | ElbeSolarCenter | R | Solar_Fixed |  | Non-CAISO | 2018-10-01 | 2050-12-01 |  |  | SOLAR_FIXED__OR_PORTLAND_2022 | 10 | 10
Baseline | CAISO | AZPS | ELCABO_5_ECWSCEDYN | R | Wind | SCE | Online | 2017-06-01 | 2050-12-01 |  |  | New_Mexico_Wind_Astrape | 298 | 298
Baseline | CAISO | SDGE | ELCAJN_6_DRGEN1 | S | Battery Storage |  | Online | 2017-02-01 | 2050-12-01 |  |  |  | 3 | 3 | 12 | 4
Baseline | CAISO | SDGE | ELCAJN_6_DRGEN2 | S | Battery Storage |  | Online | 2017-02-01 | 2050-12-01 |  |  |  | 1 | 1 | 4 | 4
Baseline | CAISO | SDGE | ELCAJN_6_EB1BT1 | S | Battery Storage |  | Online | 2017-02-01 | 2050-12-01 |  |  |  | 7.5 | 7.5 | 32.3 | 4.3067
Baseline | CAISO | SDGE | ELCAJN_6_LM6K | T | CT |  | Online | 2010-06-01 | 2050-12-01 |  |  |  | 48.1 | 48.1
Baseline | CAISO | SDGE | ELCAJN_6_UNITA1 | T | CT |  | Online | 2002-05-01 | 2050-12-01 |  |  |  | 45.42 | 45.42
Baseline | CAISO | PGE | ELCAP_1_SOLAR | R | Solar_1Axis |  | Online | 2015-05-01 | 2050-12-01 |  |  | SOLAR_1AXIS_CA_MERCED_DELHI_0_2022 | 1.5 | 1.5
Baseline |  | SRP | ElevenMileBS | S | Battery Storage |  | Non-CAISO | 2018-04-01 | 2050-12-01 |  |  |  | 13 | 13 | 52 | 4
Baseline |  | SRP | ElevenMileSolar | R | Solar_1Axis |  | Non-CAISO | 2018-01-01 | 2050-12-01 |  |  | SOLAR_1AXIS__AZ_PHOENIX_2022 | 20 | 20
Baseline | CAISO | PGE | ELKHIL_2_PL1X3 | F | CC |  | Online | 2003-07-01 | 2050-12-01 |  |  |  | 551.7 | 551.7
Baseline | CAISO | PGE | ELKHRN_1_EESX3 | S | Battery Storage |  | Online | 2022-04-01 | 2050-12-01 |  |  |  | 182.5 | 182.5 | 730 | 4
Baseline | CAISO | SCE | ELLIS_2_QF | F | Biogas |  | Online | 1993-01-01 | 2050-12-01 |  |  |  | 0.2 | 12
Baseline | CAISO | PGE | ELNIDP_6_BIOMAS | F | Biomass/Wood |  | Online | 2008-08-01 | 2050-12-01 |  |  |  | 8.99 | 10.5
Baseline | CAISO | SCE | ELSEGN_2_UN1011 | F | CC |  | Online | 2013-06-01 | 2050-12-01 |  |  |  | 274.31 | 274.31
Baseline | CAISO | SCE | ELSEGN_2_UN2021 | F | CC |  | Online | 2013-06-01 | 2050-12-01 |  |  |  | 271.3 | 271.3
Baseline |  | AZPS | ElSolEnergyStorage1 | S | Battery Storage |  | Non-CAISO | 2022-06-01 | 2050-12-01 |  |  |  | 24 | 24 | 96 | 4
Baseline |  | AZPS | ElSolEnergyStorage2 | S | Battery Storage |  | Non-CAISO | 2022-06-01 | 2050-12-01 |  |  |  | 26 | 26 | 104 | 4
Baseline |  | BPAT | EncogenCC_Total | F | CC |  | Non-CAISO | 1993-03-01 | 2050-12-01 |  |  |  | 176.4 | 176.4
Baseline | CAISO | SCE | ENELBELLASTORAGE | S | Battery Storage |  | Not online as of 1/2023 | 2021-03-01 | 2050-12-01 |  |  |  | 10 | 10 | 40 | 4
Baseline | CAISO | SCE | Energetics_PV | R | Solar_1Axis |  | Not online as of 1/2023 | 2016-04-01 | 2050-04-01 |  |  | SOLAR_1AXIS_CA_LOSANGELES_LANCASTER_0_2022 | 4.8 | 4.8
Baseline | CAISO | SDGE | ENERSJ_2_WIND | R | Wind |  | Online | 2022-01-01 | 2050-12-01 |  |  | WIND_CA_SANDIEGO_NONE_0_v2022Astrape | 155.1 | 155.1
Baseline | CAISO | SDGE | ENERSJ_5_ESJWD2 | R | Wind |  | Online | 2022-01-01 | 2050-12-01 |  |  | WIND_CA_SANBERNARDINO_NONE_0_v2022Astrape | 105 | 105
Baseline | CAISO | SCE | ENWIND_2_WIND1 | R | Wind |  | Online | 2014-12-01 | 2050-12-01 |  |  | WIND_CA_SANBERNARDINO_BORON_0_v2022Astrape | 47.1 | 47.1
Baseline | CAISO | SCE | ENWIND_2_WIND2 | R | Wind |  | Online | 2015-03-01 | 2050-12-01 |  |  | WIND_CA_SANBERNARDINO_BORON_0_v2022Astrape | 38.24 | 38.24
Baseline | CAISO | SDGE | ESCNDO_6_EB1BT1 | S | Battery Storage |  | Online | 2017-03-01 | 2050-12-01 |  |  |  | 10 | 10 | 43.2 | 4.32
Baseline | CAISO | SDGE | ESCNDO_6_EB2BT2 | S | Battery Storage |  | Online | 2017-03-01 | 2050-12-01 |  |  |  | 10 | 10 | 43.2 | 4.32
Baseline | CAISO | SDGE | ESCNDO_6_EB3BT3 | S | Battery Storage |  | Online | 2017-03-01 | 2050-12-01 |  |  |  | 10 | 10 | 43.2 | 4.32
Baseline | CAISO | SDGE | ESCNDO_6_PL1X2 | T | CT |  | Online | 2014-01-01 | 2050-12-01 |  |  |  | 48.71 | 48.71
Baseline | CAISO | SDGE | ESCNDO_6_UNITB1 | T | CT |  | Online | 2001-10-01 | 2050-12-01 |  |  |  | 48.04 | 48.04
Baseline | CAISO | SDGE | ESCO_6_GLMQF | F | Cogen |  | Online | 1994-01-01 | 2037-12-01 |  |  |  | 49.9 | 49.9
Baseline | CAISO | SCE | ESNHWR_2_WC1BT1 | S | Battery Storage |  | Online | 2021-10-01 | 2099-01-01 |  |  |  | 3 | 3 | 6 | 2
Baseline | CAISO | PGE | ESQUON_6_LNDFIL | F | Biogas |  | Online | 2012-09-01 | 2050-12-01 |  |  |  | 0.02 | 2.1
Baseline | CAISO | SCE | ESTWND_2_OPPWD1 | R | Wind |  | Online | 2021-10-01 | 2099-01-01 |  |  | WIND_CA_SANBERNARDINO_BORON_0_v2022Astrape | 57.14 | 57.14
Baseline | CAISO | SCE | ETIWND_2_CHMPNE | R | Solar_Fixed |  | Online | 2013-12-01 | 2050-12-01 |  |  | SOLAR_FIXED_CA_RIVERSIDE_RIVERSIDE_0_2022 | 1 | 1
Baseline | CAISO | SCE | ETIWND_2_RTS010 | R | Solar_Fixed |  | Online | 2013-01-01 | 2050-12-01 |  |  | SOLAR_FIXED_CA_RIVERSIDE_RIVERSIDE_0_2022 | 1.5 | 1.5
Baseline | CAISO | SCE | ETIWND_2_RTS015 | R | Solar_Fixed |  | Online | 2013-01-01 | 2050-12-01 |  |  | SOLAR_FIXED_CA_RIVERSIDE_RIVERSIDE_0_2022 | 3 | 3
Baseline | CAISO | SCE | ETIWND_2_RTS017 | R | Solar_Fixed |  | Online | 2011-12-01 | 2050-12-01 |  |  | SOLAR_FIXED_CA_RIVERSIDE_RIVERSIDE_0_2022 | 3.5 | 3.5
Baseline | CAISO | SCE | ETIWND_2_RTS018 | R | Solar_Fixed |  | Online | 2012-11-01 | 2050-12-01 |  |  | SOLAR_FIXED_CA_RIVERSIDE_RIVERSIDE_0_2022 | 1.5 | 1.5
Baseline | CAISO | SCE | ETIWND_2_RTS023 | R | Solar_Fixed |  | Online | 2013-01-01 | 2050-12-01 |  |  | SOLAR_FIXED_CA_RIVERSIDE_RIVERSIDE_0_2022 | 2.5 | 2.5
Baseline | CAISO | SCE | ETIWND_2_RTS026 | R | Solar_1Axis |  | Online | 2016-02-01 | 2050-12-01 |  |  | SOLAR_1AXIS_CA_RIVERSIDE_RIVERSIDE_0_2022 | 6 | 6
Baseline | CAISO | SCE | ETIWND_2_RTS027 | R | Solar_Fixed |  | Online | 2013-06-01 | 2050-12-01 |  |  | SOLAR_FIXED_CA_RIVERSIDE_RIVERSIDE_0_2022 | 2 | 2
Baseline | CAISO | SCE | ETIWND_2_SOLAR1 | R | Solar_1Axis |  | Online | 2016-03-01 | 2050-12-01 |  |  | SOLAR_1AXIS_CA_RIVERSIDE_RIVERSIDE_0_2022 | 1 | 1
Baseline | CAISO | SCE | ETIWND_2_SOLAR2 | R | Solar_Fixed |  | Online | 2016-09-01 | 2050-12-01 |  |  | SOLAR_FIXED_CA_RIVERSIDE_RIVERSIDE_0_2022 | 1 | 1
Baseline | CAISO | SCE | ETIWND_2_SOLAR5 | R | Solar_Fixed |  | Online | 2016-11-01 | 2050-12-01 |  |  | SOLAR_FIXED_CA_RIVERSIDE_RIVERSIDE_0_2022 | 2 | 2
Baseline | CAISO | SCE | ETIWND_2_UNIT1 | R | Solar_Fixed |  | Online | 1985-09-01 | 2050-12-01 |  |  | SOLAR_FIXED__CA_LOSANGELES_2022 | 33.6 | 33.6
Baseline | CAISO | SCE | ETIWND_6_GRPLND | T | CT |  | Online | 2007-09-01 | 2050-12-01 |  |  |  | 47.39 | 47.39
Baseline |  | BPAT | EurusCombinHill | R | Wind |  | Non-CAISO | 2010-01-01 | 2050-12-01 |  |  | Oregon_Wind_Astrape | 63 | 63
Baseline |  | PACW | Evergreen_Bio | F | Biomass/Wood |  | Non-CAISO | 2007-09-01 | 2050-12-01 |  |  |  | 10 | 10
Baseline |  | BPAT | EWashingtonSolarnPV1 | R | Solar_Fixed |  | Non-CAISO | 2030-01-01 | 2050-01-01 |  |  | SOLAR_FIXED__UT_SALTLAKECITY_2022 | 25 | 25
Baseline |  | BPAT | EWashingtonSolarnPV2 | R | Solar_Fixed |  | Non-CAISO | 2032-01-01 | 2050-01-01 |  |  | SOLAR_FIXED__UT_SALTLAKECITY_2022 | 25 | 25
Baseline | CAISO | PGE | EXCLSG_1_SOLAR | R | Solar_1Axis |  | Online | 2016-10-01 | 2050-12-01 |  |  | SOLAR_1AXIS_CA_MERCED_DELHI_0_2022 | 60 | 60
Baseline | CAISO | PGE | FAIRHV_6_UNIT | F | Biomass/Wood |  | Online | 1986-09-01 | 2050-12-01 |  |  |  | 17.447 | 18.75
Baseline | CAISO | SDGE | FALBRK_6_FESBT1 | S | Battery Storage |  | Not online as of 1/2023 | 2023-03-01 | 2050-12-01 |  |  |  | 40 | 40 | 160 | 4
Baseline |  | BPAT | FarmPowerAgg | F | Biogas |  | Non-CAISO | 2012-08-01 | 2050-12-01 |  |  |  | 2 | 2
Baseline | CAISO | PGE | FELLOW_7_QFUNTS | T | Cogen |  | Online | 2006-06-01 | 2039-12-01 |  |  |  | 2.3 | 6.2
Baseline |  | BPAT | FerndaleCC_Total | F | CC |  | Non-CAISO | 1994-04-01 | 2050-12-01 |  |  |  | 253.47 | 253.47
Baseline |  | BPAT | FightingCreekLandfillAgg | F | Biogas |  | Non-CAISO | 2012-03-01 | 2050-12-01 |  |  |  | 3.2 | 3.2
Baseline |  | PACW | FinleyBioEnergyAgg | F | Biogas |  | Non-CAISO | 2009-05-01 | 2050-12-01 |  |  |  | 4.8 | 4.8
Baseline |  | PortlandGE | FirwoodSolar | R | Solar_Fixed |  | Non-CAISO | 2020-01-01 | 2050-12-01 |  |  | SOLAR_FIXED__OR_PORTLAND_2022 | 10 | 10
Baseline |  | SMUD | Fiscalini1 | F | Biomass/Wood |  | Non-CAISO | 2009-06-01 | 2050-12-01 |  |  |  | 0.69 | 0.69
Baseline |  | NEVP | Fish_Springs_Solar | R | Solar_1Axis |  | Non-CAISO | 2021-12-01 | 2050-12-01 |  |  | SOLAR_1AXIS_NV_CLARK_89040_0_2022 | 26 | 26
Baseline |  | NEVP | FISHLAKEGEOTHERMAL | T | Geothermal |  | Non-CAISO | 2024-04-01 | 2099-01-01 |  |  |  | 13 | 13
Baseline |  | NEVP | FishSpringsRanch1 | R | Solar_1Axis |  | Non-CAISO | 2021-01-01 | 2050-12-01 |  |  | SOLAR_1AXIS_NV_CLARK_89040_0_2022 | 100 | 100
Baseline |  | NEVP | FishSpringsRanchBESS | S | Battery Storage |  | Non-CAISO | 2022-01-01 | 2050-12-01 |  |  |  | 25 | 25 | 100 | 4
Baseline |  | BPAT | FlatheadCountyLandfillAgg | F | Biogas |  | Non-CAISO | 2009-06-01 | 2050-12-01 |  |  |  | 1.6 | 1.6
Baseline | CAISO | SCE | FLOWD_2_RT2WD2 | R | Wind |  | Online | 2018-10-01 | 2050-12-01 |  |  | WIND_CA_SANBERNARDINO_BORON_0_v2022Astrape | 27.39 | 27.39
Baseline | CAISO | SCE | FLOWD_2_WIND1 | R | Wind |  | Online | 2016-01-01 | 2050-12-01 |  |  | WIND_CA_SANBERNARDINO_BORON_0_v2022Astrape | 11.9 | 11.9
Baseline | CAISO | PGE | FLOWD2_2_FPLWND | R | Wind |  | Online | 2005-05-01 | 2050-12-01 |  |  | WIND_CA_CONTRACOSTA_PITTSBURG_0_v2022Astrape | 18 | 18
Baseline |  | AZPS | Foothills_1_BESS | S | Battery Storage |  | Non-CAISO | 2022-06-01 | 2050-01-01 |  |  |  | 37 | 37 | 148 | 4
Baseline |  | AZPS | Foothills_2_BESS | S | Battery Storage |  | Non-CAISO | 2022-06-01 | 2050-01-01 |  |  |  | 18 | 18 | 72 | 4
Baseline |  | AZPS | Foothills_Solar_1 | R | Solar_1Axis |  | Non-CAISO | 2013-01-01 | 2050-12-01 |  |  | SOLAR_1AXIS_CA_IMPERIAL_BRAWLEY_0_2022 | 18 | 18
Baseline |  | AZPS | Foothills_Solar_2 | R | Solar_1Axis |  | Non-CAISO | 2013-01-01 | 2050-12-01 |  |  | SOLAR_1AXIS_CA_IMPERIAL_BRAWLEY_0_2022 | 20 | 20
Baseline |  | AZPS | Foothills1BESS | S | Battery Storage |  | Non-CAISO | 2022-06-01 | 2050-12-01 |  |  |  | 37 | 37 | 148 | 4
Baseline |  | AZPS | Foothills2BESS | S | Battery Storage |  | Non-CAISO | 2022-06-01 | 2050-12-01 |  |  |  | 18 | 18 | 72 | 4
Baseline |  | PortlandGE | ForestGlenOaksDairy | F | Biomass/Wood |  | Non-CAISO | 2014-01-01 | 2050-12-01 |  |  |  | 0.37 | 0.37
Baseline |  | NEVP | Fort_Churchill_1 | F | Steam |  | Non-CAISO | 1968-09-01 | 2030-01-01 |  |  |  | 117 | 117
Baseline |  | NEVP | Fort_Churchill_2 | F | Steam |  | Non-CAISO | 1971-09-01 | 2029-12-01 |  |  |  | 117 | 117
Baseline |  | BPAT | FortRock1 | R | Solar_Fixed |  | Non-CAISO | 2020-01-01 | 2050-12-01 |  |  | SOLAR_FIXED__OR_PORTLAND_2022 | 10 | 10
Baseline |  | BPAT | FortRock2 | R | Solar_Fixed |  | Non-CAISO | 2020-01-01 | 2050-12-01 |  |  | SOLAR_FIXED__OR_PORTLAND_2022 | 9 | 9
Baseline |  | AZPS | Four_Corners_4 | F | Coal |  | Non-CAISO | 1969-07-01 | 2031-12-01 |  |  |  | 818.1 | 818.1
Baseline |  | AZPS | Four_Corners_5 | F | Coal |  | Non-CAISO | 1970-07-01 | 2031-12-01 |  |  |  | 818.1 | 818.1
Baseline |  | PACW | Four_Corners_Windfarm | R | Wind |  | Non-CAISO | 2009-09-01 | 2050-12-01 |  |  | Oregon_Wind_Astrape | 20 | 20
Baseline |  | BPAT | Frederickson1 | T | CT |  | Non-CAISO | 1981-11-01 | 2049-01-01 |  |  |  | 88.9 | 88.9
Baseline |  | BPAT | Frederickson2 | T | CT |  | Non-CAISO | 1981-11-01 | 2049-01-01 |  |  |  | 88.9 | 88.9
Baseline |  | BPAT | FredericksonCC_Total | F | CC |  | Non-CAISO | 2002-08-01 | 2050-12-01 |  |  |  | 270 | 270
Baseline |  | BPAT | Fredonia_1 | T | CT |  | Non-CAISO | 1984-05-01 | 2050-12-01 |  |  |  | 129.1 | 129.1
Baseline |  | BPAT | Fredonia_2 | T | CT |  | Non-CAISO | 1984-05-01 | 2050-12-01 |  |  |  | 129.1 | 129.1
Baseline |  | BPAT | Fredonia_3 | T | CT |  | Non-CAISO | 2001-07-01 | 2050-12-01 |  |  |  | 58.9 | 58.9
Baseline |  | BPAT | Fredonia_4 | T | CT |  | Non-CAISO | 2001-07-01 | 2050-12-01 |  |  |  | 58.9 | 58.9
Baseline | CAISO | PGE | FRESHW_1_SOLAR1 | R | Solar_1Axis |  | Online | 2016-03-01 | 2050-12-01 |  |  | SOLAR_1AXIS_CA_KINGS_STRATFORD_0_2022 | 20 | 20
Baseline | CAISO | PGE | FRESNOSOLAR | R | Paired_Solar_1Axis |  | Not online as of 1/2023 | 2023-01-01 | 2050-12-01 |  |  | SOLAR_1AXIS_CA_KINGS_STRATFORD_0_2022 | 100 | 100
Baseline | CAISO | PGE | FRESNOSTORAGE | S | Paired_BattStorage |  | Not online as of 1/2023 | 2023-01-01 | 2050-12-01 | ADLIN_1_UNITS | Y |  | 10 | 10 | 40 | 4
Baseline | CAISO | PGE | FRITO_1_LAY | F | Cogen |  | Online | 1986-01-01 | 2030-12-01 |  |  |  | 0.06 | 6
Baseline |  | AZPS | FritoLayInc | R | Solar_Fixed |  | Non-CAISO | 2011-10-01 | 2050-12-01 |  |  | SOLAR_FIXED__AZ_PHOENIX_2022 | 2.75 | 2.75
Baseline | CAISO | PGE | FRNTBW_6_SOLAR1 | R | Solar_1Axis |  | Online | 2019-02-01 | 2050-12-01 |  |  | SOLAR_1AXIS_CA_MERCED_DELHI_0_2022 | 20 | 20
Baseline | CAISO | SCE | GALE_1_SR3SR3 | R | Solar_1Axis |  | Online | 2017-06-01 | 2050-12-01 |  |  | SOLAR_1AXIS_CA_SANBERNARDINO_APPLEVALLEY_0_2022 | 13.8 | 13.8
Baseline |  | NEVP | Galena_3_1 | T | Geothermal |  | Non-CAISO | 2008-02-01 | 2050-12-01 |  |  |  | 15 | 15
Baseline |  | NEVP | Galena_3_2 | T | Geothermal |  | Non-CAISO | 2008-02-01 | 2050-12-01 |  |  |  | 15 | 15
Baseline |  | NEVP | Galena2 | T | Geothermal |  | Non-CAISO | 2007-05-01 | 2050-12-01 |  |  |  | 13.5 | 13.5
Baseline | CAISO | PGE | GANSO_1_WSTBM1 | F | Biogas |  | Online | 2018-02-01 | 2050-12-01 |  |  |  | 0.02 | 1
Baseline | CAISO | SCE | GARLND_2_GARBT1 | S | Paired_BattStorage |  | Online | 2022-01-01 | 2050-12-01 | GARLND_2_GASLR | Y |  | 88 | 88 | 352 | 4
Baseline | CAISO | SCE | GARLND_2_GASLR | R | Paired_Solar_Fixed |  | Online | 2016-10-01 | 2050-12-01 |  |  | SOLAR_FIXED_CA_KERN_ROSAMOND_0_2022 | 180 | 180
Baseline | CAISO | SCE | GARLND_2_GASLRA | R | Solar_1Axis |  | Online | 2016-09-01 | 2050-12-01 |  |  | SOLAR_1AXIS_CA_KERN_ROSAMOND_0_2022 | 20 | 20
Baseline | CAISO | SCE | GARNET_1_SOLAR | R | Solar_1Axis |  | Online | 2012-11-01 | 2050-12-01 |  |  | SOLAR_1AXIS_CA_RIVERSIDE_RIVERSIDE_0_2022 | 4 | 4
Baseline | CAISO | SCE | GARNET_1_SOLAR2 | R | Solar_1Axis |  | Online | 2014-12-01 | 2050-12-01 |  |  | SOLAR_1AXIS_CA_RIVERSIDE_RIVERSIDE_0_2022 | 4 | 4
Baseline | CAISO | SCE | GARNET_1_WINDS | R | Wind |  | Online | 2011-02-01 | 2050-12-01 |  |  | WIND_CA_SANBERNARDINO_NONE_1_v2022Astrape | 22.5 | 22.5
Baseline | CAISO | SCE | GARNET_1_WT3WND | R | Wind |  | Online | 2012-12-01 | 2050-12-01 |  |  | WIND_CA_SANBERNARDINO_NONE_1_v2022Astrape | 6 | 6
Baseline | CAISO | SCE | GARNET_2_COAWD2 | R | Wind |  | Online | 2021-04-01 | 2050-12-01 |  |  | WIND_CA_SANBERNARDINO_NONE_0_v2022Astrape | 10.8 | 10.8
Baseline | CAISO | SCE | GARNET_2_WIND1 | R | Wind |  | Online | 2015-01-01 | 2050-12-01 |  |  | WIND_CA_SANBERNARDINO_NONE_1_v2022Astrape | 11.2 | 11.2
Baseline | CAISO | SCE | GARNET_2_WIND2 | R | Wind |  | Online | 2015-08-01 | 2050-12-01 |  |  | WIND_CA_SANBERNARDINO_NONE_1_v2022Astrape | 11.7 | 11.7
Baseline | CAISO | SCE | GARNET_2_WIND3 | R | Wind |  | Online | 2016-02-01 | 2050-12-01 |  |  | WIND_CA_SANBERNARDINO_NONE_1_v2022Astrape | 12.6 | 12.6
Baseline | CAISO | SCE | GARNET_2_WIND4 | R | Wind |  | Online | 2015-12-01 | 2050-12-01 |  |  | WIND_CA_SANBERNARDINO_BORON_0_v2022Astrape | 9.8 | 9.8
Baseline | CAISO | SCE | GARNET_2_WIND5 | R | Wind |  | Online | 2016-03-01 | 2050-12-01 |  |  | WIND_CA_SANBERNARDINO_NONE_1_v2022Astrape | 3 | 3
Baseline |  | SRP | Gas_Peaking_1 | T | CT |  | Non-CAISO | 2022-05-01 | 2050-12-01 |  |  |  | 33 | 33
Baseline |  | SRP | Gas_Peaking_10 | T | CT |  | Non-CAISO | 2025-05-01 | 2050-12-01 |  |  |  | 50 | 50
Baseline |  | SRP | Gas_Peaking_11 | T | CT |  | Non-CAISO | 2025-05-01 | 2050-12-01 |  |  |  | 50 | 50
Baseline |  | SRP | Gas_Peaking_12 | T | CT |  | Non-CAISO | 2025-05-01 | 2050-12-01 |  |  |  | 50 | 50
Baseline |  | SRP | Gas_Peaking_13 | T | CT |  | Non-CAISO | 2026-05-01 | 2050-12-01 |  |  |  | 50 | 50
Baseline |  | SRP | Gas_Peaking_14 | T | CT |  | Non-CAISO | 2026-05-01 | 2050-12-01 |  |  |  | 50 | 50
Baseline |  | SRP | Gas_Peaking_15 | T | CT |  | Non-CAISO | 2026-05-01 | 2050-12-01 |  |  |  | 50 | 50
Baseline |  | SRP | Gas_Peaking_16 | T | CT |  | Non-CAISO | 2026-05-01 | 2050-12-01 |  |  |  | 50 | 50
Baseline |  | SRP | Gas_Peaking_17 | T | CT |  | Non-CAISO | 2026-05-01 | 2050-12-01 |  |  |  | 50 | 50
Baseline |  | SRP | Gas_Peaking_18 | T | CT |  | Non-CAISO | 2026-05-01 | 2050-12-01 |  |  |  | 50 | 50
Baseline |  | SRP | Gas_Peaking_19 | T | CT |  | Non-CAISO | 2026-05-01 | 2050-12-01 |  |  |  | 50 | 50
Baseline |  | SRP | Gas_Peaking_2 | T | CT |  | Non-CAISO | 2022-05-01 | 2050-12-01 |  |  |  | 33 | 33
Baseline |  | SRP | Gas_Peaking_20 | T | CT |  | Non-CAISO | 2026-05-01 | 2050-12-01 |  |  |  | 50 | 50
Baseline |  | SRP | Gas_Peaking_3 | T | CT |  | Non-CAISO | 2022-05-01 | 2050-12-01 |  |  |  | 33 | 33
Baseline |  | SRP | Gas_Peaking_4 | T | CT |  | Non-CAISO | 2022-05-01 | 2050-12-01 |  |  |  | 33 | 33
Baseline |  | SRP | Gas_Peaking_5 | T | CT |  | Non-CAISO | 2025-05-01 | 2050-12-01 |  |  |  | 50 | 50
Baseline |  | SRP | Gas_Peaking_6 | T | CT |  | Non-CAISO | 2025-05-01 | 2050-12-01 |  |  |  | 50 | 50
Baseline |  | SRP | Gas_Peaking_7 | T | CT |  | Non-CAISO | 2025-05-01 | 2050-12-01 |  |  |  | 50 | 50
Baseline |  | SRP | Gas_Peaking_8 | T | CT |  | Non-CAISO | 2025-05-01 | 2050-12-01 |  |  |  | 50 | 50
Baseline |  | SRP | Gas_Peaking_9 | T | CT |  | Non-CAISO | 2025-05-01 | 2050-12-01 |  |  |  | 50 | 50
Baseline | CAISO | SCE | GASKW1_2_GW1SR1 | R | Solar_1Axis |  | Online | 2018-03-01 | 2050-12-01 |  |  | SOLAR_1AXIS_CA_KERN_ROSAMOND_0_2022 | 20 | 20
Baseline | CAISO | SCE | GASKW1_2_GW2BT1 | S | Battery Storage |  | Online | 2022-06-01 | 2099-01-01 |  |  |  | 20 | 20 | 80 | 4
Baseline | CAISO | SCE | GASKW1_2_GW2SR1 | R | Solar_1Axis |  | Online | 2022-12-01 | 2050-12-01 |  |  | SOLAR_1AXIS_CA_KERN_ROSAMOND_0_2022 | 16 | 16
Baseline | CAISO | SCE | GASKW1_2_GW2SR2 | R | Solar_1Axis |  | Online | 2022-12-01 | 2050-12-01 |  |  | SOLAR_1AXIS_CA_KERN_ROSAMOND_0_2022 | 29 | 29
Baseline | CAISO | SCE | GASKW1_2_GW3SR1 | R | Solar_1Axis |  | Online | 2022-12-01 | 2050-12-01 |  |  | SOLAR_1AXIS_CA_KERN_ROSAMOND_0_2022 | 20 | 20
Baseline | CAISO | SCE | GASKW1_2_GW4SR1 | R | Solar_1Axis |  | Online | 2022-12-01 | 2050-12-01 |  |  | SOLAR_1AXIS_CA_KERN_ROSAMOND_0_2022 | 20 | 20
Baseline | CAISO | SCE | GASKW1_2_GW5SR1 | R | Solar_1Axis |  | Online | 2022-12-01 | 2050-12-01 |  |  | SOLAR_1AXIS_CA_KERN_ROSAMOND_0_2022 | 20 | 20
Baseline | CAISO | PGE | GATES_2_SOLAR | R | Solar_Fixed |  | Online | 2013-06-01 | 2050-12-01 |  |  | SOLAR_FIXED_CA_KINGS_STRATFORD_0_2022 | 20 | 20
Baseline | CAISO | PGE | GATES_2_WSOLAR | R | Solar_Fixed |  | Online | 2013-06-01 | 2050-12-01 |  |  | SOLAR_FIXED_CA_KINGS_STRATFORD_0_2022 | 10 | 10
Baseline | CAISO | SDGE | GATEWY_2_GESBT1 | S | Battery Storage |  | Online | 2020-09-01 | 2050-12-01 |  |  |  | 250 | 250 | 1000 | 4
Baseline | CAISO | PGE | GATWAY_2_PL1X3 | F | CC |  | Online | 2009-01-01 | 2050-12-01 |  |  |  | 585 | 585
Baseline |  | NEVP | GeminiBESS | S | Battery Storage |  | Non-CAISO | 2023-11-01 | 2050-12-01 |  |  |  | 380 | 380 | 1520 | 4
Baseline |  | BPAT | Generic_Wind_BPAT | R | Wind |  | Non-CAISO | 2027-01-01 | 2050-12-01 |  |  | Oregon_Wind_Astrape | 50 | 50
Baseline | CAISO | PGE | GENESI_2_STG | R | Solar_Thermal |  | Online | 2013-11-01 | 2050-12-01 |  |  | SOLAR_1AXIS_CA_IMPERIAL_BRAWLEY_0_2022 | 250 | 250
Baseline |  | IID | Geo_East_Mesa_2_1 | T | Geothermal |  | Non-CAISO | 1989-05-01 | 2050-12-01 |  |  |  | 22 | 22
Baseline |  | IID | Geo_East_Mesa_3_1 | T | Geothermal |  | Non-CAISO | 1978-12-01 | 2050-12-01 |  |  |  | 22 | 22
Baseline |  | IID | Geo_East_Mesa_3_2 | T | Geothermal |  | Non-CAISO | 2008-09-01 | 2050-12-01 |  |  |  | 10 | 10
Baseline |  | IID | GeoGenCo | F | Biogas |  | Non-CAISO | 2022-12-01 | 2050-12-01 |  |  |  | 15 | 15
Baseline |  | BPAT | GeorgiaPacificToledo | F | Biomass/Wood |  | Non-CAISO | 2004-12-01 | 2050-12-01 |  |  |  | 24 | 24
Baseline | CAISO | PGE | GEYS12_7_UNIT12 | T | Geothermal |  | Online | 1979-01-01 | 2050-12-01 |  |  |  | 50 | 57
Baseline | CAISO | PGE | GEYS13_7_UNIT13 | T | Geothermal |  | Online | 1980-01-01 | 2050-12-01 |  |  |  | 56 | 73
Baseline | CAISO | PGE | GEYS14_7_UNIT14 | T | Geothermal |  | Online | 1980-01-01 | 2050-12-01 |  |  |  | 70 | 70
Baseline | CAISO | PGE | GEYS17_7_UNIT17 | T | Geothermal |  | Online | 1982-01-01 | 2050-12-01 |  |  |  | 75.5 | 75.5
Baseline | CAISO | PGE | GEYS18_7_UNIT18 | T | Geothermal |  | Online | 1983-01-01 | 2050-12-01 |  |  |  | 72 | 72
Baseline | CAISO | PGE | GIFENS_6_BUGSL1 | R | Solar_1Axis |  | Online | 2017-06-01 | 2050-12-01 |  |  | SOLAR_1AXIS_CA_MERCED_DELHI_0_2022 | 20 | 20
Baseline | CAISO | PGE | GIFFEN_6_SOLAR | R | Solar_Fixed |  | Online | 2012-07-01 | 2050-12-01 |  |  | SOLAR_FIXED_CA_MERCED_DELHI_0_2022 | 10 | 10
Baseline | CAISO | PGE | GIFFEN_6_SOLAR1 | R | Solar_1Axis |  | Online | 2017-09-01 | 2050-12-01 |  |  | SOLAR_1AXIS_CA_MERCED_DELHI_0_2022 | 9 | 9
Baseline |  | AZPS | Gila_Bend_BESS | S | Battery Storage |  | Non-CAISO | 2022-06-01 | 2050-01-01 |  |  |  | 37 | 37 | 148 | 4
Baseline |  | SRP | Gila_River_CC1 | F | CC |  | Non-CAISO | 2003-05-01 | 2050-12-01 |  |  |  | 600 | 600
Baseline |  | SRP | Gila_River_CC2 | F | CC |  | Non-CAISO | 2018-06-01 | 2050-12-01 |  |  |  | 600 | 600
Baseline |  | SRP | Gila_River_CC3 | F | CC |  | Non-CAISO | 2003-07-01 | 2050-12-01 |  |  |  | 610 | 610
Baseline |  | SRP | Gila_River_CC4 | F | CC |  | Non-CAISO | 2003-07-01 | 2050-12-01 |  |  |  | 610 | 610
Baseline |  | AZPS | GilaBend | R | Solar_1Axis |  | Non-CAISO | 2014-02-01 | 2050-12-01 |  |  | SOLAR_1AXIS__AZ_PHOENIX_2022 | 33 | 33
Baseline |  | AZPS | GilaBendBESS | S | Battery Storage |  | Non-CAISO | 2022-06-01 | 2050-12-01 |  |  |  | 37 | 37 | 148 | 4
Baseline |  | AZPS | Gillespie1Solar | R | Solar_1Axis |  | Non-CAISO | 2013-12-01 | 2050-12-01 |  |  | SOLAR_1AXIS__AZ_PHOENIX_2022 | 15 | 15
Baseline | CAISO | PGE | GILROY_1_UNIT | F | CT |  | Online | 1987-01-01 | 2050-12-01 |  |  |  | 120 | 120
Baseline | CAISO | PGE | GILRPP_1_PL1X2 | T | CT |  | Online | 2002-01-01 | 2050-12-01 |  |  |  | 95.2 | 95.2
Baseline | CAISO | PGE | GILRPP_1_PL3X4 | T | CT |  | Online | 2002-02-01 | 2050-12-01 |  |  |  | 46.2 | 46.2
Baseline | CAISO | SCE | GLDFGR_6_SOLAR1 | R | Solar_1Axis |  | Online | 2017-02-01 | 2050-12-01 |  |  | SOLAR_1AXIS_CA_LOSANGELES_LANCASTER_1_2022 | 20 | 20
Baseline | CAISO | SCE | GLDFGR_6_SOLAR2 | R | Solar_1Axis |  | Online | 2017-02-01 | 2050-12-01 |  |  | SOLAR_1AXIS_CA_LOSANGELES_LANCASTER_1_2022 | 11.4 | 11.4
Baseline | CAISO | SCE | GLDTWN_6_COLUM3 | R | Solar_1Axis |  | Online | 2013-12-01 | 2050-12-01 |  |  | SOLAR_1AXIS_CA_KERN_ROSAMOND_0_2022 | 10 | 10
Baseline | CAISO | SCE | GLDTWN_6_SOLAR | R | Solar_1Axis |  | Online | 2013-11-01 | 2050-12-01 |  |  | SOLAR_1AXIS_CA_KERN_ROSAMOND_0_2022 | 5 | 5
Baseline | CAISO | SCE | GLNARM_2_UNIT_5 | F | CC |  | Online | 2016-12-01 | 2050-12-01 |  |  |  | 65.81 | 65.81
Baseline | CAISO | SCE | GLNARM_7_UNIT_1 | T | CT |  | Online | 1976-01-01 | 2050-12-01 |  |  |  | 22.07 | 22.07
Baseline | CAISO | SCE | GLNARM_7_UNIT_2 | T | CT |  | Online | 1976-01-01 | 2050-12-01 |  |  |  | 22.3 | 22.3
Baseline | CAISO | SCE | GLNARM_7_UNIT_3 | T | CT |  | Online | 2004-01-01 | 2050-12-01 |  |  |  | 44.83 | 44.83
Baseline | CAISO | SCE | GLNARM_7_UNIT_4 | T | CT |  | Online | 2004-01-01 | 2050-12-01 |  |  |  | 42.42 | 42.42
Baseline | CAISO | SCE | GLOW_6_SOLAR | R | Solar_1Axis |  | Online | 2013-03-01 | 2050-12-01 |  |  | SOLAR_1AXIS_CA_LOSANGELES_LANCASTER_1_2022 | 20 | 20
Baseline | CAISO | SDGE | GOALLINESTORAGE | S | Battery Storage |  | Not online as of 1/2023 | 2025-06-01 | 2099-01-01 |  |  |  | 50 | 50 | 400 | 8
Baseline |  | BPAT | Golden_Hills_Wind | R | Wind |  | Non-CAISO | 2018-12-01 | 2050-04-01 |  |  | Oregon_Wind_Astrape | 400 | 400
Baseline |  | BPAT | Golden_Hills_Wind_2 | R | Wind |  | Non-CAISO | 2022-03-01 | 2050-12-01 |  |  | Oregon_Wind_Astrape | 200 | 200
Baseline |  | BPAT | GoldendaleCC_Total | F | CC |  | Non-CAISO | 2004-08-01 | 2050-12-01 |  |  |  | 291.8 | 291.8
Baseline |  | NEVP | GoldstrikeGridBESS | S | Battery Storage |  | Non-CAISO | 2022-05-01 | 2050-12-01 |  |  |  | 50 | 50 | 200 | 4
Baseline |  | NEVP | GoldstrikeGridBESS2 | S | Battery Storage |  | Non-CAISO | 2021-05-01 | 2050-12-01 |  |  |  | 30 | 30 | 120 | 4
Baseline | CAISO | SCE | GOLETA_2_VALBT1 | S | Battery Storage |  | Online | 2021-02-01 | 2050-12-01 |  |  |  | 10 | 10 | 40 | 4
Baseline | CAISO | SCE | GOLETA_6_ELLWOD | T | CT |  | Online | 1998-04-01 | 2050-12-01 |  |  |  | 54 | 54
Baseline | CAISO | SCE | GOLETA_6_TR2BM2 | T | Biogas |  | Online | 2022-06-01 | 2099-01-01 |  |  |  | 1.8517 | 1.99
Baseline | CAISO | PGE | GONZAGAWIND | R | Wind |  | Not online as of 1/2023 | 2025-06-01 | 2099-01-01 |  |  | WIND_CA_MERCED_UNINCORPORATED_0_v2022Astrape | 76.35 | 76.35
Baseline | CAISO | PGE | GONZLS_6_UNIT | F | Biogas |  | Online | 2013-07-01 | 2050-12-01 |  |  |  | 1.41 | 1.42
Baseline |  | PACW | Goodnoe_Hills1 | R | Wind |  | Non-CAISO | 2008-06-01 | 2050-12-01 |  |  | Oregon_Wind_Astrape | 103.4 | 103.4
Baseline | CAISO | PGE | GOOSLK_1_SOLAR1 | R | Solar_1Axis |  | Online | 2015-05-01 | 2050-12-01 |  |  | SOLAR_1AXIS_CA_KERN_LOSTHILLS_0_2022 | 12 | 12
Baseline |  | BPAT | GP_Wauna_Mill__CG | F | Biomass/Wood |  | Non-CAISO | 1950-01-01 | 2050-12-01 |  |  |  | 23.7 | 23.7
Baseline | CAISO | PGE | GRADYW_5_GDYWD1 | R | Wind | SMUD | Online | 2019-08-01 | 2099-01-01 |  |  | New_Mexico_Wind_Astrape | 200 | 200
Baseline |  | BPAT | GrandCouleePG07 | S | PSH |  | Non-CAISO | 1973-10-01 | 2050-12-01 |  |  |  | 83.33 | 83.33 | 19457.84 | 233.5034
Baseline |  | BPAT | GrandCouleePG08 | S | PSH |  | Non-CAISO | 1973-11-01 | 2050-12-01 |  |  |  | 83.33 | 83.33 | 19457.84 | 233.5034
Baseline |  | BPAT | GrandCouleePG09 | S | PSH |  | Non-CAISO | 1983-04-01 | 2050-12-01 |  |  |  | 83.33 | 83.33 | 19457.84 | 233.5034
Baseline |  | BPAT | GrandCouleePG10 | S | PSH |  | Non-CAISO | 1983-06-01 | 2050-12-01 |  |  |  | 83.33 | 83.33 | 19457.84 | 233.5034
Baseline |  | BPAT | GrandCouleePG11 | S | PSH |  | Non-CAISO | 1983-11-01 | 2050-12-01 |  |  |  | 83.33 | 83.33 | 19457.84 | 233.5034
Baseline |  | BPAT | GrandCouleePG12 | S | PSH |  | Non-CAISO | 1984-04-01 | 2050-12-01 |  |  |  | 83.33 | 83.33 | 19457.84 | 233.5034
Baseline |  | PortlandGE | GrandRondeSolar | R | Solar_Fixed |  | Non-CAISO | 2017-01-01 | 2050-12-01 |  |  | SOLAR_FIXED__OR_PORTLAND_2022 | 2.2 | 2.2
Baseline |  | BPAT | Grayland_Wind_Coastal | R | Wind |  | Non-CAISO | 2010-09-01 | 2050-12-01 |  |  | Oregon_Wind_Astrape | 6 | 6
Baseline |  | BPAT | GraysHarborCC_Total | F | CC |  | Non-CAISO | 2008-05-01 | 2050-12-01 |  |  |  | 657 | 657
Baseline |  | LADWP | Grayson_9 | T | CT |  | Non-CAISO | 2004-01-01 | 2050-12-01 |  |  |  | 57 | 57
Baseline |  | LADWP | Grayson_CC | F | CC |  | Non-CAISO | 2008-05-01 | 2050-12-01 |  |  |  | 102 | 102
Baseline |  | LADWP | Grayson9BatteryEnergyStorage | S | Battery Storage |  | Non-CAISO | 2018-08-01 | 2050-12-01 |  |  |  | 75 | 75 | 300 | 4
Baseline |  | PortlandGE | GreenparkSolar | R | Solar_Fixed |  | Non-CAISO | 2020-01-01 | 2050-12-01 |  |  | SOLAR_FIXED__OR_PORTLAND_2022 | 1.3 | 1.3
Baseline | CAISO | PGE | GREENVALLEY | S | Battery Storage |  | Not online as of 1/2023 | 2026-06-01 | 2099-01-01 |  |  |  | 16 | 16 | 128 | 8
Baseline | CAISO | PGE | GRIDLY_6_SOLAR | R | Solar_Fixed |  | Online | 2013-04-01 | 2050-12-01 |  |  | SOLAR_FIXED_CA_MERCED_DELHI_0_2022 | 2.5 | 2.5
Baseline | CAISO | WALC | GRIFFI_2_LSPDYN | F | CC | SCE | Online | 2002-01-01 | 2050-12-01 |  |  |  | 590.8 | 590.8
Baseline | CAISO | SDGE | GRNITE_6_ESCBT1 | S | Battery Storage |  | Online | 2017-02-01 | 2099-01-01 |  |  |  | 3 | 3 | 12 | 4
Baseline | CAISO | PGE | GRNLF1_1_PL1X2 | T | CT |  | Online | 2022-06-01 | 2050-12-01 |  |  |  | 60 | 60
Baseline | CAISO | PGE | GRNLF2_1_UNIT | F | Cogen |  | Online | 2020-06-01 | 2040-12-01 |  |  |  | 49.2 | 49.5
Baseline | CAISO | PGE | GRNVLY_7_SCLAND | F | Biogas |  | Online | 2006-02-01 | 2050-12-01 |  |  |  | 2.69 | 3.04
Baseline | CAISO | PGE | GRZZLY_1_BERKLY | F | CT |  | Online | 2018-02-01 | 2050-12-01 |  |  |  | 26.35 | 26.35
Baseline | CAISO | PGE | GUERNS_6_HD3BM3 | F | Biogas |  | Online | 2019-07-01 | 2050-12-01 |  |  |  | 0.02 | 1
Baseline | CAISO | PGE | GUERNS_6_SOLAR | R | Solar_1Axis |  | Online | 2013-09-01 | 2050-12-01 |  |  | SOLAR_1AXIS_CA_KINGS_STRATFORD_0_2022 | 20 | 20
Baseline | CAISO | PGE | GUERNS_6_VH2BM1 | F | Biogas |  | Online | 2019-07-01 | 2050-12-01 |  |  |  | 0.02 | 1
Baseline | CAISO | PGE | GWFPWR_1_UNITS | T | CT |  | Online | 2001-08-01 | 2050-12-01 |  |  |  | 98.46 | 98.46
Baseline | CAISO | PGE | GYS5X6_7_UNITS | T | Geothermal |  | Online | 1971-01-01 | 2050-12-01 |  |  |  | 85 | 98.43
Baseline | CAISO | PGE | GYS7X8_7_UNITS | T | Geothermal |  | Online | 1972-01-01 | 2050-12-01 |  |  |  | 95.8 | 95.8
Baseline |  | BPAT | HamptonLumberMill | F | Biomass/Wood |  | Non-CAISO | 2006-12-01 | 2050-12-01 |  |  |  | 7.25 | 7.25
Baseline | CAISO | SCE | HARBGN_7_UNITS | F | CC |  | Online | 2001-06-01 | 2050-12-01 |  |  |  | 109 | 109
Baseline |  | LADWP | Harbor_CC | F | CC |  | Non-CAISO | 1995-01-01 | 2050-12-01 |  |  |  | 231 | 231
Baseline |  | LADWP | Harbor_Unit_10 | T | CT |  | Non-CAISO | 2001-10-01 | 2050-12-01 |  |  |  | 49 | 49
Baseline |  | LADWP | Harbor_Unit_11 | T | CT |  | Non-CAISO | 2001-10-01 | 2050-12-01 |  |  |  | 49 | 49
Baseline |  | LADWP | Harbor_Unit_12 | T | CT |  | Non-CAISO | 2001-10-01 | 2050-12-01 |  |  |  | 49 | 49
Baseline |  | LADWP | Harbor_Unit_13 | T | CT |  | Non-CAISO | 2001-10-01 | 2050-12-01 |  |  |  | 49 | 49
Baseline |  | LADWP | Harbor_Unit_14 | T | CT |  | Non-CAISO | 2001-10-01 | 2050-12-01 |  |  |  | 49 | 49
Baseline |  | BPAT | HarbourPointeBA1 | S | Battery Storage |  | Non-CAISO | 2014-05-01 | 2050-12-01 |  |  |  | 2 | 2 | 8 | 4
Baseline | CAISO | PGE | HARDWK_6_STWBM1 | T | Biogas |  | Online | 2020-05-01 | 2099-01-01 |  |  |  | 0.02 | 1
Baseline |  | AZPS | HarquahalaCC1_Total | F | CC |  | Non-CAISO | 2003-09-01 | 2050-12-01 |  |  |  | 360 | 360
Baseline |  | AZPS | HarquahalaCC2_Total | F | CC |  | Non-CAISO | 2003-09-01 | 2050-12-01 |  |  |  | 360 | 360
Baseline |  | AZPS | HarquahalaCC3_Total | F | CC |  | Non-CAISO | 2003-09-01 | 2050-12-01 |  |  |  | 360 | 360
Baseline |  | NEVP | Harry_Allen_CC | F | CC |  | Non-CAISO | 2011-05-01 | 2050-12-01 |  |  |  | 521.7 | 521.7
Baseline |  | NEVP | Harry_Allen_GT1 | T | CT |  | Non-CAISO | 1995-06-01 | 2030-01-01 |  |  |  | 72 | 72
Baseline |  | NEVP | Harry_Allen_GT4 | T | CT |  | Non-CAISO | 2006-06-01 | 2037-12-01 |  |  |  | 72 | 72
Baseline |  | NEVP | HarryAllenSolar | R | Solar_1Axis |  | Non-CAISO | 2021-02-01 | 2050-12-01 |  |  | SOLAR_1AXIS_NV_CLARK_89040_0_2022 | 100 | 100
Baseline |  | BPAT | Harvest_Wind | R | Wind |  | Non-CAISO | 2010-01-01 | 2050-12-01 |  |  | Oregon_Wind_Astrape | 98.9 | 98.9
Baseline | CAISO | PGE | Hat_Creek_Bioenergy__LLC | F | Biomass/Wood |  | Not online as of 1/2023 | 2020-06-01 | 2050-12-01 |  |  |  | 2.6799 | 2.88
Baseline | CAISO | PGE | HATRDG_2_WIND | R | Wind |  | Online | 2010-11-01 | 2050-12-01 |  |  | WIND_CA_SHASTA_SHINGLETOWN_0_v2022Astrape | 102 | 102
Baseline |  | BPAT | Hay_Canyon_Wind | R | Wind |  | Non-CAISO | 2009-04-01 | 2050-12-01 |  |  | Oregon_Wind_Astrape | 100.8 | 100.8
Baseline |  | LADWP | Haynes_11 | T | CT |  | Non-CAISO | 2013-06-01 | 2050-12-01 |  |  |  | 96 | 96
Baseline |  | LADWP | Haynes_12 | T | CT |  | Non-CAISO | 2013-06-01 | 2050-12-01 |  |  |  | 96 | 96
Baseline |  | LADWP | Haynes_13 | T | CT |  | Non-CAISO | 2013-06-01 | 2050-12-01 |  |  |  | 96 | 96
Baseline |  | LADWP | Haynes_14 | T | CT |  | Non-CAISO | 2013-06-01 | 2050-12-01 |  |  |  | 96 | 96
Baseline |  | LADWP | Haynes_15 | T | CT |  | Non-CAISO | 2013-06-01 | 2050-12-01 |  |  |  | 96 | 96
Baseline |  | LADWP | Haynes_16 | T | CT |  | Non-CAISO | 2013-06-01 | 2050-12-01 |  |  |  | 96 | 96
Baseline |  | LADWP | Haynes_CC | F | CC |  | Non-CAISO | 1967-03-01 | 2050-12-01 |  |  |  | 590 | 590
Baseline |  | LADWP | Haynes12CC | T | CC |  | Non-CAISO | 2023-08-01 | 2050-12-01 |  |  |  | 444 | 444
Baseline |  | IID | Heber_Geo_1 | T | Geothermal |  | Non-CAISO | 2006-06-01 | 2050-12-01 |  |  |  | 17 | 17
Baseline |  | IID | Heber_Geo_2 | T | Geothermal |  | Non-CAISO | 2006-06-01 | 2050-12-01 |  |  |  | 17 | 17
Baseline |  | IID | Heber_Geo_Complex | T | Geothermal |  | Non-CAISO | 1985-06-01 | 2050-12-01 |  |  |  | 52 | 52
Baseline |  | IID | Heber_Solar_PV | R | Solar_Fixed |  | Non-CAISO | 2014-05-01 | 2050-12-01 |  |  | SOLAR_FIXED_CA_IMPERIAL_BRAWLEY_0_2022 | 10 | 10
Baseline | CAISO | PGE | HELMPG_7_UNIT_1 | S | PSH |  | Online | 1984-01-01 | 2050-12-01 |  |  |  | 407 | 407 | 61500 | 151.1057
Baseline | CAISO | PGE | HELMPG_7_UNIT_2 | S | PSH |  | Online | 1984-01-01 | 2050-12-01 |  |  |  | 407 | 407 | 61500 | 151.1057
Baseline | CAISO | PGE | HELMPG_7_UNIT_3 | S | PSH |  | Online | 1984-01-01 | 2050-12-01 |  |  |  | 404 | 404 | 61500 | 152.2277
Baseline | CAISO | SCE | HENRTA_6_HDEBT1 | S | Battery Storage |  | Online | 2021-11-01 | 2050-12-01 |  |  |  | 10 | 10 | 40 | 4
Baseline | CAISO | PGE | HENRTA_6_SOLAR1 | R | Solar_1Axis |  | Online | 2016-01-01 | 2050-12-01 |  |  | SOLAR_1AXIS_CA_KINGS_STRATFORD_0_2022 | 1.5 | 1.5
Baseline | CAISO | PGE | HENRTA_6_SOLAR2 | R | Solar_1Axis |  | Online | 2016-05-01 | 2050-12-01 |  |  | SOLAR_1AXIS_CA_KINGS_STRATFORD_0_2022 | 2 | 2
Baseline | CAISO | PGE | HENRTA_6_UNITA1 | T | CT |  | Online | 2002-07-01 | 2050-12-01 |  |  |  | 49.98 | 49.98
Baseline | CAISO | PGE | HENRTA_6_UNITA2 | T | CT |  | Online | 2002-07-01 | 2050-12-01 |  |  |  | 49.42 | 49.42
Baseline | CAISO | PGE | HENRTS_1_SOLAR | R | Solar_1Axis |  | Online | 2016-08-01 | 2050-12-01 |  |  | SOLAR_1AXIS_CA_KINGS_STRATFORD_0_2022 | 100 | 100
Baseline | CAISO | PGE | HERDLN_6_BYHSR1 | R | Solar_Fixed |  | Online | 2022-05-01 | 2099-01-01 |  |  | SOLAR_FIXED_CA_IMPERIAL_BRAWLEY_0_2022 | 5 | 5
Baseline |  | BPAT | HermistnCC_Total | F | CC |  | Non-CAISO | 2002-08-01 | 2050-12-01 |  |  |  | 648 | 648
Baseline |  | PACW | HermistnGenCC1_Total | F | CC |  | Non-CAISO | 1996-07-01 | 2050-12-01 |  |  |  | 243 | 243
Baseline |  | PACW | HermistnGenCC2_Total | F | CC |  | Non-CAISO | 1996-07-01 | 2050-12-01 |  |  |  | 243 | 243
Baseline | CAISO | SCE | HIDSRT_2_UNITS | F | CC |  | Online | 2003-04-01 | 2050-12-01 |  |  |  | 830 | 830
Baseline |  | NEVP | Higgins_CC | F | CC |  | Non-CAISO | 2003-12-01 | 2040-12-01 |  |  |  | 641.4 | 641.4
Baseline | CAISO | SCE | HIGHDS_2_H5SBT1 | S | Paired_BattStorage |  | Online | 2021-12-01 | 2050-12-01 | HIGHDS_2_H5SSR1 | Y |  | 50 | 50 | 200 | 4
Baseline | CAISO | SCE | HIGHDS_2_H5SSR1 | R | Paired_Solar_1Axis |  | Online | 2021-08-01 | 2050-12-01 |  |  | SOLAR_1AXIS_CA_IMPERIAL_BRAWLEY_0_2022 | 100 | 100
Baseline | CAISO | SCE | HINSON_6_LBECH1 | T | CT |  | Online | 2007-08-01 | 2050-12-01 |  |  |  | 63 | 63
Baseline | CAISO | SCE | HINSON_6_LBECH2 | T | CT |  | Online | 2007-08-01 | 2050-12-01 |  |  |  | 63 | 63
Baseline | CAISO | SCE | HINSON_6_LBECH3 | T | CT |  | Online | 2007-08-01 | 2050-12-01 |  |  |  | 63 | 63
Baseline | CAISO | SCE | HINSON_6_LBECH4 | T | CT |  | Online | 2007-08-01 | 2050-12-01 |  |  |  | 63 | 63
Baseline | CAISO | SCE | HINSON_6_SERRGN | F | Cogen |  | Online | 1988-01-01 | 2033-12-01 |  |  |  | 34 | 34
Baseline | CAISO | SCE | HNTGBH_2_PL1X3 | F | CC |  | Online | 2020-02-01 | 2050-12-01 |  |  |  | 673.8 | 673.8
Baseline | CAISO | PGE | HOLGAT_1_BORAX | F | Cogen |  | Online | 1984-06-01 | 2030-12-01 |  |  |  | 12.08 | 48.2
Baseline | CAISO | PGE | HOLSTR_1_SOLAR | R | Solar_Fixed |  | Online | 2014-06-01 | 2050-12-01 |  |  | SOLAR_FIXED_CA_MERCED_DELHI_0_2022 | 1.5 | 1.5
Baseline | CAISO | PGE | HOLSTR_1_SOLAR2 | R | Solar_1Axis |  | Online | 2015-04-01 | 2050-12-01 |  |  | SOLAR_1AXIS_CA_MERCED_DELHI_0_2022 | 1.5 | 1.5
Baseline | CAISO | SCE | HooleyDigester1 | F | Biomass/Wood |  | Online | 2003-01-01 | 2030-04-01 |  |  |  | 0.1861 | 0.2
Baseline | CAISO | SCE | HooleyDigester2 | F | Biomass/Wood |  | Online | 2003-01-01 | 2030-04-01 |  |  |  | 0.1861 | 0.2
Baseline |  | BPAT | Hopkins_Ridge_Wind_1_2 | R | Wind |  | Non-CAISO | 2005-11-01 | 2050-01-01 |  |  | Oregon_Wind_Astrape | 149.4 | 149.4
Baseline |  | BPAT | HornRapidsBatteryBA1 | S | Battery Storage |  | Non-CAISO | 2020-11-01 | 2050-12-01 |  |  |  | 1 | 1 | 4 | 4
Baseline |  | BPAT | HornRapidsSolar | R | Solar_Fixed |  | Non-CAISO | 2020-01-01 | 2050-12-01 |  |  | SOLAR_FIXED__OR_MEDFORD_2022 | 3.2 | 3.2
Baseline |  | SRP | Horse_Mesa_HM4 | S | PSH |  | Non-CAISO | 1972-06-01 | 2050-12-01 |  |  |  | 119 | 119 | 66781 | 561.1849
Baseline |  | BPAT | Horseshoe_Bend_Wind | R | Wind |  | Non-CAISO | 2012-08-01 | 2050-12-01 |  |  | Oregon_Wind_Astrape | 145 | 145
Baseline |  | NEVP | HotPotSolar | R | Solar_1Axis |  | Non-CAISO | 2026-01-01 | 2050-12-01 |  |  | SOLAR_1AXIS_NV_CLARK_89040_0_2022 | 350 | 350
Baseline |  | IID | Hudson_Ranch_I | T | Geothermal |  | Non-CAISO | 2012-03-01 | 2050-12-01 |  |  |  | 64.8 | 64.8
Baseline | CAISO | PGE | HUMBPP_1_UNITS3 | F | ICE |  | Online | 2010-09-01 | 2050-12-01 |  |  |  | 65.08 | 65.08
Baseline | CAISO | PGE | HUMBPP_6_UNITS | F | ICE |  | Online | 2010-09-01 | 2050-12-01 |  |  |  | 97.62 | 97.62
Baseline | CAISO | PGE | HUMMINGBIRDSTORAGE | S | Battery Storage |  | Not online as of 1/2023 | 2023-06-01 | 2050-12-01 |  |  |  | 75 | 75 | 300 | 4
Baseline | CAISO | PGE | HURON_6_SOLAR | R | Solar_Fixed |  | Online | 2012-08-01 | 2050-12-01 |  |  | SOLAR_FIXED_CA_KINGS_STRATFORD_0_2022 | 20 | 20
Baseline |  | AZPS | Hyder1_1 | R | Solar_1Axis |  | Non-CAISO | 2011-11-01 | 2050-12-01 |  |  | SOLAR_1AXIS__AZ_PHOENIX_2022 | 11 | 11
Baseline |  | AZPS | Hyder1_2 | R | Solar_1Axis |  | Non-CAISO | 2012-03-01 | 2050-12-01 |  |  | SOLAR_1AXIS__AZ_PHOENIX_2022 | 5 | 5
Baseline |  | AZPS | Hyder1BESS | S | Battery Storage |  | Non-CAISO | 2022-06-01 | 2050-12-01 |  |  |  | 11 | 11 | 44 | 4
Baseline |  | AZPS | Hyder2BESS | S | Battery Storage |  | Non-CAISO | 2022-06-01 | 2050-12-01 |  |  |  | 5 | 5 | 20 | 4
Baseline |  | AZPS | HyderII | R | Solar_1Axis |  | Non-CAISO | 2013-12-01 | 2050-12-01 |  |  | SOLAR_1AXIS__AZ_PHOENIX_2022 | 14 | 14
Baseline |  | AZPS | HyderIIBESS | S | Battery Storage |  | Non-CAISO | 2022-06-01 | 2050-12-01 |  |  |  | 14 | 14 | 56 | 4
Baseline |  | IID | IEPR_2022_AAEE3_IID | R | AAEE |  | Non-CAISO | 2018-01-01 | 2050-12-01 |  |  |  | 125 |  |  |  |  | 23.9 | 41.2 | 78.4 | 125
Baseline |  | LADWP | IEPR_2022_AAEE3_LADWP | R | AAEE |  | Non-CAISO | 2018-01-01 | 2050-12-01 |  |  |  | 1175.2 |  |  |  |  | 282 | 472.2 | 810.3 | 1175.2
Baseline | CAISO | PGE | IEPR_2022_AAEE3_PGE | R | AAEE |  | Online | 2018-01-01 | 2050-12-01 |  |  |  | 1605 |  |  |  |  | 416 | 686 | 1144 | 1605
Baseline | CAISO | SCE | IEPR_2022_AAEE3_SCE | R | AAEE |  | Online | 2018-01-01 | 2050-12-01 |  |  |  | 1866 |  |  |  |  | 477 | 780 | 1321 | 1866
Baseline | CAISO | SDGE | IEPR_2022_AAEE3_SDGE | R | AAEE |  | Online | 2018-01-01 | 2050-12-01 |  |  |  | 453 |  |  |  |  | 121 | 196 | 331 | 453
Baseline |  | SMUD | IEPR_2022_AAEE3_SMUD | R | AAEE |  | Non-CAISO | 2018-01-01 | 2050-12-01 |  |  |  | 408.4 |  |  |  |  | 111.9 | 179.9 | 303.2 | 408.4
Baseline |  | TID | IEPR_2022_AAEE3_TID | R | AAEE |  | Non-CAISO | 2018-01-01 | 2050-12-01 |  |  |  | 55.4 |  |  |  |  | 13.1 | 22.3 | 39.3 | 55.4
Baseline |  | IID | IEPR_2022_AAFS3_IID | R | AAFS |  | Non-CAISO | 2018-01-01 | 2050-12-01 |  |  |  | -33.8 |  |  |  |  | 5.7 | 10.4 | 20.5 | 33.8
Baseline |  | LADWP | IEPR_2022_AAFS3_LADWP | R | AAFS |  | Non-CAISO | 2018-01-01 | 2050-12-01 |  |  |  | -210.4 |  |  |  |  | 33.8 | 59.3 | 120.7 | 210.4
Baseline | CAISO | PGE | IEPR_2022_AAFS3_PGE | R | AAFS |  | Online | 2018-01-01 | 2050-12-01 |  |  |  | -1131 |  |  |  |  | 207 | 365 | 692 | 1131
Baseline | CAISO | SCE | IEPR_2022_AAFS3_SCE | R | AAFS |  | Online | 2018-01-01 | 2050-12-01 |  |  |  | -769 |  |  |  |  | 149 | 260 | 480 | 769
Baseline | CAISO | SDGE | IEPR_2022_AAFS3_SDGE | R | AAFS |  | Online | 2018-01-01 | 2050-12-01 |  |  |  | -108 |  |  |  |  | 22 | 38 | 69 | 108
Baseline |  | SMUD | IEPR_2022_AAFS3_SMUD | R | AAFS |  | Non-CAISO | 2018-01-01 | 2050-12-01 |  |  |  | -114.9 |  |  |  |  | 21.9 | 37.9 | 70.1 | 114.9
Baseline |  | TID | IEPR_2022_AAFS3_TID | R | AAFS |  | Non-CAISO | 2018-01-01 | 2050-12-01 |  |  |  | -10.8 |  |  |  |  | 2.9 | 5.2 | 9.5 | 10.8
Baseline | CAISO | PGE | IEPR_2022_AATE3_PGE | R | EV |  | Online | 2025-01-01 | 2050-12-01 |  |  |  | -2034 |  |  |  |  | 0 | 118 | 748 | 2034
Baseline | CAISO | SCE | IEPR_2022_AATE3_SCE | R | EV |  | Online | 2025-01-01 | 2050-12-01 |  |  |  | -1704 |  |  |  |  | 0 | 99 | 634 | 1704
Baseline | CAISO | SDGE | IEPR_2022_AATE3_SDGE | R | EV |  | Online | 2025-01-01 | 2050-12-01 |  |  |  | -573 |  |  |  |  | 0 | 29 | 206 | 573
Baseline | CAISO | PGE | IEPR_2022_BaseEV_PGE | R | EV |  | Online | 2018-01-01 | 2050-12-01 |  |  |  | -3548 |  |  |  |  | 436 | 881 | 1944 | 3548
Baseline | CAISO | SCE | IEPR_2022_BaseEV_SCE | R | EV |  | Online | 2018-01-01 | 2050-12-01 |  |  |  | -2814 |  |  |  |  | 394 | 786 | 1699 | 2814
Baseline | CAISO | SDGE | IEPR_2022_BaseEV_SDGE | R | EV |  | Online | 2018-01-01 | 2050-12-01 |  |  |  | -1036 |  |  |  |  | 130 | 263 | 575 | 1036
Baseline | CAISO | SCE | IEPR_2022_PV_Big Creek West | R | BTMPV |  | Online | 1995-01-01 | 2050-12-01 |  |  | SOLAR_FIXED__CA_VENTURA_2022 | 714.7 |  |  |  |  | 358.9 | 414.2 | 540.4 | 714.7
Baseline | CAISO | SCE | IEPR_2022_PV_Big_Creek_East | R | BTMPV |  | Online | 1995-01-01 | 2050-12-01 |  |  | SOLAR_FIXED__CA_PORTERVILLE_2022 | 1067.1 |  |  |  |  | 630 | 707.8 | 864.3 | 1067.1
Baseline |  | LADWP | IEPR_2022_PV_Burbank_Glendale | R | BTMPV |  | Non-CAISO | 1995-01-01 | 2050-12-01 |  |  | SOLAR_FIXED__CA_GLENDALE_2022 | 147 |  |  |  |  | 57.3 | 70.9 | 103.5 | 147
Baseline | CAISO | PGE | IEPR_2022_PV_Central_Coast | R | BTMPV |  | Online | 1995-01-01 | 2050-12-01 |  |  | SOLAR_FIXED__CA_SANMIGUEL_2022 | 1428.5 |  |  |  |  | 728.3 | 856.2 | 1120.1 | 1428.5
Baseline | CAISO | PGE | IEPR_2022_PV_Central_Valley | R | BTMPV |  | Online | 1995-01-01 | 2050-12-01 |  |  | SOLAR_FIXED__CA_SACRAMENTO_2022 | 3960.3 |  |  |  |  | 2158.4 | 2488.4 | 3179 | 3960.3
Baseline | CAISO | SCE | IEPR_2022_PV_Eastern | R | BTMPV |  | Online | 1995-01-01 | 2050-12-01 |  |  | SOLAR_FIXED__CA_PALMSPRINGS_2022 | 2055.2 |  |  |  |  | 1288 | 1423.7 | 1700.4 | 2055.2
Baseline | CAISO | PGE | IEPR_2022_PV_Greater_Bay_Area | R | BTMPV |  | Online | 1995-01-01 | 2050-12-01 |  |  | SOLAR_FIXED__CA_SANJOSE_2022 | 4956.7 |  |  |  |  | 2508.7 | 2914.7 | 3828.9 | 4956.7
Baseline |  | IID | IEPR_2022_PV_Imperial_Irrigation_District | R | BTMPV |  | Non-CAISO | 1995-01-01 | 2050-12-01 |  |  | SOLAR_FIXED__CA_BRAWLEY_2022 | 303.5 |  |  |  |  | 132.4 | 156.4 | 208.8 | 303.5
Baseline | CAISO | SCE | IEPR_2022_PV_LA_Metro | R | BTMPV |  | Online | 1995-01-01 | 2050-12-01 |  |  | SOLAR_FIXED__CA_ANAHEIM_2022 | 4321.2 |  |  |  |  | 2097.7 | 2423 | 3189.4 | 4321.2
Baseline |  | LADWP | IEPR_2022_PV_LADWP_Coastal | R | BTMPV |  | Non-CAISO | 1995-01-01 | 2050-12-01 |  |  | SOLAR_FIXED__CA_LOSANGELES_2022 | 408.7 |  |  |  |  | 169.8 | 219.8 | 315.5 | 408.7
Baseline |  | LADWP | IEPR_2022_PV_LADWP_Inland | R | BTMPV |  | Non-CAISO | 1995-01-01 | 2050-12-01 |  |  | SOLAR_FIXED__CA_SANFERNANDO_2022 | 1103 |  |  |  |  | 550.2 | 663.5 | 889.1 | 1103
Baseline | CAISO | PGE | IEPR_2022_PV_North_Coast | R | BTMPV |  | Online | 1995-01-01 | 2050-12-01 |  |  | SOLAR_FIXED__CA_WILLITS_2022 | 1358.5 |  |  |  |  | 753.7 | 868.9 | 1101 | 1358.5
Baseline | CAISO | PGE | IEPR_2022_PV_North_Valley | R | BTMPV |  | Online | 1995-01-01 | 2050-12-01 |  |  | SOLAR_FIXED__CA_ALMANOR_2022 | 799.6 |  |  |  |  | 444 | 507.9 | 645.3 | 799.6
Baseline | CAISO | SCE | IEPR_2022_PV_Northeast | R | BTMPV |  | Online | 1995-01-01 | 2050-12-01 |  |  | SOLAR_FIXED__CA_BARSTOW_2022 | 2073.3 |  |  |  |  | 980 | 1137.7 | 1515.3 | 2073.3
Baseline |  | SMUD | IEPR_2022_PV_Rest_of_BANC | R | BTMPV |  | Non-CAISO | 1995-01-01 | 2050-12-01 |  |  | SOLAR_FIXED__CA_MODESTO_2022 | 342.9 |  |  |  |  | 141.5 | 170.8 | 234.7 | 342.9
Baseline | CAISO | SDGE | IEPR_2022_PV_SDGE | R | BTMPV |  | Online | 1995-01-01 | 2050-12-01 |  |  | SOLAR_FIXED__CA_SANDIEGO_2022 | 3888.8 |  |  |  |  | 2251.1 | 2538.3 | 3150 | 3888.8
Baseline |  | SMUD | IEPR_2022_PV_SMUD | R | BTMPV |  | Non-CAISO | 1995-01-01 | 2050-12-01 |  |  | SOLAR_FIXED__CA_SACRAMENTO_2022 | 821.3 |  |  |  |  | 373.8 | 438 | 576.3 | 821.3
Baseline | CAISO | PGE | IEPR_2022_PV_Southern_Valley | R | BTMPV |  | Online | 1995-01-01 | 2050-12-01 |  |  | SOLAR_FIXED__CA_ELMVIEW_2022 | 4398.3 |  |  |  |  | 2628.3 | 2971.1 | 3657.7 | 4398.3
Baseline |  | TID | IEPR_2022_PV_Turlock_Irrigation_District | R | BTMPV |  | Non-CAISO | 1995-01-01 | 2050-12-01 |  |  | SOLAR_FIXED__CA_TURLOCK_2022 | 241.9 |  |  |  |  | 91.5 | 110.6 | 158.6 | 241.9
Baseline | CAISO | PGE | IEPR_2022_Stor_Charge_PGE | R | BTMStorageShapeCharge |  | Online | 2018-01-01 | 2050-12-01 |  |  |  | -774 |  |  |  |  | 127 | 223 | 442 | 774
Baseline | CAISO | SCE | IEPR_2022_Stor_Charge_SCE | R | BTMStorageShapeCharge |  | Online | 2018-01-01 | 2050-12-01 |  |  |  | -350 |  |  |  |  | 61 | 105 | 202 | 350
Baseline | CAISO | SDGE | IEPR_2022_Stor_Charge_SDGE | R | BTMStorageShapeCharge |  | Online | 2018-01-01 | 2050-12-01 |  |  |  | -187 |  |  |  |  | 34 | 60 | 112 | 187
Baseline | CAISO | PGE | IEPR_2022_Stor_Discharge_PGE | R | BTMStorageShapeDischarge |  | Online | 2018-01-01 | 2050-12-01 |  |  |  | 774 |  |  |  |  | 127 | 223 | 442 | 774
Baseline | CAISO | SCE | IEPR_2022_Stor_Discharge_SCE | R | BTMStorageShapeDischarge |  | Online | 2018-01-01 | 2050-12-01 |  |  |  | 350 |  |  |  |  | 61 | 105 | 202 | 350
Baseline | CAISO | SDGE | IEPR_2022_Stor_Discharge_SDGE | R | BTMStorageShapeDischarge |  | Online | 2018-01-01 | 2050-12-01 |  |  |  | 187 |  |  |  |  | 34 | 60 | 112 | 187
Baseline | CAISO | PGE | IEPR_2022_TOU_Load_Add_PGE | R | TOU_LoadIncrease |  | Online | 2018-01-01 | 2050-12-01 |  |  |  | -213 |  |  |  |  | 124 | 139 | 171 | 213
Baseline | CAISO | SCE | IEPR_2022_TOU_Load_Add_SCE | R | TOU_LoadIncrease |  | Online | 2018-01-01 | 2050-12-01 |  |  |  | -123 |  |  |  |  | 76 | 84 | 101 | 123
Baseline | CAISO | PGE | IEPR_2022_TOU_Load_Sub_PGE | R | TOU_LoadDecrease |  | Online | 2018-01-01 | 2050-12-01 |  |  |  | 213 |  |  |  |  | 124 | 139 | 171 | 213
Baseline | CAISO | SCE | IEPR_2022_TOU_Load_Sub_SCE | R | TOU_LoadDecrease |  | Online | 2018-01-01 | 2050-12-01 |  |  |  | 123 |  |  |  |  | 76 | 84 | 101 | 123
Baseline | CAISO | PGE | IGNACO_1_QF | R | Solar_1Axis |  | Online | 1985-01-01 | 2050-12-01 |  |  | SOLAR_1AXIS_CA_MERCED_DELHI_0_2022 | 0.5 | 0.5
Baseline |  | IID | IIDPVTAggImperialCo1 | R | Solar_1Axis |  | Non-CAISO | 2020-01-01 | 2050-12-01 |  |  | SOLAR_1AXIS_CA_IMPERIAL_BRAWLEY_0_2022 | 8 | 8
Baseline |  | IID | Imperial_ValleyIVSC2 | R | Solar_Fixed |  | Non-CAISO | 2014-11-01 | 2050-12-01 |  |  | SOLAR_FIXED_CA_IMPERIAL_BRAWLEY_0_2022 | 20 | 20
Baseline |  | AZPS | InaLevineJCC | R | Solar_Fixed |  | Non-CAISO | 2012-01-01 | 2050-12-01 |  |  | SOLAR_FIXED__AZ_PHOENIX_2022 | 1.1 | 1.1
Baseline | CAISO | SCE | INDIGO_1_UNIT_1 | T | CT |  | Online | 2001-09-01 | 2050-12-01 |  |  |  | 45.3 | 45.3
Baseline | CAISO | SCE | INDIGO_1_UNIT_2 | T | CT |  | Online | 2001-09-01 | 2050-12-01 |  |  |  | 45.3 | 45.3
Baseline | CAISO | SCE | INDIGO_1_UNIT_3 | T | CT |  | Online | 2001-09-01 | 2050-12-01 |  |  |  | 45.3 | 45.3
Baseline |  | LADWP | Intermountain_1 | F | Coal |  | Non-CAISO | 1986-06-01 | 2025-06-01 |  |  |  | 609.97 | 609.97
Baseline |  | LADWP | Intermountain_2 | F | Coal |  | Non-CAISO | 1987-04-01 | 2025-06-01 |  |  |  | 609.97 | 609.97
Baseline |  | LADWP | Intermountain_CC1 | F | CC |  | Non-CAISO | 2025-07-01 | 2050-12-01 |  |  |  | 398 | 398
Baseline |  | LADWP | Intermountain_CC2 | F | CC |  | Non-CAISO | 2025-07-01 | 2050-12-01 |  |  |  | 398 | 398
Baseline |  | BPAT | InternationalPaperEnergyCenter | F | Biomass/Wood |  | Non-CAISO | 1953-01-01 | 2050-12-01 |  |  |  | 25 | 25
Baseline |  | BPAT | InternationalPaperEnergyCenter2 | F | Biomass/Wood |  | Non-CAISO | 1976-10-01 | 2050-12-01 |  |  |  | 40 | 40
Baseline | CAISO | SCE | INTERSECTOBERONSOLAR | R | Hybrid_Solar_1Axis |  | Not online as of 1/2023 | 2023-09-01 | 2099-01-01 |  |  | SOLAR_1AXIS_CA_RIVERSIDE_RIVERSIDE_0_2022 | 250 | 250
Baseline | CAISO | SCE | INTERSECTOBERONSTORAGE | S | Hybrid_BattStorage |  | Not online as of 1/2023 | 2023-09-01 | 2099-01-01 | INTERSECTOBERONSOLAR | Y |  | 125 | 125 | 500 | 4 | 125
Baseline |  | PortlandGE | InterstateSolar | R | Solar_Fixed |  | Non-CAISO | 2017-01-01 | 2050-12-01 |  |  | SOLAR_FIXED__OR_PORTLAND_2022 | 2.2 | 2.2
Baseline | CAISO | SCE | INTMNT_3_ANAHEIM | F | Coal |  | Online | 1986-06-01 | 2025-06-01 |  |  |  | 236 | 236
Baseline | CAISO | SCE | INTMNT_3_PASADENA | F | Coal |  | Online | 1986-06-01 | 2025-06-01 |  |  |  | 107 | 107
Baseline | CAISO | SCE | INTMNT_3_RIVERSIDE | F | Coal |  | Online | 1986-06-01 | 2025-06-01 |  |  |  | 137 | 137
Baseline | CAISO | PGE | INTTRB_6_UNIT | R | Wind |  | Online | 1988-06-01 | 2050-12-01 |  |  | WIND_CA_MERCED_UNINCORPORATED_0_v2022Astrape | 18.4 | 18.4
Baseline |  | BPAT | IP_Springfield4 | F | Biomass/Wood |  | Non-CAISO | 1976-10-01 | 2050-01-01 |  |  |  | 40 | 40
Baseline |  | NEVP | IronPoint | R | Solar_1Axis |  | Non-CAISO | 2023-01-01 | 2050-12-01 |  |  | SOLAR_1AXIS_NV_CLARK_89040_0_2022 | 100 | 100
Baseline |  | NEVP | IronPoint2 | R | Solar_1Axis |  | Non-CAISO | 2023-01-01 | 2050-12-01 |  |  | SOLAR_1AXIS_NV_CLARK_89040_0_2022 | 150 | 150
Baseline |  | NEVP | IRPHA | R | Solar_Fixed |  | Non-CAISO | 2016-08-01 | 2050-12-01 |  |  | SOLAR_FIXED_NV_CLARK_89040_0_2022 | 100 | 100
Baseline | CAISO | SCE | IVANPA_1_UNIT1 | R | Solar_Thermal |  | Online | 2013-11-01 | 2050-12-01 |  |  | SOLAR_1AXIS_NV_CLARK_89040_0_2022 | 126 | 126
Baseline | CAISO | SCE | IVANPA_1_UNIT2 | R | Solar_Thermal |  | Online | 2013-12-01 | 2050-12-01 |  |  | SOLAR_1AXIS_NV_CLARK_89040_0_2022 | 133 | 133
Baseline | CAISO | SCE | IVANPA_1_UNIT3 | R | Solar_Thermal |  | Online | 2013-12-01 | 2050-12-01 |  |  | SOLAR_1AXIS_NV_CLARK_89040_0_2022 | 133 | 133
Baseline | CAISO | SDGE | IVSLR2_2_SM2SR1 | R | Solar_1Axis |  | Online | 2019-12-01 | 2050-09-01 |  |  | SOLAR_1AXIS_CA_IMPERIAL_BRAWLEY_0_2022 | 150 | 150
Baseline | CAISO | SDGE | IVSLRP_2_SOLAR1 | R | Solar_Fixed |  | Online | 2013-10-01 | 2050-12-01 |  |  | SOLAR_FIXED_CA_IMPERIAL_BRAWLEY_0_2022 | 200 | 200
Baseline | CAISO | SDGE | IVWEST_2_SOLAR1 | R | Solar_1Axis |  | Online | 2015-09-01 | 2050-12-01 |  |  | SOLAR_1AXIS_CA_IMPERIAL_BRAWLEY_0_2022 | 150 | 150
Baseline | CAISO | SDGE | JACMSR_1_JACSR1 | R | Solar_Fixed |  | Online | 2017-07-01 | 2050-12-01 |  |  | SOLAR_FIXED_CA_IMPERIAL_BRAWLEY_0_2022 | 20 | 20
Baseline | CAISO | PGE | JANCRK_6_RCABT1 | S | Battery Storage |  | Online | 2021-12-01 | 2099-01-01 |  |  |  | 1.75 | 1.75 | 8.87 | 5.0686
Baseline | CAISO | PGE | JAVASR_1_JAVSR1 | R | Solar_1Axis |  | Online | 2020-10-01 | 2050-12-01 |  |  | SOLAR_1AXIS_CA_KINGS_STRATFORD_0_2022 | 13.5 | 13.5
Baseline | CAISO | PGE | JAWBNE_2_NSRWND | R | Wind |  | Online | 2012-12-01 | 2050-12-01 |  |  | WIND_CA_SANBERNARDINO_BORON_0_v2022Astrape | 160 | 160
Baseline | CAISO | SCE | JAWBNE_2_SRWND | R | Wind |  | Online | 2021-09-01 | 2050-12-01 |  |  | WIND_CA_SANBERNARDINO_BORON_0_v2022Astrape | 30 | 30
Baseline | CAISO | SCE | JAWBNE_2_SRWWD2 | R | Wind |  | Online | 2021-09-01 | 2099-01-01 |  |  | WIND_CA_CONTRACOSTA_PITTSBURG_0_v2022Astrape | 30.2 | 30.2
Baseline | CAISO | PGE | JAYNE_6_WLSLR | R | Solar_Fixed |  | Online | 2014-02-01 | 2050-12-01 |  |  | SOLAR_FIXED_CA_KINGS_STRATFORD_0_2022 | 18 | 18
Baseline |  | BPAT | JCBiomethane | F | Biomass/Wood |  | Non-CAISO | 1899-12-31 | 2050-12-01 |  |  |  | 1.6 | 1.6
Baseline |  | NEVP | Jersey_Valley_1 | T | Geothermal |  | Non-CAISO | 1962-03-01 | 2050-12-01 |  |  |  | 18 | 18
Baseline |  | NEVP | Jersey_Valley_2 | T | Geothermal |  | Non-CAISO | 2011-08-01 | 2050-12-01 |  |  |  | 15 | 15
Baseline | CAISO | IID | JJ_Elmore | T | Geothermal | SCE | Online | 1988-11-01 | 2050-12-01 |  |  |  | 42 | 42
Baseline | CAISO | SCE | JOANEC_2_ST3BT3 | S | Battery Storage |  | Not online as of 1/2023 | 2023-03-01 | 2099-01-01 |  |  |  | 40 | 40 | 80 | 2
Baseline | CAISO | SCE | JOANEC_2_STABT1 | S | Battery Storage |  | Online | 2021-06-01 | 2050-12-01 |  |  |  | 20 | 20 | 80 | 4
Baseline | CAISO | SCE | JOANEC_2_STABT2 | S | Battery Storage |  | Online | 2022-06-01 | 2099-01-01 |  |  |  | 20 | 20 | 80 | 4
Baseline | CAISO | SCE | JOHANN_2_JOSBT1 | S | Battery Storage |  | Online | 2021-10-01 | 2050-12-01 |  |  |  | 10 | 10 | 40 | 4
Baseline | CAISO | SCE | JOHANN_2_JOSBT2 | S | Battery Storage |  | Online | 2021-10-01 | 2050-12-01 |  |  |  | 5 | 5 | 20 | 4
Baseline | CAISO | SCE | JOHANN_2_OCEBT2 | S | Battery Storage |  | Online | 2021-12-01 | 2050-12-01 |  |  |  | 9 | 9 | 60 | 6.6667
Baseline | CAISO | SCE | JOHANN_2_OCEBT3 | S | Battery Storage |  | Online | 2021-12-01 | 2099-01-01 |  |  |  | 6 | 6 | 24 | 4
Baseline | CAISO | SCE | JOHANN_2_T1BBT1 | S | Battery Storage |  | Not online as of 1/2023 | 2023-03-01 | 2050-12-01 |  |  |  | 1.4 | 1.4 | 5.6 | 4
Baseline |  | BPAT | JuniperCanyon1 | R | Wind |  | Non-CAISO | 2011-03-01 | 2050-12-01 |  |  | Oregon_Wind_Astrape | 151.2 | 151.2
Baseline |  | LADWP | K_Road_Moapa | R | Solar_Fixed |  | Non-CAISO | 2016-12-01 | 2050-12-01 |  |  | SOLAR_FIXED_NV_CLARK_89040_0_2022 | 250 | 250
Baseline |  | SMUD | K_Road_Modesto | R | Solar_1Axis |  | Non-CAISO | 2012-07-01 | 2050-12-01 |  |  | SOLAR_1AXIS__CA_ALMANOR_2022 | 26.32 | 26.32
Baseline |  | PortlandGE | KalePatchSolar | R | Solar_Fixed |  | Non-CAISO | 2019-01-01 | 2050-01-01 |  |  | SOLAR_FIXED__OR_PORTLAND_2022 | 2.2 | 2.2
Baseline |  | SMUD | KammererPVAgg | R | Solar_1Axis |  | Non-CAISO | 2012-01-01 | 2050-01-01 |  |  | SOLAR_1AXIS__CA_SACRAMENTO_2022 | 15 | 15
Baseline | CAISO | PGE | KANSAS_6_SOLAR | R | Solar_Fixed |  | Online | 2013-06-01 | 2050-12-01 |  |  | SOLAR_FIXED_CA_KINGS_STRATFORD_0_2022 | 20 | 20
Baseline |  | WALC | KayentaSolar1 | R | Solar_1Axis |  | Non-CAISO | 2017-01-01 | 2050-12-01 |  |  | SOLAR_1AXIS_NV_CLARK_89040_0_2022 | 30 | 30
Baseline |  | WALC | KayentaSolar2 | R | Solar_1Axis |  | Non-CAISO | 2019-01-01 | 2050-12-01 |  |  | SOLAR_1AXIS_NV_CLARK_89040_0_2022 | 28.3 | 28.3
Baseline | CAISO | SDGE | KEARNY_6_NESBT1 | S | Battery Storage |  | Online | 2022-03-01 | 2050-12-01 |  |  |  | 10 | 10 | 160 | 16
Baseline | CAISO | SCE | KEARNY_6_SESBT2 | S | Battery Storage |  | Online | 2022-03-01 | 2050-12-01 |  |  |  | 10 | 10 | 40 | 4
Baseline | CAISO | PGE | KELSO_2_UNITS | T | CT |  | Online | 2012-10-01 | 2050-12-01 |  |  |  | 198.03 | 198.03
Baseline | CAISO | PGE | KERMAN_6_SOLAR1 | R | Solar_1Axis |  | Online | 2015-10-01 | 2050-12-01 |  |  | SOLAR_1AXIS_CA_MERCED_DELHI_0_2022 | 1.5 | 1.5
Baseline | CAISO | PGE | KERMAN_6_SOLAR2 | R | Solar_1Axis |  | Online | 2015-10-01 | 2050-12-01 |  |  | SOLAR_1AXIS_CA_MERCED_DELHI_0_2022 | 1.5 | 1.5
Baseline | CAISO | PGE | KERNFT_1_UNITS | F | Cogen |  | Online | 1989-01-01 | 2034-12-01 |  |  |  | 52.4 | 52.4
Baseline | CAISO | PGE | KERNRG_1_UNITS | F | CT |  | Online | 1985-01-01 | 2050-12-01 |  |  |  | 55.2 | 55.2
Baseline |  | BPAT | KettleFalls1 | F | Biomass/Wood |  | Non-CAISO | 1983-12-01 | 2050-12-01 |  |  |  | 50.7 | 50.7
Baseline |  | BPAT | KettleFalls2 | T | CT |  | Non-CAISO | 2002-05-01 | 2050-12-01 |  |  |  | 7.2 | 7.2
Baseline |  | SMUD | Kiefer_Landfill_1_1 | T | Biogas |  | Non-CAISO | 1999-12-01 | 2050-12-01 |  |  |  | 3.5 | 3.5
Baseline |  | SMUD | Kiefer_Landfill_1_2 | T | Biogas |  | Non-CAISO | 1999-12-01 | 2050-12-01 |  |  |  | 3.5 | 3.5
Baseline |  | SMUD | Kiefer_Landfill_1_3 | T | Biogas |  | Non-CAISO | 1999-12-01 | 2050-12-01 |  |  |  | 3.5 | 3.5
Baseline |  | SMUD | Kiefer_Landfill_2_1 | T | Biogas |  | Non-CAISO | 2006-03-01 | 2050-12-01 |  |  |  | 3.5 | 3.5
Baseline |  | SMUD | Kiefer_Landfill_2_2 | T | Biogas |  | Non-CAISO | 2006-03-01 | 2050-12-01 |  |  |  | 3.5 | 3.5
Baseline | CAISO | PGE | KINGCO_1_KINGBR | F | CT |  | Online | 1990-12-01 | 2050-12-01 |  |  |  | 34.5 | 34.5
Baseline |  | NEVP | KingsBeachAgg | F | Biogas |  | Non-CAISO | 2008-10-01 | 2050-12-01 |  |  |  | 15 | 15
Baseline | CAISO | PGE | KIRKER_7_KELCYN | F | Biogas |  | Online | 2009-08-01 | 2050-12-01 |  |  |  | 3.56 | 3.56
Baseline |  | PACW | KlamathCogenCC_Total | F | CC |  | Non-CAISO | 2001-07-01 | 2050-12-01 |  |  |  | 540 | 540
Baseline |  | PACW | KlamathExpGT1 | T | CT |  | Non-CAISO | 2002-05-01 | 2050-12-01 |  |  |  | 29.4 | 29.4
Baseline |  | PACW | KlamathExpGT2 | T | CT |  | Non-CAISO | 2002-05-01 | 2050-12-01 |  |  |  | 29.4 | 29.4
Baseline |  | PACW | KlamathFallsSolar2 | R | Solar_1Axis |  | Non-CAISO | 2017-12-01 | 2050-12-01 |  |  | SOLAR_1AXIS__OR_MEDFORD_2022 | 2.9 | 2.9
Baseline |  | BPAT | Klondike_Wind_1_2 | R | Wind |  | Non-CAISO | 2002-01-01 | 2050-12-01 |  |  | Oregon_Wind_Astrape | 24 | 24
Baseline |  | BPAT | Klondike_Wind_III_1 | R | Wind |  | Non-CAISO | 2008-01-01 | 2050-12-01 |  |  | Oregon_Wind_Astrape | 221 | 221
Baseline |  | BPAT | Klondike_Wind_III_2 | R | Wind |  | Non-CAISO | 2009-01-01 | 2050-12-01 |  |  | Oregon_Wind_Astrape | 76.5 | 76.5
Baseline | CAISO | SCE | KNGBRD_2_SOLAR1 | R | Solar_1Axis |  | Online | 2016-04-01 | 2050-12-01 |  |  | SOLAR_1AXIS_CA_KERN_ROSAMOND_0_2022 | 20 | 20
Baseline | CAISO | SCE | KNGBRD_2_SOLAR2 | R | Solar_1Axis |  | Online | 2016-04-01 | 2050-12-01 |  |  | SOLAR_1AXIS_CA_KERN_ROSAMOND_0_2022 | 20 | 20
Baseline | CAISO | PGE | KNGBRG_1_KBSLR1 | R | Solar_Fixed |  | Online | 2013-12-01 | 2050-12-01 |  |  | SOLAR_FIXED_CA_KINGS_STRATFORD_0_2022 | 1.5 | 1.5
Baseline | CAISO | PGE | KNGBRG_1_KBSLR2 | R | Solar_Fixed |  | Online | 2013-12-01 | 2050-12-01 |  |  | SOLAR_FIXED_CA_KINGS_STRATFORD_0_2022 | 1.5 | 1.5
Baseline | CAISO | PGE | KNGCTY_6_UNITA1 | T | CT |  | Online | 2002-01-01 | 2050-12-01 |  |  |  | 44.6 | 44.6
Baseline | CAISO | PGE | KNTSTH_6_SOLAR | R | Solar_Fixed |  | Online | 2014-12-01 | 2050-12-01 |  |  | SOLAR_FIXED_CA_KINGS_STRATFORD_0_2022 | 20 | 20
Baseline | CAISO | PGE | KNTSTH_6_WALSR1 | R | Solar_1Axis |  | Not online as of 1/2023 | 2023-03-01 | 2050-12-01 |  |  | SOLAR_1AXIS_CA_KINGS_STRATFORD_0_2022 | 19.88 | 19.88
Baseline | CAISO | PGE | KOLAENERGYSTORAGE | S | Battery Storage |  | Not online as of 1/2023 | 2025-02-01 | 2099-01-01 |  |  |  | 400 | 400 | 1600 | 4
Baseline | CAISO | SCE | KRAMER_2_SEGS_9 | R | Solar_Thermal |  | Online | 1986-01-01 | 2050-12-01 |  |  | SOLAR_1AXIS_CA_SANBERNARDINO_APPLEVALLEY_0_2022 | 80 | 80
Baseline | CAISO | SDGE | KYCORA_6_KMSBT1 | S | Battery Storage |  | Online | 2020-02-01 | 2099-01-01 |  |  |  | 1 | 1 | 4.4 | 4.4
Baseline |  | SRP | Kyrene_4 | T | CT |  | Non-CAISO | 1971-12-01 | 2050-12-01 |  |  |  | 60 | 60
Baseline |  | SRP | Kyrene_5 | T | CT |  | Non-CAISO | 1973-07-01 | 2050-12-01 |  |  |  | 54 | 54
Baseline |  | SRP | Kyrene_6 | T | CT |  | Non-CAISO | 1973-06-01 | 2050-12-01 |  |  |  | 54 | 54
Baseline |  | SRP | Kyrene_7_CC | F | CC |  | Non-CAISO | 2002-10-01 | 2050-12-01 |  |  |  | 259 | 259
Baseline |  | PortlandGE | LabishSolar | R | Solar_Fixed |  | Non-CAISO | 2018-01-01 | 2050-12-01 |  |  | SOLAR_FIXED__OR_PORTLAND_2022 | 2.2 | 2.2
Baseline |  | LADWP | LADWP Hoover Hydro_New | H | Hydro |  | Non-CAISO | 2020-01-01 | 2050-12-01 |  |  |  | 206.5557
Baseline |  | LADWP | LADWP Hydro_New | H | Hydro |  | Non-CAISO | 2020-01-01 | 2050-12-01 |  |  |  | 465.2259
Baseline |  | LADWP | Lake | T | CT |  | Non-CAISO | 2002-07-01 | 2050-12-01 |  |  |  | 51 | 51
Baseline | CAISO | SDGE | Lakeside_Biogas_LLC | F | Biogas |  | Terminated | 2019-08-01 | 2050-12-01 |  |  |  | 2.7915 | 3
Baseline |  | PACW | LakeviewSolar | R | Solar_1Axis |  | Non-CAISO | 2019-12-01 | 2050-12-01 |  |  | SOLAR_1AXIS__OR_MEDFORD_2022 | 10 | 10
Baseline | CAISO | SDGE | LAKHDG_6_UNIT_1 | S | PSH |  | Online | 2012-08-01 | 2050-12-01 |  |  |  | 20 | 20 | 62.5 | 3.125
Baseline | CAISO | SDGE | LAKHDG_6_UNIT_2 | S | PSH |  | Online | 2012-08-01 | 2050-12-01 |  |  |  | 20 | 20 | 62.5 | 3.125
Baseline | CAISO | PGE | LAMONT_1_SOLAR1 | R | Solar_1Axis |  | Online | 2014-09-01 | 2050-12-01 |  |  | SOLAR_1AXIS_CA_KERN_BAKERSFIELD_0_2022 | 60 | 60
Baseline | CAISO | PGE | LAMONT_1_SOLAR2 | R | Solar_1Axis |  | Online | 2018-01-01 | 2050-12-01 |  |  | SOLAR_1AXIS_CA_KERN_BAKERSFIELD_0_2022 | 20 | 20
Baseline | CAISO | PGE | LAMONT_1_SOLAR3 | R | Solar_1Axis |  | Online | 2015-12-01 | 2050-12-01 |  |  | SOLAR_1AXIS_CA_KERN_BAKERSFIELD_0_2022 | 14.99 | 14.99
Baseline | CAISO | PGE | LAMONT_1_SOLAR4 | R | Solar_1Axis |  | Online | 2015-12-01 | 2050-12-01 |  |  | SOLAR_1AXIS_CA_KERN_BAKERSFIELD_0_2022 | 26.66 | 26.66
Baseline | CAISO | PGE | LAMONT_1_SOLAR5 | R | Solar_Fixed |  | Online | 2015-10-01 | 2050-12-01 |  |  | SOLAR_FIXED_CA_KERN_BAKERSFIELD_0_2022 | 16.66 | 16.66
Baseline | CAISO | PGE | LAPAC_6_UNIT | F | Biomass/Wood |  | Online | 1992-01-01 | 2050-12-01 |  |  |  | 18.6101 | 20
Baseline | CAISO | PGE | LAPLMA_2_UNIT_1 | F | CC |  | Online | 2003-01-01 | 2050-12-01 |  |  |  | 267 | 267
Baseline | CAISO | PGE | LAPLMA_2_UNIT_2 | F | CC |  | Online | 2003-03-01 | 2050-12-01 |  |  |  | 266 | 266
Baseline | CAISO | PGE | LAPLMA_2_UNIT_3 | F | CC |  | Online | 2003-01-01 | 2050-12-01 |  |  |  | 266 | 266
Baseline | CAISO | PGE | LAPLMA_2_UNIT_4 | F | CC |  | Online | 2003-03-01 | 2050-12-01 |  |  |  | 267 | 267
Baseline | CAISO | SDGE | LARKSP_6_UNIT_1 | T | CT |  | Online | 2001-09-01 | 2050-12-01 |  |  |  | 49 | 49
Baseline | CAISO | SDGE | LARKSP_6_UNIT_2 | T | CT |  | Online | 2001-09-01 | 2050-12-01 |  |  |  | 49 | 49
Baseline | CAISO | SDGE | LAROA2_2_UNITA1 | F | CC |  | Online | 2003-07-01 | 2050-12-01 |  |  |  | 322 | 322
Baseline |  | NEVP | Las_Vegas_Cogen_1CC | F | CC |  | Non-CAISO | 1994-06-01 | 2050-12-01 |  |  |  | 54.9 | 54.9
Baseline |  | NEVP | Las_Vegas_Cogen_2CC1 | F | CC |  | Non-CAISO | 2003-01-01 | 2050-12-01 |  |  |  | 120 | 120
Baseline |  | NEVP | Las_Vegas_Cogen_2CC2 | F | CC |  | Non-CAISO | 2003-01-01 | 2050-12-01 |  |  |  | 120 | 120
Baseline |  | TID | LasCamas1 | R | Solar_Fixed |  | Non-CAISO | 2024-11-01 | 2050-12-01 |  |  | SOLAR_FIXED_CA_MERCED_DELHI_0_2022 | 100 | 100
Baseline | CAISO | PGE | LASSEN_6_UNITS | F | Biomass/Wood |  | Online | 2017-06-01 | 2050-12-01 |  |  |  | 30 | 30
Baseline |  | NEVP | LaughlinSolar | R | Solar_1Axis |  | Non-CAISO | 2023-03-01 | 2050-12-01 |  |  | SOLAR_1AXIS_NV_CLARK_89040_0_2022 | 50 | 50
Baseline | CAISO | PGE | LAWRNC_7_SUNYVL | F | Biogas |  | Online | 1999-01-01 | 2050-12-01 |  |  |  | 0.12 | 0.3
Baseline | CAISO | SCE | LCKHT1_2_LH1SR1 | R | Paired_Solar_1Axis |  | Not online as of 1/2023 | 2023-03-01 | 2099-01-01 |  |  | SOLAR_1AXIS_CA_SANBERNARDINO_APPLEVALLEY_0_2022 | 65 | 65
Baseline |  | PACW | Leaning_Juniper_Wind_1 | R | Wind |  | Non-CAISO | 2006-08-01 | 2050-12-01 |  |  | Oregon_Wind_Astrape | 100.5 | 100.5
Baseline |  | BPAT | Leaning_Juniper_Wind_2A | R | Wind |  | Non-CAISO | 2011-04-01 | 2050-12-01 |  |  | Oregon_Wind_Astrape | 91 | 91
Baseline |  | BPAT | Leaning_Juniper_Wind_2B | R | Wind |  | Non-CAISO | 2011-04-01 | 2050-12-01 |  |  | Oregon_Wind_Astrape | 110 | 110
Baseline | CAISO | IID | Leathers | T | Geothermal | SCE | Online | 1989-11-01 | 2050-12-01 |  |  |  | 42 | 42
Baseline | CAISO | SCE | LEBECS_2_UNITS | F | CC |  | Online | 2005-05-01 | 2050-12-01 |  |  |  | 799.47 | 799.47
Baseline | CAISO | PGE | LECEF_1_UNITS | F | CC |  | Online | 2013-07-01 | 2050-12-01 |  |  |  | 309.84 | 309.84
Baseline | CAISO | SDGE | LECONT_2_LESBT1 | S | Battery Storage |  | Online | 2022-06-01 | 2099-01-01 |  |  |  | 125 | 125 | 160 | 1.28
Baseline | CAISO | PGE | LEPRFD_1_KANSAS | R | Solar_Fixed |  | Online | 2014-12-01 | 2050-12-01 |  |  | SOLAR_FIXED_CA_KINGS_STRATFORD_0_2022 | 20 | 20
Baseline | CAISO | SCE | LGHTHP_6_ICEGEN | T | CT |  | Online | 1989-12-01 | 2050-12-01 |  |  |  | 48 | 48
Baseline | CAISO | PGE | LHILLS_6_SOLAR1 | R | Solar_1Axis |  | Online | 2015-04-01 | 2050-12-01 |  |  | SOLAR_1AXIS_CA_KERN_LOSTHILLS_0_2022 | 20 | 20
Baseline | CAISO | SDGE | LILIAC_6_SOLAR | R | Solar_1Axis |  | Online | 2016-09-01 | 2050-12-01 |  |  | SOLAR_1AXIS_CA_ORANGE_BUENAPARK_0_2022 | 3 | 3
Baseline |  | BPAT | LindenWind | R | Wind |  | Non-CAISO | 2010-06-01 | 2050-12-01 |  |  | Oregon_Wind_Astrape | 50 | 50
Baseline | CAISO | SCE | LITLRK_6_GBCSR1 | R | Solar_1Axis |  | Online | 2018-08-01 | 2050-12-01 |  |  | SOLAR_1AXIS_CA_LOSANGELES_PALMDALE_0_2022 | 3 | 3
Baseline | CAISO | SCE | LITLRK_6_SEPV01 | R | Solar_1Axis |  | Online | 2012-05-01 | 2050-12-01 |  |  | SOLAR_1AXIS_CA_SANBERNARDINO_APPLEVALLEY_0_2022 | 2 | 2
Baseline | CAISO | SCE | LITLRK_6_SOLAR1 | R | Solar_1Axis |  | Online | 2015-01-01 | 2050-12-01 |  |  | SOLAR_1AXIS_CA_LOSANGELES_PALMDALE_0_2022 | 5 | 5
Baseline | CAISO | SCE | LITLRK_6_SOLAR2 | R | Solar_1Axis |  | Online | 2016-01-01 | 2050-12-01 |  |  | SOLAR_1AXIS_CA_LOSANGELES_PALMDALE_0_2022 | 2 | 2
Baseline | CAISO | SCE | LITLRK_6_SOLAR3 | R | Solar_1Axis |  | Online | 2017-09-01 | 2050-12-01 |  |  | SOLAR_1AXIS_CA_LOSANGELES_PALMDALE_0_2022 | 2 | 2
Baseline | CAISO | SCE | LITLRK_6_SOLAR4 | R | Solar_1Axis |  | Online | 2016-03-01 | 2050-12-01 |  |  | SOLAR_1AXIS_CA_LOSANGELES_PALMDALE_0_2022 | 3 | 3
Baseline | CAISO | PGE | LIVEOK_6_SOLAR | R | Solar_Fixed |  | Online | 2014-11-01 | 2050-12-01 |  |  | SOLAR_FIXED_CA_MERCED_DELHI_0_2022 | 1.25 | 1.25
Baseline | CAISO | PGE | LIVOAK_1_UNIT_1 | T | CT |  | Online | 1991-03-01 | 2050-12-01 |  |  |  | 49.7 | 49.7
Baseline | CAISO | PGE | LLAGAS | S | Battery Storage |  | Not online as of 1/2023 | 2021-11-01 | 2050-12-01 |  |  |  | 20 | 20 | 80 | 4
Baseline | CAISO | PGE | LMBEPK_2_UNITA1 | T | CT |  | Online | 2003-01-01 | 2050-12-01 |  |  |  | 47.5 | 47.5
Baseline | CAISO | PGE | LMBEPK_2_UNITA2 | T | CT |  | Online | 2003-01-01 | 2050-12-01 |  |  |  | 47.6 | 47.6
Baseline | CAISO | PGE | LMBEPK_2_UNITA3 | T | CT |  | Online | 2003-01-01 | 2050-12-01 |  |  |  | 47.4 | 47.4
Baseline | CAISO | PGE | LMEC_1_PL1X3 | F | CC |  | Online | 2001-06-01 | 2050-12-01 |  |  |  | 580 | 580
Baseline | CAISO | SCE | LNCSTR_6_CREST | R | Solar_1Axis |  | Online | 2015-09-01 | 2050-12-01 |  |  | SOLAR_1AXIS_CA_LOSANGELES_PALMDALE_0_2022 | 5.5 | 5.5
Baseline | CAISO | SCE | LNCSTR_6_SOLAR2 | S | Battery Storage |  | Online | 2021-12-01 | 2099-01-01 |  |  |  | 8.25 | 8.25 | 33 | 4
Baseline | CAISO | PGE | LOCKFD_1_BEARCK | R | Solar_Fixed |  | Online | 2014-02-01 | 2050-12-01 |  |  | SOLAR_FIXED_CA_MERCED_DELHI_0_2022 | 1.5 | 1.5
Baseline | CAISO | PGE | LOCKFD_1_KSOLAR | R | Solar_Fixed |  | Online | 2014-03-01 | 2050-12-01 |  |  | SOLAR_FIXED_CA_KINGS_STRATFORD_0_2022 | 1 | 1
Baseline | CAISO | PGE | LODI25_2_UNIT_1 | T | CT |  | Online | 1986-01-01 | 2050-12-01 |  |  |  | 25 | 25
Baseline | CAISO | PGE | LODIEC_2_PL1X2 | F | CC |  | Online | 2012-11-01 | 2050-12-01 |  |  |  | 302.58 | 302.58
Baseline |  | LADWP | LoneValleySolarPark | R | Solar_Fixed |  | Non-CAISO | 2014-11-01 | 2050-12-01 |  |  | SOLAR_FIXED_CA_KERN_BAKERSFIELD_0_2022 | 20 | 20
Baseline |  | LADWP | LongboatSolar | R | Solar_Fixed |  | Non-CAISO | 2016-12-01 | 2050-12-01 |  |  | SOLAR_FIXED_CA_SANBERNARDINO_APPLEVALLEY_0_2022 | 20 | 20
Baseline |  | BPAT | LongviewFibre4 | F | Biomass/Wood |  | Non-CAISO | 1949-01-01 | 2050-12-01 |  |  |  | 10 | 10
Baseline |  | BPAT | LongviewFibre6 | F | Biomass/Wood |  | Non-CAISO | 1958-01-01 | 2050-12-01 |  |  |  | 20 | 20
Baseline |  | BPAT | LongviewFibre7 | F | Biomass/Wood |  | Non-CAISO | 1966-04-01 | 2050-12-01 |  |  |  | 25 | 25
Baseline | CAISO | PGE | LOTUS_6_LSFSR1 | R | Solar_1Axis |  | Online | 2020-05-01 | 2050-12-01 |  |  | SOLAR_1AXIS_CA_KINGS_STRATFORD_0_2022 | 51.3 | 51.3
Baseline |  | BPAT | Lower_Snake_River_A | R | Wind |  | Non-CAISO | 2012-04-01 | 2050-12-01 |  |  | Oregon_Wind_Astrape | 151.8 | 151.8
Baseline |  | BPAT | Lower_Snake_River_B | R | Wind |  | Non-CAISO | 2012-04-01 | 2050-12-01 |  |  | Oregon_Wind_Astrape | 190.9 | 190.9
Baseline |  | BPAT | LSRW_DutchFlats | R | Wind |  | Non-CAISO | 2013-06-01 | 2050-12-01 |  |  | Oregon_Wind_Astrape | 222.5 | 222.5
Baseline |  | BPAT | LSRW_KuhlRidge | R | Wind |  | Non-CAISO | 2013-06-01 | 2050-12-01 |  |  | Oregon_Wind_Astrape | 168 | 168
Baseline | CAISO | PGE | LTBEAR_1_LB3SR3 | R | Solar_1Axis |  | Online | 2020-12-01 | 2050-12-01 |  |  | SOLAR_1AXIS_CA_MERCED_DELHI_0_2022 | 20 | 20
Baseline | CAISO | PGE | LTBEAR_1_LB4SR4 | R | Solar_1Axis |  | Online | 2020-12-01 | 2050-12-01 |  |  | SOLAR_1AXIS_CA_MERCED_DELHI_0_2022 | 50 | 50
Baseline | CAISO | PGE | LTBEAR_1_LB4SR5 | R | Solar_1Axis |  | Online | 2020-12-01 | 2050-12-01 |  |  | SOLAR_1AXIS_CA_MERCED_DELHI_0_2022 | 50 | 50
Baseline | CAISO | PGE | LTBERA_1_LB1SR1 | R | Solar_1Axis |  | Online | 2020-12-01 | 2050-12-01 |  |  | SOLAR_1AXIS_CA_MERCED_DELHI_0_2022 | 40 | 40
Baseline |  | AZPS | LukeAirForceBase | R | Solar_1Axis |  | Non-CAISO | 2015-06-01 | 2050-12-01 |  |  | SOLAR_1AXIS__AZ_PHOENIX_2022 | 10 | 10
Baseline |  | BPAT | Lund_Hill_Solar | R | Solar_1Axis |  | Non-CAISO | 2022-03-01 | 2050-01-01 |  |  | SOLAR_FIXED__OR_MEDFORD_2022 | 193 | 193
Baseline |  | NEVP | Luning_Solar | R | Solar_Fixed |  | Non-CAISO | 2016-09-01 | 2050-12-01 |  |  | SOLAR_FIXED_CA_MERCED_DELHI_0_2022 | 55 | 55
Baseline |  | AZPS | MacysPVAgg | R | Solar_Fixed |  | Non-CAISO | 2010-12-01 | 2050-12-01 |  |  | SOLAR_FIXED__AZ_PHOENIX_2022 | 5.76 | 5.76
Baseline | CAISO | SCE | MAGNLA_6_ANAHEIM | F | CC |  | Online | 1989-06-01 | 2050-12-01 |  |  |  | 109 | 109
Baseline | CAISO | SCE | MAGNLA_6_CERRITOS | F | CC |  | Online | 1989-06-01 | 2050-12-01 |  |  |  | 12 | 12
Baseline | CAISO | SCE | MAGNLA_6_COLTON | F | CC |  | Online | 1989-06-01 | 2050-12-01 |  |  |  | 12 | 12
Baseline | CAISO | SCE | MAGNLA_6_PASADENA | F | CC |  | Online | 1989-06-01 | 2050-12-01 |  |  |  | 18 | 18
Baseline |  | LADWP | Magnolia_CC | F | CC |  | Non-CAISO | 1989-06-01 | 2050-12-01 |  |  |  | 301 | 301
Baseline | CAISO | PGE | MAGUND_1_BKISR1 | R | Solar_1Axis |  | Online | 2017-12-01 | 2050-12-01 |  |  | SOLAR_1AXIS_CA_KERN_BAKERSFIELD_0_2022 | 1 | 1
Baseline | CAISO | PGE | MAGUND_1_BKSSR2 | R | Solar_1Axis |  | Online | 2017-12-01 | 2050-12-01 |  |  | SOLAR_1AXIS_CA_KERN_BAKERSFIELD_0_2022 | 5.25 | 5.25
Baseline | CAISO | PGE | MALAGA_1_PL1X2 | T | CT |  | Online | 2005-09-01 | 2050-12-01 |  |  |  | 96 | 96
Baseline | CAISO | PortlandGE | MALIN_5_IBERDR | R | Wind | PGE | Online | 1/1899 | 2050-12-01 |  |  | Oregon_Wind_Astrape | 100 | 100
Baseline | CAISO | PortlandGE | MALIN_5_INHRED | R | Wind | PGE | Online | 1/1899 | 2050-12-01 |  |  | Oregon_Wind_Astrape | 50 | 50
Baseline | CAISO | PortlandGE | MALIN_5_INHRPG | R | Wind | PGE | Online | 1/1899 | 2050-12-01 |  |  | Oregon_Wind_Astrape | 50 | 50
Baseline |  | LADWP | MammothG11BT10 | T | Geothermal |  | Non-CAISO | 1984-11-01 | 2050-12-01 |  |  |  | 10 | 10
Baseline |  | LADWP | MammothG31BT14 | T | Geothermal |  | Non-CAISO | 2013-04-01 | 2050-12-01 |  |  |  | 14 | 14
Baseline | CAISO | PGE | MANTEC_1_ML1SR1 | R | Solar_1Axis |  | Online | 2017-12-01 | 2050-12-01 |  |  | SOLAR_1AXIS_CA_MERCED_DELHI_0_2022 | 1 | 1
Baseline | CAISO | SCE | MANZNA_2_WIND | R | Wind |  | Online | 2012-12-01 | 2050-12-01 |  |  | WIND_CA_KERN_MOJAVE_0_v2022Astrape | 189 | 189
Baseline |  | BPAT | MarchPointCC_Total | F | CC |  | Non-CAISO | 1991-09-01 | 2050-12-01 |  |  |  | 167.04 | 167.04
Baseline | CAISO | PGE | MARCPW_6_SOLAR1 | R | Solar_1Axis |  | Online | 2015-12-01 | 2050-12-01 |  |  | SOLAR_1AXIS_CA_KERN_BAKERSFIELD_0_2022 | 20 | 20
Baseline |  | PACW | MarengoWind1 | R | Wind |  | Non-CAISO | 2007-08-01 | 2050-12-01 |  |  | Oregon_Wind_Astrape | 140.4 | 140.4
Baseline |  | PACW | MarengoWind2 | R | Wind |  | Non-CAISO | 2008-07-01 | 2050-12-01 |  |  | Oregon_Wind_Astrape | 70.2 | 70.2
Baseline |  | PortlandGE | Marion_Inc | F | Biomass/Wood |  | Non-CAISO | 1985-12-01 | 2050-12-01 |  |  |  | 13.1 | 13.1
Baseline | CAISO | PGE | MARTIN_1_SUNSET | R | Solar_Fixed |  | Online | 2010-10-01 | 2050-12-01 |  |  | SOLAR_FIXED_CA_MERCED_DELHI_0_2022 | 4.5 | 4.5
Baseline | CAISO | PGE | MCARTH_6_FRIVRB | R | Solar_Fixed |  | Online | 2014-03-01 | 2050-12-01 |  |  | SOLAR_FIXED_CA_MERCED_DELHI_0_2022 | 1.5 | 1.5
Baseline |  | SMUD | McClellan_1 | T | CT |  | Non-CAISO | 1986-03-01 | 2050-12-01 |  |  |  | 74 | 74
Baseline |  | SMUD | McClure_1 | T | CT |  | Non-CAISO | 1980-07-01 | 2050-12-01 |  |  |  | 62 | 62
Baseline |  | SMUD | McClure_2 | T | CT |  | Non-CAISO | 1981-07-01 | 2050-12-01 |  |  |  | 62 | 62
Baseline |  | NEVP | McGinness_4 | T | Geothermal |  | Non-CAISO | 2027-10-01 | 2050-12-01 |  |  |  | 70 | 70
Baseline |  | NEVP | McGinness_Hills_1_1 | T | Geothermal |  | Non-CAISO | 2012-06-01 | 2050-12-01 |  |  |  | 20 | 20
Baseline |  | NEVP | McGinness_Hills_1_2 | T | Geothermal |  | Non-CAISO | 2012-06-01 | 2050-12-01 |  |  |  | 20 | 20
Baseline |  | NEVP | McGinness_Hills_1_3 | T | Geothermal |  | Non-CAISO | 2012-06-01 | 2050-12-01 |  |  |  | 12 | 12
Baseline |  | NEVP | McGinness_Hills_2_1 | T | Geothermal |  | Non-CAISO | 2015-09-01 | 2050-12-01 |  |  |  | 20 | 20
Baseline |  | NEVP | McGinness_Hills_2_2 | T | Geothermal |  | Non-CAISO | 2015-09-01 | 2050-12-01 |  |  |  | 20 | 20
Baseline |  | NEVP | McGinness_Hills_2_3 | T | Geothermal |  | Non-CAISO | 2015-09-01 | 2050-12-01 |  |  |  | 12 | 12
Baseline |  | NEVP | McGinnessHills31 | T | Geothermal |  | Non-CAISO | 2021-08-01 | 2050-12-01 |  |  |  | 37 | 37
Baseline |  | NEVP | McGinnessHills32 | T | Geothermal |  | Non-CAISO | 2021-08-01 | 2050-12-01 |  |  |  | 37 | 37
Baseline |  | SMUD | McKenziePVAgg | R | Solar_1Axis |  | Non-CAISO | 2012-01-01 | 2050-12-01 |  |  | SOLAR_1AXIS__CA_SACRAMENTO_2022 | 30 | 30
Baseline | CAISO | PGE | MENBIO_6_RENEW1 | R | Solar_Fixed |  | Online | 2010-04-01 | 2050-12-01 |  |  | SOLAR_FIXED_CA_MERCED_DELHI_0_2022 | 5 | 5
Baseline | CAISO | PGE | MERCED_1_SOLAR1 | R | Solar_1Axis |  | Online | 2015-05-01 | 2050-12-01 |  |  | SOLAR_1AXIS_CA_MERCED_DELHI_0_2022 | 1.5 | 1.5
Baseline | CAISO | PGE | MERCED_1_SOLAR2 | R | Solar_1Axis |  | Online | 2015-05-01 | 2050-12-01 |  |  | SOLAR_1AXIS_CA_MERCED_DELHI_0_2022 | 1.5 | 1.5
Baseline |  | AZPS | Mesquite_CC1 | F | CC |  | Non-CAISO | 2003-06-01 | 2050-12-01 |  |  |  | 609 | 609
Baseline |  | IID | Mesquite_Recovery | F | Biomass/Wood |  | Non-CAISO | 1987-11-01 | 2050-12-01 |  |  |  | 27 | 27
Baseline |  | AZPS | Mesquite_Solar_5 | R | Solar_1Axis |  | Non-CAISO | 2023-04-01 | 2050-12-01 |  |  | SOLAR_1AXIS_CA_IMPERIAL_BRAWLEY_0_2022 | 300 | 300
Baseline |  | AZPS | MesquiteCC2_Total | F | CC |  | Non-CAISO | 2003-11-01 | 2050-12-01 |  |  |  | 625 | 625
Baseline | CAISO | PGE | METEC_2_PL1X3 | F | CC |  | Online | 2005-05-01 | 2050-12-01 |  |  |  | 593.16 | 593.16
Baseline |  | BPAT | MetroWastewaterTreatment | F | Biomass/Wood |  | Non-CAISO | 2013-04-01 | 2050-12-01 |  |  |  | 1 | 1
Baseline | CAISO | PGE | MIDSUN_1_PL1X2 | T | CT |  | Online | 2022-03-01 | 2050-12-01 |  |  |  | 9.6 | 9.6
Baseline | CAISO | SCE | MIDWD_2_WIND2 | R | Wind |  | Online | 2015-12-01 | 2050-12-01 |  |  | WIND_CA_SANBERNARDINO_BORON_0_v2022Astrape | 3 | 3
Baseline | CAISO | SCE | MIDWD_7_CORAMB | R | Wind |  | Online | 1983-12-01 | 2050-12-01 |  |  | WIND_CA_SANBERNARDINO_BORON_0_v2022Astrape | 7.5 | 7.5
Baseline | CAISO | IID | MIDWY3_2_MDSSR1 | R | Solar_Fixed | SDGE | Online | 2018-09-01 | 2050-12-01 |  |  | SOLAR_FIXED_CA_IMPERIAL_BRAWLEY_0_2022 | 20 | 20
Baseline |  | IID | MIDWYS_2_MIDSL1 | R | Solar_Fixed |  | Non-CAISO | 2018-01-01 | 2050-12-01 |  |  | SOLAR_FIXED_CA_IMPERIAL_BRAWLEY_0_2022 | 49.9 | 49.9
Baseline |  | LADWP | Milford_Wind_1_1 | R | Wind |  | Non-CAISO | 2009-11-01 | 2050-12-01 |  |  | Utah_Wind_Astrape | 145 | 145
Baseline |  | LADWP | Milford_Wind_1_2 | R | Wind |  | Non-CAISO | 2010-09-01 | 2050-12-01 |  |  | Utah_Wind_Astrape | 58.5 | 58.5
Baseline |  | LADWP | Milford_Wind_2 | R | Wind |  | Non-CAISO | 1994-06-01 | 2050-12-01 |  |  | Utah_Wind_Astrape | 100 | 100
Baseline |  | PortlandGE | MilfordSolar | R | Solar_Fixed |  | Non-CAISO | 2022-01-01 | 2050-12-01 |  |  | SOLAR_FIXED__OR_PORTLAND_2022 | 3 | 3
Baseline | CAISO | LADWP | MILFRD_7_PASADENA | R | Wind | SCE | Online | 2016-03-01 | 2050-12-01 |  |  | Utah_Wind_Astrape | 5 | 5
Baseline |  | BPAT | MillCreekSolar | R | Solar_Fixed |  | Non-CAISO | 2017-01-01 | 2050-12-01 |  |  | SOLAR_FIXED__OR_MEDFORD_2022 | 2.2 | 2.2
Baseline |  | PACW | MillicanSolarEnergy | R | Solar_1Axis |  | Non-CAISO | 2021-03-01 | 2050-12-01 |  |  | SOLAR_1AXIS__OR_MEDFORD_2022 | 61 | 61
Baseline |  | PortlandGE | MinkeSolarPGR | R | Solar_Fixed |  | Non-CAISO | 2020-01-01 | 2050-12-01 |  |  | SOLAR_FIXED__OR_PORTLAND_2022 | 2.2 | 2.2
Baseline |  | BPAT | MintFarmCC_Total | F | CC |  | Non-CAISO | 2008-01-01 | 2050-12-01 |  |  |  | 312.5 | 312.5
Baseline | CAISO | SCE | MIRLOM_2_LNDFL | R | Solar_1Axis |  | Online | 2017-06-01 | 2050-12-01 |  |  | SOLAR_1AXIS_CA_RIVERSIDE_RIVERSIDE_0_2022 | 3 | 3
Baseline | CAISO | SCE | MIRLOM_2_MLBBTA | S | Battery Storage |  | Online | 2016-12-01 | 2050-12-01 |  |  |  | 10 | 10 | 40 | 4
Baseline | CAISO | SCE | MIRLOM_2_MLBBTB | S | Battery Storage |  | Online | 2016-12-01 | 2050-12-01 |  |  |  | 10 | 10 | 40 | 4
Baseline | CAISO | SCE | MIRLOM_2_ONTARO | R | Solar_Fixed |  | Online | 2011-08-01 | 2050-12-01 |  |  | SOLAR_FIXED_CA_RIVERSIDE_RIVERSIDE_0_2022 | 5.5 | 5.5
Baseline | CAISO | SCE | MIRLOM_2_RTS032 | R | Solar_Fixed |  | Online | 2013-06-01 | 2050-12-01 |  |  | SOLAR_FIXED_CA_RIVERSIDE_RIVERSIDE_0_2022 | 1.5 | 1.5
Baseline | CAISO | SCE | MIRLOM_2_RTS033 | R | Solar_Fixed |  | Online | 2013-08-01 | 2050-12-01 |  |  | SOLAR_FIXED_CA_RIVERSIDE_RIVERSIDE_0_2022 | 1 | 1
Baseline | CAISO | SCE | MIRLOM_6_PEAKER | T | CT |  | Online | 2007-09-01 | 2050-12-01 |  |  |  | 46 | 46
Baseline | CAISO | PGE | MISSIX_1_QF | T | Cogen |  | Online | 1987-01-01 | 2031-12-01 |  |  |  | 0.02 | 1
Baseline | CAISO | PGE | MKTRCK_1_UNIT_1 | T | CT |  | Online | 1991-10-01 | 2050-12-01 |  |  |  | 47.49 | 47.49
Baseline | CAISO | SCE | MM_SD_Miramar2 | F | Biomass/Wood |  | Online | 2003-05-01 | 2050-12-01 |  |  |  | 1.3 | 1.6
Baseline | CAISO | SCE | MNDALY_6_MCGRTH | T | CT |  | Online | 2012-11-01 | 2050-12-01 |  |  |  | 47.2 | 47.2
Baseline | CAISO | PGE | MNDOTA_1_SOLAR1 | R | Solar_1Axis |  | Online | 2015-06-01 | 2050-12-01 |  |  | SOLAR_1AXIS_CA_MERCED_DELHI_0_2022 | 60 | 60
Baseline | CAISO | PGE | MNDOTA_1_SOLAR2 | R | Solar_Fixed |  | Online | 2015-12-01 | 2050-12-01 |  |  | SOLAR_FIXED_CA_MERCED_DELHI_0_2022 | 5 | 5
Baseline | CAISO | PGE | MNOCAERSSTORAGE | S | Battery Storage |  | Not online as of 1/2023 | 2021-01-01 | 2050-12-01 |  |  |  | 10 | 10 | 40 | 4
Baseline |  | NEVP | MoapaSolar | R | Solar_1Axis |  | Non-CAISO | 2022-01-01 | 2050-12-01 |  |  | SOLAR_1AXIS_NV_CLARK_89040_0_2022 | 200 | 200
Baseline | CAISO | SCE | MOJAVW_2_SOLAR | R | Solar_1Axis |  | Online | 2016-06-01 | 2050-12-01 |  |  | SOLAR_1AXIS_CA_KERN_ROSAMOND_0_2022 | 20 | 20
Baseline |  | BPAT | Montague_Wind | R | Wind |  | Non-CAISO | 2018-04-01 | 2050-12-01 |  |  | Oregon_Wind_Astrape | 404 | 404
Baseline |  | BPAT | MontagueSolar | R | Solar_1Axis |  | Non-CAISO | 2022-05-01 | 2050-12-01 |  |  | SOLAR_1AXIS__OR_MEDFORD_2022 | 162 | 162
Baseline | CAISO | SCE | MOORPK_2_ACOBT1 | S | Battery Storage |  | Online | 2021-03-01 | 2099-01-01 |  |  |  | 1.95 | 1.95 | 4 | 2.0513
Baseline | CAISO | SCE | MOORPK_2_CALABS | T | Biogas |  | Online | 2010-09-01 | 2050-12-01 |  |  |  | 4.32 | 6.96
Baseline |  | SRP | Mormon_Flat_2 | S | PSH |  | Non-CAISO | 1971-06-01 | 2050-12-01 |  |  |  | 57 | 57 | 228 | 4
Baseline |  | NEVP | MormonMesa | R | Solar_1Axis |  | Non-CAISO | 2023-01-01 | 2050-12-01 |  |  | SOLAR_1AXIS_NV_CLARK_89040_0_2022 | 350 | 350
Baseline |  | BPAT | MorrowPwrGT | T | CT |  | Non-CAISO | 2003-04-01 | 2050-12-01 |  |  |  | 31 | 31
Baseline | CAISO | SCE | MORWD_6_QF | R | Wind |  | Online | 2017-01-01 | 2050-12-01 |  |  | WIND_CA_SANBERNARDINO_BORON_0_v2022Astrape | 38.16 | 38.16
Baseline | CAISO | PGE | MOSSLANDING3 | S | Battery Storage |  | Not online as of 1/2023 | 2023-05-01 | 2099-01-01 |  |  |  | 74.6 | 74.6 | 298.4 | 4
Baseline | CAISO | PGE | MOSSLD_1_QF | F | Cogen |  | Online | 1985-01-01 | 2030-12-01 |  |  |  | 0.03 | 1
Baseline | CAISO | PGE | MOSSLD_2_PSP1 | F | CC |  | Online | 2002-07-01 | 2050-12-01 |  |  |  | 510 | 510
Baseline | CAISO | PGE | MOSSLD_2_PSP2 | F | CC |  | Online | 2002-07-01 | 2050-12-01 |  |  |  | 510 | 510
Baseline |  | BPAT | MoyerTollesSolarStation | R | Solar_Fixed |  | Non-CAISO | 2016-08-01 | 2050-12-01 |  |  | SOLAR_FIXED__OR_MEDFORD_2022 | 0.99 | 0.99
Baseline | CAISO | SCE | MRCHNT_2_PL1X3 | F | CC |  | Online | 2012-06-01 | 2050-12-01 |  |  |  | 494.58 | 494.58
Baseline | CAISO | SDGE | MRGT_6_MEF2 | T | CT |  | Online | 2009-08-01 | 2050-12-01 |  |  |  | 44 | 44
Baseline | CAISO | SDGE | MRGT_6_MMAREF | T | CT |  | Online | 2005-07-01 | 2050-12-01 |  |  |  | 45 | 45
Baseline | CAISO | SDGE | MRGT_6_TGEBT1 | S | Battery Storage |  | Online | 2021-06-01 | 2050-12-01 |  |  |  | 30 | 30 | 120 | 4
Baseline | CAISO | PGE | MRLSDS_6_SOLAR1 | R | Solar_1Axis |  | Online | 2015-11-01 | 2050-12-01 |  |  | SOLAR_1AXIS_CA_KERN_LOSTHILLS_0_2022 | 15 | 15
Baseline | CAISO | SDGE | MSHGTS_6_MMARLF | F | Biogas |  | Online | 2003-05-01 | 2050-12-01 |  |  |  | 3.94 | 5
Baseline | CAISO | AZPS | MSOLAR_2_SOLAR1 | R | Solar_Fixed | SDGE | Online | 2014-01-01 | 2050-12-01 |  |  | SOLAR_FIXED_CA_IMPERIAL_BRAWLEY_0_2022 | 165 | 165
Baseline | CAISO | AZPS | MSOLAR_2_SOLAR2 | R | Solar_1Axis | SDGE | Online | 2017-10-01 | 2050-12-01 |  |  | SOLAR_1AXIS_CA_IMPERIAL_BRAWLEY_0_2022 | 100.81 | 100.81
Baseline | CAISO | AZPS | MSOLAR_2_SOLAR3 | R | Solar_Fixed | SDGE | Online | 2016-12-01 | 2050-12-01 |  |  | SOLAR_FIXED_CA_IMPERIAL_BRAWLEY_0_2022 | 152 | 152
Baseline | CAISO | SDGE | MSSION_2_QF | F | Cogen |  | Online | 1980-01-01 | 2030-12-01 |  |  |  | 0.3 | 2
Baseline | CAISO | PGE | MSTANG_2_MTGBT1 | S | Battery Storage |  | Online | 2021-11-01 | 2050-12-01 |  |  |  | 75 | 75 | 300 | 4
Baseline | CAISO | PGE | MSTANG_2_SOLAR | R | Solar_1Axis |  | Online | 2016-07-01 | 2050-12-01 |  |  | SOLAR_1AXIS_CA_KINGS_STRATFORD_0_2022 | 30 | 30
Baseline | CAISO | PGE | MSTANG_2_SOLAR3 | R | Solar_1Axis |  | Online | 2016-05-01 | 2050-12-01 |  |  | SOLAR_1AXIS_CA_KINGS_STRATFORD_0_2022 | 40 | 40
Baseline | CAISO | PGE | MSTANG_2_SOLAR4 | R | Solar_1Axis |  | Online | 2016-06-01 | 2050-12-01 |  |  | SOLAR_1AXIS_CA_KINGS_STRATFORD_0_2022 | 30 | 30
Baseline |  | PortlandGE | MtHopeSolar | R | Solar_Fixed |  | Non-CAISO | 2022-01-01 | 2050-12-01 |  |  | SOLAR_FIXED__OR_PORTLAND_2022 | 2.5 | 2.5
Baseline |  | SMUD | MTHSE_G_38380_1 | R | Solar_Fixed |  | Non-CAISO | 2014-12-01 | 2050-12-01 |  |  | SOLAR_FIXED__CA_SACRAMENTO_2022 | 20 | 20
Baseline | CAISO | PGE | MTNPOS_1_UNIT | F | Biomass/Wood |  | Online | 1989-04-01 | 2036-12-01 |  |  |  | 42.48 | 46.64
Baseline |  | NEVP | MTV_G1 | R | Solar_Fixed |  | Non-CAISO | 2002-07-01 | 2050-12-01 |  |  | SOLAR_FIXED_NV_CLARK_89040_0_2022 | 20 | 20
Baseline |  | NEVP | MTV_G2 | R | Solar_Fixed |  | Non-CAISO | 2002-07-01 | 2050-12-01 |  |  | SOLAR_FIXED_NV_CLARK_89040_0_2022 | 20 | 20
Baseline | CAISO | SCE | MTWIND_1_MVPWD1 | R | Wind |  | Online | 2022-05-01 | 2099-01-01 |  |  | WIND_CA_SANBERNARDINO_NONE_1_v2022Astrape | 66.6 | 66.6
Baseline | CAISO | SCE | MTWIND_1_UNIT_3 | R | Wind |  | Online | 2003-12-01 | 2050-12-01 |  |  | WIND_CA_SANBERNARDINO_NONE_1_v2022Astrape | 22.44 | 22.44
Baseline | CAISO | PGE | Napa_Recycling_Biomass_Plant | F | Biomass/Wood |  | Terminated | 2020-04-01 | 2050-12-01 |  |  |  | 0.93051 | 1
Baseline | CAISO | SCE | NAVYII_2_UNITS | T | Geothermal |  | Online | 1989-12-01 | 2050-12-01 |  |  |  | 55 | 90
Baseline | CAISO | PGE | NCPA_7_GP1UN1 | T | Geothermal |  | Online | 1983-01-01 | 2050-12-01 |  |  |  | 38.85 | 38.85
Baseline | CAISO | PGE | NCPA_7_GP1UN2 | T | Geothermal |  | Online | 1983-01-01 | 2050-12-01 |  |  |  | 39.94 | 39.94
Baseline | CAISO | PGE | NCPA_7_GP2UN4 | T | Geothermal |  | Online | 1986-01-01 | 2050-12-01 |  |  |  | 52.73 | 52.73
Baseline | CAISO | LADWP | NEENACH_SOLAR | R | Solar_1Axis | SCE | Online | 2019-05-01 | 2050-12-01 |  |  | SOLAR_1AXIS_CA_LOSANGELES_LANCASTER_1_2022 | 3 | 3
Baseline | CAISO | SCE | NEENCH_6_SOLAR | R | Solar_Fixed |  | Online | 2013-01-01 | 2050-12-01 |  |  | SOLAR_FIXED_CA_KERN_ROSAMOND_0_2022 | 66 | 66
Baseline |  | NEVP | NellisSolarAgg | R | Solar_Fixed |  | Non-CAISO | 2007-01-01 | 2050-12-01 |  |  | SOLAR_FIXED_NV_CLARK_89040_0_2022 | 13.99 | 13.99
Baseline |  | NEVP | Nevada_Solar_One | R | Solar_Thermal |  | Non-CAISO | 2007-07-01 | 2050-12-01 |  |  | SOLAR_2AXIS_NV_CLARK_89040_0_2022 | 65 | 65
Baseline |  | NEVP | NevadaCogen_CC1 | F | CC |  | Non-CAISO | 1991-12-01 | 2030-12-01 |  |  |  | 88.5 | 88.5
Baseline |  | NEVP | NevadaCogen_CC2 | F | CC |  | Non-CAISO | 1991-12-01 | 2039-12-01 |  |  |  | 88.5 | 88.5
Baseline |  | NEVP | NEVP Hoover Hydro_New | H | Hydro |  | Non-CAISO | 2020-01-01 | 2050-12-01 |  |  |  | 313.4549
Baseline |  | WALC | NEW_APACHST4_17036_H | F | CC |  | Non-CAISO | 2018-03-01 | 2050-03-01 |  |  |  | 434.7 | 434.7
Baseline |  | NEVP | New_York_Canyon | T | Geothermal | SMUD | Non-CAISO | 2010-04-01 | 2050-12-01 |  |  |  | 38.5 | 38.5
Baseline | CAISO | PGE | NEWARK_1_QF | R | Wind |  | Online | 1/1899 | 2050-12-01 |  |  | WIND_CA_CONTRACOSTA_PITTSBURG_0_v2022Astrape | 1.1 | 1.1
Baseline |  | BPAT | NewLIND | R | Solar_Fixed |  | Non-CAISO | 2015-12-01 | 2050-12-01 |  |  | SOLAR_FIXED__OR_MEDFORD_2022 | 19.2 | 19.2
Baseline |  | BPAT | Newman_PV | R | Solar_Fixed |  | Non-CAISO | 2009-12-01 | 2050-12-01 |  |  | SOLAR_FIXED__OR_MEDFORD_2022 | 0.64 | 0.64
Baseline |  | IID | NEWMDWY | R | Solar_Fixed |  | Non-CAISO | 2017-01-01 | 2050-12-01 |  |  | SOLAR_FIXED_CA_IMPERIAL_BRAWLEY_0_2022 | 30 | 30
Baseline |  | NEVP | Newmont_TS_Power | F | Coal |  | Non-CAISO | 2008-05-01 | 2050-12-01 |  |  |  | 226 | 226
Baseline |  | AZPS | NEWREDRCK | R | Solar_Fixed |  | Non-CAISO | 2016-12-01 | 2050-12-01 |  |  | SOLAR_FIXED__AZ_PHOENIX_2022 | 42.5 | 42.5
Baseline |  | LADWP | NewSOPPA | R | Solar_1Axis |  | Non-CAISO | 2016-08-01 | 2050-12-01 |  |  | SOLAR_1AXIS__CA_LOSANGELES_2022 | 60 | 60
Baseline |  | SRP | NextEraSonoran | R | Solar_1Axis |  | Non-CAISO | 2023-01-01 | 2050-12-01 |  |  | SOLAR_1AXIS__AZ_PHOENIX_2022 | 260 | 260
Baseline |  | SRP | NextEraStorey | R | Solar_1Axis |  | Non-CAISO | 2023-01-01 | 2050-12-01 |  |  | SOLAR_1AXIS__AZ_PHOENIX_2022 | 88 | 88
Baseline | CAISO | AZPS | NGILAA_5_SDGDYN | F | CC | SCE | Online | 1989-06-01 | 2050-12-01 |  |  |  | 57 | 57
Baseline |  | NEVP | NGP_Blue_Mountain_1 | T | Geothermal |  | Non-CAISO | 1979-06-01 | 2050-12-01 |  |  |  | 14.2 | 14.2
Baseline |  | NEVP | NGP_Blue_Mountain_2 | T | Geothermal |  | Non-CAISO | 2009-11-01 | 2050-12-01 |  |  |  | 13.8 | 13.8
Baseline |  | NEVP | NGP_Blue_Mountain_3 | T | Geothermal |  | Non-CAISO | 2009-11-01 | 2050-12-01 |  |  |  | 11.7 | 11.7
Baseline |  | NEVP | NGPPGEN | T | Geothermal |  | Non-CAISO | 1992-01-01 | 2050-12-01 |  |  |  | 6.5 | 6.5
Baseline | CAISO | SDGE | NIGHTHAWKSTORAGE | S | Battery Storage |  | Not online as of 1/2023 | 2024-03-01 | 2099-01-01 |  |  |  | 300 | 300 | 1200 | 4
Baseline |  | IID | Niland_1 | T | CT |  | Non-CAISO | 1993-06-01 | 2050-12-01 |  |  |  | 50 | 50
Baseline |  | IID | Niland_2 | T | CT |  | Non-CAISO | 2008-06-01 | 2050-12-01 |  |  |  | 50 | 50
Baseline |  | IID | Niland_GTA | T | CT |  | Non-CAISO | 2025-06-01 | 2050-12-01 |  |  |  | 45 | 45
Baseline |  | IID | Niland_GTB | T | CT |  | Non-CAISO | 2025-06-01 | 2050-12-01 |  |  |  | 45 | 45
Baseline |  | BPAT | Nine_Canyon_Wind | R | Wind |  | Non-CAISO | 2002-09-01 | 2050-12-01 |  |  | Oregon_Wind_Astrape | 48.1 | 48.1
Baseline |  | BPAT | NipponBiomass | F | Biomass/Wood |  | Non-CAISO | 2013-04-01 | 2050-04-01 |  |  |  | 20 | 20
Baseline |  | IID | North_Brawley_01 | T | Geothermal |  | Non-CAISO | 2010-04-01 | 2050-12-01 |  |  |  | 16 | 16
Baseline |  | IID | North_Brawley_02 | T | Geothermal |  | Non-CAISO | 2010-04-01 | 2050-12-01 |  |  |  | 16 | 16
Baseline |  | IID | North_Brawley_03 | T | Geothermal |  | Non-CAISO | 2010-04-01 | 2050-12-01 |  |  |  | 16 | 16
Baseline |  | IID | North_Brawley_04 | T | Geothermal |  | Non-CAISO | 2010-04-01 | 2050-12-01 |  |  |  | 16 | 16
Baseline |  | IID | North_Brawley_05 | T | Geothermal |  | Non-CAISO | 2010-04-01 | 2050-12-01 |  |  |  | 16 | 16
Baseline |  | IID | North_Brawley_06 | T | Geothermal |  | Non-CAISO | 2010-04-01 | 2050-12-01 |  |  |  | 16 | 16
Baseline | CAISO | PGE | North_Fork_Community_Power | F | Biomass/Wood |  | Not online as of 1/2023 | 2022-09-01 | 2050-12-01 |  |  |  | 1.861 | 2
Baseline |  | BPAT | North_Hurlburt_Wind | R | Wind |  | Non-CAISO | 2012-03-01 | 2050-12-01 |  |  | Oregon_Wind_Astrape | 132.5 | 132.5
Baseline | CAISO | PGE | NORTHCENTRALVALLEY | S | Battery Storage |  | Not online as of 1/2023 | 2023-05-01 | 2099-01-01 |  |  |  | 150 | 150 | 600 | 4
Baseline |  | BPAT | Northeast | T | CT |  | Non-CAISO | 1978-12-01 | 2050-12-01 |  |  |  | 60 | 60
Baseline |  | NEVP | NorthValmy2 | F | Coal |  | Non-CAISO | 1985-05-01 | 2025-12-01 |  |  |  | 268 | 268
Baseline |  | AZPS | NOU_AZPS | N | NegativeOutput |  | Non-CAISO | 2018-12-01 | 2050-12-01 |  |  |  | -2000 | 0.1
Baseline |  | LADWP | NOU_LADWP | N | NegativeOutput |  | Non-CAISO | 2018-12-01 | 2050-12-01 |  |  |  | -1000 | 0.1
Baseline |  | NEVP | NOU_NEVP | N | NegativeOutput |  | Non-CAISO | 2018-12-01 | 2050-12-01 |  |  |  | -2000 | 0.1
Baseline |  | SRP | NOU_SRP | N | NegativeOutput |  | Non-CAISO | 2018-12-01 | 2050-12-01 |  |  |  | -50 | 0.1
Baseline |  | WALC | NOU_WALC | N | NegativeOutput |  | Non-CAISO | 2018-12-01 | 2050-12-01 |  |  |  | -50 | 0.1
Baseline | CAISO | PGE | NOVATO_6_LNDFL | F | Biogas |  | Online | 2017-09-01 | 2050-12-01 |  |  |  | 3.27 | 3.9
Baseline |  | AZPS | NTUASolar | R | Solar_1Axis |  | Non-CAISO | 2017-01-01 | 2050-12-01 |  |  | SOLAR_1AXIS__AZ_PHOENIX_2022 | 25 | 25
Baseline |  | NEVP | NVE_IRP_SH_CC | F | CC |  | Non-CAISO | 2025-04-01 | 2050-12-01 |  |  |  | 735 | 735
Baseline |  | NEVP | NVGeothermalPortfolio | T | Geothermal |  | Non-CAISO | 2019-08-01 | 2050-12-01 |  |  |  | 50 | 50
Baseline |  | LADWP | NVGeothermalPortfolio1 | T | Geothermal |  | Non-CAISO | 2019-08-01 | 2050-12-01 |  |  |  | 126.7 | 126.7
Baseline |  | BPAT | NW Hydro_New | H | Hydro |  | Non-CAISO | 2020-01-01 | 2050-12-01 |  |  |  | 18760.1
Baseline | CAISO | PGE | NZWIND_2_WDSTR5 | R | Wind |  | Online | 2016-03-01 | 2050-12-01 |  |  | WIND_CA_KERN_MOJAVE_0_v2022Astrape | 6.31 | 6.31
Baseline | CAISO | SCE | NZWIND_6_CALWND | R | Wind |  | Online | 2012-03-01 | 2050-12-01 |  |  | WIND_CA_SANBERNARDINO_BORON_0_v2022Astrape | 9 | 9
Baseline | CAISO | SCE | NZWIND_6_WDSTR | R | Wind |  | Online | 1984-02-01 | 2050-12-01 |  |  | WIND_CA_KERN_MOJAVE_0_v2022Astrape | 3.35 | 3.35
Baseline | CAISO | SCE | NZWIND_6_WDSTR2 | R | Wind |  | Online | 2014-11-01 | 2050-12-01 |  |  | WIND_CA_SANBERNARDINO_BORON_0_v2022Astrape | 4.07 | 4.07
Baseline | CAISO | SCE | NZWIND_6_WDSTR3 | R | Wind |  | Online | 2014-11-01 | 2050-12-01 |  |  | WIND_CA_KERN_MOJAVE_0_v2022Astrape | 3.86 | 3.86
Baseline | CAISO | SCE | NZWIND_6_WDSTR4 | R | Wind |  | Online | 2015-12-01 | 2050-12-01 |  |  | WIND_CA_KERN_MOJAVE_0_v2022Astrape | 6.77 | 6.77
Baseline | CAISO | PGE | OAK_C_1_EBMUD | F | Biogas |  | Online | 2012-11-01 | 2050-12-01 |  |  |  | 1.29 | 6.9
Baseline | CAISO | SCE | OAKWD_6_QF | R | Wind |  | Online | 2017-12-01 | 2050-12-01 |  |  | WIND_CA_SANBERNARDINO_BORON_0_v2022Astrape | 27.87 | 27.87
Baseline | CAISO | SCE | OAKWD_6_ZEPHWD | R | Wind |  | Online | 2014-02-01 | 2050-12-01 |  |  | WIND_CA_SANBERNARDINO_BORON_0_v2022Astrape | 3.5 | 3.5
Baseline | CAISO | SCE | OASIS_6_AR4SR3 | R | Solar_1Axis |  | Not online as of 1/2023 | 2023-03-01 | 2050-12-01 |  |  | SOLAR_1AXIS_CA_LOSANGELES_PALMDALE_0_2022 | 1.5 | 1.5
Baseline | CAISO | SCE | OASIS_6_AR8SR1 | R | Solar_1Axis |  | Not online as of 1/2023 | 2023-03-01 | 2050-12-01 |  |  | SOLAR_1AXIS_CA_LOSANGELES_PALMDALE_0_2022 | 1.5 | 1.5
Baseline | CAISO | SCE | OASIS_6_AR8SR2 | R | Solar_1Axis |  | Not online as of 1/2023 | 2023-03-01 | 2050-12-01 |  |  | SOLAR_1AXIS_CA_LOSANGELES_PALMDALE_0_2022 | 1.5 | 1.5
Baseline | CAISO | SCE | OASIS_6_AR8SR3 | R | Solar_1Axis |  | Not online as of 1/2023 | 2023-03-01 | 2050-12-01 |  |  | SOLAR_1AXIS_CA_LOSANGELES_PALMDALE_0_2022 | 1 | 1
Baseline | CAISO | SCE | OASIS_6_CREST | R | Solar_1Axis |  | Online | 2016-03-01 | 2050-12-01 |  |  | SOLAR_1AXIS_CA_LOSANGELES_PALMDALE_0_2022 | 13.5 | 13.5
Baseline | CAISO | SCE | OASIS_6_GBDSR4 | R | Solar_1Axis |  | Online | 2018-08-01 | 2050-12-01 |  |  | SOLAR_1AXIS_CA_LOSANGELES_PALMDALE_0_2022 | 3 | 3
Baseline | CAISO | SCE | OASIS_6_LPPSR1 | R | Solar_Fixed |  | Online | 2022-07-01 | 2099-01-01 |  |  | SOLAR_FIXED_CA_LOSANGELES_LANCASTER_1_2022 | 3 | 3
Baseline | CAISO | SCE | OASIS_6_MA4SR1 | R | Solar_1Axis |  | Not online as of 1/2023 | 2023-03-01 | 2050-12-01 |  |  | SOLAR_1AXIS_CA_LOSANGELES_PALMDALE_0_2022 | 1.5 | 1.5
Baseline | CAISO | SCE | OASIS_6_SOLAR1 | R | Solar_2Axis |  | Online | 2015-12-01 | 2050-12-01 |  |  | SOLAR_2AXIS_CA_LOSANGELES_PALMDALE_0_2022 | 1.5 | 1.5
Baseline | CAISO | SCE | OASIS_6_SOLAR2 | R | Solar_1Axis |  | Online | 2016-01-01 | 2050-12-01 |  |  | SOLAR_1AXIS_CA_LOSANGELES_PALMDALE_0_2022 | 20 | 20
Baseline | CAISO | SCE | OASIS_6_SOLAR3 | R | Solar_Fixed |  | Online | 2017-08-01 | 2050-12-01 |  |  | SOLAR_FIXED_CA_LOSANGELES_PALMDALE_0_2022 | 3 | 3
Baseline | CAISO | SCE | OASIS_6_VINSR1 | R | Solar_1Axis |  | Not online as of 1/2023 | 2023-03-01 | 2050-12-01 |  |  | SOLAR_1AXIS_CA_LOSANGELES_PALMDALE_0_2022 | 1.5 | 1.5
Baseline |  | PACW | ObsidianRenewables | R | Solar_1Axis |  | Non-CAISO | 2016-11-01 | 2050-12-01 |  |  | SOLAR_1AXIS__OR_MEDFORD_2022 | 8 | 8
Baseline | CAISO | SDGE | OCI_Solar_Lakeside | R | Solar_2Axis |  | Not online as of 1/2023 | 2016-03-01 | 2050-12-01 |  |  | SOLAR_2AXIS_CA_IMPERIAL_BRAWLEY_0_2022 | 2 | 2
Baseline |  | AZPS | Ocotillo_GT1 | T | CT |  | Non-CAISO | 1972-05-01 | 2050-12-01 |  |  |  | 62 | 62
Baseline |  | AZPS | Ocotillo_GT2 | T | CT |  | Non-CAISO | 1973-07-01 | 2050-12-01 |  |  |  | 62 | 62
Baseline |  | AZPS | Ocotillo_GT3 | T | CT |  | Non-CAISO | 2019-01-01 | 2050-12-01 |  |  |  | 104.7 | 104.7
Baseline |  | AZPS | Ocotillo_GT4 | T | CT |  | Non-CAISO | 2019-01-01 | 2050-12-01 |  |  |  | 104.7 | 104.7
Baseline |  | AZPS | Ocotillo_GT5 | T | CT |  | Non-CAISO | 2019-01-01 | 2050-12-01 |  |  |  | 104.7 | 104.7
Baseline |  | AZPS | Ocotillo_GT6 | T | CT |  | Non-CAISO | 2019-01-01 | 2050-12-01 |  |  |  | 104.7 | 104.7
Baseline |  | AZPS | Ocotillo_GT7 | T | CT |  | Non-CAISO | 2019-01-01 | 2050-12-01 |  |  |  | 104.7 | 104.7
Baseline | CAISO | SDGE | OCTILO_5_WIND | R | Wind |  | Online | 2013-07-01 | 2050-12-01 |  |  | WIND_CA_SANDIEGO_NONE_0_v2022Astrape | 265 | 265
Baseline | CAISO | SDGE | OGROVE_6_PL1X2 | T | CT |  | Online | 2010-06-01 | 2050-12-01 |  |  |  | 96 | 96
Baseline |  | PACW | OldMillSolar | R | Solar_Fixed |  | Non-CAISO | 2016-01-01 | 2050-12-01 |  |  | SOLAR_FIXED__OR_MEDFORD_2022 | 5 | 5
Baseline | CAISO | PGE | OLDRIV_6_BIOGAS | F | Biogas |  | Online | 2014-03-01 | 2050-12-01 |  |  |  | 1.69 | 2
Baseline | CAISO | PGE | OLDRIV_6_CESDBM | F | Biogas |  | Online | 2018-02-01 | 2050-12-01 |  |  |  | 0.91 | 1
Baseline | CAISO | PGE | OLDRIV_6_LKVBM1 | F | Biogas |  | Online | 2018-02-01 | 2050-12-01 |  |  |  | 0.94 | 1
Baseline | CAISO | PGE | OLDRV1_6_SOLAR | R | Solar_Fixed |  | Online | 2014-12-01 | 2050-12-01 |  |  | SOLAR_FIXED_CA_KERN_BAKERSFIELD_0_2022 | 20 | 20
Baseline | CAISO | SCE | OLINDA_2_LNDFL2 | F | Biogas |  | Online | 2012-11-01 | 2050-12-01 |  |  |  | 24.08 | 28.1
Baseline | CAISO | SCE | OLINDA_7_BLKSND | T | Biomass/Wood |  | Online | 2000-06-01 | 2050-12-01 |  |  |  | 0.36 | 8
Baseline |  | LADWP | Olive_O1 | F | Steam |  | Non-CAISO | 1959-10-01 | 2050-12-01 |  |  |  | 44 | 44
Baseline |  | LADWP | Olive_O2 | F | Steam |  | Non-CAISO | 1964-09-01 | 2050-12-01 |  |  |  | 55 | 55
Baseline | CAISO | PGE | OLIVEP_1_SOLAR | R | Solar_Fixed |  | Online | 2013-06-01 | 2050-12-01 |  |  | SOLAR_FIXED_CA_KINGS_STRATFORD_0_2022 | 20 | 20
Baseline | CAISO | PGE | OLIVEP_1_SOLAR2 | R | Solar_Fixed |  | Online | 2014-10-01 | 2050-12-01 |  |  | SOLAR_FIXED_CA_KERN_BAKERSFIELD_0_2022 | 19.75 | 19.75
Baseline | CAISO | SCE | OMAR_2_UNIT_1 | T | CT |  | Online | 1985-05-01 | 2050-12-01 |  |  |  | 78 | 78
Baseline | CAISO | SCE | OMAR_2_UNIT_2 | T | CT |  | Online | 1985-05-01 | 2050-12-01 |  |  |  | 78.11 | 78.11
Baseline | CAISO | SCE | OMAR_2_UNIT_3 | T | CT |  | Online | 1985-05-01 | 2050-12-01 |  |  |  | 81.41 | 81.41
Baseline | CAISO | SCE | OMAR_2_UNIT_4 | F | Cogen |  | Online | 1985-05-01 | 2030-12-01 |  |  |  | 75 | 81.44
Baseline |  | PortlandGE | OneillCreekSolar | R | Solar_Fixed |  | Non-CAISO | 2019-01-01 | 2050-12-01 |  |  | SOLAR_FIXED__OR_PORTLAND_2022 | 2.2 | 2.2
Baseline | CAISO | PGE | ONLLPP_6_UNITS | S | PSH |  | Online | 2017-11-01 | 2050-12-01 |  |  |  | 25.2 | 25.2 | 100.8 | 4
Baseline |  | PACW | Orchard_Wind_1 | R | Wind |  | Non-CAISO | 1950-01-01 | 2050-12-01 |  |  | Oregon_Wind_Astrape | 10 | 10
Baseline |  | PACW | Orchard_Wind_2 | R | Wind |  | Non-CAISO | 1950-01-01 | 2050-12-01 |  |  | Oregon_Wind_Astrape | 10 | 10
Baseline |  | PACW | Orchard_Wind_3 | R | Wind |  | Non-CAISO | 1950-01-01 | 2050-12-01 |  |  | Oregon_Wind_Astrape | 10 | 10
Baseline |  | PACW | Orchard_Wind_4 | R | Wind |  | Non-CAISO | 1950-01-01 | 2050-12-01 |  |  | Oregon_Wind_Astrape | 10 | 10
Baseline | CAISO | PGE | ORLND_6_SOLAR1 | R | Solar_1Axis |  | Online | 2016-03-01 | 2050-12-01 |  |  | SOLAR_1AXIS_CA_MERCED_DELHI_0_2022 | 1.5 | 1.5
Baseline |  | NEVP | ORMATGEOTHERMAL | T | Geothermal |  | Non-CAISO | 2024-06-01 | 2099-01-01 |  |  |  | 126 | 126
Baseline |  | IID | Ormesa_1_E | T | Geothermal |  | Non-CAISO | 2010-04-01 | 2050-12-01 |  |  |  | 12.9 | 12.9
Baseline |  | IID | Ormesa_1_H | T | Geothermal |  | Non-CAISO | 2010-04-01 | 2050-12-01 |  |  |  | 12.9 | 12.9
Baseline |  | IID | Ormesa_I | T | Geothermal |  | Non-CAISO | 2010-04-01 | 2050-12-01 |  |  |  | 33.5 | 33.5
Baseline |  | IID | Ormesa_II_OEC22 | T | Geothermal |  | Non-CAISO | 2010-04-01 | 2050-12-01 |  |  |  | 15 | 15
Baseline | CAISO | PGE | OROLOM_1_SOLAR1 | R | Solar_1Axis |  | Online | 2017-01-01 | 2050-12-01 |  |  | SOLAR_1AXIS_CA_MERCED_DELHI_0_2022 | 10 | 10
Baseline | CAISO | PGE | OROLOM_1_SOLAR2 | R | Solar_1Axis |  | Online | 2017-01-01 | 2050-12-01 |  |  | SOLAR_1AXIS_CA_MERCED_DELHI_0_2022 | 10 | 10
Baseline | CAISO | PGE | OROVIL_6_UNIT | F | Cogen |  | Online | 1989-12-01 | 2034-12-01 |  |  |  | 7.5 | 7.5
Baseline |  | PACW | ORSolar2LLCAgateBaySolar | R | Solar_1Axis |  | Non-CAISO | 2020-10-01 | 2050-01-01 |  |  | SOLAR_1AXIS__OR_MEDFORD_2022 | 10 | 10
Baseline |  | PACW | ORSolar3LLCTurkeyHillSolar | R | Solar_Fixed |  | Non-CAISO | 2017-12-01 | 2050-12-01 |  |  | SOLAR_FIXED__OR_MEDFORD_2022 | 10 | 10
Baseline |  | PACW | ORSolar5MerrillSolar | R | Solar_1Axis |  | Non-CAISO | 2018-12-01 | 2050-01-01 |  |  | SOLAR_1AXIS__OR_MEDFORD_2022 | 8 | 8
Baseline |  | BPAT | ORSolar6LakeviewSolar | R | Solar_Fixed |  | Non-CAISO | 2017-12-01 | 2050-12-01 |  |  | SOLAR_FIXED__OR_MEDFORD_2022 | 10 | 10
Baseline |  | PACW | ORSolar8DairySolar | R | Solar_Fixed |  | Non-CAISO | 2018-03-01 | 2050-12-01 |  |  | SOLAR_FIXED__OR_MEDFORD_2022 | 10 | 10
Baseline | CAISO | PGE | ORTGA_6_ME1SL1 | R | Solar_1Axis |  | Online | 2018-04-01 | 2050-12-01 |  |  | SOLAR_1AXIS_CA_MERCED_DELHI_0_2022 | 3 | 3
Baseline | CAISO | SCE | OSO_6_NSPIN | C | DR |  | Online | 2015-01-01 | 2050-12-01 |  |  |  | 18 |  |  |  |  | 18 | 18 | 18 | 18
Baseline | CAISO | SDGE | OTAY_6_ECVBT1 | S | Battery Storage |  | Online | 2022-12-01 | 2099-01-01 |  |  |  | 3 | 3 | 12 | 4
Baseline | CAISO | SDGE | OTAY_6_ECVBT2 | S | Battery Storage |  | Online | 2022-12-01 | 2099-01-01 |  |  |  | 3 | 3 | 12 | 4
Baseline | CAISO | SDGE | OTAY_6_PL1X2 | T | CT |  | Online | 2006-06-01 | 2050-12-01 |  |  |  | 42.57 | 42.57
Baseline | CAISO | SDGE | OTMESA_2_PL1X3 | F | CC |  | Online | 2009-10-01 | 2050-12-01 |  |  |  | 603.68 | 603.68
Baseline |  | PACW | OutbackChristms | R | Solar_Fixed |  | Non-CAISO | 2012-10-01 | 2050-12-01 |  |  | SOLAR_FIXED__OR_MEDFORD_2022 | 5 | 5
Baseline | CAISO | PGE | OXMTN_6_LNDFIL | F | Biogas |  | Online | 2009-04-01 | 2050-12-01 |  |  |  | 10.59 | 10.62
Baseline |  | PACW | PACIFICNORTHWESTGEOTHERMAL | T | Geothermal |  | Non-CAISO | 2026-12-01 | 2050-12-01 |  |  |  | 20 | 20
Baseline | CAISO | PGE | PACLUM_6_UNIT | F | Biomass/Wood |  | Online | 2017-06-01 | 2050-12-01 |  |  |  | 14.8 | 28.8
Baseline |  | PACW | PACW Hydro_New | H | Hydro |  | Non-CAISO | 2020-01-01 | 2050-12-01 |  |  |  | 466.3507
Baseline | CAISO | SCE | PADUA_2_SOLAR1 | R | Solar_Fixed |  | Online | 2015-06-01 | 2050-12-01 |  |  | SOLAR_FIXED_CA_RIVERSIDE_RIVERSIDE_0_2022 | 1.75 | 1.75
Baseline | CAISO | PGE | PAIGES_6_SOLAR | R | Solar_1Axis |  | Online | 2017-03-01 | 2050-12-01 |  |  | SOLAR_1AXIS_CA_MERCED_DELHI_0_2022 | 20 | 20
Baseline |  | BPAT | PaisleyGeothermal1ST3.7 | T | Geothermal |  | Non-CAISO | 2015-10-01 | 2050-12-01 |  |  |  | 3.7 | 3.7
Baseline | CAISO | PGE | PALALT_7_COBUG | T | CT |  | Online | 2007-10-01 | 2050-12-01 |  |  |  | 4.5 | 4.5
Baseline |  | PortlandGE | PalmerCreekSolar | R | Solar_Fixed |  | Non-CAISO | 2020-01-01 | 2050-12-01 |  |  | SOLAR_FIXED__OR_PORTLAND_2022 | 2.3 | 2.3
Baseline |  | AZPS | Palo_Verde_1 | N | Nuclear |  | Non-CAISO | 1986-01-01 | 2046-12-01 |  |  |  | 1311 | 1311
Baseline |  | AZPS | Palo_Verde_2 | N | Nuclear |  | Non-CAISO | 1986-09-01 | 2047-12-01 |  |  |  | 1314 | 1314
Baseline |  | AZPS | Palo_Verde_3 | N | Nuclear |  | Non-CAISO | 1988-01-01 | 2048-12-01 |  |  |  | 373 | 373
Baseline |  | LADWP | Palo_Verde_3_LADWP_slice | N | Nuclear |  | Non-CAISO | 1988-01-01 | 2048-12-01 |  |  |  | 407 | 407
Baseline |  | AZPS | Paloma | R | Solar_1Axis |  | Non-CAISO | 2005-10-01 | 2050-01-01 |  |  | SOLAR_1AXIS__AZ_PHOENIX_2022 | 17 | 17
Baseline |  | AZPS | PalomaBESS | S | Battery Storage |  | Non-CAISO | 2022-06-01 | 2050-12-01 |  |  |  | 17 | 17 | 68 | 4
Baseline | CAISO | SDGE | PALOMR_2_PL1X3 | F | CC |  | Online | 2005-10-01 | 2050-12-01 |  |  |  | 600 | 600
Baseline |  | BPAT | Palouse_1 | R | Wind |  | Non-CAISO | 2012-12-01 | 2050-12-01 |  |  | Oregon_Wind_Astrape | 105 | 105
Baseline |  | AZPS | PARADISEVALLEYUSD | R | Solar_Fixed |  | Non-CAISO | 2012-10-01 | 2050-12-01 |  |  | SOLAR_FIXED__AZ_PHOENIX_2022 | 0.95 | 0.95
Baseline |  | BPAT | PaTu_Wind | R | Wind |  | Non-CAISO | 2011-01-01 | 2050-12-01 |  |  | Oregon_Wind_Astrape | 9 | 9
Baseline |  | NEVP | Patua_1A1 | T | Geothermal |  | Non-CAISO | 2013-12-01 | 2050-12-01 |  |  |  | 12 | 12
Baseline |  | NEVP | Patua_1A3 | T | Geothermal |  | Non-CAISO | 2013-12-01 | 2050-12-01 |  |  |  | 12 | 12
Baseline |  | NEVP | Patua_1A5 | T | Geothermal |  | Non-CAISO | 2013-12-01 | 2050-12-01 |  |  |  | 12 | 12
Baseline |  | NEVP | PatuaSolar | R | Solar_1Axis |  | Non-CAISO | 2017-01-01 | 2050-12-01 |  |  | SOLAR_1AXIS_NV_CLARK_89040_0_2022 | 10.6 | 10.6
Baseline | CAISO | PGE | PAULSELLENERGYCENTERSTORAGE | S | Paired_BattStorage |  | Not online as of 1/2023 | 2023-12-01 | 2099-01-01 | PAULSELLSOLARENERGYCENTER | N |  | 20 | 20 | 80 | 4
Baseline | CAISO | PGE | PAULSELLSOLARENERGYCENTER | R | Paired_Solar_1Axis |  | Not online as of 1/2023 | 2023-12-01 | 2099-01-01 |  |  | SOLAR_1AXIS_CA_MERCED_DELHI_0_2022 | 20 | 20
Baseline |  | AZPS | PaysonUSD | R | Solar_Fixed |  | Non-CAISO | 2010-09-01 | 2050-12-01 |  |  | SOLAR_FIXED__AZ_PHOENIX_2022 | 1 | 1
Baseline | CAISO | SCE | PBLOSM_2_SOLAR | R | Solar_1Axis |  | Online | 2016-12-01 | 2050-12-01 |  |  | SOLAR_1AXIS_CA_LOSANGELES_PALMDALE_0_2022 | 9.5 | 9.5
Baseline |  | BPAT | PCAP_BPAT | T | Perfect CT |  | Non-CAISO | 2018-12-01 | 2050-12-01 |  |  |  | 1400 | 1000
Baseline |  | PACW | PCAP_PACW | T | Perfect CT |  | Non-CAISO | 2018-12-01 | 2050-12-01 |  |  |  | 1900 | 1000
Baseline |  | PortlandGE | PCAP_PortlandGE | T | Perfect CT |  | Non-CAISO | 2018-12-01 | 2050-12-01 |  |  |  | 2000 | 1000
Baseline | CAISO | PGE | PEABDY_2_LNDFIL | F | Biogas |  | Online | 2013-07-01 | 2050-12-01 |  |  |  | 1.5 | 1.6
Baseline | CAISO | PGE | PEABDY_2_LNDFL1 | F | Biogas |  | Online | 2016-04-01 | 2050-12-01 |  |  |  | 7.58 | 8
Baseline | CAISO | SCE | PEARBL_2_NSPIN | C | DR |  | Online | 2015-01-01 | 2050-12-01 |  |  |  | 46 |  |  |  |  | 46 | 46 | 46 | 46
Baseline | CAISO | PGE | PEASE_1_TBEBT1 | S | Battery Storage |  | Online | 2022-06-01 | 2099-01-01 |  |  |  | 5 | 5 | 20 | 4
Baseline |  | BPAT | PebbleSprings | R | Wind |  | Non-CAISO | 2009-04-01 | 2050-12-01 |  |  | Oregon_Wind_Astrape | 98.7 | 98.7
Baseline | CAISO | PGE | PEORIA_1_SOLAR | R | Solar_Fixed |  | Online | 2013-12-01 | 2050-12-01 |  |  | SOLAR_FIXED_CA_MERCED_DELHI_0_2022 | 1.5 | 1.5
Baseline |  | AZPS | Perrin_Ranch_CedarMt | R | Wind |  | Non-CAISO | 2012-01-01 | 2050-12-01 |  |  | Arizona_Wind_Astrape | 100.8 | 100.8
Baseline |  | NEVP | PershingSolar | R | Solar_1Axis |  | Non-CAISO | 2021-01-01 | 2050-12-01 |  |  | SOLAR_1AXIS_NV_CLARK_89040_0_2022 | 240 | 240
Baseline | CAISO | PGE | PGE Hydro_New | H | Hydro |  | Online | 2020-01-01 | 2050-12-01 |  |  |  | 3979.877
Baseline | CAISO | PGE | PGE_Bay_BIP_DO | C | DR |  | Online | 2015-01-01 | 2050-12-01 |  |  |  | 65.1184 |  |  |  |  | 50.6431 | 53.3735 | 59.6954 | 65.1184
Baseline | CAISO | PGE | PGE_Bay_CBP DA_NonRes | C | DR |  | Online | 2015-01-01 | 2050-12-01 |  |  |  | 9.2149 |  |  |  |  | 7.1665 | 7.5529 | 8.4475 | 9.2149
Baseline | CAISO | PGE | PGE_Bay_CBP DA_Res | C | DR |  | Online | 2015-01-01 | 2050-12-01 |  |  |  | 1.2287 |  |  |  |  | 0.95553 | 1.007 | 1.1263 | 1.2287
Baseline | CAISO | PGE | PGE_Bay_PDP_Non_Res | C | DR |  | Online | 2015-01-01 | 2050-12-01 |  |  |  | 2.4573 |  |  |  |  | 1.9111 | 2.0141 | 2.2527 | 2.4573
Baseline | CAISO | PGE | PGE_Bay_SmartAC_Non_Res | C | DR |  | Online | 2015-01-01 | 2050-12-01 |  |  |  | 0.061433 |  |  |  |  | 0.047776 | 0.0050352 | 0.056316 | 0.061433
Baseline | CAISO | PGE | PGE_Bay_SmartAC_Res | C | DR |  | Online | 2015-01-01 | 2050-12-01 |  |  |  | 12.9008 |  |  |  |  | 10.0331 | 10.574 | 11.8264 | 12.9008
Baseline | CAISO | PGE | PGE_Bay_SmartRate_Res | C | DR |  | Online | 2015-01-01 | 2050-12-01 |  |  |  | 0.61433 |  |  |  |  | 0.47776 | 0.50352 | 0.56316 | 0.61433
Baseline | CAISO | PGE | PGE_Val_BIP_DO | C | DR |  | Online | 2015-01-01 | 2050-12-01 |  |  |  | 191.0551 |  |  |  |  | 148.5848 | 156.5958 | 175.144 | 191.0551
Baseline | CAISO | PGE | PGE_Val_CBP_DA | C | DR |  | Online | 2015-01-01 | 2050-12-01 |  |  |  | 18.4297 |  |  |  |  | 14.3329 | 15.1057 | 16.8949 | 18.4297
Baseline | CAISO | PGE | PGE_Val_CBP_DA_Res | C | DR |  | Online | 2015-01-01 | 2050-12-01 |  |  |  | 3.0716 |  |  |  |  | 2.3888 | 2.5176 | 2.8158 | 3.0716
Baseline | CAISO | PGE | PGE_Val_SmartAC_Non_Res | C | DR |  | Online | 2015-01-01 | 2050-12-01 |  |  |  | 0.061433 |  |  |  |  | 0.047776 | 0.0050352 | 0.056316 | 0.061433
Baseline | CAISO | PGE | PGE_Val_SmartAC_Res | C | DR |  | Online | 2015-01-01 | 2050-12-01 |  |  |  | 31.9449 |  |  |  |  | 24.8438 | 26.1832 | 29.2845 | 31.9449
Baseline | CAISO | PGE | PGE_Val_SmartRate_Res | C | DR |  | Online | 2015-01-01 | 2050-12-01 |  |  |  | 5.5289 |  |  |  |  | 4.2999 | 4.5317 | 5.0685 | 5.5289
Baseline |  | LADWP | PicoRivera1 | R | Solar_Fixed |  | Non-CAISO | 2015-11-01 | 2050-12-01 |  |  | SOLAR_FIXED__CA_LOSANGELES_2022 | 0.9 | 0.9
Baseline |  | PortlandGE | PikaSolar | R | Solar_Fixed |  | Non-CAISO | 2020-01-01 | 2050-12-01 |  |  | SOLAR_FIXED__OR_PORTLAND_2022 | 2.2 | 2.2
Baseline |  | LADWP | Pine_Tree_Solar | R | Solar_Fixed |  | Non-CAISO | 2013-03-01 | 2050-12-01 |  |  | SOLAR_FIXED_CA_KERN_ROSAMOND_0_2022 | 8.5 | 8.5
Baseline |  | LADWP | Pine_Tree_Wind | R | Wind |  | Non-CAISO | 2009-07-01 | 2050-12-01 |  |  | WIND_CA_SANBERNARDINO_BORON_0_v2022Astrape | 120 | 120
Baseline | CAISO | SDGE | PIOPIC_2_CTG1 | T | CT |  | Online | 2016-11-01 | 2050-12-01 |  |  |  | 111.3 | 111.3
Baseline | CAISO | SDGE | PIOPIC_2_CTG2 | T | CT |  | Online | 2016-11-01 | 2050-12-01 |  |  |  | 112.7 | 112.7
Baseline | CAISO | SDGE | PIOPIC_2_CTG3 | T | CT |  | Online | 2016-11-01 | 2050-12-01 |  |  |  | 112 | 112
Baseline | CAISO | PGE | PIT1_6_FRIVRA | R | Solar_Fixed |  | Online | 2014-03-01 | 2050-12-01 |  |  | SOLAR_FIXED_CA_MERCED_DELHI_0_2022 | 1.5 | 1.5
Baseline | CAISO | SCE | PIUTE_6_GNBSR1 | R | Solar_1Axis |  | Online | 2018-12-01 | 2050-12-01 |  |  | SOLAR_1AXIS_CA_LOSANGELES_LANCASTER_0_2022 | 3 | 3
Baseline | CAISO | SCE | PLAINV_6_BSOLAR | R | Solar_Fixed |  | Online | 2014-11-01 | 2050-12-01 |  |  | SOLAR_FIXED_CA_LOSANGELES_LANCASTER_0_2022 | 20 | 20
Baseline | CAISO | SCE | PLAINV_6_DSOLAR | R | Solar_1Axis |  | Online | 2016-12-01 | 2050-12-01 |  |  | SOLAR_1AXIS_CA_LOSANGELES_LANCASTER_0_2022 | 10 | 10
Baseline | CAISO | SCE | PLAINV_6_NLRSR1 | R | Solar_Fixed |  | Online | 2016-12-01 | 2050-12-01 |  |  | SOLAR_FIXED_CA_LOSANGELES_LANCASTER_1_2022 | 20 | 20
Baseline | CAISO | SCE | PLAINV_6_SOLAR3 | R | Solar_Fixed |  | Online | 2015-11-01 | 2050-12-01 |  |  | SOLAR_FIXED_CA_LOSANGELES_PALMDALE_0_2022 | 20 | 20
Baseline | CAISO | SCE | PLAINV_6_SOLARC | R | Solar_Fixed |  | Online | 2016-05-01 | 2050-12-01 |  |  | SOLAR_FIXED_CA_LOSANGELES_LANCASTER_1_2022 | 20 | 20
Baseline |  | NEVP | PLAYA2_G | R | Solar_Fixed |  | Non-CAISO | 2017-01-01 | 2050-12-01 |  |  | SOLAR_FIXED_NV_CLARK_89040_0_2022 | 79 | 79
Baseline | CAISO | PGE | PLMSSR_6_HISIER | F | Cogen |  | Online | 2010-04-01 | 2039-12-01 |  |  |  | 6 | 6
Baseline | CAISO | PGE | PLSNTG_7_LNCLND | F | Biogas |  | Online | 1985-01-01 | 2050-12-01 |  |  |  | 3.63 | 4.98
Baseline |  | BPAT | Plummer_Cgn | F | Biomass/Wood |  | Non-CAISO | 1982-12-01 | 2050-12-01 |  |  |  | 6.2 | 6.2
Baseline | CAISO | SCE | PMDLET_6_SOLAR1 | R | Solar_1Axis |  | Online | 2015-07-01 | 2050-12-01 |  |  | SOLAR_1AXIS_CA_LOSANGELES_PALMDALE_0_2022 | 10 | 10
Baseline | CAISO | SCE | PMPJCK_1_RB2SLR | R | Solar_1Axis |  | Online | 2016-12-01 | 2050-12-01 |  |  | SOLAR_1AXIS_CA_KERN_LOSTHILLS_0_2022 | 20 | 20
Baseline | CAISO | SCE | PMPJCK_1_SOLAR1 | R | Solar_1Axis |  | Online | 2015-01-01 | 2050-12-01 |  |  | SOLAR_1AXIS_CA_KERN_LOSTHILLS_0_2022 | 19.48 | 19.48
Baseline | CAISO | SCE | PMPJCK_1_SOLAR2 | R | Solar_1Axis |  | Online | 2016-12-01 | 2050-12-01 |  |  | SOLAR_1AXIS_CA_KERN_LOSTHILLS_0_2022 | 20 | 20
Baseline | CAISO | PGE | PNCHEG_2_PL1X4 | T | CT |  | Online | 2009-05-01 | 2050-12-01 |  |  |  | 417 | 417
Baseline | CAISO | PGE | PNCHPP_1_PL1X2 | T | CT |  | Online | 2009-05-01 | 2050-12-01 |  |  |  | 119.91 | 119.91
Baseline | CAISO | PGE | PNCHVS_2_SOLAR | R | Solar_1Axis |  | Online | 2018-11-01 | 2050-12-01 |  |  | SOLAR_1AXIS_CA_MERCED_DELHI_0_2022 | 140 | 140
Baseline | CAISO | PGE | PNOCHE_1_PL1X2 | T | CT |  | Online | 2005-06-01 | 2050-12-01 |  |  |  | 49.97 | 49.97
Baseline | CAISO | PGE | PNOCHE_1_UNITA1 | T | CT |  | Online | 2001-12-01 | 2050-12-01 |  |  |  | 52.01 | 52.01
Baseline | CAISO | SCE | POBLANOENERGYSTORAGE | S | Battery Storage |  | Not online as of 1/2023 | 2024-03-01 | 2099-01-01 |  |  |  | 100 | 100 | 400 | 4
Baseline | CAISO | SCE | Pocatello_Waste | F | Biomass/Wood |  | Online | 1984-12-01 | 2050-12-01 |  |  |  | 0.42803 | 0.46
Baseline | CAISO | SCE | POMONAENERGYSTORAGE | S | Battery Storage |  | Not online as of 1/2023 | 2022-10-01 | 2099-01-01 |  |  |  | 40 | 40 | 160 | 4
Baseline |  | BPAT | PortTownsendPaperMill | F | Biomass/Wood |  | Non-CAISO | 1986-01-01 | 2050-12-01 |  |  |  | 7.5 | 7.5
Baseline |  | PortlandGE | PortWestwrd1CC_Total | F | CC |  | Non-CAISO | 2007-07-01 | 2050-12-01 |  |  |  | 430 | 430
Baseline |  | PortlandGE | PortWestwrd2_01 | T | ICE |  | Non-CAISO | 2007-07-01 | 2050-12-01 |  |  |  | 18.7 | 18.7
Baseline |  | PortlandGE | PortWestwrd2_02 | T | ICE |  | Non-CAISO | 2015-02-01 | 2050-12-01 |  |  |  | 18.7 | 18.7
Baseline |  | PortlandGE | PortWestwrd2_03 | T | ICE |  | Non-CAISO | 2015-02-01 | 2050-12-01 |  |  |  | 18.7 | 18.7
Baseline |  | PortlandGE | PortWestwrd2_04 | T | ICE |  | Non-CAISO | 2015-02-01 | 2050-12-01 |  |  |  | 18.7 | 18.7
Baseline |  | PortlandGE | PortWestwrd2_05 | T | ICE |  | Non-CAISO | 2015-02-01 | 2050-12-01 |  |  |  | 18.7 | 18.7
Baseline |  | PortlandGE | PortWestwrd2_06 | T | ICE |  | Non-CAISO | 2015-02-01 | 2050-12-01 |  |  |  | 18.7 | 18.7
Baseline |  | PortlandGE | PortWestwrd2_07 | T | ICE |  | Non-CAISO | 2015-02-01 | 2050-12-01 |  |  |  | 18.7 | 18.7
Baseline |  | PortlandGE | PortWestwrd2_08 | T | ICE |  | Non-CAISO | 2015-02-01 | 2050-12-01 |  |  |  | 18.7 | 18.7
Baseline |  | PortlandGE | PortWestwrd2_09 | T | ICE |  | Non-CAISO | 2015-02-01 | 2050-12-01 |  |  |  | 18.7 | 18.7
Baseline |  | PortlandGE | PortWestwrd2_10 | T | ICE |  | Non-CAISO | 2015-02-01 | 2050-12-01 |  |  |  | 18.7 | 18.7
Baseline |  | PortlandGE | PortWestwrd2_11 | T | ICE |  | Non-CAISO | 2015-02-01 | 2050-12-01 |  |  |  | 18.7 | 18.7
Baseline |  | PortlandGE | PortWestwrd2_12 | T | ICE |  | Non-CAISO | 2015-02-01 | 2050-12-01 |  |  |  | 18.7 | 18.7
Baseline | CAISO | SDGE | PRCTVY_1_MIGBT1 | S | Battery Storage |  | Online | 2018-12-01 | 2099-01-01 |  |  |  | 2 | 2 | 8 | 4
Baseline |  | NEVP | PrescoEnergy | T | Geothermal |  | Non-CAISO | 2016-01-01 | 2050-12-01 |  |  |  | 15 | 15
Baseline |  | AZPS | PrescottPVAgg | R | Solar_Fixed |  | Non-CAISO | 2002-01-01 | 2050-01-01 |  |  | SOLAR_FIXED__AZ_PHOENIX_2022 | 13 | 13
Baseline | CAISO | SCE | Prima_Plant1 | F | Biomass/Wood |  | Online | 1999-01-01 | 2050-12-01 |  |  |  | 2.7915 | 3
Baseline | CAISO | NEVP | PRIMM_2_SOLAR1 | R | Solar_1Axis | SCE | Online | 2016-08-01 | 2050-12-01 |  |  | SOLAR_1AXIS_NV_CLARK_89040_0_2022 | 250 | 250
Baseline |  | PACW | PrinevilleSolarEnergyLLC | R | Solar_1Axis |  | Non-CAISO | 2020-12-01 | 2050-12-01 |  |  | SOLAR_1AXIS__OR_MEDFORD_2022 | 40.7 | 40.7
Baseline |  | PACW | Prospect_SOregon1 | S | Battery Storage |  | Non-CAISO | 2024-01-01 | 2050-12-01 |  |  |  | 52.5 | 52.5 | 210 | 4
Baseline | CAISO | PGE | PROXIMASOLAR | R | Paired_Solar_1Axis |  | Not online as of 1/2023 | 2023-06-01 | 2050-12-01 |  |  | SOLAR_1AXIS_CA_KINGS_STRATFORD_0_2022 | 50 | 50
Baseline | CAISO | PGE | PROXIMASTORAGE | S | Paired_BattStorage |  | Not online as of 1/2023 | 2023-06-01 | 2050-12-01 | PROXIMASOLAR | Y |  | 5 | 5 | 20 | 4
Baseline | CAISO | PGE | PUTHCR_1_PCNSB1 | R | Solar_1Axis |  | Online | 2014-12-01 | 2099-01-01 |  |  | SOLAR_1AXIS__CA_SACRAMENTO_2022 | 3 | 3
Baseline | CAISO | PGE | PUTHCR_1_SOLAR1 | R | Solar_Fixed |  | Online | 2014-12-01 | 2050-12-01 |  |  | SOLAR_FIXED_CA_MERCED_DELHI_0_2022 | 1.98 | 1.98
Baseline | CAISO | SCE | PVERDE_5_SCEDYN | N | Nuclear |  | Online | 1986-09-01 | 2050-12-01 |  |  |  | 635 | 635
Baseline | CAISO | SCE | PWEST_1_UNIT | R | Wind |  | Online | 1/1899 | 2050-12-01 |  |  | WIND_CA_SANBERNARDINO_NONE_1_v2022Astrape | 2.1 | 2.1
Baseline |  | BPAT | QualcoDairyDigester | F | Biomass/Wood |  | Non-CAISO | 2014-10-01 | 2050-12-01 |  |  |  | 0.45 | 0.45
Baseline | CAISO | SCE | QUARANTINASTORAGE | S | Battery Storage |  | Not online as of 1/2023 | 2022-01-01 | 2050-12-01 |  |  |  | 10 | 10 | 40 | 4
Baseline |  | SRP | QueenCreekSolar | R | Solar_Fixed |  | Non-CAISO | 2012-03-01 | 2050-01-01 |  |  | SOLAR_FIXED__AZ_PHOENIX_2022 | 19 | 19
Baseline | CAISO | PGE | RABBITBRUSHSTORAGE | S | Paired_BattStorage |  | Not online as of 1/2023 | 2022-06-01 | 2050-12-01 | RATSKE_2_RBSSB1 | Y |  | 20 | 20 | 50 | 2.5
Baseline | CAISO | PGE | RACEWAYSOLAR | R | Paired_Solar_1Axis |  | Not online as of 1/2023 | 2023-12-01 | 2050-12-01 |  |  | SOLAR_1AXIS_CA_KERN_LOSTHILLS_0_2022 | 125 | 125
Baseline | CAISO | PGE | RACEWAYSTORAGE | S | Paired_BattStorage |  | Not online as of 1/2023 | 2023-12-01 | 2050-12-01 | RACEWAYSOLAR | Y |  | 80 | 80 | 160 | 2
Baseline |  | PortlandGE | RafaelSolarPV | R | Solar_Fixed |  | Non-CAISO | 2019-01-01 | 2050-01-01 |  |  | SOLAR_FIXED__OR_PORTLAND_2022 | 2.2 | 2.2
Baseline |  | SMUD | Rancho_Seco_SolarII | R | Solar_1Axis |  | Non-CAISO | 2021-02-01 | 2050-12-01 |  |  | SOLAR_1AXIS__AZ_TUCSON_2022 | 160 | 160
Baseline |  | BPAT | Rathdrum_1 | T | CT |  | Non-CAISO | 1994-12-01 | 2050-12-01 |  |  |  | 83.2 | 83.2
Baseline |  | BPAT | Rathdrum_2 | T | CT |  | Non-CAISO | 1994-12-01 | 2050-12-01 |  |  |  | 83.2 | 83.2
Baseline |  | BPAT | RathdrumCC_Total | F | CC |  | Non-CAISO | 2001-09-01 | 2050-12-01 |  |  |  | 291.6 | 291.6
Baseline | CAISO | SCE | RATSKE_2_NROSR1 | R | Solar_1Axis |  | Online | 2019-06-01 | 2050-12-01 |  |  | SOLAR_1AXIS_CA_KERN_ROSAMOND_0_2022 | 150 | 150
Baseline | CAISO | SCE | RATSKE_2_RBSSB1 | R | Paired_Solar_1Axis |  | Online | 2022-06-01 | 2050-12-01 |  |  | SOLAR_1AXIS_CA_KERN_BAKERSFIELD_0_2022 | 60 | 60
Baseline | CAISO | SCE | RATSKE_2_RBSSB2 | R | Paired_Solar_1Axis |  | Online | 2022-06-01 | 2050-12-01 |  |  | SOLAR_1AXIS_CA_KERN_BAKERSFIELD_0_2022 | 40 | 40
Baseline |  | BPAT | Rattlesnake_Wind | R | Wind |  | Non-CAISO | 2023-01-01 | 2050-12-01 |  |  | Oregon_Wind_Astrape | 15 | 15
Baseline | CAISO | PGE | RAVAMESATORAGE | S | Battery Storage |  | Not online as of 1/2023 | 2026-06-01 | 2099-01-01 |  |  |  | 6 | 6 | 48 | 8
Baseline | CAISO | PGE | RCPASTORAGE | S | Battery Storage |  | Not online as of 1/2023 | 2024-12-01 | 2099-01-01 |  |  |  | 10 | 10 | 40 | 4
Baseline | CAISO | SCE | RDWAY_1_SCKSR1 | R | Solar_1Axis |  | Not online as of 1/2023 | 2023-03-01 | 2050-12-01 |  |  | SOLAR_1AXIS_CA_SANBERNARDINO_APPLEVALLEY_0_2022 | 3 | 3
Baseline | CAISO | SCE | RECTOR_2_CREST | R | Solar_Fixed |  | Online | 2016-11-01 | 2050-12-01 |  |  | SOLAR_FIXED__CA_LOSANGELES_2022 | 14 | 14
Baseline | CAISO | SCE | RECTOR_2_IVANPV | R | Solar_Fixed |  | Online | 2022-01-01 | 2099-01-01 |  |  | SOLAR_FIXED_CA_KERN_LOSTHILLS_0_2022 | 3.5 | 3.5
Baseline | CAISO | SCE | RECTOR_2_TFDBM1 | F | Biogas |  | Online | 2019-01-01 | 2050-12-01 |  |  |  | 0.02 | 0.8
Baseline | CAISO | SCE | RECTOR_7_TULARE | T | Biomass/Wood |  | Online | 1998-05-01 | 2050-12-01 |  |  |  | 0.02 | 1.5
Baseline |  | AZPS | Red_Rock_BESS | S | Battery Storage |  | Non-CAISO | 2023-06-01 | 2050-12-01 |  |  |  | 42.5 | 42.5 | 124 | 2.9176
Baseline | CAISO | PGE | REDBLF_6_UNIT | F | ICE |  | Online | 2001-08-01 | 2050-12-01 |  |  |  | 48 | 48
Baseline |  | SMUD | Redding_Power_1 | T | CT |  | Non-CAISO | 1996-05-01 | 2050-12-01 |  |  |  | 17.03 | 17.03
Baseline |  | SMUD | Redding_Power_2 | T | CT |  | Non-CAISO | 1996-05-01 | 2050-12-01 |  |  |  | 25.03 | 25.03
Baseline |  | SMUD | Redding_Power_3 | T | CT |  | Non-CAISO | 1994-06-01 | 2050-12-01 |  |  |  | 25.03 | 25.03
Baseline |  | SMUD | Redding_Power_CC | F | CC |  | Non-CAISO | 2002-04-01 | 2050-12-01 |  |  |  | 121 | 121
Baseline |  | AZPS | Redhawk_CC1 | F | CC |  | Non-CAISO | 2002-07-01 | 2050-12-01 |  |  |  | 487.1 | 487.1
Baseline |  | AZPS | Redhawk_CC2 | F | CC |  | Non-CAISO | 2002-07-01 | 2050-12-01 |  |  |  | 487.1 | 487.1
Baseline |  | AZPS | Redhawk_CC3 | F | CC |  | Non-CAISO | 2025-04-01 | 2050-12-01 |  |  |  | 486.4 | 486.4
Baseline |  | AZPS | Redhawk_CC4 | F | CC |  | Non-CAISO | 2025-04-01 | 2050-12-01 |  |  |  | 486.4 | 486.4
Baseline |  | WALC | RedhawkSolar | R | Solar_1Axis |  | Non-CAISO | 2023-09-01 | 2050-12-01 |  |  | SOLAR_1AXIS_NV_CLARK_89040_0_2022 | 150 | 150
Baseline | CAISO | SCE | REDMAN_2_SOLAR | R | Solar_Fixed |  | Online | 2017-08-01 | 2050-12-01 |  |  | SOLAR_FIXED_CA_LOSANGELES_PALMDALE_0_2022 | 3.75 | 3.75
Baseline | CAISO | SCE | REDMAN_6_AVSSR1 | R | Solar_1Axis |  | Online | 2019-02-01 | 2050-12-01 |  |  | SOLAR_1AXIS__CA_LOSANGELES_2022 | 3 | 3
Baseline | CAISO | PGE | REEDLY_6_SOLAR | R | Solar_2Axis |  | Online | 2014-06-01 | 2050-12-01 |  |  | SOLAR_2AXIS_CA_KINGS_STRATFORD_0_2022 | 1.23 | 1.23
Baseline | CAISO | SCE | RENWD_1_QF | R | Wind |  | Online | 2013-01-01 | 2050-12-01 |  |  | WIND_CA_SANBERNARDINO_NONE_1_v2022Astrape | 10 | 10
Baseline | CAISO | SCE | RESISTATION | C | DR |  | Not online as of 1/2023 | 2023-01-01 | 2099-01-01 |  |  |  | 11.6 | 11.6 |  |  |  | 11.6 | 11.6 | 11.6 | 11.6
Baseline | CAISO | PGE | REXFORDSOLAR | R | Paired_Solar_1Axis |  | Not online as of 1/2023 | 2023-10-01 | 2050-12-01 |  |  | SOLAR_1AXIS_CA_KINGS_STRATFORD_0_2022 | 300 | 300
Baseline | CAISO | PGE | REXFORDSTORAGE | S | Paired_BattStorage |  | Not online as of 1/2023 | 2023-10-01 | 2050-12-01 | REXFORDSOLAR | Y |  | 180 | 180 | 540 | 3
Baseline |  | BPAT | RFPResourcenPV | R | Solar_Fixed |  | Non-CAISO | 2024-01-01 | 2050-01-01 |  |  | SOLAR_FIXED__OR_MEDFORD_2022 | 100 | 100
Baseline | CAISO | SCE | RHONDO_6_PUENTE | F | Biogas |  | Online | 2007-12-01 | 2050-12-01 |  |  |  | 3.722 | 4
Baseline |  | NEVP | Richard_Burdette_1 | T | Geothermal |  | Non-CAISO | 2005-11-01 | 2050-12-01 |  |  |  | 15 | 15
Baseline |  | NEVP | Richard_Burdette_2 | T | Geothermal |  | Non-CAISO | 2005-11-01 | 2050-12-01 |  |  |  | 15 | 15
Baseline | CAISO | PGE | RICHMN_1_CHVSR2 | R | Solar_1Axis |  | Online | 2017-12-01 | 2050-12-01 |  |  | SOLAR_1AXIS__CA_SANJOSE_2022 | 8.5 | 8.5
Baseline | CAISO | PGE | RICHMN_1_SOLAR | R | Solar_1Axis |  | Online | 2017-12-01 | 2050-12-01 |  |  | SOLAR_1AXIS__CA_SANJOSE_2022 | 2 | 2
Baseline | CAISO | PGE | RICHMN_7_BAYENV | F | Biogas |  | Online | 1985-01-01 | 2050-12-01 |  |  |  | 0.35 | 2.5
Baseline |  | BPAT | RileySolarPV | R | Solar_Fixed |  | Non-CAISO | 2020-01-01 | 2050-12-01 |  |  | SOLAR_FIXED__OR_MEDFORD_2022 | 10 | 10
Baseline |  | SMUD | Ripon_1 | T | CT |  | Non-CAISO | 2006-06-01 | 2050-12-01 |  |  |  | 50 | 50
Baseline |  | SMUD | Ripon_2 | T | CT |  | Non-CAISO | 2006-06-01 | 2050-12-01 |  |  |  | 50 | 50
Baseline |  | BPAT | River_Road | F | CC |  | Non-CAISO | 1997-12-01 | 2050-12-01 |  |  |  | 248 | 248
Baseline |  | BPAT | RiverBendLandfillAgg | F | Biogas |  | Non-CAISO | 2010-01-01 | 2050-12-01 |  |  |  | 4.8 | 4.8
Baseline |  | PortlandGE | RiverValleySolar1PV | R | Solar_Fixed |  | Non-CAISO | 2022-01-01 | 2050-12-01 |  |  | SOLAR_FIXED__OR_PORTLAND_2022 | 1.9 | 1.9
Baseline | CAISO | SCE | RNDSBG_1_HZASR1 | R | Solar_1Axis |  | Online | 2019-11-01 | 2050-12-01 |  |  | SOLAR_1AXIS_CA_KERN_ROSAMOND_0_2022 | 3 | 3
Baseline |  | BPAT | RockGardenPV | R | Solar_Fixed |  | Non-CAISO | 2020-01-01 | 2050-12-01 |  |  | SOLAR_FIXED__OR_MEDFORD_2022 | 10 | 10
Baseline |  | NEVP | RockSprings | R | Solar_1Axis |  | Non-CAISO | 2024-03-01 | 2050-12-01 |  |  | SOLAR_1AXIS_NV_CLARK_89040_0_2022 | 120 | 120
Baseline |  | IID | Rockwood_1 | T | CT |  | Non-CAISO | 1957-01-01 | 2050-12-01 |  |  |  | 25 | 25
Baseline |  | IID | Rockwood_2 | T | CT |  | Non-CAISO | 1980-04-01 | 2050-12-01 |  |  |  | 25 | 25
Baseline |  | BPAT | RooseveltBioCC_Total | F | Biomass/Wood |  | Non-CAISO | 2012-01-01 | 2050-12-01 |  |  |  | 26 | 26
Baseline |  | BPAT | RooseveltBioIC | F | Biomass/Wood |  | Non-CAISO | 1999-06-01 | 2050-01-01 |  |  |  | 10.5 | 10.5
Baseline |  | PACW | RoseburgBiomass | F | Biomass/Wood |  | Non-CAISO | 2021-12-01 | 2050-12-01 |  |  |  | 5.4 | 5.4
Baseline |  | PACW | RoseburgForestProductsCompanyDillard1 | F | Biomass/Wood |  | Non-CAISO | 1955-01-01 | 2028-12-01 |  |  |  | 5 | 5
Baseline |  | PACW | RoseburgForestProductsCompanyDillard2 | F | Biomass/Wood |  | Non-CAISO | 1955-01-01 | 2028-12-01 |  |  |  | 5 | 5
Baseline |  | PACW | RoseburgForestProductsCompanyDillard3 | F | Biomass/Wood |  | Non-CAISO | 1955-01-01 | 2028-12-01 |  |  |  | 8 | 8
Baseline |  | PACW | RoseburgForestProductsCompanyDillard4 | F | Biomass/Wood |  | Non-CAISO | 1955-01-01 | 2028-12-01 |  |  |  | 13.8 | 13.8
Baseline |  | PACW | RoseburgForestProductsCompanyDillard5 | F | Biomass/Wood |  | Non-CAISO | 1955-01-01 | 2028-12-01 |  |  |  | 11.5 | 11.5
Baseline |  | PACW | RoseburgForestProductsCompanyDillard6 | F | Biomass/Wood |  | Non-CAISO | 1955-01-01 | 2028-12-01 |  |  |  | 11.5 | 11.5
Baseline |  | PACW | RoseburgLandfillGasEnergySouthGate | F | Biogas |  | Non-CAISO | 2011-12-01 | 2032-04-01 |  |  |  | 1.6 | 1.6
Baseline |  | SMUD | Roseville_1 | T | CT |  | Non-CAISO | 1986-05-01 | 2050-12-01 |  |  |  | 25.6 | 25.6
Baseline |  | SMUD | Roseville_2 | T | CT |  | Non-CAISO | 1986-04-01 | 2050-12-01 |  |  |  | 25.6 | 25.6
Baseline |  | SMUD | Roseville_Peakers1 | T | CT |  | Non-CAISO | 2021-09-01 | 2050-12-01 |  |  |  | 35.2 | 35.2
Baseline |  | SMUD | Roseville_Peakers2 | T | CT |  | Non-CAISO | 2021-09-01 | 2050-12-01 |  |  |  | 35.2 | 35.2
Baseline | CAISO | SDGE | ROSMDW_2_WIND1 | R | Wind |  | Online | 2012-07-01 | 2050-12-01 |  |  | WIND_CA_SANBERNARDINO_BORON_0_v2022Astrape | 140 | 140
Baseline | CAISO | SCE | ROSMND_6_SOLAR | R | Solar_Fixed |  | Online | 2017-04-01 | 2050-12-01 |  |  | SOLAR_FIXED_CA_LOSANGELES_LANCASTER_1_2022 | 3 | 3
Baseline | CAISO | SCE | RSMSLR_6_SOLAR1 | R | Solar_Fixed |  | Online | 2013-12-01 | 2050-12-01 |  |  | SOLAR_FIXED_CA_KERN_ROSAMOND_0_2022 | 20 | 20
Baseline | CAISO | SCE | RSMSLR_6_SOLAR2 | R | Solar_1Axis |  | Online | 2013-12-01 | 2050-12-01 |  |  | SOLAR_1AXIS_CA_KERN_ROSAMOND_0_2022 | 20 | 20
Baseline | CAISO | SCE | RTEDDY_2_SC1SR3 | R | Solar_1Axis |  | Online | 2020-12-01 | 2050-12-01 |  |  | SOLAR_1AXIS_CA_KERN_ROSAMOND_0_2022 | 40 | 40
Baseline | CAISO | SCE | RTEDDY_2_SEBSR3 | R | Solar_1Axis |  | Online | 2020-12-01 | 2050-12-01 |  |  | SOLAR_1AXIS_CA_KERN_ROSAMOND_0_2022 | 56 | 56
Baseline | CAISO | SCE | RTEDDY_2_SEBSR4 | R | Solar_1Axis |  | Online | 2020-12-01 | 2050-12-01 |  |  | SOLAR_1AXIS_CA_KERN_ROSAMOND_0_2022 | 56 | 56
Baseline | CAISO | SCE | RTEDDY_2_SOLAR1 | R | Solar_1Axis |  | Online | 2016-12-01 | 2050-12-01 |  |  | SOLAR_1AXIS_CA_KERN_ROSAMOND_0_2022 | 54 | 54
Baseline | CAISO | SCE | RTEDDY_2_SOLAR2 | R | Solar_1Axis |  | Online | 2016-12-01 | 2050-12-01 |  |  | SOLAR_1AXIS_CA_KERN_ROSAMOND_0_2022 | 54 | 54
Baseline | CAISO | SCE | RTEDDY_2_SPASR4 | R | Solar_1Axis |  | Online | 2020-12-01 | 2050-12-01 |  |  | SOLAR_1AXIS_CA_KERN_ROSAMOND_0_2022 | 26 | 26
Baseline | CAISO | SCE | RTEDDY_2_SRXSR4 | R | Solar_1Axis |  | Online | 2020-12-01 | 2050-12-01 |  |  | SOLAR_1AXIS_CA_KERN_ROSAMOND_0_2022 | 14 | 14
Baseline | CAISO | SCE | RTREE_2_WIND1 | R | Wind |  | Online | 2015-01-01 | 2050-12-01 |  |  | WIND_CA_SANBERNARDINO_BORON_0_v2022Astrape | 79.2 | 79.2
Baseline | CAISO | SCE | RTREE_2_WIND2 | R | Wind |  | Online | 2015-01-01 | 2050-12-01 |  |  | WIND_CA_SANBERNARDINO_BORON_0_v2022Astrape | 19.8 | 19.8
Baseline | CAISO | SCE | RTREE_2_WIND3 | R | Wind |  | Online | 2015-06-01 | 2050-12-01 |  |  | WIND_CA_SANBERNARDINO_BORON_0_v2022Astrape | 99 | 99
Baseline | CAISO | PGE | RUSCTY_2_UNITS | F | CC |  | Online | 2013-08-01 | 2050-12-01 |  |  |  | 615.18 | 615.18
Baseline | CAISO | PGE | RVRVEW_1_UNITA1 | T | CT |  | Online | 2003-05-01 | 2050-12-01 |  |  |  | 47.6 | 47.6
Baseline | CAISO | SCE | RVSIDE_2_RERCU3 | T | CT |  | Online | 2011-04-01 | 2050-12-01 |  |  |  | 49 | 49
Baseline | CAISO | SCE | RVSIDE_2_RERCU4 | T | CT |  | Online | 2011-04-01 | 2050-12-01 |  |  |  | 49 | 49
Baseline | CAISO | SCE | RVSIDE_6_RERCU1 | T | CT |  | Online | 2006-06-01 | 2050-12-01 |  |  |  | 48.35 | 48.35
Baseline | CAISO | SCE | RVSIDE_6_RERCU2 | T | CT |  | Online | 2006-06-01 | 2050-12-01 |  |  |  | 48.5 | 48.5
Baseline | CAISO | SCE | RVSIDE_6_SOLAR1 | R | Solar_1Axis |  | Online | 2015-09-01 | 2050-12-01 |  |  | SOLAR_1AXIS_CA_RIVERSIDE_RIVERSIDE_0_2022 | 7.5 | 7.5
Baseline | CAISO | SCE | RVSIDE_6_SPRING | T | CT |  | Online | 2002-06-01 | 2050-12-01 |  |  |  | 36 | 36
Baseline |  | PACW | S_Oregon1PV | R | Solar_Fixed |  | Non-CAISO | 2024-01-01 | 2050-12-01 |  |  | SOLAR_FIXED__OR_MEDFORD_2022 | 209 | 209
Baseline |  | PACW | S_Oregon2PV | R | Solar_Fixed |  | Non-CAISO | 2030-01-01 | 2050-12-01 |  |  | SOLAR_FIXED__OR_MEDFORD_2022 | 377 | 377
Baseline | CAISO | PGE | S_RITA_6_SOLAR1 | R | Solar_1Axis |  | Online | 2015-05-01 | 2050-12-01 |  |  | SOLAR_1AXIS_CA_MERCED_DELHI_0_2022 | 1.5 | 1.5
Baseline |  | AZPS | SaddleMountainTonopah | R | Solar_1Axis |  | Non-CAISO | 2012-12-01 | 2050-12-01 |  |  | SOLAR_1AXIS__AZ_PHOENIX_2022 | 15 | 15
Baseline |  | BPAT | SagebrushWind | R | Wind |  | Non-CAISO | 2011-01-01 | 2050-12-01 |  |  | Oregon_Wind_Astrape | 100.8 | 100.8
Baseline |  | AZPS | Saguaro_AZ_1 | T | CT |  | Non-CAISO | 1973-07-01 | 2050-12-01 |  |  |  | 62 | 62
Baseline |  | AZPS | Saguaro_AZ_2 | T | CT |  | Non-CAISO | 2002-07-01 | 2050-12-01 |  |  |  | 79 | 79
Baseline |  | NEVP | Saguaro_CC1 | F | CC |  | Non-CAISO | 1990-12-01 | 2050-12-01 |  |  |  | 105 | 105
Baseline |  | NEVP | Saguaro_CC2 | F | CC |  | Non-CAISO | 2025-04-01 | 2050-12-01 |  |  |  | 605.2 | 605.2
Baseline |  | AZPS | Saguaro_GE1 | T | CT |  | Non-CAISO | 1972-05-01 | 2050-12-01 |  |  |  | 62 | 62
Baseline |  | SRP | Saint_Solar | R | Solar_1Axis |  | Non-CAISO | 2020-05-01 | 2050-12-01 |  |  | SOLAR_1AXIS__AZ_TUCSON_2022 | 100 | 100
Baseline |  | SRP | SaintSolarBESS | S | Battery Storage |  | Non-CAISO | 2023-06-01 | 2050-12-01 |  |  |  | 100 | 100 | 400 | 4
Baseline |  | PortlandGE | SalemSmartPowerCenterSSPC | S | Battery Storage |  | Non-CAISO | 2013-08-01 | 2050-12-01 |  |  |  | 5 | 5 | 20 | 4
Baseline | CAISO | PGE | SALIRV_2_UNIT | F | Cogen |  | Online | 1991-10-01 | 2036-12-01 |  |  |  | 17.97 | 39
Baseline |  | NEVP | Salt_Wells_1_2 | T | Geothermal |  | Non-CAISO | 1911-11-01 | 2050-12-01 |  |  |  | 31 | 31
Baseline | CAISO | IID | Salton_Sea_4 | T | Geothermal | SCE | Online | 2000-06-01 | 2050-12-01 |  |  |  | 42 | 42
Baseline |  | IID | Salton_Sea_5 | T | Geothermal |  | Non-CAISO | 1989-05-01 | 2050-12-01 |  |  |  | 50 | 50
Baseline |  | IID | Salton_Sea_Unit_2_G1 | T | Geothermal | SMUD | Non-CAISO | 2010-04-01 | 2050-12-01 |  |  |  | 10 | 10
Baseline |  | IID | Salton_Sea_Unit_2_G2 | T | Geothermal | SMUD | Non-CAISO | 2010-04-01 | 2050-12-01 |  |  |  | 5 | 5
Baseline |  | IID | Salton_Sea_Unit_2_G3 | T | Geothermal | SMUD | Non-CAISO | 2010-04-01 | 2050-12-01 |  |  |  | 5 | 5
Baseline |  | IID | Salton_SeaIV | T | Geothermal |  | Non-CAISO | 2026-06-01 | 2050-12-01 |  |  |  | 44 | 44
Baseline |  | IID | SaltonSea1 | T | Geothermal |  | Non-CAISO | 1981-10-01 | 2050-12-01 |  |  |  | 9.59 | 9.59
Baseline |  | IID | SaltonSea3 | T | Geothermal |  | Non-CAISO | 1989-02-01 | 2050-12-01 |  |  |  | 51.89 | 51.89
Baseline | CAISO | SDGE | SAMPSN_6_KELCO1 | T | Cogen |  | Online | 2014-03-01 | 2039-12-01 |  |  |  | 2.54 | 25
Baseline |  | NEVP | San_Emidio | T | Geothermal |  | Non-CAISO | 2012-05-01 | 2050-12-01 |  |  |  | 13.7 | 13.7
Baseline |  | NEVP | San_Emidio_2 | T | Geothermal |  | Non-CAISO | 2024-05-01 | 2050-12-01 |  |  |  | 45 | 45
Baseline | CAISO | SCE | SANBORNESS3 | S | Battery Storage |  | Not online as of 1/2023 | 2023-06-01 | 2099-01-01 |  |  |  | 500 | 500 | 2000 | 4
Baseline | CAISO | SCE | SANBRN_2_EESSB2 | R | Solar_1Axis |  | Online | 2022-12-01 | 2099-01-01 |  |  | SOLAR_1AXIS_CA_LOSANGELES_LANCASTER_1_2022 | 166 | 166
Baseline | CAISO | SCE | SANBRN_2_ES1BT3_LESR | S | Paired_BattStorage |  | Online | 2022-04-01 | 2050-12-01 | EDWARD_2_E21SB1_LESR | Y |  | 22 | 22 | 300 | 13.6364
Baseline | CAISO | SCE | SANBRN_2_ES1BT3_SUN | R | Paired_Solar_1Axis |  | Online | 2022-04-01 | 2099-01-01 |  |  | SOLAR_1AXIS_CA_LOSANGELES_LANCASTER_1_2022 | 18 | 18
Baseline | CAISO | SCE | SANBRN_2_ES2SB3_LESR | S | Paired_BattStorage |  | Online | 2022-04-01 | 2050-12-01 | EDWARD_2_ES2BT3_LESR | Y |  | 18 | 18 | 300 | 16.6667
Baseline | CAISO | SCE | SANBRN_2_ES2SB3_SUN | R | Solar_1Axis |  | Online | 2022-04-01 | 2099-01-01 |  |  | SOLAR_1AXIS_CA_LOSANGELES_LANCASTER_1_2022 | 24 | 24
Baseline | CAISO | SCE | SANBRN_2_ESABT1 | S | Battery Storage |  | Online | 2021-11-01 | 2099-01-01 |  |  |  | 100 | 100 | 213 | 2.13
Baseline | CAISO | SCE | SANBRN_2_ESBBT1 | S | Battery Storage |  | Online | 2021-11-01 | 2099-01-01 |  |  |  | 100 | 100 | 400 | 4
Baseline | CAISO | SCE | SANBRN_2_SS2SB4 | R | Solar_1Axis |  | Online | 2022-12-01 | 2099-01-01 |  |  | SOLAR_1AXIS_CA_LOSANGELES_LANCASTER_1_2022 | 32 | 32
Baseline | CAISO | SCE | SANDLT_2_SUNITS | R | Solar_Thermal |  | Online | 2014-12-01 | 2050-12-01 |  |  | SOLAR_1AXIS_CA_KERN_ROSAMOND_0_2022 | 275 | 275
Baseline | CAISO | PGE | SANDRINISOL | R | Solar_1Axis |  | Not online as of 1/2023 | 2022-12-01 | 2050-12-01 |  |  | SOLAR_1AXIS_CA_KERN_LOSTHILLS_0_2022 | 100 | 100
Baseline |  | SRP | Sandstone_Solar | R | Solar_1Axis |  | Non-CAISO | 2016-02-01 | 2050-12-01 |  |  | SOLAR_1AXIS__AZ_PHOENIX_2022 | 45 | 45
Baseline | CAISO | SCE | SANITR_6_UNITS | F | Biogas |  | Online | 2001-12-01 | 2050-12-01 |  |  |  | 1.4 | 8
Baseline | CAISO | PGE | SANLOB_1_OSFBM1 | F | Biogas |  | Online | 2019-07-01 | 2050-12-01 |  |  |  | 0.02 | 0.853
Baseline | CAISO | SCE | Santa_Barbara_County_Public_Works_Department | F | Biogas |  | Online | 2019-11-01 | 2050-12-01 |  |  |  | 2.116 | 2.274
Baseline |  | SRP | Santan_1 | F | CC |  | Non-CAISO | 1974-10-01 | 2050-12-01 |  |  |  | 94 | 94
Baseline |  | SRP | Santan_2 | F | CC |  | Non-CAISO | 1974-12-01 | 2050-12-01 |  |  |  | 94 | 94
Baseline |  | SRP | Santan_3 | F | CC |  | Non-CAISO | 1974-10-01 | 2050-12-01 |  |  |  | 94 | 94
Baseline |  | SRP | Santan_4 | F | CC |  | Non-CAISO | 1975-05-01 | 2050-12-01 |  |  |  | 94 | 94
Baseline |  | SRP | Santan_5_CC | F | CC |  | Non-CAISO | 2005-04-01 | 2050-12-01 |  |  |  | 589.5 | 589.5
Baseline |  | SRP | Santan_6_CC | F | CC |  | Non-CAISO | 2006-03-01 | 2050-12-01 |  |  |  | 281 | 281
Baseline | CAISO | SCE | SANTAPAULAE | S | Battery Storage |  | Not online as of 1/2023 | 2023-10-01 | 2099-01-01 |  |  |  | 15 | 15 | 60 | 4
Baseline | CAISO | PGE | SANTFG_7_UNITS | T | Geothermal |  | Online | 1984-03-01 | 2050-12-01 |  |  |  | 72 | 92.1
Baseline | CAISO | SCE | SANTGO_2_LNDFL1 | F | Biogas |  | Online | 2016-04-01 | 2050-12-01 |  |  |  | 18.74 | 19.6
Baseline | CAISO | SCE | SANTGO_2_MABBT1 | S | Battery Storage |  | Online | 2017-01-01 | 2050-12-01 |  |  |  | 2 | 2 | 8 | 4
Baseline | CAISO | SCE | SANWD_1_QF | R | Wind |  | Online | 1983-03-01 | 2050-12-01 |  |  | WIND_CA_SANBERNARDINO_NONE_1_v2022Astrape | 31 | 31
Baseline | CAISO | SCE | SAUGUS_7_CHIQCN | T | Biogas |  | Online | 2010-11-01 | 2050-12-01 |  |  |  | 5.34 | 8
Baseline | CAISO | SCE | SBERDO_2_PSP3 | F | CC |  | Online | 2005-12-01 | 2050-12-01 |  |  |  | 555 | 555
Baseline | CAISO | SCE | SBERDO_2_PSP4 | F | CC |  | Online | 2006-01-01 | 2050-12-01 |  |  |  | 555 | 555
Baseline | CAISO | SCE | SBERDO_2_REDLND | R | Solar_Fixed |  | Online | 2011-03-01 | 2050-12-01 |  |  | SOLAR_FIXED_CA_RIVERSIDE_RIVERSIDE_0_2022 | 2 | 2
Baseline | CAISO | SCE | SBERDO_2_RTS005 | R | Solar_Fixed |  | Online | 2012-11-01 | 2050-12-01 |  |  | SOLAR_FIXED_CA_RIVERSIDE_RIVERSIDE_0_2022 | 2.5 | 2.5
Baseline | CAISO | SCE | SBERDO_2_RTS007 | R | Solar_Fixed |  | Online | 2012-11-01 | 2050-12-01 |  |  | SOLAR_FIXED_CA_RIVERSIDE_RIVERSIDE_0_2022 | 2.5 | 2.5
Baseline | CAISO | SCE | SBERDO_2_RTS011 | R | Solar_Fixed |  | Online | 2011-11-01 | 2050-12-01 |  |  | SOLAR_FIXED_CA_RIVERSIDE_RIVERSIDE_0_2022 | 3.5 | 3.5
Baseline | CAISO | SCE | SBERDO_2_RTS013 | R | Solar_Fixed |  | Online | 2013-06-01 | 2050-12-01 |  |  | SOLAR_FIXED_CA_RIVERSIDE_RIVERSIDE_0_2022 | 3.5 | 3.5
Baseline | CAISO | SCE | SBERDO_2_RTS016 | R | Solar_Fixed |  | Online | 2011-05-01 | 2050-12-01 |  |  | SOLAR_FIXED_CA_RIVERSIDE_RIVERSIDE_0_2022 | 1.5 | 1.5
Baseline | CAISO | SCE | SBERDO_2_RTS048 | R | Solar_Fixed |  | Online | 2013-09-01 | 2050-12-01 |  |  | SOLAR_FIXED_CA_RIVERSIDE_RIVERSIDE_0_2022 | 5 | 5
Baseline |  | SMUD | SCACogen2_CC | F | CC |  | Non-CAISO | 1997-03-01 | 2030-04-01 |  |  |  | 65.6 | 65.6
Baseline |  | SMUD | SCACogen2GT | T | CT |  | Non-CAISO | 1997-03-01 | 2050-12-01 |  |  |  | 49 | 49
Baseline |  | LADWP | Scattergood_1 | F | Steam |  | Non-CAISO | 1958-12-01 | 2024-12-01 |  |  |  | 174 | 174
Baseline |  | LADWP | Scattergood_2 | F | Steam |  | Non-CAISO | 1959-07-01 | 2024-12-01 |  |  |  | 177 | 177
Baseline |  | LADWP | Scattergood_6 | T | CT |  | Non-CAISO | 2015-12-01 | 2060-12-01 |  |  |  | 89 | 89
Baseline |  | LADWP | Scattergood_7 | T | CT |  | Non-CAISO | 2015-12-01 | 2060-12-01 |  |  |  | 89 | 89
Baseline |  | LADWP | Scattergood_CC3 | T | CC |  | Non-CAISO | 2015-12-01 | 2050-12-01 |  |  |  | 311 | 311
Baseline |  | LADWP | Scattergood_CC4 | T | CC |  | Non-CAISO | 2029-12-01 | 2050-12-01 |  |  |  | 311 | 311
Baseline | CAISO | SCE | SCE Hoover Hydro_New | H | Hydro |  | Online | 2020-01-01 | 2050-12-01 |  |  |  | 567.0892
Baseline | CAISO | SCE | SCE Hydro_New | H | Hydro |  | Online | 2020-01-01 | 2050-12-01 |  |  |  | 826.7379
Baseline | CAISO | SCE | SCE_AP_I | C | DR |  | Online | 2015-01-01 | 2050-12-01 |  |  |  | 40.9594 |  |  |  |  | 41.3641 | 41.4967 | 41.4326 | 40.9594
Baseline | CAISO | SCE | SCE_BIP_15 | C | DR |  | Online | 2015-01-01 | 2050-12-01 |  |  |  | 132.7876 |  |  |  |  | 134.0997 | 134.5297 | 134.3218 | 132.7876
Baseline | CAISO | SCE | SCE_BIP_30 | C | DR |  | Online | 2015-01-01 | 2050-12-01 |  |  |  | 454.5166 |  |  |  |  | 459.0081 | 460.4797 | 459.7681 | 454.5166
Baseline | CAISO | SCE | SCE_CBP_DA | C | DR |  | Online | 2015-01-01 | 2050-12-01 |  |  |  | 6.6063 |  |  |  |  | 6.6716 | 6.693 | 6.6827 | 6.6063
Baseline | CAISO | SCE | SCE_CBP_DO | C | DR |  | Online | 2015-01-01 | 2050-12-01 |  |  |  | 17.1765 |  |  |  |  | 17.3462 | 17.4018 | 17.375 | 17.1765
Baseline | CAISO | SCE | SCE_RDT_EE | R | AAEE |  | Not online as of 1/2023 | 2018-01-01 | 2050-12-01 |  |  |  | 22.87 | 22.87
Baseline |  | AZPS | SCE_S_Nevada_Solar_1 | R | Solar_1Axis |  | Non-CAISO | 2017-10-01 | 2050-12-01 |  |  | SOLAR_1AXIS_CA_IMPERIAL_BRAWLEY_0_2022 | 100.81 | 100.81
Baseline | CAISO | SCE | SCE_SDP_Comm | C | DR |  | Online | 2015-01-01 | 2050-12-01 |  |  |  | 9.2489 |  |  |  |  | 12.6761 | 11.3781 | 9.3557 | 9.2489
Baseline | CAISO | SCE | SCE_SDP_Resd | C | DR |  | Online | 2015-01-01 | 2050-12-01 |  |  |  | 110.9866 |  |  |  |  | 140.1042 | 127.1674 | 112.269 | 110.9866
Baseline | CAISO | PGE | SCHLTE_1_PL1X3 | T | CC |  | Online | 2012-10-01 | 2050-12-01 |  |  |  | 336.04 | 336.04
Baseline | CAISO | PGE | SCHNDR_1_FIVPTS | R | Solar_Fixed |  | Online | 2011-10-01 | 2050-12-01 |  |  | SOLAR_FIXED_CA_MERCED_DELHI_0_2022 | 15 | 15
Baseline | CAISO | PGE | SCHNDR_1_OS2BM2 | F | Biogas |  | Online | 2019-06-01 | 2050-12-01 |  |  |  | 0.02 | 0.8
Baseline | CAISO | PGE | SCHNDR_1_WSTSDE | R | Solar_Fixed |  | Online | 2011-09-01 | 2050-12-01 |  |  | SOLAR_FIXED_CA_MERCED_DELHI_0_2022 | 15 | 15
Baseline | CAISO | SDGE | SDGE_BIP | C | DR |  | Online | 2015-01-01 | 2050-12-01 |  |  |  | 5.1877 |  |  |  |  | 2.9488 | 3.5067 | 4.471 | 5.1877
Baseline | CAISO | SDGE | SDGE_CBP_DA | C | DR |  | Online | 2015-01-01 | 2050-12-01 |  |  |  | 0.25939 |  |  |  |  | 0.14744 | 0.017534 | 0.22355 | 0.25939
Baseline | CAISO | SDGE | SDGE_CBP_DO | C | DR |  | Online | 2015-01-01 | 2050-12-01 |  |  |  | 12.9693 |  |  |  |  | 7.372 | 8.7668 | 11.1775 | 12.9693
Baseline | CAISO | SDGE | SDGE_Summ_Sav_Resd | C | DR |  | Online | 2015-01-01 | 2050-12-01 |  |  |  | 0.25939 |  |  |  |  | 0.14744 | 0.017534 | 0.22355 | 0.25939
Baseline | CAISO | SDGE | SDGE_Summer_Saver_Com | C | DR |  | Online | 2015-01-01 | 2050-12-01 |  |  |  | 0.25939 |  |  |  |  | 0.14744 | 0.017534 | 0.22355 | 0.25939
Baseline | CAISO | SDGE | SDGEAC_Saver_DA_comm | C | DR |  | Online | 2015-01-01 | 2050-12-01 |  |  |  | 0.25939 |  |  |  |  | 1.4744 | 0.017534 | 0.22355 | 0.25939
Baseline | CAISO | SDGE | SDGEAC_Saver_DA_res | C | DR |  | Online | 2015-01-01 | 2050-12-01 |  |  |  | 25.9386 |  |  |  |  | 14.744 | 17.5336 | 22.3549 | 25.9386
Baseline | CAISO | SDGE | SDGEAC_Saver_DO_comm | C | DR |  | Online | 2015-01-01 | 2050-12-01 |  |  |  | 2.5939 |  |  |  |  | 1.4744 | 1.7534 | 2.2355 | 2.5939
Baseline | CAISO | SDGE | SDGEAC_Saver_DO_res | C | DR |  | Online | 2015-01-01 | 2050-12-01 |  |  |  | 5.1877 |  |  |  |  | 2.9488 | 3.5067 | 4.471 | 5.1877
Baseline |  | IID | SDSU_GEN | R | Solar_Fixed |  | Non-CAISO | 2002-12-01 | 2050-12-01 |  |  | SOLAR_FIXED_CA_IMPERIAL_BRAWLEY_0_2022 | 7 | 7
Baseline |  | PACW | SE_Oregon_Solarn | R | Solar_Fixed |  | Non-CAISO | 2026-01-01 | 2050-01-01 |  |  | SOLAR_FIXED__OR_MEDFORD_2022 | 100 | 100
Baseline |  | NEVP | Searchlight | R | Solar_Fixed |  | Non-CAISO | 1985-02-01 | 2050-12-01 |  |  | SOLAR_FIXED_NV_CLARK_89040_0_2022 | 18.3 | 18.3
Baseline | CAISO | SCE | SEARLS_1_TS3SR1 | R | Paired_Solar_1Axis |  | Not online as of 1/2023 | 2023-03-01 | 2099-01-01 |  |  | SOLAR_1AXIS_CA_SANBERNARDINO_APPLEVALLEY_0_2022 | 2 | 2
Baseline | CAISO | SCE | SEARLS_7_ARGUS | F | Cogen |  | Online | 2013-11-01 | 2039-12-01 |  |  |  | 1.14 | 19
Baseline |  | IID | Second_Imperial01_12 | T | Geothermal |  | Non-CAISO | 1993-06-01 | 2050-12-01 |  |  |  | 33 | 33
Baseline |  | IID | Second_Imperial13 | T | Geothermal |  | Non-CAISO | 2006-01-01 | 2050-12-01 |  |  |  | 16 | 16
Baseline |  | IID | Second_Imperial14 | T | Geothermal |  | Non-CAISO | 2008-04-01 | 2050-12-01 |  |  |  | 16 | 16
Baseline | CAISO | SCE | SEGS_1_SR2SL2 | R | Solar_1Axis |  | Online | 2017-06-01 | 2050-12-01 |  |  | SOLAR_1AXIS_CA_MERCED_DELHI_0_2022 | 20 | 20
Baseline |  | BPAT | SenecaSustainableEnergyProj | F | Biomass/Wood |  | Non-CAISO | 2011-04-01 | 2050-12-01 |  |  |  | 19.77 | 19.77
Baseline | CAISO | SCE | SENTNL_2_CTG1 | T | CT |  | Online | 2013-05-01 | 2050-12-01 |  |  |  | 107.68 | 107.68
Baseline | CAISO | SCE | SENTNL_2_CTG2 | T | CT |  | Online | 2013-05-01 | 2050-12-01 |  |  |  | 104.19 | 104.19
Baseline | CAISO | SCE | SENTNL_2_CTG3 | T | CT |  | Online | 2013-05-01 | 2050-12-01 |  |  |  | 105.69 | 105.69
Baseline | CAISO | SCE | SENTNL_2_CTG4 | T | CT |  | Online | 2013-05-01 | 2050-12-01 |  |  |  | 106.55 | 106.55
Baseline | CAISO | SCE | SENTNL_2_CTG5 | T | CT |  | Online | 2013-05-01 | 2050-12-01 |  |  |  | 107.52 | 107.52
Baseline | CAISO | SCE | SENTNL_2_CTG6 | T | CT |  | Online | 2013-05-01 | 2050-12-01 |  |  |  | 105 | 105
Baseline | CAISO | SCE | SENTNL_2_CTG7 | T | CT |  | Online | 2013-05-01 | 2050-12-01 |  |  |  | 106.73 | 106.73
Baseline | CAISO | SCE | SENTNL_2_CTG8 | T | CT |  | Online | 2013-05-01 | 2050-12-01 |  |  |  | 106.85 | 106.85
Baseline | CAISO | SDGE | SEPV_Boulevard_2 | R | Solar_1Axis |  | Not online as of 1/2023 | 2016-05-01 | 2050-12-01 |  |  | SOLAR_1AXIS_CA_IMPERIAL_BRAWLEY_0_2022 | 2.9 | 2.9
Baseline |  | IID | Seville_2 | R | Solar_1Axis |  | Non-CAISO | 2010-04-01 | 2050-12-01 |  |  | SOLAR_1AXIS_CA_IMPERIAL_BRAWLEY_0_2022 | 32.5 | 32.5
Baseline | CAISO | PGE | SGREGY_6_SANGER | F | CC |  | Online | 2017-06-01 | 2050-12-01 |  |  |  | 48.3 | 48.3
Baseline | CAISO | SCE | SHANDN_2_SBBBM1 | T | Biogas |  | Online | 2019-09-01 | 2050-12-01 |  |  |  | 2.4193 | 2.6
Baseline |  | PACW | SheepSolar | R | Solar_Fixed |  | Non-CAISO | 2017-01-01 | 2050-12-01 |  |  | SOLAR_FIXED__OR_MEDFORD_2022 | 2.2 | 2.2
Baseline | CAISO | PGE | SHELRF_1_UNITS | F | CT |  | Online | 1995-01-01 | 2050-12-01 |  |  |  | 100 | 100
Baseline | CAISO | SCE | SHUTLE_6_CREST | R | Solar_1Axis |  | Online | 2016-03-01 | 2050-12-01 |  |  | SOLAR_1AXIS__CA_LOSANGELES_2022 | 4 | 4
Baseline | CAISO | PGE | SIERRA_1_UNITS | T | CT |  | Online | 1989-02-01 | 2050-12-01 |  |  |  | 52.43 | 52.43
Baseline | CAISO | PGE | SIERRASTORAGE | S | Battery Storage |  | Not online as of 1/2023 | 2022-12-01 | 2050-12-01 |  |  |  | 10 | 10 | 40 | 4
Baseline | CAISO | IID | SIGHEB_6_HE2SCEDYN | T | Geothermal | SCE | Online | 2008-04-01 | 2050-12-01 |  |  |  | 28 | 28
Baseline | CAISO | IID | SIGHEB_6_MIRDYN | T | Geothermal | SCE | Online | 2008-04-01 | 2050-12-01 |  |  |  | 17 | 17
Baseline |  | NEVP | Silver_State_North_1 | R | Solar_Fixed |  | Non-CAISO | 1998-04-01 | 2050-12-01 |  |  | SOLAR_FIXED_NV_CLARK_89040_0_2022 | 30 | 30
Baseline |  | NEVP | Silver_State_North_2 | R | Solar_Fixed |  | Non-CAISO | 2012-03-01 | 2050-12-01 |  |  | SOLAR_FIXED_NV_CLARK_89040_0_2022 | 28 | 28
Baseline |  | NEVP | Silverhawk_CC | F | CC |  | Non-CAISO | 2004-05-01 | 2039-12-01 |  |  |  | 566 | 566
Baseline |  | PortlandGE | SilvertonSolar | R | Solar_Fixed |  | Non-CAISO | 2017-01-01 | 2050-12-01 |  |  | SOLAR_FIXED__OR_PORTLAND_2022 | 2.2 | 2.2
Baseline |  | BPAT | SimpsonTacoma | F | Biomass/Wood |  | Non-CAISO | 2009-07-01 | 2050-12-01 |  |  |  | 64 | 64
Baseline | CAISO | SCE | SISPRG_2_DS3BT1 | S | Paired_BattStorage |  | Not online as of 1/2023 | 2023-03-01 | 2099-01-01 | DAGGETTSOLAR | Y |  | 61.5 | 61.5 | 246 | 4 | 560
Baseline | CAISO | SCE | SISPRG_2_DS3BT2 | S | Paired_BattStorage |  | Not online as of 1/2023 | 2023-03-01 | 2099-01-01 | DAGGETTSOLAR | Y |  | 60 | 60 | 240 | 4 | 560
Baseline | CAISO | SCE | SISPRG_2_DS3BT3 | S | Paired_BattStorage |  | Not online as of 1/2023 | 2023-03-01 | 2099-01-01 | DAGGETTSOLAR | Y |  | 12.5 | 12.5 | 50 | 4 | 560
Baseline | CAISO | SCE | SISPRG_2_DS3BT4 | S | Paired_BattStorage |  | Not online as of 1/2023 | 2023-11-01 | 2099-01-01 | DAGGETTSOLAR | Y |  | 15 | 15 | 60 | 4 | 560
Baseline | CAISO | SCE | SISPRG_2_DS3SR1 | R | Paired_Solar_1Axis |  | Not online as of 1/2023 | 2023-11-01 | 2099-01-01 |  |  | SOLAR_1AXIS_CA_SANBERNARDINO_APPLEVALLEY_0_2022 | 123 | 123
Baseline | CAISO | SCE | SISPRG_2_DS3SR2 | R | Paired_Solar_1Axis |  | Not online as of 1/2023 | 2023-11-01 | 2099-01-01 |  |  | SOLAR_1AXIS_CA_SANBERNARDINO_APPLEVALLEY_0_2022 | 110 | 110
Baseline | CAISO | SCE | SISPRG_2_DS3SR3 | R | Paired_Solar_1Axis |  | Not online as of 1/2023 | 2023-11-01 | 2099-01-01 |  |  | SOLAR_1AXIS_CA_SANBERNARDINO_APPLEVALLEY_0_2022 | 50 | 50
Baseline | CAISO | SCE | SISPRG_2_DS3SR4 | R | Paired_Solar_1Axis |  | Not online as of 1/2023 | 2023-11-01 | 2099-01-01 |  |  | SOLAR_1AXIS_CA_SANBERNARDINO_APPLEVALLEY_0_2022 | 17 | 17
Baseline | CAISO | PGE | SISQUC_1_SMARIA | F | Biogas |  | Online | 2010-09-01 | 2050-12-01 |  |  |  | 1.06 | 1.42
Baseline | CAISO | PGE | SKERN_6_SOLAR1 | R | Solar_1Axis |  | Online | 2015-04-01 | 2050-12-01 |  |  | SOLAR_1AXIS_CA_KERN_BAKERSFIELD_0_2022 | 20 | 20
Baseline | CAISO | PGE | SKERN_6_SOLAR2 | R | Solar_1Axis |  | Online | 2017-01-01 | 2050-12-01 |  |  | SOLAR_1AXIS_CA_KERN_BAKERSFIELD_0_2022 | 10 | 10
Baseline |  | PACW | SkysolLLC | R | Solar_Fixed |  | Non-CAISO | 2023-02-01 | 2050-12-01 |  |  | SOLAR_FIXED__OR_MEDFORD_2022 | 55 | 55
Baseline | CAISO | PGE | SLATE_2_SLASR1 | R | Solar_1Axis |  | Online | 2022-04-01 | 2050-12-01 |  |  | SOLAR_1AXIS_CA_KINGS_STRATFORD_0_2022 | 51 | 51
Baseline | CAISO | PGE | SLATE_2_SLASR2_LESR | S | Hybrid_BattStorage |  | Online | 2022-03-01 | 2099-01-01 | SLATE_2_SLASR2_SUN | Y |  | 46.5 | 46.5 | 186 | 4
Baseline | CAISO | PGE | SLATE_2_SLASR2_SUN | R | Hybrid_Solar_1Axis |  | Online | 2022-03-01 | 2099-01-01 |  |  | SOLAR_1AXIS_CA_KINGS_STRATFORD_0_2022 | 46.5 | 46.5
Baseline | CAISO | PGE | SLATE_2_SLASR3_LESR | S | Hybrid_BattStorage |  | Online | 2022-03-01 | 2099-01-01 | SLATE_2_SLASR3_SUN | Y |  | 34 | 34 | 135.2 | 3.9765
Baseline | CAISO | PGE | SLATE_2_SLASR3_SUN | R | Hybrid_Solar_1Axis |  | Online | 2022-03-01 | 2099-01-01 |  |  | SOLAR_1AXIS_CA_KINGS_STRATFORD_0_2022 | 34 | 34
Baseline | CAISO | PGE | SLATE_2_SLASR4_LESR | S | Hybrid_BattStorage |  | Online | 2021-06-01 | 2099-01-01 | SLATE_2_SLASR4_SUN | Y |  | 63 | 63 | 252 | 4 | 126
Baseline | CAISO | PGE | SLATE_2_SLASR4_SUN | R | Hybrid_Solar_1Axis |  | Online | 2022-03-01 | 2099-01-01 |  |  | SOLAR_1AXIS_CA_KINGS_STRATFORD_0_2022 | 13 | 13
Baseline | CAISO | PGE | SLATE_2_SLASR5_LESR | S | Hybrid_BattStorage |  | Online | 2022-03-01 | 2099-01-01 | SLATE_2_SLASR5_SUN | Y |  | 10 | 10 | 40 | 4
Baseline | CAISO | PGE | SLATE_2_SLASR5_SUN | R | Hybrid_Solar_1Axis |  | Online | 2022-03-01 | 2099-01-01 |  |  | SOLAR_1AXIS_CA_KINGS_STRATFORD_0_2022 | 16 | 16
Baseline | CAISO | SDGE | SLRMS3_2_SRMSR1 | R | Solar_1Axis |  | Online | 2019-12-01 | 2050-12-01 |  |  | SOLAR_1AXIS_CA_IMPERIAL_BRAWLEY_0_2022 | 250 | 250
Baseline | CAISO | PGE | SLST13_2_SOLAR1 | R | Solar_1Axis |  | Online | 2015-11-01 | 2050-12-01 |  |  | SOLAR_1AXIS_CA_MERCED_DELHI_0_2022 | 107.6 | 107.6
Baseline | CAISO | SCE | SLSTR1_2_SOLAR1 | R | Solar_1Axis |  | Online | 2014-10-01 | 2050-12-01 |  |  | SOLAR_1AXIS_CA_KERN_ROSAMOND_0_2022 | 310 | 310
Baseline | CAISO | SCE | SLSTR2_2_SOLAR2 | R | Solar_1Axis |  | Online | 2014-07-01 | 2050-12-01 |  |  | SOLAR_1AXIS_CA_KERN_ROSAMOND_0_2022 | 276 | 276
Baseline | CAISO | PGE | SLUISP_2_UNITS | C | DR |  | Online | 2015-01-01 | 2050-12-01 |  |  |  | 40.1 |  |  |  |  | 40.1 | 40.1 | 40.1 | 40.1
Baseline | CAISO | PGE | SMPRIP_1_SMPSON | T | Cogen |  | Online | 1988-04-01 | 2033-12-01 |  |  |  | 46.05 | 46.05
Baseline | CAISO | SDGE | SMRCOS_6_LNDFIL | F | Biogas |  | Online | 2011-05-01 | 2050-12-01 |  |  |  | 1.5 | 1.5
Baseline |  | AZPS | SMTInvestors | R | Solar_Fixed |  | Non-CAISO | 2010-10-01 | 2050-12-01 |  |  | SOLAR_FIXED__AZ_PHOENIX_2022 | 2.04 | 2.04
Baseline | CAISO | PGE | SMUDGO_7_UNIT_1 | T | Geothermal |  | Online | 1983-01-01 | 2050-12-01 |  |  |  | 47 | 64.8
Baseline | CAISO | PGE | SMYRNA_1_DL1SR1 | R | Solar_1Axis |  | Online | 2017-12-01 | 2050-12-01 |  |  | SOLAR_1AXIS_CA_KERN_LOSTHILLS_0_2022 | 1 | 1
Baseline | CAISO | SCE | SNCLRA_2_HOWLNG | F | Biomass/Wood |  | Online | 2013-06-01 | 2050-12-01 |  |  |  | 5.49 | 13
Baseline | CAISO | SCE | SNCLRA_2_SILBT1 | S | Battery Storage |  | Online | 2021-04-01 | 2050-12-01 |  |  |  | 11 | 11 | 44 | 4
Baseline | CAISO | SCE | SNCLRA_2_UNIT | F | Cogen |  | Online | 2018-04-01 | 2039-12-01 |  |  |  | 27.5 | 27.5
Baseline | CAISO | SCE | SNCLRA_2_UNIT1 | T | Cogen |  | Online | 2016-04-01 | 2039-12-01 |  |  |  | 10.86 | 27.8
Baseline | CAISO | SCE | SNCLRA_2_VESBT1 | S | Battery Storage |  | Online | 2021-04-01 | 2050-12-01 |  |  |  | 100 | 100 | 400 | 4
Baseline | CAISO | SCE | SNCLRA_6_OXGEN | F | Cogen |  | Online | 2020-06-01 | 2040-12-01 |  |  |  | 47.7 | 48.5
Baseline | CAISO | SCE | SNCLRA_6_PROCGN | F | Cogen |  | Online | 1998-11-01 | 2038-12-01 |  |  |  | 20.79 | 49.5
Baseline | CAISO | PGE | SNMALF_6_UNITS | F | Biogas |  | Online | 1993-04-01 | 2050-12-01 |  |  |  | 3.39 | 5
Baseline |  | BPAT | SnohomishCo1 | S | Battery Storage |  | Non-CAISO | 2015-01-01 | 2050-12-01 |  |  |  | 3.4 | 3.4 | 13.6 | 4
Baseline | CAISO | IID | SNORA_2_SNRSLR | R | Solar_Fixed | SDGE | Online | 2015-08-01 | 2050-12-01 |  |  | SOLAR_FIXED_CA_IMPERIAL_BRAWLEY_0_2022 | 50 | 50
Baseline |  | AZPS | Snowflake_White_Mtn | F | Biomass/Wood |  | Non-CAISO | 2008-06-01 | 2050-12-01 |  |  |  | 16 | 16
Baseline |  | NEVP | Soda_Lake_Geothermal | T | Geothermal |  | Non-CAISO | 1990-10-01 | 2050-01-01 |  |  |  | 12 | 12
Baseline |  | IID | SOL_GEN | R | Solar_Fixed |  | Non-CAISO | 1982-03-01 | 2050-12-01 |  |  | SOLAR_FIXED_CA_IMPERIAL_BRAWLEY_0_2022 | 20 | 20
Baseline |  | AZPS | Solana_1 | R | Solar_Thermal |  | Non-CAISO | 2013-07-01 | 2050-12-01 |  |  | SOLAR_2AXIS_CA_IMPERIAL_BRAWLEY_0_2022 | 140 | 140
Baseline |  | AZPS | Solana_2 | R | Solar_Thermal |  | Non-CAISO | 2013-07-01 | 2050-12-01 |  |  | SOLAR_2AXIS_CA_IMPERIAL_BRAWLEY_0_2022 | 140 | 140
Baseline | CAISO | PGE | SOLANOGEOTHERMAL | T | Geothermal |  | Not online as of 1/2023 | 2026-12-01 | 2050-12-01 |  |  |  | 20.8 | 20.8
Baseline |  | LADWP | SolarCNMSB1 | R | Solar_Fixed |  | Non-CAISO | 2011-05-01 | 2050-12-01 |  |  | SOLAR_FIXED__CA_LOSANGELES_2022 | 395 | 395
Baseline |  | LADWP | SolarFeedInTariff | R | Solar_Fixed |  | Non-CAISO | 2013-01-01 | 2050-12-01 |  |  | SOLAR_FIXED__CA_LOSANGELES_2022 | 90.2 | 90.2
Baseline |  | LADWP | SolarFIT2020 | R | Solar_Fixed |  | Non-CAISO | 2020-01-01 | 2050-12-01 |  |  | SOLAR_FIXED__CA_LOSANGELES_2022 | 13 | 13
Baseline |  | LADWP | SolarFITAgg1 | R | Solar_Fixed |  | Non-CAISO | 2017-01-01 | 2050-12-01 |  |  | SOLAR_FIXED__CA_LOSANGELES_2022 | 37.84 | 37.84
Baseline |  | LADWP | SolarFITAgg2 | R | Solar_Fixed |  | Non-CAISO | 2021-01-01 | 2050-12-01 |  |  | SOLAR_FIXED__CA_LOSANGELES_2022 | 27.3 | 27.3
Baseline |  | LADWP | SolarFITAgg3 | R | Solar_Fixed |  | Non-CAISO | 2019-01-01 | 2050-12-01 |  |  | SOLAR_FIXED__CA_LOSANGELES_2022 | 26.58 | 26.58
Baseline |  | LADWP | SolarOwens2017 | R | Solar_Fixed |  | Non-CAISO | 2017-01-01 | 2050-12-01 |  |  | SOLAR_FIXED__CA_PORTERVILLE_2022 | 50 | 50
Baseline |  | LADWP | SolarOwens2018 | R | Solar_Fixed |  | Non-CAISO | 2018-01-01 | 2050-12-01 |  |  | SOLAR_FIXED__CA_PORTERVILLE_2022 | 50 | 50
Baseline |  | LADWP | SolarOwens2020 | R | Solar_Fixed |  | Non-CAISO | 2020-12-01 | 2050-12-01 |  |  | SOLAR_FIXED__CA_PORTERVILLE_2022 | 50 | 50
Baseline |  | LADWP | SolarSB1Agg1 | R | Solar_Fixed |  | Non-CAISO | 2025-01-01 | 2050-12-01 |  |  | SOLAR_FIXED__CA_LOSANGELES_2022 | 27 | 27
Baseline |  | LADWP | SolarSB1Agg2 | R | Solar_Fixed |  | Non-CAISO | 2028-01-01 | 2050-12-01 |  |  | SOLAR_FIXED__CA_LOSANGELES_2022 | 30 | 30
Baseline |  | LADWP | SolarSB1Agg3 | R | Solar_Fixed |  | Non-CAISO | 2022-01-01 | 2050-12-01 |  |  | SOLAR_FIXED__CA_LOSANGELES_2022 | 23 | 23
Baseline | CAISO | PGE | SONRISASOLAR | R | Paired_Solar_1Axis |  | Not online as of 1/2023 | 2023-04-01 | 2050-12-01 |  |  | SOLAR_1AXIS__CA_ELMVIEW_2022 | 100 | 100
Baseline | CAISO | PGE | SONRISASTORAGE | S | Paired_BattStorage |  | Not online as of 1/2023 | 2023-04-01 | 2050-12-01 | SONRISASOLAR | Y |  | 30 | 30 | 120 | 4
Baseline |  | PACW | SOregon1BESS | S | Battery Storage |  | Non-CAISO | 2030-01-01 | 2050-12-01 |  |  |  | 377 | 377 | 1508 | 4
Baseline |  | BPAT | South_Hurlburt_Wind | R | Wind |  | Non-CAISO | 2012-09-01 | 2050-12-01 |  |  | Oregon_Wind_Astrape | 145 | 145
Baseline |  | WALC | South_Point_CC | F | CC |  | Non-CAISO | 2001-06-01 | 2050-12-01 |  |  |  | 550 | 550
Baseline |  | NEVP | SouthernBighornBattery1 | S | Battery Storage |  | Non-CAISO | 2023-12-01 | 2050-12-01 |  |  |  | 67.5 | 67.5 | 270 | 4
Baseline |  | NEVP | SouthernBighornBattery2 | S | Battery Storage |  | Non-CAISO | 2023-12-01 | 2050-12-01 |  |  |  | 67.5 | 67.5 | 270 | 4
Baseline |  | NEVP | SouthernBighornSolar1 | R | Solar_1Axis |  | Non-CAISO | 2023-01-01 | 2050-12-01 |  |  | SOLAR_1AXIS_NV_CLARK_89040_0_2022 | 150 | 150
Baseline |  | NEVP | SouthernBighornSolar2 | R | Solar_1Axis |  | Non-CAISO | 2023-01-01 | 2050-12-01 |  |  | SOLAR_1AXIS_NV_CLARK_89040_0_2022 | 150 | 150
Baseline |  | AZPS | SouthwestJuniorHigh | R | Solar_Fixed |  | Non-CAISO | 2013-09-01 | 2050-01-01 |  |  | SOLAR_FIXED__AZ_PHOENIX_2022 | 0.43 | 0.43
Baseline |  | SMUD | SPA_Cogen_3_CC | F | CC |  | Non-CAISO | 1997-12-01 | 2050-12-01 |  |  |  | 157 | 157
Baseline | CAISO | PGE | SPBURN_2_UNIT_1 | F | Biomass/Wood |  | Online | 1986-01-01 | 2050-12-01 |  |  |  | 12.59 | 22
Baseline |  | NEVP | Spectrum | R | Solar_Fixed |  | Non-CAISO | 1998-04-01 | 2050-12-01 |  |  | SOLAR_FIXED_NV_CLARK_89040_0_2022 | 30 | 30
Baseline | CAISO | PGE | SPI_LI_2_UNIT_1 | F | Biomass/Wood |  | Online | 1986-06-01 | 2050-12-01 |  |  |  | 9.48 | 17.2
Baseline | CAISO | PGE | SPIAND_1_ANDSN2 | F | Biomass/Wood |  | Online | 2015-09-01 | 2050-12-01 |  |  |  | 18.08 | 27.15
Baseline | CAISO | PGE | SPIFBD_1_PL1X2 | F | Biomass/Wood |  | Online | 2018-04-01 | 2036-12-01 |  |  |  | 3.53 | 7.5
Baseline |  | BPAT | Spokane1 | F | Biomass/Wood |  | Non-CAISO | 1991-09-01 | 2050-12-01 |  |  |  | 26 | 26
Baseline | CAISO | PGE | SPQUIN_6_SRPCQU | F | Biomass/Wood |  | Online | 2018-05-01 | 2050-12-01 |  |  |  | 19.27 | 24
Baseline | CAISO | SCE | SPRGVL_2_EXETPV | R | Solar_Fixed |  | Online | 2022-01-01 | 2099-01-01 |  |  | SOLAR_FIXED_CA_KERN_LOSTHILLS_0_2022 | 3.5 | 3.5
Baseline | CAISO | SCE | SPRGVL_2_LINDPV | R | Solar_Fixed |  | Online | 2022-01-01 | 2099-01-01 |  |  | SOLAR_FIXED_CA_KERN_LOSTHILLS_0_2022 | 4 | 4
Baseline | CAISO | SCE | SPRGVL_2_PORTPV | R | Solar_Fixed |  | Online | 2022-02-01 | 2099-01-01 |  |  | SOLAR_FIXED_CA_KERN_LOSTHILLS_0_2022 | 3.5 | 3.5
Baseline |  | NEVP | Spring_Valley_Wind | R | Wind |  | Non-CAISO | 2012-08-01 | 2050-12-01 |  |  | Utah_Wind_Astrape | 150 | 150
Baseline |  | LADWP | Springbok_1 | R | Solar_1Axis |  | Non-CAISO | 2016-06-01 | 2050-12-01 |  |  | SOLAR_1AXIS_CA_KERN_ROSAMOND_0_2022 | 108 | 108
Baseline |  | LADWP | Springbok_2 | R | Solar_1Axis |  | Non-CAISO | 2016-06-01 | 2050-12-01 |  |  | SOLAR_1AXIS_CA_KERN_ROSAMOND_0_2022 | 165 | 165
Baseline |  | LADWP | Springbok_3 | R | Solar_1Axis |  | Non-CAISO | 2018-06-01 | 2050-12-01 |  |  | SOLAR_1AXIS_CA_KERN_ROSAMOND_0_2022 | 90 | 90
Baseline |  | SMUD | SPVEBrucevilleAgg | R | Solar_Fixed |  | Non-CAISO | 2011-12-01 | 2050-01-01 |  |  | SOLAR_FIXED__CA_SACRAMENTO_2022 | 17 | 17
Baseline | CAISO | PGE | SRINTL_6_UNIT | F | Cogen |  | Online | 1987-03-01 | 2032-12-01 |  |  |  | 0.94 | 6.9
Baseline |  | SRP | SRPFutureSolar1 | R | Solar_1Axis |  | Non-CAISO | 2023-12-01 | 2050-12-01 |  |  | SOLAR_1AXIS__AZ_PHOENIX_2022 | 200 | 200
Baseline |  | PortlandGE | SSDClackamas1 | R | Solar_Fixed |  | Non-CAISO | 2020-01-01 | 2050-12-01 |  |  | SOLAR_FIXED__OR_PORTLAND_2022 | 4 | 4
Baseline |  | PortlandGE | SSDClackamas4 | R | Solar_Fixed |  | Non-CAISO | 2020-01-01 | 2050-12-01 |  |  | SOLAR_FIXED__OR_PORTLAND_2022 | 2 | 2
Baseline |  | PortlandGE | SSDClackamas7 | R | Solar_Fixed |  | Non-CAISO | 2020-01-01 | 2050-12-01 |  |  | SOLAR_FIXED__OR_PORTLAND_2022 | 2 | 2
Baseline |  | PortlandGE | SSDMarion1 | R | Solar_Fixed |  | Non-CAISO | 2020-01-01 | 2050-12-01 |  |  | SOLAR_FIXED__OR_PORTLAND_2022 | 2 | 2
Baseline |  | PortlandGE | SSDMarion3 | R | Solar_Fixed |  | Non-CAISO | 2020-01-01 | 2050-12-01 |  |  | SOLAR_FIXED__OR_PORTLAND_2022 | 2 | 2
Baseline |  | PortlandGE | SSDMarion5 | R | Solar_Fixed |  | Non-CAISO | 2020-01-01 | 2050-12-01 |  |  | SOLAR_FIXED__OR_PORTLAND_2022 | 2 | 2
Baseline |  | PortlandGE | SSDMarion6 | R | Solar_Fixed |  | Non-CAISO | 2020-01-01 | 2050-12-01 |  |  | SOLAR_FIXED__OR_PORTLAND_2022 | 2 | 2
Baseline | CAISO | SCE | STANTN_2_STAGT1 | T | CT |  | Online | 2020-05-01 | 2050-12-01 |  |  |  | 49.65 | 49.65
Baseline | CAISO | SCE | STANTN_2_STAGT2 | T | CT |  | Online | 2020-05-01 | 2050-12-01 |  |  |  | 49.65 | 49.65
Baseline |  | BPAT | Stanton_1 | R | Solar_Fixed |  | Non-CAISO | 2012-01-01 | 2050-01-01 |  |  | SOLAR_FIXED__OR_MEDFORD_2022 | 0.31 | 0.31
Baseline |  | IID | Star_Peak_2 | T | Geothermal | AZPS | Non-CAISO | 2021-12-01 | 2050-12-01 |  |  |  | 14 | 14
Baseline |  | BPAT | Star_Point_Wind | R | Wind |  | Non-CAISO | 2010-02-01 | 2050-12-01 |  |  | Oregon_Wind_Astrape | 98.7 | 98.7
Baseline |  | BPAT | StarvationRidge | R | Solar_1Axis |  | Non-CAISO | 2019-01-01 | 2050-12-01 |  |  | SOLAR_1AXIS__OR_MEDFORD_2022 | 6 | 6
Baseline |  | NEVP | Steamboat_2_1 | T | Geothermal |  | Non-CAISO | 1992-09-01 | 2050-12-01 |  |  |  | 11.3 | 11.3
Baseline |  | NEVP | Steamboat_2_2 | T | Geothermal |  | Non-CAISO | 1992-09-01 | 2050-12-01 |  |  |  | 11.3 | 11.3
Baseline |  | NEVP | Steamboat_3_1 | T | Geothermal |  | Non-CAISO | 1992-10-01 | 2050-12-01 |  |  |  | 11.3 | 11.3
Baseline |  | NEVP | Steamboat_3_2 | T | Geothermal |  | Non-CAISO | 1992-10-01 | 2050-12-01 |  |  |  | 11.3 | 11.3
Baseline |  | PortlandGE | SteelBridgeSolar | R | Solar_Fixed |  | Non-CAISO | 2016-01-01 | 2050-12-01 |  |  | SOLAR_FIXED__OR_PORTLAND_2022 | 2.3 | 2.3
Baseline | CAISO | PGE | STIGCT_2_LODI | T | CT |  | Online | 1996-01-01 | 2050-12-01 |  |  |  | 49.9 | 49.9
Baseline |  | NEVP | Stillwater_Geo_1 | T | Geothermal |  | Non-CAISO | 2009-09-01 | 2050-12-01 |  |  |  | 11.2 | 11.2
Baseline |  | NEVP | Stillwater_Geo_2 | T | Geothermal |  | Non-CAISO | 2009-09-01 | 2050-12-01 |  |  |  | 11.2 | 11.2
Baseline |  | NEVP | Stillwater_Geo_3 | T | Geothermal |  | Non-CAISO | 2009-09-01 | 2050-12-01 |  |  |  | 11.2 | 11.2
Baseline |  | NEVP | Stillwater_Geo_4 | T | Geothermal |  | Non-CAISO | 2009-09-01 | 2050-12-01 |  |  |  | 11.2 | 11.2
Baseline |  | NEVP | Stillwater_Solar | R | Solar_Fixed |  | Non-CAISO | 1988-02-01 | 2050-01-01 |  |  | SOLAR_FIXED__CA_SACRAMENTO_2022 | 22 | 22
Baseline |  | PortlandGE | StLouisSolar | R | Solar_Fixed |  | Non-CAISO | 2020-01-01 | 2050-12-01 |  |  | SOLAR_FIXED__OR_PORTLAND_2022 | 2.2 | 2.2
Baseline | CAISO | PGE | STNRES_1_UNIT | F | Biomass/Wood |  | Online | 1988-09-01 | 2050-12-01 |  |  |  | 19.8 | 19.9
Baseline | CAISO | PGE | STOILS_1_UNITS | F | Cogen |  | Online | 1992-08-01 | 2036-12-01 |  |  |  | 6.49 | 56.2
Baseline |  | BPAT | StoltzeBiomass | F | Biomass/Wood |  | Non-CAISO | 2013-10-01 | 2050-12-01 |  |  |  | 2.89 | 2.89
Baseline | CAISO | SCE | STRAUS_1_STRWD1 | R | Wind |  | Not online as of 1/2023 | 2023-03-01 | 2050-12-01 |  |  | WIND_CA_SANBERNARDINO_NONE_0_v2022Astrape | 91.2 | 91.2
Baseline | CAISO | PGE | STROUD_6_SOLAR | R | Solar_Fixed |  | Online | 2011-10-01 | 2050-12-01 |  |  | SOLAR_FIXED_CA_MERCED_DELHI_0_2022 | 20 | 20
Baseline | CAISO | PGE | STROUD_6_WWHSR1 | R | Solar_1Axis |  | Online | 2019-05-01 | 2050-12-01 |  |  | SOLAR_1AXIS_CA_MERCED_DELHI_0_2022 | 1.5 | 1.5
Baseline |  | PortlandGE | SulusSolar1 | R | Solar_Fixed |  | Non-CAISO | 2020-01-01 | 2050-12-01 |  |  | SOLAR_FIXED__OR_PORTLAND_2022 | 3.1 | 3.1
Baseline |  | PortlandGE | SulusSolar2 | R | Solar_Fixed |  | Non-CAISO | 2022-01-01 | 2050-12-01 |  |  | SOLAR_FIXED__OR_PORTLAND_2022 | 3 | 3
Baseline |  | PortlandGE | SulusSolar3 | R | Solar_Fixed |  | Non-CAISO | 2020-01-01 | 2050-01-01 |  |  | SOLAR_FIXED__OR_PORTLAND_2022 | 2.2 | 2.2
Baseline |  | PortlandGE | SulusSolar4 | R | Solar_Fixed |  | Non-CAISO | 2020-01-01 | 2050-01-01 |  |  | SOLAR_FIXED__OR_PORTLAND_2022 | 3 | 3
Baseline |  | PortlandGE | SulusSolar5 | R | Solar_Fixed |  | Non-CAISO | 2020-01-01 | 2050-12-01 |  |  | SOLAR_FIXED__OR_PORTLAND_2022 | 2.6 | 2.6
Baseline |  | PortlandGE | SulusSolar6 | R | Solar_Fixed |  | Non-CAISO | 2022-01-01 | 2050-12-01 |  |  | SOLAR_FIXED__OR_PORTLAND_2022 | 3 | 3
Baseline |  | PortlandGE | SulusSolar7 | R | Solar_Fixed |  | Non-CAISO | 2020-01-01 | 2050-12-01 |  |  | SOLAR_FIXED__OR_PORTLAND_2022 | 3 | 3
Baseline |  | BPAT | SumasPowerCC_Total | F | CC |  | Non-CAISO | 1993-03-01 | 2050-12-01 |  |  |  | 139.2 | 139.2
Baseline | CAISO | PGE | SUMWHT_6_SWSSR1 | R | Solar_1Axis |  | Online | 2018-10-01 | 2050-12-01 |  |  | SOLAR_1AXIS_CA_MERCED_DELHI_0_2022 | 18.5 | 18.5
Baseline | CAISO | SCE | SUNCAT_2_A1ABT1 | S | Battery Storage |  | Online | 2022-06-01 | 2099-01-01 |  |  |  | 47 | 47 | 188 | 4
Baseline | CAISO | SCE | SUNCAT_2_A1BBT1 | S | Battery Storage |  | Online | 2022-06-01 | 2099-01-01 |  |  |  | 63 | 63 | 252 | 4
Baseline | CAISO | SCE | SUNCAT_2_A2ABT2 | S | Battery Storage |  | Online | 2022-06-01 | 2099-01-01 |  |  |  | 132 | 132 | 528 | 4
Baseline |  | AZPS | Sundance_AZ_01 | T | CT |  | Non-CAISO | 2002-05-01 | 2050-12-01 |  |  |  | 44 | 44
Baseline |  | AZPS | Sundance_AZ_02 | T | CT |  | Non-CAISO | 2002-05-01 | 2050-12-01 |  |  |  | 44 | 44
Baseline |  | AZPS | Sundance_AZ_03 | T | CT |  | Non-CAISO | 2002-05-01 | 2050-12-01 |  |  |  | 44 | 44
Baseline |  | AZPS | Sundance_AZ_04 | T | CT |  | Non-CAISO | 2002-05-01 | 2050-12-01 |  |  |  | 44 | 44
Baseline |  | AZPS | Sundance_AZ_05 | T | CT |  | Non-CAISO | 2002-05-01 | 2050-12-01 |  |  |  | 44 | 44
Baseline |  | AZPS | Sundance_AZ_06 | T | CT |  | Non-CAISO | 2002-05-01 | 2050-12-01 |  |  |  | 44 | 44
Baseline |  | AZPS | Sundance_AZ_07 | T | CT |  | Non-CAISO | 2002-05-01 | 2050-12-01 |  |  |  | 44 | 44
Baseline |  | AZPS | Sundance_AZ_08 | T | CT |  | Non-CAISO | 2002-05-01 | 2050-12-01 |  |  |  | 44 | 44
Baseline |  | AZPS | Sundance_AZ_09 | T | CT |  | Non-CAISO | 2002-05-01 | 2050-12-01 |  |  |  | 44 | 44
Baseline |  | AZPS | Sundance_AZ_10 | T | CT |  | Non-CAISO | 2002-05-01 | 2050-12-01 |  |  |  | 44 | 44
Baseline |  | PACW | SunnysideSolar | R | Solar_Fixed |  | Non-CAISO | 2023-09-01 | 2050-12-01 |  |  | SOLAR_FIXED__OR_MEDFORD_2022 | 5 | 5
Baseline |  | IID | SunPeak_IID | R | Solar_Fixed |  | Non-CAISO | 1961-08-01 | 2050-12-01 |  |  | SOLAR_FIXED_CA_IMPERIAL_BRAWLEY_0_2022 | 23 | 23
Baseline |  | NEVP | SunPeak_NVE_5657 | T | CT |  | Non-CAISO | 1991-06-01 | 2030-01-01 |  |  |  | 70 | 70
Baseline |  | NEVP | SunPeak_NVE_5658 | T | CT |  | Non-CAISO | 1991-06-01 | 2030-01-01 |  |  |  | 70 | 70
Baseline |  | NEVP | SunPeak_NVE_5659 | T | CT |  | Non-CAISO | 1991-06-01 | 2030-01-01 |  |  |  | 70 | 70
Baseline | CAISO | PGE | SUNRIS_2_PL1X3 | F | CC |  | Online | 2001-06-01 | 2050-12-01 |  |  |  | 586.02 | 586.02
Baseline | CAISO | PGE | SUNSET_2_UNITS | T | Cogen |  | Online | 1989-12-01 | 2035-12-01 |  |  |  | 229 | 248
Baseline | CAISO | SCE | SUNSHN_2_LNDFL | T | Biogas |  | Online | 2014-09-01 | 2050-12-01 |  |  |  | 16.94 | 20
Baseline | CAISO | SCE | SUNSLR_1_SSVSR1 | R | Solar_1Axis |  | Online | 2019-12-01 | 2050-12-01 |  |  | SOLAR_1AXIS_NV_CLARK_89040_0_2022 | 100 | 100
Baseline | CAISO | SCE | SUNSPT_2_WNASR1 | R | Solar_1Axis |  | Online | 2019-12-01 | 2050-12-01 |  |  | SOLAR_1AXIS_CA_KERN_ROSAMOND_0_2022 | 20 | 20
Baseline | CAISO | SCE | SUNST2_5_SS2SR1 | R | Solar_1Axis |  | Online | 2021-06-01 | 2050-12-01 |  |  | SOLAR_1AXIS_CA_IMPERIAL_BRAWLEY_0_2022 | 150 | 150
Baseline | CAISO | AZPS | SUNSTR_5_SS1SCEDYN | R | Solar_Fixed | SCE | Online | 2019-11-01 | 2050-12-01 |  |  | SOLAR_FIXED_CA_IMPERIAL_BRAWLEY_0_2022 | 150 | 150
Baseline |  | AZPS | SunStreams2 | R | Solar_1Axis |  | Non-CAISO | 2021-01-01 | 2050-12-01 |  |  | SOLAR_1AXIS__AZ_PHOENIX_2022 | 65 | 65
Baseline |  | BPAT | SuntexSolarPV | R | Solar_Fixed |  | Non-CAISO | 2020-01-01 | 2050-12-01 |  |  | SOLAR_FIXED__OR_MEDFORD_2022 | 10 | 10
Baseline | CAISO | PGE | SUTTER_2_CISO | F | CC |  | Online | 2020-07-01 | 2050-12-01 |  |  |  | 275 | 275
Baseline |  | SMUD | SutterEnergyCC_Total | F | CC |  | Non-CAISO | 2001-08-01 | 2050-12-01 |  |  |  | 250 | 250
Baseline |  | SRP | SW Hydro_New | H | Hydro |  | Non-CAISO | 2020-01-01 | 2050-12-01 |  |  |  | 2000
Baseline | CAISO | PGE | SWIFT_1_NAS | S | Battery Storage |  | Online | 2016-01-01 | 2050-12-01 |  |  |  | 4.8 | 4.8 | 19.2 | 4
Baseline | CAISO | SCE | SYCAMR_2_UNIT_1 | T | Cogen |  | Online | 1987-01-01 | 2031-12-01 |  |  |  | 74 | 85
Baseline | CAISO | SCE | SYCAMR_2_UNIT_2 | T | CT |  | Online | 1987-01-01 | 2050-12-01 |  |  |  | 74 | 74
Baseline | CAISO | SCE | SYCAMR_2_UNIT_3 | F | Cogen |  | Online | 1987-01-01 | 2031-12-01 |  |  |  | 74 | 74
Baseline | CAISO | SCE | SYCAMR_2_UNIT_4 | T | CT |  | Online | 1987-01-01 | 2050-12-01 |  |  |  | 74 | 74
Baseline | CAISO | PGE | TANHIL_6_SOLART | T | Cogen |  | Online | 1982-07-01 | 2030-12-01 |  |  |  | 11.07 | 17
Baseline |  | NEVP | Techren_V | R | Solar_1Axis |  | Non-CAISO | 2020-10-01 | 2050-12-01 |  |  | SOLAR_1AXIS_NV_CLARK_89040_0_2022 | 100 | 100
Baseline |  | NEVP | TechrenV2 | R | Solar_1Axis |  | Non-CAISO | 2019-04-01 | 2050-01-01 |  |  | SOLAR_1AXIS_NV_CLARK_89040_0_2022 | 300 | 300
Baseline | CAISO | WALC | TECOLOTE_3_WBDYN | R | Wind | SCE | Online | 2021-12-01 | 2099-01-01 |  |  | New_Mexico_Wind_Astrape | 271.68 | 271.68
Baseline | CAISO | SCE | TEHAPI_2_PW1WD1 | R | Wind |  | Online | 2021-03-01 | 2050-12-01 |  |  | WIND_CA_KERN_MOJAVE_0_v2022Astrape | 46 | 46
Baseline | CAISO | SCE | TEHAPI_2_PW2WD2 | R | Wind |  | Online | 2021-04-01 | 2050-12-01 |  |  | WIND_CA_KERN_MOJAVE_0_v2022Astrape | 14.4 | 14.4
Baseline | CAISO | SCE | TEHAPI_2_WIND1 | R | Wind |  | Online | 2021-03-01 | 2050-12-01 |  |  | WIND_CA_SANBERNARDINO_BORON_0_v2022Astrape | 19.85 | 19.85
Baseline | CAISO | SCE | TEHAPI_2_WIND2 | R | Wind |  | Online | 2021-03-01 | 2050-12-01 |  |  | WIND_CA_SANBERNARDINO_BORON_0_v2022Astrape | 23.66 | 23.66
Baseline | CAISO | SCE | TENGEN_2_PL1X2 | T | Cogen |  | Online | 1990-03-01 | 2036-12-01 |  |  |  | 40.2 | 40.2
Baseline |  | WALC | TEPCMohavePV | R | Solar_Fixed |  | Non-CAISO | 2011-04-01 | 2050-12-01 |  |  | SOLAR_FIXED_NV_CLARK_89040_0_2022 | 1 | 1
Baseline | CAISO | SDGE | TERMEX_2_PL1X3 | F | CC |  | Online | 2003-07-01 | 2050-12-01 |  |  |  | 625 | 625
Baseline |  | LADWP | TexEquilonLARefineryG1 | T | Cogen |  | Non-CAISO | 1982-12-01 | 2030-12-01 |  |  |  | 30 | 30
Baseline |  | LADWP | TexEquilonLARefineryG2 | T | Cogen |  | Non-CAISO | 1982-12-01 | 2030-12-01 |  |  |  | 30 | 30
Baseline |  | LADWP | TexEquilonLARefineryG3 | T | Cogen |  | Non-CAISO | 1991-04-01 | 2036-12-01 |  |  |  | 23 | 23
Baseline | CAISO | SCE | ThermoNo1_2 | T | Geothermal |  | Online | 2013-04-01 | 2050-12-01 |  |  |  | 13.1737 | 14
Baseline |  | BPAT | ThomasCreekSolar | R | Solar_Fixed |  | Non-CAISO | 2019-01-01 | 2050-12-01 |  |  | SOLAR_FIXED__OR_MEDFORD_2022 | 2.2 | 2.2
Baseline |  | PACW | Three_Mile_Canyon | R | Wind |  | Non-CAISO | 2009-06-01 | 2050-12-01 |  |  | Oregon_Wind_Astrape | 9.9 | 9.9
Baseline |  | PortlandGE | TickleCreekSolar | R | Solar_Fixed |  | Non-CAISO | 2019-01-01 | 2050-12-01 |  |  | SOLAR_FIXED__OR_PORTLAND_2022 | 1.9 | 1.9
Baseline | CAISO | PGE | TIDWTR_2_UNITS | F | Cogen |  | Online | 1987-02-01 | 2031-12-01 |  |  |  | 43.59 | 114.8
Baseline | CAISO | SCE | TIFFNY_1_DILLON | R | Wind |  | Online | 2008-04-01 | 2050-12-01 |  |  | WIND_CA_SANBERNARDINO_NONE_1_v2022Astrape | 45 | 45
Baseline |  | IID | TITANS_2_TTSSR1 | R | Solar_1Axis |  | Non-CAISO | 2020-12-01 | 2050-12-01 |  |  | SOLAR_1AXIS_CA_IMPERIAL_BRAWLEY_0_2022 | 70 | 70
Baseline | CAISO | PGE | TMPLTN_2_SOLAR | R | Solar_Fixed |  | Online | 2014-03-01 | 2050-12-01 |  |  | SOLAR_FIXED_CA_KERN_LOSTHILLS_0_2022 | 1.5 | 1.5
Baseline | CAISO | PGE | TOPAZ_2_SOLAR | R | Solar_Fixed |  | Online | 2014-10-01 | 2050-12-01 |  |  | SOLAR_FIXED_CA_KERN_LOSTHILLS_0_2022 | 550 | 550
Baseline | CAISO | SCE | TORTLA_1_SOLAR | R | Solar_1Axis |  | Online | 2016-12-01 | 2050-12-01 |  |  | SOLAR_1AXIS_CA_SANBERNARDINO_APPLEVALLEY_0_2022 | 20 | 20
Baseline |  | LADWP | Tosco2 | F | Cogen |  | Non-CAISO | 1996-01-01 | 2038-12-01 |  |  |  | 58.5 | 58.5
Baseline |  | BPAT | TowerRdSolar | R | Solar_1Axis |  | Non-CAISO | 2024-01-01 | 2050-12-01 |  |  | SOLAR_1AXIS__OR_MEDFORD_2022 | 120 | 120
Baseline |  | WALC | TOWNSITE_2_MEADDYN_LESR | S | Hybrid_BattStorage |  | Non-CAISO | 2021-12-01 | 2099-01-01 | TOWNSITE_2_MEADDYN_SUN | Y |  | 90 | 90 | 720 | 8
Baseline |  | WALC | TOWNSITE_2_MEADDYN_SUN | R | Hybrid_Solar_1Axis |  | Non-CAISO | 2021-12-01 | 2099-01-01 |  |  | SOLAR_1AXIS_NV_CLARK_89040_0_2022 | 90 | 90
Baseline |  | LADWP | ToyanLFGICAgg | F | Biogas |  | Non-CAISO | 2010-09-01 | 2050-12-01 |  |  |  | 3.6 | 3.6
Baseline |  | NEVP | Tracy_3 | F | Steam |  | Non-CAISO | 1974-10-01 | 2050-01-01 |  |  |  | 113 | 113
Baseline |  | NEVP | Tracy_NV_CC1 | F | CC |  | Non-CAISO | 2012-11-01 | 2050-12-01 |  |  |  | 110.2 | 110.2
Baseline |  | NEVP | Tracy_NV_CC2 | F | CC |  | Non-CAISO | 1997-03-01 | 2044-12-01 |  |  |  | 555 | 555
Baseline |  | NEVP | Treeline | R | Solar_Fixed |  | Non-CAISO | 2013-03-01 | 2050-12-01 |  |  | SOLAR_FIXED_NV_CLARK_89040_0_2022 | 3 | 3
Baseline | CAISO | PGE | TRNQL8_2_AMASR1 | R | Solar_1Axis |  | Online | 2017-12-01 | 2050-12-01 |  |  | SOLAR_1AXIS_CA_MERCED_DELHI_0_2022 | 20 | 20
Baseline | CAISO | PGE | TRNQL8_2_AZUSR1 | R | Solar_1Axis |  | Online | 2017-12-01 | 2050-12-01 |  |  | SOLAR_1AXIS_CA_MERCED_DELHI_0_2022 | 20 | 20
Baseline | CAISO | PGE | TRNQL8_2_ROJSR1 | R | Solar_1Axis |  | Online | 2018-04-01 | 2050-12-01 |  |  | SOLAR_1AXIS_CA_MERCED_DELHI_0_2022 | 100 | 100
Baseline | CAISO | PGE | TRNQL8_2_VERSR1 | R | Solar_1Axis |  | Online | 2018-04-01 | 2050-12-01 |  |  | SOLAR_1AXIS_CA_MERCED_DELHI_0_2022 | 60 | 60
Baseline | CAISO | PGE | TRNQLT_2_RETBT1 | S | Paired_BattStorage |  | Online | 2022-03-01 | 2050-12-01 | TRNQLT_2_SOLAR | Y |  | 72 | 72 | 288 | 4
Baseline | CAISO | PGE | TRNQLT_2_SOLAR | R | Paired_Solar_Fixed |  | Online | 2016-07-01 | 2050-12-01 |  |  | SOLAR_FIXED_CA_MERCED_DELHI_0_2022 | 200 | 200
Baseline | CAISO | SCE | TRNSWD_1_QF | R | Wind |  | Online | 2014-12-01 | 2050-12-01 |  |  | WIND_CA_SANBERNARDINO_NONE_1_v2022Astrape | 38.97 | 38.97
Baseline |  | PortlandGE | Tucannon_River_Wind | R | Wind |  | Non-CAISO | 2014-12-01 | 2050-12-01 |  |  | Oregon_Wind_Astrape | 9 | 9
Baseline | CAISO | SCE | TULARE_2_TULBM1 | F | Biogas |  | Online | 2019-12-01 | 2050-12-01 |  |  |  | 0.02 | 3
Baseline | CAISO | SDGE | TULEWD_1_TULWD1 | R | Wind |  | Online | 2018-01-01 | 2050-12-01 |  |  | WIND_CA_SANDIEGO_NONE_0_v2022Astrape | 127.6 | 127.6
Baseline | CAISO | SCE | TUMBLEWEED | S | Battery Storage |  | Not online as of 1/2023 | 2026-06-01 | 2099-01-01 |  |  |  | 69 | 69 | 552 | 8
Baseline |  | PACW | TumbleweedSolarLLC | R | Solar_1Axis |  | Non-CAISO | 2017-12-01 | 2050-12-01 |  |  | SOLAR_1AXIS__OR_MEDFORD_2022 | 9.9 | 9.9
Baseline |  | NEVP | TUNGSTEN_P1 | T | Geothermal |  | Non-CAISO | 2017-01-01 | 2050-12-01 |  |  |  | 77 | 77
Baseline |  | BPAT | Tuolumne_Wind | R | Wind |  | Non-CAISO | 2009-05-01 | 2050-12-01 |  |  | Oregon_Wind_Astrape | 68.3 | 68.3
Baseline | CAISO | PGE | TUPMAN_1_BIOGAS | F | Biogas |  | Online | 2013-03-01 | 2050-12-01 |  |  |  | 0.34 | 0.6
Baseline |  | NEVP | TURQ_GEN | R | Solar_1Axis |  | Non-CAISO | 2018-01-01 | 2050-12-01 |  |  | SOLAR_1AXIS_NV_CLARK_89040_0_2022 | 61 | 61
Baseline |  | NEVP | Tuscarora_G9200 | T | Geothermal |  | Non-CAISO | 2012-01-01 | 2050-12-01 |  |  |  | 12 | 12
Baseline |  | NEVP | Tuscarora_G9201 | T | Geothermal |  | Non-CAISO | 2012-01-01 | 2050-12-01 |  |  |  | 12 | 12
Baseline |  | SMUD | TwinCitiesPVAgg | R | Solar_Fixed |  | Non-CAISO | 2012-01-01 | 2050-12-01 |  |  | SOLAR_FIXED__CA_SACRAMENTO_2022 | 4 | 4
Baseline | CAISO | PGE | TWISSL_6_SOLAR | R | Solar_Fixed |  | Online | 2012-11-01 | 2050-12-01 |  |  | SOLAR_FIXED_CA_KERN_LOSTHILLS_0_2022 | 1.5 | 1.5
Baseline | CAISO | SCE | TWISSL_6_SOLAR1 | R | Solar_1Axis |  | Online | 2015-05-01 | 2050-12-01 |  |  | SOLAR_1AXIS_CA_KERN_LOSTHILLS_0_2022 | 20 | 20
Baseline | CAISO | SCE | TX_ELK_6_ECKSR2 | R | Solar_1Axis |  | Online | 2019-12-01 | 2050-12-01 |  |  | SOLAR_1AXIS_CA_KERN_BAKERSFIELD_0_2022 | 3 | 3
Baseline | CAISO | PGE | TX_ELK_6_SOLAR1 | R | Solar_1Axis |  | Online | 2016-04-01 | 2050-12-01 |  |  | SOLAR_1AXIS_CA_KERN_BAKERSFIELD_0_2022 | 1.5 | 1.5
Baseline | CAISO | PGE | TXMCKT_6_UNIT | F | Cogen |  | Online | 1994-10-01 | 2037-12-01 |  |  |  | 3.5 | 11.2
Baseline |  | SMUD | UC_Davis_MC | F | CC |  | Non-CAISO | 1998-08-01 | 2050-12-01 |  |  |  | 26 | 26
Baseline |  | LADWP | UCLA_Chiller_CG1 | F | Cogen |  | Non-CAISO | 1993-10-01 | 2036-12-01 |  |  |  | 14 | 14
Baseline |  | LADWP | UCLA_Chiller_CG2 | F | Cogen |  | Non-CAISO | 1993-10-01 | 2036-12-01 |  |  |  | 14 | 14
Baseline |  | LADWP | UCLA_Chiller_CG3 | F | Cogen |  | Non-CAISO | 1993-10-01 | 2037-12-01 |  |  |  | 14 | 14
Baseline | CAISO | PGE | ULTPCH_1_UCSBT1 | S | Battery Storage |  | Online | 2022-12-01 | 2099-01-01 |  |  |  | 10 | 10 | 40 | 4
Baseline | CAISO | PGE | ULTPCH_1_UNIT_1 | F | Biomass/Wood |  | Online | 2017-03-01 | 2050-12-01 |  |  |  | 17.15 | 18
Baseline | CAISO | PGE | ULTPFR_1_UNIT_1 | F | Biomass/Wood |  | Online | 2017-09-01 | 2050-12-01 |  |  |  | 24.01 | 24.3
Baseline | CAISO | PGE | ULTRCK_2_UNIT | F | Biomass/Wood |  | Online | 2017-09-01 | 2050-12-01 |  |  |  | 21.69 | 24.4
Baseline | CAISO | PGE | UNCHEM_1_UNIT | F | Cogen |  | Online | 1983-01-01 | 2030-12-01 |  |  |  | 12.36 | 19
Baseline | CAISO | PGE | UNOCAL_1_UNITS | F | Cogen |  | Online | 1987-05-01 | 2032-12-01 |  |  |  | 2.32 | 49.85
Baseline | CAISO | PGE | UNVRSY_1_UNIT_1 | F | Cogen |  | Online | 1986-01-01 | 2031-12-01 |  |  |  | 33.49 | 38
Baseline |  | BPAT | UofOR_CC_Total | F | CC |  | Non-CAISO | 2012-10-01 | 2050-12-01 |  |  |  | 3.5 | 3.5
Baseline | CAISO | PGE | USWND2_1_WIND1 | R | Wind |  | Online | 2015-12-01 | 2050-12-01 |  |  | WIND_LATLON_1_3_370_-122500_0_2022 | 42.96 | 42.96
Baseline | CAISO | PGE | USWND2_1_WIND2 | R | Wind |  | Online | 2015-12-01 | 2050-12-01 |  |  | WIND_LATLON_1_3_370_-122500_0_2022 | 42.96 | 42.96
Baseline | CAISO | PGE | USWND2_1_WIND3 | R | Wind |  | Online | 2017-11-01 | 2050-12-01 |  |  | WIND_CA_CONTRACOSTA_PITTSBURG_0_v2022Astrape | 46 | 46
Baseline | CAISO | PGE | USWND4_2_UNIT2 | T | Biogas |  | Online | 2018-02-01 | 2050-12-01 |  |  |  | 7.4 | 7.4
Baseline | CAISO | PGE | USWNDR_2_LABWD1 | R | Wind |  | Online | 2019-06-01 | 2050-12-01 |  |  | WIND_CA_CONTRACOSTA_PITTSBURG_0_v2022Astrape | 9 | 9
Baseline | CAISO | PGE | USWNDR_2_SMUD | R | Wind | SMUD | Online | 1994-01-01 | 2050-12-01 |  |  | WIND_CA_CONTRACOSTA_PITTSBURG_0_v2022Astrape | 102.18 | 102.18
Baseline | CAISO | PGE | USWNDR_2_SMUD2 | R | Wind | SMUD | Online | 2012-04-01 | 2050-12-01 |  |  | WIND_CA_CONTRACOSTA_PITTSBURG_0_v2022Astrape | 127.8 | 127.8
Baseline | CAISO | PGE | USWPFK_6_FRICK | R | Wind |  | Online | 2021-07-01 | 2099-01-01 |  |  | WIND_CA_CONTRACOSTA_PITTSBURG_0_v2022Astrape | 10 | 10
Baseline | CAISO | PGE | USWPJR_2_UNITS | R | Wind |  | Online | 1988-01-01 | 2050-12-01 |  |  | WIND_CA_CONTRACOSTA_PITTSBURG_0_v2022Astrape | 78.2 | 78.2
Baseline |  | PACW | Utility_Wind_Portland_North_Coast1 | R | Wind |  | Non-CAISO | 2026-01-01 | 2050-12-01 |  |  | Oregon_Wind_Astrape | 130 | 130
Baseline |  | PACW | Utility_Wind_Portland_North_Coast2 | R | Wind |  | Non-CAISO | 2032-01-01 | 2050-12-01 |  |  | Oregon_Wind_Astrape | 450 | 450
Baseline |  | PACW | Utility_Wind_Storage_Yakima1 | R | Wind |  | Non-CAISO | 2030-01-01 | 2050-12-01 |  |  | Oregon_Wind_Astrape | 160 | 160
Baseline |  | PACW | Utility_Wind_Willamette_Valley1 | R | Wind |  | Non-CAISO | 2026-01-01 | 2050-12-01 |  |  | Oregon_Wind_Astrape | 615 | 615
Baseline |  | PACW | UtilitySolar_StoragePVSOregon1 | R | Solar_Fixed |  | Non-CAISO | 2028-01-01 | 2050-01-01 |  |  | SOLAR_FIXED__OR_MEDFORD_2022 | 83 | 83
Baseline |  | PACW | UtilitySolar_StoragePVYakima1 | R | Solar_Fixed |  | Non-CAISO | 2030-01-01 | 2050-01-01 |  |  | SOLAR_FIXED__OR_MEDFORD_2022 | 180 | 180
Baseline |  | IID | V2_GEN | R | Solar_Fixed |  | Non-CAISO | 2017-02-01 | 2050-12-01 |  |  | SOLAR_FIXED_CA_IMPERIAL_BRAWLEY_0_2022 | 3.1 | 3.1
Baseline |  | IID | V3_GEN | R | Solar_Fixed |  | Non-CAISO | 2017-03-01 | 2050-12-01 |  |  | SOLAR_FIXED_CA_IMPERIAL_BRAWLEY_0_2022 | 3.1 | 3.1
Baseline | CAISO | PGE | VACADX_1_NAS | S | Battery Storage |  | Online | 2013-09-01 | 2050-12-01 |  |  |  | 1.85 | 1.85 | 7.4 | 4
Baseline | CAISO | PGE | VACADX_1_SOLAR | R | Solar_Fixed |  | Online | 2013-09-01 | 2050-12-01 |  |  | SOLAR_FIXED_CA_MERCED_DELHI_0_2022 | 2.5 | 2.5
Baseline | CAISO | PGE | VACADX_1_UNITA1 | T | CT |  | Online | 2002-06-01 | 2050-12-01 |  |  |  | 50.61 | 50.61
Baseline | CAISO | SCE | VALLEY_5_SOLAR1 | R | Solar_Fixed |  | Online | 2015-04-01 | 2050-12-01 |  |  | SOLAR_FIXED_CA_KERN_LOSTHILLS_0_2022 | 1.49 | 1.49
Baseline | CAISO | SCE | VALLEY_5_SOLAR2 | R | Solar_1Axis |  | Online | 2015-08-01 | 2050-12-01 |  |  | SOLAR_1AXIS_CA_RIVERSIDE_RIVERSIDE_0_2022 | 20 | 20
Baseline |  | LADWP | Valley_CC | F | CC |  | Non-CAISO | 1985-01-01 | 2050-12-01 |  |  |  | 529 | 529
Baseline |  | LADWP | Valley_Unit_5 | T | CT |  | Non-CAISO | 2001-08-01 | 2050-12-01 |  |  |  | 47 | 47
Baseline |  | BPAT | ValleyCreekSolarPGRC6 | R | Solar_Fixed |  | Non-CAISO | 2017-01-01 | 2050-12-01 |  |  | SOLAR_FIXED__OR_MEDFORD_2022 | 2.2 | 2.2
Baseline | CAISO | SCE | VALTNE_2_AVASR1 | R | Solar_1Axis |  | Online | 2019-11-01 | 2050-12-01 |  |  | SOLAR_1AXIS_CA_KERN_ROSAMOND_0_2022 | 100 | 100
Baseline | CAISO | SCE | VALTNE_2_TBBBT1 | R | Hybrid_Solar_1Axis |  | Online | 2022-02-01 | 2050-12-01 |  |  | SOLAR_1AXIS_CA_KERN_BAKERSFIELD_0_2022 | 128 | 128
Baseline | CAISO | SCE | VALTNE_2_TRSBT1 | S | Battery Storage |  | Online | 2021-11-01 | 2099-01-01 |  |  |  | 70 | 70 | 280 | 4
Baseline | CAISO | PGE | Van_Der_Kooi_Dairy_Digester | F | Biogas |  | Terminated | 2020-06-01 | 2050-12-01 |  |  |  | 0.74441 | 0.8
Baseline |  | BPAT | Vansycle_I | R | Wind |  | Non-CAISO | 1998-10-01 | 2050-12-01 |  |  | Oregon_Wind_Astrape | 25.1 | 25.1
Baseline |  | PACW | Vansycle_II | R | Wind |  | Non-CAISO | 2009-11-01 | 2050-12-01 |  |  | Oregon_Wind_Astrape | 100 | 100
Baseline |  | BPAT | Vansycle_OR | R | Wind |  | Non-CAISO | 2002-02-01 | 2050-12-01 |  |  | Oregon_Wind_Astrape | 119.46 | 119.46
Baseline |  | BPAT | Vansycle_WA | R | Wind |  | Non-CAISO | 2001-12-01 | 2050-12-01 |  |  | Oregon_Wind_Astrape | 180.18 | 180.18
Baseline |  | BPAT | Vantage | R | Wind |  | Non-CAISO | 2010-10-01 | 2050-12-01 |  |  | Oregon_Wind_Astrape | 96 | 96
Baseline | CAISO | IID | VEAVST_1_SOLAR | R | Solar_Fixed | SCE | Online | 2017-02-01 | 2050-12-01 |  |  | SOLAR_FIXED_CA_IMPERIAL_BRAWLEY_0_2022 | 14.4 | 14.4
Baseline | CAISO | PGE | VEDDER_1_SEKERN | T | Cogen |  | Online | 1989-01-01 | 2034-12-01 |  |  |  | 2.02 | 34.47
Baseline | CAISO | PGE | VEGA_6_SOLAR1 | R | Solar_1Axis |  | Online | 2015-03-01 | 2050-12-01 |  |  | SOLAR_1AXIS_CA_MERCED_DELHI_0_2022 | 20 | 20
Baseline |  | IID | VEGA_BESS | S | Battery Storage |  | Non-CAISO | 2023-03-01 | 2050-12-01 |  |  |  | 100 | 100 | 400 | 4
Baseline | CAISO | SCE | VENWD_1_WIND3 | R | Wind |  | Online | 2021-04-01 | 2050-12-01 |  |  | WIND_CA_SANBERNARDINO_NONE_1_v2022Astrape | 44.53 | 44.53
Baseline | CAISO | SCE | VERNON_6_GONZL1 | T | CT |  | Online | 2013-06-01 | 2050-12-01 |  |  |  | 5.75 | 5.75
Baseline | CAISO | SCE | VERNON_6_GONZL2 | T | CT |  | Online | 2013-06-01 | 2050-12-01 |  |  |  | 5.75 | 5.75
Baseline | CAISO | SCE | VERNON_6_MALBRG | F | CC |  | Online | 2005-10-01 | 2050-12-01 |  |  |  | 139 | 139
Baseline | CAISO | SCE | VESTAL_2_RTS042 | R | Solar_Fixed |  | Online | 2012-11-01 | 2050-12-01 |  |  | SOLAR_FIXED_CA_KINGS_STRATFORD_0_2022 | 5 | 5
Baseline | CAISO | SCE | VESTAL_2_SOLAR1 | R | Solar_1Axis |  | Online | 2016-09-01 | 2050-12-01 |  |  | SOLAR_1AXIS_CA_KERN_BAKERSFIELD_0_2022 | 20 | 20
Baseline | CAISO | SCE | VESTAL_2_SOLAR2 | R | Solar_1Axis |  | Online | 2016-09-01 | 2050-12-01 |  |  | SOLAR_1AXIS_CA_KERN_BAKERSFIELD_0_2022 | 14 | 14
Baseline | CAISO | PGE | VESTAL_2_TS5SR1 | R | Solar_1Axis |  | Online | 2022-04-01 | 2050-12-01 |  |  | SOLAR_1AXIS_CA_KINGS_STRATFORD_0_2022 | 55.8 | 55.8
Baseline | CAISO | SCE | VESTAL_2_UNIT1 | F | Cogen |  | Online | 2016-06-01 | 2039-12-01 |  |  |  | 2.93 | 5
Baseline | CAISO | SCE | VESTAL_2_WELLHD | T | CT |  | Online | 2013-01-01 | 2050-12-01 |  |  |  | 49 | 49
Baseline | CAISO | SCE | VICTOR_1_EXSLRA | R | Solar_Fixed |  | Online | 2014-05-01 | 2050-12-01 |  |  | SOLAR_FIXED_CA_SANBERNARDINO_APPLEVALLEY_0_2022 | 2 | 2
Baseline | CAISO | SCE | VICTOR_1_EXSLRB | R | Solar_Fixed |  | Online | 2014-05-01 | 2050-12-01 |  |  | SOLAR_FIXED_CA_SANBERNARDINO_APPLEVALLEY_0_2022 | 2 | 2
Baseline | CAISO | SCE | VICTOR_1_LVSLR1 | R | Solar_1Axis |  | Online | 2014-11-01 | 2050-12-01 |  |  | SOLAR_1AXIS_CA_SANBERNARDINO_APPLEVALLEY_0_2022 | 10 | 10
Baseline | CAISO | SCE | VICTOR_1_LVSLR2 | R | Solar_Fixed |  | Online | 2014-11-01 | 2050-12-01 |  |  | SOLAR_FIXED_CA_SANBERNARDINO_APPLEVALLEY_0_2022 | 20 | 20
Baseline | CAISO | SCE | VICTOR_1_SLRHES | R | Solar_Fixed |  | Online | 2014-08-01 | 2050-12-01 |  |  | SOLAR_FIXED_CA_SANBERNARDINO_APPLEVALLEY_0_2022 | 1.5 | 1.5
Baseline | CAISO | SCE | VICTOR_1_SOLAR1 | R | Solar_1Axis |  | Online | 2013-11-01 | 2050-12-01 |  |  | SOLAR_1AXIS_CA_SANBERNARDINO_APPLEVALLEY_0_2022 | 17.5 | 17.5
Baseline | CAISO | SCE | VICTOR_1_SOLAR2 | R | Solar_1Axis |  | Online | 2015-05-01 | 2050-12-01 |  |  | SOLAR_1AXIS_CA_SANBERNARDINO_APPLEVALLEY_0_2022 | 20 | 20
Baseline | CAISO | SCE | VICTOR_1_SOLAR3 | R | Solar_1Axis |  | Online | 2015-07-01 | 2050-12-01 |  |  | SOLAR_1AXIS_CA_SANBERNARDINO_APPLEVALLEY_0_2022 | 7 | 7
Baseline | CAISO | SCE | VICTOR_1_SOLAR4 | R | Solar_1Axis |  | Online | 2015-09-01 | 2050-12-01 |  |  | SOLAR_1AXIS_CA_SANBERNARDINO_APPLEVALLEY_0_2022 | 20 | 20
Baseline | CAISO | SCE | VICTOR_1_VDRYFA | R | Solar_Fixed |  | Online | 2015-06-01 | 2050-12-01 |  |  | SOLAR_FIXED_CA_SANBERNARDINO_APPLEVALLEY_0_2022 | 5 | 5
Baseline | CAISO | SCE | VICTOR_1_VDRYFB | R | Solar_Fixed |  | Online | 2015-06-01 | 2050-12-01 |  |  | SOLAR_FIXED_CA_SANBERNARDINO_APPLEVALLEY_0_2022 | 5 | 5
Baseline | CAISO | SCE | VICTORVILLECOGEN | F | Cogen |  | Not online as of 1/2023 | 2026-06-01 | 2040-12-01 |  |  |  | 19 | 19
Baseline |  | IID | VIKINGPCCSOLAR | R | Hybrid_Solar_1Axis |  | Non-CAISO | 2023-06-01 | 2099-01-01 |  |  | SOLAR_1AXIS_CA_IMPERIAL_BRAWLEY_0_2022 | 150 | 150
Baseline |  | IID | VIKINGPCCSTORAGE | S | Hybrid_BattStorage |  | Non-CAISO | 2023-06-01 | 2099-01-01 | VIKINGPCCSOLAR | Y |  | 100 | 100 | 400 | 4 | 100
Baseline | CAISO | SCE | VISTA_2_FCELL | F | CT |  | Online | 2013-09-01 | 2050-12-01 |  |  |  | 1.4 | 1.4
Baseline | CAISO | SCE | VISTA_2_RIALTO | R | Solar_Fixed |  | Online | 2011-03-01 | 2050-12-01 |  |  | SOLAR_FIXED_CA_RIVERSIDE_RIVERSIDE_0_2022 | 1 | 1
Baseline | CAISO | SCE | VISTA_2_RTS028 | R | Solar_Fixed |  | Online | 2013-08-01 | 2050-12-01 |  |  | SOLAR_FIXED_CA_RIVERSIDE_RIVERSIDE_0_2022 | 3.5 | 3.5
Baseline | CAISO | PGE | VISTRA_5_DALBT1 | S | Battery Storage |  | Online | 2021-03-01 | 2050-12-01 |  |  |  | 100 | 100 | 400 | 4
Baseline | CAISO | PGE | VISTRA_5_DALBT2 | S | Battery Storage |  | Online | 2021-03-01 | 2050-12-01 |  |  |  | 100 | 100 | 400 | 4
Baseline | CAISO | PGE | VISTRA_5_DALBT3 | S | Battery Storage |  | Online | 2021-04-01 | 2050-12-01 |  |  |  | 100 | 100 | 400 | 4
Baseline | CAISO | PGE | VISTRA_5_DALBT4 | S | Battery Storage |  | Online | 2021-07-01 | 2099-01-01 |  |  |  | 100 | 100 | 507 | 5.07
Baseline | CAISO | PGE | VISTRA_5_PLABT1 | S | Battery Storage |  | Not online as of 1/2023 | 2023-05-01 | 2099-01-01 |  |  |  | 100.4 | 100.4 | 401.6 | 4
Baseline | CAISO | PGE | VISTRA_5_PLABT2 | S | Battery Storage |  | Not online as of 1/2023 | 2023-05-01 | 2099-01-01 |  |  |  | 100.4 | 100.4 | 401.6 | 4
Baseline | CAISO | PGE | VISTRA_5_PLABT3 | S | Battery Storage |  | Not online as of 1/2023 | 2023-05-01 | 2099-01-01 |  |  |  | 74.6 | 74.6 | 298.4 | 4
Baseline | CAISO | SDGE | VLCNTR_6_VCEBT1 | S | Battery Storage |  | Online | 2021-11-01 | 2050-12-01 |  |  |  | 54 | 54 | 220 | 4.0741
Baseline | CAISO | SDGE | VLCNTR_6_VCEBT2 | S | Battery Storage |  | Online | 2021-12-01 | 2050-12-01 |  |  |  | 50 | 50 | 200 | 4
Baseline | CAISO | SDGE | VLCNTR_6_VCSLR | R | Solar_1Axis |  | Online | 2016-12-01 | 2050-12-01 |  |  | SOLAR_1AXIS_CA_RIVERSIDE_RIVERSIDE_0_2022 | 2.33 | 2.33
Baseline | CAISO | SDGE | VLCNTR_6_VCSLR1 | R | Solar_Fixed |  | Online | 2013-12-01 | 2050-12-01 |  |  | SOLAR_FIXED_CA_RIVERSIDE_RIVERSIDE_0_2022 | 2.5 | 2.5
Baseline | CAISO | SDGE | VLCNTR_6_VCSLR2 | R | Solar_Fixed |  | Online | 2013-12-01 | 2050-12-01 |  |  | SOLAR_FIXED_CA_RIVERSIDE_RIVERSIDE_0_2022 | 5 | 5
Baseline | CAISO | SCE | VOYAGR_2_VOAWD5 | R | Wind |  | Online | 2021-04-01 | 2050-12-01 |  |  | WIND_CA_KERN_MOJAVE_0_v2022Astrape | 14.14 | 14.14
Baseline | CAISO | SCE | VOYAGR_2_VOYWD1 | R | Wind |  | Online | 2019-12-01 | 2050-12-01 |  |  | WIND_CA_KERN_MOJAVE_0_v2022Astrape | 128.91 | 128.91
Baseline | CAISO | SCE | VOYAGR_2_VOYWD2 | R | Wind |  | Online | 2018-12-01 | 2050-12-01 |  |  | WIND_CA_SANBERNARDINO_BORON_0_v2022Astrape | 128.7 | 128.7
Baseline | CAISO | SCE | VOYAGR_2_VOYWD3 | R | Wind |  | Online | 2018-12-01 | 2050-12-01 |  |  | WIND_CA_SANBERNARDINO_BORON_0_v2022Astrape | 43.2 | 43.2
Baseline | CAISO | SCE | VOYAGR_2_VOYWD4 | R | Wind |  | Online | 2018-12-01 | 2050-12-01 |  |  | WIND_CA_SANBERNARDINO_BORON_0_v2022Astrape | 21.6 | 21.6
Baseline | CAISO | SDGE | VSTAES_6_VESBT1 | S | Battery Storage |  | Online | 2018-06-01 | 2050-12-01 |  |  |  | 40 | 40 | 160 | 4
Baseline | CAISO | IID | Vulcan_1 | T | Geothermal | SCE | Online | 1973-06-01 | 2050-12-01 |  |  |  | 38 | 38
Baseline |  | IID | Vulcan_2 | T | Geothermal | SRP | Non-CAISO | 1993-06-01 | 2050-12-01 |  |  |  | 10.74 | 10.74
Baseline |  | IID | Vulcan_Expander | T | Geothermal | AZPS | Non-CAISO | 1973-06-01 | 2050-12-01 |  |  |  | 10.5 | 10.5
Baseline |  | WALC | Waddell_PS1 | S | PSH |  | Non-CAISO | 1994-05-01 | 2050-12-01 |  |  |  | 10.9 | 10.9 | 136.25 | 12.5
Baseline |  | WALC | Waddell_PS3 | S | PSH |  | Non-CAISO | 1994-05-01 | 2050-12-01 |  |  |  | 10.9 | 10.9 | 136.25 | 12.5
Baseline |  | WALC | Waddell_PS6 | S | PSH |  | Non-CAISO | 1994-05-01 | 2050-12-01 |  |  |  | 10.9 | 10.9 | 136.25 | 12.5
Baseline |  | WALC | Waddell_PS7 | S | PSH |  | Non-CAISO | 1994-05-01 | 2050-12-01 |  |  |  | 10.9 | 10.9 | 136.25 | 12.5
Baseline | CAISO | PGE | WADHAM_6_UNIT | F | Biomass/Wood |  | Online | 1989-03-01 | 2050-12-01 |  |  |  | 24.08 | 29.07
Baseline |  | WALC | WALCPV2021 | R | Solar_1Axis |  | Non-CAISO | 2023-01-01 | 2050-07-01 |  |  | SOLAR_1AXIS_NV_CLARK_89040_0_2022 | 463 | 463
Baseline | CAISO | SCE | WALCRK_2_CTG1 | T | CT |  | Online | 2013-03-01 | 2050-12-01 |  |  |  | 96.43 | 96.43
Baseline | CAISO | SCE | WALCRK_2_CTG2 | T | CT |  | Online | 2013-03-01 | 2050-12-01 |  |  |  | 96.91 | 96.91
Baseline | CAISO | SCE | WALCRK_2_CTG3 | T | CT |  | Online | 2013-03-01 | 2050-12-01 |  |  |  | 96.65 | 96.65
Baseline | CAISO | SCE | WALCRK_2_CTG4 | T | CT |  | Online | 2013-03-01 | 2050-12-01 |  |  |  | 96.49 | 96.49
Baseline | CAISO | SCE | WALCRK_2_CTG5 | T | CT |  | Online | 2013-04-01 | 2050-12-01 |  |  |  | 96.65 | 96.65
Baseline |  | AZPS | WalmartCasaGrande | R | Solar_Fixed |  | Non-CAISO | 2011-01-01 | 2050-12-01 |  |  | SOLAR_FIXED__AZ_PHOENIX_2022 | 2 | 2
Baseline |  | AZPS | WalmartStoresInc | R | Solar_Fixed |  | Non-CAISO | 2011-05-01 | 2050-12-01 |  |  | SOLAR_FIXED__AZ_PHOENIX_2022 | 0.9 | 0.9
Baseline |  | TID | Walnut_1 | T | CT |  | Non-CAISO | 1986-04-01 | 2050-12-01 |  |  |  | 24.8 | 24.8
Baseline |  | TID | Walnut_2 | T | CT |  | Non-CAISO | 1986-04-01 | 2050-12-01 |  |  |  | 24.8 | 24.8
Baseline | CAISO | SCE | WALNUT_2_SOLAR | R | Solar_Fixed |  | Online | 2012-04-01 | 2050-12-01 |  |  | SOLAR_FIXED_CA_ORANGE_BUENAPARK_0_2022 | 1.5 | 1.5
Baseline | CAISO | SCE | WALNUT_6_HILLGEN | F | Biogas |  | Online | 2017-06-01 | 2050-12-01 |  |  |  | 23.82 | 47
Baseline | CAISO | SCE | WALNUT_7_WCOVST | F | Biogas |  | Online | 1996-10-01 | 2050-12-01 |  |  |  | 5.25 | 6.5
Baseline |  | TID | Walnut_Energy_CC | F | CC |  | Non-CAISO | 2006-03-01 | 2050-12-01 |  |  |  | 286 | 286
Baseline |  | AZPS | WasteManagementLandfill1 | F | Biogas |  | Non-CAISO | 2012-08-01 | 2050-12-01 |  |  |  | 1.6 | 1.6
Baseline |  | AZPS | WasteManagementLandfill2 | F | Biogas |  | Non-CAISO | 2012-08-01 | 2050-12-01 |  |  |  | 1.6 | 1.6
Baseline |  | NEVP | WasteManagementLockwoodLFG | F | Biogas |  | Non-CAISO | 2012-04-01 | 2050-12-01 |  |  |  | 1.6 | 1.6
Baseline | CAISO | PGE | WAUKNA_1_SOLAR | R | Solar_Fixed |  | Online | 2013-08-01 | 2050-12-01 |  |  | SOLAR_FIXED_CA_KINGS_STRATFORD_0_2022 | 20 | 20
Baseline | CAISO | PGE | WAUKNA_1_SOLAR2 | R | Solar_1Axis |  | Online | 2015-05-01 | 2050-12-01 |  |  | SOLAR_1AXIS_CA_KINGS_STRATFORD_0_2022 | 19.75 | 19.75
Baseline | CAISO | PGE | WEBER_6_FORWRD | F | Biogas |  | Online | 2014-02-01 | 2050-12-01 |  |  |  | 4 | 4.2
Baseline | CAISO | SDGE | WESCAN_2_BDSBT1 | S | Battery Storage |  | Online | 2022-06-01 | 2099-01-01 |  |  |  | 131 | 131 | 524 | 4
Baseline |  | BPAT | West_Butte_Wind | R | Wind |  | Non-CAISO | 2013-08-01 | 2050-12-01 |  |  | Oregon_Wind_Astrape | 104 | 104
Baseline |  | AZPS | West_Phoenix_1B | F | CC |  | Non-CAISO | 1976-06-01 | 2050-12-01 |  |  |  | 95 | 95
Baseline |  | AZPS | West_Phoenix_2B | F | CC |  | Non-CAISO | 1976-06-01 | 2050-12-01 |  |  |  | 95 | 95
Baseline |  | AZPS | West_Phoenix_3B | F | CC |  | Non-CAISO | 1976-06-01 | 2050-12-01 |  |  |  | 95 | 95
Baseline |  | AZPS | West_Phoenix_GT1 | T | CT |  | Non-CAISO | 1972-05-01 | 2050-12-01 |  |  |  | 50 | 50
Baseline |  | AZPS | West_Phoenix_GT2 | T | CT |  | Non-CAISO | 1973-07-01 | 2050-12-01 |  |  |  | 50 | 50
Baseline |  | NEVP | Western_A101 | F | ICE |  | Non-CAISO | 2005-11-01 | 2050-12-01 |  |  |  | 8.3 | 8.3
Baseline |  | NEVP | Western_B102 | F | ICE |  | Non-CAISO | 2005-11-01 | 2050-12-01 |  |  |  | 8.3 | 8.3
Baseline |  | NEVP | Western_B202 | F | ICE |  | Non-CAISO | 2005-11-01 | 2050-12-01 |  |  |  | 8.3 | 8.3
Baseline |  | NEVP | Western_C102 | F | ICE |  | Non-CAISO | 2005-11-01 | 2050-12-01 |  |  |  | 8.3 | 8.3
Baseline |  | NEVP | Western_C202 | F | ICE |  | Non-CAISO | 2005-11-01 | 2050-12-01 |  |  |  | 8.3 | 8.3
Baseline |  | NEVP | Western_D101 | F | ICE |  | Non-CAISO | 2005-11-01 | 2050-12-01 |  |  |  | 8.3 | 8.3
Baseline |  | NEVP | Western_E102 | F | ICE |  | Non-CAISO | 2005-11-01 | 2050-12-01 |  |  |  | 8.3 | 8.3
Baseline |  | NEVP | Western_E202 | F | ICE |  | Non-CAISO | 2005-11-01 | 2050-12-01 |  |  |  | 8.3 | 8.3
Baseline |  | NEVP | Western_F102 | F | ICE |  | Non-CAISO | 2005-11-01 | 2050-12-01 |  |  |  | 8.3 | 8.3
Baseline |  | NEVP | Western_F202 | F | ICE |  | Non-CAISO | 2005-11-01 | 2050-12-01 |  |  |  | 8.3 | 8.3
Baseline |  | NEVP | Western_G102 | F | ICE |  | Non-CAISO | 2005-11-01 | 2050-12-01 |  |  |  | 8.3 | 8.3
Baseline |  | NEVP | Western_G202 | F | ICE |  | Non-CAISO | 2005-11-01 | 2050-12-01 |  |  |  | 8.3 | 8.3
Baseline |  | NEVP | Western_H102 | F | ICE |  | Non-CAISO | 2005-11-01 | 2050-12-01 |  |  |  | 8.3 | 8.3
Baseline |  | NEVP | Western_H202 | F | ICE |  | Non-CAISO | 2005-11-01 | 2050-12-01 |  |  |  | 8.3 | 8.3
Baseline |  | NEVP | Western102 | R | Solar_Fixed |  | Non-CAISO | 2007-01-01 | 2050-12-01 |  |  | SOLAR_FIXED_NV_CLARK_89040_0_2022 | 1 | 1
Baseline |  | BPAT | WestHines | R | Solar_Fixed |  | Non-CAISO | 2020-01-01 | 2050-12-01 |  |  | SOLAR_FIXED__OR_MEDFORD_2022 | 10 | 10
Baseline |  | AZPS | WestPhoenix_CC4 | F | CC |  | Non-CAISO | 2001-06-01 | 2050-12-01 |  |  |  | 118.8 | 118.8
Baseline |  | AZPS | WestPhoenix_CC5 | F | CC |  | Non-CAISO | 2003-08-01 | 2050-12-01 |  |  |  | 252.5 | 252.5
Baseline |  | BPAT | WestPointTPAgrr | F | Biogas |  | Non-CAISO | 1905-07-01 | 2050-12-01 |  |  |  | 4.58 | 4.58
Baseline |  | BPAT | WeyerhaeuserWA1 | F | Biomass/Wood |  | Non-CAISO | 1948-01-01 | 2050-12-01 |  |  |  | 5 | 5
Baseline |  | BPAT | WeyerhaeuserWA2 | F | Biomass/Wood |  | Non-CAISO | 1948-01-01 | 2050-12-01 |  |  |  | 7.8 | 7.8
Baseline |  | BPAT | WeyerhaeuserWA3 | F | Biomass/Wood |  | Non-CAISO | 1954-01-01 | 2050-12-01 |  |  |  | 18 | 18
Baseline |  | BPAT | WeyerhaeuserWA4 | F | Biomass/Wood |  | Non-CAISO | 1954-01-01 | 2050-12-01 |  |  |  | 31.3 | 31.3
Baseline | CAISO | PGE | WFRESN_1_SOLAR | R | Solar_Fixed |  | Online | 2012-12-01 | 2050-12-01 |  |  | SOLAR_FIXED_CA_MERCED_DELHI_0_2022 | 1.5 | 1.5
Baseline |  | BPAT | Wheat_Field | R | Wind |  | Non-CAISO | 2009-04-01 | 2050-12-01 |  |  | Oregon_Wind_Astrape | 96.6 | 96.6
Baseline | CAISO | PGE | WHEATL_6_LNDFIL | F | Biogas |  | Online | 2013-09-01 | 2050-12-01 |  |  |  | 3.3 | 3.55
Baseline |  | BPAT | Wheatridge | R | Wind |  | Non-CAISO | 2020-12-01 | 2050-12-01 |  |  | Oregon_Wind_Astrape | 100 | 100
Baseline |  | PACW | Wheatridge_II | R | Wind |  | Non-CAISO | 2020-10-01 | 2050-12-01 |  |  | Oregon_Wind_Astrape | 200 | 200
Baseline |  | BPAT | White_Creek1 | R | Wind |  | Non-CAISO | 2007-12-01 | 2050-12-01 |  |  | Oregon_Wind_Astrape | 102.35 | 102.35
Baseline |  | BPAT | White_Creek2 | R | Wind |  | Non-CAISO | 2007-12-01 | 2050-12-01 |  |  | Oregon_Wind_Astrape | 102.35 | 102.35
Baseline |  | NEVP | White_Pine_Pumped_Storage | S | PSH |  | Non-CAISO | 1984-01-01 | 2050-12-01 |  |  |  | 750 | 750 | 61500 | 82
Baseline |  | BPAT | WhiteBluffsSolar | R | Solar_Fixed |  | Non-CAISO | 2011-01-01 | 2050-01-01 |  |  | SOLAR_FIXED__OR_MEDFORD_2022 | 0.03 | 0.03
Baseline | CAISO | WALC | WHITEH_2_MEADDYN1 | R | Wind | SCE | Online | 2020-12-01 | 2050-12-01 |  |  | WIND_CA_SANBERNARDINO_NONE_0_v2022Astrape | 50 | 50
Baseline | CAISO | WALC | WHITEH_2_MEADDYN2 | R | Wind | SCE | Online | 2020-12-01 | 2050-12-01 |  |  | WIND_CA_SANBERNARDINO_NONE_0_v2022Astrape | 300 | 300
Baseline |  | BPAT | Whitehorn_2 | T | CT |  | Non-CAISO | 1981-10-01 | 2050-12-01 |  |  |  | 84.6 | 84.6
Baseline |  | BPAT | Whitehorn_3 | T | CT |  | Non-CAISO | 1981-10-01 | 2050-12-01 |  |  |  | 84.6 | 84.6
Baseline |  | SMUD | WhitethornSolar | R | Solar_Fixed |  | Non-CAISO | 2016-02-01 | 2050-12-01 |  |  | SOLAR_FIXED__CA_SACRAMENTO_2022 | 3.3 | 3.3
Baseline | CAISO | PGE | WHITNY_6_SOLAR | R | Solar_1Axis |  | Online | 2017-04-01 | 2050-12-01 |  |  | SOLAR_1AXIS_CA_MERCED_DELHI_0_2022 | 20 | 20
Baseline | CAISO | SCE | WHTWTR_1_WINDA1 | R | Wind |  | Online | 2002-08-01 | 2050-12-01 |  |  | WIND_CA_SANBERNARDINO_NONE_1_v2022Astrape | 61.5 | 61.5
Baseline |  | BPAT | Wild_Horse_W3 | R | Wind |  | Non-CAISO | 2009-11-01 | 2050-12-01 |  |  | Oregon_Wind_Astrape | 44 | 44
Baseline |  | BPAT | Wild_Horse_Wind_1 | R | Wind |  | Non-CAISO | 2006-12-01 | 2050-12-01 |  |  | Oregon_Wind_Astrape | 113.3 | 113.3
Baseline |  | BPAT | Wild_Horse_Wind_2_3 | R | Wind |  | Non-CAISO | 2006-09-01 | 2050-12-01 |  |  | Oregon_Wind_Astrape | 115.3 | 115.3
Baseline |  | NEVP | Wild_Rose_1 | T | Geothermal |  | Non-CAISO | 1985-08-01 | 2050-12-01 |  |  |  | 25 | 25
Baseline |  | NEVP | Wild_Rose_2 | T | Geothermal |  | Non-CAISO | 2015-09-01 | 2050-12-01 |  |  |  | 25 | 25
Baseline |  | PortlandGE | WilliamsAcresSolar | R | Solar_Fixed |  | Non-CAISO | 2022-01-01 | 2050-12-01 |  |  | SOLAR_FIXED__OR_PORTLAND_2022 | 2.5 | 2.5
Baseline | CAISO | PGE | WILLMS_6_ARBBM1 | T | Biomass/Wood |  | Online | 2022-05-01 | 2099-01-01 |  |  |  | 2.7915 | 3
Baseline |  | BPAT | WillowCreekEC | R | Wind |  | Non-CAISO | 2009-02-01 | 2050-12-01 |  |  | Oregon_Wind_Astrape | 72 | 72
Baseline |  | BPAT | Windy_Flats_Wind | R | Wind |  | Non-CAISO | 2010-01-01 | 2050-12-01 |  |  | Oregon_Wind_Astrape | 202.4 | 202.4
Baseline |  | BPAT | WindyFlats2 | R | Wind |  | Non-CAISO | 2010-01-01 | 2050-12-01 |  |  | Oregon_Wind_Astrape | 59.8 | 59.8
Baseline |  | BPAT | WindyFlats3 | R | Wind |  | Non-CAISO | 2013-12-01 | 2050-12-01 |  |  | Oregon_Wind_Astrape | 98.9 | 98.9
Baseline | CAISO | IID | WISTER_2_WISSR1 | R | Solar_Fixed | SDGE | Online | 2022-07-01 | 2050-12-01 |  |  | SOLAR_FIXED_CA_IMPERIAL_BRAWLEY_0_2022 | 20 | 20
Baseline | CAISO | SDGE | WISTRA_2_WRSSR1 | R | Solar_1Axis |  | Online | 2018-11-01 | 2050-12-01 |  |  | SOLAR_1AXIS_CA_IMPERIAL_BRAWLEY_0_2022 | 100 | 100
Baseline | CAISO | SCE | WLDWD_1_SOLAR1 | R | Solar_1Axis |  | Online | 2015-02-01 | 2050-12-01 |  |  | SOLAR_1AXIS_CA_KERN_LOSTHILLS_0_2022 | 20 | 20
Baseline | CAISO | SCE | WLDWD_1_SOLAR2 | R | Solar_1Axis |  | Online | 2017-01-01 | 2050-12-01 |  |  | SOLAR_1AXIS_CA_KERN_BAKERSFIELD_0_2022 | 15 | 15
Baseline | CAISO | PGE | WNDMAS_2_UNIT_1 | R | Wind |  | Online | 1983-12-01 | 2050-12-01 |  |  | WIND_CA_CONTRACOSTA_PITTSBURG_0_v2022Astrape | 38 | 38
Baseline | CAISO | SCE | WNDSTR_2_WIND | R | Wind |  | Online | 2012-01-01 | 2050-12-01 |  |  | WIND_CA_SANBERNARDINO_BORON_0_v2022Astrape | 120 | 120
Baseline | CAISO | PGE | WOLFSK_1_UNITA1 | T | CT |  | Online | 2003-03-01 | 2050-12-01 |  |  |  | 46.9 | 46.9
Baseline |  | SMUD | Woodland_1 | T | CT |  | Non-CAISO | 1993-11-01 | 2050-12-01 |  |  |  | 49 | 49
Baseline |  | SMUD | Woodland_3A | F | ICE |  | Non-CAISO | 2011-07-01 | 2050-12-01 |  |  |  | 8.2 | 8.2
Baseline |  | SMUD | Woodland_3B | F | ICE |  | Non-CAISO | 2011-07-01 | 2050-12-01 |  |  |  | 8.2 | 8.2
Baseline |  | SMUD | Woodland_3C | F | ICE |  | Non-CAISO | 2011-07-01 | 2050-12-01 |  |  |  | 8.2 | 8.2
Baseline |  | SMUD | Woodland_3D | F | ICE |  | Non-CAISO | 2011-07-01 | 2050-12-01 |  |  |  | 8.2 | 8.2
Baseline |  | SMUD | Woodland_3E | F | ICE |  | Non-CAISO | 2011-07-01 | 2050-12-01 |  |  |  | 8.2 | 8.2
Baseline |  | SMUD | Woodland_3F | F | ICE |  | Non-CAISO | 2011-07-01 | 2050-12-01 |  |  |  | 8.2 | 8.2
Baseline |  | SMUD | Woodland_CC | F | CC |  | Non-CAISO | 2003-08-01 | 2050-12-01 |  |  |  | 84.2 | 84.2
Baseline |  | PACW | WoodlineSolar1 | R | Solar_1Axis |  | Non-CAISO | 2017-12-01 | 2050-12-01 |  |  | SOLAR_1AXIS__OR_MEDFORD_2022 | 8 | 8
Baseline |  | BPAT | Wrangler | R | Solar_1Axis |  | Non-CAISO | 2011-10-01 | 2050-01-01 |  |  | SOLAR_FIXED__OR_MEDFORD_2022 | 0.48 | 0.48
Baseline | CAISO | PGE | WRGTSR_2_WSFSR1 | R | Hybrid_Solar_Fixed |  | Online | 2019-12-01 | 2050-12-01 |  |  | SOLAR_FIXED_CA_MERCED_DELHI_0_2022 | 200 | 200
Baseline | CAISO | PGE | WRIGHTFREEMANSTORAGE | S | Hybrid_BattStorage |  | Not online as of 1/2023 | 2023-01-01 | 2050-12-01 | WRGTSR_2_WSFSR1 | Y |  | 80 | 80 | 320 | 4 | 200
Baseline | CAISO | PGE | WSENGY_1_UNIT_1 | F | Biomass/Wood |  | Online | 2017-12-01 | 2050-12-01 |  |  |  | 34.18 | 50
Baseline |  | BPAT | WSMR_I_WSMR1 | R | Solar_Fixed |  | Non-CAISO | 2009-12-01 | 2050-12-01 |  |  | SOLAR_FIXED__OR_MEDFORD_2022 | 4.2 | 4.2
Baseline |  | BPAT | WSMR_I_WSMR2 | R | Solar_Fixed |  | Non-CAISO | 2009-12-01 | 2050-12-01 |  |  | SOLAR_FIXED__OR_MEDFORD_2022 | 0.4 | 0.4
Baseline | CAISO | SCE | WSTWND_2_M89BT2 | S | Hybrid_BattStorage |  | Not online as of 1/2023 | 2023-03-01 | 2050-12-01 | WSTWND_2_M89WD1_WIND | Y |  | 70.6 | 70.6 | 282.4 | 4
Baseline | CAISO | SCE | WSTWND_2_M89WD1_LESR | S | Hybrid_BattStorage |  | Online | 2020-08-01 | 2050-12-01 | WSTWND_2_M89WD1_WIND | Y |  | 70.6 | 70.6 | 282.4 | 4
Baseline | CAISO | SCE | WSTWND_2_M89WD1_WIND | R | Wind |  | Online | 2020-05-01 | 2099-01-01 |  |  | WIND_CA_KERN_MOJAVE_0_v2022Astrape | 82.65 | 82.65
Baseline | CAISO | SCE | WSTWND_2_M89WD2 | R | Wind |  | Not online as of 1/2023 | 2023-03-01 | 2099-01-01 |  |  | WIND_CA_KERN_MOJAVE_0_v2022Astrape | 82.65 | 82.65
Baseline | CAISO | SCE | WSTWND_2_M90BT1 | S | Battery Storage |  | Online | 2020-11-01 | 2099-01-01 |  |  |  | 15.79 | 15.79 | 63.16 | 4
Baseline | CAISO | SCE | WSTWND_2_M90WD2_LESR | S | Paired_BattStorage |  | Online | 2020-06-01 | 2099-01-01 |  |  |  | 16.5 | 16.5 | 66 | 4
Baseline | CAISO | SCE | WSTWND_2_M90WD2_WIND | R | Wind |  | Online | 2020-06-01 | 2099-01-01 |  |  | WIND_CA_KERN_MOJAVE_0_v2022Astrape | 64.82 | 64.82
Baseline | CAISO | SCE | WSTWND_2_SBSBT1 | S | Battery Storage |  | Online | 2022-05-01 | 2099-01-01 |  |  |  | 80 | 80 | 320 | 4
Baseline |  | BPAT | WSUBiotech | F | Biomass/Wood |  | Non-CAISO | 1899-12-31 | 2050-12-01 |  |  |  | 1 | 1
Baseline |  | BPAT | WSUGrimesWayAgg | F | Biogas |  | Non-CAISO | 2005-01-01 | 2050-12-01 |  |  |  | 3.9 | 3.9
Baseline |  | BPAT | WyEastSolar | R | Solar_1Axis |  | Non-CAISO | 2018-01-01 | 2050-12-01 |  |  | SOLAR_1AXIS__OR_MEDFORD_2022 | 10 | 10
Baseline |  | PACW | Yakima1BESS | S | Battery Storage |  | Non-CAISO | 2030-01-01 | 2050-12-01 |  |  |  | 160 | 160 | 640 | 4
Baseline |  | PACW | Yakima1PV | R | Solar_Fixed |  | Non-CAISO | 2030-01-01 | 2050-12-01 |  |  | SOLAR_FIXED__OR_MEDFORD_2022 | 180 | 180
Baseline |  | PortlandGE | YamhillSolar1 | R | Solar_Fixed |  | Non-CAISO | 2011-01-01 | 2050-01-01 |  |  | SOLAR_FIXED__OR_PORTLAND_2022 | 1 | 1
Baseline |  | NEVP | YELLOWPINESOLAR | R | Paired_Solar_1Axis |  | Non-CAISO | 2021-06-01 | 2050-12-01 |  |  | SOLAR_1AXIS_NV_CLARK_89040_0_2022 | 125 | 125
Baseline |  | NEVP | YELLOWPINESTORAGE | S | Paired_BattStorage |  | Non-CAISO | 2021-12-01 | 2050-12-01 | YELLOWPINESOLAR | Y |  | 50 | 50 | 200 | 4
Baseline | CAISO | PGE | YUBACT_1_SUNSWT | F | Cogen |  | Online | 1990-12-01 | 2036-12-01 |  |  |  | 49.97 | 49.97
Baseline | CAISO | PGE | YUBACT_6_UNITA1 | T | CT |  | Online | 2002-07-01 | 2050-12-01 |  |  |  | 47.6 | 47.6
Baseline |  | AZPS | Yucca_GT1 | T | CT |  | Non-CAISO | 1971-07-01 | 2050-12-01 |  |  |  | 22 | 22
Baseline |  | AZPS | Yucca_GT2 | T | CT |  | Non-CAISO | 1971-07-01 | 2050-12-01 |  |  |  | 22 | 22
Baseline |  | IID | Yucca_GT21 | T | CT |  | Non-CAISO | 1978-12-01 | 2050-12-01 |  |  |  | 22 | 22
Baseline |  | AZPS | Yucca_GT3 | T | CT |  | Non-CAISO | 1973-06-01 | 2050-12-01 |  |  |  | 53 | 53
Baseline |  | AZPS | Yucca_GT4 | T | CT |  | Non-CAISO | 1974-07-01 | 2050-12-01 |  |  |  | 53 | 53
Baseline |  | AZPS | Yucca_GT5 | T | CT |  | Non-CAISO | 2008-06-01 | 2050-12-01 |  |  |  | 49.3 | 49.3
Baseline |  | AZPS | Yucca_GT6 | T | CT |  | Non-CAISO | 2008-06-01 | 2050-12-01 |  |  |  | 49.3 | 49.3
Baseline |  | IID | Yucca_ST1 | F | Steam |  | Non-CAISO | 1959-04-01 | 2050-12-01 |  |  |  | 86.7 | 86.7
Baseline |  | AZPS | Yuma_Cogen_CC | F | CC |  | Non-CAISO | 1994-05-01 | 2050-12-01 |  |  |  | 55.6 | 55.6
Baseline | CAISO | PGE | ZOND_6_UNIT | R | Wind |  | Online | 1985-12-01 | 2050-12-01 |  |  | WIND_CA_CONTRACOSTA_PITTSBURG_0_v2022Astrape | 17.1 | 17.1
Baseline | CAISO | PGE | DRAM_3rd_Party_LIP_PGE | C | DR |  | Online | 2023-01-01 | 2099-01-01 |  |  |  | 145.7169
Baseline | CAISO | SCE | DRAM_3rd_Party_LIP_SCE | C | DR |  | Online | 2023-01-01 | 2099-01-01 |  |  |  | 305.0775
Baseline | CAISO | SDGE | DRAM_3rd_Party_LIP_SDGE | C | DR |  | Online | 2023-01-01 | 2099-01-01 |  |  |  | 57.3813
Note on N1: Modeled capmax. For certain unit types, the Base Global or Annual capmax is derated annually or monthly for various reasons, generally historical performance. For units that vary by month such as DR and Hydro, the July value is provided
Note on O1: Base Global generally reflects Net Dependable Capacity.
Note on S1: If Annual values are present they take the place of Global values. It means a unit is modeled as having parameters varying by year. This convention is used for units that come online in stages or units that represent an aggregation that changes over time such as BTM PV penetration in a given region.
Note on A2: Baseline = Existing online + under construction/development as of 1/2023 LSE Planned 25 MMT = planned/review unit drawn from 11/2022 IRP Filings 25 MMT Portfolio LSE Planned 30 MMT = planned/review unit drawn from 11/2022 IRP Filings 30 MMT Portfolio
Note on G2: If Remote Region has a value, it means this unit is contracted to provide energy to the designated Remote Region. Deliverability subject to existing transmission constraints.
Note on H2: Flag indicates status only for CAISO-contracted units, NOT non-CAISO units
Note on I2: In service date modeled. For units with a Global capmax, insvdt determines when a unit is modeled to be online. For units with Annual capmax values, Annual capmax determines when a unit is modeled to be online (and insvdt is an arbitrary value earlier than the first year with non-zero Annual capmax).
Note on J2: Retirement date modeled.
Note on K2: Generating unit linked to storage unit. Applies to Hybrid and Paired Unit Categories.
Note on L2: restricted to charge storage only from linked unit
Note on M2: Identifies geographic location, weather station name, and mapping to renewables profile
Note on P2: Storage depth in MWh
Note on Q2: Duration of storage in hours (pndcap/capmax)
Note on R2: Max output of combined storage unit and linked unit. Applies to hybrid and paired Unit Categories.

## NotOnlineAsOfJan2023
This tab shows CAISO units in the Baseline that are not yet online as of 1/2023. This table is created by filtering for Baseline in col A and Not online as of 1/2023 in col H of the Cleaned for posting tab. | [11 empty] | Total Not online as of 1/2023 | 6755.8824
Baseline/LSE Planned 25 MMT/LSE Planned 30 MMT | CAISO-contracted | Region | Unit Name | Unit Type | Unit Category | Remote Region | Flag for CAISO-contracted and either Not online as of 1/2023 or terminated as of 1/2023 | insvdt | retdt | linked_unit | solar_charging_restriction | WeatherStation | Capmax
Baseline | CAISO | SCE | ALTAGASSTORAGE | S | Battery Storage |  | Not online as of 1/2023 | 2021-01-01 | 2050-12-01 |  |  |  | 40
Baseline | CAISO | PGE | AMCOR | S | Battery Storage |  | Not online as of 1/2023 | 2023-05-01 | 2099-01-01 |  |  |  | 10
Baseline | CAISO | PGE | ARATINASOLAR | R | Paired_Solar_1Axis |  | Not online as of 1/2023 | 2023-06-01 | 2050-12-01 |  |  | SOLAR_1AXIS_CA_KERN_BAKERSFIELD_0_2022 | 150
Baseline | CAISO | PGE | ARATINASTORAGE | S | Paired_BattStorage |  | Not online as of 1/2023 | 2023-12-01 | 2050-12-01 | ARATINASOLAR | Y |  | 50
Baseline | CAISO | SCE | ARLINGTONENERGYCENTERSOLAR | R | Paired_Solar_1Axis |  | Not online as of 1/2023 | 2023-08-01 | 2099-01-01 |  |  | SOLAR_1AXIS_CA_RIVERSIDE_RIVERSIDE_0_2022 | 233
Baseline | CAISO | PGE | AZALEASOLAR | R | Paired_Solar_1Axis |  | Not online as of 1/2023 | 2022-12-01 | 2050-12-01 |  |  | SOLAR_1AXIS_CA_KERN_LOSTHILLS_0_2022 | 60
Baseline | CAISO | PGE | AZALEASTORAGE | S | Paired_BattStorage |  | Not online as of 1/2023 | 2022-12-01 | 2050-12-01 | AZALEASOLAR | Y |  | 38
Baseline | CAISO | SCE | BEAUMONTESS | S | Battery Storage |  | Not online as of 1/2023 | 2024-03-01 | 2099-01-01 |  |  |  | 100
Baseline | CAISO | SCE | BIGBEAUSTORAGE | S | Hybrid_BattStorage |  | Not online as of 1/2023 | 2022-06-01 | 2050-12-01 | VALTNE_2_TBBBT1 | Y |  | 40
Baseline | CAISO | SCE | BLACKWALNUT | S | Battery Storage |  | Not online as of 1/2023 | 2023-06-01 | 2050-12-01 |  |  |  | 15
Baseline | CAISO | PGE | Blue_Mountain_Electric_Company | F | Biomass/Wood |  | Not online as of 1/2023 | 2019-12-01 | 2050-12-01 |  |  |  | 2.7915
Baseline | CAISO | PGE | BODEGAENERGY | S | Battery Storage |  | Not online as of 1/2023 | 2026-06-01 | 2099-01-01 |  |  |  | 10
Baseline | CAISO | PGE | CABALLEROCASTORAGE | S | Battery Storage |  | Not online as of 1/2023 | 2024-03-01 | 2099-01-01 |  |  |  | 99.7
Baseline | CAISO | SDGE | Cameron | R | Solar_1Axis |  | Not online as of 1/2023 | 2020-03-01 | 2050-12-01 |  |  | SOLAR_1AXIS_CA_IMPERIAL_BRAWLEY_0_2022 | 2.4
Baseline | CAISO | SCE | CANYONCOUNTRYESS | S | Battery Storage |  | Not online as of 1/2023 | 2024-03-01 | 2099-01-01 |  |  |  | 80
Baseline | CAISO | PGE | CAPTESTATIONGEOTHERMAL | T | Geothermal |  | Not online as of 1/2023 | 2028-06-01 | 2050-12-01 |  |  |  | 33
Baseline | CAISO | PGE | CASCADESTORAGE | S | Battery Storage |  | Not online as of 1/2023 | 2022-12-01 | 2050-12-01 |  |  |  | 25
Baseline | CAISO | PGE | CHALANSOLAR | R | Paired_Solar_1Axis |  | Not online as of 1/2023 | 2023-12-01 | 2050-12-01 |  |  | SOLAR_1AXIS_CA_KERN_LOSTHILLS_0_2022 | 64.9
Baseline | CAISO | PGE | CHALANSTORAGE | S | Paired_BattStorage |  | Not online as of 1/2023 | 2023-12-01 | 2050-12-01 | CHALANSOLAR | Y |  | 25
Baseline | CAISO | PGE | CORBYENERGYSTORAGE | S | Battery Storage |  | Not online as of 1/2023 | 2024-04-01 | 2099-01-01 |  |  |  | 300
Baseline | CAISO | PGE | CORSACGEOTHERMAL | T | Geothermal |  | Not online as of 1/2023 | 2026-05-01 | 2050-12-01 |  |  |  | 40
Baseline | CAISO | SCE | DAGGETTSOLAR | R | Paired_Solar_1Axis |  | Not online as of 1/2023 | 2023-11-01 | 2099-01-01 |  |  | SOLAR_1AXIS_CA_SANBERNARDINO_APPLEVALLEY_0_2022 | 182
Baseline | CAISO | SCE | DAGGETTSTORAGE | S | Paired_BattStorage |  | Not online as of 1/2023 | 2023-03-01 | 2099-01-01 | DAGGETTSOLAR | Y |  | 130
Baseline | CAISO | SCE | DELSUR_6_HORSR1 | R | Solar_1Axis |  | Not online as of 1/2023 | 2023-03-01 | 2050-12-01 |  |  | SOLAR_1AXIS_CA_LOSANGELES_PALMDALE_0_2022 | 3
Baseline | CAISO | SCE | EDWARD_2_ESSSB1 | S | Battery Storage |  | Not online as of 1/2023 | 2023-03-01 | 2099-01-01 | DAGGETTSOLAR | Y |  | 116
Baseline | CAISO | SCE | EDWARD_2_ESSSB2 | S | Battery Storage |  | Not online as of 1/2023 | 2023-03-01 | 2099-01-01 | DAGGETTSOLAR | Y |  | 132
Baseline | CAISO | SCE | ENELBELLASTORAGE | S | Battery Storage |  | Not online as of 1/2023 | 2021-03-01 | 2050-12-01 |  |  |  | 10
Baseline | CAISO | SCE | Energetics_PV | R | Solar_1Axis |  | Not online as of 1/2023 | 2016-04-01 | 2050-04-01 |  |  | SOLAR_1AXIS_CA_LOSANGELES_LANCASTER_0_2022 | 4.8
Baseline | CAISO | SDGE | FALBRK_6_FESBT1 | S | Battery Storage |  | Not online as of 1/2023 | 2023-03-01 | 2050-12-01 |  |  |  | 40
Baseline | CAISO | PGE | FRESNOSOLAR | R | Paired_Solar_1Axis |  | Not online as of 1/2023 | 2023-01-01 | 2050-12-01 |  |  | SOLAR_1AXIS_CA_KINGS_STRATFORD_0_2022 | 100
Baseline | CAISO | PGE | FRESNOSTORAGE | S | Paired_BattStorage |  | Not online as of 1/2023 | 2023-01-01 | 2050-12-01 | ADLIN_1_UNITS | Y |  | 10
Baseline | CAISO | SDGE | GOALLINESTORAGE | S | Battery Storage |  | Not online as of 1/2023 | 2025-06-01 | 2099-01-01 |  |  |  | 50
Baseline | CAISO | PGE | GONZAGAWIND | R | Wind |  | Not online as of 1/2023 | 2025-06-01 | 2099-01-01 |  |  | WIND_CA_MERCED_UNINCORPORATED_0_v2022Astrape | 76.35
Baseline | CAISO | PGE | GREENVALLEY | S | Battery Storage |  | Not online as of 1/2023 | 2026-06-01 | 2099-01-01 |  |  |  | 16
Baseline | CAISO | PGE | Hat_Creek_Bioenergy__LLC | F | Biomass/Wood |  | Not online as of 1/2023 | 2020-06-01 | 2050-12-01 |  |  |  | 2.6799
Baseline | CAISO | PGE | HUMMINGBIRDSTORAGE | S | Battery Storage |  | Not online as of 1/2023 | 2023-06-01 | 2050-12-01 |  |  |  | 75
Baseline | CAISO | SCE | INTERSECTOBERONSOLAR | R | Hybrid_Solar_1Axis |  | Not online as of 1/2023 | 2023-09-01 | 2099-01-01 |  |  | SOLAR_1AXIS_CA_RIVERSIDE_RIVERSIDE_0_2022 | 250
Baseline | CAISO | SCE | INTERSECTOBERONSTORAGE | S | Hybrid_BattStorage |  | Not online as of 1/2023 | 2023-09-01 | 2099-01-01 | INTERSECTOBERONSOLAR | Y |  | 125
Baseline | CAISO | SCE | JOANEC_2_ST3BT3 | S | Battery Storage |  | Not online as of 1/2023 | 2023-03-01 | 2099-01-01 |  |  |  | 40
Baseline | CAISO | SCE | JOHANN_2_T1BBT1 | S | Battery Storage |  | Not online as of 1/2023 | 2023-03-01 | 2050-12-01 |  |  |  | 1.4
Baseline | CAISO | PGE | KNTSTH_6_WALSR1 | R | Solar_1Axis |  | Not online as of 1/2023 | 2023-03-01 | 2050-12-01 |  |  | SOLAR_1AXIS_CA_KINGS_STRATFORD_0_2022 | 19.88
Baseline | CAISO | PGE | KOLAENERGYSTORAGE | S | Battery Storage |  | Not online as of 1/2023 | 2025-02-01 | 2099-01-01 |  |  |  | 400
Baseline | CAISO | SCE | LCKHT1_2_LH1SR1 | R | Paired_Solar_1Axis |  | Not online as of 1/2023 | 2023-03-01 | 2099-01-01 |  |  | SOLAR_1AXIS_CA_SANBERNARDINO_APPLEVALLEY_0_2022 | 65
Baseline | CAISO | PGE | LLAGAS | S | Battery Storage |  | Not online as of 1/2023 | 2021-11-01 | 2050-12-01 |  |  |  | 20
Baseline | CAISO | PGE | MNOCAERSSTORAGE | S | Battery Storage |  | Not online as of 1/2023 | 2021-01-01 | 2050-12-01 |  |  |  | 10
Baseline | CAISO | PGE | MOSSLANDING3 | S | Battery Storage |  | Not online as of 1/2023 | 2023-05-01 | 2099-01-01 |  |  |  | 74.6
Baseline | CAISO | SDGE | NIGHTHAWKSTORAGE | S | Battery Storage |  | Not online as of 1/2023 | 2024-03-01 | 2099-01-01 |  |  |  | 300
Baseline | CAISO | PGE | North_Fork_Community_Power | F | Biomass/Wood |  | Not online as of 1/2023 | 2022-09-01 | 2050-12-01 |  |  |  | 1.861
Baseline | CAISO | PGE | NORTHCENTRALVALLEY | S | Battery Storage |  | Not online as of 1/2023 | 2023-05-01 | 2099-01-01 |  |  |  | 150
Baseline | CAISO | SCE | OASIS_6_AR4SR3 | R | Solar_1Axis |  | Not online as of 1/2023 | 2023-03-01 | 2050-12-01 |  |  | SOLAR_1AXIS_CA_LOSANGELES_PALMDALE_0_2022 | 1.5
Baseline | CAISO | SCE | OASIS_6_AR8SR1 | R | Solar_1Axis |  | Not online as of 1/2023 | 2023-03-01 | 2050-12-01 |  |  | SOLAR_1AXIS_CA_LOSANGELES_PALMDALE_0_2022 | 1.5
Baseline | CAISO | SCE | OASIS_6_AR8SR2 | R | Solar_1Axis |  | Not online as of 1/2023 | 2023-03-01 | 2050-12-01 |  |  | SOLAR_1AXIS_CA_LOSANGELES_PALMDALE_0_2022 | 1.5
Baseline | CAISO | SCE | OASIS_6_AR8SR3 | R | Solar_1Axis |  | Not online as of 1/2023 | 2023-03-01 | 2050-12-01 |  |  | SOLAR_1AXIS_CA_LOSANGELES_PALMDALE_0_2022 | 1
Baseline | CAISO | SCE | OASIS_6_MA4SR1 | R | Solar_1Axis |  | Not online as of 1/2023 | 2023-03-01 | 2050-12-01 |  |  | SOLAR_1AXIS_CA_LOSANGELES_PALMDALE_0_2022 | 1.5
Baseline | CAISO | SCE | OASIS_6_VINSR1 | R | Solar_1Axis |  | Not online as of 1/2023 | 2023-03-01 | 2050-12-01 |  |  | SOLAR_1AXIS_CA_LOSANGELES_PALMDALE_0_2022 | 1.5
Baseline | CAISO | SDGE | OCI_Solar_Lakeside | R | Solar_2Axis |  | Not online as of 1/2023 | 2016-03-01 | 2050-12-01 |  |  | SOLAR_2AXIS_CA_IMPERIAL_BRAWLEY_0_2022 | 2
Baseline | CAISO | PGE | PAULSELLENERGYCENTERSTORAGE | S | Paired_BattStorage |  | Not online as of 1/2023 | 2023-12-01 | 2099-01-01 | PAULSELLSOLARENERGYCENTER | N |  | 20
Baseline | CAISO | PGE | PAULSELLSOLARENERGYCENTER | R | Paired_Solar_1Axis |  | Not online as of 1/2023 | 2023-12-01 | 2099-01-01 |  |  | SOLAR_1AXIS_CA_MERCED_DELHI_0_2022 | 20
Baseline | CAISO | SCE | POBLANOENERGYSTORAGE | S | Battery Storage |  | Not online as of 1/2023 | 2024-03-01 | 2099-01-01 |  |  |  | 100
Baseline | CAISO | SCE | POMONAENERGYSTORAGE | S | Battery Storage |  | Not online as of 1/2023 | 2022-10-01 | 2099-01-01 |  |  |  | 40
Baseline | CAISO | PGE | PROXIMASOLAR | R | Paired_Solar_1Axis |  | Not online as of 1/2023 | 2023-06-01 | 2050-12-01 |  |  | SOLAR_1AXIS_CA_KINGS_STRATFORD_0_2022 | 50
Baseline | CAISO | PGE | PROXIMASTORAGE | S | Paired_BattStorage |  | Not online as of 1/2023 | 2023-06-01 | 2050-12-01 | PROXIMASOLAR | Y |  | 5
Baseline | CAISO | SCE | QUARANTINASTORAGE | S | Battery Storage |  | Not online as of 1/2023 | 2022-01-01 | 2050-12-01 |  |  |  | 10
Baseline | CAISO | PGE | RABBITBRUSHSTORAGE | S | Paired_BattStorage |  | Not online as of 1/2023 | 2022-06-01 | 2050-12-01 | RATSKE_2_RBSSB1 | Y |  | 20
Baseline | CAISO | PGE | RACEWAYSOLAR | R | Paired_Solar_1Axis |  | Not online as of 1/2023 | 2023-12-01 | 2050-12-01 |  |  | SOLAR_1AXIS_CA_KERN_LOSTHILLS_0_2022 | 125
Baseline | CAISO | PGE | RACEWAYSTORAGE | S | Paired_BattStorage |  | Not online as of 1/2023 | 2023-12-01 | 2050-12-01 | RACEWAYSOLAR | Y |  | 80
Baseline | CAISO | PGE | RAVAMESATORAGE | S | Battery Storage |  | Not online as of 1/2023 | 2026-06-01 | 2099-01-01 |  |  |  | 6
Baseline | CAISO | PGE | RCPASTORAGE | S | Battery Storage |  | Not online as of 1/2023 | 2024-12-01 | 2099-01-01 |  |  |  | 10
Baseline | CAISO | SCE | RDWAY_1_SCKSR1 | R | Solar_1Axis |  | Not online as of 1/2023 | 2023-03-01 | 2050-12-01 |  |  | SOLAR_1AXIS_CA_SANBERNARDINO_APPLEVALLEY_0_2022 | 3
Baseline | CAISO | SCE | RESISTATION | C | DR |  | Not online as of 1/2023 | 2023-01-01 | 2099-01-01 |  |  |  | 11.6
Baseline | CAISO | PGE | REXFORDSOLAR | R | Paired_Solar_1Axis |  | Not online as of 1/2023 | 2023-10-01 | 2050-12-01 |  |  | SOLAR_1AXIS_CA_KINGS_STRATFORD_0_2022 | 300
Baseline | CAISO | PGE | REXFORDSTORAGE | S | Paired_BattStorage |  | Not online as of 1/2023 | 2023-10-01 | 2050-12-01 | REXFORDSOLAR | Y |  | 180
Baseline | CAISO | SCE | SANBORNESS3 | S | Battery Storage |  | Not online as of 1/2023 | 2023-06-01 | 2099-01-01 |  |  |  | 500
Baseline | CAISO | PGE | SANDRINISOL | R | Solar_1Axis |  | Not online as of 1/2023 | 2022-12-01 | 2050-12-01 |  |  | SOLAR_1AXIS_CA_KERN_LOSTHILLS_0_2022 | 100
Baseline | CAISO | SCE | SANTAPAULAE | S | Battery Storage |  | Not online as of 1/2023 | 2023-10-01 | 2099-01-01 |  |  |  | 15
Baseline | CAISO | SCE | SCE_RDT_EE | R | AAEE |  | Not online as of 1/2023 | 2018-01-01 | 2050-12-01 |  |  |  | 22.87
Baseline | CAISO | SCE | SEARLS_1_TS3SR1 | R | Paired_Solar_1Axis |  | Not online as of 1/2023 | 2023-03-01 | 2099-01-01 |  |  | SOLAR_1AXIS_CA_SANBERNARDINO_APPLEVALLEY_0_2022 | 2
Baseline | CAISO | SDGE | SEPV_Boulevard_2 | R | Solar_1Axis |  | Not online as of 1/2023 | 2016-05-01 | 2050-12-01 |  |  | SOLAR_1AXIS_CA_IMPERIAL_BRAWLEY_0_2022 | 2.9
Baseline | CAISO | PGE | SIERRASTORAGE | S | Battery Storage |  | Not online as of 1/2023 | 2022-12-01 | 2050-12-01 |  |  |  | 10
Baseline | CAISO | SCE | SISPRG_2_DS3BT1 | S | Paired_BattStorage |  | Not online as of 1/2023 | 2023-03-01 | 2099-01-01 | DAGGETTSOLAR | Y |  | 61.5
Baseline | CAISO | SCE | SISPRG_2_DS3BT2 | S | Paired_BattStorage |  | Not online as of 1/2023 | 2023-03-01 | 2099-01-01 | DAGGETTSOLAR | Y |  | 60
Baseline | CAISO | SCE | SISPRG_2_DS3BT3 | S | Paired_BattStorage |  | Not online as of 1/2023 | 2023-03-01 | 2099-01-01 | DAGGETTSOLAR | Y |  | 12.5
Baseline | CAISO | SCE | SISPRG_2_DS3BT4 | S | Paired_BattStorage |  | Not online as of 1/2023 | 2023-11-01 | 2099-01-01 | DAGGETTSOLAR | Y |  | 15
Baseline | CAISO | SCE | SISPRG_2_DS3SR1 | R | Paired_Solar_1Axis |  | Not online as of 1/2023 | 2023-11-01 | 2099-01-01 |  |  | SOLAR_1AXIS_CA_SANBERNARDINO_APPLEVALLEY_0_2022 | 123
Baseline | CAISO | SCE | SISPRG_2_DS3SR2 | R | Paired_Solar_1Axis |  | Not online as of 1/2023 | 2023-11-01 | 2099-01-01 |  |  | SOLAR_1AXIS_CA_SANBERNARDINO_APPLEVALLEY_0_2022 | 110
Baseline | CAISO | SCE | SISPRG_2_DS3SR3 | R | Paired_Solar_1Axis |  | Not online as of 1/2023 | 2023-11-01 | 2099-01-01 |  |  | SOLAR_1AXIS_CA_SANBERNARDINO_APPLEVALLEY_0_2022 | 50
Baseline | CAISO | SCE | SISPRG_2_DS3SR4 | R | Paired_Solar_1Axis |  | Not online as of 1/2023 | 2023-11-01 | 2099-01-01 |  |  | SOLAR_1AXIS_CA_SANBERNARDINO_APPLEVALLEY_0_2022 | 17
Baseline | CAISO | PGE | SOLANOGEOTHERMAL | T | Geothermal |  | Not online as of 1/2023 | 2026-12-01 | 2050-12-01 |  |  |  | 20.8
Baseline | CAISO | PGE | SONRISASOLAR | R | Paired_Solar_1Axis |  | Not online as of 1/2023 | 2023-04-01 | 2050-12-01 |  |  | SOLAR_1AXIS__CA_ELMVIEW_2022 | 100
Baseline | CAISO | PGE | SONRISASTORAGE | S | Paired_BattStorage |  | Not online as of 1/2023 | 2023-04-01 | 2050-12-01 | SONRISASOLAR | Y |  | 30
Baseline | CAISO | SCE | STRAUS_1_STRWD1 | R | Wind |  | Not online as of 1/2023 | 2023-03-01 | 2050-12-01 |  |  | WIND_CA_SANBERNARDINO_NONE_0_v2022Astrape | 91.2
Baseline | CAISO | SCE | TUMBLEWEED | S | Battery Storage |  | Not online as of 1/2023 | 2026-06-01 | 2099-01-01 |  |  |  | 69
Baseline | CAISO | SCE | VICTORVILLECOGEN | F | Cogen |  | Not online as of 1/2023 | 2026-06-01 | 2040-12-01 |  |  |  | 19
Baseline | CAISO | PGE | VISTRA_5_PLABT1 | S | Battery Storage |  | Not online as of 1/2023 | 2023-05-01 | 2099-01-01 |  |  |  | 100.4
Baseline | CAISO | PGE | VISTRA_5_PLABT2 | S | Battery Storage |  | Not online as of 1/2023 | 2023-05-01 | 2099-01-01 |  |  |  | 100.4
Baseline | CAISO | PGE | VISTRA_5_PLABT3 | S | Battery Storage |  | Not online as of 1/2023 | 2023-05-01 | 2099-01-01 |  |  |  | 74.6
Baseline | CAISO | PGE | WRIGHTFREEMANSTORAGE | S | Hybrid_BattStorage |  | Not online as of 1/2023 | 2023-01-01 | 2050-12-01 | WRGTSR_2_WSFSR1 | Y |  | 80
Baseline | CAISO | SCE | WSTWND_2_M89BT2 | S | Hybrid_BattStorage |  | Not online as of 1/2023 | 2023-03-01 | 2050-12-01 | WSTWND_2_M89WD1_WIND | Y |  | 70.6
Baseline | CAISO | SCE | WSTWND_2_M89WD2 | R | Wind |  | Not online as of 1/2023 | 2023-03-01 | 2099-01-01 |  |  | WIND_CA_KERN_MOJAVE_0_v2022Astrape | 82.65