## Descriptions
Unit Name | Name in Baseline and in SERVM model
CAISO_ResID_or_ADS_Gen_Name | CAISO Resource ID or Anchor Data Set name
Long Name CAISOGenUnitName ADSname_or_LongName LSEFiling | Longer name based on CAISO data, Anchor Data Set, or LSE compliance filings
Capmax MW | Modeled maximum output capacity, usually based on unit's nameplate or Net Dependable Capacity
Insvdt | Modeled In Service Date (online date)
RetireDate | Modeled Retirement Date
Region | WECC Region, usually a balancing area or utility service area
OldName (changed name since prior Baseline or duplicative)
OldName Baseline Version
SERVM Region | Region modeled in SERVM (sometimes aggregates of two or more WECC Regions)
SERVM Tech Category | Unit Category label in SERVM
RESOLVE Type | Resource Type label in RESOLVE model
Remote Region | Indicates remote region where energy and capacity are contracted to (instead of a unit's local region)
EIA Plant Name
EIA Generator ID 1
EIA Generator ID 2
EIA Generator ID 3
weather_station | Name of weather station (and mapping to set of weather-normalized production profiles) associated with a unit
Storage MWh | MWh storage volume for storage units
Storage Hours | Hours of storage, calculated from Storage MWh divided by Capmax MW
linked_unit | For hybrid or paired storage unit types, this is the associated generating unit name
max_combined_capacity MW | For hybrid or paired storage unit types, this value is specified when the maximum output of the storage and generating unit combined is less than the storage Capmax plus the generating unit Capmax
charging_restriction | Indicates that this hybrid or paired storage unit is restricted to charge solely from its associated generating unit
Monthly capmax MW | If blank, keep using the value in the Capmax MW column. If not blank, then use these as monthly capmax values, including 0, and ignore the Capmax MW column value.
External Build Calibration represents assumed additional units on top of the Baseline units for regions external to CAISO.
These units were added to external regions in 2030, 2035, 2040, and 2045 to ensure reasonable load and resource balance, to the extent that the Baseline resource build assumptions appeared short.
External Build Calibration capacity amounts are incremental for that year, not cumulative. Thus the cumulative added amount in 2045 would be the sum of the amounts shown for 2030, 2035, 2040, and 2045.
Baseline Generator List was corrected as of Oct 2025 (minus DRAM and SCE_RDT_EE, add Monthly NQC capping)

## BaselineGeneratorList
Monthly capmax MW
Unit Name | CAISO_ResID_or_ADS_Gen_Name | Long Name CAISOGenUnitName ADSname_or_LongName LSEFiling | Capmax MW | Insvdt | RetireDate | Region | OldName (changed name since prior Baseline or duplicative) | OldName Baseline Version | SERVM Region | SERVM Tech Category | RESOLVE Type | Remote Region | EIA Plant Name | EIA Generator ID 1 | EIA Generator ID 2 | EIA Generator ID 3 | weather_station | Storage MWh | Storage Hours | linked_unit | max_combined_capacity MW | charging_restriction | 1 | 2 | 3 | 4 | 5 | 6 | 7 | 8 | 9 | 10 | 11 | 12
100B_Ekola_Flats_WD_1 | 100B-Ekola Flats WD 1 | 100B-Ekola Flats WD 1 | 120.4 | 2020-12-30 | 2050-11-01 | PAWY |  |  | PACE | Wind | Wind | [5 empty] | WIND_CPUCV2024c_EIA_WYOMING
100B_Ekola_Flats_WD_2 | 100B-Ekola Flats WD 2 | 100B-Ekola Flats WD 2 | 129.5 | 2020-12-30 | 2050-11-01 | PAWY |  |  | PACE | Wind | Wind | [5 empty] | WIND_CPUCV2024c_EIA_WYOMING
150MileHouse | 150MileHouse | 150MileHouse | 6.5 | 2008-10-01 | 2050-12-31 | BCHA |  |  | BCHA_AESO | Steam | ST
2021_G6 | 2021-G6 | 2021-G6 | 135 | 2025-09-01 | 2050-12-01 | WALC |  |  | WALC | Wind | Wind | [5 empty] | WIND_CPUCV2024c_EIA_ARIZONA
255S_Vulcan_Faribault_Farms | 255S Vulcan Faribault Farms | 255S Vulcan Faribault Farms | 22 | 2022-02-01 | 2050-12-31 | AESO |  |  | BCHA_AESO | Solar_1Axis | Solar | [5 empty] | SOLAR_1AXIS__WA_SEATTLE_V2024
421S_Hays_DG_PV | 421S Hays DG PV | 421S Hays DG PV | 23 | 2021-06-01 | 2050-12-31 | AESO |  |  | BCHA_AESO | Solar_1Axis | Solar | [5 empty] | SOLAR_1AXIS__WA_SEATTLE_V2024
7STDRD_1_SOLAR1 | 7STDRD_1_SOLAR1 | Shafter Solar | 20 | 2015-06-01 | 2050-12-01 | PGE |  |  | PGE | Solar_1Axis | Solar |  | Shafter Solar LLC |  |  |  | SOLAR_1AXIS_CA_KERN_BAKERSFIELD_V2024
895S_Suffield_DG_PV | 895S Suffield DG PV | 895S Suffield DG PV | 22 | 2020-06-01 | 2050-12-31 | AESO |  |  | BCHA_AESO | Solar_1Axis | Solar | [5 empty] | SOLAR_1AXIS__WA_SEATTLE_V2024
Aberdeen | Aberdeen | Aberdeen | 18 | 2003-02-01 | 2050-12-01 | BPAT |  |  | BPAT | Biomass/Wood | Biomass |  | Sierra Pacific Aberdeen
Aberfeldie2_1 | Aberfeldie2-1 | Aberfeldie2-1 | 8 | 2008-08-01 | 2050-12-31 | BCHA |  |  | BCHA_AESO | Hydro | Hydro
Aberfeldie2_2 | Aberfeldie2-2 | Aberfeldie2-2 | 8 | 2008-08-01 | 2050-12-31 | BCHA |  |  | BCHA_AESO | Hydro | Hydro
Aberfeldie2_3 | Aberfeldie2-3 | Aberfeldie2-3 | 8 | 2008-08-01 | 2050-12-31 | BCHA |  |  | BCHA_AESO | Hydro | Hydro
Abiquiu_1_3 | Abiquiu 1-3 | Abiquiu 1-3 | 13.8 | 1988-12-01 | 2050-12-31 | PNM |  |  | PNM_EPE | Hydro | Hydro |  | Abiquiu Dam
ACACIA_6_SOLAR | ACACIA_6_SOLAR | West Antelope Solar | 20 | 2014-11-01 | 2050-12-01 | SCE |  |  | SCE | Solar_Fixed | Solar |  | TA-Acacia, LLC |  |  |  | SOLAR_FIXED_CA_LOSANGELES_DELSUR_V2024
AdamsSolarOR | Adams Solar OR | Adams Solar OR | 10 | 2018-07-01 | 2036-10-01 | PortlandGE |  |  | PortlandGE | Solar_Fixed | Solar |  | Adams Solar Center |  |  |  | SOLAR_FIXED__OR_PORTLAND_V2024
ADERA_1_SOLAR1 | ADERA_1_SOLAR1 | Adera Solar | 20 | 2015-12-01 | 2050-12-01 | PGE |  |  | PGE | Solar_Fixed | Solar |  | Adera Solar |  |  |  | SOLAR_1AXIS_CA_MERCED_LOSBANOS_V2024
ADLIN_1_UNITS | ADLIN_1_UNITS | GEYSERS AIDLIN AGGREGATE | 22 | 2008-07-01 | 2050-12-01 | PGE |  |  | PGE | Geothermal | Geothermal |  | Aidlin Geothermal Power Plant
ADMEST_6_SOLAR | ADMEST_6_SOLAR | Adams East | 19 | 2014-12-01 | 2050-12-01 | PGE |  |  | PGE | Solar_Fixed | Solar |  | RE Adams East, LLC |  |  |  | SOLAR_FIXED_CA_FRESNO_TRANQUILLITY_V2024
ADOBEE_1_SOLAR | ADOBEE_1_SOLAR | Adobe Solar | 20 | 2014-05-01 | 2050-12-01 | PGE |  |  | PGE | Solar_1Axis | Solar |  | Adobe Solar |  |  |  | SOLAR_1AXIS_CA_KERN_BAKERSFIELD_V2024
ADS30_CT_PSCO_Almsact_1 | ADS30_CT_PSCO_Almsact_1 | ADS30_CT_PSCO_Almsact_1 | 19.4 | 1972-12-01 | 2033-12-31 | PSCO |  |  | PSCO | CT | Peaker
ADS30_CT_PSCO_Almsact_2 | ADS30_CT_PSCO_Almsact_2 | ADS30_CT_PSCO_Almsact_2 | 18.5 | 1976-12-01 | 2033-12-31 | PSCO |  |  | PSCO | CT | Peaker
ADS30_IPTV_Baker_City_Hydro | ADS30_IPTV_Baker City Hydro | ADS30_IPTV_Baker City Hydro | 2 | 1993-05-01 | 2050-12-31 | IPTV |  |  | IPCO | Hydro | Hydro
ADS30_PV_PSCO_8 | ADS30_PV_PSCO_8 | ADS30_PV_PSCO_8 | 175 | 2023-04-01 | 2050-12-31 | PSCO |  |  | PSCO | Solar_Fixed | Solar | [5 empty] | SOLAR_FIXED__CO_DENVER_V2024
ADS30_WT_WACM_1 | ADS30_WT_WACM_1 | ADS30_WT_WACM_1 | 104 | 2020-12-01 | 2050-12-31 | WACM |  |  | WACM | Wind | Wind | [5 empty] | WIND_CPUCV2024c_EIA_UTAH
AED_U3_TG3GT45 | AED-U3-TG3GT45 | AED-U3-TG3GT45 | 45 | 2023-01-06 | 2050-12-31 | CFE |  |  | CFE | CT | Peaker
AED_U4_TG4GT45 | AED-U4-TG4GT45 | AED-U4-TG4GT45 | 45 | 2023-01-06 | 2050-12-31 | CFE |  |  | CFE | CT | Peaker
AED_U5_TG5GT45 | AED-U5-TG5GT45 | AED-U5-TG5GT45 | 45 | 2023-01-06 | 2050-12-31 | CFE |  |  | CFE | CT | Peaker
AESAguaFriaBESS | AES Agua Fria BESS | AES Agua Fria BESS | 200 | 2024-06-01 | 2050-12-01 | AZPS |  |  | AZPS | Battery Storage | Li-ion Battery | [6 empty] | 800 | 4
AESWestwingEnergyStorage | AES Westwing Energy Storage | AES Westwing Energy Storage | 200 | 2022-12-01 | 2050-12-01 | AZPS |  |  | AZPS | Battery Storage | Li-ion Battery | [6 empty] | 800 | 4
Afton_CC | Afton CC | Afton CC | 250 | 2007-10-01 | 2050-12-31 | PNM |  |  | PNM_EPE | CC | CCGT |  | Afton Generating Station | 0001 | 0002
AGRICO_6_PL3N5 | AGRICO_6_PL3N5 | Fresno Peaker | 22.69 | 2006-08-01 | 2050-12-01 | PGE |  |  | PGE | CT | Peaker
AGRICO_7_UNIT | AGRICO_7_UNIT | Fresno Cogen | 50.6 | 2001-01-01 | 2050-12-01 | PGE |  |  | PGE | CC | CCGT |  | Fresno Cogen Partners
Agua_Fria_1 | Agua Fria 1 | Agua Fria 1 | 114 | 1958-01-01 | 2050-12-01 | SRP |  |  | SRP | Steam | ST |  | Agua Fria | AF1
Agua_Fria_2 | Agua Fria 2 | Agua Fria 2 | 114 | 1957-04-01 | 2050-12-01 | SRP |  |  | SRP | Steam | ST |  | Agua Fria | AF2
Agua_Fria_3 | Agua Fria 3 | Agua Fria 3 | 184 | 1961-04-01 | 2050-12-01 | SRP |  |  | SRP | Steam | ST |  | Agua Fria | AF3
Agua_Fria_4 | Agua Fria 4 | Agua Fria 4 | 74 | 1975-05-01 | 2050-12-01 | SRP |  |  | SRP | CT | Peaker |  | Agua Fria | AF4
Agua_Fria_5 | Agua Fria 5 | Agua Fria 5 | 74 | 1974-07-01 | 2050-12-01 | SRP |  |  | SRP | CT | Peaker |  | Agua Fria | AF5
Agua_Fria_6 | Agua Fria 6 | Agua Fria 6 | 74 | 1974-07-01 | 2050-12-01 | SRP |  |  | SRP | CT | Peaker |  | Agua Fria | AF6
AguaFriaBattery | Agua Fria Battery (Bolster) (4HR)1BA25 | Agua Fria Battery (Bolster) (4HR)1BA25 | 25 | 2021-09-01 | 2050-12-01 | SRP |  |  | SRP | Battery Storage | Li-ion Battery |  | Agua Fria | AFSB1 |  |  |  | 100 | 4
AguaFriaHSPVAgg | Agua Fria HS PV Agg | Agua Fria HS PV Agg | 2.32 | 2011-12-01 | 2050-12-01 | AZPS |  |  | AZPS | Solar_Fixed | Solar |  | Agua Fria |  |  |  | SOLAR_FIXED__AZ_PHOENIX_V2024
AguaFriaSolar | Agua Fria Solar | Agua Fria Solar | 0.19 | 2001-06-01 | 2050-12-01 | SRP |  |  | SRP | Solar_1Axis | Solar |  | Agua Fria | PV-3 |  |  | SOLAR_1AXIS__AZ_PHOENIX_V2024
AGUCAL_5_SOLAR1 | AGUCAL_5_SOLAR1 | Agua Caliente Solar | 290 | 2014-06-01 | 2050-12-01 | AZPS |  |  | AZPS | Solar_Fixed | Solar | SDGE | Agua Caliente Solar Project |  |  |  | SOLAR_FIXED_AZ_GRAHAM_PERIDOT_V2024
AirLiquide | AirLiquide | AirLiquide | 80 | 2000-04-01 | 2050-12-31 | AESO |  |  | BCHA_AESO | Steam | ST
Airport_5_1 | Airport 5-1 | Airport 5-1 | 40 | 2016-12-29 | 2050-12-31 | PSCO |  |  | PSCO | CT | Peaker
Airport_Industrial | Airport Industrial | Airport Industrial | 10 | 2001-12-01 | 2050-12-31 | PSCO |  |  | PSCO | ICE | Reciprocating_Engine
AirportSolarSEOR | Airport Solar SE-OR | Airport Solar SE-OR | 47.3 | 2019-05-01 | 2050-12-01 | PACW |  |  | PACW | Solar_Fixed | Solar |  | Airport Solar |  |  |  | SOLAR_FIXED__OR_MEDFORD_V2024
AjoSolar | Ajo Solar | Ajo Solar | 4.5 | 2011-09-01 | 2050-12-01 | AZPS |  |  | AZPS | Solar_Fixed | Solar |  | RE Ajo 1 LLC |  |  |  | SOLAR_FIXED__AZ_PHOENIX_V2024
AKINGS_6_AMESR1 | AKINGS_6_AMESR1 | American Kings Solar | 123 | 2020-12-01 | 2050-12-01 | PGE |  |  | PGE | Solar_1Axis | Solar |  | American Kings Solar, LLC |  |  |  | SOLAR_1AXIS_CA_KINGS_STRATFORD_V2024
Akolkolex | Akolkolex | Akolkolex | 10 | 1995-04-01 | 2050-12-31 | BCHA |  |  | BCHA_AESO | Hydro | Hydro
ALAMIT_2_PL1X3 | ALAMIT_2_PL1X3 | Alamitos Energy Center Unit 7 | 674.7 | 2020-02-01 | 2050-12-01 | SCE |  |  | SCE | CC | CCGT |  | AES Alamitos Energy Center
ALAMIT_7_ES1 | ALAMIT_7_ES1 | Alamitos Energy Storage | 100.45 | 2020-12-01 | 2050-12-01 | SCE |  |  | SCE | Battery Storage | Li-ion Battery |  | AES ES Alamitos, LLC | ALMTS |  |  |  | 400 | 3.9821
ALAMIT_7_UNIT_3 | ALAMIT_7_UNIT 3 | ALAMITOS GEN STA. UNIT 3 | 326.76 | 1961-01-01 | 2023-12-01 | SCE |  |  | SCE | Steam | ST
ALAMIT_7_UNIT_4 | ALAMIT_7_UNIT 4 | ALAMITOS GEN STA. UNIT 4 | 334.43 | 1962-01-01 | 2023-12-01 | SCE |  |  | SCE | Steam | ST
ALAMIT_7_UNIT_5 | ALAMIT_7_UNIT 5 | ALAMITOS GEN STA. UNIT 5 | 480 | 1999-01-01 | 2023-12-01 | SCE |  |  | SCE | Steam | ST
ALAMO_6_UNIT | ALAMO_6_UNIT | ALAMO POWER PLANT | 17 | 1986-01-01 | 2050-12-01 | SCE |  |  | SCE | Hydro | Hydro |  | Alamo | 1
Alamogordo_PV | Alamogordo PV | Alamogordo PV | 5 | 2011-10-01 | 2050-12-31 | PNM |  |  | PNM_EPE | Solar_Fixed | Solar |  | Alamogordo Solar Energy Center |  |  |  | SOLAR_FIXED__NM_ALBUQUERQUE_V2024
Alamosa | Alamosa | Alamosa | 6.9 | 2007-12-01 | 2027-12-31 | PSCO |  |  | PSCO | Solar_1Axis | Solar | [5 empty] | SOLAR_1AXIS__NM_ALBUQUERQUE_V2024
AlbeniFalls1 | AlbeniFalls1 | AlbeniFalls1 | 16.3 | 1955-12-01 | 2050-12-31 | BPAT |  |  | BPAT | Hydro | Hydro |  | Albeni Falls | 1
AlbeniFalls2 | AlbeniFalls2 | AlbeniFalls2 | 16.3 | 1955-12-01 | 2050-12-31 | BPAT |  |  | BPAT | Hydro | Hydro |  | Albeni Falls | 2
AlbeniFalls3 | AlbeniFalls3 | AlbeniFalls3 | 16.3 | 1955-12-01 | 2050-12-31 | BPAT |  |  | BPAT | Hydro | Hydro |  | Albeni Falls | 3
Albuquerque_PV | Albuquerque PV | Albuquerque PV | 2 | 2011-04-01 | 2050-12-31 | PNM |  |  | PNM_EPE | Solar_Fixed | Solar |  | Albuquerque Solar Energy Center |  |  |  | SOLAR_FIXED__NM_ALBUQUERQUE_V2024
Alcova_1 | Alcova 1 | Alcova 1 | 21.8 | 1955-07-01 | 2050-12-31 | WACM |  |  | WACM | Hydro | Hydro |  | Alcova | 1
Alcova_2 | Alcova 2 | Alcova 2 | 21.8 | 1955-07-01 | 2050-12-31 | WACM |  |  | WACM | Hydro | Hydro |  | Alcova | 2
Alder11 | Alder11 | Alder11 | 25 | 1947-05-01 | 2050-12-31 | TPWR |  |  | BPAT | Hydro | Hydro |  | Alder | 11
Alder12 | Alder12 | Alder12 | 25 | 1945-12-01 | 2050-12-31 | TPWR |  |  | BPAT | Hydro | Hydro |  | Alder | 12
ALHMBR_1_ALHSLR | ALHMBR_1_ALHSLR | SG Alhambra | 50 | 2015-08-01 | 2050-12-01 | IID |  |  | IID | Solar_Fixed | Solar | SDGE | Solar Gen 2 Solar Facility | ALHM |  |  | SOLAR_FIXED_CA_IMPERIAL_BRAWLEY_V2024
Alkalai_Solar | Alkalai Solar | Alkalai Solar | 1 | 2020-01-01 | 2050-12-31 | WACM |  |  | WACM | Solar_1Axis | Solar | [5 empty] | SOLAR_1AXIS__CO_DENVER_V2024
AlkaliSolar | Alkali SolarPVPV-NT10 | Alkali SolarPVPV-NT10 | 10 | 2020-03-01 | 2050-12-01 | BPAT |  |  | BPAT | Solar_Fixed | Solar |  | Alkali Solar, LLC |  |  |  | SOLAR_FIXED__WA_SEATTLE_V2024
ALLGNY_6_HYDRO1 | ALLGNY_6_HYDRO1 | Salmon Creek Hydroelectric Project | 0.52 | 2014-12-01 | 2050-12-01 | PGE |  |  | PGE | Hydro | Hydro
Allison_Rd_Solar_Park_Agg | Allison Rd Solar Park Agg | Allison Rd Solar Park Agg | 8 | 2018-02-01 | 2050-12-31 | PNM |  |  | PNM_EPE | Solar_Fixed | Solar | [5 empty] | SOLAR_FIXED__NM_ALBUQUERQUE_V2024
AllOtherSolar | All Other Solar | All Other Solar | 1 | 2005-12-01 | 2050-12-01 | AZPS |  |  | AZPS | Solar_Fixed | Solar | [5 empty] | SOLAR_FIXED__AZ_PHOENIX_V2024
ALMASL_2_AL6BT6 | ALMASL_2_AL6BT6 | Almasol 6 BES | 50 | 2022-06-01 | 2050-12-01 | SCE |  |  | SCE | Paired_BattStorage | Li-ion Battery | [6 empty] | 100 | 2 | ALMASL_2_GS6SR6 |  | Y
ALMASL_2_GS1SR1 | ALMASL_2_GS1SR1 | Almasol Generating Station 1 | 125 | 2020-12-01 | 2050-12-01 | SCE |  |  | SCE | Solar_1Axis | Solar | [5 empty] | SOLAR_1AXIS_CA_RIVERSIDE_NONE_V2024
ALMASL_2_GS4SR4 | ALMASL_2_GS4SR4 | Almasol Generating Station 4 | 100 | 2020-12-01 | 2050-12-01 | SCE |  |  | SCE | Solar_1Axis | Solar | [5 empty] | SOLAR_1AXIS_CA_RIVERSIDE_NONE_V2024
ALMASL_2_GS6SR6 | ALMASL_2_GS6SR6 | Almasol Generating Station 6 | 100 | 2021-10-01 | 2050-12-01 | SCE |  |  | SCE | Paired_Solar_1Axis | Solar | [5 empty] | SOLAR_1AXIS_CA_RIVERSIDE_NONE_V2024
ALMASL_2_GS7SR7 | ALMASL_2_GS7SR7 | Almasol Generating Station 7 | 132 | 2021-12-01 | 2099-01-01 | SCE |  |  | SCE | Solar_1Axis | Solar | [5 empty] | SOLAR_1AXIS_CA_RIVERSIDE_NONE_V2024
ALMEGT_1_UNIT_1 | ALMEGT_1_UNIT 1 | ALAMEDA GT UNIT 1 | 25 | 1986-01-01 | 2050-12-01 | PGE |  |  | PGE | CT | Peaker |  | Alameda | 1
ALMEGT_1_UNIT_2 | ALMEGT_1_UNIT 2 | ALAMEDA GT UNIT 2 | 25 | 1986-01-01 | 2050-12-01 | PGE |  |  | PGE | CT | Peaker |  | Alameda | 2
Almond_1 | Almond 1 | Almond 1 | 48 | 1996-05-01 | 2050-12-01 | NCNC |  |  | NCNC | CT | Peaker |  | Almond Power Plant | 1
Almond_2_2 | Almond 2-2 | Almond 2-2 | 52 | 2012-07-01 | 2050-12-01 | NCNC |  |  | NCNC | CT | Peaker |  | Almond Power Plant | 2
Almond_2_3 | Almond 2-3 | Almond 2-3 | 52 | 2012-07-01 | 2050-12-01 | NCNC |  |  | NCNC | CT | Peaker |  | Almond Power Plant | 3
Almond_2_4 | Almond 2-4 | Almond 2-4 | 52 | 2012-07-01 | 2050-12-01 | NCNC |  |  | NCNC | CT | Peaker |  | Almond Power Plant | 4
Alouette | Alouette | Alouette | 9 | 1928-01-01 | 2050-12-31 | BCHA |  |  | BCHA_AESO | Hydro | Hydro
ALPAC1 | ALPAC1 | ALPAC1 | 40.8 | 2001-09-01 | 2050-12-31 | AESO |  |  | BCHA_AESO | Biomass/Wood | Biomass
ALPAC2 | ALPAC2 | ALPAC2 | 40.8 | 2001-09-01 | 2050-12-31 | AESO |  |  | BCHA_AESO | Biomass/Wood | Biomass
ALPAC3 | ALPAC3 | ALPAC3 | 17.6 | 2001-09-01 | 2050-12-31 | AESO |  |  | BCHA_AESO | Biomass/Wood | Biomass
ALPAC4 | ALPAC4 | ALPAC4 | 32 | 2012-02-01 | 2050-12-31 | AESO |  |  | BCHA_AESO | Biomass/Wood | Biomass
ALPAUG_1_TUDSR1 | ALPAUG_1_TUDSR1 | Tulare DAC Solar | 3 | 2024-04-01 | 2050-12-01 | PGE |  |  | PGE | Solar_1Axis | Solar |  | Tulare CSG LLC |  |  |  | SOLAR_1AXIS_CA_TULARE_PORTERVILLE_V2024
AlphaSolar | Alpha Solar | Alpha Solar | 80 | 2023-05-01 | 2050-12-01 | NEVP |  |  | NEVP | Solar_1Axis | Solar | [5 empty] | SOLAR_1AXIS_NV_CLARK_BOULDER_V2024
ALPSLR_1_NTHSLR | ALPSLR_1_NTHSLR | Alpaugh North, LLC | 20 | 2013-03-01 | 2050-12-01 | PGE |  |  | PGE | Solar_Fixed | Solar |  | Alpaugh North |  |  |  | SOLAR_FIXED_CA_TULARE_PORTERVILLE_V2024
ALPSLR_1_SPSSLR | ALPSLR_1_SPSSLR | Alpaugh 50 LLC | 50 | 2013-03-01 | 2050-12-01 | PGE |  |  | PGE | Solar_Fixed | Solar |  | Alpaugh 50 |  |  |  | SOLAR_FIXED_CA_TULARE_PORTERVILLE_V2024
ALT6DN_2_WIND7 | ALT6DN_2_WIND7 | Pinyon Pines 1 | 164.31 | 2013-01-01 | 2050-12-01 | SCE |  |  | SCE | Wind | Wind |  | Pinyon Pine I |  |  |  | WIND_CPUCV2024c_CSD_CAKERN
ALT6DS_2_WIND9 | ALT6DS_2_WIND9 | Pinyon Pines 2 | 132 | 2013-01-01 | 2050-12-01 | SCE |  |  | SCE | Wind | Wind |  | Pinyon Pine II |  |  |  | WIND_CPUCV2024c_CSD_CAKERN
Alta_Luna_Solar | Alta Luna Solar | Alta Luna Solar | 25 | 2016-12-01 | 2050-12-31 | PNM |  |  | PNM_EPE | Solar_1Axis | Solar |  | Alta Luna |  |  |  | SOLAR_1AXIS__NM_ALBUQUERQUE_V2024
ALTA3A_2_CPCE4 | ALTA3A_2_CPCE4 | Alta Wind 4 | 102 | 2011-03-01 | 2050-12-01 | SCE |  |  | SCE | Wind | Wind |  | Alta Wind Energy Center IV |  |  |  | WIND_CPUCV2024c_CSD_CAKERN
ALTA3A_2_CPCE5 | ALTA3A_2_CPCE5 | Alta Wind 5 | 168 | 2011-04-01 | 2050-12-01 | SCE |  |  | SCE | Wind | Wind |  | Alta Wind Energy Center V |  |  |  | WIND_CPUCV2024c_CSD_CAKERN
ALTA3A_2_CPCE8 | ALTA3A_2_CPCE8 | Alta Wind 8 | 150 | 2012-02-01 | 2050-12-01 | SCE |  |  | SCE | Wind | Wind |  | Alta Wind VIII |  |  |  | WIND_CPUCV2024c_CSD_CAKERN
ALTA4A_2_CPCW1 | ALTA4A_2_CPCW1 | Alta Wind 1 | 150 | 2010-12-01 | 2050-12-01 | SCE |  |  | SCE | Wind | Wind |  | Alta Wind Energy Center I |  |  |  | WIND_CPUCV2024c_CSD_CAKERN
ALTA4B_2_CPCW2 | ALTA4B_2_CPCW2 | Alta Wind 2 | 150 | 2010-12-01 | 2050-12-01 | SCE |  |  | SCE | Wind | Wind |  | Alta Wind Energy Center II |  |  |  | WIND_CPUCV2024c_CSD_CAKERN
ALTA4B_2_CPCW3 | ALTA4B_2_CPCW3 | Alta Wind 3 | 150 | 2011-02-01 | 2050-12-01 | SCE |  |  | SCE | Wind | Wind |  | Alta Wind Energy Center III |  |  |  | WIND_CPUCV2024c_CSD_CAKERN
ALTA4B_2_CPCW6 | ALTA4B_2_CPCW6 | Mustang Hills | 150 | 2012-05-01 | 2050-12-01 | SCE |  |  | SCE | Wind | Wind |  | Mustang Hills LLC |  |  |  | WIND_CPUCV2024c_CSD_CAKERN
ALTA6B_2_WIND11 | ALTA6B_2_WIND11 | Alta Wind 11 | 88.15 | 2014-03-01 | 2050-12-01 | SCE |  |  | SCE | Wind | Wind |  | Alta Wind XI |  |  |  | WIND_CPUCV2024c_CSD_CAKERN
ALTA6E_2_WIND10 | ALTA6E_2_WIND10 | Alta Wind 10 | 134.84 | 2014-03-01 | 2050-12-01 | SCE |  |  | SCE | Wind | Wind |  | Alta Wind X |  |  |  | WIND_CPUCV2024c_CSD_CAKERN
AltaGasPark_1 | AltaGasPark_1 | AltaGasPark_1 | 10 | 1985-01-01 | 2050-12-31 | AESO |  |  | BCHA_AESO | CT | Peaker
ALTWD_2_AT3WD3 | ALTWD_2_AT3WD3 | Altech 3 | 9.8 | 2021-06-01 | 2099-01-01 | SCE |  |  | SCE | Wind | Wind |  | Altech III |  |  |  | WIND_CPUCV2024c_CSD_CARIVERSIDE
ALTWD_2_COAWD1 | ALTWD_2_COAWD1 | Coachella 1 | 50.4 | 2021-04-01 | 2050-12-01 | SCE | Coachella_1 | 2023-10-05 | SCE | Wind | Wind |  | Coachella Hills Wind | CHW |  |  | WIND_CPUCV2024c_CSD_CARIVERSIDE
AmazonPVAgg | Amazon PV Agg | Amazon PV Agg | 30.9 | 2018-08-01 | 2050-12-01 | NCNC |  |  | NCNC | Solar_Fixed | Solar | [5 empty] | SOLAR_FIXED__CA_SACRAMENTO_V2024
American_Falls_Solar_I | American Falls Solar I | American Falls Solar I | 40 | 2016-12-01 | 2050-12-31 | IPFE |  |  | IPCO | Solar_1Axis | Solar |  | American Falls Solar |  |  |  | SOLAR_1AXIS__UT_SALTLAKECITY_V2024
AmericanFalls1 | AmericanFalls1 | AmericanFalls1 | 30.78 | 1978-07-01 | 2050-12-31 | IPFE |  |  | IPCO | Hydro | Hydro |  | American Falls | 1
AmericanFalls2 | AmericanFalls2 | AmericanFalls2 | 30.78 | 1978-06-01 | 2050-12-31 | IPFE |  |  | IPCO | Hydro | Hydro |  | American Falls | 2
AmericanFalls3 | AmericanFalls3 | AmericanFalls3 | 30.78 | 1978-03-01 | 2050-12-31 | IPFE |  |  | IPCO | Hydro | Hydro |  | American Falls | 3
Ames_Hydro | Ames Hydro | Ames Hydro | 3.6 | 1905-12-01 | 2050-12-31 | WACM |  |  | WACM | Hydro | Hydro |  | Ames Hydro
ANAHM_2_CANYN1 | ANAHM_2_CANYN1 | CANYON POWER PLANT UNIT 1 | 49.21 | 2011-09-01 | 2050-12-01 | SCE |  |  | SCE | CT | Peaker |  | Canyon Power Plant | CPP1
ANAHM_2_CANYN2 | ANAHM_2_CANYN2 | CANYON POWER PLANT UNIT 2 | 48.04 | 2011-09-01 | 2050-12-01 | SCE |  |  | SCE | CT | Peaker |  | Canyon Power Plant | CPP2
ANAHM_2_CANYN3 | ANAHM_2_CANYN3 | CANYON POWER PLANT UNIT 3 | 46.49 | 2011-07-01 | 2050-12-01 | SCE |  |  | SCE | CT | Peaker |  | Canyon Power Plant | CPP3
ANAHM_2_CANYN4 | ANAHM_2_CANYN4 | CANYON POWER PLANT UNIT 4 | 49.8 | 2011-07-01 | 2050-12-01 | SCE |  |  | SCE | CT | Peaker |  | Canyon Power Plant | CPP4
ANC_CAT01 | ANC CAT0_1 | ANC CAT0_1 | 6.5 | 2014-03-01 | 2050-12-31 | AESO |  |  | BCHA_AESO | ICE | Reciprocating_Engine
ANC_CAT02 | ANC CAT02 | ANC CAT02 | 6.5 | 2014-03-01 | 2050-12-31 | AESO |  |  | BCHA_AESO | ICE | Reciprocating_Engine
ANC_CAT03 | ANC CAT03 | ANC CAT03 | 6.5 | 2014-03-01 | 2050-12-31 | AESO |  |  | BCHA_AESO | ICE | Reciprocating_Engine
ANC_CAT04 | ANC CAT04 | ANC CAT04 | 6.5 | 2014-03-01 | 2050-12-31 | AESO |  |  | BCHA_AESO | ICE | Reciprocating_Engine
ANC_CAT05 | ANC CAT05 | ANC CAT05 | 6.5 | 2014-03-01 | 2050-12-31 | AESO |  |  | BCHA_AESO | ICE | Reciprocating_Engine
ANC_CAT06 | ANC CAT06 | ANC CAT06 | 6.5 | 2014-03-01 | 2050-12-31 | AESO |  |  | BCHA_AESO | ICE | Reciprocating_Engine
ANC_CAT07 | ANC CAT07 | ANC CAT07 | 6.5 | 2014-03-01 | 2050-12-31 | AESO |  |  | BCHA_AESO | ICE | Reciprocating_Engine
ANC_CAT08 | ANC CAT0_2 | ANC CAT0_2 | 6.5 | 2014-03-01 | 2050-12-31 | AESO | ANC CAT0_2 |  | BCHA_AESO | ICE | Reciprocating_Engine
ANC_CAT09 | ANC CAT0_3 | ANC CAT0_3 | 6.5 | 2014-03-01 | 2050-12-31 | AESO | ANC CAT0_3 |  | BCHA_AESO | ICE | Reciprocating_Engine
ANC_CAT10 | ANC CAT0_4 | ANC CAT0_4 | 6.5 | 2014-03-01 | 2050-12-31 | AESO | ANC CAT0_4 |  | BCHA_AESO | ICE | Reciprocating_Engine
AndersonRanch1 | AndersonRanch1 | AndersonRanch1 | 20 | 1983-09-01 | 2050-12-31 | IPTV |  |  | IPCO | Hydro | Hydro |  | Anderson Ranch | 1
AndersonRanch2 | AndersonRanch2 | AndersonRanch2 | 20 | 1983-09-01 | 2050-12-31 | IPTV |  |  | IPCO | Hydro | Hydro |  | Anderson Ranch | 2
Angel_Fire_Solar | Angel Fire Solar | Angel Fire Solar | 6 | 2021-10-31 | 2050-12-31 | PNM |  |  | PNM_EPE | Solar_1Axis | Solar |  | Angel Fire Energy Facility | TMEF1 |  |  | SOLAR_1AXIS__NM_ALBUQUERQUE_V2024
ANGELA |  | ANGELA | 40 | 2024-03-01 | 2050-12-01 | PGE |  |  | PGE | Hybrid_Solar_1Axis | Solar | [5 empty] | SOLAR_1AXIS_CA_TULARE_PORTERVILLE_V2024
Angle_Fire_Storage | Angle Fire Storage | Angle Fire Storage | 3 | 2021-10-31 | 2050-12-31 | PNM |  |  | PNM_EPE | Battery Storage | Li-ion Battery |  | Angel Fire Energy Facility | BESS |  |  |  | 12 | 4
Animas_GT1A | Animas GT1A | Animas GT1A | 22.7 | 1926-12-01 | 2050-12-31 | WACM |  |  | WACM | Steam | ST |  | Animas
ANZA_6_SOLAR1 | ANZA_6_SOLAR1 | Seville Solar One | 20 | 2015-12-01 | 2050-12-01 | SDGE |  |  | SDGE | Solar_1Axis | Solar |  | Seville 1 |  |  |  | SOLAR_1AXIS_CA_IMPERIAL_BRAWLEY_V2024
Apache_CC | Apache CC | Apache CC | 82 | 1963-02-01 | 2050-12-01 | WALC |  |  | WALC | CC | CCGT |  | Apache Station | ST1
Apache_GT2 | Apache GT2 | Apache GT2 | 21.3 | 1972-06-01 | 2050-12-01 | WALC |  |  | WALC | CT | Peaker |  | Apache Station | GT2
Apache_GT3 | Apache GT3 | Apache GT3 | 70 | 1975-06-01 | 2050-12-01 | WALC |  |  | WALC | CT | Peaker |  | Apache Station | GT3
Apache_GT4 | Apache GT4 | Apache GT4 | 45 | 2002-09-01 | 2050-12-01 | WALC |  |  | WALC | CT | Peaker |  | Apache Station | GT4
Apache_ST2 | Apache ST2 | Apache ST2 | 175 | 1979-01-01 | 2050-12-01 | WALC |  |  | WALC | Steam | ST |  | Apache Station | ST2
Apache_ST3 | Apache ST3 | Apache ST3 | 175 | 1979-09-01 | 2050-12-01 | WALC |  |  | WALC | Coal | Coal |  | Apache Station | ST3
ApacheSolar | Apache Solar | Apache Solar | 20 | 2017-10-01 | 2050-01-01 | WALC |  |  | WALC | Solar_1Axis | Solar |  | Apache Solar 1 |  |  |  | SOLAR_1AXIS_NV_CLARK_BOULDER_V2024
Apex_CC1a | Apex CC1a | Apex CC1a | 275 | 2003-05-01 | 2050-12-01 | LADWP | Apex_CC |  | LADWP | CC | CCGT |  | Apex Generating Station
Apex_CC1b | Apex CC1b | Apex CC1b | 275 | 2003-05-01 | 2050-12-31 | LADWP | Apex_CC |  | LADWP | CC | CCGT
Apex_Solar_Power | Apex Solar Power | Apex Solar Power | 20 | 2012-08-01 | 2050-12-01 | NEVP |  |  | NEVP | Solar_Fixed | Solar |  | Apex Solar PV Power Project |  |  |  | SOLAR_FIXED_NV_CLARK_BOULDER_V2024
Apex1PV80 | Apex1PV80 | Apex1PV80 | 80 | 2022-12-01 | 2050-12-31 | NWMT |  |  | NWMT_WAUW | Solar_Fixed | Solar |  | Apex Solar |  |  |  | SOLAR_FIXED__UT_SALTLAKECITY_V2024
ApexLREGF | Apex LREGF | Apex LREGF | 12 | 2012-03-01 | 2032-12-01 | NEVP |  |  | NEVP | Biogas | Biogas
ApexSolar | Apex Solar 690 | Apex Solar 690 | 690 | 2023-11-01 | 2050-12-01 | NEVP |  |  | NEVP | Solar_1Axis | Solar | [5 empty] | SOLAR_1AXIS_NV_CLARK_BOULDER_V2024
APLHIL_1_SFKHY1 | APLHIL_1_SFKHY1 | South Fork Powerhouse | 2.68 | 1989-06-01 | 2050-12-01 | PGE |  |  | PGE | Hydro | Hydro
Appaloosa_Solar_I_LLC_Appaloosa_I_A | Appaloosa Solar I LLC (Appaloosa I-A) | Appaloosa Solar I LLC (Appaloosa I-A) | 120 | 2023-09-01 | 2043-09-29 | PAUT |  |  | PACE | Solar_1Axis | Solar |  | Appaloosa Solar I | AS1A |  |  | SOLAR_1AXIS__UT_SALTLAKECITY_V2024
Appaloosa_Solar_I_LLC_Appaloosa_I_B | Appaloosa Solar I LLC (Appaloosa I-B) | Appaloosa Solar I LLC (Appaloosa I-B) | 80 | 2023-09-01 | 2043-09-29 | PAUT |  |  | PACE | Solar_1Axis | Solar |  | Appaloosa Solar I | AS1B |  |  | SOLAR_1AXIS__UT_SALTLAKECITY_V2024
Apple_Solar | Apple Solar | Apple Solar | 19.5 | 2015-08-01 | 2040-08-04 | NEVP |  |  | NEVP | Solar_Fixed | Solar |  | Apple Campus 2 PV |  |  |  | SOLAR_FIXED__CA_SACRAMENTO_V2024
APT_DIST_PV | APT_DIST_PV | APT_DIST_PV | 12 | 2012-05-01 | 2037-03-31 | EPE |  |  | PNM_EPE | Solar_1Axis | Solar | [5 empty] | SOLAR_1AXIS_AZ_GRAHAM_PERIDOT_V2024
AQUAWS_2_AQWSR1 | AQUAWS_2_AQWSR1 | Aquamarine Westside | 250 | 2021-12-01 | 2050-12-01 | PGE |  |  | PGE | Solar_1Axis | Solar |  | Aquamarine |  |  |  | SOLAR_1AXIS_CA_KINGS_STRATFORD_V2024
Aragonne_Mesa | Aragonne Mesa | Aragonne Mesa | 90 | 2006-12-01 | 2050-12-31 | PNM |  |  | PNM_EPE | Wind | Wind | [5 empty] | WIND_CPUCV2024c_EIA_NEWMEXICO
Aragonne_Wind | Aragonne Wind | Aragonne Wind | 234.96 | 2022-01-01 | 2050-12-31 | PNM |  |  | PNM_EPE | Wind | Wind |  | Aragonne Wind LLC | 1 | AREXP |  | WIND_CPUCV2024c_EIA_NEWMEXICO
ARAMIS |  | ARAMIS | 100 | 2025-12-01 | 2050-12-01 | PGE |  |  | PGE | Hybrid_Solar_1Axis | Solar |  | Aramis I Solar Project | IPAR1 |  |  | SOLAR_1AXIS_CA_MERCED_LOSBANOS_V2024
Arapahoe_CC1a | Arapahoe CC1a | Arapahoe CC1a | 62.5 | 2000-06-01 | 2033-12-31 | PSCO | Arapahoe_CC |  | PSCO | CC | CCGT |  | Arapahoe Combustion Turbine Project | UN5
Arapahoe_CC1b | Arapahoe CC1b | Arapahoe CC1b | 62.5 | 2000-06-01 | 2033-12-31 | PSCO | Arapahoe_CC |  | PSCO | CC | CCGT |  | Arapahoe Combustion Turbine Project | UN6
ARBWD_6_QF | ARBWD_6_QF | Wind Resource II | 19.95 | 2013-05-01 | 2050-12-01 | SCE |  |  | SCE | Wind | Wind | [5 empty] | WIND_CPUCV2024c_CSD_CAKERN
ARCOGN_2_UNITS | ARCOGN_2_UNITS | WATSON COGENERATION | 305 | 1987-12-01 | 2050-12-01 | SCE |  |  | SCE | Cogen | CHP |  | Watson Cogeneration | [9 empty] | 305 | 305 | 305 | 305 | 305 | 305 | 305 | 305 | 305 | 305 | 305 | 305
ARD_G1 | ARD_G1 | ARD_G1 | 34 | 2010-11-01 | 2050-12-31 | AESO |  |  | BCHA_AESO | Wind | Wind | [5 empty] | WIND_CPUCV2024c_EIA_OREGON
ARD_G2 | ARD_G2 | ARD_G2 | 34 | 2010-11-01 | 2050-12-31 | AESO |  |  | BCHA_AESO | Wind | Wind | [5 empty] | WIND_CPUCV2024c_EIA_OREGON
ArizonaStateUPVAgg | Arizona State U PV Agg | Arizona State U PV Agg | 4.81 | 2010-10-01 | 2050-01-01 | AZPS |  |  | AZPS | Solar_Fixed | Solar |  | AZ State University - Tempe Campus Solar |  |  |  | SOLAR_FIXED__AZ_PHOENIX_V2024
ArizonaWesternCollegePVAgg | Arizona Western College PV Agg | Arizona Western College PV Agg | 6.44 | 2011-10-01 | 2050-01-01 | AZPS |  |  | AZPS | Solar_Fixed | Solar |  | Arizona Western College PV |  |  |  | SOLAR_FIXED__AZ_PHOENIX_V2024
ARKANS_1_ARKSLR | ARKANS_1_ARKSLR | SG Arkansas | 50 | 2015-08-01 | 2050-12-01 | IID |  |  | IID | Solar_Fixed | Solar | SDGE | Solar Gen 2 Solar Facility | ARK |  |  | SOLAR_FIXED_CA_IMPERIAL_BRAWLEY_V2024
ArlingtonCommunitySolar | Arlington Community SolarPVPV-NT0.5 | Arlington Community SolarPVPV-NT0.5 | 0.5 | 2020-01-01 | 2050-01-01 | BPAT |  |  | BPAT | Solar_Fixed | Solar |  | Arlington Microgrid |  |  |  | SOLAR_FIXED__WA_SEATTLE_V2024
ARLINGTONENERGYCENTERSOLAR | SUNCAT_2_A2BSR2 | Arlington Solar Unit 2B | 133 | 2023-10-01 | 2099-01-01 | SCE |  |  | SCE | Paired_Solar_1Axis | Solar | [5 empty] | SOLAR_1AXIS_CA_RIVERSIDE_BLYTHE_V2024
ArlingtonWind | ArlingtonWind | ArlingtonWind | 102.9 | 2009-01-01 | 2050-12-01 | BPAT |  |  | BPAT | Wind | Wind |  | Arlington Wind Power Project |  |  |  | WIND_CPUCV2024c_EIA_OREGON
ARLINT_5_SCEDYN | ARLINT_5_SCEDYN | Arlington Valley CC | 565 | 2002-07-01 | 2050-12-01 | AZPS |  |  | AZPS | CC | CCGT |  | Arlington Valley Energy Facility
ARLNTN_2_AR1SR1 | ARLNTN_2_AR1SR1 | Arlington | 100 | 2022-03-01 | 2050-12-01 | SCE | ARLINGTONENERGYCENTERSOLAR | 2023-10-05 | SCE | Solar_1Axis | Solar |  | Arlington Energy Center II | AEC1 |  |  | SOLAR_1AXIS_CA_RIVERSIDE_BLYTHE_V2024
ARLNTN_2_ASUSR1 | ARLNTN_2_ASUSR1 | Arlington Solar Unit 1 | 131 | 2022-08-01 | 2099-01-01 | SCE |  |  | SCE | Solar_1Axis | Solar |  | Arlington Energy Center III | AEC3 |  |  | SOLAR_1AXIS_CA_RIVERSIDE_BLYTHE_V2024
ARLVAL_5_SOLAR | ARLVAL_5_SOLAR | Arlington Valley Solar Energy II | 127 | 2013-10-01 | 2050-12-01 | AZPS |  |  | AZPS | Solar_Fixed | Solar | SDGE | Arlington Valley Solar Energy II |  |  |  | SOLAR_FIXED_AZ_GRAHAM_PERIDOT_V2024
Armstrong_Cogen | Armstrong_Cogen | Armstrong_Cogen | 20.4 | 2003-06-01 | 2050-12-31 | BCHA |  |  | BCHA_AESO | Biomass/Wood | Biomass
ARP_Loyalton_Biomass | ARP Loyalton Biomass | ARP Loyalton Biomass | 8.9 | 2018-04-01 | 2050-12-31 | SPPC |  |  | NEVP | Biomass/Wood | Biomass
Arriba_Wind_Project | Arriba Wind Project | Arriba Wind Project | 100 | 2023-12-31 | 2050-12-31 | PSCO |  |  | PSCO | Wind | Wind | [5 empty] | WIND_CPUCV2024c_EIA_UTAH
Arrow_Lake1 | Arrow_Lake1 | Arrow_Lake1 | 92.5 | 2002-02-01 | 2050-12-31 | BCHA |  |  | BCHA_AESO | Hydro | Hydro
Arrow_Lake2 | Arrow_Lake2 | Arrow_Lake2 | 92.5 | 2002-05-01 | 2050-12-31 | BCHA |  |  | BCHA_AESO | Hydro | Hydro
ArrowCanyonBattery | Arrow Canyon Battery | Arrow Canyon Battery | 75 | 2022-12-01 | 2050-12-01 | NEVP |  |  | NEVP | Battery Storage | Li-ion Battery |  | Arrow Canyon Solar Hybrid | 2 |  |  |  | 300 | 4
ARROWLEAF_SOLAR_AND_STORAGE |  | ARROWLEAF SOLAR AND STORAGE | 35 | 2025-04-01 | 2050-12-01 | IID |  |  | IID | Hybrid_Solar_1Axis | Solar | [5 empty] | SOLAR_1AXIS__CA_BRAWLEY_V2024
Arrowrock_Boise_R_Diversion | Arrowrock_Boise R Diversion | Arrowrock_Boise R Diversion | 21 | 2010-04-01 | 2050-12-31 | IPTV |  |  | IPCO | Hydro | Hydro |  | Arrowrock Hydroelectric Project | 1 | 2
Arroyo_Solar_1 | Arroyo Solar-1 | Arroyo Solar-1 | 300 | 2022-06-20 | 2042-06-20 | PNM |  |  | PNM_EPE | Solar_1Axis | Solar |  | Arroyo Solar Energy Storage Hybrid | ARSOL |  |  | SOLAR_1AXIS__NM_ALBUQUERQUE_V2024
Arroyo_Storage_1_1 | Arroyo Storage-1_1 | Arroyo Storage-1_1 | 75 | 2022-10-31 | 2042-10-31 | PNM |  |  | PNM_EPE | Battery Storage | Li-ion Battery |  | Arroyo Solar Energy Storage Hybrid | ARESS |  |  |  | 300 | 4
Arroyo_Storage_1_2 | Arroyo Storage-1_2 | Arroyo Storage-1_2 | 75 | 2022-10-31 | 2042-10-31 | PNM |  |  | PNM_EPE | Battery Storage | Li-ion Battery |  | Arroyo Solar Energy Storage Hybrid | ARESS |  |  |  | 300 | 4
Arvada_1 | Arvada 1 | Arvada 1 | 7.2 | 2002-09-01 | 2050-12-31 | WACM |  |  | WACM | CT | Peaker |  | Arvada | 1
Arvada_2 | Arvada 2 | Arvada 2 | 7.2 | 2002-09-01 | 2050-12-31 | WACM |  |  | WACM | CT | Peaker |  | Arvada | 2
ARVINN_6_ORION1 | ARVINN_6_ORION1 | Orion 1 Solar | 12 | 2014-06-01 | 2050-12-01 | PGE |  |  | PGE | Solar_Fixed | Solar |  | Orion Solar I |  |  |  | SOLAR_FIXED_CA_KERN_BAKERSFIELD_V2024
ARVINN_6_ORION2 | ARVINN_6_ORION2 | Orion 2 Solar | 8 | 2014-06-01 | 2050-12-01 | PGE |  |  | PGE | Solar_1Axis | Solar |  | Orion Solar II |  |  |  | SOLAR_1AXIS_CA_KERN_BAKERSFIELD_V2024
Ash_River_1 | Ash_River_1 | Ash_River_1 | 28 | 1958-12-01 | 2050-12-31 | BCHA |  |  | BCHA_AESO | Hydro | Hydro
Ashlu_Creek_1 | Ashlu_Creek_1 | Ashlu_Creek_1 | 16.63 | 2009-02-01 | 2055-12-31 | BCHA |  |  | BCHA_AESO | Hydro | Hydro
Ashlu_Creek_2 | Ashlu_Creek_2 | Ashlu_Creek_2 | 16.63 | 2009-02-01 | 2050-12-31 | BCHA |  |  | BCHA_AESO | Hydro | Hydro
Ashlu_Creek_3 | Ashlu_Creek_3 | Ashlu_Creek_3 | 16.63 | 2009-02-01 | 2050-12-31 | BCHA |  |  | BCHA_AESO | Hydro | Hydro
ASHUSA_MORDOR_1 |  | ASHUSA MORDOR 1 | 25 | 2025-04-01 | 2050-12-01 | SCE |  |  | SCE | Battery Storage | Li-ion Battery | [6 empty] | 100 | 4
ASHUSA_MORDOR_2 |  | ASHUSA MORDOR 2 | 20 | 2025-04-01 | 2050-12-01 | SCE |  |  | SCE | Battery Storage | Li-ion Battery | [6 empty] | 80 | 4
ASTORA_2_SOLAR1 | ASTORA_2_SOLAR1 | Astoria 1 | 100 | 2016-10-01 | 2050-12-01 | SCE |  |  | SCE | Solar_1Axis | Solar |  | RE Astoria |  |  |  | SOLAR_1AXIS_CA_KERN_ROSAMOND_V2024
ASTORA_2_SOLAR2 | ASTORA_2_SOLAR2 | Astoria 2 | 75 | 2016-10-01 | 2050-12-01 | SCE |  |  | SCE | Solar_1Axis | Solar |  | RE Astoria 2 |  |  |  | SOLAR_1AXIS_CA_KERN_ROSAMOND_V2024
ASU_CHP | ASU CHP | ASU CHP | 9.19 | 2006-04-01 | 2050-12-31 | AZPS |  |  | AZPS | CC | CCGT
ATHOS_5_AP1X2 | ATHOS_5_AP1X2 | Athos Power Plant | 250 | 2022-05-01 | 2050-12-01 | SCE |  |  | SCE | Solar_1Axis | Solar |  | Athos Solar Project | IPAT1 |  |  | SOLAR_1AXIS_CA_RIVERSIDE_NONE_V2024
ATHOS_5_AP2X2 | ATHOS_5_AP2X2 | Athos Power Plant 2 | 200 | 2021-12-01 | 2099-01-01 | SCE |  |  | SCE | Solar_1Axis | Solar |  | SE Athos II, LLC | IPAT2 |  |  | SOLAR_1AXIS_CA_RIVERSIDE_NONE_V2024
Atrisco_Solar_1 | Atrisco Solar-1 | Atrisco Solar-1 | 300 | 2023-06-01 | 2043-06-01 | PNM |  |  | PNM_EPE | Solar_1Axis | Solar |  | Atrisco Solar LLC | ATRPV |  |  | SOLAR_1AXIS__NM_ALBUQUERQUE_V2024
Atrisco_Storage_11BA150 | Atrisco Storage-11BA150 | Atrisco Storage-11BA150 | 150 | 2023-06-01 | 2043-06-01 | PNM |  |  | PNM_EPE | Battery Storage | Li-ion Battery |  | Atrisco Energy Storage | ATRES |  |  |  | 600 | 4
ATWEL2_1_SOLAR1 | ATWEL2_1_SOLAR1 | Atwell West | 20 | 2015-06-01 | 2050-12-01 | PGE |  |  | PGE | Solar_1Axis | Solar |  | Atwell Island West Solar |  |  |  | SOLAR_1AXIS_CA_KERN_LOSTHILLS_V2024
ATWELL_1_SOLAR | ATWELL_1_SOLAR | Atwell Island PV Solar Generating Faci. | 20 | 2013-03-01 | 2050-12-01 | PGE |  |  | PGE | Solar_Fixed | Solar |  | Atwell Island |  |  |  | SOLAR_FIXED_CA_TULARE_PORTERVILLE_V2024
AVA_HY_Agg_Stevens_Co_1 | AVA HY Agg Stevens Co 1 | AVA HY Agg Stevens Co 1 | 0.42 | 1899-12-31 | 2050-12-31 | AVA |  |  | BPAT | Hydro | Hydro
Avalon_Solar_II | Avalon Solar II | Avalon Solar II | 45.5 | 2014-12-01 | 2034-12-23 | TEPC |  |  | TEPC | Solar_Fixed | Solar |  | Avalon Solar II | ASII |  |  | SOLAR_FIXED__AZ_TUCSON_V2024
AVENAL_6_AVPARK | AVENAL_6_AVPARK | Avenal Park Solar Project | 6 | 2011-08-01 | 2050-12-01 | PGE |  |  | PGE | Solar_Fixed | Solar |  | Avenal Park |  |  |  | SOLAR_FIXED_CA_KINGS_STRATFORD_V2024
AVENAL_6_AVSLR1 | AVENAL_6_AVSLR1 | Avenal Solar 1 | 7.9 | 2017-01-01 | 2050-12-01 | PGE |  |  | PGE | Solar_1Axis | Solar |  | CED Avenal | AVCA |  |  | SOLAR_1AXIS_CA_KINGS_STRATFORD_V2024
AVENAL_6_AVSLR2 | AVENAL_6_AVSLR2 | Avenal Solar 2 | 7.9 | 2017-01-01 | 2050-12-01 | PGE |  |  | PGE | Solar_1Axis | Solar |  | Avenal Park | AVCA |  |  | SOLAR_1AXIS_CA_KINGS_STRATFORD_V2024
AVENAL_6_SANDDG | AVENAL_6_SANDDG | Sand Drag Solar Project | 19 | 2011-08-01 | 2050-12-01 | PGE |  |  | PGE | Solar_Fixed | Solar |  | Sand Drag LLC |  |  |  | SOLAR_FIXED_CA_KINGS_STRATFORD_V2024
AVENAL_6_SUNCTY | AVENAL_6_SUNCTY | Sun City Solar Project | 20 | 2011-08-01 | 2050-12-01 | PGE | AVENAL_6CTY | 2023-07-25 | PGE | Solar_Fixed | Solar |  | Sun City Project LLC |  |  |  | SOLAR_FIXED_CA_KINGS_STRATFORD_V2024
AVOCET |  | AVOCET | 200 | 2026-04-01 | 2050-12-01 | SCE |  |  | SCE | Battery Storage | Li-ion Battery | [6 empty] | 800 | 4
AVSOLR_2_SOLAR | AVSOLR_2_SOLAR | AV SOLAR RANCH 1 | 241.5 | 2014-06-01 | 2050-12-01 | SCE |  |  | SCE | Solar_Fixed | Solar |  | AV Solar Ranch One |  |  |  | SOLAR_FIXED_CA_KERN_ROSAMOND_V2024
AZALEASTORAGE | Azalea Storage | Azalea Storage | 55 | 2025-03-01 | 2050-12-01 | PGE |  |  | PGE | Paired_BattStorage | Li-ion Battery |  | Azalea (CA) | AZAL |  |  |  | 152 | 2.7636 | AZALEASOLAR |  | Y
AZPS_PV_Agg_Maricopa_Co_2 | AZPS PV Agg Maricopa Co 2 | AZPS PV Agg Maricopa Co 2 | 3.75 | 2003-11-01 | 2050-12-31 | SRP |  |  | SRP | Hydro | Hydro
AZPSPV2021 | 2021-G1 | 2021-G1 | 150 | 2023-12-01 | 2050-12-01 | AZPS |  |  | AZPS | Solar_1Axis | Solar | [5 empty] | SOLAR_1AXIS__AZ_PHOENIX_V2024
AZPSPVAggMaricopaCo1 | AZPS PV Agg Maricopa Co 1 | AZPS PV Agg Maricopa Co 1 | 2.05 | 2011-12-01 | 2050-12-01 | AZPS |  |  | AZPS | Solar_Fixed | Solar | [5 empty] | SOLAR_FIXED__AZ_PHOENIX_V2024
AZPSPVAggPinalCo2 | AZPS PV Agg Pinal Co 2 | AZPS PV Agg Pinal Co 2 | 1.48 | 2011-05-01 | 2050-12-01 | AZPS |  |  | AZPS | Solar_Fixed | Solar | [5 empty] | SOLAR_FIXED__AZ_PHOENIX_V2024
Babacomari_North | Babacomari North | Babacomari North | 90 | 2022-12-31 | 2040-12-31 | TEPC |  |  | TEPC | Solar_1Axis | Solar | [5 empty] | SOLAR_1AXIS__AZ_TUCSON_V2024
Babacomari_South | Babacomari South | Babacomari South | 90 | 2023-06-30 | 2041-06-30 | TEPC |  |  | TEPC | Solar_1Axis | Solar | [5 empty] | SOLAR_1AXIS__AZ_TUCSON_V2024
Babbit_Ranch | Babbit Ranch | Babbit Ranch | 161 | 2023-12-01 | 2050-12-01 | AZPS |  |  | AZPS | Wind | Wind |  | Babbitt Ranch Energy Center |  |  |  | WIND_CPUCV2024c_EIA_ARIZONA
Badger | Badger | Badger | 15 | 1991-04-01 | 2050-12-01 | AZPS |  |  | AZPS | Solar_1Axis | Solar |  | Badger 1 |  |  |  | SOLAR_1AXIS__AZ_PHOENIX_V2024
BadgerMountainSolar | Badger Mountain SolarPV-T200 | Badger Mountain SolarPV-T200 | 200 | 2024-12-01 | 2050-12-01 | BPAT |  |  | BPAT | Solar_1Axis | Solar | [5 empty] | SOLAR_1AXIS__WA_SEATTLE_V2024
Bagdad | Bagdad | Bagdad | 15 | 2011-12-01 | 2050-12-01 | AZPS |  |  | AZPS | Solar_1Axis | Solar | [5 empty] | SOLAR_1AXIS__AZ_PHOENIX_V2024
BAHIA_2_LKHSR1 | BAHIA_2_LKHSR1 | Lake Herman Solar | 5 | 2021-09-01 | 2099-01-01 | PGE |  |  | PGE | Solar_1Axis | Solar |  | Lake Herman |  |  |  | SOLAR_1AXIS_CA_YOLO_WOODLAND_V2024
Baja_CA_CC3 | Baja CA CC3 | Baja CA CC3 | 315.1 | 2017-01-31 | 2050-12-31 | CFE |  |  | CFE | CC | CCGT
Baja_CA_II_GT_1_1 | Baja CA II GT 1-1 | Baja CA II GT 1-1 | 42 | 2014-01-30 | 2050-12-31 | CFE |  |  | CFE | CT | Peaker
Baja_CA_II_GT_1_2 | Baja CA II GT 1-2 | Baja CA II GT 1-2 | 42 | 2014-01-30 | 2050-12-31 | CFE |  |  | CFE | CT | Peaker
Baja_CA_II_GT_1_3 | Baja CA II GT 1-3 | Baja CA II GT 1-3 | 42 | 2014-01-30 | 2050-12-31 | CFE |  |  | CFE | CT | Peaker
BakeovenIISolar | Bakeoven II SolarPV-T140 | Bakeoven II SolarPV-T140 | 140 | 2023-08-01 | 2050-12-01 | BPAT |  |  | BPAT | Solar_1Axis | Solar | [5 empty] | SOLAR_1AXIS__OR_PORTLAND_V2024
BakeovenSolar | Bakeoven SolarPV-T60 | Bakeoven SolarPV-T60 | 60 | 2022-12-01 | 2050-12-01 | BPAT |  |  | BPAT | Solar_1Axis | Solar |  | Bakeoven Solar |  |  |  | SOLAR_1AXIS__OR_PORTLAND_V2024
Baker_Solar_Center | Baker Solar Center | Baker Solar Center | 15 | 2020-02-01 | 2050-12-31 | IPTV |  |  | IPCO | Solar_Fixed | Solar |  | Baker City Solar |  |  |  | SOLAR_FIXED__OR_MEDFORD_V2024
BALCHS_7_UNIT_1 | BALCHS_7_UNIT 1 | BALCH 1 PH UNIT 1 | 31 | 1927-01-01 | 2050-12-01 | PGE |  |  | PGE | Hydro | Hydro |  | Balch 1 | 1
BALCHS_7_UNIT_2 | BALCHS_7_UNIT 2 | BALCH 2 PH UNIT 2 | 52.5 | 1958-01-01 | 2050-12-01 | PGE |  |  | PGE | Hydro | Hydro |  | Balch 2 | 2
BALCHS_7_UNIT_3 | BALCHS_7_UNIT 3 | BALCH 2 PH UNIT 3 | 54.6 | 1958-01-01 | 2050-12-01 | PGE |  |  | PGE | Hydro | Hydro |  | Balch 2 | 3
BaldockSolarHighwayPV | Baldock Solar HighwayBSH1PV-NT1.7 | Baldock Solar HighwayBSH1PV-NT1.7 | 1.7 | 2012-01-01 | 2050-01-01 | PortlandGE |  |  | PortlandGE | Solar_Fixed | Solar |  | Baldock Solar Highway |  |  |  | SOLAR_FIXED__OR_PORTLAND_V2024
BallstonSolarLLCBSPV1 | Ballston Solar LLCBSPV1PV-NT2.2 | Ballston Solar LLCBSPV1PV-NT2.2 | 2.2 | 2018-12-01 | 2050-12-01 | PortlandGE |  |  | PortlandGE | Solar_Fixed | Solar |  | Ballston Solar LLC |  |  |  | SOLAR_FIXED__OR_PORTLAND_V2024
BalzacCC_Total | BalzacCC-Total | BalzacCC-Total | 120 | 2001-10-01 | 2050-12-31 | AESO |  |  | BCHA_AESO | CC | CCGT
BANC_HY_Agg_1 | BANC HY Agg 1 | BANC HY Agg 1 | 3.2 | 1899-12-31 | 2050-12-31 | NCNC |  |  | NCNC | Hydro | Hydro
BANCPVNTAggSacCo1 | BANC PV-NT Agg Sac Co 1 | BANC PV-NT Agg Sac Co 1 | 28.18 | 2018-05-01 | 2050-12-01 | NCNC |  |  | NCNC | Solar_Fixed | Solar | [5 empty] | SOLAR_FIXED__CA_SACRAMENTO_V2024
BangorSubmarineBase1 | BangorSubmarineBase1 | BangorSubmarineBase1 | 10 | 2001-12-01 | 2050-12-31 | BPAT |  |  | BPAT | ICE | Reciprocating_Engine
BangorSubmarineBase2 | BangorSubmarineBase2 | BangorSubmarineBase2 | 10 | 2001-12-01 | 2050-12-31 | BPAT |  |  | BPAT | ICE | Reciprocating_Engine
BANKPP_2_NSPIN | BANKPP_2_NSPIN | BANKPP_2_NSPIN | 270 | 1989-06-01 | 2050-12-01 | PGE |  |  | PGE | Pumping_Load | Shed_DR
Bannock_County_Landfill | Bannock County Landfill | Bannock County Landfill | 1.6 | 2014-05-01 | 2050-12-31 | IPMV |  |  | IPCO | Biogas | Biogas |  | Bannock County LFG to Energy | GEN1
BannockPV | Bannock PV | Bannock PV | 35 | 2023-08-01 | 2050-12-01 | NEVP |  |  | NEVP | Solar_1Axis | Solar | [5 empty] | SOLAR_1AXIS_NV_CLARK_BOULDER_V2024
Barber_Creek_1 | Barber Creek 1 | Barber Creek 1 | 7.2 | 2002-09-01 | 2050-12-31 | WACM |  |  | WACM | CT | Peaker |  | Barber Creek | 1
Barber_Creek_2 | Barber Creek 2 | Barber Creek 2 | 7.2 | 2002-09-01 | 2050-12-31 | WACM |  |  | WACM | CT | Peaker |  | Barber Creek | 2
Barber_Creek_3 | Barber Creek 3 | Barber Creek 3 | 7.2 | 2002-09-01 | 2050-12-31 | WACM |  |  | WACM | CT | Peaker |  | Barber Creek | 3
BarberDamGEN1 | BarberDamGEN1 | BarberDamGEN1 | 4.1 | 1990-08-01 | 2050-12-31 | IPTV |  |  | IPCO | Hydro | Hydro |  | Barber Dam
Barr_Creek_1 | Barr_Creek_1 | Barr_Creek_1 | 2 | 2012-02-01 | 2050-12-31 | BCHA |  |  | BCHA_AESO | Hydro | Hydro
Barr_Creek_2 | Barr_Creek_2 | Barr_Creek_2 | 2 | 2012-02-01 | 2050-12-31 | BCHA |  |  | BCHA_AESO | Hydro | Hydro
BARRE_2_ALASB1 | BARRE_2_ALASB1 | Los Alamitos 1 | 10 | 2023-11-01 | 2099-01-01 | SCE |  |  | SCE | Battery Storage | Li-ion Battery |  | BCE Los Alamitos 1 | BCE12 |  |  |  | 40 | 4
BARRE_2_QF | BARRE_2_QF | BARRE QFS | 0.2 | 1994-01-01 | 2050-12-01 | SCE |  |  | SCE | Cogen | CHP | [11 empty] | 0 | 0 | 0 | 0 | 0 | 0 | 0 | 0 | 0 | 0 | 0 | 0
BARRE_6_PEAKER | BARRE_6_PEAKER | Barre Peaker | 49 | 2007-09-01 | 2050-12-01 | SCE |  |  | SCE | CT | Peaker |  | Barre Peaker
Barrier | Barrier | Barrier | 11.2 | 1954-01-01 | 2050-12-31 | AESO |  |  | BCHA_AESO | Hydro | Hydro
BASELINE_SG | BASELINE_SG | BASELINE_SG | 45.5 | 2016-11-01 | 2036-11-21 | PAUT |  |  | PACE | Solar_Fixed | Solar | [5 empty] | SOLAR_FIXED__UT_SALTLAKECITY_V2024
BASICE_2_UNITS | BASICE_2_UNITS | King City Cogen | 120 | 1989-03-01 | 2050-12-01 | PGE |  |  | PGE | Cogen | CHP |  | King City Power Plant | [9 empty] | 120 | 120 | 120 | 120 | 120 | 120 | 120 | 120 | 120 | 120 | 120 | 120
BasinCreek1 | BasinCreek1 | BasinCreek1 | 5.75 | 2006-05-01 | 2050-12-31 | NWMT |  |  | NWMT_WAUW | ICE | Reciprocating_Engine |  | Basin Creek Plant | 1
BasinCreek2 | BasinCreek2 | BasinCreek2 | 5.75 | 2006-05-01 | 2050-12-31 | NWMT |  |  | NWMT_WAUW | ICE | Reciprocating_Engine |  | Basin Creek Plant | 2
BasinCreek3 | BasinCreek3 | BasinCreek3 | 5.75 | 2006-05-01 | 2050-12-31 | NWMT |  |  | NWMT_WAUW | ICE | Reciprocating_Engine |  | Basin Creek Plant | 3
BasinCreek4 | BasinCreek4 | BasinCreek4 | 5.75 | 2006-05-01 | 2050-12-31 | NWMT |  |  | NWMT_WAUW | ICE | Reciprocating_Engine |  | Basin Creek Plant | 4
BasinCreek5 | BasinCreek5 | BasinCreek5 | 5.75 | 2006-05-01 | 2050-12-31 | NWMT |  |  | NWMT_WAUW | ICE | Reciprocating_Engine |  | Basin Creek Plant | 5
BasinCreek6 | BasinCreek6 | BasinCreek6 | 5.75 | 2006-05-01 | 2050-12-31 | NWMT |  |  | NWMT_WAUW | ICE | Reciprocating_Engine |  | Basin Creek Plant | 6
BasinCreek7 | BasinCreek7 | BasinCreek7 | 5.75 | 2006-05-01 | 2050-12-31 | NWMT |  |  | NWMT_WAUW | ICE | Reciprocating_Engine |  | Basin Creek Plant | 7
BasinCreek8 | BasinCreek8 | BasinCreek8 | 5.75 | 2006-05-01 | 2050-12-31 | NWMT |  |  | NWMT_WAUW | ICE | Reciprocating_Engine |  | Basin Creek Plant | 8
BasinCreek9 | BasinCreek9 | BasinCreek9 | 5.75 | 2006-05-01 | 2050-12-31 | NWMT |  |  | NWMT_WAUW | ICE | Reciprocating_Engine |  | Basin Creek Plant | 9
BatteryStorageSOregon1 | Battery Storage - S-Oregon1BA41.5 | Battery Storage - S-Oregon1BA41.5 | 41.5 | 2028-01-01 | 2050-12-01 | BPAT |  |  | BPAT | Battery Storage | Li-ion Battery | [6 empty] | 166 | 4
BatteryStorageYakima1 | Battery Storage - Yakima1BA20 | Battery Storage - Yakima1BA20 | 20 | 2030-01-01 | 2050-12-01 | PACW |  |  | PACW | Battery Storage | Li-ion Battery | [6 empty] | 80 | 4
Battle_Mountain_Solar | Battle Mountain Solar | Battle Mountain Solar | 101 | 2021-06-01 | 2050-12-01 | NEVP |  |  | NEVP | Solar_1Axis | Solar |  | Battle Mountain Solar Project | BMSP |  |  | SOLAR_1AXIS_NV_CLARK_BOULDER_V2024
Battle_River_4 | Battle River 4 Gas | Battle River 4 Gas | 155 | 2021-08-01 | 2050-12-31 | AESO |  |  | BCHA_AESO | Coal | Coal
BattleMountainSolarBattery | Battle Mountain Solar Battery | Battle Mountain Solar Battery | 25 | 2021-06-01 | 2050-12-01 | NEVP |  |  | NEVP | Battery Storage | Li-ion Battery |  | Battle Mountain Solar Project | BMBS |  |  |  | 100 | 4
BCHA_Hydro | BCHA HY Agg 1 | BCHA HY Agg 1 | 0.36 | 1988-01-01 | 2050-12-31 | BCHA |  |  | BCHA_AESO | Hydro | Hydro
BCTSYS_5_PWXDYN | BCTSYS_5_PWXDYN | BCTSYS_5_PWXDYN | 428 | 1989-06-01 | 2050-12-01 | PGE |  |  | PGE | Hydro | Hydro
BDGRCK_1_UNITS | BDGRCK_1_UNITS | BADGER CREEK LIMITED | 48.08 | 1991-04-01 | 2050-12-01 | PGE |  |  | PGE | CT | Peaker |  | Badger Creek Limited
Beacon_Solar_Project | Beacon Solar Project1PV-NT250 | Beacon Solar Project1PV-NT250 | 250 | 2012-06-01 | 2050-12-01 | LADWP |  |  | LADWP | Solar_Fixed | Solar |  | Hecate Energy Beacon Solar 1 |  |  |  | SOLAR_FIXED_CA_KERN_ROSAMOND_V2024
BeaconBatteryEnergyStorage | Beacon Battery Energy Storage | Beacon Battery Energy Storage | 20 | 2018-08-01 | 2050-12-01 | LADWP |  |  | LADWP | Battery Storage | Li-ion Battery |  | Beacon BESS 1 | BCNB1 |  |  |  | 80 | 4
BearCreekCC_Total | BearCreekCC-Total | BearCreekCC-Total | 80 | 2002-12-01 | 2050-12-31 | AESO |  |  | BCHA_AESO | Cogen | CHP
BearCreekSolarCtr | Bear Creek Solar Ctr | Bear Creek Solar Ctr | 10 | 2018-09-01 | 2036-10-01 | PACW |  |  | PACW | Solar_Fixed | Solar |  | Bear Creek Solar Center |  |  |  | SOLAR_FIXED__OR_MEDFORD_V2024
BEARDS_7_UNIT_1 | BEARDS_7_UNIT 1 | Beardsley Hydro | 11.5 | 1957-01-01 | 2050-12-01 | PGE |  |  | PGE | Hydro | Hydro |  | Beardsley | 1
BearMountain_BC | BearMountain_BC | BearMountain_BC | 102 | 2009-10-01 | 2050-12-31 | BCHA |  |  | BCHA_AESO | Wind | Wind | [5 empty] | WIND_CPUCV2024c_ONSHORE_BCPEACERIVER
BEARMT_1_UNIT | BEARMT_1_UNIT | Bear Mountain Limited | 49.21 | 1995-04-01 | 2050-12-01 | PGE |  |  | PGE | CT | Peaker |  | Bear Mountain Limited
Bearspaw_1 | Bearspaw_1 | Bearspaw_1 | 17 | 1954-01-01 | 2050-12-31 | AESO |  |  | BCHA_AESO | Hydro | Hydro
Beaver_CC1a | Beaver CC1a | Beaver CC1a | 158.899 | 1974-08-01 | 2050-12-01 | PortlandGE | BeaverCC_Total |  | PortlandGE | CC | CCGT |  | Beaver | 1
Beaver_CC1b | Beaver CC1b | Beaver CC1b | 158.899 | 1974-08-01 | 2050-12-31 | PortlandGE | BeaverCC_Total |  | PortlandGE | CC | CCGT
Beaver_CC1c | Beaver CC1c | Beaver CC1c | 158.899 | 1974-08-01 | 2050-12-31 | PortlandGE | BeaverCC_Total |  | PortlandGE | CC | CCGT
Beaver_Creek_PP | Beaver Creek PP | Beaver Creek PP | 5 | 1983-12-01 | 2050-12-31 | WACM |  |  | WACM | CT | Peaker |  | Beaver Creek Gas Plant | 1 | 2
Beaver8 | Beaver8 | Beaver8 | 24.5 | 1999-09-01 | 2050-12-01 | PortlandGE |  |  | PortlandGE | CT | Peaker |  | Beaver | 8
BEJNLS_5_BV2SCEDYN | BEJNLS_5_BV2SCEDYN | Broadview 2 | 167 | 2017-01-01 | 2050-12-01 | AZPS |  |  | AZPS | Wind | Wind | SCE | Broadview Energy JN, LLC |  |  |  | WIND_CPUCV2024c_EIA_NEWMEXICO
BEKWJS_5_BV1SCEDYN | BEKWJS_5_BV1SCEDYN | Broadview 1 | 130 | 2017-01-01 | 2050-12-01 | AZPS |  |  | AZPS | Wind | Wind | SCE | Broadview Energy KW, LLC |  |  |  | WIND_CPUCV2024c_EIA_NEWMEXICO
BELDEN_7_UNIT_1 | BELDEN_7_UNIT 1 | BELDEN HYDRO | 119 | 1969-01-01 | 2050-12-01 | PGE |  |  | PGE | Hydro | Hydro |  | Belden | 1
BELLEFIELD_STORAGE_1 |  | BELLEFIELD STORAGE 1 (50LW 8ME, LLC) | 500 | 2025-12-01 | 2050-12-01 | SCE |  |  | SCE | Battery Storage | Li-ion Battery |  | Bellefield Solar and Energy Storage Farm | 50LWB |  |  |  | 2000 | 4
BellevueSolarINV1 | Bellevue Solar ProjectINV-1PV-NT1.6 | Bellevue Solar ProjectINV-1PV-NT1.6 | 1.6 | 2011-10-01 | 2050-12-01 | PortlandGE | BellevueSolarProject |  | PortlandGE | Solar_Fixed | Solar |  | Bellevue Solar Project |  |  |  | SOLAR_FIXED__OR_PORTLAND_V2024
Bellshill_BHL1 | Bellshill (BHL1) | Bellshill (BHL1) | 5 | 2019-01-01 | 2050-12-31 | AESO |  |  | BCHA_AESO | CT | Peaker
Ben_French_GT1 | Ben French GT1 | Ben French GT1 | 17 | 1977-07-01 | 2050-12-31 | WACM |  |  | WACM | CT | Peaker
Ben_French_GT2 | Ben French GT2 | Ben French GT2 | 17 | 1977-08-01 | 2050-12-31 | WACM |  |  | WACM | CT | Peaker
Ben_French_GT3 | Ben French GT3 | Ben French GT3 | 17 | 1978-06-01 | 2050-12-31 | WACM |  |  | WACM | CT | Peaker
Ben_French_GT4 | Ben French GT4 | Ben French GT4 | 17 | 1979-06-01 | 2050-12-31 | WACM |  |  | WACM | CT | Peaker
Ben_French_ICE_1_5 | Ben French ICE 1-5 | Ben French ICE 1-5 | 10 | 1965-07-01 | 2050-12-31 | WACM |  |  | WACM | ICE | Reciprocating_Engine
Bend1 | Bend1 | Bend1 | 3 | 1916-12-01 | 2040-12-31 | PACW |  |  | PACW | Hydro | Hydro |  | Bend | 2
BennettCreek | BennettCreek | BennettCreek | 42 | 2008-06-01 | 2050-12-31 | IPTV |  |  | IPCO | Wind | Wind | [5 empty] | WIND_CPUCV2024c_EIA_IDAHO
BennettMountain | BennettMountain | BennettMountain | 195 | 2005-04-01 | 2050-12-31 | IPTV |  |  | IPCO | CT | Peaker |  | Bennett Mountain
Benson_Creek_Wind_OR | Benson Creek Wind (OR) | Benson Creek Wind (OR) | 50 | 2016-12-01 | 2050-12-31 | IPTV |  |  | IPCO | Wind | Wind | [5 empty] | WIND_CPUCV2024c_EIA_OREGON
BEOWAWE | Beowawe Power 2 | Beowawe Power 2 | 1.7 | 2011-01-01 | 2050-12-01 | NEVP |  |  | NEVP | Geothermal | Geothermal |  | Beowawe | GEN2
Beowawe_Power_1_2 | Beowawe Power 1 | Beowawe Power 1 | 11 | 2006-04-01 | 2025-12-01 | NEVP |  |  | NEVP | Geothermal | Geothermal |  | Beowawe | GEN1
BERCYN_2_BCEBT1 | BERCYN_2_BCEBT1 | Bear Canyon Energy Storage | 13 | 2024-04-01 | 2050-01-01 | PGE |  |  | PGE | Battery Storage | Li-ion Battery |  | Bear Canyon | BC1 |  |  |  | 52 | 4
Beryl_Solar_LLC | Beryl Solar LLC | Beryl Solar LLC | 3 | 2015-08-01 | 2035-07-30 | PAUT |  |  | PACE | Solar_1Axis | Solar |  | Beryl Solar Plant |  |  |  | SOLAR_1AXIS__UT_SALTLAKECITY_V2024
BEVERLY_SOLAR |  | PIVOT BEVERLY SOLAR | 0.4 | 2023-12-01 | 2050-12-01 | SCE |  |  | SCE | Solar_1Axis | Solar | [5 empty] | SOLAR_1AXIS__CA_LOSANGELES_V2024
BGSKYN_2_AS2SR1 | BGSKYN_2_AS2SR1 | Antelope Solar 2 | 105 | 2018-12-01 | 2050-12-01 | SCE |  |  | SCE | Solar_1Axis | Solar |  | Antelope Expansion 2 |  |  |  | SOLAR_1AXIS_CA_LOSANGELES_DELSUR_V2024
BGSKYN_2_ASPSR2 | BGSKYN_2_ASPSR2 | Antelope Solar 2 San Pablo | 100 | 2019-08-01 | 2050-12-01 | SCE |  |  | SCE | Solar_1Axis | Solar |  | San Pablo Raceway |  |  |  | SOLAR_1AXIS_CA_LOSANGELES_DELSUR_V2024
BGSKYN_2_ASSR1B | BGSKYN_2_ASSR1B | Antelope Solar 1B | 17 | 2022-11-01 | 2099-01-01 | SCE |  |  | SCE | Solar_1Axis | Solar |  | Antelope Expansion 1B | ANE1B |  |  | SOLAR_1AXIS_CA_LOSANGELES_DELSUR_V2024
BGSKYN_2_ASSR3A | BGSKYN_2_ASSR3A | Antelope Solar 3A | 15 | 2021-06-01 | 2099-01-01 | SCE |  |  | SCE | Solar_1Axis | Solar |  | Antelope Expansion 3A |  |  |  | SOLAR_1AXIS_CA_LOSANGELES_DELSUR_V2024
BGSKYN_2_ASSR3B | BGSKYN_2_ASSR3B | Antelope Solar 3B | 5 | 2021-06-01 | 2099-01-01 | SCE |  |  | SCE | Solar_1Axis | Solar |  | Antelope Expansion 3B |  |  |  | SOLAR_1AXIS_CA_LOSANGELES_DELSUR_V2024
BGSKYN_2_BS3SR3 | BGSKYN_2_BS3SR3 | Big Sky Solar 3 | 20 | 2019-09-01 | 2050-12-01 | SCE |  |  | SCE | Solar_1Axis | Solar | [5 empty] | SOLAR_1AXIS_CA_LOSANGELES_PALMDALE_V2024
Big_Cliff_1 | Big_Cliff_1 | Big_Cliff_1 | 22.5 | 1954-08-01 | 2050-12-31 | BPAT |  |  | BPAT | Hydro | Hydro
Big_Fork1HY1_70 | Big Fork1HY1.70 | Big Fork1HY1.70 | 1.7 | 1923-12-01 | 2053-12-31 | PACW |  |  | PACW | Hydro | Hydro |  | Big Fork | 1
Big_Fork2HY1_70 | Big Fork2HY1.70 | Big Fork2HY1.70 | 1.7 | 1928-12-01 | 2053-12-31 | PACW |  |  | PACW | Hydro | Hydro |  | Big Fork | 2
Big_Fork3HY_75 | Big Fork3HY.75 | Big Fork3HY.75 | 0.75 | 1909-12-01 | 2053-12-31 | PACW |  |  | PACW | Hydro | Hydro |  | Big Fork | 3
Big_Horn_Wind_1_2 | Big Horn Wind 1 | Big Horn Wind 1 | 199.5 | 2006-10-01 | 2050-01-01 | BPAT |  |  | BPAT | Wind | Wind |  | Big Horn Wind Project |  |  |  | WIND_CPUCV2024c_EIA_OREGON
Big_Horn_Wind_2 | Big Horn Wind 2 | Big Horn Wind 2 | 50 | 2010-10-01 | 2050-12-01 | BPAT | BigHorn2 | 2023-10-05 | BPAT | Wind | Wind |  | Big Horn Wind II | 1 |  |  | WIND_CPUCV2024c_EIA_OREGON
Big_Pine | Big Pine | Big Pine | 2.4 | 1925-07-01 | 2050-12-31 | LADWP |  |  | LADWP | Hydro | Hydro |  | Big Pine Creek | 1
Big_Timber_Wind | Big Timber Wind | Big Timber Wind | 25 | 2018-02-01 | 2050-12-31 | NWMT |  |  | NWMT_WAUW | Wind | Wind |  | Big Timber Wind Farm |  |  |  | WIND_CPUCV2024c_EIA_WYOMING
BIGCRK_2_EXESWD | BIGCRK_2_EXESWD | BIG CREEK HYDRO PROJECT PSP | 820 | 1913-01-01 | 2050-12-01 | SCE |  |  | SCE | Hydro | Hydro |  | Big Creek 1 | 1 | 2 | 3
BIGCRK_7_DAM7 | BIGCRK_7_DAM7 | DAM 7 AT BIG CREEK (FISHWATER GEN) | 0.3 | 1986-01-01 | 2050-12-01 | SCE |  |  | SCE | Hydro | Hydro
BIGCRK_7_MAMRES | BIGCRK_7_MAMRES | MAMMOTH POOL RESERVOIR (FISHWATER | 1.25 | 1960-03-01 | 2050-12-01 | SCE |  |  | SCE | Hydro | Hydro |  | Mammoth Pool
Bighorn | Bighorn | Bighorn | 258.9 | 2020-12-01 | 2050-12-31 | PSCO |  |  | PSCO | Solar_1Axis | Solar |  | Bighorn Solar 1 |  |  |  | SOLAR_1AXIS__CO_DENVER_V2024
Bighorn_1 | Bighorn_1 | Bighorn_1 | 60 | 1972-01-01 | 2050-12-31 | AESO |  |  | BCHA_AESO | Hydro | Hydro
Bighorn_2 | Bighorn_2 | Bighorn_2 | 60 | 1972-01-01 | 2050-12-31 | AESO |  |  | BCHA_AESO | Hydro | Hydro
BighornSolar | Bighorn SolarPGR16PV-NT2.2 | Bighorn SolarPGR16PV-NT2.2 | 2.2 | 2020-12-01 | 2050-12-01 | PortlandGE |  |  | PortlandGE | Solar_Fixed | Solar |  | Bighorn Solar |  |  |  | SOLAR_FIXED__OR_PORTLAND_V2024
BiglowCanyon1 | BiglowCanyon1 | BiglowCanyon1 | 125.4 | 2008-01-01 | 2050-12-01 | PortlandGE |  |  | PortlandGE | Wind | Wind |  | Biglow Canyon Wind Farm | 1 |  |  | WIND_CPUCV2024c_EIA_OREGON
BiglowCanyon2 | BiglowCanyon2 | BiglowCanyon2 | 163 | 2011-01-01 | 2050-12-01 | PortlandGE |  |  | PortlandGE | Wind | Wind |  | Biglow Canyon Wind Farm | 2 |  |  | WIND_CPUCV2024c_EIA_OREGON
BiglowCanyon3 | BiglowCanyon3 | BiglowCanyon3 | 161 | 2009-09-01 | 2050-12-01 | PortlandGE |  |  | PortlandGE | Wind | Wind |  | Biglow Canyon Wind Farm | 3 |  |  | WIND_CPUCV2024c_EIA_OREGON
BigSilver1 | BigSilver1 | BigSilver1 | 11.6 | 2016-07-29 | 2056-07-29 | BCHA |  |  | BCHA_AESO | Hydro | Hydro
BigSilver2 | BigSilver2 | BigSilver2 | 11.6 | 2016-07-29 | 2056-07-29 | BCHA |  |  | BCHA_AESO | Hydro | Hydro
BigSilver3 | BigSilver3 | BigSilver3 | 11.6 | 2016-07-29 | 2056-07-29 | BCHA |  |  | BCHA_AESO | Hydro | Hydro
BigSilver4 | BigSilver4 | BigSilver4 | 5.8 | 2016-07-29 | 2056-07-29 | BCHA |  |  | BCHA_AESO | Hydro | Hydro
BIGSKY_2_AS2BT1 | BIGSKY_2_AS2BT1 | Antelope Solar 2 LAB | 127 | 2022-09-01 | 2099-01-01 | SCE |  |  | SCE | Battery Storage | Li-ion Battery | [6 empty] | 508 | 4
BIGSKY_2_ASLBT2 | BIGSKY_2_ASLBT2 | Antelope Solar 2 Luna | 100 | 2022-07-01 | 2050-12-01 | SCE |  |  | SCE | Battery Storage | Li-ion Battery |  | Luna Storage | LUNA |  |  |  | 400 | 4
BIGSKY_2_BSKSR6 | BIGSKY_2_BSKSR6 | Big Sky Solar 6 | 20 | 2017-12-01 | 2050-12-01 | SCE |  |  | SCE | Solar_1Axis | Solar | [5 empty] | SOLAR_1AXIS_CA_LOSANGELES_DELSUR_V2024
BIGSKY_2_BSKSR7 | BIGSKY_2_BSKSR7 | Big Sky Solar 7 | 20 | 2017-12-01 | 2050-12-01 | SCE |  |  | SCE | Solar_1Axis | Solar | [5 empty] | SOLAR_1AXIS_CA_LOSANGELES_DELSUR_V2024
BIGSKY_2_BSKSR8 | BIGSKY_2_BSKSR8 | Big Sky Solar 8 | 20 | 2017-12-01 | 2050-12-01 | SCE |  |  | SCE | Solar_1Axis | Solar | [5 empty] | SOLAR_1AXIS_CA_LOSANGELES_DELSUR_V2024
BIGSKY_2_SOLAR1 | BIGSKY_2_SOLAR1 | Antelope Big Sky Ranch | 20 | 2016-08-01 | 2050-12-01 | SCE |  |  | SCE | Solar_1Axis | Solar |  | Antelope Big Sky Ranch |  |  |  | SOLAR_1AXIS_CA_LOSANGELES_DELSUR_V2024
BIGSKY_2_SOLAR2 | BIGSKY_2_SOLAR2 | Big Sky Solar 4 | 40 | 2016-12-01 | 2050-12-01 | SCE |  |  | SCE | Solar_1Axis | Solar |  | Elevation Solar C |  |  |  | SOLAR_1AXIS_CA_LOSANGELES_DELSUR_V2024
BIGSKY_2_SOLAR3 | BIGSKY_2_SOLAR3 | Big Sky Summer | 20 | 2016-07-01 | 2050-12-01 | SCE |  |  | SCE | Solar_1Axis | Solar | [5 empty] | SOLAR_1AXIS_CA_LOSANGELES_DELSUR_V2024
BIGSKY_2_SOLAR4 | BIGSKY_2_SOLAR4 | Western Antelope Blue Sky Ranch B | 20 | 2016-12-01 | 2050-12-01 | SCE |  |  | SCE | Solar_1Axis | Solar |  | Western Antelope Blue Sky B |  |  |  | SOLAR_1AXIS_CA_LOSANGELES_DELSUR_V2024
BIGSKY_2_SOLAR5 | BIGSKY_2_SOLAR5 | Big Sky Solar 2 | 5 | 2016-11-01 | 2050-12-01 | SCE |  |  | SCE | Solar_1Axis | Solar | [5 empty] | SOLAR_1AXIS_CA_LOSANGELES_DELSUR_V2024
BIGSKY_2_SOLAR6 | BIGSKY_2_SOLAR6 | Solverde 1 | 85 | 2016-12-01 | 2050-12-01 | SCE |  |  | SCE | Solar_1Axis | Solar |  | Solverde 1 |  |  |  | SOLAR_1AXIS_CA_LOSANGELES_DELSUR_V2024
BIGSKY_2_SOLAR7 | BIGSKY_2_SOLAR7 | Big Sky Solar 1 | 50 | 2016-12-01 | 2050-12-01 | SCE |  |  | SCE | Solar_1Axis | Solar |  | Antelope DSR 1 |  |  |  | SOLAR_1AXIS_CA_LOSANGELES_DELSUR_V2024
BigThompson | BigThompson | BigThompson | 4.5 | 1959-04-01 | 2050-12-31 | WACM |  |  | WACM | Hydro | Hydro |  | Big Thompson
BIOMAS_1_UNIT_1 | BIOMAS_1_UNIT 1 | WOODLAND BIOMASS | 25.5 | 1989-08-01 | 2050-12-01 | PGE |  |  | PGE | Biomass/Wood | Biomass |  | Woodland Biomass Power Ltd | [9 empty] | 15.64 | 15.55 | 7.99 | 7.79 | 8 | 8.27 | 8.16 | 7.88 | 15.1 | 7.75 | 11.97 | 15.52
BiomassOneGE2 | BiomassOneGE2 | BiomassOneGE2 | 20.001 | 1985-12-01 | 2026-12-01 | PACW |  |  | PACW | Biomass/Wood | Biomass |  | Biomass One LP | GE-2
Birdsall_1 | Birdsall 1 | Birdsall 1 | 17.2 | 1953-08-01 | 2050-12-31 | WACM |  |  | WACM | Steam | ST
Birdsall_2 | Birdsall 2 | Birdsall 2 | 17.2 | 1954-03-01 | 2050-12-31 | WACM |  |  | WACM | Steam | ST
Birdsall_3 | Birdsall 3 | Birdsall 3 | 24.6 | 1957-03-01 | 2050-12-31 | WACM |  |  | WACM | Steam | ST
BISHOP_1_ALAMO | BISHOP_1_ALAMO | BISHOP CREEK PLANT 2 AND 6 | 13.4 | 1908-01-01 | 2050-12-01 | SCE |  |  | SCE | Hydro | Hydro |  | Bishop Creek 2 | 1 | 2
BISHOP_1_UNITS | BISHOP_1_UNITS | BISHOP CREEK PLANT 3 AND 4 | 15.8 | 1905-01-01 | 2050-12-01 | SCE |  |  | SCE | Hydro | Hydro |  | Bishop Creek 4 | 1
BKRFLD_2_SOLAR1 | BKRFLD_2_SOLAR1 | Bakersfield 111 | 1.38 | 2015-07-01 | 2050-12-01 | PGE |  |  | PGE | Solar_1Axis | Solar |  | Bakersfield 111 |  |  |  | SOLAR_1AXIS_CA_KERN_BAKERSFIELD_V2024
BLACK_7_UNIT_1 | BLACK_7_UNIT 1 | JAMES B. BLACK 1 | 85 | 1966-01-01 | 2050-12-01 | PGE |  |  | PGE | Hydro | Hydro |  | James B Black | 1
BLACK_7_UNIT_2 | BLACK_7_UNIT 2 | JAMES B. BLACK 2 | 84.1 | 1965-01-01 | 2050-12-01 | PGE |  |  | PGE | Hydro | Hydro |  | James B Black | 2
Black_Eagle_Solar1PV3 | Black Eagle Solar1PV3 | Black Eagle Solar1PV3 | 3 | 2017-10-01 | 2050-12-31 | NWMT |  |  | NWMT_WAUW | Solar_Fixed | Solar |  | Black Eagle Solar, LLC | BESMT |  |  | SOLAR_FIXED__UT_SALTLAKECITY_V2024
Black_Mountain_1 | Black Mountain 1 | Black Mountain 1 | 50 | 2008-06-01 | 2050-12-31 | TEPC |  |  | TEPC | CT | Peaker |  | Black Mountain Generating Station | 1
Black_Mountain_2 | Black Mountain 2 | Black Mountain 2 | 46 | 2008-06-01 | 2050-12-31 | TEPC |  |  | TEPC | CT | Peaker |  | Black Mountain Generating Station | 2
BlackCanyon1 | BlackCanyon1 | BlackCanyon1 | 5.1 | 1995-12-01 | 2050-12-31 | IPTV |  |  | IPCO | Hydro | Hydro |  | Black Canyon | 1
BlackCanyon2 | BlackCanyon2 | BlackCanyon2 | 5.1 | 1995-12-01 | 2050-12-31 | IPTV |  |  | IPCO | Hydro | Hydro |  | Black Canyon | 2
BlackCreek | BlackCreek | BlackCreek | 3.7 | 1994-02-01 | 2050-12-31 | PSEI |  |  | BPAT | Hydro | Hydro
BlackEagle1 | BlackEagle1 | BlackEagle1 | 7.8 | 1927-09-01 | 2050-12-31 | NWMT |  |  | NWMT_WAUW | Hydro | Hydro |  | Black Eagle | BLA1
BlackEagle2 | BlackEagle2 | BlackEagle2 | 7.8 | 1927-09-01 | 2050-12-31 | NWMT |  |  | NWMT_WAUW | Hydro | Hydro |  | Black Eagle | BLA2
BlackEagle3 | BlackEagle3 | BlackEagle3 | 8.4 | 1927-09-01 | 2050-12-31 | NWMT |  |  | NWMT_WAUW | Hydro | Hydro |  | Black Eagle | BLA3
Blackfalds_BFD1 | Blackfalds (BFD1) | Blackfalds (BFD1) | 6 | 2019-07-01 | 2050-12-31 | AESO |  |  | BCHA_AESO | CT | Peaker
BlackMountainSolar | Black Mountain Solar | Black Mountain Solar | 7 | 2012-12-01 | 2032-12-01 | WALC |  |  | WALC | Solar_Fixed | Solar |  | Black Mountain Solar LLC |  |  |  | SOLAR_FIXED_NV_CLARK_BOULDER_V2024
BlackspringRidge | BlackspringRidge | BlackspringRidge | 149.4 | 2014-03-01 | 2050-12-31 | AESO |  |  | BCHA_AESO | Wind | Wind | [5 empty] | WIND_CPUCV2024c_ONSHORE_ABCYPRESS
BlackspringRidge_2 | BlackspringRidge 2 | BlackspringRidge 2 | 149.4 | 2014-03-01 | 2050-12-31 | AESO |  |  | BCHA_AESO | Wind | Wind | [5 empty] | WIND_CPUCV2024c_ONSHORE_ABCYPRESS
BLAST_1_WIND | BLAST_1_WIND | Mountain View IV Wind | 49 | 2012-02-01 | 2050-12-01 | SCE |  |  | SCE | Wind | Wind |  | Mountain View IV |  |  |  | WIND_CPUCV2024c_CSD_CARIVERSIDE
BLCKBT_2_STONEY | BLCKBT_2_STONEY | BLACK BUTTE HYDRO | 6.2 | 1988-01-01 | 2050-12-01 | PGE |  |  | PGE | Hydro | Hydro |  | Black Butte | 1
BLCKWL_6_SOLAR1 | BLCKWL_6_SOLAR1 | Blackwell Solar | 12 | 2015-04-01 | 2050-12-01 | PGE |  |  | PGE | Solar_1Axis | Solar |  | Lost Hills/Blackwell | BLKW |  |  | SOLAR_1AXIS_CA_KERN_LOSTHILLS_V2024
Bliss1 | Bliss1 | Bliss1 | 25 | 1949-11-01 | 2050-12-31 | IPMV |  |  | IPCO | Hydro | Hydro |  | Bliss | 1
Bliss2 | Bliss2 | Bliss2 | 25 | 1950-01-01 | 2050-12-31 | IPMV |  |  | IPCO | Hydro | Hydro |  | Bliss | 2
Bliss3 | Bliss3 | Bliss3 | 25 | 1950-03-01 | 2050-12-31 | IPMV |  |  | IPCO | Hydro | Hydro |  | Bliss | 3
BLKCRK_2_GMCBT1 | BLKCRK_2_GMCBT1 | Genesis McCoy Bess | 230 | 2021-06-01 | 2050-12-01 | SCE |  |  | SCE | Hybrid_BattStorage | Li-ion Battery |  | McCoy Solar Energy Project Hybrid | MCST1 |  |  |  | 920 | 4 | BLKCRK_2_SOLAR1 | 480 | Y
BLKCRK_2_SOLAR1 | BLKCRK_2_SOLAR1 | McCoy Station | 250 | 2016-06-01 | 2050-12-01 | SCE |  |  | SCE | Solar_1Axis | Solar |  | McCoy Solar Energy Project Hybrid | BLK3 |  |  | SOLAR_1AXIS_CA_LOSANGELES_PALMDALE_V2024
BLKDIA_2_BDEBT1 | BLKDIA_2_BDEBT1 | Black Diamond Energy Storage | 200 | 2022-03-01 | 2050-12-01 | PGE |  |  | PGE | Battery Storage | Li-ion Battery |  | Diablo Energy Storage | DIBLO |  |  |  | 800 | 4
BLM_2_UNITS | BLM_2_UNITS | BLM EAST Facility | 72 | 1988-12-01 | 2050-12-01 | SCE |  |  | SCE | Geothermal | Geothermal |  | Coso Energy Developers | [9 empty] | 47 | 47 | 47 | 47 | 47 | 47 | 47 | 47 | 47 | 47 | 47 | 47
BLM_W_2_COSBT1 | BLM W_2_COSBT1 | Coso Battery Storage | 60 | 2022-02-01 | 2050-12-01 | PGE |  |  | PGE | Battery Storage | Li-ion Battery |  | Coso Battery Storage | 61730 |  |  |  | 240 | 4
Blue_Mesa_1 | Blue Mesa 1 | Blue Mesa 1 | 44 | 1967-09-01 | 2050-12-31 | WACM |  |  | WACM | Hydro | Hydro |  | Blue Mesa | 1
Blue_Mesa_2 | Blue Mesa 2 | Blue Mesa 2 | 44 | 1967-11-01 | 2050-12-31 | WACM |  |  | WACM | Hydro | Hydro |  | Blue Mesa | 2
Blue_Mountain_Biogas | Blue Mountain Biogas | Blue Mountain Biogas | 3.2 | 2012-10-01 | 2050-12-31 | PAUT |  |  | PACE | Biogas | Biogas |  | Blue Mountain Biogas
Blue_Sky_1 | Blue Sky 1 | Blue Sky 1 | 1.25 | 2012-09-01 | 2050-12-31 | PNM |  |  | PNM_EPE | Solar_Fixed | Solar |  | Blue Sky One |  |  |  | SOLAR_FIXED__NM_ALBUQUERQUE_V2024
Blue_Spruce_1 | Blue Spruce 1 | Blue Spruce 1 | 150 | 2003-04-01 | 2050-12-31 | PSCO |  |  | PSCO | CT | Peaker |  | Blue Spruce Energy Center | CT01
Blue_Spruce_2 | Blue Spruce 2 | Blue Spruce 2 | 150 | 2003-04-01 | 2050-12-31 | PSCO |  |  | PSCO | CT | Peaker |  | Blue Spruce Energy Center | CT02
BlueBirdSolar | BlueBird SolarPV-T100 | BlueBird SolarPV-T100 | 100 | 2023-12-01 | 2050-12-01 | BPAT |  |  | BPAT | Solar_1Axis | Solar | [5 empty] | SOLAR_1AXIS__OR_PORTLAND_V2024
Bluewater_Solar_1_2 | Bluewater Solar 1-2 | Bluewater Solar 1-2 | 2.4 | 2019-12-01 | 2050-12-31 | PNM |  |  | PNM_EPE | Solar_1Axis | Solar |  | Bluewater CDEC 1 |  |  |  | SOLAR_1AXIS__NM_ALBUQUERQUE_V2024
Bluffview_1CC | Bluffview 1CC | Bluffview 1CC | 57 | 2005-04-01 | 2050-12-01 | WACM |  |  | WACM | CC | CCGT |  | Bluffview
Blundell1 | Blundell1 | Blundell1 | 25 | 1984-07-01 | 2037-12-31 | PAUT |  |  | PACE | Geothermal | Geothermal |  | Blundell | 1
Blundell2 | Blundell2 | Blundell2 | 12 | 2007-12-01 | 2037-12-31 | PAUT |  |  | PACE | Geothermal | Geothermal |  | Blundell | 2
BLVRDE_6_BLVBT1 | BLVRDE_6_BLVBT1 | Boulevard Energy Storage | 9.75 | 2024-03-01 | 2050-01-01 | SDGE |  |  | SDGE | Battery Storage | Li-ion Battery |  | Boulevard Energy Storage | 1 |  |  |  | 39 | 4
BlySolarCenter | Bly Solar Center0PV-T8.5 | Bly Solar Center0PV-T8.5 | 8.5 | 2018-12-01 | 2036-10-01 | PACW |  |  | PACW | Solar_1Axis | Solar |  | Bly Solar Center |  |  |  | SOLAR_1AXIS__OR_MEDFORD_V2024
BLYTHE_1_SOLAR1 | BLYTHE_1_SOLAR1 | Blythe Solar 1 Project | 21 | 2009-12-01 | 2050-12-01 | SCE |  |  | SCE | Solar_Fixed | Solar |  | Solar Blythe LLC | 1 |  |  | SOLAR_FIXED_CA_RIVERSIDE_BLYTHE_V2024
BLYTHE_1_SOLAR2 | BLYTHE_1_SOLAR2 | Blythe Green 1 | 20 | 2017-04-01 | 2050-12-01 | SCE |  |  | SCE | Solar_1Axis | Solar |  | Solar Blythe 2 | PV1 |  |  | SOLAR_1AXIS_CA_RIVERSIDE_BLYTHE_V2024
BNNIEN_7_ALTAPH | BNNIEN_7_ALTAPH | ALTA POWER HOUSE | 1 | 1902-01-01 | 2050-12-01 | PGE |  |  | PGE | Hydro | Hydro |  | Alta Powerhouse | 1
BoessowPVAgg | Boessow PV Agg | Boessow PV Agg | 29.1 | 2011-01-01 | 2050-01-01 | NCNC |  |  | NCNC | Solar_Fixed | Solar | [5 empty] | SOLAR_FIXED__CA_SACRAMENTO_V2024
BOGUE_1_UNITA1 | BOGUE_1_UNITA1 | Feather River Energy Center, Unit #1 | 48.69 | 2002-12-01 | 2050-12-01 | PGE |  |  | PGE | CT | Peaker |  | Feather River Energy Center
Boise_City_Solar | Boise City Solar | Boise City Solar | 40 | 2016-12-01 | 2050-12-31 | IPTV |  |  | IPCO | Solar_1Axis | Solar | [5 empty] | SOLAR_1AXIS__UT_SALTLAKECITY_V2024
Bonanza | Bonanza | Bonanza | 458 | 1986-05-01 | 2050-12-31 | PAUT |  |  | PACE | Coal | Coal |  | Bonanza | 1
BoneCreek1 | BoneCreek1 | BoneCreek1 | 9.83 | 2011-05-01 | 2050-12-31 | BCHA |  |  | BCHA_AESO | Hydro | Hydro
BoneCreek2 | BoneCreek2 | BoneCreek2 | 9.83 | 2011-05-01 | 2050-12-31 | BCHA |  |  | BCHA_AESO | Hydro | Hydro
Bonneville | Bonneville | Bonneville | 1216 | 1982-01-01 | 2050-12-31 | BPAT |  |  | BPAT | Hydro | Hydro |  | Bonneville
Bonnybrook | Bonnybrook (BON1) | Bonnybrook (BON1) | 15 | 2021-09-01 | 2050-12-31 | AESO |  |  | BCHA_AESO | Biogas | Biogas
BonnybrookSolar | Bonnybrook Solar | Bonnybrook Solar | 52 | 2017-01-01 | 2042-01-01 | SRP |  |  | SRP | Solar_Fixed | Solar |  | Bonnybrooke PV |  |  |  | SOLAR_FIXED__AZ_PHOENIX_V2024
BORDER_6_UNITA1 | BORDER_6_UNITA1 | CalPeak Power Border Unit 1 | 51.25 | 2001-10-01 | 2050-12-01 | SDGE |  |  | SDGE | CT | Peaker |  | CalPeak Power Border Peaker Plant
Borderlands_Wind | Borderlands Wind | Borderlands Wind | 99.01 | 2021-09-30 | 2050-12-31 | TEPC |  |  | TEPC | Wind | Wind |  | Borderlands Wind, LLC |  |  |  | WIND_CPUCV2024c_EIA_NEWMEXICO
BoringSolar | Boring Solar LLCBSPV2PV-NT2.2 | Boring Solar LLCBSPV2PV-NT2.2 | 2.2 | 2019-04-01 | 2050-12-01 | PortlandGE |  |  | PortlandGE | Solar_Fixed | Solar |  | Boring Solar LLC |  |  |  | SOLAR_FIXED__OR_PORTLAND_V2024
BostonBar1 | BostonBar1 | BostonBar1 | 3 | 1994-08-01 | 2050-12-31 | BCHA |  |  | BCHA_AESO | Hydro | Hydro
BostonBar2 | BostonBar2 | BostonBar2 | 3 | 1994-08-01 | 2050-12-31 | BCHA |  |  | BCHA_AESO | Hydro | Hydro
Boulder_Canyon_Agg | Boulder Canyon Agg | Boulder Canyon Agg | 5 | 1910-12-01 | 2050-12-31 | PSCO |  |  | PSCO | Hydro | Hydro |  | Boulder Canyon Hydro | 1
Boulder_HY_Agg | Boulder HY Agg | Boulder HY Agg | 4.2 | 1958-08-01 | 2050-12-31 | PAUT |  |  | PACE | Hydro | Hydro |  | Boulder | 1 | 2 | 3
Boulder_Solar_IIIBA58 | Boulder Solar IIIBA58 | Boulder Solar IIIBA58 | 58 | 2023-12-30 | 2050-12-31 | NEVP |  |  | NEVP | Battery Storage | Li-ion Battery | [6 empty] | 232 | 4
BOULDER2PV_G | BOULDER2PV-G | BOULDER2PV-G | 50 | 2017-01-01 | 2037-12-01 | NEVP |  |  | NEVP | Solar_Fixed | Solar |  | Boulder Solar II, LLC |  |  |  | SOLAR_FIXED_NV_CLARK_BOULDER_V2024
BoulderCreek1 | BoulderCreek1 | BoulderCreek1 | 7.67 | 2017-05-16 | 2050-12-31 | BCHA |  |  | BCHA_AESO | Hydro | Hydro
BoulderCreek2 | BoulderCreek2 | BoulderCreek2 | 7.67 | 2017-05-16 | 2050-12-31 | BCHA |  |  | BCHA_AESO | Hydro | Hydro
BoulderPark1 | BoulderPark1 | BoulderPark1 | 4.1 | 2002-05-01 | 2050-12-01 | BPAT |  |  | BPAT | ICE | Reciprocating_Engine |  | Boulder Park | 1
BoulderPark2 | BoulderPark2 | BoulderPark2 | 4.1 | 2002-05-01 | 2050-12-01 | BPAT |  |  | BPAT | ICE | Reciprocating_Engine |  | Boulder Park | 2
BoulderPark3 | BoulderPark3 | BoulderPark3 | 4.1 | 2002-05-01 | 2050-12-01 | BPAT |  |  | BPAT | ICE | Reciprocating_Engine |  | Boulder Park | 3
BoulderPark4 | BoulderPark4 | BoulderPark4 | 4.1 | 2002-05-01 | 2050-12-01 | BPAT |  |  | BPAT | ICE | Reciprocating_Engine |  | Boulder Park | 4
BoulderPark5 | BoulderPark5 | BoulderPark5 | 4.1 | 2002-05-01 | 2050-12-01 | BPAT |  |  | BPAT | ICE | Reciprocating_Engine |  | Boulder Park | 5
BoulderPark6 | BoulderPark6 | BoulderPark6 | 4.1 | 2002-05-01 | 2050-12-01 | BPAT |  |  | BPAT | ICE | Reciprocating_Engine |  | Boulder Park | 6
BoulderSolarIII | Boulder Solar III | Boulder Solar III | 127.86 | 2023-12-01 | 2050-12-01 | NEVP |  |  | NEVP | Solar_1Axis | Solar |  | Boulder Solar III LLC |  |  |  | SOLAR_1AXIS_NV_CLARK_BOULDER_V2024
Boundary51 | Boundary51 | Boundary51 | 158.4 | 2025-08-01 | 2050-12-31 | SCL |  |  | BPAT | Hydro | Hydro |  | Boundary | 51
Boundary52 | Boundary52 | Boundary52 | 161.5 | 2023-08-01 | 2050-12-31 | SCL |  |  | BPAT | Hydro | Hydro |  | Boundary | 52
Boundary53 | Boundary53 | Boundary53 | 158.4 | 1967-09-01 | 2050-12-31 | SCL |  |  | BPAT | Hydro | Hydro |  | Boundary | 53
Boundary54 | Boundary54 | Boundary54 | 161.5 | 2022-08-01 | 2050-12-31 | SCL |  |  | BPAT | Hydro | Hydro |  | Boundary | 54
Boundary55 | Boundary55 | Boundary55 | 200 | 1986-11-01 | 2050-12-31 | SCL |  |  | BPAT | Hydro | Hydro |  | Boundary | 55
Boundary56 | Boundary56 | Boundary56 | 200 | 1986-05-01 | 2050-12-31 | SCL |  |  | BPAT | Hydro | Hydro |  | Boundary | 56
Bowler_Flats_Wind | Bowler Flats_Wind | Bowler Flats_Wind | 240 | 2020-12-01 | 2050-12-17 | PAWY |  |  | PACE | Wind | Wind | [5 empty] | WIND_CPUCV2024c_EIA_IDAHO
BOWMN_6_HYDRO | BOWMN_6_HYDRO | NID Hydro Bowman Powerhouse | 3.6 | 2016-12-01 | 2050-12-01 | PGE |  |  | PGE | Hydro | Hydro |  | Bowman
BoxCanyonAVA1 | BoxCanyonAVA1 | BoxCanyonAVA1 | 22.5 | 1955-06-01 | 2050-12-31 | AVA |  |  | BPAT | Hydro | Hydro |  | Box Canyon | 1
BoxCanyonAVA2 | BoxCanyonAVA2 | BoxCanyonAVA2 | 22.5 | 1955-07-01 | 2050-12-31 | AVA |  |  | BPAT | Hydro | Hydro |  | Box Canyon | 2
BoxCanyonAVA3 | BoxCanyonAVA3 | BoxCanyonAVA3 | 22.5 | 1955-08-01 | 2050-12-31 | AVA |  |  | BPAT | Hydro | Hydro |  | Box Canyon | 3
BoxCanyonAVA4 | BoxCanyonAVA4 | BoxCanyonAVA4 | 17.25 | 1955-08-01 | 2050-12-31 | AVA |  |  | BPAT | Hydro | Hydro |  | Box Canyon | 4
BoxCanyonBC | BoxCanyonBC | BoxCanyonBC | 14.7 | 2016-04-01 | 2056-03-31 | BCHA |  |  | BCHA_AESO | Hydro | Hydro
Boysen1 | Boysen1 | Boysen1 | 7.5 | 1952-08-01 | 2050-12-31 | WACM |  |  | WACM | Hydro | Hydro |  | Boysen | 1
Boysen2 | Boysen2 | Boysen2 | 7.5 | 1952-08-01 | 2050-12-31 | WACM |  |  | WACM | Hydro | Hydro |  | Boysen | 2
Brady_Hot_Springs_1 | Brady Hot Springs OEC | Brady Hot Springs OEC | 6.5 | 2002-08-01 | 2050-12-01 | NEVP |  |  | NEVP | Geothermal | Geothermal |  | Brady
Brandywine1 | Brandywine1 | Brandywine1 | 3.8 | 2003-10-01 | 2050-12-31 | BCHA |  |  | BCHA_AESO | Hydro | Hydro
Brandywine2 | Brandywine2 | Brandywine2 | 3.8 | 2003-10-01 | 2050-12-31 | BCHA |  |  | BCHA_AESO | Hydro | Hydro
BrazeauHydro1 | BrazeauHydro1 | BrazeauHydro1 | 162 | 1966-01-01 | 2050-12-31 | AESO |  |  | BCHA_AESO | Hydro | Hydro
BrazeauHydro2 | BrazeauHydro2 | BrazeauHydro2 | 200 | 1966-01-01 | 2050-12-31 | AESO |  |  | BCHA_AESO | Hydro | Hydro
BRDGVL_7_BAKER | BRDGVL_7_BAKER | Baker Station Hydro | 1.49 | 1987-12-01 | 2050-12-01 | PGE |  |  | PGE | Hydro | Hydro |  | Baker Creek Hydroelectric | GENE1 | GENE2
BRDSLD_2_HIWIND | BRDSLD_2_HIWIND | High Winds Energy Center | 162 | 2003-12-01 | 2050-12-01 | PGE |  |  | PGE | Wind | Wind |  | High Winds LLC |  |  |  | WIND_CPUCV2024c_CSD_CASOLANO
BRDSLD_2_MTZUM2 | BRDSLD_2_MTZUM2 | NextEra Energy Montezuma Wind II | 78.2 | 2012-02-01 | 2050-12-01 | PGE |  |  | PGE | Wind | Wind |  | Montezuma Wind II |  |  |  | WIND_CPUCV2024c_CSD_CASOLANO
BRDSLD_2_MTZUMA | BRDSLD_2_MTZUMA | FPL Energy Montezuma Wind | 36.8 | 2011-01-01 | 2050-12-01 | PGE |  |  | PGE | Wind | Wind |  | FPL Energy Montezuma Winds LLC |  |  |  | WIND_CPUCV2024c_CSD_CASOLANO
BRDSLD_2_SHILO1 | BRDSLD_2_SHILO1 | Shiloh I Wind Project | 150 | 2006-03-01 | 2050-12-01 | PGE |  |  | PGE | Wind | Wind |  | Shiloh I Wind Project | 1 |  |  | WIND_CPUCV2024c_CSD_CASOLANO
BRDSLD_2_SHILO2 | BRDSLD_2_SHILO2 | SHILOH WIND PROJECT 2 | 150 | 2009-01-01 | 2050-12-01 | PGE |  |  | PGE | Wind | Wind |  | Shiloh Wind Project 2 LLC | TBD |  |  | WIND_CPUCV2024c_CSD_CASOLANO
BRDSLD_2_SHLO3A | BRDSLD_2_SHLO3A | Shiloh III Wind Project, LLC | 102.5 | 2011-12-01 | 2050-12-01 | PGE |  |  | PGE | Wind | Wind |  | Shiloh III Wind Project LLC |  |  |  | WIND_CPUCV2024c_CSD_CASOLANO
BRDSLD_2_SHLO3B | BRDSLD_2_SHLO3B | Shiloh IV Wind Project | 100 | 2012-12-01 | 2050-12-01 | PGE |  |  | PGE | Wind | Wind |  | Shiloh IV Wind Project LLC |  |  |  | WIND_CPUCV2024c_CSD_CASOLANO
BREGGO_6_DEGRSL | BREGGO_6_DEGRSL | Desert Green Solar Farm | 6.3 | 2013-02-01 | 2050-12-01 | SDGE |  |  | SDGE | Solar_2Axis | Solar |  | Desert Green Solar Farm LLC |  |  |  | SOLAR_2AXIS_CA_IMPERIAL_BRAWLEY_V2024
BREGGO_6_SOLAR | BREGGO_6_SOLAR | NRG Borrego Solar One | 26 | 2013-02-01 | 2050-12-01 | SDGE |  |  | SDGE | Solar_Fixed | Solar |  | Solar Borrego I |  |  |  | SOLAR_FIXED_CA_IMPERIAL_BRAWLEY_V2024
Bremner1 | Bremner1 | Bremner1 | 25.5 | 2023-01-01 | 2050-12-31 | BCHA |  |  | BCHA_AESO | Hydro | Hydro
BridgeRiver1 | BridgeRiver1 | BridgeRiver1 | 51.5 | 2028-10-01 | 2050-12-31 | BCHA |  |  | BCHA_AESO | Hydro | Hydro
BridgeRiver2 | BridgeRiver2 | BridgeRiver2 | 51.5 | 2027-10-01 | 2050-12-31 | BCHA |  |  | BCHA_AESO | Hydro | Hydro
BridgeRiver21 | BridgeRiver21 | BridgeRiver21 | 68.5 | 2019-02-01 | 2050-12-31 | BCHA |  |  | BCHA_AESO | Hydro | Hydro
BridgeRiver22 | BridgeRiver22 | BridgeRiver22 | 68.5 | 2019-06-01 | 2050-12-31 | BCHA |  |  | BCHA_AESO | Hydro | Hydro
BridgeRiver23 | BridgeRiver23 | BridgeRiver23 | 68.5 | 2021-04-01 | 2050-12-31 | BCHA |  |  | BCHA_AESO | Hydro | Hydro
BridgeRiver24 | BridgeRiver24 | BridgeRiver24 | 68.5 | 2021-06-01 | 2050-12-31 | BCHA |  |  | BCHA_AESO | Hydro | Hydro
BridgeRiver3 | BridgeRiver3 | BridgeRiver3 | 51.5 | 2026-10-01 | 2050-12-31 | BCHA |  |  | BCHA_AESO | Hydro | Hydro
BridgeRiver4 | BridgeRiver4 | BridgeRiver4 | 51.5 | 2025-10-01 | 2050-12-31 | BCHA |  |  | BCHA_AESO | Hydro | Hydro
BRIGHT_CANYON |  | BRIGHT CANYON ENERGY LOS ALAMITOS ENERGY STORAGE | 20 | 2023-12-01 | 2050-12-01 | SDGE |  |  | SDGE | Battery Storage | Li-ion Battery | [6 empty] | 80 | 4
Brilliant1 | Brilliant1 | Brilliant1 | 37.5 | 1943-12-01 | 2050-12-31 | BCHA |  |  | BCHA_AESO | Hydro | Hydro
Brilliant2 | Brilliant2 | Brilliant2 | 37.5 | 2002-11-01 | 2050-12-31 | BCHA |  |  | BCHA_AESO | Hydro | Hydro
Brilliant3 | Brilliant3 | Brilliant3 | 37.5 | 2002-11-01 | 2050-12-31 | BCHA |  |  | BCHA_AESO | Hydro | Hydro
Brilliant4 | Brilliant4 | Brilliant4 | 37.5 | 1967-12-01 | 2050-12-31 | BCHA |  |  | BCHA_AESO | Hydro | Hydro
BrilliantExp | BrilliantExp | BrilliantExp | 127.5 | 2007-09-01 | 2050-12-31 | BCHA |  |  | BCHA_AESO | Hydro | Hydro
BristolSolar | BristolSolarBSPV-NT3 | BristolSolarBSPV-NT3 | 3 | 2022-01-01 | 2050-12-01 | PortlandGE |  |  | PortlandGE | Solar_Fixed | Solar |  | BristolSolar |  |  |  | SOLAR_FIXED__OR_PORTLAND_V2024
Britton_Solar_PV | Britton Solar PV | Britton Solar PV | 50 | 2019-12-01 | 2050-12-31 | PNM |  |  | PNM_EPE | Solar_1Axis | Solar |  | Britton Solar Energy Center |  |  |  | SOLAR_1AXIS__NM_ALBUQUERQUE_V2024
Broadview_Wind_3 | Broadview Wind 3 | Broadview Wind 3 | 92 | 2017-03-01 | 2050-12-31 | PNM |  |  | PNM_EPE | Wind | Wind | [5 empty] | WIND_CPUCV2024c_EIA_NEWMEXICO
Broadwater | Broadwater Dam1HY10 | Broadwater Dam1HY10 | 13.8 | 1989-06-01 | 2050-12-31 | NWMT |  |  | NWMT_WAUW | Hydro | Hydro |  | Broadwater Power Project
BRODIE_2_WIND | BRODIE_2_WIND | Coram Brodie Wind Project | 102 | 2012-03-01 | 2050-12-01 | SCE |  |  | SCE | Wind | Wind |  | Brookfield Tehachapi 1 | BT1 |  |  | WIND_CPUCV2024c_CSD_CAKERN
Brooks_Solar_BSC1 | Brooks Solar (BSC1) | Brooks Solar (BSC1) | 15 | 2018-01-01 | 2050-12-31 | AESO |  |  | BCHA_AESO | Solar_1Axis | Solar | [5 empty] | SOLAR_1AXIS__WA_SEATTLE_V2024
BrownLake | BrownLake | BrownLake | 7.2 | 1996-12-01 | 2050-12-31 | BCHA |  |  | BCHA_AESO | Hydro | Hydro
Brownlee1 | Brownlee1 | Brownlee1 | 90.1 | 1959-01-01 | 2050-12-31 | IPTV |  |  | IPCO | Hydro | Hydro |  | Brownlee | 1
Brownlee2 | Brownlee2 | Brownlee2 | 90.1 | 1958-12-01 | 2050-12-31 | IPTV |  |  | IPCO | Hydro | Hydro |  | Brownlee | 2
Brownlee3 | Brownlee3 | Brownlee3 | 90.1 | 1958-10-01 | 2050-12-31 | IPTV |  |  | IPCO | Hydro | Hydro |  | Brownlee | 3
Brownlee4 | Brownlee4 | Brownlee4 | 90.1 | 1958-08-01 | 2050-12-31 | IPTV |  |  | IPCO | Hydro | Hydro |  | Brownlee | 4
Brownlee5 | Brownlee5 | Brownlee5 | 225 | 1980-03-01 | 2050-12-31 | IPTV |  |  | IPCO | Hydro | Hydro |  | Brownlee | 5
BrucevillePVTAgg | Bruceville PV-T Agg | Bruceville PV-T Agg | 15 | 2012-01-01 | 2050-01-01 | NCNC |  |  | NCNC | Solar_1Axis | Solar |  | RE Bruceville 2 LLC | BRU2 |  |  | SOLAR_1AXIS__CA_SACRAMENTO_V2024
Brunswick | Brunswick | Brunswick | 125 | 1959-12-01 | 2050-12-01 | NEVP |  |  | NEVP | Battery Storage | Li-ion Battery | [6 empty] | 500 | 4
BrunswickAgg1 | Brunswick Agg 1 | Brunswick Agg 1 | 6 | 1959-12-01 | 2050-12-01 | NEVP |  |  | NEVP | Biogas | Biogas |  | Brunswick
Brush_CC1 | Brush CC1 | Brush CC1 | 74 | 1990-10-01 | 2050-12-31 | PSCO |  |  | PSCO | CC | CCGT |  | Brush Generation Facility | GT1 | GT2
Brush_Solar | Brush Solar | Brush Solar | 2.75 | 2022-06-01 | 2050-12-31 | IPTV |  |  | IPCO | Solar_Fixed | Solar |  | Brush Solar Center |  |  |  | SOLAR_FIXED__OR_MEDFORD_V2024
BrushCreekSolar | Brush Creek SolarPGR19PV-NT2.2 | Brush Creek SolarPGR19PV-NT2.2 | 2.2 | 2020-05-01 | 2050-12-01 | PortlandGE |  |  | PortlandGE | Solar_Fixed | Solar |  | Brush Creek Solar |  |  |  | SOLAR_FIXED__OR_PORTLAND_V2024
BUCKBL_2_PL1X3 | BUCKBL_2_PL1X3 | Blythe Energy Center | 493.63 | 2010-07-01 | 2050-12-01 | SCE |  |  | SCE | CC | CCGT |  | Blythe Energy Inc
BUCKCK_2_HYDRO | BUCKCK_2_HYDRO | Lassen Station Hydro | 0.99 | 2016-06-01 | 2050-12-01 | PGE |  |  | PGE | Hydro | Hydro
BUCKCK_7_OAKFLT | BUCKCK_7_OAKFLT | Oak Flat | 1.3 | 1985-01-01 | 2050-12-01 | PGE |  |  | PGE | Hydro | Hydro |  | Oak Flat
BUCKCK_7_PL1X2 | BUCKCK_7_PL1X2 | BUCKS CREEK AGGREGATE | 57.25 | 1928-01-01 | 2050-12-01 | PGE |  |  | PGE | Hydro | Hydro |  | Bucks Creek | H1 | H2
BUCKEYEUNIONHIGHSCHDIST | BUCKEYE UNION HIGH SCH DIST | BUCKEYE UNION HIGH SCH DIST | 0.98 | 2011-12-01 | 2050-12-01 | AZPS |  |  | AZPS | Solar_Fixed | Solar | [5 empty] | SOLAR_FIXED_AZ_GRAHAM_PERIDOT_V2024
BuckeyeUnionHSDistrict | Buckeye Union HS District 201 | Buckeye Union HS District 201 | 3.3 | 2011-12-01 | 2050-12-01 | AZPS |  |  | AZPS | Solar_Fixed | Solar |  | Buckeye Union HS District 201 | PV1 |  |  | SOLAR_FIXED__AZ_PHOENIX_V2024
Buckhorn_Solar_LLC | Buckhorn Solar LLC | Buckhorn Solar LLC | 3 | 2015-12-01 | 2035-07-30 | PAUT |  |  | PACE | Solar_1Axis | Solar |  | Buckhorn Solar Plant |  |  |  | SOLAR_1AXIS__UT_SALTLAKECITY_V2024
BUCKWD_1_NPALM1 | BUCKWD_1_NPALM1 | North Palm Springs 1A | 2.4 | 2012-04-01 | 2050-12-01 | SCE |  |  | SCE | Solar_1Axis | Solar |  | North Palm Springs 1A |  |  |  | SOLAR_1AXIS_CA_RIVERSIDE_RIVERSIDE_V2024
BUCKWD_1_QF | BUCKWD_1_QF | Buckwind Re-powering project | 16.5 | 1984-12-01 | 2050-12-01 | SCE |  |  | SCE | Wind | Wind | [5 empty] | WIND_CPUCV2024c_CSD_CARIVERSIDE
BUCKWD_7_WINTCV | BUCKWD_7_WINTCV | Wintec Energy, Ltd. | 1.32 | 2003-12-01 | 2023-12-01 | SCE |  |  | SCE | Wind | Wind |  | Wintec Energy Ltd |  |  |  | WIND_CPUCV2024c_CSD_CARIVERSIDE
BUENA_VISTA_ENERGY_CENTER_1BA50 | BUENA VISTA ENERGY CENTER 1BA50 | BUENA VISTA ENERGY CENTER 1BA50 | 50 | 2022-05-01 | 2042-05-31 | EPE |  |  | PNM_EPE | Battery Storage | Li-ion Battery |  | Buena Vista Energy Center | BESS1 |  |  |  | 200 | 4
Buffalo_Atlee_Wind | Buffalo Atlee Wind | Buffalo Atlee Wind | 17.3 | 2022-02-01 | 2050-12-31 | AESO |  |  | BCHA_AESO | Wind | Wind | [5 empty] | WIND_CPUCV2024c_ONSHORE_ABCYPRESS
Buffalo_Atlee_Wind_Farm_2 | Buffalo Atlee Wind Farm 2 | Buffalo Atlee Wind Farm 2 | 14 | 2022-02-01 | 2050-12-31 | AESO |  |  | BCHA_AESO | Wind | Wind | [5 empty] | WIND_CPUCV2024c_ONSHORE_ABCYPRESS
Buffalo_Atlee_Wind_Farm_3 | Buffalo Atlee Wind Farm 3 | Buffalo Atlee Wind Farm 3 | 17.3 | 2022-02-01 | 2050-12-31 | AESO |  |  | BCHA_AESO | Wind | Wind | [5 empty] | WIND_CPUCV2024c_ONSHORE_ABCYPRESS
Buffalo_Bill_1 | Buffalo Bill 1 | Buffalo Bill 1 | 6.67 | 1995-04-01 | 2050-12-31 | WACM |  |  | WACM | Hydro | Hydro |  | Buffalo Bill | 1
Buffalo_Bill_2 | Buffalo Bill 2 | Buffalo Bill 2 | 6.67 | 1995-04-01 | 2050-12-31 | WACM |  |  | WACM | Hydro | Hydro |  | Buffalo Bill | 2
Buffalo_Bill_3 | Buffalo Bill 3 | Buffalo Bill 3 | 6.67 | 1995-04-01 | 2050-12-31 | WACM |  |  | WACM | Hydro | Hydro |  | Buffalo Bill | 3
Bull_Creek_BUL1 | Bull Creek (BUL1) | Bull Creek (BUL1) | 13 | 2015-12-01 | 2050-12-31 | AESO |  |  | BCHA_AESO | Wind | Wind | [5 empty] | WIND_CPUCV2024c_ONSHORE_ABCYPRESS
Bull_Creek_BUL2 | Bull Creek (BUL2) | Bull Creek (BUL2) | 16 | 2015-12-01 | 2050-12-31 | AESO |  |  | BCHA_AESO | Wind | Wind | [5 empty] | WIND_CPUCV2024c_ONSHORE_ABCYPRESS
Buntzen1_1 | Buntzen1-1 | Buntzen1-1 | 55 | 1903-01-01 | 2050-12-31 | BCHA |  |  | BCHA_AESO | Hydro | Hydro
Burdett_368S_DG_P/V | Burdett 368S DG P/V | Burdett 368S DG P/V | 29.5 | 2021-02-01 | 2050-12-31 | AESO |  |  | BCHA_AESO | Solar_1Axis | Solar | [5 empty] | SOLAR_1AXIS__WA_SEATTLE_V2024
Burley_Butte | Burley_Butte | Burley_Butte | 21.3 | 2010-12-01 | 2050-12-31 | IPTV |  |  | IPCO | Wind | Wind |  | Burley Butte Windpark |  |  |  | WIND_CPUCV2024c_EIA_IDAHO
Burlington | Burlington | Burlington | 28 | 2007-04-01 | 2050-12-01 | BPAT |  |  | BPAT | Biomass/Wood | Biomass
Burlington_Oil_1 | Burlington Oil 1 | Burlington Oil 1 | 50.4 | 1977-06-01 | 2050-12-31 | WACM |  |  | WACM | CT | Peaker |  | Burlington (CO) | 1
Burlington_Oil_2 | Burlington Oil 2 | Burlington Oil 2 | 50.4 | 1977-07-01 | 2050-12-31 | WACM |  |  | WACM | CT | Peaker |  | Burlington (CO) | 2
BURNYF_2_UNIT_1 | BURNYF_2_UNIT 1 | Burney Forest Power | 29 | 2018-08-01 | 2050-12-01 | PGE |  |  | PGE | Biomass/Wood | Biomass |  | Burney Forest Products | [9 empty] | 28.8 | 28.75 | 28.48 | 28.79 | 28.9 | 28.82 | 29 | 28.65 | 29 | 28.57 | 28.75 | 28.98
Busch_Ranch | Busch Ranch | Busch Ranch | 28.8 | 2012-10-01 | 2050-12-31 | PSCO |  |  | PSCO | Wind | Wind |  | Busch Ranch Wind Energy Farm |  |  |  | WIND_CPUCV2024c_EIA_NEWMEXICO
Busch_Ranch_2 | Busch Ranch Ph 2 | Busch Ranch Ph 2 | 59.4 | 2019-11-01 | 2050-12-31 | PSCO |  |  | PSCO | Wind | Wind |  | Busch Ranch II Wind Farm |  |  |  | WIND_CPUCV2024c_EIA_NEWMEXICO
ButlerSolarLLC1 | Butler Solar LLC13501PV-NT4 | Butler Solar LLC13501PV-NT4 | 4 | 2022-01-01 | 2050-01-01 | PortlandGE |  |  | PortlandGE | Solar_Fixed | Solar |  | Butler Solar, LLC |  |  |  | SOLAR_FIXED__OR_PORTLAND_V2024
BUTTVL_7_UNIT_1 | BUTTVL_7_UNIT 1 | BUTT VALLEY HYDRO | 39.5 | 1958-01-01 | 2050-12-01 | PGE |  |  | PGE | Hydro | Hydro |  | Butt Valley | 1
Bypass_GEN1 | Bypass_GEN1 | Bypass_GEN1 | 7.5 | 1988-06-01 | 2050-12-31 | IPMV |  |  | IPCO | Hydro | Hydro |  | Bypass | GEN1 | GEN2
C_Drop_Hydro_LLC1HY1_1 | C Drop Hydro LLC1HY1.1 | C Drop Hydro LLC1HY1.1 | 1.1 | 2012-05-01 | 2027-05-02 | GCPD |  |  | BPAT | Hydro | Hydro
C_J_Strike_1 | C_J_Strike_1 | C_J_Strike_1 | 27.6 | 1952-03-01 | 2050-12-31 | IPTV |  |  | IPCO | Hydro | Hydro |  | C J Strike | 1
C_J_Strike_2 | C_J_Strike_2 | C_J_Strike_2 | 27.6 | 1952-03-01 | 2050-12-31 | IPTV |  |  | IPCO | Hydro | Hydro |  | C J Strike | 2
C_J_Strike_3 | C_J_Strike_3 | C_J_Strike_3 | 27.6 | 1952-03-01 | 2050-12-31 | IPTV |  |  | IPCO | Hydro | Hydro |  | C J Strike | 3
C_Lenzie_CC1 | C Lenzie CC1a | C Lenzie CC1a | 300 | 2006-02-01 | 2050-12-01 | NEVP |  |  | NEVP | CC | CCGT |  | Chuck Lenzie Generating Station | CTG1
C_Lenzie_CC1b | C Lenzie CC1b | C Lenzie CC1b | 300 | 2006-02-01 | 2050-12-31 | NEVP |  |  | NEVP | CC | CCGT
C_Lenzie_CC2 | C Lenzie CC2a | C Lenzie CC2a | 300 | 2006-04-01 | 2050-12-01 | NEVP |  |  | NEVP | CC | CCGT |  | Chuck Lenzie Generating Station | CTG3
C_Lenzie_CC2b | C Lenzie CC2b | C Lenzie CC2b | 300 | 2006-04-01 | 2050-12-31 | NEVP |  |  | NEVP | CC | CCGT
CABALO_2_M2BSR1 | CABALO_2_M2BSR1 | Mustang 2 Barbaro Solar | 50 | 2020-11-01 | 2050-12-01 | PGE |  |  | PGE | Solar_1Axis | Solar |  | Mustang Two | M2BAR |  |  | SOLAR_1AXIS_CA_KINGS_STRATFORD_V2024
CABALO_2_M2WSR2 | CABALO_2_M2WSR2 | Mustang 2 Whirlaway Solar | 100 | 2020-11-01 | 2050-12-01 | PGE |  |  | PGE | Solar_1Axis | Solar |  | Mustang Two | M2WHI |  |  | SOLAR_1AXIS_CA_KINGS_STRATFORD_V2024
Cabin_Creek_A | Cabin Creek A | Cabin Creek A | 162 | 2021-07-01 | 2054-12-31 | PSCO |  |  | PSCO | PSH | Pumped_Hydro |  | Cabin Creek | A |  |  |  | 648 | 4
Cabin_Creek_B | Cabin Creek B | Cabin Creek B | 162 | 2022-09-01 | 2054-12-31 | PSCO |  |  | PSCO | PSH | Pumped_Hydro |  | Cabin Creek | B |  |  |  | 648 | 4
CabinetGorge1 | CabinetGorge1 | CabinetGorge1 | 59.4 | 1953-08-01 | 2050-12-31 | AVA |  |  | BPAT | Hydro | Hydro |  | Cabinet Gorge | 1
CabinetGorge2 | CabinetGorge2 | CabinetGorge2 | 73.2 | 1953-02-01 | 2050-12-31 | AVA |  |  | BPAT | Hydro | Hydro |  | Cabinet Gorge | 2
CabinetGorge3 | CabinetGorge3 | CabinetGorge3 | 73.2 | 1952-11-01 | 2050-12-31 | AVA |  |  | BPAT | Hydro | Hydro |  | Cabinet Gorge | 3
CabinetGorge4 | CabinetGorge4 | CabinetGorge4 | 59.4 | 1952-09-01 | 2050-12-31 | AVA |  |  | BPAT | Hydro | Hydro |  | Cabinet Gorge | 4
CABLRO_2_CBSBT1 | CABLRO_2_CBSBT1 | Caballero Storage | 99.7 | 2024-11-01 | 2099-01-01 | PGE | CABALLEROCASTORAGE | 2023-10-05 | PGE | Battery Storage | Li-ion Battery | [6 empty] | 398.8 | 4
CABZON_1_WINDA1 | CABZON_1_WINDA1 | Cabazon Wind Project | 41 | 2002-08-01 | 2050-12-01 | SCE |  |  | SCE | Wind | Wind |  | Cabazon Wind Partners |  |  |  | WIND_CPUCV2024c_CSD_CARIVERSIDE
CacheCreekLandfill | CacheCreekLandfill | CacheCreekLandfill | 4.8 | 2015-03-01 | 2050-12-31 | BCHA |  |  | BCHA_AESO | Biomass/Wood | Biomass
CALFTN_2_CFSBT1 | CALFTN_2_CFSBT1 | California Flats Solar Battery | 60 | 2021-08-01 | 2050-12-01 | PGE |  |  | PGE | Paired_BattStorage | Li-ion Battery |  | Cal Flats BESS | CF60 |  |  |  | 240 | 4 | CALFTN_2_SOLAR |  | Y
CALFTN_2_SOLAR | CALFTN_2_SOLAR | California Flats North | 130 | 2017-11-01 | 2050-12-01 | PGE |  |  | PGE | Paired_Solar_Fixed | Solar |  | CA Flats Solar 130, LLC | GEN01 |  |  | SOLAR_FIXED_CA_KERN_LOSTHILLS_V2024
CALFTS_2_CFSSR1 | CALFTS_2_CFSSR1 | California Flats Solar South | 150 | 2019-03-01 | 2050-12-01 | PGE |  |  | PGE | Solar_1Axis | Solar |  | CA Flats Solar 150, LLC |  |  |  | SOLAR_1AXIS_CA_KERN_LOSTHILLS_V2024
CALGEN_1_UNITS | CALGEN_1_UNITS | Coso Navy 1 | 80 | 1987-07-01 | 2050-12-01 | SCE |  |  | SCE | Geothermal | Geothermal |  | Coso Finance Partners | [9 empty] | 80 | 80 | 80 | 80 | 80 | 80 | 80 | 80 | 80 | 80 | 80 | 80
Calispel1HY0_28 | Calispel1HY0.28 | Calispel1HY0.28 | 0.28 | 1950-01-01 | 2050-12-31 | AVA |  |  | BPAT | Hydro | Hydro
Calispel2HY0_28 | Calispel2HY0.28 | Calispel2HY0.28 | 0.28 | 1950-01-01 | 2050-12-31 | BPAT |  |  | BPAT | Hydro | Hydro
CalliganCreek | CalliganCreek | CalliganCreek | 6 | 2017-11-01 | 2050-12-31 | PSEI |  |  | BPAT | Hydro | Hydro |  | Calligan Creek Hydroelectric Project
CALPIN_1_AGNEW | CALPIN_1_AGNEW | Agnews Power Plant | 28.56 | 1990-10-01 | 2050-12-01 | PGE |  |  | PGE | CC | CCGT |  | Agnews Power Plant
CalpineCC_Total | CalpineCC-Total | CalpineCC-Total | 300 | 2003-01-01 | 2050-12-31 | AESO |  |  | BCHA_AESO | CC | CCGT
CALPSS_6_SOLAR1 | CALPSS_6_SOLAR1 | Calipatria Solar Farm | 19.9 | 2016-02-01 | 2050-12-01 | IID |  |  | IID | Solar_Fixed | Solar | SDGE | Calipatria Solar Farm |  |  |  | SOLAR_FIXED_CA_IMPERIAL_BRAWLEY_V2024
CAMCHE_1_PL1X3 | CAMCHE_1_PL1X3 | CAMANCHE UNITS 1, 2 & 3 AGGREGATE | 9.99 | 1983-01-01 | 2050-12-01 | PGE |  |  | PGE | Hydro | Hydro |  | Camanche | 1 | 2 | 3
CAMDEN_6_RDDBM1 | CAMDEN_6_RDDBM1 | RuAnn Dairy Digester BioMAT | 0.55 | 2024-05-01 | 2099-01-01 | PGE |  |  | PGE | Biomass/Wood | Biomass | [11 empty] | 0.52124 | 0.51323 | 0.50548 | 0.50112 | 0.50682 | 0.51871 | 0.51178 | 0.5096 | 0.51094 | 0.49947 | 0.50376 | 0.5116
CAMERN_6_BSPSR1 | CAMERN_6_BSPSR1 | Buckman Springs PV | 0.84 | 2024-01-01 | 2050-12-01 | SDGE |  |  | SDGE | Solar_1Axis | Solar | [5 empty] | SOLAR_1AXIS_CA_IMPERIAL_BRAWLEY_V2024
Camino_1 | Camino 1 | Camino 1 | 75 | 1963-10-01 | 2050-12-31 | NCNC |  |  | NCNC | Hydro | Hydro |  | Camino | H1
Camino_2 | Camino 2 | Camino 2 | 75 | 1968-08-01 | 2050-12-31 | NCNC |  |  | NCNC | Hydro | Hydro |  | Camino | H2
CAMLOT_2_SOLAR1 | CAMLOT_2_SOLAR1 | Camelot | 45 | 2014-12-01 | 2050-12-01 | SCE |  |  | SCE | Solar_Fixed | Solar |  | RE Camelot LLC | 1 |  |  | SOLAR_FIXED_CA_KERN_MOJAVE_V2024
CAMLOT_2_SOLAR2 | CAMLOT_2_SOLAR2 | Columbia Two | 15 | 2014-12-01 | 2050-12-01 | SCE |  |  | SCE | Solar_Fixed | Solar |  | RE Columbia Two, LLC | 1 |  |  | SOLAR_FIXED_CA_KERN_MOJAVE_V2024
Campbell_Hill | Campbell_Hill | Campbell_Hill | 99 | 2009-12-01 | 2029-12-31 | PAWY |  |  | PACE | Wind | Wind |  | Campbell Hill Windpower |  |  |  | WIND_CPUCV2024c_EIA_WYOMING
CAMPFW_7_FARWST | CAMPFW_7_FARWST | CAMP FAR WEST HYDRO | 6.8 | 1985-01-01 | 2050-12-01 | PGE |  |  | PGE | Hydro | Hydro
Camrose_1 | Camrose_1 | Camrose_1 | 10 | 2015-06-01 | 2050-12-31 | AESO |  |  | BCHA_AESO | Cogen | CHP
CANCARB1_1 | CANCARB9 | CANCARB9 | 42 | 2000-12-01 | 2050-12-31 | AESO |  |  | BCHA_AESO | Biomass/Wood | Biomass
Canoe_Creek | Canoe_Creek | Canoe_Creek | 5.5 | 2010-04-01 | 2050-12-31 | BCHA |  |  | BCHA_AESO | Hydro | Hydro
CANTUA_1_SOLAR | CANTUA_1_SOLAR | Cantua Solar Station | 20 | 2012-07-01 | 2050-12-01 | PGE |  |  | PGE | Solar_Fixed | Solar |  | Cantua Solar Station |  |  |  | SOLAR_FIXED_CA_FRESNO_TRANQUILLITY_V2024
Canyon_Ferry_1 | Canyon_Ferry_1 | Canyon_Ferry_1 | 16.6 | 1953-12-01 | 2050-12-31 | NWMT |  |  | NWMT_WAUW | Hydro | Hydro |  | Canyon Ferry | 1
Canyon_Ferry_2 | Canyon_Ferry_2 | Canyon_Ferry_2 | 16.6 | 1954-04-01 | 2050-12-31 | NWMT |  |  | NWMT_WAUW | Hydro | Hydro |  | Canyon Ferry | 2
Canyon_Ferry_3 | Canyon_Ferry_3 | Canyon_Ferry_3 | 16.6 | 1954-03-01 | 2050-12-31 | NWMT |  |  | NWMT_WAUW | Hydro | Hydro |  | Canyon Ferry | 3
CapeScott1 | CapeScott1 | CapeScott1 | 28.8 | 2013-10-01 | 2050-12-31 | BCHA |  |  | BCHA_AESO | Wind | Wind | [5 empty] | WIND_CPUCV2024c_ONSHORE_BCMOUNTWADDINGTON
CapeScott2 | CapeScott2 | CapeScott2 | 25.2 | 2013-10-01 | 2050-12-31 | BCHA |  |  | BCHA_AESO | Wind | Wind | [5 empty] | WIND_CPUCV2024c_ONSHORE_BCMOUNTWADDINGTON
CapeScott3 | CapeScott3 | CapeScott3 | 23.4 | 2013-10-01 | 2050-12-31 | BCHA |  |  | BCHA_AESO | Wind | Wind | [5 empty] | WIND_CPUCV2024c_ONSHORE_BCMOUNTWADDINGTON
CapeScott4 | CapeScott4 | CapeScott4 | 21.6 | 2013-10-01 | 2050-12-31 | BCHA |  |  | BCHA_AESO | Wind | Wind | [5 empty] | WIND_CPUCV2024c_ONSHORE_BCMOUNTWADDINGTON
CAPTJackSolar_RogueRiver | CAPT Jack Solar (Rogue River HOLD LLC)PV2.7 | CAPT Jack Solar (Rogue River HOLD LLC)PV2.7 | 2.7 | 2022-06-01 | 2042-06-01 | PACW |  |  | PACW | Solar_Fixed | Solar | [5 empty] | SOLAR_FIXED__OR_MEDFORD_V2024
CAPWD_1_QF | CAPWD_1_QF | Edom Hills Wind Farm | 19.55 | 2015-10-01 | 2050-12-01 | SCE |  |  | SCE | Wind | Wind |  | Edom Hills Project 1 LLC |  |  |  | WIND_CPUCV2024c_CSD_CARIVERSIDE
CARBOU_7_PL2X3 | CARBOU_7_PL2X3 | CARIBOU PH 1 UNIT 2 & 3 AGGREGATE | 49 | 1921-01-01 | 2050-12-01 | PGE |  |  | PGE | Hydro | Hydro |  | Caribou 1 | 2 | 3
CARBOU_7_PL4X5 | CARBOU_7_PL4X5 | CARIBOU PH 2 UNIT 4 & 5 AGGREGATE | 120 | 1958-01-01 | 2050-12-01 | PGE |  |  | PGE | Hydro | Hydro |  | Caribou 2 | 4 | 5
CARBOU_7_UNIT_1 | CARBOU_7_UNIT 1 | CARIBOU PH 1 UNIT 1 | 24 | 1921-01-01 | 2050-12-01 | PGE |  |  | PGE | Hydro | Hydro |  | Caribou 1 | 1
Cargill_IC_Agg | Cargill IC Agg | Cargill IC Agg | 1.8 | 2009-12-01 | 2050-12-31 | PAID |  |  | PACE | ICE | Reciprocating_Engine
CariboPulpPaper1 | CariboPulpPaper1 | CariboPulpPaper1 | 30.65 | 2012-09-01 | 2050-12-31 | BCHA |  |  | BCHA_AESO | Biomass/Wood | Biomass
CariboPulpPaper2 | CariboPulpPaper2 | CariboPulpPaper2 | 30.65 | 2012-09-01 | 2050-12-31 | BCHA |  |  | BCHA_AESO | Biomass/Wood | Biomass
CARLS1_2_CARCT1 | CARLS1_2_CARCT1 | Carlsbad 1 | 422 | 2018-11-01 | 2050-12-01 | SDGE |  |  | SDGE | CT | Peaker |  | Carlsbad Energy Center | CEC 6 | CEC 7 | CEC 8
CARLS2_1_CARCT1 | CARLS2_1_CARCT1 | Carlsbad 2 | 105.5 | 2018-11-01 | 2050-12-01 | SDGE |  |  | SDGE | CT | Peaker |  | Carlsbad Energy Center | CEC11
Carmen_Smith_1 | Carmen_Smith_1 | Carmen_Smith_1 | 52.2 | 1963-08-01 | 2050-12-31 | BPAT |  |  | BPAT | Hydro | Hydro |  | Carmen Smith | 1
Carmen_Smith_2 | Carmen_Smith_2 | Carmen_Smith_2 | 52.2 | 1963-08-01 | 2050-12-31 | BPAT |  |  | BPAT | Hydro | Hydro |  | Carmen Smith | 2
Carmen_Smith_3 | Carmen_Smith_3 | Carmen_Smith_3 | 9.9 | 1963-08-01 | 2050-12-31 | BPAT |  |  | BPAT | Hydro | Hydro |  | Carmen Smith | 3
Carousel_Wind | Carousel Wind | Carousel Wind | 148.4 | 2016-06-01 | 2050-12-31 | WACM |  |  | WACM | Wind | Wind |  | Carousel Wind Farm LLC |  |  |  | WIND_CPUCV2024c_EIA_WYOMING
Carrizozo_Solar_Project | Carrizozo Solar Project | Carrizozo Solar Project | 3 | 2018-02-01 | 2050-12-31 | PNM |  |  | PNM_EPE | Solar_Fixed | Solar |  | Carrizozo Solar |  |  |  | SOLAR_FIXED__NM_ALBUQUERQUE_V2024
Carsela1_1 | Carsela1_1 | Carsela1_1 | 40 | 2001-09-01 | 2050-12-31 | AESO |  |  | BCHA_AESO | CT | Peaker
Carsela2_2 | Carsela2_2 | Carsela2_2 | 46 | 2001-09-01 | 2050-12-31 | AESO |  |  | BCHA_AESO | Cogen | CHP
Carson_Ice_CC | Carson Ice CC | Carson Ice CC | 62 | 1995-10-01 | 2050-12-01 | NCNC |  |  | NCNC | CC | CCGT |  | Carson Ice-Gen Project | CCCT
Carson_Ice_Peaker | Carson Ice Peaker | Carson Ice Peaker | 42 | 1995-10-01 | 2050-12-01 | NCNC |  |  | NCNC | CT | Peaker |  | Carson Ice-Gen Project | 1
Carson_Lakes | Carson Lakes | Carson Lakes | 20 | 2022-12-01 | 2050-12-01 | NEVP |  |  | NEVP | Geothermal | Geothermal
Carter_Lake | Carter Lake | Carter Lake | 2.6 | 2012-05-01 | 2050-12-31 | WACM |  |  | WACM | Hydro | Hydro |  | Carter Hydro
CartyGenStaCC_Total | CartyGenStaCC-Total | CartyGenStaCC-Total | 480 | 2016-07-01 | 2050-12-01 | PortlandGE | CartyGenStaCC2_Total |  | PortlandGE | CC | CCGT |  | Carty Generating Station | GEN1
CASADB_1_CD4GT1 | CASADB_1_CD4GT1 | Casa Diablo 4 | 40.7 | 2022-12-01 | 2050-12-01 | SCE |  |  | SCE | Geothermal | Geothermal | [11 empty] | 31 | 31 | 31 | 31 | 31 | 31 | 31 | 31 | 31 | 31 | 31 | 31
CASAGRANDEUNIONHIGHSCHOOL | CASA GRANDE UNION HIGH SCHOOL | CASA GRANDE UNION HIGH SCHOOL | 1.05 | 2012-12-01 | 2050-12-01 | AZPS |  |  | AZPS | Solar_Fixed | Solar | [5 empty] | SOLAR_FIXED__AZ_PHOENIX_V2024
Cascade | Cascade | Cascade | 0.83 | 2013-11-01 | 2050-12-31 | PSCO |  |  | PSCO | Hydro | Hydro
Cascade_CC_Phs_1 | Cascade CC Phs 1 | Cascade CC Phs 1 | 450 | 2023-09-01 | 2050-12-31 | AESO |  |  | BCHA_AESO | CC | CCGT
Cascade_CC_Phs_2 | Cascade CC Phs 2 | Cascade CC Phs 2 | 450 | 2023-09-01 | 2050-12-31 | AESO |  |  | BCHA_AESO | CC | CCGT
Cascade_ID_1 | Cascade_ID_1 | Cascade_ID_1 | 6.2 | 1984-05-01 | 2050-12-31 | IPTV |  |  | IPCO | Hydro | Hydro |  | Cascade Dam | 1
Cascade_ID_2 | Cascade_ID_2 | Cascade_ID_2 | 6.2 | 1983-12-01 | 2050-12-31 | IPTV |  |  | IPCO | Hydro | Hydro |  | Cascade Dam | 2
Cascade1_1 | Cascade1_1 | Cascade1_1 | 17 | 1954-01-01 | 2050-12-31 | AESO |  |  | BCHA_AESO | Hydro | Hydro
Cascade2_2 | Cascade2_2 | Cascade2_2 | 18 | 1954-01-01 | 2050-12-31 | AESO |  |  | BCHA_AESO | Hydro | Hydro
CASCES_6_CESBT1 | CASCES_6_CESBT1 | Cascade Energy Storage | 25 | 2023-12-01 | 2050-12-01 | PGE | CASCADESTORAGE |  | PGE | Battery Storage | Li-ion Battery |  | Cascade Energy Storage, LLC | 10002 |  |  |  | 100 | 4
CaseCreekSolar | Case Creek SolarCCPV1PV-NT2.2 | Case Creek SolarCCPV1PV-NT2.2 | 2.2 | 2019-10-01 | 2050-01-01 | PortlandGE |  |  | PortlandGE | Solar_Fixed | Solar |  | Case Creek Solar |  |  |  | SOLAR_FIXED__OR_PORTLAND_V2024
Casper_Wind | Casper_Wind | Casper_Wind | 17 | 2009-11-01 | 2050-12-31 | PAWY |  |  | PACE | Wind | Wind |  | Casper Wind Farm |  |  |  | WIND_CPUCV2024c_EIA_WYOMING
CassiaGulch | CassiaGulch | CassiaGulch | 16.8 | 2009-02-01 | 2050-12-31 | IPMV |  |  | IPCO | Wind | Wind |  | Cassia Gulch |  |  |  | WIND_CPUCV2024c_EIA_IDAHO
Castaic_1 | Castaic 1 | Castaic 1 | 195.8 | 1973-07-01 | 2050-12-01 | LADWP |  |  | LADWP | PSH | Pumped_Hydro |  | Castaic | 1 |  |  |  | 5721.4491 | 29.2209
Castaic_2 | Castaic 2 | Castaic 2 | 195.8 | 1974-07-01 | 2050-01-01 | LADWP |  |  | LADWP | PSH | Pumped_Hydro |  | Castaic | 2 |  |  |  | 5748.565 | 29.3594
Castaic_3 | Castaic 3 | Castaic 3 | 195.8 | 1976-07-01 | 2050-01-01 | LADWP |  |  | LADWP | PSH | Pumped_Hydro |  | Castaic | 3 |  |  |  | 5748.565 | 29.3594
Castaic_4 | Castaic 4 | Castaic 4 | 195.8 | 1977-06-01 | 2050-01-01 | LADWP |  |  | LADWP | PSH | Pumped_Hydro |  | Castaic | 4 |  |  |  | 5748.565 | 29.3594
Castaic_5 | Castaic 5 | Castaic 5 | 196.8 | 1977-12-01 | 2050-01-01 | LADWP |  |  | LADWP | PSH | Pumped_Hydro |  | Castaic | 5 |  |  |  | 5748.565 | 29.2102
Castaic_6 | Castaic 6 | Castaic 6 | 96.8 | 1978-08-01 | 2050-01-01 | LADWP |  |  | LADWP | PSH | Pumped_Hydro |  | Castaic | 6 |  |  |  | 5748.565 | 59.386
Castaic_7 | Castaic 7 | Castaic 7 | 56 | 1972-01-01 | 2050-12-31 | LADWP |  |  | LADWP | Hydro | Hydro
Castle_Creek1 | Castle_Creek1 | Castle_Creek1 | 3 | 2015-06-01 | 2050-12-31 | BCHA |  |  | BCHA_AESO | Hydro | Hydro
Castle_Creek2 | Castle_Creek2 | Castle_Creek2 | 3 | 2015-06-01 | 2050-12-31 | BCHA |  |  | BCHA_AESO | Hydro | Hydro
Castle_Rock_Ridge_W2 | Castle Rock Ridge W2 | Castle Rock Ridge W2 | 29.4 | 2019-09-20 | 2050-12-31 | AESO |  |  | BCHA_AESO | Wind | Wind | [5 empty] | WIND_CPUCV2024c_ONSHORE_ABCYPRESS
Castle_Solar_1 | Castle Solar 1 | Castle Solar 1 | 20 | 2022-06-01 | 2042-06-29 | PAUT |  |  | PACE | Solar_1Axis | Solar |  | Castle Solar, LLC | CS |  |  | SOLAR_1AXIS__UT_SALTLAKECITY_V2024
Castle_Solar_2 | Castle Solar 2 | Castle Solar 2 | 20 | 2022-06-01 | 2042-06-29 | PAUT |  |  | PACE | Solar_1Axis | Solar |  | Castle Solar, LLC | CS |  |  | SOLAR_1AXIS__UT_SALTLAKECITY_V2024
CastlerockG1_1 | CastlerockG1_1 | CastlerockG1_1 | 75.9 | 2012-05-01 | 2050-12-31 | AESO |  |  | BCHA_AESO | Wind | Wind | [5 empty] | WIND_CPUCV2024c_EIA_OREGON
CASTRIV1_1 | CASTRIV1_1 | CASTRIV1_1 | 20 | 2000-10-01 | 2050-12-31 | AESO |  |  | BCHA_AESO | Wind | Wind | [5 empty] | WIND_CPUCV2024c_EIA_OREGON
CASTRIV2_2 | CASTRIV2_2 | CASTRIV2_2 | 18.5 | 2001-09-01 | 2050-12-31 | AESO |  |  | BCHA_AESO | Wind | Wind | [5 empty] | WIND_CPUCV2024c_EIA_OREGON
CATLNA_2_SOLAR | CATLNA_2_SOLAR | Catalina Solar - Phases 1 and 2 | 110 | 2013-02-01 | 2050-12-01 | SCE |  |  | SCE | Solar_Fixed | Solar |  | Catalina Solar LLC |  |  |  | SOLAR_FIXED_CA_KERN_ROSAMOND_V2024
CATLNA_2_SOLAR2 | CATLNA_2_SOLAR2 | Catalina Solar 2 | 18 | 2015-07-01 | 2050-12-01 | SCE |  |  | SCE | Solar_1Axis | Solar |  | Catalina Solar 2, LLC |  |  |  | SOLAR_1AXIS_CA_KERN_ROSAMOND_V2024
CavalierCC_Total | CavalierCC-Total | CavalierCC-Total | 120 | 2001-07-01 | 2050-12-31 | AESO |  |  | BCHA_AESO | CC | CCGT
CAVLSR_2_BSOLAR | CAVLSR_2_BSOLAR | California Valley Solar Ranch-Phase B | 40 | 2013-01-01 | 2050-12-01 | PGE |  |  | PGE | Solar_Fixed | Solar |  | California Valley Solar Ranch | HPR2 |  |  | SOLAR_FIXED_CA_KERN_LOSTHILLS_V2024
CAVLSR_2_RSOLAR | CAVLSR_2_RSOLAR | California Valley Solar Ranch-Phase A | 210 | 2013-11-01 | 2050-12-01 | PGE |  |  | PGE | Solar_Fixed | Solar |  | California Valley Solar Ranch | HPR2D |  |  | SOLAR_FIXED_CA_KERN_LOSTHILLS_V2024
CAYTNO_2_VASCO | CAYTNO_2_VASCO | Vasco Road | 4.3 | 2014-02-01 | 2050-12-01 | PGE |  |  | PGE | Biogas | Biogas |  | Ameresco Vasco Road | [9 empty] | 3.98 | 4.08 | 4.08 | 4.07 | 4.06 | 4.04 | 4.02 | 4.03 | 4.04 | 3.91 | 3.98 | 4.11
CDWR07_2_GEN | CDWR07_2_GEN | CDWR07_2_GEN | 415.3 | 2015-01-01 | 2050-12-01 | PGE |  |  | PGE | Pumping_Load | Shed_DR
Cedar_Creek_1A | Cedar Creek 1A | Cedar Creek 1A | 220 | 2007-11-01 | 2027-11-19 | PSCO |  |  | PSCO | Wind | Wind |  | Cedar Creek Wind | 1 |  |  | WIND_CPUCV2024c_EIA_WYOMING
Cedar_Creek_1B | Cedar Creek 1B | Cedar Creek 1B | 80 | 2007-11-01 | 2027-11-19 | PSCO |  |  | PSCO | Wind | Wind |  | Cedar Creek Wind | 2 |  |  | WIND_CPUCV2024c_EIA_WYOMING
Cedar_Creek_2_1 | Cedar Creek 2-1 | Cedar Creek 2-1 | 125 | 2011-05-01 | 2036-12-31 | PSCO |  |  | PSCO | Wind | Wind |  | Cedar Creek II | 1 |  |  | WIND_CPUCV2024c_EIA_WYOMING
Cedar_Creek_2_3 | Cedar Creek 2-3 | Cedar Creek 2-3 | 25 | 2011-05-01 | 2036-12-31 | PSCO |  |  | PSCO | Wind | Wind |  | Cedar Creek II | 1 |  |  | WIND_CPUCV2024c_EIA_WYOMING
Cedar_Creek_2B | Cedar Creek 2-2 | Cedar Creek 2-2 | 100.8 | 2011-05-01 | 2036-12-31 | PSCO |  |  | PSCO | Wind | Wind |  | Cedar Creek II | 1 |  |  | WIND_CPUCV2024c_EIA_WYOMING
Cedar_Falls_5 | Cedar_Falls_5 | Cedar_Falls_5 | 15 | 1921-11-01 | 2050-12-31 | PSEI |  |  | BPAT | Hydro | Hydro |  | Cedar Falls (WA) | 5
Cedar_Falls_6 | Cedar_Falls_6 | Cedar_Falls_6 | 15 | 1921-11-01 | 2050-12-31 | PSEI |  |  | BPAT | Hydro | Hydro |  | Cedar Falls (WA) | 6
Cedar_Point_1 | Cedar Point 1 | Cedar Point 1 | 124.2 | 2011-11-01 | 2031-10-31 | PSCO |  |  | PSCO | Wind | Wind |  | Cedar Point Wind | 1-139 |  |  | WIND_CPUCV2024c_EIA_WYOMING
Cedar_Point_2 | Cedar Point 2 | Cedar Point 2 | 126 | 2011-11-01 | 2031-10-31 | PSCO |  |  | PSCO | Wind | Wind |  | Cedar Point Wind | 1-139 |  |  | WIND_CPUCV2024c_EIA_WYOMING
Cedar_Springs_Transmission_LLC_BTA | Cedar Springs Transmission - LLC BTA | Cedar Springs Transmission - LLC BTA | 198.6 | 2020-12-08 | 2050-11-01 | PAWY |  |  | PACE | Wind | Wind |  | Cedar Springs I |  |  |  | WIND_CPUCV2024c_EIA_WYOMING
Cedar_Springs_Wind_III_LLC_NextEra | Cedar Springs Wind III LLC - NextEra | Cedar Springs Wind III LLC - NextEra | 125 | 2020-12-15 | 2040-12-14 | PAWY |  |  | PACE | Wind | Wind |  | Cedar Springs III |  |  |  | WIND_CPUCV2024c_EIA_WYOMING
Cedar_Springs_Wind_NextEra | Cedar Springs Wind - NextEra | Cedar Springs Wind - NextEra | 198.6 | 2020-12-07 | 2040-12-06 | PAWY |  |  | PACE | Wind | Wind |  | Cedar Springs II |  |  |  | WIND_CPUCV2024c_EIA_WYOMING
Cedar_Valley_Solar_LLC | Cedar Valley Solar LLC | Cedar Valley Solar LLC | 3 | 2015-12-01 | 2035-07-30 | PAUT |  |  | PACE | Solar_1Axis | Solar |  | Cedar Valley Solar Plant |  |  |  | SOLAR_1AXIS__UT_SALTLAKECITY_V2024
CEDRCK_6_UNIT | CEDRCK_6_UNIT | Water Wheel Ranch | 0.98 | 1984-03-01 | 2050-12-01 | PGE |  |  | PGE | Hydro | Hydro
CEDUCR_2_SOLAR1 | CEDUCR_2_SOLAR1 | Ducor Solar 1 | 20 | 2016-12-01 | 2050-12-01 | SCE |  |  | SCE | Solar_1Axis | Solar |  | CED Ducor 1 |  |  |  | SOLAR_1AXIS_CA_TULARE_PORTERVILLE_V2024
CEDUCR_2_SOLAR2 | CEDUCR_2_SOLAR2 | Ducor Solar 2 | 20 | 2016-12-01 | 2050-12-01 | SCE |  |  | SCE | Solar_1Axis | Solar |  | CED Ducor 2 |  |  |  | SOLAR_1AXIS_CA_TULARE_PORTERVILLE_V2024
CEDUCR_2_SOLAR3 | CEDUCR_2_SOLAR3 | Ducor Solar 3 | 15 | 2016-12-01 | 2050-12-01 | SCE |  |  | SCE | Solar_1Axis | Solar |  | CED Ducor 3 |  |  |  | SOLAR_1AXIS_CA_TULARE_PORTERVILLE_V2024
CEDUCR_2_SOLAR4 | CEDUCR_2_SOLAR4 | Ducor Solar 4 | 20 | 2016-12-01 | 2050-12-01 | SCE |  |  | SCE | Solar_1Axis | Solar |  | CED Ducor 4 |  |  |  | SOLAR_1AXIS_CA_TULARE_PORTERVILLE_V2024
Celgar_1 | Celgar_1 | Celgar_1 | 40.67 | 1992-12-01 | 2050-12-31 | BCHA |  |  | BCHA_AESO | Biomass/Wood | Biomass
Celgar_2 | Celgar_2 | Celgar_2 | 37.33 | 2009-09-01 | 2050-12-31 | BCHA |  |  | BCHA_AESO | Biomass/Wood | Biomass
CENT40_1_C40SR1 | CENT40_1_C40SR1 | CENTRAL 40 | 40 | 2021-02-01 | 2099-01-01 | PGE |  |  | PGE | Solar_1Axis | Solar |  | Central 40 |  |  |  | SOLAR_1AXIS_CA_MERCED_LOSBANOS_V2024
CENTER_2_RHONDO | CENTER_2_RHONDO | MWD Rio Hondo Hydroelectric Recovery Pla | 1.91 | 1984-01-01 | 2050-12-01 | SCE |  |  | SCE | Hydro | Hydro
CENTER_2_SOLAR1 | CENTER_2_SOLAR1 | Pico Rivera | 0.9 | 2015-11-01 | 2050-12-01 | SCE | PicoRivera1 | 2023-10-05 | SCE | Solar_Fixed | Solar | [5 empty] | SOLAR_1AXIS_CA_ORANGE_BUENAPARK_V2024
CENTER_2_TECNG1 | CENTER_2_TECNG1 | TECHNICAST | 0.99 | 2018-05-01 | 2050-12-01 | SCE |  |  | SCE | Cogen | CHP | [11 empty] | 0 | 0 | 0 | 0 | 0 | 0 | 0 | 0 | 0 | 0 | 0 | 0
CENTER_6_PEAKER | CENTER_6_PEAKER | Center Peaker | 47.3 | 2007-09-01 | 2050-12-01 | SCE |  |  | SCE | CT | Peaker |  | Center Hybrid
CENTPD_2_BMSSX2 | CENTPD_2_BMSSX2 | Blythe Mesa Solar | 223.6 | 2022-12-01 | 2050-12-01 | SCE |  |  | SCE | Hybrid_Solar_1Axis | Solar |  | Blythe Mesa Solar II | IPBMS |  |  | SOLAR_1AXIS_CA_RIVERSIDE_BLYTHE_V2024
CENTPD_2_BMSX2 | CENTPD_2_BMSX2 | Blythe Mesa Solar 2 BESS | 112 | 2022-12-01 | 2050-12-01 | SCE |  |  | SCE | Hybrid_BattStorage | Li-ion Battery |  | Blythe Mesa Solar II | BMSES |  |  |  | 448 | 4 | CENTPD_2_BMSSX2 | 112 | Y
CentralLineSolar | Central Line Solar | Central Line Solar | 100 | 2022-03-01 | 2042-03-01 | SRP |  |  | SRP | Solar_1Axis | Solar |  | Central Line Solar, LLC |  |  |  | SOLAR_1AXIS__AZ_PHOENIX_V2024
CENTRY_6_PL1X4 | CENTRY_6_PL1X4 | CENTURY GENERATING PLANT (AGGREGATE) | 41.4 | 2001-09-01 | 2050-12-01 | SCE |  |  | SCE | CT | Peaker |  | Century Generating Facility
CEP_1 | CEP_1 | CEP_1 | 250 | 2022-12-01 | 2047-11-30 | PSCO |  |  | PSCO | Solar_1Axis | Solar | [5 empty] | SOLAR_1AXIS__CO_DENVER_V2024
CEP_2 | CEP_2 | CEP_2 | 200 | 2023-09-01 | 2038-09-30 | PSCO |  |  | PSCO | Solar_1Axis | Solar | [5 empty] | SOLAR_1AXIS__CO_DENVER_V2024
CEP_5 | CEP_5 | CEP_5 | 72 | 2022-12-01 | 2050-12-31 | PSCO |  |  | PSCO | Solar_1Axis | Solar | [5 empty] | SOLAR_1AXIS__CO_DENVER_V2024
CEP_6 | CEP_6 | CEP_6 | 500 | 2020-08-01 | 2045-12-31 | PSCO |  |  | PSCO | Wind | Wind | [5 empty] | WIND_CPUCV2024c_EIA_WYOMING
CEP_7 | CEP_7 | CEP_7 | 299.36 | 2020-09-01 | 2045-09-29 | PSCO |  |  | PSCO | Wind | Wind | [5 empty] | WIND_CPUCV2024c_EIA_WYOMING
CEP_8 | CEP_8 | CEP_8 | 169 | 2020-10-01 | 2045-10-31 | PSCO |  |  | PSCO | Wind | Wind | [5 empty] | WIND_CPUCV2024c_EIA_NEWMEXICO
CerroPrieto1_5 | CerroPrieto1-5 | CerroPrieto1-5 | 30 | 1981-11-01 | 2050-12-31 | CFE |  |  | CFE | Geothermal | Geothermal
CerroPrieto2_1 | CerroPrieto2-1 | CerroPrieto2-1 | 110 | 1986-01-01 | 2050-12-31 | CFE |  |  | CFE | Geothermal | Geothermal
CerroPrieto2_2 | CerroPrieto2-2 | CerroPrieto2-2 | 110.7 | 1987-06-01 | 2050-12-31 | CFE |  |  | CFE | Geothermal | Geothermal
CerroPrieto3_1 | CerroPrieto3-1 | CerroPrieto3-1 | 110 | 1986-01-01 | 2050-12-31 | CFE |  |  | CFE | Geothermal | Geothermal
CerroPrieto3_2 | CerroPrieto3-2 | CerroPrieto3-2 | 110.7 | 1986-01-01 | 2050-12-31 | CFE |  |  | CFE | Geothermal | Geothermal
CerroPrieto4_1 | CerroPrieto4-1 | CerroPrieto4-1 | 27.3 | 2000-07-01 | 2050-12-31 | CFE |  |  | CFE | Geothermal | Geothermal
CerroPrieto4_2 | CerroPrieto4-2 | CerroPrieto4-2 | 26.25 | 2000-07-01 | 2050-12-31 | CFE |  |  | CFE | Geothermal | Geothermal
CerroPrieto4_3 | CerroPrieto4-3 | CerroPrieto4-3 | 26.25 | 2000-07-01 | 2050-12-31 | CFE |  |  | CFE | Geothermal | Geothermal
CerroPrieto4_4 | CerroPrieto4-4 | CerroPrieto4-4 | 27.3 | 2000-07-01 | 2050-12-31 | CFE |  |  | CFE | Geothermal | Geothermal
CETurbo | CE Turbo1ST11.5 | CE Turbo1ST11.5 | 11.5 | 2000-07-01 | 2050-12-01 | IID |  |  | IID | Geothermal | Geothermal |  | CE Turbo LLC
CHALAN_2_CHABT1 | CHALAN_2_CHABT1 | Chalan Solar Storage | 25 | 2025-02-01 | 2050-12-01 | PGE | CHALANSTORAGE | 2023-10-05 | PGE | Paired_BattStorage | Li-ion Battery | [6 empty] | 100 | 4 | CHALAN_2_CHASR1 |  | Y
CHALAN_2_CHASR1 | CHALAN_2_CHASR1 | Chalan Solar | 64.9 | 2025-02-01 | 2050-12-01 | PGE | CHALANSOLAR | 2023-10-05 | PGE | Paired_Solar_1Axis | Solar | [5 empty] | SOLAR_1AXIS_CA_KERN_LOSTHILLS_V2024
CHALK_1_UNIT | CHALK_1_UNIT | CHALK CLIFF LIMITED | 48.67 | 1990-03-01 | 2050-12-01 | PGE |  |  | PGE | CT | Peaker |  | Chalk Cliff Limited
Chandler_1 | Chandler 1 | Chandler 1 | 6 | 1956-02-01 | 2050-12-31 | BPAT |  |  | BPAT | Hydro | Hydro |  | Chandler | 1
ChandlerHY2HY6 | ChandlerHY2HY6 | ChandlerHY2HY6 | 6 | 1956-02-01 | 2050-12-31 | BPAT |  |  | BPAT | Hydro | Hydro |  | Chandler | 2
CHAP_DIST_PV | CHAP_DIST_PV | CHAP_DIST_PV | 10 | 2012-04-01 | 2037-04-30 | EPE |  |  | PNM_EPE | Solar_1Axis | Solar | [5 empty] | SOLAR_1AXIS_AZ_GRAHAM_PERIDOT_V2024
CHARMN_2_PGONG1 | CHARMN_2_PGONG1 | PROCTER AND GAMBLE OXNARD I | 19.87 | 2020-08-01 | 2099-01-01 | SCE |  |  | SCE | Biomass/Wood | Biomass | [11 empty] | 19.87 | 19.87 | 19.87 | 19.87 | 19.87 | 19.87 | 19.87 | 19.87 | 19.31 | 19.83 | 18.36 | 19.87
CHAUT_SG | CHAUT_SG | CHAUT_SG | 20 | 2016-12-01 | 2036-12-30 | PAUT |  |  | PACE | Solar_Fixed | Solar | [5 empty] | SOLAR_FIXED__UT_SALTLAKECITY_V2024
Cheakamus_1 | Cheakamus_1 | Cheakamus_1 | 90 | 2018-11-01 | 2050-12-31 | BCHA |  |  | BCHA_AESO | Hydro | Hydro
Cheakamus_2 | Cheakamus_2 | Cheakamus_2 | 90 | 2019-08-01 | 2050-12-31 | BCHA |  |  | BCHA_AESO | Hydro | Hydro
Chehalis_CC1b | Chehalis CC1b | Chehalis CC1b | 257.5 | 2008-09-01 | 2043-12-31 | BPAT |  |  | BPAT | CC | CCGT
ChehalisCC_Total | Chehalis CC1a | Chehalis CC1a | 257.5 | 2008-09-01 | 2043-12-01 | BPAT |  |  | BPAT | CC | CCGT |  | Chehalis Generating Facility
Chelan_A_1 | Chelan_A_1 | Chelan_A_1 | 29.6 | 1927-09-01 | 2050-12-31 | CHPD |  |  | BPAT | Hydro | Hydro |  | Chelan | A-1
Chelan_A_2 | Chelan_A_2 | Chelan_A_2 | 29.6 | 1928-08-01 | 2050-12-31 | CHPD |  |  | BPAT | Hydro | Hydro |  | Chelan | A-2
Cherokee_4_Coal | Cherokee 4 Coal | Cherokee 4 Coal | 383 | 2017-08-01 | 2027-12-31 | PSCO |  |  | PSCO | Coal | Coal |  | Cherokee | 1 | 2 | 3
Cherokee_CC1a | Cherokee CC1a | Cherokee CC1a | 302.5 | 2015-08-01 | 2050-12-31 | PSCO |  |  | PSCO | CC | CCGT |  | Cherokee | 5 | 6
Cherokee_CC1b | Cherokee CC1b | Cherokee CC1b | 302.5 | 2015-08-01 | 2050-12-31 | PSCO |  |  | PSCO | CC | CCGT |  | Cherokee | 7
CHESTN_2_CHWBX2 | CHESTN_2_CHWBX2 | Chestnut Westside BESS | 135 | 2023-12-01 | 2050-12-01 | PGE |  |  | PGE | Battery Storage | Li-ion Battery |  | Chestnut | BESS1 |  |  |  | 540 | 4
CHESTN_2_CHWSX2 | CHESTN_2_CHWSX2 | Chestnut Westside PV | 150 | 2023-12-01 | 2050-12-01 | PGE |  |  | PGE | Solar_1Axis | Solar |  | Chestnut | CHNUT |  |  | SOLAR_1AXIS_CA_TULARE_PORTERVILLE_V2024
Chetwynd_Bio1 | Chetwynd_Bio1 | Chetwynd_Bio1 | 6.6 | 2015-06-01 | 2050-12-31 | BCHA |  |  | BCHA_AESO | Biomass/Wood | Biomass
CHEVCD_6_UNIT | CHEVCD_6_UNIT | CHEVRON USA (TAFT/CADET) | 11.5 | 1982-07-01 | 2050-12-01 | PGE |  |  | PGE | Cogen | CHP |  | Taft 26C Cogen | [9 empty] | 0.96 | 1.66 | 1.51 | 1.39 | 1.28 | 1.72 | 1.62 | 1.64 | 1.71 | 1.68 | 1.87 | 1.55
CHEVCO_6_UNIT_1 | CHEVCO_6_UNIT 1 | CHEVRON USA (COALINGA) | 16.5 | 1986-01-01 | 2050-12-01 | PGE |  |  | PGE | Cogen | CHP |  | Coalinga 6C Cogen | [9 empty] | 1.19 | 1.22 | 1.34 | 1.3 | 2.18 | 2.19 | 2.31 | 2.71 | 2.87 | 2.42 | 1.5 | 1.15
CHEVCO_6_UNIT_2 | CHEVCO_6_UNIT 2 | AERA ENERGY LLC. (COALINGA) | 8.5 | 1988-06-01 | 2050-12-01 | PGE |  |  | PGE | Cogen | CHP |  | Coalinga Cogeneration Facility | [9 empty] | 0.93 | 1.01 | 1.11 | 1.08 | 0.91 | 0.73 | 0.66 | 0.6 | 0.72 | 0.94 | 1.02 | 1
CHEVCY_1_UNIT | CHEVCY_1_UNIT | CHEVRON USA (CYMRIC) | 24.3 | 1982-10-01 | 2050-12-01 | PGE |  |  | PGE | Cogen | CHP |  | Cymric 31X Cogen | [9 empty] | 4.81 | 4.08 | 3.46 | 3.57 | 3.18 | 3.7 | 3.6 | 2.92 | 2.61 | 3.71 | 3.21 | 3.4
Chevlon_Butte_Wind | Chevlon Butte Wind | Chevlon Butte Wind | 238.2 | 2023-06-01 | 2050-12-01 | AZPS |  |  | AZPS | Wind | Wind |  | Chevelon Butte Wind Farm |  |  |  | WIND_CPUCV2024c_EIA_ARIZONA
CHEVMN_2_UNITS | CHEVMN_2_UNITS | CHEVRON U.S.A. UNITS 1 & 2 AGGREGATE | 124.87 | 1987-12-01 | 2050-12-01 | SCE |  |  | SCE | Cogen | CHP |  | El Segundo Cogen | [9 empty] | 3.84 | 4.11 | 8.28 | 26.35 | 6.88 | 5.52 | 13.32 | 7.93 | 13.95 | 7.64 | 6.21 | 1.26
Cheyenne_Prairie_1CC | Cheyenne Prairie 1CC | Cheyenne Prairie 1CC | 99.1 | 2014-10-01 | 2050-12-31 | WACM |  |  | WACM | CC | CCGT |  | Cheyenne Prairie Generating Station | 01A | 01B | 01C
Cheyenne_Prairie_2_1 | Cheyenne Prairie 2-1 | Cheyenne Prairie 2-1 | 47 | 2014-11-01 | 2050-12-31 | WACM |  |  | WACM | CT | Peaker |  | Cheyenne Prairie Generating Station | 02A
Chickwat_1 | Chickwat_1 | Chickwat_1 | 19 | 2018-11-01 | 2050-12-31 | BCHA |  |  | BCHA_AESO | Hydro | Hydro
CHICPK_7_UNIT_1 | CHICPK_7_UNIT 1 | Chicago Park Powerhouse | 42 | 1965-01-01 | 2050-12-01 | PGE |  |  | PGE | Hydro | Hydro |  | Chicago Park | 2P
Chief_Joseph | Chief Joseph | Chief Joseph | 2614 | 1958-10-01 | 2050-12-31 | BPAT |  |  | BPAT | Hydro | Hydro |  | Chief Joseph
CHILLS_1_SYCENG | CHILLS_1_SYCENG | Sycamore Energy 1 | 1.5 | 2011-05-01 | 2050-12-01 | SDGE |  |  | SDGE | Biogas | Biogas |  | Sycamore Energy LLC | 1A | [8 empty] | 0.68 | 0.72 | 0.8 | 0.79 | 0.72 | 0.66 | 0.85 | 0.88 | 0.86 | 0.79 | 0.77 | 0.77
CHILLS_7_UNITA1 | CHILLS_7_UNITA1 | Sycamore Energy 2 | 2.25 | 2004-07-01 | 2050-12-01 | SDGE |  |  | SDGE | Cogen | CHP |  | Sycamore Energy LLC | 3 | [8 empty] | 1.82 | 2 | 2 | 2 | 1.4 | 1.68 | 1.56 | 1.52 | 1.74 | 1.75 | 1.8 | 1.61
ChiloquinSolarLLC | Chiloquin Solar LLC (Saturn P0PV-T9.9 | Chiloquin Solar LLC (Saturn P0PV-T9.9 | 9.9 | 2018-01-01 | 2036-12-01 | PACW |  |  | PACW | Solar_Fixed | Solar |  | Chiloquin Solar, LLC |  |  |  | SOLAR_FIXED__OR_MEDFORD_V2024
China_Creek_1 | China_Creek_1 | China_Creek_1 | 3.15 | 2005-12-01 | 2050-12-31 | BCHA |  |  | BCHA_AESO | Hydro | Hydro
China_Creek_2 | China_Creek_2 | China_Creek_2 | 3.15 | 2006-04-01 | 2050-12-31 | BCHA |  |  | BCHA_AESO | Hydro | Hydro
ChinChute_Hydro | ChinChute_Hydro | ChinChute_Hydro | 12 | 1994-06-01 | 2050-12-31 | AESO |  |  | BCHA_AESO | Hydro | Hydro
ChinChute_Wind | ChinChute_Wind | ChinChute_Wind | 30 | 2004-12-01 | 2050-12-31 | AESO |  |  | BCHA_AESO | Wind | Wind | [5 empty] | WIND_CPUCV2024c_ONSHORE_ABCYPRESS
CHINO_2_APEBT1 | CHINO_2_APEBT1 | Pomona Energy Storage | 20 | 2016-12-01 | 2050-12-01 | SCE |  |  | SCE | Battery Storage | Li-ion Battery |  | VESI Pomona | BESS1 |  |  |  | 80 | 4
CHINO_2_JURUPA | CHINO_2_JURUPA | Jurupa | 1.5 | 2013-12-01 | 2050-12-01 | SCE |  |  | SCE | Solar_Fixed | Solar |  | Oltmans SCE at Jurupa |  |  |  | SOLAR_FIXED_CA_RIVERSIDE_RIVERSIDE_V2024
CHINO_2_PESBT1 | CHINO_2_PESBT1 | Pomona Energy Storage 2 | 20 | 2023-07-01 | 2050-12-01 | SCE | POMONAENERGYSTORAGE | 2023-10-05 | SCE | Battery Storage | Li-ion Battery |  | VESI Pomona | BESS1 |  |  |  | 160 | 8
CHINO_2_QF | CHINO_2_QF | CHINO QFS | 0.19 | 1987-01-01 | 2050-12-01 | SCE |  |  | SCE | Cogen | CHP | [11 empty] | 0 | 0 | 0 | 0 | 0 | 0 | 0 | 0 | 0 | 0 | 0 | 0
CHINO_2_SASOLR | CHINO_2_SASOLR | SS San Antonio West LLC | 1.5 | 2013-12-01 | 2050-12-01 | SCE |  |  | SCE | Solar_Fixed | Solar |  | San Antonio West Solar Rooftop |  |  |  | SOLAR_FIXED_CA_RIVERSIDE_RIVERSIDE_V2024
CHINO_2_SOLAR2 | CHINO_2_SOLAR2 | Kona Solar - Terra Francesca | 1.49 | 2015-04-01 | 2050-12-01 | SCE |  |  | SCE | Solar_Fixed | Solar |  | Terra Francesco |  |  |  | SOLAR_1AXIS_CA_RIVERSIDE_RIVERSIDE_V2024
CHINO_6_CIMGEN | CHINO_6_CIMGEN | Chino Co-Generation | 26 | 2018-06-01 | 2050-12-01 | SCE |  |  | SCE | Cogen | CHP |  | OLS Energy Chino
ChinoValley | Chino Valley | Chino Valley | 19 | 2012-11-01 | 2050-12-01 | AZPS |  |  | AZPS | Solar_1Axis | Solar |  | Chino Solar Valley |  |  |  | SOLAR_1AXIS__AZ_PHOENIX_V2024
ChinoValleyBESS | Chino Valley BESS | Chino Valley BESS | 19 | 2023-06-01 | 2050-12-01 | AZPS |  |  | AZPS | Battery Storage | Li-ion Battery | [6 empty] | 76 | 4
ChopinWind | ChopinWind | ChopinWind | 10 | 2016-10-01 | 2036-05-01 | PACW |  |  | PACW | Wind | Wind |  | Chopin Wind LLC |  |  |  | WIND_CPUCV2024c_EIA_OREGON
Chuckwalla | Chuckwalla | Chuckwalla | 200 | 2023-12-01 | 2050-12-01 | NEVP |  |  | NEVP | Solar_Fixed | Solar |  | Chuckwalla Solar, LLC | CHW |  |  | SOLAR_FIXED_NV_CLARK_BOULDER_V2024
ChuckwallaSolarBESS | Chuckwalla SolarBA180 | Chuckwalla SolarBA180 | 180 | 2023-12-01 | 2050-12-01 | NEVP |  |  | NEVP | Battery Storage | Li-ion Battery |  | Chuckwalla Solar, LLC | CHW1 |  |  |  | 720 | 4
CHWCHL_1_BIOMAS | CHWCHL_1_BIOMAS | Chow II Biomass to Energy | 10.8 | 2008-05-01 | 2050-12-01 | PGE |  |  | PGE | Biomass/Wood | Biomass |  | Ampersand Chowchilla Biomass LLC | [9 empty] | 9.67 | 9.8 | 9.38 | 9.32 | 9.47 | 9.76 | 9.6 | 9.39 | 9.61 | 9.45 | 9.42 | 9.08
CHWCHL_1_UNIT | CHWCHL_1_UNIT | CHOW 2 PEAKER PLANT | 48.6 | 2001-06-01 | 2050-12-01 | PGE |  |  | PGE | ICE | Reciprocating_Engine |  | Chowchilla II
Cimarron_Solar | Cimarron Solar | Cimarron Solar | 30 | 2010-11-01 | 2050-12-31 | PNM |  |  | PNM_EPE | Solar_Fixed | Solar |  | Cimarron Solar Facility |  |  |  | SOLAR_FIXED__NM_ALBUQUERQUE_V2024
Cipres1 | Cipres1 | Cipres1 | 31.83 | 1982-12-01 | 2050-12-31 | CFE |  |  | CFE | CT | Peaker
CitizenSolar | Citizen Solar | Citizen Solar | 30 | 2019-06-01 | 2050-12-01 | IID |  |  | IID | Solar_1Axis | Solar |  | Citizens Imperial Solar |  |  |  | SOLAR_1AXIS_CA_IMPERIAL_BRAWLEY_V2024
City_Power_Plant | City Power Plant | City Power Plant | 8 | 1982-07-01 | 2050-12-31 | PAID |  |  | PACE | Hydro | Hydro |  | City Power Plant
CityofPhoenixSH1PVAgg | City of Phoenix SH1 PV Agg | City of Phoenix SH1 PV Agg | 2.99 | 2011-12-01 | 2050-12-01 | AZPS |  |  | AZPS | Solar_Fixed | Solar | [5 empty] | SOLAR_FIXED__AZ_PHOENIX_V2024
CityofPhoenixWSPVAgg | City of Phoenix WS PV Agg | City of Phoenix WS PV Agg | 6.43 | 2012-12-01 | 2050-12-01 | AZPS |  |  | AZPS | Solar_Fixed | Solar | [5 empty] | SOLAR_FIXED__AZ_PHOENIX_V2024
Civic_Center_CHP | Civic Center CHP | Civic Center CHP | 34.5 | 1989-08-01 | 2050-12-31 | LADWP |  |  | LADWP | CC | CCGT |  | Civic Center | GEN1 | GEN2
Claresholm_Solar | Claresholm Solar | Claresholm Solar | 133 | 2021-01-01 | 2050-12-31 | AESO |  |  | BCHA_AESO | Solar_1Axis | Solar | [5 empty] | SOLAR_1AXIS__WA_SEATTLE_V2024
Clark_11 | Clark 11 | Clark 11 | 52 | 2008-07-01 | 2050-12-01 | NEVP |  |  | NEVP | CT | Peaker |  | Clark (NVE) | 11
Clark_12 | Clark 12 | Clark 12 | 52 | 2008-07-01 | 2050-12-01 | NEVP |  |  | NEVP | CT | Peaker |  | Clark (NVE) | 12
Clark_13 | Clark 13 | Clark 13 | 52 | 2008-11-01 | 2050-12-01 | NEVP |  |  | NEVP | CT | Peaker |  | Clark (NVE) | 13
Clark_14 | Clark 14 | Clark 14 | 52 | 2008-07-01 | 2050-12-01 | NEVP |  |  | NEVP | CT | Peaker |  | Clark (NVE) | 14
Clark_15 | Clark 15 | Clark 15 | 52 | 2008-07-01 | 2050-12-01 | NEVP |  |  | NEVP | CT | Peaker |  | Clark (NVE) | 15
Clark_16 | Clark 16 | Clark 16 | 52 | 2008-07-01 | 2050-12-01 | NEVP |  |  | NEVP | CT | Peaker |  | Clark (NVE) | 16
Clark_17 | Clark 17 | Clark 17 | 52 | 2008-07-01 | 2050-12-01 | NEVP |  |  | NEVP | CT | Peaker |  | Clark (NVE) | 17
Clark_18 | Clark 18 | Clark 18 | 52 | 2008-07-01 | 2050-12-01 | NEVP |  |  | NEVP | CT | Peaker |  | Clark (NVE) | 18
Clark_19 | Clark 19 | Clark 19 | 52 | 2008-11-01 | 2050-12-01 | NEVP |  |  | NEVP | CT | Peaker |  | Clark (NVE) | 19
Clark_20 | Clark 20 | Clark 20 | 52 | 2008-08-01 | 2050-12-01 | NEVP |  |  | NEVP | CT | Peaker |  | Clark (NVE) | 20
Clark_21 | Clark 21 | Clark 21 | 52 | 2008-11-01 | 2050-12-01 | NEVP |  |  | NEVP | CT | Peaker |  | Clark (NVE) | 21
Clark_22 | Clark 22 | Clark 22 | 52 | 2008-09-01 | 2050-12-01 | NEVP |  |  | NEVP | CT | Peaker |  | Clark (NVE) | 22
Clark_4 | Clark 4 | Clark 4 | 72.4 | 1973-06-01 | 2030-12-31 | NEVP |  |  | NEVP | CT | Peaker
Clark_CC1 | Clark CC1a | Clark CC1a | 125 | 1979-05-01 | 2033-12-01 | NEVP | Clark CC1 |  | NEVP | CC | CCGT |  | Clark (NVE) | GT5
Clark_CC1b | Clark CC1b | Clark CC1b | 125 | 1979-05-01 | 2034-12-31 | NEVP | Clark CC1 |  | NEVP | CC | CCGT
Clark_CC2 | Clark CC2a | Clark CC2a | 125 | 1982-06-01 | 2034-12-01 | NEVP | Clark CC2 |  | NEVP | CC | CCGT |  | Clark (NVE) | GT7
Clark_CC2b | Clark CC2b | Clark CC2b | 125 | 1980-06-01 | 2033-12-31 | NEVP | Clark CC2 |  | NEVP | CC | CCGT
Clark_Mountain_3 | Clark Mountain 3 | Clark Mountain 3 | 75 | 1994-07-01 | 2034-12-01 | NEVP |  |  | NEVP | CT | Peaker
Clark_Mountain_4 | Clark Mountain 4 | Clark Mountain 4 | 75 | 1994-07-01 | 2034-12-01 | NEVP |  |  | NEVP | CT | Peaker
ClarkCommunitySolar | Clark Community Solar | Clark Community Solar | 0.32 | 2015-06-01 | 2050-12-01 | BPAT |  |  | BPAT | Solar_1Axis | Solar | [5 empty] | SOLAR_1AXIS__OR_PORTLAND_V2024
Clear_Lake_ID | Clear_Lake_ID | Clear_Lake_ID | 15 | 1936-12-01 | 2050-12-31 | IPMV |  |  | IPCO | Hydro | Hydro |  | Clear Lake
Clear_Spring_Ranch_Solar_Array | Clear Spring Ranch Solar Array | Clear Spring Ranch Solar Array | 10 | 2016-11-01 | 2050-12-31 | WACM |  |  | WACM | Solar_1Axis | Solar |  | Clear Spring Ranch PV Project |  |  |  | SOLAR_1AXIS__CO_DENVER_V2024
Clearwater_Wind | Clearwater Wind | Clearwater Wind | 750 | 2022-11-01 | 2050-12-31 | NWMT |  |  | NWMT_WAUW | Wind | Wind |  | Clearwater Wind I | CW1 |  |  | WIND_CPUCV2024c_EIA_IDAHO
Clearwater1 | Clearwater1 | Clearwater1 | 15 | 1953-06-01 | 2038-12-31 | PACW |  |  | PACW | Hydro | Hydro |  | Clearwater 1
Clearwater2 | Clearwater2 | Clearwater2 | 26 | 1953-11-01 | 2038-12-31 | PACW |  |  | PACW | Hydro | Hydro |  | Clearwater 2
ClearwaterPaper3 | ClearwaterPaper3 | ClearwaterPaper3 | 28.8 | 1981-07-01 | 2050-12-01 | BPAT |  |  | BPAT | Biomass/Wood | Biomass |  | Clearwater Paper IPP Lewiston | GEN3
ClearwaterPaper4 | ClearwaterPaper4 | ClearwaterPaper4 | 65 | 1991-02-01 | 2050-12-01 | BPAT |  |  | BPAT | Biomass/Wood | Biomass |  | Clearwater Paper IPP Lewiston | GEN4
Clemina_Creek | Clemina Creek | Clemina Creek | 11.1 | 2020-02-15 | 2050-12-31 | BCHA |  |  | BCHA_AESO | Hydro | Hydro
Clenara_CoBar | Clenera CoBar | Clenera CoBar | 400 | 2024-05-01 | 2042-05-01 | AZPS |  |  | AZPS | Solar_1Axis | Solar | [5 empty] | SOLAR_1AXIS_CA_IMPERIAL_BRAWLEY_V2024
CLINESCO_3_PVDYN | CLINESCO_3_PVDYN | CLINES CORNERS | 129.94 | 2021-12-01 | 2050-12-31 | PNM |  |  | PNM_EPE | Wind | Wind | SCE | Clines Corners Wind Farm LLC | 1 |  |  | WIND_CPUCV2024c_EIA_NEWMEXICO
CLINESCO_3_WBDYN | CLINESCO_3_WBDYN | CLINES CORNERS B | 194.28 | 2021-12-01 | 2050-12-31 | PNM |  |  | PNM_EPE | Wind | Wind | SCE | Clines Corners Wind Farm LLC | 1 |  |  | WIND_CPUCV2024c_EIA_NEWMEXICO
CLOVDL_1_SOLAR | CLOVDL_1_SOLAR | Cloverdale Solar I | 1.5 | 2014-06-01 | 2050-12-01 | PGE |  |  | PGE | Solar_Fixed | Solar |  | Cloverdale Solar I |  |  |  | SOLAR_FIXED_CA_YOLO_WOODLAND_V2024
CLOVER_2_UNIT | CLOVER_2_UNIT | Clover Creek | 0.99 | 2016-05-01 | 2050-12-01 | PGE |  |  | PGE | Hydro | Hydro
Clover_Creek_Solar | Clover Creek Solar | Clover Creek Solar | 80 | 2021-12-01 | 2050-12-31 | PAUT |  |  | PACE | Solar_1Axis | Solar |  | Clover Creek Solar Community Solar |  |  |  | SOLAR_1AXIS__UT_SALTLAKECITY_V2024
Cloverbar_GT1 | Cloverbar_GT1 | Cloverbar_GT1 | 48 | 2008-06-01 | 2050-12-31 | AESO |  |  | BCHA_AESO | CT | Peaker
Cloverbar_GT2 | Cloverbar_GT2 | Cloverbar_GT2 | 101 | 2008-10-01 | 2050-12-31 | AESO |  |  | BCHA_AESO | CT | Peaker
Cloverbar_GT3 | Cloverbar_GT3 | Cloverbar_GT3 | 101 | 2010-02-01 | 2050-12-31 | AESO |  |  | BCHA_AESO | CT | Peaker
Clowhom_1 | Clowhom_1 | Clowhom_1 | 45 | 2030-04-01 | 2050-12-31 | BCHA |  |  | BCHA_AESO | Hydro | Hydro
CLRMNT_6_CLEBT1 | CLRMNT_6_CLEBT1 | Clairemont Energy Storage | 9 | 2024-03-01 | 2050-01-01 | SDGE |  |  | SDGE | Battery Storage | Li-ion Battery |  | Clairemont Energy Storage | 1 |  |  |  | 36 | 4
CLRMTK_1_QF | CLRMTK_1_QF | SMALL QF AGGREGATION - OAKLAND | 1.25 | 1983-12-01 | 2050-12-01 | PGE |  |  | PGE | Cogen | CHP | [11 empty] | 0 | 0 | 0 | 0 | 0 | 0 | 0 | 0 | 0 | 0 | 0 | 0
CMBLND_2_DS2BT1 | CMBLND_2_DS2BT1 | Daggett 2 a BESS | 52 | 2023-11-01 | 2050-12-31 | SCE | DAGGETTSTORAGE | 2023-10-05 | SCE | Battery Storage | Li-ion Battery |  | Daggett 2 | DAGGB |  |  |  | 520 | 10 | CMBLND_2_DS2SR1 | 560 | Y
CMBLND_2_DS2BT2 | CMBLND_2_DS2BT2 | Daggett 2 b BESS | 33 | 2023-11-01 | 2099-01-01 | SCE | DAGGETTSTORAGE | 2023-10-05 | SCE | Paired_BattStorage | Li-ion Battery |  | Daggett 2 | DAGGB |  |  |  | 520 | 15.7576 | CMBLND_2_DS2SR2 | 560 | Y
CMBLND_2_DS2BT3 | CMBLND_2_DS2BT3 | Daggett 2 c BESS | 46 | 2023-11-01 | 2099-01-01 | SCE | DAGGETTSTORAGE | 2023-10-05 | SCE | Paired_BattStorage | Li-ion Battery |  | Daggett 2 | DAGGB |  |  |  | 520 | 11.3043 | CMBLND_2_DS2SR3 | 560 | Y
CMBLND_2_DS2SR1 | CMBLND_2_DS2SR1 | Daggett 2 a PV | 65 | 2023-11-01 | 2099-01-01 | SCE | DAGGETTSOLAR | 2023-10-05 | SCE | Paired_Solar_1Axis | Solar |  | Daggett 2 | DAGGP |  |  | SOLAR_1AXIS_CA_SANBERNARDINO_APPLEVALLEY_V2024
CMBLND_2_DS2SR2 | CMBLND_2_DS2SR2 | Daggett 2 b PV | 65 | 2023-11-01 | 2099-01-01 | SCE | DAGGETTSOLAR | 2023-10-05 | SCE | Paired_Solar_1Axis | Solar |  | Daggett 2 | DAGGP |  |  | SOLAR_1AXIS_CA_SANBERNARDINO_APPLEVALLEY_V2024
CMBLND_2_DS2SR3 | CMBLND_2_DS2SR3 | Daggett 2 c PV | 52 | 2023-12-01 | 2099-01-01 | SCE | DAGGETTSOLAR | 2023-10-05 | SCE | Paired_Solar_1Axis | Solar |  | Daggett 2 | DAGGP |  |  | SOLAR_1AXIS_CA_SANBERNARDINO_APPLEVALLEY_V2024
CMH_3_3 | CMH_3_3 | CMH_3_3 | 37.8 | 1974-01-01 | 2050-12-31 | AESO |  |  | BCHA_AESO | Steam | ST
CMH_Unit_17_Gas | CMH Unit 17 Gas | CMH Unit 17 Gas | 44 | 2022-03-01 | 2050-12-31 | AESO |  |  | BCHA_AESO | CT | Peaker
CNTNLA_2_SOLAR1 | CNTNLA_2_SOLAR1 | Centinela Solar Energy I | 125 | 2013-10-01 | 2050-12-01 | SDGE |  |  | SDGE | Solar_Fixed | Solar |  | Centinela Solar Energy | CSE1 |  |  | SOLAR_FIXED_CA_IMPERIAL_OCOTILLO_V2024
CNTNLA_2_SOLAR2 | CNTNLA_2_SOLAR2 | Centinels Solar Energy 2 | 45.6 | 2014-08-01 | 2050-12-01 | SDGE |  |  | SDGE | Solar_Fixed | Solar |  | Centinela Solar Energy | CSE2 |  |  | SOLAR_FIXED_CA_IMPERIAL_OCOTILLO_V2024
Coachella_1 | Coachella 1 | Coachella 1 | 20 | 1973-06-01 | 2050-12-01 | IID |  |  | IID | CT | Peaker |  | Coachella | 1
Coachella_2 | Coachella 2 | Coachella 2 | 20 | 1973-06-01 | 2050-12-01 | IID |  |  | IID | CT | Peaker |  | Coachella | 2
Coachella_3 | Coachella 3 | Coachella 3 | 20 | 1974-04-01 | 2050-12-01 | IID |  |  | IID | CT | Peaker |  | Coachella | 3
Coachella_4 | Coachella 4 | Coachella 4 | 20 | 1976-12-01 | 2050-12-01 | IID |  |  | IID | CT | Peaker |  | Coachella | 4
Coachella_Battery | Coachella Battery | Coachella Battery | 31 | 2016-09-01 | 2050-12-01 | IID |  |  | IID | Battery Storage | Li-ion Battery | [6 empty] | 124 | 4
Coaldale_254S_DER_Solar_3 | Coaldale 254S DER Solar 3 | Coaldale 254S DER Solar 3 | 22 | 2022-02-01 | 2050-12-31 | AESO |  |  | BCHA_AESO | Solar_1Axis | Solar | [5 empty] | SOLAR_1AXIS__WA_SEATTLE_V2024
Coaldale_COD1 | Coaldale (COD1) | Coaldale (COD1) | 5 | 2019-09-01 | 2050-12-31 | AESO |  |  | BCHA_AESO | CT | Peaker
COBarSolarA | CO Bar Solar A | CO Bar Solar A | 80 | 2023-12-01 | 2050-12-01 | AZPS |  |  | AZPS | Solar_Fixed | Solar | [5 empty] | SOLAR_FIXED__AZ_PHOENIX_V2024
COBarSolarB | CO Bar Solar B | CO Bar Solar B | 80 | 2023-12-01 | 2050-12-01 | AZPS |  |  | AZPS | Solar_Fixed | Solar | [5 empty] | SOLAR_FIXED__AZ_PHOENIX_V2024
Cochrane_COC1 | Cochrane_COC1 | Cochrane_COC1 | 32 | 1958-07-01 | 2050-12-31 | NWMT |  |  | NWMT_WAUW | Hydro | Hydro |  | Cochrane | COC1
Cochrane_COC2 | Cochrane_COC2 | Cochrane_COC2 | 32 | 1958-07-01 | 2050-12-31 | NWMT |  |  | NWMT_WAUW | Hydro | Hydro |  | Cochrane | COC2
COCOPP_2_CTG1 | COCOPP_2_CTG1 | Marsh Landing 1 | 204.2 | 2013-05-01 | 2050-12-01 | PGE |  |  | PGE | CT | Peaker |  | Marsh Landing Generating Station | 1
COCOPP_2_CTG2 | COCOPP_2_CTG2 | Marsh Landing 2 | 202.7 | 2013-05-01 | 2050-12-01 | PGE |  |  | PGE | CT | Peaker |  | Marsh Landing Generating Station | 2
COCOPP_2_CTG3 | COCOPP_2_CTG3 | Marsh Landing 3 | 208.96 | 2013-05-01 | 2050-12-01 | PGE |  |  | PGE | CT | Peaker |  | Marsh Landing Generating Station | 3
COCOPP_2_CTG4 | COCOPP_2_CTG4 | Marsh Landing 4 | 204.29 | 2013-05-01 | 2050-12-01 | PGE |  |  | PGE | CT | Peaker |  | Marsh Landing Generating Station | 4
COCOSB_6_SOLAR | COCOSB_6_SOLAR | Oakley Solar Project | 1.5 | 2013-06-01 | 2050-12-01 | PGE |  |  | PGE | Solar_Fixed | Solar |  | Oakley Solar Project |  |  |  | SOLAR_FIXED_CA_YOLO_WOODLAND_V2024
Coffin_Butte_1 | Coffin Butte Agg | Coffin Butte Agg | 5.63 | 1995-10-01 | 2050-12-01 | BPAT | Coffin_Butte_1 through 5; total 5.8 MW |  | BPAT | Biomass/Wood | Biomass |  | Coffin Butte | 1
Cogentrix | Cogentrix | Cogentrix | 30 | 2012-04-01 | 2032-03-31 | PSCO |  |  | PSCO | Solar_1Axis | Solar | [5 empty] | SOLAR_1AXIS__NM_ALBUQUERQUE_V2024
COGNAT_1_UNIT | COGNAT_1_UNIT | Stockton Biomas | 45 | 2014-02-01 | 2050-12-01 | PGE |  |  | PGE | Biomass/Wood | Biomass |  | Stockton Biomass
COLEMN_2_UNIT | COLEMN_2_UNIT | Coleman | 13 | 1979-01-01 | 2050-12-01 | PGE |  |  | PGE | Hydro | Hydro |  | Coleman PH | 1
COLGAT_7_UNIT_1 | COLGAT_7_UNIT 1 | Colgate Powerhouse Unit 1 | 176.72 | 1969-01-01 | 2050-12-01 | PGE |  |  | PGE | Hydro | Hydro |  | Colgate | 1
COLGAT_7_UNIT_2 | COLGAT_7_UNIT 2 | Colgate Powerhouse Unit 2 | 175.67 | 1969-01-01 | 2050-12-01 | PGE |  |  | PGE | Hydro | Hydro |  | Colgate | 2
COLGNS_2_CNSSR1 | COLGNS_2_CNSSR1 | ColGreen North Shore | 74.8 | 2018-12-01 | 2050-12-01 | SCE |  |  | SCE | Solar_Fixed | Solar |  | Colgreen North Shore Solar Farm |  |  |  | SOLAR_FIXED_CA_RIVERSIDE_NONE_V2024
COLPIN_6_COLLNS | COLPIN_6_COLLNS | Collins Pine | 3.3 | 2021-11-01 | 2099-01-01 | PGE |  |  | PGE | Biomass/Wood | Biomass |  | Collins Pine Project | GEN5 | [8 empty] | 0 | 0 | 0 | 0 | 0 | 0 | 0 | 0 | 0 | 0 | 0 | 0
Colstrip_3 | Colstrip_3 | Colstrip_3 | 740 | 1984-01-01 | 2025-12-31 | NWMT |  |  | NWMT_WAUW | Coal | Coal |  | Colstrip | 3
Colstrip_4 | Colstrip_4 | Colstrip_4 | 740 | 1986-04-01 | 2050-12-31 | NWMT |  |  | NWMT_WAUW | Coal | Coal |  | Colstrip | 4
Colstrip_Energy | Colstrip_Energy | Colstrip_Energy | 41.5 | 1990-02-01 | 2050-12-31 | NWMT |  |  | NWMT_WAUW | Coal | Coal |  | Colstrip Energy LP
COLTON_6_AGUAM1 | COLTON_6_AGUAM1 | AGUA MANSA UNIT 1 (CITY OF COLTON) | 43 | 2003-06-01 | 2050-12-01 | SCE |  |  | SCE | CT | Peaker |  | Agua Mansa Power Plant
ColtonSolar | Colton SolarPGRC2PV-NT2.2 | Colton SolarPGRC2PV-NT2.2 | 2.2 | 2017-12-01 | 2050-12-01 | PortlandGE |  |  | PortlandGE | Solar_Fixed | Solar |  | Colton Solar |  |  |  | SOLAR_FIXED__OR_PORTLAND_V2024
Columbia2 | Columbia2 | Columbia2 | 1185 | 2014-12-01 | 2050-12-01 | BPAT |  |  | BPAT | Nuclear | Nuclear |  | Columbia Generating Station
ColumbiaRidgeLandfillAgg | Columbia Ridge Landfill Agg | Columbia Ridge Landfill Agg | 12.8 | 2014-08-01 | 2050-12-01 | BPAT |  |  | BPAT | Biogas | Biogas
Columbus_Solar | Columbus Solar | Columbus Solar | 1.85 | 2017-10-01 | 2050-12-31 | PNM |  |  | PNM_EPE | Solar_Fixed | Solar |  | Columbus Solar Project |  |  |  | SOLAR_FIXED__NM_ALBUQUERQUE_V2024
COLUSA_2_PL1X3 | COLUSA_2_PL1X3 | Colusa Generating Station | 641 | 2010-12-01 | 2050-12-01 | PGE |  |  | PGE | CC | CCGT |  | Colusa Generating Station
COLVIL_7_PL1X2 | COLVIL_7_PL1X2 | COLLIERVILLE HYDRO UNIT 1 & 2 AGGREGATE | 246.86 | 1989-11-01 | 2050-12-01 | PGE |  |  | PGE | Hydro | Hydro |  | Collierville Powerhouse | GEN1 | GEN2
Comanche_3 | Comanche 3 | Comanche 3 | 766 | 2010-05-01 | 2069-12-31 | PSCO |  |  | PSCO | Coal | Coal |  | Comanche (CO) | 3
Comanche_Solar | Comanche Solar | Comanche Solar | 120 | 2016-09-01 | 2041-09-01 | PSCO |  |  | PSCO | Solar_1Axis | Solar |  | Comanche Solar |  |  |  | SOLAR_1AXIS__CO_DENVER_V2024
Combine_Hills | Combine_Hills | Combine_Hills | 41 | 2003-06-01 | 2023-12-01 | PACW |  |  | PACW | Wind | Wind |  | Combine Hills I |  |  |  | WIND_CPUCV2024c_EIA_OREGON
Condon_Wind | Condon Wind | Condon Wind | 24.6 | 2002-09-01 | 2050-12-01 | BPAT |  |  | BPAT | Wind | Wind |  | Condon Windpower LLC | GEN1 |  |  | WIND_CPUCV2024c_EIA_OREGON
Condon_Wind_2 | Condon Wind 2 | Condon Wind 2 | 25.2 | 2002-09-01 | 2050-12-01 | BPAT |  |  | BPAT | Wind | Wind |  | Condon Windpower LLC | GEN2 |  |  | WIND_CPUCV2024c_EIA_OREGON
CONDOR_ENERGY_STORAGE_LLC |  | CONDOR ENERGY STORAGE, LLC | 200 | 2024-03-01 | 2050-12-01 | SCE |  |  | SCE | Battery Storage | Li-ion Battery |  | Condor Energy Storage LLC | COND1 |  |  |  | 800 | 4
ConEdMesquite | ConEd Mesquite 5-BA | ConEd Mesquite 5-BA | 60 | 2023-06-01 | 2050-12-01 | WALC |  |  | WALC | Battery Storage | Li-ion Battery |  | Mesquite Solar 5, LLC | MS5B |  |  |  | 240 | 4
ConEdMesquite5 | ConEd Mesquite 5 (60solar + 60storage) | ConEd Mesquite 5 (60solar + 60storage) | 60 | 2023-06-01 | 2050-12-01 | WALC |  |  | WALC | Solar_1Axis | Solar |  | Mesquite Solar 5, LLC | MS5 |  |  | SOLAR_1AXIS_NV_CLARK_BOULDER_V2024
Conifex_Green | Conifex_Green | Conifex_Green | 36 | 2015-04-01 | 2050-12-31 | BCHA |  |  | BCHA_AESO | Biomass/Wood | Biomass
Conklin | Conklin | Conklin | 92 | 2010-07-01 | 2050-12-31 | AESO |  |  | BCHA_AESO | Cogen | CHP
Conrad_DER_Solar | Conrad DER Solar | Conrad DER Solar | 23 | 2022-02-01 | 2050-12-31 | AESO |  |  | BCHA_AESO | Solar_1Axis | Solar | [5 empty] | SOLAR_1AXIS__WA_SEATTLE_V2024
Conrad_DER_Solar_2 | Conrad DER Solar 2 | Conrad DER Solar 2 | 22 | 2022-02-01 | 2050-12-31 | AESO |  |  | BCHA_AESO | Solar_1Axis | Solar | [5 empty] | SOLAR_1AXIS__WA_SEATTLE_V2024
CONTRL_1_CASAD1 | CONTRL_1_CASAD1 | Mammoth G1 | 7.2 | 1984-11-01 | 2050-12-01 | SCE |  |  | SCE | Geothermal | Geothermal |  | Mammoth G1 | [9 empty] | 7.2 | 7.2 | 6.97 | 6.69 | 6.54 | 5.51 | 5.32 | 5.44 | 5.85 | 6.41 | 7.18 | 6.88
CONTRL_1_CASAD2 | CONTRL_1_CASAD2 | Mammoth G2 | 10.5 | 2020-12-01 | 2050-12-01 | SCE |  |  | SCE | Geothermal | Geothermal |  | Mammoth G2 | [9 empty] | 10.11 | 9.97 | 9.45 | 8.35 | 8.63 | 8.23 | 9.41 | 9.28 | 9.17 | 9.16 | 9.99 | 10.2
CONTRL_1_CASAD3 | CONTRL_1_CASAD3 | Mammoth G3 | 14 | 2013-04-01 | 2050-12-01 | SCE |  |  | SCE | Geothermal | Geothermal |  | Mammoth G3 | [9 empty] | 12.61 | 13.07 | 12.95 | 11.17 | 7.49 | 6.5 | 8.66 | 8.84 | 9.73 | 10.67 | 12.67 | 12.91
CONTRL_1_LUNDY | CONTRL_1_LUNDY | LUNDY | 3 | 1911-01-01 | 2050-12-01 | SCE |  |  | SCE | Hydro | Hydro |  | Lundy
CONTRL_1_OXBOW | CONTRL_1_OXBOW | Dixie Valley Geo | 60 | 2018-07-01 | 2050-12-01 | SCE |  |  | SCE | Geothermal | Geothermal |  | Dixie Valley | GEN1 | [8 empty] | 59.72 | 57.58 | 57.37 | 56.05 | 55.56 | 55.56 | 54.71 | 54.35 | 54.36 | 52.52 | 59.52 | 58.84
CONTRL_1_POOLE | CONTRL_1_POOLE | POOLE HYDRO PLANT 1 | 11.07 | 1924-01-01 | 2050-12-01 | SCE |  |  | SCE | Hydro | Hydro |  | Poole
CONTRL_1_QF | CONTRL_1_QF | CONTROL QFS | 2.55 | 1982-01-01 | 2050-12-01 | SCE |  |  | SCE | Cogen | CHP |  | Ples I | [9 empty] | 1.21 | 1.15 | 1.29 | 1.57 | 1.43 | 1.38 | 1.42 | 1.25 | 1.32 | 1.06 | 1.07 | 1.41
CONTRL_1_RUSHCK | CONTRL_1_RUSHCK | RUSH CREEK | 11.94 | 1916-01-01 | 2050-12-01 | SCE |  |  | SCE | Hydro | Hydro |  | Rush Creek
Control_Gorge_1 | Control Gorge 1 | Control Gorge 1 | 37.5 | 1952-04-01 | 2050-12-31 | LADWP |  |  | LADWP | Hydro | Hydro |  | Control Gorge | 1
Coolidge_01 | Coolidge 01 | Coolidge 01 | 50 | 2011-05-01 | 2050-12-01 | SRP |  |  | SRP | CT | Peaker |  | Coolidge Generation Station | 1
Coolidge_02 | Coolidge 02 | Coolidge 02 | 45 | 2011-05-01 | 2050-12-01 | SRP |  |  | SRP | CT | Peaker |  | Coolidge Generation Station | 2
Coolidge_03 | Coolidge 03 | Coolidge 03 | 45 | 2011-05-01 | 2050-12-01 | SRP |  |  | SRP | CT | Peaker |  | Coolidge Generation Station | 3
Coolidge_04 | Coolidge 04 | Coolidge 04 | 49 | 2011-05-01 | 2050-12-01 | SRP |  |  | SRP | CT | Peaker |  | Coolidge Generation Station | 4
Coolidge_05 | Coolidge 05 | Coolidge 05 | 49 | 2011-05-01 | 2050-12-01 | SRP |  |  | SRP | CT | Peaker |  | Coolidge Generation Station | 5
Coolidge_06 | Coolidge 06 | Coolidge 06 | 49 | 2011-05-01 | 2050-12-01 | SRP |  |  | SRP | CT | Peaker |  | Coolidge Generation Station | 6
Coolidge_07 | Coolidge 07 | Coolidge 07 | 49 | 2011-05-01 | 2050-12-01 | SRP |  |  | SRP | CT | Peaker |  | Coolidge Generation Station | 7
Coolidge_08 | Coolidge 08 | Coolidge 08 | 45 | 2011-05-01 | 2050-12-01 | SRP |  |  | SRP | CT | Peaker |  | Coolidge Generation Station | 8
Coolidge_09 | Coolidge 09 | Coolidge 09 | 45 | 2011-05-01 | 2050-12-01 | SRP |  |  | SRP | CT | Peaker |  | Coolidge Generation Station | 9
Coolidge_10 | Coolidge 10 | Coolidge 10 | 50 | 2011-05-01 | 2050-12-01 | SRP |  |  | SRP | CT | Peaker |  | Coolidge Generation Station | 10
Coolidge_11 | Coolidge 11 | Coolidge 11 | 50 | 2011-05-01 | 2050-12-01 | SRP |  |  | SRP | CT | Peaker |  | Coolidge Generation Station | 11
Coolidge_12 | Coolidge 12 | Coolidge 12 | 45 | 2011-05-01 | 2050-12-01 | SRP |  |  | SRP | CT | Peaker |  | Coolidge Generation Station | 12
Coolidge_2_01 | Coolidge_2_01 | Coolidge 01 | 48 | 2026-05-01 | 2050-12-01 | SRP | Gas (Peaking)10GT50 |  | SRP | CT | Peaker |  | Coolidge Generation Station | 1
Coolidge_2_02 | Coolidge_2_02 | Coolidge 02 | 48 | 2026-05-01 | 2050-12-01 | SRP | Gas (Peaking)11GT50 |  | SRP | CT | Peaker |  | Coolidge Generation Station | 2
Coolidge_2_03 | Coolidge_2_03 | Coolidge 03 | 48 | 2026-05-01 | 2050-12-01 | SRP | Gas (Peaking)12GT50 |  | SRP | CT | Peaker |  | Coolidge Generation Station | 3
Coolidge_2_04 | Coolidge_2_04 | Coolidge 04 | 48 | 2026-05-01 | 2050-12-01 | SRP | Gas (Peaking)13GT50 |  | SRP | CT | Peaker |  | Coolidge Generation Station | 4
Coolidge_2_05 | Coolidge_2_05 | Coolidge 05 | 48 | 2026-05-01 | 2050-12-01 | SRP | Gas (Peaking)14GT50 |  | SRP | CT | Peaker |  | Coolidge Generation Station | 5
Coolidge_2_06 | Coolidge_2_06 | Coolidge 06 | 48 | 2026-05-01 | 2050-12-01 | SRP | Gas (Peaking)15GT50 |  | SRP | CT | Peaker |  | Coolidge Generation Station | 6
Coolidge_2_07 | Coolidge_2_07 | Coolidge 07 | 48 | 2026-05-01 | 2050-12-01 | SRP | Gas (Peaking)16GT50 |  | SRP | CT | Peaker |  | Coolidge Generation Station | 7
Coolidge_2_08 | Coolidge_2_08 | Coolidge 08 | 48 | 2026-05-01 | 2050-12-01 | SRP | Gas (Peaking)17GT50 |  | SRP | CT | Peaker |  | Coolidge Generation Station | 8
Coolidge_2_09 | Coolidge_2_09 | Coolidge 09 | 48 | 2026-05-01 | 2050-12-01 | SRP | Gas (Peaking)18GT50 |  | SRP | CT | Peaker |  | Coolidge Generation Station | 9
Coolidge_2_10 | Coolidge_2_10 | Coolidge 10 | 48 | 2026-05-01 | 2050-12-01 | SRP | Gas (Peaking)19GT50 |  | SRP | CT | Peaker |  | Coolidge Generation Station | 10
Coolidge_2_11 | Coolidge_2_11 | Coolidge 11 | 48 | 2026-05-01 | 2050-12-01 | SRP | Gas (Peaking)20GT50 |  | SRP | CT | Peaker |  | Coolidge Generation Station | 11
Coolidge_2_12 | Coolidge_2_12 | Coolidge 12 | 48 | 2026-05-01 | 2050-12-01 | SRP |  |  | SRP | CT | Peaker |  | Coolidge Generation Station | 12
Copco_2_1 | Copco 21HY13.50 | Copco 21HY13.50 | 13.5 | 1925-07-01 | 2024-03-31 | PACW |  |  | PACW | Hydro | Hydro |  | Copco 2 | 1
Copco_2_2 | Copco 22HY13.50 | Copco 22HY13.50 | 13.5 | 1925-08-01 | 2024-03-31 | PACW |  |  | PACW | Hydro | Hydro |  | Copco 2 | 2
Copco1_1 | Copco 11HY10.00 | Copco 11HY10.00 | 10 | 1918-01-01 | 2024-03-31 | PACW |  |  | PACW | Hydro | Hydro |  | Copco 1 | 1
Copco1_2 | Copco 12HY10.00 | Copco 12HY10.00 | 10 | 1922-11-01 | 2024-03-31 | PACW |  |  | PACW | Hydro | Hydro |  | Copco 1 | 2
COPMT2_2_SOLAR2 | COPMT2_2_SOLAR2 | CMS2 | 155 | 2012-06-01 | 2050-12-01 | NEVP |  |  | NEVP | Solar_Fixed | Solar | SCE | Copper Mountain Solar 2 |  |  |  | SOLAR_FIXED_NV_CLARK_BOULDER_V2024
COPMT4_2_SOLAR4 | COPMT4_2_SOLAR4 | Copper Mountain Solar 4 | 92 | 2016-12-01 | 2050-12-01 | NEVP |  |  | NEVP | Solar_Fixed | Solar | SCE | Copper Mountain Solar 4, LLC |  |  |  | SOLAR_FIXED_NV_CLARK_BOULDER_V2024
COPMTN_2_CM10 | COPMTN_2_CM10 | Copper Mountain 10 | 10 | 2011-10-01 | 2050-12-01 | NEVP |  |  | NEVP | Solar_Fixed | Solar | SCE | CM10 | PV01 |  |  | SOLAR_FIXED_NV_CLARK_BOULDER_V2024
COPMTN_2_SOLAR1 | COPMTN_2_SOLAR1 | Copper Mountain 48 | 48 | 2010-06-01 | 2050-12-01 | NEVP |  |  | NEVP | Solar_Fixed | Solar | SCE | CM48 | PV02 |  |  | SOLAR_FIXED_NV_CLARK_BOULDER_V2024
Copper_1 | Copper_1 | Copper_1 | 68 | 1980-07-01 | 2030-12-31 | EPE |  |  | PNM_EPE | CT | Peaker |  | Copper
Copper_Mountain_3_01 | Copper Mountain 3-01 | Copper Mountain 3-01 | 105 | 2015-12-01 | 2050-12-01 | LADWP | Copper_Mountain_3_01, 03, 04, 10; 105 MW each, duplicative |  | LADWP | Solar_Fixed | Solar |  | Copper Mountain Solar 3 | 1 |  |  | SOLAR_FIXED_NV_CLARK_BOULDER_V2024
Copper_Mountain_3_02 | Copper Mountain 3-02 | Copper Mountain 3-02 | 105 | 2015-12-01 | 2050-12-01 | LADWP | Copper_Mountain_3_02, 05, 06, 07, 08, 09; 105 MW each, duplicative |  | LADWP | Solar_Fixed | Solar |  | Copper Mountain Solar 3 | 2 |  |  | SOLAR_FIXED_NV_CLARK_BOULDER_V2024
CopperMountainV1 | Copper Mountain V 1 | Copper Mountain V 1 | 150 | 2021-07-01 | 2050-12-01 | NEVP |  |  | NEVP | Solar_1Axis | Solar |  | Copper Mountain Solar 5, LLC | CM5-1 |  |  | SOLAR_1AXIS_NV_CLARK_BOULDER_V2024
CopperMountainV2 | Copper Mountain V 2 | Copper Mountain V 2 | 100 | 2021-07-01 | 2050-12-01 | NEVP |  |  | NEVP | Solar_1Axis | Solar |  | Copper Mountain Solar 5, LLC | CM5-1 |  |  | SOLAR_1AXIS_NV_CLARK_BOULDER_V2024
CORCAN_1_SOLAR1 | CORCAN_1_SOLAR1 | CID Solar | 20 | 2015-01-01 | 2050-12-01 | PGE |  |  | PGE | Solar_Fixed | Solar |  | CID Solar, LLC |  |  |  | SOLAR_FIXED_CA_KINGS_STRATFORD_V2024
CORCAN_1_SOLAR2 | CORCAN_1_SOLAR2 | Corcoran City | 11 | 2015-05-01 | 2050-12-01 | PGE |  |  | PGE | Solar_1Axis | Solar |  | Cottonwood Solar, LLC (City of Corcoran) |  |  |  | SOLAR_1AXIS_CA_KINGS_STRATFORD_V2024
Coronado_CO1 | Coronado CO1 | Coronado CO1 | 380 | 1979-12-01 | 2050-12-01 | SRP |  |  | SRP | Coal | Coal |  | Coronado | CO1
Coronado_CO2 | Coronado CO2 | Coronado CO2 | 382 | 1980-10-01 | 2050-12-01 | SRP |  |  | SRP | Coal | Coal |  | Coronado | CO2
CORONS_2_SOLAR | CORONS_2_SOLAR | Master Development Corona | 0.99 | 2013-04-01 | 2050-12-01 | SCE |  |  | SCE | Solar_Fixed | Solar | [5 empty] | SOLAR_FIXED_CA_RIVERSIDE_RIVERSIDE_V2024
CORONS_6_CLRWTR | CORONS_6_CLRWTR | Clearwater Power Plant | 28 | 2005-02-01 | 2050-12-01 | SCE |  |  | SCE | CC | CCGT |  | Clearwater Power Plant
Corra_Linn_1 | Corra_Linn_1 | Corra_Linn_1 | 17 | 1931-12-01 | 2050-12-31 | BCHA |  |  | BCHA_AESO | Hydro | Hydro
Corra_Linn_2 | Corra_Linn_2 | Corra_Linn_2 | 17 | 1999-11-01 | 2050-12-31 | BCHA |  |  | BCHA_AESO | Hydro | Hydro
Corra_Linn_3 | Corra_Linn_3 | Corra_Linn_3 | 17 | 1999-11-01 | 2050-12-31 | BCHA |  |  | BCHA_AESO | Hydro | Hydro
CORRAL_6_SJOAQN | CORRAL_6_SJOAQN | Ameresco San Joaquin | 4.3 | 2014-04-01 | 2050-12-01 | PGE |  |  | PGE | Biogas | Biogas |  | Ameresco San Joaquin | [9 empty] | 4.28 | 4.21 | 4.19 | 4.3 | 4.21 | 4.21 | 4.22 | 4.28 | 4.25 | 4.28 | 4.22 | 4.29
Corriedale | Corriedale | Corriedale | 52.5 | 2020-11-01 | 2050-12-31 | WACM |  |  | WACM | Wind | Wind |  | Corriedale Wind Energy |  |  |  | WIND_CPUCV2024c_EIA_WYOMING
Cosmo_1_2 | Cosmo 1-2 | Cosmo 1-2 | 18.8 | 1957-01-01 | 2050-12-01 | BPAT |  |  | BPAT | Biomass/Wood | Biomass |  | Cosmo Specialty Fibers Plant
Cosumnes_CC1a | Cosumnes CC1a | Cosumnes CC1a | 265 | 2006-03-01 | 2050-12-01 | NCNC | Cosumnes_CC |  | NCNC | CC | CCGT |  | Cosumnes
Cosumnes_CC1b | Cosumnes CC1b | Cosumnes CC1b | 265 | 2006-03-01 | 2050-12-31 | NCNC | Cosumnes_CC |  | NCNC | CC | CCGT
COTTLE_2_FRNKNH | COTTLE_2_FRNKNH | Frankenheimer Power Plant | 5.3 | 2013-04-01 | 2050-12-01 | PGE |  |  | PGE | Hydro | Hydro |  | Frankenheimer Power Plant | U1
Cotton_Center_BESS | Cotton Center BESS | Cotton Center BESS | 17 | 2022-06-01 | 2050-01-01 | AZPS | CottonCenterBESS | 2023-10-05 | AZPS | Battery Storage | Li-ion Battery |  | Cotton Center Solar Hybrid | CC17M |  |  |  | 68 | 4
CottonCenter | Cotton Center | Cotton Center | 17 | 2011-10-01 | 2050-01-01 | AZPS |  |  | AZPS | Solar_1Axis | Solar |  | Cotton Center Solar Hybrid | PV1 |  |  | SOLAR_1AXIS__AZ_PHOENIX_V2024
Cottonwood_1 | Cottonwood 1 | Cottonwood 1 | 0.75 | 1908-11-01 | 2050-12-31 | LADWP |  |  | LADWP | Hydro | Hydro |  | Cottonwood | 1
Cottonwood_2 | Cottonwood 2 | Cottonwood 2 | 0.75 | 1909-10-01 | 2050-12-31 | LADWP |  |  | LADWP | Hydro | Hydro |  | Cottonwood | 2
Cougar_1 | Cougar_1 | Cougar_1 | 14.25 | 1964-04-01 | 2050-12-31 | BPAT |  |  | BPAT | Hydro | Hydro |  | Cougar | 1
Cougar_2 | Cougar_2 | Cougar_2 | 14.25 | 1964-03-01 | 2050-12-31 | BPAT |  |  | BPAT | Hydro | Hydro |  | Cougar | 2
CouleePump1_2 | CouleePump1-2 | CouleePump1-2 | 101 | 1950-01-01 | 2050-01-01 | BPAT |  |  | BPAT | Pumping_Load | Shed_DR
CouleePump3_4 | CouleePump3-4 | CouleePump3-4 | 101 | 1950-01-01 | 2050-01-01 | BPAT |  |  | BPAT | Pumping_Load | Shed_DR
CouleePump5_6 | CouleePump5-6 | CouleePump5-6 | 99 | 1950-01-01 | 2050-01-01 | BPAT |  |  | BPAT | Pumping_Load | Shed_DR
Cove_Mountain_Solar_2_LLC_PV_69726_02 | Cove Mountain Solar 2 LLC (PV-69726-02) | Cove Mountain Solar 2 LLC (PV-69726-02) | 124.3 | 2020-10-31 | 2045-06-29 | PAUT |  |  | PACE | Solar_1Axis | Solar |  | Cove Mountain Solar 2 |  |  |  | SOLAR_1AXIS__UT_SALTLAKECITY_V2024
Cove_Mountain_Solar_LLC_PV_69726_01 | Cove Mountain Solar LLC (PV-69726-01) | Cove Mountain Solar LLC (PV-69726-01) | 59 | 2020-11-01 | 2045-10-31 | PAUT |  |  | PACE | Solar_1Axis | Solar |  | Cove Mountain Solar |  |  |  | SOLAR_1AXIS__UT_SALTLAKECITY_V2024
COVERD_2_HCKHY1 | COVERD_2_HCKHY1 | HATCHET CREEK | 6.89 | 2017-06-01 | 2050-12-01 | PGE |  |  | PGE | Hydro | Hydro |  | Hatchet Creek Project | GEN1
COVERD_2_MCKHY1 | COVERD_2_MCKHY1 | Montgomery Creek Hydro | 2.8 | 2017-08-01 | 2050-12-01 | PGE |  |  | PGE | Hydro | Hydro |  | Montgomery Creek Hydro
COVERD_2_QFUNTS | COVERD_2_QFUNTS | Cove Hydroelectric Project | 5.5 | 1987-01-01 | 2050-12-01 | PGE |  |  | PGE | Hydro | Hydro |  | Cove Hydroelectric | GEN1
COVERD_2_RCKHY1 | COVERD_2_RCKHY1 | ROARING CREEK | 2 | 2017-06-01 | 2050-12-01 | PGE |  |  | PGE | Hydro | Hydro |  | Roaring Creek Water Power
COWCRK_2_UNIT | COWCRK_2_UNIT | Cow Creek Hydro | 2 | 1907-01-01 | 2050-12-01 | PGE |  |  | PGE | Hydro | Hydro |  | Cow Creek | 1 | 2
Cowley_Ridge_1 | Cowley_Ridge_1 | Cowley_Ridge_1 | 20 | 2001-09-01 | 2050-12-31 | AESO |  |  | BCHA_AESO | Wind | Wind | [5 empty] | WIND_CPUCV2024c_EIA_OREGON
Cowlitz_Falls1 | Cowlitz_Falls1 | Cowlitz_Falls1 | 35 | 1994-06-01 | 2050-12-31 | BPAT |  |  | BPAT | Hydro | Hydro |  | Cowlitz Falls | U#1
Cowlitz_Falls2 | Cowlitz_Falls2 | Cowlitz_Falls2 | 35 | 1994-06-01 | 2050-12-31 | BPAT |  |  | BPAT | Hydro | Hydro |  | Cowlitz Falls | U#2
CoyoteSprgCC1_Total | CoyoteSprgCC1-Total | CoyoteSprgCC1-Total | 270.4 | 1995-11-01 | 2050-12-01 | PortlandGE |  |  | PortlandGE | CC | CCGT |  | Coyote Springs
CoyoteSprgCC2_Total | CoyoteSprgCC2-Total | CoyoteSprgCC2-Total | 310 | 2003-07-01 | 2050-12-01 | BPAT |  |  | BPAT | CC | CCGT |  | Coyote Springs II
CPVERD_2_SOLAR | CPVERD_2_SOLAR | Campo Verde Solar | 139 | 2013-10-01 | 2050-12-01 | SDGE |  |  | SDGE | Solar_Fixed | Solar |  | Campo Verde Solar |  |  |  | SOLAR_FIXED_CA_IMPERIAL_OCOTILLO_V2024
CRELMN_6_AABBT1 | CRELMN_6_AABBT1 | Air Attack Base | 0.47 | 2023-08-01 | 2050-12-01 | SDGE |  |  | SDGE | Battery Storage | Li-ion Battery | [6 empty] | 1.88 | 4
CRELMN_6_RAMON1 | CRELMN_6_RAMON1 | Ramona 1 | 2 | 2013-12-01 | 2050-12-01 | SDGE |  |  | SDGE | Solar_Fixed | Solar |  | Ramona 1 |  |  |  | SOLAR_FIXED_CA_IMPERIAL_OCOTILLO_V2024
CRELMN_6_RAMON2 | CRELMN_6_RAMON2 | Ramona 2 | 5 | 2013-12-01 | 2050-12-01 | SDGE |  |  | SDGE | Solar_Fixed | Solar |  | Ramona 2 |  |  |  | SOLAR_FIXED_CA_IMPERIAL_OCOTILLO_V2024
CRELMN_6_RAMSR3 | CRELMN_6_RAMSR3 | Ramona Solar Energy | 4.32 | 2018-02-01 | 2050-12-01 | SDGE |  |  | SDGE | Solar_1Axis | Solar |  | Ramona Solar Energy |  |  |  | SOLAR_1AXIS_CA_IMPERIAL_OCOTILLO_V2024
Crescent_Dunes | Crescent Dunes | Crescent Dunes | 114.5 | 2015-08-01 | 2050-12-01 | NEVP |  |  | NEVP | Solar_Thermal | Solar |  | Crescent Dunes Solar Energy |  |  |  | SOLAR_1AXIS_CA_MERCED_LOSBANOS_V2024
CRESSY_1_PARKER | CRESSY_1_PARKER | PARKER POWERHOUSE | 2.83 | 1981-09-01 | 2050-12-01 | PGE |  |  | PGE | Hydro | Hydro |  | Parker
CRESTA_7_PL1X2 | CRESTA_7_PL1X2 | CRESTA PH UNIT 1 & 2 AGGREGATE | 70.4 | 1949-01-01 | 2050-12-01 | PGE |  |  | PGE | Hydro | Hydro |  | Cresta | 1 | 2
CRIMSN_2_CRMBT1 | CRIMSN_2_CRMBT1 | Crimson | 200 | 2022-09-01 | 2099-01-01 | SCE |  |  | SCE | Battery Storage | Li-ion Battery |  | Crimson | SWSH1 |  |  |  | 800 | 4
CRIMSN_2_CRMBT2 | CRIMSN_2_CRMBT2 | Crimson 2 | 150 | 2022-10-01 | 2099-01-01 | SCE |  |  | SCE | Battery Storage | Li-ion Battery |  | Crimson | SWSH1 |  |  |  | 600 | 4
CRNEVL_6_CRNVA | CRNEVL_6_CRNVA | Crane Valley | 0.9 | 1919-01-01 | 2050-12-01 | PGE |  |  | PGE | Hydro | Hydro
CRNEVL_6_SJQN_2 | CRNEVL_6_SJQN 2 | SAN JOAQUIN 2 | 3.2 | 1917-01-01 | 2050-12-01 | PGE |  |  | PGE | Hydro | Hydro |  | San Joaquin 2
CROKET_7_UNIT | CROKET_7_UNIT | CROCKETT COGEN | 240 | 1995-12-01 | 2050-12-01 | PGE |  |  | PGE | Cogen | CHP |  | Crockett Cogen Project | [9 empty] | 222.23 | 223.89 | 220 | 226.85 | 228 | 229.14 | 227.06 | 222.84 | 215.79 | 215.91 | 217.86 | 220.49
Crosscut | Crosscut | Crosscut | 30 | 1942-01-01 | 2050-12-31 | SRP |  |  | SRP | CC | CCGT |  | Crosscut | CC5
Crowsnest_Pass | Crowsnest_Pass | Crowsnest_Pass | 10.5 | 2012-04-01 | 2050-12-31 | BCHA |  |  | BCHA_AESO | Biomass/Wood | Biomass
CRSTWD_6_KUMYAY | CRSTWD_6_KUMYAY | Kumeyaay Wind Farm | 50 | 2005-12-01 | 2050-12-01 | SDGE |  |  | SDGE | Wind | Wind |  | Kumeyaay Wind |  |  |  | WIND_CPUCV2024c_CSD_CAKERN
CRWCKS_1_SOLAR1 | CRWCKS_1_SOLAR1 | Crow Creek Solar 1 | 20 | 2016-06-01 | 2050-12-01 | PGE |  |  | PGE | Solar_1Axis | Solar | [5 empty] | SOLAR_1AXIS_CA_KERN_LOSTHILLS_V2024
Crystal_1 | Crystal 1 | Crystal 1 | 35 | 1978-08-01 | 2050-12-31 | WACM |  |  | WACM | Hydro | Hydro |  | Crystal
CrystalMountain1 | Crystal Mountain1IC2.75 | Crystal Mountain1IC2.75 | 2.75 | 1969-12-01 | 2050-12-01 | BPAT |  |  | BPAT | Biomass/Wood | Biomass |  | Crystal Mountain
CSCCOG_1_UNIT_1 | CSCCOG_1_UNIT 1 | SANTA CLARA CO-GEN | 7 | 1981-01-01 | 2023-12-01 | PGE |  |  | PGE | Cogen | CHP |  | Santa Clara Cogen | 1 | 2 | [7 empty] | 6 | 6 | 6 | 6 | 6 | 6 | 6 | 6 | 6 | 6 | 6 | 6
CSCGNR_1_UNIT_1 | CSCGNR_1_UNIT 1 | GIANERA PEAKER UNIT 1 | 24.75 | 1987-01-01 | 2050-12-01 | PGE |  |  | PGE | CT | Peaker |  | Gianera | 1
CSCGNR_1_UNIT_2 | CSCGNR_1_UNIT 2 | GIANERA PEAKER UNIT 2 | 24.75 | 1986-01-01 | 2050-12-01 | PGE |  |  | PGE | CT | Peaker |  | Gianera | 2
CSLR4S_2_SOLAR | CSLR4S_2_SOLAR | Csolar IV South | 130 | 2013-10-01 | 2050-12-01 | SDGE |  |  | SDGE | Solar_Fixed | Solar |  | Imperial Solar Energy Center South |  |  |  | SOLAR_FIXED_CA_IMPERIAL_OCOTILLO_V2024
CSTOGA_6_LNDFIL | CSTOGA_6_LNDFIL | Clover Flat Land Fill Gas | 0.85 | 2014-06-01 | 2023-12-01 | PGE |  |  | PGE | Biogas | Biogas
CSTRVL_7_PL1X2 | CSTRVL_7_PL1X2 | Marina Land Fill Gas | 4.53 | 2007-09-01 | 2050-12-01 | PGE |  |  | PGE | Biogas | Biogas |  | Marina Landfill Gas | [9 empty] | 4.13 | 3.51 | 3.69 | 4.01 | 3.63 | 3.95 | 4.16 | 4.14 | 4.17 | 3.86 | 3.98 | 3.73
CSTRVL_7_QFUNTS | CSTRVL_7_QFUNTS | Castroville QF Aggregate | 2 | 2006-06-01 | 2050-12-01 | PGE |  |  | PGE | Biogas | Biogas
CTNWDP_1_QF | CTNWDP_1_QF | SMALL QF AGGREGATION - BURNEY | 0.5 | 1982-01-01 | 2050-12-01 | PGE |  |  | PGE | Hydro | Hydro
Cuba_Solar | Cuba Solar | Cuba Solar | 2.5 | 2022-02-15 | 2050-12-31 | PNM |  |  | PNM_EPE | Solar_1Axis | Solar | [5 empty] | SOLAR_1AXIS__NM_ALBUQUERQUE_V2024
CullitonCreek1 | CullitonCreek1 | CullitonCreek1 | 7.5 | 2016-05-01 | 2046-05-01 | BCHA |  |  | BCHA_AESO | Hydro | Hydro
CullitonCreek2 | CullitonCreek2 | CullitonCreek2 | 7.5 | 2016-05-01 | 2046-05-01 | BCHA |  |  | BCHA_AESO | Hydro | Hydro
CUMBIA_1_SOLAR | CUMBIA_1_SOLAR | Columbia Solar Energy II | 19 | 2015-10-01 | 2050-12-01 | PGE |  |  | PGE | Solar_1Axis | Solar |  | Columbia Solar Energy, LLC | GEN1 |  |  | SOLAR_1AXIS_CA_KERN_MOJAVE_V2024
CUMMNG_6_SUNCT1 | CUMMNG_6_SUNCT1 | SunSelect 1 | 4 | 2018-05-01 | 2050-12-01 | SCE | CUMMNG_6CT1 | 2023-07-25 | SCE | Cogen | CHP |  | SunSelect1 | [9 empty] | 3.33 | 3.39 | 3.04 | 3.01 | 3.34 | 3.54 | 3.53 | 3.56 | 3.4 | 3.16 | 3.38 | 3.45
Currant_Creek_CC1a | Currant Creek CC1a | Currant Creek CC1a | 277.5 | 2005-06-01 | 2045-12-31 | PAUT |  |  | PACE | CC | CCGT |  | Currant Creek | CT1A
Currant_Creek_CC1b | Currant Creek CC1b | Currant Creek CC1b | 277.5 | 2005-06-01 | 2045-12-31 | PAUT |  |  | PACE | CC | CCGT |  | Currant Creek | CT1B
CURTIS_1_CANLCK | CURTIS_1_CANLCK | Canal Creek Powerhouse | 0.9 | 1983-01-01 | 2050-12-01 | PGE |  |  | PGE | Hydro | Hydro
CURTIS_1_FARFLD | CURTIS_1_FARFLD | Fairfield Powerhouse | 0.9 | 1983-08-01 | 2050-12-01 | PGE |  |  | PGE | Hydro | Hydro
Cushman_2_31 | Cushman_2_31 | Cushman_2_31 | 25 | 1930-12-01 | 2050-12-31 | TPWR |  |  | BPAT | Hydro | Hydro |  | Cushman 2 | 31
Cushman_2_32 | Cushman_2_32 | Cushman_2_32 | 25 | 1931-08-01 | 2050-12-31 | TPWR |  |  | BPAT | Hydro | Hydro |  | Cushman 2 | 32
Cushman_2_33 | Cushman_2_33 | Cushman_2_33 | 30 | 1952-12-01 | 2050-12-31 | TPWR |  |  | BPAT | Hydro | Hydro |  | Cushman 2 | 33
Cushman1_21 | Cushman1-21 | Cushman1-21 | 30 | 1926-06-01 | 2050-12-31 | TPWR |  |  | BPAT | Hydro | Hydro |  | Cushman 1 | 21
Cushman1_22 | Cushman1-22 | Cushman1-22 | 30 | 1926-07-01 | 2050-12-31 | TPWR |  |  | BPAT | Hydro | Hydro |  | Cushman 1 | 22
Cutler_1 | Cutler_1 | Cutler_1 | 15 | 1927-01-01 | 2054-12-31 | PAUT |  |  | PACE | Hydro | Hydro |  | Cutler Hydro | 1
Cutler_2 | Cutler_2 | Cutler_2 | 15 | 1927-01-01 | 2054-12-31 | PAUT |  |  | PACE | Hydro | Hydro |  | Cutler Hydro | 2
CUYAMA_6_SB3SB1 | CUYAMA_6_SB3SB1 | SEPV Barbara 3 | 3 | 2024-01-01 | 2050-12-01 | PGE |  |  | PGE | Hybrid_BattStorage | Li-ion Battery |  | SEPV Cuyama Hybrid | CUYA1 |  |  |  | 12 | 4
CUYAMS_6_CUYSR1 | CUYAMS_6_CUYSR1 | Cuyama Solar | 40 | 2017-11-01 | 2050-12-01 | PGE |  |  | PGE | Solar_1Axis | Solar |  | Cuyama Solar, LLC | GEN01 |  |  | SOLAR_1AXIS_CA_KERN_BAKERSFIELD_V2024
Cypress_Creek_1 | Cypress_Creek_1 | Cypress_Creek_1 | 2.8 | 2009-07-01 | 2050-12-31 | BCHA |  |  | BCHA_AESO | Hydro | Hydro
Cypress_Wind | Cypress Wind | Cypress Wind | 201.6 | 2022-11-01 | 2050-12-31 | AESO |  |  | BCHA_AESO | Wind | Wind | [5 empty] | WIND_CPUCV2024c_ONSHORE_ABCYPRESS
DAGGET_7 |  | DAGGET_7_N017,DAGGET_7_N018 | 110 | 2023-08-01 | 2050-12-01 | SCE |  |  | SCE | Hybrid_Solar_1Axis | Solar | [5 empty] | SOLAR_1AXIS_CA_LOSANGELES_PALMDALE_V2024
DAIRLD_1_CR1BM1 | DAIRLD_1_CR1BM1 | Clapper Rail Plant 1 | 2 | 2021-10-01 | 2050-12-01 | PGE |  |  | PGE | Biomass/Wood | Biomass | [11 empty] | 1.8954 | 1.8663 | 1.8381 | 1.8222 | 1.843 | 1.8862 | 1.861 | 1.8531 | 1.858 | 1.8162 | 1.8318 | 1.8604
DAIRLD_1_MD1SL1 | DAIRLD_1_MD1SL1 | Madera 1 | 1.5 | 2017-12-01 | 2050-12-01 | PGE |  |  | PGE | Solar_1Axis | Solar |  | Madera 1 PV |  |  |  | SOLAR_1AXIS_CA_FRESNO_TRANQUILLITY_V2024
DAIRLD_1_MD2BM1 | DAIRLD_1_MD2BM1 | Madera Digester Genset 2 | 0.8 | 2019-01-01 | 2050-12-01 | PGE |  |  | PGE | Biogas | Biogas | [11 empty] | 0.02 | 0.02 | 0.02 | 0.02 | 0.02 | 0.02 | 0.02 | 0.02 | 0.02 | 0.02 | 0.02 | 0.02
Daishowa_G2_2 | Daishowa_G2_2 | Daishowa_G2_2 | 25.1 | 2011-06-01 | 2050-12-31 | AESO |  |  | BCHA_AESO | Biomass/Wood | Biomass
Dale_Burgett_Geothermal | Dale Burgett Geothermal | Dale Burgett Geothermal | 10 | 2013-12-01 | 2050-12-31 | PNM |  |  | PNM_EPE | Geothermal | Geothermal
Dasque_Middle1 | Dasque Creek 1 | Dasque Creek 1 | 10.1 | 2015-05-01 | 2050-12-31 | BCHA |  |  | BCHA_AESO | Hydro | Hydro
Dasque_Middle2 | Dasque Creek 2 | Dasque Creek 2 | 4.7 | 2015-05-01 | 2050-12-31 | BCHA |  |  | BCHA_AESO | Hydro | Hydro
Dave_Gates1 | Dave_Gates1 | Dave_Gates1 | 48 | 2011-01-01 | 2041-01-01 | NWMT |  |  | NWMT_WAUW | CT | Peaker |  | Dave Gates Generating Station | 1
Dave_Gates2 | Dave_Gates2 | Dave_Gates2 | 48 | 2011-01-01 | 2050-12-31 | NWMT |  |  | NWMT_WAUW | CT | Peaker |  | Dave Gates Generating Station | 2
Dave_Gates3 | Dave_Gates3 | Dave_Gates3 | 48 | 2011-01-01 | 2050-12-31 | NWMT |  |  | NWMT_WAUW | CT | Peaker |  | Dave Gates Generating Station | 3
Dave_Johnston_1 | Dave_Johnston_1 | Dave_Johnston_1 | 106 | 1959-02-01 | 2027-12-31 | PAWY |  |  | PACE | Coal | Coal |  | Dave Johnston | 1
Dave_Johnston_2 | Dave_Johnston_2 | Dave_Johnston_2 | 106 | 1961-01-01 | 2027-12-31 | PAWY |  |  | PACE | Coal | Coal |  | Dave Johnston | 2
Dave_Johnston_3 | Dave_Johnston_3 | Dave_Johnston_3 | 220 | 1964-12-01 | 2027-12-31 | PAWY |  |  | PACE | Coal | Coal |  | Dave Johnston | 3
Dave_Johnston_4 | Dave_Johnston_4 | Dave_Johnston_4 | 330 | 1972-07-01 | 2027-12-31 | PAWY |  |  | PACE | Coal | Coal |  | Dave Johnston | 4
DAVIS_1_SOLAR1 | DAVIS_1_SOLAR1 | Grasslands 3 | 1 | 2013-07-01 | 2050-12-01 | PGE |  |  | PGE | Solar_2Axis | Solar |  | Grassland 3&4 Solar Project | INV4 |  |  | SOLAR_2AXIS_CA_YOLO_WOODLAND_V2024
DAVIS_1_SOLAR2 | DAVIS_1_SOLAR2 | Grasslands 4 | 1 | 2013-08-01 | 2050-12-01 | PGE |  |  | PGE | Solar_2Axis | Solar |  | Grassland 3&4 Solar Project | INV3 |  |  | SOLAR_2AXIS_CA_YOLO_WOODLAND_V2024
DAVIS_7_MNMETH | DAVIS_7_MNMETH | MM Yolo Power LLC | 4 | 1997-01-01 | 2050-12-01 | PGE |  |  | PGE | Biogas | Biogas |  | MM Yolo Power | [9 empty] | 2.5 | 2.49 | 2.5 | 2.5 | 1.96 | 2.06 | 2.07 | 2.33 | 2.4 | 2.26 | 2.18 | 2.18
Davis_Dam_1 | Davis Dam 1 | Davis Dam 1 | 52 | 1951-01-01 | 2050-12-31 | WALC |  |  | WALC | Hydro | Hydro |  | Davis Dam | 1
Davis_Dam_2 | Davis Dam 2 | Davis Dam 2 | 52 | 1951-04-01 | 2050-12-31 | WALC |  |  | WALC | Hydro | Hydro |  | Davis Dam | 2
Davis_Dam_3 | Davis Dam 3 | Davis Dam 3 | 48 | 1951-04-01 | 2050-12-31 | WALC |  |  | WALC | Hydro | Hydro |  | Davis Dam | 3
Davis_Dam_4 | Davis Dam 4 | Davis Dam 4 | 52 | 1951-05-01 | 2050-12-31 | WALC |  |  | WALC | Hydro | Hydro |  | Davis Dam | 4
Davis_Dam_5 | Davis Dam 5 | Davis Dam 5 | 52 | 1951-06-01 | 2050-12-31 | WALC |  |  | WALC | Hydro | Hydro |  | Davis Dam | 5
DayHillSolarLLC | Day Hill Solar LLC221PV-NT2.3 | Day Hill Solar LLC221PV-NT2.3 | 2.3 | 2020-10-01 | 2050-01-01 | PortlandGE |  |  | PortlandGE | Solar_Fixed | Solar |  | Day Hill Solar, LLC |  |  |  | SOLAR_FIXED__OR_PORTLAND_V2024
DaytonCutoffSolar | Dayton Cutoff SolarPGRC3PV-NT2.2 | Dayton Cutoff SolarPGRC3PV-NT2.2 | 2.2 | 2017-12-01 | 2050-12-01 | PortlandGE |  |  | PortlandGE | Solar_Fixed | Solar |  | Dayton Cutoff Solar |  |  |  | SOLAR_FIXED__OR_PORTLAND_V2024
DCFPGEN | DCFP_GEN | DCFP_GEN | 1 | 2021-06-01 | 2025-07-01 | PACW |  |  | PACW | Biomass/Wood | Biomass
DEADCK_1_UNIT | DEADCK_1_UNIT | DEADCK_1_UNIT | 1.96 | 1990-01-01 | 2050-12-01 | PGE |  |  | PGE | Hydro | Hydro |  | Deadwood Creek | 1
DearValleyUSDPVAgg | Dear Valley USD PV Agg | Dear Valley USD PV Agg | 2.1 | 2011-12-01 | 2050-12-01 | AZPS |  |  | AZPS | Solar_Fixed | Solar | [5 empty] | SOLAR_FIXED__AZ_PHOENIX_V2024
DecaturSolarPV | Decatur SolarPVPV-NT0.35 | Decatur SolarPVPV-NT0.35 | 0.3 | 2018-07-01 | 2050-12-01 | BPAT |  |  | BPAT | Solar_Fixed | Solar | [5 empty] | SOLAR_FIXED__OR_PORTLAND_V2024
Deer_Creek | Deer Creek | Deer Creek | 5 | 1958-01-01 | 2050-12-31 | PAUT |  |  | PACE | Hydro | Hydro |  | Deer Creek PH | 1
DEERCR_6_UNIT_1 | DEERCR_6_UNIT 1 | DEER CREEK | 7 | 1908-01-01 | 2050-12-01 | PGE |  |  | PGE | Hydro | Hydro |  | Deer Creek PH | 1
Del_Ranch_Company | Del Ranch Company | Del Ranch Company | 42 | 1990-12-01 | 2050-12-01 | IID |  |  | IID | Geothermal | Geothermal | SRP | Del Ranch Company
DELAMO_2_ALASB2 | DELAMO_2_ALASB2 | Los Alamitos 2 | 10 | 2023-11-01 | 2099-01-01 | SCE |  |  | SCE | Battery Storage | Li-ion Battery |  | BCE Los Alamitos 2 | BCE22 |  |  |  | 40 | 4
DELAMO_2_SOLAR1 | DELAMO_2_SOLAR1 | Golden Springs Building H | 1.5 | 2015-04-01 | 2050-12-01 | SCE |  |  | SCE | Solar_Fixed | Solar |  | Santa Fe Springs Rooftop Solar BLDG H |  |  |  | SOLAR_1AXIS_CA_ORANGE_BUENAPARK_V2024
DELAMO_2_SOLAR2 | DELAMO_2_SOLAR2 | Golden Springs Building M | 1.75 | 2015-04-01 | 2050-12-01 | SCE |  |  | SCE | Solar_Fixed | Solar |  | Santa Fe Springs Rooftop Solar BLDG M |  |  |  | SOLAR_1AXIS_CA_ORANGE_BUENAPARK_V2024
DELAMO_2_SOLAR3 | DELAMO_2_SOLAR3 | Golden Springs Building G | 1.25 | 2017-02-01 | 2050-12-01 | SCE |  |  | SCE | Solar_Fixed | Solar |  | Building G |  |  |  | SOLAR_1AXIS_CA_ORANGE_BUENAPARK_V2024
DELAMO_2_SOLAR4 | DELAMO_2_SOLAR4 | Golden Springs Building F | 1.3 | 2017-02-01 | 2050-12-01 | SCE |  |  | SCE | Solar_Fixed | Solar |  | Building F |  |  |  | SOLAR_1AXIS_CA_ORANGE_BUENAPARK_V2024
DELAMO_2_SOLAR5 | DELAMO_2_SOLAR5 | Golden Springs Building L | 1 | 2017-02-01 | 2050-12-01 | SCE |  |  | SCE | Solar_Fixed | Solar |  | Buidling L |  |  |  | SOLAR_1AXIS_CA_ORANGE_BUENAPARK_V2024
DELAMO_2_SOLAR6 | DELAMO_2_SOLAR6 | Freeway Springs | 2 | 2017-01-01 | 2050-12-01 | SCE |  |  | SCE | Solar_Fixed | Solar |  | Freeway Springs |  |  |  | SOLAR_1AXIS_CA_ORANGE_BUENAPARK_V2024
DELAMO_2_SOLRC1 | DELAMO_2_SOLRC1 | Golden Springs Building C1 | 1.16 | 2012-02-01 | 2050-12-01 | SCE |  |  | SCE | Solar_Fixed | Solar |  | Golden Springs Building C-1 |  |  |  | SOLAR_FIXED_CA_ORANGE_BUENAPARK_V2024
DELAMO_2_SOLRD | DELAMO_2_SOLRD | Golden Solar Building D | 1.25 | 2012-04-01 | 2050-12-01 | SCE |  |  | SCE | Solar_Fixed | Solar |  | Golden Springs Building D |  |  |  | SOLAR_FIXED_CA_ORANGE_BUENAPARK_V2024
DELSUR_6_BSOLAR | DELSUR_6_BSOLAR | Central Antelope Dry Ranch B | 3 | 2017-09-01 | 2050-12-01 | SCE |  |  | SCE | Solar_Fixed | Solar |  | Central Antelope Dry Ranch B LLC |  |  |  | SOLAR_1AXIS_CA_LOSANGELES_DELSUR_V2024
DELSUR_6_CREST | DELSUR_6_CREST | Delsur Aggregate Solar Resources | 8.5 | 2016-04-01 | 2050-12-01 | SCE |  |  | SCE | Solar_Fixed | Solar | [5 empty] | SOLAR_FIXED_CA_RIVERSIDE_RIVERSIDE_V2024
DELSUR_6_DRYFRB | DELSUR_6_DRYFRB | Dry Farm Ranch B | 5 | 2014-11-01 | 2050-12-01 | SCE |  |  | SCE | Solar_1Axis | Solar |  | Lancaster Dry Farm Ranch B |  |  |  | SOLAR_1AXIS_CA_LOSANGELES_DELSUR_V2024
DELSUR_6_HORSR1 | DELSUR_6_HORSR1 | Horn | 1.5 | 2023-08-01 | 2050-12-01 | SCE |  |  | SCE | Solar_1Axis | Solar |  | Horn |  |  |  | SOLAR_1AXIS_CA_LOSANGELES_DELSUR_V2024
DELSUR_6_SOLAR1 | DELSUR_6_SOLAR1 | Summer Solar North | 6.5 | 2015-06-01 | 2050-12-01 | SCE |  |  | SCE | Solar_1Axis | Solar |  | Summer North Solar |  |  |  | SOLAR_1AXIS_CA_LOSANGELES_DELSUR_V2024
DELSUR_6_SOLAR4 | DELSUR_6_SOLAR4 | Radiance Solar 4 | 1.5 | 2018-12-01 | 2050-12-01 | SCE |  |  | SCE | Solar_1Axis | Solar |  | Radiance Solar 4 |  |  |  | SOLAR_1AXIS_CA_LOSANGELES_DELSUR_V2024
DELSUR_6_SOLAR5 | DELSUR_6_SOLAR5 | Radiance Solar 5 | 1.5 | 2018-12-01 | 2050-12-01 | SCE |  |  | SCE | Solar_1Axis | Solar |  | Radiance Solar 5 |  |  |  | SOLAR_1AXIS_CA_LOSANGELES_DELSUR_V2024
DELTA_2_PL1X4 | DELTA_2_PL1X4 | DELTA ENERGY CENTER AGGREGATE | 880 | 2002-06-01 | 2050-12-01 | PGE |  |  | PGE | CC | CCGT |  | Delta Energy Center
Deming_Solar | Deming Solar | Deming Solar | 9 | 2011-08-01 | 2050-12-31 | PNM |  |  | PNM_EPE | Solar_Fixed | Solar |  | Deming Solar Energy Center | DSEC | HON2 |  | SOLAR_FIXED__NM_ALBUQUERQUE_V2024
DeMoss_Petrie | DeMoss Petrie | DeMoss Petrie | 80 | 2001-06-01 | 2046-12-31 | TEPC |  |  | TEPC | CT | Peaker |  | Demoss Petrie | GT2
Derr_Creek1HY0_25 | Derr Creek1HY0.25 | Derr Creek1HY0.25 | 0.25 | 1950-01-01 | 2050-12-31 | BPAT |  |  | BPAT | Hydro | Hydro
Desert_Basin_CC1b | Desert Basin CC1b | Desert Basin CC1b | 307.5 | 2001-10-01 | 2050-12-31 | SRP |  |  | SRP | CC | CCGT
Desert_Peak_2 | Desert Peak 2 | Desert Peak 2 | 13.5 | 2007-05-01 | 2050-12-01 | NEVP |  |  | NEVP | Geothermal | Geothermal |  | Desert Peak Power Plant | GEN2
DESERT_QUARTZITE_SOLAR |  | DESERT QUARTZITE SOLAR + STORAGE | 300 | 2024-08-01 | 2050-12-01 | SCE |  |  | SCE | Solar_1Axis | Solar |  | Desert Quartzite | GEN01 |  |  | SOLAR_1AXIS_CA_SANBERNARDINO_APPLEVALLEY_V2024
DESERT_QUARTZITE_STORAGE |  | DESERT QUARTZITE SOLAR + STORAGE | 150 | 2024-08-01 | 2050-12-01 | SCE |  |  | SCE | Battery Storage | Li-ion Battery |  | Desert Quartzite | GEN02 |  |  |  | 600 | 4
DESERT_SANDS |  | DESERT SANDS | 60 | 2027-04-01 | 2050-12-01 | SCE |  |  | SCE | Battery Storage | Li-ion Battery | [6 empty] | 240 | 4
DESERT_SANDS_ENERGY_STORAGE_II |  | DESERT SANDS ENEGY STORAGE II | 300 | 2027-04-01 | 2050-12-01 | SCE |  |  | SCE | Battery Storage | Li-ion Battery | [6 empty] | 1200 | 4
Desert_Star_BESS | Desert Star BESS | Desert Star BESS | 10 | 2022-06-01 | 2050-01-01 | AZPS |  |  | AZPS | Battery Storage | Li-ion Battery |  | Desert Star Hybrid | DS10M |  |  |  | 40 | 4
Desert_View | Desert View | Desert View | 50 | 1991-11-01 | 2050-12-01 | IID |  |  | IID | Biomass/Wood | Biomass |  | Desert View Power
DesertBasin_CC | Desert Basin CC1a | Desert Basin CC1a | 307.5 | 2001-10-01 | 2050-12-01 | SRP |  |  | SRP | CC | CCGT |  | Desert Basin
DesertObsidian | Desert Obsidian | Desert Obsidian | 50 | 2023-12-01 | 2050-12-01 | NEVP |  |  | NEVP | Solar_1Axis | Solar | [5 empty] | SOLAR_1AXIS_NV_CLARK_BOULDER_V2024
DesertStar | Desert Star | Desert Star | 10 | 2012-06-01 | 2050-12-01 | AZPS |  |  | AZPS | Solar_1Axis | Solar |  | Desert Star Hybrid | PV1 |  |  | SOLAR_1AXIS__AZ_PHOENIX_V2024
DESRT_P2 | DESRT P2 | DESRT P2 | 11 | 1985-12-01 | 2050-12-01 | NEVP |  |  | NEVP | Geothermal | Geothermal |  | Desert Peak Power Plant | OEC2
Detroit_1 | Detroit_1 | Detroit_1 | 63 | 1953-11-01 | 2050-12-31 | BPAT |  |  | BPAT | Hydro | Hydro |  | Detroit | 1
Detroit_2 | Detroit_2 | Detroit_2 | 63 | 1953-07-01 | 2050-12-31 | BPAT |  |  | BPAT | Hydro | Hydro |  | Detroit | 2
DEVERS_1_SEPV05 | DEVERS_1_SEPV05 | SEPV 5 | 2 | 2012-05-01 | 2050-12-01 | SCE |  |  | SCE | Solar_Fixed | Solar | [5 empty] | SOLAR_FIXED_CA_RIVERSIDE_NONE_V2024
DEVERS_1_SOLAR | DEVERS_1_SOLAR | Cascade Solar | 18.5 | 2013-11-01 | 2050-12-01 | SCE |  |  | SCE | Solar_Fixed | Solar |  | Cascade Solar |  |  |  | SOLAR_FIXED_CA_RIVERSIDE_NONE_V2024
DEVERS_1_SOLAR1 | DEVERS_1_SOLAR1 | SEPV8 | 12 | 2013-06-01 | 2050-12-01 | SCE |  |  | SCE | Solar_1Axis | Solar |  | SEPV 8 |  |  |  | SOLAR_1AXIS_CA_RIVERSIDE_NONE_V2024
DEVERS_1_SOLAR2 | DEVERS_1_SOLAR2 | SEPV9 | 9 | 2013-06-01 | 2050-12-01 | SCE |  |  | SCE | Solar_1Axis | Solar |  | SEPV9 Power Plant |  |  |  | SOLAR_1AXIS_CA_RIVERSIDE_NONE_V2024
DEVERS_2_CS2SR4 | DEVERS_2_CS2SR4 | Caliente Solar 2 | 0.91 | 2018-05-01 | 2050-12-01 | SCE |  |  | SCE | Solar_1Axis | Solar | [5 empty] | SOLAR_1AXIS_CA_SANBERNARDINO_APPLEVALLEY_V2024
DEVERS_2_DHSPG2 | DEVERS_2_DHSPG2 | Desert Hot Springs 2 | 1.4 | 2013-12-01 | 2050-12-01 | SCE |  |  | SCE | Solar_1Axis | Solar |  | Desert Hot Springs Solar |  |  |  | SOLAR_1AXIS_CA_RIVERSIDE_RIVERSIDE_V2024
Dexter_1 | Dexter_1 | Dexter_1 | 17.3 | 1955-06-01 | 2050-12-31 | BPAT |  |  | BPAT | Hydro | Hydro |  | Dexter
DEXZEL_1_UNIT | DEXZEL_1_UNIT | Western Power and Steam Cogeneration | 20 | 1989-11-01 | 2050-12-01 | PGE |  |  | PGE | Cogen | CHP |  | Western Power & Steam Inc | [9 empty] | 17.45 | 17.45 | 17.45 | 17.03 | 17.45 | 17.45 | 16.28 | 16.1 | 16.93 | 16.06 | 15.35 | 15.33
DIABLO_7_UNIT_1 | DIABLO_7_UNIT 1 | Diablo Canyon Unit 1 | 1150 | 1985-01-01 | 2029-10-31 | PGE |  |  | PGE | Nuclear | Nuclear |  | Diablo Canyon | 1
DIABLO_7_UNIT_2 | DIABLO_7_UNIT 2 | Diablo Canyon Unit 2 | 1150 | 1986-01-01 | 2030-10-31 | PGE |  |  | PGE | Nuclear | Nuclear |  | Diablo Canyon | 2
Diablo_HY_Agg | Diablo HY Agg | Diablo HY Agg | 2.4 | 1936-10-01 | 2050-12-31 | SCL |  |  | BPAT | Hydro | Hydro |  | Diablo | 35 | 36
DiabloHydro_31 | DiabloHydro_31 | DiabloHydro_31 | 83 | 1937-04-01 | 2050-12-31 | SCL |  |  | BPAT | Hydro | Hydro |  | Diablo | 31
DiabloHydro_32 | DiabloHydro_32 | DiabloHydro_32 | 83 | 1936-10-01 | 2050-12-31 | SCL |  |  | BPAT | Hydro | Hydro |  | Diablo | 32
Dickson_Dam1 | Dickson_Dam1 | Dickson_Dam1 | 5.6 | 1992-01-01 | 2050-12-31 | AESO |  |  | BCHA_AESO | Hydro | Hydro
Dickson_Dam2 | Dickson_Dam2 | Dickson_Dam2 | 5.6 | 1992-01-01 | 2050-12-31 | AESO |  |  | BCHA_AESO | Hydro | Hydro
Dickson_Dam3 | Dickson_Dam3 | Dickson_Dam3 | 5.6 | 1992-01-01 | 2050-12-31 | AESO |  |  | BCHA_AESO | Hydro | Hydro
DillardPVTAgg | Dillard PV-T Agg | Dillard PV-T Agg | 9.4 | 2012-01-01 | 2050-01-01 | NCNC |  |  | NCNC | Solar_1Axis | Solar |  | RE Dillard 1 LLC |  |  |  | SOLAR_1AXIS__CA_SACRAMENTO_V2024
Dillon_Hydro | Dillon | Dillon | 1.9 | 2008-04-01 | 2050-12-31 | PSCO |  |  | PSCO | Hydro | Hydro |  | Dillon Hydro Plant
DISCOV_1_CHEVRN | DISCOV_1_CHEVRN | CHEVRON USA (EASTRIDGE) | 48.8 | 1988-06-01 | 2050-12-01 | PGE |  |  | PGE | Cogen | CHP |  | Kern River Eastridge Cogen | [9 empty] | 4.38 | 7.18 | 4.99 | 5 | 5.87 | 6.41 | 6.76 | 7.23 | 6.26 | 5.4 | 5 | 4.26
Division_Creek | Division Creek | Division Creek | 0.6 | 1909-03-01 | 2050-12-31 | LADWP |  |  | LADWP | Hydro | Hydro
DIXIE_M_P1 | DIXIE M P1 | DIXIE M P1 | 22.5 | 2023-02-01 | 2050-12-01 | NEVP |  |  | NEVP | Geothermal | Geothermal
DIXIE_M_P12 | DIXIE M P12 | DIXIE M P12 | 22.5 | 2021-12-01 | 2050-12-01 | NEVP |  |  | NEVP | Geothermal | Geothermal
Dixie_Valley_Geo_1 | Dixie Valley Geo 1 | Dixie Valley Geo 1 | 13.3 | 2018-07-01 | 2050-12-01 | NEVP |  |  | NEVP | Geothermal | Geothermal |  | Dixie Valley | GEN2
DixieMeadows_Bannock | Dixie Meadows (Bannock) | Dixie Meadows (Bannock) | 57.5 | 2021-12-01 | 2050-12-01 | NEVP |  |  | NEVP | Geothermal | Geothermal
DIXNLD_1_LNDFL | DIXNLD_1_LNDFL | Zero Waste Energy | 1.6 | 2015-11-01 | 2050-12-01 | PGE |  |  | PGE | Biomass/Wood | Biomass |  | Zero Waste Energy Development Co LLC | [9 empty] | 0.8 | 0.8 | 0.87 | 0.93 | 0.88 | 0.92 | 0.87 | 0.87 | 0.82 | 0.84 | 0.8 | 0.77
DMDVLY_1_UNITS | DMDVLY_1_UNITS | Diamond Valley Lake Pump Gen | 15.6 | 2001-01-01 | 2050-12-01 | SCE |  |  | SCE | Hydro | Hydro |  | Diamond Valley Lake | 1 | 2 | 3
Dodge_Flat_Solar | Dodge Flat Solar 1 | Dodge Flat Solar 1 | 200 | 2022-02-01 | 2050-12-01 | NEVP |  |  | NEVP | Solar_1Axis | Solar |  | Dodge Flat | DODGE |  |  | SOLAR_1AXIS_NV_CLARK_BOULDER_V2024
DodgeFlat2 | Dodge Flat 2 | Dodge Flat 2 | 200 | 2026-12-01 | 2050-12-01 | NEVP |  |  | NEVP | Solar_1Axis | Solar |  | Dodge Flat |  |  |  | SOLAR_1AXIS_NV_CLARK_BOULDER_V2024
DodgeFlat5 | Dodge Flat 5 | Dodge Flat 5 | 200 | 2023-12-01 | 2050-12-01 | NEVP |  |  | NEVP | Solar_1Axis | Solar |  | Dodge Flat | DODGE |  |  | SOLAR_1AXIS_NV_CLARK_BOULDER_V2024
DodgeFlatBattery1 | Dodge Flat Battery 1 | Dodge Flat Battery 1 | 100.3 | 2022-01-01 | 2050-12-01 | NEVP |  |  | NEVP | Battery Storage | Li-ion Battery |  | Dodge Flat | DODGB |  |  |  | 401.2 | 4
DodgeFlatII | Dodge Flat II1BA25 | Dodge Flat II1BA25 | 25 | 2025-12-01 | 2050-12-01 | NEVP |  |  | NEVP | Battery Storage | Li-ion Battery | [6 empty] | 100 | 4
DokieWind1 | DokieWind1 | DokieWind1 | 24 | 2011-02-01 | 2050-12-31 | BCHA |  |  | BCHA_AESO | Wind | Wind | [5 empty] | WIND_CPUCV2024c_ONSHORE_BCPEACERIVER
DokieWind2 | DokieWind2 | DokieWind2 | 24 | 2011-02-01 | 2050-12-31 | BCHA |  |  | BCHA_AESO | Wind | Wind | [5 empty] | WIND_CPUCV2024c_ONSHORE_BCPEACERIVER
DokieWind3 | DokieWind3 | DokieWind3 | 24 | 2011-02-01 | 2050-12-31 | BCHA |  |  | BCHA_AESO | Wind | Wind | [5 empty] | WIND_CPUCV2024c_ONSHORE_BCPEACERIVER
DokieWind4 | DokieWind4 | DokieWind4 | 27 | 2011-02-01 | 2050-12-31 | BCHA |  |  | BCHA_AESO | Wind | Wind | [5 empty] | WIND_CPUCV2024c_ONSHORE_BCPEACERIVER
DokieWind5 | DokieWind5 | DokieWind5 | 24 | 2011-02-01 | 2050-12-31 | BCHA |  |  | BCHA_AESO | Wind | Wind | [5 empty] | WIND_CPUCV2024c_ONSHORE_BCPEACERIVER
DokieWind6 | DokieWind6 | DokieWind6 | 21 | 2011-02-01 | 2050-12-31 | BCHA |  |  | BCHA_AESO | Wind | Wind | [5 empty] | WIND_CPUCV2024c_ONSHORE_BCPEACERIVER
Don_Pedro_1 | Don Pedro 1 | Don Pedro 1 | 55 | 1971-05-01 | 2050-12-31 | NCNC |  |  | NCNC | Hydro | Hydro |  | Don Pedro | 1
Don_Pedro_2 | Don Pedro 2 | Don Pedro 2 | 55 | 1971-05-01 | 2050-12-31 | NCNC |  |  | NCNC | Hydro | Hydro |  | Don Pedro | 2
Don_Pedro_3 | Don Pedro 3 | Don Pedro 3 | 55 | 1971-05-01 | 2050-12-31 | NCNC |  |  | NCNC | Hydro | Hydro |  | Don Pedro | 3
Don_Pedro_4 | Don Pedro 4 | Don Pedro 4 | 38.2 | 1989-04-01 | 2050-12-31 | NCNC |  |  | NCNC | Hydro | Hydro |  | Don Pedro | 4
DONNLS_7_UNIT | DONNLS_7_UNIT | Donnells Hydro | 72 | 1957-01-01 | 2050-12-01 | PGE |  |  | PGE | Hydro | Hydro |  | Donnells | H1
DoranTaylor1 | DoranTaylor1 | DoranTaylor1 | 5.6 | 1996-07-01 | 2050-12-31 | BCHA |  |  | BCHA_AESO | Hydro | Hydro
Dorena_Hydro_LLC1HY6_1 | Dorena Hydro LLC1HY6.1 | Dorena Hydro LLC1HY6.1 | 6.1 | 2014-12-01 | 2032-11-30 | PACW |  |  | PACW | Hydro | Hydro |  | Dorena Hydro-Electric Facility | KAPLN
Dorman1 | Dorman1BA10 | Dorman1BA10 | 10 | 2019-01-01 | 2039-01-01 | SRP |  |  | SRP | Battery Storage | Li-ion Battery | [6 empty] | 40 | 4
DOSMGO_2_NSPIN | DOSMGO_2_NSPIN | DOSMGO_2_NSPIN | 159 | 1989-06-01 | 2050-12-01 | PGE |  |  | PGE | Pumping_Load | Shed_DR
DOUBLC_1_UNITS | DOUBLC_1_UNITS | DOUBLE "C" LIMITED | 52.23 | 1989-03-01 | 2050-12-01 | PGE |  |  | PGE | CT | Peaker |  | Double C Generation Limited Partnership
Douglas_1 | Douglas 1 | Douglas 1 | 16 | 1972-05-01 | 2050-12-01 | AZPS |  |  | AZPS | CT | Peaker |  | Douglas
Douglas_Kwalsa1 | Douglas_Kwalsa1 | Douglas_Kwalsa1 | 14.38 | 2009-11-01 | 2055-12-31 | BCHA |  |  | BCHA_AESO | Hydro | Hydro
Douglas_Kwalsa2 | Douglas_Kwalsa2 | Douglas_Kwalsa2 | 14.38 | 2009-11-01 | 2055-12-31 | BCHA |  |  | BCHA_AESO | Hydro | Hydro
DowCC_Total | DowCC-Total | DowCC-Total | 129.5 | 1999-10-01 | 2050-12-31 | AESO |  |  | BCHA_AESO | CC | CCGT
DowG101_1 | DowG101_1 | DowG101_1 | 99 | 1999-01-01 | 2050-12-31 | AESO |  |  | BCHA_AESO | Cogen | CHP
DowG201_2 | DowG201-2 | DowG201-2 | 99 | 1999-01-01 | 2050-12-31 | AESO |  |  | BCHA_AESO | Cogen | CHP
DRACKR_2_D4SR4B | DRACKR_2_D4SR4B | Dracker Solar Unit 4B | 62.5 | 2020-11-01 | 2050-12-01 | SCE |  |  | SCE | Solar_1Axis | Solar |  | Blythe Solar IV, LLC | BLS4B |  |  | SOLAR_1AXIS_CA_RIVERSIDE_BLYTHE_V2024
DRACKR_2_DS3SR3 | DRACKR_2_DS3SR3 | Dracker Solar Unit 3 | 125 | 2020-05-01 | 2050-12-01 | SCE |  |  | SCE | Paired_Solar_Fixed | Solar |  | Blythe Solar III, LLC Hybrid | BLSL3 |  |  | SOLAR_FIXED_CA_RIVERSIDE_BLYTHE_V2024
DRACKR_2_DS4SR4 | DRACKR_2_DS4SR4 | Dracker Solar Unit 4A | 62.5 | 2020-08-01 | 2050-12-01 | SCE |  |  | SCE | Solar_1Axis | Solar |  | Blythe Solar IV, LLC | BLS4A |  |  | SOLAR_1AXIS_CA_RIVERSIDE_BLYTHE_V2024
DRACKR_2_DSUBT1 | DRACKR_2_DSUBT1 | Dracker Solar Unit 1 BESS | 63 | 2021-08-01 | 2050-12-01 | SCE |  |  | SCE | Paired_BattStorage | Li-ion Battery |  | Blythe Solar 110, LLC | BES1 |  |  |  | 252 | 4 | DRACKR_2_SOLAR1 |  | Y
DRACKR_2_DSUBT2 | DRACKR_2_DSUBT2 | Dracker Solar Unit 2 BESS | 115 | 2021-04-01 | 2050-12-01 | SCE |  |  | SCE | Paired_BattStorage | Li-ion Battery |  | Blythe Solar II, LLC | BLST2 |  |  |  | 460 | 4 | DRACKR_2_SOLAR2 |  | Y
DRACKR_2_DSUBT3 | DRACKR_2_DSUBT3 | Dracker Solar Unit 3 BESS | 115 | 2021-07-01 | 2050-12-01 | SCE |  |  | SCE | Paired_BattStorage | Li-ion Battery |  | Blythe Solar III, LLC Hybrid | BLST3 |  |  |  | 460 | 4 | DRACKR_2_DS3SR3 |  | Y
DRACKR_2_DSUBT4 | DRACKR_2_DSUBT4 | Dracker Solar Unit 4 BESS | 47 | 2022-09-01 | 2099-01-01 | SCE | BLYTHE SOLAR IV ENERGY CENTER-STORAGE |  | SCE | Battery Storage | Li-ion Battery |  | Blythe Solar IV, LLC | BLST4 |  |  |  | 188 | 4
DRACKR_2_SOLAR1 | DRACKR_2_SOLAR1 | Dracker Solar Unit 1 | 110 | 2016-03-01 | 2050-12-01 | SCE |  |  | SCE | Paired_Solar_Fixed | Solar |  | Blythe Solar 110, LLC | BLCK1 |  |  | SOLAR_FIXED_CA_RIVERSIDE_BLYTHE_V2024
DRACKR_2_SOLAR2 | DRACKR_2_SOLAR2 | Dracker Solar Unit 2 | 125 | 2016-09-01 | 2050-12-01 | SCE |  |  | SCE | Paired_Solar_Fixed | Solar |  | Blythe Solar II, LLC | BLCK4 |  |  | SOLAR_FIXED_CA_RIVERSIDE_BLYTHE_V2024
DREWS_6_PL1X4 | DREWS_6_PL1X4 | Drews Generating Plant | 41.4 | 2001-08-01 | 2050-12-01 | SCE |  |  | SCE | CT | Peaker |  | Drews Generating Facility
DREWSR_2_BHSSR1 | DREWSR_2_BHSSR1 | Blue Hornet Solar | 100 | 2022-11-01 | 2099-01-01 | SDGE |  |  | SDGE | Solar_1Axis | Solar |  | Drew Solar LLC |  |  |  | SOLAR_1AXIS_CA_IMPERIAL_OCOTILLO_V2024
DriftCreekSolar | Drift Creek SolarPGR18PV-NT2.2 | Drift Creek SolarPGR18PV-NT2.2 | 2.2 | 2020-05-01 | 2050-12-01 | PortlandGE |  |  | PortlandGE | Solar_Fixed | Solar |  | Drift Creek Solar |  |  |  | SOLAR_FIXED__OR_PORTLAND_V2024
Drop_1 | Drop 1 | Drop 1 | 5.8 | 1984-11-01 | 2050-12-31 | IID |  |  | IID | Hydro | Hydro |  | Drop 1 | 1 | 2 | 3
Drop_2_1 | Drop 2-1 | Drop 2-1 | 5 | 1953-12-01 | 2050-12-31 | IID |  |  | IID | Hydro | Hydro |  | Drop 2 (CA) | 1
Drop_2_2 | Drop 2-2 | Drop 2-2 | 5 | 1953-12-01 | 2050-12-31 | IID |  |  | IID | Hydro | Hydro |  | Drop 2 (CA) | 2
Drop_3_1 | Drop 3-1 | Drop 3-1 | 6 | 1941-02-01 | 2050-12-31 | IID |  |  | IID | Hydro | Hydro |  | Drop 3 (CA) | 1
Drop_3_2 | Drop 3-2 | Drop 3-2 | 4 | 1966-11-01 | 2050-12-31 | IID |  |  | IID | Hydro | Hydro |  | Drop 3 (CA) | 2
Drop_4 | Drop 4 | Drop 4 | 4.8 | 1950-08-01 | 2050-12-31 | WACM |  |  | WACM | Hydro | Hydro
Drop_4_1 | Drop 4-1 | Drop 4-1 | 9.8 | 1950-08-01 | 2050-12-31 | IID |  |  | IID | Hydro | Hydro |  | Drop 4 | 1
Drop_4_2 | Drop 4-2 | Drop 4-2 | 9.8 | 1941-02-01 | 2050-12-31 | IID |  |  | IID | Hydro | Hydro |  | Drop 4 | 2
Drop_5 | Drop 5 | Drop 5 | 4 | 1982-03-01 | 2050-12-31 | IID |  |  | IID | Hydro | Hydro |  | Drop 5 | 1 | 2
DRUM_7_PL1X2 | DRUM_7_PL1X2 | Drum PH 1 Units 1 & 2 Aggregate | 26 | 1913-01-01 | 2050-12-01 | PGE |  |  | PGE | Hydro | Hydro |  | Drum 1 | 1 | 2
DRUM_7_PL3X4 | DRUM_7_PL3X4 | Drum PH 1 Units 3 & 4 Aggregate | 28.9 | 1922-01-01 | 2050-12-01 | PGE |  |  | PGE | Hydro | Hydro |  | Drum 1 | 3 | 4
DRUM_7_UNIT_5 | DRUM_7_UNIT 5 | DRUM PH 2 UNIT 5 | 50 | 1965-01-01 | 2050-12-01 | PGE |  |  | PGE | Hydro | Hydro |  | Drum 2 | 5
Dry_Creek_Birch_Power_IV | Dry Creek (Birch Power IV) | Dry Creek (Birch Power IV) | 3.6 | 1987-04-01 | 2042-04-30 | PAWY |  |  | PACE | Hydro | Hydro |  | Dry Creek Project
Dry_Fork_Station | Dry Fork Station | Dry Fork Station | 405 | 2011-11-01 | 2050-12-31 | WACM |  |  | WACM | Coal | Coal |  | Dry Fork Station
Dry_Lake_Wind_1_1 | Dry Lake Wind 1-1 | Dry Lake Wind 1-1 | 21 | 2010-12-01 | 2050-12-01 | AZPS |  |  | AZPS | Wind | Wind |  | Dry Lake Wind LLC |  |  |  | WIND_CPUCV2024c_EIA_ARIZONA
Dry_Lake_Wind_1_2 | Dry Lake Wind 1-2 | Dry Lake Wind 1-2 | 21 | 2009-09-01 | 2050-12-01 | AZPS |  |  | AZPS | Wind | Wind |  | Dry Lake Wind LLC |  |  |  | WIND_CPUCV2024c_EIA_ARIZONA
Dry_Lake_Wind_1_3 | Dry Lake Wind 1-3 | Dry Lake Wind 1-3 | 21 | 2009-09-01 | 2050-12-01 | AZPS |  |  | AZPS | Wind | Wind |  | Dry Lake Wind LLC |  |  |  | WIND_CPUCV2024c_EIA_ARIZONA
Dry_Lake_Wind_2_1 | Dry Lake Wind 2-1 | Dry Lake Wind 2-1 | 21 | 2010-12-01 | 2050-12-01 | AZPS |  |  | AZPS | Wind | Wind |  | Dry Lake Wind LLC |  |  |  | WIND_CPUCV2024c_EIA_ARIZONA
Dry_Lake_Wind_2_2 | Dry Lake Wind 2-2 | Dry Lake Wind 2-2 | 21 | 2010-12-01 | 2050-12-01 | AZPS |  |  | AZPS | Wind | Wind |  | Dry Lake Wind LLC |  |  |  | WIND_CPUCV2024c_EIA_ARIZONA
Dry_Lake_Wind_2_3 | Dry Lake Wind 2-3 | Dry Lake Wind 2-3 | 21 | 2016-06-01 | 2050-12-01 | AZPS |  |  | AZPS | Wind | Wind |  | Dry Lake Wind LLC |  |  |  | WIND_CPUCV2024c_EIA_ARIZONA
DryLakeSolar | Dry Lake Solar | Dry Lake Solar | 150 | 2023-12-01 | 2050-12-01 | NEVP |  |  | NEVP | Solar_1Axis | Solar |  | Dry Lake Solar Energy Center |  |  |  | SOLAR_1AXIS_NV_CLARK_BOULDER_V2024
DryLakeSolar1 | Dry Lake Solar 1BA100 | Dry Lake Solar 1BA100 | 100 | 2023-12-01 | 2050-12-01 | NEVP |  |  | NEVP | Battery Storage | Li-ion Battery |  | Dry Lake Solar Energy Center | DLES1 |  |  |  | 400 | 4
Drywood_2_2 | Drywood_2_2 | Drywood_2_2 | 3 | 1999-10-01 | 2050-12-31 | AESO |  |  | BCHA_AESO | CT | Peaker
Drywood1_1 | Drywood1-1 | Drywood1-1 | 3 | 1999-10-01 | 2050-12-31 | AESO |  |  | BCHA_AESO | CT | Peaker
DSABLA_7_UNIT | DSABLA_7_UNIT | De Sabla Hydro | 18.5 | 1963-01-01 | 2050-12-01 | PGE |  |  | PGE | Hydro | Hydro |  | De Sabla | 1
DSFLWR_2_W9CSB1 | DSFLWR_2_W9CSB1 | Willy 9 Chap 1 | 100 | 2023-03-01 | 2050-12-01 | SCE |  |  | SCE | Solar_1Axis | Solar |  | Chaparral Springs | CHAPS |  |  | SOLAR_1AXIS_CA_KERN_ROSAMOND_V2024
DSFLWR_2_W9CSB2 | DSFLWR_2_W9CSB2 | Willy 9 Chap 2 | 100 | 2023-03-01 | 2050-12-01 | SCE |  |  | SCE | Solar_1Axis | Solar |  | Chaparral Springs | GEN01 |  |  | SOLAR_1AXIS_CA_KERN_ROSAMOND_V2024
DSFLWR_2_WS2SR1 | DSFLWR_2_WS2SR1 | Willow Springs 2 | 100 | 2019-01-01 | 2050-12-01 | SCE |  |  | SCE | Solar_1Axis | Solar |  | Willow Spring Solar, LLC |  |  |  | SOLAR_1AXIS_CA_KERN_ROSAMOND_V2024
DSRTHV_2_DH1SR1 | DSRTHV_2_DH1SR1 | Desert Harvest | 80 | 2020-12-01 | 2050-12-01 | SCE |  |  | SCE | Solar_1Axis | Solar |  | Desert Harvest, LLC |  |  |  | SOLAR_1AXIS_CA_RIVERSIDE_NONE_V2024
DSRTHV_2_DH2BT1 | DSRTHV_2_DH2BT1 | Desert Harvest BESS | 35 | 2021-06-01 | 2050-12-01 | SCE |  |  | SCE | Battery Storage | Li-ion Battery |  | Desert Harvest II LLC | DH003 |  |  |  | 140 | 4
DSRTHV_2_DH2SR2 | DSRTHV_2_DH2SR2 | Desert Harvest 2 | 70 | 2020-12-01 | 2050-12-01 | SCE |  |  | SCE | Solar_1Axis | Solar |  | Desert Harvest II LLC | DH002 |  |  | SOLAR_1AXIS_CA_RIVERSIDE_NONE_V2024
DSRTSL_2_SOLAR1 | DSRTSL_2_SOLAR1 | Desert Stateline | 296.19 | 2016-08-01 | 2050-12-01 | SCE |  |  | SCE | Solar_Fixed | Solar |  | Desert Sunlight 250, LLC |  |  |  | SOLAR_1AXIS_CA_RIVERSIDE_NONE_V2024
DSRTSN_2_DS2BX2 | DSRTSN_2_DS2BX2 | Desert Sunlight PV II Storage 2 | 230 | 2024-04-01 | 2050-01-01 | SCE |  |  | SCE | Battery Storage | Li-ion Battery |  | Sunlight Storage | SUNS1 |  |  |  | 920 | 4
DSRTSN_2_DS2X2 | DSRTSN_2_DS2X2 | Desert Sunlight PV II Storage | 230 | 2022-08-01 | 2099-01-01 | SCE |  |  | SCE | Battery Storage | Li-ion Battery | [6 empty] | 920 | 4
DSRTSN_2_SOLAR1 | DSRTSN_2_SOLAR1 | Desert Sunlight 300 | 300 | 2013-10-01 | 2050-12-01 | SCE |  |  | SCE | Solar_Fixed | Solar |  | Desert Sunlight 300, LLC |  |  |  | SOLAR_FIXED_CA_RIVERSIDE_NONE_V2024
DSRTSN_2_SOLAR2 | DSRTSN_2_SOLAR2 | Desert Sunlight 250 | 250 | 2013-10-01 | 2050-12-01 | SCE |  |  | SCE | Solar_Fixed | Solar |  | Solar Star California II LLC |  |  |  | SOLAR_FIXED_CA_MERCED_LOSBANOS_V2024
DTCHWD_2_BT3WND | DTCHWD_2_BT3WND | Brookfield Tehachapi 3 | 4.5 | 2016-04-01 | 2050-12-01 | SCE |  |  | SCE | Wind | Wind | [5 empty] | WIND_CPUCV2024c_CSD_CAKERN
DTCHWD_2_BT4WND | DTCHWD_2_BT4WND | Brookfield Tehachapi 4 | 6.52 | 2016-04-01 | 2023-12-01 | SCE |  |  | SCE | Wind | Wind | [5 empty] | WIND_CPUCV2024c_CSD_CAKERN
DUANE_1_PL1X3 | DUANE_1_PL1X3 | DONALD VON RAESFELD POWER PROJECT | 147.8 | 2005-03-01 | 2050-12-01 | PGE |  |  | PGE | CC | CCGT |  | Donald Von Raesfeld Power Plant
Dunlap_1 | Dunlap_1 | Dunlap_1 | 111 | 2010-09-01 | 2050-01-01 | PAWY |  |  | PACE | Wind | Wind |  | Dunlap |  |  |  | WIND_CPUCV2024c_EIA_WYOMING
DunnRoadSolar | Dunn Road SolarW9736PV-NT1.8 | Dunn Road SolarW9736PV-NT1.8 | 1.8 | 2022-03-01 | 2050-12-01 | PortlandGE |  |  | PortlandGE | Solar_Fixed | Solar |  | Dunn Road Solar |  |  |  | SOLAR_FIXED__OR_PORTLAND_V2024
DURNMESA_3_WBDYN | DURNMESA_3_WBDYN | DURAN MESA | 105.08 | 2021-12-01 | 2099-01-01 | WALC |  |  | WALC | Wind | Wind | SCE | Duran Mesa LLC |  |  |  | WIND_CPUCV2024c_EIA_NEWMEXICO
DUTCH1_7_UNIT_1 | DUTCH1_7_UNIT 1 | DUTCH FLAT 1 PH | 22 | 1943-01-01 | 2050-12-01 | PGE |  |  | PGE | Hydro | Hydro |  | Dutch Flat | 1
DUTCH2_7_UNIT_1 | DUTCH2_7_UNIT 1 | DUTCH FLAT 2 PH | 26 | 1965-01-01 | 2050-12-01 | PGE |  |  | PGE | Hydro | Hydro |  | Dutch Flat 2 | 3P
DuusSolarLLCORDUS | Duus Solar LLCORDUSPV-NT10 | Duus Solar LLCORDUSPV-NT10 | 10 | 2020-01-01 | 2050-12-01 | PortlandGE |  |  | PortlandGE | Solar_Fixed | Solar |  | Duus Solar, LLC |  |  |  | SOLAR_FIXED__OR_PORTLAND_V2024
DVLCYN_1_UNITS | DVLCYN_1_UNITS | DEVIL CANYON HYDRO UNITS 1-4 AGGREGATE | 235 | 1972-01-01 | 2050-12-01 | SCE |  |  | SCE | Hydro | Hydro |  | Devil Canyon | 1 | 2 | 3
Dworshak_1 | Dworshak_1 | Dworshak_1 | 103.5 | 1975-06-01 | 2050-12-31 | BPAT |  |  | BPAT | Hydro | Hydro |  | Dworshak | 1
Dworshak_2 | Dworshak_2 | Dworshak_2 | 103.5 | 1975-09-01 | 2050-12-31 | BPAT |  |  | BPAT | Hydro | Hydro |  | Dworshak | 2
Dworshak_3 | Dworshak_3 | Dworshak_3 | 231.6 | 1974-09-01 | 2050-12-31 | BPAT |  |  | BPAT | Hydro | Hydro |  | Dworshak | 3
DWPBuiltSolar1 | DWP Built Solar 1 | DWP Built Solar 1 | 6.8 | 2013-08-01 | 2050-12-01 | LADWP |  |  | LADWP | Solar_Fixed | Solar | [5 empty] | SOLAR_FIXED__CA_LOSANGELES_V2024
DWPSolarRooftop | DWP Solar Rooftop | DWP Solar Rooftop | 3 | 2011-12-01 | 2050-12-01 | LADWP |  |  | LADWP | Solar_Fixed | Solar | [5 empty] | SOLAR_FIXED__CA_LOSANGELES_V2024
DYERSM_6_DSWWD1 | DYERSM_6_DSWWD1 | Dyer Summit Wind Repower | 44.8 | 2022-04-01 | 2050-12-01 | PGE |  |  | PGE | Wind | Wind |  | Summit Winds |  |  |  | WIND_CPUCV2024c_CSD_CASOLANO
DYLAN_2_BMTBT1 | DYLAN_2_BMTBT1 | Beaumont BESS | 100 | 2024-03-01 | 2099-01-01 | SCE | BEAUMONTESS | 2023-10-05 | SCE | Battery Storage | Li-ion Battery |  | Beaumont BESS | GEN1 |  |  |  | 400 | 4
Eagle_Point_1 | Eagle_Point_1 | Eagle_Point_1 | 2.813 | 1957-11-01 | 2040-12-31 | PACW |  |  | PACW | Hydro | Hydro |  | Eagle Point
EagleShadow3 | Eagle Shadow #3 | Eagle Shadow #3 | 100 | 2022-10-01 | 2050-01-01 | NEVP |  |  | NEVP | Solar_1Axis | Solar |  | Eagle Shadow Mountain Solar Farm |  |  |  | SOLAR_1AXIS_NV_CLARK_BOULDER_V2024
EagleShadowMountain1 | Eagle Shadow Mountain 1 | Eagle Shadow Mountain 1 | 150 | 2023-03-01 | 2050-12-01 | NEVP |  |  | NEVP | Solar_1Axis | Solar |  | Eagle Shadow Mountain Solar Farm | ESMSF |  |  | SOLAR_1AXIS_NV_CLARK_BOULDER_V2024
EagleShadowMountain2 | Eagle Shadow Mountain 2 | Eagle Shadow Mountain 2 | 150 | 2023-03-01 | 2050-12-01 | NEVP |  |  | NEVP | Solar_1Axis | Solar |  | Eagle Shadow Mountain Solar Farm | ESMSF |  |  | SOLAR_1AXIS_NV_CLARK_BOULDER_V2024
East_Highline | East Highline | East Highline | 1.1 | 1984-09-01 | 2050-12-31 | IID |  |  | IID | Hydro | Hydro |  | East Highline | 1
East_Line_Solar | East Line Solar | East Line Solar | 100 | 2020-05-01 | 2045-05-01 | SRP |  |  | SRP | Solar_1Axis | Solar |  | East Line Solar |  |  |  | SOLAR_1AXIS__AZ_TUCSON_V2024
East_Toba1 | East_Toba1 | East_Toba1 | 73.65 | 2010-07-01 | 2050-12-31 | BCHA |  |  | BCHA_AESO | Hydro | Hydro
East_Toba2 | East_Toba2 | East_Toba2 | 73.65 | 2010-07-01 | 2050-12-31 | BCHA |  |  | BCHA_AESO | Hydro | Hydro
EastSide | EastSide | EastSide | 3.2 | 1924-09-01 | 2024-03-31 | PACW |  |  | PACW | Hydro | Hydro |  | East Side
EastTwinCreek1 | EastTwinCreek1 | EastTwinCreek1 | 0.53 | 1991-11-01 | 2050-12-31 | BCHA |  |  | BCHA_AESO | Hydro | Hydro
EastTwinCreek2 | EastTwinCreek2 | EastTwinCreek2 | 0.53 | 1991-11-01 | 2050-12-31 | BCHA |  |  | BCHA_AESO | Hydro | Hydro
EastTwinCreek3 | EastTwinCreek3 | EastTwinCreek3 | 0.53 | 1991-11-01 | 2050-12-31 | BCHA |  |  | BCHA_AESO | Hydro | Hydro
EASTWD_7_UNIT | EASTWD_7_UNIT | EASTWOOD PUMP-GEN | 200 | 1987-01-01 | 2050-12-01 | SCE |  |  | SCE | PSH | Pumped_Hydro |  | J S Eastwood |  |  |  |  | 5000 | 25
EBD_Hydro_LLC_45_Mile_Hydro1HY2_99 | EBD Hydro LLC (45 Mile Hydro)1HY2.99 | EBD Hydro LLC (45 Mile Hydro)1HY2.99 | 2.99 | 2015-06-01 | 2028-04-14 | PACW |  |  | PACW | Hydro | Hydro
ECASCO_2_SJGBT1 | ECASCO_2_SJGBT1 | San Jacinto Grid | 65 | 2024-04-01 | 2050-01-01 | SCE |  |  | SCE | Battery Storage | Li-ion Battery |  | San Jacinto Grid, LLC | HESJG |  |  |  | 260 | 4
ECHOWIND | ECHOWIND | ECHOWIND | 37.95 | 2009-08-01 | 2029-01-01 | PACW |  |  | PACW | Wind | Wind | [5 empty] | WIND_CPUCV2024c_EIA_OREGON
EDMONS_2_NSPIN | EDMONS_2_NSPIN | EDMONS_2_NSPIN | 775.8 | 1989-06-01 | 2050-12-01 | SCE |  |  | SCE | Pumping_Load | Shed_DR
Edson_1 | Edson_1 | Edson_1 | 11.5 | 2004-01-01 | 2050-12-31 | AESO |  |  | BCHA_AESO | Cogen | CHP
EDWARD_2_E21SB1_LESR | EDWARD_2_E21SB1 | EdSan 2 Edwards 1A | 71 | 2022-08-01 | 2050-12-01 | SCE |  |  | SCE | Battery Storage | Li-ion Battery |  | Edwards Sanborn E2 | BESS |  |  |  | 284 | 4 | EDWARD_2_E21SB1_SUN | 71
EDWARD_2_E21SB1_SUN | EDWARD_2_E21SB1 | EdSan 2 Edwards 1A | 71 | 2022-08-01 | 2099-01-01 | SCE |  |  | SCE | Solar_1Axis | Solar |  | Edwards Sanborn E2 | PV |  |  | SOLAR_1AXIS_CA_KERN_MOJAVE_V2024
EDWARD_2_E23SB1_LESR | EDWARD_2_E23SB1 | EdSan 2 Edwards 3 | 12 | 2021-12-01 | 2050-12-01 | SCE |  |  | SCE | Battery Storage | Li-ion Battery |  | Edwards Sanborn E2 | BESS |  |  |  | 48 | 4
EDWARD_2_ES2BT3_LESR | EDWARD_2_ES2BT3 | EdSan 2 | 66 | 2022-04-01 | 2050-12-01 | SCE |  |  | SCE | Battery Storage | Li-ion Battery |  | Edwards Sanborn E2 | BESS |  |  |  | 264 | 4 | EDWARD_2_ES2BT3_SUN | 85
EDWARD_2_ES2BT3_SUN | EDWARD_2_ES2BT3 | EdSan 2 | 85 | 2022-04-01 | 2099-01-01 | SCE |  |  | SCE | Solar_1Axis | Solar |  | Edwards Sanborn E2 | PV |  |  | SOLAR_1AXIS_CA_KERN_MOJAVE_V2024
EDWARD_2_ESSSB1 | EDWARD_2_ESSSB1 | Sanborn Solar 2 Edwards 5 | 38.6667 | 2023-11-01 | 2050-12-01 | SCE |  |  | SCE | Battery Storage | Li-ion Battery |  | Sanborn BESS 1 | ESSB1 |  |  |  | 464 | 12 | EDWARD_2_ESSSB1_SUN | 116 | Y
EDWARD_2_ESSSB1_SUN | EDWARD_2_ESSSB1 | Sanborn Solar 2 Edwards 5 | 77.3333 | 2023-11-01 | 2099-01-01 | SCE |  |  | SCE | Hybrid_Solar_1Axis | Solar |  | Sanborn BESS 1 | ESSB1 |  |  | SOLAR_1AXIS_CA_KERN_MOJAVE_V2024
EDWARD_2_ESSSB2 | EDWARD_2_ESSSB2 | Sanborn Solar 2 | 44 | 2023-11-01 | 2050-12-01 | SCE |  |  | SCE | Battery Storage | Li-ion Battery |  | Sanborn BESS 2 | ESSB2 |  |  |  | 528 | 12 | EDWARD_2_ESSSB2_SUN | 132 | Y
EDWARD_2_ESSSB2_SUN | EDWARD_2_ESSSB2 | Sanborn Solar 2 | 88 | 2023-11-01 | 2099-01-01 | SCE |  |  | SCE | Hybrid_Solar_1Axis | Solar |  | Sanborn BESS 2 | ESSB2 |  |  | SOLAR_1AXIS_CA_KERN_MOJAVE_V2024
EEKTMN_6_SOLAR1 | EEKTMN_6_SOLAR1 | EE K Solar 1 | 20 | 2015-08-01 | 2050-12-01 | PGE |  |  | PGE | Solar_1Axis | Solar |  | Kettleman Solar -Centaurus |  |  |  | SOLAR_1AXIS_CA_KINGS_STRATFORD_V2024
Ejido_San_Luis_CC1a | Ejido San Luis CC1a | Ejido San Luis CC1a | 397.47 | 2024-01-06 | 2050-12-31 | CFE |  |  | CFE | CC | CCGT
Ejido_San_Luis_CC1b | Ejido San Luis CC1b | Ejido San Luis CC1b | 397.48 | 2024-01-06 | 2050-12-31 | CFE |  |  | CFE | CC | CCGT
El_Centro_CC2 | El Centro CC2 | El Centro CC2 | 108.8 | 1952-08-01 | 2050-12-01 | IID |  |  | IID | CC | CCGT |  | El Centro Hybrid | STM2
El_Centro_CC3a | El Centro CC3a | El Centro CC3a | 73.25 | 2012-10-01 | 2050-12-01 | IID | El_Centro_CC3 |  | IID | CC | CCGT |  | El Centro Hybrid | 30
El_Centro_CC3b | El Centro CC3b | El Centro CC3b | 73.25 | 2012-10-01 | 2050-12-31 | IID |  |  | IID | CC | CCGT
El_Centro_CC4 | El Centro CC4 | El Centro CC4 | 187 | 2023-06-01 | 2050-12-01 | IID |  |  | IID | CC | CCGT |  | El Centro Hybrid
El_Vado_Dam | El Vado Dam | El Vado Dam | 9.5 | 1987-12-01 | 2050-12-31 | PNM |  |  | PNM_EPE | Hydro | Hydro |  | El Vado Dam
Eland1BatteryEnergyStorage | Eland 1 Battery Energy Storage | Eland 1 Battery Energy Storage | 300 | 2024-12-01 | 2050-12-01 | LADWP |  |  | LADWP | Battery Storage | Li-ion Battery |  | Eland Solar & Storage Center, Phase 1 Hybrid | 61168 | 61169 |  |  | 1200 | 4
Eland2BatteryEnergyStorage | Eland 2 Battery Energy Storage | Eland 2 Battery Energy Storage | 300 | 2024-12-01 | 2050-12-01 | LADWP |  |  | LADWP | Battery Storage | Li-ion Battery |  | Eland Solar & Storage Center, Phase 2 Hybrid | 61169 |  |  |  | 1200 | 4
ElandSolarPV1 | Eland Solar PV1 | Eland Solar PV1 | 375 | 2023-12-01 | 2050-12-01 | LADWP |  |  | LADWP | Solar_Fixed | Solar |  | Eland Solar & Storage Center, Phase 1 Hybrid | 68SF8 | 69SV8 |  | SOLAR_FIXED__CA_LOSANGELES_V2024
ElbeSolarCenter | Elbe Solar Center LLC0PV-T10 | Elbe Solar Center LLC0PV-T10 | 10 | 2018-08-01 | 2036-10-01 | PortlandGE |  |  | PortlandGE | Solar_Fixed | Solar |  | Elbe Solar Center |  |  |  | SOLAR_FIXED__OR_PORTLAND_V2024
ELCABO_5_ECWSCEDYN | ELCABO_5_ECWSCEDYN | El Cabo Wind | 298 | 2017-06-01 | 2050-12-01 | AZPS |  |  | AZPS | Wind | Wind | SCE | El Cabo Wind |  |  |  | WIND_CPUCV2024c_EIA_NEWMEXICO
ELCAJN_6_EB1BT1 | ELCAJN_6_EB1BT1 | Eastern BESS 1 | 7.5 | 2017-02-01 | 2050-12-01 | SDGE |  |  | SDGE | Battery Storage | Li-ion Battery |  | El Cajon Energy Storage | SES |  |  |  | 32.3 | 4.3067
ELCAJN_6_LM6K | ELCAJN_6_LM6K | El Cajon Energy Center | 48.1 | 2010-06-01 | 2050-12-01 | SDGE |  |  | SDGE | CT | Peaker |  | El Cajon Energy Center
ELCAJN_6_UNITA1 | ELCAJN_6_UNITA1 | Cuyamaca Peak Energy Plant | 45.42 | 2002-05-01 | 2050-12-01 | SDGE |  |  | SDGE | CT | Peaker |  | Cuyamaca Peak Energy Plant
ELCAP_1_SOLAR | ELCAP_1_SOLAR | 2097 Helton | 1.5 | 2015-05-01 | 2050-12-01 | PGE |  |  | PGE | Solar_1Axis | Solar |  | 2097 Helton Solar Project |  |  |  | SOLAR_1AXIS_CA_MERCED_LOSBANOS_V2024
EldoradoResrvr | EldoradoResrvr | EldoradoResrvr | 1.13 | 2009-06-01 | 2050-12-31 | BCHA |  |  | BCHA_AESO | Hydro | Hydro
ELDORO_7_UNIT_1 | ELDORO_7_UNIT 1 | El Dorado Unit 1 | 11 | 2005-05-01 | 2050-12-01 | PGE |  |  | PGE | Hydro | Hydro |  | El Dorado | 1
ELDORO_7_UNIT_2 | ELDORO_7_UNIT 2 | El Dorado Unit 2 | 11 | 2005-05-01 | 2050-12-01 | PGE |  |  | PGE | Hydro | Hydro |  | El Dorado | 2
ELECTR_7_PL1X3 | ELECTR_7_PL1X3 | ELECTRA PH UNIT 1 & 2 AGGREGATE | 93 | 1948-01-01 | 2050-12-01 | PGE |  |  | PGE | Hydro | Hydro |  | Electra | 1 | 2
Electron_1 | Electron_1 | Electron_1 | 5.1 | 1903-12-01 | 2050-12-31 | PSEI |  |  | BPAT | Hydro | Hydro |  | Electron | 1
Electron_2 | Electron_2 | Electron_2 | 5.1 | 1903-12-01 | 2050-12-31 | PSEI |  |  | BPAT | Hydro | Hydro |  | Electron | 2
Electron_3 | Electron_3 | Electron_3 | 5.1 | 1903-12-01 | 2050-12-31 | PSEI |  |  | BPAT | Hydro | Hydro |  | Electron | 3
Electron_4 | Electron_4 | Electron_4 | 7.5 | 1928-12-01 | 2050-12-31 | PSEI |  |  | BPAT | Hydro | Hydro |  | Electron | 4
Elektron_Solar_20_Year | Elektron Solar 20-Year | Elektron Solar 20-Year | 10.24 | 2022-12-01 | 2042-12-30 | PAUT |  |  | PACE | Solar_1Axis | Solar | [5 empty] | SOLAR_1AXIS__UT_SALTLAKECITY_V2024
Elektron_Solar_25_Year | Elektron Solar 25-Year | Elektron Solar 25-Year | 69.8 | 2022-12-01 | 2047-12-30 | PAUT |  |  | PACE | Solar_1Axis | Solar | [5 empty] | SOLAR_1AXIS__UT_SALTLAKECITY_V2024
Elephant_Butte_1 | Elephant Butte 1 | Elephant Butte 1 | 10.35 | 1940-12-01 | 2050-12-31 | PNM |  |  | PNM_EPE | Hydro | Hydro |  | Elephant Butte | 1
Elephant_Butte_2 | Elephant Butte 2 | Elephant Butte 2 | 10.35 | 1940-12-01 | 2050-12-31 | PNM |  |  | PNM_EPE | Hydro | Hydro |  | Elephant Butte | 2
Elephant_Butte_3 | Elephant Butte 3 | Elephant Butte 3 | 10.35 | 1940-12-01 | 2050-12-31 | PNM |  |  | PNM_EPE | Hydro | Hydro |  | Elephant Butte | 3
ElevenMileBS | Eleven Mile BS | Eleven Mile BS | 13 | 2018-04-01 | 2038-04-01 | SRP |  |  | SRP | Battery Storage | Li-ion Battery | [6 empty] | 52 | 4
ElevenMileSolar | Eleven Mile Solar | Eleven Mile Solar | 20 | 2018-05-01 | 2038-04-01 | SRP |  |  | SRP | Solar_1Axis | Solar |  | Eleven Mile Solar Center |  |  |  | SOLAR_1AXIS__AZ_PHOENIX_V2024
ELKCRK_6_STONYG | ELKCRK_6_STONYG | STONEY GORGE HYDRO AGGREGATE | 4.9 | 1986-01-01 | 2050-12-01 | PGE |  |  | PGE | Hydro | Hydro |  | Stony Gorge | 1 | 2
ELKHIL_2_PL1X3 | ELKHIL_2_PL1X3 | ELK HILLS COMBINED CYCLE (AGGREGATE) | 551.7 | 2003-07-01 | 2050-12-01 | PGE |  |  | PGE | CC | CCGT |  | Elk Hills Power LLC
Elkhorn_Valley | Elkhorn_Valley | Elkhorn_Valley | 100 | 2007-11-01 | 2050-12-31 | IPTV |  |  | IPCO | Wind | Wind |  | Elkhorn Valley Wind Farm |  |  |  | WIND_CPUCV2024c_EIA_OREGON
ELKHRN_1_EESX3 | ELKHRN_1_EESX3 | Elkhorn Energy Storage | 182.5 | 2022-04-01 | 2050-12-01 | PGE |  |  | PGE | Battery Storage | Li-ion Battery |  | Elkhorn Battery Energy Storage System | ELKHO |  |  |  | 730 | 4
Elko_1 | Elko_1 | Elko_1 | 6 | 1924-01-01 | 2050-12-31 | BCHA |  |  | BCHA_AESO | Hydro | Hydro
Elko_2 | Elko_2 | Elko_2 | 6 | 1924-01-01 | 2050-12-31 | BCHA |  |  | BCHA_AESO | Hydro | Hydro
ELLIOT_6_ELIBT1 | ELLIOT_6_ELIBT1 | Elliott Energy Storage | 9.75 | 2024-03-01 | 2050-01-01 | SDGE |  |  | SDGE | Battery Storage | Li-ion Battery |  | Elliott Energy Storage | 1 |  |  |  | 39 | 4
ELLIS_2_QF | ELLIS_2_QF | ELLIS QFS | 12 | 1993-01-01 | 2050-12-01 | SCE |  |  | SCE | Biogas | Biogas |  | Plant No 2 Orange County | [9 empty] | 0.24 | 0.33 | 0.07 | 0.05 | 0.06 | 0.11 | 0.2 | 0.55 | 1 | 1 | 1 | 0.98
ElmworthG10_10 | ElmworthG10_10 | ElmworthG10_10 | 9.3 | 2015-01-01 | 2050-12-31 | AESO |  |  | BCHA_AESO | Cogen | CHP
ElmworthG5_5 | ElmworthG5_5 | ElmworthG5_5 | 2.4 | 2001-09-01 | 2050-12-31 | AESO |  |  | BCHA_AESO | CT | Peaker
ElmworthG6_6 | ElmworthG6_6 | ElmworthG6_6 | 2.4 | 2003-07-01 | 2050-12-31 | AESO |  |  | BCHA_AESO | CT | Peaker
ElmworthG7_7 | ElmworthG7_7 | ElmworthG7_7 | 2.4 | 2004-02-01 | 2050-12-31 | AESO |  |  | BCHA_AESO | CT | Peaker
ElmworthG8_8 | ElmworthG8_8 | ElmworthG8_8 | 2.4 | 2004-11-01 | 2050-12-31 | AESO |  |  | BCHA_AESO | CT | Peaker
ElmworthG9_9 | ElmworthG9_9 | ElmworthG9_9 | 2.4 | 2004-12-01 | 2050-12-31 | AESO |  |  | BCHA_AESO | CT | Peaker
ELNIDP_6_BIOMAS | ELNIDP_6_BIOMAS | El Nido Biomass to Energy | 10.5 | 2008-08-01 | 2050-12-01 | PGE |  |  | PGE | Biomass/Wood | Biomass |  | El Nido Facility | [9 empty] | 8.89 | 9.22 | 9.31 | 8.81 | 8.63 | 9.48 | 8.99 | 9.24 | 9.17 | 6.97 | 6.1 | 6.38
ELSEGN_2_UN1011 | ELSEGN_2_UN1011 | El Segundo Energy Center 5/6 | 274.31 | 2013-06-01 | 2050-12-01 | SCE |  |  | SCE | CC | CCGT |  | El Segundo Energy Center LLC | 5 | 6
ELSEGN_2_UN2021 | ELSEGN_2_UN2021 | El Segundo Energy Center 7/8 | 271.74 | 2013-06-01 | 2050-12-01 | SCE |  |  | SCE | CC | CCGT |  | El Segundo Energy Center LLC | 7 | 8
ElSolEnergyStorage1 | El Sol Energy Storage 1 | El Sol Energy Storage 1 | 24 | 2022-06-01 | 2050-12-01 | AZPS |  |  | AZPS | Battery Storage | Li-ion Battery |  | El Sol BESS | EL50M |  |  |  | 96 | 4
ElSolEnergyStorage2 | El Sol Energy Storage 2 | El Sol Energy Storage 2 | 26 | 2022-06-01 | 2050-12-01 | AZPS |  |  | AZPS | Battery Storage | Li-ion Battery |  | El Sol BESS | EL50M |  |  |  | 104 | 4
Eltopia_Branch | Eltopia_Branch | Eltopia_Branch | 2.2 | 1983-05-01 | 2050-12-31 | BPAT |  |  | BPAT | Hydro | Hydro |  | Eltopia Branch Canal 4.6
Empress_394S_DER_Solar_1 | Empress 394S DER Solar 1 | Empress 394S DER Solar 1 | 22.5 | 2022-02-01 | 2050-12-31 | AESO |  |  | BCHA_AESO | Solar_1Axis | Solar | [5 empty] | SOLAR_1AXIS__WA_SEATTLE_V2024
Empress_394S_DER_Solar_2 | Empress 394S DER Solar 2 | Empress 394S DER Solar 2 | 16 | 2022-02-01 | 2050-12-31 | AESO |  |  | BCHA_AESO | Solar_1Axis | Solar | [5 empty] | SOLAR_1AXIS__WA_SEATTLE_V2024
Encino_North | Encino North | Encino North | 50 | 2023-06-01 | 2043-06-01 | PNM |  |  | PNM_EPE | Solar_1Axis | Solar | [5 empty] | SOLAR_1AXIS__NM_ALBUQUERQUE_V2024
Encino_Solar | Encino Solar | Encino Solar | 50 | 2020-07-01 | 2050-12-31 | PNM |  |  | PNM_EPE | Solar_1Axis | Solar |  | Encino Solar Energy Center |  |  |  | SOLAR_1AXIS__NM_ALBUQUERQUE_V2024
EncogenCC_Total | EncogenCC-Total | EncogenCC-Total | 167.32 | 1993-03-01 | 2050-12-01 | BPAT |  |  | BPAT | CC | CCGT |  | Encogen
EnelCoveFort1_1 | EnelCoveFort1-1 | EnelCoveFort1-1 | 16.25 | 2013-12-17 | 2033-12-31 | PAUT |  |  | PACE | Geothermal | Geothermal |  | Enel Cove Fort
ENERSJ_2_WIND | ENERSJ_2_WIND | ESJ Wind Energy | 151 | 2022-01-01 | 2050-12-01 | SDGE |  |  | SDGE | Wind | Wind |  | Energia Sierra Suarez |  |  |  | WIND_CPUCV2024c_CSD_CAKERN
ENERSJ_5_ESJWD2 | ENERSJ_5_ESJWD2 | Energia Sierra Juarez Wind 2 | 105 | 2022-01-01 | 2050-12-01 | SDGE |  |  | SDGE | Wind | Wind | [5 empty] | WIND_CPUCV2024c_CSD_CAKERN
Enterprise_Solar_LLC | Enterprise Solar LLC | Enterprise Solar LLC | 80 | 2016-07-01 | 2036-07-21 | PAUT |  |  | PACE | Solar_Fixed | Solar |  | Enterprise Solar, LLC |  |  |  | SOLAR_1AXIS__UT_SALTLAKECITY_V2024
ENWIND_2_WIND1 | ENWIND_2_WIND1 | Cameron Ridge | 47.1 | 2014-12-01 | 2050-12-01 | SCE |  |  | SCE | Wind | Wind |  | Cameron Ridge LLC | EXIS |  |  | WIND_CPUCV2024c_CSD_CAKERN
ENWIND_2_WIND2 | ENWIND_2_WIND2 | Ridgetop I | 38.24 | 2015-03-01 | 2050-12-01 | SCE |  |  | SCE | Wind | Wind |  | Ridgetop |  |  |  | WIND_CPUCV2024c_CSD_CAKERN
EONValencia | EON Valencia | EON Valencia | 9.9 | 2013-06-01 | 2033-06-28 | TEPC |  |  | TEPC | Solar_1Axis | Solar | [5 empty] | SOLAR_1AXIS__AZ_TUCSON_V2024
eReserve1_Rycroft_ERV1 | eReserve1 Rycroft (ERV1) | eReserve1 Rycroft (ERV1) | 20 | 2020-11-01 | 2050-12-31 | AESO |  |  | BCHA_AESO | Battery Storage | Li-ion Battery | [6 empty] | 80 | 4
eReserve2_Buffalo_Creek_ERV2 | eReserve2 Buffalo Creek (ERV2) | eReserve2 Buffalo Creek (ERV2) | 20 | 2021-10-01 | 2050-12-31 | AESO |  |  | BCHA_AESO | Battery Storage | Li-ion Battery | [6 empty] | 80 | 4
Escalante_Solar | Escalante Solar | Escalante Solar | 200 | 2023-11-01 | 2050-12-31 | PNM |  |  | PNM_EPE | Solar_1Axis | Solar | [5 empty] | SOLAR_1AXIS__NM_ALBUQUERQUE_V2024
Escalante_Solar_I_II_LLC | Escalante Solar I II LLC | Escalante Solar I II LLC | 160 | 2016-08-01 | 2036-08-30 | PAUT |  |  | PACE | Solar_Fixed | Solar |  | Escalante Solar I, LLC |  |  |  | SOLAR_FIXED__UT_SALTLAKECITY_V2024
Escalante_Solar_III_LLC | Escalante Solar III LLC | Escalante Solar III LLC | 80 | 2016-08-01 | 2036-08-30 | PAUT |  |  | PACE | Solar_Fixed | Solar |  | Escalante Solar III, LLC |  |  |  | SOLAR_FIXED__UT_SALTLAKECITY_V2024
ESCNDO_6_EB1BT1 | ESCNDO_6_EB1BT1 | Escondido BESS 1 | 10 | 2017-03-01 | 2050-12-01 | SDGE |  |  | SDGE | Battery Storage | Li-ion Battery |  | Escondido Energy Storage | SES |  |  |  | 43.2 | 4.32
ESCNDO_6_EB2BT2 | ESCNDO_6_EB2BT2 | Escondido BESS 2 | 10 | 2017-03-01 | 2050-12-01 | SDGE |  |  | SDGE | Battery Storage | Li-ion Battery |  | Escondido Energy Storage | SES |  |  |  | 43.2 | 4.32
ESCNDO_6_EB3BT3 | ESCNDO_6_EB3BT3 | Escondido BESS 3 | 10 | 2017-03-01 | 2050-12-01 | SDGE |  |  | SDGE | Battery Storage | Li-ion Battery |  | Escondido Energy Storage | SES |  |  |  | 43.2 | 4.32
ESCNDO_6_PL1X2 | ESCNDO_6_PL1X2 | MMC Escondido Aggregate | 48.71 | 2014-01-01 | 2050-12-01 | SDGE |  |  | SDGE | CT | Peaker |  | Escondido Energy Center
ESCNDO_6_UNITB1 | ESCNDO_6_UNITB1 | CalPeak Power Enterprise Unit 1 | 48.04 | 2001-10-01 | 2050-12-01 | SDGE |  |  | SDGE | CT | Peaker |  | CalPeak Power Enterprise Peaker Plant
ESCO_6_GLMQF | ESCO_6_GLMQF | Goal Line Cogen | 49.9 | 1994-01-01 | 2050-12-01 | SDGE |  |  | SDGE | Cogen | CHP |  | Goal Line LP | [9 empty] | 49.9 | 49.9 | 49.9 | 49.9 | 49.9 | 49.9 | 49.9 | 49.9 | 49.9 | 49.9 | 49.9 | 49.9
ESNHWR_2_CS1BT3 | ESNHWR_2_CS1BT3 | Carris Storage 1 | 10 | 2024-04-01 | 2050-01-01 | SCE |  |  | SCE | Battery Storage | Li-ion Battery |  | Carris Storage I | HECAR |  |  |  | 40 | 4
ESNHWR_2_HDSBT2 | ESNHWR_2_HDSBT2 | Hecate Energy Desert Storage 1 | 10 | 2024-04-01 | 2050-01-01 | SCE |  |  | SCE | Battery Storage | Li-ion Battery |  | Hecate Energy Desert Storage 1 LLC | HEDS1 |  |  |  | 40 | 4
ESNHWR_2_WC1BT1 | ESNHWR_2_WC1BT1 | Wildcat I BESS | 3 | 2021-10-01 | 2099-01-01 | SCE |  |  | SCE | Battery Storage | Li-ion Battery |  | Wildcat I Energy Storage LLC | WILD1 |  |  |  | 6 | 2
EsquatzelCanal | EsquatzelCanal | EsquatzelCanal | 1.1 | 2011-12-01 | 2050-12-31 | BPAT |  |  | BPAT | Hydro | Hydro
ESQUON_6_LNDFIL | ESQUON_6_LNDFIL | Neal Road Landfill Generating Facility | 2.1 | 2012-09-01 | 2050-12-01 | PGE |  |  | PGE | Biogas | Biogas |  | Ameresco Butte County | [9 empty] | 0.02 | 0.02 | 0.02 | 0.02 | 0.02 | 0.02 | 0.02 | 0.02 | 0.02 | 0.02 | 0.02 | 0.02
Estancia_Solar_Project | Estancia Solar Project | Estancia Solar Project | 2 | 2018-08-01 | 2050-12-31 | PNM |  |  | PNM_EPE | Solar_Fixed | Solar | [5 empty] | SOLAR_FIXED__NM_ALBUQUERQUE_V2024
Estes_1 | Estes 1 | Estes 1 | 15.7 | 1950-09-01 | 2050-12-31 | WACM |  |  | WACM | Hydro | Hydro |  | Estes | 1
Estes_2 | Estes 2 | Estes 2 | 15.7 | 1950-12-01 | 2050-12-31 | WACM |  |  | WACM | Hydro | Hydro |  | Estes | 2
Estes_3 | Estes 3 | Estes 3 | 15.7 | 1950-12-01 | 2050-12-31 | WACM |  |  | WACM | Hydro | Hydro |  | Estes | 3
ESTWND_2_OPPWD1 | ESTWND_2_OPPWD1 | Oasis Power Plant Eastwind | 57.14 | 2021-10-01 | 2099-01-01 | SCE |  |  | SCE | Wind | Wind | [5 empty] | WIND_CPUCV2024c_CSD_CAKERN
Ethel_Lake_717S_DER_Wasteheat | Ethel Lake 717S DER Wasteheat | Ethel Lake 717S DER Wasteheat | 19 | 2022-08-01 | 2050-12-31 | AESO |  |  | BCHA_AESO | Steam | ST
ETIWND_2_CHMPNE | ETIWND_2_CHMPNE | Champagne | 1 | 2013-12-01 | 2050-12-01 | SCE |  |  | SCE | Solar_Fixed | Solar |  | Oltmans SCE at Champagne |  |  |  | SOLAR_FIXED_CA_RIVERSIDE_RIVERSIDE_V2024
ETIWND_2_FONTNA | ETIWND_2_FONTNA | FONTANALYTLE CREEK POWERHOUSE P | 2.56 | 1904-01-01 | 2050-12-01 | SCE |  |  | SCE | Hydro | Hydro |  | Fontana | 1 | 2
ETIWND_2_SEPBT1 | ETIWND_2_SEPBT1 | Separator | 100 | 2024-03-01 | 2050-01-01 | SCE |  |  | SCE | Battery Storage | Li-ion Battery |  | Separator (Etiwanda) BESS | SEPAR |  |  |  | 400 | 4
ETIWND_2_SOLAR1 | ETIWND_2_SOLAR1 | Dedeaux Ontario | 1 | 2016-03-01 | 2050-12-01 | SCE |  |  | SCE | Solar_1Axis | Solar |  | SunE- E Philadelphia Ontario |  |  |  | SOLAR_1AXIS_CA_RIVERSIDE_RIVERSIDE_V2024
ETIWND_2_SOLAR2 | ETIWND_2_SOLAR2 | Rochester | 1 | 2016-09-01 | 2050-12-01 | SCE |  |  | SCE | Solar_Fixed | Solar |  | SunE Rochester |  |  |  | SOLAR_1AXIS_CA_RIVERSIDE_RIVERSIDE_V2024
ETIWND_2_SOLAR5 | ETIWND_2_SOLAR5 | Dulles | 2 | 2016-11-01 | 2050-12-01 | SCE |  |  | SCE | Solar_Fixed | Solar |  | Dulles |  |  |  | SOLAR_1AXIS_CA_RIVERSIDE_RIVERSIDE_V2024
ETIWND_2_UNIT1 | ETIWND_2_UNIT1 | ETIWND_2_UNIT1 | 33.6 | 2016-01-01 | 2050-12-01 | SCE |  |  | SCE | CT | Peaker |  | New-Indy Ontario Mill
ETIWND_6_GRPLND | ETIWND_6_GRPLND | Grapeland Peaker | 45.64 | 2007-09-01 | 2050-12-01 | SCE |  |  | SCE | CT | Peaker |  | Grapeland Hybrid
ETIWND_6_MWDETI | ETIWND_6_MWDETI | ETIWANDA RECOVERY HYDRO | 24 | 1994-01-01 | 2050-12-01 | SCE |  |  | SCE | Hydro | Hydro |  | Etiwanda | 1
EurusCombinHill | EurusCombinHill | EurusCombinHill | 63 | 2010-01-01 | 2050-12-01 | BPAT |  |  | BPAT | Wind | Wind |  | Eurus Combine Hills Turbine Ranch 2 |  |  |  | WIND_CPUCV2024c_EIA_OREGON
EvanderAndrews1 | EvanderAndrews1 | EvanderAndrews1 | 50 | 2008-06-01 | 2050-12-31 | IPTV |  |  | IPCO | CT | Peaker |  | Evander Andrews Power Complex | 1
EvanderAndrews2 | EvanderAndrews2 | EvanderAndrews2 | 50 | 2001-09-01 | 2050-12-31 | IPTV |  |  | IPCO | CT | Peaker |  | Evander Andrews Power Complex | 2
EvanderAndrews3 | EvanderAndrews3 | EvanderAndrews3 | 45.7 | 2001-09-01 | 2050-12-31 | IPTV |  |  | IPCO | CT | Peaker |  | Evander Andrews Power Complex | 3
Evergreen_Bio | Evergreen_Bio | Evergreen_Bio | 10 | 2007-09-01 | 2050-12-01 | PACW |  |  | PACW | Biomass/Wood | Biomass |  | Evergreen BioPower LLC
EXCHEC_7_UNIT_1 | EXCHEC_7_UNIT 1 | EXCHEQUER HYDRO | 94.5 | 1967-01-01 | 2050-12-01 | PGE |  |  | PGE | Hydro | Hydro |  | Exchequer | 1
EXCLSG_1_SOLAR | EXCLSG_1_SOLAR | Excelsior Solar | 60 | 2016-10-01 | 2050-12-01 | PGE |  |  | PGE | Solar_1Axis | Solar |  | Five Points Solar Park |  |  |  | SOLAR_1AXIS_CA_FRESNO_TRANQUILLITY_V2024
Existing_Community_Solar_Gardens_net | Existing Community Solar Gardens (net) | Existing Community Solar Gardens (net) | 7.12 | 2021-12-01 | 2050-12-31 | PSCO |  |  | PSCO | Solar_Fixed | Solar | [5 empty] | SOLAR_FIXED__CO_DENVER_V2024
FAIRFLD_WIND | FAIRFLD WIND | FAIRFLD WIND | 10 | 2013-12-01 | 2050-12-31 | NWMT |  |  | NWMT_WAUW | Wind | Wind |  | Fairfield Wind |  |  |  | WIND_CPUCV2024c_EIA_IDAHO
FAIRHAVEN_ENERGY_STORAGE |  | FAIRHAVEN ENERGY STORAGE | 17.25 | 2025-06-01 | 2050-12-01 | PGE |  |  | PGE | Battery Storage | Li-ion Battery | [6 empty] | 69 | 4
FALBRK_6_FESBT1 | FALBRK_6_FESBT1 | Fallbrook Energy Storage | 40 | 2023-05-01 | 2050-12-01 | SDGE |  |  | SDGE | Battery Storage | Li-ion Battery |  | Fallbrook Energy Storage | FBES |  |  |  | 160 | 4
Fall_Creek_1 | Fall_Creek_1 | Fall_Creek_1 | 2.2 | 1910-01-01 | 2024-03-31 | PACW |  |  | PACW | Hydro | Hydro |  | Fall Creek | 1 | 2 | 3
Fall_River_Solar | Fall River Solar | Fall River Solar | 80 | 2022-12-31 | 2042-12-31 | WACM |  |  | WACM | Solar_1Axis | Solar | [5 empty] | SOLAR_1AXIS_NV_CLARK_BOULDER_V2024
FallsRiver_BC_1 | FallsRiver_BC_1 | FallsRiver_BC_1 | 3.5 | 1930-01-01 | 2050-12-31 | BCHA |  |  | BCHA_AESO | Hydro | Hydro
FallsRiver_BC_2 | FallsRiver_BC_2 | FallsRiver_BC_2 | 3.5 | 1930-01-01 | 2050-12-31 | BCHA |  |  | BCHA_AESO | Hydro | Hydro
FallsRiver_ID1 | Falls River Agg | Falls River Agg | 9.1 | 1993-08-01 | 2050-12-31 | PAID |  |  | PACE | Hydro | Hydro |  | Falls River Hydro | 1 | 2
Faraday_6 | Faraday6HY19.2 | Faraday6HY19.2 | 19.2 | 1958-09-01 | 2050-12-31 | PortlandGE |  |  | PortlandGE | Hydro | Hydro |  | Faraday | 6
Faraday_7 | Faraday_7 | Faraday_7 | 9.45 | 2022-04-01 | 2050-12-31 | PortlandGE |  |  | PortlandGE | Hydro | Hydro |  | Faraday | 7
Faraday_8 | Faraday_8 | Faraday_8 | 9.45 | 2022-04-01 | 2050-12-31 | PortlandGE |  |  | PortlandGE | Hydro | Hydro |  | Faraday | 8
Fargo_Drop_Hydro | Fargo Drop Hydro | Fargo Drop Hydro | 1.27 | 2013-04-01 | 2050-12-31 | IPTV |  |  | IPCO | Hydro | Hydro |  | Fargo Drop
Farmers_Irrigation_DistCopper_Dam1HY2 | Farmers Irrigation Dist(Copper Dam Plant)1HY2 | Farmers Irrigation Dist(Copper Dam Plant)1HY2 | 4 | 1985-10-01 | 2025-12-31 | PACW |  |  | PACW | Hydro | Hydro
FarmPowerAgg | Farm Power Agg | Farm Power Agg | 2 | 2012-08-01 | 2050-12-01 | BPAT |  |  | BPAT | Biogas | Biogas
FELLOW_7_QFUNTS | FELLOW_7_QFUNTS | Fellow QF Aggregate | 6.2 | 2006-06-01 | 2050-12-01 | PGE |  |  | PGE | Cogen | CHP | [11 empty] | 2.15 | 2.05 | 2.09 | 2.17 | 2.41 | 2.37 | 2.3 | 2.3 | 2.49 | 2.56 | 2.5 | 2.47
FerndaleCC_Total | FerndaleCC-Total | FerndaleCC-Total | 253.47 | 1994-04-01 | 2050-12-01 | BPAT |  |  | BPAT | CC | CCGT |  | Ferndale Generating Station
FERVO_CAPE_STATION_3 |  | FERVO CAPE STATION 3 | 70 | 2027-01-01 | 2050-12-01 | SCE | actually in PACE |  | SCE | Geothermal | Geothermal
FERVO_CAPE_STATION_4 |  | FERVO CAPE STATION 4 | 250 | 2028-06-01 | 2050-12-01 | SCE | actually in PACE |  | SCE | Geothermal | Geothermal
FIFTHS_2_FSSBT | FIFTHS_2_FSSBT | Fifth Standard Battery | 137 | 2023-09-01 | 2050-12-01 | PGE |  |  | PGE | Battery Storage | Li-ion Battery |  | Fifth Standard Solar PV, LLC (Hybrid) | FTHSB |  |  |  | 548 | 4
FIFTHS_2_FSSR1 | FIFTHS_2_FSSR1 | Fifth Standard Solar | 150 | 2023-09-01 | 2050-12-01 | PGE |  |  | PGE | Solar_1Axis | Solar |  | Fifth Standard Solar PV, LLC (Hybrid) | FTHSS |  |  | SOLAR_1AXIS_CA_TULARE_PORTERVILLE_V2024
FightingCreekLandfillAgg | Fighting Creek Landfill Agg | Fighting Creek Landfill Agg | 3.2 | 2012-03-01 | 2050-12-01 | BPAT |  |  | BPAT | Biogas | Biogas |  | Fighting Creek LFGTE Plant
FinleyBioEnergyAgg | Finley BioEnergy Agg | Finley BioEnergy Agg | 4.8 | 2009-05-01 | 2050-12-01 | PACW |  |  | PACW | Biogas | Biogas |  | Finley Buttes Landfill Gas
Fire_Kwalsa1 | Fire_Kwalsa1 | Fire_Kwalsa1 | 12.64 | 2009-11-01 | 2055-12-31 | BCHA |  |  | BCHA_AESO | Hydro | Hydro
Fire_Kwalsa2 | Fire_Kwalsa2 | Fire_Kwalsa2 | 12.64 | 2009-11-01 | 2055-12-31 | BCHA |  |  | BCHA_AESO | Hydro | Hydro
Firebag_7 | Firebag_7 | Firebag_7 | 86.8 | 2007-01-01 | 2050-12-31 | AESO |  |  | BCHA_AESO | Cogen | CHP
Firebag3_1 | Firebag3-1 | Firebag3-1 | 101 | 2012-09-01 | 2050-12-31 | AESO |  |  | BCHA_AESO | Cogen | CHP
Firebag3_2 | Firebag3-2 | Firebag3-2 | 101 | 2011-04-01 | 2050-12-31 | AESO |  |  | BCHA_AESO | CT | Peaker
Firebag4_1 | Firebag4-1 | Firebag4-1 | 90 | 2012-09-01 | 2050-12-31 | AESO |  |  | BCHA_AESO | CT | Peaker
Firebag4_2 | Firebag4-2 | Firebag4-2 | 89 | 2012-01-01 | 2050-12-31 | AESO |  |  | BCHA_AESO | CT | Peaker
FirwoodSolar | Firwood Solar LLCORFWDPV-NT10 | Firwood Solar LLCORFWDPV-NT10 | 10 | 2020-01-01 | 2050-12-01 | PortlandGE |  |  | PortlandGE | Solar_Fixed | Solar |  | Firwood Solar, LLC |  |  |  | SOLAR_FIXED__OR_PORTLAND_V2024
Fiscalini1 | Fiscalini1IC0.69 | Fiscalini1IC0.69 | 0.69 | 2009-06-01 | 2050-12-01 | NCNC |  |  | NCNC | Biomass/Wood | Biomass
Fish_Creek_1 | Fish_Creek_1 | Fish_Creek_1 | 11 | 1952-06-01 | 2038-12-31 | PACW |  |  | PACW | Hydro | Hydro |  | Fish Creek
FishSpringsRanch1 | Fish Springs Ranch 1 | Fish Springs Ranch 1 | 100 | 2021-08-01 | 2050-12-01 | NEVP |  |  | NEVP | Solar_1Axis | Solar |  | Fish Springs | FISH |  |  | SOLAR_1AXIS_NV_CLARK_BOULDER_V2024
FishSpringsRanchBESS | Fish Springs Ranch BESS | Fish Springs Ranch BESS | 25 | 2022-01-01 | 2050-12-01 | NEVP |  |  | NEVP | Battery Storage | Li-ion Battery |  | Fish Springs | FISHB |  |  |  | 100 | 4
FitzsimonsCreek | FitzsimonsCreek | FitzsimonsCreek | 8 | 2010-01-01 | 2050-12-31 | BCHA |  |  | BCHA_AESO | Hydro | Hydro
Flaming_Gorge_1 | Flaming Gorge 1 | Flaming Gorge 1 | 56.1 | 1963-12-01 | 2050-12-31 | WACM |  |  | WACM | Hydro | Hydro |  | Flaming Gorge | 1
Flaming_Gorge_2 | Flaming Gorge 2 | Flaming Gorge 2 | 56.1 | 1963-12-01 | 2050-12-31 | WACM |  |  | WACM | Hydro | Hydro |  | Flaming Gorge | 2
Flaming_Gorge_3 | Flaming Gorge 3 | Flaming Gorge 3 | 56.1 | 1964-02-01 | 2050-12-31 | WACM |  |  | WACM | Hydro | Hydro |  | Flaming Gorge | 3
FlatheadCountyLandfillAgg | Flathead County Landfill Agg | Flathead County Landfill Agg | 1.6 | 2009-06-01 | 2050-12-01 | BPAT |  |  | BPAT | Biogas | Biogas |  | Flathead Landfill to Gas Energy Facility
Flatiron_1 | Flatiron 1 | Flatiron 1 | 47.8 | 1954-01-01 | 2050-12-31 | WACM |  |  | WACM | Hydro | Hydro |  | Flatiron | 1
Flatiron_2 | Flatiron 2 | Flatiron 2 | 47.8 | 1954-01-01 | 2050-12-31 | WACM |  |  | WACM | Hydro | Hydro |  | Flatiron | 2
Flatiron_3 | Flatiron 3 | Flatiron 3 | 8.5 | 1954-05-01 | 2050-12-31 | WACM |  |  | WACM | PSH | Pumped_Hydro |  | Flatiron | 3 |  |  |  | 34 | 4
FLOWD_2_RT2WD2 | FLOWD_2_RT2WD2 | Ridgetop 2 | 27.39 | 2018-10-01 | 2050-12-01 | SCE |  |  | SCE | Wind | Wind |  | Ridgetop Energy LLC |  |  |  | WIND_CPUCV2024c_CSD_CAKERN
FLOWD_2_WIND1 | FLOWD_2_WIND1 | Cameron Ridge 2 | 11.9 | 2016-01-01 | 2050-12-01 | SCE |  |  | SCE | Wind | Wind |  | Cameron Ridge LLC | EXIS |  |  | WIND_CPUCV2024c_CSD_CAKERN
FLOWD2_2_FPLWND | FLOWD2_2_FPLWND | DIABLO WINDS | 18 | 2005-05-01 | 2050-12-01 | PGE |  |  | PGE | Wind | Wind |  | Diablo Winds LLC |  |  |  | WIND_CPUCV2024c_CSD_CASOLANO
FMEADO_6_HELLHL | FMEADO_6_HELLHL | FMEADO_6_HELLHL | 0.6 | 1983-04-01 | 2050-12-01 | PGE |  |  | PGE | Hydro | Hydro
FMEADO_7_UNIT | FMEADO_7_UNIT | FRENCH MEADOWS HYDRO | 16 | 1966-01-01 | 2050-12-01 | PGE |  |  | PGE | Hydro | Hydro |  | French Meadows | 1
Folsom_1 | Folsom 1 | Folsom 1 | 69 | 1955-12-01 | 2050-12-31 | NCNC |  |  | NCNC | Hydro | Hydro |  | Folsom | 1
Folsom_2 | Folsom 2 | Folsom 2 | 69 | 1955-10-01 | 2050-12-31 | NCNC |  |  | NCNC | Hydro | Hydro |  | Folsom | 2
Folsom_3 | Folsom 3 | Folsom 3 | 69 | 1955-05-01 | 2050-12-31 | NCNC |  |  | NCNC | Hydro | Hydro |  | Folsom | 3
Fontenelle | Fontenelle | Fontenelle | 11.11 | 1968-05-01 | 2050-12-31 | WACM |  |  | WACM | Hydro | Hydro |  | Fontenelle
Foote_Creek4 | Foote Creek 1-4 | Foote Creek 1-4 | 85.2 | 2021-03-01 | 2050-11-01 | PACE |  |  | PACE | Wind | Wind | [5 empty] | WIND_CPUCV2024c_EIA_WYOMING
Foothills_1_BESS | Foothills 1 BESS | Foothills 1 BESS | 37 | 2022-06-01 | 2050-01-01 | AZPS |  |  | AZPS | Battery Storage | Li-ion Battery |  | Foothills Solar Plant Hybrid | FH38M |  |  |  | 148 | 4
Foothills_2_BESS | Foothills 2 BESS | Foothills 2 BESS | 18 | 2022-06-01 | 2050-01-01 | AZPS |  |  | AZPS | Battery Storage | Li-ion Battery |  | Foothills Solar Plant Hybrid | FH38M |  |  |  | 72 | 4
Foothills_CO | 70381_ADS30_Foothills CO | 70381_ADS30_Foothills CO | 3.1 | 1985-05-01 | 2027-03-21 | PSCO |  |  | PSCO | Hydro | Hydro
Foothills_Solar_1 | Foothills Solar 1 | Foothills Solar 1 | 16 | 2013-12-01 | 2050-12-01 | AZPS |  |  | AZPS | Solar_1Axis | Solar |  | Foothills Solar Plant Hybrid | PV1 |  |  | SOLAR_1AXIS_CA_IMPERIAL_BRAWLEY_V2024
Foothills_Solar_2 | Foothills Solar 2 | Foothills Solar 2 | 18 | 2013-12-01 | 2050-12-01 | AZPS |  |  | AZPS | Solar_1Axis | Solar |  | Foothills Solar Plant Hybrid | PV2 |  |  | SOLAR_1AXIS_CA_IMPERIAL_BRAWLEY_V2024
FORBST_7_UNIT_1 | FORBST_7_UNIT 1 | FORBESTOWN HYDRO | 37.5 | 1963-01-01 | 2050-12-01 | PGE |  |  | PGE | Hydro | Hydro |  | Forbestown | 1
ForestGlenOaksDairy | Forest Glen Oaks Dairy (RES AgIC1IC0.37 | Forest Glen Oaks Dairy (RES AgIC1IC0.37 | 0.37 | 2014-01-01 | 2050-12-01 | PortlandGE |  |  | PortlandGE | Biomass/Wood | Biomass
FORKBU_6_UNIT | FORKBU_6_UNIT | Forks of Butte Hydro | 14.3 | 1992-03-01 | 2050-12-01 | PGE |  |  | PGE | Hydro | Hydro |  | Forks of Butte Hydro Project | GEN1
Forrest_Kerr1 | Forrest_Kerr1 | Forrest_Kerr1 | 23.5 | 2014-10-20 | 2050-12-31 | BCHA |  |  | BCHA_AESO | Hydro | Hydro
Forrest_Kerr2 | Forrest_Kerr2 | Forrest_Kerr2 | 23.5 | 2014-10-20 | 2050-12-31 | BCHA |  |  | BCHA_AESO | Hydro | Hydro
Forrest_Kerr3 | Forrest_Kerr3 | Forrest_Kerr3 | 23.5 | 2014-10-20 | 2050-12-31 | BCHA |  |  | BCHA_AESO | Hydro | Hydro
Forrest_Kerr4 | Forrest_Kerr4 | Forrest_Kerr4 | 23.5 | 2014-10-20 | 2050-12-31 | BCHA |  |  | BCHA_AESO | Hydro | Hydro
Forrest_Kerr5 | Forrest_Kerr5 | Forrest_Kerr5 | 23.5 | 2014-10-20 | 2050-12-31 | BCHA |  |  | BCHA_AESO | Hydro | Hydro
Forrest_Kerr6 | Forrest_Kerr6 | Forrest_Kerr6 | 23.5 | 2014-10-20 | 2050-12-31 | BCHA |  |  | BCHA_AESO | Hydro | Hydro
Forrest_Kerr7 | Forrest_Kerr7 | Forrest_Kerr7 | 23.5 | 2014-10-20 | 2050-12-31 | BCHA |  |  | BCHA_AESO | Hydro | Hydro
Forrest_Kerr8 | Forrest_Kerr8 | Forrest_Kerr8 | 23.5 | 2014-10-20 | 2050-12-31 | BCHA |  |  | BCHA_AESO | Hydro | Hydro
Forrest_Kerr9 | Forrest_Kerr9 | Forrest_Kerr9 | 23.5 | 2014-10-20 | 2050-12-31 | BCHA |  |  | BCHA_AESO | Hydro | Hydro
Fort_Churchill_1 |  | Fort_Churchill_1 | 117 | 1968-09-01 | 2030-01-01 | NEVP |  |  | NEVP | Steam | ST
Fort_Churchill_2 |  | Fort_Churchill_2 | 117 | 1971-09-01 | 2029-12-01 | NEVP |  |  | NEVP | Steam | ST
Fort_Huachuca_1 | Fort Huachuca | Fort Huachuca | 18 | 2017-01-01 | 2045-12-31 | TEPC |  |  | TEPC | Solar_Fixed | Solar |  | Fort Huachuca Solar PV Project | FHUAC | FHUA2 |  | SOLAR_FIXED__AZ_TUCSON_V2024
Fort_Lupton_1 | Fort Lupton 1 | Fort Lupton 1 | 50 | 1971-12-01 | 2033-12-31 | PSCO |  |  | PSCO | CT | Peaker |  | Fort Lupton | 1
Fort_Lupton_2 | Fort Lupton 2 | Fort Lupton 2 | 50 | 1971-12-01 | 2033-12-31 | PSCO |  |  | PSCO | CT | Peaker |  | Fort Lupton | 2
Fort_Lupton_Solar_Jenkins | Fort Lupton Solar (Jenkins) | Fort Lupton Solar (Jenkins) | 13 | 2016-06-01 | 2050-12-31 | PSCO |  |  | PSCO | Solar_1Axis | Solar | [5 empty] | SOLAR_1AXIS__CO_DENVER_V2024
Fort_St_James | Fort_St_James | Fort_St_James | 40 | 2017-12-01 | 2050-12-31 | BCHA |  |  | BCHA_AESO | Biomass/Wood | Biomass
Fort_St_Vrain_5 | Fort St Vrain 5 | Fort St Vrain 5 | 160 | 2009-05-01 | 2049-12-31 | PSCO |  |  | PSCO | CT | Peaker |  | Fort St Vrain | 5
Fort_St_Vrain_6 | Fort St Vrain 6 | Fort St Vrain 6 | 160 | 2009-05-01 | 2049-12-31 | PSCO |  |  | PSCO | CT | Peaker |  | Fort St Vrain | 6
Fort_St_Vrain_CC1a | Fort St Vrain CC1a | Fort St Vrain CC1a | 240 | 1996-05-01 | 2041-12-31 | PSCO | Fort_St_Vrain_CC |  | PSCO | CC | CCGT |  | Fort St Vrain | 2
Fort_St_Vrain_CC1b | Fort St Vrain CC1b | Fort St Vrain CC1b | 240 | 1999-05-01 | 2041-12-31 | PSCO | Fort_St_Vrain_CC |  | PSCO | CC | CCGT |  | Fort St Vrain | 3
Fort_St_Vrain_CC1c | Fort St Vrain CC1c | Fort St Vrain CC1c | 240 | 2001-06-01 | 2041-12-31 | PSCO | Fort_St_Vrain_CC |  | PSCO | CC | CCGT |  | Fort St Vrain | 4
FortNelson1 | FortNelson1 | FortNelson1 | 52.2 | 1999-04-01 | 2050-12-31 | AESO |  |  | BCHA_AESO | CT | Peaker
FortNelson2 | FortNelson2 | FortNelson2 | 28 | 1999-04-01 | 2050-12-31 | AESO |  |  | BCHA_AESO | CT | Peaker
FortPeck1 | FortPeck1 | FortPeck1 | 43.5 | 1943-07-01 | 2050-12-31 | WAUW |  |  | NWMT_WAUW | Hydro | Hydro |  | Fort Peck | 1
FortPeck2 | FortPeck2 | FortPeck2 | 18.3 | 1948-02-01 | 2050-12-31 | WAUW |  |  | NWMT_WAUW | Hydro | Hydro |  | Fort Peck | 2
FortPeck3 | FortPeck3 | FortPeck3 | 43.5 | 1951-12-01 | 2050-12-31 | WAUW |  |  | NWMT_WAUW | Hydro | Hydro |  | Fort Peck | 3
FortRock1 | Fort Rock IPVPV-NT10 | Fort Rock IPVPV-NT10 | 10 | 2020-03-01 | 2050-12-01 | BPAT |  |  | BPAT | Solar_Fixed | Solar |  | Fort Rock I |  |  |  | SOLAR_FIXED__OR_PORTLAND_V2024
FortRock2 | Fort Rock IVPVPV-NT10 | Fort Rock IVPVPV-NT10 | 9 | 2020-06-01 | 2050-12-01 | BPAT |  |  | BPAT | Solar_Fixed | Solar |  | Fort Rock IV |  |  |  | SOLAR_FIXED__OR_PORTLAND_V2024
Forty_Mile_Granlea_WAGF | Forty Mile Granlea WAGF | Forty Mile Granlea WAGF | 200 | 2022-05-01 | 2050-12-31 | AESO |  |  | BCHA_AESO | Wind | Wind | [5 empty] | WIND_CPUCV2024c_ONSHORE_ABCYPRESS
Foster_1 | Foster_1 | Foster_1 | 11.5 | 1968-09-01 | 2050-12-31 | BPAT |  |  | BPAT | Hydro | Hydro |  | Foster | 1
Foster_2 | Foster_2 | Foster_2 | 11.5 | 1968-10-01 | 2050-12-31 | BPAT |  |  | BPAT | Hydro | Hydro |  | Foster | 2
FOSTER_CLEAN_POWER_A |  | FOSTER CLEAN POWER A - ENERGY & CAPACITY | 3 | 2024-06-01 | 2050-12-01 | PGE |  |  | PGE | Hybrid_Solar_Fixed | Solar |  | Foster Clean Power A | FOSTA |  |  | SOLAR_FIXED__CA_WILLITS_V2024
FosterCreek1 | FosterCreek1 | FosterCreek1 | 49 | 2003-03-01 | 2050-12-31 | AESO |  |  | BCHA_AESO | Cogen | CHP
FosterCreek2 | FosterCreek2 | FosterCreek2 | 49 | 2003-03-01 | 2050-12-31 | AESO |  |  | BCHA_AESO | Cogen | CHP
Fountain_Valley_1 | Fountain Valley 1 | Fountain Valley 1 | 42 | 2001-09-01 | 2033-12-31 | PSCO |  |  | PSCO | CT | Peaker |  | Fountain Valley Power Facility | S1
Fountain_Valley_2 | Fountain Valley 2 | Fountain Valley 2 | 42 | 2001-09-01 | 2033-12-31 | PSCO |  |  | PSCO | CT | Peaker |  | Fountain Valley Power Facility | S2
Fountain_Valley_3 | Fountain Valley 3 | Fountain Valley 3 | 42 | 2001-09-01 | 2033-12-31 | PSCO |  |  | PSCO | CT | Peaker |  | Fountain Valley Power Facility | S3
Fountain_Valley_4 | Fountain Valley 4 | Fountain Valley 4 | 42 | 2001-09-01 | 2033-12-31 | PSCO |  |  | PSCO | CT | Peaker |  | Fountain Valley Power Facility | S4
Fountain_Valley_5 | Fountain Valley 5 | Fountain Valley 5 | 42 | 2001-09-01 | 2033-12-31 | PSCO |  |  | PSCO | CT | Peaker |  | Fountain Valley Power Facility | S5
Fountain_Valley_6 | Fountain Valley 6 | Fountain Valley 6 | 42 | 2001-09-01 | 2033-12-31 | PSCO |  |  | PSCO | CT | Peaker |  | Fountain Valley Power Facility | S6
Four_Corners_4 | zyFourCorners4H | zyFourCorners4H | 818.1 | 1969-07-01 | 2031-12-01 | AZPS | Majority owned AZPS, minority owned PNM, TEPC, SRP |  | AZPS | Coal | Coal |  | Four Corners | 4
Four_Corners_5 | zyFourCorners5H | zyFourCorners5H | 818.1 | 1970-07-01 | 2031-12-01 | AZPS | Majority owned AZPS, minority owned PNM, TEPC, SRP |  | AZPS | Coal | Coal |  | Four Corners | 5
Four_Corners_Windfarm | Four Corners Windfarm LLC WT10 | Four Corners Windfarm LLC WT10 | 20 | 2009-09-01 | 2029-06-01 | PACW |  |  | PACW | Wind | Wind |  | Four Corners Windfarm LLC |  |  |  | WIND_CPUCV2024c_EIA_OREGON
Frank_Hooper | Frank Hooper | Frank Hooper | 0.1 | 2016-06-01 | 2050-12-31 | SPPC |  |  | NEVP | Hydro | Hydro
Frank_Knutson_1 | Frank Knutson 1 | Frank Knutson 1 | 75 | 2002-06-01 | 2050-12-31 | PSCO |  |  | PSCO | CT | Peaker |  | Frank Knutson | BR1
Frank_Knutson_2 | Frank Knutson 2 | Frank Knutson 2 | 75 | 2002-06-01 | 2050-12-31 | PSCO |  |  | PSCO | CT | Peaker |  | Frank Knutson | BR2
Fraser_Solar_Tom_Sifers_or_Mettler | Fraser Solar (Tom Sifers or Mettler Solar) | Fraser Solar (Tom Sifers or Mettler Solar) | 1 | 2019-11-01 | 2050-12-31 | WACM |  |  | WACM | Solar_1Axis | Solar | [5 empty] | SOLAR_1AXIS_NV_CLARK_BOULDER_V2024
FraserLake1 | FraserLake1 | FraserLake1 | 6 | 2015-03-01 | 2050-12-31 | BCHA |  |  | BCHA_AESO | Biomass/Wood | Biomass
FraserLake2 | FraserLake2 | FraserLake2 | 6 | 2015-03-01 | 2050-12-31 | BCHA |  |  | BCHA_AESO | Biomass/Wood | Biomass
Frederickson1 | Frederickson1 | Frederickson1 | 67 | 1981-11-01 | 2050-12-31 | BPAT |  |  | BPAT | CT | Peaker |  | Frederickson | 1
Frederickson2 | Frederickson2 | Frederickson2 | 67 | 1981-11-01 | 2050-12-31 | BPAT |  |  | BPAT | CT | Peaker |  | Frederickson | 2
FredericksonCC_Total | FredericksonCC-Total | FredericksonCC-Total | 269.2 | 2002-08-01 | 2050-12-01 | BPAT |  |  | BPAT | CC | CCGT |  | Frederickson Power LP
Fredonia_1 | Fredonia_1 | Fredonia_1 | 93.407 | 1984-05-01 | 2050-12-01 | BPAT |  |  | BPAT | CT | Peaker |  | Fredonia | 1
Fredonia_2 | Fredonia_2 | Fredonia_2 | 93.407 | 1984-05-01 | 2050-12-01 | BPAT |  |  | BPAT | CT | Peaker |  | Fredonia | 2
Fredonia_3 | Fredonia_3 | Fredonia_3 | 61 | 2001-07-01 | 2050-12-01 | BPAT |  |  | BPAT | CT | Peaker |  | Fredonia | 3
Fredonia_4 | Fredonia_4 | Fredonia_4 | 61 | 2001-07-01 | 2050-12-01 | BPAT |  |  | BPAT | CT | Peaker |  | Fredonia | 4
Fremont_Canyon_1 | Fremont Canyon 1 | Fremont Canyon 1 | 35.16 | 1960-12-01 | 2050-12-31 | WACM |  |  | WACM | Hydro | Hydro |  | Fremont Canyon | 1
Fremont_Canyon_2 | Fremont Canyon 2 | Fremont Canyon 2 | 35.16 | 1961-01-01 | 2050-12-31 | WACM |  |  | WACM | Hydro | Hydro |  | Fremont Canyon | 2
FRESHW_1_SOLAR1 | FRESHW_1_SOLAR1 | Corcoran 3 | 20 | 2016-03-01 | 2050-12-01 | PGE |  |  | PGE | Solar_1Axis | Solar |  | Corcoran Solar 3 |  |  |  | SOLAR_1AXIS_CA_KINGS_STRATFORD_V2024
FRIANT_6_UNITS | FRIANT_6_UNITS | FRIANT DAM | 25 | 2016-03-01 | 2050-12-01 | PGE |  |  | PGE | Hydro | Hydro |  | Friant Hydro Facility | FR1 | RO2
FritoLayInc | Frito Lay Inc | Frito Lay Inc | 2.75 | 2011-02-01 | 2050-12-01 | AZPS |  |  | AZPS | Solar_Fixed | Solar | [5 empty] | SOLAR_FIXED__AZ_PHOENIX_V2024
FRNTBW_6_SOLAR1 | FRNTBW_6_SOLAR1 | Frontier Solar | 20 | 2019-02-01 | 2050-12-01 | PGE |  |  | PGE | Solar_1Axis | Solar |  | Frontier Solar LLC |  |  |  | SOLAR_1AXIS_CA_MERCED_LOSBANOS_V2024
FROGTN_1_UTICAA | FROGTN_1_UTICAA | Angels Powerhouse | 1.4 | 2017-08-01 | 2050-12-01 | PGE |  |  | PGE | Hydro | Hydro |  | Angels | 1
FROGTN_1_UTICAM | FROGTN_1_UTICAM | Murphys Powerhouse | 3.6 | 2017-08-01 | 2050-12-01 | PGE |  |  | PGE | Hydro | Hydro |  | Murphys
Front_Range_CC1a | Front Range CC1a | Front Range CC1a | 250 | 2003-04-01 | 2050-12-31 | WACM |  |  | WACM | CC | CCGT |  | Front Range Power Plant | 1 | 2
Front_Range_CC1b | Front Range CC1b | Front Range CC1b | 250 | 2003-04-01 | 2050-12-31 | WACM |  |  | WACM | CC | CCGT |  | Front Range Power Plant | 3
Front_Range_Midway | Front Range-Midway | Front Range-Midway | 100 | 2022-12-31 | 2042-12-30 | PSCO |  |  | PSCO | Solar_1Axis | Solar | [5 empty] | SOLAR_1AXIS__CO_DENVER_V2024
Front_Range_Midway1BA50 | Front Range-Midway1BA50 | Front Range-Midway1BA50 | 50 | 2022-12-31 | 2042-12-30 | PSCO |  |  | PSCO | Battery Storage | Li-ion Battery | [6 empty] | 200 | 4
Fruita | Fruita | Fruita | 17 | 1972-12-01 | 2033-12-31 | PSCO |  |  | PSCO | CT | Peaker |  | Fruita
FRV_SunEdison | FRV SunEdison | FRV SunEdison | 20 | 2012-12-01 | 2032-12-05 | TEPC |  |  | TEPC | Solar_1Axis | Solar | [5 empty] | SOLAR_1AXIS_CA_IMPERIAL_BRAWLEY_V2024
FTSWRD_6_TRFORK | FTSWRD_6_TRFORK | Three Forks Water Power Project | 1.63 | 2011-11-01 | 2050-12-01 | PGE |  |  | PGE | Hydro | Hydro |  | Three Forks Water Power Project
FTSWRD_7_QFUNTS | FTSWRD_7_QFUNTS | FTSWRD_7_QFUNTS | 1.6 | 1986-04-01 | 2050-12-01 | PGE |  |  | PGE | Hydro | Hydro
FULTON_1_QF | FULTON_1_QF | SMALL QF AGGREGATION - ZENIA | 1 | 1983-01-01 | 2050-12-01 | PGE |  |  | PGE | Hydro | Hydro
Furry_Creek | Furry_Creek | Furry_Creek | 10.4 | 2004-06-01 | 2050-12-31 | BCHA |  |  | BCHA_AESO | Hydro | Hydro
Gadsby_1 | Gadsby_1 | Gadsby_1 | 64 | 1951-09-01 | 2032-12-31 | PAUT |  |  | PACE | Steam | ST |  | Gadsby | 1
Gadsby_2 | Gadsby_2 | Gadsby_2 | 69 | 1952-12-01 | 2032-12-31 | PAUT |  |  | PACE | Steam | ST |  | Gadsby | 2
Gadsby_3 | Gadsby_3 | Gadsby_3 | 104.5 | 1955-06-01 | 2032-12-31 | PAUT |  |  | PACE | Steam | ST |  | Gadsby | 3
Gadsby_4 | Gadsby_4 | Gadsby_4 | 42 | 2002-07-01 | 2032-12-31 | PAUT |  |  | PACE | CT | Peaker |  | Gadsby | 4
Gadsby_5 | Gadsby_5 | Gadsby_5 | 42 | 2002-07-01 | 2032-12-31 | PAUT |  |  | PACE | CT | Peaker |  | Gadsby | 5
Gadsby_6 | Gadsby_6 | Gadsby_6 | 42 | 2002-06-01 | 2032-12-31 | PAUT |  |  | PACE | CT | Peaker |  | Gadsby | 6
GALE_1_SR3SR3 | GALE_1_SR3SR3 | Sunray 3 | 13.8 | 2017-06-01 | 2050-12-01 | SCE |  |  | SCE | Solar_1Axis | Solar |  | Sunray 3 |  |  |  | SOLAR_1AXIS_CA_SANBERNARDINO_APPLEVALLEY_V2024
Galena_3_1 | Galena 3-1 | Galena 3-1 | 15 | 2008-02-01 | 2050-12-01 | NEVP |  |  | NEVP | Geothermal | Geothermal |  | Galena 3 Geothermal Power Plant | GEN1
Galena_3_2 | Galena 3-2 | Galena 3-2 | 15 | 2008-02-01 | 2028-12-01 | NEVP |  |  | NEVP | Geothermal | Geothermal |  | Galena 3 Geothermal Power Plant | GEN2
Galena2 | Galena 2 | Galena 2 | 13.5 | 2007-05-01 | 2050-12-01 | NEVP |  |  | NEVP | Geothermal | Geothermal |  | Galena 2 Geothermal Power Plant
GANSO_1_WSTBM1 | GANSO_1_WSTBM1 | Weststar Dairy Biogas | 1 | 2018-02-01 | 2050-12-01 | PGE |  |  | PGE | Biogas | Biogas |  | ABEC #2 dba West-Star Dairy | [9 empty] | 0.02 | 0.02 | 0.02 | 0.02 | 0.02 | 0.02 | 0.02 | 0.02 | 0.02 | 0.02 | 0.02 | 0.02
Garden_Plain_Wind | Garden Plain Wind | Garden Plain Wind | 131 | 2022-07-01 | 2050-12-31 | AESO |  |  | BCHA_AESO | Wind | Wind | [5 empty] | WIND_CPUCV2024c_ONSHORE_ABCYPRESS
Garland_Canal_Proj_ | Garland Canal Proj. | Garland Canal Proj. | 2.9 | 1983-09-01 | 2050-12-31 | PAWY |  |  | PACE | Hydro | Hydro |  | Garland Canal Power Plant
GARLND_2_GARBT1 | GARLND_2_GARBT1 | Garland B BESS | 88 | 2022-01-01 | 2050-12-01 | SCE |  |  | SCE | Paired_BattStorage | Li-ion Battery |  | RE Garland | BESS1 |  |  |  | 352 | 4 | GARLND_2_GASLR |  | Y
GARLND_2_GASLR | GARLND_2_GASLR | Garland B | 180 | 2016-10-01 | 2050-12-01 | SCE |  |  | SCE | Paired_Solar_Fixed | Solar |  | RE Garland | PV2 |  |  | SOLAR_FIXED_CA_KERN_ROSAMOND_V2024
GARLND_2_GASLRA | GARLND_2_GASLRA | Garland A | 20 | 2016-09-01 | 2050-12-01 | SCE |  |  | SCE | Solar_1Axis | Solar |  | RE Garland A | PV1 |  |  | SOLAR_1AXIS_CA_KERN_ROSAMOND_V2024
GARNET_1_SOLAR | GARNET_1_SOLAR | North Palm Springs 4A | 4 | 2012-11-01 | 2050-12-01 | SCE |  |  | SCE | Solar_1Axis | Solar |  | North Palm Springs 4A |  |  |  | SOLAR_1AXIS_CA_RIVERSIDE_RIVERSIDE_V2024
GARNET_1_SOLAR2 | GARNET_1_SOLAR2 | Garnet Solar Power Generation Station 1 | 4 | 2014-12-01 | 2050-12-01 | SCE |  |  | SCE | Solar_1Axis | Solar |  | Garnet Solar Generation Station I LLC |  |  |  | SOLAR_1AXIS_CA_RIVERSIDE_RIVERSIDE_V2024
GARNET_1_WIND | GARNET_1_WIND | GARNET WIND ENERGY CENTER | 6.5 | 2009-06-01 | 2050-12-01 | SCE |  |  | SCE | Wind | Wind | [5 empty] | WIND_CPUCV2024c_CSD_CARIVERSIDE
GARNET_1_WINDS | GARNET_1_WINDS | Garnet Winds Aggregation | 22.5 | 2011-02-01 | 2050-12-01 | SCE |  |  | SCE | Wind | Wind |  | Garnet Wind Energy Center |  |  |  | WIND_CPUCV2024c_CSD_CARIVERSIDE
GARNET_1_WT3WND | GARNET_1_WT3WND | Wagner Wind | 6 | 2012-12-01 | 2050-12-01 | SCE |  |  | SCE | Wind | Wind |  | Wagner Wind LLC |  |  |  | WIND_CPUCV2024c_CSD_CARIVERSIDE
GARNET_2_COAWD2 | GARNET_2_COAWD2 | Coachella 2 | 10.8 | 2021-04-01 | 2050-12-01 | SCE |  |  | SCE | Wind | Wind |  | Coachella Hills Wind | CHW |  |  | WIND_CPUCV2024c_CSD_CARIVERSIDE
GARNET_2_HYDRO | GARNET_2_HYDRO | Whitewater Hydro | 1 | 2016-07-01 | 2050-12-01 | SCE |  |  | SCE | Hydro | Hydro |  | Whitewater Hydro Plant
GARNET_2_WIND1 | GARNET_2_WIND1 | Phoenix | 11.2 | 2015-01-01 | 2050-12-01 | SCE |  |  | SCE | Wind | Wind |  | Phoenix Wind Power LLC |  |  |  | WIND_CPUCV2024c_CSD_CARIVERSIDE
GARNET_2_WIND2 | GARNET_2_WIND2 | Karen Avenue Wind Farm | 11.7 | 2015-08-01 | 2050-12-01 | SCE |  |  | SCE | Wind | Wind |  | Karen Avenue Wind Farm |  |  |  | WIND_CPUCV2024c_CSD_CARIVERSIDE
GARNET_2_WIND3 | GARNET_2_WIND3 | San Gorgonio East | 12.6 | 2016-02-01 | 2050-12-01 | SCE |  |  | SCE | Wind | Wind | [5 empty] | WIND_CPUCV2024c_CSD_CARIVERSIDE
GARNET_2_WIND4 | GARNET_2_WIND4 | Windustries | 9.8 | 2015-12-01 | 2050-12-01 | SCE |  |  | SCE | Wind | Wind | [5 empty] | WIND_CPUCV2024c_CSD_CAKERN
GARNET_2_WIND5 | GARNET_2_WIND5 | Eastwind | 3 | 2016-03-01 | 2050-12-01 | SCE |  |  | SCE | Wind | Wind |  | East Winds Project |  |  |  | WIND_CPUCV2024c_CSD_CARIVERSIDE
GASKW1_2_GW1SR1 | GASKW1_2_GW1SR1 | Gaskell West 1 | 20 | 2018-03-01 | 2050-12-01 | SCE |  |  | SCE | Solar_1Axis | Solar |  | Gaskell West 1 Solar Facility |  |  |  | SOLAR_1AXIS_CA_KERN_ROSAMOND_V2024
GASKW1_2_GW2BT1 | GASKW1_2_GW2BT1 | Gaskell West 2 BESS | 20 | 2023-05-01 | 2099-01-01 | SCE |  |  | SCE | Battery Storage | Li-ion Battery | [6 empty] | 80 | 4
GASKW1_2_GW2SR1 | GASKW1_2_GW2SR1 | Gaskell West 2a | 16 | 2023-05-01 | 2050-12-01 | SCE |  |  | SCE | Solar_1Axis | Solar |  | RE Gaskell West 2 LLC | PV2 |  |  | SOLAR_1AXIS_CA_KERN_ROSAMOND_V2024
GASKW1_2_GW2SR2 | GASKW1_2_GW2SR2 | Gaskell West 2b | 29 | 2023-05-01 | 2050-12-01 | SCE |  |  | SCE | Solar_1Axis | Solar |  | RE Gaskell West 2 LLC | PV2 |  |  | SOLAR_1AXIS_CA_KERN_ROSAMOND_V2024
GASKW1_2_GW3SR1 | GASKW1_2_GW3SR1 | Gaskell West 3 | 20 | 2023-05-01 | 2050-12-01 | SCE |  |  | SCE | Solar_1Axis | Solar |  | RE Gaskell West 3 LLC |  |  |  | SOLAR_1AXIS_CA_KERN_ROSAMOND_V2024
GASKW1_2_GW4SR1 | GASKW1_2_GW4SR1 | Gaskell West 4 | 20 | 2023-05-01 | 2050-12-01 | SCE |  |  | SCE | Solar_1Axis | Solar |  | RE Gaskell West 4 LLC |  |  |  | SOLAR_1AXIS_CA_KERN_ROSAMOND_V2024
GASKW1_2_GW5SR1 | GASKW1_2_GW5SR1 | Gaskell West 5 | 20 | 2023-05-01 | 2050-12-01 | SCE |  |  | SCE | Solar_1Axis | Solar |  | RE Gaskell West 5 LLC |  |  |  | SOLAR_1AXIS_CA_KERN_ROSAMOND_V2024
GATES_2_SOLAR | GATES_2_SOLAR | Gates Solar Station | 20 | 2013-06-01 | 2050-12-01 | PGE |  |  | PGE | Solar_Fixed | Solar |  | Gates Solar Station |  |  |  | SOLAR_FIXED_CA_KINGS_STRATFORD_V2024
GATES_2_WSOLAR | GATES_2_WSOLAR | West Gates Solar Station | 10 | 2013-06-01 | 2050-12-01 | PGE |  |  | PGE | Solar_Fixed | Solar |  | West Gates Solar Station |  |  |  | SOLAR_FIXED_CA_KINGS_STRATFORD_V2024
GATEWY_2_GESBT1 | GATEWY_2_GESBT1 | Gateway Energy Storage | 250 | 2020-09-01 | 2050-12-01 | SDGE |  |  | SDGE | Battery Storage | Li-ion Battery |  | Gateway Energy Storage System | GTWAY |  |  |  | 1000 | 4
GATWAY_2_PL1X3 | GATWAY_2_PL1X3 | GATEWAY GENERATING STATION | 585 | 2009-01-01 | 2050-12-01 | PGE |  |  | PGE | CC | CCGT |  | Gateway Generating Station
GCC_CC1a | GCC CC1a | GCC CC1a | 392.53 | 2023-01-07 | 2050-12-31 | CFE |  |  | CFE | CC | CCGT
GCC_CC1b | GCC CC1b | GCC CC1b | 392.53 | 2023-01-07 | 2050-12-31 | CFE |  |  | CFE | CC | CCGT
GeminiBESS | Gemini BESS | Gemini BESS | 380 | 2023-11-01 | 2050-12-01 | NEVP |  |  | NEVP | Battery Storage | Li-ion Battery |  | Gemini Solar | ARPV1 |  |  |  | 1520 | 4
Genesee_1_Gas | Genesee 1 Gas | Genesee 1 Gas | 400 | 2023-12-31 | 2050-12-31 | AESO |  |  | BCHA_AESO | Steam | ST
Genesee_2_Gas | Genesee 2 Gas | Genesee 2 Gas | 400 | 2024-12-31 | 2050-12-31 | AESO |  |  | BCHA_AESO | Steam | ST
Genesee_3_Gas | Genesee 3 Gas | Genesee 3 Gas | 466 | 2022-05-26 | 2050-12-31 | AESO |  |  | BCHA_AESO | Steam | ST
GENESI_2_STG | GENESI_2_STG | Genesis Station | 250 | 2013-11-01 | 2050-12-01 | SCE |  |  | SCE | Solar_Thermal | Solar |  | Genesis Solar Energy Project |  |  |  | SOLAR_1AXIS_CA_RIVERSIDE_BLYTHE_V2024
Geo_East_Mesa_2_1 | Geo East Mesa 2-1 | Geo East Mesa 2-1 | 22 | 1989-05-01 | 2050-12-01 | IID |  |  | IID | Geothermal | Geothermal |  | Geo East Mesa II
Geo_East_Mesa_3_1 | Geo East Mesa 3-1 | Geo East Mesa 3-1 | 22 | 1989-05-01 | 2050-12-01 | IID |  |  | IID | Geothermal | Geothermal
Geo_East_Mesa_3_2 | Geo East Mesa 3-2 | Geo East Mesa 3-2 | 10 | 2007-03-01 | 2050-12-01 | IID |  |  | IID | Geothermal | Geothermal
GeoGenCo | GeoGen Co | GeoGen Co | 15 | 2022-12-01 | 2050-12-01 | IID |  |  | IID | Biogas | Biogas
Georgetown_1_2 | 70195_ADS30_Georgetown 1-2 | 70195_ADS30_Georgetown 1-2 | 1.2 | 1905-12-01 | 2036-12-31 | PSCO |  |  | PSCO | Hydro | Hydro
GeorgiaPacificToledo | Georgia-Pacific (Toledo)ST1ST24 | Georgia-Pacific (Toledo)ST1ST24 | 24 | 2004-12-01 | 2050-12-01 | BPAT |  |  | BPAT | Biomass/Wood | Biomass |  | Georgia-Pacific Toledo Mill
GEYS11_7_UNIT11 | GEYS11_7_UNIT11 | GEYSERS UNIT 11 (HEALDSBURG) | 86.8 | 1975-01-01 | 2050-12-01 | PGE |  |  | PGE | Geothermal | Geothermal | [11 empty] | 68 | 68 | 68 | 68 | 68 | 68 | 68 | 68 | 68 | 68 | 68 | 68
GEYS12_7_UNIT12 | GEYS12_7_UNIT12 | GEYSERS UNIT 12 (HEALDSBURG) | 57 | 1979-01-01 | 2050-12-01 | PGE |  |  | PGE | Geothermal | Geothermal |  | Geysers Unit 5-20 | U12 | [8 empty] | 50 | 50 | 50 | 50 | 50 | 50 | 50 | 50 | 50 | 50 | 50 | 50
GEYS13_7_UNIT13 | GEYS13_7_UNIT13 | GEYSERS UNIT 13 (HEALDSBURG) | 73 | 1980-01-01 | 2050-12-01 | PGE |  |  | PGE | Geothermal | Geothermal |  | Geysers Unit 5-20 | U13 | [8 empty] | 56 | 56 | 56 | 56 | 56 | 56 | 56 | 56 | 56 | 56 | 56 | 56
GEYS14_7_UNIT14 | GEYS14_7_UNIT14 | GEYSERS UNIT 14 (HEALDSBURG) | 70 | 1980-01-01 | 2050-12-01 | PGE |  |  | PGE | Geothermal | Geothermal |  | Geysers Unit 5-20 | U14
GEYS16_7_UNIT16 | GEYS16_7_UNIT16 | GEYSERS UNIT 16 (HEALDSBURG) | 63 | 1985-01-01 | 2050-12-01 | PGE |  |  | PGE | Geothermal | Geothermal
GEYS17_2_BOTRCK | BottleRock | BottleRock | 10 | 2017-11-01 | 2023-12-01 | PGE |  |  | PGE | Geothermal | Geothermal |  | Bottle Rock Power
GEYS17_7_UNIT17 | GEYS17_7_UNIT17 | GEYSERS UNIT 17 (HEALDSBURG) | 75.5 | 1982-01-01 | 2050-12-01 | PGE |  |  | PGE | Geothermal | Geothermal |  | Geysers Unit 5-20 | U17
GEYS18_7_UNIT18 | GEYS18_7_UNIT18 | GEYSERS UNIT 18 (HEALDSBURG) | 72 | 1983-01-01 | 2050-12-01 | PGE |  |  | PGE | Geothermal | Geothermal |  | Geysers Unit 5-20 | U18
GEYS20_7_UNIT20 | GEYS20_7_UNIT20 | GEYSERS UNIT 20 (HEALDSBURG) | 50 | 1985-01-01 | 2050-12-01 | PGE |  |  | PGE | Geothermal | Geothermal
GEYSERS_18 |  | GEYSERS 18 MW GEOTHERMAL | 18 | 2026-06-01 | 2050-12-01 | PGE |  |  | PGE | Geothermal | Geothermal
Ghost_Pine_G1_1 | Ghost_Pine_G1_1 | Ghost_Pine_G1_1 | 16 | 2010-12-01 | 2050-12-31 | AESO |  |  | BCHA_AESO | Wind | Wind | [5 empty] | WIND_CPUCV2024c_ONSHORE_ABCYPRESS
Ghost_Pine_G2_2 | Ghost_Pine_G2_2 | Ghost_Pine_G2_2 | 16 | 2010-12-01 | 2050-12-31 | AESO |  |  | BCHA_AESO | Wind | Wind | [5 empty] | WIND_CPUCV2024c_ONSHORE_ABCYPRESS
Ghost_Pine_G3_3 | Ghost_Pine_G3_3 | Ghost_Pine_G3_3 | 13 | 2010-12-01 | 2050-12-31 | AESO |  |  | BCHA_AESO | Wind | Wind | [5 empty] | WIND_CPUCV2024c_ONSHORE_ABCYPRESS
Ghost_Pine_G4_4 | Ghost_Pine_G4_4 | Ghost_Pine_G4_4 | 16 | 2010-12-01 | 2050-12-31 | AESO |  |  | BCHA_AESO | Wind | Wind | [5 empty] | WIND_CPUCV2024c_ONSHORE_ABCYPRESS
Ghost_Pine_G5_5 | Ghost_Pine_G5_5 | Ghost_Pine_G5_5 | 21 | 2010-12-01 | 2050-12-31 | AESO |  |  | BCHA_AESO | Wind | Wind | [5 empty] | WIND_CPUCV2024c_ONSHORE_ABCYPRESS
GHOST2_2 | GHOST2_2 | GHOST2_2 | 16 | 1929-01-01 | 2050-12-31 | AESO |  |  | BCHA_AESO | Hydro | Hydro
GHOST3_3 | GHOST3_3 | GHOST3_3 | 16 | 1929-01-01 | 2050-12-31 | AESO |  |  | BCHA_AESO | Hydro | Hydro
GHOST4_4 | GHOST4_4 | GHOST4_4 | 28 | 1929-01-01 | 2050-12-31 | AESO |  |  | BCHA_AESO | Hydro | Hydro
GIFENS_6_BUGSL1 | GIFENS_6_BUGSL1 | Burford Giffen | 20 | 2017-06-01 | 2050-12-01 | PGE |  |  | PGE | Solar_1Axis | Solar |  | Giffen Solar Park | FRGSP |  |  | SOLAR_1AXIS_CA_FRESNO_TRANQUILLITY_V2024
GIFFEN_6_SOLAR | GIFFEN_6_SOLAR | Giffen Solar Station | 10 | 2012-07-01 | 2050-12-01 | PGE |  |  | PGE | Solar_Fixed | Solar |  | Giffen | 1 |  |  | SOLAR_FIXED_CA_FRESNO_TRANQUILLITY_V2024
GIFFEN_6_SOLAR1 | GIFFEN_6_SOLAR1 | Aspiration Solar G | 9 | 2017-09-01 | 2050-12-01 | PGE |  |  | PGE | Solar_1Axis | Solar |  | Aspiration G |  |  |  | SOLAR_1AXIS_CA_FRESNO_TRANQUILLITY_V2024
Gila_Bend_BESS | Gila Bend BESS | Gila Bend BESS | 37 | 2022-06-01 | 2050-01-01 | AZPS | GilaBendBESS |  | AZPS | Battery Storage | Li-ion Battery |  | Gila Bend Hybrid | GB36M |  |  |  | 148 | 4
Gila_River_CC1 | Gila River CC1a | Gila River CC1a | 299 | 2018-05-01 | 2051-12-31 | SRP |  |  | SRP | CC | CCGT |  | Gila River Power Block 1 | CTG1
Gila_River_CC1b | Gila River CC1b | Gila River CC1b | 299 | 2018-05-01 | 2052-12-31 | SRP |  |  | SRP | CC | CCGT
Gila_River_CC2 | Gila River CC2a | Gila River CC2a | 300 | 2003-06-01 | 2054-12-31 | SRP |  |  | SRP | CC | CCGT |  | Gila River Power Block 1 | CTG2
Gila_River_CC2b | Gila River CC2b | Gila River CC2b | 300 | 2003-06-01 | 2055-12-31 | SRP |  |  | SRP | CC | CCGT
Gila_River_CC3 | Gila River CC3a | Gila River CC3a | 305 | 2017-05-01 | 2060-12-31 | SRP |  |  | SRP | CC | CCGT |  | Gila River Power Block 2 | CTG3
Gila_River_CC3b | Gila River CC3b | Gila River CC3b | 305 | 2017-05-01 | 2061-12-31 | SRP |  |  | SRP | CC | CCGT |  | Gila River Power Block 3 | CTG5 | CTG6
Gila_River_CC4 | Gila River CC4a | Gila River CC4a | 305 | 2014-12-01 | 2057-12-31 | SRP |  |  | SRP | CC | CCGT |  | Gila River Power Block 2 | CTG4
Gila_River_CC4b | Gila River CC4b | Gila River CC4b | 305 | 2014-12-01 | 2058-12-31 | SRP |  |  | SRP | CC | CCGT |  | Gila River Power Block 4 | CTG7 | CTG8
GilaBend | Gila Bend | Gila Bend | 33 | 2014-06-01 | 2050-12-01 | AZPS |  |  | AZPS | Solar_1Axis | Solar |  | Gila Bend Hybrid | PV1 |  |  | SOLAR_1AXIS__AZ_PHOENIX_V2024
Gillespie1Solar | Gillespie 1 Solar | Gillespie 1 Solar | 15 | 2013-12-01 | 2050-12-01 | AZPS |  |  | AZPS | Solar_1Axis | Solar | [5 empty] | SOLAR_1AXIS__AZ_PHOENIX_V2024
GILROY_1_UNIT | GILROY_1_UNIT | GILROY COGEN AGGREGATE | 120 | 1987-01-01 | 2050-12-01 | PGE |  |  | PGE | CC | CCGT |  | Gilroy Power Plant
GILRPP_1_PL1X2 | GILRPP_1_PL1X2 | GILROY ENERGY CENTER UNITS 1&2 AGGREGATE | 95.2 | 2002-01-01 | 2050-12-01 | PGE |  |  | PGE | CT | Peaker |  | Gilroy Peaking Energy Center
GILRPP_1_PL3X4 | GILRPP_1_PL3X4 | GILROY ENERGY CENTER, UNIT #3 | 46.2 | 2002-02-01 | 2050-12-01 | PGE |  |  | PGE | CT | Peaker |  | Gilroy Peaking Energy Center | S3
GlacierWind1 | GlacierWind1 | GlacierWind1 | 106.5 | 2008-10-01 | 2050-12-31 | NWMT |  |  | NWMT_WAUW | Wind | Wind | [5 empty] | WIND_CPUCV2024c_ONSHORE_ABCYPRESS
GlacierWind2 | GlacierWind2 | GlacierWind2 | 103.5 | 2009-07-01 | 2050-12-31 | NWMT |  |  | NWMT_WAUW | Wind | Wind | [5 empty] | WIND_CPUCV2024c_ONSHORE_ABCYPRESS
GLDFGR_6_SOLAR1 | GLDFGR_6_SOLAR1 | Portal Ridge B | 20 | 2017-02-01 | 2050-12-01 | SCE |  |  | SCE | Solar_1Axis | Solar |  | Portal Ridge Solar B, LLC |  |  |  | SOLAR_1AXIS_CA_LOSANGELES_DELSUR_V2024
GLDFGR_6_SOLAR2 | GLDFGR_6_SOLAR2 | Portal Ridge C | 11.4 | 2017-02-01 | 2050-12-01 | SCE |  |  | SCE | Solar_1Axis | Solar |  | Portal Ridge Solar C, LLC |  |  |  | SOLAR_1AXIS_CA_LOSANGELES_DELSUR_V2024
GLDTWN_6_COLUM3 | GLDTWN_6_COLUM3 | Columbia 3 | 10 | 2013-12-01 | 2050-12-01 | SCE |  |  | SCE | Solar_1Axis | Solar |  | RE Columbia 3 LLC |  |  |  | SOLAR_1AXIS_CA_KERN_MOJAVE_V2024
GLDTWN_6_SOLAR | GLDTWN_6_SOLAR | Rio Grande | 5 | 2013-11-01 | 2050-12-01 | SCE |  |  | SCE | Solar_1Axis | Solar |  | RE Rio Grande Solar LLC |  |  |  | SOLAR_1AXIS_CA_KERN_MOJAVE_V2024
Glen_Canyon_1 | Glen Canyon 1 | Glen Canyon 1 | 165 | 1964-09-01 | 2050-12-31 | WACM |  |  | WACM | Hydro | Hydro |  | Glen Canyon Dam | 1
Glen_Canyon_2 | Glen Canyon 2 | Glen Canyon 2 | 157 | 1964-09-01 | 2050-12-31 | WACM |  |  | WACM | Hydro | Hydro |  | Glen Canyon Dam | 2
Glen_Canyon_3 | Glen Canyon 3 | Glen Canyon 3 | 165 | 1964-12-01 | 2050-12-31 | WACM |  |  | WACM | Hydro | Hydro |  | Glen Canyon Dam | 3
Glen_Canyon_4 | Glen Canyon 4 | Glen Canyon 4 | 157 | 1965-02-01 | 2050-12-31 | WACM |  |  | WACM | Hydro | Hydro |  | Glen Canyon Dam | 4
Glen_Canyon_5 | Glen Canyon 5 | Glen Canyon 5 | 165 | 1965-07-01 | 2050-12-31 | WACM |  |  | WACM | Hydro | Hydro |  | Glen Canyon Dam | 5
Glen_Canyon_6 | Glen Canyon 6 | Glen Canyon 6 | 165 | 1965-10-01 | 2050-12-31 | WACM |  |  | WACM | Hydro | Hydro |  | Glen Canyon Dam | 6
Glen_Canyon_7 | Glen Canyon 7 | Glen Canyon 7 | 157 | 1966-01-01 | 2050-12-31 | WACM |  |  | WACM | Hydro | Hydro |  | Glen Canyon Dam | 7
Glen_Canyon_8 | Glen Canyon 8 | Glen Canyon 8 | 165 | 1966-02-01 | 2050-12-31 | WACM |  |  | WACM | Hydro | Hydro |  | Glen Canyon Dam | 8
Glendo_1 | Glendo 1 | Glendo 1 | 19 | 1958-12-01 | 2050-12-31 | WACM |  |  | WACM | Hydro | Hydro |  | Glendo | 1
Glendo_2 | Glendo 2 | Glendo 2 | 19 | 1959-04-01 | 2050-12-31 | WACM |  |  | WACM | Hydro | Hydro |  | Glendo | 2
Glenrock_1 | Glenrock_1 | Glenrock_1 | 103.4 | 2019-12-01 | 2048-01-01 | PAWY |  |  | PACE | Wind | Wind |  | Glenrock | 1 |  |  | WIND_CPUCV2024c_EIA_WYOMING
Glenrock_2 | Glenrock_2 | Glenrock_2 | 40 | 2009-01-01 | 2049-01-01 | PACE |  |  | PACE | Wind | Wind |  | Glenrock | 2 |  |  | WIND_CPUCV2024c_EIA_WYOMING
GLNARM_2_UNIT_5 | GLNARM_2_UNIT 5 | Glenarm Turbine 5 | 65.81 | 2016-12-01 | 2050-12-01 | SCE |  |  | SCE | CC | CCGT |  | Glenarm | GT5
GLNARM_7_UNIT_1 | GLNARM_7_UNIT 1 | GLEN ARM UNIT 1 | 22.13 | 1976-01-01 | 2050-12-01 | SCE |  |  | SCE | CT | Peaker |  | Glenarm | GT1
GLNARM_7_UNIT_2 | GLNARM_7_UNIT 2 | GLEN ARM UNIT 2 | 22.38 | 1976-01-01 | 2050-12-01 | SCE |  |  | SCE | CT | Peaker |  | Glenarm | GT2
GLNARM_7_UNIT_3 | GLNARM_7_UNIT 3 | GLEN ARM UNIT 3 | 44.83 | 2004-01-01 | 2050-12-01 | SCE |  |  | SCE | CT | Peaker |  | Glenarm | GT3
GLNARM_7_UNIT_4 | GLNARM_7_UNIT 4 | GLEN ARM UNIT 4 | 42.42 | 2004-01-01 | 2050-12-01 | SCE |  |  | SCE | CT | Peaker |  | Glenarm | GT4
GLOW_6_SOLAR | GLOW_6_SOLAR | Antelope Power Plant | 20 | 2013-03-01 | 2050-12-01 | SCE |  |  | SCE | Solar_1Axis | Solar |  | TA-High Desert LLC |  |  |  | SOLAR_1AXIS_CA_LOSANGELES_DELSUR_V2024
Gold_Creek1_1 | Gold_Creek1-1 | Gold_Creek1-1 | 5 | 1999-01-01 | 2050-12-31 | AESO |  |  | BCHA_AESO | CT | Peaker
Golden_Biomass | Golden_Biomass | Golden_Biomass | 7.5 | 2011-06-01 | 2050-12-31 | BCHA |  |  | BCHA_AESO | Biomass/Wood | Biomass
Golden_Hills_Wind | Golden Hills Wind 1 | Golden Hills Wind 1 | 400 | 2021-12-01 | 2050-04-01 | BPAT |  |  | BPAT | Wind | Wind |  | Golden Hill Wind |  |  |  | WIND_CPUCV2024c_EIA_OREGON
Golden_Hills_Wind_2 | Golden Hills Wind 2 | Golden Hills Wind 2 | 200 | 2022-03-01 | 2050-12-01 | BPAT |  |  | BPAT | Wind | Wind |  | Golden Hill Wind | GH1 |  |  | WIND_CPUCV2024c_EIA_OREGON
Golden_Valley | Golden Valley | Golden Valley | 12 | 2010-11-01 | 2050-12-31 | IPTV |  |  | IPCO | Wind | Wind |  | Golden Valley Wind Park LLC |  |  |  | WIND_CPUCV2024c_EIA_IDAHO
GoldendaleCC_Total | GoldendaleCC-Total | GoldendaleCC-Total | 312 | 2004-08-01 | 2050-12-01 | BPAT |  |  | BPAT | CC | CCGT |  | Goldendale Generating Station
GoldstrikeGridBESS | Goldstrike Grid BESS | Goldstrike Grid BESS | 50 | 2022-05-01 | 2050-12-01 | NEVP |  |  | NEVP | Battery Storage | Li-ion Battery | [6 empty] | 200 | 4
GoldstrikeGridBESS2 | Goldstrike Grid BESS 2 | Goldstrike Grid BESS 2 | 30 | 2021-05-01 | 2050-12-01 | NEVP |  |  | NEVP | Battery Storage | Li-ion Battery | [6 empty] | 120 | 4
GOLETA_2_GE2BT3 | GOLETA_2_GE2BT3 | Goleta Energy Storage | 60 | 2024-01-01 | 2050-12-01 | SCE |  |  | SCE | Battery Storage | Li-ion Battery |  | Goleta Energy Storage, LLC | GOLET |  |  |  | 240 | 4
GOLETA_2_QF | GOLETA_2_QF | GOLETA QFS | 0.25 | 1986-01-01 | 2050-12-01 | SCE |  |  | SCE | Hydro | Hydro | [11 empty] | 0.12 | 0.12 | 0.12 | 0.12 | 0.12 | 0.12 | 0.12 | 0.12 | 0.12 | 0.12 | 0.12 | 0.12
GOLETA_2_VALBT1 | GOLETA_2_VALBT1 | Vallecito Energy Storage | 10 | 2021-02-01 | 2050-12-01 | SCE |  |  | SCE | Battery Storage | Li-ion Battery |  | Vallecito | ORN34 |  |  |  | 40 | 4
GOLETA_6_ELLWOD | GOLETA_6_ELLWOD | ELLWOOD ENERGY SUPPORT FACILITY | 54 | 1998-04-01 | 2050-12-01 | SCE |  |  | SCE | CT | Peaker |  | Ellwood
GOLETA_6_EXGEN | GOLETA_6_EXGEN | EXXON COMPANY USA | 48.2 | 1993-08-01 | 2050-12-01 | SCE |  |  | SCE | CT | Peaker |  | ExxonMobil Santa Ynez Facility | GTG1 | STG1 | [7 empty] | 0 | 0 | 0 | 0 | 0 | 0 | 0 | 0 | 0 | 0 | 0 | 0
GOLETA_6_TR2BM2 | GOLETA_6_TR2BM2 | Tajiguas Biogas Engines | 1.99 | 2022-06-01 | 2099-01-01 | SCE | Santa_Barbara_County_Public_Works_Dep | 2023-10-05 | SCE | Biogas | Biogas |  | Tajiguas Resource Recovery Project | [9 empty] | 1.8859 | 1.857 | 1.8289 | 1.8131 | 1.8338 | 1.8768 | 1.8517 | 1.8438 | 1.8487 | 1.8072 | 1.8227 | 1.8511
GONZLS_6_UNIT | GONZLS_6_UNIT | Johnson Canyon Landfill | 1.42 | 2013-07-01 | 2050-12-01 | PGE |  |  | PGE | Biogas | Biogas |  | Ameresco Johnson Canyon | [9 empty] | 1.42 | 1.41 | 1.42 | 1.35 | 1.37 | 1.41 | 1.41 | 1.42 | 1.34 | 1.42 | 1.42 | 1.4
Goodnoe_Hills1 | Goodnoe_Hills1 | Goodnoe_Hills1 | 103.4 | 2008-06-01 | 2050-12-01 | PACW |  |  | PACW | Wind | Wind |  | Goodnoe Hills |  |  |  | WIND_CPUCV2024c_EIA_OREGON
Goodsprings_Waste_Heat_RecoverHR1ST7 | Goodsprings Waste Heat RecoverHR1ST7.5 | Goodsprings Waste Heat RecoverHR1ST7.5 | 7.5 | 2010-11-01 | 2050-12-31 | NEVP |  |  | NEVP | Steam | ST |  | Goodsprings Waste Heat Recovery
GOOSLK_1_SOLAR1 | GOOSLK_1_SOLAR1 | Goose Lake | 12 | 2015-05-01 | 2050-12-01 | PGE |  |  | PGE | Solar_1Axis | Solar |  | Cottonwood Solar, LLC (Goose Lake) |  |  |  | SOLAR_1AXIS_CA_KERN_LOSTHILLS_V2024
GOR_U1_TG1GT45 | GOR-U1-TG1GT45 | GOR-U1-TG1GT45 | 45 | 2023-01-06 | 2050-12-31 | CFE |  |  | CFE | CT | Peaker
GOR_U2_TG2GT45 | GOR-U2-TG2GT45 | GOR-U2-TG2GT45 | 45 | 2023-01-06 | 2050-12-31 | CFE |  |  | CFE | CT | Peaker
GordonButte | GordonButte | GordonButte | 9.59 | 2012-01-01 | 2050-12-31 | NWMT |  |  | NWMT_WAUW | Wind | Wind |  | Gordon Butte Wind LLC | GBW |  |  | WIND_CPUCV2024c_EIA_WYOMING
GordonMShrum01 | GordonMShrum01 | GordonMShrum01 | 305 | 1968-01-01 | 2050-12-31 | BCHA |  |  | BCHA_AESO | Hydro | Hydro
GordonMShrum02 | GordonMShrum02 | GordonMShrum02 | 305 | 1968-01-01 | 2050-12-31 | BCHA |  |  | BCHA_AESO | Hydro | Hydro
GordonMShrum03 | GordonMShrum03 | GordonMShrum03 | 261.3 | 1968-01-01 | 2050-12-31 | BCHA |  |  | BCHA_AESO | Hydro | Hydro
GordonMShrum04 | GordonMShrum04 | GordonMShrum04 | 305 | 1968-12-01 | 2050-12-31 | BCHA |  |  | BCHA_AESO | Hydro | Hydro
GordonMShrum05 | GordonMShrum05 | GordonMShrum05 | 305 | 1968-12-01 | 2050-12-31 | BCHA |  |  | BCHA_AESO | Hydro | Hydro
GordonMShrum06 | GordonMShrum06 | GordonMShrum06 | 305 | 1970-12-01 | 2050-12-31 | BCHA |  |  | BCHA_AESO | Hydro | Hydro
GordonMShrum07 | GordonMShrum07 | GordonMShrum07 | 305 | 1971-12-01 | 2050-12-31 | BCHA |  |  | BCHA_AESO | Hydro | Hydro
GordonMShrum08 | GordonMShrum08 | GordonMShrum08 | 305 | 1971-12-01 | 2050-12-31 | BCHA |  |  | BCHA_AESO | Hydro | Hydro
GordonMShrum09 | GordonMShrum09 | GordonMShrum09 | 305 | 1973-12-01 | 2050-12-31 | BCHA |  |  | BCHA_AESO | Hydro | Hydro
GordonMShrum10 | GordonMShrum10 | GordonMShrum10 | 305 | 1979-12-01 | 2050-12-31 | BCHA |  |  | BCHA_AESO | Hydro | Hydro
Gorge21 | Gorge21 | Gorge21 | 36.8 | 1924-09-01 | 2050-12-31 | SCL |  |  | BPAT | Hydro | Hydro |  | Gorge | 21
Gorge22 | Gorge22 | Gorge22 | 36.8 | 1924-09-01 | 2050-12-31 | SCL |  |  | BPAT | Hydro | Hydro |  | Gorge | 22
Gorge23 | Gorge23 | Gorge23 | 36.8 | 1929-05-01 | 2050-12-31 | SCL |  |  | BPAT | Hydro | Hydro |  | Gorge | 23
Gorge24 | Gorge24 | Gorge24 | 96.9 | 1951-06-01 | 2050-12-31 | SCL |  |  | BPAT | Hydro | Hydro |  | Gorge | 24
Goshen2_JollyHills_1 | Goshen2-JollyHills-1 | Goshen2-JollyHills-1 | 85.5 | 2010-09-01 | 2050-12-31 | PACE |  |  | PACE | Wind | Wind |  | Goshen Phase II | 1 |  |  | WIND_CPUCV2024c_EIA_IDAHO
Goshen2_JollyHills_2 | Goshen2-JollyHills-2 | Goshen2-JollyHills-2 | 39 | 2010-09-01 | 2050-12-31 | PACE |  |  | PACE | Wind | Wind |  | Goshen Phase II | 1 |  |  | WIND_CPUCV2024c_EIA_IDAHO
GP_CHP1_1 | GP_CHP1_1 | GP_CHP1_1 | 27 | 2004-12-01 | 2050-12-31 | AESO |  |  | BCHA_AESO | Biomass/Wood | Biomass
GP_Wauna_Mill_CG | GP Wauna Mill (CG) | GP Wauna Mill (CG) | 23.7 | 1996-02-01 | 2050-12-01 | BPAT |  |  | BPAT | Biomass/Wood | Biomass |  | Georgia-Pacific Wauna Mill
Grace_3 | Grace_3 | Grace_3 | 11 | 1908-01-01 | 2033-12-31 | PAID |  |  | PACE | Hydro | Hydro |  | Grace | 3
Grace_4 | Grace_4 | Grace_4 | 11 | 1923-01-01 | 2033-12-31 | PAID |  |  | PACE | Hydro | Hydro |  | Grace | 4
Grace_5 | Grace_5 | Grace_5 | 11 | 1914-01-01 | 2033-12-31 | PAID |  |  | PACE | Hydro | Hydro |  | Grace | 5
Grady_Wind_2 | Grady Wind 2 | Grady Wind 2 | 110 | 2019-08-01 | 2050-12-31 | PNM |  |  | PNM_EPE | Wind | Wind | [5 empty] | WIND_CPUCV2024c_EIA_NEWMEXICO
GRADYW_5_GDYWD1 | GRADYW_5_GDYWD1 | Grady Wind | 200 | 2019-08-01 | 2099-01-01 | PNM |  |  | PNM_EPE | Wind | Wind | NCNC | Grady Wind Energy Center, LLC |  |  |  | WIND_CPUCV2024c_EIA_NEWMEXICO
Granby_Hydro | Granby Hydro | Granby Hydro | 1.2 | 2016-05-01 | 2050-12-31 | WACM |  |  | WACM | Hydro | Hydro |  | Granby Hydro
Grand_Coulee | Grand Coulee | Grand Coulee | 6735 | 1975-09-01 | 2050-12-31 | BPAT |  |  | BPAT | Hydro | Hydro
Grand_View_PV_Solar_Two | Grand View PV Solar Two | Grand View PV Solar Two | 60 | 2016-12-01 | 2050-12-31 | IPTV |  |  | IPCO | Solar_1Axis | Solar |  | Grand View Solar Two | GVS2 |  |  | SOLAR_1AXIS__UT_SALTLAKECITY_V2024
GrandCouleePG07 | GrandCouleePG07 | GrandCouleePG07 | 47 | 1973-10-01 | 2050-12-01 | BPAT |  |  | BPAT | PSH | Pumped_Hydro |  | Grand Coulee | 7 |  |  |  | 19457.84 | 413.9966
GrandCouleePG08 | GrandCouleePG08 | GrandCouleePG08 | 46 | 1973-11-01 | 2050-12-01 | BPAT |  |  | BPAT | PSH | Pumped_Hydro |  | Grand Coulee | 8 |  |  |  | 19457.84 | 422.9965
GrandCouleePG09 | GrandCouleePG09 | GrandCouleePG09 | 44 | 1983-04-01 | 2050-12-01 | BPAT |  |  | BPAT | PSH | Pumped_Hydro |  | Grand Coulee | 9 |  |  |  | 19457.84 | 442.2236
GrandCouleePG10 | GrandCouleePG10 | GrandCouleePG10 | 45 | 1983-06-01 | 2050-12-01 | BPAT |  |  | BPAT | PSH | Pumped_Hydro |  | Grand Coulee | 10 |  |  |  | 19457.84 | 432.3964
GrandCouleePG11 | GrandCouleePG11 | GrandCouleePG11 | 45 | 1983-11-01 | 2050-12-01 | BPAT |  |  | BPAT | PSH | Pumped_Hydro |  | Grand Coulee | 11 |  |  |  | 19457.84 | 432.3964
GrandCouleePG12 | GrandCouleePG12 | GrandCouleePG12 | 46 | 1984-04-01 | 2050-12-01 | BPAT |  |  | BPAT | PSH | Pumped_Hydro |  | Grand Coulee | 12 |  |  |  | 19457.84 | 422.9965
GrandRondeSolar | Grand Ronde SolarPGRC4PV-NT2.2 | Grand Ronde SolarPGRC4PV-NT2.2 | 2.2 | 2017-12-01 | 2050-12-01 | PortlandGE |  |  | PortlandGE | Solar_Fixed | Solar |  | Grand Ronde Solar |  |  |  | SOLAR_FIXED__OR_PORTLAND_V2024
Granite_Hydro | Granite Hydro | Granite Hydro | 2 | 1986-12-01 | 2035-12-31 | PAUT |  |  | PACE | Hydro | Hydro |  | Granite
Granite_Peak_Solar_LLC | Granite Peak Solar LLC | Granite Peak Solar LLC | 3 | 2015-08-01 | 2035-07-30 | PAUT |  |  | PACE | Solar_1Axis | Solar |  | Granite Peak Solar Plant |  |  |  | SOLAR_1AXIS__UT_SALTLAKECITY_V2024
GRANT_MTE_SG | GRANT MTE_SG | GRANT MTE_SG | 80 | 2016-09-01 | 2036-08-11 | PAUT |  |  | PACE | Solar_Fixed | Solar | [5 empty] | SOLAR_FIXED__UT_SALTLAKECITY_V2024
GRANT_MTW_SG | GRANT MTW_SG | GRANT MTW_SG | 50.4 | 2016-09-01 | 2036-09-07 | PAUT |  |  | PACE | Solar_Fixed | Solar | [5 empty] | SOLAR_FIXED__UT_SALTLAKECITY_V2024
Grant_Village_Agg | Grant Village Agg | Grant Village Agg | 3.2 | 1994-07-01 | 2050-12-31 | NWMT |  |  | NWMT_WAUW | ICE | Reciprocating_Engine
Grants_Solar_1_2 | Grants Solar 1-2 | Grants Solar 1-2 | 4.5 | 2019-12-01 | 2050-12-31 | PNM |  |  | PNM_EPE | Solar_1Axis | Solar |  | Grants CDEC 2 |  |  |  | SOLAR_1AXIS__NM_ALBUQUERQUE_V2024
Graphite_Solar_I_LLC_PV_65953_01 | Graphite Solar I LLC (PV-65953-01) | Graphite Solar I LLC (PV-65953-01) | 80 | 2022-05-17 | 2037-05-16 | PAUT |  |  | PACE | Solar_1Axis | Solar |  | Graphite Solar I |  |  |  | SOLAR_1AXIS__UT_SALTLAKECITY_V2024
Grayland_Wind_Coastal | Grayland Wind (Coastal)4WT6 | Grayland Wind (Coastal)4WT6 | 6 | 2010-09-01 | 2050-12-01 | BPAT |  |  | BPAT | Wind | Wind | [5 empty] | WIND_CPUCV2024c_EIA_OREGON
Grays_Harbor_CC1a | Grays Harbor CC1a | Grays Harbor CC1a | 322.5 | 2008-05-01 | 2050-12-01 | BPAT |  |  | BPAT | CC | CCGT |  | Grays Harbor Energy Facility
Grays_Harbor_CC1b | Grays Harbor CC1b | Grays Harbor CC1b | 322.5 | 2008-05-01 | 2050-12-31 | BPAT |  |  | BPAT | CC | CCGT
Grayson_9 |  | Grayson_9 | 57 | 2004-01-01 | 2050-12-01 | LADWP |  |  | LADWP | CT | Peaker
Grayson_CC | Grayson CC | Grayson CC | 102 | 2008-05-01 | 2026-12-01 | LADWP |  |  | LADWP | CC | CCGT |  | Grayson
Grayson9BatteryEnergyStorage |  | Grayson9BatteryEnergyStorage | 75 | 2018-08-01 | 2050-12-01 | LADWP |  |  | LADWP | Battery Storage | Li-ion Battery | [6 empty] | 300 | 4
Grazing_Yak | Grazing Yak | Grazing Yak | 35 | 2019-12-01 | 2050-12-31 | PSCO |  |  | PSCO | Solar_Fixed | Solar |  | Grazing Yak Solar |  |  |  | SOLAR_FIXED__CO_DENVER_V2024
Great_Divide_Solar1PV3 | Great Divide Solar1PV3 | Great Divide Solar1PV3 | 3 | 2017-10-01 | 2050-12-31 | NWMT |  |  | NWMT_WAUW | Solar_Fixed | Solar |  | Great Divide Solar, LLC |  |  |  | SOLAR_FIXED__UT_SALTLAKECITY_V2024
Greater_Nanaimo | Greater Nanaimo PCC Cogenerati1IC0.33 | Greater Nanaimo PCC Cogenerati1IC0.33 | 0.33 | 2012-01-01 | 2050-12-31 | BCHA |  |  | BCHA_AESO | Biomass/Wood | Biomass
Greater_Sandhill_1 | Greater Sandhill 1 | Greater Sandhill 1 | 19 | 2010-09-01 | 2030-12-22 | PSCO |  |  | PSCO | Solar_1Axis | Solar |  | Greater Sandhill I | GS-P1 | GS-P2 |  | SOLAR_1AXIS__NM_ALBUQUERQUE_V2024
Green_Holdings_1 | Green Holdings 1 | Green Holdings 1 | 81 | 2003-12-01 | 2039-01-18 | PSCO |  |  | PSCO | Wind | Wind | [5 empty] | WIND_CPUCV2024c_EIA_NEWMEXICO
Green_Holdings_2 | Green Holdings 2 | Green Holdings 2 | 81 | 2003-12-01 | 2039-01-18 | PSCO |  |  | PSCO | Wind | Wind | [5 empty] | WIND_CPUCV2024c_EIA_NEWMEXICO
Green_Meadow_Solar1PV3 | Green Meadow Solar1PV3 | Green Meadow Solar1PV3 | 3 | 2018-06-01 | 2050-12-31 | NWMT |  |  | NWMT_WAUW | Solar_Fixed | Solar |  | Green Meadow Solar, LLC |  |  |  | SOLAR_FIXED__UT_SALTLAKECITY_V2024
Green_Mountain_1 | Green Mountain 1 | Green Mountain 1 | 14.44 | 1943-05-01 | 2050-12-31 | WACM |  |  | WACM | Hydro | Hydro |  | Green Mountain | 1
Green_Mountain_2 | Green Mountain 2 | Green Mountain 2 | 14.44 | 1943-05-01 | 2050-12-31 | WACM |  |  | WACM | Hydro | Hydro |  | Green Mountain | 2
Green_Peter_1 | Green_Peter_1 | Green_Peter_1 | 46 | 1967-07-01 | 2050-12-31 | BPAT |  |  | BPAT | Hydro | Hydro |  | Green Peter | 1
Green_Peter_2 | Green_Peter_2 | Green_Peter_2 | 46 | 1967-07-01 | 2050-12-31 | BPAT |  |  | BPAT | Hydro | Hydro |  | Green Peter | 2
Green_Springs | Green_Springs | Green_Springs | 17.3 | 1960-05-01 | 2050-12-31 | PACW |  |  | PACW | Hydro | Hydro |  | Green Springs
GREENFLDWIND | GREENFLDWIND | GREENFLDWIND | 25 | 2015-12-01 | 2050-12-31 | NWMT |  |  | NWMT_WAUW | Wind | Wind |  | Greenfield Wind - MT |  |  |  | WIND_CPUCV2024c_EIA_IDAHO
GreenparkSolar | GreenparkSolarGSPV-NT1.3 | GreenparkSolarGSPV-NT1.3 | 1.3 | 2020-11-01 | 2050-12-01 | PortlandGE |  |  | PortlandGE | Solar_Fixed | Solar |  | GreenparkSolar |  |  |  | SOLAR_FIXED__OR_PORTLAND_V2024
Greenville_Solar_LLC | Greenville Solar LLC | Greenville Solar LLC | 2.2 | 2015-10-01 | 2035-07-30 | PAUT |  |  | PACE | Solar_1Axis | Solar |  | Greenville Solar Plant |  |  |  | SOLAR_1AXIS__UT_SALTLAKECITY_V2024
Grey_Hawk_Solar_Fixed_PV | Grey Hawk Solar Fixed PV | Grey Hawk Solar Fixed PV | 46 | 2018-06-13 | 2043-06-13 | TEPC |  |  | TEPC | Solar_Fixed | Solar |  | Gray Hawk Solar | GHS |  |  | SOLAR_FIXED_NV_CLARK_BOULDER_V2024
GRIDLY_6_SOLAR | GRIDLY_6_SOLAR | GRIDLEY MAIN TWO | 2.5 | 2013-04-01 | 2050-12-01 | PGE |  |  | PGE | Solar_Fixed | Solar |  | Gridley Main Two |  |  |  | SOLAR_FIXED_CA_YOLO_WOODLAND_V2024
GRIFFI_2_LSPDYN | GRIFFI_2_LSPDYN | Griffith Energy | 570 | 2002-01-01 | 2050-12-01 | WALC |  |  | WALC | CC | CCGT | SCE | Griffith Energy LLC
GRIZLY_1_UNIT_1 | GRIZLY_1_UNIT 1 | GRIZZLY HYDRO | 20 | 1993-01-01 | 2050-12-01 | PGE |  |  | PGE | Hydro | Hydro |  | Grizzly | NA1
GRNITE_6_ESCBT1 | GRNITE_6_ESCBT1 | EnerSmart El Cajon | 3 | 2017-02-01 | 2099-01-01 | SDGE |  |  | SDGE | Battery Storage | Li-ion Battery |  | El Cajon Energy Storage | SES |  |  |  | 12 | 4
GRNLF1_1_PL1X2 | GRNLF1_1_PL1X2 | Greenleaf 1 | 60 | 2022-06-01 | 2050-12-01 | PGE |  |  | PGE | CT | Peaker |  | Greenleaf 1
GRNLF2_1_UNIT | GRNLF2_1_UNIT | GREENLEAF II COGEN | 49.2 | 2020-06-01 | 2050-12-01 | PGE |  |  | PGE | Cogen | CHP |  | Greenleaf 2 Power Plant | [9 empty] | 49.2 | 49.2 | 49.2 | 49.2 | 49.2 | 49.2 | 49.2 | 49.2 | 49.2 | 49.2 | 49.2 | 49.2
GRNVLY_7_SCLAND | GRNVLY_7_SCLAND | SANTA CRUZ LANDFILL GENERATING PLANT | 3.04 | 2006-02-01 | 2050-12-01 | PGE |  |  | PGE | Biogas | Biogas |  | Ameresco Santa Cruz Energy | [9 empty] | 2.92 | 2.59 | 2.92 | 2.94 | 2.97 | 2.99 | 2.69 | 2.91 | 2.92 | 2.93 | 3 | 3.01
Grove_Solar_Center_LLC | Grove Solar Center LLC | Grove Solar Center LLC | 6 | 2016-12-01 | 2050-12-31 | IPTV |  |  | IPCO | Solar_Fixed | Solar |  | Grove Solar Center, LLC |  |  |  | SOLAR_FIXED__OR_PORTLAND_V2024
GRSCRK_6_BGCKWW | GRSCRK_6_BGCKWW | BIG CREEK WATER WORKS - CEDAR FLAT | 5 | 1987-01-01 | 2050-12-01 | PGE |  |  | PGE | Hydro | Hydro |  | Big Creek Water Works | BCHY
GRZZLY_1_BERKLY | GRZZLY_1_BERKLY | Berkeley Cogeneration | 26.35 | 2018-02-01 | 2050-12-01 | PGE |  |  | PGE | CC | CCGT |  | PE Berkeley
GUERNS_6_HD3BM3 | GUERNS_6_HD3BM3 | Hanford Digester Genset 3 | 1 | 2019-07-01 | 2050-12-01 | PGE |  |  | PGE | Biogas | Biogas |  | Verwey-Hanford Dairy Digester #3 | [9 empty] | 0.02 | 0.02 | 0.02 | 0.02 | 0.02 | 0.02 | 0.02 | 0.02 | 0.02 | 0.02 | 0.02 | 0.02
GUERNS_6_SOLAR | GUERNS_6_SOLAR | Guernsey Solar Station | 20 | 2013-09-01 | 2050-12-01 | PGE |  |  | PGE | Solar_1Axis | Solar |  | Guernsey Solar Station |  |  |  | SOLAR_1AXIS_CA_KINGS_STRATFORD_V2024
GUERNS_6_VH2BM1 | GUERNS_6_VH2BM1 | Hanford Digester Genset 2 | 1 | 2019-07-01 | 2050-12-01 | PGE |  |  | PGE | Biogas | Biogas |  | Verwey-Hanford Dairy Digester #2 | [9 empty] | 0.02 | 0.02 | 0.02 | 0.02 | 0.02 | 0.02 | 0.02 | 0.02 | 0.02 | 0.02 | 0.02 | 0.02
Guernsey_1 | Guernsey 1 | Guernsey 1 | 3.2 | 1927-07-01 | 2050-12-31 | WACM |  |  | WACM | Hydro | Hydro |  | Guernsey | 1
Guernsey_2 | Guernsey 2 | Guernsey 2 | 3.2 | 1928-01-01 | 2050-12-31 | WACM |  |  | WACM | Hydro | Hydro |  | Guernsey | 2
GWFPWR_1_UNITS | GWFPWR_1_UNITS | Hanford Peaker Plant | 98.46 | 2001-08-01 | 2050-12-01 | PGE |  |  | PGE | CT | Peaker |  | Hanford Energy Park Peaker
GYS5X6_7_UNITS | GYS5X6_7_UNITS | GEYSERS UNITS 5 & 6 AGGREGATE | 98.43 | 1971-01-01 | 2050-12-01 | PGE |  |  | PGE | Geothermal | Geothermal |  | Geysers Unit 5-20 | U5 | U6 | [7 empty] | 85 | 85 | 85 | 85 | 85 | 85 | 85 | 85 | 85 | 85 | 85 | 85
GYS7X8_7_UNITS | GYS7X8_7_UNITS | GEYSERS UNITS 7 & 8 AGGREGATE | 95.8 | 1972-01-01 | 2050-12-01 | PGE |  |  | PGE | Geothermal | Geothermal |  | Geysers Unit 5-20 | U7 | U8
GYSRVL_7_WSPRNG | GYSRVL_7_WSPRNG | Warm Springs Hydro | 3.75 | 1988-12-01 | 2050-12-01 | PGE |  |  | PGE | Hydro | Hydro |  | Warm Springs Hydro Project
H_M_Jackson_1 | H_M_Jackson_1 | H_M_Jackson_1 | 47.5 | 1984-06-01 | 2050-12-31 | BPAT |  |  | BPAT | Hydro | Hydro |  | H M Jackson | 1
H_M_Jackson_2 | H_M_Jackson_2 | H_M_Jackson_2 | 47.5 | 1984-06-01 | 2050-12-31 | BPAT |  |  | BPAT | Hydro | Hydro |  | H M Jackson | 2
H_M_Jackson_3 | H_M_Jackson_3 | H_M_Jackson_3 | 8.4 | 1984-06-01 | 2050-12-31 | BPAT |  |  | BPAT | Hydro | Hydro |  | H M Jackson | 3
H_M_Jackson_4 | H_M_Jackson_4 | H_M_Jackson_4 | 8.4 | 1984-06-01 | 2050-12-31 | BPAT |  |  | BPAT | Hydro | Hydro |  | H M Jackson | 4
H_Wilson_Sundt_4_Gas | H Wilson Sundt 4 Gas | H Wilson Sundt 4 Gas | 156 | 1967-07-01 | 2037-12-31 | TEPC |  |  | TEPC | Steam | ST |  | H Wilson Sundt Generating Station | 4
H_Wilson_Sundt_GT1 | H Wilson Sundt GT1 | H Wilson Sundt GT1 | 22 | 1972-12-01 | 2032-12-31 | TEPC |  |  | TEPC | CT | Peaker |  | H Wilson Sundt Generating Station | GT1
H_Wilson_Sundt_GT2 | H Wilson Sundt GT2 | H Wilson Sundt GT2 | 22 | 1972-12-01 | 2032-12-31 | TEPC |  |  | TEPC | CT | Peaker |  | H Wilson Sundt Generating Station | GT2
H_Wilson_Sundt_ST3 | H Wilson Sundt ST3 | H Wilson Sundt ST3 | 104 | 1962-06-01 | 2032-12-31 | TEPC |  |  | TEPC | Steam | ST |  | H Wilson Sundt Generating Station | ST3
HAASPH_7_PL1X2 | HAASPH_7_PL1X2 | HAAS PH UNIT 1 & 2 AGGREGATE | 144 | 1958-01-01 | 2050-12-01 | PGE |  |  | PGE | Hydro | Hydro |  | Haas | H1 | H2
Haiwee_1 | Haiwee 1 | Haiwee 1 | 2.8 | 1927-07-01 | 2050-12-31 | LADWP |  |  | LADWP | Hydro | Hydro |  | Haiwee | 1
Haiwee_2 | Haiwee 2 | Haiwee 2 | 2.7 | 1927-07-01 | 2050-12-31 | LADWP |  |  | LADWP | Hydro | Hydro |  | Haiwee | 2
Halkirk1 | Halkirk1 | Halkirk1 | 75.6 | 2012-12-01 | 2050-12-31 | AESO |  |  | BCHA_AESO | Wind | Wind | [5 empty] | WIND_CPUCV2024c_ONSHORE_ABCYPRESS
Halkirk2 | Halkirk2 | Halkirk2 | 73.8 | 2012-12-01 | 2050-12-31 | AESO |  |  | BCHA_AESO | Wind | Wind | [5 empty] | WIND_CPUCV2024c_ONSHORE_ABCYPRESS
HALSEY_6_UNIT | HALSEY_6_UNIT | HALSEY HYDRO | 13.5 | 1916-01-01 | 2050-12-01 | PGE |  |  | PGE | Hydro | Hydro |  | Halsey | 1
HAMLIN_1_BLDSB1 | HAMLIN_1_BLDSB1 | Baldy Mesa Hybrid | 150 | 2024-06-01 | 2050-12-01 | SCE |  |  | SCE | Hybrid_Solar_1Axis | Solar |  | Baldy Mesa Solar & Storage | BLDMS |  |  | SOLAR_1AXIS_CA_SANBERNARDINO_APPLEVALLEY_V2024
HAMLIN_1_BMSBT2 | HAMLIN_1_BMSBT2 | Baldy Mesa SP | 50 | 2024-06-01 | 2050-12-01 | SCE | BALDY MESA 2, SILVER PEAK SOLAR UNIT |  | SCE | Hybrid_BattStorage | Li-ion Battery |  | Baldy Mesa 2_Silver Peak Hybrid | SPKBS |  |  |  | 200 | 4 | HAMLIN_1_BLDSB1 | 150
HamptonLumberMill | Hampton Lumber MillST1ST7.25 | Hampton Lumber MillST1ST7.25 | 7.25 | 2006-12-01 | 2050-12-01 | BPAT |  |  | BPAT | Biomass/Wood | Biomass
HancockCreek | HancockCreek | HancockCreek | 6 | 2017-02-01 | 2050-12-31 | PSEI |  |  | BPAT | Hydro | Hydro |  | Hancock Creek Hydroelectric Project
HANFORD |  | HANFORD | 32 | 2024-04-01 | 2050-12-01 | PGE |  |  | PGE | Battery Storage | Li-ion Battery | [6 empty] | 128 | 4
Hanger_160_Brighton | Hanger 160 - Brighton | Hanger 160 - Brighton | 1.7 | 2012-12-01 | 2050-12-31 | PSCO |  |  | PSCO | Solar_Fixed | Solar | [5 empty] | SOLAR_FIXED__CO_DENVER_V2024
Happy_Jack | Happy Jack | Happy Jack | 29.39 | 2008-09-01 | 2050-12-31 | WACM |  |  | WACM | Wind | Wind |  | Happy Jack Windpower Project |  |  |  | WIND_CPUCV2024c_EIA_WYOMING
HARBGN_7_UNITS | HARBGN_7_UNITS | HARBOR COGEN COMBINED CYCLE | 109.01 | 2001-06-01 | 2050-12-01 | SCE |  |  | SCE | CC | CCGT |  | Harbor Cogen
Harbor CC1CC215 | Harbor_CC1CC215 | Harbor CC1a | 215 | 2026-12-31 | 2050-12-31 | LADWP |  |  | LADWP | CC | CCGT |  | Harbor | Areo
Harbor_CC1a | Harbor CC1a | Harbor CC1a | 115.5 | 1995-01-01 | 2026-12-31 | LADWP |  |  | LADWP | CC | CCGT |  | Harbor | 10A
Harbor_CC1b | Harbor CC1b | Harbor CC1b | 115.5 | 1995-01-01 | 2026-12-31 | LADWP |  |  | LADWP | CC | CCGT |  | Harbor | 10B
Harbor_Unit_10 | Harbor Unit 10 | Harbor Unit 10 | 47.4 | 2001-10-01 | 2050-12-01 | LADWP |  |  | LADWP | CT | Peaker |  | Harbor | GT10
Harbor_Unit_11 | Harbor Unit 11 | Harbor Unit 11 | 47.4 | 2001-10-01 | 2050-12-01 | LADWP |  |  | LADWP | CT | Peaker |  | Harbor | GT11
Harbor_Unit_12 | Harbor Unit 12 | Harbor Unit 12 | 47.4 | 2001-10-01 | 2050-12-01 | LADWP |  |  | LADWP | CT | Peaker |  | Harbor | GT12
Harbor_Unit_13 | Harbor Unit 13 | Harbor Unit 13 | 47.4 | 2001-10-01 | 2050-12-01 | LADWP |  |  | LADWP | CT | Peaker |  | Harbor | GT13
Harbor_Unit_14 | Harbor Unit 14 | Harbor Unit 14 | 47.4 | 2001-10-01 | 2050-12-01 | LADWP |  |  | LADWP | CT | Peaker |  | Harbor | GT14
HarbourPointeBA1 | Harbour PointeBA1BA2_1 | Harbour PointeBA1BA2_1 | 2 | 2014-05-01 | 2050-12-01 | BPAT |  |  | BPAT | Battery Storage | Li-ion Battery | [6 empty] | 8 | 4
Hardin | Hardin | Hardin | 107 | 2006-04-01 | 2050-12-31 | NWMT |  |  | NWMT_WAUW | Coal | Coal |  | Hardin Generator Project
HARDWK_6_STWBM1 | HARDWK_6_STWBM1 | Still Water Ranch Dairy | 1 | 2020-05-01 | 2099-01-01 | PGE |  |  | PGE | Biogas | Biogas |  | Still Water Power | [9 empty] | 0.02 | 0.02 | 0.02 | 0.02 | 0.02 | 0.02 | 0.02 | 0.02 | 0.02 | 0.02 | 0.02 | 0.02
Harmac_Biomass | Harmac_Biomass | Harmac_Biomass | 55 | 2013-12-01 | 2050-12-31 | BCHA |  |  | BCHA_AESO | Biomass/Wood | Biomass
HARMATT10 | HARMATT10 | HARMATT10 | 12.3 | 2012-05-01 | 2050-12-31 | AESO |  |  | BCHA_AESO | CT | Peaker
HARMATT11 | HARMATT11 | HARMATT11 | 13.5 | 2015-02-01 | 2050-12-31 | AESO |  |  | BCHA_AESO | CT | Peaker
HARMATT9 | HARMATT9 | HARMATT9 | 15 | 2010-05-01 | 2050-12-31 | AESO |  |  | BCHA_AESO | Cogen | CHP
HarquahalaCC1_Total | HarquahalaCC1-Total | HarquahalaCC1-Total | 365 | 2003-09-01 | 2050-12-01 | AZPS |  |  | AZPS | CC | CCGT |  | Harquahala Generating Project | CTG1
HarquahalaCC2_Total | HarquahalaCC2-Total | HarquahalaCC2-Total | 365 | 2003-09-01 | 2050-12-01 | AZPS |  |  | AZPS | CC | CCGT |  | Harquahala Generating Project | CTG2
HarquahalaCC3_Total | HarquahalaCC3-Total | HarquahalaCC3-Total | 365 | 2003-09-01 | 2050-12-01 | AZPS |  |  | AZPS | CC | CCGT |  | Harquahala Generating Project | CTG3
Harriet_Lake1HY0_58 | Harriet Lake1HY0.58 | Harriet Lake1HY0.58 | 0.58 | 2016-02-01 | 2050-12-31 | PortlandGE |  |  | PortlandGE | Hydro | Hydro
Harry_Allen_CC1a | Harry Allen CC1a | Harry Allen CC1a | 259 | 2011-05-01 | 2050-12-01 | NEVP |  |  | NEVP | CC | CCGT |  | Harry Allen | 7
Harry_Allen_CC1b | Harry Allen CC1b | Harry Allen CC1b | 259 | 2011-05-01 | 2050-12-31 | NEVP |  |  | NEVP | CC | CCGT
Harry_Allen_GT1 | Harry Allen GT1 | Harry Allen GT1 | 76 | 1995-06-01 | 2046-01-01 | NEVP |  |  | NEVP | CT | Peaker |  | Harry Allen | GT1
Harry_Allen_GT4 | Harry Allen GT4 | Harry Allen GT4 | 76 | 2006-06-01 | 2046-01-01 | NEVP |  |  | NEVP | CT | Peaker |  | Harry Allen | GT4
HarryAllenSolar | Harry Allen Solar | Harry Allen Solar | 100 | 2021-02-01 | 2050-12-01 | NEVP |  |  | NEVP | Solar_1Axis | Solar |  | Harry Allen Solar Energy LLC |  |  |  | SOLAR_1AXIS_NV_CLARK_BOULDER_V2024
Hartland_LF_1 | Hartland LF 1 | Hartland LF 1 | 1.6 | 2004-02-01 | 2050-12-31 | BCHA |  |  | BCHA_AESO | Biomass/Wood | Biomass
Hartland_LF2IC1_6 | Hartland LF2IC1.6 | Hartland LF2IC1.6 | 1.6 | 2004-02-01 | 2050-12-31 | BCHA |  |  | BCHA_AESO | Biomass/Wood | Biomass
Hartzog_1 | Hartzog 1 | Hartzog 1 | 7.2 | 2002-08-01 | 2050-12-31 | WACM |  |  | WACM | CT | Peaker |  | Hartzog | 1
Hartzog_2 | Hartzog 2 | Hartzog 2 | 7.2 | 2002-08-01 | 2050-12-31 | WACM |  |  | WACM | CT | Peaker |  | Hartzog | 2
Hartzog_3 | Hartzog 3 | Hartzog 3 | 7.2 | 2002-08-01 | 2050-12-31 | WACM |  |  | WACM | CT | Peaker |  | Hartzog | 3
Harvest_Wind | Harvest Wind | Harvest Wind | 98.9 | 2010-01-01 | 2050-12-01 | BPAT |  |  | BPAT | Wind | Wind |  | Harvest Wind Project |  |  |  | WIND_CPUCV2024c_EIA_OREGON
Hatch_Solar_EC | Hatch_Solar_EC | Hatch_Solar_EC | 5 | 2011-07-01 | 2036-07-08 | EPE |  |  | PNM_EPE | Solar_1Axis | Solar |  | Hatch Solar Energy Center I, LLC |  |  |  | SOLAR_1AXIS__NM_ALBUQUERQUE_V2024
HATCR1_7_UNIT | HATCR1_7_UNIT | Hat Creek #1 | 8.5 | 1921-01-01 | 2050-12-01 | PGE |  |  | PGE | Hydro | Hydro |  | Hat Creek 1 | 1
HATCR2_7_UNIT | HATCR2_7_UNIT | Hat Creek #2 | 8.5 | 1921-01-01 | 2050-12-01 | PGE |  |  | PGE | Hydro | Hydro |  | Hat Creek 2 | 1
HATLOS_6_BWDHY1 | HATLOS_6_BWDHY1 | Bidwell Ditch | 2 | 2017-06-01 | 2050-12-01 | PGE |  |  | PGE | Hydro | Hydro |  | Bidwell Ditch Project | GEN1
HATLOS_6_LSCRK | HATLOS_6_LSCRK | Lost Creek 1 & 2 Hydro Conversion | 1.7 | 1989-06-01 | 2050-12-01 | PGE |  |  | PGE | Hydro | Hydro |  | Lost Creek I
HATRDG_2_WIND | HATRDG_2_WIND | Hatchet Ridge Wind Farm | 102 | 2010-11-01 | 2050-12-01 | PGE |  |  | PGE | Wind | Wind |  | Hatchet Ridge Wind Project |  |  |  | WIND_CPUCV2024c_CSD_CASOLANO
Hauer_Creek_1 | Hauer_Creek_1 | Hauer_Creek_1 | 2.4 | 2007-06-01 | 2050-12-31 | BCHA |  |  | BCHA_AESO | Hydro | Hydro
Hauser_HAU1 | Hauser Agg | Hauser Agg | 16.95 | 1915-09-01 | 2050-12-31 | NWMT |  |  | NWMT_WAUW | Hydro | Hydro |  | Hauser | HAU6 | HAU3 | HAU2
Hay_Canyon_Wind | Hay Canyon Wind | Hay Canyon Wind | 100.8 | 2009-04-01 | 2050-12-01 | BPAT |  |  | BPAT | Wind | Wind |  | Hay Canyon Wind Power LLC |  |  |  | WIND_CPUCV2024c_EIA_OREGON
Hayden_1 | Hayden 1 | Hayden 1 | 179 | 1965-07-01 | 2028-12-31 | WACM |  |  | WACM | Coal | Coal |  | Hayden | 1
Hayden_2 | Hayden 2 | Hayden 2 | 262 | 1976-09-01 | 2027-12-31 | WACM |  |  | WACM | Coal | Coal |  | Hayden | 2
Haynes_1 | Haynes 1 | Haynes 1 | 222 | 1963-04-01 | 2023-12-01 | LADWP |  |  | LADWP | Steam | ST
Haynes_11 | Haynes 11 | Haynes 11 | 102 | 2013-06-01 | 2050-12-01 | LADWP |  |  | LADWP | CT | Peaker |  | Haynes | 11
Haynes_12 | Haynes 12 | Haynes 12 | 102 | 2023-12-31 | 2050-12-01 | LADWP |  |  | LADWP | CT | Peaker |  | Haynes | 12
Haynes_13 | Haynes 13 | Haynes 13 | 102 | 2013-06-01 | 2050-12-01 | LADWP |  |  | LADWP | CT | Peaker |  | Haynes | 13
Haynes_14 | Haynes 14 | Haynes 14 | 102 | 2013-06-01 | 2050-12-01 | LADWP |  |  | LADWP | CT | Peaker |  | Haynes | 14
Haynes_15 | Haynes 15 | Haynes 15 | 102 | 2013-06-01 | 2050-12-01 | LADWP |  |  | LADWP | CT | Peaker |  | Haynes | 15
Haynes_16 | Haynes 16 | Haynes 16 | 102 | 2013-06-01 | 2050-12-01 | LADWP |  |  | LADWP | CT | Peaker |  | Haynes | 16
Haynes_2 | Haynes 2 | Haynes 2 | 222 | 1963-04-01 | 2023-12-01 | LADWP |  |  | LADWP | Steam | ST
Haynes_CC1a | Haynes CC1a | Haynes CC1a | 286.5 | 2005-01-01 | 2050-12-01 | LADWP |  |  | LADWP | CC | CCGT |  | Haynes | 8
Haynes_CC1b | Haynes CC1b | Haynes CC1b | 286.5 | 2005-01-01 | 2050-12-31 | LADWP |  |  | LADWP | CC | CCGT
Haynes12CC | Haynes 12CC12CC444 | Haynes 12CC12CC444 | 444 | 2023-12-01 | 2050-12-01 | LADWP |  |  | LADWP | CC | CCGT |  | Haynes
HAYPRS_6_HAYHD1 | HAYPRS_6_HAYHD1 | Haypress Lower | 5.8 | 2021-03-01 | 2050-12-01 | PGE |  |  | PGE | Hydro | Hydro |  | Haypress | LGEN
HAYPRS_6_HAYHD2 | HAYPRS_6_HAYHD2 | Haypress Middle | 6.7 | 2021-04-01 | 2050-12-01 | PGE |  |  | PGE | Hydro | Hydro |  | Haypress | UGEN
Hazel_B1PV_NT3 | Hazel B1PV-NT3 | Hazel B1PV-NT3 | 3 | 2023-05-01 | 2050-12-31 | LADWP |  |  | LADWP | Solar_Fixed | Solar | [5 empty] | SOLAR_FIXED__UT_SALTLAKECITY_V2024
Hazelton_B1 | Hazelton_B1 | Hazelton_B1 | 6.5 | 1993-05-01 | 2050-12-31 | IPMV |  |  | IPCO | Hydro | Hydro |  | Hazelton B Hydro | U1 | U2
Headgate_Rock_1 | Headgate Rock 1 | Headgate Rock 1 | 6.5 | 1993-12-01 | 2050-12-31 | WALC |  |  | WALC | Hydro | Hydro |  | Headgate Rock | 1
Headgate_Rock_2 | Headgate Rock 2 | Headgate Rock 2 | 6.5 | 1993-10-01 | 2050-12-31 | WALC |  |  | WALC | Hydro | Hydro |  | Headgate Rock | 2
Headgate_Rock_3 | Headgate Rock 3 | Headgate Rock 3 | 6.5 | 1993-07-01 | 2050-12-31 | WALC |  |  | WALC | Hydro | Hydro |  | Headgate Rock | 3
Heart_Mountain | Heart Mountain | Heart Mountain | 6.9 | 1947-12-01 | 2050-12-31 | WACM |  |  | WACM | Hydro | Hydro |  | Heart Mountain
Heartland_CC15 | Heartland Petrochemical (HRT1) | Heartland Petrochemical (HRT1) | 116 | 2021-11-01 | 2050-12-31 | AESO |  |  | BCHA_AESO | CT | Peaker
Heber_Geo_1 | Heber 1 Geothermal1ST35 | Heber 1 Geothermal1ST35 | 35 | 2016-02-01 | 2050-12-01 | IID |  |  | IID | Geothermal | Geothermal |  | Heber Geothermal
Heber_Geo_Complex | Heber Geo Complex | Heber Geo Complex | 52 | 1985-06-01 | 2050-12-01 | IID |  |  | IID | Geothermal | Geothermal |  | Heber Geothermal | 1
Heber_Solar_PV | Heber Solar PV | Heber Solar PV | 10 | 2013-06-01 | 2050-12-01 | IID |  |  | IID | Solar_Fixed | Solar |  | Heber Solar |  |  |  | SOLAR_FIXED_CA_IMPERIAL_BRAWLEY_V2024
HECATE | HECATE | HECATE | 150 | 2024-06-30 | 2044-06-30 | EPE |  |  | PNM_EPE | Solar_1Axis | Solar | [5 empty] | SOLAR_1AXIS__NM_ALBUQUERQUE_V2024
HECATE_GRID_HUMIDOR_STORAGE |  | HECATE GRID HUMIDOR STORAGE | 300 | 2025-06-01 | 2050-12-01 | SCE |  |  | SCE | Battery Storage | Li-ion Battery |  | Humidor Storage I | HEHUM |  |  |  | 1200 | 4
Hellroaring1 | Hellroaring Hydro Agg | Hellroaring Hydro Agg | 0.4 | 1916-04-01 | 2050-12-31 | NWMT |  |  | NWMT_WAUW | Hydro | Hydro
Hells_Canyon_1 | Hells_Canyon_1 | Hells_Canyon_1 | 130.5 | 1967-12-01 | 2050-12-31 | IPTV |  |  | IPCO | Hydro | Hydro |  | Hells Canyon | 1
Hells_Canyon_2 | Hells_Canyon_2 | Hells_Canyon_2 | 130.5 | 1967-12-01 | 2050-12-31 | IPTV |  |  | IPCO | Hydro | Hydro |  | Hells Canyon | 2
Hells_Canyon_3 | Hells_Canyon_3 | Hells_Canyon_3 | 130.5 | 1967-10-01 | 2050-12-31 | IPTV |  |  | IPCO | Hydro | Hydro |  | Hells Canyon | 3
HELMPG_7_UNIT_1 | HELMPG_7_UNIT 1 | HELMS PUMP-GEN UNIT 1 | 407 | 1984-01-01 | 2050-12-01 | PGE |  |  | PGE | PSH | Pumped_Hydro |  | Helms Pumped Storage | 1 |  |  |  | 61500 | 151.1057
HELMPG_7_UNIT_2 | HELMPG_7_UNIT 2 | HELMS PUMP-GEN UNIT 2 | 407 | 1984-01-01 | 2050-12-01 | PGE |  |  | PGE | PSH | Pumped_Hydro |  | Helms Pumped Storage | 2 |  |  |  | 61500 | 151.1057
HELMPG_7_UNIT_3 | HELMPG_7_UNIT 3 | HELMS PUMP-GEN UNIT 3 | 404 | 1984-01-01 | 2050-12-01 | PGE |  |  | PGE | PSH | Pumped_Hydro |  | Helms Pumped Storage | 3 |  |  |  | 61500 | 152.2277
HENRTA_6_ACDSR3 | HENRTA_6_ACDSR3 | Avenal Cutoff Dac Spring Solar | 3 | 2024-12-01 | 2050-12-01 | PGE |  |  | PGE | Solar_1Axis | Solar | [5 empty] | SOLAR_1AXIS_CA_TULARE_PORTERVILLE_V2024
HENRTA_6_HDEBT1 | HENRTA_6_HDEBT1 | Henrietta D Energy Storage | 10 | 2021-11-01 | 2050-12-01 | PGE |  |  | PGE | Battery Storage | Li-ion Battery |  | Henrietta D Energy Storage LLC | HDES1 |  |  |  | 40 | 4
HENRTA_6_SOLAR1 | HENRTA_6_SOLAR1 | Lemoore 1 | 1.5 | 2016-01-01 | 2050-12-01 | PGE |  |  | PGE | Solar_1Axis | Solar |  | Lemoore 1 |  |  |  | SOLAR_1AXIS_CA_KINGS_STRATFORD_V2024
HENRTA_6_SOLAR2 | HENRTA_6_SOLAR2 | Westside Solar Power PV1 | 2 | 2016-05-01 | 2050-12-01 | PGE |  |  | PGE | Solar_1Axis | Solar |  | Westside Solar Power PV1 |  |  |  | SOLAR_1AXIS_CA_KINGS_STRATFORD_V2024
HENRTA_6_UNITA1 | HENRTA_6_UNITA1 | GWF HENRIETTA PEAKER PLANT UNIT 1 | 49.98 | 2002-07-01 | 2050-12-01 | PGE |  |  | PGE | CT | Peaker |  | Henrietta Peaker | HPP1
HENRTA_6_UNITA2 | HENRTA_6_UNITA2 | GWF HENRIETTA PEAKER PLANT UNIT 2 | 49.42 | 2002-07-01 | 2050-12-01 | PGE |  |  | PGE | CT | Peaker |  | Henrietta Peaker | HPP2
HENRTS_1_SOLAR | HENRTS_1_SOLAR | Henrietta Solar Project | 100 | 2016-08-01 | 2050-12-01 | PGE |  |  | PGE | Solar_1Axis | Solar |  | Henrietta Solar Project |  |  |  | SOLAR_1AXIS_CA_KINGS_STRATFORD_V2024
HERDLN_6_BYHSR1 | HERDLN_6_BYHSR1 | Byron Highway Solar | 5 | 2022-11-01 | 2099-01-01 | PGE |  |  | PGE | Solar_Fixed | Solar |  | Byron Highway Solar |  |  |  | SOLAR_FIXED_CA_YOLO_WOODLAND_V2024
HermistnCC_Total | Hermiston Pwr CC1a | Hermiston Pwr CC1a | 324 | 2002-08-01 | 2050-12-01 | BPAT |  |  | BPAT | CC | CCGT |  | Hermiston Power Partnership | CTG1
HermistnGenCC1_Total | HermistnGenCC1-Total | HermistnGenCC1-Total | 243 | 1996-07-01 | 2036-12-01 | PACW |  |  | PACW | CC | CCGT |  | Hermiston Generating Plant | GEN1
HermistnGenCC2_Total | HermistnGenCC2-Total | HermistnGenCC2-Total | 243 | 1996-07-01 | 2036-12-01 | PACW |  |  | PACW | CC | CCGT |  | Hermiston Generating Plant | GEN2
HiddenHollow1 | Hidden Hollow Landfill Gas | Hidden Hollow Landfill Gas | 3 | 2007-01-01 | 2050-12-31 | IPTV |  |  | IPCO | Biomass/Wood | Biomass |  | Hidden Hollow Energy | UNT1 | UNT2
HIDSRT_2_UNITS | HIDSRT_2_UNITS | HIGH DESERT POWER PROJECT AGGREGATE | 850 | 2003-04-01 | 2050-12-01 | SCE |  |  | SCE | CC | CCGT |  | High Desert Power Plant
Higgins_CC1a | Higgins CC1a | Higgins CC1a | 320.7 | 2003-12-01 | 2049-01-01 | NEVP |  |  | NEVP | CC | CCGT |  | Higgins Generating Station
Higgins_CC1b | Higgins CC1b | Higgins CC1b | 320.7 | 2003-12-01 | 2039-12-31 | NEVP |  |  | NEVP | CC | CCGT
HIGGNS_1_COMBIE | HIGGNS_1_COMBIE | Combie South | 1.5 | 2020-05-01 | 2050-12-01 | PGE |  |  | PGE | Hydro | Hydro |  | Combie South | 1 | 2 | 3
HIGGNS_7_QFUNTS | HIGGNS_7_QFUNTS | HIGGNS_7_QFUNTS | 0.5 | 1984-04-01 | 2050-12-01 | PGE |  |  | PGE | Hydro | Hydro
High_Lonesome_Mesa_1 | High Lonesome Mesa 1 | High Lonesome Mesa 1 | 92.5 | 2009-06-01 | 2050-12-31 | PNM |  |  | PNM_EPE | Wind | Wind |  | High Lonesome Mesa LLC | 1 |  |  | WIND_CPUCV2024c_EIA_NEWMEXICO
High_Lonesome_Mesa_2 | High Lonesome Mesa 2 | High Lonesome Mesa 2 | 6.9 | 2009-06-01 | 2050-12-31 | PNM |  |  | PNM_EPE | Wind | Wind |  | High Lonesome Mesa LLC |  |  |  | WIND_CPUCV2024c_EIA_NEWMEXICO
High_Mesa | High_Mesa | High_Mesa | 40 | 2012-12-01 | 2050-12-31 | IPMV |  |  | IPCO | Wind | Wind |  | High Mesa |  |  |  | WIND_CPUCV2024c_EIA_IDAHO
High_Plains | High_Plains | High_Plains | 99 | 2009-10-01 | 2049-01-01 | PAWY |  |  | PACE | Wind | Wind |  | High Plains |  |  |  | WIND_CPUCV2024c_EIA_WYOMING
HIGHDS_2_H5SBT1 | HIGHDS_2_H5SBT1 | High 5 Solar BESS | 50 | 2021-12-01 | 2050-12-01 | SCE |  |  | SCE | Paired_BattStorage | Li-ion Battery | [6 empty] | 200 | 4 | HIGHDS_2_H5SSR1 |  | Y
HIGHDS_2_H5SSR1 | HIGHDS_2_H5SSR1 | High 5 Solar | 100 | 2021-08-01 | 2050-12-01 | SCE |  |  | SCE | Paired_Solar_1Axis | Solar | [5 empty] | SOLAR_1AXIS_CA_IMPERIAL_BRAWLEY_V2024
Highlands_Wind_1 | Highlands Wind 1 | Highlands Wind 1 | 67.1 | 2012-12-01 | 2050-12-31 | WACM |  |  | WACM | Wind | Wind | [5 empty] | WIND_CPUCV2024c_EIA_WYOMING
Highlands_Wind_2 | Highlands Wind 2 | Highlands Wind 2 | 23.1 | 2012-12-01 | 2050-12-31 | WACM |  |  | WACM | Wind | Wind | [5 empty] | WIND_CPUCV2024c_EIA_WYOMING
HILAND_7_YOLOWD | HILAND_7_YOLOWD | CLEAR LAKE UNIT 1 | 3.75 | 1985-09-01 | 2050-12-01 | PGE |  |  | PGE | Hydro | Hydro |  | Clear Lake Hydro Project | 3381
Hillcrest_PS | Hillcrest PS | Hillcrest PS | 2 | 1993-06-01 | 2027-03-21 | PSCO |  |  | PSCO | Hydro | Hydro |  | Hillcrest Pump Station
HillsCreek1 | HillsCreek1 | HillsCreek1 | 17.25 | 1962-02-01 | 2050-12-31 | BPAT |  |  | BPAT | Hydro | Hydro |  | Hills Creek | 1
HillsCreek2 | HillsCreek2 | HillsCreek2 | 17.25 | 1962-02-01 | 2050-12-31 | BPAT |  |  | BPAT | Hydro | Hydro |  | Hills Creek | 2
HINSON_2_W2CSR2 | HINSON_2_W2CSR2 | Wilmington 2 Carson | 0.6 | 2024-08-01 | 2050-12-01 | SCE | PROLOGIS_WILMINGTON_2_SOLAR |  | SCE | Solar_1Axis | Solar | [5 empty] | SOLAR_1AXIS__CA_LOSANGELES_V2024
HINSON_2_WI1SR1 | HINSON_2_WI1SR1 | Wilmington 1 | 1.8 | 2025-03-01 | 2050-12-01 | SCE | PROLOGIS_WILMINGTON_1_SOLAR |  | SCE | Solar_1Axis | Solar | [5 empty] | SOLAR_1AXIS__CA_LOSANGELES_V2024
HINSON_6_LBECH1 | HINSON_6_LBECH1 | Long Beach Unit 1 | 63 | 2007-08-01 | 2050-12-01 | SCE |  |  | SCE | CT | Peaker |  | Long Beach Generation LLC | CT1
HINSON_6_LBECH2 | HINSON_6_LBECH2 | Long Beach Unit 2 | 63 | 2007-08-01 | 2050-12-01 | SCE |  |  | SCE | CT | Peaker |  | Long Beach Generation LLC | CT2
HINSON_6_LBECH3 | HINSON_6_LBECH3 | Long Beach Unit 3 | 63 | 2007-08-01 | 2050-12-01 | SCE |  |  | SCE | CT | Peaker |  | Long Beach Generation LLC | CT3
HINSON_6_LBECH4 | HINSON_6_LBECH4 | Long Beach Unit 4 | 63 | 2007-08-01 | 2050-12-01 | SCE |  |  | SCE | CT | Peaker |  | Long Beach Generation LLC | CT4
HINSON_6_SERRGN | HINSON_6_SERRGN | Southeast Resource Recovery | 34 | 1988-01-01 | 2023-12-01 | SCE |  |  | SCE | Cogen | CHP |  | Southeast Resource Recovery | [9 empty] | 34 | 34 | 34 | 34 | 34 | 34 | 34 | 34 | 34 | 34 | 34 | 34
HNTGBH_2_PL1X3 | HNTGBH_2_PL1X3 | Huntington Beach Energy | 673.8 | 2020-02-01 | 2050-12-01 | SCE |  |  | SCE | CC | CCGT |  | AES Huntington Beach Energy Project
HNTGBH_7_UNIT_2 | HNTGBH_7_UNIT 2 | HUNTINGTON BEACH GEN STA. UNIT 2 | 226.84 | 1998-05-01 | 2023-12-01 | SCE |  |  | SCE | Steam | ST
HOLGAT_1_BORAX | HOLGAT_1_BORAX | U.S. Borax, Unit 1 | 48.2 | 1984-06-01 | 2050-12-01 | SCE |  |  | SCE | Cogen | CHP |  | US Borax | [9 empty] | 17.17 | 15.12 | 13.09 | 4.87 | 7.33 | 13.88 | 12.08 | 11.68 | 13.9 | 14.74 | 15.84 | 14.94
Holloman_Solar_Facility_LandR | Holloman Solar Facility_LandR | Holloman Solar Facility_LandR | 5 | 2018-10-01 | 2048-10-01 | EPE |  |  | PNM_EPE | Solar_Fixed | Solar |  | Holloman Solar Facility |  |  |  | SOLAR_FIXED__NM_ALBUQUERQUE_V2024
Holly1IC0_68 | Holly1IC0.68 | Holly1IC0.68 | 0.68 | 1991-12-01 | 2050-12-31 | PSCO |  |  | PSCO | ICE | Reciprocating_Engine |  | Holly | EMD
Holly2IC0_4 | Holly2IC0.4 | Holly2IC0.4 | 0.4 | 1997-03-01 | 2050-12-31 | PSCO |  |  | PSCO | ICE | Reciprocating_Engine |  | Holly | 5
Holly3IC1_8 | Holly3IC1.8 | Holly3IC1.8 | 1.8 | 2002-09-01 | 2050-12-31 | PSCO |  |  | PSCO | ICE | Reciprocating_Engine |  | Holly | ARPA
HOLSTR_1_SOLAR | HOLSTR_1_SOLAR | San Benito Smart Park | 1.5 | 2014-06-01 | 2050-12-01 | PGE |  |  | PGE | Solar_Fixed | Solar | [5 empty] | SOLAR_FIXED_CA_MERCED_LOSBANOS_V2024
HOLSTR_1_SOLAR2 | HOLSTR_1_SOLAR2 | Hollister Solar | 1.5 | 2015-04-01 | 2050-12-01 | PGE |  |  | PGE | Solar_1Axis | Solar |  | Hollister Solar LLC |  |  |  | SOLAR_1AXIS_CA_MERCED_LOSBANOS_V2024
Holter_HOL1 | Holter_HOL1 | Holter_HOL1 | 9.6 | 1918-07-01 | 2050-12-31 | NWMT |  |  | NWMT_WAUW | Hydro | Hydro |  | Holter | HOL1
Holter_HOL2 | Holter_HOL2 | Holter_HOL2 | 9.6 | 1918-07-01 | 2050-12-31 | NWMT |  |  | NWMT_WAUW | Hydro | Hydro |  | Holter | HOL2
Holter_HOL3 | Holter_HOL3 | Holter_HOL3 | 9.6 | 1918-07-01 | 2050-12-31 | NWMT |  |  | NWMT_WAUW | Hydro | Hydro |  | Holter | HOL3
Holter_HOL4 | Holter_HOL4 | Holter_HOL4 | 9.6 | 1918-07-01 | 2050-12-31 | NWMT |  |  | NWMT_WAUW | Hydro | Hydro |  | Holter | HOL4
Hooper_Solar | Hooper Solar | Hooper Solar | 50 | 2015-12-01 | 2026-09-30 | PSCO |  |  | PSCO | Solar_1Axis | Solar |  | Hooper Solar |  |  |  | SOLAR_1AXIS__NM_ALBUQUERQUE_V2024
HOOV_2_ANAPT | HOOV_2_ANAPT | Hoover Power Plant | 40.39 | 2022-12-01 | 2050-12-31 | SCE |  |  | SCE | Hydro | Hydro
HOOVER_2_MWDDYN | HOOVER_2_MWDPT | HOOVER MWD | 249 | 1989-06-01 | 2050-12-01 | SCE |  |  | SCE | Hydro | Hydro
HOOVER_2_VEADYN | HOOVER_2_VEAPT | HOOVER VEA | 16 | 1989-06-01 | 2050-12-01 | SCE |  |  | SCE | Hydro | Hydro
Hoover_Dam_A1 | Hoover Dam A1 | Hoover Dam A1 | 130 | 1941-10-01 | 2050-12-31 | TH_Mead |  |  | WALC | Hydro | Hydro |  | Hoover Dam (NV) | A1
Hoover_Dam_A2 | Hoover Dam A2 | Hoover Dam A2 | 130 | 1942-07-01 | 2050-12-31 | TH_Mead |  |  | WALC | Hydro | Hydro |  | Hoover Dam (NV) | A2
Hoover_Dam_A3 | Hoover Dam A3 | Hoover Dam A3 | 130 | 1952-09-01 | 2050-12-31 | TH_Mead |  |  | WALC | Hydro | Hydro |  | Hoover Dam (NV) | A3
Hoover_Dam_A4 | Hoover Dam A4 | Hoover Dam A4 | 130 | 1952-05-01 | 2050-12-31 | TH_Mead |  |  | WALC | Hydro | Hydro |  | Hoover Dam (NV) | A4
Hoover_Dam_A5 | Hoover Dam A5 | Hoover Dam A5 | 127 | 1943-01-01 | 2050-12-31 | TH_Mead |  |  | WALC | Hydro | Hydro |  | Hoover Dam (NV) | A5
Hoover_Dam_A6 | Hoover Dam A6 | Hoover Dam A6 | 130 | 1939-09-01 | 2050-12-31 | TH_Mead |  |  | WALC | Hydro | Hydro |  | Hoover Dam (NV) | A6
Hoover_Dam_A7 | Hoover Dam A7 | Hoover Dam A7 | 130 | 1939-06-01 | 2050-12-31 | TH_Mead |  |  | WALC | Hydro | Hydro |  | Hoover Dam (NV) | A7
Hoover_Dam_A8 | Hoover Dam A8 | Hoover Dam A8 | 61.5 | 1937-08-01 | 2050-12-31 | TH_Mead |  |  | WALC | Hydro | Hydro |  | Hoover Dam (NV) | A8
Hoover_Dam_A9 | Hoover Dam A9 | Hoover Dam A9 | 68.5 | 1952-04-01 | 2050-12-31 | TH_Mead |  |  | WALC | Hydro | Hydro |  | Hoover Dam (NV) | A9
Hoover_Dam_N1 | Hoover Dam N1 | Hoover Dam N1 | 130 | 1936-12-01 | 2050-12-31 | TH_Mead |  |  | WALC | Hydro | Hydro |  | Hoover Dam (NV) | N1
Hoover_Dam_N2 | Hoover Dam N2 | Hoover Dam N2 | 130 | 1937-10-01 | 2050-12-31 | TH_Mead |  |  | WALC | Hydro | Hydro |  | Hoover Dam (NV) | N2
Hoover_Dam_N3 | Hoover Dam N3 | Hoover Dam N3 | 130 | 1936-03-01 | 2050-12-31 | TH_Mead |  |  | WALC | Hydro | Hydro |  | Hoover Dam (NV) | N3
Hoover_Dam_N4 | Hoover Dam N4 | Hoover Dam N4 | 130 | 1938-11-01 | 2050-12-31 | TH_Mead |  |  | WALC | Hydro | Hydro |  | Hoover Dam (NV) | N4
Hoover_Dam_N5 | Hoover Dam N5 | Hoover Dam N5 | 130 | 1938-06-01 | 2050-12-31 | TH_Mead |  |  | WALC | Hydro | Hydro |  | Hoover Dam (NV) | N5
Hoover_Dam_N6 | Hoover Dam N6 | Hoover Dam N6 | 130 | 1938-08-01 | 2050-12-31 | TH_Mead |  |  | WALC | Hydro | Hydro |  | Hoover Dam (NV) | N6
Hoover_Dam_N7 | Hoover Dam N7 | Hoover Dam N7 | 127 | 1944-11-01 | 2050-12-31 | TH_Mead |  |  | WALC | Hydro | Hydro |  | Hoover Dam (NV) | N7
Hoover_Dam_N8 | Hoover Dam N8 | Hoover Dam N8 | 130 | 1961-12-01 | 2050-12-31 | TH_Mead |  |  | WALC | Hydro | Hydro |  | Hoover Dam (NV) | N8
Hopkins_Ridge_Wind_1_2 | Hopkins Ridge Wind 1-2 | Hopkins Ridge Wind 1-2 | 156.6 | 2005-11-01 | 2050-01-01 | BPAT |  |  | BPAT | Wind | Wind |  | Hopkins Ridge Wind |  |  |  | WIND_CPUCV2024c_EIA_OREGON
HorizonCC_Total | HorizonCC-Total | HorizonCC-Total | 16 | 2007-08-01 | 2050-12-31 | AESO |  |  | BCHA_AESO | Cogen | CHP
HornRapidsBatteryBA1 | Horn Rapids BatteryBA1BA1 | Horn Rapids BatteryBA1BA1 | 1 | 2020-11-01 | 2050-12-01 | BPAT |  |  | BPAT | Battery Storage | Li-ion Battery |  | Horn Rapids Solar, Storage and Training | HRBE |  |  |  | 4 | 4
HornRapidsSolar | Horn Rapids Solar and StoragePVPV-NT3.2 | Horn Rapids Solar and StoragePVPV-NT3.2 | 3.2 | 2020-07-01 | 2050-12-01 | BPAT |  |  | BPAT | Solar_Fixed | Solar |  | Horn Rapids Solar, Storage and Training | HRPV |  |  | SOLAR_FIXED__OR_MEDFORD_V2024
Horse_Butte_Phase_II | Horse Butte Phase II | Horse Butte Phase II | 42.4 | 2022-12-01 | 2050-12-31 | PAID |  |  | PACE | Wind | Wind | [5 empty] | WIND_CPUCV2024c_EIA_IDAHO
Horse_Mesa_HM1 | Horse Mesa HM1 | Horse Mesa HM1 | 10 | 1927-04-01 | 2050-12-31 | SRP |  |  | SRP | Hydro | Hydro
Horse_Mesa_HM2 | Horse Mesa HM2 | Horse Mesa HM2 | 10 | 1927-04-01 | 2050-12-31 | SRP |  |  | SRP | Hydro | Hydro
Horse_Mesa_HM3 | Horse Mesa HM3 | Horse Mesa HM3 | 10 | 1927-04-01 | 2050-12-31 | SRP |  |  | SRP | Hydro | Hydro
Horse_Mesa_HM4 | Horse Mesa HM4 | Horse Mesa HM4 | 119 | 1972-06-01 | 2050-12-01 | SRP |  |  | SRP | PSH | Pumped_Hydro |  | Horse Mesa | HM4 |  |  |  | 66781 | 561.1849
HorseButteWind1 | HorseButteWind1 | HorseButteWind1 | 57.6 | 2012-08-01 | 2050-12-31 | PAID |  |  | PACE | Wind | Wind |  | Horse Butte Wind I, LLC |  |  |  | WIND_CPUCV2024c_EIA_IDAHO
HorseshoBendHY1 | HorseshoBendHY1 | HorseshoBendHY1 | 9 | 1995-09-01 | 2050-12-31 | IPTV |  |  | IPCO | Hydro | Hydro |  | Horseshoe Bend Hydroelectric Co | GEN1 | GEN2
HorseshoBendWP | HorseshoBendWP | HorseshoBendWP | 9 | 2006-02-01 | 2050-12-31 | NWMT |  |  | NWMT_WAUW | Wind | Wind |  | Horseshoe Bend Wind Park |  |  |  | WIND_CPUCV2024c_EIA_IDAHO
Horseshoe_Bend_Wind | Horseshoe Bend Wind | Horseshoe Bend Wind | 290 | 2012-08-01 | 2050-12-01 | BPAT |  |  | BPAT | Wind | Wind |  | Horseshoe Bend Wind LLC |  |  |  | WIND_CPUCV2024c_EIA_OREGON
Horseshoe_Solar_LLC | Horseshoe Solar LLC | Horseshoe Solar LLC | 75.6 | 2022-10-01 | 2047-10-30 | PAUT |  |  | PACE | Solar_1Axis | Solar |  | Horseshoe Solar, LLC |  |  |  | SOLAR_1AXIS__UT_SALTLAKECITY_V2024
Horseshoe1_HY1 | Horseshoe1_HY1 | Horseshoe1_HY1 | 5 | 1911-01-01 | 2050-12-31 | AESO |  |  | BCHA_AESO | Hydro | Hydro
Horseshoe2_HY2 | Horseshoe2_HY2 | Horseshoe2_HY2 | 3 | 1911-01-01 | 2050-12-31 | AESO |  |  | BCHA_AESO | Hydro | Hydro
Horseshoe3_HY3 | Horseshoe3_HY3 | Horseshoe3_HY3 | 3 | 1911-01-01 | 2050-12-31 | AESO |  |  | BCHA_AESO | Hydro | Hydro
Horseshoe4_HY4 | Horseshoe4_HY4 | Horseshoe4_HY4 | 5 | 1911-01-01 | 2050-12-31 | AESO |  |  | BCHA_AESO | Hydro | Hydro
HotPotSolar | Hot Pot Solar | Hot Pot Solar | 350 | 2026-12-01 | 2050-12-01 | NEVP |  |  | NEVP | Solar_1Axis | Solar |  | Hot Pot Solar |  |  |  | SOLAR_1AXIS_NV_CLARK_BOULDER_V2024
Houweling_Nurseries_Cogen_1 | Houweling Nurseries Cogen 1 | Houweling Nurseries Cogen 1 | 4.3 | 2015-10-01 | 2050-12-31 | BCHA |  |  | BCHA_AESO | Steam | ST
Houweling_Nurseries_Cogen_2 | Houweling Nurseries Cogen 2 | Houweling Nurseries Cogen 2 | 4.3 | 2015-10-01 | 2050-12-31 | BCHA |  |  | BCHA_AESO | Steam | ST
HoweSoundGreen1 | HoweSoundGreen1 | HoweSoundGreen1 | 62.5 | 2010-10-01 | 2050-12-31 | BCHA |  |  | BCHA_AESO | Biomass/Wood | Biomass
HoweSoundGreen2 | HoweSoundGreen2 | HoweSoundGreen2 | 50 | 2010-10-01 | 2050-12-31 | BCHA |  |  | BCHA_AESO | Biomass/Wood | Biomass
HR_Milner | H.R. Milner (HRM) | H.R. Milner (HRM) | 208 | 2020-04-01 | 2050-12-31 | AESO |  |  | BCHA_AESO | CT | Peaker
Hudson_Ranch_I | Hudson Ranch I | Hudson Ranch I | 64.8 | 2015-05-01 | 2050-12-01 | IID |  |  | IID | Geothermal | Geothermal |  | Hudson Ranch Power II LLC
Huerfano_River_Wind | Huerfano River Wind | Huerfano River Wind | 8 | 2013-08-01 | 2050-12-31 | PSCO |  |  | PSCO | Wind | Wind |  | Huerfano River Wind | WTG1 | WTG2 | WTG3 | WIND_CPUCV2024c_EIA_UTAH
HUMBPP_1_UNITS3 | HUMBPP_1_UNITS3 | Humboldt Bay Generating Station 3 | 65.08 | 2010-09-01 | 2050-12-01 | PGE |  |  | PGE | ICE | Reciprocating_Engine |  | Humboldt Bay | IC1 | IC2 | IC4
HUMBPP_6_UNITS | HUMBPP_6_UNITS | Humboldt Bay Generating Station 1 | 97.62 | 2010-09-01 | 2050-12-01 | PGE |  |  | PGE | ICE | Reciprocating_Engine |  | Humboldt Bay | IC5 | IC6 | IC7
HUMMINGBIRDSTORAGE | HUMMINGBIRD ENERGY STORAGE | HUMMINGBIRD ENERGY STORAGE | 75 | 2023-06-01 | 2050-12-01 | PGE |  |  | PGE | Battery Storage | Li-ion Battery |  | Hummingbird Energy Storage LLC | HUMB1 |  |  |  | 300 | 4
Hungry_Horse_1 | Hungry_Horse_1 | Hungry_Horse_1 | 107 | 1952-10-01 | 2050-12-31 | BPAT |  |  | BPAT | Hydro | Hydro |  | Hungry Horse | 1
Hungry_Horse_2 | Hungry_Horse_2 | Hungry_Horse_2 | 107 | 1952-12-01 | 2050-12-31 | BPAT |  |  | BPAT | Hydro | Hydro |  | Hungry Horse | 2
Hungry_Horse_3 | Hungry_Horse_3 | Hungry_Horse_3 | 107 | 1953-07-01 | 2050-12-31 | BPAT |  |  | BPAT | Hydro | Hydro |  | Hungry Horse | 3
Hungry_Horse_4 | Hungry_Horse_4 | Hungry_Horse_4 | 107 | 1953-07-01 | 2050-12-31 | BPAT |  |  | BPAT | Hydro | Hydro |  | Hungry Horse | 4
Hunter_1 | Hunter_1 | Hunter_1 | 471 | 1978-06-01 | 2042-12-31 | PAUT |  |  | PACE | Coal | Coal |  | Hunter | 1
Hunter_2 | Hunter_2 | Hunter_2 | 430 | 1980-06-01 | 2042-12-31 | PAUT |  |  | PACE | Coal | Coal |  | Hunter | 2
Hunter_3 | Hunter_3 | Hunter_3 | 460 | 1983-06-01 | 2042-12-31 | PAUT |  |  | PACE | Coal | Coal |  | Hunter | 3
Hunter_Creek | Hunter Creek | Hunter Creek | 11 | 2018-06-01 | 2050-12-31 | BCHA |  |  | BCHA_AESO | Hydro | Hydro
Hunter_Mesa | Hunter Mesa | Hunter Mesa | 52 | 2023-03-31 | 2050-12-31 | PSCO |  |  | PSCO | Solar_1Axis | Solar | [5 empty] | SOLAR_1AXIS__CO_DENVER_V2024
Hunter_Solar | Hunter Solar | Hunter Solar | 75 | 2021-03-01 | 2046-02-28 | PSCO |  |  | PSCO | Solar_1Axis | Solar |  | Hunter Solar, LLC (CO) |  |  |  | SOLAR_1AXIS__CO_DENVER_V2024
Hunter_Solar_LLC | Hunter Solar LLC | Hunter Solar LLC | 101 | 2021-03-01 | 2046-02-28 | PAUT |  |  | PACE | Solar_1Axis | Solar |  | Hunter Solar LLC (UT) |  |  |  | SOLAR_1AXIS__UT_SALTLAKECITY_V2024
Huntington_1 | Huntington_1 | Huntington_1 | 459 | 1977-06-01 | 2036-12-31 | PAUT |  |  | PACE | Coal | Coal |  | Huntington | 1
Huntington_2 | Huntington_2 | Huntington_2 | 450 | 1974-07-01 | 2036-12-31 | PAUT |  |  | PACE | Coal | Coal |  | Huntington | 2
HURON_6_SOLAR | HURON_6_SOLAR | Huron Solar Station | 20 | 2012-08-01 | 2050-12-01 | PGE |  |  | PGE | Solar_Fixed | Solar |  | Huron Solar Station |  |  |  | SOLAR_FIXED_CA_KINGS_STRATFORD_V2024
HutchinsnCreek1 | Hutchinson Creek Agg | Hutchinson Creek Agg | 4 | 1983-01-01 | 2050-12-31 | PSEI |  |  | BPAT | Hydro | Hydro
Hyder1_1 | Hyder I (Phase 1) | Hyder1_1 | 11 | 2011-11-01 | 2050-12-01 | AZPS |  |  | AZPS | Solar_1Axis | Solar |  | Hyder Solar Hybrid | PV1 |  |  | SOLAR_1AXIS__AZ_PHOENIX_V2024
Hyder1_2 | Hyder I (Phase 2) | Hyder1_2 | 5 | 2012-03-01 | 2050-12-01 | AZPS |  |  | AZPS | Solar_1Axis | Solar |  | Hyder Solar Hybrid | PV2 |  |  | SOLAR_1AXIS__AZ_PHOENIX_V2024
Hyder1BESS | Hyder 1 (Phase 1) BESS | Hyder 1 (Phase 1) BESS | 11 | 2022-06-01 | 2050-12-01 | AZPS |  |  | AZPS | Battery Storage | Li-ion Battery |  | Hyder Solar Hybrid | H116M |  |  |  | 44 | 4
Hyder2BESS | Hyder 1 (Phase 2) BESS | Hyder 1 (Phase 2) BESS | 5 | 2022-06-01 | 2050-12-01 | AZPS |  |  | AZPS | Battery Storage | Li-ion Battery |  | Hyder Solar Hybrid | H116M |  |  |  | 20 | 4
HyderII | Hyder II | Hyder II | 14 | 2013-12-01 | 2050-12-01 | AZPS |  |  | AZPS | Solar_1Axis | Solar |  | Hyder II Hybrid | PV1 |  |  | SOLAR_1AXIS__AZ_PHOENIX_V2024
HyderIIBESS | Hyder II BESS | Hyder II BESS | 14 | 2022-06-01 | 2050-12-01 | AZPS |  |  | AZPS | Battery Storage | Li-ion Battery |  | Hyder II Hybrid | H214M |  |  |  | 56 | 4
Hyline_Solar_Center | Hyline Solar Center | Hyline Solar Center | 9 | 2016-12-01 | 2050-12-31 | IPTV |  |  | IPCO | Solar_Fixed | Solar |  | Hyline Solar Center, LLC |  |  |  | SOLAR_FIXED__OR_PORTLAND_V2024
Hystad_Creek_1 | Hystad_Creek_1 | Hystad_Creek_1 | 3 | 2002-05-01 | 2050-12-31 | BCHA |  |  | BCHA_AESO | Hydro | Hydro
Hystad_Creek_2 | Hystad_Creek_2 | Hystad_Creek_2 | 3 | 2002-05-01 | 2050-12-31 | BCHA |  |  | BCHA_AESO | Hydro | Hydro
HYTTHM_2_UNITS | HYTTHM_2_UNITS | HYATT-THERMALITO PUMP-GEN (AGGREGATE) | 933.1 | 1968-01-01 | 2050-12-01 | PGE |  |  | PGE | Hydro | Hydro
Ice_Harbor | Ice Harbor | Ice Harbor | 646.6 | 1962-01-01 | 2050-12-31 | BPAT |  |  | BPAT | Hydro | Hydro |  | Ice Harbor | 1 | 2 | 3
IGNACO_1_QF | IGNACO_1_QF | SMALL QF AGGREGATION - VALLEJO/DINSMORE | 0.5 | 1985-01-01 | 2050-12-01 | PGE |  |  | PGE | Solar_1Axis | Solar | [5 empty] | SOLAR_1AXIS_CA_YOLO_WOODLAND_V2024
IID_HY_Agg_1 | IID HY Agg 1 | IID HY Agg 1 | 0.81 | 1961-08-01 | 2050-12-31 | IID |  |  | IID | Hydro | Hydro
IIDPVTAggImperialCo1 | IID PV-T Agg Imperial Co 1 | IID PV-T Agg Imperial Co 1 | 8 | 2020-04-01 | 2050-12-01 | IID |  |  | IID | Solar_1Axis | Solar | [5 empty] | SOLAR_1AXIS_CA_IMPERIAL_BRAWLEY_V2024
IMPERIAL_BEACH |  | IMPERIAL BEACH | 3 | 2024-12-01 | 2050-12-01 | SDGE |  |  | SDGE | Battery Storage | Li-ion Battery |  | EnerSmart Imperial Beach BESS | IB192 |  |  |  | 12 | 4
Imperial_ValleyIVSC2 | Imperial ValleyIVSC2 | Imperial ValleyIVSC2 | 20 | 2015-07-01 | 2050-12-01 | IID |  |  | IID | Solar_Fixed | Solar |  | Imperial Valley Solar Co (IVSC) 2, LLC |  |  |  | SOLAR_FIXED_CA_IMPERIAL_BRAWLEY_V2024
InaLevineJCC | Ina Levine JCC | Ina Levine JCC | 1.1 | 2012-09-01 | 2050-12-01 | AZPS |  |  | AZPS | Solar_Fixed | Solar | [5 empty] | SOLAR_FIXED__AZ_PHOENIX_V2024
INDIGO_1_UNIT_1 | INDIGO_1_UNIT 1 | INDIGO PEAKER UNIT 1 | 45.3 | 2001-09-01 | 2050-12-01 | SCE |  |  | SCE | CT | Peaker |  | Indigo Energy Facility | CTG1
INDIGO_1_UNIT_2 | INDIGO_1_UNIT 2 | INDIGO PEAKER UNIT 2 | 45.3 | 2001-09-01 | 2050-12-01 | SCE |  |  | SCE | CT | Peaker |  | Indigo Energy Facility | CTG2
INDIGO_1_UNIT_3 | INDIGO_1_UNIT 3 | INDIGO PEAKER UNIT 3 | 45.3 | 2001-09-01 | 2050-12-01 | SCE |  |  | SCE | CT | Peaker |  | Indigo Energy Facility | CTG3
INDVLY_1_UNITS | INDVLY_1_UNITS | Indian Valley Hydro | 3.01 | 1983-09-01 | 2050-12-01 | PGE |  |  | PGE | Hydro | Hydro |  | Indian Valley Dam Hydro Project | 1641 | 1642 | 8332
Innisfail_INF1 | Innisfail (INF1) | Innisfail (INF1) | 22 | 2020-06-01 | 2050-12-31 | AESO |  |  | BCHA_AESO | Solar_1Axis | Solar | [5 empty] | SOLAR_1AXIS__WA_SEATTLE_V2024
IntercontPulp | IntercontPulp | IntercontPulp | 31.7 | 2015-04-01 | 2050-12-31 | BCHA |  |  | BCHA_AESO | Biomass/Wood | Biomass
Interlakes_1 | Interlakes_1 | Interlakes_1 | 5 | 1954-01-01 | 2050-12-31 | AESO |  |  | BCHA_AESO | Hydro | Hydro
Intermountain_1 | Intermountain1 | Intermountain1 | 609.97 | 1986-06-01 | 2025-06-01 | LADWP |  |  | LADWP | Coal | Coal
Intermountain_2 | Intermountain2 | Intermountain2 | 609.97 | 1987-04-01 | 2025-06-01 | LADWP |  |  | LADWP | Coal | Coal
Intermountain_CC1 | Intermountain CC 1 | Intermountain CC 1 | 398 | 2025-07-01 | 2050-12-01 | LADWP |  |  | LADWP | CC | CCGT |  | Intermountain Power Project | 3
Intermountain_CC2 | Intermountain CC 2 | Intermountain CC 2 | 398 | 2025-07-01 | 2050-12-01 | LADWP |  |  | LADWP | CC | CCGT |  | Intermountain Power Project | 4
InternationalPaperEnergyCenter | InternationalPaperEnergyCenter | InternationalPaperEnergyCenter | 25 | 1976-10-01 | 2050-12-01 | BPAT |  |  | BPAT | Biomass/Wood | Biomass |  | IP Springfield Oregon | TG1 | TG2 | TG3
InternationalPaperEnergyCenter2 | InternationalPaperEnergyCenter 2 | InternationalPaperEnergyCenter 2 | 40 | 1976-10-01 | 2050-12-01 | BPAT |  |  | BPAT | Biomass/Wood | Biomass |  | IP Springfield Oregon | TG4
InterstateSolar | Interstate SolarPGRC5PV-NT2.2 | Interstate SolarPGRC5PV-NT2.2 | 2.2 | 2017-12-01 | 2050-12-01 | PortlandGE |  |  | PortlandGE | Solar_Fixed | Solar |  | Interstate Solar |  |  |  | SOLAR_FIXED__OR_PORTLAND_V2024
INTKEP_2_UNITS | INTKEP_2_UNITS | CCSF Hetch_Hetchy Hydro Aggregate | 405 | 2006-07-01 | 2050-12-01 | PGE |  |  | PGE | Hydro | Hydro
INTMNT_3_ANAHEIM | INTMNT_3_ANAHEIM | Intermountain Power Project | 234 | 1986-06-01 | 2025-06-01 | SCE |  |  | SCE | Coal | Coal |  | Intermountain Power Project | 1
INTMNT_3_PASADENA | INTMNT_3_PASADENA | Intermountain Power Project | 107 | 1986-06-01 | 2025-06-01 | SCE |  |  | SCE | Coal | Coal |  | Intermountain Power Project | 2
INTMNT_3_RIVERSIDE | INTMNT_3_RIVERSIDE | IPPDYN | 136 | 1986-06-01 | 2025-06-01 | SCE |  |  | SCE | Coal | Coal |  | Intermountain Power Project | 1
INTTRB_6_UNIT | INTTRB_6_UNIT | International Turbine Research | 18.4 | 1988-06-01 | 2023-12-01 | PGE |  |  | PGE | Wind | Wind |  | Dinosaur Point |  |  |  | WIND_CPUCV2024c_CSD_CASOLANO
IPCO_Hydro | IPC_AgrHydro_60345 | IPC_AgrHydro_60345 | 46.6 | 2010-09-01 | 2050-12-31 | IPMV |  |  | IPCO | Hydro | Hydro
IPMV_HY_Agg_1 | IPMV HY Agg 1 | IPMV HY Agg 1 | 9.45 | 1984-06-01 | 2050-12-31 | IPMV |  |  | IPCO | Hydro | Hydro
IPMV_Wind_Agg_1 | IPMV Wind Agg 1 | IPMV Wind Agg 1 | 100.5 | 2010-12-01 | 2050-12-31 | IPMV |  |  | IPCO | Wind | Wind | [5 empty] | WIND_CPUCV2024c_EIA_IDAHO
IPTV_HyAgg_Malheur_Co | IPTV HyAgg Malheur Co | IPTV HyAgg Malheur Co | 14 | 1989-05-01 | 2050-12-31 | IPTV |  |  | IPCO | Hydro | Hydro
IPTV_WT_Agg_Elmore_Co_1 | IPTV WT Agg Elmore Co 1 | IPTV WT Agg Elmore Co 1 | 92 | 2012-07-01 | 2050-12-31 | IPTV |  |  | IPCO | Wind | Wind | [5 empty] | WIND_CPUCV2024c_EIA_IDAHO
IPTV_WT_Agg_Elmore_Co_2 | IPTV WT Agg Elmore Co 2 | IPTV WT Agg Elmore Co 2 | 46 | 2012-08-01 | 2050-12-31 | IPTV |  |  | IPCO | Wind | Wind | [5 empty] | WIND_CPUCV2024c_EIA_IDAHO
IRC_Generator_Facility_Agg | IRC Generator Facility Agg | IRC Generator Facility Agg | 3 | 1986-12-01 | 2050-12-31 | PAUT |  |  | PACE | ICE | Reciprocating_Engine |  | IRC Generator Facility | 290 | 291
Iron_Gate | Iron_Gate | Iron_Gate | 18 | 1962-02-01 | 2024-03-31 | PACW |  |  | PACW | Hydro | Hydro |  | Iron Gate
IRON_SPRG_SG | IRON SPRG_SG | IRON SPRG_SG | 80 | 2016-08-01 | 2036-08-14 | PAUT |  |  | PACE | Solar_Fixed | Solar |  | Iron Springs Solar, LLC |  |  |  | SOLAR_FIXED_NV_CLARK_BOULDER_V2024
IronHorseSolar | Iron Horse Solar | Iron Horse Solar | 2.04 | 2017-04-01 | 2037-04-20 | TEPC |  |  | TEPC | Solar_Fixed | Solar |  | Iron Horse Battery Storage Hybrid | PV1 |  |  | SOLAR_FIXED__AZ_TUCSON_V2024
IronPoint | Iron Point | Iron Point | 100 | 2023-09-01 | 2050-12-01 | NEVP |  |  | NEVP | Solar_1Axis | Solar |  | Iron Point Solar (Hybrid) | IPS |  |  | SOLAR_1AXIS_NV_CLARK_BOULDER_V2024
IronPoint2 | Iron Point 2 | Iron Point 2 | 150 | 2023-09-01 | 2050-12-01 | NEVP |  |  | NEVP | Solar_1Axis | Solar |  | Iron Point Solar (Hybrid) | IPS |  |  | SOLAR_1AXIS_NV_CLARK_BOULDER_V2024
IRPHA | IRP HA PV2G | IRP HA PV2G | 100 | 2016-12-01 | 2050-12-01 | NEVP |  |  | NEVP | Solar_Fixed | Solar | [5 empty] | SOLAR_FIXED_NV_CLARK_BOULDER_V2024
Irrican | Irrican | Irrican | 7 | 2004-06-01 | 2050-12-31 | AESO |  |  | BCHA_AESO | Hydro | Hydro
Island_Park1 | Island Park1 | Island Park1 | 2.4 | 1994-04-01 | 2050-12-31 | PAID |  |  | PACE | Hydro | Hydro |  | Island Park | HY1
Island_Park2 | Island Park2 | Island Park2 | 2.4 | 1994-04-01 | 2050-12-31 | PAID |  |  | PACE | Hydro | Hydro |  | Island Park | HY2
IslandCogenCC_Total | IslandCogenCC-Total | IslandCogenCC-Total | 290 | 2002-04-01 | 2027-03-31 | BCHA |  |  | BCHA_AESO | CC | CCGT
IVANPA_1_UNIT1 | IVANPA_1_UNIT1 | Ivanpah 1 | 126 | 2013-11-01 | 2050-12-01 | SCE |  |  | SCE | Solar_Thermal | Solar |  | Ivanpah 1 |  |  |  | SOLAR_1AXIS_NV_CLARK_BOULDER_V2024
IVANPA_1_UNIT2 | IVANPA_1_UNIT2 | Ivanpah 2 | 133 | 2013-12-01 | 2050-12-01 | SCE |  |  | SCE | Solar_Thermal | Solar |  | Ivanpah 2 |  |  |  | SOLAR_1AXIS_NV_CLARK_BOULDER_V2024
IVANPA_1_UNIT3 | IVANPA_1_UNIT3 | Ivanpah 3 | 133 | 2013-12-01 | 2050-12-01 | SCE |  |  | SCE | Solar_Thermal | Solar |  | Ivanpah 3 |  |  |  | SOLAR_1AXIS_NV_CLARK_BOULDER_V2024
IVSLR2_2_SM2SR1 | IVSLR2_2_SM2SR1 | Silver Ridge Mount Signal 2 | 150 | 2019-12-01 | 2050-09-01 | SDGE |  |  | SDGE | Solar_1Axis | Solar |  | Mount Signal Solar Farm II |  |  |  | SOLAR_1AXIS_CA_IMPERIAL_OCOTILLO_V2024
IVSLRP_2_SOLAR1 | IVSLRP_2_SOLAR1 | Silver Ridge Mount Signal | 200 | 2013-10-01 | 2050-12-01 | SDGE |  |  | SDGE | Solar_Fixed | Solar |  | Imperial Valley Solar, LLC |  |  |  | SOLAR_FIXED_CA_IMPERIAL_OCOTILLO_V2024
IVWEST_2_SOLAR1 | IVWEST_2_SOLAR1 | Imperial Valley West ( Q # 608) | 150 | 2015-09-01 | 2050-12-01 | SDGE |  |  | SDGE | Solar_1Axis | Solar |  | Imperial Solar Energy Center West |  |  |  | SOLAR_1AXIS_CA_IMPERIAL_OCOTILLO_V2024
Jackpot_Solar_Projects | Jackpot Solar Projects | Jackpot Solar Projects | 120 | 2022-12-31 | 2050-12-31 | IPMV |  |  | IPCO | Solar_1Axis | Solar |  | Jackpot Solar, LLC |  |  |  | SOLAR_FIXED__OR_MEDFORD_V2024
Jackson_Fuller_1 | Jackson Fuller 1 | Jackson Fuller 1 | 124.1 | 2015-10-01 | 2040-10-11 | PSCO |  |  | PSCO | Wind | Wind | [5 empty] | WIND_CPUCV2024c_EIA_NEWMEXICO
Jackson_Fuller_2 | Jackson Fuller 2 | Jackson Fuller 2 | 125 | 2015-10-01 | 2040-10-11 | PSCO |  |  | PSCO | Wind | Wind | [5 empty] | WIND_CPUCV2024c_EIA_NEWMEXICO
JACMSR_1_JACSR1 | JACMSR_1_JACSR1 | Jacumba Solar Farm | 20 | 2017-07-01 | 2050-12-01 | SDGE |  |  | SDGE | Solar_Fixed | Solar |  | Jacumba Solar Farm |  |  |  | SOLAR_1AXIS_CA_IMPERIAL_OCOTILLO_V2024
Jamie_Creek_1 | Jamie_Creek_1 | Jamie_Creek_1 | 10.67 | 2014-05-01 | 2050-12-31 | BCHA |  |  | BCHA_AESO | Hydro | Hydro
Jamie_Creek_2 | Jamie_Creek_2 | Jamie_Creek_2 | 10.67 | 2014-05-01 | 2050-12-31 | BCHA |  |  | BCHA_AESO | Hydro | Hydro
JANCRK_6_RCABT1 | JANCRK_6_RCABT1 | Redwood Coast Airport Microgrid | 1.75 | 2021-12-01 | 2099-01-01 | PGE |  |  | PGE | Battery Storage | Li-ion Battery |  | Redwood Coast Airport Microgrid | RCAM2 |  |  |  | 8.87 | 5.0686
JASMINE_SOLAR_STORAGE |  | JASMINE_70MWSOLAR+64.4MWSTORAGE | 89 | 2026-06-01 | 2050-12-01 | PGE |  |  | PGE | Hybrid_Solar_1Axis | Solar | [5 empty] | SOLAR_1AXIS_CA_KERN_MOJAVE_V2024
JAVASR_1_JAVSR1 | JAVASR_1_JAVSR1 | Java Solar | 13.5 | 2022-11-01 | 2050-12-01 | PGE |  |  | PGE | Solar_1Axis | Solar |  | Java Solar, LLC |  |  |  | SOLAR_1AXIS_CA_KINGS_STRATFORD_V2024
JAWBNE_2_NSRWND | JAWBNE_2_NSRWND | North Sky River Wind Project | 160 | 2012-12-01 | 2050-12-01 | SCE |  |  | SCE | Wind | Wind |  | North Sky River Energy LLC |  |  |  | WIND_CPUCV2024c_CSD_CAKERN
JAWBNE_2_SRWWD2 | JAWBNE_2_SRWWD2 | Sky River Wind Repower B | 30.2 | 2021-09-01 | 2099-01-01 | SCE |  |  | SCE | Wind | Wind |  | Sky River Wind Energy Center |  |  |  | WIND_CPUCV2024c_CSD_CAKERN
Jaybird_H1 | Jaybird H1 | Jaybird H1 | 77 | 1961-04-01 | 2050-12-31 | NCNC |  |  | NCNC | Hydro | Hydro |  | Jaybird | H1
Jaybird_H2 | Jaybird H2 | Jaybird H2 | 77 | 1962-03-01 | 2050-12-31 | NCNC |  |  | NCNC | Hydro | Hydro |  | Jaybird | H2
JAYNE_6_WLSLR | JAYNE_6_WLSLR | Westlands Solar Farm PV 1 | 18 | 2014-02-01 | 2050-12-01 | PGE |  |  | PGE | Solar_Fixed | Solar |  | Westlands Solar PV Farm |  |  |  | SOLAR_FIXED_CA_KINGS_STRATFORD_V2024
JCBiomethane | JC-BiomethaneIC1IC1.6 | JC-BiomethaneIC1IC1.6 | 1.6 | 1899-12-31 | 2050-12-01 | BPAT |  |  | BPAT | Biomass/Wood | Biomass
Jenner_Solar_JER1 | Jenner Solar (JER1) | Jenner Solar (JER1) | 23 | 2021-06-01 | 2050-12-31 | AESO |  |  | BCHA_AESO | Solar_1Axis | Solar | [5 empty] | SOLAR_1AXIS__WA_SEATTLE_V2024
Jenner_Wind_Power_Project | Jenner Wind Power Project | Jenner Wind Power Project | 122 | 2022-06-30 | 2050-12-31 | AESO |  |  | BCHA_AESO | Wind | Wind | [5 empty] | WIND_CPUCV2024c_ONSHORE_ABCYPRESS
Jenner_Wind_Power_Project_2 | Jenner Wind Power Project 2 | Jenner Wind Power Project 2 | 180 | 2022-06-30 | 2050-12-31 | AESO |  |  | BCHA_AESO | Wind | Wind | [5 empty] | WIND_CPUCV2024c_ONSHORE_ABCYPRESS
Jenner_Wind_Power_Project_3 | Jenner Wind Power Project 3 | Jenner Wind Power Project 3 | 106 | 2022-06-01 | 2050-12-31 | AESO |  |  | BCHA_AESO | Wind | Wind | [5 empty] | WIND_CPUCV2024c_ONSHORE_ABCYPRESS
Jersey_Valley_1 | Jersey Valley 1 | Jersey Valley 1 | 18 | 2011-08-01 | 2050-12-01 | NEVP |  |  | NEVP | Geothermal | Geothermal |  | Jersey Valley Geothermal Power Plant | OEC 1
Jersey_Valley_2 | Jersey Valley 2 | Jersey Valley 2 | 15 | 2011-08-01 | 2050-12-01 | NEVP |  |  | NEVP | Geothermal | Geothermal |  | Jersey Valley Geothermal Power Plant | OEC 2
Jicarilla_Affordable_Solar_1 | Jicarilla Affordable Solar-1 | Jicarilla Affordable Solar-1 | 150 | 2023-06-01 | 2043-06-01 | PNM |  |  | PNM_EPE | Solar_1Axis | Solar | [5 empty] | SOLAR_1AXIS__AZ_TUCSON_V2024
Jicarilla_Affordable_Storage_BESS | Jicarilla Affordable Storage BESS | Jicarilla Affordable Storage BESS | 40 | 2023-06-01 | 2043-06-01 | PNM |  |  | PNM_EPE | Battery Storage | Li-ion Battery | [6 empty] | 160 | 4
Jicarilla_Solar_1 | Jicarilla Solar-1 | Jicarilla Solar-1 | 50 | 2022-04-01 | 2042-04-30 | PNM |  |  | PNM_EPE | Solar_1Axis | Solar |  | Jicarilla Solar 1 LLC | JICS1 |  |  | SOLAR_1AXIS__NM_ALBUQUERQUE_V2024
Jicarilla_Solar_2 | Jicarilla Solar-2 | Jicarilla Solar-2 | 50 | 2021-03-01 | 2036-03-31 | PNM |  |  | PNM_EPE | Solar_1Axis | Solar |  | Jicarilla Solar 2 | JICS2 |  |  | SOLAR_1AXIS__NM_ALBUQUERQUE_V2024
Jicarilla_Solar_3 | Jicarilla Solar-3 | Jicarilla Solar-3 | 2 | 2022-11-01 | 2046-11-01 | PNM |  |  | PNM_EPE | Solar_1Axis | Solar | [5 empty] | SOLAR_1AXIS__AZ_TUCSON_V2024
Jicarilla_Storage_1 | Jicarilla Storage-1 | Jicarilla Storage-1 | 20 | 2023-06-01 | 2043-06-01 | PNM |  |  | PNM_EPE | Battery Storage | Li-ion Battery |  | Jicarilla Solar 1 LLC | JICB1 |  |  |  | 80 | 4
Jim_Bridger_1 | Jim_Bridger_1 | Jim_Bridger_1 | 531 | 2024-01-01 | 2037-12-31 | PAWY |  |  | PACE | Steam | ST |  | Jim Bridger | 1
Jim_Bridger_2 | Jim_Bridger_2 | Jim_Bridger_2 | 527 | 2024-01-01 | 2037-12-31 | PAWY |  |  | PACE | Steam | ST |  | Jim Bridger | 2
Jim_Bridger_3 | Jim_Bridger_3 | Jim_Bridger_3 | 523 | 1976-09-01 | 2037-12-31 | PAWY |  |  | PACE | Coal | Coal |  | Jim Bridger | 3
Jim_Bridger_4 | Jim_Bridger_4 | Jim_Bridger_4 | 530 | 1979-11-01 | 2037-12-31 | PAWY |  |  | PACE | Coal | Coal |  | Jim Bridger | 4
Jim_Ford_Hydro_Agg | Jim Ford Hydro Agg | Jim Ford Hydro Agg | 1.2 | 1899-12-31 | 2050-12-31 | AVA |  |  | BPAT | Hydro | Hydro
JimmieCreek1 | JimmieCreek1 | JimmieCreek1 | 33.1 | 2016-08-01 | 2056-08-01 | BCHA |  |  | BCHA_AESO | Hydro | Hydro
JimmieCreek2 | JimmieCreek2 | JimmieCreek2 | 33.1 | 2016-08-01 | 2056-08-01 | BCHA |  |  | BCHA_AESO | Hydro | Hydro
JJ_Elmore | JJ Elmore | JJ Elmore | 42 | 1988-11-01 | 2050-12-01 | IID |  |  | IID | Geothermal | Geothermal | SCE | Elmore Company
JM_Shafer_CC | JM Shafer CC | JM Shafer CC | 275.4 | 1994-07-01 | 2050-12-31 | PSCO |  |  | PSCO | CC | CCGT |  | JM Shafer Generating Station | LMA | LMB | LMC
JOANEC_2_ST3BT3 | JOANEC_2_ST3BT3 | Santa Ana Storage 3 | 40 | 2023-06-01 | 2099-01-01 | SCE |  |  | SCE | Battery Storage | Li-ion Battery |  | Santa Ana Storage 3 | SAP3 |  |  |  | 80 | 2
JOANEC_2_STABT1 | JOANEC_2_STABT1 | Santa Ana Storage 1 | 20 | 2021-06-01 | 2050-12-01 | SCE |  |  | SCE | Battery Storage | Li-ion Battery | [6 empty] | 80 | 4
JOANEC_2_STABT2 | JOANEC_2_STABT2 | Santa Ana Storage 2 | 20 | 2022-06-01 | 2099-01-01 | SCE |  |  | SCE | Battery Storage | Li-ion Battery |  | Santa Ana Storage 2 | SAP2 |  |  |  | 80 | 4
JOHANN_2_JOSBT1 | JOHANN_2_JOSBT1 | Johanna Storage 1 | 10 | 2021-10-01 | 2050-12-01 | SCE |  |  | SCE | Battery Storage | Li-ion Battery |  | Johanna Energy Center, LLC | SASP1 |  |  |  | 40 | 4
JOHANN_2_JOSBT2 | JOHANN_2_JOSBT2 | Johanna Storage 2 | 10 | 2021-10-01 | 2050-12-01 | SCE |  |  | SCE | Battery Storage | Li-ion Battery |  | Johanna Energy Center, LLC | SASP1 |  |  |  | 20 | 2
JOHANN_2_OCEBT2 | JOHANN_2_OCEBT2 | Orange County Energy Storage 2 | 9 | 2021-12-01 | 2050-12-01 | SCE |  |  | SCE | Battery Storage | Li-ion Battery |  | Orange County Energy Storage 2 | OCES2 |  |  |  | 60 | 6.6667
JOHANN_2_OCEBT3 | JOHANN_2_OCEBT3 | Orange County Energy Storage 3 | 6 | 2021-12-01 | 2099-01-01 | SCE |  |  | SCE | Battery Storage | Li-ion Battery |  | Orange County Energy Storage 3 | OCES3 |  |  |  | 24 | 4
JOHANN_2_T1BBT1 | JOHANN_2_T1BBT1 | Titanium 1 BESS | 1.4 | 2024-05-01 | 2050-12-01 | SCE |  |  | SCE | Battery Storage | Li-ion Battery | [6 empty] | 5.6 | 4
John_C_Boyle_1 | John_C_Boyle_1 | John_C_Boyle_1 | 50.35 | 1958-10-01 | 2024-03-31 | PACW |  |  | PACW | Hydro | Hydro |  | John C Boyle | 1
John_C_Boyle_2 | John_C_Boyle_2 | John_C_Boyle_2 | 40 | 1958-10-01 | 2024-03-31 | PACW |  |  | PACW | Hydro | Hydro |  | John C Boyle | 2
John_Day | John Day | John Day | 2484 | 1968-08-01 | 2050-12-31 | BPAT |  |  | BPAT | Hydro | Hydro |  | John Day | 1 | 2 | 3
John_Day_Creek1HY1_01 | John Day Creek1HY1.01 | John Day Creek1HY1.01 | 1.01 | 1950-01-01 | 2050-12-31 | AVA |  |  | BPAT | Hydro | Hydro
JohnHart1_Exp | JohnHart1_Exp | JohnHart1_Exp | 46 | 2018-10-10 | 2050-12-31 | BCHA |  |  | BCHA_AESO | Hydro | Hydro
JohnHart2_Exp | JohnHart2_Exp | JohnHart2_Exp | 46 | 2018-07-21 | 2050-12-31 | BCHA |  |  | BCHA_AESO | Hydro | Hydro
JohnHart3_Exp | JohnHart3_Exp | JohnHart3_Exp | 46 | 2018-05-02 | 2050-12-31 | BCHA |  |  | BCHA_AESO | Hydro | Hydro
Jones_Fork_H1 | Jones Fork H1 | Jones Fork H1 | 9.5 | 1985-06-01 | 2050-12-31 | NCNC |  |  | NCNC | Hydro | Hydro |  | Jones Fork | 1
Jordan_River | Jordan_River | Jordan_River | 170 | 1912-01-01 | 2050-12-31 | BCHA |  |  | BCHA_AESO | Hydro | Hydro
Judge_F_Carr_1 | Judge F Carr 1 | Judge F Carr 1 | 86 | 1963-05-01 | 2050-12-31 | NCNC |  |  | NCNC | Hydro | Hydro |  | Judge F Carr | 1
Judge_F_Carr_2 | Judge F Carr 2 | Judge F Carr 2 | 86 | 1963-07-01 | 2050-12-31 | NCNC |  |  | NCNC | Hydro | Hydro |  | Judge F Carr | 2
Judith_Gap | Judith_Gap | Judith_Gap | 135 | 2006-02-01 | 2050-12-31 | NWMT |  |  | NWMT_WAUW | Wind | Wind |  | Judith Gap Wind Energy Center |  |  |  | WIND_CPUCV2024c_EIA_WYOMING
JuniperCanyon1 | JuniperCanyon1 | JuniperCanyon1 | 150 | 2011-03-01 | 2050-12-01 | BPAT |  |  | BPAT | Wind | Wind |  | Juniper Canyon I Wind Project |  |  |  | WIND_CPUCV2024c_EIA_OREGON
JVR_SOLAR_ENERGY_PARK |  | JVR SOLAR ENERGY PARK | 90 | 2026-08-01 | 2050-12-01 | SDGE |  |  | SDGE | Hybrid_Solar_1Axis | Solar |  | JVR Energy Park LLC | JVR1A |  |  | SOLAR_1AXIS_CA_IMPERIAL_BRAWLEY_V2024
K_Road_Moapa | K Road Moapa | K Road Moapa | 250 | 2016-12-01 | 2050-12-01 | LADWP |  |  | LADWP | Solar_Fixed | Solar | [5 empty] | SOLAR_FIXED_NV_CLARK_BOULDER_V2024
K_Road_Modesto | K Road Modesto | K Road Modesto | 25 | 2012-07-01 | 2037-03-01 | NCNC |  |  | NCNC | Solar_1Axis | Solar | [5 empty] | SOLAR_1AXIS__CA_ALMANOR_V2024
KalePatchSolar | Kale Patch SolarKPPV1PV-NT2.2 | Kale Patch SolarKPPV1PV-NT2.2 | 2.2 | 2019-10-01 | 2050-01-01 | PortlandGE |  |  | PortlandGE | Solar_Fixed | Solar |  | Kale Patch Solar |  |  |  | SOLAR_FIXED__OR_PORTLAND_V2024
KamloopsGreen3 | KamloopsGreen3 | KamloopsGreen3 | 32 | 2009-08-01 | 2050-12-31 | BCHA |  |  | BCHA_AESO | Biomass/Wood | Biomass
KammererPVAgg | Kammerer PV Agg | Kammerer PV Agg | 15 | 2012-01-01 | 2050-01-01 | NCNC |  |  | NCNC | Solar_1Axis | Solar |  | RE Kammerer 1 LLC |  |  |  | SOLAR_1AXIS__CA_SACRAMENTO_V2024
Kananaskis1_1 | Kananaskis1_1 | Kananaskis1_1 | 4.5 | 1954-01-01 | 2050-12-31 | AESO |  |  | BCHA_AESO | Hydro | Hydro
Kananaskis2_HY2 | Kananaskis2_HY2 | Kananaskis2_HY2 | 4.5 | 1954-01-01 | 2050-12-31 | AESO |  |  | BCHA_AESO | Hydro | Hydro
Kananaskis3_HY3 | Kananaskis3_HY3 | Kananaskis3_HY3 | 10 | 1954-01-01 | 2050-12-31 | AESO |  |  | BCHA_AESO | Hydro | Hydro
KANSAS_6_SOLAR | KANSAS_6_SOLAR | RE Kansas South | 20 | 2013-06-01 | 2050-12-01 | PGE |  |  | PGE | Solar_Fixed | Solar |  | RE Kansas South LLC |  |  |  | SOLAR_FIXED_CA_KINGS_STRATFORD_V2024
KayentaSolar1 | Kayenta Solar 1 | Kayenta Solar 1 | 30 | 2017-05-01 | 2050-12-01 | WALC |  |  | WALC | Solar_1Axis | Solar |  | Kayenta Solar Project | PV1 |  |  | SOLAR_1AXIS_NV_CLARK_BOULDER_V2024
KayentaSolar2 | Kayenta Solar 2 | Kayenta Solar 2 | 28.3 | 2019-09-01 | 2050-12-01 | WALC |  |  | WALC | Solar_1Axis | Solar |  | Kayenta Solar Project | PV2 |  |  | SOLAR_1AXIS_NV_CLARK_BOULDER_V2024
KEARL13C | KEARL13C | KEARL13C | 84 | 2014-12-01 | 2050-12-31 | AESO |  |  | BCHA_AESO | Cogen | CHP
KEARNY_6_NESBT1 | KEARNY_6_NESBT1 | Kearny North Energy Storage | 10 | 2022-03-01 | 2050-12-01 | SDGE |  |  | SDGE | Battery Storage | Li-ion Battery |  | Kearny North Energy Storage | KNES |  |  |  | 160 | 16
KEARNY_6_SESBT2 | KEARNY_6_SESBT2 | Kearny South Energy Storage | 10 | 2022-03-01 | 2050-12-01 | SDGE |  |  | SDGE | Battery Storage | Li-ion Battery |  | Kearny South Energy Storage | KSES |  |  |  | 40 | 4
Keephills3_1 | Keephills3_Gas | Keephills3_Gas | 498 | 2021-06-01 | 2050-12-31 | AESO |  |  | BCHA_AESO | Steam | ST
Keephils2_Gas | Keephils2_Gas | Keephils2_Gas | 411 | 1984-01-01 | 2050-12-31 | AESO |  |  | BCHA_AESO | Steam | ST
KEKAWK_6_UNIT | KEKAWK_6_UNIT | STS HYDROPOWER LTD. (KEKAWAKA) | 5.5 | 1989-12-01 | 2050-12-01 | PGE |  |  | PGE | Hydro | Hydro |  | Kekawaka Power House
KELSO_2_UNITS | KELSO_2_UNITS | Mariposa Energy | 198.03 | 2012-10-01 | 2050-12-01 | PGE |  |  | PGE | CT | Peaker |  | Mariposa Energy Project
KELYRG_6_UNIT | KELYRG_6_UNIT | KELLY RIDGE HYDRO | 11 | 1963-01-01 | 2050-12-01 | PGE |  |  | PGE | Hydro | Hydro |  | Kelly Ridge | 1
Kemano_1 | Kemano_1 | Kemano_1 | 112.5 | 1949-12-01 | 2050-12-31 | BCHA |  |  | BCHA_AESO | Hydro | Hydro
Kemano_2 | Kemano_2 | Kemano_2 | 112.5 | 1949-12-01 | 2050-12-31 | BCHA |  |  | BCHA_AESO | Hydro | Hydro
Kemano_3 | Kemano_3 | Kemano_3 | 112.5 | 1949-12-01 | 2050-12-31 | BCHA |  |  | BCHA_AESO | Hydro | Hydro
Kemano_4 | Kemano_4 | Kemano_4 | 112.5 | 1949-12-01 | 2050-12-31 | BCHA |  |  | BCHA_AESO | Hydro | Hydro
Kemano_5 | Kemano_5 | Kemano_5 | 112.5 | 1949-12-01 | 2050-12-31 | BCHA |  |  | BCHA_AESO | Hydro | Hydro
Kemano_6 | Kemano_6 | Kemano_6 | 112.5 | 1949-12-01 | 2050-12-31 | BCHA |  |  | BCHA_AESO | Hydro | Hydro
Kemano_7 | Kemano_7 | Kemano_7 | 112.5 | 1949-12-01 | 2050-12-31 | BCHA |  |  | BCHA_AESO | Hydro | Hydro
Kemano_8 | Kemano_8 | Kemano_8 | 112.5 | 1949-12-01 | 2050-12-31 | BCHA |  |  | BCHA_AESO | Hydro | Hydro
KERKH2_7_UNIT_1 | KERKH2_7_UNIT 1 | KERKHOFF PH 2 UNIT #1 | 153.9 | 1983-01-01 | 2050-12-01 | PGE |  |  | PGE | Hydro | Hydro |  | Kerckhoff 2
KERMAN_6_SOLAR1 | KERMAN_6_SOLAR1 | Fresno Solar South | 1.5 | 2015-10-01 | 2050-12-01 | PGE |  |  | PGE | Solar_1Axis | Solar |  | Fresno Solar | PV-S |  |  | SOLAR_1AXIS_CA_FRESNO_TRANQUILLITY_V2024
KERMAN_6_SOLAR2 | KERMAN_6_SOLAR2 | Fresno Solar West | 1.5 | 2015-10-01 | 2050-12-01 | PGE |  |  | PGE | Solar_1Axis | Solar |  | Fresno Solar | PV-W |  |  | SOLAR_1AXIS_CA_FRESNO_TRANQUILLITY_V2024
KERNEY_6_FCSSR1 | KERNEY_6_FCSSR1 | Fresno Community Solar | 10 | 2024-05-01 | 2050-01-01 | PGE |  |  | PGE | Solar_1Axis | Solar |  | Fresno Community Solar | FREPV |  |  | SOLAR_1AXIS_CA_FRESNO_TRANQUILLITY_V2024
KERNFT_1_UNITS | KERNFT_1_UNITS | KERN FRONT LIMITED | 52.4 | 1989-01-01 | 2050-12-01 | PGE |  |  | PGE | Cogen | CHP |  | Kern Front Limited | [9 empty] | 52.4 | 52.4 | 52.4 | 52.4 | 52.4 | 52.4 | 52.4 | 52.4 | 52.4 | 52.4 | 52.4 | 52.4
KERNRG_1_UNITS | KERNRG_1_UNITS | South Belridge Cogen Facility | 55.2 | 1985-01-01 | 2050-12-01 | PGE |  |  | PGE | CT | Peaker |  | South Belridge Cogeneration Facility
Kerr_KER1 | Kerr_KER1 | Kerr_KER1 | 70.6 | 1938-10-01 | 2050-12-31 | NWMT |  |  | NWMT_WAUW | Hydro | Hydro
Kerr_KER2 | Kerr_KER2 | Kerr_KER2 | 50.4 | 1949-05-01 | 2050-12-31 | NWMT |  |  | NWMT_WAUW | Hydro | Hydro
Kerr_KER3 | Kerr_KER3 | Kerr_KER3 | 86.6 | 1954-11-01 | 2050-12-31 | NWMT |  |  | NWMT_WAUW | Hydro | Hydro
KERRGN_1_UNIT_1 | KERRGN_1_UNIT 1 | KERN RIVER HYDRO UNITS 1-4 AGGREGATE | 25.6 | 1907-01-01 | 2050-12-01 | SCE |  |  | SCE | Hydro | Hydro |  | Kern River 1
Keswick_1 | Keswick 1 | Keswick 1 | 25 | 1950-03-01 | 2050-12-31 | NCNC |  |  | NCNC | Hydro | Hydro |  | Keswick | 1
Keswick_2 | Keswick 2 | Keswick 2 | 25 | 1949-12-01 | 2050-12-31 | NCNC |  |  | NCNC | Hydro | Hydro |  | Keswick | 2
Keswick_3 | Keswick 3 | Keswick 3 | 25 | 1949-10-01 | 2050-12-31 | NCNC |  |  | NCNC | Hydro | Hydro |  | Keswick | 3
KettleFalls1 | KettleFalls1 | KettleFalls1 | 50.7 | 1983-12-01 | 2050-12-01 | BPAT |  |  | BPAT | Biomass/Wood | Biomass |  | Kettle Falls Generating Station | 1
KettleFalls2 | KettleFalls2 | KettleFalls2 | 7.2 | 2002-05-01 | 2050-12-01 | BPAT |  |  | BPAT | CT | Peaker |  | Kettle Falls Generating Station | 2
KettlesHills2_1 | KettlesHills2_1 | KettlesHills2_1 | 16.2 | 2007-09-01 | 2050-12-31 | AESO |  |  | BCHA_AESO | Wind | Wind | [5 empty] | WIND_CPUCV2024c_EIA_OREGON
KettlesHills2_2 | KettlesHills2_2 | KettlesHills2_2 | 14.4 | 2007-09-01 | 2050-12-31 | AESO |  |  | BCHA_AESO | Wind | Wind | [5 empty] | WIND_CPUCV2024c_EIA_OREGON
KettlesHills2_4 | KettlesHills2_4 | KettlesHills2_4 | 18 | 2007-09-01 | 2050-12-31 | AESO |  |  | BCHA_AESO | Wind | Wind | [5 empty] | WIND_CPUCV2024c_EIA_OREGON
KettlesHills3_3 | KettlesHills3_3 | KettlesHills3_3 | 14.4 | 2007-09-01 | 2050-12-31 | AESO |  |  | BCHA_AESO | Wind | Wind | [5 empty] | WIND_CPUCV2024c_EIA_OREGON
Kiefer_Landfill_1_1 | Kiefer Landfill 1-1 | Kiefer Landfill 1-1 | 3.5 | 2005-12-01 | 2050-12-01 | NCNC |  |  | NCNC | Biogas | Biogas |  | Kiefer Landfill
Kiefer_Landfill_1_2 | Kiefer Landfill 1-2 | Kiefer Landfill 1-2 | 3.5 | 2005-12-01 | 2050-12-01 | NCNC |  |  | NCNC | Biogas | Biogas |  | Kiefer Landfill
Kiefer_Landfill_1_3 | Kiefer Landfill 1-3 | Kiefer Landfill 1-3 | 3.5 | 1999-12-01 | 2050-12-01 | NCNC |  |  | NCNC | Biogas | Biogas |  | Kiefer Landfill | 361A
Kiefer_Landfill_2_1 | Kiefer Landfill 2-1 | Kiefer Landfill 2-1 | 3.5 | 1999-12-01 | 2050-12-01 | NCNC |  |  | NCNC | Biogas | Biogas |  | Kiefer Landfill | 361B
Kiefer_Landfill_2_2 | Kiefer Landfill 2-2 | Kiefer Landfill 2-2 | 3.5 | 1999-12-01 | 2050-12-01 | NCNC |  |  | NCNC | Biogas | Biogas |  | Kiefer Landfill | 361C
Kimball_Wind_Farm | Kimball Wind Farm | Kimball Wind Farm | 30 | 2018-06-01 | 2050-12-31 | WACM |  |  | WACM | Wind | Wind | [5 empty] | WIND_CPUCV2024c_EIA_UTAH
Kimball6IC3_9 | Kimball6IC3.9 | Kimball6IC3.9 | 3.9 | 1973-12-01 | 2050-12-31 | WACM |  |  | WACM | ICE | Reciprocating_Engine
KINGCO_1_KINGBR | KINGCO_1_KINGBR | Kingsburg Cogen | 34.5 | 1990-12-01 | 2050-12-01 | PGE |  |  | PGE | CT | Peaker |  | Kingsburg Cogen
Kingman_Wind | Kingman Wind | Kingman Wind | 10.24 | 2011-09-01 | 2031-09-16 | TEPC |  |  | TEPC | Wind | Wind |  | Kingman 1 | WGNS |  |  | WIND_CPUCV2024c_EIA_ARIZONA
KINGRV_7_UNIT_1 | KINGRV_7_UNIT 1 | KINGS RIVER HYDRO UNIT 1 | 51.2 | 1962-01-01 | 2050-12-01 | PGE |  |  | PGE | Hydro | Hydro |  | Kings River PH
Kings_Estate | Kings_Estate | Kings_Estate | 0.96 | 2012-04-01 | 2050-12-31 | BPAT |  |  | BPAT | Solar_Fixed | Solar | [5 empty] | SOLAR_FIXED__OR_MEDFORD_V2024
KingsBeachAgg | Kings Beach Agg | Kings Beach Agg | 15 | 2008-10-01 | 2050-12-01 | NEVP |  |  | NEVP | Biogas | Biogas |  | Kings Beach
Kiowa_Solar | Kiowa Solar | Kiowa Solar | 54.5 | 2022-12-01 | 2050-12-31 | PSCO |  |  | PSCO | Solar_1Axis | Solar | [5 empty] | SOLAR_1AXIS__CO_DENVER_V2024
KIRKER_7_KELCYN | KIRKER_7_KELCYN | KELLER CANYON LANDFILL GEN FACILICITY | 3.56 | 2009-08-01 | 2050-12-01 | PGE |  |  | PGE | Biogas | Biogas |  | Ameresco Keller Canyon | [9 empty] | 3.56 | 3.53 | 3.56 | 3.44 | 3.56 | 3.35 | 3.56 | 3.44 | 3.56 | 3.56 | 3.56 | 3.56
Kit_Carson_Wind | Kit Carson Wind | Kit Carson Wind | 51 | 2010-12-01 | 2050-12-31 | WACM |  |  | WACM | Wind | Wind | [5 empty] | WIND_CPUCV2024c_EIA_WYOMING
Klamath_CG_CC1a | Klamath CG CC1a | Klamath CG CC1a | 270 | 2001-07-01 | 2050-12-01 | PACW |  |  | PACW | CC | CCGT |  | Klamath Cogeneration Plant
Klamath_CG_CC1b | Klamath CG CC1b | Klamath CG CC1b | 270 | 2001-07-01 | 2050-12-31 | PACW |  |  | PACW | CC | CCGT |  | Klamath
KlamathExpGT1 | KlamathExpGT1 | KlamathExpGT1 | 29 | 2002-05-01 | 2050-12-01 | PACW |  |  | PACW | CT | Peaker |  | Klamath Expansion Project | GT1
KlamathExpGT2 | KlamathExpGT2 | KlamathExpGT2 | 29 | 2002-05-01 | 2050-12-01 | PACW |  |  | PACW | CT | Peaker |  | Klamath Expansion Project | GT2
KlamathFallsSolar2 | Klamath Falls Solar 2 LLC | Klamath Falls Solar 2 LLC | 2.9 | 2017-12-01 | 2037-11-01 | PACW |  |  | PACW | Solar_1Axis | Solar |  | Klamath Falls Solar 2 CSG |  |  |  | SOLAR_1AXIS__OR_MEDFORD_V2024
Klondike_Wind_1_2 | Klondike Wind 1-2 | Klondike Wind 1-2 | 99 | 2002-01-01 | 2050-12-01 | BPAT |  |  | BPAT | Wind | Wind |  | Klondike Wind Power |  |  |  | WIND_CPUCV2024c_EIA_OREGON
Klondike_Wind_III_1 | Klondike Wind III-1 | Klondike Wind III-1 | 223.59 | 2008-01-01 | 2050-12-01 | BPAT |  |  | BPAT | Wind | Wind |  | Klondike Windpower III | 1 |  |  | WIND_CPUCV2024c_EIA_OREGON
Klondike_Wind_III_2 | Klondike Wind III-2 | Klondike Wind III-2 | 76.5 | 2009-01-01 | 2050-12-01 | BPAT |  |  | BPAT | Wind | Wind |  | Klondike Windpower III | 2 |  |  | WIND_CPUCV2024c_EIA_OREGON
KNGBRD_2_SOLAR1 | KNGBRD_2_SOLAR1 | Kingbird Solar A | 20 | 2016-04-01 | 2050-12-01 | SCE |  |  | SCE | Solar_1Axis | Solar |  | Kingbird A Solar LLC |  |  |  | SOLAR_1AXIS_CA_KERN_ROSAMOND_V2024
KNGBRD_2_SOLAR2 | KNGBRD_2_SOLAR2 | Kingbird Solar B | 20 | 2016-04-01 | 2050-12-01 | SCE |  |  | SCE | Solar_1Axis | Solar |  | Kingbird B Solar, LLC |  |  |  | SOLAR_1AXIS_CA_KERN_ROSAMOND_V2024
KNGBRG_1_KBSLR1 | KNGBRG_1_KBSLR1 | Kingsburg1 | 1.5 | 2013-12-01 | 2050-12-01 | PGE |  |  | PGE | Solar_Fixed | Solar |  | Kingsburg Solar | 1 |  |  | SOLAR_FIXED_CA_KINGS_STRATFORD_V2024
KNGBRG_1_KBSLR2 | KNGBRG_1_KBSLR2 | Kingsburg2 | 1.5 | 2013-12-01 | 2050-12-01 | PGE |  |  | PGE | Solar_Fixed | Solar |  | Kingsburg Solar | 2 |  |  | SOLAR_FIXED_CA_KINGS_STRATFORD_V2024
KNGCTY_6_UNITA1 | KNGCTY_6_UNITA1 | King City Energy Center, Unit 1 | 44.6 | 2002-01-01 | 2050-12-01 | PGE |  |  | PGE | CT | Peaker |  | King City Peaking
KNTSTH_6_SOLAR | KNTSTH_6_SOLAR | Kent South | 20 | 2014-12-01 | 2050-12-01 | PGE |  |  | PGE | Solar_Fixed | Solar |  | RE Kent South, LLC |  |  |  | SOLAR_FIXED_CA_KINGS_STRATFORD_V2024
KNTSTH_6_WALSR1 | KNTSTH_6_WALSR1 | Westlands Almond | 19.88 | 2023-09-01 | 2050-12-01 | PGE |  |  | PGE | Solar_1Axis | Solar |  | Almond |  |  |  | SOLAR_1AXIS_CA_KINGS_STRATFORD_V2024
Kohler_Hydro_1_2 | Kohler Hydro 1-2 | Kohler Hydro 1-2 | 0.16 | 1986-10-01 | 2050-12-31 | PSCO |  |  | PSCO | Hydro | Hydro
Kokish_River_1 | Kokish_River_1 | Kokish_River_1 | 15 | 2014-04-09 | 2050-12-31 | BCHA |  |  | BCHA_AESO | Hydro | Hydro
Kokish_River_2 | Kokish_River_2 | Kokish_River_2 | 15 | 2014-04-09 | 2050-12-31 | BCHA |  |  | BCHA_AESO | Hydro | Hydro
Kokish_River_3 | Kokish_River_3 | Kokish_River_3 | 15 | 2014-04-09 | 2050-12-31 | BCHA |  |  | BCHA_AESO | Hydro | Hydro
Kokish_River_4 | Kokish_River_4 | Kokish_River_4 | 12.2 | 2014-04-01 | 2050-12-31 | BCHA |  |  | BCHA_AESO | Hydro | Hydro
Koma_Kulshan | Koma_Kulshan | Koma_Kulshan | 12 | 1990-10-01 | 2050-12-31 | PSEI |  |  | BPAT | Hydro | Hydro |  | Koma Kulshan
KootenayCanal1 | KootenayCanal1 | KootenayCanal1 | 146.25 | 1975-01-01 | 2050-12-31 | BCHA |  |  | BCHA_AESO | Hydro | Hydro
KootenayCanal2 | KootenayCanal2 | KootenayCanal2 | 147.25 | 1975-01-01 | 2050-12-31 | BCHA |  |  | BCHA_AESO | Hydro | Hydro
KootenayCanal3 | KootenayCanal3 | KootenayCanal3 | 148.25 | 1975-12-01 | 2050-12-31 | BCHA |  |  | BCHA_AESO | Hydro | Hydro
KootenayCanal4 | KootenayCanal4 | KootenayCanal4 | 149.25 | 1975-12-01 | 2050-12-31 | BCHA |  |  | BCHA_AESO | Hydro | Hydro
Kortes_1 | Kortes 1 | Kortes 1 | 13.3 | 1951-01-01 | 2050-12-31 | WACM |  |  | WACM | Hydro | Hydro |  | Kortes | 1
Kortes_2 | Kortes 2 | Kortes 2 | 13.3 | 1950-01-01 | 2050-12-31 | WACM |  |  | WACM | Hydro | Hydro |  | Kortes | 2
Kortes_3 | Kortes 3 | Kortes 3 | 13.3 | 1950-06-01 | 2050-12-31 | WACM |  |  | WACM | Hydro | Hydro |  | Kortes | 3
Krafte_257S_Hull_DER | Krafte 257S Hull DER | Krafte 257S Hull DER | 25 | 2020-04-01 | 2050-12-31 | AESO |  |  | BCHA_AESO | Solar_1Axis | Solar | [5 empty] | SOLAR_1AXIS__WA_SEATTLE_V2024
KRAMER_1_R1BX3 | KRAMER_1_R1BX3 | Resurgence 1 BESS | 75 | 2023-07-01 | 2050-12-01 | SCE |  |  | SCE | Battery Storage | Li-ion Battery |  | Resurgence Solar | GEN2 |  |  |  | 300 | 4
KRAMER_1_R1PX3 | KRAMER_1_R1PX3 | Resurgence 1 PV | 90 | 2023-08-01 | 2050-12-01 | SCE |  |  | SCE | Solar_1Axis | Solar |  | Resurgence Solar | GEN1 |  |  | SOLAR_1AXIS_CA_LOSANGELES_PALMDALE_V2024
KRAMER_1_R2BX2 | KRAMER_1_R2BX2 | Resurgence 2 BESS | 40 | 2023-08-01 | 2050-12-01 | SCE |  |  | SCE | Battery Storage | Li-ion Battery |  | Resurgence Solar II | GEN2 |  |  |  | 160 | 4
KRAMER_1_R2PX2 | KRAMER_1_R2PX2 | Resurgence 2 PV | 48 | 2023-09-01 | 2050-12-01 | SCE |  |  | SCE | Solar_1Axis | Solar |  | Resurgence Solar II | GEN1 |  |  | SOLAR_1AXIS_CA_LOSANGELES_PALMDALE_V2024
KRAMER_2_SEGS_9 | KRAMER_2_SEGS 9 | Kramer Junction 9 | 80 | 1986-01-01 | 2023-12-01 | SCE |  |  | SCE | Solar_Thermal | Solar |  | SEGS IX | GEN1 |  |  | SOLAR_1AXIS_CA_SANBERNARDINO_APPLEVALLEY_V2024
KRNCNY_6_UNIT | KRNCNY_6_UNIT | KERN CANYON POWERHOUSE | 10.6 | 2021-06-01 | 2050-12-01 | PGE |  |  | PGE | Hydro | Hydro |  | Kern Canyon
KwoiekCreek1 | KwoiekCreek1 | KwoiekCreek1 | 12.48 | 2013-10-01 | 2050-12-31 | BCHA |  |  | BCHA_AESO | Hydro | Hydro
KwoiekCreek2 | KwoiekCreek2 | KwoiekCreek2 | 12.48 | 2013-10-01 | 2050-12-31 | BCHA |  |  | BCHA_AESO | Hydro | Hydro
KwoiekCreek3 | KwoiekCreek3 | KwoiekCreek3 | 12.48 | 2013-10-01 | 2050-12-31 | BCHA |  |  | BCHA_AESO | Hydro | Hydro
KwoiekCreek4 | KwoiekCreek4 | KwoiekCreek4 | 12.48 | 2013-10-01 | 2050-12-31 | BCHA |  |  | BCHA_AESO | Hydro | Hydro
KYCORA_6_KMSBT1 | KYCORA_6_KMSBT1 | Kearny Mesa Storage | 1 | 2020-02-01 | 2099-01-01 | SDGE |  |  | SDGE | Battery Storage | Li-ion Battery |  | Kearny Mesa Storage LLC | U1 |  |  |  | 4.4 | 4.4
Kyrene_4 | Kyrene 4 | Kyrene 4 | 60 | 1971-12-01 | 2050-12-01 | SRP |  |  | SRP | CT | Peaker |  | Kyrene | KY4
Kyrene_5 | Kyrene 5 | Kyrene 5 | 54 | 1973-07-01 | 2050-12-01 | SRP |  |  | SRP | CT | Peaker |  | Kyrene | KY5
Kyrene_6 | Kyrene 6 | Kyrene 6 | 54 | 1973-06-01 | 2050-12-01 | SRP |  |  | SRP | CT | Peaker |  | Kyrene | KY6
Kyrene_7_CC | Kyrene 7 CC | Kyrene 7 CC | 277 | 2002-10-01 | 2050-12-01 | SRP |  |  | SRP | CC | CCGT |  | Kyrene | KY7
L_Bonnington_1 | L_Bonnington_1 | L_Bonnington_1 | 16 | 1923-12-01 | 2050-12-31 | BCHA |  |  | BCHA_AESO | Hydro | Hydro
L_Bonnington_2 | L_Bonnington_2 | L_Bonnington_2 | 16 | 1999-11-01 | 2050-12-31 | BCHA |  |  | BCHA_AESO | Hydro | Hydro
L_Bonnington_3 | L_Bonnington_3 | L_Bonnington_3 | 14 | 1999-11-01 | 2050-12-31 | BCHA |  |  | BCHA_AESO | Hydro | Hydro
La_Grange_1_2 | La Grange 1-2 | La Grange 1-2 | 5 | 1924-12-01 | 2050-12-31 | NCNC |  |  | NCNC | Hydro | Hydro |  | La Grange
La_Joie_1 | La_Joie_1 | La_Joie_1 | 25 | 2030-10-01 | 2050-12-31 | BCHA |  |  | BCHA_AESO | Hydro | Hydro
La_Joya_1 | La Joya 1 | La Joya 1 | 146.6 | 2021-02-07 | 2050-12-31 | PNM |  |  | PNM_EPE | Wind | Wind |  | La Joya NM | LAJ2 |  |  | WIND_CPUCV2024c_EIA_NEWMEXICO
La_Joya_2 | La Joya 2 | La Joya 2 | 18.4 | 2021-02-07 | 2050-12-31 | PNM |  |  | PNM_EPE | Wind | Wind |  | La Joya NM | LAJ1 |  |  | WIND_CPUCV2024c_EIA_NEWMEXICO
La_Joya_3 | La Joya 3 | La Joya 3 | 67.5 | 2021-03-04 | 2041-03-04 | PNM |  |  | PNM_EPE | Wind | Wind |  | La Joya NM | LAJ1 |  |  | WIND_CPUCV2024c_EIA_NEWMEXICO
La_Joya_4 | La Joya 4 | La Joya 4 | 73.5 | 2021-03-04 | 2041-03-04 | PNM |  |  | PNM_EPE | Wind | Wind |  | La Joya NM | LAJ1 |  |  | WIND_CPUCV2024c_EIA_NEWMEXICO
La_Luz_Energy_Center | La Luz Energy Center | La Luz Energy Center | 42 | 2016-01-01 | 2050-12-31 | PNM |  |  | PNM_EPE | CT | Peaker |  | La Luz Energy Center | 0001
LabishSolar | Labish Solar LLCLSPV2PV-NT2.2 | Labish Solar LLCLSPV2PV-NT2.2 | 2.2 | 2018-12-01 | 2050-12-01 | PortlandGE |  |  | PortlandGE | Solar_Fixed | Solar |  | Labish Solar LLC |  |  |  | SOLAR_FIXED__OR_PORTLAND_V2024
LACIEN_2_VENICE | LACIEN_2_VENICE | MWD Venice Hydroelectric Recovery Plant | 9.95 | 1982-01-01 | 2050-12-01 | SCE |  |  | SCE | Hydro | Hydro
Ladore_Falls_1 | Ladore_Falls_1 | Ladore_Falls_1 | 23.5 | 1956-01-01 | 2050-12-31 | BCHA |  |  | BCHA_AESO | Hydro | Hydro
Ladore_Falls_2 | Ladore_Falls_2 | Ladore_Falls_2 | 23.5 | 1956-12-01 | 2050-12-31 | BCHA |  |  | BCHA_AESO | Hydro | Hydro
LAFRES_2_ESHSR1 | LAFRES_2_ESHSR1 | El Segundo Hawthorne | 0.64 | 2025-06-01 | 2050-12-01 | SCE | PROLOGIS_EL_SEGUNDO_SOLAR |  | SCE | Solar_1Axis | Solar | [5 empty] | SOLAR_1AXIS__CA_LOSANGELES_V2024
LAGBEL_2_CBPBT1 | LAGBEL_2_CBPBT1 | CALD BESS I | 100 | 2024-05-01 | 2050-01-01 | SCE |  |  | SCE | Battery Storage | Li-ion Battery |  | Cald BESS | 1 |  |  |  | 400 | 4
LaGrande_1 | LaGrande_1 | LaGrande_1 | 6 | 1912-11-01 | 2050-12-31 | TPWR |  |  | BPAT | Hydro | Hydro |  | LaGrande | 1
LaGrande_2 | LaGrande_2 | LaGrande_2 | 6 | 1912-11-01 | 2050-12-31 | TPWR |  |  | BPAT | Hydro | Hydro |  | LaGrande | 2
LaGrande_3 | LaGrande_3 | LaGrande_3 | 6 | 1912-11-01 | 2050-12-31 | TPWR |  |  | BPAT | Hydro | Hydro |  | LaGrande | 3
LaGrande_4 | LaGrande_4 | LaGrande_4 | 6 | 1912-11-01 | 2050-12-31 | TPWR |  |  | BPAT | Hydro | Hydro |  | LaGrande | 4
LaGrande_5 | LaGrande_5 | LaGrande_5 | 41 | 1945-09-01 | 2050-12-31 | TPWR |  |  | BPAT | Hydro | Hydro |  | LaGrande | 5
LaGrande6HY0.45 | LaGrande6HY0.45 | LaGrande6HY0.45 | 0.45 | 2002-08-01 | 2050-12-31 | TPWR |  |  | BPAT | Hydro | Hydro
Lahotan_HY_Agg | Lahotan HY Agg | Lahotan HY Agg | 5.77 | 1910-12-01 | 2050-12-31 | SPPC |  |  | NEVP | Hydro | Hydro |  | Lahontan | 1 | 2 | 3
Lake | Lake | Lake | 48 | 2014-12-01 | 2050-12-01 | LADWP |  |  | LADWP | CT | Peaker |  | Lake One
Lake_Side_CC1a | Lake Side CC1a | Lake Side CC1a | 281.5 | 2007-09-01 | 2047-12-31 | PAUT |  |  | PACE | CC | CCGT |  | Lake Side Power Plant | CT01
Lake_Side_CC1b | Lake Side CC1b | Lake Side CC1b | 281.5 | 2007-09-01 | 2047-12-31 | PAUT |  |  | PACE | CC | CCGT |  | Lake Side Power Plant | CT02
Lake_Side_CC2a | Lake Side CC2a | Lake Side CC2a | 323.5 | 2014-06-01 | 2054-12-31 | PAUT |  |  | PACE | CC | CCGT |  | Lake Side Power Plant | CT21
Lake_Side_CC2b | Lake Side CC2b | Lake Side CC2b | 323.5 | 2014-06-01 | 2054-12-31 | PAUT |  |  | PACE | CC | CCGT |  | Lake Side Power Plant | CT22
LakeCreek_BPA1 | Lake Creek FERC Agg | Lake Creek FERC Agg | 4.5 | 1949-08-01 | 2050-12-31 | BPAT |  |  | BPAT | Hydro | Hydro
LakeviewSolar | Lakeview Solar0PV-T10 | Lakeview Solar0PV-T10 | 10 | 2019-12-01 | 2050-12-01 | PACW |  |  | PACW | Solar_1Axis | Solar | [5 empty] | SOLAR_1AXIS__OR_MEDFORD_V2024
LAKHDG_6_UNIT_1 | LAKHDG_6_UNIT 1 | Lake Hodges Pumped Storage-Unit1 | 20 | 2012-08-01 | 2023-12-01 | SDGE |  |  | SDGE | PSH | Pumped_Hydro |  | Lake Hodges Hydroelectric Facility | 1 |  |  |  | 62.5 | 3.125
LAKHDG_6_UNIT_2 | LAKHDG_6_UNIT 2 | Lake Hodges Pumped Storage-Unit2 | 20 | 2012-08-01 | 2023-12-01 | SDGE |  |  | SDGE | PSH | Pumped_Hydro |  | Lake Hodges Hydroelectric Facility | 2 |  |  |  | 62.5 | 3.125
Lamar_Wind_Agg | Lamar Wind Agg | Lamar Wind Agg | 6 | 2004-02-01 | 2050-12-31 | PSCO |  |  | PSCO | Wind | Wind |  | Lamar Plant | T1-T3 | T4 |  | WIND_CPUCV2024c_EIA_UTAH
LAMONT_1_SOLAR1 | LAMONT_1_SOLAR1 | Regulus Solar | 60 | 2014-09-01 | 2050-12-01 | PGE |  |  | PGE | Solar_1Axis | Solar |  | Regulus Solar Project |  |  |  | SOLAR_1AXIS_CA_KERN_BAKERSFIELD_V2024
LAMONT_1_SOLAR2 | LAMONT_1_SOLAR2 | Redwood Solar Farm 4 | 20 | 2018-01-01 | 2050-12-01 | PGE |  |  | PGE | Solar_1Axis | Solar |  | Redwood 4 Solar Farm |  |  |  | SOLAR_1AXIS_CA_KERN_BAKERSFIELD_V2024
LAMONT_1_SOLAR3 | LAMONT_1_SOLAR3 | Woodmere Solar Farm | 14.99 | 2015-12-01 | 2050-12-01 | PGE |  |  | PGE | Solar_1Axis | Solar |  | Woodmere Solar Farm |  |  |  | SOLAR_1AXIS_CA_KERN_BAKERSFIELD_V2024
LAMONT_1_SOLAR4 | LAMONT_1_SOLAR4 | Hayworth Solar Farm | 26.66 | 2015-12-01 | 2050-12-01 | PGE |  |  | PGE | Solar_1Axis | Solar |  | Hayworth Solar |  |  |  | SOLAR_1AXIS_CA_KERN_BAKERSFIELD_V2024
LAMONT_1_SOLAR5 | LAMONT_1_SOLAR5 | Redcrest Solar Farm | 16.66 | 2015-10-01 | 2050-12-01 | PGE |  |  | PGE | Solar_Fixed | Solar |  | Redcrest Solar Farm |  |  |  | SOLAR_1AXIS_CA_KERN_BAKERSFIELD_V2024
LamontUprStave1 | LamontUprStave1 | LamontUprStave1 | 16.26 | 2009-11-01 | 2050-12-31 | BCHA |  |  | BCHA_AESO | Hydro | Hydro
LamontUprStave2 | LamontUprStave2 | LamontUprStave2 | 16.26 | 2009-11-01 | 2050-12-31 | BCHA |  |  | BCHA_AESO | Hydro | Hydro
Lanfine_North_Wind_WAGF | Lanfine North Wind WAGF | Lanfine North Wind WAGF | 145 | 2022-09-01 | 2050-12-31 | AESO |  |  | BCHA_AESO | Wind | Wind | [5 empty] | WIND_CPUCV2024c_ONSHORE_ABCYPRESS
Lange | Lange | Lange | 40 | 2002-03-01 | 2050-12-31 | WACM |  |  | WACM | CT | Peaker
LangleyGulchCC_Total | LangleyGulchCC-Total | LangleyGulchCC-Total | 312.4 | 2012-06-01 | 2050-12-31 | IPTV |  |  | IPCO | CC | CCGT |  | Langley Gulch Power Plant | GTG | STG
LANL_TA_3_GT1 | LANL TA 3 GT1 | LANL TA 3 GT1 | 24 | 2009-09-01 | 2050-12-31 | PNM |  |  | PNM_EPE | CT | Peaker
LAPLMA_2_UNIT_1 | LAPLMA_2_UNIT 1 | La Paloma Generating Plant Unit #1 | 267 | 2003-01-01 | 2050-12-01 | PGE |  |  | PGE | CC | CCGT |  | La Paloma Generating Plant | GEN1
LAPLMA_2_UNIT_2 | LAPLMA_2_UNIT 2 | La Paloma Generating Plant Unit #2 | 266 | 2003-03-01 | 2050-12-01 | PGE |  |  | PGE | CC | CCGT |  | La Paloma Generating Plant | GEN2
LAPLMA_2_UNIT_3 | LAPLMA_2_UNIT 3 | La Paloma Generating Plant Unit #3 | 266 | 2003-01-01 | 2050-12-01 | PGE |  |  | PGE | CC | CCGT |  | La Paloma Generating Plant | GEN3
LAPLMA_2_UNIT_4 | LAPLMA_2_UNIT 4 | LA PALOMA GENERATING PLANT, UNIT #4 | 267 | 2003-03-01 | 2050-12-01 | PGE |  |  | PGE | CC | CCGT |  | La Paloma Generating Plant | GEN4
LaramieRiver2 | LaramieRiver2 | LaramieRiver2 | 570 | 1981-08-01 | 2050-12-31 | WACM |  |  | WACM | Coal | Coal |  | Laramie River Station | 2
LaramieRiver3 | LaramieRiver3 | LaramieRiver3 | 570 | 1982-12-01 | 2050-12-31 | WACM |  |  | WACM | Coal | Coal |  | Laramie River Station | 3
LARKSP_6_UNIT_1 | LARKSP_6_UNIT 1 | LARKSPUR PEAKER UNIT 1 | 49 | 2001-09-01 | 2050-12-01 | SDGE |  |  | SDGE | CT | Peaker |  | Larkspur Energy Facility | CTG1
LARKSP_6_UNIT_2 | LARKSP_6_UNIT 2 | LARKSPUR PEAKER UNIT 2 | 49 | 2001-09-01 | 2050-12-01 | SDGE |  |  | SDGE | CT | Peaker |  | Larkspur Energy Facility | CTG2
LAROA2_2_UNITA1 | LAROA2_2_UNITA1 | LR2 | 322 | 2003-07-01 | 2050-12-01 | SDGE |  |  | SDGE | CC | CCGT
LaRosita_CFE_CC1a | LaRosita CFE CC1a | LaRosita CFE CC1a | 259.6233 | 2017-05-01 | 2050-12-31 | CFE |  |  | CFE | CC | CCGT
LaRosita_CFE_CC1b | LaRosita CFE CC1b | LaRosita CFE CC1b | 259.7333 | 2003-01-01 | 2050-12-31 | CFE |  |  | CFE | CC | CCGT
LaRosita_CFE_CC1c | LaRosita CFE CC1c | LaRosita CFE CC1c | 259.7333 | 2003-01-01 | 2050-12-31 | CFE |  |  | CFE | CC | CCGT
Las_Animas5IC1 | Las Animas5IC1 | Las Animas5IC1 | 1 | 1950-12-01 | 2050-12-31 | PSCO |  |  | PSCO | ICE | Reciprocating_Engine |  | Las Animas | 4
Las_Animas6IC1 | Las Animas6IC1 | Las Animas6IC1 | 1 | 1950-12-01 | 2050-12-31 | PSCO |  |  | PSCO | ICE | Reciprocating_Engine |  | Las Animas | 5
Las_Animas7IC3 | Las Animas7IC3 | Las Animas7IC3 | 3 | 1967-03-01 | 2050-12-31 | PSCO |  |  | PSCO | ICE | Reciprocating_Engine |  | Las Animas | 6
Las_Vegas_Cogen_1CC | Las Vegas Cogen 1CC | Las Vegas Cogen 1CC | 55 | 1994-06-01 | 2029-12-01 | NEVP |  |  | NEVP | CC | CCGT |  | Las Vegas Generating Station | GEN1
Las_Vegas_Cogen_2CC1a | Las Vegas Cogen 2CC1a | Las Vegas Cogen 2CC1a | 60 | 2003-01-01 | 2039-12-31 | NEVP | Las_Vegas_Cogen_2CC1 | 2023-10-05 | NEVP | CC | CCGT |  | Las Vegas Generating Station | GEN3
Las_Vegas_Cogen_2CC1b | Las Vegas Cogen 2CC1b | Las Vegas Cogen 2CC1b | 60 | 2003-01-01 | 2039-12-31 | NEVP | Las_Vegas_Cogen_2CC1 | 2023-10-05 | NEVP | CC | CCGT
Las_Vegas_Cogen_2CC2a | Las Vegas Cogen 2CC2a | Las Vegas Cogen 2CC2a | 60 | 2003-01-01 | 2039-12-31 | NEVP | Las_Vegas_Cogen_2CC2 | 2023-10-05 | NEVP | CC | CCGT |  | Las Vegas Generating Station | GEN4
Las_Vegas_Cogen_2CC2b | Las Vegas Cogen 2CC2b | Las Vegas Cogen 2CC2b | 60 | 2003-01-01 | 2039-12-31 | NEVP | Las_Vegas_Cogen_2CC2 | 2023-10-05 | NEVP | CC | CCGT
LasCamas1 | Las Camas 1 | Las Camas 1 | 100 | 2024-11-01 | 2050-12-01 | NCNC |  |  | NCNC | Solar_Fixed | Solar | [5 empty] | SOLAR_1AXIS_CA_MERCED_LOSBANOS_V2024
LASSEN_6_UNITS | LASSEN_6_UNITS | Honey Lake Power | 30 | 2017-06-01 | 2050-12-01 | PGE |  |  | PGE | Biomass/Wood | Biomass |  | HL Power | [9 empty] | 30 | 30 | 30 | 30 | 30 | 30 | 30 | 30 | 30 | 30 | 30 | 30
LasVegasSolarEC | LasVegasSolarEC | LasVegasSolarEC | 5 | 2011-11-01 | 2050-12-31 | PNM |  |  | PNM_EPE | Solar_Fixed | Solar |  | Las Vegas Solar Energy Center |  |  |  | SOLAR_FIXED__NM_ALBUQUERQUE_V2024
LATIGO_WIND_1 | LATIGO WIND-1 | LATIGO WIND-1 | 60 | 2016-03-01 | 2036-03-10 | PAUT |  |  | PACE | Wind | Wind |  | Latigo Wind Park |  |  |  | WIND_CPUCV2024c_EIA_UTAH
LaughlinSolar | Laughlin Solar | Laughlin Solar | 50 | 2023-03-01 | 2050-12-01 | NEVP |  |  | NEVP | Solar_1Axis | Solar | [5 empty] | SOLAR_1AXIS_NV_CLARK_BOULDER_V2024
LAWRNC_7_SUNYVL | LAWRNC_7_SUNYVL | City of Sunnyvale Unit 1 and 2 | 0.3 | 1999-01-01 | 2050-12-01 | PGE | LAWRNC_7YVL | 2023-07-25 | PGE | Biogas | Biogas |  | Sunnyvale City of WPCP | [9 empty] | 0.11 | 0.04 | 0.07 | 0.14 | 0.16 | 0.13 | 0.12 | 0.15 | 0.13 | 0.07 | 0.09 | 0.18
LAX_Airport_Agg | LAX Airport Agg | LAX Airport Agg | 8 | 1985-02-01 | 2050-12-31 | LADWP |  |  | LADWP | CT | Peaker
LCKHT1_2_LH1BT1 | LCKHT1_2_LH1BT1 | Lockhart Solar BESS 1 | 45 | 2024-06-01 | 2050-01-01 | SCE |  |  | SCE | Battery Storage | Li-ion Battery |  | Lockhart ESS, LLC | LHESS |  |  |  | 180 | 4
LCKHT1_2_LH1SR1 | LCKHT1_2_LH1SR1 | Lockhart Solar 1 PV | 85 | 2023-07-01 | 2099-01-01 | SCE |  |  | SCE | Paired_Solar_1Axis | Solar |  | Lockhart Solar PV, LLC | LOC1 |  |  | SOLAR_1AXIS_CA_SANBERNARDINO_APPLEVALLEY_V2024
LCKHT1_2_LH1SR2 | LCKHT1_2_LH1SR2 | Lockhart Solar 2 | 75 | 2023-07-01 | 2050-12-01 | SCE |  |  | SCE | Solar_1Axis | Solar |  | Lockhart Solar PV II | LOC2 |  |  | SOLAR_1AXIS_CA_LOSANGELES_PALMDALE_V2024
LDWP_HY_Agg_1 | LDWP HY Agg 1 | LDWP HY Agg 1 | 13 | 1971-10-01 | 2050-12-31 | LADWP |  |  | LADWP | Hydro | Hydro
LDWP_HY_Agg_2 | LDWP HY Agg 2 | LDWP HY Agg 2 | 9.5 | 2009-01-01 | 2050-12-31 | LADWP |  |  | LADWP | Hydro | Hydro
Leaburg_EWEB | Leaburg (EWEB) | Leaburg (EWEB) | 6 | 1929-12-01 | 2050-12-31 | BPAT |  |  | BPAT | Hydro | Hydro |  | Leaburg | 1
LeaburgHY2HY7_5 | LeaburgHY2HY7.5 | LeaburgHY2HY7.5 | 13.8 | 1949-12-01 | 2050-12-31 | BPAT |  |  | BPAT | Hydro | Hydro |  | Leaburg | 2
Leaning_Juniper_Wind_1 | Leaning Juniper Wind 1 | Leaning Juniper Wind 1 | 107.36 | 2006-09-01 | 2050-12-01 | PACW |  |  | PACW | Wind | Wind |  | Leaning Juniper |  |  |  | WIND_CPUCV2024c_EIA_OREGON
Leaning_Juniper_Wind_2A | Leaning Juniper Wind 2A | Leaning Juniper Wind 2A | 88.2 | 2011-04-01 | 2050-12-01 | BPAT |  |  | BPAT | Wind | Wind |  | Leaning Juniper Wind Power II | 1 |  |  | WIND_CPUCV2024c_EIA_OREGON
Leaning_Juniper_Wind_2B | Leaning Juniper Wind 2B | Leaning Juniper Wind 2B | 111 | 2011-04-01 | 2050-12-01 | BPAT |  |  | BPAT | Wind | Wind |  | Leaning Juniper Wind Power II | 1 |  |  | WIND_CPUCV2024c_EIA_OREGON
Leathers | Leathers | Leathers | 42 | 1989-11-01 | 2050-12-01 | IID |  |  | IID | Geothermal | Geothermal | SCE
LEBECS_2_UNITS | LEBECS_2_UNITS | Pastoria Energy Facility | 799.47 | 2005-05-01 | 2050-12-01 | SCE |  |  | SCE | CC | CCGT |  | Pastoria Energy Facility, LLC
LECEF_1_UNITS | LECEF_1_UNITS | LOS ESTEROS ENERGY FACILITY AGGREGATE | 309.84 | 2013-07-01 | 2050-12-01 | PGE |  |  | PGE | CC | CCGT |  | Los Esteros Critical Energy Center
LECONT_2_LESBT1 | LECONT_2_LESBT1 | LeConte Energy Storage | 125 | 2022-09-01 | 2099-01-01 | SDGE |  |  | SDGE | Battery Storage | Li-ion Battery |  | LeConte Energy Storage | LCES |  |  |  | 160 | 1.28
Lemolo_2_1 | Lemolo_2_1 | Lemolo_2_1 | 38.5 | 1956-11-01 | 2038-12-31 | PACW |  |  | PACW | Hydro | Hydro |  | Lemolo 2
Lemolo1_1 | Lemolo1-1 | Lemolo1-1 | 29 | 1955-07-01 | 2038-12-31 | PACW |  |  | PACW | Hydro | Hydro |  | Lemolo 1
LEPRFD_1_KANSAS | LEPRFD_1_KANSAS | Kansas | 20 | 2014-12-01 | 2050-12-01 | PGE |  |  | PGE | Solar_Fixed | Solar |  | RE Kansas Solar, LLC |  |  |  | SOLAR_FIXED_CA_KINGS_STRATFORD_V2024
LGHTHP_2_DOCSR1 | LGHTHP_2_DOCSR1 | PROLOGIS EAST DOMINGUEZ SOLAR | 0.96 | 2024-08-01 | 2050-12-01 | SCE | PROLOGIS_EAST_DOMINGUEZ_SOLAR |  | SCE | Solar_1Axis | Solar | [5 empty] | SOLAR_1AXIS__CA_LOSANGELES_V2024
LGHTHP_6_ICEGEN | LGHTHP_6_ICEGEN | CARSON COGENERATION | 48 | 1989-12-01 | 2050-12-01 | SCE |  |  | SCE | CC | CCGT |  | Carson Cogeneration
LHILLS_6_SOLAR1 | LHILLS_6_SOLAR1 | Lost Hills Solar | 20 | 2015-04-01 | 2050-12-01 | PGE |  |  | PGE | Solar_1Axis | Solar |  | Lost Hills/Blackwell | LTHL |  |  | SOLAR_1AXIS_CA_KERN_LOSTHILLS_V2024
Libby_1 | Libby_1 | Libby_1 | 121 | 1975-08-01 | 2050-12-31 | BPAT |  |  | BPAT | Hydro | Hydro |  | Libby | 1
Libby_2 | Libby_2 | Libby_2 | 121 | 1975-10-01 | 2050-12-31 | BPAT |  |  | BPAT | Hydro | Hydro |  | Libby | 2
Libby_3 | Libby_3 | Libby_3 | 121 | 1976-01-01 | 2050-12-31 | BPAT |  |  | BPAT | Hydro | Hydro |  | Libby | 3
Libby_4 | Libby_4 | Libby_4 | 121 | 1976-04-01 | 2050-12-31 | BPAT |  |  | BPAT | Hydro | Hydro |  | Libby | 4
Libby_5 | Libby_5 | Libby_5 | 121 | 1984-09-01 | 2050-12-31 | BPAT |  |  | BPAT | Hydro | Hydro |  | Libby | 5
LILIAC_6_SOLAR | LILIAC_6_SOLAR | Mesa Crest | 3 | 2016-09-01 | 2050-12-01 | SDGE |  |  | SDGE | Solar_1Axis | Solar | [5 empty] | SOLAR_1AXIS_CA_ORANGE_BUENAPARK_V2024
LimeWind | LimeWind | LimeWind | 3 | 2011-11-01 | 2050-12-31 | IPTV |  |  | IPCO | Wind | Wind |  | Lime Wind |  |  |  | WIND_CPUCV2024c_EIA_IDAHO
Limon_CT_1 | Limon CT 1 | Limon CT 1 | 75 | 2002-01-01 | 2050-12-31 | WACM |  |  | WACM | CT | Peaker |  | Limon Generating Station | L1
Limon_CT_2 | Limon CT 2 | Limon CT 2 | 75 | 2002-01-01 | 2050-12-31 | WACM |  |  | WACM | CT | Peaker |  | Limon Generating Station | L2
Limon_Wind_1 | Limon Wind 1 | Limon Wind 1 | 200 | 2012-12-01 | 2037-10-31 | PSCO |  |  | PSCO | Wind | Wind |  | Limon Wind I |  |  |  | WIND_CPUCV2024c_EIA_WYOMING
Limon_Wind_2 | Limon Wind 2 | Limon Wind 2 | 200 | 2012-12-01 | 2037-11-14 | PSCO |  |  | PSCO | Wind | Wind |  | Limon Wind II |  |  |  | WIND_CPUCV2024c_EIA_WYOMING
Limon_Wind_3 | Limon Wind 3 | Limon Wind 3 | 200.6 | 2014-10-01 | 2039-10-01 | PSCO |  |  | PSCO | Wind | Wind |  | Limon III Wind LLC |  |  |  | WIND_CPUCV2024c_EIA_WYOMING
LindenWind | LindenWind | LindenWind | 50 | 2010-06-01 | 2050-12-01 | BPAT |  |  | BPAT | Wind | Wind |  | Linden Wind Energy Project |  |  |  | WIND_CPUCV2024c_EIA_OREGON
LITLRK_6_GBCSR1 | LITLRK_6_GBCSR1 | Green Beanworks C | 3 | 2018-08-01 | 2050-12-01 | SCE |  |  | SCE | Solar_1Axis | Solar |  | Green Beanworks C PV |  |  |  | SOLAR_1AXIS_CA_LOSANGELES_PALMDALE_V2024
LITLRK_6_SEPV01 | LITLRK_6_SEPV01 | Gestamp Solar 1 | 2 | 2012-05-01 | 2050-12-01 | SCE |  |  | SCE | Solar_1Axis | Solar |  | SEPV 1 |  |  |  | SOLAR_1AXIS_CA_SANBERNARDINO_APPLEVALLEY_V2024
LITLRK_6_SOLAR1 | LITLRK_6_SOLAR1 | Lancaster Little Rock C | 5 | 2015-01-01 | 2050-12-01 | SCE |  |  | SCE | Solar_1Axis | Solar |  | Lancaster Little Rock |  |  |  | SOLAR_1AXIS_CA_LOSANGELES_PALMDALE_V2024
LITLRK_6_SOLAR2 | LITLRK_6_SOLAR2 | Palmdale 18 | 2 | 2016-01-01 | 2050-12-01 | SCE |  |  | SCE | Solar_1Axis | Solar | [5 empty] | SOLAR_1AXIS_CA_LOSANGELES_PALMDALE_V2024
LITLRK_6_SOLAR3 | LITLRK_6_SOLAR3 | One Ten Partners | 2 | 2017-09-01 | 2050-12-01 | SCE |  |  | SCE | Solar_1Axis | Solar |  | One Ten Partners PV |  |  |  | SOLAR_1AXIS_CA_LOSANGELES_PALMDALE_V2024
LITLRK_6_SOLAR4 | LITLRK_6_SOLAR4 | Little Rock Pham Solar | 3 | 2016-03-01 | 2050-12-01 | SCE |  |  | SCE | Solar_1Axis | Solar |  | Little Rock Pham Solar |  |  |  | SOLAR_1AXIS_CA_LOSANGELES_PALMDALE_V2024
Little_Falls_1 | Little_Falls_1 | Little_Falls_1 | 8 | 1910-07-01 | 2050-12-31 | AVA |  |  | BPAT | Hydro | Hydro |  | Little Falls (WA) | 1
Little_Falls_2 | Little_Falls_2 | Little_Falls_2 | 8 | 1910-09-01 | 2050-12-31 | AVA |  |  | BPAT | Hydro | Hydro |  | Little Falls (WA) | 2
Little_Falls_3 | Little_Falls_3 | Little_Falls_3 | 8 | 1910-12-01 | 2050-12-31 | AVA |  |  | BPAT | Hydro | Hydro |  | Little Falls (WA) | 3
Little_Falls_4 | Little_Falls_4 | Little_Falls_4 | 8 | 1911-11-01 | 2050-12-31 | AVA |  |  | BPAT | Hydro | Hydro |  | Little Falls (WA) | 4
Little_Goose | Little Goose | Little Goose | 930 | 1970-04-01 | 2050-12-31 | BPAT |  |  | BPAT | Hydro | Hydro |  | Little Goose | 1 | 2 | 3
LIVEOK_6_SOLAR | LIVEOK_6_SOLAR | Harris | 1.25 | 2014-11-01 | 2050-12-01 | PGE |  |  | PGE | Solar_Fixed | Solar |  | 2127 Harris Solar Project |  |  |  | SOLAR_FIXED_CA_YOLO_WOODLAND_V2024
LIVOAK_1_UNIT_1 | LIVOAK_1_UNIT 1 | LIVE OAK LIMITED | 49.7 | 1991-03-01 | 2050-12-01 | PGE |  |  | PGE | CT | Peaker |  | Live Oak Limited
LMBEPK_2_UNITA1 | LMBEPK_2_UNITA1 | Lambie Energy Center, Unit #1 | 47.5 | 2003-01-01 | 2050-12-01 | PGE |  |  | PGE | CT | Peaker |  | Lambie Energy Center
LMBEPK_2_UNITA2 | LMBEPK_2_UNITA2 | Creed Energy Center, Unit #1 | 47.6 | 2003-01-01 | 2050-12-01 | PGE |  |  | PGE | CT | Peaker |  | Creed Energy Center
LMBEPK_2_UNITA3 | LMBEPK_2_UNITA3 | Goose Haven Energy Center, Unit #1 | 47.75 | 2003-01-01 | 2050-12-01 | PGE |  |  | PGE | CT | Peaker |  | Goose Haven Energy Center
LMEC_1_PL1X3 | LMEC_1_PL1X3 | Los Medanos Energy Center AGGREGATE | 580 | 2001-06-01 | 2050-12-01 | PGE |  |  | PGE | CC | CCGT |  | Los Medanos Energy Center
LNCSTR_6_CREST | LNCSTR_6_CREST | Lanacaster Aggregate Solar Resources | 5.5 | 2017-06-01 | 2050-12-01 | SCE |  |  | SCE | Solar_1Axis | Solar | [5 empty] | SOLAR_1AXIS_CA_LOSANGELES_PALMDALE_V2024
LNCSTR_6_SOLAR2 | LNCSTR_6_SOLAR2 | SEPV Sierra NGR | 8.25 | 2021-12-01 | 2099-01-01 | SCE |  |  | SCE | Battery Storage | Li-ion Battery |  | SEPV Sierra | 1 |  |  |  | 33 | 4
LOCKFD_1_BEARCK | LOCKFD_1_BEARCK | Bear Creek Solar | 1.5 | 2014-02-01 | 2050-12-01 | PGE |  |  | PGE | Solar_Fixed | Solar |  | Bear Creek Solar |  |  |  | SOLAR_FIXED_CA_YOLO_WOODLAND_V2024
LOCKFD_1_KSOLAR | LOCKFD_1_KSOLAR | Kettleman Solar | 1 | 2014-03-01 | 2050-12-01 | PGE |  |  | PGE | Solar_Fixed | Solar |  | Kettleman Solar |  |  |  | SOLAR_FIXED_CA_KINGS_STRATFORD_V2024
LODI25_2_UNIT_1 | LODI25_2_UNIT 1 | LODI GAS TURBINE | 25 | 1986-01-01 | 2050-12-01 | PGE |  |  | PGE | CT | Peaker |  | Lodi
LODI25_6_ERKNG1 | LODI25_6_ERKNG1 | LODI STRATEGIC RESERVE | 47.97 | 2024-03-01 | 2050-12-01 | PGE |  |  | PGE | CC | CCGT
LODIEC_2_PL1X2 | LODIEC_2_PL1X2 | Lodi Energy Center | 302.58 | 2012-11-01 | 2050-12-01 | PGE |  |  | PGE | CC | CCGT |  | Lodi Energy Center
Logan_County | Logan County | Logan County | 201 | 2008-01-01 | 2027-12-09 | PSCO |  |  | PSCO | Wind | Wind |  | Logan Wind Energy |  |  |  | WIND_CPUCV2024c_EIA_WYOMING
Lois_Lake1 | Lois Lake1 | Lois Lake1 | 19.35 | 1930-01-01 | 2050-12-31 | BCHA |  |  | BCHA_AESO | Hydro | Hydro
Lois_Lake2 | Lois Lake2 | Lois Lake2 | 18 | 1930-01-01 | 2050-12-31 | BCHA |  |  | BCHA_AESO | Hydro | Hydro
Long_Hollow | Long Hollow | Long Hollow | 140 | 2003-12-01 | 2050-12-31 | PAWY |  |  | PACE | Wind | Wind | [5 empty] | WIND_CPUCV2024c_EIA_UTAH
Long_Lake_1 | Long_Lake_1 | Long_Lake_1 | 17.5 | 1915-10-01 | 2050-12-31 | AVA |  |  | BPAT | Hydro | Hydro |  | Long Lake | 1
Long_Lake_2 | Long_Lake_2 | Long_Lake_2 | 17.5 | 1915-10-01 | 2050-12-31 | AVA |  |  | BPAT | Hydro | Hydro |  | Long Lake | 2
Long_Lake_3 | Long_Lake_3 | Long_Lake_3 | 17.5 | 1919-12-01 | 2050-12-31 | AVA |  |  | BPAT | Hydro | Hydro |  | Long Lake | 3
Long_Lake_4 | Long_Lake_4 | Long_Lake_4 | 17.5 | 1924-02-01 | 2050-12-31 | AVA |  |  | BPAT | Hydro | Hydro |  | Long Lake | 4
LongLake1 | LongLake1 | LongLake1 | 15.5 | 2013-10-01 | 2050-12-31 | BCHA |  |  | BCHA_AESO | Hydro | Hydro
LongLake2 | LongLake2 | LongLake2 | 15.5 | 2013-10-01 | 2050-12-31 | BCHA |  |  | BCHA_AESO | Hydro | Hydro
LONGLAKEG1_2 | LONGLAKEG1-2 | LONGLAKEG1-2 | 98 | 2008-01-01 | 2050-12-31 | AESO |  |  | BCHA_AESO | Cogen | CHP
LONGLAKEG2_1 | LONGLAKEG2_1 | LONGLAKEG2_1 | 98 | 2008-01-01 | 2050-12-31 | AESO |  |  | BCHA_AESO | Cogen | CHP
LONGLAKEGT3_1 | LONGLAKEGT3_1 | LONGLAKEGT3_1 | 11.5 | 2008-01-01 | 2050-12-31 | AESO |  |  | BCHA_AESO | Cogen | CHP
LONGLAKEGT4_1 | LONGLAKEGT4_1 | LONGLAKEGT4_1 | 11.5 | 2008-01-01 | 2050-12-31 | AESO |  |  | BCHA_AESO | Cogen | CHP
Longmont_Hydro_Agg | Longmont Hydro Agg | Longmont Hydro Agg | 0.56 | 1911-12-01 | 2050-12-31 | WACM |  |  | WACM | Hydro | Hydro
LongviewFibre4 | LongviewFibre4 | LongviewFibre4 | 10 | 1949-01-01 | 2050-12-01 | BPAT |  |  | BPAT | Biomass/Wood | Biomass |  | Longview Fibre | 4
LongviewFibre6 | LongviewFibre6 | LongviewFibre6 | 20 | 1958-01-01 | 2050-12-01 | BPAT |  |  | BPAT | Biomass/Wood | Biomass |  | Longview Fibre | 6
LongviewFibre7 | LongviewFibre7 | LongviewFibre7 | 25 | 1966-04-01 | 2050-12-01 | BPAT |  |  | BPAT | Biomass/Wood | Biomass |  | Longview Fibre | 7
Lookout_Point_1 | Lookout_Point_1 | Lookout_Point_1 | 50 | 1955-05-01 | 2050-12-31 | BPAT |  |  | BPAT | Hydro | Hydro |  | Lookout Point | 1
Lookout_Point_2 | Lookout_Point_2 | Lookout_Point_2 | 48 | 1955-03-01 | 2050-12-31 | BPAT |  |  | BPAT | Hydro | Hydro |  | Lookout Point | 2
Lookout_Point_3 | Lookout_Point_3 | Lookout_Point_3 | 40 | 1955-01-01 | 2050-12-31 | BPAT |  |  | BPAT | Hydro | Hydro |  | Lookout Point | 3
Loon_Lake | Loon Lake | Loon Lake | 77 | 1971-09-01 | 2050-12-31 | NCNC |  |  | NCNC | Hydro | Hydro |  | Loon Lake
Lordsburg_1 | Lordsburg 1 | Lordsburg 1 | 43 | 2002-07-01 | 2050-12-31 | PNM |  |  | PNM_EPE | CT | Peaker |  | Lordsburg Generating | GT1
Lordsburg_2 | Lordsburg 2 | Lordsburg 2 | 43 | 2002-07-01 | 2050-12-31 | PNM |  |  | PNM_EPE | CT | Peaker |  | Lordsburg Generating | GT2
LOS_COCHES |  | LOS COCHES | 1.5 | 2024-09-01 | 2050-12-01 | SDGE |  |  | SDGE | Battery Storage | Li-ion Battery | [6 empty] | 6 | 4
Los_Lunas_Solar | Los Lunas Solar | Los Lunas Solar | 7 | 2011-06-01 | 2050-12-31 | PNM |  |  | PNM_EPE | Solar_Fixed | Solar |  | Los Lunas Solar Energy Center | LLSEC | LMS2 |  | SOLAR_FIXED__NM_ALBUQUERQUE_V2024
LOS_MOR1 | LOS_MOR1 | LOS_MOR1 | 10 | 2018-01-01 | 2050-12-31 | PNM |  |  | PNM_EPE | Solar_Fixed | Solar | [5 empty] | SOLAR_FIXED_AZ_GRAHAM_PERIDOT_V2024
LostCreek_OR1 | LostCreek_OR1 | LostCreek_OR1 | 28 | 1977-09-01 | 2050-12-31 | BPAT |  |  | BPAT | Hydro | Hydro |  | Lost Creek | 1
LostCreek_OR2 | LostCreek_OR2 | LostCreek_OR2 | 28 | 1977-12-01 | 2050-12-31 | BPAT |  |  | BPAT | Hydro | Hydro |  | Lost Creek | 2
LOSTHRZN2 | LOSTHRZN2 | LOSTHRZN2 | 10 | 2018-03-01 | 2050-12-31 | PNM |  |  | PNM_EPE | Solar_1Axis | Solar | [5 empty] | SOLAR_1AXIS_AZ_GRAHAM_PERIDOT_V2024
LOSTHRZN3 | LOSTHRZN3 | LOSTHRZN3 | 10 | 2018-05-01 | 2050-12-31 | PNM |  |  | PNM_EPE | Solar_1Axis | Solar | [5 empty] | SOLAR_1AXIS_AZ_GRAHAM_PERIDOT_V2024
LOTUS_6_LSFSR1 | LOTUS_6_LSFSR1 | Lotus Solar Farm | 50 | 2020-05-01 | 2050-12-01 | PGE |  |  | PGE | Solar_1Axis | Solar | [5 empty] | SOLAR_1AXIS_CA_TULARE_PORTERVILLE_V2024
Low_Line_Midway_Agg | Low Line Midway Agg | Low Line Midway Agg | 2.5 | 2007-08-01 | 2050-12-31 | IPMV |  |  | IPCO | Hydro | Hydro
Lowe1_1 | Lowe1_1 | Lowe1_1 | 93 | 2009-01-01 | 2050-12-31 | AESO |  |  | BCHA_AESO | CT | Peaker
Lower_Baker_3 | Lower_Baker_3 | Lower_Baker_3 | 31 | 1959-12-01 | 2050-12-31 | PSEI |  |  | BPAT | Hydro | Hydro |  | Lower Baker | 3
Lower_Clowhom_1 | Lower_Clowhom_1 | Lower_Clowhom_1 | 10.99 | 2010-04-01 | 2050-12-31 | BCHA |  |  | BCHA_AESO | Hydro | Hydro
Lower_Granite | Lower Granite | Lower Granite | 810 | 1975-04-01 | 2050-12-31 | BPAT |  |  | BPAT | Hydro | Hydro |  | Lower Granite | 1 | 2 | 3
Lower_HY_Agg | Lower HY Agg | Lower HY Agg | 11 | 1940-08-01 | 2050-12-31 | PAID |  |  | PACE | Hydro | Hydro
Lower_Malad_1 | Lower_Malad_1 | Lower_Malad_1 | 13.5 | 1948-10-01 | 2050-12-31 | IPMV |  |  | IPCO | Hydro | Hydro |  | Lower Malad
Lower_Molina | Lower Molina | Lower Molina | 4.9 | 1962-12-01 | 2050-12-31 | WACM |  |  | WACM | Hydro | Hydro |  | Lower Molina
Lower_Monumental | Lower Monumental | Lower Monumental | 930 | 1969-06-01 | 2050-12-31 | BPAT |  |  | BPAT | Hydro | Hydro |  | Lower Monumental | 1 | 2 | 3
Lower_Salmon_1 | Lower_Salmon_1 | Lower_Salmon_1 | 15 | 1949-07-01 | 2050-12-31 | IPMV |  |  | IPCO | Hydro | Hydro |  | Lower Salmon | 1
Lower_Salmon_2 | Lower_Salmon_2 | Lower_Salmon_2 | 15 | 1949-09-01 | 2050-12-31 | IPMV |  |  | IPCO | Hydro | Hydro |  | Lower Salmon | 2
Lower_Salmon_3 | Lower_Salmon_3 | Lower_Salmon_3 | 15 | 1949-02-01 | 2050-12-31 | IPMV |  |  | IPCO | Hydro | Hydro |  | Lower Salmon | 3
Lower_Salmon_4 | Lower_Salmon_4 | Lower_Salmon_4 | 15 | 1949-03-01 | 2050-12-31 | IPMV |  |  | IPCO | Hydro | Hydro |  | Lower Salmon | 4
Lower_Snake_River_A | Lower Snake River A | Lower Snake River A | 151.8 | 2012-04-01 | 2050-12-01 | BPAT |  |  | BPAT | Wind | Wind |  | Lower Snake River Wind Energy Project | LSR 1 |  |  | WIND_CPUCV2024c_EIA_OREGON
Lower_Snake_River_B | Lower Snake River B | Lower Snake River B | 190.9 | 2012-04-01 | 2050-12-01 | BPAT |  |  | BPAT | Wind | Wind |  | Lower Snake River Wind Energy Project | LSR 1 |  |  | WIND_CPUCV2024c_EIA_OREGON
Lower_Valley_Energy_Agg | Lower Valley Energy Agg | Lower Valley Energy Agg | 1.68 | 2009-04-01 | 2050-12-31 | PAID |  |  | PACE | Hydro | Hydro
LowerBaker4 | LowerBaker4 | LowerBaker4 | 80.75 | 2013-08-01 | 2050-12-31 | PSEI |  |  | BPAT | Hydro | Hydro |  | Lower Baker | 4
LowerBear1 | LowerBear1 | LowerBear1 | 5 | 2012-03-01 | 2050-12-31 | BCHA |  |  | BCHA_AESO | Hydro | Hydro
LowerBear2 | LowerBear2 | LowerBear2 | 5 | 2012-03-01 | 2050-12-31 | BCHA |  |  | BCHA_AESO | Hydro | Hydro
LOWGAP_1_SUPHR | LOWGAP_1_SUPHR | Mill & Sulphur Creek Hydro | 0.99 | 1988-02-01 | 2050-12-01 | PGE |  |  | PGE | Hydro | Hydro
LOWGAP_7_QFUNTS | LOWGAP_7_QFUNTS | Matthews Dam Hydro | 1.35 | 2017-05-01 | 2050-12-01 | PGE |  |  | PGE | Hydro | Hydro
LRC_4G1 | LRC 4G1 | LRC 4G1 | 3.2 | 2016-11-01 | 2056-10-30 | BCHA |  |  | BCHA_AESO | Hydro | Hydro
LTBEAR_1_LB3SR3 | LTBEAR_1_LB3SR3 | Little Bear 3 Solar | 20 | 2020-12-01 | 2050-12-01 | PGE |  |  | PGE | Solar_1Axis | Solar |  | Little Bear 3 |  |  |  | SOLAR_1AXIS_CA_FRESNO_TRANQUILLITY_V2024
LTBEAR_1_LB4SR4 | LTBEAR_1_LB4SR4 | Little Bear 4 | 50 | 2020-12-01 | 2050-12-01 | PGE |  |  | PGE | Solar_1Axis | Solar |  | Little Bear 4 |  |  |  | SOLAR_1AXIS_CA_FRESNO_TRANQUILLITY_V2024
LTBEAR_1_LB4SR5 | LTBEAR_1_LB4SR5 | Little Bear 4 Solar 5 | 50 | 2020-12-01 | 2050-12-01 | PGE |  |  | PGE | Solar_1Axis | Solar |  | Little Bear 5 |  |  |  | SOLAR_1AXIS_CA_FRESNO_TRANQUILLITY_V2024
LTBERA_1_LB1SR1 | LTBERA_1_LB1SR1 | Little Bear Solar 1 | 40 | 2020-12-01 | 2050-12-01 | PGE |  |  | PGE | Solar_1Axis | Solar |  | Little Bear Solar 1, LLC |  |  |  | SOLAR_1AXIS_CA_FRESNO_TRANQUILLITY_V2024
LuckyPeak131 | LuckyPeak131 | LuckyPeak131 | 15 | 1988-10-01 | 2050-12-31 | IPTV |  |  | IPCO | Hydro | Hydro |  | Lucky Peak Power Plant Project | U131
LuckyPeak132 | LuckyPeak132 | LuckyPeak132 | 45 | 1988-10-01 | 2050-12-31 | IPTV |  |  | IPCO | Hydro | Hydro |  | Lucky Peak Power Plant Project | U132
LuckyPeak133 | LuckyPeak133 | LuckyPeak133 | 11.25 | 1988-10-01 | 2050-12-31 | IPTV |  |  | IPCO | Hydro | Hydro |  | Lucky Peak Power Plant Project | U133
LukeAirForceBase | Luke Air Force Base | Luke Air Force Base | 10 | 2015-06-01 | 2050-12-01 | AZPS |  |  | AZPS | Solar_1Axis | Solar |  | Luke Solar |  |  |  | SOLAR_1AXIS__AZ_PHOENIX_V2024
Luna_CC1a | Luna CC1a | Luna CC1a | 300 | 2006-05-01 | 2050-12-31 | PNM |  |  | PNM_EPE | CC | CCGT |  | Luna Energy Facility | CTG1 | CTG2
Luna_CC1b | Luna CC1b | Luna CC1b | 300 | 2006-05-01 | 2050-12-31 | PNM |  |  | PNM_EPE | CC | CCGT |  | Luna Energy Facility | STG1
Lund_Hill_Solar | Lund Hill SolarPV-T193 | Lund Hill SolarPV-T193 | 193 | 2022-03-01 | 2050-01-01 | BPAT |  |  | BPAT | Solar_1Axis | Solar |  | Lund Hill Solar |  |  |  | SOLAR_FIXED__OR_MEDFORD_V2024
Luning_Solar | Luning Solar | Luning Solar | 50 | 2017-01-01 | 2050-12-01 | NEVP |  |  | NEVP | Solar_Fixed | Solar |  | Luning Energy |  |  |  | SOLAR_1AXIS_CA_MERCED_LOSBANOS_V2024
Macho_Springs_Wind | Macho Springs Wind | Macho Springs Wind | 50.4 | 2011-11-01 | 2031-11-15 | TEPC |  |  | TEPC | Wind | Wind |  | Macho Springs Power I |  |  |  | WIND_CPUCV2024c_EIA_NEWMEXICO
MACKAY1_1 | MACKAY1_1 | MACKAY1_1 | 207 | 2004-05-01 | 2050-12-31 | AESO |  |  | BCHA_AESO | Cogen | CHP
MacleodG1_1 | MacleodG1_1 | MacleodG1_1 | 39 | 2010-02-01 | 2050-12-31 | AESO |  |  | BCHA_AESO | Wind | Wind | [5 empty] | WIND_CPUCV2024c_ONSHORE_ABCYPRESS
MacleodG2_2 | MacleodG2_2 | MacleodG2_2 | 27 | 2010-02-01 | 2050-12-31 | AESO |  |  | BCHA_AESO | Wind | Wind | [5 empty] | WIND_CPUCV2024c_ONSHORE_ABCYPRESS
MacysPVAgg | Macys PV Agg | Macys PV Agg | 5.76 | 2010-12-01 | 2050-12-01 | AZPS |  |  | AZPS | Solar_Fixed | Solar |  | Macys Goodyear |  |  |  | SOLAR_FIXED__AZ_PHOENIX_V2024
Madison_MAD1 | Madison Agg | Madison Agg | 8.8 | 1906-09-01 | 2050-12-31 | NWMT |  |  | NWMT_WAUW | Hydro | Hydro |  | Madison Dam | MAD1 | MAD2 | MAD3
MagicDam1 | MagicDam1 | MagicDam1 | 10 | 1989-06-01 | 2050-12-31 | IPMV |  |  | IPCO | Hydro | Hydro |  | Magic Dam Hydroelectric Project | GEN1 | GEN2 | GEN3
MAGNLA_6_ANAHEIM | MAGNLA_6_ANAHEIM | Magnolia Power Plant Anaheim | 109 | 1989-06-01 | 2050-12-01 | SCE |  |  | SCE | CC | CCGT
MAGNLA_6_CERRITOS | MAGNLA_6_CERRITOS | Magnolia Power Plant Cerritos | 12 | 1989-06-01 | 2050-12-01 | SCE |  |  | SCE | CC | CCGT
MAGNLA_6_COLTON | MAGNLA_6_COLTON | Magnolia Power Project | 12 | 1989-06-01 | 2050-12-01 | SCE |  |  | SCE | CC | CCGT |  | Magnolia Power Project
MAGNLA_6_PASADENA | MAGNLA_6_PASADENA | Magnolia Power Plant - PASADENA | 18 | 1989-06-01 | 2050-12-01 | SCE |  |  | SCE | CC | CCGT
Magnolia_CC | Magnolia CC | Magnolia CC | 305 | 2020-02-15 | 2050-12-01 | LADWP |  |  | LADWP | CC | CCGT |  | Magnolia Power Project
Magpie_Solar1PV3 | Magpie Solar1PV3 | Magpie Solar1PV3 | 3 | 2018-06-01 | 2050-12-31 | NWMT |  |  | NWMT_WAUW | Solar_Fixed | Solar |  | Magpie Solar, LLC |  |  |  | SOLAR_FIXED__UT_SALTLAKECITY_V2024
Magrath | Magrath | Magrath | 30 | 2004-12-01 | 2050-12-31 | AESO |  |  | BCHA_AESO | Wind | Wind | [5 empty] | WIND_CPUCV2024c_ONSHORE_ABCYPRESS
MAGUND_1_BKISR1 | MAGUND_1_BKISR1 | Bakersfield Industrial 1 | 1 | 2017-12-01 | 2050-12-01 | PGE |  |  | PGE | Solar_1Axis | Solar |  | Bakersfield Industrial PV 1 |  |  |  | SOLAR_1AXIS_CA_KERN_BAKERSFIELD_V2024
MAGUND_1_BKSSR2 | MAGUND_1_BKSSR2 | Bakersfield Solar 1 | 5.25 | 2017-12-01 | 2050-12-01 | PGE |  |  | PGE | Solar_1Axis | Solar |  | Bakersfield PV 1 |  |  |  | SOLAR_1AXIS_CA_KERN_BAKERSFIELD_V2024
MAHKESESG1_1 | MAHKESESG1_1 | MAHKESESG1_1 | 90 | 2002-11-01 | 2050-12-31 | AESO |  |  | BCHA_AESO | Cogen | CHP
MAHKESESG2_2 | MAHKESESG2_2 | MAHKESESG2_2 | 90 | 2002-11-01 | 2050-12-31 | AESO |  |  | BCHA_AESO | Cogen | CHP
MainCanal | MainCanal | MainCanal | 26.8 | 1987-01-01 | 2050-12-31 | TPWR |  |  | BPAT | Hydro | Hydro |  | Main Canal Headworks
MALAGA_1_PL1X2 | MALAGA_1_PL1X2 | Malaga Power Aggregate | 96.61 | 2005-09-01 | 2050-12-01 | PGE |  |  | PGE | CT | Peaker |  | Malaga Power LLC
MALCHQ_7_UNIT_1 | MALCHQ_7_UNIT 1 | MALACHA HYDRO L.P. | 32.5 | 1988-12-01 | 2050-12-01 | PGE |  |  | PGE | Hydro | Hydro
MALIN_5_BPADYN | MALIN_5_BPADYN | MALIN_5_BPADYN | 700 | 1989-06-01 | 2050-12-01 | PGE |  |  | PGE | Hydro | Hydro
MALIN_5_GCPDDYN | MALIN_5_GCPDDYN | Grant County Hydro Facilities | 125 | 2018-02-01 | 2050-12-01 | PGE |  |  | PGE | Hydro | Hydro
MALIN_5_HERMDYN | MALIN_5_HERMDYN | MALIN_5_HERMDYN | 308 | 1989-06-01 | 2050-12-01 | BPAT |  |  | BPAT | CC | CCGT | PGE
MALIN_5_IBERDR | MALIN_5_IBERDR | Iberdrola Centroid Sytem Resource | 100 | 2014-12-01 | 2050-12-01 | PortlandGE |  |  | PortlandGE | Wind | Wind | PGE |  |  |  |  | WIND_CPUCV2024c_EIA_OREGON
MALIN_5_INHRED | MALIN_5_INHRED | CSF Columbia Gorge | 50 | 2010-08-01 | 2050-12-01 | PortlandGE |  |  | PortlandGE | Wind | Wind | PGE |  |  |  |  | WIND_CPUCV2024c_EIA_OREGON
MALIN_5_INHRPG | MALIN_5_INHRPG | BIGLOW CANYON | 50 | 2010-08-01 | 2050-12-01 | PortlandGE |  |  | PortlandGE | Wind | Wind | PGE | Biglow Canyon Wind Farm |  |  |  | WIND_CPUCV2024c_EIA_OREGON
MammothG11BT10 | Mammoth G11BT10 | Mammoth G11BT10 | 10 | 1984-11-01 | 2050-12-01 | LADWP |  |  | LADWP | Geothermal | Geothermal
MammothG31BT14 | Mammoth G31BT14 | Mammoth G31BT14 | 14 | 2013-04-01 | 2050-12-01 | LADWP |  |  | LADWP | Geothermal | Geothermal
Mamquam_1 | Mamquam_1 | Mamquam_1 | 29 | 1996-11-01 | 2050-12-31 | BCHA |  |  | BCHA_AESO | Hydro | Hydro
Mamquam_2 | Mamquam_2 | Mamquam_2 | 25 | 1996-11-01 | 2050-12-31 | BCHA |  |  | BCHA_AESO | Hydro | Hydro
Manchief_1 | Manchief 1 | Manchief 1 | 160 | 2000-05-01 | 2038-12-31 | PSCO |  |  | PSCO | CT | Peaker |  | Manchief Electric Generating Station | UN1
Manchief_2 | Manchief 2 | Manchief 2 | 160 | 2000-05-01 | 2038-12-31 | PSCO |  |  | PSCO | CT | Peaker |  | Manchief Electric Generating Station | UN2
Manitou_HY_Agg | Manitou HY Agg | Manitou HY Agg | 6 | 1939-01-01 | 2050-12-31 | WACM |  |  | WACM | Hydro | Hydro |  | Manitou Springs | 1 | 2 | 3
MANTEC_1_ML1SR1 | MANTEC_1_ML1SR1 | Manteca Land 1 | 1 | 2017-12-01 | 2050-12-01 | PGE |  |  | PGE | Solar_1Axis | Solar |  | Manteca Land PV |  |  |  | SOLAR_1AXIS_CA_YOLO_WOODLAND_V2024
Manzano_Solar | Manzano Solar | Manzano Solar | 8 | 2013-10-01 | 2050-12-31 | PNM |  |  | PNM_EPE | Solar_Fixed | Solar |  | Manzano Solar |  |  |  | SOLAR_FIXED__NM_ALBUQUERQUE_V2024
MANZNA_2_WIND | MANZNA_2_WIND | Manzana Wind | 189 | 2012-12-01 | 2050-12-01 | SCE |  |  | SCE | Wind | Wind |  | Manzana Wind LLC |  |  |  | WIND_CPUCV2024c_CSD_CAKERN
MarchPointCC_Total | MarchPointCC-Total | MarchPointCC-Total | 140 | 1991-09-01 | 2050-12-01 | BPAT |  |  | BPAT | CC | CCGT
MARCPW_6_SOLAR1 | MARCPW_6_SOLAR1 | Maricopa West Solar PV | 20 | 2015-12-01 | 2050-12-01 | PGE |  |  | PGE | Solar_1Axis | Solar |  | Maricopa West Solar PV, LLC |  |  |  | SOLAR_1AXIS_CA_KERN_BAKERSFIELD_V2024
MarengoWind1 | MarengoWind1 | MarengoWind1 | 156 | 2020-01-27 | 2049-11-30 | PACW |  |  | PACW | Wind | Wind |  | Marengo Wind Plant | 1 |  |  | WIND_CPUCV2024c_EIA_OREGON
MarengoWind2 | MarengoWind2 | MarengoWind2 | 78 | 2020-02-24 | 2049-11-30 | PACW |  |  | PACW | Wind | Wind |  | Marengo Wind Plant | 2 |  |  | WIND_CPUCV2024c_EIA_OREGON
Marion_Inc | Marion_Inc | Marion_Inc | 13.1 | 1985-12-01 | 2050-12-01 | PortlandGE |  |  | PortlandGE | Biomass/Wood | Biomass
Marion3_Creek | Marion3_Creek | Marion3_Creek | 4.6 | 2005-01-01 | 2050-12-31 | BCHA |  |  | BCHA_AESO | Hydro | Hydro
Marquez | Marquez | Marquez | 7.58 | 2014-12-01 | 2050-12-31 | PNM |  |  | PNM_EPE | Solar_1Axis | Solar | [5 empty] | SOLAR_1AXIS__NM_ALBUQUERQUE_V2024
MARTIN_1_SUNSET | MARTIN_1_SUNSET | Sunset Reservoir - North Basin | 4.5 | 2010-10-01 | 2050-12-01 | PGE | MARTIN_1SET | 2023-07-25 | PGE | Solar_Fixed | Solar |  | Sunset Reservoir North Basin |  |  |  | SOLAR_FIXED_CA_YOLO_WOODLAND_V2024
MARVEL_2_MARBT3 | MARVEL_2_MARBT3 | Marvel 2 | 74.94 | 2023-07-01 | 2050-12-01 | SCE |  |  | SCE | Battery Storage | Li-ion Battery | [6 empty] | 299.76 | 4
MARVEL_2_MARBX2 | MARVEL_2_MARBX2 | Marvel | 325 | 2023-07-01 | 2050-12-01 | SCE |  |  | SCE | Battery Storage | Li-ion Battery | [6 empty] | 1300 | 4
Marys_Lake | Marys Lake | Marys Lake | 10.35 | 1951-05-01 | 2050-12-31 | WACM |  |  | WACM | Hydro | Hydro |  | Marys Lake
Maxim_Burdett | Maxim_Burdett | Maxim_Burdett | 8 | 2001-08-01 | 2050-12-31 | AESO |  |  | BCHA_AESO | CT | Peaker
Maxim_Coaldale | Maxim_Coaldale | Maxim_Coaldale | 7 | 2001-09-01 | 2050-12-31 | AESO |  |  | BCHA_AESO | CT | Peaker
Maxim_Taber | Maxim_Taber | Maxim_Taber | 6 | 2001-08-01 | 2050-12-31 | AESO |  |  | BCHA_AESO | CT | Peaker
Maxwell_Hydro | Maxwell Hydro | Maxwell Hydro | 0.07 | 1985-04-01 | 2050-12-31 | PSCO |  |  | PSCO | Hydro | Hydro
Mayfield_41 | Mayfield_41 | Mayfield_41 | 48 | 1963-05-01 | 2050-12-31 | TPWR |  |  | BPAT | Hydro | Hydro |  | Mayfield | 41
Mayfield_42 | Mayfield_42 | Mayfield_42 | 45 | 1963-03-01 | 2050-12-31 | TPWR |  |  | BPAT | Hydro | Hydro |  | Mayfield | 42
Mayfield_43 | Mayfield_43 | Mayfield_43 | 45 | 1963-04-01 | 2050-12-31 | TPWR |  |  | BPAT | Hydro | Hydro |  | Mayfield | 43
Mayfield_44 | Mayfield_44 | Mayfield_44 | 45 | 1963-06-01 | 2050-12-31 | TPWR |  |  | BPAT | Hydro | Hydro |  | Mayfield | 44
Mazeppa_1 | Mazeppa_1 | Mazeppa_1 | 16.5 | 2015-05-01 | 2050-12-31 | AESO |  |  | BCHA_AESO | CT | Peaker
MCARTH_6_FRIVRB | MCARTH_6_FRIVRB | Fall River Mills Project B | 1.5 | 2014-03-01 | 2050-12-01 | PGE |  |  | PGE | Solar_Fixed | Solar |  | Shasta Solar Farm | GENB |  |  | SOLAR_FIXED_CA_YOLO_WOODLAND_V2024
McBride_Lake_1 | McBride_Lake_1 | McBride_Lake_1 | 25.7 | 2004-01-01 | 2050-12-31 | AESO |  |  | BCHA_AESO | Wind | Wind | [5 empty] | WIND_CPUCV2024c_EIA_OREGON
McBride_Lake_2 | McBride_Lake_2 | McBride_Lake_2 | 21.8 | 2002-12-01 | 2050-12-31 | AESO |  |  | BCHA_AESO | Wind | Wind | [5 empty] | WIND_CPUCV2024c_EIA_OREGON
McBride_Lake_4 | McBride_Lake_4 | McBride_Lake_4 | 27.7 | 2004-01-01 | 2050-12-31 | AESO |  |  | BCHA_AESO | Wind | Wind | [5 empty] | WIND_CPUCV2024c_EIA_OREGON
MCCALL_1_QF | MCCALL_1_QF | Fish Water | 0.52 | 1990-01-01 | 2050-12-01 | PGE |  |  | PGE | Hydro | Hydro
McClellan_1 | McClellan 1 | McClellan 1 | 74 | 1986-03-01 | 2050-12-01 | NCNC |  |  | NCNC | CT | Peaker |  | McClellan (CA)
McClure_1 | McClure 1 | McClure 1 | 62 | 1980-07-01 | 2050-12-01 | NCNC |  |  | NCNC | CT | Peaker |  | McClure | 1
McClure_2 | McClure 2 | McClure 2 | 62 | 1981-07-01 | 2050-12-01 | NCNC |  |  | NCNC | CT | Peaker |  | McClure | 2
McFaddenRidge | McFaddenRidge | McFaddenRidge | 28.5 | 2009-10-01 | 2049-01-01 | PAWY |  |  | PACE | Wind | Wind |  | McFadden Ridge |  |  |  | WIND_CPUCV2024c_EIA_WYOMING
MCFLND_5_MFAUXL1 | MCFLND_5_MFAUXL1 | McFarland Solar | 6 | 2024-12-01 | 2050-12-01 | SDGE |  |  | SDGE | Solar_1Axis | Solar | [5 empty] | SOLAR_1AXIS__AZ_PHOENIX_V2024
MCFLND_5_MFSBT1 | MCFLND_5_MFSBT1 | McFarland Solar A BESS | 100 | 2023-12-01 | 2050-12-01 | SDGE |  |  | SDGE | Battery Storage | Li-ion Battery |  | McFarland A Solar and Storage | BESS |  |  |  | 400 | 4
MCFLND_5_MFSSR1 | MCFLND_5_MFSSR1 | McFarland Solar A PV | 200 | 2023-12-01 | 2050-12-01 | SDGE |  |  | SDGE | Solar_1Axis | Solar |  | McFarland A Solar and Storage | MCFRA |  |  | SOLAR_1AXIS__AZ_PHOENIX_V2024
MCFLND_5_MSBBX2 | MCFLND_5_MSBBX2 | McFarland Solar B BESS | 150 | 2024-05-01 | 2050-01-01 | SDGE |  |  | SDGE | Battery Storage | Li-ion Battery |  | McFarland B Solar and Storage | BESS |  |  |  | 600 | 4
MCFLND_5_MSBSX2 | MCFLND_5_MSBSX2 | McFarland Solar B PV | 300 | 2024-05-01 | 2050-01-01 | SDGE |  |  | SDGE | Solar_1Axis | Solar |  | McFarland B Solar and Storage | MCFRB |  |  | SOLAR_1AXIS__AZ_PHOENIX_V2024
McGinness_4 | McGinness 4 | McGinness 4 | 70 | 2027-10-01 | 2050-12-01 | NEVP |  |  | NEVP | Geothermal | Geothermal
McGinness_Hills_1_1 | McGinness Hills 1-1 | McGinness Hills 1-1 | 20 | 2012-06-01 | 2050-12-01 | NEVP |  |  | NEVP | Geothermal | Geothermal |  | McGinness Hills | 1
McGinness_Hills_1_2 | McGinness Hills 1-2 | McGinness Hills 1-2 | 20 | 2012-06-01 | 2050-12-01 | NEVP |  |  | NEVP | Geothermal | Geothermal |  | McGinness Hills | 2
McGinness_Hills_1_3 | McGinness Hills 1-3 | McGinness Hills 1-3 | 12 | 2012-06-01 | 2050-12-01 | NEVP |  |  | NEVP | Geothermal | Geothermal |  | McGinness Hills | 3
McGinness_Hills_2_1 | McGinness Hills 2-1 | McGinness Hills 2-1 | 20 | 2015-09-01 | 2050-12-01 | NEVP |  |  | NEVP | Geothermal | Geothermal |  | McGinness Hills | OEC21
McGinness_Hills_2_2 | McGinness Hills 2-2 | McGinness Hills 2-2 | 20 | 2015-09-01 | 2050-12-01 | NEVP |  |  | NEVP | Geothermal | Geothermal |  | McGinness Hills | OEC22
McGinness_Hills_2_3 | McGinness Hills 2-3 | McGinness Hills 2-3 | 12 | 2015-09-01 | 2050-12-01 | NEVP |  |  | NEVP | Geothermal | Geothermal |  | McGinness Hills | OEC23
McGinness_Hills_3_1 | McGinness Hills 3-1 | McGinness Hills 3-1 | 37 | 2021-08-01 | 2050-12-01 | NEVP |  |  | NEVP | Geothermal | Geothermal |  | McGinness Hills 3 | OEC31
McGinness_Hills_3_2 | McGinness Hills 3-2 | McGinness Hills 3-2 | 37 | 2021-08-01 | 2050-12-01 | NEVP |  |  | NEVP | Geothermal | Geothermal |  | McGinness Hills 3 | OEC32
McKenziePVAgg | McKenzie PV Agg | McKenzie PV Agg | 30 | 2012-11-01 | 2050-12-01 | NCNC |  |  | NCNC | Solar_1Axis | Solar |  | RE McKenzie 1 LLC |  |  |  | SOLAR_1AXIS__CA_SACRAMENTO_V2024
McLymontCreek | McLymontCreek | McLymontCreek | 66 | 2015-10-28 | 2050-12-31 | BCHA |  |  | BCHA_AESO | Hydro | Hydro
McMahon_1 | McMahon_1 | McMahon_1 | 55 | 1992-12-01 | 2029-03-31 | BCHA |  |  | BCHA_AESO | CT | Peaker
McMahon_2 | McMahon_2 | McMahon_2 | 55 | 1992-12-01 | 2029-03-31 | BCHA |  |  | BCHA_AESO | CT | Peaker
McNair_Creek_1 | McNair_Creek_1 | McNair_Creek_1 | 9.8 | 2004-11-01 | 2050-12-31 | BCHA |  |  | BCHA_AESO | Hydro | Hydro
McNary | McNary | McNary | 1127 | 1997-11-01 | 2050-12-31 | BPAT |  |  | BPAT | Hydro | Hydro |  | McNary | 1 | 2 | 3
McNaryFishway | McNaryFishway | McNaryFishway | 10 | 1997-11-01 | 2050-12-31 | BPAT |  |  | BPAT | Hydro | Hydro |  | McNary Dam Fish Attraction Project
McPhee | McPhee | McPhee | 1.3 | 1992-12-01 | 2050-12-31 | WACM |  |  | WACM | Hydro | Hydro |  | McPhee
MCSWAN_6_UNITS | MCSWAN_6_UNITS | MC SWAIN HYDRO | 9 | 1967-01-01 | 2050-12-01 | PGE |  |  | PGE | Hydro | Hydro |  | McSwain
MDFKRL_2_PROJCT | MDFKRL_2_PROJCT | MIDDLE FORK AND RALSTON PSP | 210 | 1966-01-01 | 2050-01-01 | PGE | MIDDLE FORK AND RALSTON PSP1HY210 |  | PGE | Hydro | Hydro |  | Middle Fork
Meadow_Lake | Meadow Lake | Meadow Lake | 9 | 2015-01-01 | 2050-12-31 | PNM |  |  | PNM_EPE | Solar_Fixed | Solar |  | Meadow Lake Solar Energy Center |  |  |  | SOLAR_FIXED__NM_ALBUQUERQUE_V2024
MeadowCreek_5P | MeadowCreek_5P | MeadowCreek_5P | 119.7 | 2012-12-01 | 2032-12-30 | PACE |  |  | PACE | Wind | Wind |  | Meadow Creek Project Company |  |  |  | WIND_CPUCV2024c_EIA_IDAHO
Mears_Creek_1 | Mears_Creek_1 | Mears_Creek_1 | 3.8 | 2004-01-01 | 2050-12-31 | BCHA |  |  | BCHA_AESO | Hydro | Hydro
Medicine_Bow | Medicine Bow | Medicine Bow | 6.27 | 1998-01-01 | 2050-12-31 | PAWY |  |  | PACE | Wind | Wind |  | Medicine Bow | 1 | 10 | 11 | WIND_CPUCV2024c_EIA_WYOMING
MedicineHat10 | MedicineHat10 | MedicineHat10 | 28.2 | 2007-02-01 | 2050-12-31 | AESO |  |  | BCHA_AESO | CT | Peaker
MedicineHat11 | MedicineHat11 | MedicineHat11 | 27.9 | 2007-02-01 | 2050-12-31 | AESO |  |  | BCHA_AESO | CT | Peaker
MedicineHat12 | MedicineHat12 | MedicineHat12 | 39.8 | 1996-10-01 | 2050-12-31 | AESO |  |  | BCHA_AESO | Steam | ST
MedicineHat13 | MedicineHat13 | MedicineHat13 | 41 | 2003-06-01 | 2050-12-31 | AESO |  |  | BCHA_AESO | CT | Peaker
MedicineHat15 | MedicineHat15 | MedicineHat15 | 64 | 2010-07-01 | 2050-12-31 | AESO |  |  | BCHA_AESO | CT | Peaker
MEG_ChristingLk | MEG_ChristingLk | MEG_ChristingLk | 92 | 2013-08-01 | 2050-12-31 | AESO |  |  | BCHA_AESO | Cogen | CHP
Meikle_Wind_1 | Meikle_Wind_1 | Meikle_Wind_1 | 184.6 | 2017-02-01 | 2050-12-31 | BCHA |  |  | BCHA_AESO | Wind | Wind | [5 empty] | WIND_CPUCV2024c_ONSHORE_BCPEACERIVER
MELRSE_6_MELBT1 | MELRSE_6_MELBT1 | Melrose BESS 1 | 10 | 2024-02-01 | 2050-01-01 | SDGE |  |  | SDGE | Battery Storage | Li-ion Battery |  | Melrose BESS | 1 |  |  |  | 40 | 4
MELRSE_6_MELBT2 | MELRSE_6_MELBT2 | Melrose BESS 2 | 10 | 2024-02-01 | 2050-01-01 | SDGE |  |  | SDGE | Battery Storage | Li-ion Battery |  | Melrose BESS | 1 |  |  |  | 40 | 4
MENBIO_6_RENEW1 | MENBIO_6_RENEW1 | CalRENEW - 1(A) | 5 | 2010-04-01 | 2050-12-01 | PGE |  |  | PGE | Solar_Fixed | Solar |  | CalRenew-1 |  |  |  | SOLAR_FIXED_CA_FRESNO_TRANQUILLITY_V2024
MERCED_1_SOLAR1 | MERCED_1_SOLAR1 | Mission Solar | 1.5 | 2015-05-01 | 2050-12-01 | PGE |  |  | PGE | Solar_1Axis | Solar |  | Mission Solar LLC |  |  |  | SOLAR_1AXIS_CA_MERCED_LOSBANOS_V2024
MERCED_1_SOLAR2 | MERCED_1_SOLAR2 | Merced Solar | 1.5 | 2015-05-01 | 2050-12-01 | PGE |  |  | PGE | Solar_1Axis | Solar |  | Merced Solar LLC |  |  |  | SOLAR_1AXIS_CA_MERCED_LOSBANOS_V2024
MERCFL_6_UNIT | MERCFL_6_UNIT | Merced Falls Powerhouse | 3.5 | 1930-01-01 | 2050-12-01 | PGE |  |  | PGE | Hydro | Hydro |  | Merced Falls
MerrittGreen | MerrittGreen | MerrittGreen | 40 | 2018-02-17 | 2050-12-31 | BCHA |  |  | BCHA_AESO | Biomass/Wood | Biomass
Merwin_1 | Merwin_1 | Merwin_1 | 45 | 1932-01-01 | 2058-12-31 | PACW |  |  | PACW | Hydro | Hydro |  | Merwin | 1
Merwin_2 | Merwin_2 | Merwin_2 | 45 | 1949-12-01 | 2058-12-31 | PACW |  |  | PACW | Hydro | Hydro |  | Merwin | 2
Merwin_3 | Merwin_3 | Merwin_3 | 45 | 1958-09-01 | 2058-12-31 | PACW |  |  | PACW | Hydro | Hydro |  | Merwin | 3
MerwinHHY1 | MerwinHHY1 | MerwinHHY1 | 1 | 1931-07-01 | 2058-12-31 | PACW |  |  | PACW | Hydro | Hydro |  | Merwin | House
MESA_HEIGHTS |  | MESA HEIGHTS | 1.5 | 2024-03-01 | 2050-12-01 | SDGE |  |  | SDGE | Battery Storage | Li-ion Battery |  | EnerSmart Mesa Heights Sub Station | MH162 |  |  |  | 6 | 4
MESAP_1_QF | MESAP_1_QF | SMALL QF AGGREGATION - SAN LUIS OBISPO | 1 | 1986-04-01 | 2050-12-01 | PGE |  |  | PGE | Cogen | CHP | [11 empty] | 0 | 0 | 0 | 0 | 0 | 0 | 0 | 0 | 0 | 0 | 0 | 0
MESAS_2_CADBT1 | MESAS_2_CADBT1 | Cadillac 1 BESS | 3.5 | 2024-06-01 | 2050-01-01 | SCE |  |  | SCE | Battery Storage | Li-ion Battery |  | Cadillac Battery Energy Storage Facility | CAD1 |  |  |  | 14 | 4
MESAS_2_WMWSR1 | MESAS_2_WMWSR1 | PROLOGIS WORKMAN SOLAR | 1.92 | 2024-08-01 | 2050-12-01 | SCE | PROLOGIS_WORKMAN_SOLAR |  | SCE | Solar_1Axis | Solar | [5 empty] | SOLAR_1AXIS__CA_GLENDALE_V2024
MESAS_2_YORBT1 | MESAS_2_YORBT1 | Yorktown 1 BESS | 3 | 2024-06-01 | 2050-01-01 | SCE |  |  | SCE | Battery Storage | Li-ion Battery |  | Yorktown Battery Energy Storage Facility | YORK1 |  |  |  | 12 | 4
Mesquite_CC1 | Mesquite CC1a | Mesquite CC1a | 322.5 | 2003-06-01 | 2050-12-01 | AZPS |  |  | AZPS | CC | CCGT |  | Mesquite Generating Station Block 1
Mesquite_Solar_5 | Mesquite Solar 5 | Mesquite Solar 5 | 300 | 2023-04-01 | 2050-12-01 | AZPS |  |  | AZPS | Solar_1Axis | Solar |  | Mesquite Solar 5, LLC | MS5 |  |  | SOLAR_1AXIS_CA_IMPERIAL_BRAWLEY_V2024
MesquiteCC2_Total | MSQUIT_5_SERDYN | MSQUIT_5_SERDYN | 625 | 2003-11-01 | 2050-12-01 | SRP |  |  | SRP | CC | CCGT |  | Mesquite Generating Station Block 2
METEC_2_PL1X3 | METEC_2_PL1X3 | Metcalf Energy Center | 597.05 | 2005-05-01 | 2050-12-01 | PGE |  |  | PGE | CC | CCGT |  | Metcalf Energy Center
MetroWastewaterTreatment | Metro Wastewater Treatment PlaIC1IC1 | Metro Wastewater Treatment PlaIC1IC1 | 1 | 2013-04-01 | 2050-12-01 | BPAT |  |  | BPAT | Biomass/Wood | Biomass
Mexicali1 | Mexicali1 | Mexicali1 | 44.1 | 1974-10-01 | 2050-12-31 | CFE |  |  | CFE | ICE | Reciprocating_Engine
Mexicali2 | Mexicali2 | Mexicali2 | 22.1 | 1977-01-01 | 2050-12-31 | CFE |  |  | CFE | ICE | Reciprocating_Engine
Mexicali3 | Mexicali3 | Mexicali3 | 22.1 | 1977-12-01 | 2050-12-31 | CFE |  |  | CFE | ICE | Reciprocating_Engine
MeyersFalls1 | MeyersFalls1 | MeyersFalls1 | 0.9 | 1915-09-01 | 2050-12-31 | AVA |  |  | BPAT | Hydro | Hydro |  | Meyers Falls | UN1
MeyersFalls2 | MeyersFalls2 | MeyersFalls2 | 0.3 | 1917-08-01 | 2050-12-31 | AVA |  |  | BPAT | Hydro | Hydro |  | Meyers Falls | UN2
Mica_1 | Mica_1 | Mica_1 | 492 | 1976-01-01 | 2050-12-31 | BCHA |  |  | BCHA_AESO | Hydro | Hydro
Mica_2 | Mica_2 | Mica_2 | 492 | 1976-01-01 | 2050-12-31 | BCHA |  |  | BCHA_AESO | Hydro | Hydro
Mica_3 | Mica_3 | Mica_3 | 493.5 | 1976-01-01 | 2050-12-31 | BCHA |  |  | BCHA_AESO | Hydro | Hydro
Mica_4 | Mica_4 | Mica_4 | 493.5 | 1976-01-01 | 2050-12-31 | BCHA |  |  | BCHA_AESO | Hydro | Hydro
Mica_G5_5 | Mica_G5_5 | Mica_G5_5 | 500 | 2015-01-01 | 2050-12-31 | BCHA |  |  | BCHA_AESO | Hydro | Hydro
Mica_G6_6 | Mica_G6_6 | Mica_G6_6 | 500 | 2015-11-01 | 2050-12-31 | BCHA |  |  | BCHA_AESO | Hydro | Hydro
Middle_Gorge | Middle Gorge | Middle Gorge | 37.5 | 1952-04-01 | 2050-12-31 | LADWP |  |  | LADWP | Hydro | Hydro
MIDDLE_RIVER_POWER_HANFORD |  | MIDDLE RIVER POWER HANFORD | 16 | 2024-10-01 | 2050-12-01 | SCE |  |  | SCE | Battery Storage | Li-ion Battery | [6 empty] | 64 | 4
MiddleCreek1 | MiddleCreek1 | MiddleCreek1 | 5 | 2015-05-01 | 2050-12-31 | BCHA |  |  | BCHA_AESO | Hydro | Hydro
MiddleForkIrrD1 | Middle Fork Irrigation Agg | Middle Fork Irrigation Agg | 3.3 | 1986-03-01 | 2050-12-31 | BPAT |  |  | BPAT | Hydro | Hydro |  | Middle Fork Irrigation District | GEN1 | GEN2 | GEN3
MIDSUN_1_PL1X2 | MIDSUN_1_PL1X2 | North Midway Cogens 5A 5B | 9.6 | 2022-03-01 | 2050-12-01 | PGE |  |  | PGE | CT | Peaker |  | North Midway Cogen
MIDWD_2_WIND2 | MIDWD_2_WIND2 | Coram Energy | 3 | 2015-12-01 | 2050-12-01 | SCE |  |  | SCE | Wind | Wind |  | Coram Energy LLC |  |  |  | WIND_CPUCV2024c_CSD_CAKERN
MIDWD_7_CORAMB | MIDWD_7_CORAMB | CELLC 7.5 MW Tehachapi Project | 7.5 | 1983-12-01 | 2050-12-01 | SCE |  |  | SCE | Wind | Wind |  | Tehachapi Wind Resource I |  |  |  | WIND_CPUCV2024c_CSD_CAKERN
MIDWY3_2_MDSSR1 | MIDWY3_2_MDSSR1 | Midway South Solar Farm | 20 | 2018-09-01 | 2050-12-01 | SDGE |  |  | SDGE | Solar_Fixed | Solar |  | Midway Solar Farm II |  |  |  | SOLAR_FIXED_CA_IMPERIAL_BRAWLEY_V2024
MIDWYS_2_MIDSL1 | MIDWYS_2_MIDSL1 | Midway Solar Farm | 49.9 | 2018-01-01 | 2050-12-01 | SCE |  |  | SCE | Solar_Fixed | Solar |  | Midway Solar Farm 1 |  |  |  | SOLAR_FIXED_CA_IMPERIAL_BRAWLEY_V2024
Milford_Flat_Solar_LLC | Milford Flat Solar LLC | Milford Flat Solar LLC | 3 | 2015-07-01 | 2035-07-30 | PAUT |  |  | PACE | Solar_1Axis | Solar |  | Milford Flat Solar Plant |  |  |  | SOLAR_1AXIS__UT_SALTLAKECITY_V2024
Milford_Solar_I_LLC_PV_69730_01 | Milford Solar I LLC (PV-69730-01) | Milford Solar I LLC (PV-69730-01) | 99 | 2020-11-19 | 2045-11-18 | PAUT |  |  | PACE | Solar_1Axis | Solar |  | Milford Solar 1 |  |  |  | SOLAR_1AXIS__UT_SALTLAKECITY_V2024
Milford_Wind_1_1 | Milford Wind 1-1 | Milford Wind 1-1 | 145 | 2009-11-01 | 2050-12-01 | LADWP |  |  | LADWP | Wind | Wind |  | Milford Wind Corridor I LLC | 1 |  |  | WIND_CPUCV2024c_EIA_UTAH
Milford_Wind_1_2 | Milford Wind 1-2 | Milford Wind 1-2 | 47.5 | 2009-11-01 | 2050-12-01 | LADWP |  |  | LADWP | Wind | Wind | [5 empty] | WIND_CPUCV2024c_EIA_UTAH
Milford_Wind_2 | Milford Wind 2 | Milford Wind 2 | 102 | 2011-05-01 | 2050-12-01 | LADWP |  |  | LADWP | Wind | Wind |  | Milford Wind Corridor Stage II LLC |  |  |  | WIND_CPUCV2024c_EIA_UTAH
MilfordSolar | MilfordSolar ORMSPV-NT3 | MilfordSolar ORMSPV-NT3 | 3 | 2022-01-01 | 2050-12-01 | PortlandGE |  |  | PortlandGE | Solar_Fixed | Solar |  | MilfordSolar OR |  |  |  | SOLAR_FIXED__OR_PORTLAND_V2024
MILFRD_7_PASADENA | MILFRD_7_PASADENA | Milford I | 5 | 2016-03-01 | 2050-12-01 | LADWP |  |  | LADWP | Wind | Wind | SCE |  |  |  |  | WIND_CPUCV2024c_EIA_UTAH
Mill_Creek_Cove_FERC_P_5390HY1HY0_5 | Mill Creek (Cove FERC P-5390)HY1HY0.5 | Mill Creek (Cove FERC P-5390)HY1HY0.5 | 13.8 | 1984-01-01 | 2050-12-31 | BPAT |  |  | BPAT | Hydro | Hydro
Mill_CreekHY1HY0_6 | Mill CreekHY1HY0.6 | Mill CreekHY1HY0.6 | 13.8 | 1983-11-01 | 2050-12-31 | BPAT |  |  | BPAT | Hydro | Hydro
MillcreekPwrGen1 | MillcreekPwrGen1 | MillcreekPwrGen1 | 43 | 2006-04-01 | 2050-12-31 | PAUT |  |  | PACE | CT | Peaker |  | Millcreek Power Generation | MC1
MillcreekPwrGen2 | MillcreekPwrGen2 | MillcreekPwrGen2 | 43 | 2010-06-01 | 2050-12-31 | PAUT |  |  | PACE | CT | Peaker |  | Millcreek Power Generation | MC2
MillCreekSolar | Mill Creek Solar (OR)PGRC1PV-NT2.2 | Mill Creek Solar (OR)PGRC1PV-NT2.2 | 2.2 | 2017-12-01 | 2050-12-01 | BPAT |  |  | BPAT | Solar_Fixed | Solar |  | Mill Creek Solar (OR) |  |  |  | SOLAR_FIXED__OR_MEDFORD_V2024
MillenniumCC_Total | MillenniumCC-Total | MillenniumCC-Total | 376 | 1999-10-01 | 2050-12-31 | AESO |  |  | BCHA_AESO | Cogen | CHP
MillerCreek1 | MillerCreek1 | MillerCreek1 | 14.75 | 2003-05-01 | 2050-12-31 | BCHA |  |  | BCHA_AESO | Hydro | Hydro
MillerCreek2 | MillerCreek2 | MillerCreek2 | 3.5 | 2003-05-01 | 2050-12-31 | BCHA |  |  | BCHA_AESO | Hydro | Hydro
MillicanSolarEnergy | Millican Solar Energy LLC (PV-bus-01) | Millican Solar Energy LLC (PV-bus-01) | 61 | 2021-03-01 | 2041-03-01 | PACW |  |  | PACW | Solar_1Axis | Solar |  | Millican Solar Energy LLC |  |  |  | SOLAR_1AXIS__OR_MEDFORD_V2024
Milner_Hydro_1 | Milner_Hydro_1 | Milner_Hydro_1 | 58.62 | 1992-12-01 | 2050-12-31 | IPMV |  |  | IPCO | Hydro | Hydro |  | Milner Hydro | 1
Milner_Hydro_2 | Milner_Hydro_2 | Milner_Hydro_2 | 58.62 | 1992-12-01 | 2050-12-31 | IPMV |  |  | IPCO | Hydro | Hydro |  | Milner Hydro | 2
MilnerDamWind | Milner Dam | Milner Dam | 20 | 2010-12-01 | 2050-12-31 | IPTV |  |  | IPCO | Wind | Wind |  | Milner Dam Wind Park LLC |  |  |  | WIND_CPUCV2024c_EIA_IDAHO
Minidoka_6 | Minidoka_6 | Minidoka_6 | 2.7 | 1998-06-01 | 2050-12-31 | IPMV |  |  | IPCO | Hydro | Hydro |  | Minidoka | 6
Minidoka_7 | Minidoka_7 | Minidoka_7 | 5 | 1998-05-01 | 2050-12-31 | IPMV |  |  | IPCO | Hydro | Hydro |  | Minidoka | 7
Minidoka_8 | Minidoka_8 | Minidoka_8 | 10 | 1997-04-01 | 2050-12-31 | IPMV |  |  | IPCO | Hydro | Hydro |  | Minidoka | 8
Minidoka_9 | Minidoka_9 | Minidoka_9 | 10 | 1997-05-01 | 2050-12-31 | IPMV |  |  | IPCO | Hydro | Hydro |  | Minidoka | 9
Mink_Creek_Hydro_Robert_Fackrell | Mink Creek Hydro (Robert Fackrell) | Mink Creek Hydro (Robert Fackrell) | 2.7 | 1986-12-01 | 2042-03-31 | PAID |  |  | PACE | Hydro | Hydro |  | Mink Creek Hydro | GEN1
MinkeSolarPGR | Minke SolarPGR20PV-NT2.2 | Minke SolarPGR20PV-NT2.2 | 2.2 | 2020-12-01 | 2050-12-01 | PortlandGE |  |  | PortlandGE | Solar_Fixed | Solar |  | Minke Solar |  |  |  | SOLAR_FIXED__OR_PORTLAND_V2024
MintFarmCC_Total | MintFarmCC-Total | MintFarmCC-Total | 336 | 2008-01-01 | 2050-12-01 | BPAT |  |  | BPAT | CC | CCGT |  | Mint Farm Generating Station
MIRLOM_2_CORONA | MIRLOM_2_CORONA | MWD Corona Hydroelectric Recovery Plant | 2.85 | 1987-01-01 | 2050-12-01 | SCE |  |  | SCE | Hydro | Hydro
MIRLOM_2_CREST | MIRLOM_2_CREST | Temescal Canyon RV | 1.5 | 2020-03-01 | 2050-12-01 | SCE |  |  | SCE | Solar_1Axis | Solar |  | Temescal Canyon RV, LLC | 1 |  |  | SOLAR_1AXIS__CA_LOSANGELES_V2024
MIRLOM_2_LNDFL | MIRLOM_2_LNDFL | Milliken Landfill Solar | 3 | 2017-06-01 | 2050-12-01 | SCE |  |  | SCE | Solar_1Axis | Solar |  | Mira Loma |  |  |  | SOLAR_1AXIS_CA_RIVERSIDE_RIVERSIDE_V2024
MIRLOM_2_MLBBTA | MIRLOM_2_MLBBTA | Mira Loma BESS A | 10 | 2016-12-01 | 2050-12-01 | SCE |  |  | SCE | Battery Storage | Li-ion Battery |  | Mira Loma Energy Storage Facility | 013A |  |  |  | 40 | 4
MIRLOM_2_MLBBTB | MIRLOM_2_MLBBTB | Mira Loma BESS B | 10 | 2016-12-01 | 2050-12-01 | SCE |  |  | SCE | Battery Storage | Li-ion Battery |  | Mira Loma Energy Storage Facility | 013A |  |  |  | 40 | 4
MIRLOM_2_TEMESC | MIRLOM_2_TEMESC | MWD Temescal Hydroelectric Recovery Plan | 2.85 | 1987-01-01 | 2050-12-01 | SCE |  |  | SCE | Hydro | Hydro
MIRLOM_6_PEAKER | MIRLOM_6_PEAKER | Mira Loma Peaker | 47.18 | 2007-09-01 | 2050-12-01 | SCE |  |  | SCE | CT | Peaker |  | Mira Loma Peaker
MIRLOM_7_MWDLKM | MIRLOM_7_MWDLKM | Lake Mathews Hydroelectric Recovery Plan | 5 | 1980-01-01 | 2050-12-01 | SCE |  |  | SCE | Hydro | Hydro |  | Lake Mathews
Misc_Hydro1HY13_8 | Misc. Hydro1HY13.8 | Misc. Hydro1HY13.8 | 13.8 | 1899-12-31 | 2050-12-31 | NWMT |  |  | NWMT_WAUW | Hydro | Hydro
Misc_Wind1WT5 | Misc. Wind1WT5 | Misc. Wind1WT5 | 5 | 1899-12-31 | 2050-12-31 | NWMT |  |  | NWMT_WAUW | Wind | Wind | [5 empty] | WIND_CPUCV2024c_EIA_UTAH
MISSIX_1_QF | MISSIX_1_QF | SMALL QF AGGREGATION - SAB FRABCUSCI | 1 | 1987-01-01 | 2050-12-01 | PGE |  |  | PGE | Cogen | CHP | [11 empty] | 0.02 | 0.02 | 0.02 | 0.02 | 0.02 | 0.02 | 0.02 | 0.02 | 0.02 | 0.02 | 0.02 | 0.02
MKTRCK_1_UNIT_1 | MKTRCK_1_UNIT 1 | MCKITTRICK LIMITED | 47.72 | 1991-10-01 | 2050-12-01 | PGE |  |  | PGE | CT | Peaker |  | McKittrick Limited
MLPTAS_7_QFUNTS | MLPTAS_7_QFUNTS | MLPTAS_7_QFUNTS | 1 | 2000-01-01 | 2050-12-01 | PGE |  |  | PGE | Cogen | CHP | [11 empty] | 0 | 0 | 0 | 0 | 0 | 0 | 0 | 0 | 0 | 0 | 0 | 0
MLW_W | MLW W | MLW W | 15 | 2019-04-01 | 2050-12-31 | BCHA |  |  | BCHA_AESO | Wind | Wind | [5 empty] | WIND_CPUCV2024c_ONSHORE_BCPEACERIVER
MNDALY_6_MCGRTH | MNDALY_6_MCGRTH | McGrath Beach Peaker | 48.56 | 2012-11-01 | 2050-12-01 | SCE |  |  | SCE | CT | Peaker |  | McGrath Peaker
MNDOTA_1_SOLAR1 | MNDOTA_1_SOLAR1 | North Star Solar 1 | 60 | 2015-06-01 | 2050-12-01 | PGE |  |  | PGE | Solar_1Axis | Solar |  | North Star Solar |  |  |  | SOLAR_1AXIS_CA_FRESNO_TRANQUILLITY_V2024
MNDOTA_1_SOLAR2 | MNDOTA_1_SOLAR2 | Citizen Solar B | 5 | 2015-12-01 | 2050-12-01 | PGE |  |  | PGE | Solar_Fixed | Solar |  | Citizen B |  |  |  | SOLAR_1AXIS_CA_FRESNO_TRANQUILLITY_V2024
MoapaSolar | Moapa Solar | Moapa Solar | 200 | 2022-12-01 | 2050-12-01 | NEVP |  |  | NEVP | Solar_1Axis | Solar |  | Moapa Southern Paiute |  |  |  | SOLAR_1AXIS_NV_CLARK_BOULDER_V2024
MOJAVE_1_SIPHON | MOJAVE_1_SIPHON | MOJAVE SIPHON POWER PLANT | 14.36 | 1996-01-01 | 2050-12-01 | SCE |  |  | SCE | Hydro | Hydro |  | Mojave Siphon
MOJAVW_2_SOLAR | MOJAVW_2_SOLAR | Mojave West | 20 | 2016-06-01 | 2050-12-01 | SCE |  |  | SCE | Solar_1Axis | Solar |  | SEPV Mojave West |  |  |  | SOLAR_1AXIS_CA_KERN_MOJAVE_V2024
Monarch_492S_DER_Solar | Monarch 492S DER Solar | Monarch 492S DER Solar | 24 | 2022-02-01 | 2050-12-31 | AESO |  |  | BCHA_AESO | Solar_1Axis | Solar | [5 empty] | SOLAR_1AXIS__WA_SEATTLE_V2024
Monroe_Street_6 | Monroe_Street_6 | Monroe_Street_6 | 14.8 | 1992-12-01 | 2050-12-31 | AVA |  |  | BPAT | Hydro | Hydro |  | Monroe Street
Montague_Wind | Montague Wind | Montague Wind | 200.8 | 2019-11-01 | 2050-12-01 | BPAT |  |  | BPAT | Wind | Wind |  | Montague Wind Power Facility LLC |  |  |  | WIND_CPUCV2024c_EIA_OREGON
MontagueSolar | Montague SolarPV-T162 | Montague SolarPV-T162 | 162 | 2022-05-01 | 2050-12-01 | BPAT |  |  | BPAT | Solar_1Axis | Solar |  | Montague Solar |  |  |  | SOLAR_1AXIS__OR_MEDFORD_V2024
Montana_1_G1 | Montana_1_G1 | Montana_1_G1 | 93.2 | 2015-05-01 | 2055-12-31 | EPE |  |  | PNM_EPE | CT | Peaker |  | Montana Power Station | GT-1
Montana_2_G2 | Montana_2_G2 | Montana_2_G2 | 97 | 2015-05-01 | 2055-12-31 | EPE |  |  | PNM_EPE | CT | Peaker |  | Montana Power Station | GT-2
Montana_3_G3 | Montana_3_G3 | Montana_3_G3 | 97 | 2016-05-01 | 2056-12-31 | EPE |  |  | PNM_EPE | CT | Peaker |  | Montana Power Station | GT-3
Montana_4_G4 | Montana_4_G4 | Montana_4_G4 | 97 | 2016-09-01 | 2057-12-31 | EPE |  |  | PNM_EPE | CT | Peaker |  | Montana Power Station | GT-4
Montezuma_Cortez_Solar | Montezuma (Cortez) Solar | Montezuma (Cortez) Solar | 5 | 2023-06-01 | 2050-12-31 | WACM |  |  | WACM | Solar_1Axis | Solar | [5 empty] | SOLAR_1AXIS_NV_CLARK_BOULDER_V2024
MONTPH_7_UNITS | MONTPH_7_UNITS | MONTICELLO HYDRO AGGREGATE | 12.5 | 1974-01-01 | 2050-12-01 | PGE |  |  | PGE | Hydro | Hydro |  | Monticello Dam
MOORPK_2_ACOBT1 | MOORPK_2_ACOBT1 | Acorn I BESS | 1.95 | 2021-03-01 | 2099-01-01 | SCE |  |  | SCE | Battery Storage | Li-ion Battery |  | Acorn I Energy Storage LLC | ACOR1 |  |  |  | 4 | 2.0513
MOORPK_2_CALABS | MOORPK_2_CALABS | Calabasas Gas-to-Energy Facility | 6.96 | 2010-09-01 | 2050-12-01 | SCE |  |  | SCE | Biogas | Biogas |  | Calabasas Gas to Energy Facility | [9 empty] | 4.74 | 4.6 | 4.2 | 4.27 | 4.54 | 4.49 | 4.32 | 3.98 | 4.01 | 4.47 | 4.39 | 4.4
MOORPK_6_QF | MOORPK_6_QF | MOORPARK QFS | 0.8 | 1976-01-01 | 2050-12-01 | SCE |  |  | SCE | Cogen | CHP | [11 empty] | 0.04 | 0.05 | 0.02 | 0.02 | 0.02 | 0.06 | 0.09 | 0.32 | 0.4 | 0.4 | 0.4 | 0.39
MoraDrop | MoraDrop | MoraDrop | 1.85 | 2006-09-01 | 2050-12-31 | IPTV |  |  | IPCO | Hydro | Hydro |  | Mora Drop Hydroelectric Project
Morgan_Solar | Morgan Solar | Morgan Solar | 3 | 2020-04-01 | 2050-12-31 | IPTV |  |  | IPCO | Solar_Fixed | Solar |  | Morgan Solar Center |  |  |  | SOLAR_FIXED__OR_MEDFORD_V2024
Mormon_Flat_1 | Mormon Flat 1 | Mormon Flat 1 | 11.5 | 1926-05-01 | 2050-12-31 | SRP |  |  | SRP | Hydro | Hydro
Mormon_Flat_2 | Mormon Flat 2 | Mormon Flat 2 | 57.3 | 1971-06-01 | 2050-12-01 | SRP |  |  | SRP | PSH | Pumped_Hydro |  | Mormon Flat | MF2 |  |  |  | 228 | 3.9791
MormonMesa | Mormon Mesa | Mormon Mesa | 350 | 2023-09-01 | 2050-12-01 | NEVP |  |  | NEVP | Solar_1Axis | Solar | [5 empty] | SOLAR_1AXIS_NV_CLARK_BOULDER_V2024
Morony_MOR1 | Morony_MOR1 | Morony_MOR1 | 22.5 | 1930-01-01 | 2050-12-31 | NWMT |  |  | NWMT_WAUW | Hydro | Hydro |  | Morony | MOR1
Morony_MOR2 | Morony_MOR2 | Morony_MOR2 | 22.5 | 1930-01-01 | 2050-12-31 | NWMT |  |  | NWMT_WAUW | Hydro | Hydro |  | Morony | MOR2
Morrow_Point_1 | Morrow Point 1 | Morrow Point 1 | 81 | 1970-12-01 | 2050-12-31 | WACM |  |  | WACM | Hydro | Hydro |  | Morrow Point | 1
Morrow_Point_2 | Morrow Point 2 | Morrow Point 2 | 81 | 1971-01-01 | 2050-12-31 | WACM |  |  | WACM | Hydro | Hydro |  | Morrow Point | 2
MORWD_6_QF | MORWD_6_QF | Morwind | 38.16 | 2017-01-01 | 2050-12-01 | SCE |  |  | SCE | Wind | Wind | [5 empty] | WIND_CPUCV2024c_CSD_CAKERN
MOSSLD_1_QF | MOSSLD_1_QF | SMALL QF AGGREGATION - SANTA CRUZ | 1 | 1985-01-01 | 2050-12-01 | PGE |  |  | PGE | Cogen | CHP | [11 empty] | 0.05 | 0.04 | 0.03 | 0.03 | 0.03 | 0.03 | 0.03 | 0.04 | 0.05 | 0.04 | 0.05 | 0.07
MOSSLD_2_PSP1 | MOSSLD_2_PSP1 | MOSS LANDING POWER BLOCK 1 | 510 | 2002-07-01 | 2050-12-01 | PGE |  |  | PGE | CC | CCGT |  | Dynegy Moss Landing Power Plant Hybrid
MOSSLD_2_PSP2 | MOSSLD_2_PSP2 | MOSS LANDING POWER BLOCK 2 | 510 | 2002-07-01 | 2050-12-01 | PGE |  |  | PGE | CC | CCGT |  | Dynegy Moss Landing Power Plant Hybrid
Mossyrock_51 | Mossyrock_51 | Mossyrock_51 | 203 | 1968-11-01 | 2050-12-31 | TPWR |  |  | BPAT | Hydro | Hydro |  | Mossyrock | 51
Mossyrock_52 | Mossyrock_52 | Mossyrock_52 | 175 | 1968-10-01 | 2050-12-31 | TPWR |  |  | BPAT | Hydro | Hydro |  | Mossyrock | 52
Mount_Elbert_1 | Mount Elbert 1 | Mount Elbert 1 | 115 | 1983-07-01 | 2050-12-31 | WACM |  |  | WACM | PSH | Pumped_Hydro |  | Mount Elbert | 1 |  |  |  | 1840 | 16
Mount_Elbert_2 | Mount Elbert 2 | Mount Elbert 2 | 115 | 1984-09-01 | 2050-12-31 | WACM |  |  | WACM | PSH | Pumped_Hydro |  | Mount Elbert | 2 |  |  |  | 1840 | 16
Mountain_Home_Solar | Mountain Home Solar | Mountain Home Solar | 20 | 2016-12-01 | 2050-12-31 | IPTV |  |  | IPCO | Solar_1Axis | Solar | [5 empty] | SOLAR_1AXIS__UT_SALTLAKECITY_V2024
MountainWind1 | MountainWind1 | MountainWind1 | 60.9 | 2008-07-01 | 2033-07-01 | PAWY |  |  | PACE | Wind | Wind |  | Mountain Wind Power LLC |  |  |  | WIND_CPUCV2024c_EIA_UTAH
MountainWind2 | MountainWind2 | MountainWind2 | 60.9 | 2008-09-01 | 2033-09-29 | PAWY |  |  | PACE | Wind | Wind |  | Mountain Wind Power II LLC |  |  |  | WIND_CPUCV2024c_EIA_UTAH
MoyerTollesSolarStation | Moyer-Tolles Solar StationSV1PV-NT0.99 | Moyer-Tolles Solar StationSV1PV-NT0.99 | 0.99 | 2016-02-01 | 2050-12-01 | BPAT |  |  | BPAT | Solar_Fixed | Solar | [5 empty] | SOLAR_FIXED__OR_MEDFORD_V2024
MoyieSprings1 | MoyieSprings1 | MoyieSprings1 | 2 | 1982-02-01 | 2050-12-31 | BPAT |  |  | BPAT | Hydro | Hydro |  | Moyie Springs | 4
MRCHNT_2_PL1X3 | MRCHNT_2_PL1X3 | Desert Star Energy Center | 494.58 | 2012-06-01 | 2050-12-01 | SCE |  |  | SCE | CC | CCGT |  | Desert Star Energy Center
MRGT_6_MEF2 | MRGT_6_MEF2 | Miramar Energy Facility II | 44 | 2009-08-01 | 2050-12-01 | SDGE |  |  | SDGE | CT | Peaker |  | Miramar Energy Facility | 2
MRGT_6_MMAREF | MRGT_6_MMAREF | Miramar Energy Facility | 45 | 2005-07-01 | 2050-12-01 | SDGE |  |  | SDGE | CT | Peaker |  | Miramar Energy Facility | 1
MRGT_6_TGEBT1 | MRGT_6_TGEBT1 | Top Gun Energy Storage | 30 | 2021-06-01 | 2050-12-01 | SDGE |  |  | SDGE | Battery Storage | Li-ion Battery |  | Top Gun Energy Storage | TGES |  |  |  | 120 | 4
MRLSDS_6_SOLAR1 | MRLSDS_6_SOLAR1 | Morelos Solar | 15 | 2015-11-01 | 2050-12-01 | PGE |  |  | PGE | Solar_1Axis | Solar |  | Morelos del Sol |  |  |  | SOLAR_1AXIS_CA_KERN_LOSTHILLS_V2024
MS_G1 | MS_G1 | MS_G1 | 47 | 2014-05-01 | 2034-12-31 | EPE |  |  | PNM_EPE | Solar_1Axis | Solar | [5 empty] | SOLAR_1AXIS_AZ_GRAHAM_PERIDOT_V2024
MS_G2 | MS_G2 | MS_G2 | 3 | 2014-05-01 | 2034-12-31 | EPE |  |  | PNM_EPE | Solar_1Axis | Solar | [5 empty] | SOLAR_1AXIS_AZ_GRAHAM_PERIDOT_V2024
MSHGTS_6_MMARLF | MSHGTS_6_MMARLF | MIRAMAR LANDFILL | 5 | 2003-05-01 | 2050-12-01 | SDGE |  |  | SDGE | Biogas | Biogas |  | MM San Diego-Miramar | [9 empty] | 3.78 | 3.63 | 3.48 | 3.95 | 3.89 | 3.87 | 3.94 | 3.7 | 3.89 | 3.87 | 3.89 | 3.61
MSOLAR_2_MS4BT1 | MSOLAR_2_MS4BT1 | Mesquite Solar 4 BESS | 10 | 2024-04-01 | 2050-01-01 | SDGE |  |  | SDGE | Battery Storage | Li-ion Battery |  | Mesquite Solar 4, LLC | MS4B |  |  |  | 40 | 4
MSOLAR_2_MS4SR4 | MSOLAR_2_MS4SR4 | Mesquite Solar 4 | 52.5 | 2024-04-01 | 2050-01-01 | SDGE |  |  | SDGE | Solar_1Axis | Solar |  | Mesquite Solar 4, LLC | MS4 |  |  | SOLAR_1AXIS_NV_CLARK_BOULDER_V2024
MSOLAR_2_SOLAR1 | MSOLAR_2_SOLAR1 | Mesquite Solar 1 | 165 | 2014-01-01 | 2050-12-01 | AZPS |  |  | AZPS | Solar_Fixed | Solar | SDGE | Mesquite Solar 1 | 1 | 2 | 3 | SOLAR_FIXED_AZ_GRAHAM_PERIDOT_V2024
MSOLAR_2_SOLAR2 | MSOLAR_2_SOLAR2 | Mesquite Solar 2 | 100.81 | 2017-10-01 | 2050-12-01 | AZPS |  |  | AZPS | Solar_1Axis | Solar | SDGE | Mesquite Solar 2, LLC | 1 |  |  | SOLAR_1AXIS_AZ_GRAHAM_PERIDOT_V2024
MSOLAR_2_SOLAR3 | MSOLAR_2_SOLAR3 | Mesquite Solar 3, LLC | 152 | 2016-12-01 | 2050-12-01 | AZPS |  |  | AZPS | Solar_Fixed | Solar | SDGE | Mesquite Solar 3, LLC | 1 |  |  | SOLAR_FIXED_AZ_GRAHAM_PERIDOT_V2024
MSSION_2_QF | MSSION_2_QF | SMALL QF AGGREGATION - SAN DIEGO | 2 | 1980-01-01 | 2050-12-01 | SDGE |  |  | SDGE | Cogen | CHP |  | Energy Center San Diego | [9 empty] | 0.15 | 0.15 | 0.15 | 0.19 | 0.29 | 0.33 | 0.3 | 0.32 | 0.32 | 0.28 | 0.26 | 0.16
MSTANG_2_MTGBT1 | MSTANG_2_MTGBT1 | Mustang 1 BESS | 75 | 2021-11-01 | 2050-12-01 | PGE |  |  | PGE | Battery Storage | Li-ion Battery |  | RE Mustang LLC | BESS1 |  |  |  | 300 | 4
MSTANG_2_SOLAR | MSTANG_2_SOLAR | Mustang | 30 | 2016-07-01 | 2050-12-01 | PGE |  |  | PGE | Solar_1Axis | Solar | [5 empty] | SOLAR_1AXIS_CA_KINGS_STRATFORD_V2024
MSTANG_2_SOLAR3 | MSTANG_2_SOLAR3 | Mustang 3 | 40 | 2016-05-01 | 2050-12-01 | PGE |  |  | PGE | Solar_1Axis | Solar | [5 empty] | SOLAR_1AXIS_CA_KINGS_STRATFORD_V2024
MSTANG_2_SOLAR4 | MSTANG_2_SOLAR4 | Mustang 4 | 30 | 2016-06-01 | 2050-12-01 | PGE |  |  | PGE | Solar_1Axis | Solar | [5 empty] | SOLAR_1AXIS_CA_KINGS_STRATFORD_V2024
MT_Sun1PV80 | MT Sun1PV80 | MT Sun1PV80 | 80 | 2022-07-01 | 2050-12-31 | NWMT |  |  | NWMT_WAUW | Solar_Fixed | Solar |  | MTSUN |  |  |  | SOLAR_FIXED__UT_SALTLAKECITY_V2024
MtHopeSolar | Mt Hope SolarW0053PV-NT2.5 | Mt Hope SolarW0053PV-NT2.5 | 2.5 | 2022-03-01 | 2050-12-01 | PortlandGE |  |  | PortlandGE | Solar_Fixed | Solar |  | Mt Hope Solar |  |  |  | SOLAR_FIXED__OR_PORTLAND_V2024
MTNPOS_1_UNIT | MTNPOS_1_UNIT | MT.POSO COGENERATION CO. | 46.64 | 1989-04-01 | 2050-12-01 | PGE |  |  | PGE | Biomass/Wood | Biomass |  | Mt Poso Cogeneration | [9 empty] | 43.37 | 40.62 | 31.39 | 43.55 | 43.34 | 42.44 | 42.48 | 41.48 | 40.6 | 40.45 | 38.98 | 31
MTV_G1 | MTV_G1 | MTV_G1 | 10 | 2014-01-01 | 2050-12-01 | NEVP |  |  | NEVP | Solar_Fixed | Solar | [5 empty] | SOLAR_FIXED_NV_CLARK_BOULDER_V2024
MTV_G2 | MTV_G2 | MTV_G2 | 10 | 2014-01-01 | 2050-12-01 | NEVP |  |  | NEVP | Solar_Fixed | Solar | [5 empty] | SOLAR_FIXED_NV_CLARK_BOULDER_V2024
MTWIND_1_MVPWD1 | MTWIND_1_MVPWD1 | Mountain View Power Project I Repower | 66.6 | 2022-07-01 | 2099-01-01 | SCE |  |  | SCE | Wind | Wind |  | Mountain View I & II |  |  |  | WIND_CPUCV2024c_CSD_CARIVERSIDE
MTWIND_1_UNIT_3 | MTWIND_1_UNIT 3 | Mountain View Power Project III | 22.44 | 2003-12-01 | 2050-12-01 | SCE |  |  | SCE | Wind | Wind |  | Mountain View III |  |  |  | WIND_CPUCV2024c_CSD_CARIVERSIDE
Muddy_Creek_Solar | Muddy Creek Solar | Muddy Creek Solar | 20 | 2023-06-01 | 2050-12-31 | PAWY |  |  | PACE | Solar_Fixed | Solar | [5 empty] | SOLAR_FIXED__UT_SALTLAKECITY_V2024
Mulligan_MUL1 | Mulligan (MUL1) | Mulligan (MUL1) | 5 | 2019-02-01 | 2050-12-31 | AESO |  |  | BCHA_AESO | CT | Peaker
Murphy_Flat_Power | Murphy Flat Power | Murphy Flat Power | 20 | 2016-12-01 | 2050-12-31 | IPTV |  |  | IPCO | Solar_1Axis | Solar |  | Murphy Flat Solar |  |  |  | SOLAR_1AXIS__UT_SALTLAKECITY_V2024
MURRAY_6_UNIT | MURRAY_6_UNIT | Grossmont Hospital | 4.12 | 2016-12-01 | 2050-12-01 | SDGE |  |  | SDGE | Cogen | CHP |  | Grossmont Hospital | GEN3 | [8 empty] | 0 | 0 | 0 | 0 | 0 | 0 | 0 | 0 | 0 | 0 | 0 | 0
Murray_GT_1 | Murray GT 1 | Murray GT 1 | 12 | 2002-01-01 | 2050-12-31 | PAUT |  |  | PACE | CT | Peaker |  | Murray Turbine | 1
Murray_GT_2 | Murray GT 2 | Murray GT 2 | 12 | 2002-01-01 | 2050-12-31 | PAUT |  |  | PACE | CT | Peaker |  | Murray Turbine | 2
Murray_GT_3 | Murray GT 3 | Murray GT 3 | 12 | 2002-01-01 | 2050-12-31 | PAUT |  |  | PACE | CT | Peaker |  | Murray Turbine | 3
MuskegG1_1 | MuskegG1_1 | MuskegG1_1 | 101 | 2001-09-01 | 2050-12-31 | AESO |  |  | BCHA_AESO | Cogen | CHP
MuskegG2_2 | MuskegG2_2 | MuskegG2_2 | 85 | 2001-09-01 | 2050-12-31 | AESO |  |  | BCHA_AESO | Cogen | CHP
Musselshell1 | Musselshell1 | Musselshell1 | 20 | 2012-12-01 | 2050-12-31 | NWMT |  |  | NWMT_WAUW | Wind | Wind |  | Musselshell Wind Project |  |  |  | WIND_CPUCV2024c_EIA_WYOMING
MustusEnergy | MustusEnergy | MustusEnergy | 41 | 2020-08-01 | 2050-12-31 | AESO |  |  | BCHA_AESO | Biomass/Wood | Biomass
Mystic_MYS1 | Mystic Agg | Mystic Agg | 12 | 1925-05-01 | 2050-12-31 | NWMT |  |  | NWMT_WAUW | Hydro | Hydro |  | Mystic | MYS1 | MYS2
N_FORK | N_FORK | N_FORK | 2 | 2013-03-01 | 2050-12-31 | TPWR |  |  | BPAT | Hydro | Hydro
N_FORK2 | N_FORK2 | N_FORK2 | 2 | 2013-03-01 | 2050-12-31 | TPWR |  |  | BPAT | Hydro | Hydro
NabiyeColdLake1 | NabiyeColdLake1 | NabiyeColdLake1 | 93 | 2015-02-01 | 2050-12-31 | AESO |  |  | BCHA_AESO | CT | Peaker
NabiyeColdLake2 | NabiyeColdLake2 | NabiyeColdLake2 | 93 | 2015-02-01 | 2050-12-31 | AESO |  |  | BCHA_AESO | CT | Peaker
Namaka_DER_Solar | Namaka DER Solar | Namaka DER Solar | 20 | 2022-02-01 | 2050-12-31 | AESO |  |  | BCHA_AESO | Solar_1Axis | Solar | [5 empty] | SOLAR_1AXIS__WA_SEATTLE_V2024
NAROW1_2_UNIT | NAROW1_2_UNIT | NARROWS PH 1 UNIT | 12 | 2020-09-01 | 2050-12-01 | PGE |  |  | PGE | Hydro | Hydro |  | Narrows PH
NAROW2_2_UNIT | NAROW2_2_UNIT | Narrows Powerhouse Unit 2 | 55 | 1969-01-01 | 2050-12-01 | PGE |  |  | PGE | Hydro | Hydro |  | Narrows 2
Naughton1 | Naughton1 | Naughton1 | 156 | 1963-05-01 | 2029-12-31 | PAWY |  |  | PACE | Coal | Coal |  | Naughton | 1
Naughton2 | Naughton2 | Naughton2 | 201 | 1968-10-01 | 2029-12-31 | PAWY |  |  | PACE | Coal | Coal |  | Naughton | 2
Navajo_Dam_1 | Navajo Dam 1 | Navajo Dam 1 | 16 | 1989-01-01 | 2050-12-31 | WACM |  |  | WACM | Hydro | Hydro |  | Navajo Dam | 1
Navajo_Dam_2 | Navajo Dam 2 | Navajo Dam 2 | 16 | 1989-01-01 | 2050-12-31 | WACM |  |  | WACM | Hydro | Hydro |  | Navajo Dam | 2
NAVYII_2_UNITS | NAVYII_2_UNITS | COSO POWER DEVELOPER (NAVY II) AGGREGATE | 90 | 1989-12-01 | 2050-12-01 | SCE |  |  | SCE | Geothermal | Geothermal |  | Coso Power Developers | [9 empty] | 55 | 55 | 55 | 55 | 55 | 55 | 55 | 55 | 55 | 55 | 55 | 55
NCPA_7_GP1UN1 | NCPA_7_GP1UN1 | NCPA GEO PLANT 1 UNIT 1 | 38.85 | 1983-01-01 | 2050-12-01 | PGE |  |  | PGE | Geothermal | Geothermal |  | Geothermal 1 | 1 | [8 empty] | 38.85 | 38.85 | 38.85 | 38.85 | 38.85 | 38.85 | 38.85 | 38.85 | 38.85 | 38.85 | 38.85 | 38.85
NCPA_7_GP1UN2 | NCPA_7_GP1UN2 | NCPA GEO PLANT 1 UNIT 2 | 50 | 1983-01-01 | 2050-12-01 | PGE |  |  | PGE | Geothermal | Geothermal |  | Geothermal 1 | 2 | [8 empty] | 39.94 | 39.94 | 39.94 | 39.94 | 39.94 | 39.94 | 39.94 | 39.94 | 39.94 | 39.94 | 39.94 | 39.94
NCPA_7_GP2UN3 | NCPA_7_GP2UN3 | NCPA GEO PLANT 2 UNIT 3 | 42.42 | 1985-01-01 | 2050-12-01 | PGE |  |  | PGE | Geothermal | Geothermal | [11 empty] | 0 | 0 | 0 | 0 | 0 | 0 | 0 | 0 | 0 | 0 | 0 | 0
NCPA_7_GP2UN4 | NCPA_7_GP2UN4 | NCPA GEO PLANT 2 UNIT 4 | 52.73 | 1986-01-01 | 2050-12-01 | PGE |  |  | PGE | Geothermal | Geothermal |  | Geothermal 2 | [9 empty] | 52.73 | 52.73 | 52.73 | 52.73 | 52.73 | 52.73 | 52.73 | 52.73 | 52.73 | 52.73 | 52.73 | 52.73
NealHotSprings1 | NealHotSprings1 | NealHotSprings1 | 11 | 2012-07-01 | 2050-12-31 | IPTV |  |  | IPCO | Geothermal | Geothermal |  | Neal Hot Springs Geothermal Project | NHS1
NeboPwrStaCC_Total | NeboPwrStaCC-Total | NeboPwrStaCC-Total | 150 | 2004-06-01 | 2050-12-31 | PAUT |  |  | PACE | CC | CCGT |  | Nebo Power Station | GT1 | ST1
NEENACH_SOLAR | Solar_NEENACH _AS | Solar_NEENACH _AS | 1.5 | 2022-01-01 | 2050-12-01 | LADWP |  |  | LADWP | Solar_Fixed | Solar | SCE | Neenach Solar Center |  |  |  | SOLAR_FIXED_CA_KERN_ROSAMOND_V2024
NEENCH_6_SOLAR | NEENCH_6_SOLAR | Alpine Solar | 66 | 2013-01-01 | 2050-12-01 | SCE |  |  | SCE | Solar_Fixed | Solar |  | Alpine Solar |  |  |  | SOLAR_FIXED_CA_KERN_ROSAMOND_V2024
Neil_Simpson_GT1 | Neil Simpson GT1 | Neil Simpson GT1 | 38 | 2000-07-01 | 2050-12-31 | WACM |  |  | WACM | CT | Peaker
Neil_Simpson_GT2 | Neil Simpson GT2 | Neil Simpson GT2 | 38 | 2001-05-01 | 2050-12-31 | WACM |  |  | WACM | CT | Peaker |  | Neil Simpson Gas Turbine #2
Neil_Simpson_ST2 | Neil Simpson ST2 | Neil Simpson ST2 | 80 | 1995-09-01 | 2050-12-31 | WACM |  |  | WACM | Coal | Coal |  | Neil Simpson II | 2
NellisSolarAgg | Nellis Solar Agg | Nellis Solar Agg | 13.99 | 2007-11-01 | 2050-12-01 | NEVP |  |  | NEVP | Solar_Fixed | Solar |  | Nellis Air Force Base Solar Array |  |  |  | SOLAR_FIXED_NV_CLARK_BOULDER_V2024
Neptune1BA125 | Neptune1BA125 | Neptune1BA125 | 125 | 2022-12-01 | 2047-11-30 | PSCO |  |  | PSCO | Battery Storage | Li-ion Battery |  | Neptune Energy Center Hybrid | NT125 |  |  |  | 500 | 4
Nevada_Solar_One | Nevada Solar One | Nevada Solar One | 75.7 | 2007-07-01 | 2050-12-01 | NEVP |  |  | NEVP | Solar_Thermal | Solar |  | Nevada Solar One |  |  |  | SOLAR_1AXIS_NV_CLARK_BOULDER_V2024
NevadaCogen_CC1 | NevadaCogen CC1 | NevadaCogen CC1 | 88.5 | 1991-12-01 | 2030-12-01 | NEVP |  |  | NEVP | CC | CCGT |  | Nevada Cogen Assoc#1 GarnetVly
NevadaCogen_CC2 | NevadaCogen CC2 | NevadaCogen CC2 | 88.5 | 1991-12-01 | 2050-12-01 | NEVP |  |  | NEVP | CC | CCGT |  | Nevada Cogen Associates 2 Black Mountain
NEVP_HY_Agg_Washoe_Co | NEVP HY Agg Washoe Co | NEVP HY Agg Washoe Co | 6.99 | 1913-12-01 | 2050-12-31 | SPPC |  |  | NEVP | Hydro | Hydro
NEW_539S_13_8_G1_58379_G1 | NEW_539S_13.8_G1_58379_G1 | NEW_539S_13.8_G1_58379_G1 | 50 | 2017-08-01 | 2050-12-31 | AESO |  |  | BCHA_AESO | Cogen | CHP
NEW_539S_13_8_G2_58380_G2 | NEW_539S_13.8_G2_58380_G2 | NEW_539S_13.8_G2_58380_G2 | 50 | 2017-08-01 | 2050-12-31 | AESO |  |  | BCHA_AESO | CT | Peaker
NEW_CMH16_550001_16 | NEW_CMH16_550001_16 | NEW_CMH16_550001_16 | 41.5 | 2018-02-01 | 2050-12-31 | AESO |  |  | BCHA_AESO | CT | Peaker
NEW_LINDBER7_55444_G1 | NEW_LINDBER7_55444_G1 | NEW_LINDBER7_55444_G1 | 16 | 2015-12-23 | 2050-12-31 | AESO |  |  | BCHA_AESO | CT | Peaker
New_Melones_1 | New Melones 1 | New Melones 1 | 166.7 | 1979-11-01 | 2050-12-31 | NCNC |  |  | NCNC | Hydro | Hydro |  | New Melones | 1
New_Melones_2 | New Melones 2 | New Melones 2 | 166.7 | 1979-11-01 | 2050-12-31 | NCNC |  |  | NCNC | Hydro | Hydro |  | New Melones | 2
New_Mexico_Wind_EC | New Mexico Wind EC | New Mexico Wind EC | 254 | 2018-11-01 | 2050-12-31 | PNM |  |  | PNM_EPE | Wind | Wind |  | New Mexico Wind Energy Center |  |  |  | WIND_CPUCV2024c_EIA_NEWMEXICO
New_York_Canyon | New York Canyon | New York Canyon | 38.5 | 2022-12-15 | 2050-12-01 | NEVP |  |  | NEVP | Geothermal | Geothermal | NCNC
NEWARK_1_QF | NEWARK_1_QF | NEWARK 1 QF | 0.1 | 1986-04-01 | 2050-12-01 | PGE |  |  | PGE | Wind | Wind | [5 empty] | WIND_CPUCV2024c_CSD_CASOLANO
NewLIND | New_LIND | New_LIND | 19.2 | 2015-12-01 | 2050-12-01 | BPAT |  |  | BPAT | Solar_Fixed | Solar | [5 empty] | SOLAR_FIXED__OR_MEDFORD_V2024
Newman_CC5a | Newman CC5a | Newman CC5a | 130 | 2009-05-01 | 2050-12-31 | EPE |  |  | PNM_EPE | CC | CCGT |  | Newman | 5CT1
Newman_CC5b | Newman CC5b | Newman CC5b | 130 | 2009-05-01 | 2050-12-31 | EPE |  |  | PNM_EPE | CC | CCGT |  | Newman | 5CT2
Newman7CC | Newman CC7 | Newman CC7 | 320 | 2027-05-01 | 2067-12-31 | EPE |  |  | PNM_EPE | CC | CCGT |  | Newman
NEWMDWY | NEW_MDWY2_G_21993_1 | NEW_MDWY2_G_21993_1 | 30 | 2017-04-01 | 2050-12-01 | IID |  |  | IID | Solar_Fixed | Solar | [5 empty] | SOLAR_FIXED_CA_IMPERIAL_BRAWLEY_V2024
Newmont_TS_Power | Newmont TS Power | Newmont TS Power | 219.2 | 2008-05-01 | 2050-12-01 | NEVP |  |  | NEVP | Coal | Coal
NEWREDRCK | NEW_REDRCK_85788_1 | NEW_REDRCK_85788_1 | 42.5 | 2016-12-01 | 2050-12-01 | AZPS |  |  | AZPS | Solar_Fixed | Solar |  | Red Rock |  |  |  | SOLAR_FIXED_AZ_GRAHAM_PERIDOT_V2024
NewSOPPA | New_SO_PPA_21PV | New_SO_PPA_21PV | 60 | 2016-08-01 | 2050-12-01 | LADWP |  |  | LADWP | Solar_1Axis | Solar | [5 empty] | SOLAR_1AXIS__CA_LOSANGELES_V2024
NextEraSonoran | NextEra Sonoran | NextEra Sonoran | 260 | 2023-06-01 | 2043-06-01 | SRP |  |  | SRP | Solar_1Axis | Solar |  | Sonoran Solar Energy |  |  |  | SOLAR_1AXIS__AZ_PHOENIX_V2024
NextEraStorey | NextEra Storey | NextEra Storey | 88 | 2023-06-01 | 2043-06-01 | SRP |  |  | SRP | Solar_1Axis | Solar |  | Storey Solar and Storage |  |  |  | SOLAR_1AXIS__AZ_PHOENIX_V2024
NGILAA_5_SDGDYN | NGILAA_5_SDGDYN | NGILAA_5_SDGDYN | 55 | 1989-06-01 | 2050-12-01 | AZPS |  |  | AZPS | CC | CCGT | SCE
NGP_Blue_Mountain_1 | NGP Blue Mountain 1 | NGP Blue Mountain 1 | 14.2 | 2009-11-01 | 2050-12-01 | NEVP |  |  | NEVP | Geothermal | Geothermal |  | NGP Blue Mountain I LLC | BM1
NGP_Blue_Mountain_2 | NGP Blue Mountain 2 | NGP Blue Mountain 2 | 13.8 | 2009-11-01 | 2050-12-01 | NEVP |  |  | NEVP | Geothermal | Geothermal |  | NGP Blue Mountain I LLC | BM2
NGP_Blue_Mountain_3 | NGP Blue Mountain 3 | NGP Blue Mountain 3 | 11.7 | 2009-11-01 | 2050-12-01 | NEVP |  |  | NEVP | Geothermal | Geothermal |  | NGP Blue Mountain I LLC | BM3
NHOGAN_6_UNITS | NHOGAN_6_UNITS | NEW HOGAN PH AGGREGATE | 4 | 1986-04-01 | 2050-12-01 | PGE |  |  | PGE | Hydro | Hydro |  | New Hogan Power Plant
Niland_1 | Niland 1 | Niland 1 | 48 | 2008-06-01 | 2050-12-01 | IID |  |  | IID | CT | Peaker |  | Niland Gas Turbine Plant | 1
Niland_2 | Niland 2 | Niland 2 | 48 | 2008-06-01 | 2050-12-01 | IID |  |  | IID | CT | Peaker |  | Niland Gas Turbine Plant | 2
Niland_GTA | NilandAGT45 | NilandAGT45 | 45 | 2025-06-01 | 2050-12-01 | IID |  |  | IID | CT | Peaker
Niland_GTB | NilandBGT45 | NilandBGT45 | 45 | 2025-06-01 | 2050-12-01 | IID |  |  | IID | CT | Peaker
Nimbus_1 | Nimbus_1 | Nimbus_1 | 8.63 | 1955-05-01 | 2050-12-31 | NCNC |  |  | NCNC | Hydro | Hydro |  | Nimbus | 1
Nimbus_2 | Nimbus_2 | Nimbus_2 | 8.63 | 1955-06-01 | 2050-12-31 | NCNC |  |  | NCNC | Hydro | Hydro |  | Nimbus | 2
NIMTG_6_NICOGN | NIMTG_6_NICOGN | NORTH ISLAND COGEN | 4.05 | 1989-01-01 | 2050-12-01 | SDGE |  |  | SDGE | Cogen | CHP |  | North Island Energy Facility | GEN2 | [8 empty] | 0 | 0 | 0 | 0 | 0 | 0 | 0 | 0 | 0 | 0 | 0 | 0
Nine_Canyon_Wind | Nine Canyon Wind | Nine Canyon Wind | 95 | 2002-09-01 | 2050-12-01 | BPAT |  |  | BPAT | Wind | Wind |  | Nine Canyon |  |  |  | WIND_CPUCV2024c_EIA_OREGON
NineMile1Exp | NineMile1Exp | NineMile1Exp | 11.3 | 2015-04-01 | 2050-12-31 | AVA |  |  | BPAT | Hydro | Hydro |  | Nine Mile | 1
NineMile2Exp | NineMile2Exp | NineMile2Exp | 9.1 | 2015-04-01 | 2050-12-31 | AVA |  |  | BPAT | Hydro | Hydro |  | Nine Mile | 2
NineMile3 | NineMile3 | NineMile3 | 10 | 1994-06-01 | 2050-12-31 | AVA |  |  | BPAT | Hydro | Hydro |  | Nine Mile | 3N
NineMile4 | NineMile4 | NineMile4 | 10 | 1994-06-01 | 2050-12-31 | AVA |  |  | BPAT | Hydro | Hydro |  | Nine Mile | 4N
Niyol_Wind | Niyol Wind | Niyol Wind | 200 | 2021-10-29 | 2050-11-01 | WACM |  |  | WACM | Wind | Wind |  | Niyol Wind, LLC |  |  |  | WIND_CPUCV2024c_EIA_UTAH
NOAKS_2_PESBT1 | NOAKS_2_PESBT1 | Placerita BESS | 80 | 2024-09-01 | 2050-12-01 | SCE |  |  | SCE | Battery Storage | Li-ion Battery |  | Placerita ESS | GEN1 |  |  |  | 320 | 4
Nooksack1HY1.5_1 | Nooksack1HY1.5_1 | Nooksack1HY1.5_1 | 1.5 | 1905-12-01 | 2050-12-31 | PSEI |  |  | BPAT | Hydro | Hydro |  | Nooksack Hydro
NORORC_2_NOSBX2 | Northern Orchard Solar | Northern Orchard Solar | 100 | 2023-12-01 | 2050-01-01 | PGE |  |  | PGE | Solar_Fixed | Solar |  | Northern Orchard Solar PV, LLC |  |  |  | SOLAR_1AXIS_CA_TULARE_PORTERVILLE_V2024
North_Brawley_01 | North Brawley 01 | North Brawley 01 | 16 | 2009-10-01 | 2050-12-01 | IID |  |  | IID | Geothermal | Geothermal |  | North Brawley Geothermal Plant | GE1
North_Brawley_02 | North Brawley 02 | North Brawley 02 | 16 | 2009-10-01 | 2050-12-01 | IID |  |  | IID | Geothermal | Geothermal |  | North Brawley Geothermal Plant | GE2
North_Brawley_03 | North Brawley 03 | North Brawley 03 | 16 | 2009-10-01 | 2050-12-01 | IID |  |  | IID | Geothermal | Geothermal |  | North Brawley Geothermal Plant | GE3
North_Brawley_04 | North Brawley 04 | North Brawley 04 | 16 | 2009-10-01 | 2050-12-01 | IID |  |  | IID | Geothermal | Geothermal |  | North Brawley Geothermal Plant | GE4
North_Fork_Community_Power | SJOAQN_6_NFCBM1 | North Fork Community Power | 2 | 2024-04-01 | 2050-12-01 | PGE |  |  | PGE | Biomass/Wood | Biomass |  | North Fork Community Power | [9 empty] | 1.8954 | 1.8663 | 1.8381 | 1.8222 | 1.843 | 1.8862 | 1.861 | 1.8531 | 1.858 | 1.8162 | 1.8318 | 1.8604
North_Hurlburt_Wind | North Hurlburt Wind | North Hurlburt Wind | 265 | 2012-03-01 | 2050-12-01 | BPAT |  |  | BPAT | Wind | Wind |  | North Hurlburt Wind LLC |  |  |  | WIND_CPUCV2024c_EIA_OREGON
North_Loop_1 | North Loop 1 | North Loop 1 | 25 | 1972-12-01 | 2027-12-31 | TEPC |  |  | TEPC | CT | Peaker |  | North Loop | 1
North_Loop_2 | North Loop 2 | North Loop 2 | 25 | 1972-12-01 | 2027-12-31 | TEPC |  |  | TEPC | CT | Peaker |  | North Loop | 2
North_Loop_3 | North Loop 3 | North Loop 3 | 23 | 1972-12-01 | 2027-12-31 | TEPC |  |  | TEPC | CT | Peaker |  | North Loop | 3
North_Loop_4 | North Loop 4 | North Loop 4 | 21 | 2001-07-01 | 2046-12-31 | TEPC |  |  | TEPC | CT | Peaker |  | North Loop | 4
North_Park_Solar_Whiskey_Hill_Solar | North Park Solar (Whiskey Hill Solar) | North Park Solar (Whiskey Hill Solar) | 1 | 2019-11-01 | 2050-12-31 | WACM |  |  | WACM | Solar_1Axis | Solar |  | Whiskey Hill Solar |  |  |  | SOLAR_1AXIS__CO_DENVER_V2024
NORTHCENTRALVALLEY | NORCNV_1_NCVBT1 | North Central Valley | 132 | 2023-08-01 | 2099-01-01 | PGE |  |  | PGE | Battery Storage | Li-ion Battery |  | North Central Valley | NCV |  |  |  | 600 | 4.5455
Northeast | Northeast | Northeast | 60 | 1978-12-01 | 2050-12-01 | BPAT |  |  | BPAT | CT | Peaker |  | Northeast (WA)
Northern_Colorado | Northern Colorado | Northern Colorado | 151.8 | 2009-08-01 | 2034-08-24 | PSCO |  |  | PSCO | Wind | Wind |  | Northern Colorado Wind LLC | SIEM |  |  | WIND_CPUCV2024c_EIA_WYOMING
NorthFork_OR1 | NorthFork_OR1 | NorthFork_OR1 | 25.73 | 1958-12-01 | 2050-12-31 | PortlandGE |  |  | PortlandGE | Hydro | Hydro |  | North Fork | 1
NorthFork_OR2 | NorthFork_OR2 | NorthFork_OR2 | 30 | 1958-11-01 | 2050-12-31 | PortlandGE |  |  | PortlandGE | Hydro | Hydro |  | North Fork | 2
NOVA_IV |  | NOVA POWER, LLC (NOVA IV) | 110 | 2024-09-01 | 2050-12-01 | SCE |  |  | SCE | Battery Storage | Li-ion Battery | [6 empty] | 440 | 4
NOVA_V |  | NOVA V | 60 | 2026-04-01 | 2050-12-01 | SCE |  |  | SCE | Battery Storage | Li-ion Battery | [6 empty] | 240 | 4
NovaJoffreCC_Total | NovaJoffreCC-Total | NovaJoffreCC-Total | 451 | 1999-09-01 | 2050-12-31 | AESO |  |  | BCHA_AESO | Cogen | CHP
NOVATO_6_LNDFL | NOVATO_6_LNDFL | Redwood Renewable Energy | 3.9 | 2017-09-01 | 2050-12-01 | PGE |  |  | PGE | Biogas | Biogas | [11 empty] | 3.69 | 3.72 | 3.68 | 3.66 | 3.64 | 3.53 | 3.27 | 3.45 | 3.39 | 3.16 | 3.6 | 3.45
Noxon_Rapids_1 | Noxon_Rapids_1 | Noxon_Rapids_1 | 113.9 | 1959-09-01 | 2050-12-31 | AVA |  |  | BPAT | Hydro | Hydro |  | Noxon Rapids | 1
Noxon_Rapids_2 | Noxon_Rapids_2 | Noxon_Rapids_2 | 76.8 | 1959-10-01 | 2050-12-31 | AVA |  |  | BPAT | Hydro | Hydro |  | Noxon Rapids | 2
Noxon_Rapids_3 | Noxon_Rapids_3 | Noxon_Rapids_3 | 113.9 | 1959-12-01 | 2050-12-31 | AVA |  |  | BPAT | Hydro | Hydro |  | Noxon Rapids | 3
Noxon_Rapids_4 | Noxon_Rapids_4 | Noxon_Rapids_4 | 113.8 | 1960-04-01 | 2050-12-31 | AVA |  |  | BPAT | Hydro | Hydro |  | Noxon Rapids | 4
Noxon_Rapids_5 | Noxon_Rapids_5 | Noxon_Rapids_5 | 114 | 1977-12-01 | 2050-12-31 | AVA |  |  | BPAT | Hydro | Hydro |  | Noxon Rapids | 5
NREL_NWTC_Wind_Agg | NREL NWTC Wind Agg | NREL NWTC Wind Agg | 8.3 | 2010-01-01 | 2050-12-31 | PSCO |  |  | PSCO | Wind | Wind | [5 empty] | WIND_CPUCV2024c_EIA_UTAH
NRG_Avra_Valley | NRG Avra Valley | NRG Avra Valley | 25 | 2012-12-01 | 2032-12-14 | TEPC |  |  | TEPC | Solar_1Axis | Solar |  | Avra Valley Solar | 1 |  |  | SOLAR_1AXIS__AZ_TUCSON_V2024
NRGrnWndfallPwr | NRGrnWndfallPwr | NRGrnWndfallPwr | 16 | 2013-08-01 | 2050-12-31 | AESO |  |  | BCHA_AESO | CT | Peaker
NrthwdGreenPwr | NrthwdGreenPwr | NrthwdGreenPwr | 60.42 | 2014-01-01 | 2050-12-31 | BCHA |  |  | BCHA_AESO | Biomass/Wood | Biomass
NTUASolar | NTUA Solar | NTUA Solar | 25 | 2017-05-01 | 2019-04-01 | AZPS |  |  | AZPS | Solar_1Axis | Solar | [5 empty] | SOLAR_1AXIS__AZ_PHOENIX_V2024
NVGeothermalPortfolio | NV Geothermal Portfolio | NV Geothermal Portfolio | 52 | 2019-08-01 | 2050-12-01 | NEVP |  |  | NEVP | Geothermal | Geothermal
NVGeothermalPortfolio1 | NV Geothermal Portfolio1 | NV Geothermal Portfolio1 | 126.7 | 2019-08-01 | 2050-12-01 | LADWP |  |  | LADWP | Geothermal | Geothermal
NW_Energy_1 | NW_Energy_1 | NW_Energy_1 | 67.69 | 1993-04-01 | 2050-12-31 | BCHA |  |  | BCHA_AESO | Biomass/Wood | Biomass
NW_StaveRiver1 | NW_StaveRiver1 | NW_StaveRiver1 | 7.2 | 2013-12-01 | 2050-12-31 | BCHA |  |  | BCHA_AESO | Hydro | Hydro
NW_StaveRiver2 | NW_StaveRiver2 | NW_StaveRiver2 | 7.2 | 2013-12-01 | 2050-12-31 | BCHA |  |  | BCHA_AESO | Hydro | Hydro
NW_StaveRiver3 | NW_StaveRiver3 | NW_StaveRiver3 | 3 | 2013-12-01 | 2050-12-31 | BCHA |  |  | BCHA_AESO | Hydro | Hydro
NWCSTL_7_UNIT_1 | NWCSTL_7_UNIT 1 | NEWCASTLE HYDRO | 12 | 1986-01-01 | 2050-12-01 | PGE |  |  | PGE | Hydro | Hydro |  | Newcastle
NWMT_IC_Agg_1 | NWMT IC Agg 1 | NWMT IC Agg 1 | 4.75 | 1967-09-01 | 2050-12-31 | NWMT |  |  | NWMT_WAUW | ICE | Reciprocating_Engine
NWMT_PV_Agg_1 | NWMT PV Agg 1 | NWMT PV Agg 1 | 5 | 2018-06-01 | 2050-12-31 | NWMT |  |  | NWMT_WAUW | Solar_Fixed | Solar | [5 empty] | SOLAR_FIXED__UT_SALTLAKECITY_V2024
NZWIND_2_WDSTR5 | NZWIND_2_WDSTR5 | Windstream 6111 | 6.31 | 2016-03-01 | 2050-12-01 | SCE |  |  | SCE | Wind | Wind | [5 empty] | WIND_CPUCV2024c_CSD_CAKERN
NZWIND_6_CALWND | NZWIND_6_CALWND | Wind Resource I | 9 | 2012-03-01 | 2050-12-01 | SCE |  |  | SCE | Wind | Wind | [5 empty] | WIND_CPUCV2024c_CSD_CAKERN
NZWIND_6_WDSTR | NZWIND_6_WDSTR | Windstream 39 | 3.35 | 1984-02-01 | 2050-12-01 | SCE |  |  | SCE | Wind | Wind | [5 empty] | WIND_CPUCV2024c_CSD_CAKERN
NZWIND_6_WDSTR2 | NZWIND_6_WDSTR2 | Windstream 6040 | 4.07 | 2014-11-01 | 2050-12-01 | SCE |  |  | SCE | Wind | Wind | [5 empty] | WIND_CPUCV2024c_CSD_CAKERN
NZWIND_6_WDSTR3 | NZWIND_6_WDSTR3 | Windstream 6041 | 3.86 | 2014-11-01 | 2050-12-01 | SCE |  |  | SCE | Wind | Wind | [5 empty] | WIND_CPUCV2024c_CSD_CAKERN
NZWIND_6_WDSTR4 | NZWIND_6_WDSTR4 | Windstream 6042 | 6.77 | 2015-12-01 | 2050-12-01 | SCE |  |  | SCE | Wind | Wind |  | Terra-Gen VG Wind LLC |  |  |  | WIND_CPUCV2024c_CSD_CAKERN
OAK_C_1_EBMUD | OAK C_1_EBMUD | MWWTP PGS 1 - ENGINES | 6.9 | 2012-11-01 | 2050-12-01 | PGE |  |  | PGE | Biogas | Biogas |  | WWTP Power Generation Station | [9 empty] | 0.9 | 1.13 | 1.58 | 1.54 | 1.62 | 1.44 | 1.29 | 1.49 | 1.64 | 1.45 | 1.37 | 1.76
OAK_C_7_UNIT_1 | OAK C_7_UNIT 1 | OAKLAND STATION C GT UNIT 1 | 55 | 1978-01-01 | 2022-12-01 | PGE |  |  | PGE | CT | Peaker
OAK_C_7_UNIT_3 | OAK C_7_UNIT 3 | OAKLAND STATION C GT UNIT 3 | 55 | 1978-01-01 | 2022-12-01 | PGE |  |  | PGE | CT | Peaker
OAK_L_1_GTG1 | OAK L_1_GTG1 | MWWTP PGS 2 - Turbine | 4.6 | 1991-10-01 | 2050-12-01 | PGE |  |  | PGE | Biogas | Biogas | [11 empty] | 0 | 0 | 0 | 0 | 0 | 0 | 0 | 0 | 0 | 0 | 0 | 0
OAKWD_6_QF | OAKWD_6_QF | Oak Creek | 27.87 | 2017-12-01 | 2050-12-01 | SCE |  |  | SCE | Wind | Wind |  | Oak Creek Energy Systems I |  |  |  | WIND_CPUCV2024c_CSD_CAKERN
OAKWD_6_ZEPHWD | OAKWD_6_ZEPHWD | Zephyr Park | 3.5 | 2014-02-01 | 2050-12-01 | SCE |  |  | SCE | Wind | Wind | [5 empty] | WIND_CPUCV2024c_CSD_CAKERN
OASIS_6_AR4SR1 | OASIS_6_AR4SR1 | Arrache 4006 I | 1 | 2024-03-01 | 2050-12-01 | SCE |  |  | SCE | Solar_1Axis | Solar |  | Arrache 4006 | 1 |  |  | SOLAR_1AXIS_CA_LOSANGELES_PALMDALE_V2024
OASIS_6_AR4SR2 | OASIS_6_AR4SR2 | Arrache 4006 II | 1 | 2023-12-01 | 2050-12-01 | SCE |  |  | SCE | Solar_1Axis | Solar |  | Arrache 4006 | 2 |  |  | SOLAR_1AXIS_CA_LOSANGELES_PALMDALE_V2024
OASIS_6_AR4SR3 | OASIS_6_AR4SR3 | Arrache 4013 | 1.5 | 2023-12-01 | 2050-12-01 | SCE |  |  | SCE | Solar_1Axis | Solar |  | Arrache 4013 |  |  |  | SOLAR_1AXIS_CA_LOSANGELES_PALMDALE_V2024
OASIS_6_AR8SR1 | OASIS_6_AR8SR1 | Arrache 8083 I | 1.5 | 2023-06-01 | 2050-12-01 | SCE |  |  | SCE | Solar_1Axis | Solar |  | Arrache 8083 | 1 |  |  | SOLAR_1AXIS_CA_LOSANGELES_PALMDALE_V2024
OASIS_6_AR8SR2 | OASIS_6_AR8SR2 | Arrache 8083 II | 1.5 | 2023-06-01 | 2050-12-01 | SCE |  |  | SCE | Solar_1Axis | Solar |  | Arrache 8083 | 2 |  |  | SOLAR_1AXIS_CA_LOSANGELES_PALMDALE_V2024
OASIS_6_AR8SR3 | OASIS_6_AR8SR3 | Arrache 8083 III | 1 | 2024-03-01 | 2050-12-01 | SCE |  |  | SCE | Solar_1Axis | Solar |  | Arrache 8083 | 3 |  |  | SOLAR_1AXIS_CA_LOSANGELES_PALMDALE_V2024
OASIS_6_CREST | OASIS_6_CREST | CREST Contracts | 3 | 2016-04-01 | 2050-12-01 | SCE |  |  | SCE | Solar_1Axis | Solar | [5 empty] | SOLAR_1AXIS_CA_LOSANGELES_PALMDALE_V2024
OASIS_6_GBDSR4 | OASIS_6_GBDSR4 | Green Beanworks D | 3 | 2018-08-01 | 2050-12-01 | SCE |  |  | SCE | Solar_1Axis | Solar |  | Green Beanworks D PV |  |  |  | SOLAR_1AXIS_CA_LOSANGELES_PALMDALE_V2024
OASIS_6_LPPSR1 | OASIS_6_LPPSR1 | Lancaster Psomas PV | 3 | 2022-07-01 | 2099-01-01 | SCE |  |  | SCE | Solar_Fixed | Solar | [5 empty] | SOLAR_FIXED_CA_LOSANGELES_PALMDALE_V2024
OASIS_6_MA4SR1 | OASIS_6_MA4SR1 | Ma 4035 | 1.5 | 2024-03-01 | 2050-12-01 | SCE |  |  | SCE | Solar_1Axis | Solar |  | Ma |  |  |  | SOLAR_1AXIS_CA_LOSANGELES_PALMDALE_V2024
OASIS_6_SOLAR1 | OASIS_6_SOLAR1 | Morgan Lancaster I | 1.5 | 2015-12-01 | 2050-12-01 | SCE |  |  | SCE | Solar_2Axis | Solar |  | Morgan Lancaster 1 |  |  |  | SOLAR_2AXIS_CA_LOSANGELES_PALMDALE_V2024
OASIS_6_SOLAR2 | OASIS_6_SOLAR2 | Oasis Solar | 20 | 2016-01-01 | 2050-12-01 | SCE |  |  | SCE | Solar_1Axis | Solar |  | Solar Oasis LLC |  |  |  | SOLAR_1AXIS_CA_LOSANGELES_PALMDALE_V2024
OASIS_6_SOLAR3 | OASIS_6_SOLAR3 | Soccer Center | 3 | 2017-08-01 | 2050-12-01 | SCE |  |  | SCE | Solar_Fixed | Solar |  | US-TOPCO (Soccer Center) |  |  |  | SOLAR_1AXIS_CA_LOSANGELES_PALMDALE_V2024
OASIS_6_VINSR1 | OASIS_6_VINSR1 | Vinam | 1.5 | 2023-10-01 | 2050-12-01 | SCE |  |  | SCE | Solar_1Axis | Solar |  | Vinam |  |  |  | SOLAR_1AXIS_CA_LOSANGELES_PALMDALE_V2024
OBERON_5_O1BBX2 | OBERON_5_O1BBX2 | Oberon 1 BESS | 125 | 2023-11-01 | 2050-12-01 | SCE | INTERSECTOBERONSTORAGE | 2023-10-05 | SCE | Battery Storage | Li-ion Battery | [6 empty] | 500 | 4 | OBERON_5_O1SSR3 | 125 | Y
OBERON_5_O1SSR3 | OBERON_5_O1SSR3 | Oberon 1B Solar | 100 | 2023-11-01 | 2050-12-01 | SCE | INTERSECTOBERONSOLAR | 2023-10-05 | SCE | Hybrid_Solar_1Axis | Solar |  | Oberon Solar Project | OBIPV |  |  | SOLAR_1AXIS_CA_RIVERSIDE_NONE_V2024
OBERON_5_O1SSX2 | OBERON_5_O1SSX2 | Oberon 1A Solar | 150 | 2023-11-01 | 2050-12-01 | SCE | INTERSECTOBERONSOLAR |  | SCE | Hybrid_Solar_1Axis | Solar |  | Oberon Solar Project | OBIPV |  |  | SOLAR_1AXIS_CA_RIVERSIDE_NONE_V2024
OBERON_5_O2BBX2 | OBERON_5_O2BBX2 | Oberon 2 BESS | 125 | 2023-11-01 | 2050-12-01 | SCE | INTERSECTOBERONSTORAGE | 2023-10-05 | SCE | Hybrid_BattStorage | Li-ion Battery |  | Oberon II Solar Project | OBIIB |  |  |  | 500 | 4 | OBERON_5_O2SSR4 | 125 | Y
OBERON_5_O2SSR4 | OBERON_5_O2SSR4 | Oberon 2A Solar | 125 | 2023-11-01 | 2050-12-01 | SCE | INTERSECTOBERONSOLAR | 2023-10-05 | SCE | Hybrid_Solar_1Axis | Solar |  | Oberon II Solar Project | OBIIP |  |  | SOLAR_1AXIS_CA_RIVERSIDE_NONE_V2024
OBERON_5_O2SSR5 | OBERON_5_O2SSR5 | Oberon 2B Solar | 125 | 2023-11-01 | 2050-12-01 | SCE | INTERSECTOBERONSOLAR | 2023-10-05 | SCE | Hybrid_Solar_1Axis | Solar |  | Oberon II Solar Project | OBIIP |  |  | SOLAR_1AXIS_CA_RIVERSIDE_NONE_V2024
ObsidianRenewables | Obsidian Renewables LLC | Obsidian Renewables LLC | 8 | 2016-11-01 | 2036-11-01 | PACW |  |  | PACW | Solar_1Axis | Solar | [5 empty] | SOLAR_1AXIS__OR_MEDFORD_V2024
Ocotillo_GT1 | Ocotillo GT1 | Ocotillo GT1 | 62 | 1972-05-01 | 2050-12-01 | AZPS |  |  | AZPS | CT | Peaker |  | Ocotillo | GT1
Ocotillo_GT2 | Ocotillo GT2 | Ocotillo GT2 | 62 | 1973-07-01 | 2050-12-01 | AZPS |  |  | AZPS | CT | Peaker |  | Ocotillo | GT2
Ocotillo_GT3 | Ocotillo GT3 | Ocotillo GT3 | 110 | 2019-04-01 | 2050-12-01 | AZPS |  |  | AZPS | CT | Peaker |  | Ocotillo | GT3
Ocotillo_GT4 | Ocotillo GT4 | Ocotillo GT4 | 110 | 2019-01-01 | 2050-12-01 | AZPS |  |  | AZPS | CT | Peaker |  | Ocotillo | GT4
Ocotillo_GT5 | Ocotillo GT5 | Ocotillo GT5 | 104.7 | 2019-02-01 | 2050-12-01 | AZPS |  |  | AZPS | CT | Peaker |  | Ocotillo | GT5
Ocotillo_GT6 | Ocotillo GT6 | Ocotillo GT6 | 104.7 | 2019-03-01 | 2050-12-01 | AZPS |  |  | AZPS | CT | Peaker |  | Ocotillo | GT6
Ocotillo_GT7 | Ocotillo GT7 | Ocotillo GT7 | 104.7 | 2019-01-01 | 2050-12-01 | AZPS |  |  | AZPS | CT | Peaker |  | Ocotillo | GT7
OCOTLO_6_OCWSB1 | OCOTLO_6_OCWSB1 | Ocotillo Wells Solar and BESS | 50 | 2023-09-01 | 2050-12-01 | SDGE |  |  | SDGE | Hybrid_BattStorage | Li-ion Battery |  | Ocotillo Wells | OWS |  |  |  | 200 | 4
OCTILO_5_WIND | OCTILO_5_WIND | Ocotillo Wind Energy Facility | 265 | 2013-07-01 | 2050-12-01 | SDGE |  |  | SDGE | Wind | Wind |  | Ocotillo Express LLC |  |  |  | WIND_CPUCV2024c_CSD_CAKERN
OGROVE_6_PL1X2 | OGROVE_6_PL1X2 | Orange Grove Energy Center | 96 | 2010-06-01 | 2050-12-01 | SDGE |  |  | SDGE | CT | Peaker |  | Orange Grove Peaking Facility
OILFLD_7_QFUNTS | OILFLD_7_QFUNTS | Nacimiento Hydroelectric Plant | 3.8 | 2013-09-01 | 2050-12-01 | PGE |  |  | PGE | Hydro | Hydro |  | Nacimiento Hydro Project
Oldman_2_2 | Oldman_2_2 | Oldman_2_2 | 32 | 2003-10-01 | 2050-12-31 | AESO |  |  | BCHA_AESO | Hydro | Hydro
Oldman1_1 | Oldman1-1 | Oldman1-1 | 32 | 2003-10-01 | 2050-12-31 | AESO |  |  | BCHA_AESO | Hydro | Hydro
OldManRiver | OldManRiver | OldManRiver | 46 | 2014-05-01 | 2050-12-31 | AESO |  |  | BCHA_AESO | Wind | Wind | [5 empty] | WIND_CPUCV2024c_EIA_OREGON
OldMillSolar | Old Mill Solar2PV-NT5 | Old Mill Solar2PV-NT5 | 5 | 2016-04-01 | 2041-01-01 | PACW |  |  | PACW | Solar_Fixed | Solar |  | Old Mill Solar |  |  |  | SOLAR_FIXED__OR_MEDFORD_V2024
OLDRIV_6_BIOGAS | OLDRIV_6_BIOGAS | Bidart Old River 1 | 2 | 2014-03-01 | 2050-12-01 | PGE |  |  | PGE | Biogas | Biogas |  | ABEC Bidart-Old River LLC | [9 empty] | 1.61 | 1.76 | 1.79 | 1.62 | 1.68 | 1.78 | 1.69 | 1.76 | 1.77 | 1.72 | 1.75 | 1.73
OLDRIV_6_CESDBM | OLDRIV_6_CESDBM | Ces Dairy Biogas | 1 | 2018-02-01 | 2050-12-01 | PGE |  |  | PGE | Biogas | Biogas |  | ABEC #4 dba CE&S Dairy | [9 empty] | 0.94 | 0.97 | 0.93 | 0.93 | 0.95 | 0.92 | 0.91 | 0.92 | 0.93 | 0.95 | 0.97 | 0.97
OLDRIV_6_LKVBM1 | OLDRIV_6_LKVBM1 | Lakeview Dairy Biogas | 1 | 2018-02-01 | 2050-12-01 | PGE |  |  | PGE | Biogas | Biogas |  | ABEC #3 dba Lakeview Dairy | [9 empty] | 0.97 | 0.96 | 0.94 | 0.95 | 0.94 | 0.94 | 0.94 | 0.92 | 0.94 | 0.95 | 0.97 | 0.95
OLDRV1_6_SOLAR | OLDRV1_6_SOLAR | Old River One | 20 | 2014-12-01 | 2050-12-01 | PGE |  |  | PGE | Solar_Fixed | Solar |  | RE Old River One, LLC |  |  |  | SOLAR_FIXED_CA_KERN_BAKERSFIELD_V2024
OLINDA_2_COYCRK | OLINDA_2_COYCRK | MWD Coyote Creek Hydroelectric Recovery | 3.13 | 1979-02-01 | 2050-12-01 | SCE |  |  | SCE | Hydro | Hydro |  | Coyote Creek
OLINDA_2_LNDFL2 | OLINDA_2_LNDFL2 | Brea Power II | 28.1 | 2012-11-01 | 2050-12-01 | SCE |  |  | SCE | Biogas | Biogas |  | Brea Expansion Plant | [9 empty] | 25.9 | 26.41 | 26.2 | 22.78 | 25.05 | 22.34 | 24.08 | 24.83 | 24.91 | 24.5 | 26.05 | 26.19
OLINDA_7_BLKSND | OLINDA_7_BLKSND | BlackSand Generating Facility | 5.6 | 2000-06-01 | 2050-12-01 | SCE |  |  | SCE | Biomass/Wood | Biomass |  | Blacksand Generating Facility | [9 empty] | 0.11 | 0.2 | 0.15 | 0.22 | 0.29 | 0.38 | 0.36 | 0.25 | 0.98 | 1.28 | 1.04 | 1.48
Olive_O1 | Olive O1 | Olive O1 | 48 | 1959-10-01 | 2050-12-01 | LADWP |  |  | LADWP | Steam | ST |  | Olive | O1
Olive_O2 | Olive O2 | Olive O2 | 55 | 1964-09-01 | 2050-12-01 | LADWP |  |  | LADWP | Steam | ST |  | Olive | O2
Olive_View_MC_Agg | Olive View MC Agg | Olive View MC Agg | 5.58 | 1987-02-01 | 2050-12-31 | LADWP |  |  | LADWP | CT | Peaker |  | Olive View Medical Center
OLIVEP_1_SOLAR | OLIVEP_1_SOLAR | White River Solar | 20 | 2013-06-01 | 2050-12-01 | PGE |  |  | PGE | Solar_Fixed | Solar |  | White River Solar |  |  |  | SOLAR_FIXED_CA_TULARE_PORTERVILLE_V2024
OLIVEP_1_SOLAR2 | OLIVEP_1_SOLAR2 | White River West | 19.75 | 2014-10-01 | 2050-12-01 | PGE |  |  | PGE | Solar_Fixed | Solar |  | White River Solar 2 |  |  |  | SOLAR_FIXED_CA_TULARE_PORTERVILLE_V2024
OLSEN_2_UNIT | OLSEN_2_UNIT | OLSEN POWER PARTNERS | 5.5 | 1990-01-01 | 2050-12-01 | PGE |  |  | PGE | Hydro | Hydro |  | Olsen
OMAR_2_UNIT_1 | OMAR_2_UNIT 1 | KERN RIVER COGENERATION CO. UNIT 1 | 75 | 1985-05-01 | 2050-12-01 | SCE |  |  | SCE | CT | Peaker |  | Kern River Cogeneration | GTAG
OMAR_2_UNIT_2 | OMAR_2_UNIT 2 | KERN RIVER COGENERATION CO. UNIT 2 | 75 | 1985-05-01 | 2050-12-01 | SCE |  |  | SCE | CT | Peaker |  | Kern River Cogeneration | GTBG
OMAR_2_UNIT_3 | OMAR_2_UNIT 3 | KERN RIVER COGENERATION CO. UNIT 3 | 75 | 1985-05-01 | 2050-12-01 | SCE |  |  | SCE | CT | Peaker |  | Kern River Cogeneration | GTCG
OMAR_2_UNIT_4 | OMAR_2_UNIT 4 | KERN RIVER COGENERATION CO. UNIT 4 | 75 | 1985-05-01 | 2050-12-01 | SCE |  |  | SCE | Cogen | CHP |  | Kern River Cogeneration | GTDG | [8 empty] | 75 | 75 | 75 | 75 | 75 | 75 | 75 | 75 | 75 | 75 | 75 | 75
Oneida_1 | Oneida_1 | Oneida_1 | 10 | 1915-03-01 | 2033-12-31 | PAID |  |  | PACE | Hydro | Hydro |  | Oneida | 1
Oneida_2 | Oneida_2 | Oneida_2 | 10 | 1916-03-01 | 2033-12-31 | PAID |  |  | PACE | Hydro | Hydro |  | Oneida | 2
Oneida_3 | Oneida_3 | Oneida_3 | 10 | 1920-03-01 | 2033-12-31 | PAID |  |  | PACE | Hydro | Hydro |  | Oneida | 3
OneillCreekSolar | Oneill Creek SolarOCPV1PV-NT2.2 | Oneill Creek SolarOCPV1PV-NT2.2 | 2.2 | 2019-11-01 | 2050-12-01 | PortlandGE |  |  | PortlandGE | Solar_Fixed | Solar |  | O'Neill Creek Solar |  |  |  | SOLAR_FIXED__OR_PORTLAND_V2024
ONLLPP_6_UNITS | ONLLPP_6_UNITS | O'NEILL PUMP-GEN (AGGREGATE) | 25.2 | 2017-11-01 | 2050-12-01 | PGE |  |  | PGE | PSH | Pumped_Hydro |  | ONeill |  |  |  |  | 100.8 | 4
Ontario_Solar_Center | Ontario Solar Center | Ontario Solar Center | 3 | 2020-03-01 | 2050-12-31 | IPTV |  |  | IPCO | Solar_Fixed | Solar |  | Ontario Solar Center |  |  |  | SOLAR_FIXED__OR_PORTLAND_V2024
OpalSpringsHydro1 | Opal Springs | Opal Springs | 5 | 2021-01-01 | 2035-12-31 | PACW |  |  | PACW | Hydro | Hydro |  | Opal Springs Hydro
Open_Range_Solar_OR | Open Range Solar (OR) | Open Range Solar (OR) | 10 | 2016-12-01 | 2050-12-31 | IPTV |  |  | IPCO | Solar_Fixed | Solar |  | Open Range Solar Center, LLC |  |  |  | SOLAR_FIXED__OR_PORTLAND_V2024
Orchard_Ranch_Solar | Orchard Ranch Solar | Orchard Ranch Solar | 20 | 2016-12-01 | 2050-12-31 | IPTV |  |  | IPCO | Solar_Fixed | Solar |  | Orchard Ranch Solar |  |  |  | SOLAR_FIXED__UT_SALTLAKECITY_V2024
Orchard_Wind_1 | Orchard Wind Farm | Orchard Wind Farm | 40 | 2020-12-01 | 2039-06-30 | PACW | Orchard_Wind_1 through 4; 40 MW ea on old baseline |  | PACW | Wind | Wind |  | Orchard Windfarm 1, LLC |  |  |  | WIND_CPUCV2024c_EIA_OREGON
ORLND_6_HIGHLI | ORLND_6_HIGHLI | High Line Canal Hydro | 0.5 | 2014-06-01 | 2050-12-01 | PGE |  |  | PGE | Hydro | Hydro
ORLND_6_SOLAR1 | ORLND_6_SOLAR1 | Enerparc California 2 | 1.5 | 2016-03-01 | 2050-12-01 | PGE |  |  | PGE | Solar_1Axis | Solar |  | Adapture CA2, LLC |  |  |  | SOLAR_1AXIS_CA_YOLO_WOODLAND_V2024
Ormat_REG_@_Peetz1OT3_7 | Ormat REG @ Peetz1OT3.7 | Ormat REG @ Peetz1OT3.7 | 3.7 | 2009-03-01 | 2050-12-31 | WACM |  |  | WACM | Steam | ST
Ormesa_1_E | Ormesa 1 E | Ormesa 1 E | 12.9 | 1987-12-01 | 2050-12-01 | IID |  |  | IID | Geothermal | Geothermal |  | Ormesa IE
Ormesa_1_H | Ormesa 1 H | Ormesa 1 H | 12.9 | 1989-12-01 | 2050-12-01 | IID |  |  | IID | Geothermal | Geothermal |  | Ormesa IH
Ormesa_I | Ormesa I | Ormesa I | 33.5 | 1986-12-01 | 2050-12-01 | IID |  |  | IID | Geothermal | Geothermal |  | Ormesa I
Ormesa_II_OEC22 | Ormesa II OEC22 | Ormesa II OEC22 | 15 | 1987-12-01 | 2050-12-01 | IID |  |  | IID | Geothermal | Geothermal |  | Ormesa II | OEC2
ORMOND_7_UNIT_1 | ORMOND_7_UNIT 1 | ORMOND BEACH GEN STA. UNIT 1 | 741.27 | 1971-01-01 | 2023-12-01 | SCE |  |  | SCE | Steam | ST |  | Ormond Beach | 1
ORMOND_7_UNIT_2 | ORMOND_7_UNIT 2 | ORMOND BEACH GEN STA. UNIT 2 | 750 | 1971-01-01 | 2023-12-01 | SCE |  |  | SCE | Steam | ST |  | Ormond Beach | 2
Orodell_Hydro | Orodell Hydro | Orodell Hydro | 0.225 | 1987-09-01 | 2050-12-31 | PSCO |  |  | PSCO | Hydro | Hydro
OROLOM_1_SOLAR1 | OROLOM_1_SOLAR1 | Oro Loma Solar 1 | 10 | 2017-01-01 | 2050-12-01 | PGE |  |  | PGE | Solar_1Axis | Solar |  | Oro Loma | ORCA |  |  | SOLAR_1AXIS_CA_MERCED_LOSBANOS_V2024
OROLOM_1_SOLAR2 | OROLOM_1_SOLAR2 | Oro Loma Solar 2 | 10 | 2017-01-01 | 2050-12-01 | PGE |  |  | PGE | Solar_1Axis | Solar |  | Oro Loma | ORCA |  |  | SOLAR_1AXIS_CA_MERCED_LOSBANOS_V2024
OROVIL_6_UNIT | OROVIL_6_UNIT | Oroville Cogeneration, LP | 7.5 | 1989-12-01 | 2050-12-01 | PGE |  |  | PGE | Cogen | CHP |  | Oroville Cogeneration LP | [9 empty] | 7.5 | 7.5 | 7.5 | 7.5 | 7.5 | 7.5 | 7.5 | 7.5 | 7.5 | 7.5 | 7.5 | 7.5
ORSolar2LLCAgateBaySolar | OR Solar 2 LLC (Agate Bay Solar) (PV-45158-01) | OR Solar 2 LLC (Agate Bay Solar) (PV-45158-01) | 10 | 2020-10-01 | 2036-10-01 | PACW |  |  | PACW | Solar_1Axis | Solar |  | OR Solar 2, LLC |  |  |  | SOLAR_1AXIS__OR_MEDFORD_V2024
ORSolar3LLCTurkeyHillSolar | OR Solar 3 LLC (Turkey Hill Solar)1PV-T10 | OR Solar 3 LLC (Turkey Hill Solar)1PV-T10 | 10 | 2017-12-01 | 2036-10-01 | PACW |  |  | PACW | Solar_Fixed | Solar |  | OR Solar 3, LLC |  |  |  | SOLAR_FIXED__OR_MEDFORD_V2024
ORSolar5MerrillSolar | OR Solar 5 LLC (Merrill Solar)0PV-T8 | OR Solar 5 LLC (Merrill Solar)0PV-T8 | 8 | 2018-01-01 | 2036-10-01 | PACW |  |  | PACW | Solar_1Axis | Solar |  | OR Solar 5, LLC |  |  |  | SOLAR_1AXIS__OR_MEDFORD_V2024
ORSolar6LakeviewSolar | OR Solar 6 LLC (Lakeview Solar)1PV-T10 | OR Solar 6 LLC (Lakeview Solar)1PV-T10 | 10 | 2017-12-01 | 2036-10-31 | BPAT |  |  | BPAT | Solar_Fixed | Solar |  | OR Solar 6, LLC |  |  |  | SOLAR_FIXED__OR_MEDFORD_V2024
ORSolar8DairySolar | OR Solar 8 LLC (Dairy Solar)0PV-T10 | OR Solar 8 LLC (Dairy Solar)0PV-T10 | 10 | 2018-03-01 | 2036-10-01 | PACW |  |  | PACW | Solar_Fixed | Solar |  | OR Solar 8, LLC |  |  |  | SOLAR_FIXED__OR_MEDFORD_V2024
ORTGA_6_ME1SL1 | ORTGA_6_ME1SL1 | Merced 1 | 3 | 2018-04-01 | 2050-12-01 | PGE |  |  | PGE | Solar_1Axis | Solar |  | Merced 1 PV |  |  |  | SOLAR_1AXIS_CA_MERCED_LOSBANOS_V2024
OSO_6_NSPIN | OSO_6_NSPIN | OSO_6_NSPIN | 70 | 1989-06-01 | 2050-12-01 | SCE |  |  | SCE | Pumping_Load | Shed_DR
Oso_Grande_Wind | Oso Grande Wind | Oso Grande Wind | 247.4 | 2021-04-01 | 2050-12-31 | TEPC |  |  | TEPC | Wind | Wind |  | Oso Grande Wind Farm | OGW24 | OGW45 |  | WIND_CPUCV2024c_EIA_NEWMEXICO
OTAY_6_ECVBT1 | OTAY_6_ECVBT1 | EnerSmart Chula Vista 1 | 3 | 2024-05-01 | 2099-01-01 | SDGE |  |  | SDGE | Battery Storage | Li-ion Battery |  | EnerSmart Chula Vista Sub Station | CV150 |  |  |  | 12 | 4
OTAY_6_ECVBT2 | OTAY_6_ECVBT2 | Chula Vista 2 | 3 | 2024-05-01 | 2099-01-01 | SDGE | CHULA VISTA 2 |  | SDGE | Battery Storage | Li-ion Battery | [6 empty] | 12 | 4
OTAY_6_PL1X2 | OTAY_6_PL1X2 | Chula Vista Energy Center, LLC | 39.57 | 2006-06-01 | 2050-12-01 | SDGE |  |  | SDGE | CT | Peaker |  | Chula Vista Energy Center
Otero_County | Otero County | Otero County | 7.5 | 2013-12-01 | 2050-12-31 | PNM |  |  | PNM_EPE | Solar_Fixed | Solar |  | Otero Solar |  |  |  | SOLAR_FIXED__NM_ALBUQUERQUE_V2024
OTMESA_2_PL1X3 | OTMESA_2_PL1X3 | OTAY MESA ENERGY CENTER | 603.68 | 2009-10-01 | 2050-12-01 | SDGE |  |  | SDGE | CC | CCGT |  | Otay Mesa Generating Project
OutbackChristms | Outback Solar22KPV-NT5 | Outback Solar22KPV-NT5 | 5 | 2012-10-01 | 2050-12-01 | BPAT |  |  | BPAT | Solar_Fixed | Solar |  | Outback Solar At Christmas Valley |  |  |  | SOLAR_FIXED__OR_MEDFORD_V2024
Overland_Solar_Colfer | Overland Solar (Colfer) | Overland Solar (Colfer) | 7 | 2022-10-01 | 2050-12-31 | PSCO |  |  | PSCO | Solar_1Axis | Solar | [5 empty] | SOLAR_1AXIS__CO_DENVER_V2024
OXBOW_6_DRUM | OXBOW_6_DRUM | OXBOW HYDRO | 5.8 | 1966-01-01 | 2050-12-01 | PGE |  |  | PGE | Hydro | Hydro |  | Oxbow (CA)
Oxbow_OR_1 | Oxbow_(OR)_1 | Oxbow_(OR)_1 | 55.4 | 1961-07-01 | 2050-12-31 | IPTV |  |  | IPCO | Hydro | Hydro |  | Oxbow (OR) | 1
Oxbow_OR_2 | Oxbow_(OR)_2 | Oxbow_(OR)_2 | 55.4 | 1961-07-01 | 2050-12-31 | IPTV |  |  | IPCO | Hydro | Hydro |  | Oxbow (OR) | 2
Oxbow_OR_3 | Oxbow_(OR)_3 | Oxbow_(OR)_3 | 55.4 | 1961-09-01 | 2050-12-31 | IPTV |  |  | IPCO | Hydro | Hydro |  | Oxbow (OR) | 3
Oxbow_OR_4 | Oxbow_(OR)_4 | Oxbow_(OR)_4 | 55.4 | 1961-11-01 | 2050-12-31 | IPTV |  |  | IPCO | Hydro | Hydro |  | Oxbow (OR) | 4
OXMTN_6_LNDFIL | OXMTN_6_LNDFIL | Ox Mountain Landfill Generating Plant | 10.62 | 2009-04-01 | 2050-12-01 | PGE |  |  | PGE | Biogas | Biogas |  | Ameresco Ox Mountain | [9 empty] | 10.34 | 10.37 | 10.62 | 10.62 | 10.34 | 10.39 | 10.59 | 10.26 | 10.39 | 10.16 | 10.48 | 10.62
Packwood | Packwood | Packwood | 27.5 | 1964-04-01 | 2050-12-31 | BPAT |  |  | BPAT | Hydro | Hydro |  | Packwood
PACLUM_6_UNIT | PACLUM_6_UNIT | Humboldt Redwood | 28.8 | 2017-06-01 | 2050-12-01 | PGE |  |  | PGE | Biomass/Wood | Biomass |  | Humboldt Sawmill Company | [9 empty] | 15.1 | 12.4 | 11.73 | 8.93 | 14.21 | 15.71 | 14.8 | 12.89 | 14.53 | 14.53 | 12.81 | 15.07
PADUA_2_ONTARO | PADUA_2_ONTARO | ONTARIO/SIERRA HYDRO PSP | 1.92 | 1902-01-01 | 2050-12-01 | SCE |  |  | SCE | Hydro | Hydro
PADUA_2_SOLAR1 | PADUA_2_SOLAR1 | Kona Solar - Rancho DC #1 | 1.75 | 2015-06-01 | 2050-12-01 | SCE |  |  | SCE | Solar_Fixed | Solar |  | Rancho Cucamonga Dist #1 |  |  |  | SOLAR_1AXIS_CA_RIVERSIDE_RIVERSIDE_V2024
PADUA_6_MWDSDM | PADUA_6_MWDSDM | San Dimas Hydroelectric Recovery Plant | 9.9 | 1981-01-01 | 2050-12-01 | SCE |  |  | SCE | Hydro | Hydro |  | San Dimas
PADUA_6_QF | PADUA_6_QF | PADUA QFS | 1.82 | 1984-01-01 | 2050-12-01 | SCE |  |  | SCE | Hydro | Hydro | [11 empty] | 0.2 | 0.28 | 0.24 | 0.35 | 0.5 | 0.52 | 0.54 | 0.43 | 0.5 | 0.49 | 0.44 | 0.19
PADUA_7_SDIMAS | PADUA_7_SDIMAS | San Dimas Wash Hydro | 1.05 | 1986-01-01 | 2050-12-01 | SCE |  |  | SCE | Hydro | Hydro |  | San Dimas Wash Generating Station
PAID_HY_Agg_2 | PAID HY Agg 2 | PAID HY Agg 2 | 10.05 | 1986-12-01 | 2042-03-31 | PAID |  |  | PACE | Hydro | Hydro
PAIGES_6_SOLAR | PAIGES_6_SOLAR | Paige Solar | 20 | 2017-03-01 | 2050-12-01 | PGE |  |  | PGE | Solar_1Axis | Solar | [5 empty] | SOLAR_1AXIS_CA_FRESNO_TRANQUILLITY_V2024
PaisleyGeothermal1ST3.7 | Paisley Geothermal1ST3.7 | Paisley Geothermal1ST3.7 | 3.7 | 2015-10-01 | 2050-12-01 | BPAT |  |  | BPAT | Geothermal | Geothermal |  | Paisley Geothermal Generating Plant
PALA_6_PGCBT1 | PALA_6_PGCBT1 | Pala Gomez Creek BESS | 10 | 2024-02-01 | 2050-01-01 | SDGE |  |  | SDGE | Battery Storage | Li-ion Battery |  | Pala Gomez Creek BESS | 1 |  |  |  | 40 | 4
PALALT_7_COBUG | PALALT_7_COBUG | Cooperatively Owned Back Up Generator | 4.5 | 2007-10-01 | 2023-12-01 | PGE |  |  | PGE | CT | Peaker |  | City of Palo Alto
Palisades_1 | Palisades_1 | Palisades_1 | 35.2 | 1957-08-01 | 2050-12-31 | PAID |  |  | PACE | Hydro | Hydro |  | Palisades Dam | 1
Palisades_2 | Palisades_2 | Palisades_2 | 35.2 | 1957-05-01 | 2050-12-31 | PAID |  |  | PACE | Hydro | Hydro |  | Palisades Dam | 2
Palisades_3 | Palisades_3 | Palisades_3 | 35.2 | 1957-02-01 | 2050-12-31 | PAID |  |  | PACE | Hydro | Hydro |  | Palisades Dam | 3
Palisades_4 | Palisades_4 | Palisades_4 | 35.2 | 1958-05-01 | 2050-12-31 | PAID |  |  | PACE | Hydro | Hydro |  | Palisades Dam | 4
Palmer_Solar | Palmer Solar | Palmer Solar | 60 | 2020-04-01 | 2050-12-31 | PSCO |  |  | PSCO | Solar_Fixed | Solar |  | Palmer Solar |  |  |  | SOLAR_FIXED__CO_DENVER_V2024
PalmerCreekSolar | Palmer Creek Solar LLC223PV-NT2.3 | Palmer Creek Solar LLC223PV-NT2.3 | 2.3 | 2020-12-01 | 2050-12-01 | PortlandGE |  |  | PortlandGE | Solar_Fixed | Solar |  | Palmer Creek Solar, LLC |  |  |  | SOLAR_FIXED__OR_PORTLAND_V2024
Palo_Verde_1 | Palo Verde 1 | Palo Verde 1 | 1333 | 1986-01-01 | 2046-12-01 | AZPS |  |  | AZPS | Nuclear | Nuclear |  | Palo Verde | 1
Palo_Verde_2 | Palo Verde 2 | Palo Verde 2 | 1336 | 1986-09-01 | 2047-12-01 | AZPS |  |  | AZPS | Nuclear | Nuclear |  | Palo Verde | 2
Palo_Verde_3 | Palo Verde 3 | Palo Verde 3 | 373 | 1988-01-01 | 2048-12-01 | AZPS |  |  | AZPS | Nuclear | Nuclear |  | Palo Verde | 3
Palo_Verde_3_LADWP_slice |  | Palo_Verde_3_LADWP_slice | 326 | 1988-01-01 | 2048-12-01 | LADWP |  |  | LADWP | Nuclear | Nuclear
Paloma | Paloma | Paloma | 17 | 2005-10-01 | 2050-01-01 | AZPS |  |  | AZPS | Solar_1Axis | Solar |  | Paloma Solar Hybrid | PV1 |  |  | SOLAR_1AXIS__AZ_PHOENIX_V2024
PalomaBESS | Paloma BESS | Paloma BESS | 17 | 2022-06-01 | 2050-12-01 | AZPS |  |  | AZPS | Battery Storage | Li-ion Battery |  | Paloma Solar Hybrid | PA17M |  |  |  | 68 | 4
PALOMR_2_PL1X3 | PALOMR_2_PL1X3 | Palomar Energy Center | 588.21 | 2005-10-01 | 2050-12-01 | SDGE |  |  | SDGE | CC | CCGT |  | Palomar Energy
Palouse_1 | Palouse_1 | Palouse_1 | 104.4 | 2012-12-01 | 2050-12-01 | BPAT |  |  | BPAT | Wind | Wind |  | Palouse |  |  |  | WIND_CPUCV2024c_EIA_OREGON
PALSEL_6_PLSBT1 | PALSEL_6_PLSBT1 | Paulsell Solar Energy Center BESS | 20 | 2024-05-01 | 2099-01-01 | PGE | PAULSELLENERGYCENTERSTORAGE | 2023-10-05 | PGE | Paired_BattStorage | Li-ion Battery |  | Paulsell | PSLBA |  |  |  | 80 | 4 | PALSEL_6_PLSSR1 |  | N
PALSEL_6_PLSSR1 | PALSEL_6_PLSSR1 | Paulsell Solar Energy Center PV | 20 | 2024-05-01 | 2099-01-01 | PGE | PAULSELLSOLARENERGYCENTER | 2023-10-05 | PGE | Paired_Solar_1Axis | Solar | [5 empty] | SOLAR_1AXIS_CA_MERCED_LOSBANOS_V2024
PANERO_2_MWPWD1 | PANERO_2_MWPWD1 | Mesa Wind Project | 30 | 2024-04-01 | 2050-12-01 | SCE |  |  | SCE | Wind | Wind |  | Mesa Wind Repower |  |  |  | WIND_CPUCV2024c_CSD_CARIVERSIDE
Panguitch_Solar_PV | Panguitch Solar PV | Panguitch Solar PV | 0.65 | 2020-03-09 | 2060-12-31 | PAUT |  |  | PACE | Solar_1Axis | Solar | [5 empty] | SOLAR_1AXIS__UT_SALTLAKECITY_V2024
PARADISEVALLEYUSD | PARADISE VALLEY UNIFIED SCHOOL | PARADISE VALLEY UNIFIED SCHOOL | 0.95 | 2012-12-01 | 2050-12-01 | AZPS |  |  | AZPS | Solar_Fixed | Solar |  | Paradise Valley H.S. PV |  |  |  | SOLAR_FIXED_AZ_GRAHAM_PERIDOT_V2024
PARDEB_6_UNITS | PARDEB_6_UNITS | Pardee Power House | 30 | 1930-01-01 | 2050-12-01 | PGE |  |  | PGE | Hydro | Hydro |  | Pardee
PARDSE_6_PESBT1 | PARDSE_6_PESBT1 | Paradise Energy Storage | 9.75 | 2024-03-01 | 2050-01-01 | SDGE |  |  | SDGE | Battery Storage | Li-ion Battery |  | Paradise Energy Storage | 1 |  |  |  | 39 | 4
Parker_Dam_1 | Parker Dam 1 | Parker Dam 1 | 30 | 1942-12-01 | 2050-12-31 | WALC |  |  | WALC | Hydro | Hydro |  | Parker Dam | 1
Parker_Dam_2 | Parker Dam 2 | Parker Dam 2 | 30 | 1943-01-01 | 2050-12-31 | WALC |  |  | WALC | Hydro | Hydro |  | Parker Dam | 2
Parker_Dam_3 | Parker Dam 3 | Parker Dam 3 | 30 | 1943-01-01 | 2050-12-31 | WALC |  |  | WALC | Hydro | Hydro |  | Parker Dam | 3
Parker_Dam_4 | Parker Dam 4 | Parker Dam 4 | 30 | 1943-05-01 | 2050-12-31 | WALC |  |  | WALC | Hydro | Hydro |  | Parker Dam | 4
ParqueEolico | Parque Eolico Rumorosa | Parque Eolico Rumorosa | 10 | 2010-01-01 | 2050-12-31 | CFE |  |  | CFE | Wind | Wind | [5 empty] | WIND_CPUCV2024c_EIA_ARIZONA
PAT_DIST_PV | PAT_DIST_PV | PAT_DIST_PV | 10 | 2014-12-01 | 2044-12-30 | EPE |  |  | PNM_EPE | Solar_1Axis | Solar | [5 empty] | SOLAR_1AXIS__NM_ALBUQUERQUE_V2024
PaTu_Wind | PaTu Wind | PaTu Wind | 9 | 2011-01-01 | 2050-12-01 | BPAT |  |  | BPAT | Wind | Wind |  | PaTu Wind Farm LLC |  |  |  | WIND_CPUCV2024c_EIA_OREGON
Patua_1A1 | Patua 1A1 | Patua 1A1 | 12 | 2013-12-01 | 2050-12-01 | NEVP |  |  | NEVP | Geothermal | Geothermal |  | Patua Acquisition Project, LLC | 1
Patua_1A3 | Patua 1A3 | Patua 1A3 | 12 | 2013-12-01 | 2050-12-01 | NEVP |  |  | NEVP | Geothermal | Geothermal |  | Patua Acquisition Project, LLC | 3
Patua_1A5 | Patua 1A5 | Patua 1A5 | 12 | 2013-12-01 | 2050-12-01 | NEVP |  |  | NEVP | Geothermal | Geothermal |  | Patua Acquisition Project, LLC | 5
PatuaSolar | Patua Solar | Patua Solar | 10.6 | 2017-07-01 | 2050-12-01 | NEVP |  |  | NEVP | Solar_1Axis | Solar |  | Patua Acquisition Project, LLC | PV-01 |  |  | SOLAR_1AXIS_NV_CLARK_BOULDER_V2024
PAUT_HY_Agg_1 | PAUT HY Agg 1 | PAUT HY Agg 1 | 2.17 | 1994-11-01 | 2050-12-31 | PAUT |  |  | PACE | Hydro | Hydro
PAUT_PV_T_Agg_Beaver_Co_1 | PAUT PV-T Agg Beaver Co 1 | PAUT PV-T Agg Beaver Co 1 | 8.94 | 2015-07-01 | 2035-07-30 | PAUT |  |  | PACE | Solar_1Axis | Solar | [5 empty] | SOLAR_1AXIS__UT_SALTLAKECITY_V2024
Pawnee_1 | Pawnee 1 | Pawnee 1 | 505 | 1981-11-01 | 2041-12-31 | PSCO |  |  | PSCO | Coal | Coal |  | Pawnee
PaysonUSD | Payson USD #2 | Payson USD #2 | 1 | 2010-12-01 | 2050-12-01 | AZPS |  |  | AZPS | Solar_Fixed | Solar | [5 empty] | SOLAR_FIXED__AZ_PHOENIX_V2024
PBLOSM_2_SOLAR | PBLOSM_2_SOLAR | PearBlossom | 9.5 | 2016-12-01 | 2050-12-01 | SCE |  |  | SCE | Solar_1Axis | Solar | [5 empty] | SOLAR_1AXIS_CA_LOSANGELES_PALMDALE_V2024
PdteJuarez05 | PdteJuarez05 | PdteJuarez05 | 160 | 1991-01-01 | 2050-12-31 | CFE |  |  | CFE | Steam | ST
PdteJuarez06 | PdteJuarez06 | PdteJuarez06 | 160 | 1991-06-01 | 2050-12-31 | CFE |  |  | CFE | Steam | ST
PdteJuarez07 | PdteJuarez07 | PdteJuarez07 | 191.37 | 1999-06-01 | 2050-12-31 | CFE |  |  | CFE | CT | Peaker
PdteJuarez08_CC | PdteJuarez08 CC | PdteJuarez08 CC | 254.16 | 2001-04-01 | 2050-12-31 | CFE |  |  | CFE | CC | CCGT
PdteJuarez09_CC | PdteJuarez09 CC | PdteJuarez09 CC | 254.74 | 2001-04-01 | 2050-12-31 | CFE |  |  | CFE | CC | CCGT
PdteJuarezCC_Total | PdteJuarezCC-Total | PdteJuarezCC-Total | 284.91 | 2009-07-01 | 2050-12-31 | CFE |  |  | CFE | CC | CCGT
PdteJuarezGT1 | PdteJuarezGT1 | PdteJuarezGT1 | 38.22 | 1982-09-01 | 2050-12-31 | CFE |  |  | CFE | CT | Peaker
PdteJuarezGT2 | PdteJuarezGT2 | PdteJuarezGT2 | 38.22 | 1982-11-01 | 2050-12-31 | CFE |  |  | CFE | CT | Peaker
PEABDY_2_LNDFIL | PEABDY_2_LNDFIL | G2 Energy Hay Road Power Plant | 1.6 | 2013-07-01 | 2050-12-01 | PGE |  |  | PGE | Biogas | Biogas |  | G2 Energy Hay Rd | [9 empty] | 1.55 | 1.55 | 1.5 | 1.53 | 1.53 | 1.52 | 1.5 | 1.52 | 1.52 | 1.54 | 1.54 | 1.53
PEABDY_2_LNDFL1 | PEABDY_2_LNDFL1 | Potrero Hills Energy Producers | 8 | 2016-04-01 | 2050-12-01 | PGE |  |  | PGE | Biogas | Biogas |  | Potrero Hills Energy Producers | [9 empty] | 7.72 | 7.69 | 7.55 | 7.63 | 7.16 | 7.44 | 7.58 | 7.53 | 7.55 | 7.49 | 7.38 | 7.24
Peace_Canyon_1 | Peace_Canyon_1 | Peace_Canyon_1 | 175 | 1980-01-01 | 2050-12-31 | BCHA |  |  | BCHA_AESO | Hydro | Hydro
Peace_Canyon_2 | Peace_Canyon_2 | Peace_Canyon_2 | 175 | 1980-01-01 | 2050-12-31 | BCHA |  |  | BCHA_AESO | Hydro | Hydro
Peace_Canyon_3 | Peace_Canyon_3 | Peace_Canyon_3 | 175 | 1980-01-01 | 2050-12-31 | BCHA |  |  | BCHA_AESO | Hydro | Hydro
Peace_Canyon_4 | Peace_Canyon_4 | Peace_Canyon_4 | 175 | 1980-01-01 | 2050-12-31 | BCHA |  |  | BCHA_AESO | Hydro | Hydro
Peak_View_Rattlsnake | Peak View Rattlsnake | Peak View Rattlsnake | 60 | 2016-11-01 | 2050-12-31 | PSCO |  |  | PSCO | Wind | Wind |  | Peak View Wind Farm |  |  |  | WIND_CPUCV2024c_EIA_NEWMEXICO
PEARBL_2_NSPIN | PEARBL_2_NSPIN | PEARBL_2_NSPIN | 118 | 1989-06-01 | 2050-12-01 | SCE |  |  | SCE | Pumping_Load | Shed_DR
PEASE_1_TBEBT1 | PEASE_1_TBEBT1 | Tierra Buena Energy Storage | 6 | 2022-06-01 | 2099-01-01 | PGE |  |  | PGE | Battery Storage | Li-ion Battery |  | Tierra Buena Energy Storage | TB1 |  |  |  | 20 | 3.3333
PebbleSprings | PebbleSprings | PebbleSprings | 98.7 | 2009-04-01 | 2050-12-01 | BPAT |  |  | BPAT | Wind | Wind |  | Pebble Springs Wind LLC |  |  |  | WIND_CPUCV2024c_EIA_OREGON
PEC_Headworks_1 | PEC_Headworks_1 | PEC_Headworks_1 | 6.6 | 1990-09-01 | 2050-12-31 | GCPD |  |  | BPAT | Hydro | Hydro |  | PEC Headworks
Peetz_Table_1 | Peetz Table 1 | Peetz Table 1 | 199.5 | 2008-01-01 | 2032-12-09 | PSCO |  |  | PSCO | Wind | Wind |  | Peetz Table Wind Energy |  |  |  | WIND_CPUCV2024c_EIA_WYOMING
Pelton_1 | Pelton_1 | Pelton_1 | 36.6 | 1957-12-01 | 2050-12-31 | PortlandGE |  |  | PortlandGE | Hydro | Hydro |  | Pelton | 1
Pelton_2 | Pelton_2 | Pelton_2 | 36.6 | 1958-03-01 | 2050-12-31 | PortlandGE |  |  | PortlandGE | Hydro | Hydro |  | Pelton | 2
Pelton_3 | Pelton_3 | Pelton_3 | 36.6 | 1958-04-01 | 2050-12-31 | PortlandGE |  |  | PortlandGE | Hydro | Hydro |  | Pelton | 3
Pena_Station | Pena Station | Pena Station | 1.3 | 2017-03-01 | 2037-03-27 | PSCO |  |  | PSCO | Solar_1Axis | Solar | [5 empty] | SOLAR_1AXIS__CO_DENVER_V2024
Penitente_Solar | Penitente Solar | Penitente Solar | 2.75 | 2017-11-01 | 2050-12-31 | PSCO |  |  | PSCO | Solar_1Axis | Solar | [5 empty] | SOLAR_1AXIS__CO_DENVER_V2024
Pennask_wind_farm | Pennask wind farm | Pennask wind farm | 15 | 2017-02-01 | 2050-12-31 | BCHA |  |  | BCHA_AESO | Wind | Wind | [5 empty] | WIND_CPUCV2024c_ONSHORE_BCPEACERIVER
PEORIA_1_SOLAR | PEORIA_1_SOLAR | Sonora 1 | 1.5 | 2013-12-01 | 2050-12-01 | PGE |  |  | PGE | Solar_Fixed | Solar |  | Sonora 1 |  |  |  | SOLAR_FIXED_CA_MERCED_LOSBANOS_V2024
PERGRN_2_PRSBT1 | PERGRN_2_PRSBT1 | Peregrine Storage | 200 | 2024-12-01 | 2050-01-01 | SDGE |  |  | SDGE | Battery Storage | Li-ion Battery |  | Peregrine Energy Storage LLC | PERE1 |  |  |  | 800 | 4
Perrin_Ranch_CedarMt | Perrin Ranch CedarMt | Perrin Ranch CedarMt | 99.2 | 2012-06-01 | 2050-12-01 | AZPS |  |  | AZPS | Wind | Wind |  | Perrin Ranch Wind LLC |  |  |  | WIND_CPUCV2024c_EIA_ARIZONA
PershingSolar | Pershing Solar | Pershing Solar | 240 | 2021-12-01 | 2050-12-01 | NEVP |  |  | NEVP | Solar_1Axis | Solar | [5 empty] | SOLAR_1AXIS_NV_CLARK_BOULDER_V2024
PGE_Bay_BIP_DO |  |  | 65.1184 | 2015-01-01 | 2050-12-01 | PGE |  |  | PGE | DR | Shed_DR
PGE_Bay_CBP_DA_NonRes |  |  | 9.2149 | 2015-01-01 | 2050-12-01 | PGE |  |  | PGE | DR | Shed_DR
PGE_Bay_CBP_DA_Res |  |  | 1.2287 | 2015-01-01 | 2050-12-01 | PGE |  |  | PGE | DR | Shed_DR
PGE_Bay_PDP_Non_Res |  |  | 2.4573 | 2015-01-01 | 2050-12-01 | PGE |  |  | PGE | DR | Shed_DR
PGE_Bay_SmartAC_Non_Res |  |  | 0.061433 | 2015-01-01 | 2050-12-01 | PGE |  |  | PGE | DR | Shed_DR
PGE_Bay_SmartAC_Res |  |  | 12.9008 | 2015-01-01 | 2050-12-01 | PGE |  |  | PGE | DR | Shed_DR
PGE_Bay_SmartRate_Res |  |  | 0.61433 | 2015-01-01 | 2050-12-01 | PGE |  |  | PGE | DR | Shed_DR
PGE_Val_BIP_DO |  |  | 191.0551 | 2015-01-01 | 2050-12-01 | PGE |  |  | PGE | DR | Shed_DR
PGE_Val_CBP_DA |  |  | 18.4297 | 2015-01-01 | 2050-12-01 | PGE |  |  | PGE | DR | Shed_DR
PGE_Val_CBP_DA_Res |  |  | 3.0716 | 2015-01-01 | 2050-12-01 | PGE |  |  | PGE | DR | Shed_DR
PGE_Val_SmartAC_Non_Res |  |  | 0.061433 | 2015-01-01 | 2050-12-01 | PGE |  |  | PGE | DR | Shed_DR
PGE_Val_SmartAC_Res |  |  | 31.9449 | 2015-01-01 | 2050-12-01 | PGE |  |  | PGE | DR | Shed_DR
PGE_Val_SmartRate_Res |  |  | 5.5289 | 2015-01-01 | 2050-12-01 | PGE |  |  | PGE | DR | Shed_DR
PGP_Bio | PGP_Bio | PGP_Bio | 60.6 | 2009-09-01 | 2050-12-31 | BCHA |  |  | BCHA_AESO | Biomass/Wood | Biomass
PHOENX_1_UNIT | PHOENX_1_UNIT | PHOENIX PH | 2 | 1940-01-01 | 2050-12-01 | PGE |  |  | PGE | Hydro | Hydro |  | Phoenix
PHP_2_2 | PHP_2_2 | PHP_2_2 | 11.8 | 1982-02-01 | 2050-12-31 | PortlandGE |  |  | PortlandGE | Hydro | Hydro |  | PHP 2
PHP1_1 | PHP1-1 | PHP1-1 | 23.7 | 1982-02-01 | 2050-12-31 | PortlandGE |  |  | PortlandGE | Hydro | Hydro |  | PHP 1
Piceance_Creek_Solar_Phase_I | Piceance Creek Solar Phase I | Piceance Creek Solar Phase I | 4 | 2018-12-01 | 2050-12-31 | WACM |  |  | WACM | Solar_1Axis | Solar | [5 empty] | SOLAR_1AXIS__CO_DENVER_V2024
Piceance_Creek_Solar_Phase_II | Piceance Creek Solar Phase II | Piceance Creek Solar Phase II | 10 | 2019-08-01 | 2050-12-31 | WACM |  |  | WACM | Solar_1Axis | Solar | [5 empty] | SOLAR_1AXIS__CO_DENVER_V2024
PikaSolar | Pika SolarPGR17PV-NT2.2 | Pika SolarPGR17PV-NT2.2 | 2.2 | 2020-12-01 | 2050-12-01 | PortlandGE |  |  | PortlandGE | Solar_Fixed | Solar |  | Pika Solar |  |  |  | SOLAR_FIXED__OR_PORTLAND_V2024
Pike_BESS | Pike BESS | Pike BESS | 25 | 2023-04-01 | 2050-12-31 | PSCO |  |  | PSCO | Battery Storage | Li-ion Battery |  | Pike Solar Hybrid | PSBES |  |  |  | 100 | 4
Pilgrim_Stage | Pilgrim_Stage | Pilgrim_Stage | 21 | 2005-02-01 | 2050-12-31 | IPMV |  |  | IPCO | Wind | Wind | [5 empty] | WIND_CPUCV2024c_EIA_IDAHO
Pilot_Knob_1 | Pilot Knob 1 | Pilot Knob 1 | 16.5 | 1957-01-01 | 2050-12-31 | IID |  |  | IID | Hydro | Hydro |  | Pilot Knob | 1
Pilot_Knob_2 | Pilot Knob 2 | Pilot Knob 2 | 16.5 | 1957-01-01 | 2050-12-31 | IID |  |  | IID | Hydro | Hydro |  | Pilot Knob | 2
Pine_Tree_Solar | Pine Tree Solar | Pine Tree Solar | 8.5 | 2013-03-01 | 2050-12-01 | LADWP |  |  | LADWP | Solar_Fixed | Solar |  | Pine Tree Solar Project |  |  |  | SOLAR_FIXED_CA_KERN_ROSAMOND_V2024
Pine_Tree_Wind | Pine Tree Wind | Pine Tree Wind | 125.5 | 2009-07-01 | 2050-12-01 | LADWP |  |  | LADWP | Wind | Wind |  | Pine Tree Wind Power Project |  |  |  | WIND_CPUCV2024c_CSD_CAKERN
PINFLT_7_UNITS | PINFLT_7_UNITS | PINE FLAT HYDRO AGGREGATE | 198.51 | 1984-01-01 | 2050-12-01 | PGE |  |  | PGE | Hydro | Hydro |  | Pine Flat | 1 | 2 | 3
Pingston_1 | Pingston_1 | Pingston_1 | 15 | 2003-05-01 | 2050-12-31 | BCHA |  |  | BCHA_AESO | Hydro | Hydro
Pingston_2 | Pingston_2 | Pingston_2 | 15 | 2003-05-01 | 2050-12-31 | BCHA |  |  | BCHA_AESO | Hydro | Hydro
Pingston_3 | Pingston_3 | Pingston_3 | 15 | 2004-04-01 | 2050-12-31 | BCHA |  |  | BCHA_AESO | Hydro | Hydro
Pioneer_Solar | Pioneer Solar | Pioneer Solar | 80 | 2021-06-01 | 2050-12-31 | PSCO |  |  | PSCO | Solar_Fixed | Solar |  | Pioneer Solar (CO), LLC |  |  |  | SOLAR_FIXED__CO_DENVER_V2024
PIONEER_WIND_1 | PIONEER WIND-1 | PIONEER WIND-1 | 85.1 | 2016-10-01 | 2036-10-26 | PAWY |  |  | PACE | Wind | Wind |  | Pioneer Wind Park, LLC |  |  |  | WIND_CPUCV2024c_EIA_WYOMING
PIOPIC_2_CTG1 | PIOPIC_2_CTG1 | Pio Pico Unit 1 | 111.3 | 2016-11-01 | 2050-12-01 | SDGE |  |  | SDGE | CT | Peaker |  | Pio Pico Energy Center | CTG1
PIOPIC_2_CTG2 | PIOPIC_2_CTG2 | Pio Pico Unit 2 | 112.7 | 2016-11-01 | 2050-12-01 | SDGE |  |  | SDGE | CT | Peaker |  | Pio Pico Energy Center | CTG2
PIOPIC_2_CTG3 | PIOPIC_2_CTG3 | Pio Pico Unit 3 | 112 | 2016-11-01 | 2050-12-01 | SDGE |  |  | SDGE | CT | Peaker |  | Pio Pico Energy Center | CTG3
PIT1_6_FRIVRA | PIT1_6_FRIVRA | Fall River Mills Project A | 1.5 | 2014-03-01 | 2050-12-01 | PGE |  |  | PGE | Solar_Fixed | Solar |  | Shasta Solar Farm | GENA |  |  | SOLAR_FIXED_CA_YOLO_WOODLAND_V2024
PIT1_7_UNIT_1 | PIT1_7_UNIT 1 | PIT PH 1 UNIT 1 | 32 | 1922-01-01 | 2050-12-01 | PGE |  |  | PGE | Hydro | Hydro |  | Pit 1 | H1
PIT1_7_UNIT_2 | PIT1_7_UNIT 2 | PIT PH 1 UNIT 2 | 32 | 1922-01-01 | 2050-12-01 | PGE |  |  | PGE | Hydro | Hydro |  | Pit 1 | H2
PIT3_7_PL1X3 | PIT3_7_PL1X3 | PIT PH 3 UNITS 1, 2 & 3 AGGREGATE | 70.6 | 1925-01-01 | 2050-12-01 | PGE |  |  | PGE | Hydro | Hydro |  | Pit 3 | H1 | H2 | H3
PIT4_7_PL1X2 | PIT4_7_PL1X2 | PIT PH 4 UNITS 1 & 2 AGGREGATE | 95 | 1955-01-01 | 2050-12-01 | PGE |  |  | PGE | Hydro | Hydro |  | Pit 4 | 1 | 2
PIT5_7_PL1X2 | PIT5_7_PL1X2 | PIT PH 5 UNITS 1 & 2 AGGREGATE | 82 | 1944-01-01 | 2050-12-01 | PGE |  |  | PGE | Hydro | Hydro |  | Pit 5 | H1 | H2
PIT5_7_PL3X4 | PIT5_7_PL3X4 | PIT PH 5 UNITS 3 & 4 AGGREGATE | 82 | 1944-01-01 | 2050-12-01 | PGE |  |  | PGE | Hydro | Hydro |  | Pit 5 | H3 | H4
PIT5_7_QFUNTS | PIT5_7_QFUNTS | GRASSHOPPER FLAT HYDRO | 1.1 | 1987-08-01 | 2050-12-01 | PGE |  |  | PGE | Hydro | Hydro
PIT6_7_UNIT_1 | PIT6_7_UNIT 1 | PIT PH 6 UNIT 1 | 39 | 1965-01-01 | 2050-12-01 | PGE |  |  | PGE | Hydro | Hydro |  | Pit 6 | H1
PIT6_7_UNIT_2 | PIT6_7_UNIT 2 | PIT PH 6 UNIT 2 | 40 | 1965-01-01 | 2050-12-01 | PGE |  |  | PGE | Hydro | Hydro |  | Pit 6 | H2
PIT7_7_UNIT_1 | PIT7_7_UNIT 1 | PIT PH 7 UNIT 1 | 55.7 | 1965-01-01 | 2050-12-01 | PGE |  |  | PGE | Hydro | Hydro |  | Pit 7 | H1
PIT7_7_UNIT_2 | PIT7_7_UNIT 2 | PIT PH 7 UNIT 2 | 54.6 | 1965-01-01 | 2050-12-01 | PGE |  |  | PGE | Hydro | Hydro |  | Pit 7 | H2
PIUTE_6_GNBSR1 | PIUTE_6_GNBSR1 | Green Beanworks B | 3 | 2018-12-01 | 2050-12-01 | SCE |  |  | SCE | Solar_1Axis | Solar |  | Green Beanworks B PV |  |  |  | SOLAR_1AXIS_CA_LOSANGELES_PALMDALE_V2024
PLACVL_1_CHILIB | PLACVL_1_CHILIB | Chili Bar Powerhouse | 8.34 | 1965-01-01 | 2050-12-01 | PGE |  |  | PGE | Hydro | Hydro |  | Chili Bar | 1
PLACVL_1_RCKCRE | PLACVL_1_RCKCRE | Rock Creek Hydro | 5 | 2017-03-01 | 2050-12-01 | PGE |  |  | PGE | Hydro | Hydro |  | Rock Creek Dam | 01
Plains_End_1_G01 | Plains End 1 G01 | Plains End 1 G01 | 5.5 | 2002-05-01 | 2033-12-31 | PSCO |  |  | PSCO | ICE | Reciprocating_Engine |  | Plains End | GEN1
Plains_End_1_G02 | Plains End 1 G02 | Plains End 1 G02 | 5.5 | 2002-05-01 | 2033-12-31 | PSCO |  |  | PSCO | ICE | Reciprocating_Engine |  | Plains End | GEN2
Plains_End_1_G03 | Plains End 1 G03 | Plains End 1 G03 | 5.5 | 2002-05-01 | 2033-12-31 | PSCO |  |  | PSCO | ICE | Reciprocating_Engine |  | Plains End | GEN3
Plains_End_1_G04 | Plains End 1 G04 | Plains End 1 G04 | 5.5 | 2002-05-01 | 2033-12-31 | PSCO |  |  | PSCO | ICE | Reciprocating_Engine |  | Plains End | GEN4
Plains_End_1_G05 | Plains End 1 G05 | Plains End 1 G05 | 5.5 | 2002-05-01 | 2033-12-31 | PSCO |  |  | PSCO | ICE | Reciprocating_Engine |  | Plains End | GEN5
Plains_End_1_G06 | Plains End 1 G06 | Plains End 1 G06 | 5.5 | 2002-05-01 | 2033-12-31 | PSCO |  |  | PSCO | ICE | Reciprocating_Engine |  | Plains End | GEN6
Plains_End_1_G07 | Plains End 1 G07 | Plains End 1 G07 | 5.5 | 2002-05-01 | 2033-12-31 | PSCO |  |  | PSCO | ICE | Reciprocating_Engine |  | Plains End | GEN7
Plains_End_1_G08 | Plains End 1 G08 | Plains End 1 G08 | 5.5 | 2002-05-01 | 2033-12-31 | PSCO |  |  | PSCO | ICE | Reciprocating_Engine |  | Plains End | GEN8
Plains_End_1_G09 | Plains End 1 G09 | Plains End 1 G09 | 5.5 | 2002-05-01 | 2033-12-31 | PSCO |  |  | PSCO | ICE | Reciprocating_Engine |  | Plains End | GEN9
Plains_End_1_G10 | Plains End 1 G10 | Plains End 1 G10 | 5.5 | 2002-05-01 | 2033-12-31 | PSCO |  |  | PSCO | ICE | Reciprocating_Engine |  | Plains End | GE10
Plains_End_1_G11 | Plains End 1 G11 | Plains End 1 G11 | 5.5 | 2002-05-01 | 2033-12-31 | PSCO |  |  | PSCO | ICE | Reciprocating_Engine |  | Plains End | GE11
Plains_End_1_G12 | Plains End 1 G12 | Plains End 1 G12 | 5.5 | 2002-05-01 | 2033-12-31 | PSCO |  |  | PSCO | ICE | Reciprocating_Engine |  | Plains End | GE12
Plains_End_1_G13 | Plains End 1 G13 | Plains End 1 G13 | 5.5 | 2002-05-01 | 2033-12-31 | PSCO |  |  | PSCO | ICE | Reciprocating_Engine |  | Plains End | GE13
Plains_End_1_G14 | Plains End 1 G14 | Plains End 1 G14 | 5.5 | 2002-05-01 | 2033-12-31 | PSCO |  |  | PSCO | ICE | Reciprocating_Engine |  | Plains End | GE14
Plains_End_1_G15 | Plains End 1 G15 | Plains End 1 G15 | 5.5 | 2002-05-01 | 2033-12-31 | PSCO |  |  | PSCO | ICE | Reciprocating_Engine |  | Plains End | GE15
Plains_End_1_G16 | Plains End 1 G16 | Plains End 1 G16 | 5.5 | 2002-05-01 | 2033-12-31 | PSCO |  |  | PSCO | ICE | Reciprocating_Engine |  | Plains End | GE16
Plains_End_1_G17 | Plains End 1 G17 | Plains End 1 G17 | 5.5 | 2002-05-01 | 2033-12-31 | PSCO |  |  | PSCO | ICE | Reciprocating_Engine |  | Plains End | GE17
Plains_End_1_G18 | Plains End 1 G18 | Plains End 1 G18 | 5.5 | 2002-05-01 | 2033-12-31 | PSCO |  |  | PSCO | ICE | Reciprocating_Engine |  | Plains End | GE18
Plains_End_1_G19 | Plains End 1 G19 | Plains End 1 G19 | 5.5 | 2002-05-01 | 2033-12-31 | PSCO |  |  | PSCO | ICE | Reciprocating_Engine |  | Plains End | GE19
Plains_End_1_G20 | Plains End 1 G20 | Plains End 1 G20 | 5.5 | 2002-05-01 | 2033-12-31 | PSCO |  |  | PSCO | ICE | Reciprocating_Engine |  | Plains End | GE20
Plains_End_2_G01 | Plains End 2 G01 | Plains End 2 G01 | 8.4 | 2008-05-01 | 2033-12-31 | PSCO |  |  | PSCO | ICE | Reciprocating_Engine |  | Plains End II LLC | 2G01
Plains_End_2_G02 | Plains End 2 G02 | Plains End 2 G02 | 8.4 | 2008-05-01 | 2033-12-31 | PSCO |  |  | PSCO | ICE | Reciprocating_Engine |  | Plains End II LLC | 2G02
Plains_End_2_G03 | Plains End 2 G03 | Plains End 2 G03 | 8.4 | 2008-05-01 | 2033-12-31 | PSCO |  |  | PSCO | ICE | Reciprocating_Engine |  | Plains End II LLC | 2G03
Plains_End_2_G04 | Plains End 2 G04 | Plains End 2 G04 | 8.4 | 2008-05-01 | 2033-12-31 | PSCO |  |  | PSCO | ICE | Reciprocating_Engine |  | Plains End II LLC | 2G04
Plains_End_2_G05 | Plains End 2 G05 | Plains End 2 G05 | 8.4 | 2008-05-01 | 2033-12-31 | PSCO |  |  | PSCO | ICE | Reciprocating_Engine |  | Plains End II LLC | 2G05
Plains_End_2_G06 | Plains End 2 G06 | Plains End 2 G06 | 8.4 | 2008-05-01 | 2033-12-31 | PSCO |  |  | PSCO | ICE | Reciprocating_Engine |  | Plains End II LLC | 2G06
Plains_End_2_G07 | Plains End 2 G07 | Plains End 2 G07 | 8.4 | 2008-05-01 | 2033-12-31 | PSCO |  |  | PSCO | ICE | Reciprocating_Engine |  | Plains End II LLC | 2G07
Plains_End_2_G08 | Plains End 2 G08 | Plains End 2 G08 | 8.4 | 2008-05-01 | 2033-12-31 | PSCO |  |  | PSCO | ICE | Reciprocating_Engine |  | Plains End II LLC | 2G08
Plains_End_2_G09 | Plains End 2 G09 | Plains End 2 G09 | 8.4 | 2008-05-01 | 2033-12-31 | PSCO |  |  | PSCO | ICE | Reciprocating_Engine |  | Plains End II LLC | 2G09
Plains_End_2_G10 | Plains End 2 G10 | Plains End 2 G10 | 8.4 | 2008-05-01 | 2033-12-31 | PSCO |  |  | PSCO | ICE | Reciprocating_Engine |  | Plains End II LLC | 2G10
Plains_End_2_G11 | Plains End 2 G11 | Plains End 2 G11 | 8.4 | 2008-05-01 | 2033-12-31 | PSCO |  |  | PSCO | ICE | Reciprocating_Engine |  | Plains End II LLC | 2G11
Plains_End_2_G12 | Plains End 2 G12 | Plains End 2 G12 | 8.4 | 2008-05-01 | 2033-12-31 | PSCO |  |  | PSCO | ICE | Reciprocating_Engine |  | Plains End II LLC | 2G12
Plains_End_2_G13 | Plains End 2 G13 | Plains End 2 G13 | 8.4 | 2008-05-01 | 2033-12-31 | PSCO |  |  | PSCO | ICE | Reciprocating_Engine |  | Plains End II LLC | 2G13
Plains_End_2_G14 | Plains End 2 G14 | Plains End 2 G14 | 8.4 | 2008-05-01 | 2033-12-31 | PSCO |  |  | PSCO | ICE | Reciprocating_Engine |  | Plains End II LLC | 2G14
PLAINV_6_BSOLAR | PLAINV_6_BSOLAR | Western Antelope Blue Sky Ranch A | 20 | 2014-11-01 | 2050-12-01 | SCE |  |  | SCE | Solar_Fixed | Solar |  | Western Antelope Blue Sky Ranch A |  |  |  | SOLAR_FIXED_CA_LOSANGELES_DELSUR_V2024
PLAINV_6_DSOLAR | PLAINV_6_DSOLAR | Western Antelope Dry Ranch | 10 | 2016-12-01 | 2050-12-01 | SCE |  |  | SCE | Solar_1Axis | Solar |  | Western Antelope Dry Ranch |  |  |  | SOLAR_1AXIS_CA_LOSANGELES_DELSUR_V2024
PLAINV_6_NLRSR1 | PLAINV_6_NLRSR1 | North Lancaster Ranch | 20 | 2016-12-01 | 2050-12-01 | SCE |  |  | SCE | Solar_Fixed | Solar |  | North Lancaster Ranch |  |  |  | SOLAR_1AXIS_CA_LOSANGELES_DELSUR_V2024
PLAINV_6_SOLAR3 | PLAINV_6_SOLAR3 | Sierra Solar Greenworks LLC | 20 | 2015-11-01 | 2050-12-01 | SCE |  |  | SCE | Solar_Fixed | Solar |  | Sierra Solar Greenworks |  |  |  | SOLAR_1AXIS_CA_LOSANGELES_PALMDALE_V2024
PLAINV_6_SOLARC | PLAINV_6_SOLARC | Central Antelope Dry Ranch C | 20 | 2016-05-01 | 2050-12-01 | SCE |  |  | SCE | Solar_Fixed | Solar |  | Central Antelope Dry Ranch C |  |  |  | SOLAR_1AXIS_CA_LOSANGELES_DELSUR_V2024
Planta_Fotovoltaica_Cerro_Prie1PV5 | Planta Fotovoltaica Cerro Prie1PV5 | Planta Fotovoltaica Cerro Prie1PV5 | 5 | 2012-06-01 | 2050-12-31 | CFE |  |  | CFE | Solar_Fixed | Solar | [5 empty] | SOLAR_FIXED_CA_IMPERIAL_BRAWLEY_V2024
Platte_Valley_Solar_Kersey_or_PVREAIV | Platte Valley Solar (Kersey or PVREA DG Solar IV) | Platte Valley Solar (Kersey or PVREA DG Solar IV) | 3.5 | 2017-08-01 | 2050-12-31 | WACM |  |  | WACM | Solar_1Axis | Solar | [5 empty] | SOLAR_1AXIS__CO_DENVER_V2024
Platteville_Platte_Solar | Platteville (Platte Solar) | Platteville (Platte Solar) | 16 | 2017-11-01 | 2050-12-31 | PSCO |  |  | PSCO | Solar_1Axis | Solar | [5 empty] | SOLAR_1AXIS__CO_DENVER_V2024
PLAYA2_G | PLAYA2-G | PLAYA2-G | 186.7 | 2017-01-01 | 2050-12-01 | NEVP |  |  | NEVP | Solar_Fixed | Solar |  | Playa Solar 1, LLC |  |  |  | SOLAR_FIXED_NV_CLARK_BOULDER_V2024
Pleasant_Valley | Pleasant Valley | Pleasant Valley | 3.2 | 1958-02-01 | 2050-12-31 | LADWP |  |  | LADWP | Hydro | Hydro |  | Pleasant Valley Hydro
PLMSSR_6_HISIER | PLMSSR_6_HISIER | High Sierra Cogeneration Aggregate | 6 | 2010-04-01 | 2050-12-01 | PGE |  |  | PGE | Cogen | CHP |  | High Sierra Cogeneration Plant | [9 empty] | 6 | 6 | 6 | 6 | 6 | 6 | 6 | 6 | 6 | 6 | 6 | 6
PLSNTG_7_LNCLND | PLSNTG_7_LNCLND | Lincoln Landfill Power Plant | 4.98 | 1985-01-01 | 2050-12-01 | PGE |  |  | PGE | Biogas | Biogas |  | Lincoln Landfill | [9 empty] | 3.28 | 3.26 | 3.22 | 3.31 | 3.69 | 3.63 | 3.63 | 3.6 | 3.64 | 3.69 | 3.48 | 3.66
Plummer_Cgn | Plummer_Cgn | Plummer_Cgn | 6.2 | 1982-12-01 | 2050-12-01 | BPAT |  |  | BPAT | Biomass/Wood | Biomass |  | Plummer Cogen
PMDLET_6_SOLAR1 | PMDLET_6_SOLAR1 | SEPV Palmdale East, LLC | 10 | 2015-07-01 | 2050-12-01 | SCE |  |  | SCE | Solar_1Axis | Solar |  | SEPV Palmdale East | PALME |  |  | SOLAR_1AXIS_CA_LOSANGELES_PALMDALE_V2024
PMPJCK_1_RB2SLR | PMPJCK_1_RB2SLR | Rio Bravo Solar 2 | 20 | 2016-12-01 | 2050-12-01 | PGE |  |  | PGE | Solar_1Axis | Solar |  | Rio Bravo Solar II LLC |  |  |  | SOLAR_1AXIS_CA_KERN_LOSTHILLS_V2024
PMPJCK_1_SOLAR1 | PMPJCK_1_SOLAR1 | Pumpjack Solar I | 20 | 2015-01-01 | 2050-12-01 | PGE |  |  | PGE | Solar_1Axis | Solar |  | Pumpjack Solar I |  |  |  | SOLAR_1AXIS_CA_KERN_LOSTHILLS_V2024
PMPJCK_1_SOLAR2 | PMPJCK_1_SOLAR2 | Rio Bravo Solar 1 | 20 | 2016-12-01 | 2050-12-01 | PGE |  |  | PGE | Solar_1Axis | Solar |  | Rio Bravo Solar 1 LLC |  |  |  | SOLAR_1AXIS_CA_KERN_LOSTHILLS_V2024
PNCHEG_2_PL1X4 | PNCHEG_2_PL1X4 | PANOCHE ENERGY CENTER (Aggregated) | 417 | 2009-05-01 | 2050-12-01 | PGE |  |  | PGE | CT | Peaker |  | Panoche Energy Center
PNCHPP_1_PL1X2 | PNCHPP_1_PL1X2 | Midway Peaking Aggregate | 119.91 | 2009-05-01 | 2050-12-01 | PGE |  |  | PGE | CT | Peaker |  | Midway Peaking LLC
PNCHVS_2_SOLAR | PNCHVS_2_SOLAR | Panoche Valley Solar | 140 | 2018-11-01 | 2050-12-01 | PGE |  |  | PGE | Solar_1Axis | Solar |  | Panoche Valley Solar Farm |  |  |  | SOLAR_1AXIS_CA_MERCED_LOSBANOS_V2024
PNM_PV_Agg_Los_Alamos_Co_1 | PNM PV Agg Los Alamos Co 1 | PNM PV Agg Los Alamos Co 1 | 12 | 2022-06-01 | 2050-12-31 | PNM |  |  | PNM_EPE | Solar_Fixed | Solar | [5 empty] | SOLAR_FIXED__NM_ALBUQUERQUE_V2024
PNM_PV_Agg_Taos_Co_1 | PNM PV Agg Taos Co 1 | PNM PV Agg Taos Co 1 | 4.17 | 2012-06-01 | 2050-12-31 | PNM |  |  | PNM_EPE | Solar_1Axis | Solar | [5 empty] | SOLAR_1AXIS__NM_ALBUQUERQUE_V2024
PNM_PV_Agg_Taos_Co_2 | PNM PV Agg Taos Co 2 | PNM PV Agg Taos Co 2 | 8.278 | 2018-03-01 | 2050-12-31 | PNM |  |  | PNM_EPE | Solar_1Axis | Solar | [5 empty] | SOLAR_1AXIS__NM_ALBUQUERQUE_V2024
PNOCHE_1_PL1X2 | PNOCHE_1_PL1X2 | Panoche Peaker | 49.97 | 2005-06-01 | 2050-12-01 | PGE |  |  | PGE | CT | Peaker |  | Panoche Peaker
PNOCHE_1_UNITA1 | PNOCHE_1_UNITA1 | CalPeak Power Panoche Unit 1 | 52.3 | 2001-12-01 | 2050-12-01 | PGE |  |  | PGE | CT | Peaker |  | CalPeak Power Panoche Peaker Plant
POCATERA_1 | POCATERA_1 | POCATERA_1 | 12 | 1955-01-01 | 2050-12-31 | AESO |  |  | BCHA_AESO | Hydro | Hydro
POEPH_7_UNIT_1 | POEPH_7_UNIT 1 | POE HYDRO UNIT 1 | 68 | 1958-01-01 | 2050-12-01 | PGE |  |  | PGE | Hydro | Hydro |  | Poe | 1
POEPH_7_UNIT_2 | POEPH_7_UNIT 2 | POE HYDRO UNIT 2 | 68.5 | 1958-01-01 | 2050-12-01 | PGE |  |  | PGE | Hydro | Hydro |  | Poe | 2
Pole_Hill | Pole Hill | Pole Hill | 40.25 | 1954-01-01 | 2050-12-31 | WACM |  |  | WACM | Hydro | Hydro |  | Pole Hill
POLRIS_2_ASEBT1 | POLRIS_2_ASEBT1 | Antelope Solar 2 Estrella BESS | 28 | 2023-12-01 | 2050-12-01 | SCE |  |  | SCE | Battery Storage | Li-ion Battery | [6 empty] | 112 | 4
POLRIS_2_ASESR1 | POLRIS_2_ASESR1 | Antelope Solar 2 Estrella | 56 | 2023-12-01 | 2050-12-01 | SCE |  |  | SCE | Solar_1Axis | Solar |  | Estrella Solar & Storage |  |  |  | SOLAR_1AXIS_CA_LOSANGELES_PALMDALE_V2024
POLRIS_2_ASRBT1 | POLRIS_2_ASRBT1 | Antelope Solar 2 Raceway BESS | 80 | 2023-12-01 | 2050-12-01 | SCE | RACEWAYSTORAGE | 2023-10-05 | SCE | Paired_BattStorage | Li-ion Battery |  | Raceway Solar & Storage | RCWYB |  |  |  | 160 | 2 | POLRIS_2_ASRSR1 |  | Y
POLRIS_2_ASRSR1 | POLRIS_2_ASRSR1 | Antelope Solar 2 Raceway | 125 | 2023-12-01 | 2050-12-01 | SCE | RACEWAYSOLAR | 2023-10-05 | SCE | Paired_Solar_1Axis | Solar |  | Raceway Solar & Storage | RCWYS |  |  | SOLAR_1AXIS_CA_KERN_ROSAMOND_V2024
Poplar_Hill_1 | Poplar_Hill_1 | Poplar_Hill_1 | 48 | 1998-11-01 | 2050-12-31 | AESO |  |  | BCHA_AESO | CT | Peaker
PortTownsendPaperMill | Port Townsend Paper MillST6ST7.5 | Port Townsend Paper MillST6ST7.5 | 7.5 | 1986-01-01 | 2050-12-01 | BPAT |  |  | BPAT | Biomass/Wood | Biomass |  | Port Townsend Paper | GEN6
PortWestwrd1CC_Total | PortWestwrd1CC-Total | PortWestwrd1CC-Total | 434 | 2007-07-01 | 2050-12-01 | PortlandGE |  |  | PortlandGE | CC | CCGT |  | Port Westward Unit 2
PortWestwrd2_01 | PortWestwrd2-01 | PortWestwrd2-01 | 18.7 | 2015-12-01 | 2050-12-01 | PortlandGE |  |  | PortlandGE | ICE | Reciprocating_Engine |  | Port Westward Unit 2 | 1
PortWestwrd2_02 | PortWestwrd2-02 | PortWestwrd2-02 | 18.7 | 2015-12-01 | 2050-12-01 | PortlandGE |  |  | PortlandGE | ICE | Reciprocating_Engine |  | Port Westward Unit 2 | 2
PortWestwrd2_03 | PortWestwrd2-03 | PortWestwrd2-03 | 18.7 | 2015-12-01 | 2050-12-01 | PortlandGE |  |  | PortlandGE | ICE | Reciprocating_Engine |  | Port Westward Unit 2 | 3
PortWestwrd2_04 | PortWestwrd2-04 | PortWestwrd2-04 | 18.7 | 2015-12-01 | 2050-12-01 | PortlandGE |  |  | PortlandGE | ICE | Reciprocating_Engine |  | Port Westward Unit 2 | 4
PortWestwrd2_05 | PortWestwrd2-05 | PortWestwrd2-05 | 18.7 | 2015-12-01 | 2050-12-01 | PortlandGE |  |  | PortlandGE | ICE | Reciprocating_Engine |  | Port Westward Unit 2 | 5
PortWestwrd2_06 | PortWestwrd2-06 | PortWestwrd2-06 | 18.7 | 2015-12-01 | 2050-12-01 | PortlandGE |  |  | PortlandGE | ICE | Reciprocating_Engine |  | Port Westward Unit 2 | 6
PortWestwrd2_07 | PortWestwrd2-07 | PortWestwrd2-07 | 18.7 | 2015-12-01 | 2050-12-01 | PortlandGE |  |  | PortlandGE | ICE | Reciprocating_Engine |  | Port Westward Unit 2 | 7
PortWestwrd2_08 | PortWestwrd2-08 | PortWestwrd2-08 | 18.7 | 2015-12-01 | 2050-12-01 | PortlandGE |  |  | PortlandGE | ICE | Reciprocating_Engine |  | Port Westward Unit 2 | 8
PortWestwrd2_09 | PortWestwrd2-09 | PortWestwrd2-09 | 18.7 | 2015-12-01 | 2050-12-01 | PortlandGE |  |  | PortlandGE | ICE | Reciprocating_Engine |  | Port Westward Unit 2 | 9
PortWestwrd2_10 | PortWestwrd2-10 | PortWestwrd2-10 | 18.7 | 2015-12-01 | 2050-12-01 | PortlandGE |  |  | PortlandGE | ICE | Reciprocating_Engine |  | Port Westward Unit 2 | 10
PortWestwrd2_11 | PortWestwrd2-11 | PortWestwrd2-11 | 18.7 | 2015-12-01 | 2050-12-01 | PortlandGE |  |  | PortlandGE | ICE | Reciprocating_Engine |  | Port Westward Unit 2 | 11
PortWestwrd2_12 | PortWestwrd2-12 | PortWestwrd2-12 | 18.7 | 2015-12-01 | 2050-12-01 | PortlandGE |  |  | PortlandGE | ICE | Reciprocating_Engine |  | Port Westward Unit 2 | 12
Post_Falls_1 | Post_Falls_1 | Post_Falls_1 | 2.2 | 1907-12-01 | 2050-12-31 | AVA |  |  | BPAT | Hydro | Hydro |  | Post Falls | 1
Post_Falls_2 | Post_Falls_2 | Post_Falls_2 | 2.2 | 1906-07-01 | 2050-12-31 | AVA |  |  | BPAT | Hydro | Hydro |  | Post Falls | 2
Post_Falls_3 | Post_Falls_3 | Post_Falls_3 | 2.2 | 1906-08-01 | 2050-12-31 | AVA |  |  | BPAT | Hydro | Hydro |  | Post Falls | 3
Post_Falls_4 | Post_Falls_4 | Post_Falls_4 | 2.2 | 1906-11-01 | 2050-12-31 | AVA |  |  | BPAT | Hydro | Hydro |  | Post Falls | 4
Post_Falls_5 | Post_Falls_5 | Post_Falls_5 | 2.2 | 1908-08-01 | 2050-12-31 | AVA |  |  | BPAT | Hydro | Hydro |  | Post Falls | 5
Potholes_East | Potholes_East | Potholes_East | 2.3 | 1985-03-01 | 2050-12-31 | BPAT |  |  | BPAT | Hydro | Hydro |  | Potholes East Canal 66.0
POTTER_7_VECINO | POTTER_7_VECINO | Vecino Vineyards LLC | 1.25 | 1990-03-01 | 2050-12-01 | PGE |  |  | PGE | Hydro | Hydro
POW_6G1 | POW 6G1 | POW 6G1 | 11.5 | 2018-03-01 | 2050-12-31 | BCHA |  |  | BCHA_AESO | Hydro | Hydro
POW_G13 | POW G13 | POW G13 | 12 | 1950-12-01 | 2050-12-31 | BCHA |  |  | BCHA_AESO | Biomass/Wood | Biomass
Powell_River_5 | Powell_River_5 | Powell_River_5 | 28 | 2012-12-01 | 2050-12-31 | BCHA |  |  | BCHA_AESO | Hydro | Hydro
Powell_River12 | Powell_River12 | Powell_River12 | 38 | 1950-12-01 | 2050-12-31 | BCHA |  |  | BCHA_AESO | Biomass/Wood | Biomass
Prather_Creek1HY0_1 | Prather Creek1HY0.1 | Prather Creek1HY0.1 | 0.1 | 1983-07-01 | 2050-12-31 | NCNC |  |  | NCNC | Hydro | Hydro
Praxair1OT25 | Praxair1OT25 | Praxair1OT25 | 25 | 1988-12-01 | 2050-12-31 | LADWP |  |  | LADWP | Steam | ST
Praxair2OT6 | Praxair2OT6 | Praxair2OT6 | 6 | 1988-12-01 | 2050-12-31 | LADWP |  |  | LADWP | Steam | ST
PRCTVY_1_MIGBT1 | PRCTVY_1_MIGBT1 | Miguel BESS | 2 | 2018-12-01 | 2099-01-01 | SDGE |  |  | SDGE | Battery Storage | Li-ion Battery | [6 empty] | 8 | 4
PrescoEnergy | Presco Energy | Presco Energy | 15 | 2016-01-01 | 2050-12-01 | NEVP |  |  | NEVP | Geothermal | Geothermal
PrescottPVAgg | Prescott PV Agg | Prescott PV Agg | 13 | 2002-10-01 | 2050-01-01 | AZPS |  |  | AZPS | Solar_Fixed | Solar |  | Prescott Solar Plant |  |  |  | SOLAR_FIXED__AZ_PHOENIX_V2024
Priest_Rapids | Priest Rapids | Priest Rapids | 858 | 1959-10-01 | 2050-12-31 | GCPD |  |  | BPAT | Hydro | Hydro |  | Priest Rapids | 8 | 9 | 10
PRIMM_2_SOLAR1 | PRIMM_2_SOLAR1 | Silver State South | 250 | 2016-08-01 | 2050-12-01 | NEVP |  |  | NEVP | Solar_1Axis | Solar | SCE | Silver State Solar Power South |  |  |  | SOLAR_1AXIS_NV_CLARK_BOULDER_V2024
Primrose_1 | Primrose_1 | Primrose_1 | 100 | 1998-12-01 | 2050-12-31 | AESO |  |  | BCHA_AESO | Cogen | CHP
Primrose_East_641S_Gas | Primrose East 641S Gas | Primrose East 641S Gas | 32 | 2022-08-01 | 2050-12-31 | AESO |  |  | BCHA_AESO | CT | Peaker
PrinevilleSolarEnergyLLC | Prineville Solar Energy LLC (PV-45255-01) | Prineville Solar Energy LLC (PV-45255-01) | 40.7 | 2020-12-01 | 2040-12-01 | PACW |  |  | PACW | Solar_1Axis | Solar |  | Prineville Solar Energy LLC |  |  |  | SOLAR_1AXIS__OR_MEDFORD_V2024
PROLOGIS_COMMERCE_4 |  | PROLOGIS COMMERCE 4 | 1.24 | 2025-06-01 | 2050-12-01 | SCE |  |  | SCE | Solar_1Axis | Solar | [5 empty] | SOLAR_1AXIS_CA_LOSANGELES_PALMDALE_V2024
PROLOGIS_EAVES_1 |  | PROLOGIS EAVES 1 | 0.68 | 2025-06-01 | 2050-12-01 | SCE |  |  | SCE | Solar_1Axis | Solar | [5 empty] | SOLAR_1AXIS_CA_LOSANGELES_PALMDALE_V2024
PROLOGIS_EAVES_3 |  | PROLOGIS EAVES 3 | 0.67 | 2025-06-01 | 2050-12-01 | SCE |  |  | SCE | Solar_1Axis | Solar | [5 empty] | SOLAR_1AXIS_CA_LOSANGELES_PALMDALE_V2024
PROLOGIS_SOUTHBAY_20 |  | PROLOGIS SOUTHBAY 20 | 1.32 | 2025-06-01 | 2050-12-01 | SCE |  |  | SCE | Solar_1Axis | Solar | [5 empty] | SOLAR_1AXIS_CA_LOSANGELES_PALMDALE_V2024
PROLOGIS_SOUTHBAY_6 |  | PROLOGIS SOUTHBAY 6 | 1.38 | 2025-06-01 | 2050-12-01 | SCE |  |  | SCE | Solar_1Axis | Solar | [5 empty] | SOLAR_1AXIS_CA_LOSANGELES_PALMDALE_V2024
Prospect_SOregon1 | Utility Solar+Storage - PV - S-Oregon1BA52.5 | Utility Solar+Storage - PV - S-Oregon1BA52.5 | 52.5 | 2024-01-01 | 2050-12-01 | PACW |  |  | PACW | Battery Storage | Li-ion Battery | [6 empty] | 210 | 4
Prospect1 | Prospect1 | Prospect1 | 3.76 | 1912-01-01 | 2038-12-31 | PACW |  |  | PACW | Hydro | Hydro |  | Prospect 1 | 1
Prospect2_1 | Prospect2-1 | Prospect2-1 | 16 | 1928-01-01 | 2038-12-31 | PACW |  |  | PACW | Hydro | Hydro |  | Prospect 2 | 1
Prospect2_2 | Prospect2-2 | Prospect2-2 | 16 | 1928-02-01 | 2038-12-31 | PACW |  |  | PACW | Hydro | Hydro |  | Prospect 2 | 2
Prospect3 | Prospect3 | Prospect3 | 7.2 | 1932-04-01 | 2069-12-31 | PACW |  |  | PACW | Hydro | Hydro |  | Prospect 3 | 1
Prospect4 | Prospect4 | Prospect4 | 1 | 1944-11-01 | 2038-12-31 | PACW |  |  | PACW | Hydro | Hydro |  | Prospect 4 | 1
Prosperity_Energy_Storage | Prosperity Energy Storage | Prosperity Energy Storage | 0.8 | 2011-09-19 | 2050-12-31 | PNM |  |  | PNM_EPE | Battery Storage | Li-ion Battery | [6 empty] | 3.2 | 4
Prosperity_Solar | Prosperity Solar | Prosperity Solar | 0.5 | 2011-09-01 | 2050-12-31 | PNM |  |  | PNM_EPE | Solar_Fixed | Solar |  | Prosperity Energy Storage Facility Hybrid | GEN-1 |  |  | SOLAR_FIXED__NM_ALBUQUERQUE_V2024
PROXSR_2_PROSR1 | PROXSR_2_PROSR1 | Proxima Solar | 120 | 2024-05-01 | 2050-12-01 | PGE | PROXIMASOLAR | 2023-10-05 | PGE | Paired_Solar_1Axis | Solar |  | Proxima | PRXMA |  |  | SOLAR_1AXIS_CA_MERCED_LOSBANOS_V2024
PROXSR_2_PS1BT1 | PROXSR_2_PS1BT1 | Proxima Solar BESS 1A | 40 | 2024-05-01 | 2050-12-01 | PGE | PROXIMASTORAGE | 2023-10-05 | PGE | Paired_BattStorage | Li-ion Battery |  | Proxima | PRXBS |  |  |  | 20 | 0.5 | PROXSR_2_PROSR1 |  | Y
PROXSR_2_PS1BT2 | PROXSR_2_PS1BT2 | Proxima Solar BESS 1B | 32 | 2024-05-01 | 2050-12-01 | PGE | PROXIMASTORAGE | 2023-10-05 | PGE | Paired_BattStorage | Li-ion Battery |  | Proxima | PRXBS |  |  |  | 20 | 0.625 | PROXSR_2_PROSR1 |  | Y
PROXSR_2_PS1SR2 | PROXSR_2_PS1SR2 | Proxima Solar 1B | 70 | 2024-05-01 | 2050-12-01 | PGE | PROXIMASOLAR | 2023-10-05 | PGE | Paired_Solar_1Axis | Solar |  | Proxima | PRXMA |  |  | SOLAR_1AXIS_CA_MERCED_LOSBANOS_V2024
PROXSR_2_PS2BT3 | PROXSR_2_PS2BT3 | Proxima Solar BESS 2 | 90 | 2024-05-01 | 2050-12-01 | PGE | PROXIMASTORAGE | 2023-10-05 | PGE | Paired_BattStorage | Li-ion Battery |  | Proxima | PRXBS |  |  |  | 20 | 0.22222 | PROXSR_2_PROSR1 |  | Y
PSCO_HY_Agg_Pitkin_Co | PSCO HY Agg Pitkin Co | PSCO HY Agg Pitkin Co | 5.45 | 1999-12-01 | 2050-12-31 | PSCO |  |  | PSCO | Hydro | Hydro
PSCO_PV_Multi_Co_Agg | PSCO PV Multi Co Agg | PSCO PV Multi Co Agg | 29.5 | 2022-03-01 | 2050-12-31 | PSCO |  |  | PSCO | Solar_1Axis | Solar | [5 empty] | SOLAR_1AXIS__CO_DENVER_V2024
PSCO_PV_NT_Agg_El_Paso_Co_2 | PSCO PV-NT Agg El Paso Co 2 | PSCO PV-NT Agg El Paso Co 2 | 3.44 | 2012-10-01 | 2050-12-31 | WACM |  |  | WACM | Solar_Fixed | Solar | [5 empty] | SOLAR_FIXED__CO_DENVER_V2024
PSCO_PV_T_Agg_El_Paso_Co_1 | PSCO PV-T Agg El Paso Co 1 | PSCO PV-T Agg El Paso Co 1 | 2.5 | 2015-08-01 | 2050-12-31 | WACM |  |  | WACM | Solar_1Axis | Solar | [5 empty] | SOLAR_1AXIS__CO_DENVER_V2024
PSWEET_1_STCRUZ | PSWEET_1_STCRUZ | Santa Cruz Energy LLC | 1.6 | 2010-02-01 | 2050-12-01 | PGE |  |  | PGE | Biogas | Biogas |  | Santa Cruz Energy | [9 empty] | 0 | 0 | 0 | 0 | 0 | 0 | 0 | 0 | 0 | 0 | 0 | 0
PtarmiganCreek1 | PtarmiganCreek1 | PtarmiganCreek1 | 1.2 | 1993-01-01 | 2050-12-31 | BCHA |  |  | BCHA_AESO | Hydro | Hydro
PtarmiganCreek2 | PtarmiganCreek2 | PtarmiganCreek2 | 1.2 | 1993-01-01 | 2050-12-31 | BCHA |  |  | BCHA_AESO | Hydro | Hydro
PtarminganCreek3 | PtarminganCreek3 | PtarminganCreek3 | 1.2 | 1993-01-01 | 2050-12-31 | BCHA |  |  | BCHA_AESO | Hydro | Hydro
Pueblo_Airport_1 | Pueblo Airport 1 | Pueblo Airport 1 | 47 | 2012-01-01 | 2050-12-31 | PSCO |  |  | PSCO | CT | Peaker |  | Pueblo Airport Generating Station | GT1
Pueblo_Airport_2 | Pueblo Airport 2 | Pueblo Airport 2 | 47 | 2012-01-01 | 2050-12-31 | PSCO |  |  | PSCO | CT | Peaker |  | Pueblo Airport Generating Station | GT2
Pueblo_Airport_3_CC | Pueblo Airport 3 CC | Pueblo Airport 3 CC | 99 | 2012-01-01 | 2050-12-31 | PSCO |  |  | PSCO | CC | CCGT |  | Pueblo Airport Generating Station | 4 | 43 | 5
Pueblo_Airport_4_CC | Pueblo Airport 4 CC | Pueblo Airport 4 CC | 99 | 2012-01-01 | 2050-12-31 | PSCO |  |  | PSCO | CC | CCGT |  | Pueblo Airport Generating Station | 53 | 6 | 7
Pueblo_IC_1_5 | Pueblo IC 1-5 | Pueblo IC 1-5 | 10 | 1964-12-01 | 2050-12-31 | PSCO |  |  | PSCO | ICE | Reciprocating_Engine |  | Pueblo | IC1 | IC3 | IC4
Puget_Sound | Puget_Sound | Puget_Sound | 12 | 2001-01-01 | 2050-12-31 | PSEI |  |  | BPAT | CT | Peaker
Puntledge_1 | Puntledge_1 | Puntledge_1 | 24 | 1955-01-01 | 2050-12-31 | BCHA |  |  | BCHA_AESO | Hydro | Hydro
PUTHCR_1_PCNSB1 | PUTHCR_1_PCNSB1 | Putah Creek Solar Farm North | 3 | 2022-10-01 | 2099-01-01 | PGE |  |  | PGE | Solar_1Axis | Solar |  | Putah Creek Solar Farm North |  |  |  | SOLAR_1AXIS_CA_YOLO_WOODLAND_V2024
PUTHCR_1_SOLAR1 | PUTHCR_1_SOLAR1 | Putah Creek Solar Farm | 1.98 | 2014-12-01 | 2050-12-01 | PGE |  |  | PGE | Solar_Fixed | Solar |  | Putah Creek Solar Farm |  |  |  | SOLAR_FIXED_CA_YOLO_WOODLAND_V2024
PVERDE_5_SCEDYN | PVERDE_5_SCEDYN | PVERDE_5_SCEDYN | 635 | 1988-01-01 | 2050-12-01 | SCE |  |  | SCE | Nuclear | Nuclear |  | Palo Verde
PVREA_Community_Solar_3_Coyote_Ridge | PVREA Community Solar 3 (Coyote Ridge) | PVREA Community Solar 3 (Coyote Ridge) | 1.5 | 2017-09-01 | 2050-12-31 | WACM |  |  | WACM | Solar_1Axis | Solar |  | Coyote Ridge Community Solar |  |  |  | SOLAR_1AXIS__CO_DENVER_V2024
PWEST_1_UNIT | PWEST_1_UNIT | PACIFIC WEST 1 WIND GENERATION | 2.1 | 1999-06-01 | 2050-12-01 | SCE |  |  | SCE | Wind | Wind | [5 empty] | WIND_CPUCV2024c_CSD_CARIVERSIDE
PwrCountyN | PwrCountyN | PwrCountyN | 45 | 2011-12-01 | 2031-12-22 | PACE |  |  | PACE | Wind | Wind |  | Power County Wind Park North |  |  |  | WIND_CPUCV2024c_EIA_IDAHO
Pyramid_1 | Pyramid 1 | Pyramid 1 | 46 | 2003-06-01 | 2050-12-31 | PNM |  |  | PNM_EPE | CT | Peaker |  | Pyramid | 1
Pyramid_2 | Pyramid 2 | Pyramid 2 | 46 | 2003-06-01 | 2050-12-31 | PNM |  |  | PNM_EPE | CT | Peaker |  | Pyramid | 2
Pyramid_3 | Pyramid 3 | Pyramid 3 | 46 | 2003-06-01 | 2050-12-31 | PNM |  |  | PNM_EPE | CT | Peaker |  | Pyramid | 3
Pyramid_4 | Pyramid 4 | Pyramid 4 | 46 | 2003-06-01 | 2050-12-31 | PNM |  |  | PNM_EPE | CT | Peaker |  | Pyramid | 4
quA_ymn_Solar_NNTC1PV_T15 | quA-ymn Solar (NNTC)1PV-T15 | quA-ymn Solar (NNTC)1PV-T15 | 15 | 2023-02-01 | 2050-12-31 | BCHA |  |  | BCHA_AESO | Solar_1Axis | Solar | [5 empty] | SOLAR_1AXIS__WA_SEATTLE_V2024
QualcoDairyDigester | Qualco Dairy DigesterIC1IC0.45 | Qualco Dairy DigesterIC1IC0.45 | 0.45 | 2014-10-01 | 2050-12-01 | BPAT |  |  | BPAT | Biomass/Wood | Biomass
Quality_Wind_1 | Quality_Wind_1 | Quality_Wind_1 | 39.6 | 2012-11-01 | 2050-12-31 | BCHA |  |  | BCHA_AESO | Wind | Wind | [5 empty] | WIND_CPUCV2024c_ONSHORE_BCPEACERIVER
Quality_Wind_2 | Quality_Wind_2 | Quality_Wind_2 | 41.4 | 2012-11-01 | 2050-12-31 | BCHA |  |  | BCHA_AESO | Wind | Wind | [5 empty] | WIND_CPUCV2024c_ONSHORE_BCPEACERIVER
Quality_Wind_3 | Quality_Wind_3 | Quality_Wind_3 | 30 | 2012-11-01 | 2050-12-31 | BCHA |  |  | BCHA_AESO | Wind | Wind | [5 empty] | WIND_CPUCV2024c_ONSHORE_BCPEACERIVER
Quality_Wind_4 | Quality_Wind_4 | Quality_Wind_4 | 30.6 | 2012-11-01 | 2050-12-31 | BCHA |  |  | BCHA_AESO | Wind | Wind | [5 empty] | WIND_CPUCV2024c_ONSHORE_BCPEACERIVER
QueenCreekSolar | Queen Creek Solar | Queen Creek Solar | 19 | 2012-10-01 | 2032-10-01 | SRP |  |  | SRP | Solar_Fixed | Solar |  | Queen Creek Solar Farm |  |  |  | SOLAR_FIXED__AZ_PHOENIX_V2024
Quichapa_Solar_Agg | Quichapa Solar Agg | Quichapa Solar Agg | 9 | 2016-12-01 | 2036-05-29 | PAUT |  |  | PACE | Solar_1Axis | Solar |  | Quichapa 1 |  |  |  | SOLAR_1AXIS__UT_SALTLAKECITY_V2024
QuincyChute | QuincyChute | QuincyChute | 9.4 | 1985-10-01 | 2050-12-31 | GCPD |  |  | BPAT | Hydro | Hydro |  | Quincy Chute
RafaelSolarPV | Rafael SolarRSPV1PV-NT2.2 | Rafael SolarRSPV1PV-NT2.2 | 2.2 | 2019-10-01 | 2050-01-01 | PortlandGE |  |  | PortlandGE | Solar_Fixed | Solar |  | Rafael Solar |  |  |  | SOLAR_FIXED__OR_PORTLAND_V2024
Raft_River1 | Raft River Geothermal | Raft River Geothermal | 12 | 2007-11-01 | 2050-12-31 | IPMV |  |  | IPCO | Geothermal | Geothermal |  | Raft River Geothermal Power Plant
Raging_River2_1 | Raging_River2_1 | Raging_River2_1 | 4 | 2012-01-01 | 2050-12-31 | BCHA |  |  | BCHA_AESO | Hydro | Hydro
Raging_River2_2 | Raging_River2_2 | Raging_River2_2 | 4 | 2012-01-01 | 2050-12-31 | BCHA |  |  | BCHA_AESO | Hydro | Hydro
Railroad_Solar_Center | Railroad Solar Center | Railroad Solar Center | 4.5 | 2016-12-01 | 2050-12-31 | IPTV |  |  | IPCO | Solar_Fixed | Solar |  | Railroad Solar Center, LLC |  |  |  | SOLAR_FIXED__OR_PORTLAND_V2024
Rainbow4_4 | Rainbow4_4 | Rainbow4_4 | 45 | 1999-02-01 | 2050-12-31 | AESO |  |  | BCHA_AESO | CT | Peaker
Rainbow5_5 | Rainbow5_5 | Rainbow5_5 | 45 | 2001-12-01 | 2050-12-31 | AESO |  |  | BCHA_AESO | CT | Peaker
Rainbow9 | Rainbow9 | Rainbow9 | 60 | 2013-04-01 | 2050-12-31 | NWMT |  |  | NWMT_WAUW | Hydro | Hydro |  | Rainbow (MT) | RAI9
Ralston_1 | Ralston_1 | Ralston_1 | 20 | 2015-05-01 | 2050-12-31 | AESO |  |  | BCHA_AESO | CT | Peaker
RAMON_2_SCEDYN | RAMON_2_SCEDYN | RAMON_2_SCEDYN | 106.18 | 2016-09-01 | 2050-12-01 | IID |  |  | IID | Geothermal | Geothermal | SCE
Ramonas_L_1 | Ramonas_L_1 | Ramonas_L_1 | 7 | 2018-05-01 | 2050-12-31 | BCHA |  |  | BCHA_AESO | Hydro | Hydro
Ramonas_U_1 | Ramonas_U_1 | Ramonas_U_1 | 7 | 2018-12-01 | 2050-12-31 | BCHA |  |  | BCHA_AESO | Hydro | Hydro
RANCHO_2_SMUDSYSDYN | RANCHO_2_SMUDSYSDYN | SMUD Regulation Market | 124 | 2017-03-01 | 2050-12-31 | NCNC |  |  | NCNC | CC | CCGT
Rancho_Seco_SolarII | Rancho Seco Solar II1PV-T160 | Rancho Seco Solar II1PV-T160 | 160 | 2021-02-01 | 2050-12-01 | NCNC |  |  | NCNC | Solar_1Axis | Solar |  | Rancho Seco Solar II, LLC |  |  |  | SOLAR_1AXIS__AZ_TUCSON_V2024
Raptor_Ridge_Community_Solar | Raptor Ridge Community Solar | Raptor Ridge Community Solar | 10.2 | 2021-11-01 | 2050-12-31 | TEPC |  |  | TEPC | Solar_Fixed | Solar |  | Raptor Ridge | RRS |  |  | SOLAR_FIXED__AZ_TUCSON_V2024
Rathdrum_1 | Rathdrum_1 | Rathdrum_1 | 89 | 1994-12-01 | 2050-12-01 | BPAT |  |  | BPAT | CT | Peaker |  | Rathdrum | 1
Rathdrum_2 | Rathdrum_2 | Rathdrum_2 | 88 | 1994-12-01 | 2050-12-01 | BPAT |  |  | BPAT | CT | Peaker |  | Rathdrum | 2
RathdrumCC_Total | RathdrumCC-Total | RathdrumCC-Total | 282 | 2001-09-01 | 2050-12-01 | BPAT |  |  | BPAT | CC | CCGT |  | Rathdrum Power LLC
RATSKE_2_NROSR1 | RATSKE_2_NROSR1 | North Rosamond Solar | 150 | 2019-06-01 | 2050-12-01 | SCE |  |  | SCE | Solar_1Axis | Solar |  | North Rosamond Solar LLC |  |  |  | SOLAR_1AXIS_CA_KERN_ROSAMOND_V2024
RATSKE_2_RBSSB1 | RATSKE_2_RBSSB1 | Rabbitbrush Solar 1 | 100 | 2022-10-01 | 2050-12-01 | SCE | RABBITBRUSHSTORAGE | 2023-10-05 | SCE | Paired_Solar_1Axis | Solar |  | Rabbitbrush Solar, LLC | GEN01 |  |  | SOLAR_1AXIS_CA_KERN_ROSAMOND_V2024
RATSKE_2_RBSSB2 | RATSKE_2_RBSSB2 | Rabbitbrush Solar 2 | 20 | 2022-10-01 | 2050-12-01 | SCE |  |  | SCE | Paired_BattStorage | Li-ion Battery |  | Rabbitbrush Solar, LLC | RBBAT |  |  |  | 50 | 2.5 | RATSKE_2_RBSSB1
Rattlesnake_Ridge | Rattlesnake Ridge | Rattlesnake Ridge | 117.6 | 2021-11-01 | 2050-12-31 | AESO |  |  | BCHA_AESO | Wind | Wind | [5 empty] | WIND_CPUCV2024c_ONSHORE_ABCYPRESS
Rattlesnake_Solar | Rattlesnake Solar | Rattlesnake Solar | 6 | 2020-11-01 | 2050-12-31 | PSCO |  |  | PSCO | Solar_1Axis | Solar | [5 empty] | SOLAR_1AXIS__CO_DENVER_V2024
Rattlesnake_Wind | Rattlesnake WindWT15 | Rattlesnake WindWT15 | 15 | 2025-06-01 | 2050-12-01 | BPAT |  |  | BPAT | Wind | Wind | [5 empty] | WIND_CPUCV2024c_EIA_OREGON
Rawhide_1 | Rawhide 1 | Rawhide 1 | 280 | 1984-04-01 | 2029-12-31 | PSCO |  |  | PSCO | Coal | Coal |  | Rawhide | 1
Rawhide_A | Rawhide A | Rawhide A | 70 | 2002-06-01 | 2050-12-31 | PSCO |  |  | PSCO | CT | Peaker |  | Rawhide | A
Rawhide_B | Rawhide B | Rawhide B | 70 | 2002-08-01 | 2050-12-31 | PSCO |  |  | PSCO | CT | Peaker |  | Rawhide | B
Rawhide_C | Rawhide C | Rawhide C | 70 | 2002-10-01 | 2050-12-31 | PSCO |  |  | PSCO | CT | Peaker |  | Rawhide | C
Rawhide_D | Rawhide D | Rawhide D | 70 | 2004-06-01 | 2050-12-31 | PSCO |  |  | PSCO | CT | Peaker |  | Rawhide | D
Rawhide_F | Rawhide F | Rawhide F | 130 | 2008-06-01 | 2050-12-31 | PSCO |  |  | PSCO | CT | Peaker |  | Rawhide | F
Rawhide_Prairie | Rawhide Prairie | Rawhide Prairie | 22 | 2021-03-19 | 2050-12-31 | PSCO |  |  | PSCO | Solar_1Axis | Solar |  | Rawhide Prairie Solar Hybrid | PV1 |  |  | SOLAR_1AXIS__CO_DENVER_V2024
Rawhide_Prairie1BA1 | Rawhide Prairie1BA1 | Rawhide Prairie1BA1 | 1 | 2021-03-01 | 2050-12-31 | PSCO |  |  | PSCO | Battery Storage | Li-ion Battery |  | Rawhide Prairie Solar Hybrid | BA1 |  |  |  | 4 | 4
Rawhide_PV | Rawhide PV | Rawhide PV | 30 | 2016-10-01 | 2050-12-31 | PSCO |  |  | PSCO | Solar_Fixed | Solar | [5 empty] | SOLAR_FIXED__CO_DENVER_V2024
Ray_D_Nixon_1 | Ray D Nixon 1 | Ray D Nixon 1 | 208 | 1980-04-01 | 2050-12-31 | WACM |  |  | WACM | Coal | Coal |  | Ray D Nixon | 1
Ray_D_Nixon_GT1 | Ray D Nixon GT1 | Ray D Nixon GT1 | 30 | 1999-07-01 | 2050-12-31 | WACM |  |  | WACM | CT | Peaker |  | Ray D Nixon | GT1
Ray_D_Nixon_GT2 | Ray D Nixon GT2 | Ray D Nixon GT2 | 35 | 1999-07-01 | 2050-12-31 | WACM |  |  | WACM | CT | Peaker |  | Ray D Nixon | GT2
Raymond | Raymond | Raymond | 20 | 1994-05-01 | 2050-12-31 | AESO |  |  | BCHA_AESO | Hydro | Hydro
RCKCRK_7_UNIT_1 | RCKCRK_7_UNIT 1 | ROCK CREEK HYDRO UNIT 1 | 57 | 1950-01-01 | 2050-12-01 | PGE |  |  | PGE | Hydro | Hydro |  | Rock Creek | 1
RCKCRK_7_UNIT_2 | RCKCRK_7_UNIT 2 | ROCK CREEK HYDRO UNIT 2 | 56.9 | 1950-01-01 | 2050-12-01 | PGE |  |  | PGE | Hydro | Hydro |  | Rock Creek | 2
RDWAY_1_CREST | RDWAY_1_CREST | CREST Contracts | 6.5 | 2016-09-01 | 2050-12-01 | SCE |  |  | SCE | Solar_1Axis | Solar | [5 empty] | SOLAR_1AXIS__CA_LOSANGELES_V2024
RDWAY_1_SCKSR1 | RDWAY_1_SCKSR1 | Sheep Creek | 3 | 2023-07-01 | 2050-12-01 | SCE |  |  | SCE | Solar_1Axis | Solar |  | Sheep Creek Community Solar Farm |  |  |  | SOLAR_1AXIS_CA_SANBERNARDINO_APPLEVALLEY_V2024
RDWAY_1_WA2SR3 | RDWAY_1_WA2SR3 | Watts II | 0.5 | 2024-01-01 | 2050-12-01 | SCE |  |  | SCE | Solar_1Axis | Solar | [5 empty] | SOLAR_1AXIS__CA_LOSANGELES_V2024
RDWAY_1_WAISR2 | RDWAY_1_WAISR2 | Watts I | 1.5 | 2024-03-01 | 2050-12-01 | SCE |  |  | SCE | Solar_1Axis | Solar | [5 empty] | SOLAR_1AXIS__CA_LOSANGELES_V2024
RECTOR_2_CREST | RECTOR_2_CREST | Rector Aggregate Solar Resources | 10.5 | 2016-12-01 | 2050-12-01 | SCE |  |  | SCE | Solar_Fixed | Solar | [5 empty] | SOLAR_FIXED__CA_LOSANGELES_V2024
RECTOR_2_IVANPV | RECTOR_2_IVANPV | Ivanhoe Tulare PV | 3.5 | 2022-01-01 | 2099-01-01 | SCE |  |  | SCE | Solar_Fixed | Solar |  | Ivanhoe Solar |  |  |  | SOLAR_FIXED_CA_TULARE_PORTERVILLE_V2024
RECTOR_2_KAWEAH | RECTOR_2_KAWEAH | KAWEAH PH 2 & 3 PSP AGGREGATE | 6.55 | 1913-01-01 | 2050-12-01 | SCE |  |  | SCE | Hydro | Hydro |  | Kaweah 3 | 1 | 2
RECTOR_2_KAWH_1 | RECTOR_2_KAWH 1 | KAWEAH PH 1 UNIT 1 | 2.25 | 1929-01-01 | 2050-12-01 | SCE |  |  | SCE | Hydro | Hydro |  | Kaweah 1 | 1
RECTOR_2_QF | RECTOR_2_QF | Kaweah Unit 1 | 20.09 | 2020-05-01 | 2050-12-01 | SCE |  |  | SCE | Hydro | Hydro | [11 empty] | 0 | 0 | 0 | 0 | 5.2 | 12.74 | 4.8 | 0 | 0 | 0 | 0 | 0
RECTOR_2_TFDBM1 | RECTOR_2_TFDBM1 | Two Fiets Dairy Digester | 0.8 | 2019-01-01 | 2050-12-01 | SCE |  |  | SCE | Biogas | Biogas | [11 empty] | 0.02 | 0.02 | 0.02 | 0.02 | 0.02 | 0.02 | 0.02 | 0.02 | 0.02 | 0.02 | 0.02 | 0.02
RECTOR_2_VISSR1 | RECTOR_2_VISSR1 | Visalia CSG | 3 | 2024-05-01 | 2050-01-01 | SCE |  |  | SCE | Solar_1Axis | Solar |  | Visalia CSG LLC |  |  |  | SOLAR_1AXIS_CA_TULARE_PORTERVILLE_V2024
RECTOR_7_TULARE | RECTOR_7_TULARE | MM Tulare | 1.5 | 1998-05-01 | 2050-12-01 | SCE |  |  | SCE | Biomass/Wood | Biomass |  | MM Tulare Energy | [9 empty] | 0.02 | 0.02 | 0.02 | 0.02 | 0.02 | 0.02 | 0.02 | 0.02 | 0.02 | 0.02 | 0.02 | 0.02
Red_Hawk_CC1a | Red Hawk CC1a | Red Hawk CC1a | 272.5 | 2002-07-01 | 2050-12-31 | TH_PV | Redhawk_CC1 | 2023-10-05 | WALC | CC | CCGT |  | Red Hawk | CT1A
Red_Hawk_CC1b | Red Hawk CC1b | Red Hawk CC1b | 272.5 | 2002-07-01 | 2050-12-31 | TH_PV | Redhawk_CC1 | 2023-10-05 | WALC | CC | CCGT
Red_Hawk_CC2a | Red Hawk CC2a | Red Hawk CC2a | 272.5 | 2002-07-01 | 2050-12-31 | TH_PV | Redhawk_CC2 | 2023-10-05 | WALC | CC | CCGT |  | Red Hawk | CT2A
Red_Hawk_CC2b | Red Hawk CC2b | Red Hawk CC2b | 272.5 | 2002-07-01 | 2050-12-31 | TH_PV | Redhawk_CC2 | 2023-10-05 | WALC | CC | CCGT
Red_Horse_2_Solar | Red Horse 2 Solar | Red Horse 2 Solar | 41 | 2015-08-01 | 2035-08-31 | TEPC |  |  | TEPC | Solar_1Axis | Solar |  | Red Horse 2 | RH2S |  |  | SOLAR_1AXIS__NM_ALBUQUERQUE_V2024
Red_Horse_2_Wind | Red Horse 2 Wind | Red Horse 2 Wind | 30 | 2016-06-01 | 2036-06-28 | TEPC |  |  | TEPC | Wind | Wind |  | Red Horse 2 | RH2W |  |  | WIND_CPUCV2024c_EIA_ARIZONA
Red_Horse_3_Solar | Red Horse 3 Solar | Red Horse 3 Solar | 30 | 2016-05-01 | 2036-04-15 | TEPC |  |  | TEPC | Solar_1Axis | Solar |  | Red Horse III | RH3 |  |  | SOLAR_1AXIS__NM_ALBUQUERQUE_V2024
Red_Mesa | Red Mesa | Red Mesa | 102.4 | 2010-12-01 | 2050-12-31 | PNM |  |  | PNM_EPE | Wind | Wind |  | Red Mesa Wind LLC |  |  |  | WIND_CPUCV2024c_EIA_NEWMEXICO
Red_Mesa_Tapaha_Solar | Red Mesa Tapaha Solar | Red Mesa Tapaha Solar | 66 | 2022-06-01 | 2050-12-31 | PAUT |  |  | PACE | Solar_Fixed | Solar | [5 empty] | SOLAR_FIXED__UT_SALTLAKECITY_V2024
Red_Rock_BESS | Red Rock BESS | Red Rock BESS | 42.5 | 2023-06-01 | 2050-12-01 | AZPS |  |  | AZPS | Battery Storage | Li-ion Battery | [6 empty] | 124 | 2.9176
REDBLF_6_UNIT | REDBLF_6_UNIT | RED BLUFF PEAKER PLANT | 44 | 2001-08-01 | 2050-12-01 | PGE |  |  | PGE | ICE | Reciprocating_Engine |  | Red Bluff
REDCLOUD_3_PVDYN | Red Cloud | Red Cloud | 349.68 | 2021-06-01 | 2050-12-31 | PNM |  |  | PNM_EPE | Wind | Wind |  | Red Cloud Wind LLC |  |  |  | WIND_CPUCV2024c_EIA_NEWMEXICO
Redding_Power_1 | Redding Power 1 | Redding Power 1 | 17.03 | 1996-05-01 | 2050-12-01 | NCNC |  |  | NCNC | CT | Peaker |  | Redding Power | 1
Redding_Power_2 | Redding Power 2 | Redding Power 2 | 25.03 | 1996-05-01 | 2050-12-01 | NCNC |  |  | NCNC | CT | Peaker |  | Redding Power | 2
Redding_Power_3 | Redding Power 3 | Redding Power 3 | 25.03 | 1994-06-01 | 2050-12-01 | NCNC |  |  | NCNC | CT | Peaker |  | Redding Power | 3
Redding_Power_CC | Redding Power CC1a | Redding Power CC1a | 59.5 | 1989-01-01 | 2050-12-01 | NCNC |  |  | NCNC | CC | CCGT |  | Redding Power | 4
Redding_Power_CC1b | Redding Power CC1b | Redding Power CC1b | 59.5 | 2011-08-01 | 2050-12-31 | NCNC |  |  | NCNC | CC | CCGT
RedhawkSolar | Redhawk Solar | Redhawk Solar | 150 | 2023-09-01 | 2050-12-01 | WALC |  |  | WALC | Solar_1Axis | Solar |  | Red Hawk |  |  |  | SOLAR_1AXIS_NV_CLARK_BOULDER_V2024
RedHillsSolar | RedHillsSolar | RedHillsSolar | 80 | 2015-12-16 | 2036-12-30 | PAUT |  |  | PACE | Solar_Fixed | Solar | [5 empty] | SOLAR_FIXED_NV_CLARK_BOULDER_V2024
Redlands | Redlands | Redlands | 1.4 | 1931-08-01 | 2025-03-31 | PSCO |  |  | PSCO | Hydro | Hydro |  | Redlands Water & Power
REDMAN_2_SOLAR | REDMAN_2_SOLAR | Lancaster East Avenue F | 3.75 | 2017-08-01 | 2050-12-01 | SCE |  |  | SCE | Solar_Fixed | Solar | [5 empty] | SOLAR_1AXIS_CA_LOSANGELES_PALMDALE_V2024
REDMAN_6_AVSSR1 | REDMAN_6_AVSSR1 | Antelope Valley Solar | 3 | 2019-02-01 | 2050-12-01 | SCE |  |  | SCE | Solar_1Axis | Solar | [5 empty] | SOLAR_1AXIS__CA_LOSANGELES_V2024
REDWATER_GT_1 | REDWATER_GT_1 | REDWATER_GT_1 | 46 | 2001-09-01 | 2050-12-31 | AESO |  |  | BCHA_AESO | CT | Peaker
REEDLY_6_SOLAR | REEDLY_6_SOLAR | Terzian | 1.23 | 2014-06-01 | 2050-12-01 | PGE |  |  | PGE | Solar_2Axis | Solar |  | 2081 Terzian Solar Project |  |  |  | SOLAR_2AXIS_CA_KINGS_STRATFORD_V2024
Reeves_1 | Reeves 1 | Reeves 1 | 44 | 1960-08-01 | 2050-12-31 | PNM |  |  | PNM_EPE | Steam | ST |  | Reeves | 1
Reeves_2 | Reeves 2 | Reeves 2 | 44 | 1958-12-01 | 2050-12-31 | PNM |  |  | PNM_EPE | Steam | ST |  | Reeves | 2
Reeves_3 | Reeves 3 | Reeves 3 | 66 | 1962-07-01 | 2050-12-31 | PNM |  |  | PNM_EPE | Steam | ST |  | Reeves | 3
RENWD_1_QF | RENWD_1_QF | Renwind re-powering project | 10 | 2013-01-01 | 2050-12-01 | SCE |  |  | SCE | Wind | Wind | [5 empty] | WIND_CPUCV2024c_CSD_CARIVERSIDE
RESISTATION |  | RESISTATION | 11.6 | 2024-11-01 | 2099-01-01 | SCE |  |  | SCE | DR | Shed_DR
Revelstoke_1 | Revelstoke_1 | Revelstoke_1 | 500 | 1984-01-01 | 2050-12-31 | BCHA |  |  | BCHA_AESO | Hydro | Hydro
Revelstoke_2 | Revelstoke_2 | Revelstoke_2 | 500 | 1984-01-01 | 2050-12-31 | BCHA |  |  | BCHA_AESO | Hydro | Hydro
Revelstoke_3 | Revelstoke_3 | Revelstoke_3 | 500 | 1984-01-01 | 2050-12-31 | BCHA |  |  | BCHA_AESO | Hydro | Hydro
Revelstoke_4 | Revelstoke_4 | Revelstoke_4 | 500 | 1984-01-01 | 2050-12-31 | BCHA |  |  | BCHA_AESO | Hydro | Hydro
Revelstoke_5 | Revelstoke_5 | Revelstoke_5 | 500 | 2010-12-01 | 2050-12-31 | BCHA |  |  | BCHA_AESO | Hydro | Hydro
REXFORDSOLAR | REXFRD_2_RSFBX2 | Rexford Solar Farm BESS | 300 | 2024-12-01 | 2050-12-01 | PGE |  |  | PGE | Paired_Solar_1Axis | Solar |  | Rexford Solar Farm | 20SD8 |  |  | SOLAR_1AXIS_CA_KINGS_STRATFORD_V2024
REXFORDSTORAGE | REXFRD_2_RSFSX2 | Rexford Solar Farm | 180 | 2024-12-01 | 2050-12-01 | PGE |  |  | PGE | Paired_BattStorage | Li-ion Battery |  | Rexford Solar Farm | 20SDB |  |  |  | 540 | 3 | REXFORDSOLAR |  | Y
RFPResourcenPV | RFP Resourcen/aPV-NT100 | RFP Resourcen/aPV-NT100 | 100 | 2024-01-01 | 2050-01-01 | BPAT |  |  | BPAT | Solar_Fixed | Solar | [5 empty] | SOLAR_FIXED__OR_MEDFORD_V2024
Richard_Burdette_1 | Richard Burdette 1 | Richard Burdette 1 | 15 | 2005-11-01 | 2050-12-01 | NEVP |  |  | NEVP | Geothermal | Geothermal |  | Richard Burdette Geothermal | 1
Richard_Burdette_2 | Richard Burdette 2 | Richard Burdette 2 | 15 | 2005-11-01 | 2050-12-01 | NEVP |  |  | NEVP | Geothermal | Geothermal |  | Richard Burdette Geothermal | OEC2
RICHMN_1_CHVSR2 | RICHMN_1_CHVSR2 | Chevron 8.5 | 8.5 | 2017-12-01 | 2050-12-01 | PGE |  |  | PGE | Solar_1Axis | Solar |  | Marin Clean Energy Solar One |  |  |  | SOLAR_1AXIS_CA_TULARE_PORTERVILLE_V2024
RICHMN_1_SOLAR | RICHMN_1_SOLAR | Chevron 2 | 2 | 2017-12-01 | 2050-12-01 | PGE |  |  | PGE | Solar_1Axis | Solar | [5 empty] | SOLAR_1AXIS__CA_SANJOSE_V2024
RICHMN_7_BAYENV | RICHMN_7_BAYENV | BAY ENVIRONMENTAL (NOVE POWER) | 2.5 | 1985-01-01 | 2050-12-01 | PGE |  |  | PGE | Biogas | Biogas |  | Nove Power Plant | [9 empty] | 0.46 | 0.45 | 0.4 | 0.38 | 0.35 | 0.4 | 0.35 | 0.41 | 0.1 | 0.3 | 0.39 | 0.29
Ridgeway_1 | Ridgway Hydro Agg | Ridgway Hydro Agg | 8 | 2014-06-01 | 2050-12-31 | WACM |  |  | WACM | Hydro | Hydro
Rifle_CC | Rifle CC | Rifle CC | 78.9 | 1987-08-01 | 2050-12-31 | WACM |  |  | WACM | CC | CCGT |  | Rifle Generating Station | GT2 | GT3 | GT4
RileySolarPV | Riley SolarPVPV-NT10 | Riley SolarPVPV-NT10 | 10 | 2020-07-01 | 2050-12-01 | BPAT |  |  | BPAT | Solar_Fixed | Solar |  | Riley |  |  |  | SOLAR_FIXED__OR_MEDFORD_V2024
RimRockEnergy | RimRockEnergy | RimRockEnergy | 189 | 2012-08-01 | 2050-12-31 | NWMT |  |  | NWMT_WAUW | Wind | Wind | [5 empty] | WIND_CPUCV2024c_ONSHORE_ABCYPRESS
Rio_Arriba_Solar | Rio Arriba Solar | Rio Arriba Solar | 2.4 | 2020-02-01 | 2050-12-31 | PNM |  |  | PNM_EPE | Solar_1Axis | Solar | [5 empty] | SOLAR_1AXIS__NM_ALBUQUERQUE_V2024
Rio_Bravo | Rio Bravo | Rio Bravo | 148 | 2000-04-01 | 2050-12-31 | PNM |  |  | PNM_EPE | CT | Peaker |  | Rio Bravo
Rio_Communities_Solar_PV | Rio Communities Solar PV | Rio Communities Solar PV | 10 | 2015-12-01 | 2050-12-31 | PNM |  |  | PNM_EPE | Solar_1Axis | Solar |  | Rio Communities Solar Energy Center |  |  |  | SOLAR_1AXIS__NM_ALBUQUERQUE_V2024
Rio_Del_Oro_Energy_Center | Rio Del Oro Energy Center | Rio Del Oro Energy Center | 10 | 2019-05-01 | 2050-12-31 | PNM |  |  | PNM_EPE | Solar_1Axis | Solar |  | Rio De Oro Solar Energy Center |  |  |  | SOLAR_1AXIS__NM_ALBUQUERQUE_V2024
Rio_Rancho_Solar_Energy_Center | Rio Rancho Solar Energy Center | Rio Rancho Solar Energy Center | 10 | 2019-12-01 | 2050-12-31 | PNM |  |  | PNM_EPE | Solar_1Axis | Solar |  | Rio Rancho Solar Energy Center |  |  |  | SOLAR_1AXIS__NM_ALBUQUERQUE_V2024
RIOBRV_6_UNIT_1 | RIOBRV_6_UNIT 1 | RIO BRAVO HYDRO | 14 | 1989-05-01 | 2050-12-01 | PGE |  |  | PGE | Hydro | Hydro |  | Rio Bravo Hydro Project
RioGrande9 | RioGrande9 | RioGrande9 | 95 | 2013-05-01 | 2058-12-31 | EPE |  |  | PNM_EPE | CT | Peaker |  | Rio Grande | 9
RIOOSO_1_QF | RIOOSO_1_QF | SMALL QF AGGREGATION - GRASS VALLEY | 1.11 | 1984-01-01 | 2050-12-01 | PGE |  |  | PGE | Hydro | Hydro
Ripon_1 | Ripon 1 | Ripon 1 | 50 | 2006-06-01 | 2050-12-01 | NCNC |  |  | NCNC | CT | Peaker |  | Ripon Generation Station | 1
Ripon_2 | Ripon 2 | Ripon 2 | 50 | 2006-06-01 | 2050-12-01 | NCNC |  |  | NCNC | CT | Peaker |  | Ripon Generation Station | 2
River_Mill_1 | River_Mill_1 | River_Mill_1 | 5 | 1911-11-01 | 2050-12-31 | PortlandGE |  |  | PortlandGE | Hydro | Hydro |  | River Mill | 1
River_Mill_2 | River_Mill_2 | River_Mill_2 | 5 | 1911-12-01 | 2050-12-31 | PortlandGE |  |  | PortlandGE | Hydro | Hydro |  | River Mill | 2
River_Mill_3 | River_Mill_3 | River_Mill_3 | 5 | 1912-01-01 | 2050-12-31 | PortlandGE |  |  | PortlandGE | Hydro | Hydro |  | River Mill | 3
River_Mill_4 | River_Mill_4 | River_Mill_4 | 5 | 1927-12-01 | 2050-12-31 | PortlandGE |  |  | PortlandGE | Hydro | Hydro |  | River Mill | 4
River_Mill_5 | River_Mill_5 | River_Mill_5 | 5 | 1952-05-01 | 2050-12-31 | PortlandGE |  |  | PortlandGE | Hydro | Hydro |  | River Mill | 5
River_Road | River_Road | River_Road | 265 | 1997-12-01 | 2050-12-01 | BPAT |  |  | BPAT | CC | CCGT |  | River Road Gen Plant
RiverBendLandfillAgg | River Bend Landfill Agg | River Bend Landfill Agg | 4.8 | 2010-01-01 | 2050-12-01 | BPAT |  |  | BPAT | Biogas | Biogas |  | Riverbend Landfill
RiverValleySolar1PV | River Valley Solar1PV-NT1.9 | River Valley Solar1PV-NT1.9 | 1.9 | 2022-05-01 | 2050-12-01 | PortlandGE |  |  | PortlandGE | Solar_Fixed | Solar |  | River Valley Solar |  |  |  | SOLAR_FIXED__OR_PORTLAND_V2024
Riverview_Solar | Riverview Solar | Riverview Solar | 1.5 | 2019-11-01 | 2050-12-31 | WACM |  |  | WACM | Solar_1Axis | Solar |  | Riverview Solar |  |  |  | SOLAR_1AXIS__CO_DENVER_V2024
Riverview_Wind | Riverview Wind | Riverview Wind | 117.6 | 2019-09-01 | 2050-12-31 | AESO |  |  | BCHA_AESO | Wind | Wind | [5 empty] | WIND_CPUCV2024c_ONSHORE_ABCYPRESS
RNDMTN_2_SLSPHY1 | RNDMTN_2_SLSPHY1 | Silver Springs | 0.6 | 2017-08-01 | 2050-12-01 | PGE |  |  | PGE | Hydro | Hydro
RNDSBG_1_HZASR1 | RNDSBG_1_HZASR1 | Hazel A | 2.99 | 2019-11-01 | 2050-12-01 | SCE |  |  | SCE | Solar_1Axis | Solar | [5 empty] | SOLAR_1AXIS_CA_KERN_ROSAMOND_V2024
Robbs_Peak_H1 | Robbs Peak H1 | Robbs Peak H1 | 24.5 | 1965-10-01 | 2050-12-31 | NCNC |  |  | NCNC | Hydro | Hydro |  | Robbs Peak
Roberts_Tunnel_Hydro | 70123_ADS30_Roberts Tunnel Hydro | 70123_ADS30_Roberts Tunnel Hydro | 6.09 | 1988-01-01 | 2027-03-21 | PSCO |  |  | PSCO | Hydro | Hydro
Rock_Island | Rock Island | Rock Island | 503 | 1979-08-01 | 2050-12-31 | CHPD |  |  | BPAT | Hydro | Hydro |  | Rock Island | U-1 | U-2 | U-3
Rock_River | Rock River I | Rock River I | 49 | 2020-06-01 | 2050-12-31 | PAWY |  |  | PACE | Wind | Wind |  | Rock River I LLC |  |  |  | WIND_CPUCV2024c_EIA_WYOMING
Rocket_Solar_LLC | Rocket Solar LLC | Rocket Solar LLC | 80 | 2022-10-01 | 2047-10-30 | PAUT |  |  | PACE | Solar_1Axis | Solar |  | Rocket Solar, LLC |  |  |  | SOLAR_1AXIS__UT_SALTLAKECITY_V2024
RockGardenPV | Rock GardenPVPV-NT10 | Rock GardenPVPV-NT10 | 10 | 2020-06-01 | 2050-12-01 | BPAT |  |  | BPAT | Solar_Fixed | Solar |  | Rock Garden Solar, LLC |  |  |  | SOLAR_FIXED__OR_MEDFORD_V2024
Rockland | Rockland | Rockland | 80 | 2011-12-01 | 2050-12-31 | IPFE |  |  | IPCO | Wind | Wind |  | Rockland Wind Farm |  |  |  | WIND_CPUCV2024c_EIA_IDAHO
Rockmont_Solar_1 | Rockmont Solar-1 | Rockmont Solar-1 | 100 | 2022-05-10 | 2042-06-20 | PNM |  |  | PNM_EPE | Solar_1Axis | Solar |  | Rockmont Solar and Storage Project | 201LC |  |  | SOLAR_1AXIS__NM_ALBUQUERQUE_V2024
Rockmont_Storage_1 | Rockmont Storage-1 | Rockmont Storage-1 | 30 | 2023-07-01 | 2043-07-01 | PNM |  |  | PNM_EPE | Battery Storage | Li-ion Battery |  | Rockmont Solar and Storage Project | 309SJ |  |  |  | 120 | 4
RockSprings | Rock Springs | Rock Springs | 120 | 2024-06-01 | 2050-12-01 | NEVP |  |  | NEVP | Solar_1Axis | Solar | [5 empty] | SOLAR_1AXIS_NV_CLARK_BOULDER_V2024
Rockwood_1 | Rockwood 1 | Rockwood 1 | 25 | 1979-06-01 | 2050-12-01 | IID |  |  | IID | CT | Peaker |  | Rockwood | 1
Rockwood_2 | Rockwood 2 | Rockwood 2 | 25 | 1980-04-01 | 2050-12-01 | IID |  |  | IID | CT | Peaker |  | Rockwood | 2
Rocky_Brook | Rocky BrookHY1HY1.6 | Rocky BrookHY1HY1.6 | 13.8 | 1985-12-01 | 2050-12-31 | BPAT |  |  | BPAT | Hydro | Hydro
Rocky_Ford_1_5 | Rocky Ford 1-5 | Rocky Ford 1-5 | 10 | 1964-06-01 | 2050-12-31 | PSCO |  |  | PSCO | ICE | Reciprocating_Engine |  | Rocky Ford | IC1A | IC2 | IC3
Rocky_Ford_Blue_Door_Solar | Rocky Ford (Blue Door) Solar | Rocky Ford (Blue Door) Solar | 2 | 2023-06-01 | 2050-12-31 | PSCO |  |  | PSCO | Solar_1Axis | Solar | [5 empty] | SOLAR_1AXIS__CO_DENVER_V2024
Rocky_Mtn_CC1a | Rocky Mtn CC1a | Rocky Mtn CC1a | 312.5 | 2004-06-01 | 2049-12-31 | PSCO | RockyMtn_CC |  | PSCO | CC | CCGT |  | Rocky Mountain Energy Center | CTG1 | CTG2
Rocky_Mtn_CC1b | Rocky Mtn CC1b | Rocky Mtn CC1b | 312.5 | 2004-06-01 | 2049-12-31 | PSCO | RockyMtn_CC |  | PSCO | CC | CCGT |  | Rocky Mountain Energy Center | STG1
Rocky_Reach | Rocky Reach | Rocky Reach | 1254 | 1961-06-01 | 2050-12-31 | CHPD |  |  | BPAT | Hydro | Hydro |  | Rocky Reach | C-2 | C-3 | C-4
ROLLIN_6_UNIT | ROLLIN_6_UNIT | ROLLINS HYDRO | 13.5 | 1980-01-01 | 2050-12-01 | PGE |  |  | PGE | Hydro | Hydro |  | Rollins
Rolling_Hills_1 | Rolling_Hills_1 | Rolling_Hills_1 | 137.8 | 2019-12-01 | 2049-01-01 | PAWY |  |  | PACE | Wind | Wind | [5 empty] | WIND_CPUCV2024c_EIA_WYOMING
ROMOLA_5_MPBBT1 | ROMOLA_5_MPBBT1 | Menifee Power Bank | 230 | 2024-06-01 | 2050-01-01 | SCE |  |  | SCE | Battery Storage | Li-ion Battery |  | Menifee Power Bank | NOVA1 |  |  |  | 920 | 4
ROMOLA_5_MPBBT2 | ROMOLA_5_MPBBT2 | Menifee Power Bank 2 | 230 | 2024-06-01 | 2050-01-01 | SCE |  |  | SCE | Battery Storage | Li-ion Battery |  | Menifee Power Bank | NOVA2 |  |  |  | 920 | 4
ROMOLA_5_MPBBT3 | ROMOLA_5_MPBBT3 | Menifee Power Bank 3 | 50 | 2024-07-01 | 2050-01-01 | SCE |  |  | SCE | Battery Storage | Li-ion Battery |  | Menifee Power Bank | NOVA3 |  |  |  | 200 | 4
Roosevelt | Roosevelt | Roosevelt | 36 | 1973-03-01 | 2050-12-31 | SRP |  |  | SRP | Hydro | Hydro |  | Roosevelt | ROOS
ROSAMOND_SOUTH |  | ROSAMOND SOUTH | 250 | 2025-04-01 | 2050-12-01 | PGE |  |  | PGE | Hybrid_Solar_1Axis | Solar | [5 empty] | SOLAR_1AXIS_CA_KERN_ROSAMOND_V2024
RoseburgBiomass | Roseburg Biomass | Roseburg Biomass | 5.4 | 2021-02-01 | 2050-12-01 | PACW | RoseburgBiomass_2021 |  | PACW | Biomass/Wood | Biomass
RoseburgForestProductsCompanyDillard1 | Roseburg Forest Products Company - Dillard1ST5 | Roseburg Forest Products Company - Dillard1ST5 | 5 | 1955-01-01 | 2028-12-01 | PACW |  |  | PACW | Biomass/Wood | Biomass
RoseburgForestProductsCompanyDillard2 | Roseburg Forest Products Company - Dillard2ST5 | Roseburg Forest Products Company - Dillard2ST5 | 5 | 1955-01-01 | 2028-12-01 | PACW |  |  | PACW | Biomass/Wood | Biomass
RoseburgForestProductsCompanyDillard3 | Roseburg Forest Products Company - Dillard3ST8 | Roseburg Forest Products Company - Dillard3ST8 | 8 | 1955-01-01 | 2028-12-01 | PACW |  |  | PACW | Biomass/Wood | Biomass
RoseburgForestProductsCompanyDillard4 | Roseburg Forest Products Company - Dillard4ST13.8 | Roseburg Forest Products Company - Dillard4ST13.8 | 13.8 | 1955-01-01 | 2028-12-01 | PACW |  |  | PACW | Biomass/Wood | Biomass
RoseburgForestProductsCompanyDillard5 | Roseburg Forest Products Company - Dillard5ST11.5 | Roseburg Forest Products Company - Dillard5ST11.5 | 11.5 | 1955-01-01 | 2028-12-01 | PACW |  |  | PACW | Biomass/Wood | Biomass
RoseburgForestProductsCompanyDillard6 | Roseburg Forest Products Company - Dillard6ST11.5 | Roseburg Forest Products Company - Dillard6ST11.5 | 11.5 | 1955-01-01 | 2028-12-01 | PACW |  |  | PACW | Biomass/Wood | Biomass
RoseburgLandfillGasEnergySouthGate | Roseburg Landfill Gas Energy (South Gate)1IC1.6 | Roseburg Landfill Gas Energy (South Gate)1IC1.6 | 1.6 | 2011-12-01 | 2032-04-01 | PACW |  |  | PACW | Biogas | Biogas |  | Roseburg LFG
Roseville_1 | Roseville 1 | Roseville 1 | 25.6 | 1986-05-01 | 2050-12-01 | NCNC |  |  | NCNC | CT | Peaker |  | Roseville Power Plant #2 | 1
Roseville_2 | Roseville 2 | Roseville 2 | 25.6 | 1986-04-01 | 2050-12-01 | NCNC |  |  | NCNC | CT | Peaker |  | Roseville Power Plant #2 | 2
Roseville_EP_CC | Roseville EP CC | Roseville EP CC | 81 | 2007-08-01 | 2050-12-31 | NCNC |  |  | NCNC | CC | CCGT
Roseville_Peakers1 | Roseville Peakers TM25001GT35.2 | Roseville Peakers TM25001GT35.2 | 35.2 | 2021-09-01 | 2050-12-01 | NCNC |  |  | NCNC | CT | Peaker |  | Roseville Energy Park | 0001
Roseville_Peakers2 | Roseville Peakers TM25002GT35.2 | Roseville Peakers TM25002GT35.2 | 35.2 | 2021-09-01 | 2050-12-01 | NCNC |  |  | NCNC | CT | Peaker |  | Roseville Energy Park | 0002
ROSIE_BESS |  | ROSIE BESS DEVCO LLC | 299.6 | 2024-06-01 | 2050-12-01 | SCE |  |  | SCE | Hybrid_Solar_1Axis | Solar | [5 empty] | SOLAR_1AXIS__CA_LOSANGELES_V2024
ROSMDW_2_WIND1 | ROSMDW_2_WIND1 | Pacific Wind - Phase 1 | 140 | 2012-07-01 | 2050-12-01 | SCE |  |  | SCE | Wind | Wind |  | Pacific Wind LLC |  |  |  | WIND_CPUCV2024c_CSD_CAKERN
ROSMND_6_SOLAR | ROSMND_6_SOLAR | Lancaster B | 3 | 2017-04-01 | 2050-12-01 | SCE |  |  | SCE | Solar_Fixed | Solar |  | Lancaster |  |  |  | SOLAR_1AXIS_CA_LOSANGELES_DELSUR_V2024
Ross_41 | Ross_41 | Ross_41 | 112.5 | 1956-11-01 | 2050-12-31 | SCL |  |  | BPAT | Hydro | Hydro |  | Ross | 41
Ross_42 | Ross_42 | Ross_42 | 112.5 | 1954-01-01 | 2050-12-31 | SCL |  |  | BPAT | Hydro | Hydro |  | Ross | 42
Ross_43 | Ross_43 | Ross_43 | 112.5 | 1953-04-01 | 2050-12-31 | SCL |  |  | BPAT | Hydro | Hydro |  | Ross | 43
Ross_44 | Ross_44 | Ross_44 | 112.5 | 1952-12-01 | 2050-12-31 | SCL |  |  | BPAT | Hydro | Hydro |  | Ross | 44
Round_Butte_1 | Round_Butte_1 | Round_Butte_1 | 105 | 1964-08-01 | 2050-12-31 | PortlandGE |  |  | PortlandGE | Hydro | Hydro |  | Round Butte | 1
Round_Butte_2 | Round_Butte_2 | Round_Butte_2 | 122.5 | 1964-11-01 | 2050-12-31 | PortlandGE |  |  | PortlandGE | Hydro | Hydro |  | Round Butte | 2
Round_Butte_3 | Round_Butte_3 | Round_Butte_3 | 122.5 | 1964-10-01 | 2050-12-31 | PortlandGE |  |  | PortlandGE | Hydro | Hydro |  | Round Butte | 3
Roundhouse | Roundhouse | Roundhouse | 225 | 2020-06-01 | 2050-12-31 | PSCO |  |  | PSCO | Wind | Wind |  | Roundhouse Wind Energy Project | 82059 | 82060 | 82061 | WIND_CPUCV2024c_EIA_WYOMING
Route_66_Solar_PV | Route 66 Solar PV | Route 66 Solar PV | 50 | 2021-12-01 | 2046-12-01 | PNM |  |  | PNM_EPE | Solar_1Axis | Solar |  | Route 66 Energy Center, LLC |  |  |  | SOLAR_1AXIS_CA_LOSANGELES_PALMDALE_V2024
Roza_1 | Roza_1 | Roza_1 | 12 | 1958-08-01 | 2050-12-31 | BPAT |  |  | BPAT | Hydro | Hydro |  | Roza
RSMSLR_6_SOLAR1 | RSMSLR_6_SOLAR1 | Rosamond One | 20 | 2013-12-01 | 2050-12-01 | SCE |  |  | SCE | Solar_Fixed | Solar |  | RE Rosamond One LLC | RONE |  |  | SOLAR_FIXED_CA_KERN_MOJAVE_V2024
RSMSLR_6_SOLAR2 | RSMSLR_6_SOLAR2 | Rosamond Two | 20 | 2013-12-01 | 2050-12-01 | SCE |  |  | SCE | Solar_1Axis | Solar |  | RE Rosamond Two LLC | RTWO |  |  | SOLAR_1AXIS_CA_KERN_MOJAVE_V2024
RTEDDY_2_RWSBT1 | RTEDDY_2_RWSBT1 | Rosamond West Solar Central BESS A1 | 30 | 2024-05-01 | 2050-12-01 | SCE |  |  | SCE | Battery Storage | Li-ion Battery | [6 empty] | 120 | 4
RTEDDY_2_RWSBT2 | RTEDDY_2_RWSBT2 | Rosamond West Solar Central BESS A2 | 30 | 2024-05-01 | 2050-12-01 | SCE |  |  | SCE | Battery Storage | Li-ion Battery | [6 empty] | 120 | 4
RTEDDY_2_RWSBT3 | RTEDDY_2_RWSBT3 | Rosamond West Solar Central BESS A3 | 45 | 2024-05-01 | 2050-12-01 | SCE |  |  | SCE | Battery Storage | Li-ion Battery | [6 empty] | 180 | 4
RTEDDY_2_RWSBT4 | RTEDDY_2_RWSBT4 | Rosamond West Solar Central BESS B | 30 | 2024-05-01 | 2050-12-01 | SCE |  |  | SCE | Battery Storage | Li-ion Battery | [6 empty] | 120 | 4
RTEDDY_2_RWSBT5 | RTEDDY_2_RWSBT5 | Rosamond West Solar Central BESS C | 12 | 2024-05-01 | 2050-12-01 | SCE |  |  | SCE | Battery Storage | Li-ion Battery | [6 empty] | 48 | 4
RTEDDY_2_SC1SR3 | RTEDDY_2_SC1SR3 | Rosamond West Solar Clean | 40 | 2020-12-01 | 2050-12-01 | SCE |  |  | SCE | Solar_1Axis | Solar | [5 empty] | SOLAR_1AXIS_CA_KERN_ROSAMOND_V2024
RTEDDY_2_SEBSR3 | RTEDDY_2_SEBSR3 | Rosamond West Solar East Bay 3 | 56 | 2020-12-01 | 2050-12-01 | SCE |  |  | SCE | Solar_1Axis | Solar | [5 empty] | SOLAR_1AXIS_CA_KERN_ROSAMOND_V2024
RTEDDY_2_SEBSR4 | RTEDDY_2_SEBSR4 | Rosamond West Solar East Bay 4 | 56 | 2020-12-01 | 2050-12-01 | SCE |  |  | SCE | Solar_1Axis | Solar | [5 empty] | SOLAR_1AXIS_CA_KERN_ROSAMOND_V2024
RTEDDY_2_SOLAR1 | RTEDDY_2_SOLAR1 | Rosamond West Solar 1 | 54 | 2016-12-01 | 2050-12-01 | SCE |  |  | SCE | Solar_1Axis | Solar |  | Rosamond One |  |  |  | SOLAR_1AXIS_CA_KERN_MOJAVE_V2024
RTEDDY_2_SOLAR2 | RTEDDY_2_SOLAR2 | Rosamond West Solar 2 | 54 | 2016-12-01 | 2050-12-01 | SCE |  |  | SCE | Solar_1Axis | Solar |  | Rosamond Two |  |  |  | SOLAR_1AXIS_CA_KERN_MOJAVE_V2024
RTEDDY_2_SPASR4 | RTEDDY_2_SPASR4 | Rosamond West Solar Palo Alto | 26 | 2020-12-01 | 2050-12-01 | SCE |  |  | SCE | Solar_1Axis | Solar | [5 empty] | SOLAR_1AXIS_CA_KERN_ROSAMOND_V2024
RTEDDY_2_SRXSR4 | RTEDDY_2_SRXSR4 | Rosamond West Solar Rosie X | 13.6 | 2020-12-01 | 2050-12-01 | SCE |  |  | SCE | Solar_1Axis | Solar | [5 empty] | SOLAR_1AXIS_CA_KERN_ROSAMOND_V2024
RTREE_2_WIND1 | RTREE_2_WIND1 | Rising Tree 1 | 79.2 | 2015-01-01 | 2050-12-01 | SCE |  |  | SCE | Wind | Wind |  | Rising Tree Wind Farm |  |  |  | WIND_CPUCV2024c_CSD_CAKERN
RTREE_2_WIND2 | RTREE_2_WIND2 | Rising Tree 2 | 19.8 | 2015-01-01 | 2050-12-01 | SCE |  |  | SCE | Wind | Wind |  | Rising Tree Wind Farm II |  |  |  | WIND_CPUCV2024c_CSD_CAKERN
RTREE_2_WIND3 | RTREE_2_WIND3 | Rising Tree 3 | 99 | 2015-06-01 | 2050-12-01 | SCE |  |  | SCE | Wind | Wind |  | Rising Tree Wind Farm III |  |  |  | WIND_CPUCV2024c_CSD_CAKERN
Rumorosa_Solar | Rumorosa Solar | Rumorosa Solar | 41 | 2021-02-01 | 2050-12-31 | CFE |  |  | CFE | Solar_Fixed | Solar | [5 empty] | SOLAR_FIXED_CA_IMPERIAL_BRAWLEY_V2024
Rundle1_1 | Rundle1_1 | Rundle1_1 | 17 | 1951-01-01 | 2050-12-31 | AESO |  |  | BCHA_AESO | Hydro | Hydro
Rundle2_2 | Rundle2_2 | Rundle2_2 | 30 | 1951-01-01 | 2050-12-31 | AESO |  |  | BCHA_AESO | Hydro | Hydro
Rupert_Cgn | Rupert_Cgn | Rupert_Cgn | 10.4 | 1996-11-01 | 2050-12-31 | IPMV |  |  | IPCO | CC | CCGT |  | Rupert Cogen Project
Rupert_GT_1 | Rupert_GT_1 | Rupert_GT_1 | 23 | 1973-01-01 | 2050-12-31 | BCHA |  |  | BCHA_AESO | CT | Peaker
Rupert_GT_2 | Rupert_GT_2 | Rupert_GT_2 | 23 | 1973-01-01 | 2050-12-31 | BCHA |  |  | BCHA_AESO | CT | Peaker
RUSCTY_2_UNITS | RUSCTY_2_UNITS | Russell City Energy Center | 615.18 | 2013-08-01 | 2050-12-01 | PGE |  |  | PGE | CC | CCGT |  | Russell City Energy Center
Rush_Creek_I | Rush Creek I | Rush Creek I | 398 | 2018-10-01 | 2043-09-30 | PSCO |  |  | PSCO | Wind | Wind |  | Rush Creek Wind | GEN1 |  |  | WIND_CPUCV2024c_EIA_UTAH
Rush_Creek_II | Rush Creek II | Rush Creek II | 202 | 2018-10-01 | 2043-09-30 | PSCO |  |  | PSCO | Wind | Wind |  | Rush Creek Wind | GEN1 |  |  | WIND_CPUCV2024c_EIA_UTAH
Ruskin_1 | Ruskin_1 | Ruskin_1 | 38.33 | 1929-12-01 | 2050-12-31 | BCHA |  |  | BCHA_AESO | Hydro | Hydro
Ruskin_2 | Ruskin_2 | Ruskin_2 | 38.33 | 1929-12-01 | 2050-12-31 | BCHA |  |  | BCHA_AESO | Hydro | Hydro
Ruskin_3 | Ruskin_3 | Ruskin_3 | 38.33 | 1949-12-01 | 2050-12-31 | BCHA |  |  | BCHA_AESO | Hydro | Hydro
RUSSELL_2_SOLANO1 | RUSSELL_2_SOLANO1 | Solano Renewables 1 | 229.98 | 2024-02-01 | 2050-12-01 | PGE |  |  | PGE | Wind | Wind | [5 empty] | WIND_CPUCV2024c_CSD_CASOLANO
Russell_D_smith | Russell_D_smith | Russell_D_smith | 6.1 | 1982-09-01 | 2050-12-31 | BPAT |  |  | BPAT | Hydro | Hydro |  | Russell D Smith
RutherfordCrk1 | RutherfordCrk1 | RutherfordCrk1 | 25 | 2004-08-01 | 2050-12-31 | BCHA |  |  | BCHA_AESO | Hydro | Hydro
RutherfordCrk2 | RutherfordCrk2 | RutherfordCrk2 | 25 | 2004-08-01 | 2050-12-31 | BCHA |  |  | BCHA_AESO | Hydro | Hydro
Ruxton | Ruxton | Ruxton | 1.2 | 1925-01-01 | 2050-12-31 | PSCO |  |  | PSCO | Hydro | Hydro |  | Ruxton Park
RVRVEW_1_UNITA1 | RVRVEW_1_UNITA1 | Riverview Energy Center (GP Antioch) | 48.7 | 2003-05-01 | 2050-12-01 | PGE |  |  | PGE | CT | Peaker |  | Riverview Energy Center
RVSIDE_2_RERCU3 | RVSIDE_2_RERCU3 | Riverside Energy Res. Ctr Unit 3 | 49 | 2011-04-01 | 2050-12-01 | SCE |  |  | SCE | CT | Peaker |  | Riverside Energy Resource Center | 3
RVSIDE_2_RERCU4 | RVSIDE_2_RERCU4 | Riverside Energy Res. Ctr Unit 4 | 49 | 2011-04-01 | 2050-12-01 | SCE |  |  | SCE | CT | Peaker |  | Riverside Energy Resource Center | 4
RVSIDE_6_RERCU1 | RVSIDE_6_RERCU1 | Riverside Energy Res. Ctr Unit 1 | 48.35 | 2006-06-01 | 2050-12-01 | SCE |  |  | SCE | CT | Peaker |  | Riverside Energy Resource Center | 1
RVSIDE_6_RERCU2 | RVSIDE_6_RERCU2 | Riverside Energy Res. Ctr Unit 2 | 48.5 | 2006-06-01 | 2050-12-01 | SCE |  |  | SCE | CT | Peaker |  | Riverside Energy Resource Center | 2
RVSIDE_6_SOLAR1 | RVSIDE_6_SOLAR1 | Tequesquite Landfill Solar Project | 7.5 | 2015-09-01 | 2050-12-01 | SCE |  |  | SCE | Solar_1Axis | Solar |  | Tequesquite Landfill Solar PV Project |  |  |  | SOLAR_1AXIS_CA_RIVERSIDE_RIVERSIDE_V2024
RVSIDE_6_SPRING | RVSIDE_6_SPRING | SPRINGS GENERATION PROJECT AGGREGATE | 36 | 2002-06-01 | 2050-12-01 | SCE |  |  | SCE | CT | Peaker |  | Springs Generating Station
Ryan1 | Ryan1 | Ryan1 | 8 | 1915-08-01 | 2050-12-31 | NWMT |  |  | NWMT_WAUW | Hydro | Hydro |  | Ryan | RYA1
Ryan2 | Ryan2 | Ryan2 | 8 | 1915-08-01 | 2050-12-31 | NWMT |  |  | NWMT_WAUW | Hydro | Hydro |  | Ryan | RYA2
Ryan3 | Ryan3 | Ryan3 | 8 | 1915-08-01 | 2050-12-31 | NWMT |  |  | NWMT_WAUW | Hydro | Hydro |  | Ryan | RYA3
Ryan4 | Ryan4 | Ryan4 | 8 | 1915-08-01 | 2050-12-31 | NWMT |  |  | NWMT_WAUW | Hydro | Hydro |  | Ryan | RYA4
Ryan5 | Ryan5 | Ryan5 | 8 | 1916-09-01 | 2050-12-31 | NWMT |  |  | NWMT_WAUW | Hydro | Hydro |  | Ryan | RYA5
Ryan6 | Ryan6 | Ryan6 | 8 | 1916-09-01 | 2050-12-31 | NWMT |  |  | NWMT_WAUW | Hydro | Hydro |  | Ryan | RYA6
Rye_Patch | Rye Patch | Rye Patch | 0.75 | 2019-05-01 | 2050-12-31 | SPPC |  |  | NEVP | Hydro | Hydro
S_CranberryCrk1 | S.CranberryCrk1 | S.CranberryCrk1 | 2.83 | 2007-12-01 | 2050-12-31 | BCHA |  |  | BCHA_AESO | Hydro | Hydro
S_CranberryCrk2 | S.CranberryCrk2 | S.CranberryCrk2 | 2.83 | 2007-12-01 | 2050-12-31 | BCHA |  |  | BCHA_AESO | Hydro | Hydro
S_CranberryCrk3 | S.CranberryCrk3 | S.CranberryCrk3 | 2.83 | 2017-05-01 | 2050-12-31 | BCHA |  |  | BCHA_AESO | Hydro | Hydro
S_E_Hazelton1 | S_E_Hazelton1 | S_E_Hazelton1 | 6.5 | 1990-04-01 | 2050-12-31 | IPMV |  |  | IPCO | Hydro | Hydro |  | S E Hazelton A | GEN1 | GEN2 | GEN3
S_RITA_6_SOLAR1 | S_RITA_6_SOLAR1 | Sun Harvest Solar | 1.5 | 2015-05-01 | 2050-12-01 | PGE |  |  | PGE | Solar_1Axis | Solar |  | Sun Harvest Solar NDP1 |  |  |  | SOLAR_1AXIS_CA_MERCED_LOSBANOS_V2024
S_Slocan_1 | S_Slocan_1 | S_Slocan_1 | 19 | 1927-12-01 | 2050-12-31 | BCHA |  |  | BCHA_AESO | Hydro | Hydro
S_Slocan_2 | S_Slocan_2 | S_Slocan_2 | 19 | 1999-11-01 | 2050-12-31 | BCHA |  |  | BCHA_AESO | Hydro | Hydro
S_Slocan_3 | S_Slocan_3 | S_Slocan_3 | 19 | 1999-11-01 | 2050-12-31 | BCHA |  |  | BCHA_AESO | Hydro | Hydro
S_Sutton_Creek | S.Sutton_Creek | S.Sutton_Creek | 4.9 | 2005-05-01 | 2050-12-31 | BCHA |  |  | BCHA_AESO | Hydro | Hydro
Saddle_Hills_SDH1 | Saddle Hills (SDH1) | Saddle Hills (SDH1) | 10 | 2019-07-01 | 2050-12-31 | AESO |  |  | BCHA_AESO | CT | Peaker
SaddleMountainTonopah | Saddle Mountain (Tonopah) | Saddle Mountain (Tonopah) | 15 | 2012-12-01 | 2050-12-01 | AZPS |  |  | AZPS | Solar_1Axis | Solar |  | Saddle Mountain Solar I |  |  |  | SOLAR_1AXIS__AZ_PHOENIX_V2024
Sage_Solar | Sage Solar WY | Sage Solar WY | 57.6 | 2019-09-01 | 2039-09-30 | PAWY |  |  | PACE | Solar_Fixed | Solar |  | Sage Solar I-III |  |  |  | SOLAR_FIXED__UT_SALTLAKECITY_V2024
SagebrushWind | SagebrushWind | SagebrushWind | 100.8 | 2011-01-01 | 2050-12-01 | BPAT |  |  | BPAT | Wind | Wind |  | Sagebrush Power Partners |  |  |  | WIND_CPUCV2024c_EIA_OREGON
Saguaro_AZ_1 | Saguaro AZ 1 | Saguaro AZ 1 | 62 | 1972-05-01 | 2050-12-01 | AZPS |  |  | AZPS | CT | Peaker |  | Saguaro | GT2
Saguaro_AZ_2 | Saguaro AZ 2 | Saguaro AZ 2 | 79 | 1973-07-01 | 2050-12-01 | AZPS |  |  | AZPS | CT | Peaker |  | Saguaro | GE1
Saguaro_CC1 | Saguaro CC1 | Saguaro CC1 | 105 | 1990-12-01 | 2050-12-01 | NEVP |  |  | NEVP | CC | CCGT |  | Saguaro Power
Saguaro_GE1 | Saguaro GE1 | Saguaro GE1 | 62 | 2002-07-01 | 2050-12-01 | AZPS |  |  | AZPS | CT | Peaker |  | Saguaro | GT1
Saint_Solar | Saint Solar | Saint Solar | 100 | 2023-06-01 | 2040-06-01 | SRP |  |  | SRP | Solar_1Axis | Solar |  | Saint Solar |  |  |  | SOLAR_1AXIS__AZ_TUCSON_V2024
SaintSolarBESS | Saint Solar + Storage (4HR)1BA100 | Saint Solar + Storage (4HR)1BA100 | 100 | 2023-06-01 | 2040-06-01 | SRP |  |  | SRP | Battery Storage | Li-ion Battery |  | Saint Energy Storage II LLC | SB123 |  |  |  | 400 | 4
SakwiCreek | SakwiCreek | SakwiCreek | 6 | 2014-12-01 | 2050-12-31 | BCHA |  |  | BCHA_AESO | Hydro | Hydro
SalemSmartPowerCenterSSPC | Salem Smart Power CenterSSPCBA5 | Salem Smart Power CenterSSPCBA5 | 5 | 2013-08-01 | 2050-12-01 | PortlandGE |  |  | PortlandGE | Battery Storage | Li-ion Battery |  | Salem Smart Power Center | SSPC |  |  |  | 20 | 4
Salida_1_2 | 70327_ADS30_Salida 1-2 | 70327_ADS30_Salida 1-2 | 1.4 | 1907-12-01 | 2027-12-31 | PSCO |  |  | PSCO | Hydro | Hydro
SALIRV_2_UNIT | SALIRV_2_UNIT | Salinas River Cogeneration | 39 | 1991-10-01 | 2050-12-01 | PGE |  |  | PGE | Cogen | CHP |  | Salinas River Cogeneration | [9 empty] | 23.37 | 23.13 | 23.69 | 22.06 | 17.87 | 19.17 | 17.97 | 19.9 | 20.17 | 19.8 | 21.77 | 23.52
Salmon_Diesel_Agg | Salmon Diesel Agg | Salmon Diesel Agg | 5 | 1966-12-01 | 2050-12-31 | PAID |  |  | PACE | ICE | Reciprocating_Engine |  | Salmon Diesel | 1 | 2
Salmon_Falls | Salmon_Falls | Salmon_Falls | 22 | 2011-01-01 | 2050-12-31 | IPMV |  |  | IPCO | Wind | Wind |  | Salmon Falls Wind Park |  |  |  | WIND_CPUCV2024c_EIA_IDAHO
Salmon_Inlet1 | Salmon_Inlet1 | Salmon_Inlet1 | 8.3 | 1997-08-01 | 2050-12-31 | BCHA |  |  | BCHA_AESO | Hydro | Hydro
Salmon_Inlet2 | Salmon_Inlet2 | Salmon_Inlet2 | 8.3 | 1997-08-01 | 2050-12-31 | BCHA |  |  | BCHA_AESO | Hydro | Hydro
Salt_Lake_Energy_Systems_Agg | Salt Lake Energy Systems Agg | Salt Lake Energy Systems Agg | 3.2 | 2006-06-01 | 2050-12-31 | PAUT |  |  | PACE | ICE | Reciprocating_Engine |  | Salt Lake Energy Systems | Unit1 | Unit2 | Unit3
Salt_Wells_1_2 | Salt Wells 1-2 | Salt Wells 1-2 | 31 | 2009-09-01 | 2050-12-01 | NEVP |  |  | NEVP | Geothermal | Geothermal
Salton_Sea_4 | Salton Sea 4 | Salton Sea 4 | 42 | 1996-02-01 | 2050-12-01 | IID |  |  | IID | Geothermal | Geothermal | SCE | Salton Sea Power Gen Co - Unit 4 | 4100
Salton_Sea_5 | Salton Sea 5 | Salton Sea 5 | 50 | 2000-06-01 | 2050-12-01 | IID |  |  | IID | Geothermal | Geothermal |  | Salton Sea Power LLC - Unit 5 | TG51
Salton_Sea_Unit_2_G1 | Salton Sea Unit 2 G1 | Salton Sea Unit 2 G1 | 10 | 1989-12-01 | 2050-12-01 | IID |  |  | IID | Geothermal | Geothermal | NCNC | Salton Sea Power Gen Co - Unit 2 | GEN1
Salton_Sea_Unit_2_G2 | Salton Sea Unit 2 G2 | Salton Sea Unit 2 G2 | 5 | 1990-01-01 | 2050-12-01 | IID |  |  | IID | Geothermal | Geothermal | NCNC | Salton Sea Power Gen Co - Unit 2 | GEN2
Salton_Sea_Unit_2_G3 | Salton Sea Unit 2 G3 | Salton Sea Unit 2 G3 | 5 | 1989-12-01 | 2050-12-01 | IID |  |  | IID | Geothermal | Geothermal | NCNC | Salton Sea Power Gen Co - Unit 2 | GEN3
Salton_SeaIV | Salton SeaIVBT44 | Salton SeaIVBT44 | 44 | 2026-06-01 | 2050-12-01 | IID |  |  | IID | Geothermal | Geothermal |  | Salton Sea Power Gen Co - Unit 4 | 4100
SaltonSea1 | Salton Sea 11BT9.59 | Salton Sea 11BT9.59 | 9.59 | 1981-10-01 | 2050-12-01 | IID |  |  | IID | Geothermal | Geothermal |  | Salton Sea Power Gen Co Unit 1
SaltonSea3 | Salton Sea 31BT51.89 | Salton Sea 31BT51.89 | 51.89 | 1989-02-01 | 2050-12-01 | IID |  |  | IID | Geothermal | Geothermal |  | Salton Sea Power Gen Co - Unit 3
SALTSP_7_UNITS | SALTSP_7_UNITS | SALT SPRINGS HYDRO AGGREGATE | 46 | 1931-01-01 | 2050-12-01 | PGE |  |  | PGE | Hydro | Hydro |  | Salt Springs
SAMPSN_6_KELCO1 | SAMPSN_6_KELCO1 | KELCO QUALIFYING FACILITY | 25 | 2014-03-01 | 2050-12-01 | SDGE |  |  | SDGE | Cogen | CHP |  | CP Kelco San Diego Plant | [9 empty] | 1.03 | 1.03 | 2.04 | 3.94 | 3.56 | 2.89 | 2.54 | 1.51 | 2.27 | 3.44 | 2.55 | 1.19
San_Emidio | San Emidio | San Emidio | 12.4 | 2024-05-01 | 2050-12-01 | NEVP |  |  | NEVP | Geothermal | Geothermal |  | San Emidio
San_Emidio_2 | San Emidio 2 | San Emidio 2 | 45 | 2024-05-01 | 2050-12-01 | NEVP |  |  | NEVP | Geothermal | Geothermal
San_Fernando_Hy_Agg | San Fernando Hy Agg | San Fernando Hy Agg | 5.58 | 1922-10-01 | 2050-12-31 | LADWP |  |  | LADWP | Hydro | Hydro |  | San Fernando | 1 | 2
San_Francisquito_1_1 | San Francisquito 1-1 | San Francisquito 1-1 | 27 | 1983-12-01 | 2050-12-31 | LADWP |  |  | LADWP | Hydro | Hydro |  | San Francisquito 1 | 1A
San_Francisquito_1_3 | San Francisquito 1-3 | San Francisquito 1-3 | 10 | 1917-04-01 | 2050-12-31 | LADWP |  |  | LADWP | Hydro | Hydro |  | San Francisquito 1 | 3
San_Francisquito_1_4 | San Francisquito 1-4 | San Francisquito 1-4 | 12 | 1923-05-01 | 2050-12-31 | LADWP |  |  | LADWP | Hydro | Hydro |  | San Francisquito 1 | 4
San_Francisquito_1_6 | San Francisquito 1-6 | San Francisquito 1-6 | 27 | 1987-04-01 | 2050-12-31 | LADWP |  |  | LADWP | Hydro | Hydro |  | San Francisquito 1 | 6
San_Francisquito_2_2 | San Francisquito 2-2 | San Francisquito 2-2 | 14 | 1920-08-01 | 2050-12-31 | LADWP |  |  | LADWP | Hydro | Hydro |  | San Francisquito 2 | 2
San_Francisquito_2_3 | San Francisquito 2-3 | San Francisquito 2-3 | 17.3 | 1932-09-01 | 2050-12-31 | LADWP |  |  | LADWP | Hydro | Hydro |  | San Francisquito 2 | 3
SAN_GABRIEL_SOLAR |  | PIVOT SAN GABRIEL SOLAR | 0.27 | 2023-12-01 | 2050-12-01 | SCE |  |  | SCE | Solar_1Axis | Solar | [5 empty] | SOLAR_1AXIS_CA_SANBERNARDINO_APPLEVALLEY_V2024
San_Isabel_Solar | San Isabel Solar | San Isabel Solar | 30 | 2016-12-01 | 2050-12-31 | PSCO |  |  | PSCO | Solar_1Axis | Solar |  | San Isabel Solar, LLC |  |  |  | SOLAR_1AXIS__NM_ALBUQUERQUE_V2024
San_Juan_Solar_1 | San Juan Solar-1 | San Juan Solar-1 | 200 | 2022-06-10 | 2042-06-10 | PNM |  |  | PNM_EPE | Solar_1Axis | Solar |  | San Juan Solar I | SANS |  |  | SOLAR_1AXIS__NM_ALBUQUERQUE_V2024
San_Juan_Storage_1 | San Juan Storage-1 | San Juan Storage-1 | 100 | 2023-03-01 | 2043-03-01 | PNM |  |  | PNM_EPE | Battery Storage | Li-ion Battery |  | San Juan Solar I | SJSS |  |  |  | 400 | 4
San_Luis_Valley_PV | San Luis Valley PV | San Luis Valley PV | 30 | 2011-12-01 | 2031-12-22 | PSCO |  |  | PSCO | Solar_Fixed | Solar |  | San Luis Valley Solar Ranch |  |  |  | SOLAR_FIXED__NM_ALBUQUERQUE_V2024
SAN_LUIS_WEST |  | SAN LUIS WEST | 62.5 | 2025-06-01 | 2050-12-01 | PGE |  |  | PGE | Battery Storage | Li-ion Battery | [6 empty] | 250 | 4
San_Miguel_1_Solar_EC | San Miguel 1 Solar EC | San Miguel 1 Solar EC | 10 | 2019-09-01 | 2050-12-31 | PNM |  |  | PNM_EPE | Solar_Fixed | Solar |  | San Miguel I Solar Energy Center |  |  |  | SOLAR_FIXED__NM_ALBUQUERQUE_V2024
San_Miguel_2_Solar_EC | San Miguel 2 Solar EC | San Miguel 2 Solar EC | 10 | 2019-10-01 | 2050-12-31 | PNM |  |  | PNM_EPE | Solar_Fixed | Solar |  | San Miguel II Solar Energy Center |  |  |  | SOLAR_FIXED__NM_ALBUQUERQUE_V2024
San_Miguel_Community_Solar_Arr | San Miguel Community Solar Arr | San Miguel Community Solar Arr | 1 | 2012-12-01 | 2050-12-31 | WACM |  |  | WACM | Solar_Fixed | Solar | [5 empty] | SOLAR_FIXED__CO_DENVER_V2024
SANBRN_2_EESSB2 | SANBRN_2_EESSB2 | Edsan 2 Edwards Sanborn E1B | 166 | 2023-11-01 | 2099-01-01 | SCE |  |  | SCE | Solar_1Axis | Solar |  | Edwards Sanborn E1B |  |  |  | SOLAR_1AXIS_CA_TULARE_PORTERVILLE_V2024
SANBRN_2_ES1BT3_LESR | SANBRN_2_ES1BT3 | EdSan 1 Edwards 1 | 22 | 2022-04-01 | 2050-12-01 | SCE |  |  | SCE | Paired_BattStorage | Li-ion Battery |  | Edwards Sanborn S1 | BESS |  |  |  | 300 | 13.6364 | SANBRN_2_ES1BT3_SUN |  | Y
SANBRN_2_ES1BT3_SUN | SANBRN_2_ES1BT3 | EdSan 1 Edwards 1 | 18 | 2022-04-01 | 2099-01-01 | SCE |  |  | SCE | Paired_Solar_1Axis | Solar |  | Edwards Sanborn S1 | PV |  |  | SOLAR_1AXIS_CA_KERN_MOJAVE_V2024
SANBRN_2_ES2SB3_LESR | SANBRN_2_ES2SB3 | EdSan 2 Sanborn 3 | 18 | 2022-04-01 | 2050-12-01 | SCE | SANBORNESS3 | 2023-10-05 | SCE | Paired_BattStorage | Li-ion Battery |  | Edwards Sanborn E3 | BESS |  |  |  | 300 | 16.6667 | SANBRN_2_ES2SB3_SUN |  | Y
SANBRN_2_ES2SB3_SUN | SANBRN_2_ES2SB3 | EdSan 2 Sanborn 3 | 24 | 2022-04-01 | 2099-01-01 | SCE |  |  | SCE | Solar_1Axis | Solar |  | Edwards Sanborn E3 | PV |  |  | SOLAR_1AXIS_CA_KERN_MOJAVE_V2024
SANBRN_2_ESABT1 | SANBRN_2_ESABT1 | EdSan 1A | 100 | 2021-11-01 | 2099-01-01 | SCE |  |  | SCE | Battery Storage | Li-ion Battery |  | Sanborn BESS 1 | ESSB1 |  |  |  | 213 | 2.13
SANBRN_2_ESBBT1 | SANBRN_2_ESBBT1 | EdSan 1B | 100 | 2021-11-01 | 2099-01-01 | SCE |  |  | SCE | Battery Storage | Li-ion Battery |  | Sanborn BESS 2 | ESSB2 |  |  |  | 400 | 4
SANBRN_2_SS2BT3 | SANBRN_2_SS2BT3 | Sanborn Solar 2 SBESS 3 | 169 | 2023-10-01 | 2050-12-01 | SCE |  |  | SCE | Battery Storage | Li-ion Battery |  | Sanborn BESS 3 | BESS |  |  |  | 676 | 4
SANBRN_2_SS2BT4 | SANBRN_2_SS2BT4 | Sanborn Solar 2 SBESS 4 | 47 | 2023-11-01 | 2050-12-01 | SCE |  |  | SCE | Battery Storage | Li-ion Battery |  | Sanborn BESS 4 | BESS |  |  |  | 188 | 4
SANBRN_2_SS2SB4 | SANBRN_2_SS2SB4 | Sanborn Solar 2 Edwards Sanborn S4 | 32 | 2023-07-01 | 2099-01-01 | SCE |  |  | SCE | Solar_1Axis | Solar |  | Edwards Sanborn E4 |  |  |  | SOLAR_1AXIS_CA_KERN_MOJAVE_V2024
Sandia_Peak_Grid_Storage_11BA100 | Sandia Peak Grid Storage-11BA100 | Sandia Peak Grid Storage-11BA100 | 100 | 2023-04-01 | 2043-04-01 | PNM |  |  | PNM_EPE | Battery Storage | Li-ion Battery | [6 empty] | 400 | 4
SANDLT_2_SUNITS | SANDLT_2_SUNITS | Mojave Solar | 275 | 2014-12-01 | 2050-12-01 | SCE | SANDLT_2ITS | 2023-07-25 | SCE | Solar_Thermal | Solar |  | Mojave 18 |  |  |  | SOLAR_1AXIS_CA_KERN_MOJAVE_V2024
Sandoval_County_PV | Sandoval County PV | Sandoval County PV | 6.08 | 2014-12-01 | 2050-12-31 | PNM |  |  | PNM_EPE | Solar_1Axis | Solar |  | Sandoval Solar Energy Center |  |  |  | SOLAR_1AXIS__NM_ALBUQUERQUE_V2024
SANDRN_2_SS1SR1 | SANDRN_2_SS1SR1 | Sandrini Sol 1 | 100 | 2024-09-01 | 2050-01-01 | PGE | SANDRINISOL |  | PGE | Solar_1Axis | Solar |  | Sandrini Solar 100 |  |  |  | SOLAR_1AXIS_CA_KERN_BAKERSFIELD_V2024
SANDRN_2_SS2SR2 | SANDRN_2_SS2SR2 | Sandrini Sol 2 | 100 | 2024-07-01 | 2050-12-01 | PGE |  |  | PGE | Solar_1Axis | Solar |  | Sandrini Solar 200 |  |  |  | SOLAR_1AXIS_CA_KERN_BAKERSFIELD_V2024
Sandstone_Solar | Sandstone Solar | Sandstone Solar | 45 | 2015-12-01 | 2036-12-01 | SRP |  |  | SRP | Solar_1Axis | Solar |  | Sandstone Solar |  |  |  | SOLAR_1AXIS__AZ_PHOENIX_V2024
SANITR_6_UNITS | SANITR_6_UNITS | LACSD CARSON WATER POLLUTION AGGREGATE | 8 | 2001-12-01 | 2050-12-01 | SCE |  |  | SCE | Biogas | Biogas | [11 empty] | 1.27 | 1.2 | 1.4 | 1.34 | 1.13 | 1.47 | 1.4 | 1.52 | 1.52 | 1.32 | 0.97 | 1.1
SANLOB_1_LNDFIL | SANLOB_1_LNDFIL | Cold Canyon | 1.5 | 2013-07-01 | 2050-12-01 | PGE |  |  | PGE | Biogas | Biogas |  | Cold Canyon 1 | [9 empty] | 0 | 0 | 0 | 0 | 0 | 0 | 0 | 0 | 0 | 0 | 0 | 0
SANLOB_1_OSFBM1 | SANLOB_1_OSFBM1 | Old Santa Fe Road | 0.85 | 2019-07-01 | 2050-12-01 | PGE |  |  | PGE | Biogas | Biogas | [11 empty] | 0.02 | 0.02 | 0.02 | 0.02 | 0.02 | 0.02 | 0.02 | 0.02 | 0.02 | 0.02 | 0.02 | 0.02
Santa_Fe_Solar | Santa Fe Solar | Santa Fe Solar | 9.5 | 2015-12-01 | 2050-12-31 | PNM |  |  | PNM_EPE | Solar_1Axis | Solar |  | Santa Fe Solar Energy Center |  |  |  | SOLAR_1AXIS__NM_ALBUQUERQUE_V2024
SantaCruzHighSchool | Santa Cruz High School (Rio Ri | Santa Cruz High School (Rio Ri | 6 | 2014-03-01 | 2044-03-01 | TEPC |  |  | TEPC | Solar_Fixed | Solar |  | Rio Rico Solar |  |  |  | SOLAR_FIXED__AZ_TUCSON_V2024
Santan_1 | Santan 1 | Santan 1 | 94 | 1974-10-01 | 2050-12-01 | SRP |  |  | SRP | CC | CCGT |  | Santan | ST1
Santan_2 | Santan 2 | Santan 2 | 94 | 1974-12-01 | 2050-12-01 | SRP |  |  | SRP | CC | CCGT |  | Santan | ST2
Santan_3 | Santan 3 | Santan 3 | 94 | 1974-10-01 | 2050-12-01 | SRP |  |  | SRP | CC | CCGT |  | Santan | ST3
Santan_4 | Santan 4 | Santan 4 | 94 | 1975-05-01 | 2050-12-01 | SRP |  |  | SRP | CC | CCGT |  | Santan | ST4
Santan_5_CC | Santan CC5a | Santan CC5a | 305 | 2005-04-01 | 2050-12-01 | SRP |  |  | SRP | CC | CCGT |  | Santan | ST5A
Santan_6_CC | Santan 6 CC | Santan 6 CC | 281 | 2006-03-01 | 2050-12-01 | SRP |  |  | SRP | CC | CCGT |  | Santan | ST6A
Santan_CC5b | Santan CC5b | Santan CC5b | 294.75 | 2005-04-01 | 2050-12-31 | SRP |  |  | SRP | CC | CCGT
SANTAPAULAE | SAUGUS_2_SPESBT1 | Santa Paula Energy Storage | 30 | 2024-12-01 | 2099-01-01 | SCE |  |  | SCE | Battery Storage | Li-ion Battery |  | Santa Paula Energy Storage LLC | SP1 |  |  |  | 60 | 2
SANTFG_7_UNITS | SANTFG_7_UNITS | GEYSERS CALISTOGA AGGREGATE | 72 | 1984-03-01 | 2050-12-01 | PGE |  |  | PGE | Geothermal | Geothermal |  | Calistoga Power Plant | [9 empty] | 72 | 72 | 72 | 72 | 72 | 72 | 72 | 72 | 72 | 72 | 72 | 72
SANTGO_2_LNDFL1 | SANTGO_2_LNDFL1 | Bowerman Power | 19.6 | 2016-04-01 | 2050-12-01 | SCE |  |  | SCE | Biogas | Biogas |  | Bowerman Power LFG, LLC | [9 empty] | 19.32 | 19.59 | 18.69 | 19.03 | 18.57 | 19.53 | 18.74 | 18.55 | 18.4 | 17.75 | 18.75 | 19.6
SANTGO_2_MABBT1 | SANTGO_2_MABBT1 | Millikan Avenue BESS | 2 | 2017-01-01 | 2050-12-01 | SCE |  |  | SCE | Battery Storage | Li-ion Battery |  | PPA Grand | PE101 |  |  |  | 8 | 4
Santolina_Solar | Santolina Solar | Santolina Solar | 10.5 | 2015-12-01 | 2050-12-31 | PNM |  |  | PNM_EPE | Solar_1Axis | Solar |  | Santolina Solar Energy Center |  |  |  | SOLAR_1AXIS__NM_ALBUQUERQUE_V2024
SANWD_1_QF | SANWD_1_QF | San Gorgonio Farms Wind Farm | 31 | 1983-03-01 | 2050-12-01 | SCE |  |  | SCE | Wind | Wind |  | San Gorgonio Farms Wind Farm | WGEN |  |  | WIND_CPUCV2024c_CSD_CARIVERSIDE
Sarita_River | Sarita River | Sarita River | 5.3 | 2025-06-01 | 2050-12-31 | BCHA |  |  | BCHA_AESO | Hydro | Hydro
SAUGUS_6_CREST | SAUGUS_6_CREST | East Portal Hydro | 1 | 2017-10-01 | 2050-12-01 | SCE |  |  | SCE | Hydro | Hydro |  | East Portal Generator
SAUGUS_6_MWDFTH | SAUGUS_6_MWDFTH | Foothill Hydroelectric Recovery Plant | 9.1 | 1981-01-01 | 2050-12-01 | SCE |  |  | SCE | Hydro | Hydro |  | Foothill Feeder | 1 | 2
SAUGUS_6_QF | SAUGUS_6_QF | SAUGUS QFS | 2.19 | 1987-01-01 | 2050-12-01 | SCE |  |  | SCE | Hydro | Hydro | [11 empty] | 0.06 | 0.06 | 0.11 | 0.37 | 0.18 | 0.23 | 0.38 | 0.55 | 1 | 1 | 1 | 0.97
SAUGUS_7_CHIQCN | SAUGUS_7_CHIQCN | Chiquita Canyon Landfill Fac | 8 | 2010-11-01 | 2050-12-01 | SCE |  |  | SCE | Biogas | Biogas |  | Ameresco Chiquita Canyon | [9 empty] | 6.23 | 6 | 6.05 | 5.95 | 5.85 | 5.57 | 5.34 | 5.35 | 5.14 | 5.38 | 5.5 | 5.5
Saulteau | Saulteau | Saulteau | 15 | 2026-09-01 | 2050-12-31 | BCHA |  |  | BCHA_AESO | Wind | Wind | [5 empty] | WIND_CPUCV2024c_ONSHORE_BCPEACERIVER
Savona_ERG_1 | Savona_ERG_1 | Savona_ERG_1 | 5.89 | 2008-08-01 | 2050-12-31 | BCHA |  |  | BCHA_AESO | Steam | ST
Sawtelle1HY0_64 | Sawtelle1HY0.64 | Sawtelle1HY0.64 | 0.64 | 1986-06-01 | 2050-12-31 | LADWP |  |  | LADWP | Hydro | Hydro
SBERDO_2_PSP3 | SBERDO_2_PSP3 | Mountainview Gen Sta. Unit 3 | 555 | 2005-12-01 | 2050-12-01 | SCE |  |  | SCE | CC | CCGT |  | Mountainview Generating Station | MV3A | MV3B | MV3C
SBERDO_2_PSP4 | SBERDO_2_PSP4 | Mountainview Gen Sta. Unit 4 | 555 | 2006-01-01 | 2050-12-01 | SCE |  |  | SCE | CC | CCGT |  | Mountainview Generating Station | MV4A | MV4B | MV4C
SBERDO_2_SNTANA | SBERDO_2_SNTANA | SANTA ANA PSP | 6.95 | 1999-09-01 | 2050-12-01 | SCE |  |  | SCE | Hydro | Hydro |  | Santa Ana 3 | 1
SBERDO_6_MILLCK | SBERDO_6_MILLCK | MILL CREEK PSP | 3.93 | 1904-10-01 | 2050-12-01 | SCE |  |  | SCE | Hydro | Hydro |  | Mill Creek 3 | 3
SCACogen2_CC | SCACogen2 CC | SCACogen2 CC | 66.5 | 1997-03-01 | 2050-12-31 | NCNC |  |  | NCNC | CC | CCGT |  | SCA Cogen 2 | CT1A
SCACogen2GT | SCACogen2GT | SCACogen2GT | 50 | 2001-06-01 | 2050-12-01 | NCNC |  |  | NCNC | CT | Peaker |  | SCA Cogen 2 | CT1C
SCARLET_III |  | EDPR SCARLET III, LLC | 160 | 2025-12-01 | 2050-12-01 | PGE |  |  | PGE | Battery Storage | Li-ion Battery | [6 empty] | 640 | 4
SCARLT_2_SS2BT1 | SCARLT_2_SS2BT1 | Scarlet Solar 2 BESS | 150 | 2024-12-01 | 2050-01-01 | PGE |  |  | PGE | Solar_1Axis | Solar |  | Scarlet II Hybrid | GEN04 |  |  | SOLAR_1AXIS__CA_ELMVIEW_V2024
SCARLT_2_SS2SR1 | SCARLT_2_SS2SR1 | Scarlet Solar 2 PV | 200 | 2024-12-01 | 2050-01-01 | PGE |  |  | PGE | Solar_1Axis | Solar |  | Scarlet II Hybrid | GEN03 |  |  | SOLAR_1AXIS__CA_ELMVIEW_V2024
SCARLT_2_SSABT1 | SCARLT_2_SSABT1 | Scarlet Solar CA 1A | 10 | 2024-05-01 | 2050-12-01 | PGE |  |  | PGE | Battery Storage | Li-ion Battery | [6 empty] | 40 | 4
SCARLT_2_SSASR1 | SCARLT_2_SSASR1 | Scarlet Solar CA 1A PV | 100 | 2024-06-01 | 2050-01-01 | PGE |  |  | PGE | Solar_1Axis | Solar |  | Scarlet Solar (CA) | GEN01 |  |  | SOLAR_1AXIS__CA_ELMVIEW_V2024
SCARLT_2_SSBBT1 | SCARLT_2_SSBBT1 | Scarlet Solar CA 1B | 30 | 2024-06-01 | 2050-01-01 | PGE | SONRISASTORAGE |  | PGE | Battery Storage | Li-ion Battery |  | Scarlet Solar (CA) | GEN02 |  |  |  | 120 | 4 | SCARLT_2_SSBSR1 |  | Y
SCARLT_2_SSBSR1 | SCARLT_2_SSBSR1 | Scarlet Solar CA 1B PV | 100 | 2024-06-01 | 2050-01-01 | PGE | SONRISASOLAR |  | PGE | Solar_1Axis | Solar |  | Scarlet Solar (CA) | GEN01 |  |  | SOLAR_1AXIS__CA_ELMVIEW_V2024
Scattergood_6 | Scattergood 6 | Scattergood 6 | 89 | 2015-10-01 | 2050-12-31 | LADWP |  |  | LADWP | CT | Peaker |  | Scattergood | 6
Scattergood_7 | Scattergood 7 | Scattergood 7 | 89 | 2015-12-01 | 2050-12-31 | LADWP |  |  | LADWP | CT | Peaker |  | Scattergood | 7
Scattergood_CC3 | Scattergood CC3 | Scattergood CC3 | 311 | 2015-12-01 | 2050-12-01 | LADWP |  |  | LADWP | CC | CCGT |  | Scattergood
Scattergood_CC4 | Scattergood CC4 | Scattergood CC4 | 311 | 2029-12-01 | 2050-12-01 | LADWP |  |  | LADWP | CC | CCGT |  | Scattergood
SCE_AP_I |  |  | 40.9594 | 2015-01-01 | 2050-12-01 | SCE |  |  | SCE | DR | Shed_DR
SCE_BIP_15 |  |  | 132.7876 | 2015-01-01 | 2050-12-01 | SCE |  |  | SCE | DR | Shed_DR
SCE_BIP_30 |  |  | 454.5166 | 2015-01-01 | 2050-12-01 | SCE |  |  | SCE | DR | Shed_DR
SCE_CBP_DA |  |  | 6.6063 | 2015-01-01 | 2050-12-01 | SCE |  |  | SCE | DR | Shed_DR
SCE_CBP_DO |  |  | 17.1765 | 2015-01-01 | 2050-12-01 | SCE |  |  | SCE | DR | Shed_DR
SCE_SDP_Comm |  |  | 9.2489 | 2015-01-01 | 2050-12-01 | SCE |  |  | SCE | DR | Shed_DR
SCE_SDP_Resd |  |  | 110.9866 | 2015-01-01 | 2050-12-01 | SCE |  |  | SCE | DR | Shed_DR
SCEC_1_DERP01 | SCEC_1_DERP01 | ESS CSG Aggregated Resources | 0.72 | 2024-12-01 | 2050-12-01 | SCE |  |  | SCE | DR | Shed_DR
SCEHOV_2_HOOVER | HOOVER_2_SCEPT | Hoover DAM - SCE Share | 287 | 1989-06-01 | 2050-12-01 | SCE |  |  | SCE | Hydro | Hydro
SCHLTE_1_PL1X3 | SCHLTE_1_PL1X3 | Tracy Combined Cycle Power Plant | 336.04 | 2012-10-01 | 2050-12-01 | PGE |  |  | PGE | CC | CCGT |  | Tracy Combined Cycle Power Plant | TCC1 | TPP1 | TPP2
SCHNDR_1_FIVPTS | SCHNDR_1_FIVPTS | Five Points Solar Station | 15 | 2011-10-01 | 2050-12-01 | PGE |  |  | PGE | Solar_Fixed | Solar |  | Five Points Solar Station |  |  |  | SOLAR_FIXED_CA_FRESNO_TRANQUILLITY_V2024
SCHNDR_1_OS2BM2 | SCHNDR_1_OS2BM2 | Open Sky Digester Genset 2 | 0.8 | 2019-06-01 | 2050-12-01 | PGE |  |  | PGE | Biogas | Biogas | [11 empty] | 0.02 | 0.02 | 0.02 | 0.02 | 0.02 | 0.02 | 0.02 | 0.02 | 0.02 | 0.02 | 0.02 | 0.02
SCHNDR_1_WSTSDE | SCHNDR_1_WSTSDE | Westside Solar Station | 15 | 2011-09-01 | 2050-12-01 | PGE |  |  | PGE | Solar_Fixed | Solar |  | Westside Solar Station |  |  |  | SOLAR_FIXED_CA_FRESNO_TRANQUILLITY_V2024
ScotfordUpgdCC_Total | ScotfordUpgdCC-Total | ScotfordUpgdCC-Total | 195 | 2003-02-01 | 2050-12-31 | AESO |  |  | BCHA_AESO | CC | CCGT
SDGE_BIP |  |  | 5.1877 | 2015-01-01 | 2050-12-01 | SDGE |  |  | SDGE | DR | Shed_DR
SDGE_CBP_DA |  |  | 0.25939 | 2015-01-01 | 2050-12-01 | SDGE |  |  | SDGE | DR | Shed_DR
SDGE_CBP_DO |  |  | 12.9693 | 2015-01-01 | 2050-12-01 | SDGE |  |  | SDGE | DR | Shed_DR
SDGE_Summ_Sav_Resd |  |  | 0.25939 | 2015-01-01 | 2050-12-01 | SDGE |  |  | SDGE | DR | Shed_DR
SDGE_Summer_Saver_Com |  |  | 0.25939 | 2015-01-01 | 2050-12-01 | SDGE |  |  | SDGE | DR | Shed_DR
SDGEAC_Saver_DA_comm |  |  | 0.25939 | 2015-01-01 | 2050-12-01 | SDGE |  |  | SDGE | DR | Shed_DR
SDGEAC_Saver_DA_res |  |  | 25.9386 | 2015-01-01 | 2050-12-01 | SDGE |  |  | SDGE | DR | Shed_DR
SDGEAC_Saver_DO_comm |  |  | 2.5939 | 2015-01-01 | 2050-12-01 | SDGE |  |  | SDGE | DR | Shed_DR
SDGEAC_Saver_DO_res |  |  | 5.1877 | 2015-01-01 | 2050-12-01 | SDGE |  |  | SDGE | DR | Shed_DR
SDSU_GEN | SDSU-GEN | SDSU-GEN | 5 | 2013-06-01 | 2050-12-01 | IID |  |  | IID | Solar_Fixed | Solar | [5 empty] | SOLAR_FIXED_CA_IMPERIAL_BRAWLEY_V2024
SEAL_BEACH |  | BCE SEAL BEACH | 20 | 2024-09-01 | 2050-12-01 | SCE |  |  | SCE | Hybrid_Solar_1Axis | Solar | [5 empty] | SOLAR_1AXIS__CA_LOSANGELES_V2024
Searchlight | Searchlight | Searchlight | 17.5 | 2014-12-01 | 2050-12-01 | NEVP |  |  | NEVP | Solar_Fixed | Solar |  | Searchlight Solar |  |  |  | SOLAR_FIXED_NV_CLARK_BOULDER_V2024
SEARLS_1_TS3SR1 | SEARLS_1_TS3SR1 | Trona Solar III | 2 | 2023-04-01 | 2050-12-01 | SCE |  |  | SCE | Paired_Solar_1Axis | Solar |  | Trona Solar III | 71466 |  |  | SOLAR_1AXIS_CA_KERN_MOJAVE_V2024
SEARLS_7_ARGUS | SEARLS_7_ARGUS | Argus Cogeneration | 19 | 2013-11-01 | 2050-12-01 | SCE |  |  | SCE | Cogen | CHP |  | Argus Cogen Plant | [9 empty] | 4.75 | 5.75 | 4.49 | 4.47 | 3.15 | 2.06 | 1.14 | 1.48 | 3.39 | 4.18 | 3.73 | 4.61
SEAWND_2_AMWWD1 | SEAWND_2_AMWWD1 | Alta Mesa Wind | 27 | 2024-05-01 | 2050-12-01 | SCE |  |  | SCE | Wind | Wind |  | Alta Mesa Repower LLC |  |  |  | WIND_CPUCV2024c_CSD_CARIVERSIDE
Second_Imperial01_12 | Second Imperial01-12 | Second Imperial01-12 | 33 | 1993-06-01 | 2050-12-01 | IID |  |  | IID | Geothermal | Geothermal |  | Second Imperial Geothermal | GE10
Second_Imperial13 | Second Imperial Geothermal13BT16 | Second Imperial Geothermal13BT16 | 16 | 2006-01-01 | 2050-12-01 | IID |  |  | IID | Geothermal | Geothermal |  | Second Imperial Geothermal | GE13
Second_Imperial14 | Second Imperial Geothermal14BT16 | Second Imperial Geothermal14BT16 | 16 | 2008-04-01 | 2050-12-01 | IID |  |  | IID | Geothermal | Geothermal |  | Second Imperial Geothermal | GEN14
SeeGen_1 | SeeGen_1 | SeeGen_1 | 22 | 2003-07-01 | 2050-12-31 | BCHA |  |  | BCHA_AESO | Biomass/Wood | Biomass
SEGS_1_SR2SL2 | SEGS_1_SR2SL2 | Sunray 2 | 20 | 2017-06-01 | 2050-12-01 | SCE |  |  | SCE | Solar_1Axis | Solar |  | Bishop Creek 6 |  |  |  | SOLAR_1AXIS_CA_TULARE_PORTERVILLE_V2024
Seminoe_1 | Seminoe 1 | Seminoe 1 | 15 | 1939-08-01 | 2050-12-31 | WACM |  |  | WACM | Hydro | Hydro |  | Seminoe | 1
Seminoe_2 | Seminoe 2 | Seminoe 2 | 15 | 1939-08-01 | 2050-12-31 | WACM |  |  | WACM | Hydro | Hydro |  | Seminoe | 2
Seminoe_3 | Seminoe 3 | Seminoe 3 | 15 | 1939-08-01 | 2050-12-31 | WACM |  |  | WACM | Hydro | Hydro |  | Seminoe | 3
SenecaSustainableEnergyProj | Seneca Sustainable Energy ProjST1ST19.77 | Seneca Sustainable Energy ProjST1ST19.77 | 19.77 | 2011-04-01 | 2050-12-01 | BPAT |  |  | BPAT | Biomass/Wood | Biomass |  | Seneca Sustainable Energy LLC
SENTNL_2_CTG1 | SENTNL_2_CTG1 | Sentinel Unit 1 | 107.68 | 2013-05-01 | 2050-12-01 | SCE |  |  | SCE | CT | Peaker |  | Sentinel Energy Center, LLC | CTG1
SENTNL_2_CTG2 | SENTNL_2_CTG2 | Sentinel Unit 2 | 104.19 | 2013-05-01 | 2050-12-01 | SCE |  |  | SCE | CT | Peaker |  | Sentinel Energy Center, LLC | CTG2
SENTNL_2_CTG3 | SENTNL_2_CTG3 | Sentinel Unit 3 | 105.69 | 2013-05-01 | 2050-12-01 | SCE |  |  | SCE | CT | Peaker |  | Sentinel Energy Center, LLC | CTG3
SENTNL_2_CTG4 | SENTNL_2_CTG4 | Sentinel Unit 4 | 106.55 | 2013-05-01 | 2050-12-01 | SCE |  |  | SCE | CT | Peaker |  | Sentinel Energy Center, LLC | CTG4
SENTNL_2_CTG5 | SENTNL_2_CTG5 | Sentinel Unit 5 | 107.52 | 2013-05-01 | 2050-12-01 | SCE |  |  | SCE | CT | Peaker |  | Sentinel Energy Center, LLC | CTG5
SENTNL_2_CTG6 | SENTNL_2_CTG6 | Sentinel Unit 6 | 105 | 2013-05-01 | 2050-12-01 | SCE |  |  | SCE | CT | Peaker |  | Sentinel Energy Center, LLC | CTG6
SENTNL_2_CTG7 | SENTNL_2_CTG7 | Sentinel Unit 7 | 106.73 | 2013-05-01 | 2050-12-01 | SCE |  |  | SCE | CT | Peaker |  | Sentinel Energy Center, LLC | CTG7
SENTNL_2_CTG8 | SENTNL_2_CTG8 | Sentinel Unit 8 | 106.85 | 2013-05-01 | 2050-12-01 | SCE |  |  | SCE | CT | Peaker |  | Sentinel Energy Center, LLC | CTG8
Serpentine_Creek | Serpentine Creek | Serpentine Creek | 10.5 | 2022-12-31 | 2050-12-31 | BCHA |  |  | BCHA_AESO | Hydro | Hydro
Seton_1 | Seton_1 | Seton_1 | 48 | 2026-10-01 | 2050-12-31 | BCHA |  |  | BCHA_AESO | Hydro | Hydro
Seven_Mile_1 | Seven_Mile_1 | Seven_Mile_1 | 201.25 | 1979-01-01 | 2050-12-31 | BCHA |  |  | BCHA_AESO | Hydro | Hydro
Seven_Mile_2 | Seven_Mile_2 | Seven_Mile_2 | 201.25 | 1979-12-01 | 2050-12-31 | BCHA |  |  | BCHA_AESO | Hydro | Hydro
Seven_Mile_3 | Seven_Mile_3 | Seven_Mile_3 | 201.25 | 1980-12-01 | 2050-12-31 | BCHA |  |  | BCHA_AESO | Hydro | Hydro
Seven_Mile_4 | Seven_Mile_4 | Seven_Mile_4 | 201.25 | 2003-04-01 | 2050-12-31 | BCHA |  |  | BCHA_AESO | Hydro | Hydro
SevenMileHill1 | SevenMileHill1 | SevenMileHill1 | 100 | 2008-12-01 | 2048-01-01 | PAWY |  |  | PACE | Wind | Wind |  | Seven Mile Hill | 1 |  |  | WIND_CPUCV2024c_EIA_WYOMING
SevenMileHill2 | SevenMileHill2 | SevenMileHill2 | 20 | 2008-12-01 | 2048-01-01 | PACE |  |  | PACE | Wind | Wind |  | Seven Mile Hill | 2 |  |  | WIND_CPUCV2024c_EIA_WYOMING
Seville_2 | Seville 2 | Seville 2 | 30 | 2016-06-01 | 2050-12-01 | IID |  |  | IID | Solar_1Axis | Solar |  | Seville 2 |  |  |  | SOLAR_1AXIS_CA_IMPERIAL_BRAWLEY_V2024
SFS_ENERGY_STORAGE_LLC |  | SFS ENERGY STORAGE, LLC | 90 | 2025-04-01 | 2050-12-01 | SCE |  |  | SCE | Battery Storage | Li-ion Battery | [6 empty] | 360 | 4
SGREGY_6_SANGER | SGREGY_6_SANGER | Algonquin Power Sanger 2 | 48.3 | 2017-06-01 | 2050-12-01 | PGE |  |  | PGE | CC | CCGT |  | Algonquin Power Sanger LLC
SHANDN_2_SBBBM1 | SHANDN_2_SBBBM1 | San Bernardino Biogas | 2.6 | 2023-06-01 | 2050-12-01 | SCE |  |  | SCE | Biogas | Biogas | [11 empty] | 2.464 | 2.4262 | 2.3895 | 2.3689 | 2.3959 | 2.4521 | 2.4193 | 2.409 | 2.4154 | 2.3611 | 2.3814 | 2.4185
Shasta_1 | Shasta 1 | Shasta 1 | 142 | 1949-04-01 | 2050-12-31 | NCNC |  |  | NCNC | Hydro | Hydro |  | Shasta | 1
Shasta_2 | Shasta 2 | Shasta 2 | 142 | 1948-07-01 | 2050-12-31 | NCNC |  |  | NCNC | Hydro | Hydro |  | Shasta | 2
Shasta_3 | Shasta 3 | Shasta 3 | 142 | 1944-06-01 | 2050-12-31 | NCNC |  |  | NCNC | Hydro | Hydro |  | Shasta | 3
Shasta_4 | Shasta 4 | Shasta 4 | 142 | 1944-06-01 | 2050-12-31 | NCNC |  |  | NCNC | Hydro | Hydro |  | Shasta | 4
Shasta_5 | Shasta 5 | Shasta 5 | 142 | 1948-03-01 | 2050-12-31 | NCNC |  |  | NCNC | Hydro | Hydro |  | Shasta | 5
Shavano_Falls | Shavano Falls | Shavano Falls | 2.8 | 2012-09-01 | 2050-12-31 | WACM |  |  | WACM | Hydro | Hydro |  | Shavano Falls Hydro
SHCG1_1 | SHCG1-1 | SHCG1-1 | 19 | 2009-03-01 | 2050-12-31 | AESO |  |  | BCHA_AESO | Cogen | CHP
SheepSolar | Sheep SolarPGRC8PV-NT2.2 | Sheep SolarPGRC8PV-NT2.2 | 2.2 | 2017-12-01 | 2050-12-01 | PACW |  |  | PACW | Solar_Fixed | Solar |  | Sheep Solar |  |  |  | SOLAR_FIXED__OR_MEDFORD_V2024
Sheerness_2_2_Gas | Sheerness 2 Gas | Sheerness 2 Gas | 408 | 1990-01-01 | 2050-12-31 | AESO |  |  | BCHA_AESO | Steam | ST
Sheerness1_1_Gas | Sheerness 1 Gas | Sheerness 1 Gas | 418.5 | 1986-01-01 | 2050-12-31 | AESO |  |  | BCHA_AESO | Steam | ST
SHELRF_1_UNITS | SHELRF_1_UNITS | SHELL OIL REFINERY AGGREGATE | 100 | 1995-01-01 | 2050-12-01 | PGE |  |  | PGE | CC | CCGT |  | Martinez Refining
Shepard_EC_CC1a | Shepard EC CC1a | Shepard EC CC1a | 435 | 2015-02-01 | 2050-12-31 | AESO | Shepard_EC_CC |  | BCHA_AESO | CC | CCGT
Shepard_EC_CC1b | Shepard EC CC1b | Shepard EC CC1b | 435 | 2017-02-01 | 2050-12-31 | AESO | Shepard_EC_CC |  | BCHA_AESO | CC | CCGT
ShoshnFalls1 | ShoshnFalls1 | ShoshnFalls1 | 12 | 1909-06-01 | 2050-12-31 | IPMV |  |  | IPCO | Hydro | Hydro |  | Shoshone Falls | 1 | 2 | 3
Shoshone_1 | Shoshone 1 | Shoshone 1 | 3.33 | 1921-12-01 | 2050-12-31 | WACM |  |  | WACM | Hydro | Hydro |  | Shoshone (WY)
Shoshone_A | 70385_ADS30_Shoshone A | 70385_ADS30_Shoshone A | 7 | 1908-12-01 | 2058-12-31 | PSCO |  |  | PSCO | Hydro | Hydro
Shuswap_1 | Shuswap_1 | Shuswap_1 | 3 | 1929-01-01 | 2050-12-31 | BCHA |  |  | BCHA_AESO | Hydro | Hydro
Shuswap_2 | Shuswap_2 | Shuswap_2 | 3 | 1941-12-01 | 2050-12-31 | BCHA |  |  | BCHA_AESO | Hydro | Hydro
SHUTLE_6_CREST | SHUTLE_6_CREST | CREST Contracts | 4 | 2016-03-01 | 2050-12-01 | SCE |  |  | SCE | Solar_1Axis | Solar | [5 empty] | SOLAR_1AXIS__CA_LOSANGELES_V2024
SHUTLE_6_RUISR1 | SHUTLE_6_RUISR1 | Rutan 1 | 1.5 | 2024-03-01 | 2050-12-01 | SCE |  |  | SCE | Solar_1Axis | Solar | [5 empty] | SOLAR_1AXIS_CA_LOSANGELES_PALMDALE_V2024
SHUTLE_6_RUISR2 | SHUTLE_6_RUISR2 | Rutan 2 | 1.5 | 2024-05-01 | 2050-12-01 | SCE |  |  | SCE | Solar_1Axis | Solar | [5 empty] | SOLAR_1AXIS_CA_LOSANGELES_PALMDALE_V2024
SHUTLE_6_RUISR3 | SHUTLE_6_RUISR3 | Rutan 3 | 1 | 2024-05-01 | 2050-12-01 | SCE |  |  | SCE | Solar_1Axis | Solar |  | Rutan |  |  |  | SOLAR_1AXIS_CA_LOSANGELES_PALMDALE_V2024
SIERRA_1_UNITS | SIERRA_1_UNITS | HIGH SIERRA LIMITED | 52.43 | 1989-02-01 | 2050-12-01 | PGE |  |  | PGE | CT | Peaker |  | High Sierra Limited
SIGHEB_6_HE2SCEDYN | SIGHEB_6_HE2SCEDYN | Heber 2 | 28 | 2008-04-01 | 2050-12-01 | IID |  |  | IID | Geothermal | Geothermal | SCE | Heber Geothermal
SIGHEB_6_MIRDYN | SIGHEB_6_MIRDYN | Heber South | 17 | 2008-04-01 | 2050-12-01 | IID |  |  | IID | Geothermal | Geothermal | SCE | Heber Geothermal | 4
Sigurd_Solar_LLC_PV_66345_01 | Sigurd Solar LLC (PV-66345-01) | Sigurd Solar LLC (PV-66345-01) | 80 | 2021-05-03 | 2046-05-02 | PAUT |  |  | PACE | Solar_1Axis | Solar |  | Sigurd Solar LLC |  |  |  | SOLAR_1AXIS__UT_SALTLAKECITY_V2024
SILVER_PEAK_I_ELDORADO_VALLEY |  | SILVER PEAK SOLAR LLC (ELDORADO VALLEY STORAGE OR SILVER PEAK I) | 60 | 2024-07-01 | 2050-12-01 | SCE |  |  | SCE | Battery Storage | Li-ion Battery | [6 empty] | 240 | 4
SILVER_PEAK_II |  | SILVER PEAK SOLAR LLC (SILVER PEAK II) | 109 | 2024-07-01 | 2050-12-01 | SCE |  |  | SCE | Battery Storage | Li-ion Battery | [6 empty] | 436 | 4
SILVER_PEAK_III |  | SILVER PEAK SOLAR LLC (SILVER PEAK III) | 110 | 2024-07-01 | 2050-12-01 | SCE |  |  | SCE | Battery Storage | Li-ion Battery | [6 empty] | 440 | 4
Silver_Sage | Silver Sage | Silver Sage | 42 | 2009-10-01 | 2050-12-31 | WACM |  |  | WACM | Wind | Wind |  | Silver Sage Windpower |  |  |  | WIND_CPUCV2024c_EIA_WYOMING
Silver_State_North_1 | Silver State North 1 | Silver State North 1 | 28 | 2012-03-01 | 2050-12-01 | NEVP |  |  | NEVP | Solar_Fixed | Solar |  | Silver State Solar Power North | 56188 |  |  | SOLAR_FIXED_NV_CLARK_BOULDER_V2024
Silver_State_North_2 | Silver State North 2 | Silver State North 2 | 25 | 2012-03-01 | 2050-12-01 | NEVP |  |  | NEVP | Solar_Fixed | Solar |  | Silver State Solar Power North | 56188 |  |  | SOLAR_FIXED_NV_CLARK_BOULDER_V2024
Silverhawk_CC | Silverhawk CC1a | Silverhawk CC1a | 285 | 2004-05-01 | 2039-12-01 | NEVP |  |  | NEVP | CC | CCGT |  | Silverhawk
Silverhawk_CC1b | Silverhawk CC1b | Silverhawk CC1b | 285 | 2004-05-01 | 2039-12-31 | NEVP |  |  | NEVP | CC | CCGT
SilvertonSolar | Silverton SolarPGRC7PV-NT2.2 | Silverton SolarPGRC7PV-NT2.2 | 2.2 | 2017-12-01 | 2050-12-01 | PortlandGE |  |  | PortlandGE | Solar_Fixed | Solar |  | Silverton Solar |  |  |  | SOLAR_FIXED__OR_PORTLAND_V2024
Simcoe_Solar | Simcoe Solar | Simcoe Solar | 20 | 2016-12-01 | 2050-12-31 | IPTV |  |  | IPCO | Solar_Fixed | Solar |  | Simcoe Solar |  |  |  | SOLAR_FIXED__UT_SALTLAKECITY_V2024
Simplot_Leasing | Simplot_Leasing | Simplot_Leasing | 15.9 | 1986-02-01 | 2050-12-31 | IPFE |  |  | IPCO | Steam | ST |  | Simplot Leasing Don Plant
SimpsonTacoma | SimpsonTacoma | SimpsonTacoma | 64 | 2009-07-01 | 2050-12-01 | BPAT |  |  | BPAT | Biomass/Wood | Biomass
Siphon1 | Siphon1 | Siphon1 | 2.7 | 1989-08-01 | 2024-12-31 | PACW |  |  | PACW | Hydro | Hydro |  | Siphon Power Project | GEN1
SISPRG_2_DS3BT1 | SISPRG_2_DS3BT1 | Daggett Solar 3 a BESS | 61.16 | 2023-11-01 | 2099-01-01 | SCE |  |  | SCE | Paired_BattStorage | Li-ion Battery |  | Daggett 3 | DAGGB |  |  |  | 246 | 4.0222 | SISPRG_2_DS3SR1 |  | Y
SISPRG_2_DS3BT2 | SISPRG_2_DS3BT2 | Daggett Solar 3 b BESS | 60 | 2023-08-01 | 2099-01-01 | SCE |  |  | SCE | Paired_BattStorage | Li-ion Battery |  | Daggett 3 | DAGGB |  |  |  | 240 | 4 | SISPRG_2_DS3SR2 |  | Y
SISPRG_2_DS3BT3 | SISPRG_2_DS3BT3 | Daggett Solar 3 cd BESS | 12.5 | 2023-09-01 | 2099-01-01 | SCE |  |  | SCE | Paired_BattStorage | Li-ion Battery |  | Daggett 3 | DAGGB |  |  |  | 50 | 4 | SISPRG_2_DS3SR3 |  | Y
SISPRG_2_DS3BT4 | SISPRG_2_DS3BT4 | Daggett Solar 3 e BESS | 15 | 2023-08-01 | 2099-01-01 | SCE |  |  | SCE | Paired_BattStorage | Li-ion Battery |  | Daggett 3 | DAGGB |  |  |  | 60 | 4 | SISPRG_2_DS3SR4 |  | Y
SISPRG_2_DS3SR1 | SISPRG_2_DS3SR1 | Daggett Solar 3 a PV | 123 | 2023-10-01 | 2099-01-01 | SCE |  |  | SCE | Paired_Solar_1Axis | Solar |  | Daggett 3 | DAGGP |  |  | SOLAR_1AXIS_CA_SANBERNARDINO_APPLEVALLEY_V2024
SISPRG_2_DS3SR2 | SISPRG_2_DS3SR2 | Daggett Solar 3 b PV | 110 | 2023-08-01 | 2099-01-01 | SCE |  |  | SCE | Paired_Solar_1Axis | Solar |  | Daggett 3 | DAGGP |  |  | SOLAR_1AXIS_CA_SANBERNARDINO_APPLEVALLEY_V2024
SISPRG_2_DS3SR3 | SISPRG_2_DS3SR3 | Daggett Solar 3 cd PV | 50 | 2023-09-01 | 2099-01-01 | SCE |  |  | SCE | Paired_Solar_1Axis | Solar |  | Daggett 3 | DAGGP |  |  | SOLAR_1AXIS_CA_SANBERNARDINO_APPLEVALLEY_V2024
SISPRG_2_DS3SR4 | SISPRG_2_DS3SR4 | Daggett Solar 3 e PV | 17 | 2023-07-01 | 2099-01-01 | SCE |  |  | SCE | Paired_Solar_1Axis | Solar |  | Daggett 3 | DAGGP |  |  | SOLAR_1AXIS_CA_SANBERNARDINO_APPLEVALLEY_V2024
SISQUC_1_SMARIA | SISQUC_1_SMARIA | Santa Maria II LFG Power Plant | 1.42 | 2010-09-01 | 2050-12-01 | PGE |  |  | PGE | Biogas | Biogas |  | J&A-Santa Maria II LLC | [9 empty] | 1.01 | 1.04 | 1.02 | 1.03 | 1.03 | 1.07 | 1.06 | 1.07 | 1.04 | 1.02 | 1 | 0.95
SISW_FLGE1OT5 | SISW FLGE1OT5 | SISW FLGE1OT5 | 5 | 2018-10-01 | 2050-12-31 | IPMV |  |  | IPCO | Biogas | Biogas
SKERN_6_SOLAR1 | SKERN_6_SOLAR1 | South Kern Solar PV Plant | 20 | 2015-04-01 | 2050-12-01 | PGE |  |  | PGE | Solar_1Axis | Solar |  | Kern Solar Ranch |  |  |  | SOLAR_1AXIS_CA_KERN_BAKERSFIELD_V2024
SKERN_6_SOLAR2 | SKERN_6_SOLAR2 | SKIC Solar | 10 | 2017-01-01 | 2050-12-01 | PGE |  |  | PGE | Solar_1Axis | Solar |  | Algonquin SKIC 10 Solar, LLC |  |  |  | SOLAR_1AXIS_CA_KERN_BAKERSFIELD_V2024
Skookum_Crk1 | Skookum_Crk1 | Skookum_Crk1 | 14.6 | 2014-05-01 | 2050-12-31 | BCHA |  |  | BCHA_AESO | Hydro | Hydro
Skookum_Crk2 | Skookum_Crk2 | Skookum_Crk2 | 14.6 | 2014-05-01 | 2050-12-31 | BCHA |  |  | BCHA_AESO | Hydro | Hydro
Skookumchuck_Wind | Skookumchuck Wind | Skookumchuck Wind | 137 | 2020-01-01 | 2050-12-31 | PSEI |  |  | BPAT | Wind | Wind |  | Skookumchuck Wind Facility |  |  |  | WIND_CPUCV2024c_EIA_OREGON
Skookumchuk | Skookumchuk | Skookumchuk | 51.3 | 2001-09-01 | 2050-12-31 | BCHA |  |  | BCHA_AESO | Biomass/Wood | Biomass
Skookumchuk_1 | Skookumchuk 1 | Skookumchuk 1 | 15 | 2001-09-01 | 2050-12-31 | BCHA |  |  | BCHA_AESO | Biogas | Biogas
Sky_Ranch_Solar | Sky Ranch Solar | Sky Ranch Solar | 190 | 2023-12-31 | 2043-12-31 | PNM |  |  | PNM_EPE | Solar_1Axis | Solar |  | Sky Ranch Solar | SKYPV |  |  | SOLAR_1AXIS__NM_ALBUQUERQUE_V2024
Sky_Ranch_Storage | Sky Ranch Storage | Sky Ranch Storage | 50 | 2023-12-31 | 2043-12-31 | PNM |  |  | PNM_EPE | Battery Storage | Li-ion Battery |  | Sky Ranch Solar | SKYBA |  |  |  | 200 | 4
Skylark_2_PVREA_DG_Solar_III_SkylarkB | Skylark 2 (PVREA DG Solar III or Skylark B) | Skylark 2 (PVREA DG Solar III or Skylark B) | 2 | 2016-09-01 | 2050-12-31 | WACM |  |  | WACM | Solar_1Axis | Solar | [5 empty] | SOLAR_1AXIS_NV_CLARK_BOULDER_V2024
Skylark_III | Skylark III | Skylark III | 1.05 | 2020-01-01 | 2050-12-31 | WACM |  |  | WACM | Solar_1Axis | Solar | [5 empty] | SOLAR_1AXIS__CO_DENVER_V2024
Skylark_PVREA_DG_Solar_II | Skylark (PVREA DG Solar II) | Skylark (PVREA DG Solar II) | 4 | 2015-12-01 | 2050-12-31 | WACM |  |  | WACM | Solar_1Axis | Solar |  | Skylark |  |  |  | SOLAR_1AXIS__CO_DENVER_V2024
SkysolLLC | Skysol LLC (174 PW GB / Hanwha GR)PV55 | Skysol LLC (174 PW GB / Hanwha GR)PV55 | 55 | 2023-02-01 | 2043-02-01 | PACW |  |  | PACW | Solar_Fixed | Solar |  | Skysol |  |  |  | SOLAR_FIXED__OR_MEDFORD_V2024
SLATE_2_SLASR1 | SLATE_2_SLASR1 | Slate | 50.5 | 2021-11-01 | 2050-12-01 | PGE |  |  | PGE | Solar_1Axis | Solar |  | Slate Hybrid | SLATE |  |  | SOLAR_1AXIS_CA_KINGS_STRATFORD_V2024
SLATE_2_SLASR2_LESR | SLATE_2_SLASR2 | SLATE_2 | 46.5 | 2022-03-01 | 2099-01-01 | PGE |  |  | PGE | Hybrid_BattStorage | Li-ion Battery |  | Slate Hybrid | SLBSV |  |  |  | 186 | 4 | SLATE_2_SLASR2_SUN |  | Y
SLATE_2_SLASR2_SUN | SLATE_2_SLASR2 | SLATE_2 | 46.5 | 2022-03-01 | 2099-01-01 | PGE |  |  | PGE | Hybrid_Solar_1Axis | Solar |  | Slate Hybrid | SL3EC |  |  | SOLAR_1AXIS_CA_KINGS_STRATFORD_V2024
SLATE_2_SLASR3_LESR | SLATE_2_SLASR3 | SLATE_3 | 33.8 | 2022-03-01 | 2099-01-01 | PGE |  |  | PGE | Hybrid_BattStorage | Li-ion Battery |  | Slate Hybrid | SLB3C |  |  |  | 135.2 | 4 | SLATE_2_SLASR3_SUN |  | Y
SLATE_2_SLASR3_SUN | SLATE_2_SLASR3 | SLATE_3 | 33.7 | 2022-03-01 | 2099-01-01 | PGE |  |  | PGE | Hybrid_Solar_1Axis | Solar |  | Slate Hybrid | SLSTN |  |  | SOLAR_1AXIS_CA_KINGS_STRATFORD_V2024
SLATE_2_SLASR4_LESR | SLATE_2_SLASR4 | SLATE_4 | 63 | 2022-03-01 | 2099-01-01 | PGE |  |  | PGE | Hybrid_BattStorage | Li-ion Battery |  | Slate Hybrid | SLBES |  |  |  | 252 | 4 | SLATE_2_SLASR4_SUN | 126 | Y
SLATE_2_SLASR4_SUN | SLATE_2_SLASR4 | SLATE_4 | 13 | 2022-03-01 | 2099-01-01 | PGE |  |  | PGE | Hybrid_Solar_1Axis | Solar |  | Slate Hybrid | SLPWR |  |  | SOLAR_1AXIS_CA_KINGS_STRATFORD_V2024
SLATE_2_SLASR5_LESR | SLATE_2_SLASR5 | Slate 5 | 10 | 2022-03-01 | 2099-01-01 | PGE |  |  | PGE | Hybrid_BattStorage | Li-ion Battery |  | Slate Hybrid | SLBPW |  |  |  | 40 | 4 | SLATE_2_SLASR5_SUN |  | Y
SLATE_2_SLASR5_SUN | SLATE_2_SLASR5 | Slate 5 | 16 | 2022-03-01 | 2099-01-01 | PGE |  |  | PGE | Hybrid_Solar_1Axis | Solar |  | Slate Hybrid | SLATE |  |  | SOLAR_1AXIS_CA_KINGS_STRATFORD_V2024
Slate_Creek | Slate_Creek | Slate_Creek | 4.2 | 2019-01-01 | 2033-12-31 | PACW |  |  | PACW | Hydro | Hydro |  | Slate Creek
SlaveLakePulp | SlaveLakePulp | SlaveLakePulp | 9 | 2015-08-01 | 2050-12-31 | AESO |  |  | BCHA_AESO | Biomass/Wood | Biomass
Slide_Creek_1 | Slide_Creek_1 | Slide_Creek_1 | 18 | 1951-07-01 | 2038-12-31 | PACW |  |  | PACW | Hydro | Hydro |  | Slide Creek
SLRMS3_2_SRMSR1 | SLRMS3_2_SRMSR1 | SILVER RIDGE MOUNT SIGNAL 3 | 250 | 2019-12-01 | 2050-12-01 | SDGE |  |  | SDGE | Solar_1Axis | Solar |  | Mount Signal Solar Farm V |  |  |  | SOLAR_1AXIS_CA_IMPERIAL_OCOTILLO_V2024
SLST13_2_SOLAR1 | SLST13_2_SOLAR1 | Quinto Solar PV Project | 107.6 | 2015-11-01 | 2050-12-01 | PGE |  |  | PGE | Solar_1Axis | Solar |  | Quinto Solar PV Project |  |  |  | SOLAR_1AXIS_CA_MERCED_LOSBANOS_V2024
SLSTR1_2_SOLAR1 | SLSTR1_2_SOLAR1 | Solar Star 1 | 310 | 2014-10-01 | 2050-12-01 | SCE |  |  | SCE | Solar_1Axis | Solar |  | Solar Star 1 |  |  |  | SOLAR_1AXIS_CA_KERN_ROSAMOND_V2024
SLSTR2_2_SOLAR2 | SLSTR2_2_SOLAR2 | Solar Star 2 | 276 | 2014-07-01 | 2050-12-01 | SCE |  |  | SCE | Solar_1Axis | Solar |  | Solar Star 2 |  |  |  | SOLAR_1AXIS_CA_KERN_ROSAMOND_V2024
SLUISP_2_UNITS | SLUISP_2_UNITS | SAN LUIS (GIANELLI) PUMP-GEN (AGGREGATE) | 374.43 | 1967-01-01 | 2050-12-01 | PGE |  |  | PGE | Pumping_Load | Shed_DR |  | W R Gianelli
SLYCRK_1_UNIT_1 | SLYCRK_1_UNIT 1 | SLY CREEK HYDRO | 13 | 1983-01-01 | 2050-12-01 | PGE |  |  | PGE | Hydro | Hydro |  | Sly Creek
Smith_Falls_EWEB | Smith Falls (EWEB) | Smith Falls (EWEB) | 18 | 1990-01-01 | 2050-12-31 | BPAT |  |  | BPAT | Hydro | Hydro
SMPRIP_1_SMPSON | SMPRIP_1_SMPSON | Ripon Cogeneration Unit 1 | 46.05 | 1988-04-01 | 2050-12-01 | PGE |  |  | PGE | Cogen | CHP |  | AltaGas Ripon Energy Inc.
SMRCOS_6_LNDFIL | SMRCOS_6_LNDFIL | San Marcos Energy | 1.5 | 2011-05-01 | 2050-12-01 | SDGE |  |  | SDGE | Biogas | Biogas |  | San Marcos Energy | [9 empty] | 1.5 | 1.5 | 1.5 | 1.5 | 1.49 | 1.48 | 1.5 | 1.5 | 1.5 | 1.5 | 1.5 | 1.5
SMT_0_6 | SMT-0.6 | SMT-0.6 | 30 | 2020-01-01 | 2050-12-31 | CFE |  |  | CFE | Wind | Wind | [5 empty] | WIND_CPUCV2024c_EIA_ARIZONA
SMTInvestors | SMT Investors | SMT Investors | 2.04 | 2010-10-01 | 2050-12-01 | AZPS |  |  | AZPS | Solar_Fixed | Solar | [5 empty] | SOLAR_FIXED__AZ_PHOENIX_V2024
SMUDGO_7_UNIT_1 | SMUDGO_7_UNIT 1 | SONOMA POWER PLANT | 64.8 | 1983-01-01 | 2050-12-01 | PGE |  |  | PGE | Geothermal | Geothermal |  | Sonoma California Geothermal | [9 empty] | 47 | 47 | 47 | 47 | 47 | 47 | 47 | 47 | 47 | 47 | 47 | 47
SMYRNA_1_DL1SR1 | SMYRNA_1_DL1SR1 | Delano Land 1 | 1 | 2017-12-01 | 2050-12-01 | PGE |  |  | PGE | Solar_1Axis | Solar |  | Delano Land 1 |  |  |  | SOLAR_1AXIS_CA_TULARE_PORTERVILLE_V2024
SNCLRA_2_HOWLNG | SNCLRA_2_HOWLNG | Houwelings Nurseries Oxnard, Inc | 12.71 | 2013-06-01 | 2050-12-01 | SCE |  |  | SCE | Biomass/Wood | Biomass |  | Glass House Camarillo Cultivation | [9 empty] | 7.04 | 7.24 | 6.32 | 5.33 | 7.09 | 7.17 | 5.49 | 4.08 | 5.15 | 6.71 | 6.37 | 4
SNCLRA_2_SILBT1 | SNCLRA_2_SILBT1 | Silverstrand BESS | 11 | 2021-04-01 | 2050-12-01 | SCE |  |  | SCE | Battery Storage | Li-ion Battery |  | Silverstrand Grid Energy Storage System | SLV01 |  |  |  | 44 | 4
SNCLRA_2_SPRHYD | SNCLRA_2_SPRHYD | Springville Hydroelectric Generator | 1 | 2016-04-01 | 2050-12-01 | SCE |  |  | SCE | Hydro | Hydro |  | Springville Hydroelectric
SNCLRA_2_UNIT | SNCLRA_2_UNIT | Channel Islands Power | 27.5 | 2018-04-01 | 2050-12-01 | SCE |  |  | SCE | Cogen | CHP | [11 empty] | 27.5 | 27.5 | 27.5 | 27.5 | 27.5 | 27.5 | 27.5 | 27.5 | 27.5 | 27.5 | 14.25 | 14.31
SNCLRA_2_UNIT1 | SNCLRA_2_UNIT1 | New Indy Oxnard | 27.8 | 2016-04-01 | 2050-12-01 | SCE |  |  | SCE | Cogen | CHP |  | Oxnard Paper Mill | [9 empty] | 14.25 | 14.31 | 13.67 | 10 | 11.21 | 11.34 | 10.86 | 11.3 | 11.05 | 8.8 | 10.08 | 11.23
SNCLRA_2_VESBT1 | SNCLRA_2_VESBT1 | Ventura Energy Storage | 100 | 2021-04-01 | 2050-12-01 | SCE |  |  | SCE | Battery Storage | Li-ion Battery | [6 empty] | 400 | 4
SNCLRA_6_OXGEN | SNCLRA_6_OXGEN | OXGEN | 47.7 | 2020-06-01 | 2050-12-01 | SCE |  |  | SCE | Cogen | CHP |  | E F Oxnard Energy Facility | [9 empty] | 47.7 | 47.7 | 47.7 | 47.7 | 47.7 | 47.7 | 47.7 | 47.7 | 47.7 | 47.7 | 47.7 | 47.7
SNCLRA_6_PROCGN | SNCLRA_6_PROCGN | Procter and Gamble Oxnard 2 | 47.9 | 1998-11-01 | 2050-12-01 | SCE |  |  | SCE | Cogen | CHP |  | Oxnard | [9 empty] | 21.67 | 17.27 | 21.67 | 21.67 | 21.35 | 21.7 | 20.79 | 12.74 | 12.55 | 12.74 | 12.27 | 13.32
SNCLRA_6_QF | SNCLRA_6_QF | SANTA CLARA QFS | 1.65 | 1987-01-01 | 2050-12-01 | SCE |  |  | SCE | Cogen | CHP |  | Santa Clara | [9 empty] | 0 | 0 | 0 | 0 | 0 | 0 | 0 | 0 | 0 | 0 | 0.11 | 0.22
SNDBAR_7_UNIT_1 | SNDBAR_7_UNIT 1 | SANDBAR | 16.2 | 2017-01-01 | 2050-12-01 | PGE |  |  | PGE | Hydro | Hydro |  | Sand Bar Power Plant
SNMALF_6_UNITS | SNMALF_6_UNITS | Sonoma County Landfill | 5 | 1993-04-01 | 2050-12-01 | PGE |  |  | PGE | Biogas | Biogas |  | Sonoma Central Landfill Phase I | [9 empty] | 3.44 | 2.82 | 3.42 | 3.4 | 2.77 | 2.5 | 3.39 | 3.43 | 3.03 | 3.02 | 3.21 | 3.08
SnohomishCo1 | BPAT BA Agg Snohomish Co 1 | BPAT BA Agg Snohomish Co 1 | 3.4 | 2015-01-01 | 2050-12-01 | BPAT |  |  | BPAT | Battery Storage | Li-ion Battery | [6 empty] | 13.6 | 4
Snoqualmie1_1_4 | Snoqualmie1 1-4 | Snoqualmie1 1-4 | 7.2 | 2013-06-01 | 2050-12-31 | PSEI |  |  | BPAT | Hydro | Hydro |  | Snoqualmie | 1 | 2 | 3
Snoqualmie1_5 | Snoqualmie1 5 | Snoqualmie1 5 | 6.7 | 2013-06-01 | 2050-12-31 | PSEI |  |  | BPAT | Hydro | Hydro |  | Snoqualmie | 5A
Snoqualmie2_6 | Snoqualmie2 6 | Snoqualmie2 6 | 13.7 | 2013-06-01 | 2050-12-31 | PSEI |  |  | BPAT | Hydro | Hydro |  | Snoqualmie 2 | 6A
Snoqualmie2_7 | Snoqualmie2 7 | Snoqualmie2 7 | 27 | 2013-06-01 | 2050-12-31 | PSEI |  |  | BPAT | Hydro | Hydro |  | Snoqualmie 2 | 7
SNORA_2_SNRSLR | SNORA_2_SNRSLR | SG Sorrento | 50 | 2015-08-01 | 2050-12-01 | IID |  |  | IID | Solar_Fixed | Solar | SDGE | Soler Gen 2 |  |  |  | SOLAR_FIXED_CA_IMPERIAL_BRAWLEY_V2024
Snowflake_White_Mtn | Snowflake White Mtn | Snowflake White Mtn | 16 | 2008-06-01 | 2050-12-01 | AZPS |  |  | AZPS | Biomass/Wood | Biomass
Soda_1 | Soda_1 | Soda_1 | 7 | 1924-01-01 | 2033-12-31 | PAID |  |  | PACE | Hydro | Hydro |  | Soda | 1
Soda_2 | Soda_2 | Soda_2 | 7 | 1924-01-01 | 2033-12-31 | PAID |  |  | PACE | Hydro | Hydro |  | Soda | 2
Soda_Lake_Geothermal | Soda Lake Geothermal | Soda Lake Geothermal | 12 | 1990-10-01 | 2050-01-01 | NEVP |  |  | NEVP | Geothermal | Geothermal |  | Soda Lake Geothermal No I II
Soda_Springs_1 | Soda_Springs_1 | Soda_Springs_1 | 11 | 1952-03-01 | 2038-12-31 | PACW |  |  | PACW | Hydro | Hydro |  | Soda Springs
SODER_W1_1 | SODER_W1_1 | SODER_W1_1 | 36 | 2006-08-01 | 2050-12-31 | AESO |  |  | BCHA_AESO | Wind | Wind | [5 empty] | WIND_CPUCV2024c_EIA_OREGON
SODER_W2_1 | SODER_W2_1 | SODER_W2_1 | 35 | 2006-08-01 | 2050-12-31 | AESO |  |  | BCHA_AESO | Wind | Wind | [5 empty] | WIND_CPUCV2024c_EIA_OREGON
SOL_GEN | SOL-GEN | SOL-GEN | 20 | 2014-06-01 | 2050-12-01 | IID |  |  | IID | Solar_Fixed | Solar | [5 empty] | SOLAR_FIXED_CA_IMPERIAL_BRAWLEY_V2024
Solana_1 | Solana 1 | Solana 1 | 125 | 2013-10-01 | 2050-12-01 | AZPS |  |  | AZPS | Solar_Thermal | Solar |  | Solana Generating Station | GEN 1 |  |  | SOLAR_2AXIS_CA_IMPERIAL_BRAWLEY_V2024
Solana_2 | Solana 2 | Solana 2 | 125 | 2013-10-01 | 2050-12-01 | AZPS |  |  | AZPS | Solar_Thermal | Solar |  | Solana Generating Station | GEN2 |  |  | SOLAR_2AXIS_CA_IMPERIAL_BRAWLEY_V2024
Solar_Community_Garden | Solar Community Garden | Solar Community Garden | 124.7 | 2022-12-01 | 2050-12-31 | PSCO |  |  | PSCO | Solar_Fixed | Solar | [5 empty] | SOLAR_FIXED__CO_DENVER_V2024
Solar_Community_Garden_2018 | Solar Community Garden (2018) | Solar Community Garden (2018) | 2.5 | 2022-12-01 | 2050-12-31 | PSCO |  |  | PSCO | Solar_Fixed | Solar | [5 empty] | SOLAR_FIXED__CO_DENVER_V2024
Solar_Community_Garden_2019 | Solar Community Garden (2019) | Solar Community Garden (2019) | 2.5 | 2022-12-01 | 2050-12-31 | PSCO |  |  | PSCO | Solar_Fixed | Solar | [5 empty] | SOLAR_FIXED__CO_DENVER_V2024
Solar12 | Solar12 | Solar12 | 150 | 2023-12-01 | 2050-12-31 | AESO |  |  | BCHA_AESO | Solar_Fixed | Solar | [5 empty] | SOLAR_FIXED__WA_SEATTLE_V2024
SolarCNMSB1 | Solar CNM (SB1) | Solar CNM (SB1) | 395 | 2011-12-01 | 2050-12-01 | LADWP |  |  | LADWP | Solar_Fixed | Solar | [5 empty] | SOLAR_FIXED__CA_LOSANGELES_V2024
SolarFeedInTariff | Solar Feed-In-Tariff | Solar Feed-In-Tariff | 90.2 | 2013-08-01 | 2050-12-01 | LADWP |  |  | LADWP | Solar_Fixed | Solar | [5 empty] | SOLAR_FIXED__CA_LOSANGELES_V2024
SolarFIT2020 | Solar_FIT 2020 | Solar_FIT 2020 | 13 | 2020-08-01 | 2050-12-01 | LADWP |  |  | LADWP | Solar_Fixed | Solar | [5 empty] | SOLAR_FIXED__CA_LOSANGELES_V2024
SolarFITAgg1 | Solar_FIT Agg 1 | Solar_FIT Agg 1 | 37.84 | 2017-08-01 | 2050-12-01 | LADWP |  |  | LADWP | Solar_Fixed | Solar | [5 empty] | SOLAR_FIXED__CA_LOSANGELES_V2024
SolarFITAgg2 | Solar_FIT Agg 2 | Solar_FIT Agg 2 | 27.3 | 2021-08-01 | 2050-12-01 | LADWP |  |  | LADWP | Solar_Fixed | Solar | [5 empty] | SOLAR_FIXED__CA_LOSANGELES_V2024
SolarFITAgg3 | Solar _FIT Agg 3 | Solar _FIT Agg 3 | 26.58 | 2019-08-01 | 2050-12-01 | LADWP |  |  | LADWP | Solar_Fixed | Solar | [5 empty] | SOLAR_FIXED__CA_LOSANGELES_V2024
SolarOwens2017 | Solar_Owens 20171PV-NT50 | Solar_Owens 20171PV-NT50 | 50 | 2017-08-01 | 2050-12-01 | LADWP |  |  | LADWP | Solar_Fixed | Solar |  | Southern Owens Valley Solar Ranch | 1 |  |  | SOLAR_FIXED__CA_PORTERVILLE_V2024
SolarOwens2018 | Solar_Owens 20181PV-NT50 | Solar_Owens 20181PV-NT50 | 50 | 2018-08-01 | 2050-12-01 | LADWP |  |  | LADWP | Solar_Fixed | Solar |  | Southern Owens Valley Solar Ranch | 1 |  |  | SOLAR_FIXED__CA_PORTERVILLE_V2024
SolarOwens2020 | Solar_Owens 20201PV-NT50 | Solar_Owens 20201PV-NT50 | 50 | 2020-12-01 | 2050-12-01 | LADWP |  |  | LADWP | Solar_Fixed | Solar |  | Southern Owens Valley Solar Ranch | 1 |  |  | SOLAR_FIXED__CA_PORTERVILLE_V2024
SolarSB1Agg1 | Solar_SB1 Agg 1 | Solar_SB1 Agg 1 | 27 | 2025-08-01 | 2050-12-01 | LADWP |  |  | LADWP | Solar_Fixed | Solar | [5 empty] | SOLAR_FIXED__CA_LOSANGELES_V2024
SolarSB1Agg2 | Solar_SB1 Agg 2 | Solar_SB1 Agg 2 | 30 | 2028-08-01 | 2050-12-01 | LADWP |  |  | LADWP | Solar_Fixed | Solar | [5 empty] | SOLAR_FIXED__CA_LOSANGELES_V2024
SolarSB1Agg3 | Solar _SB1 Agg 3 | Solar _SB1 Agg 3 | 23 | 2022-08-01 | 2050-12-01 | LADWP |  |  | LADWP | Solar_Fixed | Solar | [5 empty] | SOLAR_FIXED__CA_LOSANGELES_V2024
SOLBLU_2_WSBBX2 | SOLBLU_2_WSBBX2 | Westlands Solar Blue BESS | 225 | 2023-12-01 | 2050-12-01 | PGE |  |  | PGE | Battery Storage | Li-ion Battery |  | Solar Blue | BESS1 |  |  |  | 900 | 4
SOLBLU_2_WSBSX2 | SOLBLU_2_WSBSX2 | Westlands Solar Blue | 250 | 2023-12-01 | 2050-12-01 | PGE |  |  | PGE | Solar_1Axis | Solar | [5 empty] | SOLAR_1AXIS_CA_TULARE_PORTERVILLE_V2024
Soo_River_1 | Soo_River_1 | Soo_River_1 | 6.67 | 1994-07-01 | 2050-12-31 | BCHA |  |  | BCHA_AESO | Hydro | Hydro
Soo_River_2 | Soo_River_2 | Soo_River_2 | 6.67 | 1994-07-01 | 2050-12-31 | BCHA |  |  | BCHA_AESO | Hydro | Hydro
SOregon1BESS | Utility Solar+Storage - PV - S-Oregon1BA377 | Utility Solar+Storage - PV - S-Oregon1BA377 | 377 | 2030-01-01 | 2050-12-01 | PACW |  |  | PACW | Battery Storage | Li-ion Battery | [6 empty] | 1508 | 4
SOUTH_2_UNIT | SOUTH_2_UNIT | SOUTH HYDRO | 7.1 | 1979-01-01 | 2050-12-01 | PGE |  |  | PGE | Hydro | Hydro |  | South
South_Consolidated | South Consolidated | South Consolidated | 1.39 | 1981-09-01 | 2050-12-31 | SRP |  |  | SRP | Hydro | Hydro |  | South Consolidated | SC1
South_Edmonton_Terminal_SET1 | South Edmonton Terminal (SET1) | South Edmonton Terminal (SET1) | 20 | 2021-03-01 | 2050-12-31 | AESO |  |  | BCHA_AESO | CT | Peaker
South_Hurlburt_Wind | South Hurlburt Wind | South Hurlburt Wind | 290 | 2012-09-01 | 2050-12-01 | BPAT |  |  | BPAT | Wind | Wind |  | South Hurlburt Wind LLC |  |  |  | WIND_CPUCV2024c_EIA_OREGON
South_Peak_Wind | South Peak Wind | South Peak Wind | 80.2 | 2020-02-01 | 2050-12-31 | NWMT |  |  | NWMT_WAUW | Wind | Wind |  | South Peak Wind |  |  |  | WIND_CPUCV2024c_EIA_WYOMING
South_Point_CC1a | South Point CC1a | South Point CC1a | 280 | 2001-06-01 | 2050-12-01 | WALC |  |  | WALC | CC | CCGT |  | South Point Energy Center
South_Point_CC1b | South Point CC1b | South Point CC1b | 280 | 2001-06-01 | 2050-12-31 | WALC |  |  | WALC | CC | CCGT
South_Valley | South Valley | South Valley | 9.5 | 2015-12-01 | 2050-12-31 | PNM |  |  | PNM_EPE | Solar_1Axis | Solar |  | South Valley Solar Energy Center |  |  |  | SOLAR_1AXIS__NM_ALBUQUERQUE_V2024
SouthernBighornBattery1 | Southern Bighorn Battery 1 | Southern Bighorn Battery 1 | 67.5 | 2023-12-01 | 2050-12-01 | NEVP |  |  | NEVP | Battery Storage | Li-ion Battery |  | Southern Bighorn Solar Hybrid | BESS |  |  |  | 270 | 4
SouthernBighornBattery2 | Southern Bighorn Battery 2 | Southern Bighorn Battery 2 | 67.5 | 2023-12-01 | 2050-12-01 | NEVP |  |  | NEVP | Battery Storage | Li-ion Battery |  | Southern Bighorn Solar Hybrid | BESS |  |  |  | 270 | 4
SouthernBighornSolar1 | Southern Bighorn Solar 1 | Southern Bighorn Solar 1 | 150 | 2023-06-01 | 2050-12-01 | NEVP |  |  | NEVP | Solar_1Axis | Solar |  | Southern Bighorn Solar Hybrid | SBS |  |  | SOLAR_1AXIS_NV_CLARK_BOULDER_V2024
SouthernBighornSolar2 | Southern Bighorn Solar 2 | Southern Bighorn Solar 2 | 150 | 2023-06-01 | 2050-12-01 | NEVP |  |  | NEVP | Solar_1Axis | Solar |  | Southern Bighorn Solar Hybrid | BESS |  |  | SOLAR_1AXIS_NV_CLARK_BOULDER_V2024
SouthwestJuniorHigh | Southwest Junior High | Southwest Junior High | 0.43 | 2013-01-01 | 2050-01-01 | AZPS |  |  | AZPS | Solar_Fixed | Solar | [5 empty] | SOLAR_FIXED__AZ_PHOENIX_V2024
SPA_Cogen_3_CC | SPA Cogen 3 CC | Campbells Cogen (Total CC Plant) | 190 | 1997-12-01 | 2050-12-01 | NCNC |  |  | NCNC | CC | CCGT |  | SPA Cogen 3
Spanish_Peaks_Solar | Spanish Peaks Solar | Spanish Peaks Solar | 100 | 2023-11-01 | 2050-12-31 | PSCO |  |  | PSCO | Solar_Fixed | Solar |  | Spanish Peaks Solar |  |  |  | SOLAR_FIXED__NM_ALBUQUERQUE_V2024
SpanishFork_Wind | SpanishFork Wind | SpanishFork Wind | 18.9 | 2008-07-31 | 2028-07-30 | PAUT |  |  | PACE | Wind | Wind |  | Spanish Fork Wind Park 2 LLC |  |  |  | WIND_CPUCV2024c_EIA_UTAH
SPAULD_6_UNIT_3 | SPAULD_6_UNIT 3 | SPAULDING HYDRO PH 3 UNIT | 6.5 | 1928-01-01 | 2050-12-01 | PGE |  |  | PGE | Hydro | Hydro |  | Spaulding 3
SPAULD_6_UNIT12 | SPAULD_6_UNIT12 | SPAULDING HYDRO PH 1 & 2 AGGREGATE | 11.4 | 1929-01-01 | 2050-12-01 | PGE |  |  | PGE | Hydro | Hydro |  | Spaulding 1
SPBURN_2_UNIT_1 | SPBURN_2_UNIT 1 | Burney Biomass | 22 | 1986-01-01 | 2050-12-01 | PGE |  |  | PGE | Biomass/Wood | Biomass |  | Sierra Pacific Burney Facility | [9 empty] | 9 | 9.4 | 9.61 | 9.44 | 9.67 | 12.33 | 12.59 | 12.22 | 12.51 | 11.99 | 11.99 | 9.03
SPBURN_7_SNOWMT | SPBURN_7_SNOWMT | Burney Creek Hydro | 3 | 1990-03-01 | 2050-12-01 | PGE |  |  | PGE | Hydro | Hydro |  | Burney Creek | GEN1
Spectrum | Spectrum | Spectrum | 30 | 2013-09-01 | 2050-12-01 | NEVP |  |  | NEVP | Solar_Fixed | Solar |  | Spectrum Solar PV Power Project |  |  |  | SOLAR_FIXED_NV_CLARK_BOULDER_V2024
SPI_LI_2_UNIT_1 | SPI LI_2_UNIT 1 | Lincoln Biomass | 17.2 | 1986-06-01 | 2050-12-01 | PGE |  |  | PGE | Biomass/Wood | Biomass |  | Sierra Pacific Lincoln Facility | [9 empty] | 7.39 | 6.58 | 6.4 | 6.26 | 8.02 | 9.44 | 9.48 | 9.66 | 9.3 | 8.35 | 6.4 | 7.07
SPIAND_1_ANDSN2 | SPIAND_1_ANDSN2 | SPI Anderson 2 | 27.15 | 2015-09-01 | 2050-12-01 | PGE |  |  | PGE | Biomass/Wood | Biomass |  | SPI Anderson 2 | [9 empty] | 16.53 | 16.74 | 17.08 | 16.89 | 18.38 | 17.87 | 18.08 | 18.66 | 18.52 | 15.31 | 14.63 | 15.02
SPICER_1_UNITS | SPICER_1_UNITS | SPICER HYDRO UNITS 1-3 AGGREGATE | 6 | 1990-01-01 | 2050-12-01 | PGE |  |  | PGE | Hydro | Hydro |  | Spicer Meadow Project | GEN1 | GEN2 | GEN3
SPIFBD_1_PL1X2 | SPIFBD_1_PL1X2 | SIERRA PACIFIC IND. (SONORA) | 7.5 | 2018-04-01 | 2050-12-01 | PGE |  |  | PGE | Biomass/Wood | Biomass |  | Sierra Pacific Sonora | [9 empty] | 2.48 | 2.26 | 2.53 | 2.77 | 3.32 | 3.28 | 3.53 | 3.67 | 3.39 | 3 | 2.74 | 2.6
Spillimacheen_1 | Spillimacheen_1 | Spillimacheen_1 | 1 | 1954-12-01 | 2050-12-31 | BCHA |  |  | BCHA_AESO | Hydro | Hydro
Spillimacheen_2 | Spillimacheen_2 | Spillimacheen_2 | 1 | 1954-12-01 | 2050-12-31 | BCHA |  |  | BCHA_AESO | Hydro | Hydro
Spillimacheen_3 | Spillimacheen_3 | Spillimacheen_3 | 2.8 | 1954-12-01 | 2050-12-31 | BCHA |  |  | BCHA_AESO | Hydro | Hydro
Spindle_Hill_1 | Spindle Hill 1 | Spindle Hill 1 | 160 | 2007-06-01 | 2033-12-31 | PSCO |  |  | PSCO | CT | Peaker |  | Spindle Hill Energy Center | GEN1
Spindle_Hill_2 | Spindle Hill 2 | Spindle Hill 2 | 160 | 2007-06-01 | 2033-12-31 | PSCO |  |  | PSCO | CT | Peaker |  | Spindle Hill Energy Center | GEN2
Spion_Kop | Spion_Kop | Spion_Kop | 40 | 2012-12-01 | 2042-12-01 | NWMT |  |  | NWMT_WAUW | Wind | Wind |  | Spion Kop Wind Farm |  |  |  | WIND_CPUCV2024c_EIA_WYOMING
Spirit_Mountain | Spirit Mountain | Spirit Mountain | 5 | 1995-06-01 | 2050-12-31 | WACM |  |  | WACM | Hydro | Hydro |  | Spirit Mountain
Spokane1 | Spokane1 | Spokane1 | 26 | 1991-09-01 | 2050-12-01 | BPAT |  |  | BPAT | Biomass/Wood | Biomass |  | Spokane Waste to Energy
SPQUIN_6_SRPCQU | SPQUIN_6_SRPCQU | Quincy Biomass | 24 | 2018-05-01 | 2050-12-01 | PGE |  |  | PGE | Biomass/Wood | Biomass |  | Sierra Pacific Quincy Facility | [9 empty] | 18.25 | 15.95 | 16.06 | 9.27 | 19.18 | 21.47 | 19.27 | 14.51 | 12.65 | 8.73 | 7.99 | 15.7
Sprague_Hydro1HY1_2 | Sprague Hydro1HY1.2 | Sprague Hydro1HY1.2 | 1.2 | 1989-10-01 | 2050-12-31 | PACW |  |  | PACW | Hydro | Hydro |  | Sprague Hydro
Spray1_1 | Spray1_1 | Spray1_1 | 46 | 1954-01-01 | 2050-12-31 | AESO |  |  | BCHA_AESO | Hydro | Hydro
Spray2_1 | Spray2_1 | Spray2_1 | 46 | 1954-01-01 | 2050-12-31 | AESO |  |  | BCHA_AESO | Hydro | Hydro
SPRGAP_1_UNIT_1 | SPRGAP_1_UNIT 1 | SPRING GAP HYDRO | 7 | 1921-01-01 | 2050-12-01 | PGE |  |  | PGE | Hydro | Hydro |  | Spring Gap
SPRGVL_2_CREST | SPRGVL_2_CREST | Springerville Aggregate Solar Resources | 3 | 2017-01-01 | 2050-12-01 | SCE |  |  | SCE | Solar_Fixed | Solar | [5 empty] | SOLAR_FIXED_CA_KERN_ROSAMOND_V2024
SPRGVL_2_EXETPV | SPRGVL_2_EXETPV | Exeter Tulare PV | 3.5 | 2022-01-01 | 2099-01-01 | SCE |  |  | SCE | Solar_Fixed | Solar |  | Exeter Solar |  |  |  | SOLAR_FIXED_CA_TULARE_PORTERVILLE_V2024
SPRGVL_2_LINDPV | SPRGVL_2_LINDPV | Lindsay Tulare PV | 4 | 2022-01-01 | 2099-01-01 | SCE |  |  | SCE | Solar_Fixed | Solar |  | Lindsay Solar |  |  |  | SOLAR_FIXED_CA_TULARE_PORTERVILLE_V2024
SPRGVL_2_PORTPV | SPRGVL_2_PORTPV | Porterville Tulare PV | 3.5 | 2022-02-01 | 2099-01-01 | SCE |  |  | SCE | Solar_Fixed | Solar |  | Porterville Solar |  |  |  | SOLAR_FIXED_CA_TULARE_PORTERVILLE_V2024
SPRGVL_2_TULESC | SPRGVL_2_TULESC | TULE RIVER HYDRO PLANT (SCE) | 2.5 | 1909-01-01 | 2050-12-01 | SCE |  |  | SCE | Hydro | Hydro
Spring_Canyon_1 | Spring Canyon 1 | Spring Canyon 1 | 60 | 2006-02-01 | 2026-02-09 | PSCO |  |  | PSCO | Wind | Wind |  | Spring Canyon Expansion Wind Energy Ctr | 1 | SCIII |  | WIND_CPUCV2024c_EIA_WYOMING
Spring_Canyon_2_3 | 70724_ADS30_Spring Canyon 2-3 | 70724_ADS30_Spring Canyon 2-3 | 60 | 2014-10-01 | 2050-12-31 | PSCO |  |  | PSCO | Wind | Wind | [5 empty] | WIND_CPUCV2024c_EIA_WYOMING
Spring_Coulee_385S_Solar_DG | Spring Coulee 385S Solar DG | Spring Coulee 385S Solar DG | 29 | 2022-08-01 | 2050-12-31 | AESO |  |  | BCHA_AESO | Solar_1Axis | Solar | [5 empty] | SOLAR_1AXIS__WA_SEATTLE_V2024
Spring_Creek_1 | Spring Creek 1 | Spring Creek 1 | 96 | 1964-01-01 | 2050-12-31 | NCNC |  |  | NCNC | Hydro | Hydro |  | Spring Creek | 1
Spring_Creek_2 | Spring Creek 2 | Spring Creek 2 | 96 | 1964-01-01 | 2050-12-31 | NCNC |  |  | NCNC | Hydro | Hydro |  | Spring Creek | 2
Spring_Valley_Wind | Spring Valley Wind | Spring Valley Wind | 149 | 2012-08-01 | 2050-12-01 | NEVP |  |  | NEVP | Wind | Wind |  | Spring Valley Wind Project |  |  |  | WIND_CPUCV2024c_EIA_UTAH
Springbok_1 | Springbok 1 | Springbok 1 | 105 | 2016-07-01 | 2050-12-01 | LADWP |  |  | LADWP | Solar_1Axis | Solar |  | Springbok Solar Farm 1 |  |  |  | SOLAR_1AXIS_CA_KERN_ROSAMOND_V2024
Springbok_2 | Springbok 2 | Springbok 2 | 155 | 2016-09-01 | 2050-12-01 | LADWP |  |  | LADWP | Solar_1Axis | Solar |  | Springbok Solar Farm 2 |  |  |  | SOLAR_1AXIS_CA_KERN_ROSAMOND_V2024
Springbok_3 | Springbok 3 | Springbok 3 | 90 | 2019-01-01 | 2050-12-01 | LADWP |  |  | LADWP | Solar_1Axis | Solar |  | Springbok 3 Solar Farm Hybrid |  |  |  | SOLAR_1AXIS_CA_KERN_ROSAMOND_V2024
Springer_Solar | Springer Solar | Springer Solar | 1 | 2015-04-01 | 2050-12-31 | PNM |  |  | PNM_EPE | Solar_Fixed | Solar |  | Springer Solar 1 |  |  |  | SOLAR_FIXED__NM_ALBUQUERQUE_V2024
Springerville_1 | Springerville 1 | Springerville 1 | 387 | 1985-06-01 | 2027-12-31 | TEPC |  |  | TEPC | Coal | Coal |  | Springerville | 1
Springerville_2 | Springerville 2 | Springerville 2 | 406 | 1990-06-01 | 2032-08-31 | TEPC |  |  | TEPC | Coal | Coal |  | Springerville | 2
Springerville_3 | Springerville 3 | Springerville 3 | 417 | 2006-07-01 | 2036-09-30 | TEPC |  |  | TEPC | Coal | Coal |  | Springerville | 3
Springerville_4 | Springerville 4 | Springerville 4 | 415 | 2009-12-01 | 2050-12-31 | TEPC |  |  | TEPC | Coal | Coal |  | Springerville | 4
SpringervillePV | Springerville PV Agg | Springerville PV Agg | 13 | 2014-12-01 | 2042-12-31 | TEPC |  |  | TEPC | Solar_Fixed | Solar |  | Springerville | SGSS | SGSS1 | WMS | SOLAR_FIXED__AZ_TUCSON_V2024
Springfield | Springfield | Springfield | 1.5 | 1966-12-01 | 2050-12-31 | PSCO |  |  | PSCO | Wind | Wind |  | Springfield Wind |  |  |  | WIND_CPUCV2024c_EIA_UTAH
Springfield1IC1_2 | Springfield1IC1.2 | Springfield1IC1.2 | 1.2 | 1966-12-01 | 2050-12-31 | PSCO |  |  | PSCO | ICE | Reciprocating_Engine
Springfield2IC0_2 | Springfield2IC0.2 | Springfield2IC0.2 | 0.2 | 1945-12-01 | 2050-12-31 | PSCO |  |  | PSCO | ICE | Reciprocating_Engine
Springfield3IC0_5 | Springfield3IC0.5 | Springfield3IC0.5 | 0.5 | 1953-12-01 | 2050-12-31 | PSCO |  |  | PSCO | ICE | Reciprocating_Engine
Springfield4IC0_8 | Springfield4IC0.8 | Springfield4IC0.8 | 0.8 | 1962-12-01 | 2050-12-31 | PSCO |  |  | PSCO | ICE | Reciprocating_Engine
SPVEBrucevilleAgg | SPVE Bruceville Agg | SPVE Bruceville Agg | 17 | 2011-01-01 | 2050-01-01 | NCNC |  |  | NCNC | Solar_Fixed | Solar |  | RE Bruceville 1 LLC | BRU2 |  |  | SOLAR_FIXED__CA_SACRAMENTO_V2024
Squamish | Squamish | Squamish | 1.4 | 2013-04-01 | 2050-12-31 | BCHA |  |  | BCHA_AESO | Biomass/Wood | Biomass
SRINTL_6_UNIT | SRINTL_6_UNIT | SRI INTERNATIONAL | 6.9 | 1987-03-01 | 2050-12-01 | PGE |  |  | PGE | Cogen | CHP |  | SRI International Cogen Project | [9 empty] | 1.26 | 1.18 | 1.27 | 1.3 | 1.13 | 0.98 | 0.94 | 0.88 | 0.9 | 1.01 | 1.17 | 1.26
SRPFutureSolar1 | SRP Future Solar 1 | SRP Future Solar 1 | 200 | 2023-12-01 | 2050-12-01 | SRP |  |  | SRP | Solar_1Axis | Solar | [5 empty] | SOLAR_1AXIS__AZ_PHOENIX_V2024
SSDClackamas1 | SSD Clackamas 1 LLC1PV-NT4 | SSD Clackamas 1 LLC1PV-NT4 | 4 | 2020-12-01 | 2050-12-01 | PortlandGE |  |  | PortlandGE | Solar_Fixed | Solar |  | SSD Clackamas 1, LLC |  |  |  | SOLAR_FIXED__OR_PORTLAND_V2024
SSDClackamas4 | SSD Clackamas 4 LLC1PV-NT2 | SSD Clackamas 4 LLC1PV-NT2 | 2 | 2020-12-01 | 2050-12-01 | PortlandGE |  |  | PortlandGE | Solar_Fixed | Solar |  | SSD Clackamas 4, LLC |  |  |  | SOLAR_FIXED__OR_PORTLAND_V2024
SSDClackamas7 | SSD Clackamas 7 LLC1PV-NT2 | SSD Clackamas 7 LLC1PV-NT2 | 2 | 2020-12-01 | 2050-12-01 | PortlandGE |  |  | PortlandGE | Solar_Fixed | Solar |  | SSD Clackamas 7, LLC |  |  |  | SOLAR_FIXED__OR_PORTLAND_V2024
SSDMarion1 | SSD Marion 1 LLC1PV-NT2 | SSD Marion 1 LLC1PV-NT2 | 2 | 2020-12-01 | 2050-12-01 | PortlandGE |  |  | PortlandGE | Solar_Fixed | Solar |  | SSD Marion 1, LLC |  |  |  | SOLAR_FIXED__OR_PORTLAND_V2024
SSDMarion3 | SSD Marion 3 LLC1PV-NT2 | SSD Marion 3 LLC1PV-NT2 | 2 | 2020-12-01 | 2050-12-01 | PortlandGE |  |  | PortlandGE | Solar_Fixed | Solar |  | SSD Marion 3, LLC |  |  |  | SOLAR_FIXED__OR_PORTLAND_V2024
SSDMarion5 | SSD Marion 5 LLC1PV-NT2 | SSD Marion 5 LLC1PV-NT2 | 2 | 2020-12-01 | 2050-12-01 | PortlandGE |  |  | PortlandGE | Solar_Fixed | Solar |  | SSD Marion 5, LLC |  |  |  | SOLAR_FIXED__OR_PORTLAND_V2024
SSDMarion6 | SSD Marion 6 LLC1PV-NT2 | SSD Marion 6 LLC1PV-NT2 | 2 | 2020-12-01 | 2050-12-01 | PortlandGE |  |  | PortlandGE | Solar_Fixed | Solar |  | SSD Marion 6, LLC |  |  |  | SOLAR_FIXED__OR_PORTLAND_V2024
ST_DIST_PV | ST_DIST_PV | ST_DIST_PV | 20 | 2011-08-01 | 2031-08-29 | EPE |  |  | PNM_EPE | Solar_1Axis | Solar | [5 empty] | SOLAR_1AXIS_AZ_GRAHAM_PERIDOT_V2024
Stampede | Stampede HY Agg | Stampede HY Agg | 3.59 | 1988-01-01 | 2050-12-31 | SPPC |  |  | NEVP | Hydro | Hydro |  | Stampede | 1 | 2
STANIS_7_UNIT_1 | STANIS_7_UNIT 1 | STANISLAUS HYDRO | 91 | 1963-01-01 | 2050-12-01 | PGE |  |  | PGE | Hydro | Hydro |  | Stanislaus
STANTN_2_SBEBX2 | STANTN_2_SBEBX2 | Stanton Battery Energy Storage | 68.8 | 2023-07-01 | 2050-01-01 | SCE |  |  | SCE | Battery Storage | Li-ion Battery |  | Stanton Battery Energy Storage | BESS1 |  |  |  | 275.2 | 4
STANTN_2_STAGT1 | STANTN_2_STAGT1 | Stanton 1 | 49.65 | 2020-05-01 | 2050-12-01 | SCE |  |  | SCE | CT | Peaker |  | Stanton Energy Reliability Center Hybrid | GT1
STANTN_2_STAGT2 | STANTN_2_STAGT2 | Stanton 2 | 49.65 | 2020-05-01 | 2050-12-01 | SCE |  |  | SCE | CT | Peaker |  | Stanton Energy Reliability Center Hybrid | GT2
Star_Peak_2 | Star Peak 2 | Star Peak 2 | 14 | 2021-12-01 | 2050-12-01 | NEVP |  |  | NEVP | Geothermal | Geothermal | AZPS | Star Peak Geothermal Plant
Star_Point_Wind | Star Point Wind | Star Point Wind | 98.7 | 2010-02-01 | 2050-12-01 | BPAT |  |  | BPAT | Wind | Wind |  | Star Point Wind Project LLC |  |  |  | WIND_CPUCV2024c_EIA_OREGON
StarvationRidge | Starvation Ridge | Starvation Ridge | 6 | 2019-12-01 | 2050-12-01 | BPAT |  |  | BPAT | Solar_1Axis | Solar |  | Starvation |  |  |  | SOLAR_1AXIS__OR_MEDFORD_V2024
Stave_Falls_1 | Stave_Falls_1 | Stave_Falls_1 | 45.5 | 1999-10-01 | 2050-12-31 | BCHA |  |  | BCHA_AESO | Hydro | Hydro
Stave_Falls_2 | Stave_Falls_2 | Stave_Falls_2 | 45.5 | 1999-10-01 | 2050-12-31 | BCHA |  |  | BCHA_AESO | Hydro | Hydro
Stavely_349S_DER_Solar | Stavely 349S DER Solar | Stavely 349S DER Solar | 8.5 | 2022-02-01 | 2050-12-31 | AESO |  |  | BCHA_AESO | Solar_1Axis | Solar | [5 empty] | SOLAR_1AXIS__WA_SEATTLE_V2024
Steamboat_2_1 | Steamboat 2-1 | Steamboat 2-1 | 11.3 | 1992-09-01 | 2050-12-01 | NEVP |  |  | NEVP | Geothermal | Geothermal |  | Steamboat II | T201
Steamboat_2_2 | Steamboat 2-2 | Steamboat 2-2 | 11.3 | 1992-09-01 | 2050-12-01 | NEVP |  |  | NEVP | Geothermal | Geothermal |  | Steamboat II | T202
Steamboat_3_1 | Steamboat 3-1 | Steamboat 3-1 | 11.3 | 1992-10-01 | 2050-12-01 | NEVP |  |  | NEVP | Geothermal | Geothermal |  | Steamboat III | T301
Steamboat_3_2 | Steamboat 3-2 | Steamboat 3-2 | 11.3 | 1992-10-01 | 2050-12-01 | NEVP |  |  | NEVP | Geothermal | Geothermal |  | Steamboat III | T302
Steel_Solar | Steel Solar | Steel Solar | 40 | 2023-06-01 | 2050-12-31 | PAUT |  |  | PACE | Solar_1Axis | Solar |  | Steel Solar LLC |  |  |  | SOLAR_1AXIS__UT_SALTLAKECITY_V2024
SteelBridgeSolar | Steel Bridge Solar LLCSTEELPV-NT2.3 | Steel Bridge Solar LLCSTEELPV-NT2.3 | 2.3 | 2016-01-01 | 2050-12-01 | PortlandGE |  |  | PortlandGE | Solar_Fixed | Solar |  | Steel Bridge Solar, LLC |  |  |  | SOLAR_FIXED__OR_PORTLAND_V2024
Stewart_Mountain | Stewart Mountain | Stewart Mountain | 13 | 1930-03-01 | 2050-12-31 | SRP |  |  | SRP | Hydro | Hydro |  | Stewart Mountain | SM
STIGCT_2_LODI | STIGCT_2_LODI | LODI STIG UNIT | 49.9 | 1996-01-01 | 2050-12-01 | PGE |  |  | PGE | CT | Peaker |  | Combustion Turbine Project No 2
Stillwater_Geo_1 | Stillwater Geo 1 | Stillwater Geo 1 | 11.2 | 2009-09-01 | 2050-12-01 | NEVP |  |  | NEVP | Geothermal | Geothermal |  | Stillwater Facility | 1-1
Stillwater_Geo_2 | Stillwater Geo 2 | Stillwater Geo 2 | 11.2 | 2009-09-01 | 2050-12-01 | NEVP |  |  | NEVP | Geothermal | Geothermal |  | Stillwater Facility | 1-2
Stillwater_Geo_3 | Stillwater Geo 3 | Stillwater Geo 3 | 11.2 | 2009-09-01 | 2050-12-01 | NEVP |  |  | NEVP | Geothermal | Geothermal |  | Stillwater Facility | 2-1
Stillwater_Geo_4 | Stillwater Geo 4 | Stillwater Geo 4 | 11.2 | 2009-09-01 | 2050-12-01 | NEVP |  |  | NEVP | Geothermal | Geothermal |  | Stillwater Facility | 2-2
Stillwater_Solar | Stillwater Solar | Stillwater Solar | 20 | 2012-03-01 | 2050-01-01 | NEVP |  |  | NEVP | Solar_Fixed | Solar |  | Stillwater Facility | 1 |  |  | SOLAR_FIXED__CA_SACRAMENTO_V2024
Stillwater_Wind | Stillwater Wind | Stillwater Wind | 80 | 2018-09-01 | 2050-12-31 | NWMT |  |  | NWMT_WAUW | Wind | Wind |  | Stillwater Wind, LLC |  |  |  | WIND_CPUCV2024c_EIA_IDAHO
Stirling_Wind | Stirling Wind | Stirling Wind | 115 | 2023-06-30 | 2050-12-31 | AESO |  |  | BCHA_AESO | Wind | Wind | [5 empty] | WIND_CPUCV2024c_ONSHORE_ABCYPRESS
StLouisSolar | St Louis SolarW9319PV-NT2.2 | St Louis SolarW9319PV-NT2.2 | 2.2 | 2020-03-01 | 2050-12-01 | PortlandGE |  |  | PortlandGE | Solar_Fixed | Solar |  | St Louis Solar |  |  |  | SOLAR_FIXED__OR_PORTLAND_V2024
STNRES_1_UNIT | STNRES_1_UNIT | Covanta Stanislaus | 19.9 | 1988-09-01 | 2050-12-01 | PGE |  |  | PGE | Biomass/Wood | Biomass |  | Covanta Stanislaus Energy | [9 empty] | 14.53 | 19.27 | 19.71 | 17.93 | 13.83 | 17.87 | 19.8 | 19.6 | 19.55 | 18.87 | 19.08 | 18.45
STOILS_1_UNITS | STOILS_1_UNITS | Chevron Richmond Refinery | 56.2 | 1992-08-01 | 2050-12-01 | PGE |  |  | PGE | Cogen | CHP |  | Richmond Cogen | [9 empty] | 0 | 7.46 | 0.19 | 0 | 0 | 0 | 6.49 | 3.33 | 0 | 11.34 | 16.56 | 0
Stokke1 | Stokke1 | Stokke1 | 11.02 | 2009-11-01 | 2055-12-31 | BCHA |  |  | BCHA_AESO | Hydro | Hydro
Stokke2 | Stokke2 | Stokke2 | 11.02 | 2009-11-01 | 2055-12-31 | BCHA |  |  | BCHA_AESO | Hydro | Hydro
StoltzeBiomass | Stoltze BiomassST1ST2.89 | Stoltze BiomassST1ST2.89 | 2.89 | 2013-10-01 | 2050-12-01 | BPAT |  |  | BPAT | Biomass/Wood | Biomass |  | Stoltze CoGen1 | STL2
Stone_Creek_1 | Stone_Creek_1 | Stone_Creek_1 | 12 | 1994-01-01 | 2050-12-31 | PortlandGE |  |  | PortlandGE | Hydro | Hydro |  | Stone Creek
STOREY_2_MDRCH2 | STOREY_2_MDRCH2 | Madera Chowchilla 2 | 0.56 | 2016-08-01 | 2050-12-01 | PGE |  |  | PGE | Hydro | Hydro
STOREY_2_MDRCH3 | STOREY_2_MDRCH3 | Madera Chowchilla 3 | 0.42 | 2016-08-01 | 2050-12-01 | PGE |  |  | PGE | Hydro | Hydro
STOREY_2_MDRCH4 | STOREY_2_MDRCH4 | Madera Chowchilla 4 | 0.92 | 2016-07-01 | 2050-12-01 | PGE |  |  | PGE | Hydro | Hydro
STOREY_7_MDRCHW | STOREY_7_MDRCHW | Madera Canal Site 980 | 1.84 | 1985-02-01 | 2050-12-01 | PGE |  |  | PGE | Hydro | Hydro
Storrie_Solar | Storrie Solar | Storrie Solar | 1.88 | 2014-10-01 | 2050-12-31 | PNM |  |  | PNM_EPE | Solar_Fixed | Solar |  | Storrie Lake Solar Project |  |  |  | SOLAR_FIXED__NM_ALBUQUERQUE_V2024
Strathcona_1 | Strathcona_1 | Strathcona_1 | 32.5 | 1958-01-01 | 2050-12-31 | BCHA |  |  | BCHA_AESO | Hydro | Hydro
Strathcona_2 | Strathcona_2 | Strathcona_2 | 32.5 | 1958-01-01 | 2050-12-31 | BCHA |  |  | BCHA_AESO | Hydro | Hydro
Strathmore_151S_DER_Solar_1 | Strathmore 151S DER Solar 1 | Strathmore 151S DER Solar 1 | 18 | 2022-02-01 | 2050-12-31 | AESO |  |  | BCHA_AESO | Solar_1Axis | Solar | [5 empty] | SOLAR_1AXIS__WA_SEATTLE_V2024
Strathmore_151S_DER_Solar_2 | Strathmore 151S DER Solar 2 | Strathmore 151S DER Solar 2 | 22.5 | 2022-02-01 | 2050-12-31 | AESO |  |  | BCHA_AESO | Solar_1Axis | Solar | [5 empty] | SOLAR_1AXIS__WA_SEATTLE_V2024
STRAUS_1_STRWD1 | STRAUS_1_STRWD1 | Strauss Wind, LLC | 95.25 | 2023-12-01 | 2050-12-01 | PGE |  |  | PGE | Wind | Wind |  | Strauss Wind Farm |  |  |  | WIND_CPUCV2024c_CSD_CARIVERSIDE
Strawberry_Creek_Agg | Strawberry Creek Agg | Strawberry Creek Agg | 1.5 | 1951-01-01 | 2050-12-31 | PAID |  |  | PACE | Hydro | Hydro |  | Strawberry Creek | 1 | 2 | 3
Strontia_Springs | 70280_ADS30_Strontia Springs | 70280_ADS30_Strontia Springs | 1 | 1986-07-01 | 2027-03-21 | PSCO |  |  | PSCO | Hydro | Hydro
STROUD_6_SOLAR | STROUD_6_SOLAR | Stroud Solar Station | 20 | 2011-10-01 | 2050-12-01 | PGE |  |  | PGE | Solar_Fixed | Solar |  | Stroud Solar Station |  |  |  | SOLAR_FIXED_CA_FRESNO_TRANQUILLITY_V2024
STROUD_6_WWHSR1 | STROUD_6_WWHSR1 | Winter Wheat Solar Farm | 1.5 | 2019-05-01 | 2050-12-01 | PGE |  |  | PGE | Solar_1Axis | Solar | [5 empty] | SOLAR_1AXIS_CA_FRESNO_TRANQUILLITY_V2024
Sugarloaf_Hydro | Sugarloaf Hydro | Sugarloaf Hydro | 2.5 | 1985-12-01 | 2026-12-31 | PSCO |  |  | PSCO | Hydro | Hydro |  | Sugarloaf Hydro Plant
Sukunka_Wind | Sukunka Wind | Sukunka Wind | 15 | 2021-03-01 | 2050-12-31 | BCHA |  |  | BCHA_AESO | Wind | Wind | [5 empty] | WIND_CPUCV2024c_ONSHORE_BCPEACERIVER
Sullivan_1 | Sullivan_1 | Sullivan_1 | 18 | 1952-12-01 | 2050-12-31 | PortlandGE |  |  | PortlandGE | Hydro | Hydro |  | Sullivan | 1 | 2 | 3
SulusSolar1 | SulusSolar17SS17PV-NT3.1 | SulusSolar17SS17PV-NT3.1 | 3.1 | 2020-06-01 | 2050-12-01 | PortlandGE |  |  | PortlandGE | Solar_Fixed | Solar |  | SulusSolar17 |  |  |  | SOLAR_FIXED__OR_PORTLAND_V2024
SulusSolar2 | SulusSolar2222PV-NT3 | SulusSolar2222PV-NT3 | 3 | 2022-05-01 | 2050-12-01 | PortlandGE |  |  | PortlandGE | Solar_Fixed | Solar |  | SulusSolar22 |  |  |  | SOLAR_FIXED__OR_PORTLAND_V2024
SulusSolar3 | SulusSolar25SS25PV-NT2.2 | SulusSolar25SS25PV-NT2.2 | 2.2 | 2020-10-01 | 2050-01-01 | PortlandGE |  |  | PortlandGE | Solar_Fixed | Solar |  | SulusSolar25 |  |  |  | SOLAR_FIXED__OR_PORTLAND_V2024
SulusSolar4 | SulusSolar28SS28PV-NT3 | SulusSolar28SS28PV-NT3 | 3 | 2020-10-01 | 2050-01-01 | PortlandGE |  |  | PortlandGE | Solar_Fixed | Solar |  | SulusSolar28 |  |  |  | SOLAR_FIXED__OR_PORTLAND_V2024
SulusSolar5 | SulusSolar29SS29PV-NT2.6 | SulusSolar29SS29PV-NT2.6 | 2.6 | 2020-12-01 | 2050-12-01 | PortlandGE |  |  | PortlandGE | Solar_Fixed | Solar |  | SulusSolar29 |  |  |  | SOLAR_FIXED__OR_PORTLAND_V2024
SulusSolar6 | SulusSolar3333PV-NT3 | SulusSolar3333PV-NT3 | 3 | 2022-05-01 | 2050-12-01 | PortlandGE |  |  | PortlandGE | Solar_Fixed | Solar |  | SulusSolar33 |  |  |  | SOLAR_FIXED__OR_PORTLAND_V2024
SulusSolar7 | SulusSolar35SS35PV-NT3 | SulusSolar35SS35PV-NT3 | 3 | 2020-07-01 | 2050-12-01 | PortlandGE |  |  | PortlandGE | Solar_Fixed | Solar |  | SulusSolar35 |  |  |  | SOLAR_FIXED__OR_PORTLAND_V2024
SumasPowerCC_Total | SumasPowerCC-Total | SumasPowerCC-Total | 138 | 1993-03-01 | 2050-12-01 | BPAT |  |  | BPAT | CC | CCGT |  | Sumas Power Plant
Summer_Falls1 | Summer_Falls1 | Summer_Falls1 | 47 | 1985-01-01 | 2050-12-31 | TPWR |  |  | BPAT | Hydro | Hydro |  | Summer Falls Power Plant | 1
Summer_Falls2 | Summer_Falls2 | Summer_Falls2 | 47 | 1985-01-01 | 2050-12-31 | TPWR |  |  | BPAT | Hydro | Hydro |  | Summer Falls Power Plant | 2
Summerview_SUM1 | Summerview (SUM1) | Summerview (SUM1) | 10 | 2020-11-01 | 2050-12-31 | AESO |  |  | BCHA_AESO | Battery Storage | Li-ion Battery | [6 empty] | 40 | 4
SummerviewG1 | SummerviewG1 | SummerviewG1 | 41.4 | 2004-09-01 | 2050-12-31 | AESO |  |  | BCHA_AESO | Wind | Wind | [5 empty] | WIND_CPUCV2024c_EIA_OREGON
SummerviewG2 | SummerviewG2 | SummerviewG2 | 27 | 2004-09-01 | 2050-12-31 | AESO |  |  | BCHA_AESO | Wind | Wind | [5 empty] | WIND_CPUCV2024c_EIA_OREGON
SummerviewG3 | SummerviewG3 | SummerviewG3 | 42 | 2010-02-01 | 2050-12-31 | AESO |  |  | BCHA_AESO | Wind | Wind | [5 empty] | WIND_CPUCV2024c_EIA_OREGON
SummerviewG4 | SummerviewG4 | SummerviewG4 | 24 | 2010-02-01 | 2050-12-31 | AESO |  |  | BCHA_AESO | Wind | Wind | [5 empty] | WIND_CPUCV2024c_EIA_OREGON
SummitG1 | SummitG1 | SummitG1 | 48 | 2010-07-01 | 2050-12-31 | AESO |  |  | BCHA_AESO | CT | Peaker
SummitG2 | SummitG2 | SummitG2 | 48 | 2010-07-01 | 2050-12-31 | AESO |  |  | BCHA_AESO | CT | Peaker
SummitG3 | SummitG3 | SummitG3 | 48 | 2010-07-01 | 2050-12-31 | AESO |  |  | BCHA_AESO | CT | Peaker
SUMWHT_6_SWSSR1 | SUMWHT_6_SWSSR1 | Summer Wheat Solar Farm | 18.5 | 2018-10-01 | 2050-12-01 | PGE |  |  | PGE | Solar_1Axis | Solar | [5 empty] | SOLAR_1AXIS_CA_FRESNO_TRANQUILLITY_V2024
Sun_Mountain | Sun Mountain | Sun Mountain | 200 | 2022-12-31 | 2037-12-30 | PSCO |  |  | PSCO | Solar_1Axis | Solar |  | Sun Mountain Solar 1 |  |  |  | SOLAR_1AXIS__CO_DENVER_V2024
Sun_Solar_XVIII_Agg | Sun Solar XVIII Agg | Sun Solar XVIII Agg | 9 | 2015-09-01 | 2035-05-29 | PAUT |  |  | PACE | Solar_1Axis | Solar | [5 empty] | SOLAR_1AXIS__UT_SALTLAKECITY_V2024
Sun_Streams_1 | Sun Streams 1 | Sun Streams 1 | 150 | 2020-01-01 | 2050-12-31 | SRP |  |  | SRP | Solar_1Axis | Solar | [5 empty] | SOLAR_1AXIS_AZ_GRAHAM_PERIDOT_V2024
SUNCAT_2_A1ABT1 | SUNCAT_2_A1ABT1 | Arlington Solar Unit 1A BESS | 47 | 2022-08-01 | 2099-01-01 | SCE |  |  | SCE | Battery Storage | Li-ion Battery | [6 empty] | 188 | 4
SUNCAT_2_A1BBT1 | SUNCAT_2_A1BBT1 | Arlington Solar Unit 1B BESS | 63 | 2022-08-01 | 2099-01-01 | SCE |  |  | SCE | Battery Storage | Li-ion Battery | [6 empty] | 252 | 4
SUNCAT_2_A2ABT2 | SUNCAT_2_A2ABT2 | Arlington Solar Unit 2A BESS | 132 | 2022-08-01 | 2099-01-01 | SCE | ARLINGTONENERGYCENTERSOLAR | 2023-10-05 | SCE | Battery Storage | Li-ion Battery |  | Arlington Energy Center II | AEC2B |  |  |  | 528 | 4
Suncor_Base_Plant_Cogen_1 | Suncor Base Plant Cogen 1 | Suncor Base Plant Cogen 1 | 403 | 2024-12-31 | 2050-12-31 | AESO |  |  | BCHA_AESO | CT | Peaker
Suncor_Base_Plant_Cogen_2 | Suncor Base Plant Cogen 2 | Suncor Base Plant Cogen 2 | 403 | 2024-12-31 | 2050-12-31 | AESO |  |  | BCHA_AESO | CT | Peaker
Sundance_AB_6_Gas | Sundance AB 6 Gas | Sundance AB 6 Gas | 395 | 2001-10-01 | 2050-12-31 | AESO |  |  | BCHA_AESO | Steam | ST
Sundance_AZ_01 | Sundance AZ 01 | Sundance AZ 01 | 44 | 2002-05-01 | 2050-12-01 | AZPS |  |  | AZPS | CT | Peaker |  | Sundance | CT1
Sundance_AZ_02 | Sundance AZ 02 | Sundance AZ 02 | 44 | 2002-05-01 | 2050-12-01 | AZPS |  |  | AZPS | CT | Peaker |  | Sundance | CT2
Sundance_AZ_03 | Sundance AZ 03 | Sundance AZ 03 | 44 | 2002-05-01 | 2050-12-01 | AZPS |  |  | AZPS | CT | Peaker |  | Sundance | CT3
Sundance_AZ_04 | Sundance AZ 04 | Sundance AZ 04 | 44 | 2002-05-01 | 2050-12-01 | AZPS |  |  | AZPS | CT | Peaker |  | Sundance | CT4
Sundance_AZ_05 | Sundance AZ 05 | Sundance AZ 05 | 44 | 2002-05-01 | 2050-12-01 | AZPS |  |  | AZPS | CT | Peaker |  | Sundance | CT5
Sundance_AZ_06 | Sundance AZ 06 | Sundance AZ 06 | 44 | 2002-05-01 | 2050-12-01 | AZPS |  |  | AZPS | CT | Peaker |  | Sundance | CT6
Sundance_AZ_07 | Sundance AZ 07 | Sundance AZ 07 | 44 | 2002-05-01 | 2050-12-01 | AZPS |  |  | AZPS | CT | Peaker |  | Sundance | CT7
Sundance_AZ_08 | Sundance AZ 08 | Sundance AZ 08 | 44 | 2002-05-01 | 2050-12-01 | AZPS |  |  | AZPS | CT | Peaker |  | Sundance | CT8
Sundance_AZ_09 | Sundance AZ 09 | Sundance AZ 09 | 44 | 2002-05-01 | 2050-12-01 | AZPS |  |  | AZPS | CT | Peaker |  | Sundance | CT9
Sundance_AZ_10 | Sundance AZ 10 | Sundance AZ 10 | 44 | 2002-05-01 | 2050-12-01 | AZPS |  |  | AZPS | CT | Peaker |  | Sundance | CT10
Sundt_RICE_01 | Sundt RICE 01 | Sundt RICE 01 | 18.9 | 2020-03-01 | 2050-12-31 | TEPC |  |  | TEPC | ICE | Reciprocating_Engine
Sundt_RICE_02 | Sundt RICE 02 | Sundt RICE 02 | 18.9 | 2020-03-01 | 2050-12-31 | TEPC |  |  | TEPC | ICE | Reciprocating_Engine
Sundt_RICE_03 | Sundt RICE 03 | Sundt RICE 03 | 18.9 | 2020-03-01 | 2050-12-31 | TEPC |  |  | TEPC | ICE | Reciprocating_Engine
Sundt_RICE_04 | Sundt RICE 04 | Sundt RICE 04 | 18.9 | 2020-03-01 | 2050-12-31 | TEPC |  |  | TEPC | ICE | Reciprocating_Engine
Sundt_RICE_05 | Sundt RICE 05 | Sundt RICE 05 | 18.9 | 2020-03-01 | 2050-12-31 | TEPC |  |  | TEPC | ICE | Reciprocating_Engine
Sundt_RICE_06 | Sundt RICE 06 | Sundt RICE 06 | 18.9 | 2019-12-01 | 2050-12-31 | TEPC |  |  | TEPC | ICE | Reciprocating_Engine
Sundt_RICE_07 | Sundt RICE 07 | Sundt RICE 07 | 18.9 | 2019-12-01 | 2050-12-31 | TEPC |  |  | TEPC | ICE | Reciprocating_Engine
Sundt_RICE_08 | Sundt RICE 08 | Sundt RICE 08 | 18.9 | 2019-12-01 | 2050-12-31 | TEPC |  |  | TEPC | ICE | Reciprocating_Engine
Sundt_RICE_09 | Sundt RICE 09 | Sundt RICE 09 | 18.9 | 2019-12-01 | 2050-12-31 | TEPC |  |  | TEPC | ICE | Reciprocating_Engine
Sundt_RICE_10 | Sundt RICE 10 | Sundt RICE 10 | 18.9 | 2019-12-01 | 2050-12-31 | TEPC |  |  | TEPC | ICE | Reciprocating_Engine
SunnysideSolar | Sunnyside Solar LLCPV4.99 | Sunnyside Solar LLCPV4.99 | 5 | 2023-09-01 | 2035-09-01 | PACW |  |  | PACW | Solar_Fixed | Solar | [5 empty] | SOLAR_FIXED__OR_MEDFORD_V2024
SunPeak_IID | SunPeak IID | SunPeak IID | 23 | 2012-06-01 | 2050-12-01 | IID |  |  | IID | Solar_Fixed | Solar | [5 empty] | SOLAR_FIXED_CA_IMPERIAL_BRAWLEY_V2024
SunPeak_NVE_5657 | SunPeak NVE 5657 | SunPeak NVE 5657 | 74 | 1991-06-01 | 2041-01-01 | NEVP |  |  | NEVP | CT | Peaker |  | Sun Peak Generating Station | 5657
SunPeak_NVE_5658 | SunPeak NVE 5658 | SunPeak NVE 5658 | 74 | 1991-06-01 | 2041-01-01 | NEVP |  |  | NEVP | CT | Peaker |  | Sun Peak Generating Station | 5658
SunPeak_NVE_5659 | SunPeak NVE 5659 | SunPeak NVE 5659 | 74 | 1991-06-01 | 2041-01-01 | NEVP |  |  | NEVP | CT | Peaker |  | Sun Peak Generating Station | 5659
SUNRIS_2_PL1X3 | SUNRIS_2_PL1X3 | Sunrise Power Project AGGREGATE II | 586.02 | 2001-06-01 | 2050-12-01 | PGE |  |  | PGE | CC | CCGT |  | Sunrise Power LLC
SUNSET_2_UNITS | SUNSET_2_UNITS | MIDWAY SUNSET COGENERATION PLANT | 248 | 1989-12-01 | 2050-12-01 | PGE |  |  | PGE | Cogen | CHP |  | Mid-Set Cogeneration | [9 empty] | 248 | 248 | 248 | 245 | 240 | 234 | 229 | 229 | 231 | 243 | 246 | 248
Sunshine | Sunshine Hydro | Sunshine Hydro | 0.8 | 1987-09-01 | 2050-12-31 | PSCO |  |  | PSCO | Hydro | Hydro
SUNSHN_2_LNDFL | SUNSHN_2_LNDFL | Sunshine Gas Producers | 20 | 2014-09-01 | 2050-12-01 | SCE |  |  | SCE | Biogas | Biogas |  | Sunshine Gas Producers | [9 empty] | 18.1 | 17.52 | 17.85 | 16.8 | 17.65 | 17.53 | 16.94 | 16.44 | 16.72 | 16.33 | 17.26 | 16.01
SUNSLR_1_SSVSR1 | SUNSLR_1_SSVSR1 | Sunshine Valley Solar 1 | 100 | 2019-12-01 | 2050-12-01 | SCE |  |  | SCE | Solar_1Axis | Solar |  | Sunshine Valley Solar |  |  |  | SOLAR_1AXIS_NV_CLARK_BOULDER_V2024
SUNSPT_2_WNASR1 | SUNSPT_2_WNASR1 | Windhub Solar A | 20 | 2019-12-01 | 2050-12-01 | SCE |  |  | SCE | Solar_1Axis | Solar |  | Windhub Solar A LLC |  |  |  | SOLAR_1AXIS_CA_KERN_MOJAVE_V2024
SUNST2_5_SS2SR1 | SUNST2_5_SS2SR1 | Sun Streams Solar 2 | 150 | 2021-06-01 | 2050-12-01 | SDGE |  |  | SDGE | Solar_1Axis | Solar |  | Sun Streams 2 | GEN01 |  |  | SOLAR_1AXIS_AZ_GRAHAM_PERIDOT_V2024
SUNSTR_5_SS1SCEDYN | SUNSTR_5_SS1SCEDYN | Sunstream Solar 1 | 150 | 2019-11-01 | 2050-12-01 | SRP |  |  | SRP | Solar_Fixed | Solar | SCE | Sun Streams, LLC |  |  |  | SOLAR_FIXED_AZ_GRAHAM_PERIDOT_V2024
SunStreams2 | Sun Streams PVS | Sun Streams PVS | 65 | 2021-06-01 | 2050-12-01 | AZPS |  |  | AZPS | Solar_1Axis | Solar |  | Sun Streams 2 |  |  |  | SOLAR_1AXIS__AZ_PHOENIX_V2024
SuntexSolarPV | Suntex SolarPVPV-NT10 | Suntex SolarPVPV-NT10 | 10 | 2020-07-01 | 2050-12-01 | BPAT |  |  | BPAT | Solar_Fixed | Solar |  | Suntex Solar, LLC |  |  |  | SOLAR_FIXED__OR_MEDFORD_V2024
SUNZIA_WIND |  | SUNZIA WIND | 1585 | 2027-06-01 | 2050-12-01 | SCE | NM wind fully deliverable RA/energy to CAISO |  | SCE | Wind | Wind |  | SunZia Wind South | SZW-S |  |  | WIND_CPUCV2024c_EIA_NEWMEXICO
SUTTER_2_CISO | SUTTER_2_CISO | Sutter Power Plant Pseudo-CISO | 275 | 2020-07-01 | 2050-12-01 | PGE |  |  | PGE | CC | CCGT |  | Sutter Energy Center
Swan_Falls_1 | Swan_Falls_1 | Swan_Falls_1 | 12.5 | 1994-03-01 | 2050-12-31 | IPTV |  |  | IPCO | Hydro | Hydro |  | Swan Falls | 1
Swan_Falls_2 | Swan_Falls_2 | Swan_Falls_2 | 12.5 | 1994-05-01 | 2050-12-31 | IPTV |  |  | IPCO | Hydro | Hydro |  | Swan Falls | 2
SWEETWATER | SWEETWATER | SWEETWATER | 80 | 2018-12-01 | 2038-10-31 | PAWY |  |  | PACE | Solar_Fixed | Solar |  | Sweetwater Solar |  |  |  | SOLAR_FIXED_NV_CLARK_BOULDER_V2024
Swift_1_HY11 | Swift_1_HY11 | Swift_1_HY11 | 80 | 1958-12-01 | 2058-12-31 | PACW |  |  | PACW | Hydro | Hydro |  | Swift 1 | HY11
Swift_1_HY12 | Swift_1_HY12 | Swift_1_HY12 | 80 | 1958-12-01 | 2058-12-31 | PACW |  |  | PACW | Hydro | Hydro |  | Swift 1 | HY12
Swift_1_HY13 | Swift_1_HY13 | Swift_1_HY13 | 80 | 1958-12-01 | 2058-12-31 | PACW |  |  | PACW | Hydro | Hydro |  | Swift 1 | HY13
Swift_2_21 | Swift_2_21 | Swift_2_21 | 35 | 1958-01-01 | 2099-01-01 | BPAT |  |  | BPAT | Hydro | Hydro |  | Swift 2 | 21
Swift_2_22 | Swift_2_22 | Swift_2_22 | 35 | 1958-01-01 | 2099-01-01 | BPAT |  |  | BPAT | Hydro | Hydro |  | Swift 2 | 22
SYCAMR_2_UNIT_1 | SYCAMR_2_UNIT 1 | Sycamore Cogeneration Unit 1 | 74 | 1987-01-01 | 2050-12-01 | SCE |  |  | SCE | Cogen | CHP |  | Sycamore Cogeneration | GTAG | [8 empty] | 74 | 74 | 74 | 74 | 74 | 74 | 74 | 74 | 74 | 74 | 74 | 74
SYCAMR_2_UNIT_2 | SYCAMR_2_UNIT 2 | Sycamore Cogeneration Unit 2 | 76 | 1987-01-01 | 2050-12-01 | SCE |  |  | SCE | CT | Peaker |  | Sycamore Cogeneration | GTBG
SYCAMR_2_UNIT_3 | SYCAMR_2_UNIT 3 | Sycamore Cogeneration Unit 3 | 74 | 1987-01-01 | 2050-12-01 | SCE |  |  | SCE | Cogen | CHP |  | Sycamore Cogeneration | GTCG
SYCAMR_2_UNIT_4 | SYCAMR_2_UNIT 4 | Sycamore Cogeneration Unit 4 | 76 | 1987-01-01 | 2050-12-01 | SCE |  |  | SCE | CT | Peaker |  | Sycamore Cogeneration | GTDG
SyncrudeCC_Total | SyncrudeCC-Total | SyncrudeCC-Total | 510 | 2005-12-01 | 2050-12-31 | AESO |  |  | BCHA_AESO | Cogen | CHP
TABER_WG1_1 | TABER_WG1_1 | TABER_WG1_1 | 39.6 | 2007-09-01 | 2050-12-31 | AESO |  |  | BCHA_AESO | Wind | Wind | [5 empty] | WIND_CPUCV2024c_ONSHORE_ABCYPRESS
TABER_WG2_2 | TABER_WG2_2 | TABER_WG2_2 | 41.8 | 2006-12-01 | 2050-12-31 | AESO |  |  | BCHA_AESO | Wind | Wind | [5 empty] | WIND_CPUCV2024c_ONSHORE_ABCYPRESS
Tacoma_1_2 | Tacoma Hydro Agg | Tacoma Hydro Agg | 4.58 | 1905-12-01 | 2050-12-31 | WACM |  |  | WACM | Hydro | Hydro |  | Tacoma | 1 | 2
Tamarack | Tamarack | Tamarack | 5 | 1983-06-01 | 2050-12-31 | IPTV |  |  | IPCO | Biomass/Wood | Biomass |  | Tamarack Energy Partnership
TANHIL_6_SOLART | TANHIL_6_SOLART | Berry Cogen 18 | 17 | 1986-01-01 | 2050-12-01 | PGE |  |  | PGE | Cogen | CHP |  | Berry Cogen Tanne Hills 18 | [9 empty] | 11.52 | 11.84 | 11.48 | 10.04 | 11.68 | 11.01 | 11.07 | 10.82 | 11.09 | 9.36 | 8.91 | 11.87
Taos_Mesa_Solar | Taos Mesa Solar | Taos Mesa Solar | 15 | 2021-10-01 | 2050-12-31 | PNM |  |  | PNM_EPE | Solar_1Axis | Solar |  | Taos Mesa Energy Facility Hybrid | TMEF1 |  |  | SOLAR_1AXIS__NM_ALBUQUERQUE_V2024
Taos_Mesa_Storage | Taos Mesa Storage | Taos Mesa Storage | 12 | 2021-10-31 | 2050-12-31 | PNM |  |  | PNM_EPE | Battery Storage | Li-ion Battery |  | Taos Mesa Energy Facility Hybrid | BESS |  |  |  | 48 | 4
Taylor_Draw | Taylor Draw | Taylor Draw | 2.3 | 1993-04-01 | 2050-12-31 | PAUT |  |  | PACE | Hydro | Hydro |  | Taylor Draw Hydroelectric Facility
TaylorHydro | TaylorHydro | TaylorHydro | 13.7 | 2000-03-01 | 2050-12-31 | AESO |  |  | BCHA_AESO | Hydro | Hydro
TB_Flats_Wind_I_1 | TB Flats Wind I 1 | TB Flats Wind I 1 | 102.5 | 2020-12-31 | 2050-11-01 | PAWY |  |  | PACE | Wind | Wind |  | TB Flats | 1 |  |  | WIND_CPUCV2024c_EIA_WYOMING
TB_Flats_Wind_I_2 | TB Flats Wind I 2 | TB Flats Wind I 2 | 102.5 | 2020-12-31 | 2050-11-01 | PAWY |  |  | PACE | Wind | Wind |  | TB Flats | 1 |  |  | WIND_CPUCV2024c_EIA_WYOMING
TB_Flats_Wind_I_3 | TB Flats Wind I 3 | TB Flats Wind I 3 | 102.5 | 2020-12-31 | 2050-11-01 | PAWY |  |  | PACE | Wind | Wind |  | TB Flats | 1 |  |  | WIND_CPUCV2024c_EIA_WYOMING
TB_Flats_Wind_II | TB Flats Wind II | TB Flats Wind II | 191.7 | 2021-01-31 | 2050-11-01 | PAWY |  |  | PACE | Wind | Wind |  | TB Flats | 1 |  |  | WIND_CPUCV2024c_EIA_WYOMING
TBLMTN_6_QF | TBLMTN_6_QF | SMALL QF AGGREGATION - PARADISE | 1.7 | 1983-01-01 | 2050-12-01 | PGE |  |  | PGE | Hydro | Hydro
TCID_New_Lahontan | TCID New Lahontan | TCID New Lahontan | 4 | 1989-06-01 | 2050-12-31 | SPPC |  |  | NEVP | Hydro | Hydro |  | New Lahontan
Techren_V | Techren V 1 | Techren V 1 | 200 | 2020-10-01 | 2045-12-01 | NEVP |  |  | NEVP | Solar_1Axis | Solar |  | Techren Solar V | TECH3 |  |  | SOLAR_1AXIS_NV_CLARK_BOULDER_V2024
TechrenV2 | Techren V 2 | Techren V 2 | 200 | 2019-10-01 | 2044-12-01 | NEVP |  |  | NEVP | Solar_1Axis | Solar |  | Techren Solar V | TECH1 |  |  | SOLAR_1AXIS_NV_CLARK_BOULDER_V2024
TECOLOTE_3_WBDYN | TECOLOTE_3_WBDYN | TECOLOTE WIND | 271.68 | 2021-12-01 | 2099-01-01 | WALC |  |  | WALC | Wind | Wind | SCE | Tecolote Wind LLC |  |  |  | WIND_CPUCV2024c_EIA_NEWMEXICO
TEHAPI_2_PW1WD1 | TEHAPI_2_PW1WD1 | Point Wind 1 | 47.49 | 2021-03-01 | 2050-12-01 | SCE |  |  | SCE | Wind | Wind |  | Point Wind | PW1 |  |  | WIND_CPUCV2024c_CSD_CAKERN
TEHAPI_2_PW2WD2 | TEHAPI_2_PW2WD2 | Point Wind 2 | 14.4 | 2021-04-01 | 2050-12-01 | SCE |  |  | SCE | Wind | Wind |  | Point Wind | PW1 |  |  | WIND_CPUCV2024c_CSD_CAKERN
TENGEN_2_PL1X2 | TENGEN_2_PL1X2 | Placerita Canyon Cogen | 37.7 | 1990-03-01 | 2050-12-01 | SCE |  |  | SCE | Cogen | CHP |  | Berry Placerita Cogen
TEPCMohavePV | TEPC_Mohave_PV2_Ag | TEPC_Mohave_PV2_Ag | 1 | 2011-11-01 | 2041-12-01 | WALC |  |  | WALC | Solar_Fixed | Solar | [5 empty] | SOLAR_FIXED_NV_CLARK_BOULDER_V2024
TEPCPVAggPimaCo1 | TEPC PV Agg Pima Co 1 | TEPC PV Agg Pima Co 1 | 7.4 | 2014-07-01 | 2034-07-01 | TEPC |  |  | TEPC | Solar_1Axis | Solar | [5 empty] | SOLAR_1AXIS__AZ_TUCSON_V2024
TERMEX_2_PL1X3 | TERMEX_2_PL1X3 | TDM | 625 | 2003-07-01 | 2050-12-01 | SDGE |  |  | SDGE | CC | CCGT
Tesla | Tesla | Tesla | 27.5 | 1997-04-01 | 2050-12-31 | PSCO |  |  | PSCO | Hydro | Hydro |  | Tesla
TESLA_1_QF | TESLA_1_QF | SMALL QF AGGREGATION - STOCKTON | 2 | 1982-01-01 | 2050-12-01 | PGE |  |  | PGE | Hydro | Hydro | [11 empty] | 0.06 | 0.15 | 0.19 | 0.16 | 0.22 | 0.35 | 0.34 | 0.35 | 0.3 | 0.11 | 0.05 | 0.04
TEXAS_COMMUNITY_SOLAR | TEXAS COMMUNITY SOLAR | TEXAS COMMUNITY SOLAR | 3 | 2017-05-01 | 2047-05-01 | EPE |  |  | PNM_EPE | Solar_1Axis | Solar | [5 empty] | SOLAR_1AXIS__NM_ALBUQUERQUE_V2024
TexEquilonLARefineryG1 | Tex/Equilon LA Refinery G1 | Tex/Equilon LA Refinery G1 | 30 | 1982-12-01 | 2050-12-01 | LADWP |  |  | LADWP | Cogen | CHP
TexEquilonLARefineryG2 | Tex/Equilon LA Refinery G2 | Tex/Equilon LA Refinery G2 | 30 | 1982-12-01 | 2050-12-01 | LADWP |  |  | LADWP | Cogen | CHP
TexEquilonLARefineryG3 | Tex/Equilon LA Refinery G3 | Tex/Equilon LA Refinery G3 | 23 | 1991-04-01 | 2050-12-01 | LADWP |  |  | LADWP | Cogen | CHP
The_Dalles | The Dalles | The Dalles | 2048 | 1957-10-01 | 2050-12-31 | BPAT |  |  | BPAT | Hydro | Hydro |  | The Dalles | 1 | 2 | 3
The_Dalles_North_Fishway_NWasHY1HY4_9 | The Dalles North Fishway (N. Wasco PUD)HY1HY4.9 | The Dalles North Fishway (N. Wasco PUD)HY1HY4.9 | 13.8 | 1957-06-01 | 2050-12-31 | BPAT |  |  | BPAT | Hydro | Hydro |  | Dalles Dam North Fishway Project
ThomasCreekSolar | Thomas Creek SolarW9318PV-NT2.2 | Thomas Creek SolarW9318PV-NT2.2 | 2.2 | 2019-11-01 | 2050-12-01 | BPAT |  |  | BPAT | Solar_Fixed | Solar |  | Thomas Creek Solar |  |  |  | SOLAR_FIXED__OR_MEDFORD_V2024
Thompson_Falls1 | Thompson_Falls1 | Thompson_Falls1 | 5 | 1917-07-01 | 2050-12-31 | NWMT |  |  | NWMT_WAUW | Hydro | Hydro |  | Thompson Falls | TF1
Thompson_Falls2 | Thompson_Falls2 | Thompson_Falls2 | 5 | 1917-05-01 | 2050-12-31 | NWMT |  |  | NWMT_WAUW | Hydro | Hydro |  | Thompson Falls | TF2
Thompson_Falls3 | Thompson_Falls3 | Thompson_Falls3 | 5 | 1916-11-01 | 2050-12-31 | NWMT |  |  | NWMT_WAUW | Hydro | Hydro |  | Thompson Falls | TF3
Thompson_Falls4 | Thompson_Falls4 | Thompson_Falls4 | 5 | 1916-11-01 | 2050-12-31 | NWMT |  |  | NWMT_WAUW | Hydro | Hydro |  | Thompson Falls | TF4
Thompson_Falls5 | Thompson_Falls5 | Thompson_Falls5 | 5 | 1915-07-01 | 2050-12-31 | NWMT |  |  | NWMT_WAUW | Hydro | Hydro |  | Thompson Falls | TF5
Thompson_Falls6 | Thompson_Falls6 | Thompson_Falls6 | 5 | 1915-07-01 | 2050-12-31 | NWMT |  |  | NWMT_WAUW | Hydro | Hydro |  | Thompson Falls | TF6
Thompson_Falls7 | Thompson_Falls7 | Thompson_Falls7 | 57.1 | 1996-01-01 | 2050-12-31 | NWMT |  |  | NWMT_WAUW | Hydro | Hydro |  | Thompson Falls | TF7
Three_Mile_Canyon | Three Mile Canyon | Three Mile Canyon | 9.9 | 2009-09-01 | 2029-08-31 | PACW |  |  | PACW | Wind | Wind |  | Threemile Canyon |  |  |  | WIND_CPUCV2024c_EIA_OREGON
Three_Peaks_Solar | Three Peaks Solar | Three Peaks Solar | 80 | 2016-12-01 | 2036-12-14 | PAUT |  |  | PACE | Solar_Fixed | Solar |  | Three Peaks Power |  |  |  | SOLAR_1AXIS__UT_SALTLAKECITY_V2024
Three_Sisters_1 | Three_Sisters_1 | Three_Sisters_1 | 3 | 1954-01-01 | 2050-12-31 | AESO |  |  | BCHA_AESO | Hydro | Hydro
Thunder_Wolf_BESS | Thunder Wolf BESS | Thunder Wolf BESS | 100 | 2022-12-01 | 2047-11-30 | PSCO |  |  | PSCO | Battery Storage | Li-ion Battery |  | Thunder Wolf Energy Center Hybrid | TW100 |  |  |  | 400 | 4
Thunder_Wolf_PV | Thunder Wolf PV | Thunder Wolf PV | 200 | 2022-12-01 | 2047-11-30 | PSCO |  |  | PSCO | Solar_1Axis | Solar |  | Thunder Wolf Energy Center Hybrid | TW300 |  |  | SOLAR_1AXIS__CO_DENVER_V2024
Thunderegg_Solar | Thunderegg Solar | Thunderegg Solar | 10 | 2016-12-01 | 2050-12-31 | IPTV |  |  | IPCO | Solar_Fixed | Solar |  | Thunderegg Solar Center, LLC |  |  |  | SOLAR_FIXED__OR_PORTLAND_V2024
Thurston_Wind | Thurston Wind | Thurston Wind | 152 | 2020-04-01 | 2050-12-31 | PSEI |  |  | BPAT | Wind | Wind | [5 empty] | WIND_CPUCV2024c_EIA_OREGON
Tiber_Dam | Tiber_Dam | Tiber_Dam | 7.5 | 2005-06-01 | 2050-12-31 | WAUW |  |  | NWMT_WAUW | Hydro | Hydro |  | Tiber Dam Hydroelectric Plant
TickleCreekSolar | Tickle Creek SolarW9317PV-NT1.9 | Tickle Creek SolarW9317PV-NT1.9 | 1.9 | 2019-12-01 | 2050-12-01 | PortlandGE |  |  | PortlandGE | Solar_Fixed | Solar |  | Tickle Creek Solar |  |  |  | SOLAR_FIXED__OR_PORTLAND_V2024
TIDWTR_2_UNITS | TIDWTR_2_UNITS | MARTINEZ COGEN LIMITED PARTNERSHIP | 114.8 | 1987-02-01 | 2050-12-01 | PGE |  |  | PGE | Cogen | CHP |  | Marathon Bay Area Cogen | [9 empty] | 23.95 | 26.89 | 22.49 | 25.94 | 38.84 | 42.92 | 43.59 | 54.77 | 62.6 | 59.22 | 33.12 | 31.26
TietonDamHydroUNIT1 | TietonDamHydroUNIT1 | TietonDamHydroUNIT1 | 13.8 | 2006-09-01 | 2050-12-31 | PACW |  |  | PACW | Hydro | Hydro |  | Tieton Dam Hydro Electric Project | UNIT1 | UNIT2
TIFFNY_1_DILLON | TIFFNY_1_DILLON | TIFFNY_1_DILLON | 45 | 2008-04-01 | 2050-12-01 | SCE |  |  | SCE | Wind | Wind |  | Dillon Wind LLC |  |  |  | WIND_CPUCV2024c_CSD_CARIVERSIDE
TIGRCK_7_UNITS | TIGRCK_7_UNITS | TIGER CREEK HYDRO AGGREGATE | 62 | 1931-01-01 | 2050-12-01 | PGE |  |  | PGE | Hydro | Hydro |  | Tiger Creek | H1 | H2
Tipella1 | Tipella1 | Tipella1 | 9.68 | 2009-11-01 | 2055-12-31 | BCHA |  |  | BCHA_AESO | Hydro | Hydro
Tipella2 | Tipella2 | Tipella2 | 9.68 | 2009-11-01 | 2055-12-31 | BCHA |  |  | BCHA_AESO | Hydro | Hydro
TITANS_2_TTSSR1 | TITANS_2_TTSSR1 | Titan Solar 1 Pseudo | 70 | 2020-12-01 | 2050-12-01 | IID |  |  | IID | Solar_1Axis | Solar |  | Titan Solar 1 (CA) |  |  |  | SOLAR_1AXIS_CA_IMPERIAL_BRAWLEY_V2024
TKOPWR_6_HYDRO | TKOPWR_6_HYDRO | Bear Creek Hydroelectric Project | 2.83 | 2016-04-01 | 2050-12-01 | PGE |  |  | PGE | Hydro | Hydro |  | Bear Creek
TMPLTN_2_SOLAR | TMPLTN_2_SOLAR | Vintner Solar | 1.5 | 2014-03-01 | 2050-12-01 | PGE |  |  | PGE | Solar_Fixed | Solar |  | Vintner Solar |  |  |  | SOLAR_FIXED_CA_KERN_LOSTHILLS_V2024
TNGG_#11GT29.7 | TNGG #11GT29.7 | TNGG #11GT29.7 | 29.7 | 2023-01-20 | 2050-12-31 | PSCO |  |  | PSCO | CT | Peaker
TNGG_#22GT29.7 | TNGG #22GT29.7 | TNGG #22GT29.7 | 29.7 | 2023-01-26 | 2050-12-31 | PSCO |  |  | PSCO | CT | Peaker
TNGG_#33GT29.7 | TNGG #33GT29.7 | TNGG #33GT29.7 | 29.7 | 2023-02-03 | 2050-12-31 | PSCO |  |  | PSCO | CT | Peaker
TNGG_#44GT29.7 | TNGG #44GT29.7 | TNGG #44GT29.7 | 29.7 | 2023-02-09 | 2050-12-31 | PSCO |  |  | PSCO | CT | Peaker
TNGG_#55GT29.7 | TNGG #55GT29.7 | TNGG #55GT29.7 | 29.7 | 2023-02-17 | 2050-12-31 | PSCO |  |  | PSCO | CT | Peaker
TNGG_#66GT29.7 | TNGG #66GT29.7 | TNGG #66GT29.7 | 29.7 | 2023-02-24 | 2050-12-31 | PSCO |  |  | PSCO | CT | Peaker
TOADTW_6_UNIT | TOADTW_6_UNIT | TOAD TOWN | 1.5 | 1986-01-01 | 2050-12-01 | PGE |  |  | PGE | Hydro | Hydro |  | Toadtown
Toketee_Falls_1 | Toketee_Falls_1 | Toketee_Falls_1 | 14.67 | 1950-02-01 | 2038-12-31 | PACW |  |  | PACW | Hydro | Hydro |  | Toketee Falls | 1
Toketee_Falls_2 | Toketee_Falls_2 | Toketee_Falls_2 | 14.67 | 1949-12-01 | 2038-12-31 | PACW |  |  | PACW | Hydro | Hydro |  | Toketee Falls | 2
Toketee_Falls_3 | Toketee_Falls_3 | Toketee_Falls_3 | 14.67 | 1905-05-01 | 2038-12-31 | PACW |  |  | PACW | Hydro | Hydro |  | Toketee Falls | 3
Top_of_the_World_Wind_LLC_1 | Top of the World Wind LLC 1 | Top of the World Wind LLC 1 | 101.2 | 2010-10-01 | 2030-12-30 | PAWY | TopoftheWorld |  | PACE | Wind | Wind |  | Top of the World Windpower Project | TOTW1 |  |  | WIND_CPUCV2024c_EIA_WYOMING
Top_of_the_World_Wind_LLC_2 | Top of the World Wind LLC 2 | Top of the World Wind LLC 2 | 99 | 2010-10-01 | 2030-12-30 | PAWY | TopoftheWorld |  | PACE | Wind | Wind |  | Top of the World Windpower Project | TOTW1 |  |  | WIND_CPUCV2024c_EIA_WYOMING
TOPAZ_2_SOLAR | TOPAZ_2_SOLAR | Topaz Solar Farms | 550 | 2014-10-01 | 2050-12-01 | PGE |  |  | PGE | Solar_Fixed | Solar |  | Topaz Solar Farm |  |  |  | SOLAR_FIXED_CA_KERN_LOSTHILLS_V2024
TORTLA_1_SOLAR | TORTLA_1_SOLAR | Longboat Solar | 20 | 2016-12-01 | 2050-12-01 | SCE | LongboatSolar | 2023-10-05 | SCE | Solar_1Axis | Solar |  | Longboat Solar, LLC | PV1 |  |  | SOLAR_1AXIS_CA_SANBERNARDINO_APPLEVALLEY_V2024
Tosco2 | Tosco2OT58.5 | Tosco2OT58.5 | 58.5 | 1988-05-01 | 2050-12-31 | LADWP |  |  | LADWP | Cogen | CHP
Totten_Lake_Solar | Totten Lake Solar | Totten Lake Solar | 2.2 | 2022-12-01 | 2050-12-31 | WACM |  |  | WACM | Solar_1Axis | Solar | [5 empty] | SOLAR_1AXIS__CO_DENVER_V2024
Towaoc | Towaoc | Towaoc | 12.1 | 1993-05-01 | 2050-12-31 | WACM |  |  | WACM | Hydro | Hydro |  | Towaoc
TowerRdSolar | Tower Rd. SolarPV-T120 | Tower Rd. SolarPV-T120 | 120 | 2024-12-01 | 2050-12-01 | BPAT |  |  | BPAT | Solar_1Axis | Solar | [5 empty] | SOLAR_1AXIS__OR_MEDFORD_V2024
Town_of_Taos_Waste_Water_addl | Town of Taos Waste Water (addl) | Town of Taos Waste Water (addl) | 1 | 2021-06-30 | 2050-12-31 | PNM |  |  | PNM_EPE | Solar_1Axis | Solar | [5 empty] | SOLAR_FIXED__NM_ALBUQUERQUE_V2024
TOWNSITE_2_MEADDYN_LESR | TOWNSITE_2_MEADDYN | Townsite Solar BESS | 90 | 2021-12-01 | 2099-01-01 | SCE |  |  | SCE | Hybrid_BattStorage | Li-ion Battery |  | Townsite Solar Project Hybrid | GEN02 |  |  |  | 360 | 4 | TOWNSITE_2_MEADDYN_SUN |  | Y
TOWNSITE_2_MEADDYN_SUN | TOWNSITE_2_MEADDYN | Townsite Solar BESS | 90 | 2021-12-01 | 2099-01-01 | SCE |  |  | SCE | Hybrid_Solar_1Axis | Solar |  | Townsite Solar Project Hybrid | GEN01 |  |  | SOLAR_1AXIS_NV_CLARK_BOULDER_V2024
TOWNSITE_2_MEADWALC_SOLAR | TOWNSITE_2_MEADDYN | Townsite Solar BESS | 90 | 2021-12-01 | 2099-01-01 | WALC | Half of the SUN portion of Townsite Solar BESS |  | WALC | Solar_1Axis | Solar |  | Townsite Solar Project Hybrid | GEN01 |  |  | SOLAR_1AXIS_NV_CLARK_BOULDER_V2024
ToyanLFGICAgg | Toyan LFG IC Agg | Toyan LFG IC Agg | 3.6 | 2010-09-01 | 2050-12-01 | LADWP |  |  | LADWP | Biogas | Biogas |  | Toyon Power Station
Tracy_3 | Tracy 3 | Tracy 3 | 112 | 1974-10-01 | 2024-12-31 | NEVP |  |  | NEVP | Steam | ST |  | Tracy | 3
Tracy_NV_CC1 | Tracy NV CC1 | Tracy NV CC1 | 108 | 1960-12-01 | 2050-12-01 | NEVP |  |  | NEVP | CC | CCGT |  | Tracy | ST1 | ST2
Tracy_NV_CC2 | Tracy NV CC2a | Tracy NV CC2a | 277.5 | 2008-07-01 | 2043-12-31 | NEVP |  |  | NEVP | CC | CCGT |  | Tracy | 8 | 9
Tracy_NV_CC2b | Tracy NV CC2b | Tracy NV CC2b | 277.5 | 2008-07-01 | 2043-12-31 | SPPC |  |  | NEVP | CC | CCGT
Tracy_Pump_Total | Tracy Pump Total | Tracy Pump Total | 100 | 1951-01-01 | 2050-01-01 | NCNC |  |  | NCNC | Pumping_Load | Shed_DR
Trans_Jordan_Agg | Trans-Jordan Agg | Trans-Jordan Agg | 4.8 | 2009-03-01 | 2050-12-31 | PAUT |  |  | PACE | ICE | Reciprocating_Engine |  | Trans-Jordan Generating Station | 1 | 2 | 3
TRANSGRID_ATLAS_7 |  | TRANSGRID ATLAS 7 | 300 | 2024-12-01 | 2050-12-01 | SCE |  |  | SCE | Battery Storage | Li-ion Battery |  | Atlas | ATLB1 |  |  |  | 1200 | 4
TRANSGRID_ATLAS_8 |  | TRANSGRID ATLAS 8 | 300 | 2024-12-01 | 2050-12-01 | SCE |  |  | SCE | Battery Storage | Li-ion Battery | [6 empty] | 1200 | 4
TRANSGRID_ATLAS_9 |  | TRANSGRID ATLAS 9 | 300 | 2024-12-01 | 2050-12-01 | SCE |  |  | SCE | Battery Storage | Li-ion Battery | [6 empty] | 1200 | 4
Travers_Solar_Phase_2 | Travers Solar Phase 2 | Travers Solar Phase 2 | 65 | 2022-08-01 | 2050-12-31 | AESO |  |  | BCHA_AESO | Solar_1Axis | Solar | [5 empty] | SOLAR_1AXIS__WA_SEATTLE_V2024
Travers_Solar_TVS1 | Travers Solar (TVS1) | Travers Solar (TVS1) | 399 | 2022-08-01 | 2050-12-31 | AESO |  |  | BCHA_AESO | Solar_1Axis | Solar | [5 empty] | SOLAR_1AXIS__WA_SEATTLE_V2024
Treeline | Treeline | Treeline | 3 | 2013-03-01 | 2050-12-01 | NEVP |  |  | NEVP | Solar_Fixed | Solar | [5 empty] | SOLAR_FIXED_NV_CLARK_BOULDER_V2024
TrethewayCreek1 | TrethewayCreek1 | TrethewayCreek1 | 10.59 | 2015-10-01 | 2050-12-31 | BCHA |  |  | BCHA_AESO | Hydro | Hydro
TrethewayCreek2 | TrethewayCreek2 | TrethewayCreek2 | 10.59 | 2015-10-01 | 2050-12-31 | BCHA |  |  | BCHA_AESO | Hydro | Hydro
Trinidad3 | Trinidad3 | Trinidad3 | 17.5 | 1965-01-01 | 2050-12-31 | PSCO |  |  | PSCO | CT | Peaker |  | Trinidad (CO) | 3
Trinidad4 | Trinidad4 | Trinidad4 | 17.5 | 1965-01-01 | 2050-12-31 | PSCO |  |  | PSCO | ICE | Reciprocating_Engine |  | Trinidad (CO) | 4
Trinidad5IC1_8 | Trinidad5IC1.8 | Trinidad5IC1.8 | 1.8 | 1999-01-01 | 2050-12-31 | PSCO |  |  | PSCO | ICE | Reciprocating_Engine |  | Trinidad (CO) | 5
Trinidad6IC1_8 | Trinidad6IC1.8 | Trinidad6IC1.8 | 1.8 | 1999-01-01 | 2050-12-31 | PSCO |  |  | PSCO | ICE | Reciprocating_Engine |  | Trinidad (CO) | 6
Trinidad7IC1_8 | Trinidad7IC1.8 | Trinidad7IC1.8 | 1.8 | 1999-01-01 | 2050-12-31 | PSCO |  |  | PSCO | ICE | Reciprocating_Engine |  | Trinidad (CO) | 7
Trinity_1 | Trinity 1 | Trinity 1 | 70 | 1963-12-01 | 2050-12-31 | NCNC |  |  | NCNC | Hydro | Hydro |  | Trinity | 1
Trinity_2 | Trinity 2 | Trinity 2 | 70 | 1963-12-01 | 2050-12-31 | NCNC |  |  | NCNC | Hydro | Hydro |  | Trinity | 2
Trio_1 | Trio_1 | Trio_1 | 25.5 | 2021-11-17 | 2050-12-31 | BCHA |  |  | BCHA_AESO | Hydro | Hydro
Trio_Small_Hydro | Trio Small Hydro | Trio Small Hydro | 3.5 | 2021-11-01 | 2050-12-31 | BCHA |  |  | BCHA_AESO | Hydro | Hydro
TRNQL8_2_AMASR1 | TRNQL8_2_AMASR1 | Tranquillity 8 Amarillo | 20 | 2017-12-01 | 2050-12-01 | PGE |  |  | PGE | Solar_1Axis | Solar | [5 empty] | SOLAR_1AXIS_CA_FRESNO_TRANQUILLITY_V2024
TRNQL8_2_AZUSR1 | TRNQL8_2_AZUSR1 | Tranquillity 8 Azul | 20 | 2017-12-01 | 2050-12-01 | PGE |  |  | PGE | Solar_1Axis | Solar |  | Great Valley Solar Portfolio Holdings, LLC |  |  |  | SOLAR_1AXIS_CA_FRESNO_TRANQUILLITY_V2024
TRNQL8_2_ROJSR1 | TRNQL8_2_ROJSR1 | Tranquillity 8 Rojo | 100 | 2018-04-01 | 2050-12-01 | PGE |  |  | PGE | Solar_1Axis | Solar | [5 empty] | SOLAR_1AXIS_CA_FRESNO_TRANQUILLITY_V2024
TRNQL8_2_VERSR1 | TRNQL8_2_VERSR1 | Tranquillity 8 Verde | 60 | 2018-04-01 | 2050-12-01 | PGE |  |  | PGE | Solar_1Axis | Solar | [5 empty] | SOLAR_1AXIS_CA_FRESNO_TRANQUILLITY_V2024
TRNQLT_2_RETBT1 | TRNQLT_2_RETBT1 | RE Tranquillity BESS | 72 | 2022-03-01 | 2050-12-01 | PGE |  |  | PGE | Paired_BattStorage | Li-ion Battery |  | RE Tranquillity | BESS1 |  |  |  | 288 | 4 | TRNQLT_2_SOLAR |  | Y
TRNQLT_2_SOLAR | TRNQLT_2_SOLAR | Tranquillity | 200 | 2016-07-01 | 2050-12-01 | PGE |  |  | PGE | Paired_Solar_Fixed | Solar |  | RE Tranquillity | TQ |  |  | SOLAR_FIXED_CA_FRESNO_TRANQUILLITY_V2024
TRNSWD_1_QF | TRNSWD_1_QF | FPL Energy C Wind | 38.97 | 2014-12-01 | 2050-12-01 | SCE |  |  | SCE | Wind | Wind | [5 empty] | WIND_CPUCV2024c_CSD_CARIVERSIDE
Trout_Creek_Solar | Trout Creek Solar | Trout Creek Solar | 2 | 2019-01-01 | 2050-12-31 | PSCO |  |  | PSCO | Solar_1Axis | Solar |  | Trout Creek Solar |  |  |  | SOLAR_1AXIS__CO_DENVER_V2024
Tsilhqotin_Solar | Tsilhqotin Solar | Tsilhqotin Solar | 0.99 | 2020-05-01 | 2050-12-31 | BCHA |  |  | BCHA_AESO | Solar_1Axis | Solar | [5 empty] | SOLAR_1AXIS__WA_SEATTLE_V2024
TuanaSprings | TuanaSprings | TuanaSprings | 29.4 | 2010-05-01 | 2050-12-31 | IPMV |  |  | IPCO | Wind | Wind |  | Tuana Springs |  |  |  | WIND_CPUCV2024c_EIA_IDAHO
Tucannon_River_Wind | Tucannon River Wind | Tucannon River Wind | 267 | 2014-12-01 | 2050-12-01 | PortlandGE |  |  | PortlandGE | Wind | Wind |  | Tucannon River Wind Farm |  |  |  | WIND_CPUCV2024c_EIA_OREGON
TULARE_2_TFCBM1 | TULARE_2_TFCBM1 | LB Trigen Fuel Cell 1 | 2.8 | 2023-10-01 | 2050-12-01 | SCE |  |  | SCE | Biogas | Biogas |  | Toyota Long Beach Trigen | YPS1
TULARE_2_TULBM1 | TULARE_2_TULBM1 | Tulare BioMAT Fuel Cell | 2.8 | 2019-12-01 | 2050-12-01 | SCE |  |  | SCE | Biogas | Biogas |  | Tulare BioMAT Fuel Cell | [9 empty] | 0.02 | 0.02 | 0.02 | 0.02 | 0.02 | 0.02 | 0.02 | 0.02 | 0.02 | 0.02 | 0.02 | 0.02
TULEWD_1_TULWD1 | TULEWD_1_TULWD1 | Tule Wind | 130.5 | 2018-01-01 | 2050-12-01 | SDGE |  |  | SDGE | Wind | Wind |  | Tule Wind LLC |  |  |  | WIND_CPUCV2024c_CSD_CAKERN
TULLCK_7_UNITS | TULLCK_7_UNITS | Tullock Hydro | 25.9 | 1958-01-01 | 2050-12-01 | PGE |  |  | PGE | Hydro | Hydro |  | Tulloch | 1 | 2
TumbleweedSolarLLC | Tumbleweed Solar LLC | Tumbleweed Solar LLC | 9.9 | 2017-12-01 | 2036-12-01 | PACW |  |  | PACW | Solar_1Axis | Solar |  | Tumbleweed Solar, LLC |  |  |  | SOLAR_1AXIS__OR_MEDFORD_V2024
Tungsten_2 | Tungsten 2 | Tungsten 2 | 38.5 | 2021-12-01 | 2050-12-31 | NEVP |  |  | NEVP | Geothermal | Geothermal
Tungsten_Mountain_Geothermal1ST24 | Tungsten Mountain Geothermal1ST24 | Tungsten Mountain Geothermal1ST24 | 24 | 2017-12-01 | 2050-12-31 | LADWP |  |  | LADWP | Geothermal | Geothermal
TUNGSTEN_P1 | Tungsten 1 | Tungsten 1 | 38.5 | 2017-09-01 | 2050-12-01 | NEVP |  |  | NEVP | Geothermal | Geothermal |  | Tungsten Mountain
Tuolumne_Wind | Tuolumne Wind | Tuolumne Wind | 136.59 | 2009-05-01 | 2050-12-01 | BPAT |  |  | BPAT | Wind | Wind |  | Tuolumne Wind Project |  |  |  | WIND_CPUCV2024c_EIA_OREGON
TUPMAN_1_BIOGAS | TUPMAN_1_BIOGAS | ABEC Bidart-Stockale #1 | 0.6 | 2013-03-01 | 2050-12-01 | PGE |  |  | PGE | Biogas | Biogas | [11 empty] | 0.32 | 0.33 | 0.33 | 0.34 | 0.36 | 0.36 | 0.34 | 0.34 | 0.35 | 0.32 | 0.3 | 0.3
Turlock_Lake1 | Turlock Lake1 | Turlock Lake1 | 1.13 | 1980-07-01 | 2050-12-31 | NCNC |  |  | NCNC | Hydro | Hydro |  | Turlock Lake | 1
Turlock_Lake2 | Turlock Lake2 | Turlock Lake2 | 1.13 | 1980-07-01 | 2050-12-31 | NCNC |  |  | NCNC | Hydro | Hydro |  | Turlock Lake | 2
Turlock_Lake3 | Turlock Lake3 | Turlock Lake3 | 1.13 | 1980-07-01 | 2050-12-31 | NCNC |  |  | NCNC | Hydro | Hydro |  | Turlock Lake | 3
Turnbull_Hydro1HY13 | Turnbull Hydro1HY13 | Turnbull Hydro1HY13 | 13 | 2011-09-01 | 2050-12-31 | NWMT |  |  | NWMT_WAUW | Hydro | Hydro |  | Turnbull Hydro | 1 | 2
TURQ_GEN | Turquoise Solar1 | Turquoise Solar1 | 10 | 2019-01-01 | 2050-12-01 | NEVP |  |  | NEVP | Solar_1Axis | Solar |  | Turquoise Nevada, LLC |  |  |  | SOLAR_1AXIS_CA_YOLO_WOODLAND_V2024
Turquoise_Solar2 | Turquoise Solar2 | Turquoise Solar2 | 50 | 2020-12-01 | 2045-04-30 | SPPC |  |  | NEVP | Solar_1Axis | Solar | [5 empty] | SOLAR_1AXIS_NV_CLARK_BOULDER_V2024
Tuscarora_G9200 | Tuscarora G9200 | Tuscarora G9200 | 12 | 2012-01-01 | 2050-12-01 | NEVP |  |  | NEVP | Geothermal | Geothermal |  | Tuscarora Geothermal Power Plant | G9200
Tuscarora_G9201 | Tuscarora G9201 | Tuscarora G9201 | 12 | 2012-01-01 | 2050-12-01 | NEVP |  |  | NEVP | Geothermal | Geothermal |  | Tuscarora Geothermal Power Plant | G9250
TVYVLY_6_KRSHY1 | TVYVLY_6_KRSHY1 | Kings River Syphon | 1.3 | 1989-06-01 | 2050-12-01 | PGE |  |  | PGE | Hydro | Hydro |  | Kings River Syphon | UNIT1
Twin_Buttes_1 | Twin Buttes 1 | Twin Buttes 1 | 41.8 | 2007-07-01 | 2027-07-09 | PSCO |  |  | PSCO | Wind | Wind |  | Twin Buttes Wind Project |  |  |  | WIND_CPUCV2024c_EIA_NEWMEXICO
Twin_Buttes_2 | Twin Buttes 2 | Twin Buttes 2 | 75 | 2017-12-01 | 2050-12-31 | PSCO |  |  | PSCO | Wind | Wind |  | Twin Buttes II Wind |  |  |  | WIND_CPUCV2024c_EIA_NEWMEXICO
Twin_Falls_1 | Twin_Falls_1 | Twin_Falls_1 | 8.43 | 1935-03-01 | 2050-12-31 | IPMV |  |  | IPCO | Hydro | Hydro |  | Twin Falls (ID) | 1
Twin_Falls_2 | Twin_Falls_2 | Twin_Falls_2 | 44.3 | 1995-07-01 | 2050-12-31 | IPMV |  |  | IPCO | Hydro | Hydro |  | Twin Falls (ID) | 2
Twin_Falls1 | Twin_Falls1 | Twin_Falls1 | 12 | 1989-12-01 | 2050-12-31 | PSEI |  |  | BPAT | Hydro | Hydro |  | Twin Falls Hydro | UNI1
Twin_Falls2 | Twin_Falls2 | Twin_Falls2 | 12 | 1989-12-01 | 2050-12-31 | PSEI |  |  | BPAT | Hydro | Hydro |  | Twin Falls Hydro | UNI2
Twin_Reservoirs_FERC_P_10376HY1HY2_2 | Twin Reservoirs (FERC P-10376)HY1HY2.2 | Twin Reservoirs (FERC P-10376)HY1HY2.2 | 13.8 | 1988-01-01 | 2050-12-31 | PACW |  |  | PACW | Hydro | Hydro
TwinCitiesPVAgg | Twin Cities PV Agg | Twin Cities PV Agg | 4 | 2012-06-01 | 2050-12-01 | NCNC |  |  | NCNC | Solar_Fixed | Solar | [5 empty] | SOLAR_FIXED__CA_SACRAMENTO_V2024
TWISSL_6_SOLAR | TWISSL_6_SOLAR | Nickel 1 ("NLH1") | 1.5 | 2012-11-01 | 2050-12-01 | PGE |  |  | PGE | Solar_Fixed | Solar |  | Nickel 1 Solar Facility |  |  |  | SOLAR_FIXED_CA_KERN_LOSTHILLS_V2024
TWISSL_6_SOLAR1 | TWISSL_6_SOLAR1 | Coronal Lost Hills | 20 | 2015-05-01 | 2050-12-01 | PGE |  |  | PGE | Solar_1Axis | Solar |  | Coronal Lost Hills |  |  |  | SOLAR_1AXIS_CA_KERN_LOSTHILLS_V2024
Two_Dot | Two_Dot | Two_Dot | 9.69 | 2013-03-01 | 2050-12-31 | NWMT |  |  | NWMT_WAUW | Wind | Wind |  | Two Dot Wind Farm |  |  |  | WIND_CPUCV2024c_EIA_WYOMING
TX_ELK_6_ECKSR2 | TX-ELK_6_ECKSR2 | Eagle Creek | 3 | 2019-12-01 | 2050-12-01 | PGE |  |  | PGE | Solar_1Axis | Solar |  | Eagle Creek |  |  |  | SOLAR_1AXIS_CA_KERN_BAKERSFIELD_V2024
TX_ELK_6_SOLAR1 | TX-ELK_6_SOLAR1 | Castor | 1.5 | 2016-04-01 | 2050-12-01 | PGE |  |  | PGE | Solar_1Axis | Solar |  | Castor Solar |  |  |  | SOLAR_1AXIS_CA_KERN_BAKERSFIELD_V2024
TXMCKT_6_UNIT | TXMCKT_6_UNIT | McKittrick Cogen | 11.2 | 1994-10-01 | 2050-12-01 | PGE |  |  | PGE | Cogen | CHP |  | McKittrick Cogen | [9 empty] | 3.47 | 3.33 | 4.12 | 5.08 | 3.75 | 3.83 | 3.5 | 3.33 | 3.46 | 3.67 | 3.69 | 4.1
Tyson_Creek_1 | Tyson_Creek_1 | Tyson_Creek_1 | 9.3 | 2010-11-01 | 2050-12-31 | BCHA |  |  | BCHA_AESO | Hydro | Hydro
U_Bonnington_1 | U_Bonnington_1 | U_Bonnington_1 | 5.5 | 1906-12-01 | 2050-12-31 | BCHA |  |  | BCHA_AESO | Hydro | Hydro
U_Bonnington_2 | U_Bonnington_2 | U_Bonnington_2 | 5.5 | 1999-11-01 | 2050-12-31 | BCHA |  |  | BCHA_AESO | Hydro | Hydro
U_Bonnington_3 | U_Bonnington_3 | U_Bonnington_3 | 5.5 | 1999-11-01 | 2050-12-31 | BCHA |  |  | BCHA_AESO | Hydro | Hydro
U_Bonnington_4 | U_Bonnington_4 | U_Bonnington_4 | 5.5 | 1999-11-01 | 2050-12-31 | BCHA |  |  | BCHA_AESO | Hydro | Hydro
U_Bonnington_5 | U_Bonnington_5 | U_Bonnington_5 | 22 | 1999-11-01 | 2050-12-31 | BCHA |  |  | BCHA_AESO | Hydro | Hydro
U_Bonnington_6 | U_Bonnington_6 | U_Bonnington_6 | 19 | 1999-11-01 | 2050-12-31 | BCHA |  |  | BCHA_AESO | Hydro | Hydro
U_of_AZ_Cogen_1 | U of AZ Cogen 1 | U of AZ Cogen 1 | 9 | 2002-11-01 | 2050-12-31 | AZPS |  |  | AZPS | CC | CCGT
UASTPIVAstroenergy | UASTP IV Astroenergy | UASTP IV Astroenergy | 5 | 2012-12-01 | 2032-12-19 | TEPC |  |  | TEPC | Solar_1Axis | Solar | [5 empty] | SOLAR_1AXIS__AZ_TUCSON_V2024
UASTPPVAgg | UASTP PV Agg | UASTP PV Agg | 9 | 2011-12-01 | 2039-12-29 | TEPC |  |  | TEPC | Solar_Fixed | Solar | [5 empty] | SOLAR_FIXED__AZ_TUCSON_V2024
UCLA_Chiller_CG1 | UCLA Chiller CG1CA14 | UCLA Chiller CG1CA14 | 14 | 1993-10-01 | 2050-12-01 | LADWP |  |  | LADWP | Cogen | CHP |  | UCLA So Campus Cogen Project | GEN1
UCLA_Chiller_CG2 | UCLA Chiller CG2CT14.5 | UCLA Chiller CG2CT14.5 | 14.5 | 1993-10-01 | 2050-12-01 | LADWP |  |  | LADWP | Cogen | CHP |  | UCLA So Campus Cogen Project | GEN2
UCLA_Chiller_CG3 | UCLA Chiller CG3CT14.5 | UCLA Chiller CG3CT14.5 | 14.5 | 1993-10-01 | 2050-12-01 | LADWP |  |  | LADWP | Cogen | CHP |  | UCLA So Campus Cogen Project | GEN3
Uinta_Agg | Uinta Agg | Uinta Agg | 1.2 | 1919-12-01 | 2050-12-31 | PAUT |  |  | PACE | Hydro | Hydro |  | Uintah | 1 | 2
UKIAH_7_LAKEMN | UKIAH_7_LAKEMN | UKIAH LAKE MENDOCINO HYDRO | 3.5 | 2007-07-01 | 2050-12-01 | PGE |  |  | PGE | Hydro | Hydro
ULTPCH_1_UCSBT1 | ULTPCH_1_UCSBT1 | Ultrapower Chinese Station BESS | 10 | 2024-06-01 | 2099-01-01 | PGE |  |  | PGE | Battery Storage | Li-ion Battery | [6 empty] | 40 | 4
ULTPCH_1_UNIT_1 | ULTPCH_1_UNIT 1 | Pacific Ultrapower Chinese Station | 18 | 2017-03-01 | 2050-12-01 | PGE |  |  | PGE | Biomass/Wood | Biomass |  | Pacific-Ultrapower Chinese Station | [9 empty] | 17.99 | 18 | 14.98 | 16.8 | 17.74 | 14.2 | 17.15 | 17.98 | 17.61 | 16.55 | 14.91 | 17.81
ULTPFR_1_UNIT_1 | ULTPFR_1_UNIT 1 | Rio Bravo Fresno | 24.3 | 2017-09-01 | 2050-12-01 | PGE |  |  | PGE | Biomass/Wood | Biomass |  | Rio Bravo Fresno | [9 empty] | 23.98 | 23.03 | 24.3 | 21.66 | 23.54 | 24.04 | 24.01 | 19.46 | 15.53 | 15.75 | 23.88 | 22.8
ULTRCK_2_UNIT | ULTRCK_2_UNIT | Rio Bravo Rocklin | 24.4 | 2017-09-01 | 2050-12-01 | PGE |  |  | PGE | Biomass/Wood | Biomass |  | Rio Bravo Rocklin | [9 empty] | 19 | 20.65 | 19 | 23.85 | 21.52 | 23.36 | 21.69 | 23.11 | 19.79 | 23.06 | 23.55 | 22.98
UNCHEM_1_UNIT | UNCHEM_1_UNIT | CONTRA COSTA CARBON PLANT | 19 | 1983-01-01 | 2023-12-01 | PGE |  |  | PGE | Cogen | CHP |  | Phillips 66 Carbon Plant | [9 empty] | 12.22 | 12.39 | 13.5 | 12.81 | 12.87 | 13.38 | 12.36 | 13.41 | 13.6 | 12.54 | 13.36 | 13.35
Union_Valley | Union Valley | Union Valley | 46 | 1963-10-01 | 2050-12-31 | NCNC |  |  | NCNC | Hydro | Hydro |  | Union Valley
UNOCAL_1_UNITS | UNOCAL_1_UNITS | TOSCO (RODEO PLANT) | 49.85 | 1987-05-01 | 2050-12-01 | PGE |  |  | PGE | Cogen | CHP |  | Phillips 66 Rodeo Refinery | [9 empty] | 4.41 | 5.37 | 5.61 | 4.1 | 2.68 | 2.51 | 2.32 | 2.12 | 2.33 | 6.33 | 6.89 | 5.75
UNVRSY_1_UNIT_1 | UNVRSY_1_UNIT 1 | Berry Cogen 38 - Unit 1 | 38 | 1986-01-01 | 2050-12-01 | PGE |  |  | PGE | Cogen | CHP |  | Berry Cogen | [9 empty] | 35.98 | 31.41 | 35.87 | 31.66 | 34.96 | 34.2 | 33.49 | 32.99 | 32.63 | 29.54 | 35.19 | 35.45
UofA1 | UofA1 | UofA1 | 16 | 2000-01-01 | 2050-12-31 | AESO |  |  | BCHA_AESO | Cogen | CHP
UofA2 | UofA2 | UofA2 | 26 | 1994-01-01 | 2050-12-31 | AESO |  |  | BCHA_AESO | Cogen | CHP
UofOR_CC_Total | University of Oregon CoGen ProCT1CT3.5 | University of Oregon CoGen ProCT1CT3.5 | 3.5 | 2012-10-01 | 2050-12-01 | BPAT |  |  | BPAT | CC | CCGT |  | Univ of Oregon Central Power Station | STG1
UPLAND_RELIABILITY_PROJECT_LLC |  | UPLAND RELIABILITY PROJECT LLC | 120 | 2025-03-01 | 2050-12-01 | SCE |  |  | SCE | Battery Storage | Li-ion Battery | [6 empty] | 480 | 4
Upper_Baker_1 | Upper_Baker_1 | Upper_Baker_1 | 52.4 | 1958-12-01 | 2050-12-31 | PSEI |  |  | BPAT | Hydro | Hydro |  | Upper Baker | 1
Upper_Baker_2 | Upper_Baker_2 | Upper_Baker_2 | 52.4 | 1958-12-01 | 2050-12-31 | PSEI |  |  | BPAT | Hydro | Hydro |  | Upper Baker | 2
Upper_Bear | Upper Bear 1 | Upper Bear 1 | 12.9 | 2012-05-01 | 2050-12-31 | BCHA |  |  | BCHA_AESO | Hydro | Hydro
Upper_Clowhom_1 | Upper_Clowhom_1 | Upper_Clowhom_1 | 10.99 | 2010-03-01 | 2050-12-31 | BCHA |  |  | BCHA_AESO | Hydro | Hydro
Upper_Dawson_1 | Upper Dawson 1 | Upper Dawson 1 | 5 | 1983-11-01 | 2050-12-31 | NCNC |  |  | NCNC | Hydro | Hydro |  | Upper Dawson
Upper_Falls_1 | Upper_Falls_1 | Upper_Falls_1 | 10 | 1922-04-01 | 2050-12-31 | AVA |  |  | BPAT | Hydro | Hydro |  | Upper Falls
Upper_Gorge | Upper Gorge | Upper Gorge | 37.5 | 1953-06-01 | 2050-12-31 | LADWP |  |  | LADWP | Hydro | Hydro |  | Upper Gorge
Upper_Lillooet1 | Upper_Lillooet1 | Upper_Lillooet1 | 18.5 | 2017-03-30 | 2050-12-31 | BCHA |  |  | BCHA_AESO | Hydro | Hydro
Upper_Lillooet2 | Upper_Lillooet2 | Upper_Lillooet2 | 18.5 | 2017-03-30 | 2050-12-31 | BCHA |  |  | BCHA_AESO | Hydro | Hydro
Upper_Lillooet3 | Upper_Lillooet3 | Upper_Lillooet3 | 18.5 | 2017-03-30 | 2050-12-31 | BCHA |  |  | BCHA_AESO | Hydro | Hydro
Upper_Lillooet4 | Upper_Lillooet4 | Upper_Lillooet4 | 18.5 | 2017-03-30 | 2050-12-31 | BCHA |  |  | BCHA_AESO | Hydro | Hydro
Upper_Mamquam_1 | Upper_Mamquam_1 | Upper_Mamquam_1 | 12.5 | 2005-07-01 | 2050-12-31 | BCHA |  |  | BCHA_AESO | Hydro | Hydro
Upper_Mamquam_2 | Upper_Mamquam_2 | Upper_Mamquam_2 | 12.5 | 2005-07-01 | 2050-12-31 | BCHA |  |  | BCHA_AESO | Hydro | Hydro
Upper_Molina | Upper Molina | Upper Molina | 8.6 | 1962-12-01 | 2050-12-31 | WACM |  |  | WACM | Hydro | Hydro |  | Upper Molina
Upper_Power_Plant | Upper Power Plant | Upper Power Plant | 8 | 1982-09-01 | 2050-12-31 | PAID |  |  | PACE | Hydro | Hydro |  | Upper Power Plant
Upper_Salmon1 | Upper_Salmon1 | Upper_Salmon1 | 9 | 1937-09-01 | 2050-12-31 | IPMV |  |  | IPCO | Hydro | Hydro |  | Upper Salmon A | 1
Upper_Salmon2 | Upper_Salmon2 | Upper_Salmon2 | 9 | 1937-09-01 | 2050-12-31 | IPMV |  |  | IPCO | Hydro | Hydro |  | Upper Salmon A | 2
Upper_Salmon3 | Upper_Salmon3 | Upper_Salmon3 | 8.25 | 1947-09-01 | 2050-12-31 | IPMV |  |  | IPCO | Hydro | Hydro |  | Upper Salmon B | 1
Upper_Salmon4 | Upper_Salmon4 | Upper_Salmon4 | 8.25 | 1947-09-01 | 2050-12-31 | IPMV |  |  | IPCO | Hydro | Hydro |  | Upper Salmon B | 2
Upper_Stave1 | Upper_Stave1 | Upper_Stave1 | 4.77 | 2009-11-01 | 2050-12-31 | BCHA |  |  | BCHA_AESO | Hydro | Hydro
Upper_Stave2 | Upper_Stave2 | Upper_Stave2 | 11.04 | 2009-11-01 | 2050-12-31 | BCHA |  |  | BCHA_AESO | Hydro | Hydro
Upper_Stave3 | Upper_Stave3 | Upper_Stave3 | 11.04 | 2009-11-01 | 2050-12-31 | BCHA |  |  | BCHA_AESO | Hydro | Hydro
Upper_Stave4 | Upper_Stave4 | Upper_Stave4 | 11.04 | 2009-11-01 | 2050-12-31 | BCHA |  |  | BCHA_AESO | Hydro | Hydro
Upriver_Dam1 | Upriver_Dam1 | Upriver_Dam1 | 2 | 1936-01-01 | 2050-12-31 | AVA |  |  | BPAT | Hydro | Hydro |  | Upriver Dam Hydro Plant | GEN1
Upriver_Dam2 | Upriver_Dam2 | Upriver_Dam2 | 2 | 1936-01-01 | 2050-12-31 | AVA |  |  | BPAT | Hydro | Hydro |  | Upriver Dam Hydro Plant | GEN2
Upriver_Dam3 | Upriver_Dam3 | Upriver_Dam3 | 2 | 1936-01-01 | 2050-12-31 | AVA |  |  | BPAT | Hydro | Hydro |  | Upriver Dam Hydro Plant | GEN3
Upriver_Dam4 | Upriver_Dam4 | Upriver_Dam4 | 5.85 | 1984-06-01 | 2050-12-31 | AVA |  |  | BPAT | Hydro | Hydro |  | Upriver Dam Hydro Plant | GEN4
Upriver_Dam5 | Upriver_Dam5 | Upriver_Dam5 | 5.85 | 1984-06-01 | 2050-12-31 | AVA |  |  | BPAT | Hydro | Hydro |  | Upriver Dam Hydro Plant | GEN5
US_Magnesium1 | US_Magnesium1 | US_Magnesium1 | 16 | 1972-01-01 | 2050-12-31 | PAUT |  |  | PACE | CT | Peaker |  | US Magnesium | GT1
US_Magnesium2 | US_Magnesium2 | US_Magnesium2 | 16 | 1972-01-01 | 2050-12-31 | PAUT |  |  | PACE | CT | Peaker |  | US Magnesium | GT2
US_Magnesium3 | US_Magnesium3 | US_Magnesium3 | 16 | 1972-01-01 | 2050-12-31 | PAUT |  |  | PACE | CT | Peaker |  | US Magnesium | GT3
USAFA_PV | USAFA PV | USAFA PV | 5.5 | 2011-07-01 | 2050-12-31 | PSCO |  |  | PSCO | Solar_1Axis | Solar | [5 empty] | SOLAR_1AXIS__CO_DENVER_V2024
USWND2_1_WIND1 | USWND2_1_WIND1 | Golden Hills A | 42.96 | 2015-12-01 | 2050-12-01 | PGE |  |  | PGE | Wind | Wind |  | Golden Hills Wind | GE |  |  | WIND_CPUCV2024c_CSD_CASOLANO
USWND2_1_WIND2 | USWND2_1_WIND2 | Golden Hills B | 42.96 | 2015-12-01 | 2050-12-01 | PGE |  |  | PGE | Wind | Wind |  | Golden Hills Wind | GE |  |  | WIND_CPUCV2024c_CSD_CASOLANO
USWND2_1_WIND3 | USWND2_1_WIND3 | Golden Hills C | 46 | 2017-11-01 | 2050-12-01 | PGE |  |  | PGE | Wind | Wind |  | Golden Hills North Wind Energy Center |  |  |  | WIND_CPUCV2024c_CSD_CASOLANO
USWND4_2_UNIT2 | USWND4_2_UNIT2 | Altamont Landfill Gas to Energy | 7.4 | 2018-02-01 | 2050-12-01 | PGE |  |  | PGE | Biogas | Biogas |  | Altamont Gas Recovery | [9 empty] | 7.4 | 7.4 | 7.35 | 6.41 | 7.4 | 7.4 | 7.4 | 7.4 | 7.4 | 7.23 | 7.4 | 7.4
USWNDR_2_LABWD1 | USWNDR_2_LABWD1 | LaBrisa Wind Project | 9 | 2019-06-01 | 2050-12-01 | PGE |  |  | PGE | Wind | Wind |  | EDF Renewable Windfarm V Inc |  |  |  | WIND_CPUCV2024c_CSD_CASOLANO
USWNDR_2_SMUD | USWNDR_2_SMUD | SOLANO WIND FARM | 102.18 | 1994-01-01 | 2050-12-01 | PGE |  |  | PGE | Wind | Wind | NCNC | Solano Wind | 1 |  |  | WIND_CPUCV2024c_CSD_CASOLANO
USWNDR_2_SMUD2 | USWNDR_2_SMUD2 | Solano Wind Project Phase 3 | 127.8 | 2012-04-01 | 2050-12-01 | PGE |  |  | PGE | Wind | Wind | NCNC | Solano Wind | 3 |  |  | WIND_CPUCV2024c_CSD_CASOLANO
USWPJR_2_UNITS | USWPJR_2_UNITS | Vasco Wind | 78.2 | 1988-01-01 | 2050-12-01 | PGE |  |  | PGE | Wind | Wind |  | Vasco Winds |  |  |  | WIND_CPUCV2024c_CSD_CASOLANO
Utility_Solar_Storage_Borah_Pop1PV600 | Utility Solar+Storage - Borah Pop1PV600 | Utility Solar+Storage - Borah Pop1PV600 | 600 | 2025-01-01 | 2050-12-31 | PAID |  |  | PACE | Solar_Fixed | Solar | [5 empty] | SOLAR_1AXIS__UT_SALTLAKECITY_V2024
V2_GEN | Valencia 2 | Valencia 2 | 2 | 2020-11-01 | 2050-12-01 | IID |  |  | IID | Solar_Fixed | Solar |  | Valencia 2 |  |  |  | SOLAR_FIXED_CA_IMPERIAL_BRAWLEY_V2024
V3_GEN | Valencia PV Agg | Valencia PV Agg | 6 | 2017-12-01 | 2050-12-01 | IID |  |  | IID | Solar_1Axis | Solar |  | Valencia 1 Solar CA |  |  |  | SOLAR_FIXED_CA_IMPERIAL_BRAWLEY_V2024
VACADX_1_SOLAR | VACADX_1_SOLAR | Vaca-Dixon Solar Station | 2.5 | 2013-09-01 | 2050-12-01 | PGE |  |  | PGE | Solar_Fixed | Solar |  | Vaca Dixon Solar Station |  |  |  | SOLAR_FIXED_CA_YOLO_WOODLAND_V2024
VACADX_1_UNITA1 | VACADX_1_UNITA1 | CalPeak Power Vaca Dixon Unit 1 | 51.91 | 2002-06-01 | 2050-12-01 | PGE |  |  | PGE | CT | Peaker |  | CalPeak Power Vaca Dixon Peaker Plant
Vale_I_Solar | Vale I Solar | Vale I Solar | 3 | 2020-07-01 | 2050-12-31 | IPTV |  |  | IPCO | Solar_Fixed | Solar |  | Vale Solar Center |  |  |  | SOLAR_FIXED__OR_PORTLAND_V2024
Vale_Solar_OR | Vale Solar (OR) | Vale Solar (OR) | 10 | 2016-12-01 | 2050-12-31 | IPTV |  |  | IPCO | Solar_Fixed | Solar |  | Vale Air Solar Center, LLC |  |  |  | SOLAR_FIXED__OR_PORTLAND_V2024
Valencia_AZ_1 | Valencia AZ 1 | Valencia AZ 1 | 14 | 1989-08-01 | 2050-12-31 | TEPC |  |  | TEPC | CT | Peaker |  | Valencia | GT1
Valencia_AZ_2 | Valencia AZ 2 | Valencia AZ 2 | 14 | 1989-08-01 | 2050-12-31 | TEPC |  |  | TEPC | CT | Peaker |  | Valencia | GT2
Valencia_AZ_3 | Valencia AZ 3 | Valencia AZ 3 | 14 | 1989-08-01 | 2050-12-31 | TEPC |  |  | TEPC | CT | Peaker |  | Valencia | GT3
Valencia_AZ_4 | Valencia AZ 4 | Valencia AZ 4 | 20 | 2006-06-01 | 2050-12-31 | TEPC |  |  | TEPC | CT | Peaker |  | Valencia | GT4
Valencia_NM_1 | Valencia NM 1 | Valencia NM 1 | 158 | 2008-06-01 | 2050-12-31 | PNM |  |  | PNM_EPE | CT | Peaker |  | Valencia Energy Facility | CTG1
VALLEY_5_ORTBT1 | VALLEY_5_ORTBT1 | Ortega Grid | 20 | 2024-04-01 | 2050-01-01 | SCE |  |  | SCE | Battery Storage | Li-ion Battery |  | Ortega Grid, LLC | HEORG |  |  |  | 80 | 4
VALLEY_5_PERRIS | VALLEY_5_PERRIS | MWD Perris Hydroelectric Recovery Plant | 7.94 | 1983-01-01 | 2050-12-01 | SCE |  |  | SCE | Hydro | Hydro
VALLEY_5_REDMTN | VALLEY_5_REDMTN | MWD Red Mountain Hydroelectric Recovery | 5.9 | 1985-01-01 | 2050-12-01 | SCE |  |  | SCE | Hydro | Hydro
VALLEY_5_SOLAR1 | VALLEY_5_SOLAR1 | Kona Solar - Meridian #1 | 1.49 | 2015-04-01 | 2050-12-01 | SCE |  |  | SCE | Solar_Fixed | Solar |  | Meridian Vineyards |  |  |  | SOLAR_1AXIS_CA_KERN_LOSTHILLS_V2024
VALLEY_5_SOLAR2 | VALLEY_5_SOLAR2 | AP North Lake Solar | 20 | 2015-08-01 | 2050-12-01 | SCE |  |  | SCE | Solar_1Axis | Solar |  | AP North Lake I, LP |  |  |  | SOLAR_1AXIS_CA_RIVERSIDE_RIVERSIDE_V2024
Valley_CC | Valley CC1a | Valley CC1a | 266 | 1985-01-01 | 2050-12-01 | LADWP |  |  | LADWP | CC | CCGT |  | Valley (CA)
Valley_CC1b | Valley CC1b | Valley CC1b | 266 | 1985-01-01 | 2050-12-31 | LADWP |  |  | LADWP | CC | CCGT
Valley_Unit_5 | Valley Unit 5 | Valley Unit 5 | 46 | 2001-08-01 | 2050-12-01 | LADWP |  |  | LADWP | CT | Peaker |  | Valley (CA) | 5
Valley_View_Solar_PVREA_DG_Solar_I | Valley View Solar (PVREA DG Solar I) | Valley View Solar (PVREA DG Solar I) | 4 | 2015-12-01 | 2050-12-31 | WACM |  |  | WACM | Solar_1Axis | Solar |  | Valley View Solar |  |  |  | SOLAR_1AXIS__CO_DENVER_V2024
ValleyCreekSolarPGRC6 | Valley Creek SolarPGRC6PV-NT2.2 | Valley Creek SolarPGRC6PV-NT2.2 | 2.2 | 2017-12-01 | 2050-12-01 | BPAT |  |  | BPAT | Solar_Fixed | Solar |  | Valley Creek Solar |  |  |  | SOLAR_FIXED__OR_MEDFORD_V2024
Valleyview1_1 | Valleyview1_1 | Valleyview1_1 | 45 | 2001-12-01 | 2050-12-31 | AESO |  |  | BCHA_AESO | CT | Peaker
Valleyview2_1 | Valleyview2_1 | Valleyview2_1 | 45 | 2008-12-01 | 2050-12-31 | AESO |  |  | BCHA_AESO | CT | Peaker
Valmont_6 | Valmont 6 | Valmont 6 | 53 | 1972-12-01 | 2026-12-31 | PSCO |  |  | PSCO | CT | Peaker |  | Valmont | 6
Valmont_7 | Valmont 7 | Valmont 7 | 40 | 2000-06-01 | 2050-12-31 | PSCO |  |  | PSCO | CT | Peaker |  | Valmont Combustion Turbine Project | UN7
Valmont_8 | Valmont 8 | Valmont 8 | 40 | 2001-07-01 | 2050-12-31 | PSCO |  |  | PSCO | CT | Peaker |  | Valmont Combustion Turbine Project | UN8
VALTNE_2_AVASR1 | VALTNE_2_AVASR1 | Valentine Solar | 100 | 2019-11-01 | 2050-12-01 | SCE |  |  | SCE | Solar_1Axis | Solar |  | Valentine Solar, LLC |  |  |  | SOLAR_1AXIS_CA_KERN_ROSAMOND_V2024
VALTNE_2_TBBBT1 | VALTNE_2_TBBBT1 | Tropico Solar Big Beau | 40 | 2022-12-01 | 2050-12-01 | SCE | BIGBEAUSTORAGE | 2023-10-05 | SCE | Battery Storage | Li-ion Battery |  | BigBeau Solar, LLC | BB1BA |  |  |  | 160 | 4
VALTNE_2_TRSBT1 | VALTNE_2_TRSBT1 | Tropico Solar | 70 | 2022-12-01 | 2099-01-01 | SCE | Tropico Solar Big Beau | Oct2023 | SCE | Battery Storage | Li-ion Battery |  | BigBeau Solar, LLC | BB1PV |  |  |  | 280 | 4
Vancouver1 | Vancouver1 | Vancouver1 | 1.6667 | 2003-09-01 | 2050-12-31 | BCHA |  |  | BCHA_AESO | Biomass/Wood | Biomass
Vancouver2 | Vancouver2 | Vancouver2 | 1.6667 | 2003-09-01 | 2050-12-31 | BCHA |  |  | BCHA_AESO | Biomass/Wood | Biomass
Vansycle_I | Vansycle I | Vansycle I | 25.1 | 2009-11-01 | 2050-12-01 | BPAT |  |  | BPAT | Wind | Wind |  | Vansycle |  |  |  | WIND_CPUCV2024c_EIA_OREGON
Vansycle_II | Vansycle II | Vansycle II | 98.9 | 2009-11-01 | 2050-12-01 | PACW |  |  | PACW | Wind | Wind |  | Vansycle II Wind Energy Center |  |  |  | WIND_CPUCV2024c_EIA_OREGON
Vansycle_OR | Vansycle_OR | Vansycle_OR | 123.42 | 2002-02-01 | 2050-12-01 | BPAT |  |  | BPAT | Wind | Wind | [5 empty] | WIND_CPUCV2024c_EIA_OREGON
Vansycle_WA | Vansycle_WA | Vansycle_WA | 176.9 | 2002-02-01 | 2050-12-01 | BPAT |  |  | BPAT | Wind | Wind | [5 empty] | WIND_CPUCV2024c_EIA_OREGON
Vantage | Vantage | Vantage | 96 | 2010-10-01 | 2050-12-01 | BPAT |  |  | BPAT | Wind | Wind |  | Vantage Wind Energy LLC |  |  |  | WIND_CPUCV2024c_EIA_OREGON
Vauxhall_Solar_DER | Vauxhall Solar DER | Vauxhall Solar DER | 22 | 2020-04-01 | 2050-12-31 | AESO |  |  | BCHA_AESO | Solar_1Axis | Solar | [5 empty] | SOLAR_1AXIS__WA_SEATTLE_V2024
VEAVST_1_SOLAR | VEAVST_1_SOLAR | Community Solar | 14.4 | 2017-02-01 | 2050-12-01 | IID | CommunitySolar | 2023-10-05 | IID | Solar_Fixed | Solar | SCE | Community Solar 1 |  |  |  | SOLAR_FIXED_CA_IMPERIAL_BRAWLEY_V2024
VEDDER_1_SEKERN | VEDDER_1_SEKERN | TEXACO EXPLORATION & PROD (SE KERN RIVER | 34.47 | 1989-01-01 | 2050-12-01 | PGE |  |  | PGE | Cogen | CHP |  | Southeast Kern River Cogen | [9 empty] | 0.33 | 2.67 | 2.78 | 2.1 | 2.12 | 1.27 | 2.02 | 2.37 | 3.45 | 3.51 | 2.38 | 1.8
VEGA_6_SOLAR1 | VEGA_6_SOLAR1 | Vega Solar | 20 | 2015-03-01 | 2050-12-01 | PGE |  |  | PGE | Solar_1Axis | Solar |  | Vega Solar |  |  |  | SOLAR_1AXIS_CA_MERCED_LOSBANOS_V2024
VEGA_BESS | BESS II1BA100 | BESS II1BA100 | 100 | 2023-03-01 | 2050-12-01 | IID |  |  | IID | Battery Storage | Li-ion Battery | [6 empty] | 400 | 4
VENTASSO_ENERGY_STORAGE |  | VENTASSO ENERGY STORAGE, LLC | 50 | 2024-09-01 | 2050-12-01 | SDGE |  |  | SDGE | Battery Storage | Li-ion Battery | [6 empty] | 200 | 4
VERNON_6_GONZL1 | VERNON_6_GONZL1 | H. Gonzales Unit #1 | 5.75 | 2013-06-01 | 2050-12-01 | SCE |  |  | SCE | CT | Peaker |  | H. Gonzales | G1
VERNON_6_GONZL2 | VERNON_6_GONZL2 | H. Gonzales Unit #2 | 5.75 | 2013-06-01 | 2050-12-01 | SCE |  |  | SCE | CT | Peaker |  | H. Gonzales | G2
VERNON_6_MALBRG | VERNON_6_MALBRG | Malburg Generating Station | 139 | 2005-10-01 | 2050-12-01 | SCE |  |  | SCE | CC | CCGT |  | Malburg
VESTAL_2_BTNBT1 | VESTAL_2_BTNBT1 | Bottleneck Energy Storage | 80 | 2024-03-01 | 2050-01-01 | SCE |  |  | SCE | Battery Storage | Li-ion Battery |  | Bottleneck Energy Storage | BN1 |  |  |  | 320 | 4
VESTAL_2_KERN | VESTAL_2_KERN | KERN RIVER PH 3 UNITS 1 & 2 AGGREGATE | 36.8 | 1907-01-01 | 2050-12-01 | SCE |  |  | SCE | Hydro | Hydro |  | Kern River 3
VESTAL_2_RTS042 | VESTAL_2_RTS042 | SPVP042 Porterville Solar | 5 | 2012-11-01 | 2050-12-01 | SCE |  |  | SCE | Solar_Fixed | Solar |  | Solar Photovoltaic Project #42 |  |  |  | SOLAR_FIXED_CA_TULARE_PORTERVILLE_V2024
VESTAL_2_SOLAR1 | VESTAL_2_SOLAR1 | NICOLIS | 20 | 2016-09-01 | 2050-12-01 | SCE |  |  | SCE | Solar_1Axis | Solar |  | Nicolis Solar PV Plant |  |  |  | SOLAR_1AXIS_CA_TULARE_PORTERVILLE_V2024
VESTAL_2_SOLAR2 | VESTAL_2_SOLAR2 | TROPICO | 14 | 2016-09-01 | 2050-12-01 | SCE |  |  | SCE | Solar_1Axis | Solar |  | Tropico Solar PV Plant |  |  |  | SOLAR_1AXIS_CA_TULARE_PORTERVILLE_V2024
VESTAL_2_TS5SR1 | VESTAL_2_TS5SR1 | Tulare Solar 5 | 55.83 | 2022-04-01 | 2050-12-01 | SCE | TULARE_SOLAR_CENTER_LUCIANA |  | SCE | Solar_1Axis | Solar |  | Luciana |  |  |  | SOLAR_1AXIS_CA_KINGS_STRATFORD_V2024
VESTAL_2_UNIT1 | VESTAL_2_UNIT1 | CALGREN-PIXLEY | 5 | 2016-06-01 | 2050-12-01 | SCE |  |  | SCE | Cogen | CHP |  | Pixley Cogen Plant | [9 empty] | 3.33 | 2.55 | 3.46 | 2.8 | 3.07 | 2.88 | 2.93 | 2.83 | 3.08 | 3.44 | 3.56 | 2.93
VESTAL_2_WELLHD | VESTAL_2_WELLHD | Wellhead Power Delano | 49 | 2013-01-01 | 2050-12-01 | SCE |  |  | SCE | CT | Peaker |  | Delano Energy Center
VESTAL_6_QF | VESTAL_6_QF | Isabella Hydro Dam 1 | 11.95 | 2021-02-01 | 2050-12-01 | SCE |  |  | SCE | Hydro | Hydro |  | Isabella Hydro Project | GEN1 | GEN2
Veyo_Waste_Heat_Generator1OT9_5 | Veyo Waste Heat Generator1OT9.5 | Veyo Waste Heat Generator1OT9.5 | 9.5 | 2016-05-01 | 2050-12-31 | PAUT |  |  | PACE | Steam | ST |  | Veyo Heat Recovery Project
VICPAS_2_SLOBT1 | VICPAS_2_SLOBT1 | Sloth BESS | 15 | 2024-03-01 | 2050-12-01 | SCE | ARICA SOLAR AND STORAGE |  | SCE | Battery Storage | Li-ion Battery |  | Arica Solar | ARCBA |  |  |  | 60 | 4
VICPAS_2_SLOSR1 | VICPAS_2_SLOSR1 | Sloth | 49.5 | 2024-03-01 | 2050-12-01 | SCE | ARICA SOLAR AND STORAGE |  | SCE | Solar_1Axis | Solar |  | Arica Solar | ARCPV |  |  | SOLAR_1AXIS_CA_RIVERSIDE_BLYTHE_V2024
VICPAS_2_SOCBT1 | VICPAS_2_SOCBT1 | Sol Catcher BESS 1 | 50 | 2024-02-01 | 2050-12-01 | SCE |  |  | SCE | Battery Storage | Li-ion Battery | [6 empty] | 200 | 4
VICPAS_2_SOCBT2 | VICPAS_2_SOCBT2 | Sol Catcher BESS 2 | 71 | 2024-12-01 | 2050-12-01 | SCE |  |  | SCE | Battery Storage | Li-ion Battery | [6 empty] | 284 | 4
VICPAS_2_SOCSR1 | VICPAS_2_SOCSR1 | Sol Catcher BESS PV1 | 100 | 2024-12-01 | 2050-12-01 | SCE |  |  | SCE | Solar_1Axis | Solar | [5 empty] | SOLAR_1AXIS_CA_RIVERSIDE_BLYTHE_V2024
VICPAS_2_SOCSR2 | VICPAS_2_SOCSR2 | Sol Catcher BESS PV2 | 93.5 | 2024-12-01 | 2050-12-01 | SCE |  |  | SCE | Solar_1Axis | Solar | [5 empty] | SOLAR_1AXIS_CA_RIVERSIDE_BLYTHE_V2024
VICPAS_2_SOCSR3 | VICPAS_2_SOCSR3 | Sol Catcher BESS PV3 | 20 | 2024-12-01 | 2050-12-01 | SCE |  |  | SCE | Solar_1Axis | Solar | [5 empty] | SOLAR_1AXIS_CA_RIVERSIDE_BLYTHE_V2024
VICPAS_2_VPSBT1 | VICPAS_2_VPSBT1 | Victory Pass Solar BESS | 50 | 2024-03-01 | 2050-01-01 | SCE |  |  | SCE | Battery Storage | Li-ion Battery |  | Victory Pass | VCTBA |  |  |  | 200 | 4
VICPAS_2_VPSSR1 | VICPAS_2_VPSSR1 | Victory Pass Solar | 200 | 2024-03-01 | 2050-01-01 | SCE |  |  | SCE | Solar_1Axis | Solar |  | Victory Pass | VCTPV |  |  | SOLAR_1AXIS_CA_RIVERSIDE_BLYTHE_V2024
VICTOR_1_CREST | VICTOR_1_CREST | Victor Aggregate Solar Resources | 24.5 | 2017-09-01 | 2050-12-01 | SCE |  |  | SCE | Solar_Fixed | Solar | [5 empty] | SOLAR_FIXED__CA_LOSANGELES_V2024
VICTOR_1_EXSLRA | VICTOR_1_EXSLRA | Expressway Solar A | 2 | 2014-05-01 | 2050-12-01 | SCE |  |  | SCE | Solar_Fixed | Solar |  | Expressway Solar A |  |  |  | SOLAR_FIXED_CA_SANBERNARDINO_APPLEVALLEY_V2024
VICTOR_1_EXSLRB | VICTOR_1_EXSLRB | Expressway Solar B | 2 | 2014-05-01 | 2050-12-01 | SCE |  |  | SCE | Solar_Fixed | Solar |  | Expressway Solar B |  |  |  | SOLAR_FIXED_CA_SANBERNARDINO_APPLEVALLEY_V2024
VICTOR_1_LMASR1 | VICTOR_1_LMASR1 | Madelyn | 1 | 2024-12-01 | 2050-12-01 | SCE |  |  | SCE | Solar_1Axis | Solar |  | Madelyn Solar, LLC |  |  |  | SOLAR_FIXED__CA_LOSANGELES_V2024
VICTOR_1_LMISR2 | VICTOR_1_LMISR2 | Landpro Mitchell | 1.5 | 2024-12-01 | 2050-12-01 | SCE |  |  | SCE | Solar_1Axis | Solar | [5 empty] | SOLAR_FIXED__CA_LOSANGELES_V2024
VICTOR_1_LRUSR3 | VICTOR_1_LRUSR3 | Landpro Rudy | 1.5 | 2024-12-01 | 2050-12-01 | SCE |  |  | SCE | Solar_1Axis | Solar | [5 empty] | SOLAR_FIXED__CA_LOSANGELES_V2024
VICTOR_1_LVSLR1 | VICTOR_1_LVSLR1 | Lone Valley Solar Park 1 | 10 | 2014-11-01 | 2050-12-01 | SCE |  |  | SCE | Solar_1Axis | Solar |  | Lone Valley Solar Park I LLC | CP1 |  |  | SOLAR_1AXIS_CA_SANBERNARDINO_APPLEVALLEY_V2024
VICTOR_1_LVSLR2 | VICTOR_1_LVSLR2 | Lone Valley Solar Park 2 | 20 | 2014-11-01 | 2050-12-01 | SCE | LoneValleySolarPark | 2023-10-05 | SCE | Solar_Fixed | Solar |  | Lone Valley Solar Park II LLC |  |  |  | SOLAR_FIXED_CA_SANBERNARDINO_APPLEVALLEY_V2024
VICTOR_1_NUNSR4 | VICTOR_1_NUNSR4 | Nunn | 1 | 2024-12-01 | 2050-12-01 | SCE |  |  | SCE | Solar_1Axis | Solar |  | Nunn |  |  |  | SOLAR_FIXED__CA_LOSANGELES_V2024
VICTOR_1_SLRHES | VICTOR_1_SLRHES | Sunedison - Hesperia | 1.5 | 2014-08-01 | 2050-12-01 | SCE |  |  | SCE | Solar_Fixed | Solar |  | Hesperia |  |  |  | SOLAR_FIXED_CA_SANBERNARDINO_APPLEVALLEY_V2024
VICTOR_1_SOLAR1 | VICTOR_1_SOLAR1 | Victor Phelan Solar One | 17.5 | 2013-11-01 | 2050-12-01 | SCE |  |  | SCE | Solar_1Axis | Solar |  | RE Victor Phelan Solar One LLC |  |  |  | SOLAR_1AXIS_CA_SANBERNARDINO_APPLEVALLEY_V2024
VICTOR_1_SOLAR2 | VICTOR_1_SOLAR2 | Alamo Solar | 20 | 2015-05-01 | 2050-12-01 | SCE | AlamoSolar | 2023-10-05 | SCE | Solar_1Axis | Solar |  | Alamo Solar | ALAMO |  |  | SOLAR_1AXIS_CA_SANBERNARDINO_APPLEVALLEY_V2024
VICTOR_1_SOLAR3 | VICTOR_1_SOLAR3 | Adelanto Solar 2 | 7 | 2015-07-01 | 2050-12-01 | SCE |  |  | SCE | Solar_1Axis | Solar |  | Adelanto Solar II, LLC |  |  |  | SOLAR_1AXIS_CA_SANBERNARDINO_APPLEVALLEY_V2024
VICTOR_1_SOLAR4 | VICTOR_1_SOLAR4 | Adelanto Solar | 20 | 2015-09-01 | 2050-12-01 | SCE | Adelanto_Solar | 2023-10-05 | SCE | Solar_1Axis | Solar |  | Adelanto Solar, LLC |  |  |  | SOLAR_1AXIS_CA_SANBERNARDINO_APPLEVALLEY_V2024
VICTOR_1_VDRYFA | VICTOR_1_VDRYFA | Victor Dry Farm Ranch A | 5 | 2015-06-01 | 2050-12-01 | SCE |  |  | SCE | Solar_Fixed | Solar |  | Victor Dry Farm Ranch A |  |  |  | SOLAR_1AXIS_CA_SANBERNARDINO_APPLEVALLEY_V2024
VICTOR_1_VDRYFB | VICTOR_1_VDRYFB | Victor Dry Farm Ranch B | 5 | 2015-06-01 | 2050-12-01 | SCE |  |  | SCE | Solar_Fixed | Solar |  | Victor Dry Farm Ranch B |  |  |  | SOLAR_1AXIS_CA_SANBERNARDINO_APPLEVALLEY_V2024
Victory_Solar | Victory Solar | Victory Solar | 12.83 | 2016-12-01 | 2050-12-31 | PSCO |  |  | PSCO | Solar_1Axis | Solar |  | Victory Solar LLC |  |  |  | SOLAR_1AXIS__CO_DENVER_V2024
VIKING_2_VSHSB1_LESR | VIKING_2_VSHSB1 | Vikings Solar BESS Hybrid Project | 150 | 2024-06-01 | 2050-12-01 | SDGE | VIKINGPCCSTORAGE | 2023-10-05 | SDGE | Hybrid_BattStorage | Li-ion Battery |  | Vikings Energy Farm | GEN2 |  |  |  | 400 | 2.6667 | VIKING_2_VSHSB1_SUN | 100 | Y
VIKING_2_VSHSB1_SUN | VIKING_2_VSHSB1 | Vikings Solar BESS Hybrid Project | 132 | 2024-06-01 | 2099-01-01 | SDGE | VIKINGPCCSOLAR | 2023-10-05 | SDGE | Hybrid_Solar_1Axis | Solar |  | Vikings Energy Farm | GEN1 |  |  | SOLAR_1AXIS_CA_IMPERIAL_BRAWLEY_V2024
Vilas_Solar_Energy | Vilas Solar Energy | Vilas Solar Energy | 4 | 2018-03-01 | 2050-12-31 | PSCO |  |  | PSCO | Solar_1Axis | Solar |  | Vilas Solar Array |  |  |  | SOLAR_1AXIS__CO_DENVER_V2024
VILLPK_2_VALLYV | VILLPK_2_VALLYV | MWD Valley View Hydroelectric Recovery P | 4.1 | 1985-01-01 | 2050-12-01 | SCE |  |  | SCE | Hydro | Hydro
VILLPK_6_MWDYOR | VILLPK_6_MWDYOR | Yorba Linda Hydroelectric Recovery Plant | 5.1 | 1981-01-01 | 2050-12-01 | SCE |  |  | SCE | Hydro | Hydro |  | Yorba Linda
VISTA_6_QF | VISTA_6_QF | VISTA QFS | 0.18 | 1983-01-01 | 2050-12-01 | SCE |  |  | SCE | Hydro | Hydro | [11 empty] | 0.1 | 0.1 | 0.1 | 0.4 | 0.6 | 0.07 | 0.11 | 0.11 | 0.1 | 0.05 | 0.03 | 0.02
Vista_Solar_Energy_Center | Vista Solar Energy Center | Vista Solar Energy Center | 10 | 2019-03-01 | 2050-12-31 | PNM |  |  | PNM_EPE | Solar_Fixed | Solar |  | Vista Solar Energy Center |  |  |  | SOLAR_FIXED__NM_ALBUQUERQUE_V2024
VISTRA_5_DALBT1 | VISTRA_5_DALBT1 | Dallas Energy Storage | 100 | 2021-03-01 | 2050-12-01 | PGE |  |  | PGE | Battery Storage | Li-ion Battery |  | Dynegy Moss Landing Power Plant Hybrid | BAT1 |  |  |  | 400 | 4
VISTRA_5_DALBT2 | VISTRA_5_DALBT2 | Dallas Energy Storage 2 | 100 | 2021-03-01 | 2050-12-01 | PGE |  |  | PGE | Battery Storage | Li-ion Battery |  | Dynegy Moss Landing Power Plant Hybrid | BAT1 |  |  |  | 400 | 4
VISTRA_5_DALBT3 | VISTRA_5_DALBT3 | Dallas Energy Storage 3 | 100 | 2021-04-01 | 2050-12-01 | PGE |  |  | PGE | Battery Storage | Li-ion Battery |  | Dynegy Moss Landing Power Plant Hybrid | BAT1 |  |  |  | 400 | 4
VISTRA_5_DALBT4 | VISTRA_5_DALBT4 | Dallas Energy Storage 4 | 100 | 2021-07-01 | 2099-01-01 | PGE |  |  | PGE | Battery Storage | Li-ion Battery |  | Dynegy Moss Landing Power Plant Hybrid | BAT1 |  |  |  | 507 | 5.07
VISTRA_5_PLABT1 | VISTRA_5_PLABT1 | Plano Storage 1 | 100.4 | 2023-05-01 | 2099-01-01 | PGE |  | 2023-10-05 | PGE | Battery Storage | Li-ion Battery | [6 empty] | 401.6 | 4
VISTRA_5_PLABT2 | VISTRA_5_PLABT2 | Plano Storage 2 | 100.4 | 2023-06-01 | 2099-01-01 | PGE |  |  | PGE | Battery Storage | Li-ion Battery | [6 empty] | 401.6 | 4
VISTRA_5_PLABT3 | VISTRA_5_PLABT3 | Plano Storage 3 | 74.6 | 2023-05-01 | 2099-01-01 | PGE |  | 2023-10-05 | PGE | Battery Storage | Li-ion Battery | [6 empty] | 298.4 | 4
VISTRA_5_PLABT4 | VISTRA_5_PLABT4 | Plano Storage 4 | 74.6 | 2023-06-01 | 2050-12-01 | PGE | MOSSLANDING3 |  | PGE | Battery Storage | Li-ion Battery | [6 empty] | 298.4 | 4
Viva_Naughton_Agg | Viva Naughton Agg | Viva Naughton Agg | 0.74 | 1986-04-01 | 2040-12-31 | PAWY |  |  | PACE | Hydro | Hydro
VLCNTR_6_VCEBT1 | VLCNTR_6_VCEBT1 | Valley Center Energy Storage | 54 | 2021-11-01 | 2050-12-01 | SDGE |  |  | SDGE | Battery Storage | Li-ion Battery |  | Valley Center 54 | VC54 |  |  |  | 220 | 4.0741
VLCNTR_6_VCEBT2 | VLCNTR_6_VCEBT2 | Valley Center Energy Storage B | 85 | 2021-12-01 | 2050-12-01 | SDGE |  |  | SDGE | Battery Storage | Li-ion Battery |  | Valley Center 85 | VC85 |  |  |  | 200 | 2.3529
VLCNTR_6_VCSLR | VLCNTR_6_VCSLR | Cole Grade | 2.33 | 2016-12-01 | 2050-12-01 | SDGE |  |  | SDGE | Solar_1Axis | Solar | [5 empty] | SOLAR_1AXIS_CA_RIVERSIDE_RIVERSIDE_V2024
VLCNTR_6_VCSLR1 | VLCNTR_6_VCSLR1 | Valley Center 1 | 2.5 | 2013-12-01 | 2050-12-01 | SDGE |  |  | SDGE | Solar_Fixed | Solar |  | Valley Center 1 |  |  |  | SOLAR_FIXED_CA_RIVERSIDE_RIVERSIDE_V2024
VLCNTR_6_VCSLR2 | VLCNTR_6_VCSLR2 | Valley Center 2 | 5 | 2013-12-01 | 2050-12-01 | SDGE |  |  | SDGE | Solar_Fixed | Solar |  | Valley Center 2 | VC2 |  |  | SOLAR_FIXED_CA_RIVERSIDE_RIVERSIDE_V2024
VLYHOM_7_SSJID | VLYHOM_7_SSJID | Woodward Power Plant | 3 | 2013-04-01 | 2050-12-01 | PGE |  |  | PGE | Hydro | Hydro |  | Woodward Power Plant
Volcano_Creek_1 | Volcano_Creek_1 | Volcano_Creek_1 | 8.9 | 2014-12-18 | 2050-12-31 | BCHA |  |  | BCHA_AESO | Hydro | Hydro
Volcano_Creek_2 | Volcano_Creek_2 | Volcano_Creek_2 | 8.9 | 2014-12-18 | 2050-12-31 | BCHA |  |  | BCHA_AESO | Hydro | Hydro
VOLTA_2_UNIT_1 | VOLTA_2_UNIT 1 | VOLTA HYDRO UNIT 1 | 9.1 | 1980-01-01 | 2050-12-01 | PGE |  |  | PGE | Hydro | Hydro |  | Volta 1
VOLTA_2_UNIT_2 | VOLTA_2_UNIT 2 | Volta Hydro Unit 2 | 1 | 1981-01-01 | 2050-12-01 | PGE |  |  | PGE | Hydro | Hydro |  | Volta 2
VOLTA_6_BAILCK | VOLTA_6_BAILCK | Bailey Creek Ranch | 0.63 | 1982-05-01 | 2050-12-01 | PGE |  |  | PGE | Hydro | Hydro
VOLTA_6_DIGHYD | VOLTA_6_DIGHYD | Digger Creek Ranch Hydro | 0.6 | 2014-07-01 | 2050-12-01 | PGE |  |  | PGE | Hydro | Hydro
VOLTA_7_PONHY1 | VOLTA_7_PONHY1 | Ponderosa Bailey Hydroelectric | 1.25 | 1989-06-01 | 2050-12-01 | PGE |  |  | PGE | Hydro | Hydro |  | Ponderosa Bailey Creek | GEN1
VOLTA_7_QFUNTS | VOLTA_7_QFUNTS | VOLTA_7_QFUNTS | 0.15 | 2007-03-01 | 2050-12-01 | PGE |  |  | PGE | Hydro | Hydro
VOYAGR_2_VOAWD5 | VOYAGR_2_VOAWD5 | Voyager Wind Oasis Alta | 13.98 | 2021-04-01 | 2050-12-01 | SCE |  |  | SCE | Wind | Wind |  | Oasis Alta |  |  |  | WIND_CPUCV2024c_CSD_CAKERN
VOYAGR_2_VOYWD1 | VOYAGR_2_VOYWD1 | Voyager 1 | 128.91 | 2019-12-01 | 2050-12-01 | SCE |  |  | SCE | Wind | Wind |  | Voyager Wind I |  |  |  | WIND_CPUCV2024c_CSD_CAKERN
VOYAGR_2_VOYWD2 | VOYAGR_2_VOYWD2 | Voyager Wind 2 | 126.35 | 2018-12-01 | 2050-12-01 | SCE |  |  | SCE | Wind | Wind |  | Voyager Wind II |  |  |  | WIND_CPUCV2024c_CSD_CAKERN
VOYAGR_2_VOYWD3 | VOYAGR_2_VOYWD3 | Voyager Wind 3 | 42.45 | 2018-12-01 | 2050-12-01 | SCE |  |  | SCE | Wind | Wind |  | Voyager Wind III |  |  |  | WIND_CPUCV2024c_CSD_CAKERN
VOYAGR_2_VOYWD4 | VOYAGR_2_VOYWD4 | Voyager Wind 4 | 21.01 | 2018-12-01 | 2050-12-01 | SCE |  |  | SCE | Wind | Wind |  | Voyager Wind IV |  |  |  | WIND_CPUCV2024c_CSD_CAKERN
VSTAES_6_VESBT1 | VSTAES_6_VESBT1 | Vista Energy Storage | 40 | 2018-06-01 | 2050-12-01 | SDGE |  |  | SDGE | Battery Storage | Li-ion Battery |  | Vista Energy Storage System | VISTA |  |  |  | 160 | 4
Vulcan_1 | Vulcan 1 | Vulcan 1 | 38 | 1985-12-01 | 2050-12-01 | IID |  |  | IID | Geothermal | Geothermal | SCE | Vulcan-BN Geothermal Power Company | GEN1
Vulcan_2 | Vulcan 2 | Vulcan 2 | 10.74 | 1985-12-01 | 2050-12-01 | IID |  |  | IID | Geothermal | Geothermal | SRP | Vulcan-BN Geothermal Power Company | GEN2
WADHAM_6_UNIT | WADHAM_6_UNIT | Wadham Energy LP | 29.07 | 1989-03-01 | 2050-12-01 | PGE |  |  | PGE | Biomass/Wood | Biomass |  | Wadham Energy LP | [9 empty] | 25.08 | 25.07 | 24.79 | 22.47 | 24.7 | 24.71 | 24.08 | 24.52 | 24.31 | 23.59 | 16 | 24.59
Wahleach_1 | Wahleach_1 | Wahleach_1 | 65 | 1952-01-01 | 2050-12-31 | BCHA |  |  | BCHA_AESO | Hydro | Hydro
WALCPV2021 | 2021-G2 | 2021-G2 | 22 | 2023-01-01 | 2050-07-01 | WALC |  |  | WALC | Solar_1Axis | Solar | [5 empty] | SOLAR_1AXIS_NV_CLARK_BOULDER_V2024
WALCRK_2_CTG1 | WALCRK_2_CTG1 | Walnut Creek Energy Park Unit 1 | 97.32 | 2013-03-01 | 2050-12-01 | SCE |  |  | SCE | CT | Peaker |  | Walnut Creek Energy Park | GT1
WALCRK_2_CTG2 | WALCRK_2_CTG2 | Walnut Creek Energy Park Unit 2 | 96.91 | 2013-03-01 | 2050-12-01 | SCE |  |  | SCE | CT | Peaker |  | Walnut Creek Energy Park | GT2
WALCRK_2_CTG3 | WALCRK_2_CTG3 | Walnut Creek Energy Park Unit 3 | 96.65 | 2013-03-01 | 2050-12-01 | SCE |  |  | SCE | CT | Peaker |  | Walnut Creek Energy Park | GT3
WALCRK_2_CTG4 | WALCRK_2_CTG4 | Walnut Creek Energy Park Unit 4 | 96.6 | 2013-03-01 | 2050-12-01 | SCE |  |  | SCE | CT | Peaker |  | Walnut Creek Energy Park | GT4
WALCRK_2_CTG5 | WALCRK_2_CTG5 | Walnut Creek Energy Park Unit 5 | 96.65 | 2013-04-01 | 2050-12-01 | SCE |  |  | SCE | CT | Peaker |  | Walnut Creek Energy Park | GT5
Walden_North_1 | Walden_North_1 | Walden_North_1 | 3.6 | 1993-03-01 | 2050-12-31 | BCHA |  |  | BCHA_AESO | Hydro | Hydro
Walden_North_2 | Walden_North_2 | Walden_North_2 | 3.6 | 1993-03-01 | 2050-12-31 | BCHA |  |  | BCHA_AESO | Hydro | Hydro
Walden_North_3 | Walden_North_3 | Walden_North_3 | 3.6 | 1993-03-01 | 2050-12-31 | BCHA |  |  | BCHA_AESO | Hydro | Hydro
Walden_North_4 | Walden_North_4 | Walden_North_4 | 3.6 | 1993-03-01 | 2050-12-31 | BCHA |  |  | BCHA_AESO | Hydro | Hydro
Walden_North_5 | Walden_North_5 | Walden_North_5 | 3.6 | 1993-03-01 | 2050-12-31 | BCHA |  |  | BCHA_AESO | Hydro | Hydro
Wallowa_Falls1 | Wallowa Falls1 | Wallowa Falls1 | 1.1 | 1920-12-01 | 2056-12-31 | PACW |  |  | PACW | Hydro | Hydro |  | Wallowa Falls
WalmartCasaGrande | Walmart Casa Grande PV Agg | Walmart Casa Grande PV Agg | 2 | 2011-06-01 | 2050-12-01 | AZPS |  |  | AZPS | Solar_Fixed | Solar |  | Walmart Casa Grande | 2 |  |  | SOLAR_FIXED__AZ_PHOENIX_V2024
WalmartStoresInc | Walmart Stores Inc. | Walmart Stores Inc. | 0.9 | 2011-05-01 | 2050-12-01 | AZPS |  |  | AZPS | Solar_Fixed | Solar |  | Walmart Casa Grande | 1 |  |  | SOLAR_FIXED__AZ_PHOENIX_V2024
Walnut_1 | Walnut 1 | Walnut 1 | 24.8 | 1986-04-01 | 2050-12-01 | NCNC |  |  | NCNC | CT | Peaker |  | Walnut | 1
Walnut_2 | Walnut 2 | Walnut 2 | 24.8 | 1986-04-01 | 2050-12-01 | NCNC |  |  | NCNC | CT | Peaker |  | Walnut | 2
WALNUT_2_SOLAR | WALNUT_2_SOLAR | Industry MetroLink PV 1 | 1.5 | 2012-04-01 | 2050-12-01 | SCE |  |  | SCE | Solar_Fixed | Solar |  | Industry MetroLink PV 1 |  |  |  | SOLAR_FIXED_CA_ORANGE_BUENAPARK_V2024
WALNUT_6_HILLGEN | WALNUT_6_HILLGEN | Puente Hills | 47 | 2017-06-01 | 2050-12-01 | SCE |  |  | SCE | Biogas | Biogas |  | Puente Hills Energy Recovery | [9 empty] | 24.29 | 24.59 | 24.45 | 23.57 | 14.5 | 23.88 | 23.82 | 23.67 | 23.62 | 23.04 | 22.82 | 22.74
WALNUT_7_WCOVST | WALNUT_7_WCOVST | MM West Covina - ST Unit | 6.5 | 1996-10-01 | 2050-12-01 | SCE |  |  | SCE | Biogas | Biogas |  | MM West Covina | [9 empty] | 4.87 | 5.02 | 5.52 | 5.44 | 5.34 | 5.31 | 5.25 | 5.22 | 5.21 | 4.99 | 5.18 | 5.15
Walnut_Energy_CC1a | Walnut Energy CC1a | Walnut Energy CC1a | 134.5 | 2006-03-01 | 2050-12-01 | NCNC |  |  | NCNC | CC | CCGT |  | Walnut Energy Center
Walnut_Energy_CC1b | Walnut Energy CC1b | Walnut Energy CC1b | 134.5 | 2006-03-01 | 2050-12-31 | NCNC |  |  | NCNC | CC | CCGT
WalterHardman1 | WalterHardman1 | WalterHardman1 | 4 | 1960-01-01 | 2050-12-31 | BCHA |  |  | BCHA_AESO | Hydro | Hydro
WalterHardman2 | WalterHardman2 | WalterHardman2 | 4 | 1964-12-01 | 2050-12-31 | BCHA |  |  | BCHA_AESO | Hydro | Hydro
Walterville_1 | Walterville_1 | Walterville_1 | 8 | 1948-12-01 | 2050-12-31 | BPAT |  |  | BPAT | Hydro | Hydro |  | Walterville
Wanapum | Wanapum | Wanapum | 1175 | 2013-11-01 | 2050-12-31 | GCPD |  |  | BPAT | Hydro | Hydro |  | Wanapum | 1A | 2A | 3A
Waneta1 | Waneta1 | Waneta1 | 120 | 2002-11-01 | 2050-12-31 | BCHA |  |  | BCHA_AESO | Hydro | Hydro
Waneta1_Exp | Waneta1_Exp | Waneta1_Exp | 167.5 | 2015-03-31 | 2050-12-31 | BCHA |  |  | BCHA_AESO | Hydro | Hydro
Waneta2 | Waneta2 | Waneta2 | 120 | 2002-11-01 | 2050-12-31 | BCHA |  |  | BCHA_AESO | Hydro | Hydro
Waneta2_Exp | Waneta2_Exp | Waneta2_Exp | 167.5 | 2015-03-31 | 2050-12-31 | BCHA |  |  | BCHA_AESO | Hydro | Hydro
Waneta3 | Waneta3 | Waneta3 | 120 | 2002-11-01 | 2050-12-31 | BCHA |  |  | BCHA_AESO | Hydro | Hydro
Waneta4 | Waneta4 | Waneta4 | 120 | 2002-11-01 | 2050-12-31 | BCHA |  |  | BCHA_AESO | Hydro | Hydro
WarmSpringsPwr | WarmSpringsPwr | WarmSpringsPwr | 19.6 | 1982-06-01 | 2050-12-31 | PACW |  |  | PACW | Hydro | Hydro |  | Warm Springs Power Enterprises
WARNE_2_UNIT | WARNE_2_UNIT | WARNE HYDRO AGGREGATE | 76 | 1982-01-01 | 2050-12-01 | SCE |  |  | SCE | Hydro | Hydro
Warren_AF_Wind | Warren AF Wind | Warren AF Wind | 1 | 2005-01-01 | 2050-12-31 | WACM |  |  | WACM | Wind | Wind | [5 empty] | WIND_CPUCV2024c_EIA_WYOMING
Wasatch_Integrated_Waste_Manag1ST1_6 | Wasatch Integrated Waste Manag1ST1.6 | Wasatch Integrated Waste Manag1ST1.6 | 1.6 | 1980-07-01 | 2050-12-31 | PAUT |  |  | PACE | Steam | ST |  | Wasatch Energy Systems Energy Recovery
Waste_Management_Lockwood_LFGT2 | Waste Management Lockwood LFGT2IC1.6 | Waste Management Lockwood LFGT2IC1.6 | 1.6 | 2012-04-01 | 2050-12-31 | NEVP |  |  | NEVP | Biogas | Biogas
WasteManagementLandfill1 | Waste Management Landfill1 | Waste Management Landfill1 | 1.6 | 2012-08-01 | 2050-12-01 | AZPS |  |  | AZPS | Biogas | Biogas
WasteManagementLandfill2 | Waste Management Landfill2 | Waste Management Landfill2 | 1.6 | 2012-08-01 | 2050-12-01 | AZPS |  |  | AZPS | Biogas | Biogas
WasteManagementLockwoodLFG | Waste Management Lockwood LFGT1IC1.6 | Waste Management Lockwood LFGT1IC1.6 | 1.6 | 2012-04-01 | 2050-12-01 | NEVP |  |  | NEVP | Biogas | Biogas |  | Waste Management Lockwood LFGTE | GEN1
Watson_Reservoir_Hydro_FERCHY1HY0_68 | Watson Reservoir Hydro (FERCHY1HY0.68 | Watson Reservoir Hydro (FERCHY1HY0.68 | 13.8 | 2014-08-01 | 2050-12-31 | PACW |  |  | PACW | Hydro | Hydro
WAUKNA_1_SOLAR | WAUKNA_1_SOLAR | Corcoran Solar | 20 | 2013-08-01 | 2050-12-01 | PGE |  |  | PGE | Solar_Fixed | Solar |  | Corcoran Solar |  |  |  | SOLAR_FIXED_CA_KINGS_STRATFORD_V2024
WAUKNA_1_SOLAR2 | WAUKNA_1_SOLAR2 | Corcoran 2 | 19.75 | 2015-05-01 | 2050-12-01 | PGE |  |  | PGE | Solar_1Axis | Solar |  | Corcoran Solar 2 |  |  |  | SOLAR_1AXIS_CA_KINGS_STRATFORD_V2024
WDFRDF_2_WFFBT1 | WDFRDF_2_WFFBT1 | West Ford Flat Energy Storage | 25 | 2024-04-01 | 2050-01-01 | PGE |  |  | PGE | Battery Storage | Li-ion Battery |  | West Ford Flat | WFF1 |  |  |  | 100 | 4
WDLEAF_7_UNIT_1 | WDLEAF_7_UNIT 1 | WOODLEAF HYDRO | 60 | 1963-01-01 | 2050-12-01 | PGE |  |  | PGE | Hydro | Hydro |  | Woodleaf
Weber | Weber | Weber | 3.85 | 1949-01-01 | 2050-12-31 | PAUT |  |  | PACE | Hydro | Hydro |  | Weber
WEBER_6_FORWRD | WEBER_6_FORWRD | Forward | 4.2 | 2014-02-01 | 2050-12-01 | PGE |  |  | PGE | Biogas | Biogas |  | Ameresco Forward | [9 empty] | 4.02 | 3.99 | 3.99 | 3.69 | 4 | 4.01 | 4 | 3.91 | 4 | 4.05 | 4.05 | 4.03
Weeks_Falls1HY4.29 | Weeks Falls1HY4.29 | Weeks Falls1HY4.29 | 4.29 | 1990-06-01 | 2050-12-31 | PSEI |  |  | BPAT | Hydro | Hydro |  | Weeks Falls
WeldwoodTG1 | WeldwoodTG1 | WeldwoodTG1 | 19 | 1958-01-01 | 2050-12-31 | AESO |  |  | BCHA_AESO | Biomass/Wood | Biomass
WeldwoodTG2 | WeldwoodTG2 | WeldwoodTG2 | 29 | 1990-01-01 | 2050-12-31 | AESO |  |  | BCHA_AESO | Biomass/Wood | Biomass
Wells | Wells | Wells | 840 | 1967-09-01 | 2050-12-31 | DOPD |  |  | BPAT | Hydro | Hydro |  | Wells | U-1 | U-2 | U-3
WESCAN_2_BDSBT1 | WESCAN_2_BDSBT1 | Bateria Del Sur | 131 | 2023-06-01 | 2099-01-01 | SDGE |  |  | SDGE | Battery Storage | Li-ion Battery | [6 empty] | 524 | 4
West_Butte_Wind | West Butte Wind1WT104_1 | West Butte Wind1WT104_1 | 104 | 2013-08-01 | 2050-12-01 | BPAT |  |  | BPAT | Wind | Wind |  | West Butte Wind Power Project |  |  |  | WIND_CPUCV2024c_EIA_OREGON
West_Cadotte_1 | West Cadotte_1 | West Cadotte_1 | 32.8 | 2014-12-01 | 2050-12-31 | AESO |  |  | BCHA_AESO | CT | Peaker
West_Pembina_PMB1 | West Pembina (PMB1) | West Pembina (PMB1) | 13 | 2020-07-01 | 2050-12-31 | AESO |  |  | BCHA_AESO | CT | Peaker
West_Phoenix_1B | West Phoenix 1B | West Phoenix 1B | 92 | 1976-06-01 | 2050-12-01 | AZPS |  |  | AZPS | CC | CCGT |  | West Phoenix | 1B
West_Phoenix_2B | West Phoenix 2B | West Phoenix 2B | 92 | 1976-06-01 | 2050-12-01 | AZPS |  |  | AZPS | CC | CCGT |  | West Phoenix | 2B
West_Phoenix_3B | West Phoenix 3B | West Phoenix 3B | 92 | 1976-06-01 | 2050-12-01 | AZPS |  |  | AZPS | CC | CCGT |  | West Phoenix | 3B
West_Phoenix_CC5a | West Phoenix CC5a | West Phoenix CC5a | 114.8 | 2003-08-01 | 2050-12-31 | AZPS |  |  | AZPS | CC | CCGT
West_Phoenix_GT1 | West Phoenix GT1 | West Phoenix GT1 | 50 | 1972-05-01 | 2050-12-01 | AZPS |  |  | AZPS | CT | Peaker |  | West Phoenix | GT1
West_Phoenix_GT2 | West Phoenix GT2 | West Phoenix GT2 | 50 | 1973-07-01 | 2050-12-01 | AZPS |  |  | AZPS | CT | Peaker |  | West Phoenix | GT2
West_Valley1 | West_Valley1 | West_Valley1 | 44 | 2001-10-01 | 2050-12-31 | PAUT |  |  | PACE | CT | Peaker |  | West Valley Generation Project | U1
West_Valley2 | West_Valley2 | West_Valley2 | 44 | 2001-10-01 | 2050-12-31 | PAUT |  |  | PACE | CT | Peaker |  | West Valley Generation Project | U2
West_Valley3 | West_Valley3 | West_Valley3 | 44 | 2002-06-01 | 2050-12-31 | PAUT |  |  | PACE | CT | Peaker |  | West Valley Generation Project | U3
West_Valley4 | West_Valley4 | West_Valley4 | 44 | 2002-06-01 | 2050-12-31 | PAUT |  |  | PACE | CT | Peaker |  | West Valley Generation Project | U4
West_Valley5 | West_Valley5 | West_Valley5 | 44 | 2002-10-01 | 2050-12-31 | PAUT |  |  | PACE | CT | Peaker |  | West Valley Generation Project | U5
Western_A101 | Western A101 | Western A101 | 8.3 | 2005-11-01 | 2050-12-01 | NEVP |  |  | NEVP | ICE | Reciprocating_Engine |  | Western 102 Power Plant | A101
Western_B102 | Western B102 | Western B102 | 8.3 | 2005-11-01 | 2050-12-01 | NEVP |  |  | NEVP | ICE | Reciprocating_Engine |  | Western 102 Power Plant | B102
Western_B202 | Western B202 | Western B202 | 8.3 | 2005-11-01 | 2050-12-01 | NEVP |  |  | NEVP | ICE | Reciprocating_Engine |  | Western 102 Power Plant | B202
Western_C102 | Western C102 | Western C102 | 8.3 | 2005-11-01 | 2050-12-01 | NEVP |  |  | NEVP | ICE | Reciprocating_Engine |  | Western 102 Power Plant | C102
Western_C202 | Western C202 | Western C202 | 8.3 | 2005-11-01 | 2050-12-01 | NEVP |  |  | NEVP | ICE | Reciprocating_Engine |  | Western 102 Power Plant | C202
Western_D101 | Western D101 | Western D101 | 8.3 | 2005-11-01 | 2050-12-01 | NEVP |  |  | NEVP | ICE | Reciprocating_Engine |  | Western 102 Power Plant | D101
Western_E102 | Western E102 | Western E102 | 8.3 | 2005-11-01 | 2050-12-01 | NEVP |  |  | NEVP | ICE | Reciprocating_Engine |  | Western 102 Power Plant | E102
Western_E202 | Western E202 | Western E202 | 8.3 | 2005-11-01 | 2050-12-01 | NEVP |  |  | NEVP | ICE | Reciprocating_Engine |  | Western 102 Power Plant | E202
Western_F102 | Western F102 | Western F102 | 8.3 | 2005-11-01 | 2050-12-01 | NEVP |  |  | NEVP | ICE | Reciprocating_Engine |  | Western 102 Power Plant | F102
Western_F202 | Western F202 | Western F202 | 8.3 | 2005-11-01 | 2050-12-01 | NEVP |  |  | NEVP | ICE | Reciprocating_Engine |  | Western 102 Power Plant | F202
Western_G102 | Western G102 | Western G102 | 8.3 | 2005-11-01 | 2050-12-01 | NEVP |  |  | NEVP | ICE | Reciprocating_Engine |  | Western 102 Power Plant | G102
Western_G202 | Western G202 | Western G202 | 8.3 | 2005-11-01 | 2050-12-01 | NEVP |  |  | NEVP | ICE | Reciprocating_Engine |  | Western 102 Power Plant | G202
Western_H102 | Western H102 | Western H102 | 8.3 | 2005-11-01 | 2050-12-01 | NEVP |  |  | NEVP | ICE | Reciprocating_Engine |  | Western 102 Power Plant | H102
Western_H202 | Western H202 | Western H202 | 8.3 | 2005-11-01 | 2050-12-01 | NEVP |  |  | NEVP | ICE | Reciprocating_Engine |  | Western 102 Power Plant | H202
Western102 | Western 102 | Western 102 | 1 | 2007-12-01 | 2050-12-01 | NEVP |  |  | NEVP | Solar_Fixed | Solar |  | Western 102 Power Plant | PV1 |  |  | SOLAR_FIXED_NV_CLARK_BOULDER_V2024
Westfield_107S_DER_Solar | Westfield 107S DER Solar | Westfield 107S DER Solar | 19 | 2021-03-01 | 2050-12-31 | AESO |  |  | BCHA_AESO | Solar_1Axis | Solar | [5 empty] | SOLAR_1AXIS__WA_SEATTLE_V2024
WestHines | West HinesPVPV-NT10 | West HinesPVPV-NT10 | 10 | 2020-06-01 | 2050-12-01 | BPAT |  |  | BPAT | Solar_Fixed | Solar |  | West Hines Solar I, LLC |  |  |  | SOLAR_FIXED__OR_MEDFORD_V2024
WESTLOCKG1_1 | WESTLOCKG1_1 | WESTLOCKG1_1 | 16.9 | 1996-01-01 | 2050-12-31 | AESO |  |  | BCHA_AESO | Biomass/Wood | Biomass
WestPhoenix_CC4 | WestPhoenix CC4 | WestPhoenix CC4 | 118.8 | 2001-06-01 | 2050-12-01 | AZPS |  |  | AZPS | CC | CCGT |  | West Phoenix | C4-1
WestPhoenix_CC5b | West Phoenix CC5b | West Phoenix CC5b | 252.5 | 2003-08-01 | 2050-12-01 | AZPS |  |  | AZPS | CC | CCGT |  | West Phoenix | C5-1
WestPointTPAgrr | WestPointTP Agrr | WestPointTP Agrr | 4.58 | 1905-07-01 | 2050-12-01 | BPAT |  |  | BPAT | Biogas | Biogas |  | West Point Treatment Plant
WESTPT_2_UNIT | WESTPT_2_UNIT | West Point Hydro Plant | 14 | 1948-01-01 | 2050-12-01 | PGE |  |  | PGE | Hydro | Hydro |  | West Point PH
WestSide | WestSide | WestSide | 0.6 | 1905-03-01 | 2024-03-31 | PACW |  |  | PACW | Hydro | Hydro
WEY_13G1 | WEY 13G1 | WEY 13G1 | 24 | 2009-08-01 | 2050-12-31 | BCHA |  |  | BCHA_AESO | Biomass/Wood | Biomass
WEY_13T1 | WEY 13T1 | WEY 13T1 | 18 | 2009-08-01 | 2050-12-31 | BCHA |  |  | BCHA_AESO | Biomass/Wood | Biomass
WeyerhaeuserBio | WeyerhaeuserBio | WeyerhaeuserBio | 15 | 2011-03-01 | 2050-12-31 | AESO |  |  | BCHA_AESO | Biomass/Wood | Biomass
WeyerhaeuserWA1 | WeyerhaeuserWA1 | WeyerhaeuserWA1 | 5 | 1948-01-01 | 2050-12-01 | BPAT |  |  | BPAT | Biomass/Wood | Biomass
WeyerhaeuserWA2 | WeyerhaeuserWA2 | WeyerhaeuserWA2 | 5 | 1948-01-01 | 2050-12-01 | BPAT |  |  | BPAT | Biomass/Wood | Biomass
WeyerhaeuserWA3 | WeyerhaeuserWA3 | WeyerhaeuserWA3 | 18 | 1954-01-01 | 2050-12-01 | BPAT |  |  | BPAT | Biomass/Wood | Biomass
WeyerhaeuserWA4 | WeyerhaeuserWA4 | WeyerhaeuserWA4 | 31.3 | 1976-01-01 | 2050-12-01 | BPAT |  |  | BPAT | Biomass/Wood | Biomass
WFRESN_1_SOLAR | WFRESN_1_SOLAR | Joya Del Sol | 1.5 | 2012-12-01 | 2050-12-01 | PGE |  |  | PGE | Solar_Fixed | Solar |  | La Joya Del Sol |  |  |  | SOLAR_FIXED_CA_FRESNO_TRANQUILLITY_V2024
WGM_4G1 | WGM 4G1 | WGM 4G1 | 5.3 | 2022-03-01 | 2050-12-31 | BCHA |  |  | BCHA_AESO | Hydro | Hydro
Whatshan_1 | Whatshan_1 | Whatshan_1 | 54 | 1951-01-01 | 2050-12-31 | BCHA |  |  | BCHA_AESO | Hydro | Hydro
Wheat_Field | Wheat_Field | Wheat_Field | 96.59 | 2009-04-01 | 2050-12-01 | BPAT |  |  | BPAT | Wind | Wind |  | Wheat Field Wind Power Project |  |  |  | WIND_CPUCV2024c_EIA_OREGON
WHEATL_6_LNDFIL | WHEATL_6_LNDFIL | G2 ENERGY, OSTROM ROAD LLC | 3.55 | 2013-09-01 | 2050-12-01 | PGE |  |  | PGE | Biogas | Biogas |  | G2 Energy Ostrom Road LLC | [9 empty] | 3.42 | 3.37 | 3.39 | 3.26 | 3.26 | 3.03 | 3.3 | 3.13 | 3.28 | 3.35 | 3.41 | 2.72
Wheatland_WAGF | Wheatland WAGF | Wheatland WAGF | 120 | 2022-06-01 | 2050-12-31 | AESO |  |  | BCHA_AESO | Wind | Wind | [5 empty] | WIND_CPUCV2024c_ONSHORE_ABCYPRESS
Wheatridge | ADS30_WT_PGE_Wheatridge | ADS30_WT_PGE_Wheatridge | 100 | 2020-12-01 | 2050-12-01 | BPAT |  |  | BPAT | Wind | Wind |  | Wheatridge 1 |  |  |  | WIND_CPUCV2024c_EIA_OREGON
Wheatridge_II | Wheatridge IIWT200 | Wheatridge IIWT200 | 200 | 2020-10-01 | 2050-12-01 | PACW |  |  | PACW | Wind | Wind |  | Wheatridge Hybrid |  |  |  | WIND_CPUCV2024c_EIA_OREGON
Whiskeytown | Whiskeytown | Whiskeytown | 5 | 1986-09-01 | 2050-12-31 | NCNC |  |  | NCNC | Hydro | Hydro |  | Whiskeytown
White_Creek1 | White_Creek1 | White_Creek1 | 204.69 | 2007-12-01 | 2050-12-01 | BPAT |  |  | BPAT | Wind | Wind |  | White Creek Wind Farm |  |  |  | WIND_CPUCV2024c_EIA_OREGON
White_Pine_Pumped_Storage | White Pine Pumped Storage | White Pine Pumped Storage | 750 | 2026-10-01 | 2050-12-01 | NEVP |  |  | NEVP | PSH | Pumped_Hydro | [6 empty] | 61500 | 82
White_Rock_1 | White Rock 1 | White Rock 1 | 110 | 1968-06-01 | 2050-12-31 | NCNC |  |  | NCNC | Hydro | Hydro |  | White Rock/Slab Creek | H1
White_Rock_2 | White Rock 2 | White Rock 2 | 125 | 1968-02-01 | 2050-12-31 | NCNC |  |  | NCNC | Hydro | Hydro |  | White Rock/Slab Creek | H2
WhiteBluffsSolar | White Bluffs SolarPVPV-NT0.03 | White Bluffs SolarPVPV-NT0.03 | 0.03 | 2011-10-01 | 2050-01-01 | BPAT |  |  | BPAT | Solar_Fixed | Solar | [5 empty] | SOLAR_FIXED__OR_MEDFORD_V2024
WHITECOURT_CGN | WHITECOURT_CGN | WHITECOURT_CGN | 23 | 1994-12-01 | 2050-12-31 | AESO |  |  | BCHA_AESO | Biomass/Wood | Biomass
WHITEGRASS |  | WHITEGRASS | 1.9 | 2018-10-01 | 2050-12-01 | NEVP |  |  | NEVP | Geothermal | Geothermal |  | Whitegrass No. 1 | OH1
WHITEH_2_MEADDYN1 | WHITEH_2_MEADDYN1 | White Hills A | 50 | 2020-12-01 | 2050-12-01 | WALC |  |  | WALC | Wind | Wind | SCE |  |  |  |  | WIND_CPUCV2024c_CSD_CARIVERSIDE
WHITEH_2_MEADDYN2 | WHITEH_2_MEADDYN2 | White Hills B | 300 | 2020-12-01 | 2050-12-01 | WALC |  |  | WALC | Wind | Wind | SCE |  |  |  |  | WIND_CPUCV2024c_CSD_CARIVERSIDE
Whitehorn_2 | Whitehorn_2 | Whitehorn_2 | 81.1 | 1981-10-01 | 2050-12-01 | BPAT |  |  | BPAT | CT | Peaker |  | Whitehorn | 2
Whitehorn_3 | Whitehorn_3 | Whitehorn_3 | 84.6 | 1981-10-01 | 2050-12-01 | BPAT |  |  | BPAT | CT | Peaker |  | Whitehorn | 3
WhitethornSolar | Whitethorn Solar LLC03.3 | Whitethorn Solar LLC03.3 | 3.3 | 2016-02-01 | 2050-12-01 | NCNC |  |  | NCNC | Solar_Fixed | Solar |  | Whitethorn Solar LLC |  |  |  | SOLAR_1AXIS__AZ_TUCSON_V2024
Whitla_WHT2 | Whitla (WHT2) | Whitla (WHT2) | 151 | 2021-09-01 | 2050-12-31 | AESO |  |  | BCHA_AESO | Wind | Wind | [5 empty] | WIND_CPUCV2024c_ONSHORE_BCPEACERIVER
Whitla_Wind | Whitla Wind | Whitla Wind | 202 | 2019-09-01 | 2050-12-31 | AESO |  |  | BCHA_AESO | Wind | Wind | [5 empty] | WIND_CPUCV2024c_ONSHORE_ABCYPRESS
WHITNY_6_SOLAR | WHITNY_6_SOLAR | Whitney Point Solar | 20 | 2017-04-01 | 2050-12-01 | PGE |  |  | PGE | Solar_1Axis | Solar |  | Whitney Point Solar |  |  |  | SOLAR_1AXIS_CA_FRESNO_TRANQUILLITY_V2024
WHTWTR_1_WINDA1 | WHTWTR_1_WINDA1 | Whitewater Hill Wind Project | 61.5 | 2002-08-01 | 2050-12-01 | SCE |  |  | SCE | Wind | Wind |  | Whitewater Hill Wind Partners |  |  |  | WIND_CPUCV2024c_CSD_CARIVERSIDE
Wild_Horse_W3 | Wild_Horse_W3 | Wild_Horse_W3 | 44 | 2009-11-01 | 2050-12-01 | BPAT |  |  | BPAT | Wind | Wind |  | Wild Horse | WH2 |  |  | WIND_CPUCV2024c_EIA_OREGON
Wild_Horse_Wind_1 | Wild Horse Wind 1 | Wild Horse Wind 1 | 228.59 | 2006-09-01 | 2050-12-01 | BPAT |  |  | BPAT | Wind | Wind |  | Wild Horse | 1 |  |  | WIND_CPUCV2024c_EIA_OREGON
Wild_Rose_1 | Wild Rose 1 | Wild Rose 1 | 25 | 2013-12-01 | 2050-12-01 | NEVP |  |  | NEVP | Geothermal | Geothermal
Wild_Rose_2 | Wild Rose 2 | Wild Rose 2 | 25 | 2015-09-01 | 2050-12-01 | NEVP |  |  | NEVP | Geothermal | Geothermal
Williams_Fork | Williams Fork | Williams Fork | 3 | 2012-09-01 | 2050-12-31 | WACM |  |  | WACM | Hydro | Hydro |  | Williams Fork Hydro Plant | GEN1 | GEN2
WilliamsAcresSolar | Williams Acres SolarW0055PV-NT2.5 | Williams Acres SolarW0055PV-NT2.5 | 2.5 | 2022-03-01 | 2050-12-01 | PortlandGE |  |  | PortlandGE | Solar_Fixed | Solar |  | Williams Acres Solar |  |  |  | SOLAR_FIXED__OR_PORTLAND_V2024
WILLMS_6_ARBBM1 | WILLMS_6_ARBBM1 | Abel Road Bioenergy | 3 | 2022-07-01 | 2099-01-01 | PGE |  |  | PGE | Biomass/Wood | Biomass |  | Abel Road Bioenergy | [9 empty] | 2.8431 | 2.7994 | 2.7571 | 2.7334 | 2.7645 | 2.8293 | 2.7915 | 2.7796 | 2.787 | 2.7244 | 2.7478 | 2.7905
WILLOW_ROCK_STORAGE |  | WILLOW ROCK_200MWSTORAGE | 200 | 2025-06-01 | 2050-12-01 | PGE |  |  | PGE | Battery Storage | Li-ion Battery | [6 empty] | 1600 | 8
WillowCreekEC | WillowCreekEC | WillowCreekEC | 72 | 2009-02-01 | 2050-12-01 | BPAT |  |  | BPAT | Wind | Wind |  | Willow Creek Energy Center |  |  |  | WIND_CPUCV2024c_EIA_OREGON
Wilmot_Solar | Wilmot Solar | Wilmot Solar | 100 | 2021-04-30 | 2041-04-30 | TEPC |  |  | TEPC | Solar_1Axis | Solar |  | Wilmot Energy Center LLC | WIL |  |  | SOLAR_1AXIS__AZ_TUCSON_V2024
WilsonLake1 | WilsonLake1 | WilsonLake1 | 7.3 | 1993-05-01 | 2050-12-31 | IPMV |  |  | IPCO | Hydro | Hydro |  | Wilson Lake Hydroelectric Project
Wind_Goshen | Wind Goshen | Wind Goshen | 151 | 2023-01-01 | 2050-12-31 | PAID |  |  | PACE | Wind | Wind | [5 empty] | WIND_CPUCV2024c_EIA_WYOMING
Windrise_Wind | Windrise Wind | Windrise Wind | 207 | 2021-06-10 | 2050-12-31 | AESO |  |  | BCHA_AESO | Wind | Wind | [5 empty] | WIND_CPUCV2024c_ONSHORE_ABCYPRESS
Windy_Flats_Wind | Windy Flats Wind | Windy Flats Wind | 202.4 | 2010-01-01 | 2050-12-01 | BPAT |  |  | BPAT | Wind | Wind |  | Windy Flats Wind Project | GEN1 |  |  | WIND_CPUCV2024c_EIA_OREGON
WindyFlats2 | WindyFlats2 | WindyFlats2 | 59.8 | 2010-01-01 | 2050-12-01 | BPAT |  |  | BPAT | Wind | Wind |  | Windy Flats Wind Project | GEN1 |  |  | WIND_CPUCV2024c_EIA_OREGON
WinteringHills1 | WinteringHills1 | WinteringHills1 | 16 | 2011-09-01 | 2050-12-31 | AESO |  |  | BCHA_AESO | Wind | Wind | [5 empty] | WIND_CPUCV2024c_ONSHORE_ABCYPRESS
WinteringHills2 | WinteringHills2 | WinteringHills2 | 14.4 | 2011-09-01 | 2050-12-31 | AESO |  |  | BCHA_AESO | Wind | Wind | [5 empty] | WIND_CPUCV2024c_ONSHORE_ABCYPRESS
WinteringHills3 | WinteringHills3 | WinteringHills3 | 12.8 | 2011-09-01 | 2050-12-31 | AESO |  |  | BCHA_AESO | Wind | Wind | [5 empty] | WIND_CPUCV2024c_ONSHORE_ABCYPRESS
WinteringHills4 | WinteringHills4 | WinteringHills4 | 16 | 2011-09-01 | 2050-12-31 | AESO |  |  | BCHA_AESO | Wind | Wind | [5 empty] | WIND_CPUCV2024c_ONSHORE_ABCYPRESS
WinteringHills5 | WinteringHills5 | WinteringHills5 | 14.4 | 2011-09-01 | 2050-12-31 | AESO |  |  | BCHA_AESO | Wind | Wind | [5 empty] | WIND_CPUCV2024c_ONSHORE_ABCYPRESS
WinteringHills6 | WinteringHills6 | WinteringHills6 | 14.4 | 2011-09-01 | 2050-12-31 | AESO |  |  | BCHA_AESO | Wind | Wind | [5 empty] | WIND_CPUCV2024c_ONSHORE_ABCYPRESS
WISE_1_UNIT_1 | WISE_1_UNIT 1 | Wise Hydro Unit 1 | 14.5 | 1917-01-01 | 2050-12-01 | PGE |  |  | PGE | Hydro | Hydro |  | Wise | 1
WISE_1_UNIT_2 | WISE_1_UNIT 2 | WISE HYDRO UNIT 2 | 3.2 | 1986-01-01 | 2050-12-01 | PGE |  |  | PGE | Hydro | Hydro |  | Wise | 2
WISHON_6_UNITS | WISHON_6_UNITS | Wishon/San Joaquin #1-A AGGREGATE | 18.4 | 1910-01-01 | 2050-12-01 | PGE |  |  | PGE | Hydro | Hydro
WISTER_2_WISSR1 | WISTER_2_WISSR1 | Wister Solar | 20 | 2022-07-01 | 2050-12-01 | IID |  |  | IID | Solar_Fixed | Solar | SDGE | Wister Solar |  |  |  | SOLAR_FIXED_CA_IMPERIAL_BRAWLEY_V2024
WISTRA_2_WRSSR1 | WISTRA_2_WRSSR1 | Wistaria Ranch Solar | 100 | 2018-11-01 | 2050-12-01 | SDGE |  |  | SDGE | Solar_1Axis | Solar |  | Wistaria Ranch Solar |  |  |  | SOLAR_1AXIS_CA_IMPERIAL_OCOTILLO_V2024
WLDWD_1_SOLAR1 | WLDWD_1_SOLAR1 | Wildwood Solar I | 20 | 2015-02-01 | 2050-12-01 | PGE |  |  | PGE | Solar_1Axis | Solar |  | Wildwood Solar I, LLC |  |  |  | SOLAR_1AXIS_CA_KERN_LOSTHILLS_V2024
WLDWD_1_SOLAR2 | WLDWD_1_SOLAR2 | Wildwood Solar 2 | 15 | 2017-01-01 | 2050-12-01 | PGE |  |  | PGE | Solar_1Axis | Solar |  | Wildwood Solar II |  |  |  | SOLAR_1AXIS_CA_KERN_BAKERSFIELD_V2024
WNDMAS_2_UNIT_1 | WNDMAS_2_UNIT 1 | BUENA VISTA ENERGY, LLC | 38 | 1983-12-01 | 2050-12-01 | PGE |  |  | PGE | Wind | Wind |  | Buena Vista Energy LLC |  |  |  | WIND_CPUCV2024c_CSD_CASOLANO
WNDSTR_2_WIND | WNDSTR_2_WIND | Windstar | 120 | 2012-01-01 | 2050-12-01 | SCE |  |  | SCE | Wind | Wind |  | Windstar 1 |  |  |  | WIND_CPUCV2024c_CSD_CAKERN
WOLFSK_1_UNITA1 | WOLFSK_1_UNITA1 | Wolfskill Energy Center | 48.68 | 2003-03-01 | 2050-12-01 | PGE |  |  | PGE | CT | Peaker |  | Wolfskill Energy Center
Wolverine_Creek | Wolverine Creek | Wolverine Creek | 64.5 | 2006-02-01 | 2026-02-11 | PACE |  |  | PACE | Wind | Wind |  | Wolverine Creek |  |  |  | WIND_CPUCV2024c_EIA_IDAHO
Woodland_1 | Woodland 1 | Woodland 1 | 49 | 1993-11-01 | 2050-12-01 | NCNC |  |  | NCNC | CT | Peaker |  | Woodland | NA1
Woodland_3A | Woodland 3A | Woodland 3A | 8.2 | 2011-07-01 | 2050-12-01 | NCNC |  |  | NCNC | ICE | Reciprocating_Engine |  | Woodland | 3A
Woodland_3B | Woodland 3B | Woodland 3B | 8.2 | 2011-07-01 | 2050-12-01 | NCNC |  |  | NCNC | ICE | Reciprocating_Engine |  | Woodland | 3B
Woodland_3C | Woodland 3C | Woodland 3C | 8.2 | 2011-07-01 | 2050-12-01 | NCNC |  |  | NCNC | ICE | Reciprocating_Engine |  | Woodland | 3C
Woodland_3D | Woodland 3D | Woodland 3D | 8.2 | 2011-07-01 | 2050-12-01 | NCNC |  |  | NCNC | ICE | Reciprocating_Engine |  | Woodland | 3D
Woodland_3E | Woodland 3E | Woodland 3E | 8.2 | 2011-07-01 | 2050-12-01 | NCNC |  |  | NCNC | ICE | Reciprocating_Engine |  | Woodland | 3E
Woodland_3F | Woodland 3F | Woodland 3F | 8.2 | 2011-07-01 | 2050-12-01 | NCNC |  |  | NCNC | ICE | Reciprocating_Engine |  | Woodland | 3F
Woodland_CC | Woodland CC | Woodland CC | 84.2 | 2003-08-01 | 2050-12-01 | NCNC |  |  | NCNC | CC | CCGT |  | Woodland | 2 | 3
WoodlineSolar1 | Woodline Solar LLC1PV-T8 | Woodline Solar LLC1PV-T8 | 8 | 2017-12-01 | 2037-11-01 | PACW |  |  | PACW | Solar_1Axis | Solar |  | Woodline Solar |  |  |  | SOLAR_1AXIS__OR_MEDFORD_V2024
Woods_Creek_Agg | Woods Creek Agg | Woods Creek Agg | 0.64 | 1982-10-01 | 2050-12-31 | BPAT |  |  | BPAT | Hydro | Hydro
WOODWR_1_HYDRO | WOODWR_1_HYDRO | Quinten Luallen | 7.3 | 2017-06-01 | 2050-12-01 | PGE |  |  | PGE | Hydro | Hydro
WRGTSR_2_WSFSR1 | WRGTSR_2_WSFSR1 | Wright Solar Freeman | 200 | 2019-12-01 | 2050-12-01 | PGE |  |  | PGE | Hybrid_Solar_Fixed | Solar |  | Wright Solar Park | FRWSP |  |  | SOLAR_FIXED_CA_MERCED_LOSBANOS_V2024
WSENGY_1_UNIT_1 | WSENGY_1_UNIT 1 | Wheelabrator Shasta | 50 | 2017-12-01 | 2050-12-01 | PGE |  |  | PGE | Biomass/Wood | Biomass |  | Wheelabrator Shasta | [9 empty] | 34.02 | 34.03 | 34.02 | 33.45 | 34.02 | 34.02 | 34.18 | 36.25 | 34.56 | 34.04 | 32.96 | 34.04
WSI_DG_Solar | WSI DG Solar | WSI DG Solar | 12 | 2022-03-01 | 2050-12-31 | AESO |  |  | BCHA_AESO | Solar_1Axis | Solar | [5 empty] | SOLAR_1AXIS__WA_SEATTLE_V2024
WSNR_2_CVPDYN | WSNR_2_CVPDYN | Central Valley 1 | 10 | 2017-07-01 | 2050-12-01 | PGE |  |  | PGE | Hydro | Hydro
WSNR_2_TESLADYN | WSNR_2_TESLADYN | Central Valley Tesla | 10 | 2017-12-01 | 2050-12-01 | PGE |  |  | PGE | Hydro | Hydro
WSNR_5_TRCYDYN | WSNR_5_TRCYDYN | Central Valley Tracy | 10 | 2017-12-01 | 2050-12-01 | PGE |  |  | PGE | Hydro | Hydro
WSTWND_2_M89BT2 | WSTWND_2_M89BT2 | Mojave 89 BESS 2B | 70.6 | 2023-05-01 | 2050-12-01 | SCE | WSTWND_2_M89WD1_LESR | 2023-10-05 | SCE | Battery Storage | Li-ion Battery |  | Mojave 16/17/18 | GEN 1 |  |  |  | 282.4 | 4 | WSTWND_2_M89WD2 |  | Y
WSTWND_2_M89WD2 | WSTWND_2_M89WD2 | Mojave 89 Wind | 82.65 | 2023-05-01 | 2099-01-01 | SCE | WSTWND_2_M89WD1_WIND | 2023-10-05 | SCE | Wind | Wind |  | Mojave 16/17/18 | GEN1 |  |  | WIND_CPUCV2024c_CSD_CAKERN
WSTWND_2_M90WD2 | WSTWND_2_M90WD2 | Mojave 90 | 64.82 | 2020-06-01 | 2099-01-01 | SCE | WSTWND_2_M90WD2_WIND | 2023-10-05 | SCE | Wind | Wind |  | Mojave 3/4/5 |  |  |  | WIND_CPUCV2024c_CSD_CAKERN
WSTWND_2_SBSBT1 | WSTWND_2_SBSBT1 | Sagebrush Solar 2 | 80 | 2023-05-01 | 2099-01-01 | SCE |  |  | SCE | Battery Storage | Li-ion Battery |  | Sagebrush ESS | 1 |  |  |  | 320 | 4
WSTWND_2_SBSBT2 | WSTWND_2_SBSBT2 | Sagebrush Solar 2 ESS 40 | 40 | 2024-09-01 | 2099-01-01 | SCE |  |  | SCE | Battery Storage | Li-ion Battery |  | Sagebrush Solar 2 ESS 40 | 1 |  |  |  | 160 | 4
WSUBiotech | WSU - Biotech LS1IC1 | WSU - Biotech LS1IC1 | 1 | 1899-12-31 | 2050-12-01 | BPAT |  |  | BPAT | Biomass/Wood | Biomass
WSUGrimesWayAgg | WSU - Grimes Way Agg | WSU - Grimes Way Agg | 3.9 | 2005-01-01 | 2050-12-01 | BPAT |  |  | BPAT | Biogas | Biogas
WyEastSolar | WyEast Solar0PV-T10 | WyEast Solar0PV-T10 | 10 | 2018-08-01 | 2050-12-01 | BPAT |  |  | BPAT | Solar_1Axis | Solar |  | WyEast Solar |  |  |  | SOLAR_1AXIS__OR_MEDFORD_V2024
Wygen_1 | Wygen 1 | Wygen 1 | 86 | 2003-02-01 | 2050-12-31 | WACM |  |  | WACM | Coal | Coal |  | Wygen 1
Wygen_2 | Wygen 2 | Wygen 2 | 91 | 2008-01-01 | 2050-12-31 | WACM |  |  | WACM | Coal | Coal |  | Wygen 2
Wygen_3 | Wygen 3 | Wygen 3 | 103 | 2010-04-01 | 2050-12-31 | WACM |  |  | WACM | Coal | Coal |  | Wygen III
Wynoochee | Wynoochee | Wynoochee | 16 | 1994-01-01 | 2050-12-31 | TPWR |  |  | BPAT | Hydro | Hydro |  | Wynoochee
Wyodak | Wyodak | Wyodak | 340 | 2030-01-01 | 2050-12-31 | PAWY |  |  | PACE | Coal | Coal |  | Wyodak
YakamaDrop2 | Yakama Drop Agg | Yakama Drop Agg | 4.1 | 1942-08-01 | 2050-12-31 | PACW |  |  | PACW | Hydro | Hydro
Yakima_Tieton_Cowiche1HY1_47 | Yakima Tieton (Cowiche)1HY1.47 | Yakima Tieton (Cowiche)1HY1.47 | 1.47 | 2021-01-01 | 2030-12-31 | PACW |  |  | PACW | Hydro | Hydro |  | Cowiche
Yakima_Tieton_Orchards1HY0_8 | Yakima Tieton (Orchards)1HY0.8 | Yakima Tieton (Orchards)1HY0.8 | 0.8 | 2021-01-01 | 2030-12-31 | PACW |  |  | PACW | Hydro | Hydro |  | Orchard Avenue 1 | 201
Yakima_Tieton_Orchards2HY0_8 | Yakima Tieton (Orchards)2HY0.8 | Yakima Tieton (Orchards)2HY0.8 | 0.8 | 2021-01-01 | 2030-12-31 | PACW |  |  | PACW | Hydro | Hydro |  | Orchard Avenue 1 | 301
Yakima1BESS | Utility Wind+Storage - Yakima1BA160 | Utility Wind+Storage - Yakima1BA160 | 160 | 2030-01-01 | 2050-12-01 | PACW |  |  | PACW | Battery Storage | Li-ion Battery | [6 empty] | 640 | 4
Yakima1PV | Utility Solar+Storage - PV - Yakima1PV180 | Utility Solar+Storage - PV - Yakima1PV180 | 180 | 2030-01-01 | 2050-12-01 | PACW |  |  | PACW | Solar_Fixed | Solar | [5 empty] | SOLAR_FIXED__OR_MEDFORD_V2024
Yale1 | Yale1 | Yale1 | 67 | 1953-09-01 | 2058-12-31 | PACW |  |  | PACW | Hydro | Hydro |  | Yale | 1
Yale2 | Yale2 | Yale2 | 67 | 1953-11-01 | 2058-12-31 | PACW |  |  | PACW | Hydro | Hydro |  | Yale | 2
YamhillSolar1 | Yamhill Solar LLC1PV-NT1 | Yamhill Solar LLC1PV-NT1 | 1 | 2011-10-01 | 2050-01-01 | PortlandGE |  |  | PortlandGE | Solar_Fixed | Solar |  | Yamhill Solar LLC |  |  |  | SOLAR_FIXED__OR_PORTLAND_V2024
YELLOW_PINE_III |  | YELLOW PINE III | 25 | 2025-06-01 | 2050-12-01 | SCE |  |  | SCE | Battery Storage | Li-ion Battery | [6 empty] | 100 | 4
Yellowstone_Eng | Yellowstone_Eng | Yellowstone_Eng | 64 | 1995-06-01 | 2050-12-31 | NWMT |  |  | NWMT_WAUW | Steam | ST |  | Yellowstone Energy LP
Yellowtail_1 | Yellowtail 1 | Yellowtail 1 | 65.79 | 1966-11-01 | 2050-12-31 | WACM |  |  | WACM | Hydro | Hydro |  | Yellowtail | 1
Yellowtail_2 | Yellowtail 2 | Yellowtail 2 | 65.79 | 1966-10-01 | 2050-12-31 | WACM |  |  | WACM | Hydro | Hydro |  | Yellowtail | 2
Yellowtail_3 | Yellowtail 3 | Yellowtail 3 | 65.79 | 1966-11-01 | 2050-12-31 | WACM |  |  | WACM | Hydro | Hydro |  | Yellowtail | 3
Yellowtail_4 | Yellowtail 4 | Yellowtail 4 | 65.79 | 1966-10-01 | 2050-12-31 | WACM |  |  | WACM | Hydro | Hydro |  | Yellowtail | 4
Yelm_1 | Yelm HY Agg | Yelm HY Agg | 12 | 1929-12-01 | 2050-12-31 | PSEI |  |  | BPAT | Hydro | Hydro |  | Yelm | 1 | 2 | 3
YELPIN_2_YP2BT1 | YELPIN_2_YP2BT1 | Yellow Pine 2 BESS | 65 | 2023-07-01 | 2050-12-01 | VEA | YELLOWPINESTORAGE | 2023-10-05 | SCE | Paired_BattStorage | Li-ion Battery | SCE | Yellow Pine Solar | YPES |  |  |  | 200 | 3.0769 | YELPIN_2_YP2SR1 |  | Y
YELPIN_2_YP2SR1 | YELPIN_2_YP2SR1 | Yellow Pine 2 | 125 | 2023-07-01 | 2050-12-01 | VEA | YELLOWPINESOLAR | 2023-10-05 | SCE | Paired_Solar_1Axis | Solar | SCE | Yellow Pine II | YP2BP |  |  | SOLAR_1AXIS_NV_CLARK_BOULDER_V2024
YELPIN_2_YP2SR2 | YELPIN_2_YP2SR2 | Yellow Pine 2 A PV | 60 | 2024-04-01 | 2050-12-01 | VEA |  |  | SCE | Paired_Solar_1Axis | Solar | SCE | Yellow Pine II | YP2AP |  |  | SOLAR_1AXIS_NV_CLARK_BOULDER_V2024
YoungsCreek | Youngs Creek (FERC P-10359)HY1HY7.5 | Youngs Creek (FERC P-10359)HY1HY7.5 | 13.8 | 2010-12-01 | 2050-12-31 | BPAT |  |  | BPAT | Hydro | Hydro |  | Youngs Creek Hydroelectric Project
YUBACT_1_SUNSWT | YUBACT_1_SUNSWT | YUBA CITY COGEN | 49.97 | 1990-12-01 | 2050-12-01 | PGE | YUBACT_1SWT | 2023-07-25 | PGE | Cogen | CHP |  | Yuba City Cogen Partners | [9 empty] | 49.97 | 49.97 | 49.97 | 49.97 | 49.97 | 49.97 | 49.97 | 49.97 | 49.97 | 49.97 | 49.97 | 49.97
YUBACT_6_UNITA1 | YUBACT_6_UNITA1 | Yuba City Energy Center (Calpine) | 47.16 | 2002-07-01 | 2050-12-01 | PGE |  |  | PGE | CT | Peaker |  | Yuba City Energy Center
Yucca_GT1 | Yucca GT1 | Yucca GT1 | 22 | 1971-07-01 | 2050-12-01 | AZPS |  |  | AZPS | CT | Peaker |  | Yucca | GT1
Yucca_GT2 | Yucca GT2 | Yucca GT2 | 22 | 1971-07-01 | 2050-12-01 | AZPS |  |  | AZPS | CT | Peaker |  | Yucca | GT2
Yucca_GT21 | Yucca GT21 | Yucca GT21 | 22 | 1978-12-01 | 2050-12-01 | IID |  |  | IID | CT | Peaker |  | Yucca | GT21
Yucca_GT3 | Yucca GT3 | Yucca GT3 | 53 | 1973-06-01 | 2050-12-01 | AZPS |  |  | AZPS | CT | Peaker |  | Yucca | GT3
Yucca_GT4 | Yucca GT4 | Yucca GT4 | 53 | 1974-07-01 | 2050-12-01 | AZPS |  |  | AZPS | CT | Peaker |  | Yucca | GT4
Yucca_GT5 | Yucca GT5 | Yucca GT5 | 49 | 2008-06-01 | 2050-12-01 | AZPS |  |  | AZPS | CT | Peaker |  | Yucca | GT5
Yucca_GT6 | Yucca GT6 | Yucca GT6 | 49 | 2008-06-01 | 2050-12-01 | AZPS |  |  | AZPS | CT | Peaker |  | Yucca | GT6
Yucca_ST1 | Yuma Axis1ST86.7 | Yuma Axis1ST86.7 | 86.7 | 1959-04-01 | 2050-12-01 | IID |  |  | IID | Steam | ST
Yuma_Cogen_CC | Yuma Cogen CC | Yuma Cogen CC | 55.6 | 1994-03-01 | 2050-12-01 | AZPS |  |  | AZPS | CC | CCGT |  | Yuma Cogeneration Associates
Zeballos_Lake_1 | Zeballos_Lake_1 | Zeballos_Lake_1 | 9.38 | 2009-06-01 | 2050-12-31 | BCHA |  |  | BCHA_AESO | Hydro | Hydro
Zeballos_Lake_2 | Zeballos_Lake_2 | Zeballos_Lake_2 | 9.38 | 2009-06-01 | 2050-12-31 | BCHA |  |  | BCHA_AESO | Hydro | Hydro
Zeballos_Lake_3 | Zeballos_Lake_3 | Zeballos_Lake_3 | 3.09 | 2009-06-01 | 2050-12-31 | BCHA |  |  | BCHA_AESO | Hydro | Hydro
znED1002_2_G1 | znED1002-2-G1 | znED1002-2-G1 | 100 | 2018-01-01 | 2050-12-31 | AESO |  |  | BCHA_AESO | Cogen | CHP
znED1003_2_G1 | znED1003-2-G1 | znED1003-2-G1 | 99 | 2018-01-01 | 2050-12-31 | AESO |  |  | BCHA_AESO | Cogen | CHP
znENMX3499_1 | znENMX3499-1 | znENMX3499-1 | 12 | 2011-10-01 | 2050-12-31 | AESO |  |  | BCHA_AESO | Cogen | CHP
znHAS_G1_1 | znHAS G1-1 | znHAS G1-1 | 6 | 2014-05-01 | 2050-12-31 | BCHA |  |  | BCHA_AESO | Hydro | Hydro
znMIK_4G1G2_1 | znMIK 4G1G2-1 | znMIK 4G1G2-1 | 0.6 | 2016-04-01 | 2051-04-10 | BCHA |  |  | BCHA_AESO | Hydro | Hydro
znMIK_4G1G2_2 | znMIK 4G1G2-2 | znMIK 4G1G2-2 | 0.6 | 2016-04-01 | 2051-04-10 | BCHA |  |  | BCHA_AESO | Hydro | Hydro
znPAVANT_SOL_1 | znPAVANT SOL-1 | znPAVANT SOL-1 | 45.5 | 2015-12-01 | 2035-12-30 | PAUT |  |  | PACE | Solar_Fixed | Solar |  | Pavant Solar, LLC |  |  |  | SOLAR_FIXED__UT_SALTLAKECITY_V2024
znSMG_G1_1 | znSMG G1-1 | znSMG G1-1 | 1.05 | 2015-06-01 | 2050-12-31 | BCHA |  |  | BCHA_AESO | Solar_1Axis | Solar | [5 empty] | SOLAR_1AXIS__WA_SEATTLE_V2024
znSTAVELY9_1 | znSTAVELY9-1 | znSTAVELY9-1 | 7 | 1985-01-01 | 2050-12-31 | AESO |  |  | BCHA_AESO | CT | Peaker
znSTWP_GEN_1 | znSTWP_GEN-1 | znSTWP_GEN-1 | 22 | 2011-11-01 | 2050-12-31 | IPTV |  |  | IPCO | Wind | Wind | [5 empty] | WIND_CPUCV2024c_EIA_IDAHO
znSWF_G1_1 | znSWF G1-1 | znSWF G1-1 | 15 | 2017-03-01 | 2050-12-31 | BCHA |  |  | BCHA_AESO | Wind | Wind | [5 empty] | WIND_CPUCV2024c_ONSHORE_BCPEACERIVER
Zonnebeke_Wind | Zonnebeke Wind | Zonnebeke Wind | 15 | 2021-03-01 | 2050-12-31 | BCHA |  |  | BCHA_AESO | Wind | Wind | [5 empty] | WIND_CPUCV2024c_ONSHORE_BCPEACERIVER
zzebraNLG_4G_1 | zzebraNLG-.4G-1 | zzebraNLG-.4G-1 | 0.63 | 2009-11-01 | 2050-12-31 | BCHA |  |  | BCHA_AESO | Biogas | Biogas
zzebraNLG_4G_2 | zzebraNLG-.4G-2 | zzebraNLG-.4G-2 | 0.63 | 2009-11-01 | 2050-12-31 | BCHA |  |  | BCHA_AESO | Biogas | Biogas

## ExternalBuildCalibration
| July for DR capmax | [7 empty] | Monthly capmax MW
Unit Name | Capmax MW | Insvdt | RetireDate | SERVM Region | SERVM Tech Category | weather_station | Storage MWh | Storage Hours | 1 | 2 | 3 | 4 | 5 | 6 | 7 | 8 | 9 | 10 | 11 | 12
EXT_Build_AZPS_Battery Storage_2030 | 2623 | 2030-01-01 | 2099-12-01 | AZPS | Battery Storage |  | 10492 | 4
EXT_Build_AZPS_Battery Storage_2040 | 1101.0761 | 2040-01-01 | 2099-12-01 | AZPS | Battery Storage |  | 4404.3045 | 4
EXT_Build_AZPS_Battery Storage_2045 | 940.6164 | 2045-01-01 | 2099-12-01 | AZPS | Battery Storage |  | 3762.4657 | 4
EXT_Build_AZPS_Demand Response_2030 | 207.0975 | 2030-01-01 | 2099-12-01 | AZPS | DR |  |  |  | 79.4972 | 77.4362 | 80.7833 | 97.8714 | 100.4357 | 219 | 207.0975 | 216.7022 | 216.0142 | 113.5182 | 84.2446 | 81.3843
EXT_Build_AZPS_Demand Response_2035 | 61.4673 | 2035-01-01 | 2099-12-01 | AZPS | DR |  |  |  | 23.5951 | 22.9833 | 23.9768 | 29.0486 | 29.8097 | 65 | 61.4673 | 64.318 | 64.1138 | 33.6926 | 25.0041 | 24.1551
EXT_Build_AZPS_Demand Response_2040 | 41.9672 | 2040-01-01 | 2099-12-01 | AZPS | DR |  |  |  | 16.1097 | 15.692 | 16.3703 | 19.8331 | 20.3528 | 44.3792 | 41.9672 | 43.9135 | 43.7741 | 23.0038 | 17.0717 | 16.4921
EXT_Build_AZPS_Demand Response_2045 | 74.4357 | 2045-01-01 | 2099-12-01 | AZPS | DR |  |  |  | 28.5732 | 27.8324 | 29.0354 | 35.1773 | 36.099 | 78.7138 | 74.4357 | 77.8879 | 77.6406 | 40.8011 | 30.2795 | 29.2514
EXT_Build_AZPS_Gas CC_2035 | 1695 | 2035-01-01 | 2099-12-01 | AZPS | CC
EXT_Build_AZPS_Gas CC_2040 | 166.5474 | 2040-01-01 | 2099-12-01 | AZPS | CC
EXT_Build_AZPS_Gas CC_2045 | 446.2202 | 2045-01-01 | 2099-12-01 | AZPS | CC
EXT_Build_AZPS_Gas CT_2030 | 462 | 2030-01-01 | 2099-12-01 | AZPS | CT
EXT_Build_AZPS_Gas CT_2035 | 930 | 2035-01-01 | 2099-12-01 | AZPS | CT
EXT_Build_AZPS_Gas CT_2040 | 472.8422 | 2040-01-01 | 2099-12-01 | AZPS | CT
EXT_Build_AZPS_Gas CT_2045 | 447.01 | 2045-01-01 | 2099-12-01 | AZPS | CT
EXT_Build_AZPS_Solar_2030 | 3094 | 2030-01-01 | 2099-12-01 | AZPS | Solar_1Axis | SOLAR_1AXIS__AZ_PHOENIX_V2024
EXT_Build_AZPS_Solar_2035 | 404 | 2035-01-01 | 2099-12-01 | AZPS | Solar_1Axis | SOLAR_1AXIS__AZ_PHOENIX_V2024
EXT_Build_AZPS_Solar_2040 | 1543.8688 | 2040-01-01 | 2099-12-01 | AZPS | Solar_1Axis | SOLAR_1AXIS__AZ_PHOENIX_V2024
EXT_Build_AZPS_Solar_2045 | 1704.4373 | 2045-01-01 | 2099-12-01 | AZPS | Solar_1Axis | SOLAR_1AXIS__AZ_PHOENIX_V2024
EXT_Build_AZPS_Wind_2030 | 930 | 2030-01-01 | 2099-12-01 | AZPS | Wind | WIND_CPUCV2024c_EIA_ARIZONA
EXT_Build_AZPS_Wind_2035 | 909 | 2035-01-01 | 2099-12-01 | AZPS | Wind | WIND_CPUCV2024c_EIA_ARIZONA
EXT_Build_AZPS_Wind_2040 | 226.8234 | 2040-01-01 | 2099-12-01 | AZPS | Wind | WIND_CPUCV2024c_EIA_ARIZONA
EXT_Build_AZPS_Wind_2045 | 495.186 | 2045-01-01 | 2099-12-01 | AZPS | Wind | WIND_CPUCV2024c_EIA_ARIZONA
EXT_Build_BPAT_Battery Storage_2030 | 2006.8697 | 2030-01-01 | 2099-12-01 | BPAT | Battery Storage |  | 8027.4788 | 4
EXT_Build_BPAT_Battery Storage_2035 | 707.5865 | 2035-01-01 | 2099-12-01 | BPAT | Battery Storage |  | 2830.3458 | 4
EXT_Build_BPAT_Battery Storage_2040 | 749.8837 | 2040-01-01 | 2099-12-01 | BPAT | Battery Storage |  | 2999.5348 | 4
EXT_Build_BPAT_Battery Storage_2045 | 1186.6065 | 2045-01-01 | 2099-12-01 | BPAT | Battery Storage |  | 4746.4261 | 4
EXT_Build_BPAT_Biomass_2030 | 11.8146 | 2030-01-01 | 2099-12-01 | BPAT | Biomass/Wood
EXT_Build_BPAT_Biomass_2035 | 0.45336 | 2035-01-01 | 2099-12-01 | BPAT | Biomass/Wood
EXT_Build_BPAT_Biomass_2040 | 0.52837 | 2040-01-01 | 2099-12-01 | BPAT | Biomass/Wood
EXT_Build_BPAT_Biomass_2045 | 0.9924 | 2045-01-01 | 2099-12-01 | BPAT | Biomass/Wood
EXT_Build_BPAT_Demand Response_2030 | 388.9954 | 2030-01-01 | 2099-12-01 | BPAT | DR |  |  |  | 149.3213 | 145.45 | 151.7369 | 183.8338 | 188.6505 | 411.3522 | 388.9954 | 407.0361 | 405.744 | 213.2235 | 158.2383 | 152.8657
EXT_Build_BPAT_Demand Response_2035 | 158.806 | 2035-01-01 | 2099-12-01 | BPAT | DR |  |  |  | 60.9599 | 59.3794 | 61.946 | 75.0495 | 77.0159 | 167.9331 | 158.806 | 166.1711 | 165.6435 | 87.0477 | 64.6003 | 62.4069
EXT_Build_BPAT_Demand Response_2040 | 54.4766 | 2040-01-01 | 2099-12-01 | BPAT | DR |  |  |  | 20.9116 | 20.3694 | 21.2499 | 25.7449 | 26.4194 | 57.6075 | 54.4766 | 57.0031 | 56.8221 | 29.8607 | 22.1604 | 21.408
EXT_Build_BPAT_Demand Response_2045 | 253.8406 | 2045-01-01 | 2099-12-01 | BPAT | DR |  |  |  | 97.4402 | 94.914 | 99.0165 | 119.9615 | 123.1046 | 268.4296 | 253.8406 | 265.6131 | 264.7699 | 139.1399 | 103.2591 | 99.7532
EXT_Build_BPAT_Gas CC_2030 | 298.5295 | 2030-01-01 | 2099-12-01 | BPAT | CC
EXT_Build_BPAT_Gas CC_2035 | 11.4555 | 2035-01-01 | 2099-12-01 | BPAT | CC
EXT_Build_BPAT_Gas CC_2040 | 13.3507 | 2040-01-01 | 2099-12-01 | BPAT | CC
EXT_Build_BPAT_Gas CC_2045 | 25.0758 | 2045-01-01 | 2099-12-01 | BPAT | CC
EXT_Build_BPAT_Gas CT_2030 | 1014.7692 | 2030-01-01 | 2099-12-01 | BPAT | CT
EXT_Build_BPAT_Gas CT_2035 | 460.2468 | 2035-01-01 | 2099-12-01 | BPAT | CT
EXT_Build_BPAT_Gas CT_2040 | 714.5676 | 2040-01-01 | 2099-12-01 | BPAT | CT
EXT_Build_BPAT_Gas CT_2045 | 1565.9198 | 2045-01-01 | 2099-12-01 | BPAT | CT
EXT_Build_BPAT_Gas ICE_2030 | 276.0911 | 2030-01-01 | 2099-12-01 | BPAT | ICE
EXT_Build_BPAT_Gas ICE_2035 | 43.3241 | 2035-01-01 | 2099-12-01 | BPAT | ICE
EXT_Build_BPAT_Gas ICE_2040 | 58.8303 | 2040-01-01 | 2099-12-01 | BPAT | ICE
EXT_Build_BPAT_Gas ICE_2045 | 251.0387 | 2045-01-01 | 2099-12-01 | BPAT | ICE
EXT_Build_BPAT_Long Duration Storage_2030 | 19.8652 | 2030-01-01 | 2099-12-01 | BPAT | Battery Storage |  | 476.7655 | 24
EXT_Build_BPAT_Long Duration Storage_2035 | 14.6539 | 2035-01-01 | 2099-12-01 | BPAT | Battery Storage |  | 351.6936 | 24
EXT_Build_BPAT_Long Duration Storage_2040 | 69.0782 | 2040-01-01 | 2099-12-01 | BPAT | Battery Storage |  | 1657.8762 | 24
EXT_Build_BPAT_Long Duration Storage_2045 | 150.0768 | 2045-01-01 | 2099-12-01 | BPAT | Battery Storage |  | 3601.8443 | 24
EXT_Build_BPAT_Pumped Hydro Storage_2030 | 2.1073 | 2030-01-01 | 2099-12-01 | BPAT | PSH |  | 25.2878 | 12
EXT_Build_BPAT_Pumped Hydro Storage_2035 | 1.5545 | 2035-01-01 | 2099-12-01 | BPAT | PSH |  | 18.6539 | 12
EXT_Build_BPAT_Pumped Hydro Storage_2040 | 1.8117 | 2040-01-01 | 2099-12-01 | BPAT | PSH |  | 21.74 | 12
EXT_Build_BPAT_Pumped Hydro Storage_2045 | 3.4027 | 2045-01-01 | 2099-12-01 | BPAT | PSH |  | 40.8328 | 12
EXT_Build_BPAT_Solar_2030 | 2204.4286 | 2030-01-01 | 2099-12-01 | BPAT | Solar_1Axis | SOLAR_1AXIS__WA_SEATTLE_V2024
EXT_Build_BPAT_Solar_2035 | 804.7035 | 2035-01-01 | 2099-12-01 | BPAT | Solar_1Axis | SOLAR_1AXIS__WA_SEATTLE_V2024
EXT_Build_BPAT_Solar_2040 | 1287.8521 | 2040-01-01 | 2099-12-01 | BPAT | Solar_1Axis | SOLAR_1AXIS__WA_SEATTLE_V2024
EXT_Build_BPAT_Solar_2045 | 1980.5047 | 2045-01-01 | 2099-12-01 | BPAT | Solar_1Axis | SOLAR_1AXIS__WA_SEATTLE_V2024
EXT_Build_BPAT_Wind_2030 | 3563.1226 | 2030-01-01 | 2099-12-01 | BPAT | Wind | WIND_CPUCV2024c_EIA_IDAHO
EXT_Build_BPAT_Wind_2035 | 1575.2595 | 2035-01-01 | 2099-12-01 | BPAT | Wind | WIND_CPUCV2024c_EIA_IDAHO
EXT_Build_BPAT_Wind_2040 | 1544.2881 | 2040-01-01 | 2099-12-01 | BPAT | Wind | WIND_CPUCV2024c_EIA_IDAHO
EXT_Build_BPAT_Wind_2045 | 2577.7514 | 2045-01-01 | 2099-12-01 | BPAT | Wind | WIND_CPUCV2024c_EIA_IDAHO
EXT_Build_IID_Battery Storage_2030 | 25 | 2030-01-01 | 2099-12-01 | IID | Battery Storage |  | 100 | 4
EXT_Build_IID_Battery Storage_2035 | 190.1349 | 2035-01-01 | 2099-12-01 | IID | Battery Storage |  | 760.5397 | 4
EXT_Build_IID_Battery Storage_2040 | 271.1921 | 2040-01-01 | 2099-12-01 | IID | Battery Storage |  | 1084.7686 | 4
EXT_Build_IID_Battery Storage_2045 | 381.4652 | 2045-01-01 | 2099-12-01 | IID | Battery Storage |  | 1525.8608 | 4
EXT_Build_IID_Geothermal_2035 | 11.4273 | 2035-01-01 | 2099-12-01 | IID | Geothermal
EXT_Build_IID_Geothermal_2040 | 44.8251 | 2040-01-01 | 2099-12-01 | IID | Geothermal
EXT_Build_IID_Geothermal_2045 | 63.0521 | 2045-01-01 | 2099-12-01 | IID | Geothermal
EXT_Build_IID_Solar_2030 | 400 | 2030-01-01 | 2099-12-01 | IID | Solar_1Axis | SOLAR_1AXIS__CA_BRAWLEY_V2024
EXT_Build_IID_Solar_2035 | 411.959 | 2035-01-01 | 2099-12-01 | IID | Solar_1Axis | SOLAR_1AXIS__CA_BRAWLEY_V2024
EXT_Build_IID_Solar_2040 | 587.583 | 2040-01-01 | 2099-12-01 | IID | Solar_1Axis | SOLAR_1AXIS__CA_BRAWLEY_V2024
EXT_Build_IID_Solar_2045 | 826.5079 | 2045-01-01 | 2099-12-01 | IID | Solar_1Axis | SOLAR_1AXIS__CA_BRAWLEY_V2024
EXT_Build_LADWP_Battery Storage_2035 | 83 | 2035-01-01 | 2099-12-01 | LADWP | Battery Storage |  | 332 | 4
EXT_Build_LADWP_Battery Storage_2040 | 370 | 2040-01-01 | 2099-12-01 | LADWP | Battery Storage |  | 1480 | 4
EXT_Build_LADWP_Battery Storage_2045 | 380 | 2045-01-01 | 2099-12-01 | LADWP | Battery Storage |  | 1520 | 4
EXT_Build_LADWP_Demand Response_2030 | 170.2171 | 2030-01-01 | 2099-12-01 | LADWP | DR |  |  |  | 65.3402 | 63.6462 | 66.3972 | 80.4422 | 82.5499 | 180 | 170.2171 | 178.1114 | 177.5459 | 93.3026 | 69.2421 | 66.8912
EXT_Build_LADWP_Demand Response_2035 | 47.2825 | 2035-01-01 | 2099-12-01 | LADWP | DR |  |  |  | 18.1501 | 17.6795 | 18.4437 | 22.3451 | 22.9305 | 50 | 47.2825 | 49.4754 | 49.3183 | 25.9174 | 19.2339 | 18.5809
EXT_Build_LADWP_Demand Response_2045 | 9.4565 | 2045-01-01 | 2099-12-01 | LADWP | DR |  |  |  | 3.63 | 3.5359 | 3.6887 | 4.469 | 4.5861 | 10 | 9.4565 | 9.8951 | 9.8637 | 5.1835 | 3.8468 | 3.7162
EXT_Build_LADWP_Gas CT_2030 | 1778 | 2030-01-01 | 2099-12-01 | LADWP | CT
EXT_Build_LADWP_Gas CT_2035 | 870 | 2035-01-01 | 2099-12-01 | LADWP | CT
EXT_Build_LADWP_Gas CT_2040 | 271 | 2040-01-01 | 2099-12-01 | LADWP | CT
EXT_Build_LADWP_Gas CT_2045 | 120 | 2045-01-01 | 2099-12-01 | LADWP | CT
EXT_Build_LADWP_Geothermal_2030 | 315 | 2030-01-01 | 2099-12-01 | LADWP | Geothermal
EXT_Build_LADWP_Geothermal_2035 | 50 | 2035-01-01 | 2099-12-01 | LADWP | Geothermal
EXT_Build_LADWP_Solar_2030 | 514 | 2030-01-01 | 2099-12-01 | LADWP | Solar_1Axis | SOLAR_1AXIS__CA_LOSANGELES_V2024
EXT_Build_LADWP_Solar_2035 | 440 | 2035-01-01 | 2099-12-01 | LADWP | Solar_1Axis | SOLAR_1AXIS__CA_LOSANGELES_V2024
EXT_Build_LADWP_Solar_2040 | 250 | 2040-01-01 | 2099-12-01 | LADWP | Solar_1Axis | SOLAR_1AXIS__CA_LOSANGELES_V2024
EXT_Build_LADWP_Wind_2030 | 790 | 2030-01-01 | 2099-12-01 | LADWP | Wind | WIND_CPUCV2024c_CSD_CARIVERSIDE
EXT_Build_LADWP_Wind_2035 | 1585 | 2035-01-01 | 2099-12-01 | LADWP | Wind | WIND_CPUCV2024c_CSD_CARIVERSIDE
EXT_Build_LADWP_Wind_2040 | 470 | 2040-01-01 | 2099-12-01 | LADWP | Wind | WIND_CPUCV2024c_CSD_CARIVERSIDE
EXT_Build_LADWP_Wind_2045 | 1280 | 2045-01-01 | 2099-12-01 | LADWP | Wind | WIND_CPUCV2024c_CSD_CARIVERSIDE
EXT_Build_NCNC_Battery Storage_2030 | 1000 | 2030-01-01 | 2099-12-01 | NCNC | Battery Storage |  | 4000 | 4
EXT_Build_NCNC_Battery Storage_2035 | 121.9284 | 2035-01-01 | 2099-12-01 | NCNC | Battery Storage |  | 487.7135 | 4
EXT_Build_NCNC_Battery Storage_2040 | 124.2577 | 2040-01-01 | 2099-12-01 | NCNC | Battery Storage |  | 497.031 | 4
EXT_Build_NCNC_Battery Storage_2045 | 147.3996 | 2045-01-01 | 2099-12-01 | NCNC | Battery Storage |  | 589.5985 | 4
EXT_Build_NCNC_Demand Response_2030 | 121.2324 | 2030-01-01 | 2099-12-01 | NCNC | DR |  |  |  | 46.5367 | 45.3302 | 47.2896 | 57.2927 | 58.7939 | 128.2 | 121.2324 | 126.8549 | 126.4522 | 66.4522 | 49.3158 | 47.6414
EXT_Build_NCNC_Demand Response_2035 | 10.4546 | 2035-01-01 | 2099-12-01 | NCNC | DR |  |  |  | 4.0131 | 3.9091 | 4.0781 | 4.9407 | 5.0701 | 11.0554 | 10.4546 | 10.9394 | 10.9047 | 5.7306 | 4.2528 | 4.1084
EXT_Build_NCNC_Demand Response_2040 | 11.7834 | 2040-01-01 | 2099-12-01 | NCNC | DR |  |  |  | 4.5232 | 4.406 | 4.5964 | 5.5687 | 5.7146 | 12.4606 | 11.7834 | 12.3299 | 12.2907 | 6.4589 | 4.7933 | 4.6306
EXT_Build_NCNC_Demand Response_2045 | 14.2386 | 2045-01-01 | 2099-12-01 | NCNC | DR |  |  |  | 5.4657 | 5.324 | 5.5541 | 6.729 | 6.9053 | 15.0569 | 14.2386 | 14.899 | 14.8517 | 7.8047 | 5.7921 | 5.5954
EXT_Build_NCNC_Geothermal_2030 | 230 | 2030-01-01 | 2099-12-01 | NCNC | Geothermal
EXT_Build_NCNC_Geothermal_2035 | 23.4558 | 2035-01-01 | 2099-12-01 | NCNC | Geothermal
EXT_Build_NCNC_Geothermal_2040 | 41.7375 | 2040-01-01 | 2099-12-01 | NCNC | Geothermal
EXT_Build_NCNC_Geothermal_2045 | 49.6683 | 2045-01-01 | 2099-12-01 | NCNC | Geothermal
EXT_Build_NCNC_Solar_2030 | 1761 | 2030-01-01 | 2099-12-01 | NCNC | Solar_1Axis | SOLAR_1AXIS__CA_SACRAMENTO_V2024
EXT_Build_NCNC_Solar_2035 | 569.0786 | 2035-01-01 | 2099-12-01 | NCNC | Solar_1Axis | SOLAR_1AXIS__CA_SACRAMENTO_V2024
EXT_Build_NCNC_Solar_2040 | 395.4458 | 2040-01-01 | 2099-12-01 | NCNC | Solar_1Axis | SOLAR_1AXIS__CA_SACRAMENTO_V2024
EXT_Build_NCNC_Solar_2045 | 523.6257 | 2045-01-01 | 2099-12-01 | NCNC | Solar_1Axis | SOLAR_1AXIS__CA_SACRAMENTO_V2024
EXT_Build_NCNC_Wind_2030 | 715 | 2030-01-01 | 2099-12-01 | NCNC | Wind | WIND_CPUCV2024c_CSD_CASOLANO
EXT_Build_NCNC_Wind_2035 | 121.0745 | 2035-01-01 | 2099-12-01 | NCNC | Wind | WIND_CPUCV2024c_CSD_CASOLANO
EXT_Build_NCNC_Wind_2040 | 158.2365 | 2040-01-01 | 2099-12-01 | NCNC | Wind | WIND_CPUCV2024c_CSD_CASOLANO
EXT_Build_NCNC_Wind_2045 | 200.4894 | 2045-01-01 | 2099-12-01 | NCNC | Wind | WIND_CPUCV2024c_CSD_CASOLANO
EXT_Build_NEVP_Battery Storage_2030 | 2283 | 2030-01-01 | 2099-12-01 | NEVP | Battery Storage |  | 9132 | 4
EXT_Build_NEVP_Battery Storage_2040 | 1690 | 2040-01-01 | 2099-12-01 | NEVP | Battery Storage |  | 6760 | 4
EXT_Build_NEVP_Battery Storage_2045 | 2180 | 2045-01-01 | 2099-12-01 | NEVP | Battery Storage |  | 8720 | 4
EXT_Build_NEVP_Gas Steam_2030 | 261 | 2030-01-01 | 2099-12-01 | NEVP | Steam
EXT_Build_NEVP_Geothermal_2030 | 12.6 | 2030-01-01 | 2099-12-01 | NEVP | Geothermal
EXT_Build_NEVP_Solar_2030 | 2878 | 2030-01-01 | 2099-12-01 | NEVP | Solar_1Axis | SOLAR_1AXIS_NV_CLARK_BOULDER_V2024
EXT_Build_NEVP_Solar_2035 | 1290 | 2035-01-01 | 2099-12-01 | NEVP | Solar_1Axis | SOLAR_1AXIS_NV_CLARK_BOULDER_V2024
EXT_Build_NEVP_Solar_2040 | 2640 | 2040-01-01 | 2099-12-01 | NEVP | Solar_1Axis | SOLAR_1AXIS_NV_CLARK_BOULDER_V2024
EXT_Build_NEVP_Solar_2045 | 2750 | 2045-01-01 | 2099-12-01 | NEVP | Solar_1Axis | SOLAR_1AXIS_NV_CLARK_BOULDER_V2024
EXT_Build_NEVP_Wind_2035 | 830 | 2035-01-01 | 2099-12-01 | NEVP | Wind | WIND_CPUCV2024c_EIA_UTAH
EXT_Build_NEVP_Wind_2040 | 100 | 2040-01-01 | 2099-12-01 | NEVP | Wind | WIND_CPUCV2024c_EIA_UTAH
EXT_Build_NEVP_Wind_2045 | 300 | 2045-01-01 | 2099-12-01 | NEVP | Wind | WIND_CPUCV2024c_EIA_UTAH
EXT_Build_PACW_Battery Storage_2030 | 2616.6016 | 2030-01-01 | 2099-12-01 | PACW | Battery Storage |  | 10466.4063 | 4
EXT_Build_PACW_Battery Storage_2035 | 34.5169 | 2035-01-01 | 2099-12-01 | PACW | Battery Storage |  | 138.0678 | 4
EXT_Build_PACW_Battery Storage_2045 | 316.7629 | 2045-01-01 | 2099-12-01 | PACW | Battery Storage |  | 1267.0515 | 4
EXT_Build_PACW_Gas CT_2040 | 820.6364 | 2040-01-01 | 2099-12-01 | PACW | CT
EXT_Build_PACW_Gas CT_2045 | 79.7786 | 2045-01-01 | 2099-12-01 | PACW | CT
EXT_Build_PACW_Long Duration Storage_2035 | 75 | 2035-01-01 | 2099-12-01 | PACW | Battery Storage |  | 1800 | 24
EXT_Build_PACW_Long Duration Storage_2040 | 100 | 2040-01-01 | 2099-12-01 | PACW | Battery Storage |  | 2400 | 24
EXT_Build_PACW_Long Duration Storage_2045 | 17.0127 | 2045-01-01 | 2099-12-01 | PACW | Battery Storage |  | 408.3053 | 24
EXT_Build_PACW_Pumped Hydro Storage_2030 | 35 | 2030-01-01 | 2099-12-01 | PACW | PSH |  | 420 | 12
EXT_Build_PACW_Pumped Hydro Storage_2045 | 3.4025 | 2045-01-01 | 2099-12-01 | PACW | PSH |  | 40.8305 | 12
EXT_Build_PACW_Solar_2030 | 2135.6527 | 2030-01-01 | 2099-12-01 | PACW | Solar_1Axis | SOLAR_1AXIS__OR_MEDFORD_V2024
EXT_Build_PACW_Solar_2035 | 367.0874 | 2035-01-01 | 2099-12-01 | PACW | Solar_1Axis | SOLAR_1AXIS__OR_MEDFORD_V2024
EXT_Build_PACW_Solar_2045 | 260.804 | 2045-01-01 | 2099-12-01 | PACW | Solar_1Axis | SOLAR_1AXIS__OR_MEDFORD_V2024
EXT_Build_PACW_Wind_2030 | 174.9079 | 2030-01-01 | 2099-12-01 | PACW | Wind | WIND_CPUCV2024c_EIA_OREGON
EXT_Build_PACW_Wind_2035 | 2906.9616 | 2035-01-01 | 2099-12-01 | PACW | Wind | WIND_CPUCV2024c_EIA_OREGON
EXT_Build_PACW_Wind_2040 | 163.8566 | 2040-01-01 | 2099-12-01 | PACW | Wind | WIND_CPUCV2024c_EIA_OREGON
EXT_Build_PACW_Wind_2045 | 315.535 | 2045-01-01 | 2099-12-01 | PACW | Wind | WIND_CPUCV2024c_EIA_OREGON
EXT_Build_PortlandGE_Battery Storage_2030 | 998.5 | 2030-01-01 | 2099-12-01 | PortlandGE | Battery Storage |  | 3994 | 4
EXT_Build_PortlandGE_Battery Storage_2035 | 332 | 2035-01-01 | 2099-12-01 | PortlandGE | Battery Storage |  | 1328 | 4
EXT_Build_PortlandGE_Battery Storage_2040 | 2468 | 2040-01-01 | 2099-12-01 | PortlandGE | Battery Storage |  | 9872 | 4
EXT_Build_PortlandGE_Battery Storage_2045 | 216.2397 | 2045-01-01 | 2099-12-01 | PortlandGE | Battery Storage |  | 864.9587 | 4
EXT_Build_PortlandGE_Gas CT_2035 | 152 | 2035-01-01 | 2099-12-01 | PortlandGE | CT
EXT_Build_PortlandGE_Gas CT_2040 | 1891 | 2040-01-01 | 2099-12-01 | PortlandGE | CT
EXT_Build_PortlandGE_Gas CT_2045 | 116.3032 | 2045-01-01 | 2099-12-01 | PortlandGE | CT
EXT_Build_PortlandGE_Solar_2030 | 1641 | 2030-01-01 | 2099-12-01 | PortlandGE | Solar_1Axis | SOLAR_1AXIS__OR_PORTLAND_V2024
EXT_Build_PortlandGE_Solar_2035 | 816.8 | 2035-01-01 | 2099-12-01 | PortlandGE | Solar_1Axis | SOLAR_1AXIS__OR_PORTLAND_V2024
EXT_Build_PortlandGE_Solar_2040 | 1000 | 2040-01-01 | 2099-12-01 | PortlandGE | Solar_1Axis | SOLAR_1AXIS__OR_PORTLAND_V2024
EXT_Build_PortlandGE_Solar_2045 | 603.973 | 2045-01-01 | 2099-12-01 | PortlandGE | Solar_1Axis | SOLAR_1AXIS__OR_PORTLAND_V2024
EXT_Build_PortlandGE_Wind_2030 | 2303 | 2030-01-01 | 2099-12-01 | PortlandGE | Wind | WIND_CPUCV2024c_EIA_OREGON
EXT_Build_PortlandGE_Wind_2035 | 1225.2 | 2035-01-01 | 2099-12-01 | PortlandGE | Wind | WIND_CPUCV2024c_EIA_OREGON
EXT_Build_PortlandGE_Wind_2040 | 1500 | 2040-01-01 | 2099-12-01 | PortlandGE | Wind | WIND_CPUCV2024c_EIA_OREGON
EXT_Build_PortlandGE_Wind_2045 | 896.9364 | 2045-01-01 | 2099-12-01 | PortlandGE | Wind | WIND_CPUCV2024c_EIA_OREGON
EXT_Build_SRP_Battery Storage_2030 | 940 | 2030-01-01 | 2099-12-01 | SRP | Battery Storage |  | 3760 | 4
EXT_Build_SRP_Battery Storage_2035 | 900 | 2035-01-01 | 2099-12-01 | SRP | Battery Storage |  | 3600 | 4
EXT_Build_SRP_Battery Storage_2040 | 663.9833 | 2040-01-01 | 2099-12-01 | SRP | Battery Storage |  | 2655.9331 | 4
EXT_Build_SRP_Battery Storage_2045 | 1198.5596 | 2045-01-01 | 2099-12-01 | SRP | Battery Storage |  | 4794.2382 | 4
EXT_Build_SRP_Biomass_2035 | 50 | 2035-01-01 | 2099-12-01 | SRP | Biomass/Wood
EXT_Build_SRP_Biomass_2040 | 33.4661 | 2040-01-01 | 2099-12-01 | SRP | Biomass/Wood
EXT_Build_SRP_Biomass_2045 | 39.952 | 2045-01-01 | 2099-12-01 | SRP | Biomass/Wood
EXT_Build_SRP_Gas CT_2030 | 499 | 2030-01-01 | 2099-12-01 | SRP | CT
EXT_Build_SRP_Gas CT_2035 | 1500 | 2035-01-01 | 2099-12-01 | SRP | CT
EXT_Build_SRP_Gas CT_2040 | 1723.5046 | 2040-01-01 | 2099-12-01 | SRP | CT
EXT_Build_SRP_Gas CT_2045 | 2057.5272 | 2045-01-01 | 2099-12-01 | SRP | CT
EXT_Build_SRP_Geothermal_2035 | 50 | 2035-01-01 | 2099-12-01 | SRP | Geothermal
EXT_Build_SRP_Geothermal_2040 | 33.4661 | 2040-01-01 | 2099-12-01 | SRP | Geothermal
EXT_Build_SRP_Geothermal_2045 | 39.952 | 2045-01-01 | 2099-12-01 | SRP | Geothermal
EXT_Build_SRP_Pumped Hydro Storage_2030 | 400 | 2030-01-01 | 2099-12-01 | SRP | PSH |  | 4800 | 12
EXT_Build_SRP_Pumped Hydro Storage_2035 | 600 | 2035-01-01 | 2099-12-01 | SRP | PSH |  | 7200 | 12
EXT_Build_SRP_Pumped Hydro Storage_2040 | 669.3222 | 2040-01-01 | 2099-12-01 | SRP | PSH |  | 8031.8663 | 12
EXT_Build_SRP_Pumped Hydro Storage_2045 | 799.0397 | 2045-01-01 | 2099-12-01 | SRP | PSH |  | 9588.4765 | 12
EXT_Build_SRP_Solar_2030 | 3749 | 2030-01-01 | 2099-12-01 | SRP | Solar_1Axis | SOLAR_1AXIS_AZ_GRAHAM_PERIDOT_V2024
EXT_Build_SRP_Solar_2035 | 3600 | 2035-01-01 | 2099-12-01 | SRP | Solar_1Axis | SOLAR_1AXIS_AZ_GRAHAM_PERIDOT_V2024
EXT_Build_SRP_Solar_2040 | 2666.9331 | 2040-01-01 | 2099-12-01 | SRP | Solar_1Axis | SOLAR_1AXIS_AZ_GRAHAM_PERIDOT_V2024
EXT_Build_SRP_Solar_2045 | 4794.2382 | 2045-01-01 | 2099-12-01 | SRP | Solar_1Axis | SOLAR_1AXIS_AZ_GRAHAM_PERIDOT_V2024
EXT_Build_SRP_Wind_2030 | 481 | 2030-01-01 | 2099-12-01 | SRP | Wind | WIND_CPUCV2024c_EIA_NEWMEXICO
EXT_Build_SRP_Wind_2035 | 480 | 2035-01-01 | 2099-12-01 | SRP | Wind | WIND_CPUCV2024c_EIA_NEWMEXICO
EXT_Build_SRP_Wind_2040 | 374.4578 | 2040-01-01 | 2099-12-01 | SRP | Wind | WIND_CPUCV2024c_EIA_NEWMEXICO
EXT_Build_SRP_Wind_2045 | 639.2318 | 2045-01-01 | 2099-12-01 | SRP | Wind | WIND_CPUCV2024c_EIA_NEWMEXICO
EXT_Build_WALC_Battery Storage_2030 | 55.3464 | 2030-01-01 | 2099-12-01 | WALC | Battery Storage |  | 221.3854 | 4
EXT_Build_WALC_Battery Storage_2035 | 44.3691 | 2035-01-01 | 2099-12-01 | WALC | Battery Storage |  | 177.4764 | 4
EXT_Build_WALC_Battery Storage_2040 | 55.1053 | 2040-01-01 | 2099-12-01 | WALC | Battery Storage |  | 220.421 | 4
EXT_Build_WALC_Battery Storage_2045 | 59.2589 | 2045-01-01 | 2099-12-01 | WALC | Battery Storage |  | 237.0357 | 4
EXT_Build_WALC_Biomass_2030 | 0.68801 | 2030-01-01 | 2099-12-01 | WALC | Biomass/Wood
EXT_Build_WALC_Biomass_2035 | 0.55155 | 2035-01-01 | 2099-12-01 | WALC | Biomass/Wood
EXT_Build_WALC_Biomass_2040 | 0.68501 | 2040-01-01 | 2099-12-01 | WALC | Biomass/Wood
EXT_Build_WALC_Biomass_2045 | 0.73665 | 2045-01-01 | 2099-12-01 | WALC | Biomass/Wood
EXT_Build_WALC_Demand Response_2030 | 2.146 | 2030-01-01 | 2099-12-01 | WALC | DR |  |  |  | 0.82379 | 0.80243 | 0.83712 | 1.0142 | 1.0408 | 2.2694 | 2.146 | 2.2456 | 2.2385 | 1.1763 | 0.87299 | 0.84335
EXT_Build_WALC_Demand Response_2035 | 1.7204 | 2035-01-01 | 2099-12-01 | WALC | DR |  |  |  | 0.6604 | 0.64328 | 0.67109 | 0.81304 | 0.83434 | 1.8193 | 1.7204 | 1.8002 | 1.7945 | 0.94302 | 0.69984 | 0.67608
EXT_Build_WALC_Demand Response_2040 | 2.1367 | 2040-01-01 | 2099-12-01 | WALC | DR |  |  |  | 0.8202 | 0.79894 | 0.83347 | 1.0098 | 1.0362 | 2.2595 | 2.1367 | 2.2358 | 2.2287 | 1.1712 | 0.86918 | 0.83967
EXT_Build_WALC_Demand Response_2045 | 2.2978 | 2045-01-01 | 2099-12-01 | WALC | DR |  |  |  | 0.88203 | 0.85916 | 0.8963 | 1.0859 | 1.1143 | 2.4298 | 2.2978 | 2.4043 | 2.3967 | 1.2595 | 0.9347 | 0.90296
EXT_Build_WALC_Gas CC_2030 | 15.4821 | 2030-01-01 | 2099-12-01 | WALC | CC
EXT_Build_WALC_Gas CC_2035 | 12.4114 | 2035-01-01 | 2099-12-01 | WALC | CC
EXT_Build_WALC_Gas CC_2040 | 15.4147 | 2040-01-01 | 2099-12-01 | WALC | CC
EXT_Build_WALC_Gas CC_2045 | 16.5766 | 2045-01-01 | 2099-12-01 | WALC | CC
EXT_Build_WALC_Gas CT_2030 | 45.1092 | 2030-01-01 | 2099-12-01 | WALC | CT
EXT_Build_WALC_Gas CT_2035 | 36.1624 | 2035-01-01 | 2099-12-01 | WALC | CT
EXT_Build_WALC_Gas CT_2040 | 44.9127 | 2040-01-01 | 2099-12-01 | WALC | CT
EXT_Build_WALC_Gas CT_2045 | 48.2981 | 2045-01-01 | 2099-12-01 | WALC | CT
EXT_Build_WALC_Geothermal_2030 | 0.68801 | 2030-01-01 | 2099-12-01 | WALC | Geothermal
EXT_Build_WALC_Geothermal_2035 | 0.55155 | 2035-01-01 | 2099-12-01 | WALC | Geothermal
EXT_Build_WALC_Geothermal_2040 | 0.68501 | 2040-01-01 | 2099-12-01 | WALC | Geothermal
EXT_Build_WALC_Geothermal_2045 | 0.73665 | 2045-01-01 | 2099-12-01 | WALC | Geothermal
EXT_Build_WALC_Pumped Hydro Storage_2030 | 13.7602 | 2030-01-01 | 2099-12-01 | WALC | PSH |  | 165.1223 | 12
EXT_Build_WALC_Pumped Hydro Storage_2035 | 11.031 | 2035-01-01 | 2099-12-01 | WALC | PSH |  | 132.3724 | 12
EXT_Build_WALC_Pumped Hydro Storage_2040 | 13.7002 | 2040-01-01 | 2099-12-01 | WALC | PSH |  | 164.403 | 12
EXT_Build_WALC_Pumped Hydro Storage_2045 | 14.7329 | 2045-01-01 | 2099-12-01 | WALC | PSH |  | 176.7952 | 12
EXT_Build_WALC_Solar_2030 | 131.554 | 2030-01-01 | 2099-12-01 | WALC | Solar_1Axis | SOLAR_1AXIS_CA_RIVERSIDE_BLYTHE_V2024
EXT_Build_WALC_Solar_2035 | 105.462 | 2035-01-01 | 2099-12-01 | WALC | Solar_1Axis | SOLAR_1AXIS_CA_RIVERSIDE_BLYTHE_V2024
EXT_Build_WALC_Solar_2040 | 130.981 | 2040-01-01 | 2099-12-01 | WALC | Solar_1Axis | SOLAR_1AXIS_CA_RIVERSIDE_BLYTHE_V2024
EXT_Build_WALC_Solar_2045 | 140.8539 | 2045-01-01 | 2099-12-01 | WALC | Solar_1Axis | SOLAR_1AXIS_CA_RIVERSIDE_BLYTHE_V2024