## Descriptions
Unit Name | Name in Baseline and in SERVM model
CAISO_ResID_or_ADS_Gen_Name | CAISO Resource ID or Anchor Data Set name
Long Name CAISOGenUnitName ADSname | Longer name based on CAISO data or Anchor Data Set
Capmax MW | Modeled maximum output capacity, usually based on unit's nameplate or Net Dependable Capacity
Insvdt | Modeled In Service Date (online date)
RetireDate | Modeled Retirement Date
Region | WECC Region, usually a balancing area or utility service area, represents physical location of unit
OldName (changed name since prior Baseline or duplicative)
OldName Baseline Version
SERVM Region | Region modeled in SERVM (sometimes aggregates of two or more WECC Regions). For certain units physically located outside a SERVM modeled region and contracting energy to CAISO, they are assigned to one of the non-CAISO SERVM modeled regions. Example, New Mexico is not modeled in SERVM but certain units in NM contract to CAISO. Such units are moved to WALC so that transmission constraints into CAISO are represented.
SERVM Tech Category | Unit Category label in SERVM
RESOLVE Type | Resource Type label in RESOLVE model
Remote Region | Indicates remote region where energy and capacity are contracted to (instead of a unit's local region)
EIA Plant Name
EIA Generator ID 1
EIA Generator ID 2
EIA Generator ID 3
weather_station | Name of weather station (and mapping to set of weather-normalized production profiles) associated with a unit
Storage MWh | MWh storage volume for storage units
Storage Hours | Hours of storage, calculated from Storage MWh divided by Capmax MW
linked_unit | For hybrid or paired storage unit types, this is the associated generating unit name
max_combined_capacity MW | For hybrid or paired storage unit types, this value is specified when the maximum output of the storage and generating unit combined is less than the storage Capmax plus the generating unit Capmax
charging_restriction | Deprecated. All hybrid or paired storage units are assumed to have no charging restrictions.
Monthly capmax MW | If blank, keep using the value in the Capmax MW column. If not blank, then use these as monthly capmax values, including 0, and ignore the Capmax MW column value. For RA modeling of 2028 occurring in summer 2026, monthly capmax is not used and not updated here in this workbook.
External Build Calibration assumed additional units on top of the Baseline units for regions external to CAISO are not used in the RA modeling of 2028 base scenario. External Build assumptions will be updated later if sensitivity studies that tune LOLE for external regions are done.
Baseline Generator List, 2026 vintage update first released June 26, 2026.

## BaselineGeneratorList
Unit Name | CAISO_ResID_or_ADS_Gen_Name | Long Name CAISOGenUnitName ADSname | Capmax MW | Insvdt | RetireDate | Region | OldName (changed name since prior Baseline or duplicative) | OldName Baseline Version | SERVM Region | SERVM Tech Category | RESOLVE Type | Remote Region | EIA Plant Name | EIA Generator ID 1 | EIA Generator ID 2 | EIA Generator ID 3 | weather_station | Storage MWh | Storage Hours | linked_unit | max_combined_capacity MW
7STDRD_1_SOLAR1 | 7STDRD_1_SOLAR1 | Shafter Solar | 20 | 2015-06-01 | 2050-12-01 | PGE |  |  | PGE | Solar_1Axis | Solar |  | Shafter Solar LLC |  |  |  | SOLARV2025J_1AXIS_CA_KERN_BAKERSFIELD_0
ACACIA_6_SOLAR | ACACIA_6_SOLAR | West Antelope Solar | 20 | 2014-11-01 | 2050-12-01 | SCE |  |  | SCE | Solar_Fixed | Solar |  | TA-Acacia, LLC |  |  |  | SOLARV2025J_FIXED_CA_LOSANGELES_LANCASTER_1
ADERA_1_SOLAR1 | ADERA_1_SOLAR1 | Adera Solar | 20 | 2015-12-01 | 2050-12-01 | PGE |  |  | PGE | Solar_Fixed | Solar |  | Adera Solar |  |  |  | SOLARV2025J_FIXED_CA_MERCED_GUSTINE_0
ADLIN_1_UNITS | ADLIN_1_UNITS | GEYSERS AIDLIN AGGREGATE | 22 | 2008-07-01 | 2050-12-01 | PGE |  |  | PGE | Geothermal | Geothermal |  | Aidlin Geothermal Power Plant |  |  |  | ADLIN_1_UNITS_725905_23275
ADMEST_6_SOLAR | ADMEST_6_SOLAR | Adams East | 19 | 2014-12-01 | 2050-12-01 | PGE |  |  | PGE | Solar_Fixed | Solar |  | RE Adams East, LLC |  |  |  | SOLARV2025J_FIXED_CA_FRESNO_TRANQUILLITY_0
ADOBEE_1_SOLAR | ADOBEE_1_SOLAR | Adobe Solar | 20 | 2014-05-01 | 2050-12-01 | PGE |  |  | PGE | Solar_1Axis | Solar |  | Adobe Solar |  |  |  | SOLARV2025J_1AXIS_CA_KERN_BAKERSFIELD_0
AGRICO_6_PL3N5 | AGRICO_6_PL3N5 | Fresno Peaker | 22.69 | 2006-08-01 | 2050-12-01 | PGE |  |  | PGE | Cogen | CHP | [5 empty] | AGRICO_6_PL3N5_723890_93193
AGRICO_7_UNIT | AGRICO_7_UNIT | Fresno Cogen | 59.97 | 2001-01-01 | 2050-12-01 | PGE |  |  | PGE | Cogen | CHP |  | Fresno Cogen Partners |  |  |  | AGRICO_7_UNIT_723890_93193
AGUCAL_5_SOLAR1 | AGUCAL_5_SOLAR1 | Agua Caliente Solar | 290 | 2014-06-01 | 2050-12-01 | SDGE |  |  | SDGE | Solar_Fixed | Solar |  | Agua Caliente Solar Project |  |  |  | SOLARV2025J_FIXED_AZ_85333_DATELAND_0
AKINGS_6_AMESR1 | AKINGS_6_AMESR1 | American Kings Solar | 123 | 2020-12-01 | 2050-12-01 | PGE |  |  | PGE | Solar_1Axis | Solar |  | American Kings Solar, LLC |  |  |  | SOLARV2025J_1AXIS_CA_KINGS_STRATFORD_0
ALAMIT_2_AESBT2 | ALAMIT_2_AESBT2 | Alamitos Energy Storage 2 | 82 | 2024-11-01 | 2050-12-01 | SCE |  |  | SCE | Battery_4h | Li-ion Battery |  | AES ES Alamitos 2 LLC | ALMT2 |  |  |  | 328 | 4
ALAMIT_2_PL1X3 | ALAMIT_2_PL1X3 | Alamitos Energy Center Unit 7 | 674.7 | 2020-02-01 | 2050-12-01 | SCE |  |  | SCE | CC | CCGT |  | AES Alamitos Energy Center |  |  |  | ALAMIT_2_PL1X3_722950_23174
ALAMIT_7_ES1 | ALAMIT_7_ES1 | Alamitos Energy Storage | 100.45 | 2020-12-01 | 2050-12-01 | SCE |  |  | SCE | Battery_4h | Li-ion Battery |  | AES ES Alamitos, LLC | ALMTS |  |  |  | 401.8 | 4
ALAMIT_7_UNIT_3 | ALAMIT_7_UNIT 3 | ALAMITOS GEN STA. UNIT 3 | 326.76 | 1961-01-01 | 2023-12-01 | SCE |  |  | SCE | Steam | ST
ALAMIT_7_UNIT_4 | ALAMIT_7_UNIT 4 | ALAMITOS GEN STA. UNIT 4 | 334.43 | 1962-01-01 | 2023-12-01 | SCE |  |  | SCE | Steam | ST
ALAMIT_7_UNIT_5 | ALAMIT_7_UNIT 5 | ALAMITOS GEN STA. UNIT 5 | 480 | 1999-01-01 | 2023-12-01 | SCE |  |  | SCE | Steam | ST
ALAMO_6_UNIT | ALAMO_6_UNIT | ALAMO POWER PLANT | 17 | 1986-01-01 | 2050-12-01 | SCE |  |  | SCE | Hydro | Hydro |  | Alamo | 1
ALHMBR_1_ALHSLR | ALHMBR_1_ALHSLR | SG Alhambra | 50 | 2015-08-01 | 2050-12-01 | IID |  |  | IID | Solar_Fixed | Solar | SDGE | Solar Gen 2 Solar Facility | ALHM |  |  | SOLARV2025J_FIXED_CA_IMPERIAL_NONE_0
ALLGNY_6_HYDRO1 | ALLGNY_6_HYDRO1 | Salmon Creek Hydroelectric Project | 0.52 | 2014-12-01 | 2050-12-01 | PGE |  |  | PGE | Hydro | Hydro
ALMASL_2_AL6BT6 | ALMASL_2_AL6BT6 | Almasol 6 BES | 50 | 2022-06-01 | 2050-12-01 | SCE |  |  | SCE | Paired_BattStorage | Li-ion Battery | [6 empty] | 200 | 4 | ALMASL_2_GS6SR6
ALMASL_2_GS1SR1 | ALMASL_2_GS1SR1 | Almasol Generating Station 1 | 125 | 2020-12-01 | 2050-12-01 | SCE |  |  | SCE | Paired_Solar_1Axis | Solar | [5 empty] | SOLARV2025J_1AXIS_CA_RIVERSIDE_NONE_0
ALMASL_2_GS4SR4 | ALMASL_2_GS4SR4 | Almasol Generating Station 4 | 100 | 2020-12-01 | 2050-12-01 | SCE |  |  | SCE | Paired_Solar_1Axis | Solar | [5 empty] | SOLARV2025J_1AXIS_CA_RIVERSIDE_NONE_0
ALMASL_2_GS6SR6 | ALMASL_2_GS6SR6 | Almasol Generating Station 6 | 100 | 2021-10-01 | 2050-12-01 | SCE |  |  | SCE | Paired_Solar_1Axis | Solar | [5 empty] | SOLARV2025J_1AXIS_CA_RIVERSIDE_DESERTCENTER_0
ALMASL_2_GS7SR7 | ALMASL_2_GS7SR7 | Almasol Generating Station 7 | 132 | 2021-12-01 | 2099-01-01 | SCE |  |  | SCE | Paired_Solar_1Axis | Solar | [5 empty] | SOLARV2025J_1AXIS_CA_RIVERSIDE_NONE_0
ALMEGT_1_UNIT_1 | ALMEGT_1_UNIT 1 | ALAMEDA GT UNIT 1 | 25 | 1986-01-01 | 2050-12-01 | PGE |  |  | PGE | CT | Peaker |  | Alameda | 1 |  |  | ALMEGT_1_UNIT_1_724930_23230
ALMEGT_1_UNIT_2 | ALMEGT_1_UNIT 2 | ALAMEDA GT UNIT 2 | 25 | 1986-01-01 | 2050-12-01 | PGE |  |  | PGE | CT | Peaker |  | Alameda | 2 |  |  | ALMEGT_1_UNIT_2_724930_23230
ALPAUG_1_TUDSR1 | ALPAUG_1_TUDSR1 | Tulare DAC Solar | 3 | 2024-10-01 | 2050-12-01 | PGE |  |  | PGE | Solar_1Axis | Solar |  | Tulare CSG LLC |  |  |  | SOLARV2025J_1AXIS_CA_TULARE_TERRABELLA_0
ALPSLR_1_NTHSLR | ALPSLR_1_NTHSLR | Alpaugh North, LLC | 20 | 2013-03-01 | 2050-12-01 | PGE |  |  | PGE | Solar_Fixed | Solar |  | Alpaugh North |  |  |  | SOLARV2025J_FIXED_CA_TULARE_TERRABELLA_0
ALPSLR_1_SPSSLR | ALPSLR_1_SPSSLR | Alpaugh 50 LLC | 50 | 2013-03-01 | 2050-12-01 | PGE |  |  | PGE | Solar_Fixed | Solar |  | Alpaugh 50 |  |  |  | SOLARV2025J_FIXED_CA_TULARE_TERRABELLA_0
ALT6DN_2_WIND7 | ALT6DN_2_WIND7 | Pinyon Pines 1 | 164.31 | 2013-01-01 | 2050-12-01 | SCE |  |  | SCE | Wind | Wind |  | Pinyon Pine I |  |  |  | WIND_V2025E_CSD_CAKERN
ALT6DS_2_WIND9 | ALT6DS_2_WIND9 | Pinyon Pines 2 | 132 | 2013-01-01 | 2050-12-01 | SCE |  |  | SCE | Wind | Wind |  | Pinyon Pine II |  |  |  | WIND_V2025E_CSD_CAKERN
ALTA3A_2_CPCE4 | ALTA3A_2_CPCE4 | Alta Wind 4 | 102 | 2011-03-01 | 2050-12-01 | SCE |  |  | SCE | Wind | Wind |  | Alta Wind Energy Center IV |  |  |  | WIND_V2025E_CSD_CAKERN
ALTA3A_2_CPCE5 | ALTA3A_2_CPCE5 | Alta Wind 5 | 168 | 2011-04-01 | 2050-12-01 | SCE |  |  | SCE | Wind | Wind |  | Alta Wind Energy Center V |  |  |  | WIND_V2025E_CSD_CAKERN
ALTA3A_2_CPCE8 | ALTA3A_2_CPCE8 | Alta Wind 8 | 150 | 2012-02-01 | 2050-12-01 | SCE |  |  | SCE | Wind | Wind |  | Alta Wind VIII |  |  |  | WIND_V2025E_CSD_CAKERN
ALTA4A_2_CPCW1 | ALTA4A_2_CPCW1 | Alta Wind 1 | 150 | 2010-12-01 | 2050-12-01 | SCE |  |  | SCE | Wind | Wind |  | Alta Wind Energy Center I |  |  |  | WIND_V2025E_CSD_CAKERN
ALTA4B_2_CPCW2 | ALTA4B_2_CPCW2 | Alta Wind 2 | 150 | 2010-12-01 | 2050-12-01 | SCE |  |  | SCE | Wind | Wind |  | Alta Wind Energy Center II |  |  |  | WIND_V2025E_CSD_CAKERN
ALTA4B_2_CPCW3 | ALTA4B_2_CPCW3 | Alta Wind 3 | 150 | 2011-02-01 | 2050-12-01 | SCE |  |  | SCE | Wind | Wind |  | Alta Wind Energy Center III |  |  |  | WIND_V2025E_CSD_CAKERN
ALTA4B_2_CPCW6 | ALTA4B_2_CPCW6 | Mustang Hills | 150 | 2012-05-01 | 2050-12-01 | SCE |  |  | SCE | Wind | Wind |  | Mustang Hills LLC |  |  |  | WIND_V2025E_CSD_CAKERN
ALTA6B_2_WIND11 | ALTA6B_2_WIND11 | Alta Wind 11 | 88.15 | 2014-03-01 | 2050-12-01 | SCE |  |  | SCE | Wind | Wind |  | Alta Wind XI |  |  |  | WIND_V2025E_CSD_CAKERN
ALTA6E_2_WIND10 | ALTA6E_2_WIND10 | Alta Wind 10 | 134.84 | 2014-03-01 | 2050-12-01 | SCE |  |  | SCE | Wind | Wind |  | Alta Wind X |  |  |  | WIND_V2025E_CSD_CAKERN
ALTWD_2_AT3WD3 | ALTWD_2_AT3WD3 | Altech 3 | 9.8 | 2021-06-01 | 2099-01-01 | SCE |  |  | SCE | Wind | Wind |  | Altech III |  |  |  | WIND_V2025E_CSD_CARIVERSIDE
ALTWD_2_COAWD1 | ALTWD_2_COAWD1 | Coachella 1 | 50.4 | 2021-04-01 | 2050-12-01 | SCE |  |  | SCE | Wind | Wind |  | Coachella Hills Wind | CHW |  |  | WIND_V2025E_CSD_CARIVERSIDE
American_Canyon_RV_Boat_Storage | American Canyon RV Boat Storage | American Canyon RV Boat Storage | 1.85 | 2026-02-09 | 2050-12-01 | PGE |  |  | PGE | Solar_Fixed | Solar | [5 empty] | SOLARV2025J_FIXED_CA_YOLO_WOODLAND_0
ANAHM_2_CANYN1 | ANAHM_2_CANYN1 | CANYON POWER PLANT UNIT 1 | 49.21 | 2011-09-01 | 2050-12-01 | SCE |  |  | SCE | CT | Peaker |  | Canyon Power Plant | CPP1 |  |  | ANAHM_2_CANYN1_722950_23174
ANAHM_2_CANYN2 | ANAHM_2_CANYN2 | CANYON POWER PLANT UNIT 2 | 48.04 | 2011-09-01 | 2050-12-01 | SCE |  |  | SCE | CT | Peaker |  | Canyon Power Plant | CPP2 |  |  | ANAHM_2_CANYN2_722950_23174
ANAHM_2_CANYN3 | ANAHM_2_CANYN3 | CANYON POWER PLANT UNIT 3 | 46.49 | 2011-07-01 | 2050-12-01 | SCE |  |  | SCE | CT | Peaker |  | Canyon Power Plant | CPP3 |  |  | ANAHM_2_CANYN3_722950_23174
ANAHM_2_CANYN4 | ANAHM_2_CANYN4 | CANYON POWER PLANT UNIT 4 | 49.8 | 2011-07-01 | 2050-12-01 | SCE |  |  | SCE | CT | Peaker |  | Canyon Power Plant | CPP4 |  |  | ANAHM_2_CANYN4_722950_23174
ANGELA_1_ANGBT1 | ANGELA_1_ANGBT1 | Angela BESS | 20 | 2026-01-15 | 2050-12-01 | PGE |  |  | PGE | Paired_BattStorage | Li-ion Battery | [6 empty] | 80 | 4 | ANGELA_1_ANGSR1
ANGELA_1_ANGSR1 | ANGELA_1_ANGSR1 | Angela | 40 | 2026-01-15 | 2050-12-01 | PGE | ANGELA | 2024-11-07 | PGE | Paired_Solar_1Axis | Solar | [5 empty] | SOLARV2025J_1AXIS_CA_TULARE_TERRABELLA_0
Angeleno_Solar_Farm | Angeleno Solar Farm | Angeleno Solar Farm | 1150 | 2026-12-31 | 2050-12-01 | SCE |  |  | SCE | Battery_4h | Li-ion Battery | [6 empty] | 4600 | 4
ANZA_6_SOLAR1 | ANZA_6_SOLAR1 | Seville Solar One | 20 | 2015-12-01 | 2050-12-01 | IID |  |  | IID | Solar_1Axis | Solar | SDGE | Seville 1 |  |  |  | SOLARV2025J_1AXIS_CA_IMPERIAL_NONE_0
APLHIL_1_SFKHY1 | APLHIL_1_SFKHY1 | South Fork Powerhouse | 2.68 | 1989-06-01 | 2050-12-01 | PGE |  |  | PGE | Hydro | Hydro
AQUAWS_2_AQWSR1 | AQUAWS_2_AQWSR1 | Aquamarine Westside | 250 | 2021-12-01 | 2050-12-01 | PGE |  |  | PGE | Solar_1Axis | Solar |  | Aquamarine |  |  |  | SOLARV2025J_1AXIS_CA_KINGS_STRATFORD_0
ARAMIS_2_APPBT1 | ARAMIS_2_APPBT1 | Aramis Power Plant BESS 1 | 75 | 2026-07-31 | 2050-12-01 | PGE |  |  | PGE | Paired_BattStorage | Li-ion Battery |  | Aramis I Solar Project | IPARB |  |  |  | 300 | 4 | ARAMIS_2_APPSR1
ARAMIS_2_APPBT2 | ARAMIS_2_APPBT2 | Aramis Power Plant BESS 2 | 25 | 2026-07-31 | 2050-12-01 | PGE |  |  | PGE | Paired_BattStorage | Li-ion Battery |  | Aramis I Solar Project | IPARB |  |  |  | 100 | 4 | ARAMIS_2_APPSR2
ARAMIS_2_APPSR1 | ARAMIS_2_APPSR1 | Aramis Power Plant | 75 | 2026-07-31 | 2050-12-01 | PGE | ARAMIS | 2024-11-07 | PGE | Paired_Solar_1Axis | Solar | [5 empty] | SOLARV2025J_1AXIS_CA_MERCED_GUSTINE_0
ARAMIS_2_APPSR2 | ARAMIS_2_APPSR2 | Aramis Power Plant PV2 | 25 | 2026-07-31 | 2050-12-01 | PGE | ARAMIS | 2024-11-07 | PGE | Paired_Solar_1Axis | Solar | [5 empty] | SOLARV2025J_1AXIS_CA_MERCED_GUSTINE_0
Aratina_Solar_Center_2 | Aratina Solar Center 2 | Aratina Solar Center 2 | 200 | 2026-06-01 | 2050-12-01 | SCE | ARATINASOLAR |  | SCE | Battery_4h | Li-ion Battery |  | Aratina Solar Center 2 |  |  |  |  | 800 | 4
ARBWD_6_QF | ARBWD_6_QF | Wind Resource II | 19.95 | 2013-05-01 | 2050-12-01 | SCE |  |  | SCE | Wind | Wind | [5 empty] | WIND_V2025E_CSD_CAKERN
ARCATA_6_FCPSB1_LESR | ARCATA_6_FCPSB1 | Foster Clean Power A | 1.25 | 2025-12-01 | 2050-12-01 | PGE | FOSTER_CLEAN_POWER_A | 2024-11-07 | PGE | Hybrid_BattStorage | Li-ion Battery |  | Foster Clean Power A | FOSTA |  |  |  | 5 | 4 | ARCATA_6_FCPSB1_SUN | 3
ARCATA_6_FCPSB1_SUN | ARCATA_6_FCPSB1 | Foster Clean Power A | 3 | 2025-12-01 | 2050-12-01 | PGE | FOSTER_CLEAN_POWER_A | 2024-11-07 | PGE | Hybrid_Solar_Fixed | Solar |  | Foster Clean Power A | FOSTA |  |  | SOLARV2025J_FIXED__CA_WILLITS
ARCATA_6_FCPSB2_LESR | ARCATA_6_FCPSB2 | Foster Clean Power B | 1.25 | 2025-12-01 | 2050-12-01 | PGE |  |  | PGE | Hybrid_BattStorage | Li-ion Battery | [6 empty] | 5 | 4 | ARCATA_6_FCPSB2_SUN | 4
ARCATA_6_FCPSB2_SUN | ARCATA_6_FCPSB2 | Foster Clean Power B | 4 | 2025-12-01 | 2050-12-01 | PGE |  |  | PGE | Hybrid_Solar_1Axis | Solar | [5 empty] | SOLARV2025J_1AXIS__CA_WILLITS
ARCOGN_2_UNITS | ARCOGN_2_UNITS | WATSON COGENERATION | 245 | 1987-12-01 | 2050-12-01 | SCE |  |  | SCE | Cogen | CHP |  | Watson Cogeneration |  |  |  | ARCOGN_2_UNITS_722950_23174
Ares_Nevada | Ares Nevada | Ares Nevada | 44 | 2027-01-08 | 2050-12-01 | SCE |  |  | SCE | PSH | Pumped Storage | [6 empty] | 1056 | 24
ARKANS_1_ARKSLR | ARKANS_1_ARKSLR | SG Arkansas | 50 | 2015-08-01 | 2050-12-01 | IID |  |  | IID | Solar_Fixed | Solar | SDGE | Solar Gen 2 Solar Facility | ARK |  |  | SOLARV2025J_FIXED_CA_IMPERIAL_NONE_0
ARLEAF_2_NBSSB1_LESR | ARLEAF_2_NBSSB1 | North Brawley Solar | 35 | 2025-12-01 | 2050-12-01 | IID | ARROWLEAF_SOLAR_AND_STORAGE |  | IID | Hybrid_BattStorage | Li-ion Battery | SDGE | Arrowleaf Solar and Storage |  |  |  |  | 140 | 4 | ARLEAF_2_NBSSB1_SUN | 35
ARLEAF_2_NBSSB1_SUN | ARLEAF_2_NBSSB1 | North Brawley Solar | 42 | 2025-12-01 | 2050-12-01 | IID | ARROWLEAF_SOLAR_AND_STORAGE |  | IID | Hybrid_Solar_1Axis | Solar | SDGE | Arrowleaf Solar and Storage |  |  |  | SOLARV2025J_1AXIS_CA_IMPERIAL_NONE_0
ARLINT_5_SCEDYN | ARLINT_5_SCEDYN | Arlington Valley CC | 565 | 2002-07-01 | 2050-12-01 | AZPS |  |  | AZPS | CC | CCGT |  | Arlington Valley Energy Facility |  |  |  | ARLINT_5_SCEDYN_722780_23183
ARLNTN_2_AR1SR1 | ARLNTN_2_AR1SR1 | Arlington | 100 | 2022-03-01 | 2050-12-01 | SCE |  |  | SCE | Paired_Solar_1Axis | Solar |  | Arlington Energy Center II | AEC1 |  |  | SOLARV2025J_1AXIS_CA_RIVERSIDE_BLYTHE_0
ARLNTN_2_ASUSR1 | ARLNTN_2_ASUSR1 | Arlington Solar Unit 1 | 131 | 2022-08-01 | 2099-01-01 | SCE |  |  | SCE | Paired_Solar_1Axis | Solar |  | Arlington Energy Center III | AEC3 |  |  | SOLARV2025J_1AXIS_CA_RIVERSIDE_BLYTHE_0
ARLVAL_5_SOLAR | ARLVAL_5_SOLAR | Arlington Valley Solar Energy II | 127 | 2013-10-01 | 2050-12-01 | AZPS |  |  | AZPS | Solar_Fixed | Solar | SDGE | Arlington Valley Solar Energy II |  |  |  | SOLARV2025J_FIXED_AZ_85333_DATELAND_0
ARVINN_6_ORION1 | ARVINN_6_ORION1 | Orion 1 Solar | 12 | 2014-06-01 | 2050-12-01 | PGE |  |  | PGE | Solar_Fixed | Solar |  | Orion Solar I |  |  |  | SOLARV2025J_FIXED_CA_KERN_BAKERSFIELD_0
ARVINN_6_ORION2 | ARVINN_6_ORION2 | Orion 2 Solar | 8 | 2014-06-01 | 2050-12-01 | PGE |  |  | PGE | Solar_1Axis | Solar |  | Orion Solar II |  |  |  | SOLARV2025J_1AXIS_CA_KERN_BAKERSFIELD_0
ASTORA_2_SOLAR1 | ASTORA_2_SOLAR1 | Astoria 1 | 100 | 2016-10-01 | 2050-12-01 | SCE |  |  | SCE | Solar_1Axis | Solar |  | RE Astoria |  |  |  | SOLARV2025J_1AXIS_CA_KERN_ROSAMOND_0
ASTORA_2_SOLAR2 | ASTORA_2_SOLAR2 | Astoria 2 | 75 | 2016-10-01 | 2050-12-01 | SCE |  |  | SCE | Solar_1Axis | Solar |  | RE Astoria 2 |  |  |  | SOLARV2025J_1AXIS_CA_KERN_ROSAMOND_0
ATHOS_5_AP1X2 | ATHOS_5_AP1X2 | Athos Power Plant | 250 | 2022-05-01 | 2050-12-01 | SCE |  |  | SCE | Paired_Solar_1Axis | Solar |  | Athos Solar Project | IPAT1 |  |  | SOLARV2025J_1AXIS_CA_RIVERSIDE_DESERTCENTER_0
ATHOS_5_AP2X2 | ATHOS_5_AP2X2 | Athos Power Plant 2 | 200 | 2021-12-01 | 2099-01-01 | SCE |  |  | SCE | Paired_Solar_1Axis | Solar |  | SE Athos II, LLC | IPAT2 |  |  | SOLARV2025J_1AXIS_CA_RIVERSIDE_DESERTCENTER_0
Athos_Power_Plant_BESS_1 | Athos Power Plant BESS 1 | Athos Power Plant BESS 1 | 100 | 2026-04-17 | 2050-12-01 | SCE |  |  | SCE | Paired_BattStorage | Li-ion Battery |  | Athos Solar Project |  |  |  |  | 400 | 4 | ATHOS_5_AP1X2
Athos_Power_Plant_BESS_2 | Athos Power Plant BESS 2 | Athos Power Plant BESS 2 | 200 | 2026-04-17 | 2050-12-01 | SCE |  |  | SCE | Paired_BattStorage | Li-ion Battery |  | Athos Solar Project |  |  |  |  | 800 | 4 | ATHOS_5_AP2X2
Athos_Power_Plant_BESS_3 | Athos Power Plant BESS 3 | Athos Power Plant BESS 3 | 102.3 | 2026-04-17 | 2050-12-01 | SCE |  |  | SCE | Battery_4h | Li-ion Battery |  | Athos Solar Project |  |  |  |  | 409.2 | 4
Athos_Power_Plant_BESS_4 | Athos Power Plant BESS 4 | Athos Power Plant BESS 4 | 47.7 | 2026-04-17 | 2050-12-01 | SCE |  |  | SCE | Battery_4h | Li-ion Battery |  | Athos Solar Project |  |  |  |  | 190.8 | 4
ATLAS2_5_A11SX2 | ATLAS2_5_A11SX2 | Atlas COMPLEX 11 PV | 200 | 2027-01-01 | 2050-12-01 | SCE |  |  | SCE | Paired_Solar_Fixed | Solar | [5 empty] | SOLARV2025J_FIXED_AZ_85333_DATELAND_0
ATLAS2_5_A4BSX2 | ATLAS2_5_A4BSX2 | Atlas COMPLEX 4B PV | 300 | 2027-03-01 | 2050-12-01 | SCE |  |  | SCE | Paired_Solar_Fixed | Solar | [5 empty] | SOLARV2025J_FIXED_AZ_85333_DATELAND_0
ATLAS2_5_AC2SR2 | ATLAS2_5_AC2SR2 | Atlas COMPLEX 2 PV | 100 | 2026-03-01 | 2050-12-01 | SCE |  |  | SCE | Paired_Solar_Fixed | Solar | [5 empty] | SOLARV2025J_FIXED_AZ_85333_DATELAND_0
ATLAS2_5_AC5SR5 | ATLAS2_5_AC5SR5 | Atlas COMPLEX 5 PV | 200 | 2026-06-01 | 2050-12-01 | SCE |  |  | SCE | Paired_Solar_Fixed | Solar | [5 empty] | SOLARV2025J_FIXED_AZ_85333_DATELAND_0
ATLAS2_5_AC6SR6 | ATLAS2_5_AC6SR6 | Atlas COMPLEX 6 PV | 100 | 2026-12-01 | 2050-12-01 | SCE |  |  | SCE | Paired_Solar_Fixed | Solar | [5 empty] | SOLARV2025J_FIXED_AZ_85333_DATELAND_0
ATLAS2_5_ACSR10 | ATLAS2_5_ACSR10 | Atlas COMPLEX 10 PV | 225 | 2026-12-01 | 2050-12-01 | SCE |  |  | SCE | Paired_Solar_Fixed | Solar | [5 empty] | SOLARV2025J_FIXED_AZ_85333_DATELAND_0
ATLASC_5_ACBBT1 | ATLASC_5_ACBBT1 | Atlas COMPLEX 4A BESS | 150 | 2027-03-01 | 2050-12-01 | SCE |  |  | SCE | Paired_BattStorage | Li-ion Battery |  | Athos Solar Project |  |  |  |  | 600 | 4 | ATLAS2_5_A4BSX2
ATLASC_5_ACBBT2 | ATLASC_5_ACBBT2 | Atlas Complex 7A BESS | 180 | 2025-12-01 | 2050-12-01 | SCE | TRANSGRID_ATLAS_7 | 2024-11-07 | SCE | Paired_BattStorage | Li-ion Battery |  | Atlas | ATLB1 |  |  |  | 720 | 4 | ATLAS2_5_AC2SR2
ATLASC_5_ACBBT3 | ATLASC_5_ACBBT3 | Atlas Complex 7B BESS | 120 | 2025-12-01 | 2050-12-01 | SCE | TRANSGRID_ATLAS_7 | 2024-11-07 | SCE | Paired_BattStorage | Li-ion Battery |  | Atlas | ATLB1 |  |  |  | 480 | 4 | ATLAS2_5_A11SX2
ATLASC_5_ACBBT4 | ATLASC_5_ACBBT4 | Atlas COMPLEX 8A BESS | 210 | 2027-01-01 | 2050-12-01 | SCE | TRANSGRID_ATLAS_8 | 2024-11-07 | SCE | Paired_BattStorage | Li-ion Battery | [6 empty] | 840 | 4 | ATLAS2_5_AC5SR5
ATLASC_5_ACBBT5 | ATLASC_5_ACBBT5 | Atlas COMPLEX 8B BESS | 172 | 2027-01-01 | 2050-12-01 | SCE | TRANSGRID_ATLAS_8 | 2024-11-07 | SCE | Paired_BattStorage | Li-ion Battery | [6 empty] | 688 | 4 | ATLAS2_5_ACSR10
ATLASC_5_ACBBT6 | ATLASC_5_ACBBT6 | Atlas Complex 9 BESS | 150 | 2025-12-01 | 2050-12-01 | SCE | TRANSGRID_ATLAS_9 | 2024-11-07 | SCE | Paired_BattStorage | Li-ion Battery | [6 empty] | 600 | 4 | ATLAS2_5_AC6SR6
ATWEL2_1_SOLAR1 | ATWEL2_1_SOLAR1 | Atwell West | 20 | 2015-06-01 | 2050-12-01 | PGE |  |  | PGE | Solar_1Axis | Solar |  | Atwell Island West Solar |  |  |  | SOLARV2025J_1AXIS_CA_KERN_LOSTHILLS_0
ATWELL_1_SOLAR | ATWELL_1_SOLAR | Atwell Island PV Solar Generating Faci. | 20 | 2013-03-01 | 2050-12-01 | PGE |  |  | PGE | Solar_Fixed | Solar |  | Atwell Island |  |  |  | SOLARV2025J_FIXED_CA_KINGS_STRATFORD_0
AVENAL_6_AVPARK | AVENAL_6_AVPARK | Avenal Park Solar Project | 6 | 2011-08-01 | 2050-12-01 | PGE |  |  | PGE | Solar_Fixed | Solar |  | Avenal Park |  |  |  | SOLARV2025J_FIXED_CA_KINGS_STRATFORD_0
AVENAL_6_AVSLR1 | AVENAL_6_AVSLR1 | Avenal Solar 1 | 7.9 | 2017-01-01 | 2050-12-01 | PGE |  |  | PGE | Solar_1Axis | Solar |  | CED Avenal | AVCA |  |  | SOLARV2025J_1AXIS_CA_KINGS_STRATFORD_0
AVENAL_6_AVSLR2 | AVENAL_6_AVSLR2 | Avenal Solar 2 | 7.9 | 2017-01-01 | 2050-12-01 | PGE |  |  | PGE | Solar_1Axis | Solar |  | Avenal Park | AVCA |  |  | SOLARV2025J_1AXIS_CA_KINGS_STRATFORD_0
AVENAL_6_SANDDG | AVENAL_6_SANDDG | Sand Drag Solar Project | 19 | 2011-08-01 | 2050-12-01 | PGE |  |  | PGE | Solar_Fixed | Solar |  | Sand Drag LLC |  |  |  | SOLARV2025J_FIXED_CA_KINGS_STRATFORD_0
AVENAL_6_SUNCTY | AVENAL_6_SUNCTY | Sun City Solar Project | 20 | 2011-08-01 | 2050-12-01 | PGE |  |  | PGE | Solar_Fixed | Solar |  | Sun City Project LLC |  |  |  | SOLARV2025J_FIXED_CA_KINGS_STRATFORD_0
Avocet_Storage | Avocet Storage | Avocet Storage | 200 | 2026-04-15 | 2050-12-01 | SCE | AVOCET | 2024-11-07 | SCE | Battery_4h | Li-ion Battery | [6 empty] | 800 | 4
AVSOLR_2_SOLAR | AVSOLR_2_SOLAR | AV SOLAR RANCH 1 | 241.5 | 2014-06-01 | 2050-12-01 | SCE |  |  | SCE | Solar_Fixed | Solar |  | AV Solar Ranch One |  |  |  | SOLARV2025J_FIXED_CA_KERN_ROSAMOND_0
AZALEA_6_AZABT1 | AZALEA_6_AZABT1 | Azalea BESS | 38 | 2025-12-01 | 2050-12-01 | PGE | AZALEASTORAGE | 2024-11-07 | PGE | Paired_BattStorage | Li-ion Battery |  | Azalea (CA) | AZAL |  |  |  | 152 | 4 | AZALEA_6_AZASR1
AZALEA_6_AZASR1 | AZALEA_6_AZASR1 | Azalea | 60 | 2025-12-01 | 2050-12-01 | PGE | AZALEASTORAGE | 2024-11-07 | PGE | Paired_Solar_1Axis | Solar |  | Azalea (CA) | AZAL |  |  | SOLARV2025J_1AXIS_CA_KERN_LOSTHILLS_0
BAHIA_2_LKHSR1 | BAHIA_2_LKHSR1 | Lake Herman Solar | 5 | 2021-09-01 | 2099-01-01 | PGE |  |  | PGE | Solar_1Axis | Solar |  | Lake Herman |  |  |  | SOLARV2025J_1AXIS_CA_YOLO_WOODLAND_0
BALCHS_7_UNIT_1 | BALCHS_7_UNIT 1 | BALCH 1 PH UNIT 1 | 31 | 1927-01-01 | 2050-12-01 | PGE |  |  | PGE | Hydro | Hydro |  | Balch 1 | 1
BALCHS_7_UNIT_2 | BALCHS_7_UNIT 2 | BALCH 2 PH UNIT 2 | 52.5 | 1958-01-01 | 2050-12-01 | PGE |  |  | PGE | Hydro | Hydro |  | Balch 2 | 2
BALCHS_7_UNIT_3 | BALCHS_7_UNIT 3 | BALCH 2 PH UNIT 3 | 54.6 | 1958-01-01 | 2050-12-01 | PGE |  |  | PGE | Hydro | Hydro |  | Balch 2 | 3
BANKPP_2_NSPIN | BANKPP_2_NSPIN | BANKPP_2_NSPIN | 270 | 2009-03-01 | 2050-12-01 | PGE |  |  | PGE | Pumping_Load | Shed_DR
BARRE_2_ALASB1_LESR | BARRE_2_ALASB1 | Los Alamitos 1 | 10 | 2023-11-01 | 2050-12-01 | SCE | BARRE_2_ALASB1 | 2024-11-07 | SCE | Hybrid_BattStorage | Li-ion Battery |  | BCE Los Alamitos 1 | BCE12 |  |  |  | 40 | 4 | BARRE_2_ALASB1_SUN | 10
BARRE_2_ALASB1_SUN | BARRE_2_ALASB1 | Los Alamitos 1 | 10 | 2023-11-01 | 2050-12-01 | SCE | BARRE_2_ALASB1 | 2024-11-07 | SCE | Hybrid_Solar_1Axis | Solar |  | BCE Los Alamitos 1 | BCE12 |  |  | SOLARV2025J_1AXIS_CA_LOSANGELES_BELLFLOWER_0
BARRE_2_QF | BARRE_2_QF | BARRE QFS | 0.2 | 1994-01-01 | 2050-12-01 | SCE |  |  | SCE | Cogen | CHP | [5 empty] | BARRE_2_QF_722950_23174
BARRE_2_SBBBT1 | BARRE_2_SBBBT1 | Seal Beach BESS | 10 | 2025-12-01 | 2050-12-01 | SCE | SEAL_BEACH | 2024-11-07 | SCE | Paired_BattStorage | Li-ion Battery | [6 empty] | 40 | 4 | BARRE_2_SBBSR1
BARRE_2_SBBSR1 | BARRE_2_SBBSR1 | Seal Beach PV | 10 | 2025-12-01 | 2050-12-01 | SCE | SEAL_BEACH | 2024-11-07 | SCE | Paired_Solar_1Axis | Solar | [5 empty] | SOLARV2025J_1AXIS_CA_LOSANGELES_BELLFLOWER_0
BARRE_6_PEAKER | BARRE_6_PEAKER | Barre Peaker | 49 | 2007-09-01 | 2050-12-01 | SCE |  |  | SCE | CT | Peaker |  | Barre Peaker |  |  |  | BARRE_6_PEAKER_722950_23174
BASICE_2_UNITS | BASICE_2_UNITS | King City Cogen | 120 | 1989-03-01 | 2050-12-01 | PGE |  |  | PGE | Cogen | CHP |  | King City Power Plant |  |  |  | BASICE_2_UNITS_723965_93209
BCTSYS_5_PWXDYN | BCTSYS_5_PWXDYN | BCTSYS_5_PWXDYN | 428 | 1989-06-01 | 2050-12-01 | PGE |  |  | PGE | Hydro | Hydro
BDGRCK_1_UNITS | BDGRCK_1_UNITS | BADGER CREEK LIMITED | 48.08 | 1991-04-01 | 2050-12-01 | PGE |  |  | PGE | Cogen | CHP |  | Badger Creek Limited |  |  |  | BDGRCK_1_UNITS_723840_23155
BEARDS_7_UNIT_1 | BEARDS_7_UNIT 1 | Beardsley Hydro | 11.5 | 1957-01-01 | 2050-12-01 | PGE |  |  | PGE | Hydro | Hydro |  | Beardsley | 1
BEARMT_1_UNIT | BEARMT_1_UNIT | Bear Mountain Limited | 49.21 | 1995-04-01 | 2050-12-01 | PGE |  |  | PGE | Cogen | CHP |  | Bear Mountain Limited |  |  |  | BEARMT_1_UNIT_723840_23155
BEJNLS_5_BV2SCEDYN | BEJNLS_5_BV2SCEDYN | Broadview 2 | 167 | 2017-01-01 | 2050-12-01 | PNM |  |  | AZPS | OOS_Wind | Wind | SCE | Broadview Energy JN, LLC |  |  |  | WIND_V2025E_EIA_NEWMEXICO
BEKWJS_5_BV1SCEDYN | BEKWJS_5_BV1SCEDYN | Broadview 1 | 130 | 2017-01-01 | 2050-12-01 | PNM |  |  | AZPS | OOS_Wind | Wind | SCE | Broadview Energy KW, LLC |  |  |  | WIND_V2025E_EIA_NEWMEXICO
BELDEN_7_UNIT_1 | BELDEN_7_UNIT 1 | BELDEN HYDRO | 119 | 1969-01-01 | 2050-12-01 | PGE |  |  | PGE | Hydro | Hydro |  | Belden | 1
BELLEF_2_BSFBX3 | BELLEF_2_BSFBX3 | Bellefield Solar Farm BESS | 500 | 2025-12-01 | 2050-12-01 | SCE | BELLEFIELD_STORAGE_1 | 2024-11-07 | SCE | Paired_BattStorage | Li-ion Battery |  | Bellefield Solar and Energy Storage Farm | 50LWB |  |  |  | 2000 | 4 | BELLEF_2_BSFSX3
BELLEF_2_BSFSX3 | BELLEF_2_BSFSX3 | Bellefield Solar Farm | 500 | 2025-12-01 | 2050-12-01 | SCE |  |  | SCE | Paired_Solar_Fixed | Solar |  | Bellefield Solar and Energy Storage Farm | 50LWB |  |  | SOLARV2025J_FIXED_CA_KERN_MOJAVE_0
Bellefield_2_Solar_Farm | Bellefield 2 Solar Farm | Bellefield 2 Solar Farm | 500 | 2026-08-01 | 2050-12-01 | SCE |  |  | SCE | Solar_Fixed | Solar | [5 empty] | SOLARV2025J_FIXED_CA_KERN_MOJAVE_0
BERCYN_2_BCEBT1 | BERCYN_2_BCEBT1 | Bear Canyon Energy Storage | 13 | 2024-07-01 | 2050-01-01 | PGE |  |  | PGE | Battery_4h | Li-ion Battery |  | Bear Canyon | BC1 |  |  |  | 52 | 4
BGROCK_2_BRFBX2 | BGROCK_2_BRFBX2 | Big Rock Solar Farm | 200 | 2025-05-01 | 2050-12-01 | SDGE |  |  | SDGE | Battery_4h | Li-ion Battery | [6 empty] | 800 | 4
BGSKYN_2_AS2SR1 | BGSKYN_2_AS2SR1 | Antelope Solar 2 | 105 | 2018-12-01 | 2050-12-01 | SCE |  |  | SCE | Paired_Solar_1Axis | Solar |  | Antelope Expansion 2 |  |  |  | SOLARV2025J_1AXIS_CA_LOSANGELES_LANCASTER_1
BGSKYN_2_ASPSR2 | BGSKYN_2_ASPSR2 | Antelope Solar 2 San Pablo | 100 | 2019-08-01 | 2050-12-01 | SCE |  |  | SCE | Paired_Solar_1Axis | Solar |  | San Pablo Raceway |  |  |  | SOLARV2025J_1AXIS_CA_LOSANGELES_LANCASTER_1
BGSKYN_2_ASSR1B | BGSKYN_2_ASSR1B | Antelope Solar 1B | 17 | 2022-11-01 | 2099-01-01 | SCE |  |  | SCE | Paired_Solar_1Axis | Solar |  | Antelope Expansion 1B | ANE1B |  |  | SOLARV2025J_1AXIS_CA_LOSANGELES_LANCASTER_1
BGSKYN_2_ASSR3A | BGSKYN_2_ASSR3A | Antelope Solar 3A | 15 | 2021-06-01 | 2099-01-01 | SCE |  |  | SCE | Paired_Solar_1Axis | Solar |  | Antelope Expansion 3A |  |  |  | SOLARV2025J_1AXIS_CA_LOSANGELES_LANCASTER_1
BGSKYN_2_ASSR3B | BGSKYN_2_ASSR3B | Antelope Solar 3B | 5 | 2021-06-01 | 2099-01-01 | SCE |  |  | SCE | Paired_Solar_1Axis | Solar |  | Antelope Expansion 3B |  |  |  | SOLARV2025J_1AXIS_CA_LOSANGELES_LANCASTER_1
BGSKYN_2_BS3SR3 | BGSKYN_2_BS3SR3 | Big Sky Solar 3 | 20 | 2019-09-01 | 2050-12-01 | SCE |  |  | SCE | Solar_1Axis | Solar | [5 empty] | SOLARV2025J_1AXIS_CA_LOSANGELES_LANCASTER_1
BIGCRK_2_EXESWD | BIGCRK_2_EXESWD | BIG CREEK HYDRO PROJECT PSP | 820 | 1913-01-01 | 2050-12-01 | SCE |  |  | SCE | Hydro | Hydro |  | Big Creek 1 | 1 | 2 | 3
BIGCRK_7_DAM7 | BIGCRK_7_DAM7 | DAM 7 AT BIG CREEK (FISHWATER GEN) | 0.3 | 1986-01-01 | 2050-12-01 | SCE |  |  | SCE | Hydro | Hydro
BIGCRK_7_MAMRES | BIGCRK_7_MAMRES | MAMMOTH POOL RESERVOIR (FISHWATER | 1.25 | 1960-03-01 | 2050-12-01 | SCE |  |  | SCE | Hydro | Hydro |  | Mammoth Pool
BIGSKY_2_AS2BT1 | BIGSKY_2_AS2BT1 | Antelope Solar 2 LAB | 127 | 2022-09-01 | 2099-01-01 | SCE |  |  | SCE | Paired_BattStorage | Li-ion Battery | [6 empty] | 508 | 4 | BGSKYN_2_AS2SR1
BIGSKY_2_ASLBT2 | BIGSKY_2_ASLBT2 | Antelope Solar 2 Luna | 100 | 2022-07-01 | 2050-12-01 | SCE |  |  | SCE | Paired_BattStorage | Li-ion Battery |  | Luna Storage | LUNA |  |  |  | 400 | 4 | BGSKYN_2_ASPSR2
BIGSKY_2_BSKSR6 | BIGSKY_2_BSKSR6 | Big Sky Solar 6 | 20 | 2017-12-01 | 2050-12-01 | SCE |  |  | SCE | Solar_1Axis | Solar | [5 empty] | SOLARV2025J_1AXIS_CA_LOSANGELES_LANCASTER_1
BIGSKY_2_BSKSR7 | BIGSKY_2_BSKSR7 | Big Sky Solar 7 | 20 | 2017-12-01 | 2050-12-01 | SCE |  |  | SCE | Solar_1Axis | Solar | [5 empty] | SOLARV2025J_1AXIS_CA_LOSANGELES_LANCASTER_1
BIGSKY_2_BSKSR8 | BIGSKY_2_BSKSR8 | Big Sky Solar 8 | 20 | 2017-12-01 | 2050-12-01 | SCE |  |  | SCE | Solar_1Axis | Solar | [5 empty] | SOLARV2025J_1AXIS_CA_LOSANGELES_LANCASTER_1
BIGSKY_2_SOLAR1 | BIGSKY_2_SOLAR1 | Antelope Big Sky Ranch | 20 | 2016-08-01 | 2050-12-01 | SCE |  |  | SCE | Solar_1Axis | Solar |  | Antelope Big Sky Ranch |  |  |  | SOLARV2025J_1AXIS_CA_LOSANGELES_LANCASTER_1
BIGSKY_2_SOLAR2 | BIGSKY_2_SOLAR2 | Big Sky Solar 4 | 40 | 2016-12-01 | 2050-12-01 | SCE |  |  | SCE | Solar_1Axis | Solar |  | Elevation Solar C |  |  |  | SOLARV2025J_1AXIS_CA_LOSANGELES_LANCASTER_1
BIGSKY_2_SOLAR3 | BIGSKY_2_SOLAR3 | Big Sky Summer | 20 | 2016-07-01 | 2050-12-01 | SCE |  |  | SCE | Solar_1Axis | Solar | [5 empty] | SOLARV2025J_1AXIS_CA_LOSANGELES_LANCASTER_1
BIGSKY_2_SOLAR4 | BIGSKY_2_SOLAR4 | Western Antelope Blue Sky Ranch B | 20 | 2016-12-01 | 2050-12-01 | SCE |  |  | SCE | Solar_1Axis | Solar |  | Western Antelope Blue Sky B |  |  |  | SOLARV2025J_1AXIS_CA_LOSANGELES_LANCASTER_1
BIGSKY_2_SOLAR5 | BIGSKY_2_SOLAR5 | Big Sky Solar 2 | 5 | 2016-11-01 | 2050-12-01 | SCE |  |  | SCE | Solar_1Axis | Solar | [5 empty] | SOLARV2025J_1AXIS_CA_LOSANGELES_LANCASTER_1
BIGSKY_2_SOLAR6 | BIGSKY_2_SOLAR6 | Solverde 1 | 85 | 2016-12-01 | 2050-12-01 | SCE |  |  | SCE | Solar_1Axis | Solar |  | Solverde 1 |  |  |  | SOLARV2025J_1AXIS_CA_LOSANGELES_LANCASTER_1
BIGSKY_2_SOLAR7 | BIGSKY_2_SOLAR7 | Big Sky Solar 1 | 50 | 2016-12-01 | 2050-12-01 | SCE |  |  | SCE | Solar_1Axis | Solar |  | Antelope DSR 1 |  |  |  | SOLARV2025J_1AXIS_CA_LOSANGELES_LANCASTER_1
BIOMAS_1_UNIT_1 | BIOMAS_1_UNIT 1 | WOODLAND BIOMASS | 25.5 | 1989-08-01 | 2050-12-01 | PGE |  |  | PGE | Biomass/Wood | Biomass |  | Woodland Biomass Power Ltd |  |  |  | BIOMAS_1_UNIT_1_724839_93225
BISHOP_1_ALAMO | BISHOP_1_ALAMO | BISHOP CREEK PLANT 2 AND 6 | 13.4 | 1908-01-01 | 2050-12-01 | SCE |  |  | SCE | Hydro | Hydro |  | Bishop Creek 2 | 1 | 2
BISHOP_1_UNITS | BISHOP_1_UNITS | BISHOP CREEK PLANT 3 AND 4 | 15.8 | 1905-01-01 | 2050-12-01 | SCE |  |  | SCE | Hydro | Hydro |  | Bishop Creek 4 | 1
BKRFLD_2_SOLAR1 | BKRFLD_2_SOLAR1 | Bakersfield 111 | 1.38 | 2015-07-01 | 2050-12-01 | PGE |  |  | PGE | Solar_1Axis | Solar |  | Bakersfield 111 |  |  |  | SOLARV2025J_1AXIS_CA_KERN_BAKERSFIELD_0
BLACK_7_UNIT_1 | BLACK_7_UNIT 1 | JAMES B. BLACK 1 | 85 | 1966-01-01 | 2050-12-01 | PGE |  |  | PGE | Hydro | Hydro |  | James B Black | 1
BLACK_7_UNIT_2 | BLACK_7_UNIT 2 | JAMES B. BLACK 2 | 84.1 | 1965-01-01 | 2050-12-01 | PGE |  |  | PGE | Hydro | Hydro |  | James B Black | 2
BLAST_1_WIND | BLAST_1_WIND | Mountain View IV Wind | 49 | 2012-02-01 | 2050-12-01 | SCE |  |  | SCE | Wind | Wind |  | Mountain View IV |  |  |  | WIND_V2025E_CSD_CARIVERSIDE
BLCKBT_2_STONEY | BLCKBT_2_STONEY | BLACK BUTTE HYDRO | 6.2 | 1988-01-01 | 2050-12-01 | PGE |  |  | PGE | Hydro | Hydro |  | Black Butte | 1
BLCKWL_6_BTFBT1 | BLCKWL_6_BTFBT1 | BTF Storage DIDF | 2 | 2025-12-01 | 2050-12-01 | PGE |  |  | PGE | Battery_4h | Li-ion Battery | [6 empty] | 8 | 4
BLCKWL_6_SOLAR1 | BLCKWL_6_SOLAR1 | Blackwell Solar | 12 | 2015-04-01 | 2050-12-01 | PGE |  |  | PGE | Solar_1Axis | Solar |  | Lost Hills/Blackwell | BLKW |  |  | SOLARV2025J_1AXIS_CA_KERN_LOSTHILLS_0
BLKCRK_2_GMCBT1 | BLKCRK_2_GMCBT1 | Genesis McCoy Bess | 230 | 2021-06-01 | 2050-12-01 | SCE |  |  | SCE | Paired_BattStorage | Li-ion Battery |  | McCoy Solar Energy Project Hybrid | MCST1 |  |  |  | 920 | 4 | BLKCRK_2_SOLAR1 | 480
BLKCRK_2_SOLAR1 | BLKCRK_2_SOLAR1 | McCoy Station | 250 | 2016-06-01 | 2050-12-01 | SCE |  |  | SCE | Paired_Solar_1Axis | Solar |  | McCoy Solar Energy Project Hybrid | BLK3 |  |  | SOLARV2025J_1AXIS_CA_RIVERSIDE_BLYTHE_0
BLKDIA_2_BDEBT1 | BLKDIA_2_BDEBT1 | Black Diamond Energy Storage | 200 | 2022-03-01 | 2050-12-01 | PGE |  |  | PGE | Battery_4h | Li-ion Battery |  | Diablo Energy Storage | DIBLO |  |  |  | 800 | 4
BLM_2_UNITS | BLM_2_UNITS | BLM EAST Facility | 35 | 1988-12-01 | 2050-12-01 | SCE |  |  | SCE | Geothermal | Geothermal |  | Coso Energy Developers |  |  |  | BLM_2_UNITS_723840_23155
BLM_W_2_COSBT1 | BLM W_2_COSBT1 | Coso Battery Storage | 60 | 2022-02-01 | 2050-12-01 | PGE |  |  | PGE | Paired_BattStorage | Li-ion Battery |  | Coso Battery Storage | 61730 |  |  |  | 240 | 4 | BLM_2_UNITS
BLM_W_2_MDRBT1 | BLM W_2_MDRBT1 | BLM EAST Facility Mordor 2 | 20 | 2025-04-01 | 2050-12-01 | SCE | ASHUSA_MORDOR_2 | 2024-11-07 | SCE | Battery_4h | Li-ion Battery | [6 empty] | 80 | 4
BLVRDE_6_BLVBT1 | BLVRDE_6_BLVBT1 | Boulevard Energy Storage | 9.75 | 2024-05-01 | 2050-01-01 | SDGE |  |  | SDGE | Battery_4h | Li-ion Battery |  | Boulevard Energy Storage | 1 |  |  |  | 39 | 4
BLYTHE_1_SOLAR1 | BLYTHE_1_SOLAR1 | Blythe Solar 1 Project | 21 | 2009-12-01 | 2050-12-01 | SCE |  |  | SCE | Solar_Fixed | Solar |  | Solar Blythe LLC | 1 |  |  | SOLARV2025J_FIXED_CA_RIVERSIDE_BLYTHE_0
BLYTHE_1_SOLAR2 | BLYTHE_1_SOLAR2 | Blythe Green 1 | 20 | 2017-04-01 | 2050-12-01 | SCE |  |  | SCE | Solar_1Axis | Solar |  | Solar Blythe 2 | PV1 |  |  | SOLARV2025J_1AXIS_CA_RIVERSIDE_BLYTHE_0
BNNIEN_7_ALTAPH | BNNIEN_7_ALTAPH | ALTA POWER HOUSE | 1 | 1902-01-01 | 2050-12-01 | PGE |  |  | PGE | Hydro | Hydro |  | Alta Powerhouse | 1
BOGUE_1_UNITA1 | BOGUE_1_UNITA1 | Feather River Energy Center, Unit #1 | 48.69 | 2002-12-01 | 2050-12-01 | PGE |  |  | PGE | CT | Peaker |  | Feather River Energy Center |  |  |  | BOGUE_1_UNITA1_724839_93225
BORDER_6_LTMBT1 | BORDER_6_LTMBT1 | Lithium | 52 | 2025-12-01 | 2050-12-01 | SDGE |  |  | SDGE | Paired_BattStorage | Li-ion Battery | [6 empty] | 208 | 4 | BORDER_6_LTMCT1
BORDER_6_LTMCT1 | BORDER_6_LTMCT1 | Lithium Unit 1 | 51.25 | 2025-12-01 | 2050-12-01 | SDGE |  |  | SDGE | CT | Peaker
BOWMN_6_HYDRO | BOWMN_6_HYDRO | NID Hydro Bowman Powerhouse | 3.6 | 2016-12-01 | 2050-12-01 | PGE |  |  | PGE | Hydro | Hydro |  | Bowman
BRDGVL_7_BAKER | BRDGVL_7_BAKER | Baker Station Hydro | 1.49 | 1987-12-01 | 2050-12-01 | PGE |  |  | PGE | Hydro | Hydro |  | Baker Creek Hydroelectric | GENE1 | GENE2
BRDSLD_2_HIWIND | BRDSLD_2_HIWIND | High Winds Energy Center | 162 | 2003-12-01 | 2050-12-01 | PGE |  |  | PGE | Wind | Wind |  | High Winds LLC |  |  |  | WIND_V2025E_CSD_CASOLANO
BRDSLD_2_MTZUM2 | BRDSLD_2_MTZUM2 | NextEra Energy Montezuma Wind II | 78.2 | 2012-02-01 | 2050-12-01 | PGE |  |  | PGE | Wind | Wind |  | Montezuma Wind II |  |  |  | WIND_V2025E_CSD_CASOLANO
BRDSLD_2_MTZUMA | BRDSLD_2_MTZUMA | FPL Energy Montezuma Wind | 36.8 | 2011-01-01 | 2050-12-01 | PGE |  |  | PGE | Wind | Wind |  | FPL Energy Montezuma Winds LLC |  |  |  | WIND_V2025E_CSD_CASOLANO
BRDSLD_2_SHILO1 | BRDSLD_2_SHILO1 | Shiloh I Wind Project | 150 | 2006-03-01 | 2050-12-01 | PGE |  |  | PGE | Wind | Wind |  | Shiloh I Wind Project | 1 |  |  | WIND_V2025E_CSD_CASOLANO
BRDSLD_2_SHILO2 | BRDSLD_2_SHILO2 | SHILOH WIND PROJECT 2 | 150 | 2009-01-01 | 2050-12-01 | PGE |  |  | PGE | Wind | Wind |  | Shiloh Wind Project 2 LLC | TBD |  |  | WIND_V2025E_CSD_CASOLANO
BRDSLD_2_SHLO3A | BRDSLD_2_SHLO3A | Shiloh III Wind Project, LLC | 102.5 | 2011-12-01 | 2050-12-01 | PGE |  |  | PGE | Wind | Wind |  | Shiloh III Wind Project LLC |  |  |  | WIND_V2025E_CSD_CASOLANO
BRDSLD_2_SHLO3B | BRDSLD_2_SHLO3B | Shiloh IV Wind Project | 100 | 2012-12-01 | 2050-12-01 | PGE |  |  | PGE | Wind | Wind |  | Shiloh IV Wind Project LLC |  |  |  | WIND_V2025E_CSD_CASOLANO
BREGGO_6_DEGRSL | BREGGO_6_DEGRSL | Desert Green Solar Farm | 6.3 | 2013-02-01 | 2050-12-01 | SDGE |  |  | SDGE | Solar_2Axis | Solar |  | Desert Green Solar Farm LLC |  |  |  | SOLARV2025J_2AXIS_CA_IMPERIAL_NONE_0
BREGGO_6_DSEBT1 | BREGGO_6_DSEBT1 | Dark Sky Energy Center | 7.33 | 2025-08-01 | 2050-12-01 | SDGE |  |  | SDGE | Battery_4h | Li-ion Battery | [6 empty] | 29.32 | 4
BREGGO_6_SOLAR | BREGGO_6_SOLAR | NRG Borrego Solar One | 26 | 2013-02-01 | 2050-12-01 | SDGE |  |  | SDGE | Solar_Fixed | Solar |  | Solar Borrego I |  |  |  | SOLARV2025J_FIXED_CA_IMPERIAL_NONE_0
BRODIE_2_WIND | BRODIE_2_WIND | Coram Brodie Wind Project | 102 | 2012-03-01 | 2050-12-01 | SCE |  |  | SCE | Wind | Wind |  | Brookfield Tehachapi 1 | BT1 |  |  | WIND_V2025E_CSD_CAKERN
BUCKBL_2_PL1X3 | BUCKBL_2_PL1X3 | Blythe Energy Center | 493.63 | 2003-12-01 | 2050-12-01 | SCE |  |  | SCE | CC | CCGT |  | Blythe Energy Inc |  |  |  | BUCKBL_2_PL1X3_747188_23158
BUCKCK_2_HYDRO | BUCKCK_2_HYDRO | Lassen Station Hydro | 0.99 | 2016-06-01 | 2050-12-01 | PGE |  |  | PGE | Hydro | Hydro
BUCKCK_7_OAKFLT | BUCKCK_7_OAKFLT | Oak Flat | 1.3 | 1985-01-01 | 2050-12-01 | PGE |  |  | PGE | Hydro | Hydro |  | Oak Flat
BUCKCK_7_PL1X2 | BUCKCK_7_PL1X2 | BUCKS CREEK AGGREGATE | 57.25 | 1928-01-01 | 2050-12-01 | PGE |  |  | PGE | Hydro | Hydro |  | Bucks Creek | H1 | H2
BUCKWD_1_NPALM1 | BUCKWD_1_NPALM1 | North Palm Springs 1A | 2.4 | 2012-04-01 | 2050-12-01 | SCE |  |  | SCE | Solar_1Axis | Solar |  | North Palm Springs 1A |  |  |  | SOLARV2025J_1AXIS_CA_RIVERSIDE_NONE_0
BUCKWD_1_QF | BUCKWD_1_QF | Buckwind Re-powering project | 16.5 | 1984-12-01 | 2050-12-01 | SCE |  |  | SCE | Wind | Wind | [5 empty] | WIND_V2025E_CSD_CARIVERSIDE
BURNEY_6_HCCTG1 | BURNEY_6_HCCTG1 | HAT Creek Bioenergy | 2.88 | 2025-06-01 | 2050-12-01 | PGE |  |  | PGE | Biomass/Wood | Biomass
BURNYF_2_UNIT_1 | BURNYF_2_UNIT 1 | Burney Forest Power | 29 | 2018-08-01 | 2050-12-01 | PGE |  |  | PGE | Biomass/Wood | Biomass |  | Burney Forest Products |  |  |  | BURNYF_2_UNIT_1_725920_24257
BUTTVL_7_UNIT_1 | BUTTVL_7_UNIT 1 | BUTT VALLEY HYDRO | 39.5 | 1958-01-01 | 2050-12-01 | PGE |  |  | PGE | Hydro | Hydro |  | Butt Valley | 1
CABALO_2_M2BSR1 | CABALO_2_M2BSR1 | Mustang 2 Barbaro Solar | 50 | 2020-11-01 | 2050-12-01 | PGE |  |  | PGE | Solar_1Axis | Solar |  | Mustang Two | M2BAR |  |  | SOLARV2025J_1AXIS_CA_KINGS_STRATFORD_0
CABALO_2_M2WSR2 | CABALO_2_M2WSR2 | Mustang 2 Whirlaway Solar | 100 | 2020-11-01 | 2050-12-01 | PGE |  |  | PGE | Solar_1Axis | Solar |  | Mustang Two | M2WHI |  |  | SOLARV2025J_1AXIS_CA_KINGS_STRATFORD_0
CABLRO_2_CBSBT1 | CABLRO_2_CBSBT1 | Caballero Storage | 99.7 | 2025-02-01 | 2099-01-01 | PGE |  |  | PGE | Battery_4h | Li-ion Battery | [6 empty] | 398.8 | 4
CABZON_1_WINDA1 | CABZON_1_WINDA1 | Cabazon Wind Project | 41 | 2002-08-01 | 2050-12-01 | SCE |  |  | SCE | Wind | Wind |  | Cabazon Wind Partners |  |  |  | WIND_V2025E_CSD_CARIVERSIDE
CALCME_2_CPCWD1 | CALCME_2_CPCWD1 | Cal Portland Cement Wind Mojave | 24 | 2026-06-01 | 2050-12-01 | SCE |  |  | SCE | Wind | Wind | [5 empty] | WIND_V2025E_CSD_CAKERN
CALFTN_2_CFSBT1 | CALFTN_2_CFSBT1 | California Flats Solar Battery | 60 | 2021-08-01 | 2050-12-01 | PGE |  |  | PGE | Paired_BattStorage | Li-ion Battery |  | Cal Flats BESS | CF60 |  |  |  | 240 | 4 | CALFTN_2_SOLAR
CALFTN_2_SOLAR | CALFTN_2_SOLAR | California Flats North | 130 | 2017-11-01 | 2050-12-01 | PGE |  |  | PGE | Paired_Solar_Fixed | Solar |  | CA Flats Solar 130, LLC | GEN01 |  |  | SOLARV2025J_FIXED_CA_KERN_LOSTHILLS_0
CALFTS_2_CFSSR1 | CALFTS_2_CFSSR1 | California Flats Solar South | 150 | 2019-03-01 | 2050-12-01 | PGE |  |  | PGE | Paired_Solar_1Axis | Solar |  | CA Flats Solar 150, LLC |  |  |  | SOLARV2025J_1AXIS_CA_KERN_LOSTHILLS_0
CALGEN_1_MDRBT1 | CALGEN_1_MDRBT1 | ASHUSA_MORDOR_1 | 25 | 2025-04-01 | 2050-12-01 | SCE | ASHUSA_MORDOR_1 | 2024-11-07 | SCE | Battery_4h | Li-ion Battery | [6 empty] | 100 | 4
CALGEN_1_UNITS | CALGEN_1_UNITS | Coso Navy 1 | 55 | 1987-07-01 | 2050-12-01 | SCE |  |  | SCE | Geothermal | Geothermal |  | Coso Finance Partners |  |  |  | CALGEN_1_UNITS_724920_23237
CalPeak_Power_Panoche_BESS | CalPeak Power Panoche BESS | CalPeak Power Panoche BESS | 57 | 2026-05-01 | 2050-12-01 | PGE |  |  | PGE | Paired_BattStorage | Li-ion Battery |  | CalPeak Power Panoche Peaker Plant |  |  |  |  | 228 | 4 | PNOCHE_1_UNITA1
CALPEL_1_RERBT1 | CALPEL_1_RERBT1 | Redemeyer Road Solar BESS | 4 | 2026-06-01 | 2050-12-01 | PGE |  |  | PGE | Paired_BattStorage | Li-ion Battery | [6 empty] | 16 | 4 | CALPEL_1_RERSR1
CALPEL_1_RERSR1 | CALPEL_1_RERSR1 | Redemeyer Road Solar | 4 | 2026-06-01 | 2050-12-01 | PGE |  |  | PGE | Paired_Solar_Fixed | Solar | [5 empty] | SOLARV2025J_FIXED__CA_WILLITS
CALPIN_1_AGNEW | CALPIN_1_AGNEW | Agnews Power Plant | 28.56 | 1990-10-01 | 2050-12-01 | PGE |  |  | PGE | CT | CCGT |  | Agnews Power Plant |  |  |  | CALPIN_1_AGNEW_724930_23230
CALPSS_6_SOLAR1 | CALPSS_6_SOLAR1 | Calipatria Solar Farm | 19.9 | 2016-02-01 | 2050-12-01 | IID |  |  | IID | Solar_Fixed | Solar | SDGE | Calipatria Solar Farm |  |  |  | SOLARV2025J_FIXED_CA_IMPERIAL_NONE_0
CAMCHE_1_PL1X3 | CAMCHE_1_PL1X3 | CAMANCHE UNITS 1, 2 & 3 AGGREGATE | 9.99 | 1983-01-01 | 2050-12-01 | PGE |  |  | PGE | Hydro | Hydro |  | Camanche | 1 | 2 | 3
CAMDEN_6_RDDBM1 | CAMDEN_6_RDDBM1 | RuAnn Dairy Digester BioMAT | 0.55 | 2024-04-01 | 2099-01-01 | PGE |  |  | PGE | Biomass/Wood | Biomass
CAMERN_6_BSPBT1 | CAMERN_6_BSPBT1 | Buckman Springs BESS | 0.46 | 2025-12-01 | 2050-12-01 | SDGE |  |  | SDGE | Battery_4h | Li-ion Battery | [6 empty] | 1.84 | 4
CAMERN_6_BSPSR1 | CAMERN_6_BSPSR1 | Buckman Springs PV | 0.84 | 2024-01-01 | 2050-12-01 | SDGE |  |  | SDGE | Solar_1Axis | Solar | [5 empty] | SOLARV2025J_1AXIS_CA_IMPERIAL_NONE_0
Camino_Solar_BESS | Camino Solar BESS | Camino Solar BESS | 10.28 | 2027-12-31 | 2050-12-01 | SCE |  |  | SCE | Paired_BattStorage | Li-ion Battery |  | Camino Solar Hybrid | CSBA1 |  |  |  | 41.12 | 4 | MANZNA_2_CAMSR1
CAMLOT_2_SOLAR1 | CAMLOT_2_SOLAR1 | Camelot | 45 | 2014-12-01 | 2050-12-01 | SCE |  |  | SCE | Solar_Fixed | Solar |  | RE Camelot LLC | 1 |  |  | SOLARV2025J_FIXED_CA_KERN_MOJAVE_0
CAMLOT_2_SOLAR2 | CAMLOT_2_SOLAR2 | Columbia Two | 15 | 2014-12-01 | 2050-12-01 | SCE |  |  | SCE | Solar_Fixed | Solar |  | RE Columbia Two, LLC | 1 |  |  | SOLARV2025J_FIXED_CA_KERN_MOJAVE_0
CAMPFW_7_FARWST | CAMPFW_7_FARWST | CAMP FAR WEST HYDRO | 6.8 | 1985-01-01 | 2050-12-01 | PGE |  |  | PGE | Hydro | Hydro
CANAL_6_GDIBM1 | CANAL_6_GDIBM1 | Godinho Digester | 1.98 | 2026-06-01 | 2050-12-01 | PGE |  |  | PGE | Biogas | Biogas
CANTUA_1_SOLAR | CANTUA_1_SOLAR | Cantua Solar Station | 20 | 2012-07-01 | 2050-12-01 | PGE |  |  | PGE | Solar_Fixed | Solar |  | Cantua Solar Station |  |  |  | SOLARV2025J_FIXED_CA_FRESNO_TRANQUILLITY_0
Cape_Geothermal_1 | Cape Geothermal 1 | Cape Geothermal 1 | 32 | 2026-05-01 | 2050-12-01 | SCE |  |  | SCE | Geothermal | Geothermal |  | Cape Generating Station | CP1G1
Captiva_Energy_Storage | Captiva Energy Storage | Captiva Energy Storage | 256.875 | 2028-06-01 | 2050-12-01 | SDGE |  |  | SDGE | Battery_4h | Li-ion Battery | [6 empty] | 1027.5 | 4
CAPWD_1_QF | CAPWD_1_QF | Edom Hills Wind Farm | 19.55 | 2015-10-01 | 2050-12-01 | SCE |  |  | SCE | Wind | Wind |  | Edom Hills Project 1 LLC |  |  |  | WIND_V2025E_CSD_CARIVERSIDE
CARBOU_7_PL2X3 | CARBOU_7_PL2X3 | CARIBOU PH 1 UNIT 2 & 3 AGGREGATE | 49 | 1921-01-01 | 2050-12-01 | PGE |  |  | PGE | Hydro | Hydro |  | Caribou 1 | 2 | 3
CARBOU_7_PL4X5 | CARBOU_7_PL4X5 | CARIBOU PH 2 UNIT 4 & 5 AGGREGATE | 120 | 1958-01-01 | 2050-12-01 | PGE |  |  | PGE | Hydro | Hydro |  | Caribou 2 | 4 | 5
CARBOU_7_UNIT_1 | CARBOU_7_UNIT 1 | CARIBOU PH 1 UNIT 1 | 24 | 1921-01-01 | 2050-12-01 | PGE |  |  | PGE | Hydro | Hydro |  | Caribou 1 | 1
CARLS1_2_CARCT1 | CARLS1_2_CARCT1 | Carlsbad 1 | 422 | 2018-11-01 | 2050-12-01 | SDGE |  |  | SDGE | CT | Peaker |  | Carlsbad Energy Center | CEC 6 | CEC 7 | CEC 8 | CARLS1_2_CARCT1_722926_03154
CARLS2_1_CARCT1 | CARLS2_1_CARCT1 | Carlsbad 2 | 105.5 | 2018-11-01 | 2050-12-01 | SDGE |  |  | SDGE | CT | Peaker |  | Carlsbad Energy Center | CEC11 |  |  | CARLS2_1_CARCT1_722926_03154
CASADB_1_CD4GT1 | CASADB_1_CD4GT1 | Casa Diablo 4 | 40.7 | 2024-04-01 | 2050-12-01 | SCE |  |  | SCE | Geothermal | Geothermal | [5 empty] | CASADB_1_CD4GT1_724800_23157
CASCES_6_CESBT1 | CASCES_6_CESBT1 | Cascade Energy Storage | 25 | 2023-12-01 | 2050-12-01 | PGE |  |  | PGE | Battery_4h | Li-ion Battery |  | Cascade Energy Storage, LLC | 10002 |  |  |  | 100 | 4
CASCES_6_CESBT2 | CASCES_6_CESBT2 | Cascade Energy Storage Expansion | 20 | 2025-03-01 | 2050-12-01 | PGE |  |  | PGE | Battery_4h | Li-ion Battery | [6 empty] | 80 | 4
CATLNA_2_SOLAR | CATLNA_2_SOLAR | Catalina Solar - Phases 1 and 2 | 110 | 2013-02-01 | 2050-12-01 | SCE |  |  | SCE | Solar_Fixed | Solar |  | Catalina Solar LLC |  |  |  | SOLARV2025J_FIXED_CA_KERN_ROSAMOND_0
CATLNA_2_SOLAR2 | CATLNA_2_SOLAR2 | Catalina Solar 2 | 18 | 2015-07-01 | 2050-12-01 | SCE |  |  | SCE | Solar_1Axis | Solar |  | Catalina Solar 2, LLC |  |  |  | SOLARV2025J_1AXIS_CA_KERN_ROSAMOND_0
CAVLSR_2_BSOLAR | CAVLSR_2_BSOLAR | California Valley Solar Ranch-Phase B | 40 | 2013-01-01 | 2050-12-01 | PGE |  |  | PGE | Solar_Fixed | Solar |  | California Valley Solar Ranch | HPR2 |  |  | SOLARV2025J_FIXED_CA_KERN_LOSTHILLS_0
CAVLSR_2_RSOLAR | CAVLSR_2_RSOLAR | California Valley Solar Ranch-Phase A | 210 | 2013-11-01 | 2050-12-01 | PGE |  |  | PGE | Solar_Fixed | Solar |  | California Valley Solar Ranch | HPR2D |  |  | SOLARV2025J_FIXED_CA_KERN_LOSTHILLS_0
CAYTNO_2_VASCO | CAYTNO_2_VASCO | Vasco Road | 4.3 | 2014-02-01 | 2050-12-01 | PGE |  |  | PGE | Biogas | Biogas |  | Ameresco Vasco Road |  |  |  | CAYTNO_2_VASCO_724930_23230
CDWR07_2_GEN | CDWR07_2_GEN | CDWR07_2_GEN | 415.3 | 2009-03-01 | 2050-12-01 | PGE |  |  | PGE | Pumping_Load | Shed_DR
CEDRCK_6_UNIT | CEDRCK_6_UNIT | Water Wheel Ranch | 0.98 | 1984-03-01 | 2050-12-01 | PGE |  |  | PGE | Hydro | Hydro
CEDUCR_2_SOLAR1 | CEDUCR_2_SOLAR1 | Ducor Solar 1 | 20 | 2016-12-01 | 2050-12-01 | SCE |  |  | SCE | Solar_1Axis | Solar |  | CED Ducor 1 |  |  |  | SOLARV2025J_1AXIS_CA_TULARE_TERRABELLA_0
CEDUCR_2_SOLAR2 | CEDUCR_2_SOLAR2 | Ducor Solar 2 | 20 | 2016-12-01 | 2050-12-01 | SCE |  |  | SCE | Solar_1Axis | Solar |  | CED Ducor 2 |  |  |  | SOLARV2025J_1AXIS_CA_TULARE_TERRABELLA_0
CEDUCR_2_SOLAR3 | CEDUCR_2_SOLAR3 | Ducor Solar 3 | 15 | 2016-12-01 | 2050-12-01 | SCE |  |  | SCE | Solar_1Axis | Solar |  | CED Ducor 3 |  |  |  | SOLARV2025J_1AXIS_CA_TULARE_TERRABELLA_0
CEDUCR_2_SOLAR4 | CEDUCR_2_SOLAR4 | Ducor Solar 4 | 20 | 2016-12-01 | 2050-12-01 | SCE |  |  | SCE | Solar_1Axis | Solar |  | CED Ducor 4 |  |  |  | SOLARV2025J_1AXIS_CA_TULARE_TERRABELLA_0
CENT40_1_C40SR1 | CENT40_1_C40SR1 | CENTRAL 40 | 40 | 2021-02-01 | 2099-01-01 | PGE |  |  | PGE | Solar_1Axis | Solar |  | Central 40 |  |  |  | SOLARV2025J_1AXIS_CA_MERCED_GUSTINE_0
Centennial_Flats_Solar_3 | Centennial Flats Solar 3 | Centennial Flats Solar 3 | 166.6 | 2026-02-28 | 2050-12-01 | SCE |  |  | SCE | Paired_Solar_Fixed | Solar | [5 empty] | SOLARV2025J_FIXED_AZ_85333_DATELAND_0
CENTER_2_RHONDO | CENTER_2_RHONDO | MWD Rio Hondo Hydroelectric Recovery Pla | 1.91 | 1984-01-01 | 2050-12-01 | SCE |  |  | SCE | Hydro | Hydro
CENTER_2_SOLAR1 | CENTER_2_SOLAR1 | Pico Rivera | 0.9 | 2015-11-01 | 2050-12-01 | SCE |  |  | SCE | Solar_Fixed | Solar | [5 empty] | SOLARV2025J_FIXED_CA_LOSANGELES_BELLFLOWER_0
CENTER_6_PEAKER | CENTER_6_PEAKER | Center Peaker | 47.3 | 2007-09-01 | 2050-12-01 | SCE |  |  | SCE | CT | Peaker |  | Center Hybrid |  |  |  | CENTER_6_PEAKER_722950_23174
CENTPD_2_BMSSX2 | CENTPD_2_BMSSX2 | Blythe Mesa Solar | 223.6 | 2022-12-01 | 2050-12-01 | SCE |  |  | SCE | Paired_Solar_1Axis | Solar |  | Blythe Mesa Solar II | IPBMS |  |  | SOLARV2025J_1AXIS_CA_RIVERSIDE_BLYTHE_0
CENTPD_2_BMSX2 | CENTPD_2_BMSX2 | Blythe Mesa Solar 2 BESS | 112 | 2022-12-01 | 2050-12-01 | SCE |  |  | SCE | Paired_BattStorage | Li-ion Battery |  | Blythe Mesa Solar II | BMSES |  |  |  | 448 | 4 | CENTPD_2_BMSSX2 | 112
CENTRY_6_PL1X4 | CENTRY_6_PL1X4 | CENTURY GENERATING PLANT (AGGREGATE) | 41.4 | 2001-09-01 | 2050-12-01 | SCE |  |  | SCE | CT | Peaker |  | Century Generating Facility |  |  |  | CENTRY_6_PL1X4_722860_23119
CHALAN_2_CHABT1 | CHALAN_2_CHABT1 | Chalan Solar Storage | 25 | 2026-02-01 | 2050-12-01 | PGE |  |  | PGE | Paired_BattStorage | Li-ion Battery |  | Chalan | CHA_B |  |  |  | 100 | 4 | CHALAN_2_CHASR1
CHALAN_2_CHASR1 | CHALAN_2_CHASR1 | Chalan Solar | 64.9 | 2026-02-01 | 2050-12-01 | PGE |  |  | PGE | Paired_Solar_1Axis | Solar | [5 empty] | SOLARV2025J_1AXIS_CA_KERN_LOSTHILLS_0
CHALK_1_UNIT | CHALK_1_UNIT | CHALK CLIFF LIMITED | 48.67 | 1990-03-01 | 2050-12-01 | PGE |  |  | PGE | Cogen | CHP |  | Chalk Cliff Limited |  |  |  | CHALK_1_UNIT_723840_23155
CHARCA_1_NGLSR1 | CHARCA_1_NGLSR1 | Nachtigall | 4.62 | 2025-01-01 | 2050-12-01 | PGE |  |  | PGE | Solar_1Axis | Solar |  | Nachtigall 1836-WD | NACHT |  |  | SOLARV2025J_1AXIS_CA_KERN_LOSTHILLS_0
CHARMN_2_PGONG1 | CHARMN_2_PGONG1 | PROCTER AND GAMBLE OXNARD I | 19.87 | 2020-08-01 | 2099-01-01 | SCE |  |  | SCE | Cogen | CHP |  | Oxnard | GEN1 |  |  | CHARMN_2_PGONG1_723926_23136
CHERRY_2_POMBT1 | CHERRY_2_POMBT1 | Pomegranate | 40 | 2026-06-01 | 2050-12-01 | PGE |  |  | PGE | Battery_4h | Li-ion Battery | [6 empty] | 160 | 4
CHESTN_2_CHWBX2 | CHESTN_2_CHWBX2 | Chestnut Westside BESS | 135 | 2023-12-01 | 2050-12-01 | PGE |  |  | PGE | Paired_BattStorage | Li-ion Battery |  | Chestnut | BESS1 |  |  |  | 540 | 4 | CHESTN_2_CHWSX2
CHESTN_2_CHWSX2 | CHESTN_2_CHWSX2 | Chestnut Westside PV | 150 | 2023-12-01 | 2050-12-01 | PGE |  |  | PGE | Paired_Solar_1Axis | Solar |  | Chestnut | CHNUT |  |  | SOLARV2025J_1AXIS_CA_KINGS_STRATFORD_0
CHEVCD_6_UNIT | CHEVCD_6_UNIT | CHEVRON USA (TAFT/CADET) | 11.5 | 1982-07-01 | 2050-12-01 | PGE |  |  | PGE | Cogen | CHP |  | Taft 26C Cogen |  |  |  | CHEVCD_6_UNIT_723840_23155
CHEVCO_6_UNIT_1 | CHEVCO_6_UNIT 1 | CHEVRON USA (COALINGA) | 16.5 | 1986-01-01 | 2050-12-01 | PGE |  |  | PGE | Cogen | CHP |  | Coalinga 6C Cogen |  |  |  | CHEVCO_6_UNIT_1_723965_93209
CHEVCO_6_UNIT_2 | CHEVCO_6_UNIT 2 | AERA ENERGY LLC. (COALINGA) | 8.5 | 1988-06-01 | 2050-12-01 | PGE |  |  | PGE | Cogen | CHP |  | Coalinga Cogeneration Facility |  |  |  | CHEVCO_6_UNIT_2_723965_93209
CHEVCY_1_UNIT | CHEVCY_1_UNIT | CHEVRON USA (CYMRIC) | 24.3 | 1982-10-01 | 2050-12-01 | PGE |  |  | PGE | Cogen | CHP |  | Cymric 31X Cogen |  |  |  | CHEVCY_1_UNIT_723840_23155
CHEVMN_2_UNITS | CHEVMN_2_UNITS | CHEVRON U.S.A. UNITS 1 & 2 AGGREGATE | 124.87 | 1987-12-01 | 2050-12-01 | SCE |  |  | SCE | Cogen | CHP |  | El Segundo Cogen |  |  |  | CHEVMN_2_UNITS_722950_23174
CHICPK_7_UNIT_1 | CHICPK_7_UNIT 1 | Chicago Park Powerhouse | 42 | 1965-01-01 | 2050-12-01 | PGE |  |  | PGE | Hydro | Hydro |  | Chicago Park | 2P
CHILLS_1_SYCENG | CHILLS_1_SYCENG | Sycamore Energy 1 | 1.5 | 2011-05-01 | 2050-12-01 | SDGE |  |  | SDGE | Biogas | Biogas |  | Sycamore Energy LLC | 1A |  |  | CHILLS_1_SYCENG_722900_23188
CHILLS_7_UNITA1 | CHILLS_7_UNITA1 | Sycamore Energy 2 | 2.25 | 2004-07-01 | 2050-12-01 | SDGE |  |  | SDGE | Cogen | CHP |  | Sycamore Energy LLC | 3 |  |  | CHILLS_7_UNITA1_722900_23188
CHINO_2_APEBT1 | CHINO_2_APEBT1 | Pomona Energy Storage | 20 | 2016-12-01 | 2050-12-01 | SCE |  |  | SCE | Battery_4h | Li-ion Battery |  | VESI Pomona | BESS1 |  |  |  | 80 | 4
CHINO_2_JURUPA | CHINO_2_JURUPA | Jurupa | 1.5 | 2013-12-01 | 2050-12-01 | SCE |  |  | SCE | Solar_Fixed | Solar |  | Oltmans SCE at Jurupa |  |  |  | SOLARV2025J_FIXED_CA_RIVERSIDE_PERRIS_0
CHINO_2_PESBT1 | CHINO_2_PESBT1 | Pomona Energy Storage 2 | 20 | 2023-07-01 | 2050-12-01 | SCE |  |  | SCE | Battery_4h | Li-ion Battery |  | VESI Pomona | BESS1 |  |  |  | 80 | 4
CHINO_2_QF | CHINO_2_QF | CHINO QFS | 0.19 | 1987-01-01 | 2050-12-01 | SCE |  |  | SCE | Cogen | CHP | [5 empty] | CHINO_2_QF_722860_23119
CHINO_2_SASOLR | CHINO_2_SASOLR | SS San Antonio West LLC | 1.5 | 2013-12-01 | 2050-12-01 | SCE |  |  | SCE | Solar_Fixed | Solar |  | San Antonio West Solar Rooftop |  |  |  | SOLARV2025J_FIXED_CA_RIVERSIDE_PERRIS_0
CHINO_2_SOLAR2 | CHINO_2_SOLAR2 | Kona Solar - Terra Francesca | 1.49 | 2015-04-01 | 2050-12-01 | SCE |  |  | SCE | Solar_Fixed | Solar |  | Terra Francesco |  |  |  | SOLARV2025J_FIXED_CA_RIVERSIDE_PERRIS_0
CHINO_6_CIMGEN | CHINO_6_CIMGEN | Chino Co-Generation | 26 | 2018-06-01 | 2050-12-01 | SCE |  |  | SCE | Cogen | CHP |  | OLS Energy Chino |  |  |  | CHINO_6_CIMGEN_722860_23119
Chiquito_Grid | Chiquito Grid | Chiquito Grid | 80 | 2026-06-01 | 2050-12-01 | SCE |  |  | SCE | Battery_4h | Li-ion Battery |  | Chiquito Grid, LLC | HECHQ |  |  |  | 320 | 4
CHWCHL_1_AVSSR1 | CHWCHL_1_AVSSR1 | Avenue 26 Phase I Solar | 2.56 | 2024-11-01 | 2050-12-01 | PGE |  |  | PGE | Solar_1Axis | Solar |  | Avenue 26 Solar | A26P1 |  |  | SOLARV2025J_1AXIS_CA_MERCED_GUSTINE_0
CHWCHL_1_AVSSR2 | CHWCHL_1_AVSSR2 | Avenue 26 Phase II Solar | 5 | 2024-11-01 | 2050-12-01 | PGE |  |  | PGE | Solar_1Axis | Solar |  | Avenue 26 Solar | A26P2 |  |  | SOLARV2025J_1AXIS_CA_MERCED_GUSTINE_0
CHWCHL_1_UNIT | CHWCHL_1_UNIT | CHOW 2 PEAKER PLANT | 48.6 | 2001-06-01 | 2050-12-01 | PGE |  |  | PGE | ICE | Reciprocating_Engine |  | Chowchilla II |  |  |  | CHWCHL_1_UNIT_723890_93193
Circle_City_Energy_Storage | Circle City Energy Storage | Circle City Energy Storage | 85 | 2026-03-12 | 2050-12-01 | PGE |  |  | PGE | Battery_4h | Li-ion Battery | [6 empty] | 340 | 4
CLINESCO_3_PVDYN | CLINESCO_3_PVDYN | CLINES CORNERS | 129.94 | 2021-12-01 | 2050-12-31 | PNM |  |  | WALC | OOS_Wind | Wind | SCE | Clines Corners Wind Farm LLC | 1 |  |  | WIND_V2025E_EIA_NEWMEXICO
CLINESCO_3_WBDYN | CLINESCO_3_WBDYN | CLINES CORNERS B | 194.28 | 2021-12-01 | 2050-12-31 | PNM |  |  | WALC | OOS_Wind | Wind | SCE | Clines Corners Wind Farm LLC | 1 |  |  | WIND_V2025E_EIA_NEWMEXICO
CLOVDL_1_SOLAR | CLOVDL_1_SOLAR | Cloverdale Solar I | 1.5 | 2014-06-01 | 2050-12-01 | PGE |  |  | PGE | Solar_Fixed | Solar |  | Cloverdale Solar I |  |  |  | SOLARV2025J_FIXED_CA_YOLO_WOODLAND_0
CLOVER_2_UNIT | CLOVER_2_UNIT | Clover Creek | 0.99 | 2016-05-01 | 2050-12-01 | PGE |  |  | PGE | Hydro | Hydro
CLRMNT_6_CLEBT1 | CLRMNT_6_CLEBT1 | Clairemont Energy Storage | 9 | 2024-03-01 | 2050-01-01 | SDGE |  |  | SDGE | Battery_4h | Li-ion Battery |  | Clairemont Energy Storage | 1 |  |  |  | 36 | 4
CLRMTK_1_QF | CLRMTK_1_QF | SMALL QF AGGREGATION - OAKLAND | 1.25 | 1983-12-01 | 2050-12-01 | PGE |  |  | PGE | Cogen | CHP | [5 empty] | CLRMTK_1_QF_724930_23230
CMBLND_2_DS2BT1 | CMBLND_2_DS2BT1 | Daggett 2 a BESS | 52 | 2023-11-01 | 2050-12-31 | SCE |  |  | SCE | Paired_BattStorage | Li-ion Battery |  | Daggett 2 | DAGGB |  |  |  | 208 | 4 | CMBLND_2_DS2SR1
CMBLND_2_DS2BT2 | CMBLND_2_DS2BT2 | Daggett 2 b BESS | 33 | 2023-11-01 | 2099-01-01 | SCE |  |  | SCE | Paired_BattStorage | Li-ion Battery |  | Daggett 2 | DAGGB |  |  |  | 132 | 4 | CMBLND_2_DS2SR2
CMBLND_2_DS2BT3 | CMBLND_2_DS2BT3 | Daggett 2 c BESS | 46 | 2023-12-01 | 2099-01-01 | SCE |  |  | SCE | Paired_BattStorage | Li-ion Battery |  | Daggett 2 | DAGGB |  |  |  | 184 | 4 | CMBLND_2_DS2SR3
CMBLND_2_DS2SR1 | CMBLND_2_DS2SR1 | Daggett 2 a PV | 65 | 2023-11-01 | 2099-01-01 | SCE |  |  | SCE | Paired_Solar_1Axis | Solar |  | Daggett 2 | DAGGP |  |  | SOLARV2025J_1AXIS_CA_KERN_LOSTHILLS_0
CMBLND_2_DS2SR2 | CMBLND_2_DS2SR2 | Daggett 2 b PV | 65 | 2023-11-01 | 2099-01-01 | SCE |  |  | SCE | Paired_Solar_1Axis | Solar |  | Daggett 2 | DAGGP |  |  | SOLARV2025J_1AXIS_CA_KERN_LOSTHILLS_0
CMBLND_2_DS2SR3 | CMBLND_2_DS2SR3 | Daggett 2 c PV | 52 | 2023-12-01 | 2099-01-01 | SCE |  |  | SCE | Paired_Solar_1Axis | Solar |  | Daggett 2 | DAGGP |  |  | SOLARV2025J_1AXIS_CA_KERN_LOSTHILLS_0
CMRRON_2_CMNWD1 | CMRRON_2_CMNWD1 | Cimarron Wind | 300 | 2025-12-01 | 2050-12-01 | SDGE |  |  | SDGE | Wind | Wind | [5 empty] | WIND_V2025E_EIA_ARIZONA
CNTFLT_5_CFSBT1 | CNTFLT_5_CFSBT1 | Centennial Flats Storage 1 | 89 | 2026-06-01 | 2050-12-01 | SCE |  |  | SCE | Paired_BattStorage | Li-ion Battery | [6 empty] | 356 | 4 | CNTFLT_5_CFSSR1
CNTFLT_5_CFSBT2 | CNTFLT_5_CFSBT2 | Centennial Flats Storage 2 | 89 | 2026-06-01 | 2050-12-01 | SCE |  |  | SCE | Paired_BattStorage | Li-ion Battery | [6 empty] | 356 | 4 | CNTFLT_5_CFSSR2
CNTFLT_5_CFSBT3 | CNTFLT_5_CFSBT3 | Centennial Flats Storage 3 | 89 | 2026-06-01 | 2050-12-01 | SCE |  |  | SCE | Battery_4h | Li-ion Battery | [6 empty] | 356 | 4
CNTFLT_5_CFSSR1 | CNTFLT_5_CFSSR1 | Centennial Flats | 166.6 | 2026-06-01 | 2050-12-01 | SCE |  |  | SCE | Paired_Solar_Fixed | Solar | [5 empty] | SOLARV2025J_FIXED_AZ_85333_DATELAND_0
CNTFLT_5_CFSSR2 | CNTFLT_5_CFSSR2 | Centennial Flats Solar 2 | 166.6 | 2026-01-01 | 2050-12-01 | SCE |  |  | SCE | Paired_Solar_Fixed | Solar | [5 empty] | SOLARV2025J_FIXED_AZ_85333_DATELAND_0
CNTNLA_2_SOLAR1 | CNTNLA_2_SOLAR1 | Centinela Solar Energy I | 125 | 2013-10-01 | 2050-12-01 | SDGE |  |  | SDGE | Solar_Fixed | Solar |  | Centinela Solar Energy | CSE1 |  |  | SOLARV2025J_FIXED_CA_IMPERIAL_CALEXICO_0
CNTNLA_2_SOLAR2 | CNTNLA_2_SOLAR2 | Centinels Solar Energy 2 | 45.6 | 2014-08-01 | 2050-12-01 | SDGE |  |  | SDGE | Solar_Fixed | Solar |  | Centinela Solar Energy | CSE2 |  |  | SOLARV2025J_FIXED_CA_IMPERIAL_CALEXICO_0
Cobalt | Cobalt | Cobalt | 256.202 | 2026-05-31 | 2050-12-01 | SCE |  |  | SCE | Battery_4h | Li-ion Battery | [6 empty] | 1024.808 | 4
COCOPP_2_CTG1 | COCOPP_2_CTG1 | Marsh Landing 1 | 204.2 | 2013-05-01 | 2050-12-01 | PGE |  |  | PGE | CT | Peaker |  | Marsh Landing Generating Station | 1 |  |  | COCOPP_2_CTG1_745160_23202
COCOPP_2_CTG2 | COCOPP_2_CTG2 | Marsh Landing 2 | 202.7 | 2013-05-01 | 2050-12-01 | PGE |  |  | PGE | CT | Peaker |  | Marsh Landing Generating Station | 2 |  |  | COCOPP_2_CTG2_745160_23202
COCOPP_2_CTG3 | COCOPP_2_CTG3 | Marsh Landing 3 | 208.96 | 2013-05-01 | 2050-12-01 | PGE |  |  | PGE | CT | Peaker |  | Marsh Landing Generating Station | 3 |  |  | COCOPP_2_CTG3_745160_23202
COCOPP_2_CTG4 | COCOPP_2_CTG4 | Marsh Landing 4 | 204.29 | 2013-05-01 | 2050-12-01 | PGE |  |  | PGE | CT | Peaker |  | Marsh Landing Generating Station | 4 |  |  | COCOPP_2_CTG4_745160_23202
COCOSB_6_SOLAR | COCOSB_6_SOLAR | Oakley Solar Project | 1.5 | 2013-06-01 | 2050-12-01 | PGE |  |  | PGE | Solar_Fixed | Solar |  | Oakley Solar Project |  |  |  | SOLARV2025J_FIXED_CA_YOLO_WOODLAND_0
COGNAT_1_UNIT | COGNAT_1_UNIT | Stockton Biomas | 45 | 2014-02-01 | 2050-12-01 | PGE |  |  | PGE | Biomass/Wood | Biomass |  | Stockton Biomass |  |  |  | COGNAT_1_UNIT_724920_23237
COLEMN_2_UNIT | COLEMN_2_UNIT | Coleman | 13 | 1979-01-01 | 2050-12-01 | PGE |  |  | PGE | Hydro | Hydro |  | Coleman PH | 1
COLGAT_7_UNIT_1 | COLGAT_7_UNIT 1 | Colgate Powerhouse Unit 1 | 176.72 | 1969-01-01 | 2050-12-01 | PGE |  |  | PGE | Hydro | Hydro |  | Colgate | 1
COLGAT_7_UNIT_2 | COLGAT_7_UNIT 2 | Colgate Powerhouse Unit 2 | 175.67 | 1969-01-01 | 2050-12-01 | PGE |  |  | PGE | Hydro | Hydro |  | Colgate | 2
COLGNS_2_CNSSR1 | COLGNS_2_CNSSR1 | ColGreen North Shore | 74.8 | 2018-12-01 | 2050-12-01 | IID |  |  | IID | Solar_Fixed | Solar | SCE | Colgreen North Shore Solar Farm |  |  |  | SOLARV2025J_FIXED_CA_IMPERIAL_NONE_0
COLPIN_6_COLLNS | COLPIN_6_COLLNS | Collins Pine | 3.3 | 2021-11-01 | 2099-01-01 | PGE |  |  | PGE | Biomass/Wood | Biomass |  | Collins Pine Project | GEN5 |  |  | COLPIN_6_COLLNS_725910_24216
COLTON_6_AGUAM1 | COLTON_6_AGUAM1 | AGUA MANSA UNIT 1 (CITY OF COLTON) | 43 | 2003-06-01 | 2050-12-01 | SCE |  |  | SCE | CT | Peaker |  | Agua Mansa Power Plant |  |  |  | COLTON_6_AGUAM1_722860_23119
COLUSA_2_PL1X3 | COLUSA_2_PL1X3 | Colusa Generating Station | 641 | 2010-12-01 | 2050-12-01 | PGE |  |  | PGE | CC | CCGT |  | Colusa Generating Station |  |  |  | COLUSA_2_PL1X3_725905_23275
COLVIL_7_PL1X2 | COLVIL_7_PL1X2 | COLLIERVILLE HYDRO UNIT 1 & 2 AGGREGATE | 246.86 | 1989-12-01 | 2050-12-01 | PGE |  |  | PGE | Hydro | Hydro |  | Collierville Powerhouse | GEN1 | GEN2
CONDOR_2_CDRBT1 | CONDOR_2_CDRBT1 | Condor BESS | 200 | 2024-05-01 | 2050-12-01 | SCE | CONDOR_ENERGY_STORAGE_LLC | 2024-11-07 | SCE | Battery_4h | Li-ion Battery |  | Condor Energy Storage LLC | COND1 |  |  |  | 800 | 4
CONTRL_1_CASAD1 | CONTRL_1_CASAD1 | Mammoth G1 | 7.2 | 1984-11-01 | 2050-12-01 | SCE |  |  | SCE | Geothermal | Geothermal |  | Mammoth G1 |  |  |  | CONTRL_1_CASAD1_724800_23157
CONTRL_1_CASAD2 | CONTRL_1_CASAD2 | Mammoth G2 | 10.5 | 2020-12-01 | 2050-12-01 | SCE |  |  | SCE | Geothermal | Geothermal |  | Mammoth G2 |  |  |  | CONTRL_1_CASAD2_724800_23157
CONTRL_1_CASAD3 | CONTRL_1_CASAD3 | Mammoth G3 | 14 | 2013-04-01 | 2050-12-01 | SCE |  |  | SCE | Geothermal | Geothermal |  | Mammoth G3 |  |  |  | CONTRL_1_CASAD3_724800_23157
CONTRL_1_LUNDY | CONTRL_1_LUNDY | LUNDY | 3 | 1911-01-01 | 2050-12-01 | SCE |  |  | SCE | Hydro | Hydro |  | Lundy
CONTRL_1_OXBOW | CONTRL_1_OXBOW | Dixie Valley Geo | 60 | 2018-07-01 | 2050-12-01 | SCE |  |  | SCE | Geothermal | Geothermal |  | Dixie Valley | GEN1 |  |  | CONTRL_1_OXBOW_725805_24172
CONTRL_1_POOLE | CONTRL_1_POOLE | POOLE HYDRO PLANT 1 | 11.07 | 1924-01-01 | 2050-12-01 | SCE |  |  | SCE | Hydro | Hydro |  | Poole
CONTRL_1_QF | CONTRL_1_QF | CONTROL QFS | 1.05 | 1982-01-01 | 2050-12-01 | SCE |  |  | SCE | Cogen | CHP |  | Ples I |  |  |  | CONTRL_1_QF_724800_23157
CONTRL_1_RUSHCK | CONTRL_1_RUSHCK | RUSH CREEK | 11.94 | 1916-01-01 | 2050-12-01 | SCE |  |  | SCE | Hydro | Hydro |  | Rush Creek
COPMT2_2_SOLAR2 | COPMT2_2_SOLAR2 | CMS2 | 155 | 2012-06-01 | 2050-12-01 | SCE |  |  | SCE | Solar_Fixed | Solar |  | Copper Mountain Solar 2 |  |  |  | SOLARV2025J_FIXED_NV_CLARK_LASVEGAS_0
COPMT4_2_SOLAR4 | COPMT4_2_SOLAR4 | Copper Mountain Solar 4 | 92 | 2016-12-01 | 2050-12-01 | SCE |  |  | SCE | Solar_Fixed | Solar |  | Copper Mountain Solar 4, LLC |  |  |  | SOLARV2025J_FIXED_NV_CLARK_LASVEGAS_0
COPMTN_2_CM10 | COPMTN_2_CM10 | Copper Mountain 10 | 10 | 2011-10-01 | 2050-12-01 | SCE |  |  | SCE | Solar_Fixed | Solar |  | CM10 | PV01 |  |  | SOLARV2025J_FIXED_NV_CLARK_LASVEGAS_0
COPMTN_2_SOLAR1 | COPMTN_2_SOLAR1 | Copper Mountain 48 | 48 | 2010-06-01 | 2050-12-01 | SCE |  |  | SCE | Solar_Fixed | Solar |  | CM48 | PV02 |  |  | SOLARV2025J_FIXED_NV_CLARK_LASVEGAS_0
CORCAN_1_SOLAR1 | CORCAN_1_SOLAR1 | CID Solar | 20 | 2015-01-01 | 2050-12-01 | PGE |  |  | PGE | Solar_Fixed | Solar |  | CID Solar, LLC |  |  |  | SOLARV2025J_FIXED_CA_KINGS_STRATFORD_0
CORCAN_1_SOLAR2 | CORCAN_1_SOLAR2 | Corcoran City | 11 | 2015-05-01 | 2050-12-01 | PGE |  |  | PGE | Solar_1Axis | Solar |  | Cottonwood Solar, LLC (City of Corcoran) |  |  |  | SOLARV2025J_1AXIS_CA_KINGS_STRATFORD_0
Cormorant_Storage | Cormorant Storage | Cormorant Storage | 250 | 2026-06-01 | 2050-12-01 | PGE |  |  | PGE | Battery_4h | Li-ion Battery | [6 empty] | 1000 | 4
CORONS_2_SOLAR | CORONS_2_SOLAR | Master Development Corona | 0.99 | 2013-04-01 | 2050-12-01 | SCE |  |  | SCE | Solar_Fixed | Solar | [5 empty] | SOLARV2025J_FIXED_CA_RIVERSIDE_PERRIS_0
CORONS_6_CLRWTR | CORONS_6_CLRWTR | Clearwater Power Plant | 28 | 2005-02-01 | 2050-12-01 | SCE |  |  | SCE | CC | CCGT |  | Clearwater Power Plant |  |  |  | CORONS_6_CLRWTR_722860_23119
CORRAL_6_SJOAQN | CORRAL_6_SJOAQN | Ameresco San Joaquin | 4.3 | 2014-04-01 | 2050-12-01 | PGE |  |  | PGE | Biogas | Biogas |  | Ameresco San Joaquin |  |  |  | CORRAL_6_SJOAQN_724920_23237
COTTLE_2_FRNKNH | COTTLE_2_FRNKNH | Frankenheimer Power Plant | 5.3 | 2013-04-01 | 2050-12-01 | PGE |  |  | PGE | Hydro | Hydro |  | Frankenheimer Power Plant | U1
COVERD_2_HCKHY1 | COVERD_2_HCKHY1 | HATCHET CREEK | 6.89 | 2017-06-01 | 2050-12-01 | PGE |  |  | PGE | Hydro | Hydro |  | Hatchet Creek Project | GEN1
COVERD_2_MCKHY1 | COVERD_2_MCKHY1 | Montgomery Creek Hydro | 2.8 | 2017-08-01 | 2050-12-01 | PGE |  |  | PGE | Hydro | Hydro |  | Montgomery Creek Hydro
COVERD_2_QFUNTS | COVERD_2_QFUNTS | Cove Hydroelectric Project | 5.5 | 1987-01-01 | 2050-12-01 | PGE |  |  | PGE | Hydro | Hydro |  | Cove Hydroelectric | GEN1
COVERD_2_RCKHY1 | COVERD_2_RCKHY1 | ROARING CREEK | 2 | 2017-06-01 | 2050-12-01 | PGE |  |  | PGE | Hydro | Hydro |  | Roaring Creek Water Power
COWCRK_2_UNIT | COWCRK_2_UNIT | Cow Creek Hydro | 2 | 1907-01-01 | 2050-12-01 | PGE |  |  | PGE | Hydro | Hydro |  | Cow Creek | 1 | 2
CPVERD_2_SOLAR | CPVERD_2_SOLAR | Campo Verde Solar | 139 | 2013-10-01 | 2050-12-01 | SDGE |  |  | SDGE | Solar_Fixed | Solar |  | Campo Verde Solar |  |  |  | SOLARV2025J_FIXED_CA_IMPERIAL_CALEXICO_0
CRELMN_6_AABBT1 | CRELMN_6_AABBT1 | Air Attack Base | 0.47 | 2023-08-01 | 2050-12-01 | SDGE |  |  | SDGE | Battery_4h | Li-ion Battery | [6 empty] | 1.88 | 4
CRELMN_6_RAMON1 | CRELMN_6_RAMON1 | Ramona 1 | 2 | 2013-12-01 | 2050-12-01 | SDGE |  |  | SDGE | Solar_Fixed | Solar |  | Ramona 1 |  |  |  | SOLARV2025J_FIXED_CA_IMPERIAL_NONE_0
CRELMN_6_RAMON2 | CRELMN_6_RAMON2 | Ramona 2 | 5 | 2013-12-01 | 2050-12-01 | SDGE |  |  | SDGE | Solar_Fixed | Solar |  | Ramona 2 |  |  |  | SOLARV2025J_FIXED_CA_IMPERIAL_NONE_0
CRELMN_6_RAMSR3 | CRELMN_6_RAMSR3 | Ramona Solar Energy | 4.32 | 2018-02-01 | 2050-12-01 | SDGE |  |  | SDGE | Solar_1Axis | Solar |  | Ramona Solar Energy |  |  |  | SOLARV2025J_1AXIS_CA_IMPERIAL_NONE_0
CRESSY_1_PARKER | CRESSY_1_PARKER | PARKER POWERHOUSE | 2.83 | 1981-09-01 | 2050-12-01 | PGE |  |  | PGE | Hydro | Hydro |  | Parker
CRESTA_7_PL1X2 | CRESTA_7_PL1X2 | CRESTA PH UNIT 1 & 2 AGGREGATE | 70.4 | 1949-01-01 | 2050-12-01 | PGE |  |  | PGE | Hydro | Hydro |  | Cresta | 1 | 2
CRIMSN_2_CRMBT1 | CRIMSN_2_CRMBT1 | Crimson | 200 | 2022-09-01 | 2099-01-01 | SCE |  |  | SCE | Battery_4h | Li-ion Battery |  | Crimson | SWSH1 |  |  |  | 800 | 4
CRIMSN_2_CRMBT2 | CRIMSN_2_CRMBT2 | Crimson 2 | 150 | 2022-10-01 | 2099-01-01 | SCE |  |  | SCE | Battery_4h | Li-ion Battery |  | Crimson | SWSH1 |  |  |  | 600 | 4
CRNEVL_6_CRNVA | CRNEVL_6_CRNVA | Crane Valley | 0.9 | 1919-01-01 | 2050-12-01 | PGE |  |  | PGE | Hydro | Hydro
CRNEVL_6_SJQN_2 | CRNEVL_6_SJQN 2 | SAN JOAQUIN 2 | 3.2 | 1917-01-01 | 2050-12-01 | PGE |  |  | PGE | Hydro | Hydro |  | San Joaquin 2
CROKET_7_UNIT | CROKET_7_UNIT | CROCKETT COGEN | 240 | 1995-12-01 | 2050-12-01 | PGE |  |  | PGE | Cogen | CHP |  | Crockett Cogen Project |  |  |  | CROKET_7_UNIT_745160_23202
CRSTWD_6_KUMYAY | CRSTWD_6_KUMYAY | Kumeyaay Wind Farm | 50 | 2005-12-01 | 2050-12-01 | SDGE |  |  | SDGE | Wind | Wind |  | Kumeyaay Wind |  |  |  | WIND_V2025E_CSD_CAKERN
CRWCKS_1_SOLAR1 | CRWCKS_1_SOLAR1 | Crow Creek Solar 1 | 20 | 2016-06-01 | 2050-12-01 | PGE |  |  | PGE | Solar_1Axis | Solar | [5 empty] | SOLARV2025J_1AXIS_CA_MERCED_GUSTINE_0
CSCGNR_1_UNIT_1 | CSCGNR_1_UNIT 1 | GIANERA PEAKER UNIT 1 | 24.75 | 1987-01-01 | 2050-12-01 | PGE |  |  | PGE | CT | Peaker |  | Gianera | 1 |  |  | CSCGNR_1_UNIT_1_724930_23230
CSCGNR_1_UNIT_2 | CSCGNR_1_UNIT 2 | GIANERA PEAKER UNIT 2 | 24.75 | 1986-01-01 | 2050-12-01 | PGE |  |  | PGE | CT | Peaker |  | Gianera | 2 |  |  | CSCGNR_1_UNIT_2_724930_23230
CSLR4S_2_SOLAR | CSLR4S_2_SOLAR | Csolar IV South | 130 | 2013-10-01 | 2050-12-01 | SDGE |  |  | SDGE | Solar_Fixed | Solar |  | Imperial Solar Energy Center South |  |  |  | SOLARV2025J_FIXED_CA_IMPERIAL_CALEXICO_0
CSTRVL_7_PL1X2 | CSTRVL_7_PL1X2 | Marina Land Fill Gas | 4.53 | 2007-09-01 | 2050-12-01 | PGE |  |  | PGE | Biogas | Biogas |  | Marina Landfill Gas |  |  |  | CSTRVL_7_PL1X2_724940_23234
CSTRVL_7_QFUNTS | CSTRVL_7_QFUNTS | Castroville QF Aggregate | 2 | 2006-06-01 | 2050-12-01 | PGE |  |  | PGE | Biogas | Biogas | [5 empty] | CSTRVL_7_QFUNTS_724940_23234
CTNWDP_1_QF | CTNWDP_1_QF | SMALL QF AGGREGATION - BURNEY | 0.5 | 1982-01-01 | 2050-12-01 | PGE |  |  | PGE | Hydro | Hydro
CUMBIA_1_SOLAR | CUMBIA_1_SOLAR | Columbia Solar Energy II | 19 | 2015-10-01 | 2050-12-01 | PGE |  |  | PGE | Solar_1Axis | Solar |  | Columbia Solar Energy, LLC | GEN1 |  |  | SOLARV2025J_1AXIS_CA_KERN_MOJAVE_0
CUMMNG_6_SUNCT1 | CUMMNG_6_SUNCT1 | SunSelect 1 | 4 | 2018-05-01 | 2050-12-01 | SCE |  |  | SCE | Cogen | CHP |  | SunSelect1 |  |  |  | CUMMNG_6_SUNCT1_723816_03159
CURTIS_1_CANLCK | CURTIS_1_CANLCK | Canal Creek Powerhouse | 0.9 | 1983-01-01 | 2050-12-01 | PGE |  |  | PGE | Hydro | Hydro
CURTIS_1_FARFLD | CURTIS_1_FARFLD | Fairfield Powerhouse | 0.9 | 1983-08-01 | 2050-12-01 | PGE |  |  | PGE | Hydro | Hydro
CUYAMA_6_SB3SB1_LESR | CUYAMA_6_SB3SB1 | SEPV Barbara 3 | 3 | 2024-01-01 | 2050-12-01 | PGE | CUYAMA_6_SB3SB1 | 2024-11-07 | PGE | Hybrid_BattStorage | Li-ion Battery |  | SEPV Cuyama Hybrid | CUYA1 |  |  |  | 12 | 4 | CUYAMA_6_SB3SB1_SUN | 3
CUYAMA_6_SB3SB1_SUN | CUYAMA_6_SB3SB1 | SEPV Barbara 3 | 3 | 2024-01-01 | 2050-12-01 | PGE | CUYAMA_6_SB3SB1 | 2024-11-07 | PGE | Hybrid_Solar_1Axis | Solar |  | SEPV Cuyama Hybrid | CUYA1 |  |  | SOLARV2025J_1AXIS_CA_KERN_BAKERSFIELD_0
CUYAMS_6_CUYSR1 | CUYAMS_6_CUYSR1 | Cuyama Solar | 40 | 2017-11-01 | 2050-12-01 | PGE |  |  | PGE | Solar_1Axis | Solar |  | Cuyama Solar, LLC | GEN01 |  |  | SOLARV2025J_1AXIS_CA_KERN_BAKERSFIELD_0
CWATER_1_DS1BT1 | CWATER_1_DS1BT1 | Daggett Solar 1 BESS | 113.5 | 2025-12-01 | 2050-12-01 | SCE |  |  | SCE | Battery_4h | Li-ion Battery | [6 empty] | 454 | 4
DAIRLD_1_CR1BM1 | DAIRLD_1_CR1BM1 | Clapper Rail Plant 1 | 2 | 2021-10-01 | 2050-12-01 | PGE |  |  | PGE | Biomass/Wood | Biomass
DAIRLD_1_MD1SL1 | DAIRLD_1_MD1SL1 | Madera 1 | 1.5 | 2017-12-01 | 2050-12-01 | PGE |  |  | PGE | Solar_1Axis | Solar |  | Madera 1 PV |  |  |  | SOLARV2025J_1AXIS_CA_FRESNO_TRANQUILLITY_0
DAIRLD_1_MD2BM1 | DAIRLD_1_MD2BM1 | Madera Digester Genset 2 | 0.8 | 2019-01-01 | 2050-12-01 | PGE |  |  | PGE | Biogas | Biogas | [5 empty] | DAIRLD_1_MD2BM1_723890_93193
DAVIS_1_SOLAR1 | DAVIS_1_SOLAR1 | Grasslands 3 | 1 | 2013-07-01 | 2050-12-01 | PGE |  |  | PGE | Solar_2Axis | Solar |  | Grassland 3&4 Solar Project | INV4 |  |  | SOLARV2025J_2AXIS_CA_YOLO_WOODLAND_0
DAVIS_1_SOLAR2 | DAVIS_1_SOLAR2 | Grasslands 4 | 1 | 2013-08-01 | 2050-12-01 | PGE |  |  | PGE | Solar_2Axis | Solar |  | Grassland 3&4 Solar Project | INV3 |  |  | SOLARV2025J_2AXIS_CA_YOLO_WOODLAND_0
DAVIS_7_MNMETH | DAVIS_7_MNMETH | MM Yolo Power LLC | 4 | 1997-01-01 | 2050-12-01 | PGE |  |  | PGE | Biogas | Biogas |  | MM Yolo Power |  |  |  | DAVIS_7_MNMETH_724839_93225
DEADCK_1_UNIT | DEADCK_1_UNIT | DEADCK_1_UNIT | 1.96 | 1990-01-01 | 2050-12-01 | PGE |  |  | PGE | Hydro | Hydro |  | Deadwood Creek | 1
DEERCR_6_UNIT_1 | DEERCR_6_UNIT 1 | DEER CREEK | 7 | 1908-01-01 | 2050-12-01 | PGE |  |  | PGE | Hydro | Hydro |  | Deer Creek PH | 1
DELAMO_2_ALASB2_LESR | DELAMO_2_ALASB2 | Los Alamitos 2 | 10 | 2023-11-01 | 2050-12-01 | SCE | DELAMO_2_ALASB2 | 2024-11-07 | SCE | Hybrid_BattStorage | Li-ion Battery |  | BCE Los Alamitos 2 | BCE22 |  |  |  | 40 | 4 | DELAMO_2_ALASB2_SUN
DELAMO_2_ALASB2_SUN | DELAMO_2_ALASB2 | Los Alamitos 2 | 10 | 2023-11-01 | 2050-12-01 | SCE | DELAMO_2_ALASB2 | 2024-11-07 | SCE | Hybrid_Solar_1Axis | Solar |  | BCE Los Alamitos 2 | BCE22 |  |  | SOLARV2025J_1AXIS_CA_LOSANGELES_BELLFLOWER_0
DELAMO_2_SOLAR1 | DELAMO_2_SOLAR1 | Golden Springs Building H | 1.5 | 2015-04-01 | 2050-12-01 | SCE |  |  | SCE | Solar_Fixed | Solar |  | Santa Fe Springs Rooftop Solar BLDG H |  |  |  | SOLARV2025J_FIXED_CA_LOSANGELES_BELLFLOWER_0
DELAMO_2_SOLAR2 | DELAMO_2_SOLAR2 | Golden Springs Building M | 1.75 | 2015-04-01 | 2050-12-01 | SCE |  |  | SCE | Solar_Fixed | Solar |  | Santa Fe Springs Rooftop Solar BLDG M |  |  |  | SOLARV2025J_FIXED_CA_LOSANGELES_BELLFLOWER_0
DELAMO_2_SOLAR3 | DELAMO_2_SOLAR3 | Golden Springs Building G | 1.25 | 2017-02-01 | 2050-12-01 | SCE |  |  | SCE | Solar_Fixed | Solar |  | Building G |  |  |  | SOLARV2025J_FIXED_CA_LOSANGELES_BELLFLOWER_0
DELAMO_2_SOLAR4 | DELAMO_2_SOLAR4 | Golden Springs Building F | 1.3 | 2017-02-01 | 2050-12-01 | SCE |  |  | SCE | Solar_Fixed | Solar |  | Building F |  |  |  | SOLARV2025J_FIXED_CA_LOSANGELES_BELLFLOWER_0
DELAMO_2_SOLAR5 | DELAMO_2_SOLAR5 | Golden Springs Building L | 1 | 2017-02-01 | 2050-12-01 | SCE |  |  | SCE | Solar_Fixed | Solar |  | Buidling L |  |  |  | SOLARV2025J_FIXED_CA_LOSANGELES_BELLFLOWER_0
DELAMO_2_SOLAR6 | DELAMO_2_SOLAR6 | Freeway Springs | 2 | 2017-01-01 | 2050-12-01 | SCE |  |  | SCE | Solar_Fixed | Solar |  | Freeway Springs |  |  |  | SOLARV2025J_FIXED_CA_LOSANGELES_BELLFLOWER_0
DELAMO_2_SOLRC1 | DELAMO_2_SOLRC1 | Golden Springs Building C1 | 1.16 | 2012-02-01 | 2050-12-01 | SCE |  |  | SCE | Solar_Fixed | Solar |  | Golden Springs Building C-1 |  |  |  | SOLARV2025J_FIXED_CA_LOSANGELES_BELLFLOWER_0
DELAMO_2_SOLRD | DELAMO_2_SOLRD | Golden Solar Building D | 1.25 | 2012-04-01 | 2050-12-01 | SCE |  |  | SCE | Solar_Fixed | Solar |  | Golden Springs Building D |  |  |  | SOLARV2025J_FIXED_CA_LOSANGELES_BELLFLOWER_0
DELSUR_6_BSOLAR | DELSUR_6_BSOLAR | Central Antelope Dry Ranch B | 3 | 2017-09-01 | 2050-12-01 | SCE |  |  | SCE | Solar_Fixed | Solar |  | Central Antelope Dry Ranch B LLC |  |  |  | SOLARV2025J_FIXED_CA_LOSANGELES_LANCASTER_1
DELSUR_6_CREST | DELSUR_6_CREST | Delsur Aggregate Solar Resources | 8.5 | 2016-04-01 | 2050-12-01 | SCE |  |  | SCE | Solar_Fixed | Solar | [5 empty] | SOLARV2025J_FIXED_CA_RIVERSIDE_PERRIS_0
DELSUR_6_DRYFRB | DELSUR_6_DRYFRB | Dry Farm Ranch B | 5 | 2014-11-01 | 2050-12-01 | SCE |  |  | SCE | Solar_1Axis | Solar |  | Lancaster Dry Farm Ranch B |  |  |  | SOLARV2025J_1AXIS_CA_SANBERNARDINO_HELENDALE_0
DELSUR_6_HORSR1 | DELSUR_6_HORSR1 | Horn | 1.5 | 2023-08-01 | 2050-12-01 | SCE |  |  | SCE | Solar_1Axis | Solar |  | Horn |  |  |  | SOLARV2025J_1AXIS_CA_LOSANGELES_LANCASTER_1
DELSUR_6_SOLAR1 | DELSUR_6_SOLAR1 | Summer Solar North | 6.5 | 2015-06-01 | 2050-12-01 | SCE |  |  | SCE | Solar_1Axis | Solar |  | Summer North Solar |  |  |  | SOLARV2025J_1AXIS_CA_LOSANGELES_LANCASTER_1
DELSUR_6_SOLAR4 | DELSUR_6_SOLAR4 | Radiance Solar 4 | 1.5 | 2018-12-01 | 2050-12-01 | SCE |  |  | SCE | Solar_1Axis | Solar |  | Radiance Solar 4 |  |  |  | SOLARV2025J_1AXIS_CA_LOSANGELES_LANCASTER_1
DELSUR_6_SOLAR5 | DELSUR_6_SOLAR5 | Radiance Solar 5 | 1.5 | 2018-12-01 | 2050-12-01 | SCE |  |  | SCE | Solar_1Axis | Solar |  | Radiance Solar 5 |  |  |  | SOLARV2025J_1AXIS_CA_LOSANGELES_LANCASTER_1
DELTA_2_PL1X4 | DELTA_2_PL1X4 | DELTA ENERGY CENTER AGGREGATE | 880 | 2002-06-01 | 2050-12-01 | PGE |  |  | PGE | CC | CCGT |  | Delta Energy Center |  |  |  | DELTA_2_PL1X4_745160_23202
DEVERS_1_SEPV05 | DEVERS_1_SEPV05 | SEPV 5 | 2 | 2012-05-01 | 2050-12-01 | SCE |  |  | SCE | Solar_Fixed | Solar | [5 empty] | SOLARV2025J_FIXED_CA_RIVERSIDE_NONE_0
DEVERS_1_SOLAR | DEVERS_1_SOLAR | Cascade Solar | 18.5 | 2013-11-01 | 2050-12-01 | SCE |  |  | SCE | Solar_Fixed | Solar |  | Cascade Solar |  |  |  | SOLARV2025J_FIXED_CA_RIVERSIDE_NONE_0
DEVERS_1_SOLAR1 | DEVERS_1_SOLAR1 | SEPV8 | 12 | 2013-06-01 | 2050-12-01 | SCE |  |  | SCE | Solar_1Axis | Solar |  | SEPV 8 |  |  |  | SOLARV2025J_1AXIS_CA_RIVERSIDE_NONE_0
DEVERS_1_SOLAR2 | DEVERS_1_SOLAR2 | SEPV9 | 9 | 2013-06-01 | 2050-12-01 | SCE |  |  | SCE | Solar_1Axis | Solar |  | SEPV9 Power Plant |  |  |  | SOLARV2025J_1AXIS_CA_RIVERSIDE_NONE_0
DEVERS_2_CS2SR4 | DEVERS_2_CS2SR4 | Caliente Solar 2 | 0.91 | 2018-05-01 | 2050-12-01 | SCE |  |  | SCE | Solar_1Axis | Solar | [5 empty] | SOLARV2025J_1AXIS_CA_RIVERSIDE_NONE_0
DEVERS_2_DHSPG2 | DEVERS_2_DHSPG2 | Desert Hot Springs 2 | 1.4 | 2013-12-01 | 2050-12-01 | SCE |  |  | SCE | Solar_1Axis | Solar |  | Desert Hot Springs Solar |  |  |  | SOLARV2025J_1AXIS_CA_RIVERSIDE_NONE_0
DEXZEL_1_UNIT | DEXZEL_1_UNIT | Western Power and Steam Cogeneration | 20 | 1989-11-01 | 2050-12-01 | PGE |  |  | PGE | Cogen | CHP |  | Western Power & Steam Inc |  |  |  | DEXZEL_1_UNIT_723840_23155
DIABLO_7_UNIT_1 | DIABLO_7_UNIT 1 | Diablo Canyon Unit 1 | 1150 | 1985-01-01 | 2029-10-01 | PGE |  |  | PGE | Nuclear | Nuclear |  | Diablo Canyon | 1 |  |  | DIABLO_7_UNIT_1_723940_23273
DIABLO_7_UNIT_2 | DIABLO_7_UNIT 2 | Diablo Canyon Unit 2 | 1150 | 1986-01-01 | 2030-10-01 | PGE |  |  | PGE | Nuclear | Nuclear |  | Diablo Canyon | 2 |  |  | DIABLO_7_UNIT_2_723940_23273
Dino_Point_Wind | Dino Point Wind | Dino Point Wind | 102.6 | 2026-03-31 | 2050-12-01 | PGE |  |  | PGE | Wind | Wind | [5 empty] | WIND_V2025E_CSD_CASOLANO
DISCOV_1_CHEVRN | DISCOV_1_CHEVRN | CHEVRON USA (EASTRIDGE) | 48.8 | 1988-06-01 | 2050-12-01 | PGE |  |  | PGE | Cogen | CHP |  | Kern River Eastridge Cogen |  |  |  | DISCOV_1_CHEVRN_723840_23155
DIXNLD_1_LNDFL | DIXNLD_1_LNDFL | Zero Waste Energy | 1.6 | 2015-11-01 | 2050-12-01 | PGE |  |  | PGE | Biomass/Wood | Biomass |  | Zero Waste Energy Development Co LLC |  |  |  | DIXNLD_1_LNDFL_724930_23230
DLN_5_HARQSCEDYN | DLN_5_HARQSCEDYN | Harq | 150 | 2025-04-01 | 2050-12-01 | AZPS |  |  | AZPS | Solar_1Axis | Solar | SCE |  |  |  |  | SOLARV2025J_1AXIS_AZ_85333_DATELAND_0
DMDVLY_1_UNITS | DMDVLY_1_UNITS | Diamond Valley Lake Pump Gen | 15.6 | 2001-01-01 | 2050-12-01 | SCE |  |  | SCE | Hydro | Hydro |  | Diamond Valley Lake | 1 | 2 | 3
DONNLS_7_UNIT | DONNLS_7_UNIT | Donnells Hydro | 72 | 1957-01-01 | 2050-12-01 | PGE |  |  | PGE | Hydro | Hydro |  | Donnells | H1
DOSMGO_2_NSPIN | DOSMGO_2_NSPIN | DOSMGO_2_NSPIN | 159 | 2009-03-01 | 2050-12-01 | PGE |  |  | PGE | Pumping_Load | Shed_DR
DOSPAL_1_DPSSR1 | DOSPAL_1_DPSSR1 | Dos Palos Clean Power | 3 | 2025-03-01 | 2050-12-01 | PGE |  |  | PGE | Solar_1Axis | Solar | [5 empty] | SOLARV2025J_1AXIS_CA_MERCED_GUSTINE_0
DOSPAL_1_MERBT1 | DOSPAL_1_MERBT1 | Merced 2 | 1.95 | 2026-06-01 | 2050-12-01 | PGE |  |  | PGE | Battery_4h | Li-ion Battery |  | Merced 2 BESS |  |  |  |  | 7.8 | 4
DOUBLC_1_UNITS | DOUBLC_1_UNITS | DOUBLE "C" LIMITED | 52.23 | 1989-03-01 | 2050-12-01 | PGE |  |  | PGE | CT | Peaker |  | Double C Generation Limited Partnership |  |  |  | DOUBLC_1_UNITS_723840_23155
DRACKR_2_D4SR4B | DRACKR_2_D4SR4B | Dracker Solar Unit 4B | 62.5 | 2020-11-01 | 2050-12-01 | SCE |  |  | SCE | Paired_Solar_1Axis | Solar |  | Blythe Solar IV, LLC | BLS4B |  |  | SOLARV2025J_1AXIS_CA_RIVERSIDE_BLYTHE_0
DRACKR_2_DS3SR3 | DRACKR_2_DS3SR3 | Dracker Solar Unit 3 | 125 | 2020-05-01 | 2050-12-01 | SCE |  |  | SCE | Paired_Solar_Fixed | Solar |  | Blythe Solar III, LLC Hybrid | BLSL3 |  |  | SOLARV2025J_FIXED_CA_RIVERSIDE_BLYTHE_0
DRACKR_2_DS4SR4 | DRACKR_2_DS4SR4 | Dracker Solar Unit 4A | 62.5 | 2020-08-01 | 2050-12-01 | SCE |  |  | SCE | Paired_Solar_1Axis | Solar |  | Blythe Solar IV, LLC | BLS4A |  |  | SOLARV2025J_1AXIS_CA_RIVERSIDE_BLYTHE_0
DRACKR_2_DSUBT1 | DRACKR_2_DSUBT1 | Dracker Solar Unit 1 BESS | 63 | 2021-08-01 | 2050-12-01 | SCE |  |  | SCE | Paired_BattStorage | Li-ion Battery |  | Blythe Solar 110, LLC | BES1 |  |  |  | 252 | 4 | DRACKR_2_SOLAR1
DRACKR_2_DSUBT2 | DRACKR_2_DSUBT2 | Dracker Solar Unit 2 BESS | 115 | 2021-04-01 | 2050-12-01 | SCE |  |  | SCE | Paired_BattStorage | Li-ion Battery |  | Blythe Solar II, LLC | BLST2 |  |  |  | 460 | 4 | DRACKR_2_SOLAR2
DRACKR_2_DSUBT3 | DRACKR_2_DSUBT3 | Dracker Solar Unit 3 BESS | 115 | 2021-07-01 | 2050-12-01 | SCE |  |  | SCE | Paired_BattStorage | Li-ion Battery |  | Blythe Solar III, LLC Hybrid | BLST3 |  |  |  | 460 | 4 | DRACKR_2_DS3SR3
DRACKR_2_DSUBT4 | DRACKR_2_DSUBT4 | Dracker Solar Unit 4 BESS | 47 | 2022-09-01 | 2099-01-01 | SCE |  |  | SCE | Paired_BattStorage | Li-ion Battery |  | Blythe Solar IV, LLC | BLST4 |  |  |  | 188 | 4 | DRACKR_2_DS4SR4
DRACKR_2_SOLAR1 | DRACKR_2_SOLAR1 | Dracker Solar Unit 1 | 110 | 2016-03-01 | 2050-12-01 | SCE |  |  | SCE | Paired_Solar_Fixed | Solar |  | Blythe Solar 110, LLC | BLCK1 |  |  | SOLARV2025J_FIXED_CA_RIVERSIDE_BLYTHE_0
DRACKR_2_SOLAR2 | DRACKR_2_SOLAR2 | Dracker Solar Unit 2 | 125 | 2016-09-01 | 2050-12-01 | SCE |  |  | SCE | Paired_Solar_Fixed | Solar |  | Blythe Solar II, LLC | BLCK4 |  |  | SOLARV2025J_FIXED_CA_RIVERSIDE_BLYTHE_0
DREWS_6_PL1X4 | DREWS_6_PL1X4 | Drews Generating Plant | 41.4 | 2001-08-01 | 2050-12-01 | SCE |  |  | SCE | CT | Peaker |  | Drews Generating Facility |  |  |  | DREWS_6_PL1X4_722860_23119
DREWSR_2_BHSSR1 | DREWSR_2_BHSSR1 | Blue Hornet Solar | 100 | 2022-11-01 | 2099-01-01 | SDGE |  |  | SDGE | Solar_1Axis | Solar |  | Drew Solar LLC |  |  |  | SOLARV2025J_1AXIS_CA_IMPERIAL_CALEXICO_0
DRUM_7_PL1X2 | DRUM_7_PL1X2 | Drum PH 1 Units 1 & 2 Aggregate | 26 | 1913-01-01 | 2050-12-01 | PGE |  |  | PGE | Hydro | Hydro |  | Drum 1 | 1 | 2
DRUM_7_PL3X4 | DRUM_7_PL3X4 | Drum PH 1 Units 3 & 4 Aggregate | 28.9 | 1922-01-01 | 2050-12-01 | PGE |  |  | PGE | Hydro | Hydro |  | Drum 1 | 3 | 4
DRUM_7_UNIT_5 | DRUM_7_UNIT 5 | DRUM PH 2 UNIT 5 | 50 | 1965-01-01 | 2050-12-01 | PGE |  |  | PGE | Hydro | Hydro |  | Drum 2 | 5
DSABLA_7_UNIT | DSABLA_7_UNIT | De Sabla Hydro | 18.5 | 1963-01-01 | 2050-12-01 | PGE |  |  | PGE | Hydro | Hydro |  | De Sabla | 1
DSFLWR_2_W9CSB1_LESR | DSFLWR_2_W9CSB1 | Willy 9 Chap 1 | 52 | 2025-05-01 | 2050-12-01 | SCE | DSFLWR_2_W9CSB1 | 2024-11-07 | SCE | Hybrid_BattStorage | Li-ion Battery |  | Chaparral Springs | CHAPS |  |  |  | 208 | 4 | DSFLWR_2_W9CSB1_SUN | 102
DSFLWR_2_W9CSB1_SUN | DSFLWR_2_W9CSB1 | Willy 9 Chap 1 | 102 | 2025-05-01 | 2050-12-01 | SCE | DSFLWR_2_W9CSB1 | 2024-11-07 | SCE | Hybrid_Solar_1Axis | Solar |  | Chaparral Springs | CHAPS |  |  | SOLARV2025J_1AXIS_CA_KERN_ROSAMOND_0
DSFLWR_2_W9CSB2_LESR | DSFLWR_2_W9CSB2 | Willy 9 Chap 2 | 36 | 2025-05-01 | 2050-12-01 | SCE | DSFLWR_2_W9CSB2 | 2024-11-07 | SCE | Hybrid_BattStorage | Li-ion Battery |  | Chaparral Springs | GEN01 |  |  |  | 144 | 4 | DSFLWR_2_W9CSB2_SUN | 72
DSFLWR_2_W9CSB2_SUN | DSFLWR_2_W9CSB2 | Willy 9 Chap 2 | 72 | 2025-05-01 | 2050-12-01 | SCE | DSFLWR_2_W9CSB2 | 2024-11-07 | SCE | Hybrid_Solar_1Axis | Solar |  | Chaparral Springs | GEN01 |  |  | SOLARV2025J_1AXIS_CA_KERN_ROSAMOND_0
DSFLWR_2_WS2SR1 | DSFLWR_2_WS2SR1 | Willow Springs 2 | 100 | 2019-01-01 | 2050-12-01 | SCE |  |  | SCE | Solar_1Axis | Solar |  | Willow Spring Solar, LLC |  |  |  | SOLARV2025J_1AXIS_CA_KERN_ROSAMOND_0
DSRTHV_2_DH1SR1 | DSRTHV_2_DH1SR1 | Desert Harvest | 80 | 2020-12-01 | 2050-12-01 | SCE |  |  | SCE | Paired_Solar_1Axis | Solar |  | Desert Harvest, LLC |  |  |  | SOLARV2025J_1AXIS_CA_RIVERSIDE_DESERTCENTER_0
DSRTHV_2_DH2BT1 | DSRTHV_2_DH2BT1 | Desert Harvest BESS | 35 | 2021-06-01 | 2050-12-01 | SCE |  |  | SCE | Paired_BattStorage | Li-ion Battery |  | Desert Harvest II LLC | DH003 |  |  |  | 140 | 4 | DSRTHV_2_DH1SR1
DSRTHV_2_DH2SR2 | DSRTHV_2_DH2SR2 | Desert Harvest 2 | 70 | 2020-12-01 | 2050-12-01 | SCE |  |  | SCE | Paired_Solar_1Axis | Solar |  | Desert Harvest II LLC | DH002 |  |  | SOLARV2025J_1AXIS_CA_RIVERSIDE_DESERTCENTER_0
DSRTSL_2_SOLAR1 | DSRTSL_2_SOLAR1 | Desert Stateline | 296.19 | 2016-08-01 | 2050-12-01 | SCE |  |  | SCE | Solar_Fixed | Solar |  | Desert Sunlight 250, LLC |  |  |  | SOLARV2025J_FIXED_NV_CLARK_LASVEGAS_0
DSRTSN_2_DS2BX2 | DSRTSN_2_DS2BX2 | Desert Sunlight PV II Storage 2 | 230 | 2024-04-01 | 2050-01-01 | SCE |  |  | SCE | Paired_BattStorage | Li-ion Battery |  | Sunlight Storage | SUNS1 |  |  |  | 920 | 4 | DSRTSN_2_SOLAR2
DSRTSN_2_DS2X2 | DSRTSN_2_DS2X2 | Desert Sunlight PV II Storage | 230 | 2022-08-01 | 2099-01-01 | SCE |  |  | SCE | Paired_BattStorage | Li-ion Battery | [6 empty] | 920 | 4 | DSRTSN_2_SOLAR1
DSRTSN_2_SOLAR1 | DSRTSN_2_SOLAR1 | Desert Sunlight 300 | 300 | 2013-10-01 | 2050-12-01 | SCE |  |  | SCE | Paired_Solar_Fixed | Solar |  | Desert Sunlight 300, LLC |  |  |  | SOLARV2025J_FIXED_CA_RIVERSIDE_DESERTCENTER_0
DSRTSN_2_SOLAR2 | DSRTSN_2_SOLAR2 | Desert Sunlight 250 | 250 | 2013-10-01 | 2050-12-01 | SCE |  |  | SCE | Paired_Solar_Fixed | Solar |  | Solar Star California II LLC |  |  |  | SOLARV2025J_FIXED_CA_RIVERSIDE_DESERTCENTER_0
DTCHWD_2_BT3WND | DTCHWD_2_BT3WND | Brookfield Tehachapi 3 | 4.5 | 2016-04-01 | 2050-12-01 | SCE |  |  | SCE | Wind | Wind | [5 empty] | WIND_V2025E_CSD_CAKERN
DUANE_1_PL1X3 | DUANE_1_PL1X3 | DONALD VON RAESFELD POWER PROJECT | 147.8 | 2005-03-01 | 2050-12-01 | PGE |  |  | PGE | CC | CCGT |  | Donald Von Raesfeld Power Plant |  |  |  | DUANE_1_PL1X3_724930_23230
DURNMESA_3_WBDYN | DURNMESA_3_WBDYN | DURAN MESA | 105.08 | 2021-12-01 | 2099-01-01 | PNM |  |  | WALC | OOS_Wind | Wind | SCE | Duran Mesa LLC |  |  |  | WIND_V2025E_EIA_NEWMEXICO
DUTCH1_7_UNIT_1 | DUTCH1_7_UNIT 1 | DUTCH FLAT 1 PH | 22 | 1943-01-01 | 2050-12-01 | PGE |  |  | PGE | Hydro | Hydro |  | Dutch Flat | 1
DUTCH2_7_UNIT_1 | DUTCH2_7_UNIT 1 | DUTCH FLAT 2 PH | 26 | 1965-01-01 | 2050-12-01 | PGE |  |  | PGE | Hydro | Hydro |  | Dutch Flat 2 | 3P
DVLCYN_1_UNITS | DVLCYN_1_UNITS | DEVIL CANYON HYDRO UNITS 1-4 AGGREGATE | 235 | 1972-01-01 | 2050-12-01 | SCE |  |  | SCE | Hydro | Hydro |  | Devil Canyon | 1 | 2 | 3
DYERSM_6_DSWWD1 | DYERSM_6_DSWWD1 | Dyer Summit Wind Repower | 44.8 | 2022-04-01 | 2050-12-01 | PGE |  |  | PGE | Wind | Wind |  | Summit Winds |  |  |  | WIND_V2025E_CSD_CASOLANO
DYLAN_2_BMTBT1 | DYLAN_2_BMTBT1 | Beaumont BESS | 100 | 2024-08-01 | 2099-01-01 | SCE |  |  | SCE | Battery_4h | Li-ion Battery |  | Beaumont BESS | GEN1 |  |  |  | 400 | 4
Easley_I_Power_Plant_BESS1A | Easley I Power Plant BESS1A | Easley I Power Plant BESS1A | 53 | 2026-09-15 | 2050-12-01 | SCE |  |  | SCE | Paired_BattStorage | Li-ion Battery |  | Easley Solar | IPEA2 |  |  |  | 212 | 4 | Easley_I_Power_Plant_PV1A
Easley_I_Power_Plant_BESS1B | Easley I Power Plant BESS1B | Easley I Power Plant BESS1B | 47 | 2026-09-15 | 2050-12-01 | SCE |  |  | SCE | Paired_BattStorage | Li-ion Battery |  | Easley Solar | IPEA2 |  |  |  | 188 | 4 | Easley_I_Power_Plant_PV1B
Easley_I_Power_Plant_BESS1C | Easley I Power Plant BESS1C | Easley I Power Plant BESS1C | 53 | 2026-09-15 | 2050-12-01 | SCE |  |  | SCE | Paired_BattStorage | Li-ion Battery |  | Easley Solar | IPEA2 |  |  |  | 212 | 4 | Easley_I_Power_Plant_PV1C
Easley_I_Power_Plant_BESS1D | Easley I Power Plant BESS1D | Easley I Power Plant BESS1D | 22 | 2026-09-15 | 2050-12-01 | SCE |  |  | SCE | Battery_4h | Li-ion Battery |  | Easley Solar | IPEA2 |  |  |  | 88 | 4
Easley_I_Power_Plant_PV1A | Easley I Power Plant PV1A | Easley I Power Plant PV1A | 20 | 2026-09-15 | 2050-12-01 | SCE |  |  | SCE | Paired_Solar_Fixed | Solar | [5 empty] | SOLARV2025J_FIXED_CA_RIVERSIDE_DESERTCENTER_0
Easley_I_Power_Plant_PV1B | Easley I Power Plant PV1B | Easley I Power Plant PV1B | 50 | 2026-09-15 | 2050-12-01 | SCE |  |  | SCE | Paired_Solar_Fixed | Solar | [5 empty] | SOLARV2025J_FIXED_CA_RIVERSIDE_DESERTCENTER_0
Easley_I_Power_Plant_PV1C | Easley I Power Plant PV1C | Easley I Power Plant PV1C | 75 | 2026-09-15 | 2050-12-01 | SCE |  |  | SCE | Paired_Solar_Fixed | Solar | [5 empty] | SOLARV2025J_FIXED_CA_RIVERSIDE_DESERTCENTER_0
Easley_II_Power_Plant_BESS2A | Easley II Power Plant BESS2A | Easley II Power Plant BESS2A | 53 | 2026-09-15 | 2050-12-01 | SCE |  |  | SCE | Paired_BattStorage | Li-ion Battery |  | Easley Solar | IPEA2 |  |  |  | 212 | 4 | Easley_II_Power_Plant_PV2A
Easley_II_Power_Plant_BESS2B | Easley II Power Plant BESS2B | Easley II Power Plant BESS2B | 47 | 2026-09-15 | 2050-12-01 | SCE |  |  | SCE | Paired_BattStorage | Li-ion Battery |  | Easley Solar | IPEA2 |  |  |  | 188 | 4 | Easley_II_Power_Plant_PV2B
Easley_II_Power_Plant_BESS2C | Easley II Power Plant BESS2C | Easley II Power Plant BESS2C | 53 | 2026-09-15 | 2050-12-01 | SCE |  |  | SCE | Paired_BattStorage | Li-ion Battery |  | Easley Solar | IPEA2 |  |  |  | 212 | 4 | Easley_II_Power_Plant_PV2C
Easley_II_Power_Plant_BESS2D | Easley II Power Plant BESS2D | Easley II Power Plant BESS2D | 22 | 2026-09-15 | 2050-12-01 | SCE |  |  | SCE | Battery_4h | Li-ion Battery |  | Easley Solar | IPEA2 |  |  |  | 88 | 4
Easley_II_Power_Plant_PV2A | Easley II Power Plant PV2A | Easley II Power Plant PV2A | 20 | 2026-09-15 | 2050-12-01 | SCE |  |  | SCE | Paired_Solar_Fixed | Solar | [5 empty] | SOLARV2025J_FIXED_CA_RIVERSIDE_DESERTCENTER_0
Easley_II_Power_Plant_PV2B | Easley II Power Plant PV2B | Easley II Power Plant PV2B | 50 | 2026-09-15 | 2050-12-01 | SCE |  |  | SCE | Paired_Solar_Fixed | Solar | [5 empty] | SOLARV2025J_FIXED_CA_RIVERSIDE_DESERTCENTER_0
Easley_II_Power_Plant_PV2C | Easley II Power Plant PV2C | Easley II Power Plant PV2C | 75 | 2026-09-15 | 2050-12-01 | SCE |  |  | SCE | Paired_Solar_Fixed | Solar | [5 empty] | SOLARV2025J_FIXED_CA_RIVERSIDE_DESERTCENTER_0
EASTWD_7_UNIT | EASTWD_7_UNIT | EASTWOOD PUMP-GEN | 200 | 1987-01-01 | 2050-12-01 | SCE |  |  | SCE | PSH | Pumped_Hydro |  | J S Eastwood |  |  |  |  | 5000 | 25
ECASCO_2_SJGBT1 | ECASCO_2_SJGBT1 | San Jacinto Grid | 65 | 2025-12-01 | 2050-01-01 | SCE |  |  | SCE | Battery_4h | Li-ion Battery |  | San Jacinto Grid, LLC | HESJG |  |  |  | 260 | 4
EDES_1_OKDGN1 | EDES_1_OKDGN1 | Oakland 1 | 0.72 | 2026-06-01 | 2050-12-01 | PGE |  |  | PGE | Solar_Fixed | Solar | [5 empty] | SOLARV2025J_FIXED__CA_SANJOSE
EDMONS_2_NSPIN | EDMONS_2_NSPIN | EDMONS_2_NSPIN | 775.8 | 2009-03-01 | 2050-12-01 | SCE |  |  | SCE | Pumping_Load | Shed_DR
EDWARD_2_E21SB1_LESR | EDWARD_2_E21SB1 | EdSan 2 Edwards 1A | 71 | 2022-08-01 | 2050-12-01 | SCE |  |  | SCE | Hybrid_BattStorage | Li-ion Battery |  | Edwards Sanborn E2 | BESS |  |  |  | 284 | 4 | EDWARD_2_E21SB1_SUN | 71
EDWARD_2_E21SB1_SUN | EDWARD_2_E21SB1 | EdSan 2 Edwards 1A | 130 | 2022-08-01 | 2099-01-01 | SCE |  |  | SCE | Hybrid_Solar_1Axis | Solar |  | Edwards Sanborn E2 | PV |  |  | SOLARV2025J_1AXIS_CA_KERN_MOJAVE_0
EDWARD_2_E23SB1_LESR | EDWARD_2_E23SB1 | EdSan 2 Edwards 3 | 6 | 2021-12-01 | 2050-12-01 | SCE |  |  | SCE | Hybrid_BattStorage | Li-ion Battery | [6 empty] | 24 | 4 | EDWARD_2_E23SB1_SUN
EDWARD_2_E23SB1_SUN | EDWARD_2_E23SB1 | EdSan 2 Edwards 3 | 24 | 2021-12-01 | 2050-12-01 | SCE |  |  | SCE | Hybrid_Solar_1Axis | Solar | [5 empty] | SOLARV2025J_1AXIS_CA_KERN_MOJAVE_0
EDWARD_2_ES2BT3_LESR | EDWARD_2_ES2BT3 | EdSan 2 | 66 | 2022-04-01 | 2050-12-01 | SCE |  |  | SCE | Hybrid_BattStorage | Li-ion Battery |  | Edwards Sanborn E2 | BESS |  |  |  | 264 | 4 | EDWARD_2_ES2BT3_SUN | 85
EDWARD_2_ES2BT3_SUN | EDWARD_2_ES2BT3 | EdSan 2 | 118 | 2022-04-01 | 2099-01-01 | SCE |  |  | SCE | Hybrid_Solar_1Axis | Solar |  | Edwards Sanborn E2 | PV |  |  | SOLARV2025J_1AXIS_CA_KERN_MOJAVE_0
EDWARD_2_ESSSB1_LESR | EDWARD_2_ESSSB1 | Sanborn Solar 2 Edwards 5 | 28 | 2025-01-01 | 2050-12-01 | SCE | EDWARD_2_ESSSB1 | 2024-11-07 | SCE | Hybrid_BattStorage | Li-ion Battery |  | Sanborn BESS 1 | ESSB1 |  |  |  | 224 | 8 | EDWARD_2_ESSSB1_SUN | 100
EDWARD_2_ESSSB1_SUN | EDWARD_2_ESSSB1 | Sanborn Solar 2 Edwards 5 | 60 | 2025-01-01 | 2099-01-01 | SCE |  |  | SCE | Hybrid_Solar_1Axis | Solar |  | Sanborn BESS 1 | ESSB1 |  |  | SOLARV2025J_1AXIS_CA_KERN_MOJAVE_0
EDWARD_2_ESSSB2_LESR | EDWARD_2_ESSSB2 | Sanborn Solar 2 | 66 | 2023-11-01 | 2050-12-01 | SCE | EDWARD_2_ESSSB2 | 2024-11-07 | SCE | Hybrid_BattStorage | Li-ion Battery |  | Sanborn BESS 2 | ESSB2 |  |  |  | 528 | 8 | EDWARD_2_ESSSB2_SUN | 132
EDWARD_2_ESSSB2_SUN | EDWARD_2_ESSSB2 | Sanborn Solar 2 | 132 | 2023-11-01 | 2099-01-01 | SCE |  |  | SCE | Hybrid_Solar_1Axis | Solar |  | Sanborn BESS 2 | ESSB2 |  |  | SOLARV2025J_1AXIS_CA_KERN_MOJAVE_0
EEKTMN_6_SOLAR1 | EEKTMN_6_SOLAR1 | EE K Solar 1 | 20 | 2015-08-01 | 2050-12-01 | PGE |  |  | PGE | Solar_1Axis | Solar |  | Kettleman Solar -Centaurus |  |  |  | SOLARV2025J_1AXIS_CA_KINGS_STRATFORD_0
ELCABO_5_ECWSCEDYN | ELCABO_5_ECWSCEDYN | El Cabo Wind | 298 | 2017-06-01 | 2050-12-01 | PNM |  |  | AZPS | OOS_Wind | Wind | SCE | El Cabo Wind |  |  |  | WIND_V2025E_EIA_NEWMEXICO
ELCAJN_6_EB1BT1 | ELCAJN_6_EB1BT1 | Eastern BESS 1 | 7.5 | 2017-02-01 | 2050-12-01 | SDGE |  |  | SDGE | Battery_4h | Li-ion Battery |  | El Cajon Energy Storage | SES |  |  |  | 30 | 4
ELCAJN_6_LM6K | ELCAJN_6_LM6K | El Cajon Energy Center | 48.1 | 2010-06-01 | 2050-12-01 | SDGE |  |  | SDGE | CT | Peaker |  | El Cajon Energy Center |  |  |  | ELCAJN_6_LM6K_722900_23188
ELCAJN_6_NJEBT1 | ELCAJN_6_NJEBT1 | North Johnson Energy Center | 50 | 2026-06-01 | 2050-12-01 | SDGE |  |  | SDGE | Battery_4h | Li-ion Battery |  | North Johnson Energy Center | BESS1 |  |  |  | 200 | 4
ELCAJN_6_UNITA1 | ELCAJN_6_UNITA1 | Cuyamaca Peak Energy Plant | 45.42 | 2002-05-01 | 2050-12-01 | SDGE |  |  | SDGE | CT | Peaker |  | Cuyamaca Peak Energy Plant |  |  |  | ELCAJN_6_UNITA1_722900_23188
ELCAP_1_SOLAR | ELCAP_1_SOLAR | 2097 Helton | 1.5 | 2015-05-01 | 2050-12-01 | PGE |  |  | PGE | Solar_1Axis | Solar |  | 2097 Helton Solar Project |  |  |  | SOLARV2025J_1AXIS_CA_MERCED_GUSTINE_0
ELDORO_7_UNIT_1 | ELDORO_7_UNIT 1 | El Dorado Unit 1 | 11 | 2005-05-01 | 2050-12-01 | PGE |  |  | PGE | Hydro | Hydro |  | El Dorado | 1
ELDORO_7_UNIT_2 | ELDORO_7_UNIT 2 | El Dorado Unit 2 | 11 | 2005-05-01 | 2050-12-01 | PGE |  |  | PGE | Hydro | Hydro |  | El Dorado | 2
ELECTR_7_PL1X3 | ELECTR_7_PL1X3 | ELECTRA PH UNIT 1 & 2 AGGREGATE | 93 | 1948-01-01 | 2050-12-01 | PGE |  |  | PGE | Hydro | Hydro |  | Electra | 1 | 2
ELKCRK_6_STONYG | ELKCRK_6_STONYG | STONEY GORGE HYDRO AGGREGATE | 4.9 | 1986-01-01 | 2050-12-01 | PGE |  |  | PGE | Hydro | Hydro |  | Stony Gorge | 1 | 2
ELKHIL_2_PL1X3 | ELKHIL_2_PL1X3 | ELK HILLS COMBINED CYCLE (AGGREGATE) | 551.7 | 2003-07-01 | 2050-12-01 | PGE |  |  | PGE | CC | CCGT |  | Elk Hills Power LLC |  |  |  | ELKHIL_2_PL1X3_723840_23155
ELKHRN_1_EESX3 | ELKHRN_1_EESX3 | Elkhorn Energy Storage | 182.5 | 2022-04-01 | 2050-12-01 | PGE |  |  | PGE | Battery_4h | Li-ion Battery |  | Elkhorn Battery Energy Storage System | ELKHO |  |  |  | 730 | 4
ELLIOT_6_ELIBT1 | ELLIOT_6_ELIBT1 | Elliott Energy Storage | 9.75 | 2024-04-01 | 2050-01-01 | SDGE |  |  | SDGE | Battery_4h | Li-ion Battery |  | Elliott Energy Storage | 1 |  |  |  | 39 | 4
ELLIS_2_QF | ELLIS_2_QF | ELLIS QFS | 12 | 1993-01-01 | 2050-12-01 | SCE |  |  | SCE | Biogas | Biogas |  | Plant No 2 Orange County
ELNIDO_1_ECRSR1 | ELNIDO_1_ECRSR1 | East Cleveland Solar | 3 | 2025-02-01 | 2050-12-01 | PGE |  |  | PGE | Solar_Fixed | Solar | [5 empty] | SOLARV2025J_FIXED_CA_MERCED_GUSTINE_0
ELSEGN_2_UN1011 | ELSEGN_2_UN1011 | El Segundo Energy Center 5/6 | 274.31 | 2013-06-01 | 2050-12-01 | SCE |  |  | SCE | CC | CCGT |  | El Segundo Energy Center LLC | 5 | 6 |  | ELSEGN_2_UN1011_722950_23174
ELSEGN_2_UN2021 | ELSEGN_2_UN2021 | El Segundo Energy Center 7/8 | 271.74 | 2013-06-01 | 2050-12-01 | SCE |  |  | SCE | CC | CCGT |  | El Segundo Energy Center LLC | 7 | 8 |  | ELSEGN_2_UN2021_722950_23174
ENERSJ_2_WIND | ENERSJ_2_WIND | ESJ Wind Energy | 151 | 2022-01-01 | 2050-12-01 | SDGE |  |  | SDGE | Wind | Wind |  | Energia Sierra Suarez |  |  |  | WIND_V2025E_CSD_CAKERN
ENERSJ_5_ESJWD2 | ENERSJ_5_ESJWD2 | Energia Sierra Juarez Wind 2 | 105 | 2022-01-01 | 2050-12-01 | SDGE |  |  | SDGE | Wind | Wind | [5 empty] | WIND_V2025E_CSD_CAKERN
ENWIND_2_WIND1 | ENWIND_2_WIND1 | Cameron Ridge | 47.1 | 2014-12-01 | 2050-12-01 | SCE |  |  | SCE | Wind | Wind |  | Cameron Ridge LLC | EXIS |  |  | WIND_V2025E_CSD_CAKERN
ENWIND_2_WIND2 | ENWIND_2_WIND2 | Ridgetop I | 38.24 | 2015-03-01 | 2050-12-01 | SCE |  |  | SCE | Wind | Wind |  | Ridgetop |  |  |  | WIND_V2025E_CSD_CAKERN
ESCNDO_6_CPPBT1 | ESCNDO_6_CPPBT1 | CalPeak Power Enterprise Unit 1 | 52 | 2026-10-26 | 2050-12-01 | SDGE |  |  | SDGE | Battery_4h | Li-ion Battery |  | Enterprise BESS |  |  |  |  | 208 | 4
ESCNDO_6_EB1BT1 | ESCNDO_6_EB1BT1 | Escondido BESS 1 | 10 | 2017-03-01 | 2050-12-01 | SDGE |  |  | SDGE | Battery_4h | Li-ion Battery |  | Escondido Energy Storage | SES |  |  |  | 40 | 4
ESCNDO_6_EB2BT2 | ESCNDO_6_EB2BT2 | Escondido BESS 2 | 10 | 2017-03-01 | 2050-12-01 | SDGE |  |  | SDGE | Battery_4h | Li-ion Battery |  | Escondido Energy Storage | SES |  |  |  | 40 | 4
ESCNDO_6_EB3BT3 | ESCNDO_6_EB3BT3 | Escondido BESS 3 | 10 | 2017-03-01 | 2050-12-01 | SDGE |  |  | SDGE | Battery_4h | Li-ion Battery |  | Escondido Energy Storage | SES |  |  |  | 40 | 4
ESCNDO_6_PL1X2 | ESCNDO_6_PL1X2 | MMC Escondido Aggregate | 48.71 | 2014-01-01 | 2050-12-01 | SDGE |  |  | SDGE | CT | Peaker |  | Escondido Energy Center |  |  |  | ESCNDO_6_PL1X2_722926_03154
ESCNDO_6_UNITB1 | ESCNDO_6_UNITB1 | CalPeak Power Enterprise Unit 1 | 50.96 | 2001-10-01 | 2050-12-01 | SDGE |  |  | SDGE | CT | Peaker |  | CalPeak Power Enterprise Peaker Plant |  |  |  | ESCNDO_6_UNITB1_722926_03154
ESCO_6_GLMQF | ESCO_6_GLMQF | Goal Line Cogen | 49.9 | 1994-01-01 | 2050-12-01 | SDGE |  |  | SDGE | Cogen | CHP |  | Goal Line LP |  |  |  | ESCO_6_GLMQF_722926_03154
ESNHWR_2_CS1BT3 | ESNHWR_2_CS1BT3 | Carris Storage 1 | 10 | 2025-05-01 | 2050-01-01 | SCE |  |  | SCE | Battery_4h | Li-ion Battery |  | Carris Storage I | HECAR |  |  |  | 40 | 4
ESNHWR_2_HDSBT2 | ESNHWR_2_HDSBT2 | Hecate Energy Desert Storage 1 | 10 | 2025-05-01 | 2050-01-01 | SCE |  |  | SCE | Battery_4h | Li-ion Battery |  | Hecate Energy Desert Storage 1 LLC | HEDS1 |  |  |  | 40 | 4
ESNHWR_2_WC1BT1 | ESNHWR_2_WC1BT1 | Wildcat I BESS | 3 | 2021-10-01 | 2099-01-01 | SCE |  |  | SCE | Battery_4h | Li-ion Battery |  | Wildcat I Energy Storage LLC | WILD1 |  |  |  | 12 | 4
ESQUON_6_LNDFIL | ESQUON_6_LNDFIL | Neal Road Landfill Generating Facility | 2.1 | 2012-09-01 | 2050-12-01 | PGE |  |  | PGE | Biogas | Biogas |  | Ameresco Butte County |  |  |  | ESQUON_6_LNDFIL_725910_24216
ESTWND_2_OPPWD1 | ESTWND_2_OPPWD1 | Oasis Power Plant Eastwind | 57.14 | 2021-10-01 | 2099-01-01 | SCE |  |  | SCE | Wind | Wind | [5 empty] | WIND_V2025E_CSD_CAKERN
ETIWND_2_CHMPNE | ETIWND_2_CHMPNE | Champagne | 1 | 2013-12-01 | 2050-12-01 | SCE |  |  | SCE | Solar_Fixed | Solar |  | Oltmans SCE at Champagne |  |  |  | SOLARV2025J_FIXED_CA_RIVERSIDE_PERRIS_0
ETIWND_2_FONTNA | ETIWND_2_FONTNA | FONTANALYTLE CREEK POWERHOUSE P | 2.56 | 1904-01-01 | 2050-12-01 | SCE |  |  | SCE | Hydro | Hydro |  | Fontana | 1 | 2
ETIWND_2_SEPBT1 | ETIWND_2_SEPBT1 | Separator | 100 | 2024-09-01 | 2050-01-01 | SCE |  |  | SCE | Battery_4h | Li-ion Battery |  | Separator (Etiwanda) BESS | SEPAR |  |  |  | 400 | 4
ETIWND_2_SOLAR1 | ETIWND_2_SOLAR1 | Dedeaux Ontario | 1 | 2016-03-01 | 2050-12-01 | SCE |  |  | SCE | Solar_1Axis | Solar |  | SunE- E Philadelphia Ontario |  |  |  | SOLARV2025J_1AXIS_CA_RIVERSIDE_PERRIS_0
ETIWND_2_SOLAR2 | ETIWND_2_SOLAR2 | Rochester | 1 | 2016-09-01 | 2050-12-01 | SCE |  |  | SCE | Solar_Fixed | Solar |  | SunE Rochester |  |  |  | SOLARV2025J_FIXED_CA_RIVERSIDE_PERRIS_0
ETIWND_2_SOLAR5 | ETIWND_2_SOLAR5 | Dulles | 2 | 2016-11-01 | 2050-12-01 | SCE |  |  | SCE | Solar_Fixed | Solar |  | Dulles |  |  |  | SOLARV2025J_FIXED_CA_RIVERSIDE_PERRIS_0
ETIWND_2_UNIT1 | ETIWND_2_UNIT1 | ETIWND_2_UNIT1 | 33.6 | 2016-01-01 | 2050-12-01 | SCE |  |  | SCE | CT | Peaker |  | New-Indy Ontario Mill |  |  |  | ETIWND_2_UNIT1_722860_23119
ETIWND_6_GRPLND | ETIWND_6_GRPLND | Grapeland Peaker | 45.64 | 2007-09-01 | 2050-12-01 | SCE |  |  | SCE | CT | Peaker |  | Grapeland Hybrid |  |  |  | ETIWND_6_GRPLND_722860_23119
ETIWND_6_INEBT1 | ETIWND_6_INEBT1 | Inland Empire Energy Storage | 70 | 2024-10-01 | 2050-12-01 | SCE |  |  | SCE | Battery_4h | Li-ion Battery |  | Inland Empire Energy Storage | IEESS |  |  |  | 280 | 4
ETIWND_6_MWDETI | ETIWND_6_MWDETI | ETIWANDA RECOVERY HYDRO | 24 | 1994-01-01 | 2050-12-01 | SCE |  |  | SCE | Hydro | Hydro |  | Etiwanda | 1
EXCHEC_7_UNIT_1 | EXCHEC_7_UNIT 1 | EXCHEQUER HYDRO | 94.5 | 1967-01-01 | 2050-12-01 | PGE |  |  | PGE | Hydro | Hydro |  | Exchequer | 1
EXCLSG_1_SOLAR | EXCLSG_1_SOLAR | Excelsior Solar | 60 | 2016-10-01 | 2050-12-01 | PGE |  |  | PGE | Solar_1Axis | Solar |  | Five Points Solar Park |  |  |  | SOLARV2025J_1AXIS_CA_FRESNO_TRANQUILLITY_0
FALBRK_6_FESBT1 | FALBRK_6_FESBT1 | Fallbrook Energy Storage | 40 | 2023-05-01 | 2050-12-01 | SDGE |  |  | SDGE | Battery_4h | Li-ion Battery |  | Fallbrook Energy Storage | FBES |  |  |  | 160 | 4
FELLOW_7_QFUNTS | FELLOW_7_QFUNTS | Fellow QF Aggregate | 6.2 | 2006-06-01 | 2050-12-01 | PGE |  |  | PGE | Cogen | CHP
FIFTHS_2_FSSBT | FIFTHS_2_FSSBT | Fifth Standard Battery | 137 | 2023-09-01 | 2050-12-01 | PGE |  |  | PGE | Paired_BattStorage | Li-ion Battery |  | Fifth Standard Solar PV, LLC (Hybrid) | FTHSB |  |  |  | 548 | 4 | FIFTHS_2_FSSR1
FIFTHS_2_FSSR1 | FIFTHS_2_FSSR1 | Fifth Standard Solar | 150 | 2023-09-01 | 2050-12-01 | PGE |  |  | PGE | Paired_Solar_1Axis | Solar |  | Fifth Standard Solar PV, LLC (Hybrid) | FTHSS |  |  | SOLARV2025J_1AXIS_CA_KINGS_STRATFORD_0
FILIPPI_2_QZSBTX | FILIPPI_2_QZSBTX | Quartzite Solar 8 BESS | 150 | 2024-12-01 | 2050-12-01 | SCE | DESERT_QUARTZITE_STORAGE | 2024-11-07 | SCE | Paired_BattStorage | Li-ion Battery |  | Desert Quartzite | GEN02 |  |  |  | 600 | 4 | FILIPPI_2_QZSSRX
FILIPPI_2_QZSSRX | FILIPPI_2_QZSSRX | Quartzite Solar 8 | 300 | 2024-12-01 | 2050-12-01 | SCE | DESERT_QUARTZITE_SOLAR | 2024-11-07 | SCE | Paired_Solar_1Axis | Solar |  | Desert Quartzite | GEN01 |  |  | SOLARV2025J_1AXIS_CA_RIVERSIDE_NONE_0
Fish_Lake_Geothermal | Fish Lake Geothermal | Fish Lake Geothermal | 13 | 2026-11-30 | 2050-12-01 | SCE |  |  | SCE | Geothermal | Geothermal |  | Fish Lake Geothermal
FLOWD_2_RT2WD2 | FLOWD_2_RT2WD2 | Ridgetop 2 | 27.39 | 2018-10-01 | 2050-12-01 | SCE |  |  | SCE | Wind | Wind |  | Ridgetop Energy LLC |  |  |  | WIND_V2025E_CSD_CAKERN
FLOWD_2_WIND1 | FLOWD_2_WIND1 | Cameron Ridge 2 | 11.9 | 2016-01-01 | 2050-12-01 | SCE |  |  | SCE | Wind | Wind |  | Cameron Ridge LLC | EXIS |  |  | WIND_V2025E_CSD_CAKERN
FLOWD2_2_FPLWND | FLOWD2_2_FPLWND | DIABLO WINDS | 18 | 2005-05-01 | 2050-12-01 | PGE |  |  | PGE | Wind | Wind |  | Diablo Winds LLC |  |  |  | WIND_V2025E_CSD_CASOLANO
FMEADO_6_HELLHL | FMEADO_6_HELLHL | FMEADO_6_HELLHL | 0.6 | 1983-04-01 | 2050-12-01 | PGE |  |  | PGE | Hydro | Hydro
FMEADO_7_UNIT | FMEADO_7_UNIT | FRENCH MEADOWS HYDRO | 16 | 1966-01-01 | 2050-12-01 | PGE |  |  | PGE | Hydro | Hydro |  | French Meadows | 1
FORBST_7_UNIT_1 | FORBST_7_UNIT 1 | FORBESTOWN HYDRO | 37.5 | 1963-01-01 | 2050-12-01 | PGE |  |  | PGE | Hydro | Hydro |  | Forbestown | 1
FORKBU_6_UNIT | FORKBU_6_UNIT | Forks of Butte Hydro | 14.3 | 1992-03-01 | 2050-12-01 | PGE |  |  | PGE | Hydro | Hydro |  | Forks of Butte Hydro Project | GEN1
FRESHW_1_SOLAR1 | FRESHW_1_SOLAR1 | Corcoran 3 | 20 | 2016-03-01 | 2050-12-01 | PGE |  |  | PGE | Solar_1Axis | Solar |  | Corcoran Solar 3 |  |  |  | SOLARV2025J_1AXIS_CA_KINGS_STRATFORD_0
FRIANT_6_UNITS | FRIANT_6_UNITS | FRIANT DAM | 25 | 2016-03-01 | 2050-12-01 | PGE |  |  | PGE | Hydro | Hydro |  | Friant Hydro Facility | FR1 | RO2
FRNTBW_6_SOLAR1 | FRNTBW_6_SOLAR1 | Frontier Solar | 20 | 2019-02-01 | 2050-12-01 | PGE |  |  | PGE | Solar_1Axis | Solar |  | Frontier Solar LLC |  |  |  | SOLARV2025J_1AXIS_CA_MERCED_GUSTINE_0
FROGTN_1_UTICAA | FROGTN_1_UTICAA | Angels Powerhouse | 1.4 | 2017-08-01 | 2050-12-01 | PGE |  |  | PGE | Hydro | Hydro |  | Angels | 1
FROGTN_1_UTICAM | FROGTN_1_UTICAM | Murphys Powerhouse | 3.6 | 2017-08-01 | 2050-12-01 | PGE |  |  | PGE | Hydro | Hydro |  | Murphys
FTSWRD_6_TRFORK | FTSWRD_6_TRFORK | Three Forks Water Power Project | 1.63 | 2011-11-01 | 2050-12-01 | PGE |  |  | PGE | Hydro | Hydro |  | Three Forks Water Power Project
FTSWRD_7_QFUNTS | FTSWRD_7_QFUNTS | FTSWRD_7_QFUNTS | 1.6 | 1986-04-01 | 2050-12-01 | PGE |  |  | PGE | Hydro | Hydro
FULTON_1_QF | FULTON_1_QF | SMALL QF AGGREGATION - ZENIA | 1 | 1983-01-01 | 2050-12-01 | PGE |  |  | PGE | Hydro | Hydro
GALE_1_SR3SR3 | GALE_1_SR3SR3 | Sunray 3 | 13.8 | 2017-06-01 | 2050-12-01 | SCE |  |  | SCE | Solar_1Axis | Solar |  | Sunray 3 |  |  |  | SOLARV2025J_1AXIS_CA_SANBERNARDINO_HELENDALE_0
GANSO_1_WSTBM1 | GANSO_1_WSTBM1 | Weststar Dairy Biogas | 1 | 2018-02-01 | 2050-12-01 | PGE |  |  | PGE | Biogas | Biogas |  | ABEC #2 dba West-Star Dairy |  |  |  | GANSO_1_WSTBM1_723840_23155
GARLND_2_GARBT1 | GARLND_2_GARBT1 | Garland B BESS | 88 | 2022-01-01 | 2050-12-01 | SCE |  |  | SCE | Paired_BattStorage | Li-ion Battery |  | RE Garland | BESS1 |  |  |  | 352 | 4 | GARLND_2_GASLR
GARLND_2_GASLR | GARLND_2_GASLR | Garland B | 180 | 2016-10-01 | 2050-12-01 | SCE |  |  | SCE | Paired_Solar_Fixed | Solar |  | RE Garland | PV2 |  |  | SOLARV2025J_FIXED_CA_KERN_ROSAMOND_0
GARLND_2_GASLRA | GARLND_2_GASLRA | Garland A | 20 | 2016-09-01 | 2050-12-01 | SCE |  |  | SCE | Solar_1Axis | Solar |  | RE Garland A | PV1 |  |  | SOLARV2025J_1AXIS_CA_KERN_ROSAMOND_0
GARNET_1_SOLAR | GARNET_1_SOLAR | North Palm Springs 4A | 4 | 2012-11-01 | 2050-12-01 | SCE |  |  | SCE | Solar_1Axis | Solar |  | North Palm Springs 4A |  |  |  | SOLARV2025J_1AXIS_CA_RIVERSIDE_NONE_0
GARNET_1_SOLAR2 | GARNET_1_SOLAR2 | Garnet Solar Power Generation Station 1 | 4 | 2014-12-01 | 2050-12-01 | SCE |  |  | SCE | Solar_1Axis | Solar |  | Garnet Solar Generation Station I LLC |  |  |  | SOLARV2025J_1AXIS_CA_RIVERSIDE_NONE_0
GARNET_1_WIND | GARNET_1_WIND | GARNET WIND ENERGY CENTER | 6.5 | 2009-06-01 | 2050-12-01 | SCE |  |  | SCE | Wind | Wind | [5 empty] | WIND_V2025E_CSD_CARIVERSIDE
GARNET_1_WINDS | GARNET_1_WINDS | Garnet Winds Aggregation | 22.5 | 2011-02-01 | 2050-12-01 | SCE |  |  | SCE | Wind | Wind |  | Garnet Wind Energy Center |  |  |  | WIND_V2025E_CSD_CARIVERSIDE
GARNET_1_WT3WND | GARNET_1_WT3WND | Wagner Wind | 6 | 2012-12-01 | 2050-12-01 | SCE |  |  | SCE | Wind | Wind |  | Wagner Wind LLC |  |  |  | WIND_V2025E_CSD_CARIVERSIDE
GARNET_2_COAWD2 | GARNET_2_COAWD2 | Coachella 2 | 10.8 | 2021-04-01 | 2050-12-01 | SCE |  |  | SCE | Wind | Wind |  | Coachella Hills Wind | CHW |  |  | WIND_V2025E_CSD_CARIVERSIDE
GARNET_2_HYDRO | GARNET_2_HYDRO | Whitewater Hydro | 1 | 2016-07-01 | 2050-12-01 | SCE |  |  | SCE | Hydro | Hydro |  | Whitewater Hydro Plant
GARNET_2_WIND1 | GARNET_2_WIND1 | Phoenix | 11.2 | 2015-01-01 | 2050-12-01 | SCE |  |  | SCE | Wind | Wind |  | Phoenix Wind Power LLC |  |  |  | WIND_V2025E_CSD_CARIVERSIDE
GARNET_2_WIND2 | GARNET_2_WIND2 | Karen Avenue Wind Farm | 11.7 | 2015-08-01 | 2050-12-01 | SCE |  |  | SCE | Wind | Wind |  | Karen Avenue Wind Farm |  |  |  | WIND_V2025E_CSD_CARIVERSIDE
GARNET_2_WIND3 | GARNET_2_WIND3 | San Gorgonio East | 12.6 | 2016-02-01 | 2050-12-01 | SCE |  |  | SCE | Wind | Wind | [5 empty] | WIND_V2025E_CSD_CARIVERSIDE
GARNET_2_WIND4 | GARNET_2_WIND4 | Windustries | 9.8 | 2015-12-01 | 2050-12-01 | SCE |  |  | SCE | Wind | Wind | [5 empty] | WIND_V2025E_CSD_CAKERN
GARNET_2_WIND5 | GARNET_2_WIND5 | Eastwind | 3 | 2016-03-01 | 2050-12-01 | SCE |  |  | SCE | Wind | Wind |  | East Winds Project |  |  |  | WIND_V2025E_CSD_CARIVERSIDE
Gaskell_West_Alamo_BESS | Gaskell West Alamo BESS | Gaskell West Alamo BESS | 21.62 | 2026-03-03 | 2050-12-01 | SCE |  |  | SCE | Paired_BattStorage | Li-ion Battery | [6 empty] | 86.48 | 4 | GASKW1_2_GW5SR1
GASKW1_2_GW5SR1 | GASKW1_2_GW5SR1 | Gaskell West 5 | 20 | 2023-05-01 | 2050-12-01 | SCE |  |  | SCE | Paired_Solar_1Axis | Solar |  | RE Gaskell West 5 LLC |  |  |  | SOLARV2025J_1AXIS_CA_KERN_ROSAMOND_0
GASKW1_2_GW2BT1 | GASKW1_2_GW2BT1 | Gaskell West 2 BESS | 20 | 2023-05-01 | 2099-01-01 | SCE |  |  | SCE | Paired_BattStorage | Li-ion Battery | [6 empty] | 80 | 4 | GASKW1_2_GW2SR1
GASKW1_2_GW2SR1 | GASKW1_2_GW2SR1 | Gaskell West 2a | 16 | 2023-05-01 | 2050-12-01 | SCE |  |  | SCE | Paired_Solar_1Axis | Solar |  | RE Gaskell West 2 LLC | PV2 |  |  | SOLARV2025J_1AXIS_CA_KERN_ROSAMOND_0
GASKW1_2_GW1SR1 | GASKW1_2_GW1SR1 | Gaskell West 1 | 20 | 2018-03-01 | 2050-12-01 | SCE |  |  | SCE | Solar_1Axis | Solar |  | Gaskell West 1 Solar Facility |  |  |  | SOLARV2025J_1AXIS_CA_KERN_ROSAMOND_0
GASKW1_2_GW2SR2 | GASKW1_2_GW2SR2 | Gaskell West 2b | 29 | 2023-05-01 | 2050-12-01 | SCE |  |  | SCE | Solar_1Axis | Solar |  | RE Gaskell West 2 LLC | PV2 |  |  | SOLARV2025J_1AXIS_CA_KERN_ROSAMOND_0
GASKW1_2_GW3SR1 | GASKW1_2_GW3SR1 | Gaskell West 3 | 20 | 2023-05-01 | 2050-12-01 | SCE |  |  | SCE | Solar_1Axis | Solar |  | RE Gaskell West 3 LLC |  |  |  | SOLARV2025J_1AXIS_CA_KERN_ROSAMOND_0
GASKW1_2_GW4SR1 | GASKW1_2_GW4SR1 | Gaskell West 4 | 20 | 2023-05-01 | 2050-12-01 | SCE |  |  | SCE | Solar_1Axis | Solar |  | RE Gaskell West 4 LLC |  |  |  | SOLARV2025J_1AXIS_CA_KERN_ROSAMOND_0
GATES_2_SOLAR | GATES_2_SOLAR | Gates Solar Station | 20 | 2013-06-01 | 2050-12-01 | PGE |  |  | PGE | Solar_Fixed | Solar |  | Gates Solar Station |  |  |  | SOLARV2025J_FIXED_CA_KINGS_STRATFORD_0
GATES_2_WSOLAR | GATES_2_WSOLAR | West Gates Solar Station | 10 | 2013-06-01 | 2050-12-01 | PGE |  |  | PGE | Solar_Fixed | Solar |  | West Gates Solar Station |  |  |  | SOLARV2025J_FIXED_CA_KINGS_STRATFORD_0
GATEWY_2_GESBT1 | GATEWY_2_GESBT1 | Gateway Energy Storage | 250 | 2025-04-01 | 2050-12-01 | SDGE |  |  | SDGE | Battery_4h | Li-ion Battery |  | Gateway Energy Storage System | GTWAY |  |  |  | 1000 | 4
GATWAY_2_PL1X3 | GATWAY_2_PL1X3 | GATEWAY GENERATING STATION | 585 | 2009-01-01 | 2050-12-01 | PGE |  |  | PGE | CC | CCGT |  | Gateway Generating Station |  |  |  | GATWAY_2_PL1X3_745160_23202
GENESI_2_STG | GENESI_2_STG | Genesis Station | 250 | 2013-11-01 | 2050-12-01 | SCE |  |  | SCE | Solar_Thermal | Solar |  | Genesis Solar Energy Project |  |  |  | SOLARV2025J_2AXIS_CA_RIVERSIDE_BLYTHE_0
GEYS11_7_UNIT11 | GEYS11_7_UNIT11 | GEYSERS UNIT 11 (HEALDSBURG) | 86.8 | 1975-01-01 | 2050-12-01 | PGE |  |  | PGE | Geothermal | Geothermal | [5 empty] | GEYS11_7_UNIT11_725905_23275
GEYS12_7_UNIT12 | GEYS12_7_UNIT12 | GEYSERS UNIT 12 (HEALDSBURG) | 57 | 1979-01-01 | 2050-12-01 | PGE |  |  | PGE | Geothermal | Geothermal |  | Geysers Unit 5-20 | U12 |  |  | GEYS12_7_UNIT12_725905_23275
GEYS13_7_UNIT13 | GEYS13_7_UNIT13 | GEYSERS UNIT 13 (HEALDSBURG) | 73 | 1980-01-01 | 2050-12-01 | PGE |  |  | PGE | Geothermal | Geothermal |  | Geysers Unit 5-20 | U13 |  |  | GEYS13_7_UNIT13_725905_23275
GEYS14_7_UNIT14 | GEYS14_7_UNIT14 | GEYSERS UNIT 14 (HEALDSBURG) | 70 | 1980-01-01 | 2050-12-01 | PGE |  |  | PGE | Geothermal | Geothermal |  | Geysers Unit 5-20 | U14 |  |  | GEYS14_7_UNIT14_725905_23275
GEYS16_7_UNIT16 | GEYS16_7_UNIT16 | GEYSERS UNIT 16 (HEALDSBURG) | 63 | 1985-01-01 | 2050-12-01 | PGE |  |  | PGE | Geothermal | Geothermal | [5 empty] | GEYS16_7_UNIT16_725905_23275
GEYS17_7_UNIT17 | GEYS17_7_UNIT17 | GEYSERS UNIT 17 (HEALDSBURG) | 75.5 | 1982-01-01 | 2050-12-01 | PGE |  |  | PGE | Geothermal | Geothermal |  | Geysers Unit 5-20 | U17 |  |  | GEYS17_7_UNIT17_725905_23275
GEYS18_7_UNIT18 | GEYS18_7_UNIT18 | GEYSERS UNIT 18 (HEALDSBURG) | 72 | 1983-01-01 | 2050-12-01 | PGE |  |  | PGE | Geothermal | Geothermal |  | Geysers Unit 5-20 | U18 |  |  | GEYS18_7_UNIT18_725905_23275
GEYS20_7_UNIT20 | GEYS20_7_UNIT20 | GEYSERS UNIT 20 (HEALDSBURG) | 50 | 1985-01-01 | 2050-12-01 | PGE |  |  | PGE | Geothermal | Geothermal | [5 empty] | GEYS20_7_UNIT20_725905_23275
GIFENS_6_BUGSL1 | GIFENS_6_BUGSL1 | Burford Giffen | 20 | 2017-06-01 | 2050-12-01 | PGE |  |  | PGE | Solar_1Axis | Solar |  | Giffen Solar Park | FRGSP |  |  | SOLARV2025J_1AXIS_CA_FRESNO_TRANQUILLITY_0
GIFFEN_6_SOLAR | GIFFEN_6_SOLAR | Giffen Solar Station | 10 | 2012-07-01 | 2050-12-01 | PGE |  |  | PGE | Solar_Fixed | Solar |  | Giffen | 1 |  |  | SOLARV2025J_FIXED_CA_FRESNO_TRANQUILLITY_0
GIFFEN_6_SOLAR1 | GIFFEN_6_SOLAR1 | Aspiration Solar G | 9 | 2017-09-01 | 2050-12-01 | PGE |  |  | PGE | Solar_1Axis | Solar |  | Aspiration G |  |  |  | SOLARV2025J_1AXIS_CA_FRESNO_TRANQUILLITY_0
GILROY_1_UNIT | GILROY_1_UNIT | GILROY COGEN AGGREGATE | 120 | 1987-01-01 | 2050-12-01 | PGE |  |  | PGE | Cogen | CHP |  | Gilroy Power Plant |  |  |  | GILROY_1_UNIT_724930_23230
GILRPP_1_PL1X2 | GILRPP_1_PL1X2 | GILROY ENERGY CENTER UNITS 1&2 AGGREGATE | 95.2 | 2002-01-01 | 2050-12-01 | PGE |  |  | PGE | CT | Peaker |  | Gilroy Peaking Energy Center |  |  |  | GILRPP_1_PL1X2_724930_23230
GILRPP_1_PL3X4 | GILRPP_1_PL3X4 | GILROY ENERGY CENTER, UNIT #3 | 46.2 | 2002-02-01 | 2050-12-01 | PGE |  |  | PGE | CT | Peaker |  | Gilroy Peaking Energy Center | S3 |  |  | GILRPP_1_PL3X4_724930_23230
GLDFGR_6_SOLAR1 | GLDFGR_6_SOLAR1 | Portal Ridge B | 20 | 2017-02-01 | 2050-12-01 | SCE |  |  | SCE | Solar_1Axis | Solar |  | Portal Ridge Solar B, LLC |  |  |  | SOLARV2025J_1AXIS_CA_LOSANGELES_LANCASTER_1
GLDFGR_6_SOLAR2 | GLDFGR_6_SOLAR2 | Portal Ridge C | 11.4 | 2017-02-01 | 2050-12-01 | SCE |  |  | SCE | Solar_1Axis | Solar |  | Portal Ridge Solar C, LLC |  |  |  | SOLARV2025J_1AXIS_CA_LOSANGELES_LANCASTER_1
GLDTWN_6_COLUM3 | GLDTWN_6_COLUM3 | Columbia 3 | 10 | 2013-12-01 | 2050-12-01 | SCE |  |  | SCE | Solar_1Axis | Solar |  | RE Columbia 3 LLC |  |  |  | SOLARV2025J_1AXIS_CA_KERN_MOJAVE_0
GLDTWN_6_SOLAR | GLDTWN_6_SOLAR | Rio Grande | 5 | 2013-11-01 | 2050-12-01 | SCE |  |  | SCE | Solar_1Axis | Solar |  | RE Rio Grande Solar LLC |  |  |  | SOLARV2025J_1AXIS_CA_KERN_MOJAVE_0
GLNARM_2_UNIT_5 | GLNARM_2_UNIT 5 | Glenarm Turbine 5 | 65.81 | 2016-12-01 | 2050-12-01 | SCE |  |  | SCE | CC | CCGT |  | Glenarm | GT5 |  |  | GLNARM_2_UNIT_5_722880_23152
GLNARM_7_UNIT_1 | GLNARM_7_UNIT 1 | GLEN ARM UNIT 1 | 22.13 | 1976-01-01 | 2050-12-01 | SCE |  |  | SCE | CT | Peaker |  | Glenarm | GT1 |  |  | GLNARM_7_UNIT_1_722880_23152
GLNARM_7_UNIT_2 | GLNARM_7_UNIT 2 | GLEN ARM UNIT 2 | 22.38 | 1976-01-01 | 2050-12-01 | SCE |  |  | SCE | CT | Peaker |  | Glenarm | GT2 |  |  | GLNARM_7_UNIT_2_722880_23152
GLNARM_7_UNIT_3 | GLNARM_7_UNIT 3 | GLEN ARM UNIT 3 | 44.83 | 2004-01-01 | 2050-12-01 | SCE |  |  | SCE | CT | Peaker |  | Glenarm | GT3 |  |  | GLNARM_7_UNIT_3_722880_23152
GLNARM_7_UNIT_4 | GLNARM_7_UNIT 4 | GLEN ARM UNIT 4 | 42.42 | 2004-01-01 | 2050-12-01 | SCE |  |  | SCE | CT | Peaker |  | Glenarm | GT4 |  |  | GLNARM_7_UNIT_4_722880_23152
GLOW_6_SOLAR | GLOW_6_SOLAR | Antelope Power Plant | 20 | 2013-03-01 | 2050-12-01 | SCE |  |  | SCE | Solar_1Axis | Solar |  | TA-High Desert LLC |  |  |  | SOLARV2025J_1AXIS_CA_LOSANGELES_LANCASTER_1
Goldback_Solar_Center | Goldback Solar Center | Goldback Solar Center | 500 | 2026-03-31 | 2050-12-01 | SCE |  |  | SCE | Battery_4h | Li-ion Battery | [6 empty] | 2000 | 4
GOLETA_2_GE2BT3 | GOLETA_2_GE2BT3 | Goleta Energy Storage | 60 | 2024-01-01 | 2050-12-01 | SCE |  |  | SCE | Battery_4h | Li-ion Battery |  | Goleta Energy Storage, LLC | GOLET |  |  |  | 240 | 4
GOLETA_2_PAIBT2 | GOLETA_2_PAIBT2 | PAINTER BESS | 10 | 2025-12-01 | 2050-12-01 | SCE |  |  | SCE | Battery_4h | Li-ion Battery | [6 empty] | 40 | 4
GOLETA_2_VALBT1 | GOLETA_2_VALBT1 | Vallecito Energy Storage | 10 | 2021-02-01 | 2050-12-01 | SCE |  |  | SCE | Battery_4h | Li-ion Battery |  | Vallecito | ORN34 |  |  |  | 40 | 4
GOLETA_6_ELLWOD | GOLETA_6_ELLWOD | ELLWOOD ENERGY SUPPORT FACILITY | 54 | 1974-08-01 | 2050-12-01 | SCE |  |  | SCE | CT | Peaker |  | Ellwood |  |  |  | GOLETA_6_ELLWOD_723925_23190
GOLETA_6_EXGEN | GOLETA_6_EXGEN | EXXON COMPANY USA | 48.2 | 1993-08-01 | 2050-12-01 | SCE |  |  | SCE | Cogen | CHP |  | ExxonMobil Santa Ynez Facility | GTG1 | STG1 |  | GOLETA_6_EXGEN_723925_23190
GOLETA_6_TR2BM2 | GOLETA_6_TR2BM2 | Tajiguas Biogas Engines | 1.99 | 2022-06-01 | 2099-01-01 | SCE |  |  | SCE | Biogas | Biogas |  | Tajiguas Resource Recovery Project
GONZAG_6_GNZWD1 | GONZAG_6_GNZWD1 | Gonzaga Wind Farm | 40.33 | 2026-06-01 | 2050-12-01 | PGE |  |  | PGE | Wind | Wind | [5 empty] | WIND_V2025E_CSD_CASOLANO
GONZAG_6_GNZWD2 | GONZAG_6_GNZWD2 | Gonzaga Wind Farm 2 | 34.57 | 2026-06-01 | 2050-12-01 | PGE |  |  | PGE | Wind | Wind | [5 empty] | WIND_V2025E_CSD_CASOLANO
Gonzaga_Hybrid | Gonzaga Hybrid | Gonzaga Hybrid | 54.94 | 2026-03-31 | 2050-12-01 | PGE |  |  | PGE | Paired_BattStorage | Li-ion Battery |  | Gonzaga Ridge Battery Facility |  |  |  |  | 219.76 | 4 | Gonzaga_Hybrid_Wind
Gonzaga_Hybrid_Wind | Gonzaga Hybrid Wind | Gonzaga Hybrid Wind | 51.85 | 2026-06-01 | 2050-12-01 | PGE |  |  | PGE | Wind | Wind | [5 empty] | WIND_V2025E_CSD_CASOLANO
GONZLS_6_UNIT | GONZLS_6_UNIT | Johnson Canyon Landfill | 1.42 | 2013-07-01 | 2050-12-01 | PGE |  |  | PGE | Biogas | Biogas |  | Ameresco Johnson Canyon |  |  |  | GONZLS_6_UNIT_723965_93209
GOOSLK_1_FGDSR1 | GOOSLK_1_FGDSR1 | Flying Goose Deuce | 3 | 2026-01-05 | 2050-12-01 | PGE |  |  | PGE | Solar_Fixed | Solar | [5 empty] | SOLARV2025J_FIXED_CA_KERN_LOSTHILLS_0
GOOSLK_1_SOLAR1 | GOOSLK_1_SOLAR1 | Goose Lake | 12 | 2015-05-01 | 2050-12-01 | PGE |  |  | PGE | Solar_1Axis | Solar |  | Cottonwood Solar, LLC (Goose Lake) |  |  |  | SOLARV2025J_1AXIS_CA_KERN_LOSTHILLS_0
GRADYW_5_GDYWD1 | GRADYW_5_GDYWD1 | Grady Wind | 200 | 2019-08-01 | 2099-01-01 | PNM |  |  | WALC | Wind | Wind | NCNC | Grady Wind Energy Center, LLC |  |  |  | WIND_V2025E_EIA_NEWMEXICO
GRANT_1_HCCSR1 | GRANT_1_HCCSR1 | Hayward Commerce Center 3 | 0.56 | 2026-01-01 | 2050-12-01 | PGE |  |  | PGE | Solar_Fixed | Solar | [5 empty] | SOLARV2025J_FIXED__CA_SANJOSE
GRDISL_1_RVSSR1 | GRDISL_1_RVSSR1 | Rio Vista Solar | 2.73 | 2025-03-01 | 2050-12-01 | PGE |  |  | PGE | Solar_Fixed | Solar | [5 empty] | SOLARV2025J_FIXED_CA_YOLO_WOODLAND_0
GRIDLY_6_SOLAR | GRIDLY_6_SOLAR | GRIDLEY MAIN TWO | 2.5 | 2013-04-01 | 2050-12-01 | PGE |  |  | PGE | Solar_Fixed | Solar |  | Gridley Main Two |  |  |  | SOLARV2025J_FIXED_CA_YOLO_WOODLAND_0
GRIFFI_2_LSPDYN | GRIFFI_2_LSPDYN | Griffith Energy | 570 | 2002-01-01 | 2050-12-01 | WALC |  |  | WALC | CC | CCGT | SCE | Griffith Energy LLC |  |  |  | GRIFFI_2_LSPDYN_723700_93167
GRIZLY_1_UNIT_1 | GRIZLY_1_UNIT 1 | GRIZZLY HYDRO | 20 | 1993-01-01 | 2050-12-01 | PGE |  |  | PGE | Hydro | Hydro |  | Grizzly | NA1
GRNITE_6_ESCBT1 | GRNITE_6_ESCBT1 | EnerSmart El Cajon | 3 | 2025-12-01 | 2099-01-01 | SDGE |  |  | SDGE | Battery_4h | Li-ion Battery |  | El Cajon Energy Storage | SES |  |  |  | 12 | 4
GRNLF2_1_UNIT | GRNLF2_1_UNIT | GREENLEAF II COGEN | 49.2 | 2020-06-01 | 2050-12-01 | PGE |  |  | PGE | Cogen | CHP |  | Greenleaf 2 Power Plant |  |  |  | GRNLF2_1_UNIT_724839_93225
GRNVLY_7_SCLAND | GRNVLY_7_SCLAND | SANTA CRUZ LANDFILL GENERATING PLANT | 3.04 | 2006-02-01 | 2050-12-01 | PGE |  |  | PGE | Biogas | Biogas |  | Ameresco Santa Cruz Energy |  |  |  | GRNVLY_7_SCLAND_724940_23234
GRSCRK_6_BGCKWW | GRSCRK_6_BGCKWW | BIG CREEK WATER WORKS - CEDAR FLAT | 5 | 1987-01-01 | 2050-12-01 | PGE |  |  | PGE | Hydro | Hydro |  | Big Creek Water Works | BCHY
GRZZLY_1_BERKLY | GRZZLY_1_BERKLY | Berkeley Cogeneration | 26.35 | 2018-02-01 | 2050-12-01 | PGE |  |  | PGE | Cogen | CHP |  | PE Berkeley |  |  |  | GRZZLY_1_BERKLY_724930_23230
GUERNS_6_HD3BM3 | GUERNS_6_HD3BM3 | Hanford Digester Genset 3 | 1 | 2019-07-01 | 2050-12-01 | PGE |  |  | PGE | Biogas | Biogas |  | Verwey-Hanford Dairy Digester #3 |  |  |  | GUERNS_6_HD3BM3_723890_93193
GUERNS_6_SOLAR | GUERNS_6_SOLAR | Guernsey Solar Station | 20 | 2013-09-01 | 2050-12-01 | PGE |  |  | PGE | Solar_1Axis | Solar |  | Guernsey Solar Station |  |  |  | SOLARV2025J_1AXIS_CA_KINGS_STRATFORD_0
GUERNS_6_VH2BM1 | GUERNS_6_VH2BM1 | Hanford Digester Genset 2 | 1 | 2019-07-01 | 2050-12-01 | PGE |  |  | PGE | Biogas | Biogas |  | Verwey-Hanford Dairy Digester #2 |  |  |  | GUERNS_6_VH2BM1_723890_93193
GWFPWR_1_HPPBT1 | GWFPWR_1_HPPBT1 | Lead BESS 1 | 99.34 | 2025-08-01 | 2050-12-01 | PGE |  |  | PGE | Paired_BattStorage | Li-ion Battery | [6 empty] | 397.36 | 4 | GWFPWR_1_LDCTG1
GWFPWR_1_LDCTG1 | GWFPWR_1_LDCTG1 | LEAD UNIT 1 | 55.3 | 2025-07-01 | 2050-12-01 | PGE |  |  | PGE | CT | Peaker | [5 empty] | GWFPWR_1_LDCTG1_723890_93193
GWFPWR_1_LDCTG2 | GWFPWR_1_LDCTG2 | LEAD UNIT 2 | 55.3 | 2025-07-01 | 2050-12-01 | PGE |  |  | PGE | CT | Peaker | [5 empty] | GWFPWR_1_LDCTG2_723890_93193
GWFPWR_1_LEDBT1 | GWFPWR_1_LEDBT1 | Lead BESS 2 | 32 | 2025-08-01 | 2050-12-01 | PGE | HANFORD | 2024-11-07 | PGE | Battery_4h | Li-ion Battery | [6 empty] | 128 | 4
GYS5X6_7_UNITS | GYS5X6_7_UNITS | GEYSERS UNITS 5 & 6 AGGREGATE | 98.43 | 1971-01-01 | 2050-12-01 | PGE |  |  | PGE | Geothermal | Geothermal |  | Geysers Unit 5-20 | U5 | U6 |  | GYS5X6_7_UNITS_725905_23275
GYS7X8_7_UNITS | GYS7X8_7_UNITS | GEYSERS UNITS 7 & 8 AGGREGATE | 95.8 | 1972-01-01 | 2050-12-01 | PGE |  |  | PGE | Geothermal | Geothermal |  | Geysers Unit 5-20 | U7 | U8 |  | GYS7X8_7_UNITS_725905_23275
GYSRVL_7_WSPRNG | GYSRVL_7_WSPRNG | Warm Springs Hydro | 3.75 | 1988-12-01 | 2050-12-01 | PGE |  |  | PGE | Hydro | Hydro |  | Warm Springs Hydro Project
HAASPH_7_PL1X2 | HAASPH_7_PL1X2 | HAAS PH UNIT 1 & 2 AGGREGATE | 144 | 1958-01-01 | 2050-12-01 | PGE |  |  | PGE | Hydro | Hydro |  | Haas | H1 | H2
HALSEY_6_UNIT | HALSEY_6_UNIT | HALSEY HYDRO | 13.5 | 1916-01-01 | 2050-12-01 | PGE |  |  | PGE | Hydro | Hydro |  | Halsey | 1
HAMLIN_1_BLDSB1_LESR | HAMLIN_1_BLDSB1 | Baldy Mesa Hybrid | 75 | 2024-04-01 | 2050-12-01 | SCE | HAMLIN_1_BLDSB1 | 2024-11-07 | SCE | Hybrid_BattStorage | Li-ion Battery |  | Baldy Mesa Solar & Storage | BLDMS |  |  |  | 300 | 4 | HAMLIN_1_BLDSB1_SUN | 150
HAMLIN_1_BLDSB1_SUN | HAMLIN_1_BLDSB1 | Baldy Mesa Hybrid | 150 | 2024-04-01 | 2050-12-01 | SCE | HAMLIN_1_BLDSB1 | 2024-11-07 | SCE | Hybrid_Solar_1Axis | Solar |  | Baldy Mesa Solar & Storage | BLDMS |  |  | SOLARV2025J_1AXIS_CA_SANBERNARDINO_HELENDALE_0
HAMLIN_1_BMSBT2_LESR | HAMLIN_1_BMSBT2 | Baldy Mesa SP | 25 | 2024-12-01 | 2050-12-01 | SCE | HAMLIN_1_BMSBT2 | 2024-11-07 | SCE | Hybrid_BattStorage | Li-ion Battery |  | Baldy Mesa 2_Silver Peak Hybrid | SPKBS |  |  |  | 100 | 4 | HAMLIN_1_BMSBT2_SUN | 50
HAMLIN_1_BMSBT2_SUN | HAMLIN_1_BMSBT2 | Baldy Mesa SP | 50 | 2024-12-01 | 2050-12-01 | SCE | HAMLIN_1_BMSBT2 | 2024-11-07 | SCE | Hybrid_Solar_1Axis | Solar |  | Baldy Mesa 2_Silver Peak Hybrid | SPKBS |  |  | SOLARV2025J_1AXIS_CA_SANBERNARDINO_HELENDALE_0
Hanford_1_and_2 | Hanford 1 and 2 | Hanford 1 and 2 | 3 | 2026-01-15 | 2050-12-01 | PGE |  |  | PGE | Solar_Fixed | Solar | [5 empty] | SOLARV2025J_FIXED_CA_KINGS_STRATFORD_0
HARBGN_7_UNITS | HARBGN_7_UNITS | HARBOR COGEN COMBINED CYCLE | 109.01 | 2001-06-01 | 2050-12-01 | SCE |  |  | SCE | CC | CCGT |  | Harbor Cogen |  |  |  | HARBGN_7_UNITS_722950_23174
HARDWK_6_STWBM1 | HARDWK_6_STWBM1 | Still Water Ranch Dairy | 1 | 2020-05-01 | 2099-01-01 | PGE |  |  | PGE | Biogas | Biogas |  | Still Water Power |  |  |  | HARDWK_6_STWBM1_723890_93193
HATCR1_7_UNIT | HATCR1_7_UNIT | Hat Creek #1 | 8.5 | 1921-01-01 | 2050-12-01 | PGE |  |  | PGE | Hydro | Hydro |  | Hat Creek 1 | 1
HATCR2_7_UNIT | HATCR2_7_UNIT | Hat Creek #2 | 8.5 | 1921-01-01 | 2050-12-01 | PGE |  |  | PGE | Hydro | Hydro |  | Hat Creek 2 | 1
HATLOS_6_BWDHY1 | HATLOS_6_BWDHY1 | Bidwell Ditch | 2 | 2017-06-01 | 2050-12-01 | PGE |  |  | PGE | Hydro | Hydro |  | Bidwell Ditch Project | GEN1
HATLOS_6_LSCRK | HATLOS_6_LSCRK | Lost Creek 1 & 2 Hydro Conversion | 1.7 | 1989-06-01 | 2050-12-01 | PGE |  |  | PGE | Hydro | Hydro |  | Lost Creek I
HATRDG_2_WIND | HATRDG_2_WIND | Hatchet Ridge Wind Farm | 102 | 2010-11-01 | 2050-12-01 | PGE |  |  | PGE | Wind | Wind |  | Hatchet Ridge Wind Project |  |  |  | WIND_V2025E_CSD_CASOLANO
HAYPRS_6_HAYHD1 | HAYPRS_6_HAYHD1 | Haypress Lower | 5.8 | 2021-03-01 | 2050-12-01 | PGE |  |  | PGE | Hydro | Hydro |  | Haypress | LGEN
HAYPRS_6_HAYHD2 | HAYPRS_6_HAYHD2 | Haypress Middle | 6.7 | 2021-04-01 | 2050-12-01 | PGE |  |  | PGE | Hydro | Hydro |  | Haypress | UGEN
HELMPG_7_UNIT_1 | HELMPG_7_UNIT 1 | HELMS PUMP-GEN UNIT 1 | 407 | 1984-01-01 | 2050-12-01 | PGE |  |  | PGE | PSH | Pumped_Hydro |  | Helms Pumped Storage | 1 |  |  |  | 61500 | 151.1057
HELMPG_7_UNIT_2 | HELMPG_7_UNIT 2 | HELMS PUMP-GEN UNIT 2 | 407 | 1984-01-01 | 2050-12-01 | PGE |  |  | PGE | PSH | Pumped_Hydro |  | Helms Pumped Storage | 2 |  |  |  | 61500 | 151.1057
HELMPG_7_UNIT_3 | HELMPG_7_UNIT 3 | HELMS PUMP-GEN UNIT 3 | 404 | 1984-01-01 | 2050-12-01 | PGE |  |  | PGE | PSH | Pumped_Hydro |  | Helms Pumped Storage | 3 |  |  |  | 61500 | 152.2277
HENRTA_6_ACDSR3 | HENRTA_6_ACDSR3 | Avenal Cutoff Dac Spring Solar | 3 | 2025-04-01 | 2050-12-01 | PGE |  |  | PGE | Solar_1Axis | Solar | [5 empty] | SOLARV2025J_1AXIS_CA_KINGS_STRATFORD_0
HENRTA_6_ELCBX2 | HENRTA_6_ELCBX2 | Electrolyte | 99.4 | 2025-05-01 | 2050-12-01 | PGE |  |  | PGE | Paired_BattStorage | Li-ion Battery | [6 empty] | 397.6 | 4 | HENRTA_6_ELNGB1
HENRTA_6_ELCTG1 | HENRTA_6_ELCTG1 | ELECTROLYTE UNIT 1 | 49.98 | 2002-06-01 | 2050-12-01 | PGE | HENRTA_6_UNITA1 | 2024-11-07 | PGE | CT | Peaker |  | Henrietta Peaker | HPP1 |  |  | HENRTA_6_ELCTG1_723890_93193
HENRTA_6_ELCTG2 | HENRTA_6_ELCTG2 | ELECTROLYTE UNIT 2 | 49.42 | 2002-06-01 | 2050-12-01 | PGE | HENRTA_6_UNITA2 | 2024-11-07 | PGE | CT | Peaker |  | Henrietta Peaker | HPP2 |  |  | HENRTA_6_ELCTG2_723890_93193
HENRTA_6_ELNGB1 | HENRTA_6_ELNGB1 | Electrolyte Hybrid Conversion | 110.6 | 2026-06-01 | 2050-12-01 | PGE |  |  | PGE | CC | CCGT
HENRTA_6_HDEBT1 | HENRTA_6_HDEBT1 | Henrietta D Energy Storage | 10 | 2021-11-01 | 2050-12-01 | PGE |  |  | PGE | Battery_4h | Li-ion Battery |  | Henrietta D Energy Storage LLC | HDES1 |  |  |  | 40 | 4
HENRTA_6_SOLAR1 | HENRTA_6_SOLAR1 | Lemoore 1 | 1.5 | 2016-01-01 | 2050-12-01 | PGE |  |  | PGE | Solar_1Axis | Solar |  | Lemoore 1 |  |  |  | SOLARV2025J_1AXIS_CA_KINGS_STRATFORD_0
HENRTA_6_SOLAR2 | HENRTA_6_SOLAR2 | Westside Solar Power PV1 | 2 | 2016-05-01 | 2050-12-01 | PGE |  |  | PGE | Solar_1Axis | Solar |  | Westside Solar Power PV1 |  |  |  | SOLARV2025J_1AXIS_CA_KINGS_STRATFORD_0
HENRTS_1_SOLAR | HENRTS_1_SOLAR | Henrietta Solar Project | 100 | 2016-08-01 | 2050-12-01 | PGE |  |  | PGE | Solar_1Axis | Solar |  | Henrietta Solar Project |  |  |  | SOLARV2025J_1AXIS_CA_KINGS_STRATFORD_0
HERDLN_6_BYHSR1 | HERDLN_6_BYHSR1 | Byron Highway Solar | 5 | 2022-11-01 | 2099-01-01 | PGE |  |  | PGE | Solar_Fixed | Solar |  | Byron Highway Solar |  |  |  | SOLARV2025J_FIXED_CA_YOLO_WOODLAND_0
HIDSRT_2_UNITS | HIDSRT_2_UNITS | HIGH DESERT POWER PROJECT AGGREGATE | 850 | 2003-04-01 | 2050-12-01 | SCE |  |  | SCE | CC | CCGT |  | High Desert Power Plant |  |  |  | HIDSRT_2_UNITS_723815_23161
HIGGNS_1_COMBIE | HIGGNS_1_COMBIE | Combie South | 1.5 | 2020-05-01 | 2050-12-01 | PGE |  |  | PGE | Hydro | Hydro |  | Combie South | 1 | 2 | 3
HIGHDS_2_H5SBT1 | HIGHDS_2_H5SBT1 | High 5 Solar BESS | 50 | 2021-12-01 | 2050-12-01 | SCE |  |  | SCE | Paired_BattStorage | Li-ion Battery | [6 empty] | 200 | 4 | HIGHDS_2_H5SSR1
HIGHDS_2_H5SSR1 | HIGHDS_2_H5SSR1 | High 5 Solar | 100 | 2021-08-01 | 2050-12-01 | SCE |  |  | SCE | Paired_Solar_1Axis | Solar | [5 empty] | SOLARV2025J_1AXIS_CA_SANBERNARDINO_HELENDALE_0
HILAND_7_YOLOWD | HILAND_7_YOLOWD | CLEAR LAKE UNIT 1 | 3.75 | 1985-09-01 | 2050-12-01 | PGE |  |  | PGE | Hydro | Hydro |  | Clear Lake Hydro Project | 3381
HINSON_2_CTCSR1 | HINSON_2_CTCSR1 | Carson Town Center 1 | 0.68 | 2025-12-01 | 2050-12-01 | SCE |  |  | SCE | Solar_1Axis | Solar | [5 empty] | SOLARV2025J_1AXIS_CA_LOSANGELES_BELLFLOWER_0
HINSON_2_W2CSR2 | HINSON_2_W2CSR2 | Wilmington 2 Carson | 0.6 | 2025-08-01 | 2050-12-01 | SCE |  |  | SCE | Solar_1Axis | Solar | [5 empty] | SOLARV2025J_1AXIS_CA_LOSANGELES_BELLFLOWER_0
HINSON_2_WI1SR1 | HINSON_2_WI1SR1 | Wilmington 1 | 1.8 | 2025-12-01 | 2050-12-01 | SCE |  |  | SCE | Solar_1Axis | Solar | [5 empty] | SOLARV2025J_1AXIS_CA_LOSANGELES_BELLFLOWER_0
HINSON_6_LBECH1 | HINSON_6_LBECH1 | Long Beach Unit 1 | 63 | 1976-12-01 | 2050-12-01 | SCE |  |  | SCE | CT | Peaker |  | Long Beach Generation LLC | CT1 |  |  | HINSON_6_LBECH1_722950_23174
HINSON_6_LBECH2 | HINSON_6_LBECH2 | Long Beach Unit 2 | 63 | 1976-12-01 | 2050-12-01 | SCE |  |  | SCE | CT | Peaker |  | Long Beach Generation LLC | CT2 |  |  | HINSON_6_LBECH2_722950_23174
HINSON_6_LBECH3 | HINSON_6_LBECH3 | Long Beach Unit 3 | 63 | 1976-12-01 | 2050-12-01 | SCE |  |  | SCE | CT | Peaker |  | Long Beach Generation LLC | CT3 |  |  | HINSON_6_LBECH3_722950_23174
HINSON_6_LBECH4 | HINSON_6_LBECH4 | Long Beach Unit 4 | 63 | 1976-12-01 | 2050-12-01 | SCE |  |  | SCE | CT | Peaker |  | Long Beach Generation LLC | CT4 |  |  | HINSON_6_LBECH4_722950_23174
HNTGBH_2_PL1X3 | HNTGBH_2_PL1X3 | Huntington Beach Energy | 673.8 | 2020-02-01 | 2050-12-01 | SCE |  |  | SCE | CC | CCGT |  | AES Huntington Beach Energy Project |  |  |  | HNTGBH_2_PL1X3_722950_23174
HNTGBH_7_UNIT_2 | HNTGBH_7_UNIT 2 | HUNTINGTON BEACH GEN STA. UNIT 2 | 226.84 | 1998-05-01 | 2023-12-01 | SCE |  |  | SCE | Steam | ST
HOLGAT_1_BORAX | HOLGAT_1_BORAX | U.S. Borax, Unit 1 | 48.2 | 1984-06-01 | 2050-12-01 | SCE |  |  | SCE | Cogen | CHP |  | US Borax |  |  |  | HOLGAT_1_BORAX_723816_03159
HOLSTR_1_SOLAR | HOLSTR_1_SOLAR | San Benito Smart Park | 1.5 | 2014-06-01 | 2050-12-01 | PGE |  |  | PGE | Solar_Fixed | Solar | [5 empty] | SOLARV2025J_FIXED_CA_FRESNO_TRANQUILLITY_0
HOLSTR_1_SOLAR2 | HOLSTR_1_SOLAR2 | Hollister Solar | 1.5 | 2015-04-01 | 2050-12-01 | PGE |  |  | PGE | Solar_1Axis | Solar |  | Hollister Solar LLC |  |  |  | SOLARV2025J_1AXIS_CA_MERCED_GUSTINE_0
Holtville_Peaker | Holtville Peaker | Holtville Peaker | 60 | 2026-06-01 | 2050-12-01 | IID |  |  | IID | Battery_4h | Li-ion Battery | SDGE | Holtville |  |  |  |  | 240 | 4
HOOV_2_ANAPT | HOOV_2_ANAPT | Hoover Power Plant | 40.39 | 2022-12-01 | 2050-12-31 | SCE |  |  | SCE | Hydro | Hydro
HOOVER_2_MWDPT | HOOVER_2_MWDPT | HOOVER MWD | 249 | 1989-06-01 | 2050-12-01 | SCE | HOOVER_2_MWDDYN | 2024-11-07 | SCE | Hydro | Hydro
HOOVER_2_SCEPT | HOOVER_2_SCEPT | Hoover DAM - SCE Share | 287 | 1989-06-01 | 2050-12-01 | SCE | SCEHOV_2_HOOVER | 2024-11-07 | SCE | Hydro | Hydro
HOOVER_2_VEAPT | HOOVER_2_VEAPT | HOOVER VEA | 16 | 1989-06-01 | 2050-12-01 | SCE | HOOVER_2_VEADYN | 2024-11-07 | SCE | Hydro | Hydro
HUMBPP_1_UNITS3 | HUMBPP_1_UNITS3 | Humboldt Bay Generating Station 3 | 65.08 | 2010-09-01 | 2050-12-01 | PGE |  |  | PGE | ICE | Reciprocating_Engine |  | Humboldt Bay | IC1 | IC2 | IC4 | HUMBPP_1_UNITS3_725945_24283
HUMBPP_6_UNITS | HUMBPP_6_UNITS | Humboldt Bay Generating Station 1 | 97.62 | 2010-09-01 | 2050-12-01 | PGE |  |  | PGE | ICE | Reciprocating_Engine |  | Humboldt Bay | IC5 | IC6 | IC7 | HUMBPP_6_UNITS_725945_24283
HUMBRD_1_HMBBT1 | HUMBRD_1_HMBBT1 | Hummingbird Energy Storage | 75 | 2025-12-01 | 2050-12-01 | PGE | HUMMINGBIRDSTORAGE | 2024-11-07 | PGE | Battery_4h | Li-ion Battery |  | Hummingbird Energy Storage LLC | HUMB1 |  |  |  | 300 | 4
Humidor_Storage_1 | Humidor Storage 1 | Humidor Storage 1 | 300 | 2026-06-01 | 2050-12-01 | SCE | HECATE_GRID_HUMIDOR_STORAGE | 2024-11-07 | SCE | Battery_4h | Li-ion Battery | [6 empty] | 1200 | 4
HURON_6_SOLAR | HURON_6_SOLAR | Huron Solar Station | 20 | 2012-08-01 | 2050-12-01 | PGE |  |  | PGE | Solar_Fixed | Solar |  | Huron Solar Station |  |  |  | SOLARV2025J_FIXED_CA_KINGS_STRATFORD_0
HYTTHM_2_UNITS | HYTTHM_2_UNITS | HYATT-THERMALITO PUMP-GEN (AGGREGATE) | 933.1 | 1968-01-01 | 2050-12-01 | PGE |  |  | PGE | Hydro | Hydro
IGNACO_1_QF | IGNACO_1_QF | SMALL QF AGGREGATION - VALLEJO/DINSMORE | 0.5 | 1985-01-01 | 2050-12-01 | PGE |  |  | PGE | Solar_1Axis | Solar | [5 empty] | SOLARV2025J_1AXIS_CA_YOLO_WOODLAND_0
IMPBCH_6_EIBBT2 | IMPBCH_6_EIBBT2 | EnerSmart Imperial Beach 2 | 3 | 2026-06-01 | 2050-12-01 | SDGE | IMPERIAL_BEACH | 2024-11-07 | SDGE | Battery_4h | Li-ion Battery |  | EnerSmart Imperial Beach BESS |  |  |  |  | 12 | 4
Imperial_Sun_Solar | Imperial Sun Solar | Imperial Sun Solar | 100 | 2026-12-09 | 2050-12-01 | IID |  |  | IID | Paired_Solar_Fixed | Solar | SDGE |  |  |  |  | SOLARV2025J_FIXED_CA_IMPERIAL_CALEXICO_0
Imperial_Sun_Solar_BESS | Imperial Sun Solar BESS | Imperial Sun Solar BESS | 100 | 2026-12-09 | 2050-12-01 | IID |  |  | IID | Paired_BattStorage | Li-ion Battery | SDGE | Imperial Sun Solar |  |  |  |  | 400 | 4 | Imperial_Sun_Solar
INDIGO_1_UNIT_1 | INDIGO_1_UNIT 1 | INDIGO PEAKER UNIT 1 | 45.3 | 2001-09-01 | 2050-12-01 | SCE |  |  | SCE | CT | Peaker |  | Indigo Energy Facility | CTG1 |  |  | INDIGO_1_UNIT_1_747187_03104
INDIGO_1_UNIT_2 | INDIGO_1_UNIT 2 | INDIGO PEAKER UNIT 2 | 45.3 | 2001-09-01 | 2050-12-01 | SCE |  |  | SCE | CT | Peaker |  | Indigo Energy Facility | CTG2 |  |  | INDIGO_1_UNIT_2_747187_03104
INDIGO_1_UNIT_3 | INDIGO_1_UNIT 3 | INDIGO PEAKER UNIT 3 | 45.3 | 2001-09-01 | 2050-12-01 | SCE |  |  | SCE | CT | Peaker |  | Indigo Energy Facility | CTG3 |  |  | INDIGO_1_UNIT_3_747187_03104
INDVLY_1_UNITS | INDVLY_1_UNITS | Indian Valley Hydro | 3.01 | 1983-09-01 | 2050-12-01 | PGE |  |  | PGE | Hydro | Hydro |  | Indian Valley Dam Hydro Project | 1641 | 1642 | 8332
Intermountain_CC1_ADS | Intermountain CC 1 | Intermountain CC 1 | 37.41 | 2025-12-01 | 2050-12-01 | LADWP | Intermountain_CC2 | 2024-11-07 | LADWP | CC | CCGT |  | Intermountain Power Project | 3
Intermountain_CC2_ADS | Intermountain CC 2 | Intermountain CC 2 | 37.41 | 2025-12-01 | 2050-12-01 | LADWP | Intermountain_CC2 | 2024-11-07 | LADWP | CC | CCGT |  | Intermountain Power Project | 4
INTKEP_2_UNITS | INTKEP_2_UNITS | CCSF Hetch_Hetchy Hydro Aggregate | 405 | 2006-07-01 | 2050-12-01 | PGE |  |  | PGE | Hydro | Hydro
INTMNT_3_ANAHEIM | INTMNT_3_ANAHEIM | Intermountain Power Project | 234 | 1986-06-01 | 2025-06-01 | SCE |  |  | SCE | Coal | Coal |  | Intermountain Power Project | 1
INTMNT_3_CC_3_ANAHEIM | INTMNT_3_CC_3_ANAHEIM | Intermountain Generating Station UNITS | 67 | 2025-10-01 | 2050-12-01 | LADWP | Intermountain_CC1 | 2024-11-07 | LADWP | CC | CCGT |  | Intermountain Power Project | 3
INTMNT_3_CC_3_PASADENA | INTMNT_3_CC_3_PASADENA | Intermountain; Unit 3 PASA Share | 29 | 2025-10-01 | 2050-12-01 | LADWP | Intermountain_CC2 | 2024-11-07 | LADWP | CC | CCGT |  | Intermountain Power Project | 4
INTMNT_3_CC_3_RIVERSIDE | INTMNT_3_CC_3_RIVERSIDE | Intermountain; Unit 3 RVS Share | 37.09 | 2025-10-01 | 2050-12-01 | LADWP | Intermountain_CC2 | 2024-11-07 | LADWP | CC | CCGT |  | Intermountain Power Project | 4
INTMNT_3_CC_4_ANAHEIM | INTMNT_3_CC_4_ANAHEIM | Intermountain Generating Station UNITS | 67 | 2025-12-01 | 2050-12-01 | LADWP | Intermountain_CC1 | 2024-11-07 | LADWP | CC | CCGT |  | Intermountain Power Project | 3
INTMNT_3_CC_4_PASADENA | INTMNT_3_CC_4_PASADENA | INTMNT_PASA_UNIT4 | 29 | 2025-12-01 | 2050-12-01 | LADWP | Intermountain_CC2 | 2024-11-07 | LADWP | CC | CCGT | SCE | Intermountain Power Project | 4
INTMNT_3_CC_4_RIVERSIDE | INTMNT_3_CC_4_RIVERSIDE | Intermountain; Unit 4 RVS Share | 37.09 | 2025-12-01 | 2050-12-01 | LADWP | Intermountain_CC2 | 2024-11-07 | LADWP | CC | CCGT |  | Intermountain Power Project | 4
INTMNT_3_PASADENA | INTMNT_3_PASADENA | Intermountain Power Project | 107 | 1986-06-01 | 2025-06-01 | SCE |  |  | SCE | Coal | Coal |  | Intermountain Power Project | 2
INTMNT_3_RIVERSIDE | INTMNT_3_RIVERSIDE | IPPDYN | 135 | 1986-06-01 | 2025-06-01 | SCE |  |  | SCE | Coal | Coal |  | Intermountain Power Project | 1
INYOKN_1_IKSSR1 | INYOKN_1_IKSSR1 | Inyokern Solar 1203 | 19.9 | 2024-12-01 | 2050-12-01 | SCE |  |  | SCE | Solar_1Axis | Solar |  | RB Inyokern Solar WDAT 1203 (CSG) | INYO1 |  |  | SOLARV2025J_1AXIS_CA_KERN_MOJAVE_0
INYOKN_1_IKSSR2 | INYOKN_1_IKSSR2 | Inyokern Solar 1281 | 11.9 | 2024-12-01 | 2050-12-01 | SCE |  |  | SCE | Solar_1Axis | Solar |  | RB Inyokern Solar WDAT 1281 (CSG) | INYO2 |  |  | SOLARV2025J_1AXIS_CA_KERN_MOJAVE_0
Irving_Storage | Irving Storage | Irving Storage | 782.79 | 2026-06-01 | 2050-12-01 | PGE |  |  | PGE | Battery_4h | Li-ion Battery | [6 empty] | 3131.16 | 4
IVANPA_1_UNIT1 | IVANPA_1_UNIT1 | Ivanpah 1 | 126 | 2013-11-01 | 2050-12-01 | SCE |  |  | SCE | Solar_Thermal | Solar |  | Ivanpah 1 |  |  |  | SOLARV2025J_2AXIS_NV_CLARK_LASVEGAS_0
IVANPA_1_UNIT2 | IVANPA_1_UNIT2 | Ivanpah 2 | 133 | 2013-12-01 | 2050-12-01 | SCE |  |  | SCE | Solar_Thermal | Solar |  | Ivanpah 2 |  |  |  | SOLARV2025J_2AXIS_NV_CLARK_LASVEGAS_0
IVANPA_1_UNIT3 | IVANPA_1_UNIT3 | Ivanpah 3 | 133 | 2013-12-01 | 2050-12-01 | SCE |  |  | SCE | Solar_Thermal | Solar |  | Ivanpah 3 |  |  |  | SOLARV2025J_2AXIS_NV_CLARK_LASVEGAS_0
IVSLR2_2_SM2SR1 | IVSLR2_2_SM2SR1 | Silver Ridge Mount Signal 2 | 150 | 2019-12-01 | 2050-09-01 | SDGE |  |  | SDGE | Solar_1Axis | Solar |  | Mount Signal Solar Farm II |  |  |  | SOLARV2025J_1AXIS_CA_IMPERIAL_CALEXICO_0
IVSLRP_2_SOLAR1 | IVSLRP_2_SOLAR1 | Silver Ridge Mount Signal | 200 | 2013-10-01 | 2050-12-01 | SDGE |  |  | SDGE | Solar_Fixed | Solar |  | Imperial Valley Solar, LLC |  |  |  | SOLARV2025J_FIXED_CA_IMPERIAL_CALEXICO_0
IVWEST_2_SOLAR1 | IVWEST_2_SOLAR1 | Imperial Valley West ( Q # 608) | 150 | 2015-09-01 | 2050-12-01 | SDGE |  |  | SDGE | Solar_1Axis | Solar |  | Imperial Solar Energy Center West |  |  |  | SOLARV2025J_1AXIS_CA_IMPERIAL_CALEXICO_0
JACMSR_1_JACSR1 | JACMSR_1_JACSR1 | Jacumba Solar Farm | 20 | 2017-07-01 | 2050-12-01 | SDGE |  |  | SDGE | Solar_Fixed | Solar |  | Jacumba Solar Farm |  |  |  | SOLARV2025J_FIXED_CA_IMPERIAL_CALEXICO_0
JANCRK_6_RCABT1_LESR | JANCRK_6_RCABT1 | Redwood Coast Airport Microgrid | 1.75 | 2021-12-01 | 2050-12-01 | PGE | JANCRK_6_RCABT1 | 2024-11-07 | PGE | Hybrid_BattStorage | Li-ion Battery |  | Redwood Coast Airport Microgrid | RCAM2 |  |  |  | 7 | 4 | JANCRK_6_RCABT1_SUN
JANCRK_6_RCABT1_SUN | JANCRK_6_RCABT1 | Redwood Coast Airport Microgrid | 1.75 | 2021-12-01 | 2050-12-01 | PGE | JANCRK_6_RCABT1 | 2024-11-07 | PGE | Hybrid_Solar_Fixed | Solar |  | Redwood Coast Airport Microgrid | RCAM2 |  |  | SOLARV2025J_FIXED__CA_WILLITS
JAVASR_1_JAVSR1 | JAVASR_1_JAVSR1 | Java Solar | 13.5 | 2022-11-01 | 2050-12-01 | PGE |  |  | PGE | Solar_1Axis | Solar |  | Java Solar, LLC |  |  |  | SOLARV2025J_1AXIS_CA_KINGS_STRATFORD_0
JAWBNE_2_NSRWND | JAWBNE_2_NSRWND | North Sky River Wind Project | 160 | 2012-12-01 | 2050-12-01 | SCE |  |  | SCE | Wind | Wind |  | North Sky River Energy LLC |  |  |  | WIND_V2025E_CSD_CAKERN
JAWBNE_2_SRWND | JAWBNE_2_SRWND | Sky River Wind Repower A | 30 | 2021-09-01 | 2050-12-01 | SCE |  |  | SCE | Wind | Wind | [5 empty] | WIND_V2025E_CSD_CAKERN
JAWBNE_2_SRWWD2 | JAWBNE_2_SRWWD2 | Sky River Wind Repower B | 30.2 | 2021-09-01 | 2099-01-01 | SCE |  |  | SCE | Wind | Wind |  | Sky River Wind Energy Center |  |  |  | WIND_V2025E_CSD_CAKERN
JAYNE_6_WLSLR | JAYNE_6_WLSLR | Westlands Solar Farm PV 1 | 18 | 2014-02-01 | 2050-12-01 | PGE |  |  | PGE | Solar_Fixed | Solar |  | Westlands Solar PV Farm |  |  |  | SOLARV2025J_FIXED_CA_KINGS_STRATFORD_0
Jingtamok_2_Energy_Storage | Jingtamok 2 Energy Storage | Jingtamok 2 Energy Storage | 7 | 2026-06-01 | 2050-12-01 | SDGE |  |  | SDGE | Battery_4h | Li-ion Battery | [6 empty] | 28 | 4
JOANEC_2_ST3BT3 | JOANEC_2_ST3BT3 | Santa Ana Storage 3 | 40 | 2023-06-01 | 2099-01-01 | SCE |  |  | SCE | Battery_4h | Li-ion Battery |  | Santa Ana Storage 3 | SAP3 |  |  |  | 160 | 4
JOANEC_2_STABT1 | JOANEC_2_STABT1 | Santa Ana Storage 1 | 20 | 2021-06-01 | 2050-12-01 | SCE |  |  | SCE | Battery_4h | Li-ion Battery | [6 empty] | 80 | 4
JOANEC_2_STABT2 | JOANEC_2_STABT2 | Santa Ana Storage 2 | 20 | 2022-06-01 | 2099-01-01 | SCE |  |  | SCE | Battery_4h | Li-ion Battery |  | Santa Ana Storage 2 | SAP2 |  |  |  | 80 | 4
JOHANN_2_JOSBT1 | JOHANN_2_JOSBT1 | Johanna Storage 1 | 10 | 2021-10-01 | 2050-12-01 | SCE |  |  | SCE | Battery_4h | Li-ion Battery |  | Johanna Energy Center, LLC | SASP1 |  |  |  | 40 | 4
JOHANN_2_JOSBT2 | JOHANN_2_JOSBT2 | Johanna Storage 2 | 10 | 2021-10-01 | 2050-12-01 | SCE |  |  | SCE | Battery_4h | Li-ion Battery |  | Johanna Energy Center, LLC | SASP1 |  |  |  | 40 | 4
JOHANN_2_OCEBT2 | JOHANN_2_OCEBT2 | Orange County Energy Storage 2 | 9 | 2021-12-01 | 2050-12-01 | SCE |  |  | SCE | Battery_4h | Li-ion Battery |  | Orange County Energy Storage 2 | OCES2 |  |  |  | 36 | 4
JOHANN_2_OCEBT3 | JOHANN_2_OCEBT3 | Orange County Energy Storage 3 | 6 | 2021-12-01 | 2099-01-01 | SCE |  |  | SCE | Battery_4h | Li-ion Battery |  | Orange County Energy Storage 3 | OCES3 |  |  |  | 24 | 4
JOHANN_2_T1BBT1 | JOHANN_2_T1BBT1 | Titanium 1 BESS | 1.4 | 2025-12-01 | 2050-12-01 | SCE |  |  | SCE | Battery_4h | Li-ion Battery | [6 empty] | 5.6 | 4
JVREPK_1_KSOSB1_LESR | JVREPK_1_KSOSB1 | Kettle Solar One | 70 | 2026-10-31 | 2050-12-01 | SDGE |  |  | SDGE | Hybrid_BattStorage | Li-ion Battery |  | JVR Energy Park LLC |  |  |  |  | 280 | 4 | JVREPK_1_KSOSB1_SUN | 90
JVREPK_1_KSOSB1_SUN | JVREPK_1_KSOSB1 | Kettle Solar One | 90 | 2026-10-31 | 2050-12-01 | SDGE |  |  | SDGE | Hybrid_Solar_Fixed | Solar |  | JVR Energy Park LLC |  |  |  | SOLARV2025J_FIXED_CA_IMPERIAL_CALEXICO_0
KANSAS_6_SOLAR | KANSAS_6_SOLAR | RE Kansas South | 20 | 2013-06-01 | 2050-12-01 | PGE |  |  | PGE | Solar_Fixed | Solar |  | RE Kansas South LLC |  |  |  | SOLARV2025J_FIXED_CA_KINGS_STRATFORD_0
KEARNY_6_NESBT1 | KEARNY_6_NESBT1 | Kearny North Energy Storage | 10 | 2022-03-01 | 2050-12-01 | SDGE |  |  | SDGE | Battery_4h | Li-ion Battery |  | Kearny North Energy Storage | KNES |  |  |  | 40 | 4
KEARNY_6_SESBT2 | KEARNY_6_SESBT2 | Kearny South Energy Storage | 10 | 2022-03-01 | 2050-12-01 | SDGE |  |  | SDGE | Battery_4h | Li-ion Battery |  | Kearny South Energy Storage | KSES |  |  |  | 40 | 4
KEKAWK_6_UNIT | KEKAWK_6_UNIT | STS HYDROPOWER LTD. (KEKAWAKA) | 5.5 | 1989-12-01 | 2050-12-01 | PGE |  |  | PGE | Hydro | Hydro |  | Kekawaka Power House
KELSO_2_UNITS | KELSO_2_UNITS | Mariposa Energy | 198.03 | 2012-10-01 | 2050-12-01 | PGE |  |  | PGE | CT | Peaker |  | Mariposa Energy Project |  |  |  | KELSO_2_UNITS_724920_23237
KELYRG_6_UNIT | KELYRG_6_UNIT | KELLY RIDGE HYDRO | 11 | 1963-01-01 | 2050-12-01 | PGE |  |  | PGE | Hydro | Hydro |  | Kelly Ridge | 1
KERKH2_7_UNIT_1 | KERKH2_7_UNIT 1 | KERKHOFF PH 2 UNIT #1 | 153.9 | 1983-01-01 | 2050-12-01 | PGE |  |  | PGE | Hydro | Hydro |  | Kerckhoff 2
KERMAN_6_SOLAR1 | KERMAN_6_SOLAR1 | Fresno Solar South | 1.5 | 2015-10-01 | 2050-12-01 | PGE |  |  | PGE | Solar_1Axis | Solar |  | Fresno Solar | PV-S |  |  | SOLARV2025J_1AXIS_CA_FRESNO_TRANQUILLITY_0
KERMAN_6_SOLAR2 | KERMAN_6_SOLAR2 | Fresno Solar West | 1.5 | 2015-10-01 | 2050-12-01 | PGE |  |  | PGE | Solar_1Axis | Solar |  | Fresno Solar | PV-W |  |  | SOLARV2025J_1AXIS_CA_FRESNO_TRANQUILLITY_0
KERNEY_6_FCSSR1 | KERNEY_6_FCSSR1 | Fresno Community Solar | 10 | 2024-07-01 | 2050-01-01 | PGE |  |  | PGE | Solar_1Axis | Solar |  | Fresno Community Solar | FREPV |  |  | SOLARV2025J_1AXIS_CA_FRESNO_TRANQUILLITY_0
KERNFT_1_UNITS | KERNFT_1_UNITS | KERN FRONT LIMITED | 52.4 | 1989-01-01 | 2050-12-01 | PGE |  |  | PGE | Cogen | CHP |  | Kern Front Limited |  |  |  | KERNFT_1_UNITS_723840_23155
KERNRG_1_UNITS | KERNRG_1_UNITS | South Belridge Cogen Facility | 55.2 | 1985-01-01 | 2050-12-01 | PGE |  |  | PGE | Cogen | CHP |  | South Belridge Cogeneration Facility |  |  |  | KERNRG_1_UNITS_723840_23155
KERRGN_1_UNIT_1 | KERRGN_1_UNIT 1 | KERN RIVER HYDRO UNITS 1-4 AGGREGATE | 25.6 | 1907-01-01 | 2050-12-01 | SCE |  |  | SCE | Hydro | Hydro |  | Kern River 1
KINGCO_1_KINGBR | KINGCO_1_KINGBR | Kingsburg Cogen | 34.5 | 1990-12-01 | 2050-12-01 | PGE |  |  | PGE | Cogen | CHP |  | Kingsburg Cogen |  |  |  | KINGCO_1_KINGBR_723890_93193
KINGRV_7_UNIT_1 | KINGRV_7_UNIT 1 | KINGS RIVER HYDRO UNIT 1 | 51.2 | 1962-01-01 | 2050-12-01 | PGE |  |  | PGE | Hydro | Hydro |  | Kings River PH
Kingsroad_Hybrid_Solar | Kingsroad Hybrid Solar | Kingsroad Hybrid Solar | 101.78 | 2026-01-15 | 2050-12-01 | PGE |  |  | PGE | Battery_4h | Li-ion Battery | [6 empty] | 407.12 | 4
KIRKER_1_PBSSR1 | KIRKER_1_PBSSR1 | Pittsburg RV Boat Solar | 2.9 | 2025-12-01 | 2050-12-01 | PGE |  |  | PGE | Solar_Fixed | Solar | [5 empty] | SOLARV2025J_FIXED_CA_YOLO_WOODLAND_0
KIRKER_7_KELCYN | KIRKER_7_KELCYN | KELLER CANYON LANDFILL GEN FACILICITY | 3.56 | 2009-08-01 | 2050-12-01 | PGE |  |  | PGE | Biogas | Biogas |  | Ameresco Keller Canyon |  |  |  | KIRKER_7_KELCYN_745160_23202
KNGBRD_2_SOLAR1 | KNGBRD_2_SOLAR1 | Kingbird Solar A | 20 | 2016-04-01 | 2050-12-01 | SCE |  |  | SCE | Solar_1Axis | Solar |  | Kingbird A Solar LLC |  |  |  | SOLARV2025J_1AXIS_CA_KERN_ROSAMOND_0
KNGBRD_2_SOLAR2 | KNGBRD_2_SOLAR2 | Kingbird Solar B | 20 | 2016-04-01 | 2050-12-01 | SCE |  |  | SCE | Solar_1Axis | Solar |  | Kingbird B Solar, LLC |  |  |  | SOLARV2025J_1AXIS_CA_KERN_ROSAMOND_0
KNGBRG_1_KBSLR1 | KNGBRG_1_KBSLR1 | Kingsburg1 | 1.5 | 2013-12-01 | 2050-12-01 | PGE |  |  | PGE | Solar_Fixed | Solar |  | Kingsburg Solar | 1 |  |  | SOLARV2025J_FIXED_CA_KINGS_STRATFORD_0
KNGBRG_1_KBSLR2 | KNGBRG_1_KBSLR2 | Kingsburg2 | 1.5 | 2013-12-01 | 2050-12-01 | PGE |  |  | PGE | Solar_Fixed | Solar |  | Kingsburg Solar | 2 |  |  | SOLARV2025J_FIXED_CA_KINGS_STRATFORD_0
KNGCTY_6_UNITA1 | KNGCTY_6_UNITA1 | King City Energy Center, Unit 1 | 44.6 | 2002-01-01 | 2050-12-01 | PGE |  |  | PGE | CT | Peaker |  | King City Peaking |  |  |  | KNGCTY_6_UNITA1_723965_93209
KNTSTH_6_SOLAR | KNTSTH_6_SOLAR | Kent South | 20 | 2014-12-01 | 2050-12-01 | PGE |  |  | PGE | Solar_Fixed | Solar |  | RE Kent South, LLC |  |  |  | SOLARV2025J_FIXED_CA_KINGS_STRATFORD_0
KNTSTH_6_WALSR1 | KNTSTH_6_WALSR1 | Westlands Almond | 19.88 | 2023-09-01 | 2050-12-01 | PGE |  |  | PGE | Solar_1Axis | Solar |  | Almond |  |  |  | SOLARV2025J_1AXIS_CA_KINGS_STRATFORD_0
KOLA_2_KLBBT1 | KOLA_2_KLBBT1 | Kola | 275 | 2025-08-01 | 2050-12-01 | PGE |  |  | PGE | Battery_4h | Li-ion Battery |  | Kola Energy Center | KOLA |  |  |  | 1100 | 4
KOLA_2_KLBBT2 | KOLA_2_KLBBT2 | Kola BESS 2 | 125 | 2025-08-01 | 2050-12-01 | PGE |  |  | PGE | Battery_4h | Li-ion Battery | [6 empty] | 500 | 4
KRAMER_1_R1BX3 | KRAMER_1_R1BX3 | Resurgence 1 BESS | 75 | 2023-07-01 | 2050-12-01 | SCE |  |  | SCE | Paired_BattStorage | Li-ion Battery |  | Resurgence Solar | GEN2 |  |  |  | 300 | 4 | KRAMER_1_R1PX3
KRAMER_1_R1PX3 | KRAMER_1_R1PX3 | Resurgence 1 PV | 90 | 2023-08-01 | 2050-12-01 | SCE |  |  | SCE | Paired_Solar_1Axis | Solar |  | Resurgence Solar | GEN1 |  |  | SOLARV2025J_1AXIS_CA_SANBERNARDINO_HELENDALE_0
KRAMER_1_R2BX2 | KRAMER_1_R2BX2 | Resurgence 2 BESS | 40 | 2023-08-01 | 2050-12-01 | SCE |  |  | SCE | Paired_BattStorage | Li-ion Battery |  | Resurgence Solar II | GEN2 |  |  |  | 160 | 4 | KRAMER_1_R2PX2
KRAMER_1_R2PX2 | KRAMER_1_R2PX2 | Resurgence 2 PV | 48 | 2023-09-01 | 2050-12-01 | SCE |  |  | SCE | Paired_Solar_1Axis | Solar |  | Resurgence Solar II | GEN1 |  |  | SOLARV2025J_1AXIS_CA_SANBERNARDINO_HELENDALE_0
KRNCNY_6_UNIT | KRNCNY_6_UNIT | KERN CANYON POWERHOUSE | 10.6 | 2021-06-01 | 2050-12-01 | PGE |  |  | PGE | Hydro | Hydro |  | Kern Canyon
KYCORA_6_KMSBT1 | KYCORA_6_KMSBT1 | Kearny Mesa Storage | 1 | 2020-02-01 | 2099-01-01 | SDGE |  |  | SDGE | Battery_4h | Li-ion Battery |  | Kearny Mesa Storage LLC | U1 |  |  |  | 4 | 4
LACIEN_2_VENICE | LACIEN_2_VENICE | MWD Venice Hydroelectric Recovery Plant | 9.95 | 1982-01-01 | 2050-12-01 | SCE |  |  | SCE | Hydro | Hydro
LAFRES_2_ESHSR1 | LAFRES_2_ESHSR1 | El Segundo Hawthorne | 0.64 | 2025-07-01 | 2050-12-01 | SCE |  |  | SCE | Solar_1Axis | Solar | [5 empty] | SOLARV2025J_1AXIS_CA_LOSANGELES_BELLFLOWER_0
LAGBEL_2_CBPBT1 | LAGBEL_2_CBPBT1 | CALD BESS I | 100 | 2024-07-01 | 2050-01-01 | SCE |  |  | SCE | Battery_4h | Li-ion Battery |  | Cald BESS | 1 |  |  |  | 400 | 4
LAGBEL_2_CDCSR1 | LAGBEL_2_CDCSR1 | Commerce Dis Ctr 4 | 1.24 | 2025-12-01 | 2050-12-01 | SCE | PROLOGIS_COMMERCE_4 | 2024-11-07 | SCE | Solar_1Axis | Solar | [5 empty] | SOLARV2025J_1AXIS_CA_LOSANGELES_BELLFLOWER_0
LAGBEL_2_EDCSR1 | LAGBEL_2_EDCSR1 | Eaves Dic Dtr 1 | 0.68 | 2026-01-01 | 2050-12-01 | SCE | PROLOGIS_EAVES_1 | 2024-11-07 | SCE | Solar_1Axis | Solar | [5 empty] | SOLARV2025J_1AXIS_CA_LOSANGELES_BELLFLOWER_0
LAGBEL_2_EDCSR2 | LAGBEL_2_EDCSR2 | Eaves Dis Ctr 3 | 0.67 | 2026-01-01 | 2050-12-01 | SCE | PROLOGIS_EAVES_3 | 2024-11-07 | SCE | Solar_1Axis | Solar | [5 empty] | SOLARV2025J_1AXIS_CA_LOSANGELES_BELLFLOWER_0
LAKEVW_6_AFTBT1 | LAKEVW_6_AFTBT1 | AFTW STORAGE | 1.14 | 2025-05-01 | 2050-12-01 | PGE |  |  | PGE | Battery_4h | Li-ion Battery | [6 empty] | 4.56 | 4
LALPAG_1_LALBT1 | LALPAG_1_LALBT1 | Lake Alpaugh Battery Storage | 10 | 2025-12-01 | 2050-12-01 | PGE |  |  | PGE | Battery_4h | Li-ion Battery |  | Alpaugh BESS |  |  |  |  | 40 | 4
LAMONT_1_SOLAR1 | LAMONT_1_SOLAR1 | Regulus Solar | 60 | 2014-09-01 | 2050-12-01 | PGE |  |  | PGE | Solar_1Axis | Solar |  | Regulus Solar Project |  |  |  | SOLARV2025J_1AXIS_CA_KERN_BAKERSFIELD_0
LAMONT_1_SOLAR2 | LAMONT_1_SOLAR2 | Redwood Solar Farm 4 | 20 | 2018-01-01 | 2050-12-01 | PGE |  |  | PGE | Solar_1Axis | Solar |  | Redwood 4 Solar Farm |  |  |  | SOLARV2025J_1AXIS_CA_KERN_BAKERSFIELD_0
LAMONT_1_SOLAR3 | LAMONT_1_SOLAR3 | Woodmere Solar Farm | 14.99 | 2015-12-01 | 2050-12-01 | PGE |  |  | PGE | Solar_1Axis | Solar |  | Woodmere Solar Farm |  |  |  | SOLARV2025J_1AXIS_CA_KERN_BAKERSFIELD_0
LAMONT_1_SOLAR4 | LAMONT_1_SOLAR4 | Hayworth Solar Farm | 26.66 | 2015-12-01 | 2050-12-01 | PGE |  |  | PGE | Solar_1Axis | Solar |  | Hayworth Solar |  |  |  | SOLARV2025J_1AXIS_CA_KERN_BAKERSFIELD_0
LAMONT_1_SOLAR5 | LAMONT_1_SOLAR5 | Redcrest Solar Farm | 16.66 | 2015-10-01 | 2050-12-01 | PGE |  |  | PGE | Solar_Fixed | Solar |  | Redcrest Solar Farm |  |  |  | SOLARV2025J_FIXED_CA_KERN_BAKERSFIELD_0
LAPLMA_2_UNIT_1 | LAPLMA_2_UNIT 1 | La Paloma Generating Plant Unit #1 | 267 | 2003-01-01 | 2050-12-01 | PGE |  |  | PGE | CC | CCGT |  | La Paloma Generating Plant | GEN1 |  |  | LAPLMA_2_UNIT_1_723840_23155
LAPLMA_2_UNIT_2 | LAPLMA_2_UNIT 2 | La Paloma Generating Plant Unit #2 | 266 | 2003-03-01 | 2050-12-01 | PGE |  |  | PGE | CC | CCGT |  | La Paloma Generating Plant | GEN2 |  |  | LAPLMA_2_UNIT_2_723840_23155
LAPLMA_2_UNIT_3 | LAPLMA_2_UNIT 3 | La Paloma Generating Plant Unit #3 | 266 | 2003-01-01 | 2050-12-01 | PGE |  |  | PGE | CC | CCGT |  | La Paloma Generating Plant | GEN3 |  |  | LAPLMA_2_UNIT_3_723840_23155
LAPLMA_2_UNIT_4 | LAPLMA_2_UNIT 4 | LA PALOMA GENERATING PLANT, UNIT #4 | 267 | 2003-03-01 | 2050-12-01 | PGE |  |  | PGE | CC | CCGT |  | La Paloma Generating Plant | GEN4 |  |  | LAPLMA_2_UNIT_4_723840_23155
LARKSP_6_UNIT_1 | LARKSP_6_UNIT 1 | LARKSPUR PEAKER UNIT 1 | 49 | 2001-09-01 | 2050-12-01 | SDGE |  |  | SDGE | CT | Peaker |  | Larkspur Energy Facility | CTG1 |  |  | LARKSP_6_UNIT_1_722906_93112
LARKSP_6_UNIT_2 | LARKSP_6_UNIT 2 | LARKSPUR PEAKER UNIT 2 | 49 | 2001-09-01 | 2050-12-01 | SDGE |  |  | SDGE | CT | Peaker |  | Larkspur Energy Facility | CTG2 |  |  | LARKSP_6_UNIT_2_722906_93112
LAROA2_2_UNITA1 | LAROA2_2_UNITA1 | LR2 | 322 | 2003-07-01 | 2050-12-01 | SDGE |  |  | SDGE | CC | CCGT | [5 empty] | LAROA2_2_UNITA1_722906_93112
LASSEN_6_UNITS | LASSEN_6_UNITS | Honey Lake Power | 30 | 2017-06-01 | 2050-12-01 | PGE |  |  | PGE | Biomass/Wood | Biomass |  | HL Power |  |  |  | LASSEN_6_UNITS_724880_23185
LAWRNC_7_SUNYVL | LAWRNC_7_SUNYVL | City of Sunnyvale Unit 1 and 2 | 0.3 | 1999-01-01 | 2050-12-01 | PGE |  |  | PGE | Biogas | Biogas |  | Sunnyvale City of WPCP |  |  |  | LAWRNC_7_SUNYVL_724940_23234
LCKHT1_2_LH1BT1 | LCKHT1_2_LH1BT1 | Lockhart Solar BESS 1 | 45 | 2024-07-01 | 2050-01-01 | SCE |  |  | SCE | Paired_BattStorage | Li-ion Battery |  | Lockhart ESS, LLC | LHESS |  |  |  | 180 | 4 | LCKHT1_2_LH1SR1
LCKHT1_2_LH1SR1 | LCKHT1_2_LH1SR1 | Lockhart Solar 1 PV | 85 | 2023-07-01 | 2099-01-01 | SCE |  |  | SCE | Paired_Solar_1Axis | Solar |  | Lockhart Solar PV, LLC | LOC1 |  |  | SOLARV2025J_1AXIS_CA_SANBERNARDINO_HELENDALE_0
LCKHT1_2_LH1SR2 | LCKHT1_2_LH1SR2 | Lockhart Solar 2 | 75 | 2023-07-01 | 2050-12-01 | SCE |  |  | SCE | Solar_1Axis | Solar |  | Lockhart Solar PV II | LOC2 |  |  | SOLARV2025J_1AXIS_CA_SANBERNARDINO_HELENDALE_0
LCKHT1_2_LSCBT1 | LCKHT1_2_LSCBT1 | Lockhart Solar CL ESS I | 69 | 2025-12-01 | 2050-12-01 | SCE |  |  | SCE | Battery_4h | Li-ion Battery | [6 empty] | 276 | 4
LCKHT1_2_LSCBT2 | LCKHT1_2_LSCBT2 | Lockhart Solar CL ESS 2 | 59.7 | 2025-12-01 | 2050-12-01 | SCE |  |  | SCE | Battery_4h | Li-ion Battery | [6 empty] | 238.8 | 4
Leathers_Generating_Facility | Leathers Generating Facility | Leathers Generating Facility | 42 | 2026-06-01 | 2050-12-01 | IID |  |  | IID | Geothermal | Geothermal | SCE
LEBECS_2_UNITS | LEBECS_2_UNITS | Pastoria Energy Facility | 799.47 | 2005-05-01 | 2050-12-01 | SCE |  |  | SCE | CC | CCGT |  | Pastoria Energy Facility, LLC |  |  |  | LEBECS_2_UNITS_723840_23155
LECEF_1_BATTRY | LECEF_1_BATTRY | Los Esteros Critical Energy Facility Expansion BESS | 3.3 | 2026-06-01 | 2050-12-01 | PGE |  |  | PGE | Battery_4h | Li-ion Battery | [6 empty] | 13.2 | 4
LECEF_1_UNITS | LECEF_1_UNITS | LOS ESTEROS ENERGY FACILITY AGGREGATE | 309.84 | 2013-07-01 | 2050-12-01 | PGE |  |  | PGE | CC | CCGT |  | Los Esteros Critical Energy Center |  |  |  | LECEF_1_UNITS_724930_23230
LECONT_2_LESBT1 | LECONT_2_LESBT1 | LeConte Energy Storage | 125 | 2022-09-01 | 2099-01-01 | SDGE |  |  | SDGE | Battery_4h | Li-ion Battery |  | LeConte Energy Storage | LCES |  |  |  | 500 | 4
LEPRFD_1_KANSAS | LEPRFD_1_KANSAS | Kansas | 20 | 2014-12-01 | 2050-12-01 | PGE |  |  | PGE | Solar_Fixed | Solar |  | RE Kansas Solar, LLC |  |  |  | SOLARV2025J_FIXED_CA_KINGS_STRATFORD_0
LGHTHP_2_DOCSR1 | LGHTHP_2_DOCSR1 | Dominguez Carson | 0.96 | 2025-08-01 | 2050-12-01 | SCE |  |  | SCE | Solar_1Axis | Solar | [5 empty] | SOLARV2025J_1AXIS_CA_LOSANGELES_BELLFLOWER_0
LGHTHP_2_SBDSR1 | LGHTHP_2_SBDSR1 | South Bay Dis Ctr 20 | 1.32 | 2026-01-01 | 2050-12-01 | SCE | PROLOGIS_SOUTHBAY_20 | 2024-11-07 | SCE | Solar_1Axis | Solar | [5 empty] | SOLARV2025J_1AXIS_CA_LOSANGELES_BELLFLOWER_0
LGHTHP_2_SBDSR2 | LGHTHP_2_SBDSR2 | South Bay Dis Ctr 6 | 1.38 | 2025-12-01 | 2050-12-01 | SCE | PROLOGIS_SOUTHBAY_6 | 2024-11-07 | SCE | Solar_1Axis | Solar | [5 empty] | SOLARV2025J_1AXIS_CA_LOSANGELES_BELLFLOWER_0
LGHTHP_6_ICEGEN | LGHTHP_6_ICEGEN | CARSON COGENERATION | 48 | 1989-12-01 | 2050-12-01 | SCE |  |  | SCE | CC | CCGT |  | Carson Cogeneration |  |  |  | LGHTHP_6_ICEGEN_722950_23174
LHILLS_6_SOLAR1 | LHILLS_6_SOLAR1 | Lost Hills Solar | 20 | 2015-04-01 | 2050-12-01 | PGE |  |  | PGE | Solar_1Axis | Solar |  | Lost Hills/Blackwell | LTHL |  |  | SOLARV2025J_1AXIS_CA_KERN_LOSTHILLS_0
LILIAC_6_SOLAR | LILIAC_6_SOLAR | Mesa Crest | 3 | 2016-09-01 | 2050-12-01 | SDGE |  |  | SDGE | Solar_1Axis | Solar | [5 empty] | SOLARV2025J_1AXIS_CA_RIVERSIDE_PERRIS_0
LITLRK_6_GBCSR1 | LITLRK_6_GBCSR1 | Green Beanworks C | 3 | 2018-08-01 | 2050-12-01 | SCE |  |  | SCE | Solar_1Axis | Solar |  | Green Beanworks C PV |  |  |  | SOLARV2025J_1AXIS_CA_LOSANGELES_PALMDALE_0
LITLRK_6_SEPV01 | LITLRK_6_SEPV01 | Gestamp Solar 1 | 2 | 2012-05-01 | 2050-12-01 | SCE |  |  | SCE | Solar_1Axis | Solar |  | SEPV 1 |  |  |  | SOLARV2025J_1AXIS_CA_LOSANGELES_PALMDALE_0
LITLRK_6_SOLAR1 | LITLRK_6_SOLAR1 | Lancaster Little Rock C | 5 | 2015-01-01 | 2050-12-01 | SCE |  |  | SCE | Solar_1Axis | Solar |  | Lancaster Little Rock |  |  |  | SOLARV2025J_1AXIS_CA_LOSANGELES_PALMDALE_0
LITLRK_6_SOLAR2 | LITLRK_6_SOLAR2 | Palmdale 18 | 2 | 2016-01-01 | 2050-12-01 | SCE |  |  | SCE | Solar_1Axis | Solar | [5 empty] | SOLARV2025J_1AXIS_CA_LOSANGELES_PALMDALE_0
LITLRK_6_SOLAR3 | LITLRK_6_SOLAR3 | One Ten Partners | 2 | 2017-09-01 | 2050-12-01 | SCE |  |  | SCE | Solar_1Axis | Solar |  | One Ten Partners PV |  |  |  | SOLARV2025J_1AXIS_CA_LOSANGELES_PALMDALE_0
LITLRK_6_SOLAR4 | LITLRK_6_SOLAR4 | Little Rock Pham Solar | 3 | 2016-03-01 | 2050-12-01 | SCE |  |  | SCE | Solar_1Axis | Solar |  | Little Rock Pham Solar |  |  |  | SOLARV2025J_1AXIS_CA_LOSANGELES_PALMDALE_0
LIVEOK_6_SOLAR | LIVEOK_6_SOLAR | Harris | 1.25 | 2014-11-01 | 2050-12-01 | PGE |  |  | PGE | Solar_Fixed | Solar |  | 2127 Harris Solar Project |  |  |  | SOLARV2025J_FIXED_CA_YOLO_WOODLAND_0
LIVOAK_1_UNIT_1 | LIVOAK_1_UNIT 1 | LIVE OAK LIMITED | 49.7 | 1991-03-01 | 2050-12-01 | PGE |  |  | PGE | Cogen | CHP |  | Live Oak Limited |  |  |  | LIVOAK_1_UNIT_1_723840_23155
LMBEPK_2_UNITA1 | LMBEPK_2_UNITA1 | Lambie Energy Center, Unit #1 | 47.5 | 2003-01-01 | 2050-12-01 | PGE |  |  | PGE | CT | Peaker |  | Lambie Energy Center |  |  |  | LMBEPK_2_UNITA1_745160_23202
LMBEPK_2_UNITA2 | LMBEPK_2_UNITA2 | Creed Energy Center, Unit #1 | 47.6 | 2003-01-01 | 2050-12-01 | PGE |  |  | PGE | CT | Peaker |  | Creed Energy Center |  |  |  | LMBEPK_2_UNITA2_745160_23202
LMBEPK_2_UNITA3 | LMBEPK_2_UNITA3 | Goose Haven Energy Center, Unit #1 | 47.75 | 2003-01-01 | 2050-12-01 | PGE |  |  | PGE | CT | Peaker |  | Goose Haven Energy Center |  |  |  | LMBEPK_2_UNITA3_745160_23202
LMEC_1_PL1X3 | LMEC_1_PL1X3 | Los Medanos Energy Center AGGREGATE | 580 | 2001-06-01 | 2050-12-01 | PGE |  |  | PGE | CC | CCGT |  | Los Medanos Energy Center |  |  |  | LMEC_1_PL1X3_745160_23202
LNCSTR_6_CREST | LNCSTR_6_CREST | Lanacaster Aggregate Solar Resources | 5.5 | 2017-06-01 | 2050-12-01 | SCE |  |  | SCE | Solar_1Axis | Solar | [5 empty] | SOLARV2025J_1AXIS_CA_LOSANGELES_LANCASTER_1
LNCSTR_6_SOLAR2_LESR | LNCSTR_6_SOLAR2 | SEPV Sierra NGR | 7 | 2021-12-01 | 2050-12-01 | SCE | LNCSTR_6_SOLAR2 | 2024-11-07 | SCE | Hybrid_BattStorage | Li-ion Battery |  | SEPV Sierra | 1 |  |  |  | 28 | 4 | LNCSTR_6_SOLAR2_SUN | 8.25
LNCSTR_6_SOLAR2_SUN | LNCSTR_6_SOLAR2 | SEPV Sierra NGR | 3 | 2021-12-01 | 2050-12-01 | SCE | LNCSTR_6_SOLAR2 | 2024-11-07 | SCE | Hybrid_Solar_1Axis | Solar |  | SEPV Sierra | 1 |  |  | SOLARV2025J_1AXIS_CA_LOSANGELES_LANCASTER_1
LOCKFD_1_BEARCK | LOCKFD_1_BEARCK | Bear Creek Solar | 1.5 | 2014-02-01 | 2050-12-01 | PGE |  |  | PGE | Solar_Fixed | Solar |  | Bear Creek Solar |  |  |  | SOLARV2025J_FIXED_CA_YOLO_WOODLAND_0
LOCKFD_1_KSOLAR | LOCKFD_1_KSOLAR | Kettleman Solar | 1 | 2014-03-01 | 2050-12-01 | PGE |  |  | PGE | Solar_Fixed | Solar |  | Kettleman Solar |  |  |  | SOLARV2025J_FIXED_CA_YOLO_WOODLAND_0
LODI25_2_UNIT_1 | LODI25_2_UNIT 1 | LODI GAS TURBINE | 25 | 1986-01-01 | 2050-12-01 | PGE |  |  | PGE | CT | Peaker |  | Lodi |  |  |  | LODI25_2_UNIT_1_724920_23237
LODI25_6_ERKNG1 | LODI25_6_ERKNG1 | LODI STRATEGIC RESERVE | 47.97 | 2024-11-01 | 2050-12-01 | PGE |  |  | PGE | ICE | Reciprocating Engine
LODIEC_2_PL1X2 | LODIEC_2_PL1X2 | Lodi Energy Center | 302.58 | 2012-11-01 | 2050-12-01 | PGE |  |  | PGE | CC | CCGT |  | Lodi Energy Center |  |  |  | LODIEC_2_PL1X2_724920_23237
Long_Beach_Pier_S_BESS | Long Beach Pier S BESS | Long Beach Pier S BESS | 70 | 2026-08-01 | 2050-12-01 | SCE |  |  | SCE | Battery_4h | Li-ion Battery |  | Elevate Pier S |  |  |  |  | 280 | 4
LOTUS_6_LSFSR1 | LOTUS_6_LSFSR1 | Lotus Solar Farm | 50 | 2020-05-01 | 2050-12-01 | PGE |  |  | PGE | Solar_1Axis | Solar | [5 empty] | SOLARV2025J_1AXIS_CA_FRESNO_TRANQUILLITY_0
LOWGAP_1_SUPHR | LOWGAP_1_SUPHR | Mill & Sulphur Creek Hydro | 0.99 | 1988-02-01 | 2050-12-01 | PGE |  |  | PGE | Hydro | Hydro
LOWGAP_7_QFUNTS | LOWGAP_7_QFUNTS | Matthews Dam Hydro | 1.35 | 2017-05-01 | 2050-12-01 | PGE |  |  | PGE | Hydro | Hydro
LTBEAR_1_LB3SR3 | LTBEAR_1_LB3SR3 | Little Bear 3 Solar | 20 | 2020-12-01 | 2050-12-01 | PGE |  |  | PGE | Solar_1Axis | Solar |  | Little Bear 3 |  |  |  | SOLARV2025J_1AXIS_CA_FRESNO_TRANQUILLITY_0
LTBEAR_1_LB4SR4 | LTBEAR_1_LB4SR4 | Little Bear 4 | 50 | 2020-12-01 | 2050-12-01 | PGE |  |  | PGE | Solar_1Axis | Solar |  | Little Bear 4 |  |  |  | SOLARV2025J_1AXIS_CA_FRESNO_TRANQUILLITY_0
LTBEAR_1_LB4SR5 | LTBEAR_1_LB4SR5 | Little Bear 4 Solar 5 | 50 | 2020-12-01 | 2050-12-01 | PGE |  |  | PGE | Solar_1Axis | Solar |  | Little Bear 5 |  |  |  | SOLARV2025J_1AXIS_CA_FRESNO_TRANQUILLITY_0
LTBERA_1_LB1SR1 | LTBERA_1_LB1SR1 | Little Bear Solar 1 | 40 | 2020-12-01 | 2050-12-01 | PGE |  |  | PGE | Solar_1Axis | Solar |  | Little Bear Solar 1, LLC |  |  |  | SOLARV2025J_1AXIS_CA_FRESNO_TRANQUILLITY_0
LUNAVL_2_LVSSR1 | LUNAVL_2_LVSSR1 | Luna Valley Solar | 113.5 | 2025-08-01 | 2050-12-01 | PGE |  |  | PGE | Paired_Solar_1Axis | Solar | [5 empty] | SOLARV2025J_1AXIS_CA_FRESNO_TRANQUILLITY_0
LUNAVL_2_LVSSR2 | LUNAVL_2_LVSSR2 | Luna Valley Solar 2 | 2 | 2025-08-01 | 2050-12-01 | PGE |  |  | PGE | Paired_Solar_1Axis | Solar | [5 empty] | SOLARV2025J_1AXIS_CA_FRESNO_TRANQUILLITY_0
LUNAVL_2_LVSSR3 | LUNAVL_2_LVSSR3 | Luna Valley Solar 3 | 84.5 | 2025-08-01 | 2050-12-01 | PGE |  |  | PGE | Paired_Solar_1Axis | Solar | [5 empty] | SOLARV2025J_1AXIS_CA_FRESNO_TRANQUILLITY_0
LVNGST_1_WTASR1 | LVNGST_1_WTASR1 | West Tambo Clean Power II | 2 | 2024-11-01 | 2050-12-01 | PGE |  |  | PGE | Solar_1Axis | Solar |  | West Tambo Clean Power II | WEST2 |  |  | SOLARV2025J_1AXIS_CA_MERCED_GUSTINE_0
MAGNLA_6_ANAHEIM | MAGNLA_6_ANAHEIM | Magnolia Power Plant Anaheim | 115 | 2005-09-22 | 2050-12-01 | SCE |  |  | SCE | CC | CCGT | [5 empty] | MAGNLA_6_ANAHEIM_722880_23152
MAGNLA_6_CERRITOS | MAGNLA_6_CERRITOS | Magnolia Power Plant Cerritos | 12 | 2005-09-22 | 2050-12-01 | SCE |  |  | SCE | CC | CCGT | [5 empty] | MAGNLA_6_CERRITOS_722880_23152
MAGNLA_6_COLTON | MAGNLA_6_COLTON | Magnolia Power Project | 12 | 2005-09-22 | 2050-12-01 | SCE |  |  | SCE | CC | CCGT |  | Magnolia Power Project |  |  |  | MAGNLA_6_COLTON_722880_23152
MAGNLA_6_PASADENA | MAGNLA_6_PASADENA | Magnolia Power Plant - PASADENA | 18 | 2005-09-22 | 2050-12-01 | SCE |  |  | SCE | CC | CCGT | [5 empty] | MAGNLA_6_PASADENA_722880_23152
MAGUND_1_BKISR1 | MAGUND_1_BKISR1 | Bakersfield Industrial 1 | 1 | 2017-12-01 | 2050-12-01 | PGE |  |  | PGE | Solar_1Axis | Solar |  | Bakersfield Industrial PV 1 |  |  |  | SOLARV2025J_1AXIS_CA_KERN_BAKERSFIELD_0
MAGUND_1_BKSSR2 | MAGUND_1_BKSSR2 | Bakersfield Solar 1 | 5.25 | 2017-12-01 | 2050-12-01 | PGE |  |  | PGE | Solar_1Axis | Solar |  | Bakersfield PV 1 |  |  |  | SOLARV2025J_1AXIS_CA_KERN_BAKERSFIELD_0
MALAGA_1_ACDBX2 | MALAGA_1_ACDBX2 | Acid | 97 | 2025-03-01 | 2050-12-01 | PGE |  |  | PGE | Paired_BattStorage | Li-ion Battery | [6 empty] | 388 | 4 | MALAGA_1_AUCTG1
MALAGA_1_AUCTG1 | MALAGA_1_AUCTG1 | Acid Unit 1 | 55.3 | 2005-09-01 | 2050-12-01 | PGE |  |  | PGE | CT | Peaker | [5 empty] | MALAGA_1_AUCTG1_723890_93193
MALAGA_1_AUCTG2 | MALAGA_1_AUCTG2 | Acid Unit 2 | 55.3 | 2005-09-01 | 2050-12-01 | PGE |  |  | PGE | CT | Peaker | [5 empty] | MALAGA_1_AUCTG2_723890_93193
MALCHQ_7_UNIT_1 | MALCHQ_7_UNIT 1 | MALACHA HYDRO L.P. | 32.5 | 1988-12-01 | 2050-12-01 | PGE |  |  | PGE | Hydro | Hydro
MALIN_5_BPADYN | MALIN_5_BPADYN | MALIN_5_BPADYN | 700 | 1989-06-01 | 2050-12-01 | PGE |  |  | BPAT | Hydro | Hydro
MALIN_5_GCPDDYN | MALIN_5_GCPDDYN | Grant County Hydro Facilities | 125 | 2018-02-01 | 2050-12-01 | PGE |  |  | BPAT | Hydro | Hydro
MALIN_5_HERMDYN | MALIN_5_HERMDYN | MALIN_5_HERMDYN | 308 | 1989-06-01 | 2050-12-01 | BPAT |  |  | BPAT | CC | CCGT | PGE |  |  |  |  | MALIN_5_HERMDYN_726880_24155
MALIN_5_IBERDR | MALIN_5_IBERDR | Iberdrola Centroid Sytem Resource | 100 | 2015-02-01 | 2050-12-01 | PortlandGE |  |  | PortlandGE | OOS_Wind | Wind | PGE |  |  |  |  | WIND_V2025E_EIA_OREGON
MALIN_5_INHRED | MALIN_5_INHRED | CSF Columbia Gorge | 50 | 2011-10-01 | 2050-12-01 | PortlandGE |  |  | PortlandGE | OOS_Wind | Wind | PGE |  |  |  |  | WIND_V2025E_EIA_OREGON
MALIN_5_INHRPG | MALIN_5_INHRPG | BIGLOW CANYON | 50 | 2011-10-01 | 2050-12-01 | PortlandGE |  |  | PortlandGE | OOS_Wind | Wind | PGE | Biglow Canyon Wind Farm |  |  |  | WIND_V2025E_EIA_OREGON
MANTEC_1_ML1SR1 | MANTEC_1_ML1SR1 | Manteca Land 1 | 1 | 2017-12-01 | 2050-12-01 | PGE |  |  | PGE | Solar_1Axis | Solar |  | Manteca Land PV |  |  |  | SOLARV2025J_1AXIS_CA_MERCED_GUSTINE_0
MANZNA_2_CAMSR1 | MANZNA_2_CAMSR1 | Camino Solar | 44 | 2025-04-01 | 2050-12-01 | SCE |  |  | SCE | Paired_Solar_Fixed | Solar | [5 empty] | SOLARV2025J_FIXED_CA_KERN_ROSAMOND_0
MANZNA_2_WIND | MANZNA_2_WIND | Manzana Wind | 189 | 2012-12-01 | 2050-12-01 | SCE |  |  | SCE | Wind | Wind |  | Manzana Wind LLC |  |  |  | WIND_V2025E_CSD_CAKERN
MARCPW_6_SOLAR1 | MARCPW_6_SOLAR1 | Maricopa West Solar PV | 20 | 2015-12-01 | 2050-12-01 | PGE |  |  | PGE | Solar_1Axis | Solar |  | Maricopa West Solar PV, LLC |  |  |  | SOLARV2025J_1AXIS_CA_KERN_BAKERSFIELD_0
MARTIN_1_SUNSET | MARTIN_1_SUNSET | Sunset Reservoir - North Basin | 4.5 | 2010-10-01 | 2050-12-01 | PGE |  |  | PGE | Solar_Fixed | Solar |  | Sunset Reservoir North Basin |  |  |  | SOLARV2025J_FIXED_CA_YOLO_WOODLAND_0
MARVEL_2_MARBT3 | MARVEL_2_MARBT3 | Marvel 2 | 74.94 | 2024-04-01 | 2050-12-01 | SCE |  |  | SCE | Battery_4h | Li-ion Battery | [6 empty] | 299.76 | 4
MARVEL_2_MARBX2 | MARVEL_2_MARBX2 | Marvel | 325 | 2024-04-01 | 2050-12-01 | SCE |  |  | SCE | Battery_4h | Li-ion Battery | [6 empty] | 1300 | 4
MCARTH_6_FRIVRB | MCARTH_6_FRIVRB | Fall River Mills Project B | 1.5 | 2014-03-01 | 2050-12-01 | PGE |  |  | PGE | Solar_Fixed | Solar |  | Shasta Solar Farm | GENB |  |  | SOLARV2025J_FIXED_CA_YOLO_WOODLAND_0
MCCALL_1_QF | MCCALL_1_QF | Fish Water | 0.52 | 1990-01-01 | 2050-12-01 | PGE |  |  | PGE | Hydro | Hydro
MCFLND_5_MFAUXL1 | MCFLND_5_MFAUXL1 | McFarland Solar | 6 | 2025-12-01 | 2050-12-01 | SDGE |  |  | SDGE | Solar_1Axis | Solar | [5 empty] | SOLARV2025J_1AXIS_AZ_85333_DATELAND_0
MCFLND_5_MFSBT1 | MCFLND_5_MFSBT1 | McFarland Solar A BESS | 100 | 2023-12-01 | 2050-12-01 | SDGE |  |  | SDGE | Paired_BattStorage | Li-ion Battery |  | McFarland A Solar and Storage | BESS |  |  |  | 400 | 4 | MCFLND_5_MFSSR1
MCFLND_5_MFSSR1 | MCFLND_5_MFSSR1 | McFarland Solar A PV | 200 | 2023-12-01 | 2050-12-01 | SDGE |  |  | SDGE | Paired_Solar_1Axis | Solar |  | McFarland A Solar and Storage | MCFRA |  |  | SOLARV2025J_1AXIS_AZ_85333_DATELAND_0
MCFLND_5_MSBSX2_LESR | MCFLND_5_MBSBX2 | McFarland Solar B Hybrid | 150 | 2024-09-01 | 2050-12-01 | SDGE | MCFLND_5_MSBBX2 | 2024-11-07 | SDGE | Hybrid_BattStorage | Li-ion Battery |  | McFarland B Solar and Storage | MCFRB |  |  |  | 600 | 4 | MCFLND_5_MSBSX2_SUN | 300
MCFLND_5_MSBSX2_SUN | MCFLND_5_MBSBX2 | McFarland Solar B Hybrid | 300 | 2024-09-01 | 2050-12-01 | SDGE | MCFLND_5_MSBSX2 | 2024-11-07 | SDGE | Hybrid_Solar_1Axis | Solar |  | McFarland B Solar and Storage | MCFRB |  |  | SOLARV2025J_1AXIS_AZ_85333_DATELAND_0
MCFLND_5_MSCBT1 | MCFLND_5_MSCBT1 | McFarland Solar C | 185 | 2025-04-01 | 2050-12-01 | SDGE |  |  | SDGE | Battery_4h | Li-ion Battery |  | McFarland C | MCFRC |  |  |  | 740 | 4
MCSWAN_6_UNITS | MCSWAN_6_UNITS | MC SWAIN HYDRO | 9 | 1967-01-01 | 2050-12-01 | PGE |  |  | PGE | Hydro | Hydro |  | McSwain
MDFKRL_2_PROJCT | MDFKRL_2_PROJCT | MIDDLE FORK AND RALSTON PSP | 210 | 1966-01-01 | 2050-01-01 | PGE |  |  | PGE | Hydro | Hydro |  | Middle Fork
MELRSE_6_MELBT1 | MELRSE_6_MELBT1 | Melrose BESS 1 | 10 | 2024-03-01 | 2050-01-01 | SDGE |  |  | SDGE | Battery_4h | Li-ion Battery |  | Melrose BESS | 1 |  |  |  | 40 | 4
MELRSE_6_MELBT2 | MELRSE_6_MELBT2 | Melrose BESS 2 | 10 | 2024-03-01 | 2050-01-01 | SDGE |  |  | SDGE | Battery_4h | Li-ion Battery |  | Melrose BESS | 1 |  |  |  | 40 | 4
MENBIO_6_RENEW1 | MENBIO_6_RENEW1 | CalRENEW - 1(A) | 5 | 2010-04-01 | 2050-12-01 | PGE |  |  | PGE | Solar_Fixed | Solar |  | CalRenew-1 |  |  |  | SOLARV2025J_FIXED_CA_FRESNO_TRANQUILLITY_0
MERCED_1_SOLAR1 | MERCED_1_SOLAR1 | Mission Solar | 1.5 | 2015-05-01 | 2050-12-01 | PGE |  |  | PGE | Solar_1Axis | Solar |  | Mission Solar LLC |  |  |  | SOLARV2025J_1AXIS_CA_MERCED_GUSTINE_0
MERCED_1_SOLAR2 | MERCED_1_SOLAR2 | Merced Solar | 1.5 | 2015-05-01 | 2050-12-01 | PGE |  |  | PGE | Solar_1Axis | Solar |  | Merced Solar LLC |  |  |  | SOLARV2025J_1AXIS_CA_MERCED_GUSTINE_0
MERCFL_6_UNIT | MERCFL_6_UNIT | Merced Falls Powerhouse | 3.5 | 1930-01-01 | 2050-12-01 | PGE |  |  | PGE | Hydro | Hydro |  | Merced Falls
MESAP_1_QF | MESAP_1_QF | SMALL QF AGGREGATION - SAN LUIS OBISPO | 1 | 2009-03-01 | 2050-12-01 | PGE |  |  | PGE | Cogen | CHP | [5 empty] | MESAP_1_QF_723940_23273
MESAS_2_CADBT1 | MESAS_2_CADBT1 | Cadillac 1 BESS | 3.5 | 2025-12-01 | 2050-01-01 | SCE |  |  | SCE | Battery_4h | Li-ion Battery |  | Cadillac Battery Energy Storage Facility | CAD1 |  |  |  | 14 | 4
MESAS_2_YORBT1 | MESAS_2_YORBT1 | Yorktown 1 BESS | 3 | 2025-12-01 | 2050-01-01 | SCE |  |  | SCE | Battery_4h | Li-ion Battery |  | Yorktown Battery Energy Storage Facility | YORK1 |  |  |  | 12 | 4
METEC_2_PL1X3 | METEC_2_PL1X3 | Metcalf Energy Center | 597.05 | 2005-05-01 | 2050-12-01 | PGE |  |  | PGE | CC | CCGT |  | Metcalf Energy Center |  |  |  | METEC_2_PL1X3_724930_23230
MIDSUN_1_PL1X2 | MIDSUN_1_PL1X2 | North Midway Cogens 5A 5B | 9.6 | 2022-03-01 | 2050-12-01 | PGE |  |  | PGE | Cogen | CHP |  | North Midway Cogen
MIDWD_2_WIND2 | MIDWD_2_WIND2 | Coram Energy | 3 | 2015-12-01 | 2050-12-01 | SCE |  |  | SCE | Wind | Wind |  | Coram Energy LLC |  |  |  | WIND_V2025E_CSD_CAKERN
MIDWD_7_CORAMB | MIDWD_7_CORAMB | CELLC 7.5 MW Tehachapi Project | 7.5 | 1983-12-01 | 2050-12-01 | SCE |  |  | SCE | Wind | Wind |  | Tehachapi Wind Resource I |  |  |  | WIND_V2025E_CSD_CAKERN
MIDWY3_2_MDSSR1 | MIDWY3_2_MDSSR1 | Midway South Solar Farm | 20 | 2018-09-01 | 2050-12-01 | IID |  |  | IID | Solar_Fixed | Solar | SDGE | Midway Solar Farm II |  |  |  | SOLARV2025J_FIXED_CA_IMPERIAL_NONE_0
MIDWYS_2_MIDSL1 | MIDWYS_2_MIDSL1 | Midway Solar Farm | 49.9 | 2018-01-01 | 2050-12-01 | IID |  |  | IID | Solar_Fixed | Solar | SCE | Midway Solar Farm 1 |  |  |  | SOLARV2025J_FIXED_CA_IMPERIAL_NONE_0
MILFRD_7_PASADENA | MILFRD_7_PASADENA | Milford I | 5 | 2016-03-01 | 2050-12-01 | PACE |  |  | NEVP | OOS_Wind | Wind | SCE |  |  |  |  | WIND_V2025E_EIA_UTAH
MIRLOM_2_CORONA | MIRLOM_2_CORONA | MWD Corona Hydroelectric Recovery Plant | 2.85 | 1987-01-01 | 2050-12-01 | SCE |  |  | SCE | Hydro | Hydro
MIRLOM_2_CREST | MIRLOM_2_CREST | Temescal Canyon RV | 1.5 | 2020-03-01 | 2050-12-01 | SCE |  |  | SCE | Solar_1Axis | Solar |  | Temescal Canyon RV, LLC | 1 |  |  | SOLARV2025J_1AXIS_CA_RIVERSIDE_PERRIS_0
MIRLOM_2_LNDFL | MIRLOM_2_LNDFL | Milliken Landfill Solar | 3 | 2017-06-01 | 2050-12-01 | SCE |  |  | SCE | Solar_1Axis | Solar |  | Mira Loma |  |  |  | SOLARV2025J_1AXIS_CA_RIVERSIDE_PERRIS_0
MIRLOM_2_MLBBTA | MIRLOM_2_MLBBTA | Mira Loma BESS A | 10 | 2016-12-01 | 2050-12-01 | SCE |  |  | SCE | Battery_4h | Li-ion Battery |  | Mira Loma Energy Storage Facility | 013A |  |  |  | 40 | 4
MIRLOM_2_MLBBTB | MIRLOM_2_MLBBTB | Mira Loma BESS B | 10 | 2016-12-01 | 2050-12-01 | SCE |  |  | SCE | Battery_4h | Li-ion Battery |  | Mira Loma Energy Storage Facility | 013A |  |  |  | 40 | 4
MIRLOM_2_TEMESC | MIRLOM_2_TEMESC | MWD Temescal Hydroelectric Recovery Plan | 2.85 | 1987-01-01 | 2050-12-01 | SCE |  |  | SCE | Hydro | Hydro
MIRLOM_6_PEAKER | MIRLOM_6_PEAKER | Mira Loma Peaker | 47.18 | 2007-09-01 | 2050-12-01 | SCE |  |  | SCE | CT | Peaker |  | Mira Loma Peaker |  |  |  | MIRLOM_6_PEAKER_722860_23119
MIRLOM_7_MWDLKM | MIRLOM_7_MWDLKM | Lake Mathews Hydroelectric Recovery Plan | 5 | 1980-01-01 | 2050-12-01 | SCE |  |  | SCE | Hydro | Hydro |  | Lake Mathews
MISSIX_1_QF | MISSIX_1_QF | SMALL QF AGGREGATION - SAB FRABCUSCI | 1 | 1987-01-01 | 2050-12-01 | PGE |  |  | PGE | Cogen | CHP | [5 empty] | MISSIX_1_QF_724940_23234
MKTRCK_1_UNIT_1 | MKTRCK_1_UNIT 1 | MCKITTRICK LIMITED | 47.72 | 1991-10-01 | 2050-12-01 | PGE |  |  | PGE | Cogen | CHP |  | McKittrick Limited |  |  |  | MKTRCK_1_UNIT_1_723840_23155
MLPTAS_7_QFUNTS | MLPTAS_7_QFUNTS | MLPTAS_7_QFUNTS | 1 | 2009-03-01 | 2050-12-01 | PGE |  |  | PGE | Cogen | CHP | [5 empty] | MLPTAS_7_QFUNTS_724940_23234
MNDALY_6_MCGRTH | MNDALY_6_MCGRTH | McGrath Beach Peaker | 48.56 | 2012-11-01 | 2050-12-01 | SCE |  |  | SCE | CT | Peaker |  | McGrath Peaker |  |  |  | MNDALY_6_MCGRTH_723926_23136
MNDOTA_1_SOLAR1 | MNDOTA_1_SOLAR1 | North Star Solar 1 | 60 | 2015-06-01 | 2050-12-01 | PGE |  |  | PGE | Solar_1Axis | Solar |  | North Star Solar |  |  |  | SOLARV2025J_1AXIS_CA_FRESNO_TRANQUILLITY_0
MNDOTA_1_SOLAR2 | MNDOTA_1_SOLAR2 | Citizen Solar B | 5 | 2015-12-01 | 2050-12-01 | PGE |  |  | PGE | Solar_Fixed | Solar |  | Citizen B |  |  |  | SOLARV2025J_FIXED_CA_FRESNO_TRANQUILLITY_0
MOJAVE_1_SIPHON | MOJAVE_1_SIPHON | MOJAVE SIPHON POWER PLANT | 14.36 | 1996-01-01 | 2050-12-01 | SCE |  |  | SCE | Hydro | Hydro |  | Mojave Siphon
MOJAVW_2_SOLAR | MOJAVW_2_SOLAR | Mojave West | 20 | 2016-06-01 | 2050-12-01 | SCE |  |  | SCE | Solar_1Axis | Solar |  | SEPV Mojave West |  |  |  | SOLARV2025J_1AXIS_CA_KERN_MOJAVE_0
MONTPH_7_UNITS | MONTPH_7_UNITS | MONTICELLO HYDRO AGGREGATE | 12.5 | 1974-01-01 | 2050-12-01 | PGE |  |  | PGE | Hydro | Hydro |  | Monticello Dam
MOORPK_2_ACOBT1 | MOORPK_2_ACOBT1 | Acorn I BESS | 1.95 | 2021-03-01 | 2099-01-01 | SCE |  |  | SCE | Battery_4h | Li-ion Battery |  | Acorn I Energy Storage LLC | ACOR1 |  |  |  | 7.8 | 4
MOORPK_2_CALABS | MOORPK_2_CALABS | Calabasas Gas-to-Energy Facility | 6.96 | 2010-09-01 | 2050-12-01 | SCE |  |  | SCE | Biogas | Biogas |  | Calabasas Gas to Energy Facility |  |  |  | MOORPK_2_CALABS_723926_23136
MOORPK_6_QF | MOORPK_6_QF | MOORPARK QFS | 0.8 | 1976-01-01 | 2050-12-01 | SCE |  |  | SCE | Cogen | CHP | [5 empty] | MOORPK_6_QF_723926_23136
MORWD_6_QF | MORWD_6_QF | Morwind | 38.16 | 2017-01-01 | 2050-12-01 | SCE |  |  | SCE | Wind | Wind | [5 empty] | WIND_V2025E_CSD_CAKERN
MOSSLD_2_PSP1 | MOSSLD_2_PSP1 | MOSS LANDING POWER BLOCK 1 | 510 | 2002-07-01 | 2050-12-01 | PGE |  |  | PGE | CC | CCGT |  | Dynegy Moss Landing Power Plant Hybrid |  |  |  | MOSSLD_2_PSP1_724940_23234
MOSSLD_2_PSP2 | MOSSLD_2_PSP2 | MOSS LANDING POWER BLOCK 2 | 510 | 2002-07-01 | 2050-12-01 | PGE |  |  | PGE | CC | CCGT |  | Dynegy Moss Landing Power Plant Hybrid |  |  |  | MOSSLD_2_PSP2_724940_23234
MRCHNT_2_PL1X3 | MRCHNT_2_PL1X3 | Desert Star Energy Center | 494.58 | 2000-05-01 | 2050-12-01 | SCE |  |  | SCE | CC | CCGT |  | Desert Star Energy Center |  |  |  | MRCHNT_2_PL1X3_723860_23169
MRGT_6_MEF2 | MRGT_6_MEF2 | Miramar Energy Facility II | 44 | 2009-08-01 | 2050-12-01 | SDGE |  |  | SDGE | CT | Peaker |  | Miramar Energy Facility | 2 |  |  | MRGT_6_MEF2_722900_23188
MRGT_6_MMAREF | MRGT_6_MMAREF | Miramar Energy Facility | 45 | 2005-07-01 | 2050-12-01 | SDGE |  |  | SDGE | CT | Peaker |  | Miramar Energy Facility | 1 |  |  | MRGT_6_MMAREF_722900_23188
MRGT_6_TGEBT1 | MRGT_6_TGEBT1 | Top Gun Energy Storage | 30 | 2021-06-01 | 2050-12-01 | SDGE |  |  | SDGE | Battery_4h | Li-ion Battery |  | Top Gun Energy Storage | TGES |  |  |  | 120 | 4
MRLSDS_6_SOLAR1 | MRLSDS_6_SOLAR1 | Morelos Solar | 15 | 2015-11-01 | 2050-12-01 | PGE |  |  | PGE | Solar_1Axis | Solar |  | Morelos del Sol |  |  |  | SOLARV2025J_1AXIS_CA_KERN_LOSTHILLS_0
MSHGTS_6_MMARLF | MSHGTS_6_MMARLF | MIRAMAR LANDFILL | 5 | 2003-05-01 | 2050-12-01 | SDGE |  |  | SDGE | Biogas | Biogas |  | MM San Diego-Miramar |  |  |  | MSHGTS_6_MMARLF_722900_23188
MSOLAR_2_MS4BT1 | MSOLAR_2_MS4BT1 | Mesquite Solar 4 BESS | 10 | 2024-01-01 | 2050-01-01 | SDGE |  |  | SDGE | Paired_BattStorage | Li-ion Battery |  | Mesquite Solar 4, LLC | MS4B |  |  |  | 40 | 4 | MSOLAR_2_MS4SR4
MSOLAR_2_MS4SR4 | MSOLAR_2_MS4SR4 | Mesquite Solar 4 | 52.5 | 2024-01-01 | 2050-01-01 | SDGE |  |  | SDGE | Paired_Solar_1Axis | Solar |  | Mesquite Solar 4, LLC | MS4 |  |  | SOLARV2025J_1AXIS_AZ_85333_DATELAND_0
MSOLAR_2_SOLAR1 | MSOLAR_2_SOLAR1 | Mesquite Solar 1 | 165 | 2014-01-01 | 2050-12-01 | SDGE |  |  | SDGE | Solar_Fixed | Solar |  | Mesquite Solar 1 | 1 | 2 | 3 | SOLARV2025J_FIXED_AZ_85333_DATELAND_0
MSOLAR_2_SOLAR2 | MSOLAR_2_SOLAR2 | Mesquite Solar 2 | 100.81 | 2017-10-01 | 2050-12-01 | SDGE |  |  | SDGE | Solar_1Axis | Solar |  | Mesquite Solar 2, LLC | 1 |  |  | SOLARV2025J_1AXIS_AZ_85333_DATELAND_0
MSOLAR_2_SOLAR3 | MSOLAR_2_SOLAR3 | Mesquite Solar 3, LLC | 152 | 2016-12-01 | 2050-12-01 | SDGE |  |  | SDGE | Solar_Fixed | Solar |  | Mesquite Solar 3, LLC | 1 |  |  | SOLARV2025J_FIXED_AZ_85333_DATELAND_0
MSQUIT_5_SERDYN | MSQUIT_5_SERDYN | MSQUIT_5_SERDYN | 625 | 2003-11-01 | 2050-12-01 | SRP | MesquiteCC2_Total | 2024-11-07 | SRP | CC | CCGT |  | Mesquite Generating Station Block 2 |  |  |  | MSQUIT_5_SERDYN_747185_03144
MSSION_2_QF | MSSION_2_QF | SMALL QF AGGREGATION - SAN DIEGO | 2 | 1980-01-01 | 2050-12-01 | SDGE |  |  | SDGE | Cogen | CHP |  | Energy Center San Diego |  |  |  | MSSION_2_QF_722900_23188
MSTANG_2_MTGBT1 | MSTANG_2_MTGBT1 | Mustang 1 BESS | 75 | 2021-11-01 | 2050-12-01 | PGE |  |  | PGE | Paired_BattStorage | Li-ion Battery |  | RE Mustang LLC | BESS1 |  |  |  | 300 | 4 | MSTANG_2_SOLAR
MSTANG_2_SOLAR | MSTANG_2_SOLAR | Mustang | 30 | 2016-07-01 | 2050-12-01 | PGE |  |  | PGE | Paired_Solar_1Axis | Solar | [5 empty] | SOLARV2025J_1AXIS_CA_KINGS_STRATFORD_0
MSTANG_2_SOLAR3 | MSTANG_2_SOLAR3 | Mustang 3 | 40 | 2016-05-01 | 2050-12-01 | PGE |  |  | PGE | Paired_Solar_1Axis | Solar | [5 empty] | SOLARV2025J_1AXIS_CA_KINGS_STRATFORD_0
MSTANG_2_SOLAR4 | MSTANG_2_SOLAR4 | Mustang 4 | 30 | 2016-06-01 | 2050-12-01 | PGE |  |  | PGE | Paired_Solar_1Axis | Solar | [5 empty] | SOLARV2025J_1AXIS_CA_KINGS_STRATFORD_0
MTNPOS_1_UNIT | MTNPOS_1_UNIT | MT.POSO COGENERATION CO. | 46.64 | 1989-04-01 | 2050-12-01 | PGE |  |  | PGE | Biomass/Wood | Biomass |  | Mt Poso Cogeneration |  |  |  | MTNPOS_1_UNIT_723840_23155
MTWIND_1_MVPWD1 | MTWIND_1_MVPWD1 | Mountain View Power Project I Repower | 66.6 | 2022-07-01 | 2099-01-01 | SCE |  |  | SCE | Wind | Wind |  | Mountain View I & II |  |  |  | WIND_V2025E_CSD_CARIVERSIDE
MTWIND_1_UNIT_3 | MTWIND_1_UNIT 3 | Mountain View Power Project III | 22.44 | 2003-12-01 | 2050-12-01 | SCE |  |  | SCE | Wind | Wind |  | Mountain View III |  |  |  | WIND_V2025E_CSD_CARIVERSIDE
Mulqueeney_Ranch_Wind | Mulqueeney Ranch Wind | Mulqueeney Ranch Wind | 80 | 2026-01-15 | 2050-12-01 | PGE |  |  | PGE | Wind | Wind | [5 empty] | WIND_V2025E_CSD_CASOLANO
MURRAY_6_ESMBT2 | MURRAY_6_ESMBT2 | EnerSmart Murray 2 | 3 | 2026-06-01 | 2050-12-01 | SDGE |  |  | SDGE | Battery_4h | Li-ion Battery |  | EnerSmart Murray BESS |  |  |  |  | 12 | 4
MURRAY_6_ESMBT3 | MURRAY_6_ESMBT3 | EnerSmart Murray 3 | 3 | 2026-06-01 | 2050-12-01 | SDGE |  |  | SDGE | Battery_4h | Li-ion Battery |  | EnerSmart Murray BESS |  |  |  |  | 12 | 4
MURRAY_6_ESMBT5 | MURRAY_6_ESMBT5 | EnerSmart Murray 5 | 3 | 2026-06-01 | 2050-12-01 | SDGE |  |  | SDGE | Battery_4h | Li-ion Battery |  | EnerSmart Murray BESS |  |  |  |  | 12 | 4
MURRAY_6_UNIT | MURRAY_6_UNIT | Grossmont Hospital | 4.12 | 2016-12-01 | 2050-12-01 | SDGE |  |  | SDGE | Cogen | CHP |  | Grossmont Hospital | GEN3 |  |  | MURRAY_6_UNIT_722900_23188
NAROW1_2_UNIT | NAROW1_2_UNIT | NARROWS PH 1 UNIT | 12 | 2020-09-01 | 2050-12-01 | PGE |  |  | PGE | Hydro | Hydro |  | Narrows PH
NAROW2_2_UNIT | NAROW2_2_UNIT | Narrows Powerhouse Unit 2 | 55 | 1969-01-01 | 2050-12-01 | PGE |  |  | PGE | Hydro | Hydro |  | Narrows 2
NAVYII_2_UNITS | NAVYII_2_UNITS | COSO POWER DEVELOPER (NAVY II) AGGREGATE | 47 | 1989-12-01 | 2050-12-01 | SCE |  |  | SCE | Geothermal | Geothermal |  | Coso Power Developers |  |  |  | NAVYII_2_UNITS_723840_23155
NCPA_7_GP1UN1 | NCPA_7_GP1UN1 | NCPA GEO PLANT 1 UNIT 1 | 38.85 | 1983-01-01 | 2050-12-01 | PGE |  |  | PGE | Geothermal | Geothermal |  | Geothermal 1 | 1 |  |  | NCPA_7_GP1UN1_725905_23275
NCPA_7_GP1UN2 | NCPA_7_GP1UN2 | NCPA GEO PLANT 1 UNIT 2 | 50 | 1983-01-01 | 2050-12-01 | PGE |  |  | PGE | Geothermal | Geothermal |  | Geothermal 1 | 2 |  |  | NCPA_7_GP1UN2_725905_23275
NCPA_7_GP2UN3 | NCPA_7_GP2UN3 | NCPA GEO PLANT 2 UNIT 3 | 42.42 | 1985-01-01 | 2050-12-01 | PGE |  |  | PGE | Geothermal | Geothermal | [5 empty] | NCPA_7_GP2UN3_725905_23275
NCPA_7_GP2UN4 | NCPA_7_GP2UN4 | NCPA GEO PLANT 2 UNIT 4 | 52.73 | 1986-01-01 | 2050-12-01 | PGE |  |  | PGE | Geothermal | Geothermal |  | Geothermal 2 |  |  |  | NCPA_7_GP2UN4_725905_23275
NEENCH_6_SOLAR | NEENCH_6_SOLAR | Alpine Solar | 66 | 2013-01-01 | 2050-12-01 | SCE |  |  | SCE | Solar_Fixed | Solar |  | Alpine Solar |  |  |  | SOLARV2025J_FIXED_CA_KERN_ROSAMOND_0
NEWARK_1_QF | NEWARK_1_QF | NEWARK 1 QF | 0.1 | 2009-03-01 | 2050-12-01 | PGE |  |  | PGE | Wind | Wind | [5 empty] | WIND_V2025E_CSD_CASOLANO
NGILAA_5_SDGDYN | NGILAA_5_SDGDYN | NGILAA_5_SDGDYN | 55 | 1989-06-01 | 2050-12-01 | AZPS |  |  | AZPS | CC | CCGT | SCE |  |  |  |  | NGILAA_5_SDGDYN_722780_23183
NHOGAN_6_UNITS | NHOGAN_6_UNITS | NEW HOGAN PH AGGREGATE | 4 | 1986-04-01 | 2050-12-01 | PGE |  |  | PGE | Hydro | Hydro |  | New Hogan Power Plant
NIMTG_6_NICOGN | NIMTG_6_NICOGN | NORTH ISLAND COGEN | 4.05 | 1989-01-01 | 2050-12-01 | SDGE |  |  | SDGE | Cogen | CHP |  | North Island Energy Facility | GEN2
NITHWK_1_NHSBT1 | NITHWK_1_NHSBT1 | Nighthawk Storage | 300 | 2026-02-01 | 2050-12-01 | SDGE |  |  | SDGE | Battery_4h | Li-ion Battery |  | Nighthawk Energy Storage, LLC | BESS |  |  |  | 1200 | 4
NOAKS_2_PESBT1 | NOAKS_2_PESBT1 | Placerita BESS | 80 | 2024-11-01 | 2050-12-01 | SCE |  |  | SCE | Battery_4h | Li-ion Battery |  | Placerita ESS | GEN1 |  |  |  | 320 | 4
NOOSA_1_NESBT1 | NOOSA_1_NESBT1 | Noosa Energy Storage | 99 | 2026-03-05 | 2050-12-01 | PGE |  |  | PGE | Battery_4h | Li-ion Battery |  | Noosa Energy Storage LLC |  |  |  |  | 396 | 4
NORCNV_1_NCVBT1 | NORCNV_1_NCVBT1 | North Central Valley | 132 | 2023-08-01 | 2050-12-01 | PGE | NORTHCENTRALVALLEY | 2024-11-07 | PGE | Battery_4h | Li-ion Battery |  | North Central Valley | NCV |  |  |  | 528 | 4
NORORC_2_NOSBX2_LESR | NORORC_2_NOSBX2 | Northern Orchard Solar | 92 | 2025-04-01 | 2050-12-01 | PGE | NORORC_2_NOSBX2 | 2024-11-07 | PGE | Hybrid_BattStorage | Li-ion Battery |  | Northern Orchard Solar PV, LLC |  |  |  |  | 368 | 4 | NORORC_2_NOSBX2_SUN | 150
NORORC_2_NOSBX2_SUN | NORORC_2_NOSBX2 | Northern Orchard Solar | 150 | 2025-04-01 | 2050-12-01 | PGE | NORORC_2_NOSBX2 | 2024-11-07 | PGE | Hybrid_Solar_Fixed | Solar |  | Northern Orchard Solar PV, LLC |  |  |  | SOLARV2025J_FIXED_CA_KERN_BAKERSFIELD_0
NOVATO_6_LNDFL | NOVATO_6_LNDFL | Redwood Renewable Energy | 3.9 | 2017-09-01 | 2050-12-01 | PGE |  |  | PGE | Biogas | Biogas | [5 empty] | NOVATO_6_LNDFL_745160_23202
NWCSTL_7_UNIT_1 | NWCSTL_7_UNIT 1 | NEWCASTLE HYDRO | 12 | 1986-01-01 | 2050-12-01 | PGE |  |  | PGE | Hydro | Hydro |  | Newcastle
NZWIND_2_WDSTR5 | NZWIND_2_WDSTR5 | Windstream 6111 | 6.31 | 2016-03-01 | 2050-12-01 | SCE |  |  | SCE | Wind | Wind | [5 empty] | WIND_V2025E_CSD_CAKERN
NZWIND_6_CALWND | NZWIND_6_CALWND | Wind Resource I | 9 | 2012-03-01 | 2050-12-01 | SCE |  |  | SCE | Wind | Wind | [5 empty] | WIND_V2025E_CSD_CAKERN
NZWIND_6_WDSTR | NZWIND_6_WDSTR | Windstream 39 | 4.8 | 1984-02-01 | 2050-12-01 | SCE |  |  | SCE | Wind | Wind | [5 empty] | WIND_V2025E_CSD_CAKERN
NZWIND_6_WDSTR2 | NZWIND_6_WDSTR2 | Windstream 6040 | 5.72 | 2014-11-01 | 2050-12-01 | SCE |  |  | SCE | Wind | Wind | [5 empty] | WIND_V2025E_CSD_CAKERN
NZWIND_6_WDSTR3 | NZWIND_6_WDSTR3 | Windstream 6041 | 6 | 2014-11-01 | 2050-12-01 | SCE |  |  | SCE | Wind | Wind | [5 empty] | WIND_V2025E_CSD_CAKERN
NZWIND_6_WDSTR4 | NZWIND_6_WDSTR4 | Windstream 6042 | 5.91 | 2015-12-01 | 2050-12-01 | SCE |  |  | SCE | Wind | Wind |  | Terra-Gen VG Wind LLC |  |  |  | WIND_V2025E_CSD_CAKERN
OAK_C_1_EBMUD | OAK C_1_EBMUD | MWWTP PGS 1 - ENGINES | 6.9 | 2012-11-01 | 2050-12-01 | PGE |  |  | PGE | Biogas | Biogas |  | WWTP Power Generation Station |  |  |  | OAK_C_1_EBMUD_724930_23230
OAK_C_7_UNIT_1 | OAK C_7_UNIT 1 | OAKLAND STATION C GT UNIT 1 | 55 | 1978-01-01 | 2050-12-01 | PGE |  |  | PGE | CT | Peaker | [5 empty] | OAK_C_7_UNIT_1_724930_23230
OAK_C_7_UNIT_3 | OAK C_7_UNIT 3 | OAKLAND STATION C GT UNIT 3 | 55 | 1978-01-01 | 2050-12-01 | PGE |  |  | PGE | CT | Peaker | [5 empty] | OAK_C_7_UNIT_3_724930_23230
OAK_L_1_GTG1 | OAK L_1_GTG1 | MWWTP PGS 2 - Turbine | 4.6 | 1991-10-01 | 2050-12-01 | PGE |  |  | PGE | Biogas | Biogas | [5 empty] | OAK_L_1_GTG1_724930_23230
Oakland_Energy_Storage_Unit_2 | Oakland Energy Storage Unit 2 | Oakland Energy Storage Unit 2 | 55 | 2027-03-01 | 2050-12-01 | PGE |  |  | PGE | Battery_4h | Li-ion Battery | [6 empty] | 220 | 4
OAKWD_6_QF | OAKWD_6_QF | Oak Creek | 27.87 | 2017-12-01 | 2050-12-01 | SCE |  |  | SCE | Wind | Wind |  | Oak Creek Energy Systems I |  |  |  | WIND_V2025E_CSD_CAKERN
OAKWD_6_ZEPHWD | OAKWD_6_ZEPHWD | Zephyr Park | 3.5 | 2014-02-01 | 2050-12-01 | SCE |  |  | SCE | Wind | Wind | [5 empty] | WIND_V2025E_CSD_CAKERN
OASIS_6_AR4SR1 | OASIS_6_AR4SR1 | Arrache 4006 I | 1 | 2024-05-01 | 2050-12-01 | SCE |  |  | SCE | Solar_1Axis | Solar |  | Arrache 4006 | 1 |  |  | SOLARV2025J_1AXIS_CA_LOSANGELES_LANCASTER_0
OASIS_6_AR4SR2 | OASIS_6_AR4SR2 | Arrache 4006 II | 1 | 2023-12-01 | 2050-12-01 | SCE |  |  | SCE | Solar_1Axis | Solar |  | Arrache 4006 | 2 |  |  | SOLARV2025J_1AXIS_CA_LOSANGELES_LANCASTER_0
OASIS_6_AR4SR3 | OASIS_6_AR4SR3 | Arrache 4013 | 1.5 | 2023-12-01 | 2050-12-01 | SCE |  |  | SCE | Solar_1Axis | Solar |  | Arrache 4013 |  |  |  | SOLARV2025J_1AXIS_CA_LOSANGELES_LANCASTER_0
OASIS_6_AR8SR1 | OASIS_6_AR8SR1 | Arrache 8083 I | 1.5 | 2023-06-01 | 2050-12-01 | SCE |  |  | SCE | Solar_1Axis | Solar |  | Arrache 8083 | 1 |  |  | SOLARV2025J_1AXIS_CA_LOSANGELES_LANCASTER_0
OASIS_6_AR8SR2 | OASIS_6_AR8SR2 | Arrache 8083 II | 1.5 | 2023-06-01 | 2050-12-01 | SCE |  |  | SCE | Solar_1Axis | Solar |  | Arrache 8083 | 2 |  |  | SOLARV2025J_1AXIS_CA_LOSANGELES_LANCASTER_0
OASIS_6_AR8SR3 | OASIS_6_AR8SR3 | Arrache 8083 III | 1 | 2024-06-01 | 2050-12-01 | SCE |  |  | SCE | Solar_1Axis | Solar |  | Arrache 8083 | 3 |  |  | SOLARV2025J_1AXIS_CA_LOSANGELES_LANCASTER_0
OASIS_6_GBDSR4 | OASIS_6_GBDSR4 | Green Beanworks D | 3 | 2018-08-01 | 2050-12-01 | SCE |  |  | SCE | Solar_1Axis | Solar |  | Green Beanworks D PV |  |  |  | SOLARV2025J_1AXIS_CA_LOSANGELES_LANCASTER_0
OASIS_6_LPPSR1 | OASIS_6_LPPSR1 | Lancaster Psomas PV | 3 | 2022-07-01 | 2099-01-01 | SCE |  |  | SCE | Solar_Fixed | Solar | [5 empty] | SOLARV2025J_FIXED_CA_LOSANGELES_LANCASTER_0
OASIS_6_MA4SR1 | OASIS_6_MA4SR1 | Ma 4035 | 1.5 | 2024-05-01 | 2050-12-01 | SCE |  |  | SCE | Solar_1Axis | Solar |  | Ma |  |  |  | SOLARV2025J_1AXIS_CA_LOSANGELES_LANCASTER_0
OASIS_6_SOLAR1 | OASIS_6_SOLAR1 | Morgan Lancaster I | 1.5 | 2015-12-01 | 2050-12-01 | SCE |  |  | SCE | Solar_2Axis | Solar |  | Morgan Lancaster 1 |  |  |  | SOLARV2025J_2AXIS_CA_LOSANGELES_LANCASTER_0
OASIS_6_SOLAR2 | OASIS_6_SOLAR2 | Oasis Solar | 20 | 2016-01-01 | 2050-12-01 | SCE |  |  | SCE | Solar_1Axis | Solar |  | Solar Oasis LLC |  |  |  | SOLARV2025J_1AXIS_CA_LOSANGELES_LANCASTER_0
OASIS_6_SOLAR3 | OASIS_6_SOLAR3 | Soccer Center | 3 | 2017-08-01 | 2050-12-01 | SCE |  |  | SCE | Solar_Fixed | Solar |  | US-TOPCO (Soccer Center) |  |  |  | SOLARV2025J_FIXED_CA_LOSANGELES_LANCASTER_0
OASIS_6_VINSR1 | OASIS_6_VINSR1 | Vinam | 1.5 | 2023-10-01 | 2050-12-01 | SCE |  |  | SCE | Solar_1Axis | Solar |  | Vinam |  |  |  | SOLARV2025J_1AXIS_CA_LOSANGELES_LANCASTER_0
OBERON_5_O1BBX2 | OBERON_5_O1BBX2 | Oberon 1 BESS | 125 | 2023-11-01 | 2050-12-01 | SCE |  |  | SCE | Paired_BattStorage | Li-ion Battery | [6 empty] | 500 | 4 | OBERON_5_O1SSX2 | 125
OBERON_5_O1SSR3 | OBERON_5_O1SSR3 | Oberon 1B Solar | 100 | 2023-11-01 | 2050-12-01 | SCE |  |  | SCE | Paired_Solar_1Axis | Solar |  | Oberon Solar Project | OBIPV |  |  | SOLARV2025J_1AXIS_CA_RIVERSIDE_DESERTCENTER_0
OBERON_5_O1SSX2 | OBERON_5_O1SSX2 | Oberon 1A Solar | 150 | 2023-11-01 | 2050-12-01 | SCE |  |  | SCE | Paired_Solar_1Axis | Solar |  | Oberon Solar Project | OBIPV |  |  | SOLARV2025J_1AXIS_CA_RIVERSIDE_DESERTCENTER_0
OBERON_5_O2BBX2 | OBERON_5_O2BBX2 | Oberon 2 BESS | 125 | 2023-11-01 | 2050-12-01 | SCE |  |  | SCE | Paired_BattStorage | Li-ion Battery |  | Oberon II Solar Project | OBIIB |  |  |  | 500 | 4 | OBERON_5_O2SSR4 | 125
OBERON_5_O2SSR4 | OBERON_5_O2SSR4 | Oberon 2A Solar | 125 | 2023-11-01 | 2050-12-01 | SCE |  |  | SCE | Paired_Solar_1Axis | Solar |  | Oberon II Solar Project | OBIIP |  |  | SOLARV2025J_1AXIS_CA_RIVERSIDE_DESERTCENTER_0
OBERON_5_O2SSR5 | OBERON_5_O2SSR5 | Oberon 2B Solar | 125 | 2023-11-01 | 2050-12-01 | SCE |  |  | SCE | Paired_Solar_1Axis | Solar |  | Oberon II Solar Project | OBIIP |  |  | SOLARV2025J_1AXIS_CA_RIVERSIDE_DESERTCENTER_0
OCOTLO_6_OCWSB1_LESR | OCOTLO_6_OCWSB1 | Ocotillo Wells Solar and BESS | 25 | 2023-09-01 | 2050-12-01 | IID | OCOTLO_6_OCWSB1 | 2024-11-07 | IID | Hybrid_BattStorage | Li-ion Battery | SDGE | Ocotillo Wells | OWS |  |  |  | 100 | 4 | OCOTLO_6_OCWSB1_SUN | 50
OCOTLO_6_OCWSB1_SUN | OCOTLO_6_OCWSB1 | Ocotillo Wells Solar and BESS | 49.89 | 2023-09-01 | 2050-12-01 | IID | OCOTLO_6_OCWSB1 | 2024-11-07 | IID | Hybrid_Solar_1Axis | Solar | SDGE | Ocotillo Wells | OWS |  |  | SOLARV2025J_1AXIS_CA_IMPERIAL_NONE_0
OCTILO_5_WIND | OCTILO_5_WIND | Ocotillo Wind Energy Facility | 265 | 2013-07-01 | 2050-12-01 | SDGE |  |  | SDGE | Wind | Wind |  | Ocotillo Express LLC |  |  |  | WIND_V2025E_CSD_CAKERN
OGROVE_6_PL1X2 | OGROVE_6_PL1X2 | Orange Grove Energy Center | 96 | 2010-06-01 | 2050-12-01 | SDGE |  |  | SDGE | CT | Peaker |  | Orange Grove Peaking Facility |  |  |  | OGROVE_6_PL1X2_722926_03154
OILFLD_7_QFUNTS | OILFLD_7_QFUNTS | Nacimiento Hydroelectric Plant | 3.8 | 2013-09-01 | 2050-12-01 | PGE |  |  | PGE | Hydro | Hydro |  | Nacimiento Hydro Project
OLDRIV_6_BIOGAS | OLDRIV_6_BIOGAS | Bidart Old River 1 | 2 | 2014-03-01 | 2050-12-01 | PGE |  |  | PGE | Biogas | Biogas |  | ABEC Bidart-Old River LLC |  |  |  | OLDRIV_6_BIOGAS_723840_23155
OLDRIV_6_CESDBM | OLDRIV_6_CESDBM | Ces Dairy Biogas | 1 | 2018-02-01 | 2050-12-01 | PGE |  |  | PGE | Biogas | Biogas |  | ABEC #4 dba CE&S Dairy |  |  |  | OLDRIV_6_CESDBM_723840_23155
OLDRIV_6_LKVBM1 | OLDRIV_6_LKVBM1 | Lakeview Dairy Biogas | 1 | 2018-02-01 | 2050-12-01 | PGE |  |  | PGE | Biogas | Biogas |  | ABEC #3 dba Lakeview Dairy |  |  |  | OLDRIV_6_LKVBM1_723840_23155
OLDRV1_6_SOLAR | OLDRV1_6_SOLAR | Old River One | 20 | 2014-12-01 | 2050-12-01 | PGE |  |  | PGE | Solar_Fixed | Solar |  | RE Old River One, LLC |  |  |  | SOLARV2025J_FIXED_CA_KERN_BAKERSFIELD_0
OLINDA_2_COYCRK | OLINDA_2_COYCRK | MWD Coyote Creek Hydroelectric Recovery | 3.13 | 1979-02-01 | 2050-12-01 | SCE |  |  | SCE | Hydro | Hydro |  | Coyote Creek
OLINDA_2_LNDFL2 | OLINDA_2_LNDFL2 | Brea Power II | 28.1 | 2012-11-01 | 2050-12-01 | SCE |  |  | SCE | Biogas | Biogas |  | Brea Expansion Plant |  |  |  | OLINDA_2_LNDFL2_722950_23174
OLINDA_7_BLKSND | OLINDA_7_BLKSND | BlackSand Generating Facility | 5.6 | 2000-06-01 | 2050-12-01 | SCE |  |  | SCE | CT | Peaker |  | Blacksand Generating Facility |  |  |  | OLINDA_7_BLKSND_722950_23174
OLIVEP_1_SOLAR | OLIVEP_1_SOLAR | White River Solar | 20 | 2013-06-01 | 2050-12-01 | PGE |  |  | PGE | Solar_Fixed | Solar |  | White River Solar |  |  |  | SOLARV2025J_FIXED_CA_TULARE_TERRABELLA_0
OLIVEP_1_SOLAR2 | OLIVEP_1_SOLAR2 | White River West | 19.75 | 2014-10-01 | 2050-12-01 | PGE |  |  | PGE | Solar_Fixed | Solar |  | White River Solar 2 |  |  |  | SOLARV2025J_FIXED_CA_TULARE_TERRABELLA_0
OLSEN_2_UNIT | OLSEN_2_UNIT | OLSEN POWER PARTNERS | 5.5 | 1990-01-01 | 2050-12-01 | PGE |  |  | PGE | Hydro | Hydro |  | Olsen
OMAR_2_UNIT_1 | OMAR_2_UNIT 1 | KERN RIVER COGENERATION CO. UNIT 1 | 75 | 1985-05-01 | 2050-12-01 | SCE |  |  | SCE | Cogen | CHP |  | Kern River Cogeneration | GTAG |  |  | OMAR_2_UNIT_1_723840_23155
OMAR_2_UNIT_2 | OMAR_2_UNIT 2 | KERN RIVER COGENERATION CO. UNIT 2 | 75 | 1985-05-01 | 2050-12-01 | SCE |  |  | SCE | Cogen | CHP |  | Kern River Cogeneration | GTBG |  |  | OMAR_2_UNIT_2_723840_23155
OMAR_2_UNIT_3 | OMAR_2_UNIT 3 | KERN RIVER COGENERATION CO. UNIT 3 | 75 | 1985-05-01 | 2050-12-01 | SCE |  |  | SCE | Cogen | CHP |  | Kern River Cogeneration | GTCG |  |  | OMAR_2_UNIT_3_723840_23155
OMAR_2_UNIT_4 | OMAR_2_UNIT 4 | KERN RIVER COGENERATION CO. UNIT 4 | 75 | 1985-05-01 | 2050-12-01 | SCE |  |  | SCE | Cogen | CHP |  | Kern River Cogeneration | GTDG |  |  | OMAR_2_UNIT_4_723840_23155
ONLLPP_6_UNITS | ONLLPP_6_UNITS | O'NEILL PUMP-GEN (AGGREGATE) | 25.2 | 2017-11-01 | 2050-12-01 | PGE |  |  | PGE | PSH | Pumped_Hydro |  | ONeill |  |  |  |  | 100.8 | 4
ORLND_6_SOLAR1 | ORLND_6_SOLAR1 | Enerparc California 2 | 1.5 | 2016-03-01 | 2050-12-01 | PGE |  |  | PGE | Solar_1Axis | Solar |  | Adapture CA2, LLC |  |  |  | SOLARV2025J_1AXIS_CA_YOLO_WOODLAND_0
ORMOND_7_UNIT_1 | ORMOND_7_UNIT 1 | ORMOND BEACH GEN STA. UNIT 1 | 741.27 | 1971-01-01 | 2023-12-01 | SCE |  |  | SCE | Steam | ST |  | Ormond Beach | 1
ORMOND_7_UNIT_2 | ORMOND_7_UNIT 2 | ORMOND BEACH GEN STA. UNIT 2 | 750 | 1971-01-01 | 2023-12-01 | SCE |  |  | SCE | Steam | ST |  | Ormond Beach | 2
OROLOM_1_ALTSR1 | OROLOM_1_ALTSR1 | Althea Avenue Solar Phase I | 5 | 2026-06-01 | 2050-12-01 | PGE |  |  | PGE | Solar_Fixed | Solar | [5 empty] | SOLARV2025J_FIXED_CA_MERCED_GUSTINE_0
OROLOM_1_ALTSR2 | OROLOM_1_ALTSR2 | Althea Avenue Solar Phase II | 3.875 | 2026-06-01 | 2050-12-01 | PGE |  |  | PGE | Solar_Fixed | Solar | [5 empty] | SOLARV2025J_FIXED_CA_MERCED_GUSTINE_0
OROLOM_1_SOLAR1 | OROLOM_1_SOLAR1 | Oro Loma Solar 1 | 10 | 2017-01-01 | 2050-12-01 | PGE |  |  | PGE | Solar_1Axis | Solar |  | Oro Loma | ORCA |  |  | SOLARV2025J_1AXIS_CA_MERCED_GUSTINE_0
OROLOM_1_SOLAR2 | OROLOM_1_SOLAR2 | Oro Loma Solar 2 | 10 | 2017-01-01 | 2050-12-01 | PGE |  |  | PGE | Solar_1Axis | Solar |  | Oro Loma | ORCA |  |  | SOLARV2025J_1AXIS_CA_MERCED_GUSTINE_0
OROVIL_6_UNIT | OROVIL_6_UNIT | Oroville Cogeneration, LP | 7.5 | 1989-12-01 | 2050-12-01 | PGE |  |  | PGE | Cogen | CHP |  | Oroville Cogeneration LP |  |  |  | OROVIL_6_UNIT_725845_23225
ORTGA_6_LSLSB1_LESR | ORTGA_6_LSLSB1 | Lara Solar 2 Hybrid | 0.93 | 2025-12-01 | 2050-12-01 | PGE |  |  | PGE | Hybrid_BattStorage | Li-ion Battery | [6 empty] | 3.72 | 4 | ORTGA_6_LSLSB1_SUN | 0.925
ORTGA_6_LSLSB1_SUN | ORTGA_6_LSLSB1 | Lara Solar 2 Hybrid | 0.93 | 2025-12-01 | 2050-12-01 | PGE |  |  | PGE | Hybrid_Solar_Fixed | Solar | [5 empty] | SOLARV2025J_FIXED_CA_MERCED_GUSTINE_0
ORTGA_6_MCDBT1 | ORTGA_6_MCDBT1 | Merced BESS | 2.93 | 2025-12-01 | 2050-12-01 | PGE |  |  | PGE | Battery_4h | Li-ion Battery | [6 empty] | 11.72 | 4
ORTGA_6_ME1SL1 | ORTGA_6_ME1SL1 | Merced 1 | 3 | 2018-04-01 | 2050-12-01 | PGE |  |  | PGE | Solar_1Axis | Solar |  | Merced 1 PV |  |  |  | SOLARV2025J_1AXIS_CA_MERCED_GUSTINE_0
OSO_6_NSPIN | OSO_6_NSPIN | OSO_6_NSPIN | 70 | 2009-03-01 | 2050-12-01 | SCE |  |  | SCE | Pumping_Load | Shed_DR
OTAY_6_CVEBT3 | OTAY_6_CVEBT3 | Chula Vista Energy Center 2 BESS | 49.7 | 2026-03-13 | 2050-12-01 | SDGE |  |  | SDGE | Paired_BattStorage | Li-ion Battery |  | Chula Vista Energy Center 2 |  |  |  |  | 198.8 | 4 | OTAY_6_PL1X2
OTAY_6_ECVBT1 | OTAY_6_ECVBT1 | EnerSmart Chula Vista 1 | 3 | 2024-10-01 | 2099-01-01 | SDGE |  |  | SDGE | Battery_4h | Li-ion Battery |  | EnerSmart Chula Vista Sub Station | CV150 |  |  |  | 12 | 4
OTAY_6_ECVBT2 | OTAY_6_ECVBT2 | Chula Vista 2 | 3 | 2024-12-01 | 2099-01-01 | SDGE |  |  | SDGE | Battery_4h | Li-ion Battery | [6 empty] | 12 | 4
OTAY_6_PL1X2 | OTAY_6_PL1X2 | Chula Vista Energy Center, LLC | 39.57 | 2006-06-01 | 2050-12-01 | SDGE |  |  | SDGE | CT | Peaker |  | Chula Vista Energy Center |  |  |  | OTAY_6_PL1X2_722906_93112
OTMESA_2_PL1X3 | OTMESA_2_PL1X3 | OTAY MESA ENERGY CENTER | 603.68 | 2009-10-01 | 2050-12-01 | SDGE |  |  | SDGE | CC | CCGT |  | Otay Mesa Generating Project |  |  |  | OTMESA_2_PL1X3_722906_93112
OTP_BESS_LESR | OTP BESS | OTP BESS | 2 | 2026-06-01 | 2050-12-01 | SCE |  |  | SCE | Hybrid_BattStorage | Li-ion Battery | [6 empty] | 8 | 4 | OTP_BESS_SUN | 2
OTP_BESS_SUN | OTP BESS | OTP BESS | 2 | 2026-06-01 | 2050-12-01 | SCE |  |  | SCE | Hybrid_Solar_Fixed | Solar | [5 empty] | SOLARV2025J_FIXED_CA_SANBERNARDINO_HELENDALE_0
Overnight_Solar | Overnight Solar | Overnight Solar | 150 | 2027-05-01 | 2050-12-01 | SCE |  |  | SCE | Paired_Solar_Fixed | Solar |  | Overnight Solar | OSPV |  |  | SOLARV2025J_FIXED_CA_SANBERNARDINO_HELENDALE_0
Overnight_Solar_BESS | Overnight Solar BESS | Overnight Solar BESS | 150 | 2026-09-15 | 2050-12-01 | SCE |  |  | SCE | Paired_BattStorage | Li-ion Battery |  | Overnight Solar |  |  |  |  | 600 | 4 | Overnight_Solar
OXBOW_6_DRUM | OXBOW_6_DRUM | OXBOW HYDRO | 5.8 | 1966-01-01 | 2050-12-01 | PGE |  |  | PGE | Hydro | Hydro |  | Oxbow (CA)
OXMTN_6_LNDFIL | OXMTN_6_LNDFIL | Ox Mountain Landfill Generating Plant | 10.62 | 2009-04-01 | 2050-12-01 | PGE |  |  | PGE | Biogas | Biogas |  | Ameresco Ox Mountain |  |  |  | OXMTN_6_LNDFIL_724940_23234
PACLUM_6_UNIT | PACLUM_6_UNIT | Humboldt Redwood | 28.8 | 2017-06-01 | 2050-12-01 | PGE |  |  | PGE | Biomass/Wood | Biomass |  | Humboldt Sawmill Company |  |  |  | PACLUM_6_UNIT_725945_24283
PADUA_2_ONTARO | PADUA_2_ONTARO | ONTARIO/SIERRA HYDRO PSP | 1.92 | 1902-01-01 | 2050-12-01 | SCE |  |  | SCE | Hydro | Hydro
PADUA_2_SOLAR1 | PADUA_2_SOLAR1 | Kona Solar - Rancho DC #1 | 1.75 | 2015-06-01 | 2050-12-01 | SCE |  |  | SCE | Solar_Fixed | Solar |  | Rancho Cucamonga Dist #1 |  |  |  | SOLARV2025J_FIXED_CA_RIVERSIDE_PERRIS_0
PADUA_6_MWDSDM | PADUA_6_MWDSDM | San Dimas Hydroelectric Recovery Plant | 9.9 | 1981-01-01 | 2050-12-01 | SCE |  |  | SCE | Hydro | Hydro |  | San Dimas
PADUA_6_QF | PADUA_6_QF | PADUA QFS | 0.87 | 1984-01-01 | 2050-12-01 | SCE |  |  | SCE | Hydro | Hydro
PADUA_7_SDIMAS | PADUA_7_SDIMAS | San Dimas Wash Hydro | 1.05 | 1986-01-01 | 2050-12-01 | SCE |  |  | SCE | Hydro | Hydro |  | San Dimas Wash Generating Station
PAIGES_6_SOLAR | PAIGES_6_SOLAR | Paige Solar | 20 | 2017-03-01 | 2050-12-01 | PGE |  |  | PGE | Solar_1Axis | Solar | [5 empty] | SOLARV2025J_1AXIS_CA_FRESNO_TRANQUILLITY_0
PALA_6_PGCBT1 | PALA_6_PGCBT1 | Pala Gomez Creek BESS | 10 | 2024-03-01 | 2050-01-01 | SDGE |  |  | SDGE | Battery_4h | Li-ion Battery |  | Pala Gomez Creek BESS | 1 |  |  |  | 40 | 4
PALOMR_2_PL1X3 | PALOMR_2_PL1X3 | Palomar Energy Center | 588.21 | 2005-10-01 | 2050-12-01 | SDGE |  |  | SDGE | CC | CCGT |  | Palomar Energy |  |  |  | PALOMR_2_PL1X3_722926_03154
PALSEL_6_PLSBT1 | PALSEL_6_PLSBT1 | Paulsell Solar Energy Center BESS | 15 | 2024-06-01 | 2099-01-01 | PGE |  |  | PGE | Paired_BattStorage | Li-ion Battery |  | Paulsell | PSLBA |  |  |  | 60 | 4 | PALSEL_6_PLSSR1
PALSEL_6_PLSSR1 | PALSEL_6_PLSSR1 | Paulsell Solar Energy Center PV | 20 | 2024-06-01 | 2099-01-01 | PGE |  |  | PGE | Paired_Solar_1Axis | Solar | [5 empty] | SOLARV2025J_1AXIS_CA_MERCED_GUSTINE_0
PANERO_2_MWPWD1 | PANERO_2_MWPWD1 | Mesa Wind Project | 30 | 2024-06-01 | 2050-12-01 | SCE |  |  | SCE | Wind | Wind |  | Mesa Wind Repower |  |  |  | WIND_V2025E_CSD_CARIVERSIDE
PARDEB_6_UNITS | PARDEB_6_UNITS | Pardee Power House | 30 | 1930-01-01 | 2050-12-01 | PGE |  |  | PGE | Hydro | Hydro |  | Pardee
PARDSE_6_PESBT1 | PARDSE_6_PESBT1 | Paradise Energy Storage | 9.75 | 2024-05-01 | 2050-01-01 | SDGE |  |  | SDGE | Battery_4h | Li-ion Battery |  | Paradise Energy Storage | 1 |  |  |  | 39 | 4
Pastoria_Solar_BESS | Pastoria Solar BESS | Pastoria Solar BESS | 80 | 2026-04-08 | 2050-12-01 | SCE |  |  | SCE | Paired_BattStorage | Li-ion Battery |  | Pastoria Solar |  |  |  |  | 320 | 4 | PASTSR_2_PSESR1
PASTSR_2_PSESR1 | PASTSR_2_PSESR1 | Pastoria Solar | 105.2 | 2025-12-01 | 2050-12-01 | SCE |  |  | SCE | Paired_Solar_1Axis | Solar | [5 empty] | SOLARV2025J_1AXIS_CA_KERN_MOJAVE_0
PBLOSM_2_SOLAR | PBLOSM_2_SOLAR | PearBlossom | 9.5 | 2016-12-01 | 2050-12-01 | SCE |  |  | SCE | Solar_1Axis | Solar | [5 empty] | SOLARV2025J_1AXIS_CA_LOSANGELES_PALMDALE_0
PEABDY_2_LNDFIL | PEABDY_2_LNDFIL | G2 Energy Hay Road Power Plant | 1.6 | 2013-07-01 | 2050-12-01 | PGE |  |  | PGE | Biogas | Biogas |  | G2 Energy Hay Rd |  |  |  | PEABDY_2_LNDFIL_745160_23202
PEABDY_2_LNDFL1 | PEABDY_2_LNDFL1 | Potrero Hills Energy Producers | 8 | 2016-04-01 | 2050-12-01 | PGE |  |  | PGE | Biogas | Biogas |  | Potrero Hills Energy Producers |  |  |  | PEABDY_2_LNDFL1_745160_23202
PEARBL_2_NSPIN | PEARBL_2_NSPIN | PEARBL_2_NSPIN | 118 | 2009-03-01 | 2050-12-01 | SCE |  |  | SCE | Pumping_Load | Shed_DR
PEASE_1_TBEBT1 | PEASE_1_TBEBT1 | Tierra Buena Energy Storage | 6 | 2022-06-01 | 2099-01-01 | PGE |  |  | PGE | Battery_4h | Li-ion Battery |  | Tierra Buena Energy Storage | TB1 |  |  |  | 24 | 4
Pelicans_Jaw_Hybrid_Solar_1_LESR | Pelicans Jaw Hybrid Solar 1 | Pelicans Jaw Hybrid Solar 1 | 238.5 | 2026-01-15 | 2050-12-01 | PGE |  |  | PGE | Hybrid_BattStorage | Li-ion Battery |  | Pelicans Jaw Hybrid Solar |  |  |  |  | 954 | 4 | Pelicans_Jaw_Hybrid_Solar_1_SUN | 500
Pelicans_Jaw_Hybrid_Solar_1_SUN | Pelicans Jaw Hybrid Solar 1 | Pelicans Jaw Hybrid Solar 1 | 440 | 2026-01-15 | 2050-12-01 | PGE |  |  | PGE | Hybrid_Solar_1Axis | Solar |  | Pelicans Jaw Hybrid Solar |  |  |  | SOLARV2025J_1AXIS_CA_KERN_LOSTHILLS_0
PEORIA_1_SOLAR | PEORIA_1_SOLAR | Sonora 1 | 1.5 | 2013-12-01 | 2050-12-01 | PGE |  |  | PGE | Solar_Fixed | Solar |  | Sonora 1 |  |  |  | SOLARV2025J_FIXED_CA_MERCED_GUSTINE_0
PERGRN_2_PRSBT1 | PERGRN_2_PRSBT1 | Peregrine Storage | 200 | 2025-04-01 | 2050-01-01 | SDGE |  |  | SDGE | Battery_4h | Li-ion Battery |  | Peregrine Energy Storage LLC | PERE1 |  |  |  | 800 | 4
PGE_Bay_BIP_DO |  |  | 65.1 | 2015-01-01 | 2050-12-01 | PGE |  |  | PGE | DR | Shed_DR
PGE_Bay_CBP_DA_NonRes |  |  | 9.2 | 2015-01-01 | 2050-12-01 | PGE |  |  | PGE | DR | Shed_DR
PGE_Bay_CBP_DA_Res |  |  | 1.2 | 2015-01-01 | 2050-12-01 | PGE |  |  | PGE | DR | Shed_DR
PGE_Bay_PDP_Non_Res |  |  | 2.5 | 2015-01-01 | 2050-12-01 | PGE |  |  | PGE | DR | Shed_DR
PGE_Bay_SmartAC_Non_Res |  |  | 0.1 | 2015-01-01 | 2050-12-01 | PGE |  |  | PGE | DR | Shed_DR
PGE_Bay_SmartAC_Res |  |  | 12.9 | 2015-01-01 | 2050-12-01 | PGE |  |  | PGE | DR | Shed_DR
PGE_Bay_SmartRate_Res |  |  | 0.6 | 2015-01-01 | 2050-12-01 | PGE |  |  | PGE | DR | Shed_DR
PGE_Val_BIP_DO |  |  | 191.1 | 2015-01-01 | 2050-12-01 | PGE |  |  | PGE | DR | Shed_DR
PGE_Val_CBP_DA |  |  | 18.4 | 2015-01-01 | 2050-12-01 | PGE |  |  | PGE | DR | Shed_DR
PGE_Val_CBP_DA_Res |  |  | 3.1 | 2015-01-01 | 2050-12-01 | PGE |  |  | PGE | DR | Shed_DR
PGE_Val_SmartAC_Non_Res |  |  | 0.1 | 2015-01-01 | 2050-12-01 | PGE |  |  | PGE | DR | Shed_DR
PGE_Val_SmartAC_Res |  |  | 31.9 | 2015-01-01 | 2050-12-01 | PGE |  |  | PGE | DR | Shed_DR
PGE_Val_SmartRate_Res |  |  | 5.5 | 2015-01-01 | 2050-12-01 | PGE |  |  | PGE | DR | Shed_DR
PHOENX_1_UNIT | PHOENX_1_UNIT | PHOENIX PH | 2 | 1940-01-01 | 2050-12-01 | PGE |  |  | PGE | Hydro | Hydro |  | Phoenix
PINFLT_7_UNITS | PINFLT_7_UNITS | PINE FLAT HYDRO AGGREGATE | 198.51 | 1984-01-01 | 2050-12-01 | PGE |  |  | PGE | Hydro | Hydro |  | Pine Flat | 1 | 2 | 3
PIOPIC_2_CTG1 | PIOPIC_2_CTG1 | Pio Pico Unit 1 | 111.3 | 2016-11-01 | 2050-12-01 | SDGE |  |  | SDGE | CT | Peaker |  | Pio Pico Energy Center | CTG1 |  |  | PIOPIC_2_CTG1_722906_93112
PIOPIC_2_CTG2 | PIOPIC_2_CTG2 | Pio Pico Unit 2 | 112.7 | 2016-11-01 | 2050-12-01 | SDGE |  |  | SDGE | CT | Peaker |  | Pio Pico Energy Center | CTG2 |  |  | PIOPIC_2_CTG2_722906_93112
PIOPIC_2_CTG3 | PIOPIC_2_CTG3 | Pio Pico Unit 3 | 112 | 2016-11-01 | 2050-12-01 | SDGE |  |  | SDGE | CT | Peaker |  | Pio Pico Energy Center | CTG3 |  |  | PIOPIC_2_CTG3_722906_93112
PIT1_6_FRIVRA | PIT1_6_FRIVRA | Fall River Mills Project A | 1.5 | 2014-03-01 | 2050-12-01 | PGE |  |  | PGE | Solar_Fixed | Solar |  | Shasta Solar Farm | GENA |  |  | SOLARV2025J_FIXED_CA_YOLO_WOODLAND_0
PIT1_7_UNIT_1 | PIT1_7_UNIT 1 | PIT PH 1 UNIT 1 | 32 | 1922-01-01 | 2050-12-01 | PGE |  |  | PGE | Hydro | Hydro |  | Pit 1 | H1
PIT1_7_UNIT_2 | PIT1_7_UNIT 2 | PIT PH 1 UNIT 2 | 32 | 1922-01-01 | 2050-12-01 | PGE |  |  | PGE | Hydro | Hydro |  | Pit 1 | H2
PIT3_7_PL1X3 | PIT3_7_PL1X3 | PIT PH 3 UNITS 1, 2 & 3 AGGREGATE | 70.6 | 1925-01-01 | 2050-12-01 | PGE |  |  | PGE | Hydro | Hydro |  | Pit 3 | H1 | H2 | H3
PIT4_7_PL1X2 | PIT4_7_PL1X2 | PIT PH 4 UNITS 1 & 2 AGGREGATE | 95 | 1955-01-01 | 2050-12-01 | PGE |  |  | PGE | Hydro | Hydro |  | Pit 4 | 1 | 2
PIT5_7_PL1X2 | PIT5_7_PL1X2 | PIT PH 5 UNITS 1 & 2 AGGREGATE | 82 | 1944-01-01 | 2050-12-01 | PGE |  |  | PGE | Hydro | Hydro |  | Pit 5 | H1 | H2
PIT5_7_PL3X4 | PIT5_7_PL3X4 | PIT PH 5 UNITS 3 & 4 AGGREGATE | 82 | 1944-01-01 | 2050-12-01 | PGE |  |  | PGE | Hydro | Hydro |  | Pit 5 | H3 | H4
PIT5_7_QFUNTS | PIT5_7_QFUNTS | GRASSHOPPER FLAT HYDRO | 1.1 | 1987-08-01 | 2050-12-01 | PGE |  |  | PGE | Hydro | Hydro
PIT6_7_UNIT_1 | PIT6_7_UNIT 1 | PIT PH 6 UNIT 1 | 39 | 1965-01-01 | 2050-12-01 | PGE |  |  | PGE | Hydro | Hydro |  | Pit 6 | H1
PIT6_7_UNIT_2 | PIT6_7_UNIT 2 | PIT PH 6 UNIT 2 | 40 | 1965-01-01 | 2050-12-01 | PGE |  |  | PGE | Hydro | Hydro |  | Pit 6 | H2
PIT7_7_UNIT_1 | PIT7_7_UNIT 1 | PIT PH 7 UNIT 1 | 55.7 | 1965-01-01 | 2050-12-01 | PGE |  |  | PGE | Hydro | Hydro |  | Pit 7 | H1
PIT7_7_UNIT_2 | PIT7_7_UNIT 2 | PIT PH 7 UNIT 2 | 54.6 | 1965-01-01 | 2050-12-01 | PGE |  |  | PGE | Hydro | Hydro |  | Pit 7 | H2
PIUTE_6_GNBSR1 | PIUTE_6_GNBSR1 | Green Beanworks B | 3 | 2018-12-01 | 2050-12-01 | SCE |  |  | SCE | Solar_1Axis | Solar |  | Green Beanworks B PV |  |  |  | SOLARV2025J_1AXIS_CA_LOSANGELES_PALMDALE_0
PLACVL_1_CHILIB | PLACVL_1_CHILIB | Chili Bar Powerhouse | 8.34 | 1965-01-01 | 2050-12-01 | PGE |  |  | PGE | Hydro | Hydro |  | Chili Bar | 1
PLACVL_1_RCKCRE | PLACVL_1_RCKCRE | Rock Creek Hydro | 5 | 2017-03-01 | 2050-12-01 | PGE |  |  | PGE | Hydro | Hydro |  | Rock Creek Dam | 01
PLAINV_6_BSOLAR | PLAINV_6_BSOLAR | Western Antelope Blue Sky Ranch A | 20 | 2014-11-01 | 2050-12-01 | SCE |  |  | SCE | Solar_Fixed | Solar |  | Western Antelope Blue Sky Ranch A |  |  |  | SOLARV2025J_FIXED_CA_LOSANGELES_LANCASTER_1
PLAINV_6_DSOLAR | PLAINV_6_DSOLAR | Western Antelope Dry Ranch | 10 | 2016-12-01 | 2050-12-01 | SCE |  |  | SCE | Solar_1Axis | Solar |  | Western Antelope Dry Ranch |  |  |  | SOLARV2025J_1AXIS_CA_LOSANGELES_LANCASTER_1
PLAINV_6_NLRSR1 | PLAINV_6_NLRSR1 | North Lancaster Ranch | 20 | 2016-12-01 | 2050-12-01 | SCE |  |  | SCE | Solar_Fixed | Solar |  | North Lancaster Ranch |  |  |  | SOLARV2025J_FIXED_CA_LOSANGELES_LANCASTER_1
PLAINV_6_SOLAR3 | PLAINV_6_SOLAR3 | Sierra Solar Greenworks LLC | 20 | 2015-11-01 | 2050-12-01 | SCE |  |  | SCE | Solar_Fixed | Solar |  | Sierra Solar Greenworks |  |  |  | SOLARV2025J_FIXED_CA_LOSANGELES_LANCASTER_1
PLAINV_6_SOLARC | PLAINV_6_SOLARC | Central Antelope Dry Ranch C | 20 | 2016-05-01 | 2050-12-01 | SCE |  |  | SCE | Solar_Fixed | Solar |  | Central Antelope Dry Ranch C |  |  |  | SOLARV2025J_FIXED_CA_LOSANGELES_LANCASTER_1
PLMSSR_6_HISIER | PLMSSR_6_HISIER | High Sierra Cogeneration Aggregate | 6 | 2010-04-01 | 2050-12-01 | PGE |  |  | PGE | Cogen | CHP |  | High Sierra Cogeneration Plant |  |  |  | PLMSSR_6_HISIER_724880_23185
PLSNTG_7_LNCLND | PLSNTG_7_LNCLND | Lincoln Landfill Power Plant | 4.98 | 1985-01-01 | 2050-12-01 | PGE |  |  | PGE | Biogas | Biogas |  | Lincoln Landfill |  |  |  | PLSNTG_7_LNCLND_724839_93225
PMDLET_6_SOLAR1 | PMDLET_6_SOLAR1 | SEPV Palmdale East, LLC | 10 | 2015-07-01 | 2050-12-01 | SCE |  |  | SCE | Solar_1Axis | Solar |  | SEPV Palmdale East | PALME |  |  | SOLARV2025J_1AXIS_CA_LOSANGELES_PALMDALE_0
PMPJCK_1_RB2SLR | PMPJCK_1_RB2SLR | Rio Bravo Solar 2 | 20 | 2016-12-01 | 2050-12-01 | PGE |  |  | PGE | Solar_1Axis | Solar |  | Rio Bravo Solar II LLC |  |  |  | SOLARV2025J_1AXIS_CA_KERN_LOSTHILLS_0
PMPJCK_1_SOLAR1 | PMPJCK_1_SOLAR1 | Pumpjack Solar I | 20 | 2015-01-01 | 2050-12-01 | PGE |  |  | PGE | Solar_1Axis | Solar |  | Pumpjack Solar I |  |  |  | SOLARV2025J_1AXIS_CA_KERN_LOSTHILLS_0
PMPJCK_1_SOLAR2 | PMPJCK_1_SOLAR2 | Rio Bravo Solar 1 | 20 | 2016-12-01 | 2050-12-01 | PGE |  |  | PGE | Solar_1Axis | Solar |  | Rio Bravo Solar 1 LLC |  |  |  | SOLARV2025J_1AXIS_CA_KERN_LOSTHILLS_0
PNCHEG_2_PL1X4 | PNCHEG_2_PL1X4 | PANOCHE ENERGY CENTER (Aggregated) | 417 | 2009-05-01 | 2050-12-01 | PGE |  |  | PGE | CT | Peaker |  | Panoche Energy Center |  |  |  | PNCHEG_2_PL1X4_723890_93193
PNCHPP_1_PL1X2 | PNCHPP_1_PL1X2 | Midway Peaking Aggregate | 119.91 | 2009-05-01 | 2050-12-01 | PGE |  |  | PGE | CT | Peaker |  | Midway Peaking LLC |  |  |  | PNCHPP_1_PL1X2_723890_93193
PNCHVS_2_SOLAR | PNCHVS_2_SOLAR | Panoche Valley Solar | 140 | 2018-11-01 | 2050-12-01 | PGE |  |  | PGE | Solar_1Axis | Solar |  | Panoche Valley Solar Farm |  |  |  | SOLARV2025J_1AXIS_CA_FRESNO_TRANQUILLITY_0
PNOCHE_1_PL1X2 | PNOCHE_1_PL1X2 | Panoche Peaker | 49.97 | 2005-06-01 | 2050-12-01 | PGE |  |  | PGE | CT | Peaker |  | Panoche Peaker |  |  |  | PNOCHE_1_PL1X2_723890_93193
PNOCHE_1_UNITA1 | PNOCHE_1_UNITA1 | CalPeak Power Panoche Unit 1 | 52.3 | 2001-12-01 | 2050-12-01 | PGE |  |  | PGE | CT | Peaker |  | CalPeak Power Panoche Peaker Plant |  |  |  | PNOCHE_1_UNITA1_723890_93193
PNOCHE_2_CEFSR1 | PNOCHE_2_CEFSR1 | CES Electron Farm | 4.4 | 2026-01-07 | 2050-12-01 | PGE |  |  | PGE | Solar_Fixed | Solar | [5 empty] | SOLARV2025J_FIXED_CA_FRESNO_TRANQUILLITY_0
POEPH_7_UNIT_1 | POEPH_7_UNIT 1 | POE HYDRO UNIT 1 | 68 | 1958-01-01 | 2050-12-01 | PGE |  |  | PGE | Hydro | Hydro |  | Poe | 1
POEPH_7_UNIT_2 | POEPH_7_UNIT 2 | POE HYDRO UNIT 2 | 68.5 | 1958-01-01 | 2050-12-01 | PGE |  |  | PGE | Hydro | Hydro |  | Poe | 2
POLRIS_2_ASEBT1 | POLRIS_2_ASEBT1 | Antelope Solar 2 Estrella BESS | 28 | 2023-12-01 | 2050-12-01 | SCE |  |  | SCE | Paired_BattStorage | Li-ion Battery | [6 empty] | 112 | 4 | POLRIS_2_ASESR1
POLRIS_2_ASESR1 | POLRIS_2_ASESR1 | Antelope Solar 2 Estrella | 56 | 2023-12-01 | 2050-12-01 | SCE |  |  | SCE | Paired_Solar_1Axis | Solar |  | Estrella Solar & Storage |  |  |  | SOLARV2025J_1AXIS_CA_LOSANGELES_LANCASTER_1
POLRIS_2_ASRBT1 | POLRIS_2_ASRBT1 | Antelope Solar 2 Raceway BESS | 80 | 2024-03-01 | 2050-12-01 | SCE |  |  | SCE | Paired_BattStorage | Li-ion Battery |  | Raceway Solar & Storage | RCWYB |  |  |  | 320 | 4 | POLRIS_2_ASRSR1
POLRIS_2_ASRSR1 | POLRIS_2_ASRSR1 | Antelope Solar 2 Raceway | 125 | 2024-03-01 | 2050-12-01 | SCE |  |  | SCE | Paired_Solar_1Axis | Solar |  | Raceway Solar & Storage | RCWYS |  |  | SOLARV2025J_1AXIS_CA_LOSANGELES_LANCASTER_1
POME_6_POMBT1 | POME_6_POMBT1 | POME BESS | 100 | 2025-12-01 | 2050-12-01 | SDGE |  |  | SDGE | Battery_4h | Li-ion Battery |  | Pome BESS | 10101 |  |  |  | 400 | 4
Porterville_6_and_7 | Porterville 6 and 7 | Porterville 6 and 7 | 3 | 2026-01-15 | 2050-12-01 | SCE |  |  | SCE | Solar_Fixed | Solar | [5 empty] | SOLARV2025J_FIXED_CA_TULARE_TERRABELLA_0
PRCTVY_1_MIGBT1 | PRCTVY_1_MIGBT1 | Miguel BESS | 2 | 2018-12-01 | 2099-01-01 | SDGE |  |  | SDGE | Battery_4h | Li-ion Battery | [6 empty] | 8 | 4
PRIMM_2_SOLAR1 | PRIMM_2_SOLAR1 | Silver State South | 250 | 2016-08-01 | 2050-12-01 | SCE |  |  | SCE | Paired_Solar_1Axis | Solar |  | Silver State Solar Power South |  |  |  | SOLARV2025J_1AXIS_NV_CLARK_LASVEGAS_0
PRIMM_2_SSSBT1 | PRIMM_2_SSSBT1 | Silver State South Solar Project Storage | 200 | 2025-04-01 | 2050-12-01 | SCE |  |  | SCE | Paired_BattStorage | Li-ion Battery |  | Silver State South Storage | SSSB |  |  |  | 800 | 4 | PRIMM_2_SOLAR1
PROXSR_2_PROSR1 | PROXSR_2_PROSR1 | Proxima Solar | 120 | 2024-06-01 | 2050-12-01 | PGE |  |  | PGE | Paired_Solar_1Axis | Solar |  | Proxima | PRXMA |  |  | SOLARV2025J_1AXIS_CA_MERCED_GUSTINE_0
PROXSR_2_PS1BT1 | PROXSR_2_PS1BT1 | Proxima Solar BESS 1A | 40 | 2024-04-01 | 2050-12-01 | PGE |  |  | PGE | Paired_BattStorage | Li-ion Battery |  | Proxima | PRXBS |  |  |  | 160 | 4 | PROXSR_2_PROSR1
PROXSR_2_PS1BT2 | PROXSR_2_PS1BT2 | Proxima Solar BESS 1B | 32 | 2024-05-01 | 2050-12-01 | PGE |  |  | PGE | Paired_BattStorage | Li-ion Battery |  | Proxima | PRXBS |  |  |  | 128 | 4 | PROXSR_2_PS1SR2
PROXSR_2_PS1SR2 | PROXSR_2_PS1SR2 | Proxima Solar 1B | 70 | 2024-05-01 | 2050-12-01 | PGE |  |  | PGE | Paired_Solar_1Axis | Solar |  | Proxima | PRXMA |  |  | SOLARV2025J_1AXIS_CA_MERCED_GUSTINE_0
PROXSR_2_PS2BT3 | PROXSR_2_PS2BT3 | Proxima Solar BESS 2 | 90 | 2024-04-01 | 2050-12-01 | PGE |  |  | PGE | Battery_4h | Li-ion Battery |  | Proxima | PRXBS |  |  |  | 360 | 4
PSWEET_1_STCRUZ | PSWEET_1_STCRUZ | Santa Cruz Energy LLC | 1.6 | 2010-02-01 | 2050-12-01 | PGE |  |  | PGE | Biogas | Biogas |  | Santa Cruz Energy |  |  |  | PSWEET_1_STCRUZ_724940_23234
PUTHCR_1_PCNSB1_LESR | PUTHCR_1_PCNSB1 | Putah Creek Solar Farm North | 3 | 2022-10-01 | 2050-12-01 | PGE | PUTHCR_1_PCNSB1 | 2024-11-07 | PGE | Hybrid_BattStorage | Li-ion Battery |  | Putah Creek Solar Farm North |  |  |  |  | 12 | 4 | PUTHCR_1_PCNSB1_SUN
PUTHCR_1_PCNSB1_SUN | PUTHCR_1_PCNSB1 | Putah Creek Solar Farm North | 3 | 2022-10-01 | 2050-12-01 | PGE | PUTHCR_1_PCNSB1 | 2024-11-07 | PGE | Hybrid_Solar_1Axis | Solar |  | Putah Creek Solar Farm North |  |  |  | SOLARV2025J_1AXIS__CA_WILLITS
PUTHCR_1_SOLAR1 | PUTHCR_1_SOLAR1 | Putah Creek Solar Farm | 1.98 | 2014-12-01 | 2050-12-01 | PGE |  |  | PGE | Solar_Fixed | Solar |  | Putah Creek Solar Farm |  |  |  | SOLARV2025J_FIXED_CA_YOLO_WOODLAND_0
PVERDE_5_SCEDYN | PVERDE_5_SCEDYN | PVERDE_5_SCEDYN | 635 | 1988-01-01 | 2050-12-01 | SCE |  |  | SCE | Nuclear | Nuclear |  | Palo Verde |  |  |  | PVERDE_5_SCEDYN_722780_23183
PWEST_1_UNIT | PWEST_1_UNIT | PACIFIC WEST 1 WIND GENERATION | 2.1 | 2009-03-01 | 2050-12-01 | SCE |  |  | SCE | Wind | Wind | [5 empty] | WIND_V2025E_CSD_CARIVERSIDE
RAMON_2_SCEDYN | RAMON_2_SCEDYN | RAMON_2_SCEDYN | 106.18 | 2016-09-01 | 2050-12-01 | IID |  |  | IID | Geothermal | Geothermal | SCE |  |  |  |  | RAMON_2_SCEDYN_722900_23188
RATSKE_2_NROSR1 | RATSKE_2_NROSR1 | North Rosamond Solar | 150 | 2019-06-01 | 2050-12-01 | SCE |  |  | SCE | Solar_1Axis | Solar |  | North Rosamond Solar LLC |  |  |  | SOLARV2025J_1AXIS_CA_KERN_ROSAMOND_0
RATSKE_2_RBSSB1_LESR | RATSKE_2_RBSSB1 | Rabbitbrush Solar 1 | 12 | 2022-10-01 | 2050-12-01 | SCE | RATSKE_2_RBSSB1 | 2024-11-07 | SCE | Hybrid_BattStorage | Li-ion Battery |  | Rabbitbrush Solar, LLC | GEN01 |  |  |  | 48 | 4 | RATSKE_2_RBSSB1_SUN
RATSKE_2_RBSSB1_SUN | RATSKE_2_RBSSB1 | Rabbitbrush Solar 1 | 60 | 2022-10-01 | 2050-12-01 | SCE | RATSKE_2_RBSSB1 | 2024-11-07 | SCE | Hybrid_Solar_1Axis | Solar |  | Rabbitbrush Solar, LLC | GEN01 |  |  | SOLARV2025J_1AXIS_CA_KERN_ROSAMOND_0
RATSKE_2_RBSSB2_LESR | RATSKE_2_RBSSB2 | Rabbitbrush Solar 2 | 8 | 2022-10-01 | 2050-12-01 | SCE | RATSKE_2_RBSSB2 | 2024-11-07 | SCE | Hybrid_BattStorage | Li-ion Battery |  | Rabbitbrush Solar, LLC | RBBAT |  |  |  | 32 | 4 | RATSKE_2_RBSSB2_SUN
RATSKE_2_RBSSB2_SUN | RATSKE_2_RBSSB2 | Rabbitbrush Solar 2 | 40 | 2022-10-01 | 2050-12-01 | SCE | RATSKE_2_RBSSB2 | 2024-11-07 | SCE | Hybrid_Solar_1Axis | Solar |  | Rabbitbrush Solar, LLC | RBBAT |  |  | SOLARV2025J_1AXIS_CA_KERN_ROSAMOND_0
RATSKE_2_WAVBT1 | RATSKE_2_WAVBT1 | Willy 9 Antelope Valley Complex | 125.96 | 2025-04-01 | 2050-12-01 | SCE |  |  | SCE | Battery_4h | Li-ion Battery |  | AVEP BESS | AVEPB |  |  |  | 503.84 | 4
RCKCRK_7_UNIT_1 | RCKCRK_7_UNIT 1 | ROCK CREEK HYDRO UNIT 1 | 57 | 1950-01-01 | 2050-12-01 | PGE |  |  | PGE | Hydro | Hydro |  | Rock Creek | 1
RCKCRK_7_UNIT_2 | RCKCRK_7_UNIT 2 | ROCK CREEK HYDRO UNIT 2 | 56.9 | 1950-01-01 | 2050-12-01 | PGE |  |  | PGE | Hydro | Hydro |  | Rock Creek | 2
RDWAY_1_CREST | RDWAY_1_CREST | CREST Contracts | 4.5 | 2016-09-01 | 2050-12-01 | SCE |  |  | SCE | Solar_1Axis | Solar | [5 empty] | SOLARV2025J_1AXIS_CA_SANBERNARDINO_HELENDALE_0
RDWAY_1_SCKSR1 | RDWAY_1_SCKSR1 | Sheep Creek | 3 | 2023-07-01 | 2050-12-01 | SCE |  |  | SCE | Solar_1Axis | Solar |  | Sheep Creek Community Solar Farm |  |  |  | SOLARV2025J_1AXIS_CA_SANBERNARDINO_HELENDALE_0
RDWAY_1_WA2SR3 | RDWAY_1_WA2SR3 | Watts II | 0.5 | 2024-01-01 | 2050-12-01 | SCE |  |  | SCE | Solar_1Axis | Solar | [5 empty] | SOLARV2025J_1AXIS_CA_LOSANGELES_PALMDALE_0
RDWAY_1_WAISR2 | RDWAY_1_WAISR2 | Watts I | 1.5 | 2024-05-01 | 2050-12-01 | SCE |  |  | SCE | Solar_1Axis | Solar | [5 empty] | SOLARV2025J_1AXIS_CA_LOSANGELES_PALMDALE_0
RECTOR_2_CREST | RECTOR_2_CREST | Rector Aggregate Solar Resources | 10.5 | 2016-12-01 | 2050-12-01 | SCE |  |  | SCE | Solar_Fixed | Solar | [5 empty] | SOLARV2025J_FIXED_CA_SANBERNARDINO_HELENDALE_0
RECTOR_2_IVANPV | RECTOR_2_IVANPV | Ivanhoe Tulare PV | 3.5 | 2022-01-01 | 2099-01-01 | SCE |  |  | SCE | Solar_Fixed | Solar |  | Ivanhoe Solar |  |  |  | SOLARV2025J_FIXED_CA_TULARE_TERRABELLA_0
RECTOR_2_KAWEAH | RECTOR_2_KAWEAH | KAWEAH PH 2 & 3 PSP AGGREGATE | 6.55 | 1913-01-01 | 2050-12-01 | SCE |  |  | SCE | Hydro | Hydro |  | Kaweah 3 | 1 | 2
RECTOR_2_KAWH_1 | RECTOR_2_KAWH 1 | KAWEAH PH 1 UNIT 1 | 2.25 | 1929-01-01 | 2050-12-01 | SCE |  |  | SCE | Hydro | Hydro |  | Kaweah 1 | 1
RECTOR_2_QF | RECTOR_2_QF | Kaweah Unit 1 | 20.09 | 2020-05-01 | 2050-12-01 | SCE |  |  | SCE | Hydro | Hydro
RECTOR_2_SRBBT1 | RECTOR_2_SRBBT1 | Shirk Road ESS | 80 | 2026-06-01 | 2050-12-01 | SCE |  |  | SCE | Battery_4h | Li-ion Battery | [6 empty] | 320 | 4
RECTOR_2_TFDBM1 | RECTOR_2_TFDBM1 | Two Fiets Dairy Digester | 0.8 | 2019-01-01 | 2050-12-01 | SCE |  |  | SCE | Biogas | Biogas | [5 empty] | RECTOR_2_TFDBM1_723840_23155
RECTOR_2_VISSR1 | RECTOR_2_VISSR1 | Visalia CSG | 3 | 2024-04-01 | 2050-01-01 | SCE |  |  | SCE | Solar_1Axis | Solar |  | Visalia CSG LLC |  |  |  | SOLARV2025J_1AXIS_CA_TULARE_TERRABELLA_0
RECTOR_7_TULARE | RECTOR_7_TULARE | MM Tulare | 1.5 | 1998-05-01 | 2050-12-01 | SCE |  |  | SCE | Biomass/Wood | Biomass |  | MM Tulare Energy |  |  |  | RECTOR_7_TULARE_723890_93193
REDBLF_6_UNIT | REDBLF_6_UNIT | RED BLUFF PEAKER PLANT | 44 | 2001-08-01 | 2050-12-01 | PGE |  |  | PGE | ICE | Reciprocating_Engine |  | Red Bluff |  |  |  | REDBLF_6_UNIT_725910_24216
REDMAN_2_SOLAR | REDMAN_2_SOLAR | Lancaster East Avenue F | 3.75 | 2017-08-01 | 2050-12-01 | SCE |  |  | SCE | Solar_Fixed | Solar | [5 empty] | SOLARV2025J_FIXED_CA_LOSANGELES_LANCASTER_0
REDMAN_6_AVSSR1 | REDMAN_6_AVSSR1 | Antelope Valley Solar | 3 | 2019-02-01 | 2050-12-01 | SCE |  |  | SCE | Solar_1Axis | Solar | [5 empty] | SOLARV2025J_1AXIS_CA_LOSANGELES_LANCASTER_0
REEDLY_6_SOLAR | REEDLY_6_SOLAR | Terzian | 1.23 | 2014-06-01 | 2050-12-01 | PGE |  |  | PGE | Solar_2Axis | Solar |  | 2081 Terzian Solar Project |  |  |  | SOLARV2025J_2AXIS_CA_KINGS_STRATFORD_0
RENWD_1_QF | RENWD_1_QF | Renwind re-powering project | 10 | 2013-01-01 | 2050-12-01 | SCE |  |  | SCE | Wind | Wind | [5 empty] | WIND_V2025E_CSD_CARIVERSIDE
RETAKE_2_SS2SR5 | RETAKE_2_SS2SR5 | Sanborn Solar 2 S5 | 46 | 2025-12-01 | 2050-12-01 | SCE |  |  | SCE | Paired_Solar_Fixed | Solar | [5 empty] | SOLARV2025J_FIXED_CA_KERN_MOJAVE_0
RETAKE_2_SS2SR6 | RETAKE_2_SS2SR6 | Sanborn Solar 2 S6 | 102 | 2025-12-01 | 2050-12-01 | SCE |  |  | SCE | Paired_Solar_Fixed | Solar | [5 empty] | SOLARV2025J_FIXED_CA_KERN_MOJAVE_0
REXFRD_2_RSFBX2 | REXFRD_2_RSFBX2 | Rexford Solar Farm BESS | 240 | 2025-02-01 | 2050-12-01 | SCE | REXFORDSTORAGE | 2024-11-07 | SCE | Paired_BattStorage | Li-ion Battery |  | Rexford Solar Farm | 20SD8 |  |  |  | 960 | 4 | REXFRD_2_RSFSX2
REXFRD_2_RSFSX2 | REXFRD_2_RSFSX2 | Rexford Solar Farm | 300 | 2025-02-01 | 2050-12-01 | SCE | REXFORDSOLAR | 2024-11-07 | SCE | Paired_Solar_1Axis | Solar |  | Rexford Solar Farm | 20SDB |  |  | SOLARV2025J_1AXIS_CA_TULARE_TERRABELLA_0
RICHMN_1_CHVSR2 | RICHMN_1_CHVSR2 | Chevron 8.5 | 8.5 | 2017-12-01 | 2050-12-01 | PGE |  |  | PGE | Solar_1Axis | Solar |  | Marin Clean Energy Solar One |  |  |  | SOLARV2025J_1AXIS_CA_YOLO_WOODLAND_0
RICHMN_1_SOLAR | RICHMN_1_SOLAR | Chevron 2 | 2 | 2017-12-01 | 2050-12-01 | PGE |  |  | PGE | Solar_1Axis | Solar | [5 empty] | SOLARV2025J_1AXIS_CA_YOLO_WOODLAND_0
RICHMN_7_BAYENV | RICHMN_7_BAYENV | BAY ENVIRONMENTAL (NOVE POWER) | 2.5 | 1985-01-01 | 2050-12-01 | PGE |  |  | PGE | Biogas | Biogas |  | Nove Power Plant |  |  |  | RICHMN_7_BAYENV_724930_23230
RIOBRV_6_UNIT_1 | RIOBRV_6_UNIT 1 | RIO BRAVO HYDRO | 14 | 1989-05-01 | 2050-12-01 | PGE |  |  | PGE | Hydro | Hydro |  | Rio Bravo Hydro Project
RIOOSO_1_QF | RIOOSO_1_QF | SMALL QF AGGREGATION - GRASS VALLEY | 1.11 | 1984-01-01 | 2050-12-01 | PGE |  |  | PGE | Hydro | Hydro
RNDMTN_2_SLSPHY1 | RNDMTN_2_SLSPHY1 | Silver Springs | 0.6 | 2017-08-01 | 2050-12-01 | PGE |  |  | PGE | Hydro | Hydro
RNDSBG_1_HZASR1 | RNDSBG_1_HZASR1 | Hazel A | 2.99 | 2019-11-01 | 2050-12-01 | SCE |  |  | SCE | Solar_1Axis | Solar | [5 empty] | SOLARV2025J_1AXIS_CA_KERN_MOJAVE_0
ROLLIN_6_UNIT | ROLLIN_6_UNIT | ROLLINS HYDRO | 13.5 | 1980-01-01 | 2050-12-01 | PGE |  |  | PGE | Hydro | Hydro |  | Rollins
ROMOLA_5_MPBBT1 | ROMOLA_5_MPBBT1 | Menifee Power Bank | 230 | 2024-09-01 | 2050-01-01 | SCE |  |  | SCE | Battery_4h | Li-ion Battery |  | Menifee Power Bank | NOVA1 |  |  |  | 920 | 4
ROMOLA_5_MPBBT2 | ROMOLA_5_MPBBT2 | Menifee Power Bank 2 | 230 | 2024-09-01 | 2050-01-01 | SCE |  |  | SCE | Battery_4h | Li-ion Battery |  | Menifee Power Bank | NOVA2 |  |  |  | 920 | 4
ROMOLA_5_MPBBT3 | ROMOLA_5_MPBBT3 | Menifee Power Bank 3 | 50 | 2024-09-01 | 2050-01-01 | SCE |  |  | SCE | Battery_4h | Li-ion Battery |  | Menifee Power Bank | NOVA3 |  |  |  | 200 | 4
ROMOLA_5_MPBBT4 | ROMOLA_5_MPBBT4 | Menifee Power Bank 4 | 110 | 2024-09-01 | 2050-12-01 | SCE | NOVA_IV | 2024-11-07 | SCE | Battery_4h | Li-ion Battery | [6 empty] | 440 | 4
ROMOLA_5_MPBBT5 | ROMOLA_5_MPBBT5 | Menifee Power Bank 5 | 60 | 2025-06-01 | 2050-12-01 | SCE | NOVA_V | 2024-11-07 | SCE | Battery_4h | Li-ion Battery | [6 empty] | 240 | 4
ROSMDW_2_WIND1 | ROSMDW_2_WIND1 | Pacific Wind - Phase 1 | 140 | 2012-07-01 | 2050-12-01 | SCE |  |  | SCE | Wind | Wind |  | Pacific Wind LLC |  |  |  | WIND_V2025E_CSD_CAKERN
ROSMND_6_SOLAR | ROSMND_6_SOLAR | Lancaster B | 3 | 2017-04-01 | 2050-12-01 | SCE |  |  | SCE | Solar_Fixed | Solar |  | Lancaster |  |  |  | SOLARV2025J_FIXED_CA_LOSANGELES_LANCASTER_1
RSMNDS_2_CSRBT1 | RSMNDS_2_CSRBT1 | Cyclone Solar Rosamond South I BESS 1 | 15 | 2025-08-01 | 2050-12-01 | SCE | ROSAMOND_SOUTH | 2024-11-07 | SCE | Paired_BattStorage | Li-ion Battery | [6 empty] | 60 | 4 | RSMNDS_2_CSRSR1
RSMNDS_2_CSRBT2 | RSMNDS_2_CSRBT2 | Cyclone Solar Rosamond South I BESS 3 | 10 | 2025-08-01 | 2050-12-01 | SCE | ROSAMOND_SOUTH | 2024-11-07 | SCE | Paired_BattStorage | Li-ion Battery | [6 empty] | 40 | 4 | RSMNDS_2_CSRSR2
RSMNDS_2_CSRSR1 | RSMNDS_2_CSRSR1 | Cyclone Solar | 30 | 2025-08-01 | 2050-12-01 | SCE | ROSAMOND_SOUTH | 2024-11-07 | SCE | Paired_Solar_1Axis | Solar | [5 empty] | SOLARV2025J_1AXIS_CA_KERN_ROSAMOND_0
RSMNDS_2_CSRSR2 | RSMNDS_2_CSRSR2 | Cyclone Solar Rosamond South I PV3 | 10 | 2025-07-01 | 2050-12-01 | SCE | ROSAMOND_SOUTH | 2024-11-07 | SCE | Paired_Solar_1Axis | Solar | [5 empty] | SOLARV2025J_1AXIS_CA_KERN_ROSAMOND_0
RSMNDS_2_RSEBT1 | RSMNDS_2_RSEBT1 | Rosamond South East BESS 2 | 92 | 2025-08-01 | 2050-12-01 | SCE | ROSAMOND_SOUTH | 2024-11-07 | SCE | Paired_BattStorage | Li-ion Battery | [6 empty] | 368 | 4 | RSMNDS_2_RSESR1
RSMNDS_2_RSESR1 | RSMNDS_2_RSESR1 | Rosamond South East | 100 | 2025-08-01 | 2050-12-01 | SCE | ROSAMOND_SOUTH | 2024-11-07 | SCE | Paired_Solar_1Axis | Solar | [5 empty] | SOLARV2025J_1AXIS_CA_KERN_ROSAMOND_0
RSMSLR_6_SOLAR1 | RSMSLR_6_SOLAR1 | Rosamond One | 20 | 2013-12-01 | 2050-12-01 | SCE |  |  | SCE | Solar_Fixed | Solar |  | RE Rosamond One LLC | RONE |  |  | SOLARV2025J_FIXED_CA_KERN_MOJAVE_0
RSMSLR_6_SOLAR2 | RSMSLR_6_SOLAR2 | Rosamond Two | 20 | 2013-12-01 | 2050-12-01 | SCE |  |  | SCE | Solar_1Axis | Solar |  | RE Rosamond Two LLC | RTWO |  |  | SOLARV2025J_1AXIS_CA_KERN_MOJAVE_0
RTEDDY_2_RWSBT1 | RTEDDY_2_RWSBT1 | Rosamond West Solar Central BESS A1 | 30 | 2024-05-01 | 2050-12-01 | SCE |  |  | SCE | Paired_BattStorage | Li-ion Battery | [6 empty] | 120 | 4 | RTEDDY_2_SC1SR3
RTEDDY_2_RWSBT2 | RTEDDY_2_RWSBT2 | Rosamond West Solar Central BESS A2 | 30 | 2024-05-01 | 2050-12-01 | SCE |  |  | SCE | Paired_BattStorage | Li-ion Battery | [6 empty] | 120 | 4 | RTEDDY_2_SEBSR3
RTEDDY_2_RWSBT3 | RTEDDY_2_RWSBT3 | Rosamond West Solar Central BESS A3 | 45 | 2024-05-01 | 2050-12-01 | SCE |  |  | SCE | Paired_BattStorage | Li-ion Battery | [6 empty] | 180 | 4 | RTEDDY_2_SEBSR4
RTEDDY_2_RWSBT4 | RTEDDY_2_RWSBT4 | Rosamond West Solar Central BESS B | 30 | 2024-05-01 | 2050-12-01 | SCE |  |  | SCE | Paired_BattStorage | Li-ion Battery | [6 empty] | 120 | 4 | RTEDDY_2_SPASR4
RTEDDY_2_RWSBT5 | RTEDDY_2_RWSBT5 | Rosamond West Solar Central BESS C | 12 | 2024-05-01 | 2050-12-01 | SCE |  |  | SCE | Paired_BattStorage | Li-ion Battery | [6 empty] | 48 | 4 | RTEDDY_2_SRXSR4
RTEDDY_2_SC1SR3 | RTEDDY_2_SC1SR3 | Rosamond West Solar Clean | 40 | 2020-12-01 | 2050-12-01 | SCE |  |  | SCE | Paired_Solar_1Axis | Solar | [5 empty] | SOLARV2025J_1AXIS_CA_KERN_ROSAMOND_0
RTEDDY_2_SEBSR3 | RTEDDY_2_SEBSR3 | Rosamond West Solar East Bay 3 | 56 | 2020-12-01 | 2050-12-01 | SCE |  |  | SCE | Paired_Solar_1Axis | Solar | [5 empty] | SOLARV2025J_1AXIS_CA_KERN_ROSAMOND_0
RTEDDY_2_SEBSR4 | RTEDDY_2_SEBSR4 | Rosamond West Solar East Bay 4 | 56 | 2020-12-01 | 2050-12-01 | SCE |  |  | SCE | Paired_Solar_1Axis | Solar | [5 empty] | SOLARV2025J_1AXIS_CA_KERN_ROSAMOND_0
RTEDDY_2_SOLAR1 | RTEDDY_2_SOLAR1 | Rosamond West Solar 1 | 54 | 2016-12-01 | 2050-12-01 | SCE |  |  | SCE | Solar_1Axis | Solar |  | Rosamond One |  |  |  | SOLARV2025J_1AXIS_CA_KERN_ROSAMOND_0
RTEDDY_2_SOLAR2 | RTEDDY_2_SOLAR2 | Rosamond West Solar 2 | 54 | 2016-12-01 | 2050-12-01 | SCE |  |  | SCE | Solar_1Axis | Solar |  | Rosamond Two |  |  |  | SOLARV2025J_1AXIS_CA_KERN_ROSAMOND_0
RTEDDY_2_SPASR4 | RTEDDY_2_SPASR4 | Rosamond West Solar Palo Alto | 26 | 2020-12-01 | 2050-12-01 | SCE |  |  | SCE | Paired_Solar_1Axis | Solar | [5 empty] | SOLARV2025J_1AXIS_CA_KERN_ROSAMOND_0
RTEDDY_2_SRXSR4 | RTEDDY_2_SRXSR4 | Rosamond West Solar Rosie X | 13.6 | 2020-12-01 | 2050-12-01 | SCE |  |  | SCE | Paired_Solar_1Axis | Solar | [5 empty] | SOLARV2025J_1AXIS_CA_KERN_ROSAMOND_0
RTREE_2_WIND1 | RTREE_2_WIND1 | Rising Tree 1 | 79.2 | 2015-01-01 | 2050-12-01 | SCE |  |  | SCE | Wind | Wind |  | Rising Tree Wind Farm |  |  |  | WIND_V2025E_CSD_CAKERN
RTREE_2_WIND2 | RTREE_2_WIND2 | Rising Tree 2 | 19.8 | 2015-01-01 | 2050-12-01 | SCE |  |  | SCE | Wind | Wind |  | Rising Tree Wind Farm II |  |  |  | WIND_V2025E_CSD_CAKERN
RTREE_2_WIND3 | RTREE_2_WIND3 | Rising Tree 3 | 99 | 2015-06-01 | 2050-12-01 | SCE |  |  | SCE | Wind | Wind |  | Rising Tree Wind Farm III |  |  |  | WIND_V2025E_CSD_CAKERN
RUSCTY_2_UNITS | RUSCTY_2_UNITS | Russell City Energy Center | 615.18 | 2013-08-01 | 2050-12-01 | PGE |  |  | PGE | CC | CCGT |  | Russell City Energy Center |  |  |  | RUSCTY_2_UNITS_724930_23230
RUSSELL_2_SOLANO1 | RUSSELL_2_SOLANO1 | Solano Renewables 1 | 229.98 | 2024-02-01 | 2050-12-01 | PGE |  |  | PGE | Wind | Wind | [5 empty] | WIND_V2025E_CSD_CASOLANO
RVRVEW_1_UNITA1 | RVRVEW_1_UNITA1 | Riverview Energy Center (GP Antioch) | 48.7 | 2003-05-01 | 2050-12-01 | PGE |  |  | PGE | CT | Peaker |  | Riverview Energy Center |  |  |  | RVRVEW_1_UNITA1_745160_23202
RVSIDE_2_RERCU3 | RVSIDE_2_RERCU3 | Riverside Energy Res. Ctr Unit 3 | 49 | 2011-04-01 | 2050-12-01 | SCE |  |  | SCE | CT | Peaker |  | Riverside Energy Resource Center | 3 |  |  | RVSIDE_2_RERCU3_722860_23119
RVSIDE_2_RERCU4 | RVSIDE_2_RERCU4 | Riverside Energy Res. Ctr Unit 4 | 49 | 2011-04-01 | 2050-12-01 | SCE |  |  | SCE | CT | Peaker |  | Riverside Energy Resource Center | 4 |  |  | RVSIDE_2_RERCU4_722860_23119
RVSIDE_6_RERCU1 | RVSIDE_6_RERCU1 | Riverside Energy Res. Ctr Unit 1 | 48.35 | 2006-06-01 | 2050-12-01 | SCE |  |  | SCE | CT | Peaker |  | Riverside Energy Resource Center | 1 |  |  | RVSIDE_6_RERCU1_722860_23119
RVSIDE_6_RERCU2 | RVSIDE_6_RERCU2 | Riverside Energy Res. Ctr Unit 2 | 48.5 | 2006-06-01 | 2050-12-01 | SCE |  |  | SCE | CT | Peaker |  | Riverside Energy Resource Center | 2 |  |  | RVSIDE_6_RERCU2_722860_23119
RVSIDE_6_SOLAR1 | RVSIDE_6_SOLAR1 | Tequesquite Landfill Solar Project | 7.5 | 2015-09-01 | 2050-12-01 | SCE |  |  | SCE | Solar_1Axis | Solar |  | Tequesquite Landfill Solar PV Project |  |  |  | SOLARV2025J_1AXIS_CA_RIVERSIDE_PERRIS_0
RVSIDE_6_SPRING | RVSIDE_6_SPRING | SPRINGS GENERATION PROJECT AGGREGATE | 36 | 2002-06-01 | 2050-12-01 | SCE |  |  | SCE | CT | Peaker |  | Springs Generating Station |  |  |  | RVSIDE_6_SPRING_722860_23119
S_RITA_6_SOLAR1 | S_RITA_6_SOLAR1 | Sun Harvest Solar | 1.5 | 2015-05-01 | 2050-12-01 | PGE |  |  | PGE | Solar_1Axis | Solar |  | Sun Harvest Solar NDP1 |  |  |  | SOLARV2025J_1AXIS_CA_MERCED_GUSTINE_0
Saddle_Mountain_Solar | Saddle Mountain Solar | Saddle Mountain Solar | 125 | 2026-06-01 | 2050-12-01 | SDGE |  |  | SDGE | Solar_Fixed | Solar | [5 empty] | SOLARV2025J_FIXED_AZ_85333_DATELAND_0
SALIRV_2_UNIT | SALIRV_2_UNIT | Salinas River Cogeneration | 39 | 1991-10-01 | 2050-12-01 | PGE |  |  | PGE | Cogen | CHP |  | Salinas River Cogeneration |  |  |  | SALIRV_2_UNIT_723965_93209
SALTSP_7_UNITS | SALTSP_7_UNITS | SALT SPRINGS HYDRO AGGREGATE | 46 | 1931-01-01 | 2050-12-01 | PGE |  |  | PGE | Hydro | Hydro |  | Salt Springs
SAMPSN_6_KELCO1 | SAMPSN_6_KELCO1 | KELCO QUALIFYING FACILITY | 25 | 2014-03-01 | 2050-12-01 | SDGE |  |  | SDGE | Cogen | CHP |  | CP Kelco San Diego Plant
SANBRN_2_EESSB2_LESR | SANBRN_2_EESSB2 | Edsan 2 Edwards Sanborn E1B | 72 | 2023-11-01 | 2050-12-01 | SCE | SANBRN_2_EESSB2 | 2024-11-07 | SCE | Hybrid_BattStorage | Li-ion Battery |  | Edwards Sanborn E1B |  |  |  |  | 288 | 4 | SANBRN_2_EESSB2_SUN | 166
SANBRN_2_EESSB2_SUN | SANBRN_2_EESSB2 | Edsan 2 Edwards Sanborn E1B | 166 | 2023-11-01 | 2050-12-01 | SCE | SANBRN_2_EESSB2 | 2024-11-07 | SCE | Hybrid_Solar_1Axis | Solar |  | Edwards Sanborn E1B |  |  |  | SOLARV2025J_1AXIS_CA_KERN_MOJAVE_0
SANBRN_2_ES1BT3_LESR | SANBRN_2_ES1BT3 | EdSan 1 Edwards 1 | 22 | 2022-04-01 | 2050-12-01 | SCE |  |  | SCE | Hybrid_BattStorage | Li-ion Battery |  | Edwards Sanborn S1 | BESS |  |  |  | 176 | 8 | SANBRN_2_ES1BT3_SUN
SANBRN_2_ES1BT3_SUN | SANBRN_2_ES1BT3 | EdSan 1 Edwards 1 | 40 | 2022-04-01 | 2099-01-01 | SCE |  |  | SCE | Hybrid_Solar_1Axis | Solar |  | Edwards Sanborn S1 | PV |  |  | SOLARV2025J_1AXIS_CA_KERN_MOJAVE_0
SANBRN_2_ES2SB3_LESR | SANBRN_2_ES2SB3 | EdSan 2 Sanborn 3 | 18 | 2022-04-01 | 2050-12-01 | SCE |  |  | SCE | Hybrid_BattStorage | Li-ion Battery |  | Edwards Sanborn E3 | BESS |  |  |  | 144 | 8 | SANBRN_2_ES2SB3_SUN
SANBRN_2_ES2SB3_SUN | SANBRN_2_ES2SB3 | EdSan 2 Sanborn 3 | 42 | 2022-04-01 | 2099-01-01 | SCE |  |  | SCE | Hybrid_Solar_1Axis | Solar |  | Edwards Sanborn E3 | PV |  |  | SOLARV2025J_1AXIS_CA_KERN_MOJAVE_0
SANBRN_2_ESABT1 | SANBRN_2_ESABT1 | EdSan 1A | 100 | 2021-11-01 | 2099-01-01 | SCE |  |  | SCE | Battery_4h | Li-ion Battery |  | Sanborn BESS 1 | ESSB1 |  |  |  | 400 | 4
SANBRN_2_ESBBT1 | SANBRN_2_ESBBT1 | EdSan 1B | 100 | 2021-11-01 | 2099-01-01 | SCE |  |  | SCE | Battery_4h | Li-ion Battery |  | Sanborn BESS 2 | ESSB2 |  |  |  | 400 | 4
SANBRN_2_SS2BT3 | SANBRN_2_SS2BT3 | Sanborn Solar 2 SBESS 3 | 169 | 2023-10-01 | 2050-12-01 | SCE |  |  | SCE | Battery_4h | Li-ion Battery |  | Sanborn BESS 3 | BESS |  |  |  | 676 | 4
SANBRN_2_SS2BT4 | SANBRN_2_SS2BT4 | Sanborn Solar 2 SBESS 4 | 47 | 2023-11-01 | 2050-12-01 | SCE |  |  | SCE | Battery_4h | Li-ion Battery |  | Sanborn BESS 4 | BESS |  |  |  | 188 | 4
SANBRN_2_SS2SB4_LESR | SANBRN_2_SS2SB4 | Sanborn Solar 2 Edwards Sanborn S4 | 4.5 | 2023-07-01 | 2050-12-01 | SCE | SANBRN_2_SS2SB4 | 2024-11-07 | SCE | Hybrid_BattStorage | Li-ion Battery |  | Edwards Sanborn E4 |  |  |  |  | 18 | 4 | SANBRN_2_SS2SB4_SUN | 36
SANBRN_2_SS2SB4_SUN | SANBRN_2_SS2SB4 | Sanborn Solar 2 Edwards Sanborn S4 | 36 | 2023-07-01 | 2050-12-01 | SCE | SANBRN_2_SS2SB4 | 2024-11-07 | SCE | Hybrid_Solar_1Axis | Solar |  | Edwards Sanborn E4 |  |  |  | SOLARV2025J_1AXIS_CA_KERN_MOJAVE_0
Sand_Hill_C | Sand Hill C | Sand Hill C | 80.8 | 2026-06-01 | 2050-12-01 | PGE |  |  | PGE | Wind | Wind | [5 empty] | WIND_V2025E_CSD_CASOLANO
SANDLT_2_SUNITS | SANDLT_2_SUNITS | Mojave Solar | 275 | 2014-12-01 | 2050-12-01 | SCE |  |  | SCE | Solar_Thermal | Solar |  | Mojave 18 |  |  |  | SOLARV2025J_2AXIS_CA_SANBERNARDINO_HELENDALE_0
Sandpiper_Storage | Sandpiper Storage | Sandpiper Storage | 200 | 2026-04-15 | 2050-12-01 | SDGE |  |  | SDGE | Battery_4h | Li-ion Battery | [6 empty] | 800 | 4
SANDRN_1_SS1BT1 | SANDRN_1_SS1BT1 | Sandrini Sol 1 BESS | 92 | 2026-06-01 | 2050-12-01 | PGE |  |  | PGE | Paired_BattStorage | Li-ion Battery |  | Sandrini Solar 100 |  |  |  |  | 368 | 4 | SANDRN_2_SS1SR1
SANDRN_2_SS1SR1 | SANDRN_2_SS1SR1 | Sandrini Sol 1 | 100 | 2024-12-01 | 2050-01-01 | PGE |  |  | PGE | Paired_Solar_1Axis | Solar |  | Sandrini Solar 100 |  |  |  | SOLARV2025J_1AXIS_CA_KERN_BAKERSFIELD_0
SANDRN_2_SS2SR2 | SANDRN_2_SS2SR2 | Sandrini Sol 2 | 200 | 2024-11-01 | 2050-12-01 | PGE |  |  | PGE | Solar_1Axis | Solar |  | Sandrini Solar 200 |  |  |  | SOLARV2025J_1AXIS_CA_KERN_BAKERSFIELD_0
SANITR_6_UNITS | SANITR_6_UNITS | LACSD CARSON WATER POLLUTION AGGREGATE | 8 | 2009-03-01 | 2050-12-01 | SCE |  |  | SCE | Biogas | Biogas | [5 empty] | SANITR_6_UNITS_722950_23174
SANLEA_1_SNLSR1 | SANLEA_1_SNLSR1 | San Leandro 10 | 1 | 2026-06-01 | 2050-12-01 | PGE |  |  | PGE | Solar_Fixed | Solar | [5 empty] | SOLARV2025J_FIXED__CA_SANJOSE
SANLOB_1_LNDFIL | SANLOB_1_LNDFIL | Cold Canyon | 1.5 | 2013-07-01 | 2050-12-01 | PGE |  |  | PGE | Biogas | Biogas |  | Cold Canyon 1 |  |  |  | SANLOB_1_LNDFIL_723940_23273
SANLOB_1_OSFBM1 | SANLOB_1_OSFBM1 | Old Santa Fe Road | 0.85 | 2019-07-01 | 2050-12-01 | PGE |  |  | PGE | Biogas | Biogas | [5 empty] | SANLOB_1_OSFBM1_723940_23273
SANTEE_1_SABBT1 | SANTEE_1_SABBT1 | Santee BESS | 10 | 2025-12-01 | 2050-12-01 | SDGE |  |  | SDGE | Battery_4h | Li-ion Battery | [6 empty] | 40 | 4
SANTFG_7_UNITS | SANTFG_7_UNITS | GEYSERS CALISTOGA AGGREGATE | 72 | 1984-03-01 | 2050-12-01 | PGE |  |  | PGE | Geothermal | Geothermal |  | Calistoga Power Plant |  |  |  | SANTFG_7_UNITS_725905_23275
SANTGO_2_LNDFL1 | SANTGO_2_LNDFL1 | Bowerman Power | 19.6 | 2016-04-01 | 2050-12-01 | SCE |  |  | SCE | Biogas | Biogas |  | Bowerman Power LFG, LLC |  |  |  | SANTGO_2_LNDFL1_722860_23119
SANWD_1_QF | SANWD_1_QF | San Gorgonio Farms Wind Farm | 31 | 1983-03-01 | 2050-12-01 | SCE |  |  | SCE | Wind | Wind |  | San Gorgonio Farms Wind Farm | WGEN |  |  | WIND_V2025E_CSD_CARIVERSIDE
SAUGUS_2_SPESBT1 | SAUGUS_2_SPESBT1 | Santa Paula Energy Storage | 30 | 2024-03-01 | 2050-12-01 | SCE | SANTAPAULAE | 2024-11-07 | SCE | Battery_4h | Li-ion Battery |  | Santa Paula Energy Storage LLC | SP1 |  |  |  | 120 | 4
SAUGUS_6_CREST | SAUGUS_6_CREST | East Portal Hydro | 1 | 2017-10-01 | 2050-12-01 | SCE |  |  | SCE | Hydro | Hydro |  | East Portal Generator
SAUGUS_6_MWDFTH | SAUGUS_6_MWDFTH | Foothill Hydroelectric Recovery Plant | 9.1 | 1981-01-01 | 2050-12-01 | SCE |  |  | SCE | Hydro | Hydro |  | Foothill Feeder | 1 | 2
SAUGUS_6_QF | SAUGUS_6_QF | SAUGUS QFS | 2.19 | 1987-01-01 | 2050-12-01 | SCE |  |  | SCE | Hydro | Hydro
SAUGUS_7_CHIQCN | SAUGUS_7_CHIQCN | Chiquita Canyon Landfill Fac | 8 | 2010-11-01 | 2050-12-01 | SCE |  |  | SCE | Biogas | Biogas |  | Ameresco Chiquita Canyon |  |  |  | SAUGUS_7_CHIQCN_722880_23152
SBERDO_2_PSP3 | SBERDO_2_PSP3 | Mountainview Gen Sta. Unit 3 | 555 | 2005-12-01 | 2050-12-01 | SCE |  |  | SCE | CC | CCGT |  | Mountainview Generating Station | MV3A | MV3B | MV3C | SBERDO_2_PSP3_722860_23119
SBERDO_2_PSP4 | SBERDO_2_PSP4 | Mountainview Gen Sta. Unit 4 | 555 | 2006-01-01 | 2050-12-01 | SCE |  |  | SCE | CC | CCGT |  | Mountainview Generating Station | MV4A | MV4B | MV4C | SBERDO_2_PSP4_722860_23119
SBERDO_2_SNTANA | SBERDO_2_SNTANA | SANTA ANA PSP | 6.95 | 2009-03-01 | 2050-12-01 | SCE |  |  | SCE | Hydro | Hydro |  | Santa Ana 3 | 1
SBERDO_6_MILLCK | SBERDO_6_MILLCK | MILL CREEK PSP | 3.93 | 1904-10-01 | 2050-12-01 | SCE |  |  | SCE | Hydro | Hydro |  | Mill Creek 3 | 3
SCARLT_2_SS2BT1 | SCARLT_2_SS2BT1 | Scarlet Solar 2 BESS | 150 | 2024-12-01 | 2050-01-01 | PGE |  |  | PGE | Paired_BattStorage | Li-ion Battery |  | Scarlet II Hybrid | GEN04 |  |  |  | 600 | 4 | SCARLT_2_SS2SR1
SCARLT_2_SS2SR1 | SCARLT_2_SS2SR1 | Scarlet Solar 2 PV | 200 | 2024-12-01 | 2050-01-01 | PGE |  |  | PGE | Paired_Solar_1Axis | Solar |  | Scarlet II Hybrid | GEN03 |  |  | SOLARV2025J_1AXIS_CA_FRESNO_TRANQUILLITY_0
SCARLT_2_SSABT1 | SCARLT_2_SSABT1 | Scarlet Solar CA 1A | 10 | 2024-05-01 | 2050-12-01 | PGE |  |  | PGE | Paired_BattStorage | Li-ion Battery | [6 empty] | 40 | 4 | SCARLT_2_SSASR1
SCARLT_2_SSASR1 | SCARLT_2_SSASR1 | Scarlet Solar CA 1A PV | 100 | 2024-05-01 | 2050-01-01 | PGE |  |  | PGE | Paired_Solar_1Axis | Solar |  | Scarlet Solar (CA) | GEN01 |  |  | SOLARV2025J_1AXIS_CA_FRESNO_TRANQUILLITY_0
SCARLT_2_SSBBT1 | SCARLT_2_SSBBT1 | Scarlet Solar CA 1B | 30 | 2024-05-01 | 2050-01-01 | PGE |  |  | PGE | Paired_BattStorage | Li-ion Battery |  | Scarlet Solar (CA) | GEN02 |  |  |  | 120 | 4 | SCARLT_2_SSBSR1
SCARLT_2_SSBSR1 | SCARLT_2_SSBSR1 | Scarlet Solar CA 1B PV | 100 | 2024-05-01 | 2050-01-01 | PGE |  |  | PGE | Paired_Solar_1Axis | Solar |  | Scarlet Solar (CA) | GEN01 |  |  | SOLARV2025J_1AXIS_CA_FRESNO_TRANQUILLITY_0
SCE_AP_I |  |  | 41 | 2015-01-01 | 2050-12-01 | SCE |  |  | SCE | DR | Shed_DR
SCE_BIP_15 |  |  | 132.8 | 2015-01-01 | 2050-12-01 | SCE |  |  | SCE | DR | Shed_DR
SCE_BIP_30 |  |  | 454.5 | 2015-01-01 | 2050-12-01 | SCE |  |  | SCE | DR | Shed_DR
SCE_CBP_DA |  |  | 6.6 | 2015-01-01 | 2050-12-01 | SCE |  |  | SCE | DR | Shed_DR
SCE_CBP_DO |  |  | 17.2 | 2015-01-01 | 2050-12-01 | SCE |  |  | SCE | DR | Shed_DR
SCE_SDP_Comm |  |  | 9.2 | 2015-01-01 | 2050-12-01 | SCE |  |  | SCE | DR | Shed_DR
SCE_SDP_Resd |  |  | 111 | 2015-01-01 | 2050-12-01 | SCE |  |  | SCE | DR | Shed_DR
SCEC_1_DERP01 | SCEC_1_DERP01 | ESS CSG Aggregated Resources | 0.72 | 2025-02-01 | 2050-12-01 | SCE |  |  | SCE | DR | Shed_DR
SCHLTE_1_PL1X3 | SCHLTE_1_PL1X3 | Tracy Combined Cycle Power Plant | 336.04 | 2012-10-01 | 2050-12-01 | PGE |  |  | PGE | CC | CCGT |  | Tracy Combined Cycle Power Plant | TCC1 | TPP1 | TPP2 | SCHLTE_1_PL1X3_724920_23237
SCHNDR_1_FIVPTS | SCHNDR_1_FIVPTS | Five Points Solar Station | 15 | 2011-10-01 | 2050-12-01 | PGE |  |  | PGE | Solar_Fixed | Solar |  | Five Points Solar Station |  |  |  | SOLARV2025J_FIXED_CA_FRESNO_TRANQUILLITY_0
SCHNDR_1_WSTSDE | SCHNDR_1_WSTSDE | Westside Solar Station | 15 | 2011-09-01 | 2050-12-01 | PGE |  |  | PGE | Solar_Fixed | Solar |  | Westside Solar Station |  |  |  | SOLARV2025J_FIXED_CA_FRESNO_TRANQUILLITY_0
SDGE_BIP |  |  | 5.2 | 2015-01-01 | 2050-12-01 | SDGE |  |  | SDGE | DR | Shed_DR
SDGE_CBP_DA |  |  | 0.3 | 2015-01-01 | 2050-12-01 | SDGE |  |  | SDGE | DR | Shed_DR
SDGE_CBP_DO |  |  | 13 | 2015-01-01 | 2050-12-01 | SDGE |  |  | SDGE | DR | Shed_DR
SDGE_Summ_Sav_Resd |  |  | 0.3 | 2015-01-01 | 2050-12-01 | SDGE |  |  | SDGE | DR | Shed_DR
SDGE_Summer_Saver_Com |  |  | 0.3 | 2015-01-01 | 2050-12-01 | SDGE |  |  | SDGE | DR | Shed_DR
SDGEAC_Saver_DA_comm |  |  | 0.3 | 2015-01-01 | 2050-12-01 | SDGE |  |  | SDGE | DR | Shed_DR
SDGEAC_Saver_DA_res |  |  | 25.9 | 2015-01-01 | 2050-12-01 | SDGE |  |  | SDGE | DR | Shed_DR
SDGEAC_Saver_DO_comm |  |  | 2.6 | 2015-01-01 | 2050-12-01 | SDGE |  |  | SDGE | DR | Shed_DR
SDGEAC_Saver_DO_res |  |  | 5.2 | 2015-01-01 | 2050-12-01 | SDGE |  |  | SDGE | DR | Shed_DR
SEARLS_1_TS3SR1 | SEARLS_1_TS3SR1 | Trona Solar III | 2 | 2023-04-01 | 2050-12-01 | SCE |  |  | SCE | Solar_1Axis | Solar |  | Trona Solar III | 71466 |  |  | SOLARV2025J_1AXIS_CA_KERN_MOJAVE_0
SEARLS_7_ARGUS | SEARLS_7_ARGUS | Argus Cogeneration | 19 | 2013-11-01 | 2050-12-01 | SCE |  |  | SCE | Cogen | CHP |  | Argus Cogen Plant |  |  |  | SEARLS_7_ARGUS_723815_23161
SEAWND_2_AMWWD1 | SEAWND_2_AMWWD1 | Alta Mesa Wind | 27 | 2025-03-01 | 2050-12-01 | SCE |  |  | SCE | Wind | Wind |  | Alta Mesa Repower LLC |  |  |  | WIND_V2025E_CSD_CARIVERSIDE
SEGS_1_SR2SL2 | SEGS_1_SR2SL2 | Sunray 2 | 20 | 2017-06-01 | 2050-12-01 | SCE |  |  | SCE | Solar_1Axis | Solar |  | Bishop Creek 6 |  |  |  | SOLARV2025J_1AXIS_CA_SANBERNARDINO_HELENDALE_0
SENTNL_2_CTG1 | SENTNL_2_CTG1 | Sentinel Unit 1 | 107.68 | 2013-05-01 | 2050-12-01 | SCE |  |  | SCE | CT | Peaker |  | Sentinel Energy Center, LLC | CTG1 |  |  | SENTNL_2_CTG1_747187_03104
SENTNL_2_CTG2 | SENTNL_2_CTG2 | Sentinel Unit 2 | 104.19 | 2013-05-01 | 2050-12-01 | SCE |  |  | SCE | CT | Peaker |  | Sentinel Energy Center, LLC | CTG2 |  |  | SENTNL_2_CTG2_747187_03104
SENTNL_2_CTG3 | SENTNL_2_CTG3 | Sentinel Unit 3 | 105.69 | 2013-05-01 | 2050-12-01 | SCE |  |  | SCE | CT | Peaker |  | Sentinel Energy Center, LLC | CTG3 |  |  | SENTNL_2_CTG3_747187_03104
SENTNL_2_CTG4 | SENTNL_2_CTG4 | Sentinel Unit 4 | 106.55 | 2013-05-01 | 2050-12-01 | SCE |  |  | SCE | CT | Peaker |  | Sentinel Energy Center, LLC | CTG4 |  |  | SENTNL_2_CTG4_747187_03104
SENTNL_2_CTG5 | SENTNL_2_CTG5 | Sentinel Unit 5 | 107.52 | 2013-05-01 | 2050-12-01 | SCE |  |  | SCE | CT | Peaker |  | Sentinel Energy Center, LLC | CTG5 |  |  | SENTNL_2_CTG5_747187_03104
SENTNL_2_CTG6 | SENTNL_2_CTG6 | Sentinel Unit 6 | 105 | 2013-05-01 | 2050-12-01 | SCE |  |  | SCE | CT | Peaker |  | Sentinel Energy Center, LLC | CTG6 |  |  | SENTNL_2_CTG6_747187_03104
SENTNL_2_CTG7 | SENTNL_2_CTG7 | Sentinel Unit 7 | 106.73 | 2013-05-01 | 2050-12-01 | SCE |  |  | SCE | CT | Peaker |  | Sentinel Energy Center, LLC | CTG7 |  |  | SENTNL_2_CTG7_747187_03104
SENTNL_2_CTG8 | SENTNL_2_CTG8 | Sentinel Unit 8 | 106.85 | 2013-05-01 | 2050-12-01 | SCE |  |  | SCE | CT | Peaker |  | Sentinel Energy Center, LLC | CTG8 |  |  | SENTNL_2_CTG8_747187_03104
Sequoia_Farmersville | Sequoia Farmersville | Sequoia Farmersville | 4.5 | 2026-01-15 | 2050-12-01 | PGE |  |  | PGE | Solar_Fixed | Solar | [5 empty] | SOLARV2025J_FIXED_CA_TULARE_TERRABELLA_0
SGREGY_6_SANGER | SGREGY_6_SANGER | Algonquin Power Sanger 2 | 48.3 | 2012-05-01 | 2050-12-01 | PGE |  |  | PGE | CC | CCGT |  | Algonquin Power Sanger LLC |  |  |  | SGREGY_6_SANGER_723890_93193
SHAFTR_1_HWYSR1 | SHAFTR_1_HWYSR1 | Highway 43 | 2.25 | 2025-01-01 | 2050-12-01 | PGE |  |  | PGE | Solar_Fixed | Solar |  | Highway 43 1887-WD | HWY43 |  |  | SOLARV2025J_FIXED_CA_KERN_LOSTHILLS_0
SHANDN_2_SBBBM1 | SHANDN_2_SBBBM1 | San Bernardino Biogas | 2.6 | 2023-06-01 | 2050-12-01 | SCE |  |  | SCE | Biogas | Biogas
SHELRF_1_UNITS | SHELRF_1_UNITS | SHELL OIL REFINERY AGGREGATE | 100 | 1995-01-01 | 2050-12-01 | PGE |  |  | PGE | Cogen | CHP |  | Martinez Refining |  |  |  | SHELRF_1_UNITS_745160_23202
SHUTLE_6_RUISR1 | SHUTLE_6_RUISR1 | Rutan 1 | 1.5 | 2024-04-01 | 2050-12-01 | SCE |  |  | SCE | Solar_1Axis | Solar | [5 empty] | SOLARV2025J_1AXIS_CA_LOSANGELES_LANCASTER_0
SHUTLE_6_RUISR2 | SHUTLE_6_RUISR2 | Rutan 2 | 1.5 | 2024-04-01 | 2050-12-01 | SCE |  |  | SCE | Solar_1Axis | Solar | [5 empty] | SOLARV2025J_1AXIS_CA_LOSANGELES_LANCASTER_0
SHUTLE_6_RUISR3 | SHUTLE_6_RUISR3 | Rutan 3 | 1 | 2024-04-01 | 2050-12-01 | SCE |  |  | SCE | Solar_1Axis | Solar |  | Rutan |  |  |  | SOLARV2025J_1AXIS_CA_LOSANGELES_LANCASTER_0
SIERRA_1_UNITS | SIERRA_1_UNITS | HIGH SIERRA LIMITED | 52.43 | 1989-02-01 | 2050-12-01 | PGE |  |  | PGE | Cogen | CHP |  | High Sierra Limited |  |  |  | SIERRA_1_UNITS_723840_23155
SIGHEB_6_HE2SCEDYN | SIGHEB_6_HE2SCEDYN | Heber 2 | 28 | 2008-04-01 | 2050-12-01 | IID |  |  | IID | Geothermal | Geothermal | SCE | Heber Geothermal |  |  |  | SIGHEB_6_HE2SCEDYN_747185_03144
SIGHEB_6_MIRDYN | SIGHEB_6_MIRDYN | Heber South | 17 | 2008-04-01 | 2050-12-01 | IID |  |  | IID | Geothermal | Geothermal | SCE | Heber Geothermal | 4 |  |  | SIGHEB_6_MIRDYN_747185_03144
SISPRG_2_DS3BT1 | SISPRG_2_DS3BT1 | Daggett Solar 3 a BESS | 61.16 | 2023-11-01 | 2099-01-01 | SCE |  |  | SCE | Paired_BattStorage | Li-ion Battery |  | Daggett 3 | DAGGB |  |  |  | 244.64 | 4 | SISPRG_2_DS3SR1
SISPRG_2_DS3BT2 | SISPRG_2_DS3BT2 | Daggett Solar 3 b BESS | 60 | 2023-08-01 | 2099-01-01 | SCE |  |  | SCE | Paired_BattStorage | Li-ion Battery |  | Daggett 3 | DAGGB |  |  |  | 240 | 4 | SISPRG_2_DS3SR2
SISPRG_2_DS3BT3 | SISPRG_2_DS3BT3 | Daggett Solar 3 cd BESS | 12.5 | 2023-09-01 | 2099-01-01 | SCE |  |  | SCE | Paired_BattStorage | Li-ion Battery |  | Daggett 3 | DAGGB |  |  |  | 50 | 4 | SISPRG_2_DS3SR3
SISPRG_2_DS3BT4 | SISPRG_2_DS3BT4 | Daggett Solar 3 e BESS | 15 | 2023-08-01 | 2099-01-01 | SCE |  |  | SCE | Paired_BattStorage | Li-ion Battery |  | Daggett 3 | DAGGB |  |  |  | 60 | 4 | SISPRG_2_DS3SR4
SISPRG_2_DS3SR1 | SISPRG_2_DS3SR1 | Daggett Solar 3 a PV | 123 | 2023-10-01 | 2099-01-01 | SCE |  |  | SCE | Paired_Solar_1Axis | Solar |  | Daggett 3 | DAGGP |  |  | SOLARV2025J_1AXIS_CA_SANBERNARDINO_HELENDALE_0
SISPRG_2_DS3SR2 | SISPRG_2_DS3SR2 | Daggett Solar 3 b PV | 110 | 2023-08-01 | 2099-01-01 | SCE |  |  | SCE | Paired_Solar_1Axis | Solar |  | Daggett 3 | DAGGP |  |  | SOLARV2025J_1AXIS_CA_SANBERNARDINO_HELENDALE_0
SISPRG_2_DS3SR3 | SISPRG_2_DS3SR3 | Daggett Solar 3 cd PV | 50 | 2023-09-01 | 2099-01-01 | SCE |  |  | SCE | Paired_Solar_1Axis | Solar |  | Daggett 3 | DAGGP |  |  | SOLARV2025J_1AXIS_CA_SANBERNARDINO_HELENDALE_0
SISPRG_2_DS3SR4 | SISPRG_2_DS3SR4 | Daggett Solar 3 e PV | 17 | 2023-07-01 | 2099-01-01 | SCE |  |  | SCE | Paired_Solar_1Axis | Solar |  | Daggett 3 | DAGGP |  |  | SOLARV2025J_1AXIS_CA_SANBERNARDINO_HELENDALE_0
SISQUC_1_SMARIA | SISQUC_1_SMARIA | Santa Maria II LFG Power Plant | 1.42 | 2010-09-01 | 2050-12-01 | PGE |  |  | PGE | Biogas | Biogas |  | J&A-Santa Maria II LLC |  |  |  | SISQUC_1_SMARIA_723940_23273
SJOAQN_6_NFCBM1 | SJOAQN_6_NFCBM1 | North Fork Community Power | 2 | 2025-11-01 | 2050-12-01 | PGE | North_Fork_Community_Power | 2024-11-07 | PGE | Biomass/Wood | Biomass |  | North Fork Community Power
SKERN_6_SOLAR1 | SKERN_6_SOLAR1 | South Kern Solar PV Plant | 20 | 2015-04-01 | 2050-12-01 | PGE |  |  | PGE | Solar_1Axis | Solar |  | Kern Solar Ranch |  |  |  | SOLARV2025J_1AXIS_CA_KERN_BAKERSFIELD_0
SKERN_6_SOLAR2 | SKERN_6_SOLAR2 | SKIC Solar | 10 | 2017-01-01 | 2050-12-01 | PGE |  |  | PGE | Solar_1Axis | Solar |  | Algonquin SKIC 10 Solar, LLC |  |  |  | SOLARV2025J_1AXIS_CA_KERN_BAKERSFIELD_0
SLATE_2_SLASR1 | SLATE_2_SLASR1 | Slate | 50.5 | 2021-11-01 | 2050-12-01 | PGE |  |  | PGE | Solar_1Axis | Solar |  | Slate Hybrid | SLATE |  |  | SOLARV2025J_1AXIS_CA_KINGS_STRATFORD_0
SLATE_2_SLASR2_LESR | SLATE_2_SLASR2 | SLATE_2 | 46.5 | 2022-03-01 | 2099-01-01 | PGE |  |  | PGE | Hybrid_BattStorage | Li-ion Battery |  | Slate Hybrid | SLBSV |  |  |  | 186 | 4 | SLATE_2_SLASR2_SUN
SLATE_2_SLASR2_SUN | SLATE_2_SLASR2 | SLATE_2 | 93 | 2022-03-01 | 2099-01-01 | PGE |  |  | PGE | Hybrid_Solar_1Axis | Solar |  | Slate Hybrid | SL3EC |  |  | SOLARV2025J_1AXIS_CA_KINGS_STRATFORD_0
SLATE_2_SLASR3_LESR | SLATE_2_SLASR3 | SLATE_3 | 33.75 | 2022-03-01 | 2099-01-01 | PGE |  |  | PGE | Hybrid_BattStorage | Li-ion Battery |  | Slate Hybrid | SLB3C |  |  |  | 135 | 4 | SLATE_2_SLASR3_SUN
SLATE_2_SLASR3_SUN | SLATE_2_SLASR3 | SLATE_3 | 67.5 | 2022-03-01 | 2099-01-01 | PGE |  |  | PGE | Hybrid_Solar_1Axis | Solar |  | Slate Hybrid | SLSTN |  |  | SOLARV2025J_1AXIS_CA_KINGS_STRATFORD_0
SLATE_2_SLASR4_LESR | SLATE_2_SLASR4 | SLATE_4 | 50 | 2022-03-01 | 2099-01-01 | PGE |  |  | PGE | Hybrid_BattStorage | Li-ion Battery |  | Slate Hybrid | SLBES |  |  |  | 200 | 4 | SLATE_2_SLASR4_SUN | 126
SLATE_2_SLASR4_SUN | SLATE_2_SLASR4 | SLATE_4 | 63 | 2022-03-01 | 2099-01-01 | PGE |  |  | PGE | Hybrid_Solar_1Axis | Solar |  | Slate Hybrid | SLPWR |  |  | SOLARV2025J_1AXIS_CA_KINGS_STRATFORD_0
SLATE_2_SLASR5_LESR | SLATE_2_SLASR5 | Slate 5 | 10 | 2022-03-01 | 2099-01-01 | PGE |  |  | PGE | Hybrid_BattStorage | Li-ion Battery |  | Slate Hybrid | SLBPW |  |  |  | 40 | 4 | SLATE_2_SLASR5_SUN
SLATE_2_SLASR5_SUN | SLATE_2_SLASR5 | Slate 5 | 26 | 2022-03-01 | 2099-01-01 | PGE |  |  | PGE | Hybrid_Solar_1Axis | Solar |  | Slate Hybrid | SLATE |  |  | SOLARV2025J_1AXIS_CA_KINGS_STRATFORD_0
SLRMS3_2_SRMSR1 | SLRMS3_2_SRMSR1 | SILVER RIDGE MOUNT SIGNAL 3 | 250 | 2019-12-01 | 2050-12-01 | SDGE |  |  | SDGE | Solar_1Axis | Solar |  | Mount Signal Solar Farm V |  |  |  | SOLARV2025J_1AXIS_CA_IMPERIAL_CALEXICO_0
SLST13_2_SOLAR1 | SLST13_2_SOLAR1 | Quinto Solar PV Project | 107.6 | 2015-11-01 | 2050-12-01 | PGE |  |  | PGE | Solar_1Axis | Solar |  | Quinto Solar PV Project |  |  |  | SOLARV2025J_1AXIS_CA_MERCED_GUSTINE_0
SLST34_2_SS3BT1 | SLST34_2_SS3BT1 | Solar Star 3 | 23 | 2026-01-01 | 2050-12-01 | SCE |  |  | SCE | Paired_BattStorage | Li-ion Battery |  | Solar Star 3 |  |  |  |  | 92 | 4 | SLST34_2_SS3SR1
SLST34_2_SS3SR1 | SLST34_2_SS3SR1 | Solar Star 3 PV | 24 | 2026-01-01 | 2050-12-01 | SCE |  |  | SCE | Paired_Solar_1Axis | Solar | [5 empty] | SOLARV2025J_1AXIS_CA_KERN_ROSAMOND_0
SLST34_2_SS4BT1 | SLST34_2_SS4BT1 | Solar Star 4 | 23 | 2026-01-01 | 2050-12-01 | SCE |  |  | SCE | Paired_BattStorage | Li-ion Battery |  | Solar Star 4 |  |  |  |  | 92 | 4 | SLST34_2_SS4SR1
SLST34_2_SS4SR1 | SLST34_2_SS4SR1 | Solar Star 4 PV | 24 | 2026-01-01 | 2050-12-01 | SCE |  |  | SCE | Paired_Solar_1Axis | Solar | [5 empty] | SOLARV2025J_1AXIS_CA_KERN_ROSAMOND_0
SLSTR1_2_SOLAR1 | SLSTR1_2_SOLAR1 | Solar Star 1 | 310 | 2014-10-01 | 2050-12-01 | SCE |  |  | SCE | Solar_1Axis | Solar |  | Solar Star 1 |  |  |  | SOLARV2025J_1AXIS_CA_KERN_ROSAMOND_0
SLSTR2_2_SOLAR2 | SLSTR2_2_SOLAR2 | Solar Star 2 | 276 | 2014-07-01 | 2050-12-01 | SCE |  |  | SCE | Solar_1Axis | Solar |  | Solar Star 2 |  |  |  | SOLARV2025J_1AXIS_CA_KERN_ROSAMOND_0
SLUISP_2_UNITS | SLUISP_2_UNITS | SAN LUIS (GIANELLI) PUMP-GEN (AGGREGATE) | 374.43 | 1967-01-01 | 2050-12-01 | PGE |  |  | PGE | Pumping_Load | Shed_DR |  | W R Gianelli
SLYCRK_1_UNIT_1 | SLYCRK_1_UNIT 1 | SLY CREEK HYDRO | 13 | 1983-01-01 | 2050-12-01 | PGE |  |  | PGE | Hydro | Hydro |  | Sly Creek
SMPRIP_1_SMPSON | SMPRIP_1_SMPSON | Ripon Cogeneration Unit 1 | 46.05 | 1988-04-01 | 2050-12-01 | PGE |  |  | PGE | Cogen | CHP |  | AltaGas Ripon Energy Inc. |  |  |  | SMPRIP_1_SMPSON_724920_23237
SMRCOS_6_LNDFIL | SMRCOS_6_LNDFIL | San Marcos Energy | 1.5 | 2011-05-01 | 2050-12-01 | SDGE |  |  | SDGE | Biogas | Biogas |  | San Marcos Energy |  |  |  | SMRCOS_6_LNDFIL_722926_03154
SMUDGO_7_UNIT_1 | SMUDGO_7_UNIT 1 | SONOMA POWER PLANT | 64.8 | 1983-01-01 | 2050-12-01 | PGE |  |  | PGE | Geothermal | Geothermal |  | Sonoma California Geothermal |  |  |  | SMUDGO_7_UNIT_1_725905_23275
SMYRNA_1_DL1SR1 | SMYRNA_1_DL1SR1 | Delano Land 1 | 1 | 2017-12-01 | 2050-12-01 | PGE |  |  | PGE | Solar_1Axis | Solar |  | Delano Land 1 |  |  |  | SOLARV2025J_1AXIS_CA_TULARE_TERRABELLA_0
SNCLRA_2_BWEBT1 | SNCLRA_2_BWEBT1 | Black Walnut Energy Storage | 15 | 2025-12-01 | 2050-12-01 | SCE |  |  | SCE | Battery_4h | Li-ion Battery | [6 empty] | 60 | 4
SNCLRA_2_HOWLNG | SNCLRA_2_HOWLNG | Houwelings Nurseries Oxnard, Inc | 12.71 | 2013-06-01 | 2050-12-01 | SCE |  |  | SCE | Cogen | CHP |  | Glass House Camarillo Cultivation |  |  |  | SNCLRA_2_HOWLNG_723926_23136
SNCLRA_2_SILBT1 | SNCLRA_2_SILBT1 | Silverstrand BESS | 11 | 2021-04-01 | 2050-12-01 | SCE |  |  | SCE | Battery_4h | Li-ion Battery |  | Silverstrand Grid Energy Storage System | SLV01 |  |  |  | 44 | 4
SNCLRA_2_SPRHYD | SNCLRA_2_SPRHYD | Springville Hydroelectric Generator | 1 | 2016-04-01 | 2050-12-01 | SCE |  |  | SCE | Hydro | Hydro |  | Springville Hydroelectric
SNCLRA_2_UNIT | SNCLRA_2_UNIT | Channel Islands Power | 27.5 | 2018-04-01 | 2050-12-01 | SCE |  |  | SCE | Cogen | CHP | [5 empty] | SNCLRA_2_UNIT_723926_23136
SNCLRA_2_UNIT1 | SNCLRA_2_UNIT1 | New Indy Oxnard | 27.8 | 2016-04-01 | 2050-12-01 | SCE |  |  | SCE | Cogen | CHP |  | Oxnard Paper Mill |  |  |  | SNCLRA_2_UNIT1_723926_23136
SNCLRA_2_VESBT1 | SNCLRA_2_VESBT1 | Ventura Energy Storage | 100 | 2021-04-01 | 2050-12-01 | SCE |  |  | SCE | Battery_4h | Li-ion Battery | [6 empty] | 400 | 4
SNCLRA_6_OXGEN | SNCLRA_6_OXGEN | OXGEN | 47.7 | 2020-06-01 | 2050-12-01 | SCE |  |  | SCE | Cogen | CHP |  | E F Oxnard Energy Facility |  |  |  | SNCLRA_6_OXGEN_723926_23136
SNCLRA_6_PROCGN | SNCLRA_6_PROCGN | Procter and Gamble Oxnard 2 | 47.9 | 1998-11-01 | 2050-12-01 | SCE |  |  | SCE | Cogen | CHP |  | Oxnard |  |  |  | SNCLRA_6_PROCGN_723926_23136
SNCLRA_6_QF | SNCLRA_6_QF | SANTA CLARA QFS | 1.65 | 1987-01-01 | 2050-12-01 | SCE |  |  | SCE | Cogen | CHP |  | Santa Clara |  |  |  | SNCLRA_6_QF_724930_23230
SNDBAR_7_UNIT_1 | SNDBAR_7_UNIT 1 | SANDBAR | 16.2 | 2017-01-01 | 2050-12-01 | PGE |  |  | PGE | Hydro | Hydro |  | Sand Bar Power Plant
SNMALF_6_UNITS | SNMALF_6_UNITS | Sonoma County Landfill | 5 | 1993-04-01 | 2050-12-01 | PGE |  |  | PGE | Biogas | Biogas |  | Sonoma Central Landfill Phase I |  |  |  | SNMALF_6_UNITS_745160_23202
SNORA_2_SNRSLR | SNORA_2_SNRSLR | SG Sorrento | 50 | 2015-08-01 | 2050-12-01 | IID |  |  | IID | Solar_Fixed | Solar | SDGE | Soler Gen 2 |  |  |  | SOLARV2025J_FIXED_CA_IMPERIAL_NONE_0
SOLBLU_2_WSBBX2 | SOLBLU_2_WSBBX2 | Westlands Solar Blue BESS | 225 | 2023-12-01 | 2050-12-01 | PGE |  |  | PGE | Paired_BattStorage | Li-ion Battery |  | Solar Blue | BESS1 |  |  |  | 900 | 4 | SOLBLU_2_WSBSX2
SOLBLU_2_WSBSX2 | SOLBLU_2_WSBSX2 | Westlands Solar Blue | 250 | 2023-12-01 | 2050-12-01 | PGE |  |  | PGE | Paired_Solar_1Axis | Solar | [5 empty] | SOLARV2025J_1AXIS_CA_KINGS_STRATFORD_0
SOUTH_2_UNIT | SOUTH_2_UNIT | SOUTH HYDRO | 7.1 | 1979-01-01 | 2050-12-01 | PGE |  |  | PGE | Hydro | Hydro |  | South
SPAULD_6_UNIT_3 | SPAULD_6_UNIT 3 | SPAULDING HYDRO PH 3 UNIT | 6.5 | 1928-01-01 | 2050-12-01 | PGE |  |  | PGE | Hydro | Hydro |  | Spaulding 3
SPAULD_6_UNIT12 | SPAULD_6_UNIT12 | SPAULDING HYDRO PH 1 & 2 AGGREGATE | 11.4 | 1929-01-01 | 2050-12-01 | PGE |  |  | PGE | Hydro | Hydro |  | Spaulding 1
SPBURN_2_UNIT_1 | SPBURN_2_UNIT 1 | Burney Biomass | 22 | 1986-01-01 | 2050-12-01 | PGE |  |  | PGE | Biomass/Wood | Biomass |  | Sierra Pacific Burney Facility |  |  |  | SPBURN_2_UNIT_1_725920_24257
SPBURN_7_SNOWMT | SPBURN_7_SNOWMT | Burney Creek Hydro | 3 | 1990-03-01 | 2050-12-01 | PGE |  |  | PGE | Hydro | Hydro |  | Burney Creek | GEN1
SPCPRK_1_KFRBT1 | SPCPRK_1_KFRBT1 | Kifer BESS 1 | 50 | 2026-02-11 | 2050-12-01 | PGE |  |  | PGE | Battery_4h | Li-ion Battery |  | Kifer BESS 1 |  |  |  |  | 200 | 4
SPI_LI_2_UNIT_1 | SPI LI_2_UNIT 1 | Lincoln Biomass | 17.2 | 1986-06-01 | 2050-12-01 | PGE |  |  | PGE | Biomass/Wood | Biomass |  | Sierra Pacific Lincoln Facility |  |  |  | SPI_LI_2_UNIT_1_724839_93225
SPIAND_1_ANDSN2 | SPIAND_1_ANDSN2 | SPI Anderson 2 | 27.15 | 2015-09-01 | 2050-12-01 | PGE |  |  | PGE | Biomass/Wood | Biomass |  | SPI Anderson 2 |  |  |  | SPIAND_1_ANDSN2_725920_24257
SPICER_1_UNITS | SPICER_1_UNITS | SPICER HYDRO UNITS 1-3 AGGREGATE | 6 | 1990-01-01 | 2050-12-01 | PGE |  |  | PGE | Hydro | Hydro |  | Spicer Meadow Project | GEN1 | GEN2 | GEN3
SPIFBD_1_PL1X2 | SPIFBD_1_PL1X2 | SIERRA PACIFIC IND. (SONORA) | 7.5 | 2018-04-01 | 2050-12-01 | PGE |  |  | PGE | Biomass/Wood | Biomass |  | Sierra Pacific Sonora |  |  |  | SPIFBD_1_PL1X2_724920_23237
SPQUIN_6_SRPCQU | SPQUIN_6_SRPCQU | Quincy Biomass | 24 | 2018-05-01 | 2050-12-01 | PGE |  |  | PGE | Biomass/Wood | Biomass |  | Sierra Pacific Quincy Facility |  |  |  | SPQUIN_6_SRPCQU_725845_23225
SPRGAP_1_UNIT_1 | SPRGAP_1_UNIT 1 | SPRING GAP HYDRO | 7 | 1921-01-01 | 2050-12-01 | PGE |  |  | PGE | Hydro | Hydro |  | Spring Gap
SPRGVL_2_CREST | SPRGVL_2_CREST | Springerville Aggregate Solar Resources | 3 | 2017-01-01 | 2050-12-01 | SCE |  |  | SCE | Solar_Fixed | Solar | [5 empty] | SOLARV2025J_FIXED_CA_KERN_ROSAMOND_0
SPRGVL_2_EXETPV | SPRGVL_2_EXETPV | Exeter Tulare PV | 3.5 | 2022-01-01 | 2099-01-01 | SCE |  |  | SCE | Solar_Fixed | Solar |  | Exeter Solar |  |  |  | SOLARV2025J_FIXED_CA_TULARE_TERRABELLA_0
SPRGVL_2_LINDPV | SPRGVL_2_LINDPV | Lindsay Tulare PV | 4 | 2022-01-01 | 2099-01-01 | SCE |  |  | SCE | Solar_Fixed | Solar |  | Lindsay Solar |  |  |  | SOLARV2025J_FIXED_CA_TULARE_TERRABELLA_0
SPRGVL_2_PORTPV | SPRGVL_2_PORTPV | Porterville Tulare PV | 3.5 | 2022-02-01 | 2099-01-01 | SCE |  |  | SCE | Solar_Fixed | Solar |  | Porterville Solar |  |  |  | SOLARV2025J_FIXED_CA_TULARE_TERRABELLA_0
SPRGVL_2_SUCCES | SPRGVL_2_SUCCES | Success Power Plant | 1.4 | 2024-08-01 | 2050-12-01 | SCE |  |  | SCE | Hydro | Hydro
SPRGVL_2_TULE | SPRGVL_2_TULE | Tule Hydropower Plant | 6.4 | 2025-02-01 | 2050-12-01 | SCE |  |  | SCE | Hydro | Hydro
SPRGVL_2_TULESC | SPRGVL_2_TULESC | TULE RIVER HYDRO PLANT (SCE) | 2.5 | 1909-01-01 | 2050-12-01 | SCE |  |  | SCE | Hydro | Hydro
SRAPTA_5_DECBT1 | SRAPTA_5_DECBT1 | Dateland Energy Complex Sierra | 112.5 | 2025-12-01 | 2050-12-01 | SDGE |  |  | SDGE | Battery_4h | Li-ion Battery | [6 empty] | 450 | 4
SRINTL_6_UNIT | SRINTL_6_UNIT | SRI INTERNATIONAL | 6.9 | 1987-03-01 | 2050-12-01 | PGE |  |  | PGE | Cogen | CHP |  | SRI International Cogen Project |  |  |  | SRINTL_6_UNIT_724940_23234
STANIS_7_UNIT_1 | STANIS_7_UNIT 1 | STANISLAUS HYDRO | 91 | 1963-01-01 | 2050-12-01 | PGE |  |  | PGE | Hydro | Hydro |  | Stanislaus
STANTN_2_SBEBX2 | STANTN_2_SBEBX2 | Stanton Battery Energy Storage | 68.8 | 2023-07-01 | 2050-01-01 | SCE |  |  | SCE | Battery_4h | Li-ion Battery |  | Stanton Battery Energy Storage | BESS1 |  |  |  | 275.2 | 4
STANTN_2_STAGT1 | STANTN_2_STAGT1 | Stanton 1 | 49.65 | 2020-05-01 | 2050-12-01 | SCE |  |  | SCE | CT | Peaker |  | Stanton Energy Reliability Center Hybrid | GT1 |  |  | STANTN_2_STAGT1_722950_23174
STANTN_2_STAGT2 | STANTN_2_STAGT2 | Stanton 2 | 49.65 | 2020-05-01 | 2050-12-01 | SCE |  |  | SCE | CT | Peaker |  | Stanton Energy Reliability Center Hybrid | GT2 |  |  | STANTN_2_STAGT2_722950_23174
Starlight_Solar | Starlight Solar | Starlight Solar | 20 | 2026-05-01 | 2050-12-01 | SDGE |  |  | SDGE | Paired_Solar_Fixed | Solar | [5 empty] | SOLARV2025J_FIXED_CA_IMPERIAL_NONE_0
STIGCT_2_LODI | STIGCT_2_LODI | LODI STIG UNIT | 49.9 | 1996-01-01 | 2050-12-01 | PGE |  |  | PGE | CT | Peaker |  | Combustion Turbine Project No 2 |  |  |  | STIGCT_2_LODI_724920_23237
Stockton_1 | Stockton 1 | Stockton 1 | 1 | 2026-01-30 | 2050-12-01 | PGE |  |  | PGE | Solar_Fixed | Solar | [5 empty] | SOLARV2025J_FIXED_CA_MERCED_GUSTINE_0
Stockton_9 | Stockton 9 | Stockton 9 | 1 | 2026-01-30 | 2050-12-01 | PGE |  |  | PGE | Solar_Fixed | Solar | [5 empty] | SOLARV2025J_FIXED_CA_MERCED_GUSTINE_0
STOILS_1_UNITS | STOILS_1_UNITS | Chevron Richmond Refinery | 56.2 | 1992-08-01 | 2050-12-01 | PGE |  |  | PGE | Cogen | CHP |  | Richmond Cogen |  |  |  | STOILS_1_UNITS_724930_23230
STOREY_2_MDRCH2 | STOREY_2_MDRCH2 | Madera Chowchilla 2 | 0.56 | 2016-08-01 | 2050-12-01 | PGE |  |  | PGE | Hydro | Hydro
STOREY_2_MDRCH3 | STOREY_2_MDRCH3 | Madera Chowchilla 3 | 0.42 | 2016-08-01 | 2050-12-01 | PGE |  |  | PGE | Hydro | Hydro
STOREY_2_MDRCH4 | STOREY_2_MDRCH4 | Madera Chowchilla 4 | 0.92 | 2016-07-01 | 2050-12-01 | PGE |  |  | PGE | Hydro | Hydro
STOREY_7_MDRCHW | STOREY_7_MDRCHW | Madera Canal Site 980 | 1.84 | 1985-02-01 | 2050-12-01 | PGE |  |  | PGE | Hydro | Hydro
STRAUS_1_STRWD1 | STRAUS_1_STRWD1 | Strauss Wind, LLC | 95.25 | 2023-12-01 | 2050-12-01 | PGE |  |  | PGE | Wind | Wind |  | Strauss Wind Farm |  |  |  | WIND_V2025E_CSD_CASOLANO
STROUD_6_SOLAR | STROUD_6_SOLAR | Stroud Solar Station | 20 | 2011-10-01 | 2050-12-01 | PGE |  |  | PGE | Solar_Fixed | Solar |  | Stroud Solar Station |  |  |  | SOLARV2025J_FIXED_CA_FRESNO_TRANQUILLITY_0
STROUD_6_WWHSR1 | STROUD_6_WWHSR1 | Winter Wheat Solar Farm | 1.5 | 2019-05-01 | 2050-12-01 | PGE |  |  | PGE | Solar_1Axis | Solar | [5 empty] | SOLARV2025J_1AXIS_CA_FRESNO_TRANQUILLITY_0
SUMWHT_6_SWSSR1 | SUMWHT_6_SWSSR1 | Summer Wheat Solar Farm | 18.5 | 2018-10-01 | 2050-12-01 | PGE |  |  | PGE | Solar_1Axis | Solar | [5 empty] | SOLARV2025J_1AXIS_CA_FRESNO_TRANQUILLITY_0
SUNCAT_2_A1ABT1 | SUNCAT_2_A1ABT1 | Arlington Solar Unit 1A BESS | 47 | 2022-08-01 | 2099-01-01 | SCE |  |  | SCE | Paired_BattStorage | Li-ion Battery | [6 empty] | 188 | 4 | ARLNTN_2_ASUSR1
SUNCAT_2_A1BBT1 | SUNCAT_2_A1BBT1 | Arlington Solar Unit 1B BESS | 63 | 2022-08-01 | 2099-01-01 | SCE |  |  | SCE | Paired_BattStorage | Li-ion Battery | [6 empty] | 252 | 4 | ARLNTN_2_AR1SR1
SUNCAT_2_A2ABT2 | SUNCAT_2_A2ABT2 | Arlington Solar Unit 2A BESS | 132 | 2022-08-01 | 2099-01-01 | SCE |  |  | SCE | Paired_BattStorage | Li-ion Battery |  | Arlington Energy Center II | AEC2B |  |  |  | 528 | 4 | SUNCAT_2_A2BSR2
SUNCAT_2_A2BSR2 | SUNCAT_2_A2BSR2 | Arlington Solar Unit 2B | 133 | 2023-10-01 | 2050-12-01 | SCE | ARLINGTONENERGYCENTERSOLAR | 2024-11-07 | SCE | Paired_Solar_1Axis | Solar | [5 empty] | SOLARV2025J_1AXIS_CA_RIVERSIDE_NONE_0
SUNPND_5_SPSBT1 | SUNPND_5_SPSBT1 | Sun Pond Storage 1 | 42.5 | 2026-02-01 | 2050-12-01 | SRP |  |  | SRP | Paired_BattStorage | Li-ion Battery | SCE | Sun Pond |  |  |  |  | 170 | 4 | SUNPND_5_SPSSR1
SUNPND_5_SPSBT2 | SUNPND_5_SPSBT2 | Sun Pond Storage 2 | 42.5 | 2026-02-01 | 2050-12-01 | SRP |  |  | SRP | Paired_BattStorage | Li-ion Battery | SCE | Sun Pond |  |  |  |  | 170 | 4 | SUNPND_5_SPSSR2
SUNPND_5_SPSSR1 | SUNPND_5_SPSSR1 | Sun Pond Solar 1 | 42.5 | 2026-02-01 | 2050-12-01 | SRP |  |  | SRP | Paired_Solar_1Axis | Solar | SCE |  |  |  |  | SOLARV2025J_1AXIS_AZ_85333_DATELAND_0
SUNPND_5_SPSSR2 | SUNPND_5_SPSSR2 | Sun Pond Solar 2 | 42.5 | 2026-02-01 | 2050-12-01 | SRP |  |  | SRP | Paired_Solar_1Axis | Solar | SCE |  |  |  |  | SOLARV2025J_1AXIS_AZ_85333_DATELAND_0
SUNRIS_2_PL1X3 | SUNRIS_2_PL1X3 | Sunrise Power Project AGGREGATE II | 586.02 | 2001-06-01 | 2050-12-01 | PGE |  |  | PGE | CC | CCGT |  | Sunrise Power LLC |  |  |  | SUNRIS_2_PL1X3_723840_23155
SUNSET_2_UNITS | SUNSET_2_UNITS | MIDWAY SUNSET COGENERATION PLANT | 248 | 1989-12-01 | 2050-12-01 | PGE |  |  | PGE | Cogen | CHP |  | Mid-Set Cogeneration |  |  |  | SUNSET_2_UNITS_723840_23155
SUNSHN_2_LNDFL | SUNSHN_2_LNDFL | Sunshine Gas Producers | 20 | 2014-09-01 | 2050-12-01 | SCE |  |  | SCE | Biogas | Biogas |  | Sunshine Gas Producers |  |  |  | SUNSHN_2_LNDFL_722880_23152
SUNSLR_1_SSVSR1 | SUNSLR_1_SSVSR1 | Sunshine Valley Solar 1 | 100 | 2019-12-01 | 2050-12-01 | SCE |  |  | SCE | Solar_1Axis | Solar |  | Sunshine Valley Solar |  |  |  | SOLARV2025J_1AXIS_NV_CLARK_LASVEGAS_0
SUNSPT_2_WNASR1 | SUNSPT_2_WNASR1 | Windhub Solar A | 20 | 2019-12-01 | 2050-12-01 | SCE |  |  | SCE | Solar_1Axis | Solar |  | Windhub Solar A LLC |  |  |  | SOLARV2025J_1AXIS_CA_KERN_MOJAVE_0
SUNST2_5_SS2SR1 | SUNST2_5_SS2SR1 | Sun Streams Solar 2 | 150 | 2021-06-01 | 2050-12-01 | SDGE |  |  | SDGE | Solar_1Axis | Solar |  | Sun Streams 2 | GEN01 |  |  | SOLARV2025J_1AXIS_AZ_85333_DATELAND_0
SUNSTR_5_SS1SCEDYN | SUNSTR_5_SS1SCEDYN | Sunstream Solar 1 | 150 | 2019-11-01 | 2050-12-01 | SRP |  |  | SRP | Solar_Fixed | Solar | SCE | Sun Streams, LLC |  |  |  | SOLARV2025J_FIXED_AZ_85333_DATELAND_0
SUTTER_2_CISO | SUTTER_2_CISO | Sutter Power Plant Pseudo-CISO | 275 | 2001-07-02 | 2050-12-01 | PGE |  |  | PGE | CC | CCGT |  | Sutter Energy Center |  |  |  | SUTTER_2_CISO_724839_93225
SYCAMR_2_UNIT_1 | SYCAMR_2_UNIT 1 | Sycamore Cogeneration Unit 1 | 74 | 1987-01-01 | 2050-12-01 | SCE |  |  | SCE | Cogen | CHP |  | Sycamore Cogeneration | GTAG |  |  | SYCAMR_2_UNIT_1_723840_23155
SYCAMR_2_UNIT_2 | SYCAMR_2_UNIT 2 | Sycamore Cogeneration Unit 2 | 76 | 1987-01-01 | 2050-12-01 | SCE |  |  | SCE | Cogen | CHP |  | Sycamore Cogeneration | GTBG |  |  | SYCAMR_2_UNIT_2_723840_23155
SYCAMR_2_UNIT_3 | SYCAMR_2_UNIT 3 | Sycamore Cogeneration Unit 3 | 74 | 1987-01-01 | 2050-12-01 | SCE |  |  | SCE | Cogen | CHP |  | Sycamore Cogeneration | GTCG |  |  | SYCAMR_2_UNIT_3_723840_23155
SYCAMR_2_UNIT_4 | SYCAMR_2_UNIT 4 | Sycamore Cogeneration Unit 4 | 76 | 1987-01-01 | 2050-12-01 | SCE |  |  | SCE | Cogen | CHP |  | Sycamore Cogeneration | GTDG |  |  | SYCAMR_2_UNIT_4_723840_23155
SZWDN_3_SZWX6 | SZWDN_3_SZWX6 | SunZia Wind North | 950 | 2026-05-01 | 2050-12-01 | PNM | SUNZIA_WIND | 2024-11-07 | WALC | OOS_Wind | Wind | SCE | SunZia Wind North | SZW-N |  |  | WIND_V2025E_EIA_NEWMEXICO
SZWDS_3_SZWX14 | SZWDS_3_SZWX14 | SunZia Wind South | 2217 | 2026-05-01 | 2050-12-01 | PNM | SUNZIA_WIND | 2024-11-07 | WALC | OOS_Wind | Wind | SCE | SunZia Wind South | SZW-S |  |  | WIND_V2025E_EIA_NEWMEXICO
SZWDS_3_SZWX14_SRPportion | SZWDS_3_SZWX14_SRPportion | SunZia Wind South SRP Portion | 483 | 2026-05-01 | 2050-12-01 | PNM |  |  | SRP | Wind | Wind |  | SunZia Wind South | SZW-S |  |  | WIND_V2025E_EIA_NEWMEXICO
TAHOE_2_THOBT1 | TAHOE_2_THOBT1 | Tahoe 1 | 60 | 2025-06-01 | 2050-12-01 | SCE | SILVER_PEAK_I_ELDORADO_VALLEY | 2024-11-07 | SCE | Battery_4h | Li-ion Battery | [6 empty] | 240 | 4
TAHOE_2_THOBT2 | TAHOE_2_THOBT2 | Tahoe 2 | 109 | 2025-06-01 | 2050-12-01 | SCE | SILVER_PEAK_II | 2024-11-07 | SCE | Battery_4h | Li-ion Battery | [6 empty] | 436 | 4
TAHOE_2_THOBT3 | TAHOE_2_THOBT3 | Tahoe 3 | 110 | 2025-06-01 | 2050-12-01 | SCE | SILVER_PEAK_III | 2024-11-07 | SCE | Battery_4h | Li-ion Battery | [6 empty] | 440 | 4
Tanager_Storage | Tanager Storage | Tanager Storage | 200 | 2026-04-01 | 2050-12-01 | PGE |  |  | PGE | Battery_4h | Li-ion Battery | [6 empty] | 800 | 4
TANHIL_6_SOLART | TANHIL_6_SOLART | Berry Cogen 18 | 17 | 1986-01-01 | 2050-12-01 | PGE |  |  | PGE | Cogen | CHP |  | Berry Cogen Tanne Hills 18 |  |  |  | TANHIL_6_SOLART_723840_23155
TBLMTN_6_QF | TBLMTN_6_QF | SMALL QF AGGREGATION - PARADISE | 1.7 | 1983-01-01 | 2050-12-01 | PGE |  |  | PGE | Hydro | Hydro
TECOLOTE_3_WBDYN | TECOLOTE_3_WBDYN | TECOLOTE WIND | 271.68 | 2021-12-01 | 2099-01-01 | PNM |  |  | WALC | OOS_Wind | Wind | SCE | Tecolote Wind LLC |  |  |  | WIND_V2025E_EIA_NEWMEXICO
TEHAPI_2_PW1WD1 | TEHAPI_2_PW1WD1 | Point Wind 1 | 47.49 | 2021-03-01 | 2050-12-01 | SCE |  |  | SCE | Wind | Wind |  | Point Wind | PW1 |  |  | WIND_V2025E_CSD_CAKERN
TEHAPI_2_PW2WD2 | TEHAPI_2_PW2WD2 | Point Wind 2 | 14.4 | 2021-04-01 | 2050-12-01 | SCE |  |  | SCE | Wind | Wind |  | Point Wind | PW1 |  |  | WIND_V2025E_CSD_CAKERN
TEHAPI_2_WIND1 | TEHAPI_2_WIND1 | Wind Wall Monolith 1 | 19.85 | 2021-03-01 | 2050-12-01 | SCE |  |  | SCE | Wind | Wind | [5 empty] | WIND_V2025E_CSD_CAKERN
TEHAPI_2_WIND2 | TEHAPI_2_WIND2 | Wind Wall Monolith 2 | 23.66 | 2021-03-01 | 2050-12-01 | SCE |  |  | SCE | Wind | Wind | [5 empty] | WIND_V2025E_CSD_CAKERN
TENGEN_2_PL1X2 | TENGEN_2_PL1X2 | Placerita Canyon Cogen | 37.7 | 1990-03-01 | 2050-12-01 | SCE |  |  | SCE | Cogen | CHP |  | Berry Placerita Cogen |  |  |  | TENGEN_2_PL1X2_722880_23152
TERMEX_2_PL1X3 | TERMEX_2_PL1X3 | TDM | 625 | 2003-07-01 | 2050-12-01 | SDGE |  |  | SDGE | CC | CCGT | [5 empty] | TERMEX_2_PL1X3_724940_23234
TESLA_1_QF | TESLA_1_QF | SMALL QF AGGREGATION - STOCKTON | 2 | 1982-01-01 | 2050-12-01 | PGE |  |  | PGE | Hydro | Hydro
Tesoro_RV_&_Boat_Storage | Tesoro RV & Boat Storage | Tesoro RV & Boat Storage | 2.6 | 2026-01-15 | 2050-12-01 | PGE |  |  | PGE | Solar_Fixed | Solar | [5 empty] | SOLARV2025J_FIXED_CA_MERCED_GUSTINE_0
Test_1_WIND1 | Test_1_WIND1 | Invisable Generator Wind | 25 | 2027-03-30 | 2050-12-01 | SCE |  |  | SCE | Wind | Wind | [5 empty] | WIND_V2025E_CSD_CARIVERSIDE
TIDWTR_2_UNITS | TIDWTR_2_UNITS | MARTINEZ COGEN LIMITED PARTNERSHIP | 114.8 | 1987-02-01 | 2050-12-01 | PGE |  |  | PGE | Cogen | CHP |  | Marathon Bay Area Cogen |  |  |  | TIDWTR_2_UNITS_745160_23202
TIFFNY_1_DILLON | TIFFNY_1_DILLON | TIFFNY_1_DILLON | 45 | 2008-04-01 | 2050-12-01 | SCE |  |  | SCE | Wind | Wind |  | Dillon Wind LLC |  |  |  | WIND_V2025E_CSD_CARIVERSIDE
TIGRCK_7_UNITS | TIGRCK_7_UNITS | TIGER CREEK HYDRO AGGREGATE | 62 | 1931-01-01 | 2050-12-01 | PGE |  |  | PGE | Hydro | Hydro |  | Tiger Creek | H1 | H2
TITANS_2_TTSSR1 | TITANS_2_TTSSR1 | Titan Solar 1 Pseudo | 70 | 2020-12-01 | 2050-12-01 | IID |  |  | IID | Solar_1Axis | Solar | SDGE | Titan Solar 1 (CA) |  |  |  | SOLARV2025J_1AXIS_CA_IMPERIAL_NONE_0
TKOPWR_6_HYDRO | TKOPWR_6_HYDRO | Bear Creek Hydroelectric Project | 2.83 | 2016-04-01 | 2050-12-01 | PGE |  |  | PGE | Hydro | Hydro |  | Bear Creek
TMPLTN_2_SOLAR | TMPLTN_2_SOLAR | Vintner Solar | 1.5 | 2014-03-01 | 2050-12-01 | PGE |  |  | PGE | Solar_Fixed | Solar |  | Vintner Solar |  |  |  | SOLARV2025J_FIXED_CA_KERN_LOSTHILLS_0
TOADTW_6_UNIT | TOADTW_6_UNIT | TOAD TOWN | 1.5 | 1986-01-01 | 2050-12-01 | PGE |  |  | PGE | Hydro | Hydro |  | Toadtown
TOPAZ_2_SOLAR | TOPAZ_2_SOLAR | Topaz Solar Farms | 550 | 2014-10-01 | 2050-12-01 | PGE |  |  | PGE | Solar_Fixed | Solar |  | Topaz Solar Farm |  |  |  | SOLARV2025J_FIXED_CA_KERN_LOSTHILLS_0
TORTLA_1_SOLAR | TORTLA_1_SOLAR | Longboat Solar | 20 | 2016-12-01 | 2050-12-01 | SCE |  |  | SCE | Solar_1Axis | Solar |  | Longboat Solar, LLC | PV1 |  |  | SOLARV2025J_1AXIS_CA_SANBERNARDINO_HELENDALE_0
TOWNSITE_2_MEADDYN_LESR | TOWNSITE_2_MEADDYN | Townsite Solar BESS | 90 | 2021-12-01 | 2099-01-01 | SCE |  |  | SCE | Hybrid_BattStorage | Li-ion Battery |  | Townsite Solar Project Hybrid | GEN02 |  |  |  | 360 | 4 | TOWNSITE_2_MEADDYN_SUN
TOWNSITE_2_MEADDYN_SUN | TOWNSITE_2_MEADDYN | Townsite Solar BESS | 90 | 2021-12-01 | 2099-01-01 | SCE |  |  | SCE | Hybrid_Solar_1Axis | Solar |  | Townsite Solar Project Hybrid | GEN01 |  |  | SOLARV2025J_1AXIS_NV_CLARK_LASVEGAS_0
TOWNSITE_2_MEADWALC_SOLAR | TOWNSITE_2_MEADDYN | Townsite Solar BESS | 90 | 2021-12-01 | 2099-01-01 | WALC |  |  | WALC | Hybrid_Solar_1Axis | Solar |  | Townsite Solar Project Hybrid | GEN01 |  |  | SOLARV2025J_1AXIS_NV_CLARK_LASVEGAS_0
TRACY_1_TDPBM1 | TRACY_1_TDPBM1 | Tracy Desalination Plant | 3 | 2026-09-01 | 2050-12-01 | PGE |  |  | PGE | Biogas | Biogas
TRNQL8_2_AMASR1 | TRNQL8_2_AMASR1 | Tranquillity 8 Amarillo | 20 | 2017-12-01 | 2050-12-01 | PGE |  |  | PGE | Solar_1Axis | Solar | [5 empty] | SOLARV2025J_1AXIS_CA_FRESNO_TRANQUILLITY_0
TRNQL8_2_AZUSR1 | TRNQL8_2_AZUSR1 | Tranquillity 8 Azul | 20 | 2017-12-01 | 2050-12-01 | PGE |  |  | PGE | Solar_1Axis | Solar |  | Great Valley Solar Portfolio Holdings, LLC |  |  |  | SOLARV2025J_1AXIS_CA_FRESNO_TRANQUILLITY_0
TRNQL8_2_ROJSR1 | TRNQL8_2_ROJSR1 | Tranquillity 8 Rojo | 100 | 2018-04-01 | 2050-12-01 | PGE |  |  | PGE | Solar_1Axis | Solar | [5 empty] | SOLARV2025J_1AXIS_CA_FRESNO_TRANQUILLITY_0
TRNQL8_2_VERSR1 | TRNQL8_2_VERSR1 | Tranquillity 8 Verde | 60 | 2018-04-01 | 2050-12-01 | PGE |  |  | PGE | Solar_1Axis | Solar | [5 empty] | SOLARV2025J_1AXIS_CA_FRESNO_TRANQUILLITY_0
TRNQLT_2_RETBT1 | TRNQLT_2_RETBT1 | RE Tranquillity BESS | 72 | 2022-03-01 | 2050-12-01 | PGE |  |  | PGE | Paired_BattStorage | Li-ion Battery |  | RE Tranquillity | BESS1 |  |  |  | 288 | 4 | TRNQLT_2_SOLAR
TRNQLT_2_SOLAR | TRNQLT_2_SOLAR | Tranquillity | 200 | 2016-07-01 | 2050-12-01 | PGE |  |  | PGE | Paired_Solar_Fixed | Solar |  | RE Tranquillity | TQ |  |  | SOLARV2025J_FIXED_CA_FRESNO_TRANQUILLITY_0
TRNSWD_1_QF | TRNSWD_1_QF | FPL Energy C Wind | 38.97 | 2014-12-01 | 2050-12-01 | SCE |  |  | SCE | Wind | Wind | [5 empty] | WIND_V2025E_CSD_CARIVERSIDE
Tulare_1_and_2 | Tulare 1 and 2 | Tulare 1 and 2 | 3 | 2026-01-15 | 2050-12-01 | PGE |  |  | PGE | Solar_Fixed | Solar | [5 empty] | SOLARV2025J_FIXED_CA_TULARE_TERRABELLA_0
TULARE_2_TFCBM1 | TULARE_2_TFCBM1 | LB Trigen Fuel Cell 1 | 2.8 | 2023-10-01 | 2050-12-01 | SCE |  |  | SCE | Biogas | Biogas |  | Toyota Long Beach Trigen | YPS1
TULARE_2_TULBM1 | TULARE_2_TULBM1 | Tulare BioMAT Fuel Cell | 2.8 | 2019-12-01 | 2050-12-01 | SCE |  |  | SCE | Biogas | Biogas |  | Tulare BioMAT Fuel Cell |  |  |  | TULARE_2_TULBM1_723890_93193
TULEWD_1_TULWD1 | TULEWD_1_TULWD1 | Tule Wind | 130.5 | 2018-01-01 | 2050-12-01 | SDGE |  |  | SDGE | Wind | Wind |  | Tule Wind LLC |  |  |  | WIND_V2025E_CSD_CAKERN
TULLCK_7_UNITS | TULLCK_7_UNITS | Tullock Hydro | 25.9 | 1958-01-01 | 2050-12-01 | PGE |  |  | PGE | Hydro | Hydro |  | Tulloch | 1 | 2
TULRLK_6_UTASR1 | TULRLK_6_UTASR1 | Utica Avenue Solar | 3 | 2025-12-01 | 2050-12-01 | PGE |  |  | PGE | Solar_Fixed | Solar | [5 empty] | SOLARV2025J_FIXED_CA_TULARE_TERRABELLA_0
TUMBWD_2_WISBT3 | TUMBWD_2_WISBT3 | Willow Springs Solar 3 | 50 | 2024-07-01 | 2050-12-01 | SCE |  |  | SCE | Battery_4h | Li-ion Battery |  | Tumbleweed Energy Storage | TWES2 |  |  |  | 200 | 4
TUMBWD_2_WISBT4 | TUMBWD_2_WISBT4 | Willow Springs Solar 4 | 74.97 | 2024-08-01 | 2050-12-01 | SCE |  |  | SCE | Battery_4h | Li-ion Battery |  | Tumbleweed Energy Storage | TWES2 |  |  |  | 299.88 | 4
TUPMAN_1_BIOGAS | TUPMAN_1_BIOGAS | ABEC Bidart-Stockale #1 | 0.6 | 2013-03-01 | 2050-12-01 | PGE |  |  | PGE | Biogas | Biogas | [5 empty] | TUPMAN_1_BIOGAS_723840_23155
TVYVLY_6_KRSHY1 | TVYVLY_6_KRSHY1 | Kings River Syphon | 1.3 | 1989-06-01 | 2050-12-01 | PGE |  |  | PGE | Hydro | Hydro |  | Kings River Syphon | UNIT1
TWINKL_2_ASCBTA | TWINKL_2_ASCBTA | Aratina Solar Center 1 a BESS | 75 | 2026-03-01 | 2050-12-01 | SCE | ARATINASOLAR |  | SCE | Paired_BattStorage | Li-ion Battery | [6 empty] | 300 | 4 | TWINKL_2_ASCSRA
TWINKL_2_ASCBTB | TWINKL_2_ASCBTB | Aratina Solar Center 1 b BESS | 50 | 2026-03-01 | 2050-12-01 | SCE | ARATINASOLAR |  | SCE | Paired_BattStorage | Li-ion Battery | [6 empty] | 200 | 4 | TWINKL_2_ASCSRB
TWINKL_2_ASCSRA | TWINKL_2_ASCSRA | Aratina Solar Center 1 | 120 | 2026-03-01 | 2050-12-01 | SCE | ARATINASOLAR |  | SCE | Paired_Solar_Fixed | Solar |  | Aratina Solar Center 1B | 64NB8 |  |  | SOLARV2025J_FIXED_CA_SANBERNARDINO_HELENDALE_0
TWINKL_2_ASCSRB | TWINKL_2_ASCSRB | Aratina Solar Center 1 b PV | 80 | 2026-03-01 | 2050-12-01 | SCE | ARATINASOLAR |  | SCE | Paired_Solar_Fixed | Solar |  | Aratina Solar Center 1B | 91MC8 |  |  | SOLARV2025J_FIXED_CA_SANBERNARDINO_HELENDALE_0
TWISSL_6_PRDSR1 | TWISSL_6_PRDSR1 | Pistachio Road | 4.75 | 2025-12-01 | 2050-12-01 | PGE |  |  | PGE | Solar_1Axis | Solar | [5 empty] | SOLARV2025J_1AXIS_CA_KERN_LOSTHILLS_0
TWISSL_6_SOLAR | TWISSL_6_SOLAR | Nickel 1 ("NLH1") | 1.5 | 2012-11-01 | 2050-12-01 | PGE |  |  | PGE | Solar_Fixed | Solar |  | Nickel 1 Solar Facility |  |  |  | SOLARV2025J_FIXED_CA_KERN_LOSTHILLS_0
TWISSL_6_SOLAR1 | TWISSL_6_SOLAR1 | Coronal Lost Hills | 20 | 2015-05-01 | 2050-12-01 | PGE |  |  | PGE | Solar_1Axis | Solar |  | Coronal Lost Hills |  |  |  | SOLARV2025J_1AXIS_CA_KERN_LOSTHILLS_0
TX_ELK_6_ECKSR2 | TX-ELK_6_ECKSR2 | Eagle Creek | 3 | 2019-12-01 | 2050-12-01 | PGE |  |  | PGE | Solar_1Axis | Solar |  | Eagle Creek |  |  |  | SOLARV2025J_1AXIS_CA_KERN_BAKERSFIELD_0
TX_ELK_6_SOLAR1 | TX-ELK_6_SOLAR1 | Castor | 1.5 | 2016-04-01 | 2050-12-01 | PGE |  |  | PGE | Solar_1Axis | Solar |  | Castor Solar |  |  |  | SOLARV2025J_1AXIS_CA_KERN_BAKERSFIELD_0
TXMCKT_6_UNIT | TXMCKT_6_UNIT | McKittrick Cogen | 11.2 | 1994-10-01 | 2050-12-01 | PGE |  |  | PGE | Cogen | CHP |  | McKittrick Cogen |  |  |  | TXMCKT_6_UNIT_723840_23155
UKIAH_7_LAKEMN | UKIAH_7_LAKEMN | UKIAH LAKE MENDOCINO HYDRO | 3.5 | 2007-07-01 | 2050-12-01 | PGE |  |  | PGE | Hydro | Hydro
ULTPCH_1_UCSBT1 | ULTPCH_1_UCSBT1 | Ultrapower Chinese Station BESS | 10 | 2025-12-01 | 2099-01-01 | PGE |  |  | PGE | Battery_4h | Li-ion Battery | [6 empty] | 40 | 4
ULTPCH_1_UNIT_1 | ULTPCH_1_UNIT 1 | Pacific Ultrapower Chinese Station | 18 | 2017-03-01 | 2050-12-01 | PGE |  |  | PGE | Biomass/Wood | Biomass |  | Pacific-Ultrapower Chinese Station |  |  |  | ULTPCH_1_UNIT_1_724920_23237
ULTPFR_1_UNIT_1 | ULTPFR_1_UNIT 1 | Rio Bravo Fresno | 24.3 | 2017-09-01 | 2050-12-01 | PGE |  |  | PGE | Biomass/Wood | Biomass |  | Rio Bravo Fresno |  |  |  | ULTPFR_1_UNIT_1_723890_93193
ULTRCK_2_UNIT | ULTRCK_2_UNIT | Rio Bravo Rocklin | 24.4 | 2017-09-01 | 2050-12-01 | PGE |  |  | PGE | Biomass/Wood | Biomass |  | Rio Bravo Rocklin |  |  |  | ULTRCK_2_UNIT_724839_93225
UNOCAL_1_UNITS | UNOCAL_1_UNITS | TOSCO (RODEO PLANT) | 49.85 | 1987-05-01 | 2050-12-01 | PGE |  |  | PGE | Cogen | CHP |  | Phillips 66 Rodeo Refinery |  |  |  | UNOCAL_1_UNITS_724930_23230
UNVRSY_1_UNIT_1 | UNVRSY_1_UNIT 1 | Berry Cogen 38 - Unit 1 | 38 | 1986-01-01 | 2050-12-01 | PGE |  |  | PGE | Cogen | CHP |  | Berry Cogen |  |  |  | UNVRSY_1_UNIT_1_723840_23155
USWND2_1_WIND1 | USWND2_1_WIND1 | Golden Hills A | 42.96 | 2015-12-01 | 2050-12-01 | PGE |  |  | PGE | Wind | Wind |  | Golden Hills Wind | GE |  |  | WIND_V2025E_CSD_CASOLANO
USWND2_1_WIND2 | USWND2_1_WIND2 | Golden Hills B | 42.96 | 2015-12-01 | 2050-12-01 | PGE |  |  | PGE | Wind | Wind |  | Golden Hills Wind | GE |  |  | WIND_V2025E_CSD_CASOLANO
USWND2_1_WIND3 | USWND2_1_WIND3 | Golden Hills C | 46 | 2017-11-01 | 2050-12-01 | PGE |  |  | PGE | Wind | Wind |  | Golden Hills North Wind Energy Center |  |  |  | WIND_V2025E_CSD_CASOLANO
USWND4_2_UNIT2 | USWND4_2_UNIT2 | Altamont Landfill Gas to Energy | 7.4 | 2018-02-01 | 2050-12-01 | PGE |  |  | PGE | Biogas | Biogas |  | Altamont Gas Recovery |  |  |  | USWND4_2_UNIT2_724920_23237
USWNDR_2_LABWD1 | USWNDR_2_LABWD1 | LaBrisa Wind Project | 9 | 2019-06-01 | 2050-12-01 | PGE |  |  | PGE | Wind | Wind |  | EDF Renewable Windfarm V Inc |  |  |  | WIND_V2025E_CSD_CASOLANO
USWPFK_6_FRICK | USWPFK_6_FRICK | Frick Summit Wind Repower | 10 | 2021-07-01 | 2050-12-01 | PGE |  |  | PGE | Wind | Wind | [5 empty] | WIND_V2025E_CSD_CASOLANO
USWPJR_2_UNITS | USWPJR_2_UNITS | Vasco Wind | 78.2 | 1988-01-01 | 2050-12-01 | PGE |  |  | PGE | Wind | Wind |  | Vasco Winds |  |  |  | WIND_V2025E_CSD_CASOLANO
VACADX_1_SOLAR | VACADX_1_SOLAR | Vaca-Dixon Solar Station | 2.5 | 2013-09-01 | 2050-12-01 | PGE |  |  | PGE | Solar_Fixed | Solar |  | Vaca Dixon Solar Station |  |  |  | SOLARV2025J_FIXED_CA_YOLO_WOODLAND_0
VACADX_1_UNITA1 | VACADX_1_UNITA1 | CalPeak Power Vaca Dixon Unit 1 | 51.91 | 2002-06-01 | 2050-12-01 | PGE |  |  | PGE | CT | Peaker |  | CalPeak Power Vaca Dixon Peaker Plant |  |  |  | VACADX_1_UNITA1_745160_23202
VALLEY_5_ORTBT1 | VALLEY_5_ORTBT1 | Ortega Grid | 20 | 2025-06-01 | 2050-01-01 | SCE |  |  | SCE | Battery_4h | Li-ion Battery |  | Ortega Grid, LLC | HEORG |  |  |  | 80 | 4
VALLEY_5_PENCT1 | VALLEY_5_PENCT1 | Pechanga CHP | 4.6 | 2026-06-01 | 2050-12-01 | SCE |  |  | SCE | Cogen | CHP
VALLEY_5_PERRIS | VALLEY_5_PERRIS | MWD Perris Hydroelectric Recovery Plant | 7.94 | 1983-01-01 | 2050-12-01 | SCE |  |  | SCE | Hydro | Hydro
VALLEY_5_REDMTN | VALLEY_5_REDMTN | MWD Red Mountain Hydroelectric Recovery | 5.9 | 1985-01-01 | 2050-12-01 | SCE |  |  | SCE | Hydro | Hydro
VALLEY_5_SOLAR1 | VALLEY_5_SOLAR1 | Kona Solar - Meridian #1 | 1.49 | 2015-04-01 | 2050-12-01 | SCE |  |  | SCE | Solar_Fixed | Solar |  | Meridian Vineyards |  |  |  | SOLARV2025J_FIXED_CA_RIVERSIDE_PERRIS_0
VALLEY_5_SOLAR2 | VALLEY_5_SOLAR2 | AP North Lake Solar | 20 | 2015-08-01 | 2050-12-01 | SCE |  |  | SCE | Solar_1Axis | Solar |  | AP North Lake I, LP |  |  |  | SOLARV2025J_1AXIS_CA_RIVERSIDE_PERRIS_0
VALTNE_2_AVASR1 | VALTNE_2_AVASR1 | Valentine Solar | 100 | 2019-11-01 | 2050-12-01 | SCE |  |  | SCE | Solar_1Axis | Solar |  | Valentine Solar, LLC |  |  |  | SOLARV2025J_1AXIS_CA_KERN_ROSAMOND_0
VALTNE_2_TBBBT1_LESR | VALTNE_2_TBBBT1 | Tropico Solar Big Beau | 18 | 2022-12-01 | 2050-12-01 | SCE | VALTNE_2_TBBBT1 | 2024-11-07 | SCE | Hybrid_BattStorage | Li-ion Battery |  | BigBeau Solar, LLC | BB1BA |  |  |  | 72 | 4 | VALTNE_2_TBBBT1_SUN
VALTNE_2_TBBBT1_SUN | VALTNE_2_TBBBT1 | Tropico Solar Big Beau | 58 | 2022-12-01 | 2050-12-01 | SCE | VALTNE_2_TBBBT1 | 2024-11-07 | SCE | Hybrid_Solar_1Axis | Solar |  | BigBeau Solar, LLC | BB1BA |  |  | SOLARV2025J_1AXIS_CA_KERN_ROSAMOND_0
VALTNE_2_TRSBT1_LESR | VALTNE_2_TRSBT1 | Tropico Solar | 22 | 2022-12-01 | 2050-12-01 | SCE | VALTNE_2_TRSBT1 | 2024-11-07 | SCE | Hybrid_BattStorage | Li-ion Battery |  | BigBeau Solar, LLC | BB1PV |  |  |  | 88 | 4 | VALTNE_2_TRSBT1_SUN
VALTNE_2_TRSBT1_SUN | VALTNE_2_TRSBT1 | Tropico Solar | 70 | 2022-12-01 | 2050-12-01 | SCE | VALTNE_2_TRSBT1 | 2024-11-07 | SCE | Hybrid_Solar_1Axis | Solar |  | BigBeau Solar, LLC | BB1PV |  |  | SOLARV2025J_1AXIS_CA_KERN_ROSAMOND_0
VALTNE_2_TSASR1 | VALTNE_2_TSASR1 | Tropico Solar Big Beau A | 58 | 2025-07-01 | 2050-12-01 | SCE |  |  | SCE | Solar_1Axis | Solar |  | BigBeau Solar, LLC | BB2PV |  |  | SOLARV2025J_1AXIS_CA_KERN_MOJAVE_0
VALTNE_2_TSASR2 | VALTNE_2_TSASR2 | Tropico Solar A | 70 | 2025-07-01 | 2050-12-01 | SCE |  |  | SCE | Solar_1Axis | Solar |  | BigBeau Solar, LLC | BB1PV |  |  | SOLARV2025J_1AXIS_CA_KERN_MOJAVE_0
VALTNE_2_TSBBT1 | VALTNE_2_TSBBT1 | Tropico Solar Big Beau B | 18 | 2025-07-01 | 2050-12-01 | SCE |  |  | SCE | Battery_4h | Li-ion Battery | [6 empty] | 72 | 4
VALTNE_2_TSBBT2 | VALTNE_2_TSBBT2 | Tropico Solar B | 22 | 2025-07-01 | 2050-12-01 | SCE |  |  | SCE | Battery_4h | Li-ion Battery | [6 empty] | 88 | 4
VEAVST_1_SOLAR | VEAVST_1_SOLAR | Community Solar | 14.4 | 2017-02-01 | 2050-12-01 | SCE |  |  | SCE | Solar_Fixed | Solar |  | Community Solar 1 |  |  |  | SOLARV2025J_FIXED_NV_CLARK_LASVEGAS_0
VEDDER_1_SEKERN | VEDDER_1_SEKERN | TEXACO EXPLORATION & PROD (SE KERN RIVER | 34.47 | 1989-01-01 | 2050-12-01 | PGE |  |  | PGE | Cogen | CHP |  | Southeast Kern River Cogen |  |  |  | VEDDER_1_SEKERN_723840_23155
VEGA_6_SOLAR1 | VEGA_6_SOLAR1 | Vega Solar | 20 | 2015-03-01 | 2050-12-01 | PGE |  |  | PGE | Solar_1Axis | Solar |  | Vega Solar |  |  |  | SOLARV2025J_1AXIS_CA_MERCED_GUSTINE_0
VENTSO_6_VENBT1 | VENTSO_6_VENBT1 | Ventasso Energy Storage | 50 | 2025-12-01 | 2050-12-01 | SDGE | VENTASSO_ENERGY_STORAGE | 2024-11-07 | SDGE | Battery_4h | Li-ion Battery | [6 empty] | 200 | 4
VENWD_1_WIND3 | VENWD_1_WIND3 | Painted Hills | 44.53 | 2021-04-01 | 2050-12-01 | SCE |  |  | SCE | Wind | Wind | [5 empty] | WIND_V2025E_CSD_CARIVERSIDE
VERNON_6_GONZL1 | VERNON_6_GONZL1 | H. Gonzales Unit #1 | 5.75 | 1987-01-01 | 2050-12-01 | SCE |  |  | SCE | CT | Peaker |  | H. Gonzales | G1 |  |  | VERNON_6_GONZL1_722950_23174
VERNON_6_GONZL2 | VERNON_6_GONZL2 | H. Gonzales Unit #2 | 5.75 | 1987-01-01 | 2050-12-01 | SCE |  |  | SCE | CT | Peaker |  | H. Gonzales | G2 |  |  | VERNON_6_GONZL2_722950_23174
VERNON_6_MALBRG | VERNON_6_MALBRG | Malburg Generating Station | 139 | 2005-10-01 | 2050-12-01 | SCE |  |  | SCE | CC | CCGT |  | Malburg |  |  |  | VERNON_6_MALBRG_722950_23174
VESTAL_2_BTNBT1 | VESTAL_2_BTNBT1 | Bottleneck Energy Storage | 80 | 2024-10-01 | 2050-01-01 | SCE |  |  | SCE | Battery_4h | Li-ion Battery |  | Bottleneck Energy Storage | BN1 |  |  |  | 320 | 4
VESTAL_2_DCSSB1_LESR | VESTAL_2_DCSSB1 | Deer Creek Solar 1 Hybrid | 50 | 2026-03-01 | 2050-12-01 | PGE |  |  | PGE | Hybrid_BattStorage | Li-ion Battery |  | Deer Creek Hybrid |  |  |  |  | 200 | 4 | VESTAL_2_DCSSB1_SUN | 50
VESTAL_2_DCSSB1_SUN | VESTAL_2_DCSSB1 | Deer Creek Solar 1 Hybrid | 50 | 2026-03-01 | 2050-12-01 | PGE |  |  | PGE | Hybrid_Solar_Fixed | Solar |  | Deer Creek Hybrid |  |  |  | SOLARV2025J_FIXED_CA_TULARE_TERRABELLA_0
VESTAL_2_KERN | VESTAL_2_KERN | KERN RIVER PH 3 UNITS 1 & 2 AGGREGATE | 36.8 | 1907-01-01 | 2050-12-01 | SCE |  |  | SCE | Hydro | Hydro |  | Kern River 3
VESTAL_2_RTS042 | VESTAL_2_RTS042 | SPVP042 Porterville Solar | 5 | 2012-11-01 | 2050-12-01 | SCE |  |  | SCE | Solar_Fixed | Solar |  | Solar Photovoltaic Project #42 |  |  |  | SOLARV2025J_FIXED_CA_TULARE_TERRABELLA_0
VESTAL_2_SOLAR1 | VESTAL_2_SOLAR1 | NICOLIS | 20 | 2016-09-01 | 2050-12-01 | SCE |  |  | SCE | Solar_1Axis | Solar |  | Nicolis Solar PV Plant |  |  |  | SOLARV2025J_1AXIS_CA_TULARE_TERRABELLA_0
VESTAL_2_SOLAR2 | VESTAL_2_SOLAR2 | TROPICO | 14 | 2016-09-01 | 2050-12-01 | SCE |  |  | SCE | Solar_1Axis | Solar |  | Tropico Solar PV Plant |  |  |  | SOLARV2025J_1AXIS_CA_TULARE_TERRABELLA_0
VESTAL_2_TS5SR1 | VESTAL_2_TS5SR1 | Tulare Solar 5 | 55.83 | 2022-04-01 | 2050-12-01 | SCE |  |  | SCE | Solar_1Axis | Solar |  | Luciana |  |  |  | SOLARV2025J_1AXIS_CA_TULARE_TERRABELLA_0
VESTAL_2_UNIT1 | VESTAL_2_UNIT1 | CALGREN-PIXLEY | 5 | 2016-06-01 | 2050-12-01 | SCE |  |  | SCE | Cogen | CHP |  | Pixley Cogen Plant |  |  |  | VESTAL_2_UNIT1_723840_23155
VESTAL_2_WELLHD | VESTAL_2_WELLHD | Wellhead Power Delano | 49 | 2013-01-01 | 2050-12-01 | SCE |  |  | SCE | CT | Peaker |  | Delano Energy Center |  |  |  | VESTAL_2_WELLHD_723840_23155
VESTAL_6_QF | VESTAL_6_QF | Isabella Hydro Dam 1 | 11.95 | 2021-02-01 | 2050-12-01 | SCE |  |  | SCE | Hydro | Hydro |  | Isabella Hydro Project | GEN1 | GEN2
VICPAS_2_SLOBT1 | VICPAS_2_SLOBT1 | Sloth BESS | 15 | 2024-03-01 | 2050-12-01 | SCE |  |  | SCE | Paired_BattStorage | Li-ion Battery |  | Arica Solar | ARCBA |  |  |  | 60 | 4 | VICPAS_2_SLOSR1
VICPAS_2_SLOSR1 | VICPAS_2_SLOSR1 | Sloth | 49.5 | 2024-03-01 | 2050-12-01 | SCE |  |  | SCE | Paired_Solar_1Axis | Solar |  | Arica Solar | ARCPV |  |  | SOLARV2025J_1AXIS_CA_RIVERSIDE_DESERTCENTER_0
VICPAS_2_SOCBT1 | VICPAS_2_SOCBT1 | Sol Catcher BESS 1 | 50 | 2024-03-01 | 2050-12-01 | SCE |  |  | SCE | Paired_BattStorage | Li-ion Battery | [6 empty] | 200 | 4 | VICPAS_2_SOCSR1
VICPAS_2_SOCBT2 | VICPAS_2_SOCBT2 | Sol Catcher BESS 2 | 71 | 2024-03-01 | 2050-12-01 | SCE |  |  | SCE | Paired_BattStorage | Li-ion Battery | [6 empty] | 284 | 4 | VICPAS_2_SOCSR2
VICPAS_2_SOCSR1 | VICPAS_2_SOCSR1 | Sol Catcher BESS PV1 | 100 | 2024-03-01 | 2050-12-01 | SCE |  |  | SCE | Paired_Solar_1Axis | Solar | [5 empty] | SOLARV2025J_1AXIS_CA_RIVERSIDE_DESERTCENTER_0
VICPAS_2_SOCSR2 | VICPAS_2_SOCSR2 | Sol Catcher BESS PV2 | 93.5 | 2024-04-01 | 2050-12-01 | SCE |  |  | SCE | Paired_Solar_1Axis | Solar | [5 empty] | SOLARV2025J_1AXIS_CA_RIVERSIDE_DESERTCENTER_0
VICPAS_2_SOCSR3 | VICPAS_2_SOCSR3 | Sol Catcher BESS PV3 | 20 | 2024-03-01 | 2050-12-01 | SCE |  |  | SCE | Paired_Solar_1Axis | Solar | [5 empty] | SOLARV2025J_1AXIS_CA_RIVERSIDE_DESERTCENTER_0
VICPAS_2_VPSBT1 | VICPAS_2_VPSBT1 | Victory Pass Solar BESS | 50 | 2024-03-01 | 2050-01-01 | SCE |  |  | SCE | Paired_BattStorage | Li-ion Battery |  | Victory Pass | VCTBA |  |  |  | 200 | 4 | VICPAS_2_VPSSR1
VICPAS_2_VPSSR1 | VICPAS_2_VPSSR1 | Victory Pass Solar | 200 | 2024-03-01 | 2050-01-01 | SCE |  |  | SCE | Paired_Solar_1Axis | Solar |  | Victory Pass | VCTPV |  |  | SOLARV2025J_1AXIS_CA_RIVERSIDE_DESERTCENTER_0
VICTOR_1_CREST | VICTOR_1_CREST | Victor Aggregate Solar Resources | 11.99 | 2017-09-01 | 2050-12-01 | SCE |  |  | SCE | Solar_Fixed | Solar | [5 empty] | SOLARV2025J_FIXED_CA_SANBERNARDINO_HELENDALE_0
VICTOR_1_EXSLRA | VICTOR_1_EXSLRA | Expressway Solar A | 2 | 2014-05-01 | 2050-12-01 | SCE |  |  | SCE | Solar_Fixed | Solar |  | Expressway Solar A |  |  |  | SOLARV2025J_FIXED_CA_SANBERNARDINO_HELENDALE_0
VICTOR_1_EXSLRB | VICTOR_1_EXSLRB | Expressway Solar B | 2 | 2014-05-01 | 2050-12-01 | SCE |  |  | SCE | Solar_Fixed | Solar |  | Expressway Solar B |  |  |  | SOLARV2025J_FIXED_CA_SANBERNARDINO_HELENDALE_0
VICTOR_1_LMASR1 | VICTOR_1_LMASR1 | Madelyn | 1 | 2024-06-01 | 2050-12-01 | SCE |  |  | SCE | Solar_1Axis | Solar |  | Madelyn Solar, LLC |  |  |  | SOLARV2025J_1AXIS_CA_SANBERNARDINO_HELENDALE_0
VICTOR_1_LMISR2 | VICTOR_1_LMISR2 | Landpro Mitchell | 1.5 | 2024-05-01 | 2050-12-01 | SCE |  |  | SCE | Solar_1Axis | Solar | [5 empty] | SOLARV2025J_1AXIS_CA_SANBERNARDINO_HELENDALE_0
VICTOR_1_LRUSR3 | VICTOR_1_LRUSR3 | Landpro Rudy | 1.5 | 2024-06-01 | 2050-12-01 | SCE |  |  | SCE | Solar_1Axis | Solar | [5 empty] | SOLARV2025J_1AXIS_CA_SANBERNARDINO_HELENDALE_0
VICTOR_1_LVSLR1 | VICTOR_1_LVSLR1 | Lone Valley Solar Park 1 | 10 | 2014-11-01 | 2050-12-01 | SCE |  |  | SCE | Solar_1Axis | Solar |  | Lone Valley Solar Park I LLC | CP1 |  |  | SOLARV2025J_1AXIS_CA_SANBERNARDINO_HELENDALE_0
VICTOR_1_LVSLR2 | VICTOR_1_LVSLR2 | Lone Valley Solar Park 2 | 20 | 2014-11-01 | 2050-12-01 | SCE |  |  | SCE | Solar_Fixed | Solar |  | Lone Valley Solar Park II LLC |  |  |  | SOLARV2025J_FIXED_CA_SANBERNARDINO_HELENDALE_0
VICTOR_1_NUNSR4 | VICTOR_1_NUNSR4 | Nunn | 1 | 2024-06-01 | 2050-12-01 | SCE |  |  | SCE | Solar_1Axis | Solar |  | Nunn |  |  |  | SOLARV2025J_1AXIS_CA_SANBERNARDINO_HELENDALE_0
VICTOR_1_SDRSR1 | VICTOR_1_SDRSR1 | Snowline Duncan Road North | 1.5 | 2025-07-01 | 2050-12-01 | SCE |  |  | SCE | Solar_1Axis | Solar |  | SCE-Snowline-Duncan Road (North) | 10400 |  |  | SOLARV2025J_1AXIS_CA_SANBERNARDINO_HELENDALE_0
VICTOR_1_SDRSR2 | VICTOR_1_SDRSR2 | Snowline Duncan Road South | 1 | 2025-07-01 | 2050-12-01 | SCE |  |  | SCE | Solar_1Axis | Solar |  | SCE-Snowline-Duncan Road (South) | 11113 |  |  | SOLARV2025J_1AXIS_CA_SANBERNARDINO_HELENDALE_0
VICTOR_1_SLRHES | VICTOR_1_SLRHES | Sunedison - Hesperia | 1.5 | 2014-08-01 | 2050-12-01 | SCE |  |  | SCE | Solar_Fixed | Solar |  | Hesperia |  |  |  | SOLARV2025J_FIXED_CA_SANBERNARDINO_HELENDALE_0
VICTOR_1_SOLAR1 | VICTOR_1_SOLAR1 | Victor Phelan Solar One | 17.5 | 2013-11-01 | 2050-12-01 | SCE |  |  | SCE | Solar_1Axis | Solar |  | RE Victor Phelan Solar One LLC |  |  |  | SOLARV2025J_1AXIS_CA_SANBERNARDINO_HELENDALE_0
VICTOR_1_SOLAR2 | VICTOR_1_SOLAR2 | Alamo Solar | 20 | 2015-05-01 | 2050-12-01 | SCE |  |  | SCE | Solar_1Axis | Solar |  | Alamo Solar | ALAMO |  |  | SOLARV2025J_1AXIS_CA_SANBERNARDINO_HELENDALE_0
VICTOR_1_SOLAR3 | VICTOR_1_SOLAR3 | Adelanto Solar 2 | 7 | 2015-07-01 | 2050-12-01 | SCE |  |  | SCE | Solar_1Axis | Solar |  | Adelanto Solar II, LLC |  |  |  | SOLARV2025J_1AXIS_CA_SANBERNARDINO_HELENDALE_0
VICTOR_1_SOLAR4 | VICTOR_1_SOLAR4 | Adelanto Solar | 20 | 2015-09-01 | 2050-12-01 | SCE |  |  | SCE | Solar_1Axis | Solar |  | Adelanto Solar, LLC |  |  |  | SOLARV2025J_1AXIS_CA_SANBERNARDINO_HELENDALE_0
VICTOR_1_SWRSR1 | VICTOR_1_SWRSR1 | Snowline White Road Central | 1.5 | 2025-07-01 | 2050-12-01 | SCE |  |  | SCE | Solar_1Axis | Solar |  | SCE-Snowline-White Rd (Central) | 10402 |  |  | SOLARV2025J_1AXIS_CA_SANBERNARDINO_HELENDALE_0
VICTOR_1_SWRSR2 | VICTOR_1_SWRSR2 | Snowline White Road North | 1.5 | 2025-07-01 | 2050-12-01 | SCE |  |  | SCE | Solar_1Axis | Solar |  | SCE-Snowline-White Road (North) | 10401 |  |  | SOLARV2025J_1AXIS_CA_SANBERNARDINO_HELENDALE_0
VICTOR_1_SWRSR3 | VICTOR_1_SWRSR3 | Snowline White Road South | 1.5 | 2025-07-01 | 2050-12-01 | SCE |  |  | SCE | Solar_1Axis | Solar |  | SCE-Snowline-White Road (South) | 11111 |  |  | SOLARV2025J_1AXIS_CA_SANBERNARDINO_HELENDALE_0
VICTOR_1_VDRYFA | VICTOR_1_VDRYFA | Victor Dry Farm Ranch A | 5 | 2015-06-01 | 2050-12-01 | SCE |  |  | SCE | Solar_Fixed | Solar |  | Victor Dry Farm Ranch A |  |  |  | SOLARV2025J_FIXED_CA_SANBERNARDINO_HELENDALE_0
VICTOR_1_VDRYFB | VICTOR_1_VDRYFB | Victor Dry Farm Ranch B | 5 | 2015-06-01 | 2050-12-01 | SCE |  |  | SCE | Solar_Fixed | Solar |  | Victor Dry Farm Ranch B |  |  |  | SOLARV2025J_FIXED_CA_SANBERNARDINO_HELENDALE_0
Vidal_LESR | Vidal | Vidal | 160 | 2026-07-01 | 2050-12-01 | WALC |  |  | WALC | Hybrid_BattStorage | Li-ion Battery | SCE | Vidal Energy Center |  |  |  |  | 640 | 4 | Vidal_SUN | 160
Vidal_SUN | Vidal | Vidal | 160 | 2026-07-01 | 2050-12-01 | WALC |  |  | WALC | Hybrid_Solar_1Axis | Solar | SCE | Vidal Energy Center |  |  |  | SOLARV2025J_1AXIS_CA_RIVERSIDE_NONE_0
VIKING_2_VCBBT1 | VIKING_2_VCBBT1 | VIKINGS CO-LOCATED BESS | 149.88 | 2024-11-01 | 2050-12-01 | SDGE | VIKING_2_VSHSB1_LESR | 2024-11-07 | SDGE | Paired_BattStorage | Li-ion Battery |  | Vikings Energy Farm |  |  |  |  | 599.52 | 4 | VIKING_2_VCSSR1 | 150
VIKING_2_VCSSR1 | VIKING_2_VCSSR1 | VIKINGS CO-LOCATED PV | 132.1 | 2024-11-01 | 2050-12-01 | SDGE | VIKING_2_VSHSB1_SUN | 2024-11-07 | SDGE | Paired_Solar_1Axis | Solar | [5 empty] | SOLARV2025J_1AXIS_CA_IMPERIAL_CALEXICO_0
VILLPK_2_VALLYV | VILLPK_2_VALLYV | MWD Valley View Hydroelectric Recovery P | 4.1 | 1985-01-01 | 2050-12-01 | SCE |  |  | SCE | Hydro | Hydro
VILLPK_6_MWDYOR | VILLPK_6_MWDYOR | Yorba Linda Hydroelectric Recovery Plant | 5.1 | 1981-01-01 | 2050-12-01 | SCE |  |  | SCE | Hydro | Hydro |  | Yorba Linda
VISTA_6_QF | VISTA_6_QF | VISTA QFS | 0.18 | 1983-01-01 | 2050-12-01 | SCE |  |  | SCE | Hydro | Hydro
VISTRA_5_DALBT1 | VISTRA_5_DALBT1 | Dallas Energy Storage | 100 | 2021-03-01 | 2050-12-01 | PGE |  |  | PGE | Battery_4h | Li-ion Battery |  | Dynegy Moss Landing Power Plant Hybrid | BAT1 |  |  |  | 400 | 4
VISTRA_5_DALBT2 | VISTRA_5_DALBT2 | Dallas Energy Storage 2 | 100 | 2021-03-01 | 2050-12-01 | PGE |  |  | PGE | Battery_4h | Li-ion Battery |  | Dynegy Moss Landing Power Plant Hybrid | BAT1 |  |  |  | 400 | 4
VISTRA_5_DALBT3 | VISTRA_5_DALBT3 | Dallas Energy Storage 3 | 100 | 2021-04-01 | 2050-12-01 | PGE |  |  | PGE | Battery_4h | Li-ion Battery |  | Dynegy Moss Landing Power Plant Hybrid | BAT1 |  |  |  | 400 | 4
VISTRA_5_DALBT4 | VISTRA_5_DALBT4 | Dallas Energy Storage 4 | 100 | 2021-07-01 | 2099-01-01 | PGE |  |  | PGE | Battery_4h | Li-ion Battery |  | Dynegy Moss Landing Power Plant Hybrid | BAT1 |  |  |  | 400 | 4
VISTRA_5_PLABT1 | VISTRA_5_PLABT1 | Plano Storage 1 | 100.4 | 2023-05-01 | 2099-01-01 | PGE |  |  | PGE | Battery_4h | Li-ion Battery | [6 empty] | 401.6 | 4
VISTRA_5_PLABT2 | VISTRA_5_PLABT2 | Plano Storage 2 | 100.4 | 2023-06-01 | 2099-01-01 | PGE |  |  | PGE | Battery_4h | Li-ion Battery | [6 empty] | 401.6 | 4
VISTRA_5_PLABT3 | VISTRA_5_PLABT3 | Plano Storage 3 | 74.6 | 2023-05-01 | 2099-01-01 | PGE |  |  | PGE | Battery_4h | Li-ion Battery | [6 empty] | 298.4 | 4
VISTRA_5_PLABT4 | VISTRA_5_PLABT4 | Plano Storage 4 | 74.6 | 2023-06-01 | 2050-12-01 | PGE |  |  | PGE | Battery_4h | Li-ion Battery | [6 empty] | 298.4 | 4
VLCNTR_6_VCEBT1 | VLCNTR_6_VCEBT1 | Valley Center Energy Storage | 54 | 2021-11-01 | 2050-12-01 | SDGE |  |  | SDGE | Paired_BattStorage | Li-ion Battery |  | Valley Center 54 | VC54 |  |  |  | 216 | 4 | VLCNTR_6_VCSLR1
VLCNTR_6_VCEBT2 | VLCNTR_6_VCEBT2 | Valley Center Energy Storage B | 85 | 2021-12-01 | 2050-12-01 | SDGE |  |  | SDGE | Paired_BattStorage | Li-ion Battery |  | Valley Center 85 | VC85 |  |  |  | 340 | 4 | VLCNTR_6_VCSLR2
VLCNTR_6_VCSLR | VLCNTR_6_VCSLR | Cole Grade | 2.33 | 2016-12-01 | 2050-12-01 | SDGE |  |  | SDGE | Solar_1Axis | Solar | [5 empty] | SOLARV2025J_1AXIS_CA_RIVERSIDE_PERRIS_0
VLCNTR_6_VCSLR1 | VLCNTR_6_VCSLR1 | Valley Center 1 | 2.5 | 2013-12-01 | 2050-12-01 | SDGE |  |  | SDGE | Paired_Solar_Fixed | Solar |  | Valley Center 1 |  |  |  | SOLARV2025J_FIXED_CA_RIVERSIDE_PERRIS_0
VLCNTR_6_VCSLR2 | VLCNTR_6_VCSLR2 | Valley Center 2 | 5 | 2013-12-01 | 2050-12-01 | SDGE |  |  | SDGE | Paired_Solar_Fixed | Solar |  | Valley Center 2 | VC2 |  |  | SOLARV2025J_FIXED_CA_RIVERSIDE_PERRIS_0
VLYHOM_7_SSJID | VLYHOM_7_SSJID | Woodward Power Plant | 3 | 2013-04-01 | 2050-12-01 | PGE |  |  | PGE | Hydro | Hydro |  | Woodward Power Plant
VOLTA_2_UNIT_1 | VOLTA_2_UNIT 1 | VOLTA HYDRO UNIT 1 | 9.1 | 1980-01-01 | 2050-12-01 | PGE |  |  | PGE | Hydro | Hydro |  | Volta 1
VOLTA_2_UNIT_2 | VOLTA_2_UNIT 2 | Volta Hydro Unit 2 | 1 | 1981-01-01 | 2050-12-01 | PGE |  |  | PGE | Hydro | Hydro |  | Volta 2
VOLTA_6_BAILCK | VOLTA_6_BAILCK | Bailey Creek Ranch | 0.63 | 1982-05-01 | 2050-12-01 | PGE |  |  | PGE | Hydro | Hydro
VOLTA_6_DIGHYD | VOLTA_6_DIGHYD | Digger Creek Ranch Hydro | 0.6 | 2014-07-01 | 2050-12-01 | PGE |  |  | PGE | Hydro | Hydro
VOLTA_7_PONHY1 | VOLTA_7_PONHY1 | Ponderosa Bailey Hydroelectric | 1.25 | 1989-06-01 | 2050-12-01 | PGE |  |  | PGE | Hydro | Hydro |  | Ponderosa Bailey Creek | GEN1
VOLTA_7_QFUNTS | VOLTA_7_QFUNTS | VOLTA_7_QFUNTS | 0.15 | 2007-03-01 | 2050-12-01 | PGE |  |  | PGE | Hydro | Hydro
VOYAGR_2_VOAWD5 | VOYAGR_2_VOAWD5 | Voyager Wind Oasis Alta | 13.98 | 2021-04-01 | 2050-12-01 | SCE |  |  | SCE | Wind | Wind |  | Oasis Alta |  |  |  | WIND_V2025E_CSD_CAKERN
VOYAGR_2_VOYWD1 | VOYAGR_2_VOYWD1 | Voyager 1 | 128.91 | 2019-12-01 | 2050-12-01 | SCE |  |  | SCE | Wind | Wind |  | Voyager Wind I |  |  |  | WIND_V2025E_CSD_CAKERN
VOYAGR_2_VOYWD2 | VOYAGR_2_VOYWD2 | Voyager Wind 2 | 126.35 | 2018-12-01 | 2050-12-01 | SCE |  |  | SCE | Wind | Wind |  | Voyager Wind II |  |  |  | WIND_V2025E_CSD_CAKERN
VOYAGR_2_VOYWD3 | VOYAGR_2_VOYWD3 | Voyager Wind 3 | 42.45 | 2018-12-01 | 2050-12-01 | SCE |  |  | SCE | Wind | Wind |  | Voyager Wind III |  |  |  | WIND_V2025E_CSD_CAKERN
VOYAGR_2_VOYWD4 | VOYAGR_2_VOYWD4 | Voyager Wind 4 | 21.01 | 2018-12-01 | 2050-12-01 | SCE |  |  | SCE | Wind | Wind |  | Voyager Wind IV |  |  |  | WIND_V2025E_CSD_CAKERN
VSTAES_6_VESBT1 | VSTAES_6_VESBT1 | Vista Energy Storage | 40 | 2018-06-01 | 2050-12-01 | SDGE |  |  | SDGE | Battery_4h | Li-ion Battery |  | Vista Energy Storage System | VISTA |  |  |  | 160 | 4
WADHAM_6_UNIT | WADHAM_6_UNIT | Wadham Energy LP | 29.07 | 1989-03-01 | 2050-12-01 | PGE |  |  | PGE | Biomass/Wood | Biomass |  | Wadham Energy LP |  |  |  | WADHAM_6_UNIT_724839_93225
WALCRK_2_CTG1 | WALCRK_2_CTG1 | Walnut Creek Energy Park Unit 1 | 100.1 | 2013-03-01 | 2050-12-01 | SCE |  |  | SCE | CT | Peaker |  | Walnut Creek Energy Park | GT1 |  |  | WALCRK_2_CTG1_722950_23174
WALCRK_2_CTG2 | WALCRK_2_CTG2 | Walnut Creek Energy Park Unit 2 | 100.1 | 2013-03-01 | 2050-12-01 | SCE |  |  | SCE | CT | Peaker |  | Walnut Creek Energy Park | GT2 |  |  | WALCRK_2_CTG2_722950_23174
WALCRK_2_CTG3 | WALCRK_2_CTG3 | Walnut Creek Energy Park Unit 3 | 100.1 | 2013-03-01 | 2050-12-01 | SCE |  |  | SCE | CT | Peaker |  | Walnut Creek Energy Park | GT3 |  |  | WALCRK_2_CTG3_722950_23174
WALCRK_2_CTG4 | WALCRK_2_CTG4 | Walnut Creek Energy Park Unit 4 | 100.1 | 2013-03-01 | 2050-12-01 | SCE |  |  | SCE | CT | Peaker |  | Walnut Creek Energy Park | GT4 |  |  | WALCRK_2_CTG4_722950_23174
WALCRK_2_CTG5 | WALCRK_2_CTG5 | Walnut Creek Energy Park Unit 5 | 100.1 | 2013-04-01 | 2050-12-01 | SCE |  |  | SCE | CT | Peaker |  | Walnut Creek Energy Park | GT5 |  |  | WALCRK_2_CTG5_722950_23174
WALNUT_2_SOLAR | WALNUT_2_SOLAR | Industry MetroLink PV 1 | 1.5 | 2012-04-01 | 2050-12-01 | SCE |  |  | SCE | Solar_Fixed | Solar |  | Industry MetroLink PV 1 |  |  |  | SOLARV2025J_FIXED_CA_LOSANGELES_BELLFLOWER_0
WALNUT_6_HILLGEN | WALNUT_6_HILLGEN | Puente Hills | 47 | 2017-06-01 | 2050-12-01 | SCE |  |  | SCE | Biogas | Biogas |  | Puente Hills Energy Recovery |  |  |  | WALNUT_6_HILLGEN_722950_23174
WALNUT_7_WCOVST | WALNUT_7_WCOVST | MM West Covina - ST Unit | 6.5 | 1996-10-01 | 2050-12-01 | SCE |  |  | SCE | Biogas | Biogas |  | MM West Covina |  |  |  | WALNUT_7_WCOVST_722880_23152
WARNE_2_UNIT | WARNE_2_UNIT | WARNE HYDRO AGGREGATE | 76 | 1982-01-01 | 2050-12-01 | SCE |  |  | SCE | Hydro | Hydro
WASCO_6_TERSR1 | WASCO_6_TERSR1 | Terry | 4.62 | 2025-01-01 | 2050-12-01 | PGE |  |  | PGE | Solar_1Axis | Solar |  | Terry 1818-WD | TERRY |  |  | SOLARV2025J_1AXIS_CA_KERN_LOSTHILLS_0
WAUKNA_1_SOLAR | WAUKNA_1_SOLAR | Corcoran Solar | 20 | 2013-08-01 | 2050-12-01 | PGE |  |  | PGE | Solar_Fixed | Solar |  | Corcoran Solar |  |  |  | SOLARV2025J_FIXED_CA_KINGS_STRATFORD_0
WAUKNA_1_SOLAR2 | WAUKNA_1_SOLAR2 | Corcoran 2 | 19.75 | 2015-05-01 | 2050-12-01 | PGE |  |  | PGE | Solar_1Axis | Solar |  | Corcoran Solar 2 |  |  |  | SOLARV2025J_1AXIS_CA_KINGS_STRATFORD_0
WDFRDF_2_WFFBT1 | WDFRDF_2_WFFBT1 | West Ford Flat Energy Storage | 25 | 2024-07-01 | 2050-01-01 | PGE |  |  | PGE | Battery_4h | Li-ion Battery |  | West Ford Flat | WFF1 |  |  |  | 100 | 4
WDLEAF_7_UNIT_1 | WDLEAF_7_UNIT 1 | WOODLEAF HYDRO | 60 | 1963-01-01 | 2050-12-01 | PGE |  |  | PGE | Hydro | Hydro |  | Woodleaf
WEBER_6_FORWRD | WEBER_6_FORWRD | Forward | 4.2 | 2014-02-01 | 2050-12-01 | PGE |  |  | PGE | Biogas | Biogas |  | Ameresco Forward |  |  |  | WEBER_6_FORWRD_724920_23237
WEEDPC_6_KNSSR1 | WEEDPC_6_KNSSR1 | Kern Sunset | 2.37 | 2025-01-01 | 2050-12-01 | PGE |  |  | PGE | Solar_Fixed | Solar |  | Kern Sunset 1886-WD | WEEDP |  |  | SOLARV2025J_FIXED_CA_KERN_BAKERSFIELD_0
WESCAN_2_BDSBT1 | WESCAN_2_BDSBT1 | Bateria Del Sur | 131 | 2023-06-01 | 2099-01-01 | SDGE |  |  | SDGE | Battery_4h | Li-ion Battery | [6 empty] | 524 | 4
WESCN2_2_BDSBT1 | WESCN2_2_BDSBT1 | Bateria Del Sur 2A | 119 | 2024-12-01 | 2050-12-01 | SDGE |  |  | SDGE | Battery_4h | Li-ion Battery | [6 empty] | 476 | 4
WESCN2_2_BDSBT2 | WESCN2_2_BDSBT2 | Bateria Del Sur 2B | 100 | 2025-07-01 | 2050-12-01 | SDGE |  |  | SDGE | Battery_4h | Li-ion Battery | [6 empty] | 400 | 4
WESTPT_2_UNIT | WESTPT_2_UNIT | West Point Hydro Plant | 14 | 1948-01-01 | 2050-12-01 | PGE |  |  | PGE | Hydro | Hydro |  | West Point PH
WFRESN_1_SOLAR | WFRESN_1_SOLAR | Joya Del Sol | 1.5 | 2012-12-01 | 2050-12-01 | PGE |  |  | PGE | Solar_Fixed | Solar |  | La Joya Del Sol |  |  |  | SOLARV2025J_FIXED_CA_FRESNO_TRANQUILLITY_0
WHEATL_6_LNDFIL | WHEATL_6_LNDFIL | G2 ENERGY, OSTROM ROAD LLC | 3.55 | 2013-09-01 | 2050-12-01 | PGE |  |  | PGE | Biogas | Biogas |  | G2 Energy Ostrom Road LLC |  |  |  | WHEATL_6_LNDFIL_724839_93225
WHITEH_2_MEADDYN1 | WHITEH_2_MEADDYN1 | White Hills A | 50 | 2020-12-01 | 2050-12-01 | WALC |  |  | WALC | OOS_Wind | Wind | SCE |  |  |  |  | WIND_V2025E_EIA_ARIZONA
WHITEH_2_MEADDYN2 | WHITEH_2_MEADDYN2 | White Hills B | 300 | 2020-12-01 | 2050-12-01 | WALC |  |  | WALC | OOS_Wind | Wind | SCE |  |  |  |  | WIND_V2025E_EIA_ARIZONA
WHITEW_5_WWRSR1 | WHITEW_5_WWRSR1 | White Wing Ranch Solar | 179 | 2024-10-01 | 2050-12-01 | SDGE |  |  | SDGE | Solar_1Axis | Solar |  | White Wing Solar | GEN01 |  |  | SOLARV2025J_1AXIS_AZ_85333_DATELAND_0
WHITNY_6_SOLAR | WHITNY_6_SOLAR | Whitney Point Solar | 20 | 2017-04-01 | 2050-12-01 | PGE |  |  | PGE | Solar_1Axis | Solar |  | Whitney Point Solar |  |  |  | SOLARV2025J_1AXIS_CA_FRESNO_TRANQUILLITY_0
WHTWTR_1_WINDA1 | WHTWTR_1_WINDA1 | Whitewater Hill Wind Project | 57 | 2002-08-01 | 2050-12-01 | SCE |  |  | SCE | Wind | Wind |  | Whitewater Hill Wind Partners |  |  |  | WIND_V2025E_CSD_CARIVERSIDE
WILLMS_6_ARBBM1 | WILLMS_6_ARBBM1 | Abel Road Bioenergy | 3 | 2022-07-01 | 2099-01-01 | PGE |  |  | PGE | Biomass/Wood | Biomass |  | Abel Road Bioenergy |  |  |  | WILLMS_6_ARBBM1_724839_93225
Windhub_Solar_B | Windhub Solar B | Windhub Solar B | 20 | 2026-08-15 | 2050-12-01 | SCE |  |  | SCE | Solar_1Axis | Solar | [5 empty] | SOLARV2025J_1AXIS_CA_KERN_MOJAVE_0
WISE_1_UNIT_1 | WISE_1_UNIT 1 | Wise Hydro Unit 1 | 14.5 | 1917-01-01 | 2050-12-01 | PGE |  |  | PGE | Hydro | Hydro |  | Wise | 1
WISE_1_UNIT_2 | WISE_1_UNIT 2 | WISE HYDRO UNIT 2 | 3.2 | 1986-01-01 | 2050-12-01 | PGE |  |  | PGE | Hydro | Hydro |  | Wise | 2
WISHON_6_UNITS | WISHON_6_UNITS | Wishon/San Joaquin #1-A AGGREGATE | 18.4 | 1910-01-01 | 2050-12-01 | PGE |  |  | PGE | Hydro | Hydro
WISTER_2_WISSR1 | WISTER_2_WISSR1 | Wister Solar | 20 | 2022-07-01 | 2050-12-01 | IID |  |  | IID | Solar_Fixed | Solar | SDGE | Wister Solar |  |  |  | SOLARV2025J_FIXED_CA_IMPERIAL_NONE_0
WISTRA_2_WRSSR1 | WISTRA_2_WRSSR1 | Wistaria Ranch Solar | 100 | 2018-11-01 | 2050-12-01 | SDGE |  |  | SDGE | Solar_1Axis | Solar |  | Wistaria Ranch Solar |  |  |  | SOLARV2025J_1AXIS_CA_IMPERIAL_CALEXICO_0
WLDWD_1_SOLAR1 | WLDWD_1_SOLAR1 | Wildwood Solar I | 20 | 2015-02-01 | 2050-12-01 | PGE |  |  | PGE | Solar_1Axis | Solar |  | Wildwood Solar I, LLC |  |  |  | SOLARV2025J_1AXIS_CA_KERN_LOSTHILLS_0
WLDWD_1_SOLAR2 | WLDWD_1_SOLAR2 | Wildwood Solar 2 | 15 | 2017-01-01 | 2050-12-01 | PGE |  |  | PGE | Solar_1Axis | Solar |  | Wildwood Solar II |  |  |  | SOLARV2025J_1AXIS_CA_KERN_LOSTHILLS_0
WNDMAS_2_UNIT_1 | WNDMAS_2_UNIT 1 | BUENA VISTA ENERGY, LLC | 38 | 1983-12-01 | 2050-12-01 | PGE |  |  | PGE | Wind | Wind |  | Buena Vista Energy LLC |  |  |  | WIND_V2025E_CSD_CASOLANO
WNDSTR_2_WIND | WNDSTR_2_WIND | Windstar | 120 | 2012-01-01 | 2050-12-01 | SCE |  |  | SCE | Wind | Wind |  | Windstar 1 |  |  |  | WIND_V2025E_CSD_CAKERN
WOLFSK_1_UNITA1 | WOLFSK_1_UNITA1 | Wolfskill Energy Center | 48.68 | 2003-03-01 | 2050-12-01 | PGE |  |  | PGE | CT | Peaker |  | Wolfskill Energy Center |  |  |  | WOLFSK_1_UNITA1_745160_23202
WOODWR_1_HYDRO | WOODWR_1_HYDRO | Quinten Luallen | 7.3 | 2017-06-01 | 2050-12-01 | PGE |  |  | PGE | Hydro | Hydro
WRGTSR_2_WSFSR1 | WRGTSR_2_WSFSR1 | Wright Solar Freeman | 200 | 2019-12-01 | 2050-12-01 | PGE |  |  | PGE | Solar_Fixed | Solar |  | Wright Solar Park | FRWSP |  |  | SOLARV2025J_FIXED_CA_MERCED_GUSTINE_0
WSENGY_1_UNIT_1 | WSENGY_1_UNIT 1 | Wheelabrator Shasta | 50 | 2017-12-01 | 2050-12-01 | PGE |  |  | PGE | Biomass/Wood | Biomass |  | Wheelabrator Shasta |  |  |  | WSENGY_1_UNIT_1_725920_24257
WSNR_2_CVPDYN | WSNR_2_CVPDYN | Central Valley 1 | 10 | 2017-07-01 | 2050-12-01 | PGE |  |  | NCNC | Hydro | Hydro
WSNR_2_TESLADYN | WSNR_2_TESLADYN | Central Valley Tesla | 10 | 2017-12-01 | 2050-12-01 | PGE |  |  | NCNC | Hydro | Hydro
WSNR_5_TRCYDYN | WSNR_5_TRCYDYN | Central Valley Tracy | 10 | 2017-12-01 | 2050-12-01 | PGE |  |  | NCNC | Hydro | Hydro
WSTWND_2_M89BT2 | WSTWND_2_M89BT2 | Mojave 89 BESS 2B | 70.6 | 2023-05-01 | 2050-12-01 | SCE |  |  | SCE | Paired_BattStorage | Li-ion Battery |  | Mojave 16/17/18 | GEN 1 |  |  |  | 282.4 | 4 | WSTWND_2_M89WD2
WSTWND_2_M89WD2 | WSTWND_2_M89WD2 | Mojave 89 Wind | 58.3 | 2023-05-01 | 2099-01-01 | SCE |  |  | SCE | Wind | Wind |  | Mojave 16/17/18 | GEN1 |  |  | WIND_V2025E_CSD_CAKERN
WSTWND_2_M90WD2 | WSTWND_2_M90WD2 | Mojave 90 | 64.82 | 2020-06-01 | 2099-01-01 | SCE |  |  | SCE | Wind | Wind |  | Mojave 3/4/5 |  |  |  | WIND_V2025E_CSD_CAKERN
WSTWND_2_SBSBT1 | WSTWND_2_SBSBT1 | Sagebrush Solar 2 | 80 | 2023-05-01 | 2099-01-01 | SCE |  |  | SCE | Battery_4h | Li-ion Battery |  | Sagebrush ESS | 1 |  |  |  | 320 | 4
WSTWND_2_SBSBT2 | WSTWND_2_SBSBT2 | Sagebrush Solar 2 ESS 40 | 40 | 2024-09-01 | 2099-01-01 | SCE |  |  | SCE | Battery_4h | Li-ion Battery |  | Sagebrush Solar 2 ESS 40 | 1 |  |  |  | 160 | 4
WSTWND_2_SBSBT3 | WSTWND_2_SBSBT3 | Sagebrush Solar 2 ESS 59 | 59 | 2024-08-01 | 2050-12-01 | SCE |  |  | SCE | Battery_4h | Li-ion Battery | [6 empty] | 236 | 4
YELPIN_2_YP2BT1 | YELPIN_2_YP2BT1 | Yellow Pine 2 BESS | 65 | 2023-07-01 | 2050-12-01 | SCE |  |  | SCE | Paired_BattStorage | Li-ion Battery |  | Yellow Pine Solar | YPES |  |  |  | 260 | 4 | YELPIN_2_YP2SR1
YELPIN_2_YP2BT2 | YELPIN_2_YP2BT2 | Yellow Pine 2 A BESS | 53 | 2024-05-01 | 2050-12-01 | SCE |  |  | SCE | Paired_BattStorage | Li-ion Battery |  | Yellow Pine Solar | YPES |  |  |  | 212 | 4 | YELPIN_2_YP2SR2
YELPIN_2_YP2BT3 | YELPIN_2_YP2BT3 | Yellow Pine 2 B BESS | 32 | 2024-06-01 | 2050-12-01 | SCE |  |  | SCE | Paired_BattStorage | Li-ion Battery |  | Yellow Pine Solar | YPES |  |  |  | 128 | 4 | YELPIN_2_YP2SR3
YELPIN_2_YP2SR1 | YELPIN_2_YP2SR1 | Yellow Pine 2 | 125 | 2023-07-01 | 2050-12-01 | SCE |  |  | SCE | Paired_Solar_1Axis | Solar |  | Yellow Pine II | YP2BP |  |  | SOLARV2025J_1AXIS_NV_CLARK_LASVEGAS_0
YELPIN_2_YP2SR2 | YELPIN_2_YP2SR2 | Yellow Pine 2 A PV | 60 | 2024-06-01 | 2050-12-01 | SCE |  |  | SCE | Paired_Solar_1Axis | Solar |  | Yellow Pine II | YP2AP |  |  | SOLARV2025J_1AXIS_NV_CLARK_LASVEGAS_0
YELPIN_2_YP2SR3 | YELPIN_2_YP2SR3 | Yellow Pine 2 B PV | 65 | 2024-06-01 | 2050-12-01 | SCE |  |  | SCE | Paired_Solar_1Axis | Solar |  | Yellow Pine II | YP2BP |  |  | SOLARV2025J_1AXIS_NV_CLARK_LASVEGAS_0
YUBACT_1_SUNSWT | YUBACT_1_SUNSWT | YUBA CITY COGEN | 49.97 | 1990-12-01 | 2050-12-01 | PGE |  |  | PGE | Cogen | CHP |  | Yuba City Cogen Partners |  |  |  | YUBACT_1_SUNSWT_724839_93225
YUBACT_6_UNITA1 | YUBACT_6_UNITA1 | Yuba City Energy Center (Calpine) | 47.16 | 2002-07-01 | 2050-12-01 | PGE |  |  | PGE | CT | Peaker |  | Yuba City Energy Center |  |  |  | YUBACT_6_UNITA1_724839_93225
ZOND_6_UNIT | ZOND_6_UNIT | ZOND WINDSYSTEMS INC. | 17.1 | 1985-12-01 | 2050-12-01 | PGE |  |  | PGE | Wind | Wind | [5 empty] | WIND_V2025E_CSD_CASOLANO
100B_Ekola_Flats_WD_2 | 100B-Ekola Flats WD 2 | 100B-Ekola Flats WD 2 | 125.45 | 2020-12-01 | 2050-11-01 | PAWY |  |  | PACE | Wind | Wind |  | Ekola Flats |  |  |  | WIND_V2025E_EIA_WYOMING
150_Mile_House_Erg_1_OT | 150 Mile House Erg 1 OT | 150 Mile House Erg 1 OT | 5.88 | 2008-06-01 | 2050-12-01 | BCHA | 150MileHouse | 2024-11-07 | BCHA_AESO | Steam | ST
70385_ADS30_Shoshone_A | 70385_ADS30_Shoshone A | 70385_ADS30_Shoshone A | 7.2 | 2023-08-01 | 2058-12-01 | PSCO | Shoshone_A | 2024-11-07 | PSCO | Hydro | Hydro
8_Minute_Energy_X_PV_T | 8 Minute Energy X PV-T | 8 Minute Energy X PV-T | 30 | 2017-04-01 | 2050-12-01 | IID | NEWMDWY | 2024-11-07 | IID | Solar_Fixed | Solar |  | Midway Solar Farm II |  |  |  | SOLARV2025J_FIXED__CA_BRAWLEY
9H_Research_Solar_PV | 9H Research Solar PV | 9H Research Solar PV | 0.49 | 2023-04-01 | 2051-12-01 | PAUT |  |  | PACE | Solar_Fixed | Solar | [5 empty] | SOLARV2025J_FIXED__CO_DENVER
A_W_Hoch_1_BT | A W Hoch 1 BT | A W Hoch 1 BT | 34.39 | 1990-12-01 | 2050-12-01 | IID | Del_Ranch_Company | 2024-11-07 | IID | Geothermal | Geothermal |  | Del Ranch Company
Ab_Newsprint_Anc1_1_IC | Ab Newsprint Anc1 1 IC | Ab Newsprint Anc1 1 IC | 6.3 | 2014-03-01 | 2050-12-01 | AESO | ANC_CAT01 | 2024-11-07 | BCHA_AESO | ICE | Reciprocating_Engine
Ab_Newsprint_Anc1_10_IC | Ab Newsprint Anc1 10 IC | Ab Newsprint Anc1 10 IC | 6.3 | 2014-03-01 | 2050-12-01 | AESO | ANC_CAT10 | 2024-11-07 | BCHA_AESO | ICE | Reciprocating_Engine
Ab_Newsprint_Anc1_4_IC | Ab Newsprint Anc1 4 IC | Ab Newsprint Anc1 4 IC | 6.3 | 2014-03-01 | 2050-12-01 | AESO | ANC_CAT04 | 2024-11-07 | BCHA_AESO | ICE | Reciprocating_Engine
Ab_Newsprint_Anc1_5_IC | Ab Newsprint Anc1 5 IC | Ab Newsprint Anc1 5 IC | 6.3 | 2014-03-01 | 2050-12-01 | AESO | ANC_CAT05 | 2024-11-07 | BCHA_AESO | ICE | Reciprocating_Engine
Ab_Newsprint_Anc1_6_IC | Ab Newsprint Anc1 6 IC | Ab Newsprint Anc1 6 IC | 6.3 | 2014-03-01 | 2050-12-01 | AESO | ANC_CAT06 | 2024-11-07 | BCHA_AESO | ICE | Reciprocating_Engine
Ab_Newsprint_Anc1_7_IC | Ab Newsprint Anc1 7 IC | Ab Newsprint Anc1 7 IC | 6.3 | 2014-03-01 | 2050-12-01 | AESO | ANC_CAT07 | 2024-11-07 | BCHA_AESO | ICE | Reciprocating_Engine
Ab_Newsprint_Anc1_8_IC | Ab Newsprint Anc1 8 IC | Ab Newsprint Anc1 8 IC | 6.3 | 2014-03-01 | 2050-12-01 | AESO | ANC_CAT08 | 2024-11-07 | BCHA_AESO | ICE | Reciprocating_Engine
Ab_Newsprint_Anc1_9_IC | Ab Newsprint Anc1 9 IC | Ab Newsprint Anc1 9 IC | 6.3 | 2014-03-01 | 2050-12-01 | AESO | ANC_CAT09 | 2024-11-07 | BCHA_AESO | ICE | Reciprocating_Engine
Aberfeldie_2_1_HY | Aberfeldie 2-1 HY | Aberfeldie 2-1 HY | 8.3 | 2008-08-01 | 2050-12-01 | BCHA | Aberfeldie2_1 | 2024-11-07 | BCHA_AESO | Hydro | Hydro
Aberfeldie_2_2_HY | Aberfeldie 2-2 HY | Aberfeldie 2-2 HY | 8.3 | 2008-08-01 | 2050-12-01 | BCHA | Aberfeldie2_2 | 2024-11-07 | BCHA_AESO | Hydro | Hydro
Aberfeldie_2_3_HY | Aberfeldie 2-3 HY | Aberfeldie 2-3 HY | 8.3 | 2008-08-01 | 2050-12-01 | BCHA | Aberfeldie2_3 | 2024-11-07 | BCHA_AESO | Hydro | Hydro
Abiquiu_1_HY | Abiquiu 1 HY | Abiquiu 1 HY | 16.8 | 1988-12-01 | 2050-12-01 | PNM | Abiquiu_1_3 | 2024-11-07 | PNM_EPE | Hydro | Hydro |  | Abiquiu Dam | 1
Abiquiu_2_HY | Abiquiu 2 HY | Abiquiu 2 HY | 6.9 | 1989-12-01 | 2051-12-01 | PNM | Abiquiu_1_3 | 2024-11-07 | PNM_EPE | Hydro | Hydro |  | Abiquiu Dam | 2
Abiquiu_3_HY | Abiquiu 3 HY | Abiquiu 3 HY | 3 | 2011-05-01 | 2051-12-01 | PNM | Abiquiu_1_3 | 2024-11-07 | PNM_EPE | Hydro | Hydro |  | Abiquiu Dam | 3
Ace_Searchlight_1_PV_T | Ace Searchlight 1 PV-T | Ace Searchlight 1 PV-T | 17.5 | 2014-12-01 | 2034-12-01 | NEVP | Searchlight | 2024-11-07 | NEVP | Solar_Fixed | Solar |  | Searchlight Solar |  |  |  | SOLARV2025J_FIXED_NV_CLARK_LASVEGAS_0
Adams_Solar_Center_LLC_PV_T | Adams Solar Center LLC PV-T | Adams Solar Center LLC PV-T | 10 | 2018-07-01 | 2036-10-01 | PortlandGE | AdamsSolarOR | 2024-11-07 | PortlandGE | Solar_Fixed | Solar |  | Adams Solar Center |  |  |  | SOLARV2025J_FIXED__OR_PORTLAND
Additional_Hemingway_Standalone_BESS_1_BA | Additional Hemingway Standalone BESS 1 BA | Additional Hemingway Standalone BESS 1 BA | 36 | 2024-06-01 | 2051-12-01 | IPTV |  |  | IPCO | Battery_4h | Li-ion Battery | [6 empty] | 144 | 4
ADS30_WT_PGE_Wheatridge | ADS30_WT_PGE_Wheatridge | ADS30_WT_PGE_Wheatridge | 50.07 | 2020-12-01 | 2050-12-01 | BPAT | Wheatridge | 2024-11-07 | BPAT | Wind | Wind |  | Wheatridge 1 |  |  |  | WIND_V2025E_EIA_OREGON
Afton_CC | Afton CC | Afton CC | 287.93 | 2007-10-01 | 2042-12-01 | PNM |  |  | PNM_EPE | CC | CCGT |  | Afton Generating Station | 0002 | 2
Agave_Solar_1_PV | Agave Solar 1 PV | Agave Solar 1 PV | 150 | 2023-09-01 | 2054-12-01 | AZPS |  |  | AZPS | Solar_1Axis | Solar |  | Agave | A150M |  |  | SOLARV2025J_1AXIS__AZ_PHOENIX
Agua_Fria_1_ST | Agua Fria 1 ST | Agua Fria 1 ST | 114 | 1958-01-01 | 2050-12-01 | SRP | Agua_Fria_1 | 2024-11-07 | SRP | Steam | ST |  | Agua Fria | AF1
Agua_Fria_2_ST | Agua Fria 2 ST | Agua Fria 2 ST | 114 | 1957-04-01 | 2050-12-01 | SRP | Agua_Fria_2 | 2024-11-07 | SRP | Steam | ST |  | Agua Fria | AF2
Agua_Fria_3_ST | Agua Fria 3 ST | Agua Fria 3 ST | 184 | 1961-04-01 | 2050-12-01 | SRP | Agua_Fria_3 | 2024-11-07 | SRP | Steam | ST |  | Agua Fria | AF3
Agua_Fria_4_GT | Agua Fria 4 GT | Agua Fria 4 GT | 87 | 1975-05-01 | 2050-12-01 | SRP | Agua_Fria_4 | 2024-11-07 | SRP | CT | Peaker |  | Agua Fria | AF4
Agua_Fria_5_GT | Agua Fria 5 GT | Agua Fria 5 GT | 82 | 1974-07-01 | 2050-12-01 | SRP | Agua_Fria_5 | 2024-11-07 | SRP | CT | Peaker |  | Agua Fria | AF5
Agua_Fria_6_GT | Agua Fria 6 GT | Agua Fria 6 GT | 82 | 1974-07-01 | 2050-12-01 | SRP | Agua_Fria_6 | 2024-11-07 | SRP | CT | Peaker |  | Agua Fria | AF6
Agua_Fria_7_GT | Agua Fria 7 GT | Agua Fria 7 GT | 51 | 2022-08-01 | 2050-12-01 | SRP |  |  | SRP | CT | Peaker |  | Agua Fria | AF7
Agua_Fria_8_GT | Agua Fria 8 GT | Agua Fria 8 GT | 51 | 2022-08-01 | 2050-12-01 | SRP |  |  | SRP | CT | Peaker |  | Agua Fria | AF8
Agua_Fria_Battery_Bolster_4Hr_1_BA | Agua Fria Battery Bolster 4Hr 1 BA | Agua Fria Battery Bolster 4Hr 1 BA | 25 | 2021-09-01 | 2050-12-01 | SRP | AguaFriaBattery | 2024-11-07 | SRP | Battery_4h | Li-ion Battery |  | Agua Fria | AFSB1 |  |  |  | 100 | 4
Air_Liquide_Scotford_1_Als1_1_GT | Air Liquide Scotford 1 Als1 1 GT | Air Liquide Scotford 1 Als1 1 GT | 106 | 2000-04-01 | 2050-12-01 | AESO | AirLiquide | 2024-11-07 | BCHA_AESO | Steam | ST
Airport_IP_IC | Airport IP IC | Airport IP IC | 10 | 2001-12-01 | 2050-12-01 | PSCO | Airport_Industrial | 2024-11-07 | PSCO | ICE | Reciprocating_Engine
Airport_Solar_PV_T | Airport Solar PV-T | Airport Solar PV-T | 50 | 2019-05-01 | 2050-12-01 | PACW | AirportSolarSEOR | 2024-11-07 | PACW | Solar_Fixed | Solar |  | Airport Solar |  |  |  | SOLARV2025J_FIXED__OR_MEDFORD
Ajo_Solar_1_PV | Ajo Solar 1 PV | Ajo Solar 1 PV | 4.5 | 2011-09-01 | 2050-12-01 | AZPS | AjoSolar | 2024-11-07 | AZPS | Solar_Fixed | Solar |  | RE Ajo 1 LLC |  |  |  | SOLARV2025J_FIXED__AZ_PHOENIX
Akolkolex_1_HY | Akolkolex 1 HY | Akolkolex 1 HY | 10 | 1995-04-01 | 2050-12-01 | BCHA | Akolkolex | 2024-11-07 | BCHA_AESO | Hydro | Hydro
Alamogordo_Solar_PV_1_PV_NT | Alamogordo Solar PV 1 PV-NT | Alamogordo Solar PV 1 PV-NT | 5 | 2011-10-01 | 2041-10-01 | PNM | Alamogordo_PV | 2024-11-07 | PNM_EPE | Solar_Fixed | Solar |  | Alamogordo Solar Energy Center |  |  |  | SOLARV2025J_FIXED__NM_ALBUQUERQUE
Alamosa_1_GT | Alamosa 1 GT | Alamosa 1 GT | 26.6 | 1972-12-01 | 2026-12-01 | PSCO | ADS30_CT_PSCO_Almsact_1 | 2024-11-07 | PSCO | CT | Peaker
Alamosa_1_PV_NT | Alamosa 1 PV-NT | Alamosa 1 PV-NT | 6.95 | 2007-12-01 | 2027-12-01 | PSCO | Alamosa | 2024-11-07 | PSCO | Solar_1Axis | Solar |  | SunE Alamosa |  |  |  | SOLARV2025J_1AXIS__NM_ALBUQUERQUE
Alamosa_2_GT | Alamosa 2 GT | Alamosa 2 GT | 26.6 | 1976-12-01 | 2026-12-01 | PSCO | ADS30_CT_PSCO_Almsact_2 | 2024-11-07 | PSCO | CT | Peaker
Albeni_Falls_HY_1_HY | Albeni Falls HY 1 HY | Albeni Falls HY 1 HY | 14 | 1955-12-01 | 2050-12-01 | BPAT | AlbeniFalls1 | 2024-11-07 | BPAT | Hydro | Hydro |  | Albeni Falls | 1
Albeni_Falls_HY_2_HY | Albeni Falls HY 2 HY | Albeni Falls HY 2 HY | 14 | 1955-12-01 | 2050-12-01 | BPAT | AlbeniFalls2 | 2024-11-07 | BPAT | Hydro | Hydro |  | Albeni Falls | 2
Albeni_Falls_HY3_HY | Albeni Falls HY3 HY | Albeni Falls HY3 HY | 14 | 1955-12-01 | 2050-12-01 | BPAT | AlbeniFalls3 | 2024-11-07 | BPAT | Hydro | Hydro |  | Albeni Falls | 3
Albuquerque_PV_Reeves_Solar_PV_1_PV_NT | Albuquerque PV Reeves Solar PV 1 PV-NT | Albuquerque PV Reeves Solar PV 1 PV-NT | 2 | 2011-04-01 | 2041-04-01 | PNM | Albuquerque_PV | 2024-11-07 | PNM_EPE | Solar_Fixed | Solar |  | Albuquerque Solar Energy Center |  |  |  | SOLARV2025J_FIXED__NM_ALBUQUERQUE
Alcova_1_HY | Alcova 1 HY | Alcova 1 HY | 20.69 | 1955-07-01 | 2050-12-01 | WACM | Alcova_1 | 2024-11-07 | WACM | Hydro | Hydro |  | Alcova | 1
Alcova_2_HY | Alcova 2 HY | Alcova 2 HY | 20.69 | 1955-07-01 | 2050-12-01 | WACM | Alcova_2 | 2024-11-07 | WACM | Hydro | Hydro |  | Alcova | 2
Alder_11_HY | Alder 11 HY | Alder 11 HY | 25 | 1947-05-01 | 2050-12-01 | TPWR | Alder11 | 2024-11-07 | BPAT | Hydro | Hydro |  | Alder | 11
Alder_12_HY | Alder 12 HY | Alder 12 HY | 25 | 1945-12-01 | 2050-12-01 | TPWR | Alder12 | 2024-11-07 | BPAT | Hydro | Hydro |  | Alder | 12
Alkali_Solar_PV_NT | Alkali Solar PV-NT | Alkali Solar PV-NT | 10 | 2020-03-01 | 2050-12-01 | BPAT | AlkaliSolar | 2024-11-07 | BPAT | Solar_Fixed | Solar |  | Alkali Solar, LLC |  |  |  | SOLARV2025J_FIXED__WA_SEATTLE
Allison_Rd_Solar_Park_Agg_PV_NT | Allison Rd Solar Park Agg PV-NT | Allison Rd Solar Park Agg PV-NT | 8 | 2018-02-01 | 2043-06-01 | PNM | Allison_Rd_Solar_Park_Agg | 2024-11-07 | PNM_EPE | Solar_Fixed | Solar |  | City of Gallup Solar |  |  |  | SOLARV2025J_FIXED__NM_ALBUQUERQUE
Almond_Power_Plant_1_CS | Almond Power Plant 1 CS | Almond Power Plant 1 CS | 57.2 | 1996-05-01 | 2050-12-01 | NCNC | Almond_1 | 2024-11-07 | NCNC | CT | Peaker |  | Almond Power Plant | 1
Almond_Power_Plant_2_CT | Almond Power Plant 2 CT | Almond Power Plant 2 CT | 76.93 | 2012-07-01 | 2050-12-01 | NCNC | Almond_2_2 | 2024-11-07 | NCNC | CT | Peaker |  | Almond Power Plant | 2
Almond_Power_Plant_3_CT | Almond Power Plant 3 CT | Almond Power Plant 3 CT | 76.93 | 2012-07-01 | 2050-12-01 | NCNC | Almond_2_3 | 2024-11-07 | NCNC | CT | Peaker |  | Almond Power Plant | 3
Almond_Power_Plant_4_CT | Almond Power Plant 4 CT | Almond Power Plant 4 CT | 76.93 | 2012-07-01 | 2050-12-01 | NCNC | Almond_2_4 | 2024-11-07 | NCNC | CT | Peaker |  | Almond Power Plant | 4
Alta_Luna_1_PV_T | Alta Luna 1 PV-T | Alta Luna 1 PV-T | 25 | 2017-01-01 | 2042-01-01 | PNM | Alta_Luna_Solar | 2024-11-07 | PNM_EPE | Solar_1Axis | Solar |  | Alta Luna |  |  |  | SOLARV2025J_1AXIS__NM_ALBUQUERQUE
Altagas_Harmattan_Hmt1_1_GT | Altagas Harmattan Hmt1 1 GT | Altagas Harmattan Hmt1 1 GT | 15 | 2010-05-01 | 2050-12-01 | AESO | HARMATT9 | 2024-11-07 | BCHA_AESO | Cogen | CHP
Altagas_Harmattan_Hmt1_2_GT | Altagas Harmattan Hmt1 2 GT | Altagas Harmattan Hmt1 2 GT | 15 | 2012-05-01 | 2050-12-01 | AESO | HARMATT10 | 2024-11-07 | BCHA_AESO | CT | Peaker
Altagas_Harmattan_Hmt1_3_GT | Altagas Harmattan Hmt1 3 GT | Altagas Harmattan Hmt1 3 GT | 15 | 2015-02-01 | 2050-12-01 | AESO | HARMATT11 | 2024-11-07 | BCHA_AESO | CT | Peaker
Amalgamated_Sugar_Nampa_1_ST | Amalgamated Sugar Nampa 1 ST | Amalgamated Sugar Nampa 1 ST | 2.2 | 1948-10-01 | 2051-12-01 | IPTV |  |  | IPCO | Steam | ST |  | Amalgamated Sugar LLC Nampa | 2250
Amalgamated_Sugar_Nampa_2_ST | Amalgamated Sugar Nampa 2 ST | Amalgamated Sugar Nampa 2 ST | 6 | 1968-10-01 | 2051-12-01 | IPTV |  |  | IPCO | Steam | ST |  | Amalgamated Sugar LLC Nampa | 6500
Amazon_PV_Agg_PV_NT | Amazon PV Agg PV-NT | Amazon PV Agg PV-NT | 30.9 | 2018-08-01 | 2051-12-01 | NCNC | AmazonPVAgg | 2024-11-07 | NCNC | Solar_Fixed | Solar | [5 empty] | SOLARV2025J_FIXED__CA_SACRAMENTO
American_Falls_1_HY | American Falls 1 HY | American Falls 1 HY | 30.78 | 1978-07-01 | 2050-12-01 | IPFE | AmericanFalls1 | 2024-11-07 | IPCO | Hydro | Hydro |  | American Falls | 1
American_Falls_2_HY | American Falls 2 HY | American Falls 2 HY | 30.78 | 1978-06-01 | 2050-12-01 | IPFE | AmericanFalls2 | 2024-11-07 | IPCO | Hydro | Hydro |  | American Falls | 2
American_Falls_3_HY | American Falls 3 HY | American Falls 3 HY | 30.78 | 1978-03-01 | 2050-12-01 | IPFE | AmericanFalls3 | 2024-11-07 | IPCO | Hydro | Hydro |  | American Falls | 3
American_Falls_Solar_1_PV_T | American Falls Solar 1 PV-T | American Falls Solar 1 PV-T | 20 | 2016-12-01 | 2051-12-01 | IPFE | American_Falls_Solar_I | 2024-11-07 | IPCO | Solar_1Axis | Solar |  | American Falls Solar |  |  |  | SOLARV2025J_1AXIS__UT_SALTLAKECITY
American_Falls_Solar_II_1_PV_T | American Falls Solar II 1 PV-T | American Falls Solar II 1 PV-T | 20 | 2016-12-01 | 2050-12-01 | IPFE |  |  | IPCO | Solar_1Axis | Solar |  | American Falls Solar II | IPAF2 |  |  | SOLARV2025J_1AXIS__UT_SALTLAKECITY
Ames_1_HY | Ames 1 HY | Ames 1 HY | 3.6 | 2023-05-01 | 2050-12-01 | WACM | Ames_Hydro | 2024-11-07 | WACM | Hydro | Hydro |  | Ames Hydro
ANC_CAT02 | ANC CAT02 | ANC CAT02 | 6.3 | 2014-03-01 | 2050-12-01 | AESO |  |  | BCHA_AESO | ICE | Reciprocating_Engine
ANC_CAT03 | ANC CAT03 | ANC CAT03 | 6.3 | 2014-03-01 | 2050-12-01 | AESO |  |  | BCHA_AESO | ICE | Reciprocating_Engine
Anderson_Ranch_1_HY | Anderson Ranch 1 HY | Anderson Ranch 1 HY | 20 | 1983-09-01 | 2050-12-01 | IPTV | AndersonRanch1 | 2024-11-07 | IPCO | Hydro | Hydro |  | Anderson Ranch | 1
Anderson_Ranch_2_HY | Anderson Ranch 2 HY | Anderson Ranch 2 HY | 20 | 1983-09-01 | 2050-12-01 | IPTV | AndersonRanch2 | 2024-11-07 | IPCO | Hydro | Hydro |  | Anderson Ranch | 2
Angel_Fire_Solar_1_PV_T | Angel Fire Solar 1 PV-T | Angel Fire Solar 1 PV-T | 7.5 | 2021-10-01 | 2050-12-01 | PNM | Angel_Fire_Solar | 2024-11-07 | PNM_EPE | Solar_1Axis | Solar |  | Angel Fire Energy Facility | TMEF1 |  |  | SOLARV2025J_1AXIS__NM_ALBUQUERQUE
Angle_Fire_Storage_1_BA | Angle Fire Storage 1 BA | Angle Fire Storage 1 BA | 3.75 | 2021-10-01 | 2050-12-01 | PNM | Angle_Fire_Storage | 2024-11-07 | PNM_EPE | Battery_4h | Li-ion Battery |  | Angel Fire Energy Facility | BESS |  |  |  | 12 | 4
Antelope_Creek_Solar_LLC_PV_T | Antelope Creek Solar LLC PV-T | Antelope Creek Solar LLC PV-T | 2.3 | 2024-04-01 | 2044-04-01 | PACW |  |  | PACW | Solar_1Axis | Solar |  | Antelope Creek | PV1 |  |  | SOLARV2025J_1AXIS__OR_MEDFORD
Anticline_Wind_WT | Anticline Wind WT | Anticline Wind WT | 100.5 | 2024-12-01 | 2054-12-01 | PAWY |  |  | PACE | Wind | Wind |  | Anticline Wind | AC |  |  | WIND_V2025E_EIA_WYOMING
Apache_CC | Apache CC | Apache CC | 93.09 | 1963-02-01 | 2050-12-01 | WALC |  |  | WALC | CC | CCGT |  | Apache Station | ST1
Apache_Solar_1_PV_T | Apache Solar 1 PV-T | Apache Solar 1 PV-T | 20 | 2017-10-01 | 2050-12-01 | WALC | ApacheSolar | 2024-11-07 | WALC | Solar_1Axis | Solar |  | Apache Solar I | AEPS1 |  |  | SOLARV2025J_1AXIS_NV_CLARK_LASVEGAS_0
Apache_Station_GT2_GT | Apache Station GT2 GT | Apache Station GT2 GT | 20.39 | 1972-06-01 | 2050-12-01 | WALC | Apache_GT2 | 2024-11-07 | WALC | CT | Peaker |  | Apache Station | GT2
Apache_Station_GT3_GT | Apache Station GT3 GT | Apache Station GT3 GT | 78.7 | 1975-06-01 | 2050-12-01 | WALC | Apache_GT3 | 2024-11-07 | WALC | CT | Peaker |  | Apache Station | GT3
Apache_Station_GT4_GT | Apache Station GT4 GT | Apache Station GT4 GT | 60.5 | 2002-10-01 | 2050-12-01 | WALC | Apache_GT4 | 2024-11-07 | WALC | CT | Peaker |  | Apache Station | GT4
Apache_Station_ST2_ST | Apache Station ST2 ST | Apache Station ST2 ST | 204 | 1979-01-01 | 2050-12-01 | WALC | Apache_ST2 | 2024-11-07 | WALC | Steam | ST |  | Apache Station | ST2
Apache_Station_ST3_ST | Apache Station ST3 ST | Apache Station ST3 ST | 204 | 1979-09-01 | 2050-12-01 | WALC | Apache_ST3 | 2024-11-07 | WALC | Coal | Coal |  | Apache Station | ST3
Apex_Bethel_Energy_Center_1_IC | Apex Bethel Energy Center 1 IC | Apex Bethel Energy Center 1 IC | 19.5 | 2015-08-01 | 2040-08-01 | NEVP |  |  | NEVP | Solar_1Axis | Solar |  | Apex Solar PV Power Project | 1 |  |  | SOLARV2025J_1AXIS_NV_CLARK_LASVEGAS_0
Apex_CC1a | Apex CC1a | Apex CC1a | 397.95 | 2014-03-01 | 2050-12-01 | LADWP |  |  | LADWP | CC | CCGT |  | Apex Generating Station
Apex_CC1b | Apex CC1b | Apex CC1b | 168.08 | 2014-03-01 | 2050-12-01 | LADWP |  |  | LADWP | CC | CCGT
Apex_Lregf_1_GT | Apex Lregf 1 GT | Apex Lregf 1 GT | 12 | 2012-03-01 | 2032-12-01 | NEVP | ApexLREGF | 2024-11-07 | NEVP | Biogas | Biogas
Apex_Solar_1_OT | Apex Solar 1 OT | Apex Solar 1 OT | 80 | 2022-12-01 | 2050-12-01 | NWMT | Apex1PV80 | 2024-11-07 | NWMT_WAUW | Solar_Fixed | Solar |  | Apex Solar |  |  |  | SOLARV2025J_FIXED__UT_SALTLAKECITY
Apf_Athabasca_Afg1_1_ST | Apf Athabasca Afg1 1 ST | Apf Athabasca Afg1 1 ST | 41 | 2001-09-01 | 2050-12-01 | AESO | ALPAC1 | 2024-11-07 | BCHA_AESO | Biomass/Wood | Biomass
Apf_Athabasca_Afg1_2_ST | Apf Athabasca Afg1 2 ST | Apf Athabasca Afg1 2 ST | 41 | 2001-09-01 | 2050-12-01 | AESO | ALPAC2 | 2024-11-07 | BCHA_AESO | Biomass/Wood | Biomass
Apf_Athabasca_Afg1_3_GT | Apf Athabasca Afg1 3 GT | Apf Athabasca Afg1 3 GT | 17 | 2001-09-01 | 2050-12-01 | AESO | ALPAC3 | 2024-11-07 | BCHA_AESO | Biomass/Wood | Biomass
Apf_Athabasca_Afg1_4_ST | Apf Athabasca Afg1 4 ST | Apf Athabasca Afg1 4 ST | 32 | 2012-02-01 | 2050-12-01 | AESO | ALPAC4 | 2024-11-07 | BCHA_AESO | Biomass/Wood | Biomass
Appaloosa_Solar_I_Appaloosa_I_A_PV_T | Appaloosa Solar I Appaloosa I A PV-T | Appaloosa Solar I Appaloosa I A PV-T | 120 | 2023-09-01 | 2044-01-01 | PAUT | Appaloosa_Solar_I_LLC_Appaloosa_I_A | 2024-11-07 | PACE | Solar_1Axis | Solar |  | Appaloosa Solar I | AS1A |  |  | SOLARV2025J_1AXIS__UT_SALTLAKECITY
Appaloosa_Solar_I_Appaloosa_I_B_PV_T | Appaloosa Solar I Appaloosa I B PV-T | Appaloosa Solar I Appaloosa I B PV-T | 80 | 2023-09-01 | 2044-01-01 | PAUT | Appaloosa_Solar_I_LLC_Appaloosa_I_B | 2024-11-07 | PACE | Solar_1Axis | Solar |  | Appaloosa Solar I | AS1B |  |  | SOLARV2025J_1AXIS__UT_SALTLAKECITY
Aragonne_Mesa | Aragonne Mesa | Aragonne Mesa | 235 | 2006-12-01 | 2044-12-01 | PNM |  |  | PNM_EPE | Wind | Wind |  | Aragonne Wind LLC |  |  |  | WIND_V2025E_EIA_NEWMEXICO
Arapahoe_CC1a | Arapahoe CC1a | Arapahoe CC1a | 98.38 | 2000-06-01 | 2025-12-01 | PSCO |  |  | PSCO | CC | CCGT |  | Arapahoe Combustion Turbine Project | UN5
Arapahoe_CC1b | Arapahoe CC1b | Arapahoe CC1b | 46.6 | 2000-06-01 | 2025-12-01 | PSCO |  |  | PSCO | CC | CCGT |  | Arapahoe Combustion Turbine Project | UN6
Ardenville_Wind_Ard1_1_WT | Ardenville Wind Ard1 1 WT | Ardenville Wind Ard1 1 WT | 34 | 2010-11-01 | 2050-12-01 | AESO | ARD_G1 | 2024-11-07 | BCHA_AESO | Wind | Wind | [5 empty] | WIND_V2025E_EIA_OREGON
Ardenville_Wind_Ard1_2_WT | Ardenville Wind Ard1 2 WT | Ardenville Wind Ard1 2 WT | 34 | 2010-11-01 | 2050-12-01 | AESO | ARD_G2 | 2024-11-07 | BCHA_AESO | Wind | Wind | [5 empty] | WIND_V2025E_EIA_OREGON
Arlington_Community_Solar_PV_PV_NT | Arlington Community Solar PV PV-NT | Arlington Community Solar PV PV-NT | 0.5 | 2020-01-01 | 2050-12-01 | BPAT | ArlingtonCommunitySolar | 2024-11-07 | BPAT | Solar_Fixed | Solar |  | Arlington Microgrid |  |  |  | SOLARV2025J_FIXED__WA_SEATTLE
Arlington_Valley_CC1a | Arlington Valley CC1a | Arlington Valley CC1a | 515 | 2018-12-13 | 2050-12-31 | AZPS | Nov 2024 bl name is CAISO portion |  | AZPS | CC | CCGT |  | Arlington Valley Energy Facility | CTG1
Arlington_Valley_CC1b | Arlington Valley CC1b | Arlington Valley CC1b | 198 | 2002-07-01 | 2050-12-31 | AZPS | Nov 2024 bl name is CAISO portion |  | AZPS | CC | CCGT |  | Arlington Valley Energy Facility | CTG2
Arlington_Valley_Solar_Energy_II_AVSE3_PV | Arlington Valley Solar Energy II AVSE3 PV | Arlington Valley Solar Energy II AVSE3 PV | 28 | 2013-05-01 | 2051-12-01 | AZPS |  |  | AZPS | Solar_1Axis | Solar |  | Arlington Valley Solar Energy II | AVSE3 |  |  | SOLARV2025J_1AXIS__AZ_PHOENIX
Arlington_Valley_Solar_Energy_II_AVSE4_PV | Arlington Valley Solar Energy II AVSE4 PV | Arlington Valley Solar Energy II AVSE4 PV | 26 | 2013-08-01 | 2051-12-01 | AZPS |  |  | AZPS | Solar_1Axis | Solar |  | Arlington Valley Solar Energy II | AVSE4 |  |  | SOLARV2025J_1AXIS__AZ_PHOENIX
Arlington_Valley_Solar_Energy_II_AVSE5_PV | Arlington Valley Solar Energy II AVSE5 PV | Arlington Valley Solar Energy II AVSE5 PV | 28 | 2013-08-01 | 2051-12-01 | AZPS |  |  | AZPS | Solar_1Axis | Solar |  | Arlington Valley Solar Energy II | AVSE5 |  |  | SOLARV2025J_1AXIS__AZ_PHOENIX
Armstrong_Woodwaste_Co_Gen_1_ST | Armstrong Woodwaste Co Gen 1 ST | Armstrong Woodwaste Co Gen 1 ST | 20.39 | 2017-09-01 | 2050-12-01 | BCHA | Armstrong_Cogen | 2024-11-07 | BCHA_AESO | Biomass/Wood | Biomass
Arrow_Canyon_Solar_1_BA | Arrow Canyon Solar 1 BA | Arrow Canyon Solar 1 BA | 92 | 2022-12-01 | 2048-12-01 | NEVP | ArrowCanyonBattery | 2024-11-07 | NEVP | Battery_4h | Li-ion Battery |  | Arrow Canyon Solar Hybrid | 2 |  |  |  | 300 | 4
Arrow_Canyon_Solar_1_PV_T | Arrow Canyon Solar 1 PV-T | Arrow Canyon Solar 1 PV-T | 108 | 2022-12-01 | 2048-12-01 | NEVP | MoapaSolar | 2024-11-07 | NEVP | Solar_1Axis | Solar |  | Moapa Southern Paiute |  |  |  | SOLARV2025J_1AXIS_NV_CLARK_LASVEGAS_0
Arrow_Lakes_1_HY | Arrow Lakes 1 HY | Arrow Lakes 1 HY | 92.5 | 2002-02-01 | 2050-12-01 | BCHA | Arrow_Lake1 | 2024-11-07 | BCHA_AESO | Hydro | Hydro
Arrow_Lakes_2_HY | Arrow Lakes 2 HY | Arrow Lakes 2 HY | 92.5 | 2002-05-01 | 2050-12-01 | BCHA | Arrow_Lake2 | 2024-11-07 | BCHA_AESO | Hydro | Hydro
Arrowrock_1_HY | Arrowrock 1 HY | Arrowrock 1 HY | 7.5 | 2010-04-01 | 2050-12-01 | IPTV | Arrowrock_Boise_R_Diversion | 2024-11-07 | IPCO | Hydro | Hydro |  | Arrowrock Hydroelectric Project | 1 | 2
Arrowrock_2_HY | Arrowrock 2 HY | Arrowrock 2 HY | 7.5 | 2010-04-01 | 2051-12-31 | IPTV |  |  | IPCO | Hydro | Hydro
Arroyo_Storage_1_BA | Arroyo Storage 1 BA | Arroyo Storage 1 BA | 75 | 2022-10-01 | 2043-07-01 | PNM | Arroyo_Storage_1_1 | 2024-11-07 | PNM_EPE | Battery_4h | Li-ion Battery |  | Arroyo Solar Energy Storage Hybrid | ARESS |  |  |  | 300 | 4
Arroyo_Storage_1_2 | Arroyo Storage-1_2 | Arroyo Storage-1_2 | 75 | 2022-10-01 | 2043-07-01 | PNM |  |  | PNM_EPE | Battery_4h | Li-ion Battery |  | Arroyo Solar Energy Storage Hybrid | ARESS |  |  |  | 300 | 4
Arvada_1_GT | Arvada 1 GT | Arvada 1 GT | 7.2 | 2002-09-01 | 2050-12-01 | WACM | Arvada_1 | 2024-11-07 | WACM | CT | Peaker |  | Arvada | 1
Arvada_2_GT | Arvada 2 GT | Arvada 2 GT | 7.2 | 2002-09-01 | 2050-12-01 | WACM | Arvada_2 | 2024-11-07 | WACM | CT | Peaker |  | Arvada | 2
Ash_River_1_HY | Ash River 1 HY | Ash River 1 HY | 27 | 1958-12-01 | 2050-12-01 | BCHA | Ash_River_1 | 2024-11-07 | BCHA_AESO | Hydro | Hydro
Ashlu_Creek_1_HY | Ashlu Creek 1 HY | Ashlu Creek 1 HY | 18 | 2009-02-01 | 2055-12-01 | BCHA | Ashlu_Creek_1 | 2024-11-07 | BCHA_AESO | Hydro | Hydro
Ashlu_Creek_2_HY | Ashlu Creek 2 HY | Ashlu Creek 2 HY | 18 | 2009-02-01 | 2050-12-01 | BCHA | Ashlu_Creek_2 | 2024-11-07 | BCHA_AESO | Hydro | Hydro
Ashlu_Creek_3_HY | Ashlu Creek 3 HY | Ashlu Creek 3 HY | 18 | 2009-02-01 | 2050-12-01 | BCHA | Ashlu_Creek_3 | 2024-11-07 | BCHA_AESO | Hydro | Hydro
ATCO_Anderson_801S_DER_Solar_1_PV_NT | ATCO Anderson 801S DER Solar 1 PV-NT | ATCO Anderson 801S DER Solar 1 PV-NT | 13 | 2024-06-01 | 2051-12-01 | AESO |  |  | BCHA_AESO | Solar_Fixed | Solar | [5 empty] | SOLARV2025J_FIXED__WA_SEATTLE
ATCO_Bullpound_803S_DER_Solar_1_PV_NT | ATCO Bullpound 803S DER Solar 1 PV-NT | ATCO Bullpound 803S DER Solar 1 PV-NT | 14.3 | 2024-06-01 | 2051-12-01 | AESO |  |  | BCHA_AESO | Solar_Fixed | Solar | [5 empty] | SOLARV2025J_FIXED__WA_SEATTLE
ATCO_Ethel_Lake_717S_DER_Wasteheat_1_GT | ATCO Ethel Lake 717S DER Wasteheat 1 GT | ATCO Ethel Lake 717S DER Wasteheat 1 GT | 19 | 2024-09-01 | 2051-12-01 | AESO | Ethel_Lake_717S_DER_Wasteheat | 2024-11-07 | BCHA_AESO | Steam | ST
Atrisco_Solar_1_PV_T | Atrisco Solar 1 PV-T | Atrisco Solar 1 PV-T | 300 | 2024-06-01 | 2044-08-01 | PNM | Atrisco_Solar_1 | 2024-11-07 | PNM_EPE | Solar_1Axis | Solar |  | Atrisco Solar LLC | ATRPV |  |  | SOLARV2025J_1AXIS__NM_ALBUQUERQUE
Atrisco_Storage_1_BA | Atrisco Storage 1 BA | Atrisco Storage 1 BA | 300 | 2024-06-01 | 2044-04-01 | PNM | Atrisco_Storage_11BA150 | 2024-11-07 | PNM_EPE | Battery_4h | Li-ion Battery |  | Atrisco Energy Storage | ATRES |  |  |  | 600 | 4
Auburn_Solar_1_PV | Auburn Solar 1 PV | Auburn Solar 1 PV | 2.97 | 2023-12-01 | 2051-12-01 | PortlandGE |  |  | PortlandGE | Solar_1Axis | Solar |  | Auburn Solar LLC (CSG) | PV1 |  |  | SOLARV2025J_1AXIS__OR_PORTLAND
Ava_Hy_Agg_Stevens_Co_1_HY | Ava Hy Agg Stevens Co 1 HY | Ava Hy Agg Stevens Co 1 HY | 1.72 | 2022-10-01 | 2050-12-01 | AVA | AVA_HY_Agg_Stevens_Co_1 | 2024-11-07 | BPAT | Hydro | Hydro
Avalon_I_1_PV_T | Avalon I 1 PV-T | Avalon I 1 PV-T | 29 | 2014-12-01 | 2034-12-01 | TEPC |  |  | TEPC | Solar_1Axis | Solar |  | Avalon Solar | AS |  |  | SOLARV2025J_1AXIS__AZ_TUCSON
Avalon_Solar_II_1_PV_T | Avalon Solar II 1 PV-T | Avalon Solar II 1 PV-T | 16 | 2016-03-01 | 2036-03-01 | TEPC | Avalon_Solar_II | 2024-11-07 | TEPC | Solar_Fixed | Solar |  | Avalon Solar II | ASII |  |  | SOLARV2025J_FIXED__AZ_TUCSON
Avra_Valley_Nrg_Solar_Maran_1_PV_NT | Avra Valley Nrg Solar Maran 1 PV-NT | Avra Valley Nrg Solar Maran 1 PV-NT | 25 | 2012-12-01 | 2032-12-01 | TEPC | NRG_Avra_Valley | 2024-11-07 | TEPC | Solar_1Axis | Solar |  | Avra Valley Solar | 1 |  |  | SOLARV2025J_1AXIS__AZ_TUCSON
Axial_Basin_1_PV_T | Axial Basin 1 PV-T | Axial Basin 1 PV-T | 145 | 2024-12-01 | 2054-12-01 | WACM |  |  | WACM | Solar_1Axis | Solar |  | Axial Basin Solar | CO505 |  |  | SOLARV2025J_1AXIS__CO_DENVER
Axium_Modesto_Solar_1_PV_T | Axium Modesto Solar 1 PV-T | Axium Modesto Solar 1 PV-T | 25 | 2012-07-01 | 2037-03-01 | NCNC | K_Road_Modesto | 2024-11-07 | NCNC | Solar_1Axis | Solar |  | Axium Modesto Solar |  |  |  | SOLARV2025J_1AXIS__CA_ALMANOR
AZPS_PV_Agg_Maricopa_Co_2_HY | AZPS PV Agg Maricopa Co 2 HY | AZPS PV Agg Maricopa Co 2 HY | 4 | 2003-11-01 | 2050-12-01 | SRP | AZPS_PV_Agg_Maricopa_Co_2 | 2024-11-07 | SRP | Hydro | Hydro
Babacomari_North_1_PV_T | Babacomari North 1 PV-T | Babacomari North 1 PV-T | 160 | 2022-12-01 | 2043-12-01 | TEPC | Babacomari_North | 2024-11-07 | TEPC | Solar_1Axis | Solar |  | Babacomari Solar |  |  |  | SOLARV2025J_1AXIS__AZ_TUCSON
Babbit_Ranch_1_WT | Babbit Ranch 1 WT | Babbit Ranch 1 WT | 163 | 2023-12-01 | 2053-12-01 | AZPS | Babbit_Ranch | 2024-11-07 | AZPS | Wind | Wind |  | Babbitt Ranch Energy Center |  |  |  | WIND_V2025E_EIA_ARIZONA
Badger_1_PV | Badger 1 PV | Badger 1 PV | 7.5 | 1991-04-01 | 2050-12-01 | AZPS | Badger | 2024-11-07 | AZPS | Solar_1Axis | Solar |  | Badger 1 |  |  |  | SOLARV2025J_1AXIS__AZ_PHOENIX
Bagdad_1_PV | Bagdad 1 PV | Bagdad 1 PV | 15 | 2011-12-01 | 2050-12-01 | AZPS | Bagdad | 2024-11-07 | AZPS | Solar_1Axis | Solar |  | RE Bagdad Solar I LLC |  |  |  | SOLARV2025J_1AXIS__AZ_PHOENIX
Baja_CA_CC3 | Baja CA CC3 | Baja CA CC3 | 324 | 2017-01-01 | 2050-12-01 | CFE |  |  | CFE | CC | CCGT
Baja_California_II_Tg_Fase_I_4_GT | Baja California II Tg Fase I 4 GT | Baja California II Tg Fase I 4 GT | 45 | 2014-01-01 | 2050-12-01 | CFE | Baja_CA_II_GT_1_1 | 2024-11-07 | CFE | CT | Peaker
Baja_California_II_Tg_Fase_I_5_GT | Baja California II Tg Fase I 5 GT | Baja California II Tg Fase I 5 GT | 45 | 2014-01-01 | 2050-12-01 | CFE | Baja_CA_II_GT_1_2 | 2024-11-07 | CFE | CT | Peaker
Baja_California_II_Tg_Fase_I_6_GT | Baja California II Tg Fase I 6 GT | Baja California II Tg Fase I 6 GT | 45 | 2014-01-01 | 2050-12-01 | CFE | Baja_CA_II_GT_1_3 | 2024-11-07 | CFE | CT | Peaker
Bakeoven_II_Daybreak_Solar_PV_T | Bakeoven II Daybreak Solar PV-T | Bakeoven II Daybreak Solar PV-T | 140 | 2023-08-01 | 2050-12-01 | BPAT | BakeovenIISolar | 2024-11-07 | BPAT | Solar_1Axis | Solar | [5 empty] | SOLARV2025J_1AXIS__OR_PORTLAND
Bakeoven_Solar_PV_T | Bakeoven Solar PV-T | Bakeoven Solar PV-T | 60 | 2022-12-01 | 2050-12-01 | BPAT | BakeovenSolar | 2024-11-07 | BPAT | Solar_1Axis | Solar |  | Bakeoven Solar |  |  |  | SOLARV2025J_1AXIS__OR_PORTLAND
Baker_Solar_Center_1_PV_NT | Baker Solar Center 1 PV-NT | Baker Solar Center 1 PV-NT | 15 | 2020-02-01 | 2050-12-01 | IPTV | Baker_Solar_Center | 2024-11-07 | IPCO | Solar_Fixed | Solar |  | Baker City Solar |  |  |  | SOLARV2025J_FIXED__OR_MEDFORD
Baldock_Solar_Highway_1_PV_NT | Baldock Solar Highway 1 PV-NT | Baldock Solar Highway 1 PV-NT | 1.7 | 2012-01-01 | 2050-12-01 | PortlandGE | BaldockSolarHighwayPV | 2024-11-07 | PortlandGE | Solar_Fixed | Solar |  | Baldock Solar Highway |  |  |  | SOLARV2025J_FIXED__OR_PORTLAND
Ballston_Solar_1_PV_NT | Ballston Solar 1 PV-NT | Ballston Solar 1 PV-NT | 2.2 | 2018-12-01 | 2050-12-01 | PortlandGE | BallstonSolarLLCBSPV1 | 2024-11-07 | PortlandGE | Solar_Fixed | Solar |  | Ballston Solar LLC |  |  |  | SOLARV2025J_FIXED__OR_PORTLAND
BalzacCC_Total | BalzacCC-Total | BalzacCC-Total | 120 | 2001-10-01 | 2050-12-01 | AESO |  |  | BCHA_AESO | CC | CCGT
Banc_Hy_Agg_1_HY | Banc Hy Agg 1 HY | Banc Hy Agg 1 HY | 2.9 | 2022-10-01 | 2051-12-01 | NCNC | BANC_HY_Agg_1 | 2024-11-07 | NCNC | Hydro | Hydro
Banc_PV_NT_Agg_Sac_Co_1_PV_NT | Banc PV-NT Agg Sac Co 1 PV-NT | Banc PV-NT Agg Sac Co 1 PV-NT | 28.1 | 2018-05-01 | 2051-12-01 | NCNC | BANCPVNTAggSacCo1 | 2024-11-07 | NCNC | Solar_Fixed | Solar | [5 empty] | SOLARV2025J_FIXED__CA_SACRAMENTO
Bangor_Submarine_Base_IC | Bangor Submarine Base IC | Bangor Submarine Base IC | 9 | 2001-12-01 | 2050-12-01 | BPAT | BangorSubmarineBase1 | 2024-11-07 | BPAT | ICE | Reciprocating_Engine
Bangor_Submarine_Base_IC2_IC | Bangor Submarine Base IC2 IC | Bangor Submarine Base IC2 IC | 10 | 2001-12-01 | 2050-12-01 | BPAT | BangorSubmarineBase2 | 2024-11-07 | BPAT | ICE | Reciprocating_Engine
Bannock_County_Landfill_1_IC | Bannock County Landfill 1 IC | Bannock County Landfill 1 IC | 3.2 | 2014-05-01 | 2050-12-01 | IPMV | Bannock_County_Landfill | 2024-11-07 | IPCO | Biogas | Biogas |  | Bannock County LFG to Energy | GEN1
Bantry_Alp1_1_GT | Bantry Alp1 1 GT | Bantry Alp1 1 GT | 7 | 1985-01-01 | 2050-12-01 | AESO |  |  | BCHA_AESO | CT | Peaker
Barber_Creek_1_GT | Barber Creek 1 GT | Barber Creek 1 GT | 7.2 | 2008-07-01 | 2050-12-01 | WACM | Barber_Creek_1 | 2024-11-07 | WACM | CT | Peaker |  | Barber Creek | 1
Barber_Creek_2_GT | Barber Creek 2 GT | Barber Creek 2 GT | 7.2 | 2002-09-01 | 2050-12-01 | WACM | Barber_Creek_2 | 2024-11-07 | WACM | CT | Peaker |  | Barber Creek | 2
Barber_Creek_3_GT | Barber Creek 3 GT | Barber Creek 3 GT | 7.2 | 2002-09-01 | 2050-12-01 | WACM | Barber_Creek_3 | 2024-11-07 | WACM | CT | Peaker |  | Barber Creek | 3
Barber_Dam_1_HY | Barber Dam 1 HY | Barber Dam 1 HY | 4.09 | 1990-08-01 | 2050-12-01 | IPTV | BarberDamGEN1 | 2024-11-07 | IPCO | Hydro | Hydro |  | Barber Dam
Barlow_Solar_Bls1_1_PV_NT | Barlow Solar Bls1 1 PV-NT | Barlow Solar Bls1 1 PV-NT | 27 | 2022-12-01 | 2054-12-01 | AESO |  |  | BCHA_AESO | Solar_Fixed | Solar | [5 empty] | SOLARV2025J_FIXED__WA_SEATTLE
Barr_Creek_1_HY | Barr Creek 1 HY | Barr Creek 1 HY | 2.25 | 2012-01-01 | 2050-12-01 | BCHA | Barr_Creek_1 | 2024-11-07 | BCHA_AESO | Hydro | Hydro
Barr_Creek_2_HY | Barr Creek 2 HY | Barr Creek 2 HY | 2.25 | 2012-01-01 | 2050-12-01 | BCHA | Barr_Creek_2 | 2024-11-07 | BCHA_AESO | Hydro | Hydro
Base_Plant_Scr1_1_CT | Base Plant Scr1 1 CT | Base Plant Scr1 1 CT | 17 | 2000-03-01 | 2054-12-01 | AESO |  |  | BCHA_AESO | CT | Peaker
Base_Plant_Scr1_2_CT | Base Plant Scr1 2 CT | Base Plant Scr1 2 CT | 33 | 2000-03-01 | 2054-12-01 | AESO |  |  | BCHA_AESO | CT | Peaker
Basin_Creek_1_IC | Basin Creek 1 IC | Basin Creek 1 IC | 6 | 2006-05-01 | 2050-12-01 | NWMT | BasinCreek1 | 2024-11-07 | NWMT_WAUW | ICE | Reciprocating_Engine |  | Basin Creek Plant | 1
Basin_Creek_2_IC | Basin Creek 2 IC | Basin Creek 2 IC | 6 | 2006-05-01 | 2050-12-01 | NWMT | BasinCreek2 | 2024-11-07 | NWMT_WAUW | ICE | Reciprocating_Engine |  | Basin Creek Plant | 2
Basin_Creek_3_IC | Basin Creek 3 IC | Basin Creek 3 IC | 6 | 2006-05-01 | 2050-12-01 | NWMT | BasinCreek3 | 2024-11-07 | NWMT_WAUW | ICE | Reciprocating_Engine |  | Basin Creek Plant | 3
Basin_Creek_4_IC | Basin Creek 4 IC | Basin Creek 4 IC | 6 | 2006-05-01 | 2050-12-01 | NWMT | BasinCreek4 | 2024-11-07 | NWMT_WAUW | ICE | Reciprocating_Engine |  | Basin Creek Plant | 4
Basin_Creek_5_IC | Basin Creek 5 IC | Basin Creek 5 IC | 6 | 2006-05-01 | 2050-12-01 | NWMT | BasinCreek5 | 2024-11-07 | NWMT_WAUW | ICE | Reciprocating_Engine |  | Basin Creek Plant | 5
Basin_Creek_6_IC | Basin Creek 6 IC | Basin Creek 6 IC | 6 | 2006-05-01 | 2050-12-01 | NWMT | BasinCreek6 | 2024-11-07 | NWMT_WAUW | ICE | Reciprocating_Engine |  | Basin Creek Plant | 6
Basin_Creek_7_IC | Basin Creek 7 IC | Basin Creek 7 IC | 6 | 2006-05-01 | 2050-12-01 | NWMT | BasinCreek7 | 2024-11-07 | NWMT_WAUW | ICE | Reciprocating_Engine |  | Basin Creek Plant | 7
Basin_Creek_8_IC | Basin Creek 8 IC | Basin Creek 8 IC | 6 | 2006-05-01 | 2050-12-01 | NWMT | BasinCreek8 | 2024-11-07 | NWMT_WAUW | ICE | Reciprocating_Engine |  | Basin Creek Plant | 8
Basin_Creek_9_IC | Basin Creek 9 IC | Basin Creek 9 IC | 6 | 2006-05-01 | 2050-12-01 | NWMT | BasinCreek9 | 2024-11-07 | NWMT_WAUW | ICE | Reciprocating_Engine |  | Basin Creek Plant | 9
Bassano_435S_Der_Solar_1_PV_NT | Bassano 435S Der Solar 1 PV-NT | Bassano 435S Der Solar 1 PV-NT | 10 | 2023-02-01 | 2050-12-01 | AESO |  |  | BCHA_AESO | Solar_1Axis | Solar | [5 empty] | SOLARV2025J_1AXIS__WA_SEATTLE
Battle_Mountain_Solar_1_PV_T | Battle Mountain Solar 1 PV-T | Battle Mountain Solar 1 PV-T | 101 | 2021-06-01 | 2046-12-01 | NEVP | Battle_Mountain_Solar | 2024-11-07 | NEVP | Solar_1Axis | Solar |  | Battle Mountain Solar Project | BMSP |  |  | SOLARV2025J_1AXIS_NV_CLARK_LASVEGAS_0
Battle_Mountain_Solar_Project_BmBS_BA | Battle Mountain Solar Project BmBS BA | Battle Mountain Solar Project BmBS BA | 25 | 2021-06-01 | 2046-12-01 | NEVP | BattleMountainSolarBattery | 2024-11-07 | NEVP | Battery_4h | Li-ion Battery |  | Battle Mountain Solar Project | BMBS |  |  |  | 100 | 4
Battle_River_4_Br4_4_ST | Battle River 4 Br4 4 ST | Battle River 4 Br4 4 ST | 155 | 1975-01-01 | 2050-12-01 | AESO | Battle_River_4 | 2024-11-07 | BCHA_AESO | Coal | Coal
Battle_River_5_BR5_5_ST | Battle River 5 (BR5) 5 ST | Battle River 5 (BR5) 5 ST | 395 | 1981-01-01 | 2051-12-01 | AESO |  |  | BCHA_AESO | Steam | ST
Bcha_Hy_Agg_1_HY | Bcha Hy Agg 1 HY | Bcha Hy Agg 1 HY | 0.16 | 1988-01-01 | 2050-12-01 | BCHA | BCHA_Hydro | 2024-11-07 | BCHA_AESO | Hydro | Hydro
Beacon_Battery_Energy_Storage_1_BA | Beacon Battery Energy Storage 1 BA | Beacon Battery Energy Storage 1 BA | 20 | 2018-08-01 | 2051-12-01 | LADWP | BeaconBatteryEnergyStorage | 2024-11-07 | LADWP | Battery_4h | Li-ion Battery |  | Beacon BESS 1 | BCNB1 |  |  |  | 80 | 4
Beacon_Solar_Project1PV_NT250 | Beacon Solar Project1PV-NT250 | Beacon Solar Project1PV-NT250 | 250 | 2012-06-01 | 2050-12-01 | LADWP | Beacon_Solar_Project | 2024-11-07 | LADWP | Solar_Fixed | Solar |  | Hecate Energy Beacon Solar 1 |  |  |  | SOLARV2025J_FIXED_CA_KERN_ROSAMOND_0
Bear_Creek_Solar_Center_LLCPV_T | Bear Creek Solar Center LLCPV-T | Bear Creek Solar Center LLCPV-T | 10 | 2018-09-01 | 2036-10-01 | PACW | BearCreekSolarCtr | 2024-11-07 | PACW | Solar_Fixed | Solar |  | Bear Creek Solar Center | BCRSC |  |  | SOLARV2025J_FIXED__OR_MEDFORD
BearCreekCC_Total | BearCreekCC-Total | BearCreekCC-Total | 100 | 2002-12-01 | 2050-12-01 | AESO |  |  | BCHA_AESO | Cogen | CHP
BearMountain_BC | BearMountain_BC | BearMountain_BC | 102 | 2009-10-01 | 2050-12-01 | BCHA |  |  | BCHA_AESO | Wind | Wind | [5 empty] | WIND_V2025E_ONSHORE_BCPEACERIVER_TRANSFORM
Beaver_8_GT | Beaver 8 GT | Beaver 8 GT | 24.5 | 1999-09-01 | 2050-12-01 | PortlandGE | Beaver8 | 2024-11-07 | PortlandGE | CT | Peaker |  | Beaver | 8
Beaver_CC1a | Beaver CC1a | Beaver CC1a | 292.36 | 1974-08-01 | 2050-12-01 | PortlandGE |  |  | PortlandGE | CC | CCGT |  | Beaver | 1
Beaver_CC1b | Beaver CC1b | Beaver CC1b | 124 | 1974-08-01 | 2050-12-01 | PortlandGE |  |  | PortlandGE | CC | CCGT
Beaver_CC1c | Beaver CC1c | Beaver CC1c | 124 | 1974-08-01 | 2050-12-01 | PortlandGE |  |  | PortlandGE | CC | CCGT
Beaver_Creek_1_WT | Beaver Creek 1 WT | Beaver Creek 1 WT | 248 | 2025-03-01 | 2051-12-01 | NWMT |  |  | NWMT_WAUW | Wind | Wind |  | Beaver Creek Wind Facility | BCW1 |  |  | WIND_V2025E_EIA_IDAHO
Beaver_Creek_PP | Beaver Creek PP | Beaver Creek PP | 5 | 1983-12-01 | 2050-12-01 | WACM |  |  | WACM | CT | Peaker |  | Beaver Creek Gas Plant | 1 | 2
Bellevue_Solar_Project_1_PV_NT | Bellevue Solar Project 1 PV-NT | Bellevue Solar Project 1 PV-NT | 1.4 | 2011-10-01 | 2050-12-01 | PortlandGE | BellevueSolarINV1 | 2024-11-07 | PortlandGE | Solar_Fixed | Solar |  | Bellevue Solar Project |  |  |  | SOLARV2025J_FIXED__OR_PORTLAND
Bellshill_BHL1_ | Bellshill (BHL1) | Bellshill (BHL1) | 2.5 | 2019-01-01 | 2050-12-01 | AESO | Bellshill_BHL1 | 2024-11-07 | BCHA_AESO | CT | Peaker
Bellshill_BHL1_CT | Bellshill BHL1 CT | Bellshill BHL1 CT | 2.5 | 2019-07-01 | 2050-12-01 | AESO | Saddle_Hills_SDH1 | 2024-11-07 | BCHA_AESO | CT | Peaker
Ben_French_1_IC | Ben French 1 IC | Ben French 1 IC | 2 | 1965-07-01 | 2050-12-01 | WACM | Ben_French_ICE_1_5 | 2024-11-07 | WACM | ICE | Reciprocating_Engine
Ben_French_2_IC | Ben French 2 IC | Ben French 2 IC | 2 | 1965-07-01 | 2051-12-01 | WACM |  |  | WACM | ICE | Reciprocating_Engine
Ben_French_3_IC | Ben French 3 IC | Ben French 3 IC | 2 | 1965-07-01 | 2051-12-01 | WACM |  |  | WACM | ICE | Reciprocating_Engine
Ben_French_4_IC | Ben French 4 IC | Ben French 4 IC | 2 | 1965-07-01 | 2051-12-01 | WACM |  |  | WACM | ICE | Reciprocating_Engine
Ben_French_5_IC | Ben French 5 IC | Ben French 5 IC | 2 | 1965-07-01 | 2051-12-01 | WACM |  |  | WACM | ICE | Reciprocating_Engine
Ben_French_Ct_1_GT | Ben French Ct 1 GT | Ben French Ct 1 GT | 25 | 1977-07-01 | 2050-12-01 | WACM | Ben_French_GT1 | 2024-11-07 | WACM | CT | Peaker
Ben_French_Ct_2_GT | Ben French Ct 2 GT | Ben French Ct 2 GT | 25 | 1977-08-01 | 2050-12-01 | WACM | Ben_French_GT2 | 2024-11-07 | WACM | CT | Peaker
Ben_French_Ct_3_GT | Ben French Ct 3 GT | Ben French Ct 3 GT | 25 | 1978-06-01 | 2050-12-01 | WACM | Ben_French_GT3 | 2024-11-07 | WACM | CT | Peaker
Ben_French_Ct_4_GT | Ben French Ct 4 GT | Ben French Ct 4 GT | 25 | 1979-06-01 | 2050-12-01 | WACM | Ben_French_GT4 | 2024-11-07 | WACM | CT | Peaker
Bend_1_HY | Bend 1 HY | Bend 1 HY | 0.2 | 2025-05-01 | 2040-12-01 | PACW | Bend1 | 2024-11-07 | PACW | Hydro | Hydro |  | Bend | 2
Bend_2_HY | Bend 2 HY | Bend 2 HY | 0.4 | 1916-01-03 | 2040-12-31 | PACW |  |  | PACW | Hydro | Hydro
Bend_3_HY | Bend 3 HY | Bend 3 HY | 0.6 | 1917-01-03 | 2040-12-31 | PACW |  |  | PACW | Hydro | Hydro
Bennett_Creek_1_WT | Bennett Creek 1 WT | Bennett Creek 1 WT | 21 | 2008-06-01 | 2050-12-01 | IPTV | BennettCreek | 2024-11-07 | IPCO | Wind | Wind |  | Bennett Creek Windfarm LLC - Mountain Home |  |  |  | WIND_V2025E_EIA_IDAHO
Bennett_Creek_Hot_Springs_WT | Bennett Creek Hot Springs WT | Bennett Creek Hot Springs WT | 21 | 2008-12-01 | 2051-12-01 | IPTV |  |  | IPCO | Wind | Wind |  | Bennett Creek Windfarm LLC - Mountain Home | 1 |  |  | WIND_V2025E_EIA_IDAHO
Bennett_Mtn_1_GT | Bennett Mtn 1 GT | Bennett Mtn 1 GT | 172.8 | 2005-04-01 | 2050-12-01 | IPTV | BennettMountain | 2024-11-07 | IPCO | CT | Peaker |  | Bennett Mountain
Benson_Creek_Wind_OR_1_WT | Benson Creek Wind OR 1 WT | Benson Creek Wind OR 1 WT | 10 | 2016-12-01 | 2050-12-01 | IPTV | Benson_Creek_Wind_OR | 2024-11-07 | IPCO | Wind | Wind |  | Benson Creek Windfarm (Burnt River) |  |  |  | WIND_V2025E_EIA_OREGON
Beowawe_2_ST | Beowawe 2 ST | Beowawe 2 ST | 3.6 | 2011-02-01 | 2024-12-01 | NEVP |  |  | NEVP | Geothermal | Geothermal |  | Beowawe | GEN2
Beowawe_Repower_1_BT | Beowawe Repower 1 BT | Beowawe Repower 1 BT | 20 | 2025-01-01 | 2053-12-01 | NEVP |  |  | NEVP | Geothermal | Geothermal |  | Beowawe | OEC1
Beryl_Solar_Bsp1_PV_T | Beryl Solar Bsp1 PV-T | Beryl Solar Bsp1 PV-T | 3 | 2015-08-01 | 2035-07-01 | PAUT | Beryl_Solar_LLC | 2024-11-07 | PACE | Solar_1Axis | Solar |  | Beryl Solar Plant |  |  |  | SOLARV2025J_1AXIS__UT_SALTLAKECITY
BHCE_100_MW_Wind_WT | BHCE 100 MW Wind WT | BHCE 100 MW Wind WT | 100 | 2026-01-01 | 2051-12-01 | BPAT |  |  | BPAT | Wind | Wind | [5 empty] | WIND_V2025E_EIA_OREGON
BHCE_250_MW_Solar_PV | BHCE 250 MW Solar PV | BHCE 250 MW Solar PV | 250 | 2026-01-01 | 2051-12-01 | PSCO |  |  | PSCO | Solar_Fixed | Solar | [5 empty] | SOLARV2025J_FIXED__CO_DENVER
BHCE_50_MW_Storage_BA | BHCE 50 MW Storage BA | BHCE 50 MW Storage BA | 50 | 2026-01-01 | 2051-12-01 | PSCO |  |  | PSCO | Battery_4h | Li-ion Battery | [6 empty] | 200 | 4
Big_Cliff_HY_1_HY | Big Cliff HY 1 HY | Big Cliff HY 1 HY | 18 | 1954-08-01 | 2050-12-01 | BPAT | Big_Cliff_1 | 2024-11-07 | BPAT | Hydro | Hydro
Big_Fork_1_HY | Big Fork 1 HY | Big Fork 1 HY | 1.7 | 1927-01-01 | 2053-12-01 | PACW | Big_Fork1HY1_70 | 2024-11-07 | PACW | Hydro | Hydro |  | Big Fork | 1
Big_Fork_2_HY | Big Fork 2 HY | Big Fork 2 HY | 1.7 | 1928-12-01 | 2053-12-01 | PACW | Big_Fork2HY1_70 | 2024-11-07 | PACW | Hydro | Hydro |  | Big Fork | 2
Big_Fork_3_HY | Big Fork 3 HY | Big Fork 3 HY | 0.75 | 2023-08-01 | 2053-12-01 | PACW | Big_Fork3HY_75 | 2024-11-07 | PACW | Hydro | Hydro |  | Big Fork | 3
Big_Horn_Wind_1 | Big Horn Wind 1 | Big Horn Wind 1 | 199.5 | 2006-10-01 | 2050-12-01 | BPAT | Big_Horn_Wind_1_2 | 2024-11-07 | BPAT | Wind | Wind |  | Big Horn Wind Project |  |  |  | WIND_V2025E_EIA_OREGON
Big_Horn_Wind_2 | Big Horn Wind 2 | Big Horn Wind 2 | 50 | 2010-10-01 | 2050-12-01 | BPAT |  |  | BPAT | Wind | Wind |  | Big Horn Wind II | 1 |  |  | WIND_V2025E_EIA_OREGON
Big_Pine_1_HY | Big Pine 1 HY | Big Pine 1 HY | 3.2 | 1925-01-01 | 2050-12-01 | LADWP | Big_Pine | 2024-11-07 | LADWP | Hydro | Hydro |  | Big Pine Creek | 1
Big_Silver_1_HY | Big Silver 1 HY | Big Silver 1 HY | 11 | 2016-07-01 | 2056-07-01 | BCHA | BigSilver1 | 2024-11-07 | BCHA_AESO | Hydro | Hydro
Big_Silver_2_HY | Big Silver 2 HY | Big Silver 2 HY | 11 | 2016-07-01 | 2056-07-01 | BCHA | BigSilver2 | 2024-11-07 | BCHA_AESO | Hydro | Hydro
Big_Silver_3_HY | Big Silver 3 HY | Big Silver 3 HY | 11 | 2016-07-01 | 2056-07-01 | BCHA | BigSilver3 | 2024-11-07 | BCHA_AESO | Hydro | Hydro
Big_Silver_4_HY | Big Silver 4 HY | Big Silver 4 HY | 11 | 2016-07-01 | 2056-07-01 | BCHA | BigSilver4 | 2024-11-07 | BCHA_AESO | Hydro | Hydro
Big_Sky_Solar_1_PV_NT | Big Sky Solar 1 PV-NT | Big Sky Solar 1 PV-NT | 120 | 2024-01-01 | 2054-12-31 | AESO |  |  | BCHA_AESO | Solar_Fixed | Solar | [5 empty] | SOLARV2025J_FIXED__WA_SEATTLE
Big_Thompson_1_HY | Big Thompson 1 HY | Big Thompson 1 HY | 4.5 | 1959-04-01 | 2050-12-01 | WACM | BigThompson | 2024-11-07 | WACM | Hydro | Hydro |  | Big Thompson
Big_Timber_Wind_1_WT | Big Timber Wind 1 WT | Big Timber Wind 1 WT | 25 | 2018-02-01 | 2050-12-01 | NWMT | Big_Timber_Wind | 2024-11-07 | NWMT_WAUW | Wind | Wind |  | Big Timber Wind Farm |  |  |  | WIND_V2025E_EIA_WYOMING
Big_Top_Oregon_Windfarms_1_WT | Big Top Oregon Windfarms 1 WT | Big Top Oregon Windfarms 1 WT | 1.7 | 2009-08-01 | 2029-01-01 | PACW |  |  | PACW | Wind | Wind |  | Big Top LLC | 1 |  |  | WIND_V2025E_EIA_OREGON
Bighorn | Bighorn | Bighorn | 258.9 | 2020-12-01 | 2041-11-01 | PSCO |  |  | PSCO | Solar_1Axis | Solar |  | Bighorn Solar 1 |  |  |  | SOLARV2025J_1AXIS__CO_DENVER
Bighorn_Hydro_Big_1_HY | Bighorn Hydro Big 1 HY | Bighorn Hydro Big 1 HY | 60 | 1972-01-01 | 2050-12-01 | AESO | Bighorn_1 | 2024-11-07 | BCHA_AESO | Hydro | Hydro
Bighorn_Hydro_Big_2_HY | Bighorn Hydro Big 2 HY | Bighorn Hydro Big 2 HY | 60 | 1972-01-01 | 2050-12-01 | AESO | Bighorn_2 | 2024-11-07 | BCHA_AESO | Hydro | Hydro
Bighorn_Solar_1_PV_NT | Bighorn Solar 1 PV-NT | Bighorn Solar 1 PV-NT | 2.2 | 2020-12-01 | 2050-12-01 | PortlandGE | BighornSolar | 2024-11-07 | PortlandGE | Solar_Fixed | Solar |  | Bighorn Solar |  |  |  | SOLARV2025J_FIXED__OR_PORTLAND
Biglow_Canyon_1_76_WT | Biglow Canyon 1 76 WT | Biglow Canyon 1 76 WT | 75.4 | 2008-01-01 | 2050-12-31 | PortlandGE | Nov 2024 bl name is CAISO portion |  | PortlandGE | Wind | Wind |  | Biglow Canyon Wind Farm |  |  |  | WIND_V2025E_EIA_OREGON
Biglow_Canyon_2_76_WT | Biglow Canyon 2 76 WT | Biglow Canyon 2 76 WT | 163.3 | 2011-01-01 | 2050-12-01 | PortlandGE | BiglowCanyon2 | 2024-11-07 | PortlandGE | Wind | Wind |  | Biglow Canyon Wind Farm | 2 |  |  | WIND_V2025E_EIA_OREGON
Biglow_Canyon_3_65_WT | Biglow Canyon 3 65 WT | Biglow Canyon 3 65 WT | 161 | 2009-09-01 | 2050-12-01 | PortlandGE | BiglowCanyon3 | 2024-11-07 | PortlandGE | Wind | Wind |  | Biglow Canyon Wind Farm | 3 |  |  | WIND_V2025E_EIA_OREGON
Biomass_One_LP_1_ST | Biomass One LP 1 ST | Biomass One LP 1 ST | 10 | 1985-12-01 | 2026-12-01 | PACW | BiomassOneGE2 | 2024-11-07 | PACW | Biomass/Wood | Biomass |  | Biomass One LP | GE-2
Biomass_One_LP_2_ST | Biomass One LP 2 ST | Biomass One LP 2 ST | 15 | 1985-12-01 | 2026-12-01 | PACW |  |  | PACW | Biomass/Wood | Biomass |  | Biomass One LP | BBC
Biomass_One_LP_3_ST | Biomass One LP 3 ST | Biomass One LP 3 ST | 15 | 1985-12-01 | 2026-12-01 | PACW |  |  | PACW | Biomass/Wood | Biomass |  | Biomass One LP | GE
Black_Canyon_1_HY | Black Canyon 1 HY | Black Canyon 1 HY | 5.09 | 1995-12-01 | 2050-12-01 | IPTV | BlackCanyon1 | 2024-11-07 | IPCO | Hydro | Hydro |  | Black Canyon | 1
Black_Canyon_2_HY | Black Canyon 2 HY | Black Canyon 2 HY | 5.09 | 1995-12-01 | 2050-12-01 | IPTV | BlackCanyon2 | 2024-11-07 | IPCO | Hydro | Hydro |  | Black Canyon | 2
Black_Cap_Solar_1_PV_T | Black Cap Solar 1 PV-T | Black Cap Solar 1 PV-T | 2 | 2012-10-01 | 2027-09-01 | PACW |  |  | PACW | Solar_1Axis | Solar |  | Black Cap Solar Plant | 1 |  |  | SOLARV2025J_1AXIS__OR_MEDFORD
Black_Creek_1_HY | Black Creek 1 HY | Black Creek 1 HY | 3.7 | 1994-02-01 | 2050-12-01 | PSEI | BlackCreek | 2024-11-07 | BPAT | Hydro | Hydro
Black_Eagle_1_HY | Black Eagle 1 HY | Black Eagle 1 HY | 7.79 | 1927-09-01 | 2050-12-01 | NWMT | BlackEagle1 | 2024-11-07 | NWMT_WAUW | Hydro | Hydro |  | Black Eagle | BLA1
Black_Eagle_2_HY | Black Eagle 2 HY | Black Eagle 2 HY | 7.79 | 1927-09-01 | 2050-12-01 | NWMT | BlackEagle2 | 2024-11-07 | NWMT_WAUW | Hydro | Hydro |  | Black Eagle | BLA2
Black_Eagle_3_HY | Black Eagle 3 HY | Black Eagle 3 HY | 8.4 | 1927-09-01 | 2050-12-01 | NWMT | BlackEagle3 | 2024-11-07 | NWMT_WAUW | Hydro | Hydro |  | Black Eagle | BLA3
Black_Eagle_Solar_1_OT | Black Eagle Solar 1 OT | Black Eagle Solar 1 OT | 3 | 2017-10-01 | 2050-12-01 | NWMT | Black_Eagle_Solar1PV3 | 2024-11-07 | NWMT_WAUW | Solar_Fixed | Solar |  | Black Eagle Solar, LLC | BESMT |  |  | SOLARV2025J_FIXED__UT_SALTLAKECITY
Black_Hollow_PV | Black Hollow PV | Black Hollow PV | 150 | 2025-01-01 | 2039-12-01 | PSCO |  |  | PSCO | Solar_Fixed | Solar |  | Black Hollow Sun | BHS01 |  |  | SOLARV2025J_FIXED__CO_DENVER
Black_Mesa_BESS_Paired_with_Solar_BA | Black Mesa BESS Paired with Solar BA | Black Mesa BESS Paired with Solar BA | 40 | 2023-08-01 | 2054-12-01 | IPTV |  |  | IPCO | Battery_4h | Li-ion Battery |  | Black Mesa BESS | 1 |  |  |  | 160 | 4
Black_Mesa_Solar_Paired_with_BESS_1_PV | Black Mesa Solar Paired with BESS 1 PV | Black Mesa Solar Paired with BESS 1 PV | 40 | 2023-08-01 | 2054-12-01 | IPTV |  |  | IPCO | Solar_1Axis | Solar |  | Black Mesa Solar, LLC | BMSA |  |  | SOLARV2025J_1AXIS__UT_SALTLAKECITY
Black_Mountain_1_GT | Black Mountain 1 GT | Black Mountain 1 GT | 60.5 | 2008-06-01 | 2050-12-01 | TEPC | Black_Mountain_2 | 2024-11-07 | TEPC | CT | Peaker |  | Black Mountain Generating Station | 2
Black_Mountain_2_GT | Black Mountain 2 GT | Black Mountain 2 GT | 60.5 | 2008-06-01 | 2050-12-01 | TEPC | Black_Mountain_1 | 2024-11-07 | TEPC | CT | Peaker |  | Black Mountain Generating Station | 1
Black_Mountain_Solar_1_PV_T | Black Mountain Solar 1 PV-T | Black Mountain Solar 1 PV-T | 7 | 2012-12-01 | 2032-12-01 | WALC | BlackMountainSolar | 2024-11-07 | WALC | Solar_Fixed | Solar |  | Black Mountain Solar LLC |  |  |  | SOLARV2025J_FIXED_NV_CLARK_LASVEGAS_0
Black_Rock_Solar_PV_T | Black Rock Solar PV-T | Black Rock Solar PV-T | 100 | 2024-01-01 | 2051-12-01 | BPAT | RFPResourcenPV | 2024-11-07 | BPAT | Solar_Fixed | Solar |  | Black Rock Solar LLC | KOV4A |  |  | SOLARV2025J_FIXED__OR_MEDFORD
Blackfalds_BFD1_ | Blackfalds (BFD1) | Blackfalds (BFD1) | 6 | 2019-07-01 | 2050-12-01 | AESO | Blackfalds_BFD1 | 2024-11-07 | BCHA_AESO | CT | Peaker
Blackspring_Ridge_Bsr1_1_WT | Blackspring Ridge Bsr1 1 WT | Blackspring Ridge Bsr1 1 WT | 150 | 2014-03-01 | 2050-12-01 | AESO | BlackspringRidge | 2024-11-07 | BCHA_AESO | Wind | Wind | [5 empty] | WIND_V2025E_ONSHORE_ABCYPRESS_TRANSFORM
Blackspring_Ridge_Bsr1_2_WT | Blackspring Ridge Bsr1 2 WT | Blackspring Ridge Bsr1 2 WT | 150 | 2014-03-01 | 2050-12-01 | AESO | BlackspringRidge_2 | 2024-11-07 | BCHA_AESO | Wind | Wind | [5 empty] | WIND_V2025E_ONSHORE_ABCYPRESS_TRANSFORM
Bliss_1_HY | Bliss 1 HY | Bliss 1 HY | 25 | 1949-11-01 | 2050-12-01 | IPMV | Bliss1 | 2024-11-07 | IPCO | Hydro | Hydro |  | Bliss (ID) | 1
Bliss_2_HY | Bliss 2 HY | Bliss 2 HY | 25 | 1950-01-01 | 2050-12-01 | IPMV | Bliss2 | 2024-11-07 | IPCO | Hydro | Hydro |  | Bliss (ID) | 2
Bliss_3_HY | Bliss 3 HY | Bliss 3 HY | 25 | 1950-03-01 | 2050-12-01 | IPMV | Bliss3 | 2024-11-07 | IPCO | Hydro | Hydro |  | Bliss (ID) | 3
Blue_Bird_Solar_PV_T | Blue Bird Solar PV-T | Blue Bird Solar PV-T | 100 | 2023-12-01 | 2050-12-01 | BPAT | BlueBirdSolar | 2024-11-07 | BPAT | Solar_1Axis | Solar |  | Bluebird Solar |  |  |  | SOLARV2025J_1AXIS__OR_PORTLAND
Blue_Mesa_1_HY | Blue Mesa 1 HY | Blue Mesa 1 HY | 43.2 | 1967-09-01 | 2050-12-01 | WACM | Blue_Mesa_1 | 2024-11-07 | WACM | Hydro | Hydro |  | Blue Mesa | 1
Blue_Mesa_2_HY | Blue Mesa 2 HY | Blue Mesa 2 HY | 43.2 | 1967-11-01 | 2050-12-01 | WACM | Blue_Mesa_2 | 2024-11-07 | WACM | Hydro | Hydro |  | Blue Mesa | 2
Blue_Mountain_Biogas_1_IC | Blue Mountain Biogas 1 IC | Blue Mountain Biogas 1 IC | 1.6 | 2012-10-01 | 2050-12-01 | PAUT | Blue_Mountain_Biogas | 2024-11-07 | PACE | Biogas | Biogas |  | Blue Mountain Biogas | BMB S
Blue_Mountain_Biogas_2_IC | Blue Mountain Biogas 2 IC | Blue Mountain Biogas 2 IC | 1.6 | 2012-10-01 | 2051-12-01 | PAUT |  |  | PACE | Biomass/Wood | Biomass |  | Blue Mountain Biogas | BMB N
Blue_Sky_1_PV_NT | Blue Sky 1 PV-NT | Blue Sky 1 PV-NT | 1.25 | 2012-09-01 | 2050-12-01 | PNM | Blue_Sky_1 | 2024-11-07 | PNM_EPE | Solar_Fixed | Solar |  | Blue Sky One |  |  |  | SOLARV2025J_FIXED__NM_ALBUQUERQUE
Blue_Spruce_1_GT | Blue Spruce 1 GT | Blue Spruce 1 GT | 198.8 | 2003-04-01 | 2050-12-01 | PSCO | Blue_Spruce_1 | 2024-11-07 | PSCO | CT | Peaker |  | Blue Spruce Energy Center | CT01
Blue_Spruce_2_GT | Blue Spruce 2 GT | Blue Spruce 2 GT | 198.8 | 2003-04-01 | 2050-12-01 | PSCO | Blue_Spruce_2 | 2024-11-07 | PSCO | CT | Peaker |  | Blue Spruce Energy Center | CT02
Blue_Trail_Wind_Btr1_1_WT | Blue Trail Wind Btr1 1 WT | Blue Trail Wind Btr1 1 WT | 33 | 2010-02-01 | 2050-12-01 | AESO | MacleodG2_2 | 2024-11-07 | BCHA_AESO | Wind | Wind | [5 empty] | WIND_V2025E_ONSHORE_ABCYPRESS_TRANSFORM
Bluewater_Solar_Roberts_Road_Solar_1_PV_T | Bluewater Solar Roberts Road Solar 1 PV-T | Bluewater Solar Roberts Road Solar 1 PV-T | 2.4 | 2019-12-01 | 2051-12-01 | PNM | Bluewater_Solar_1_2 | 2024-11-07 | PNM_EPE | Solar_1Axis | Solar |  | Bluewater CDEC 1 |  |  |  | SOLARV2025J_1AXIS__NM_ALBUQUERQUE
Bluffview_1CC | Bluffview 1CC | Bluffview 1CC | 64 | 2005-04-01 | 2050-12-01 | WACM |  |  | WACM | CC | CCGT |  | Bluffview
Bluffview_Rice_1_IC | Bluffview Rice 1 IC | Bluffview Rice 1 IC | 9 | 2026-10-01 | 2054-12-01 | WACM |  |  | WACM | ICE | Reciprocating_Engine
Bluffview_Rice_2_IC | Bluffview Rice 2 IC | Bluffview Rice 2 IC | 9 | 2026-10-01 | 2054-12-01 | WACM |  |  | WACM | ICE | Reciprocating_Engine
Blundell_1_BT | Blundell 1 BT | Blundell 1 BT | 26.1 | 1984-07-01 | 2037-12-01 | PAUT | Blundell1 | 2024-11-07 | PACE | Geothermal | Geothermal |  | Blundell | 1
Blundell_2_BT | Blundell 2 BT | Blundell 2 BT | 12 | 2007-11-01 | 2037-12-01 | PAUT | Blundell2 | 2024-11-07 | PACE | Geothermal | Geothermal |  | Blundell | 2
Bly_Solar_CenterPV_T | Bly Solar CenterPV-T | Bly Solar CenterPV-T | 8.5 | 2018-12-01 | 2036-10-01 | PACW | BlySolarCenter | 2024-11-07 | PACW | Solar_1Axis | Solar |  | Bly Solar Center |  |  |  | SOLARV2025J_1AXIS__OR_MEDFORD
Boessow_PV_Agg_PV_NT | Boessow PV Agg PV-NT | Boessow PV Agg PV-NT | 29.09 | 2011-01-01 | 2051-12-01 | NCNC | BoessowPVAgg | 2024-11-07 | NCNC | Solar_Fixed | Solar | [5 empty] | SOLARV2025J_FIXED__CA_SACRAMENTO
Boise_R_Diversion_1_HY | Boise R Diversion 1 HY | Boise R Diversion 1 HY | 1.23 | 1912-05-01 | 2051-12-31 | IPTV |  |  | IPCO | Hydro | Hydro
Boise_R_Diversion_2_HY | Boise R Diversion 2 HY | Boise R Diversion 2 HY | 1.23 | 1912-05-01 | 2051-12-31 | IPTV |  |  | IPCO | Hydro | Hydro
Boise_R_Diversion_3_HY | Boise R Diversion 3 HY | Boise R Diversion 3 HY | 1.23 | 1912-05-01 | 2051-12-31 | IPTV |  |  | IPCO | Hydro | Hydro
Boise_R_Diversion_HY_Agg | Boise R Diversion HY Agg | Boise R Diversion HY Agg | 3.69 | 1912-05-01 | 2051-12-31 | IPTV |  |  | IPCO | Hydro | Hydro
Bonanza_1_ST | Bonanza 1 ST | Bonanza 1 ST | 499.5 | 1986-05-01 | 2050-12-01 | PAUT | Bonanza | 2024-11-07 | PACE | Coal | Coal |  | Bonanza | 1
Bonanza_Solar_PV_T | Bonanza Solar PV-T | Bonanza Solar PV-T | 15 | 2023-08-01 | 2051-12-01 | PAUT |  |  | PACE | Solar_1Axis | Solar |  | Bonanza | 4 |  |  | SOLARV2025J_1AXIS__CO_DENVER
Bone_Creek_1_HY | Bone Creek 1 HY | Bone Creek 1 HY | 9.8 | 2011-05-01 | 2050-12-01 | BCHA | BoneCreek1 | 2024-11-07 | BCHA_AESO | Hydro | Hydro
Bone_Creek_2_HY | Bone Creek 2 HY | Bone Creek 2 HY | 9.8 | 2011-05-01 | 2050-12-01 | BCHA | BoneCreek2 | 2024-11-07 | BCHA_AESO | Hydro | Hydro
Bonneville | Bonneville | Bonneville | 1072.2 | 1982-01-01 | 2050-12-01 | BPAT |  |  | BPAT | Hydro | Hydro |  | Bonneville
Bonnybrook_Bon1_1_ST | Bonnybrook Bon1 1 ST | Bonnybrook Bon1 1 ST | 10 | 2021-09-01 | 2050-12-01 | AESO | Bonnybrook | 2024-11-07 | BCHA_AESO | Biogas | Biogas
Bonnybrook_Solar_Cochran_1_PV | Bonnybrook Solar Cochran 1 PV | Bonnybrook Solar Cochran 1 PV | 52.5 | 2017-01-01 | 2042-01-01 | SRP | BonnybrookSolar | 2024-11-07 | SRP | Solar_Fixed | Solar |  | Bonnybrooke PV |  |  |  | SOLARV2025J_FIXED__AZ_PHOENIX
Borderlands_Wind_Nextera_1_WT | Borderlands Wind Nextera 1 WT | Borderlands Wind Nextera 1 WT | 99.01 | 2021-09-01 | 2041-12-01 | TEPC | Borderlands_Wind | 2024-11-07 | TEPC | Wind | Wind |  | Borderlands Wind, LLC |  |  |  | WIND_V2025E_EIA_NEWMEXICO
Boring_Solar_1_PV_NT | Boring Solar 1 PV-NT | Boring Solar 1 PV-NT | 2.2 | 2019-04-01 | 2050-12-01 | PortlandGE | BoringSolar | 2024-11-07 | PortlandGE | Solar_Fixed | Solar |  | Boring Solar LLC |  |  |  | SOLARV2025J_FIXED__OR_PORTLAND
Boston_Bar_Scuzzy_Creek_1_HY | Boston Bar Scuzzy Creek 1 HY | Boston Bar Scuzzy Creek 1 HY | 1.5 | 1994-08-01 | 2050-12-01 | BCHA | BostonBar1 | 2024-11-07 | BCHA_AESO | Hydro | Hydro
Boston_Bar_Scuzzy_Creek_2_HY | Boston Bar Scuzzy Creek 2 HY | Boston Bar Scuzzy Creek 2 HY | 3 | 1995-04-24 | 2051-12-31 | BCHA |  |  | BCHA_AESO | Hydro | Hydro
BostonBar2 | BostonBar2 | BostonBar2 | 1.5 | 1994-08-01 | 2050-12-01 | BCHA |  |  | BCHA_AESO | Hydro | Hydro
Boswell_Springs_Wind_WT | Boswell Springs Wind WT | Boswell Springs Wind WT | 320 | 2024-04-01 | 2054-12-01 | PAWY |  |  | PACE | Wind | Wind |  | Boswell Wind | BOSWW |  |  | WIND_V2025E_EIA_WYOMING
Boulder_Canyon_Agg | Boulder Canyon Agg | Boulder Canyon Agg | 11.58 | 2023-11-01 | 2028-05-01 | PSCO |  |  | PSCO | Hydro | Hydro |  | Boulder Canyon Hydro | 1
Boulder_Creek_1_HY | Boulder Creek 1 HY | Boulder Creek 1 HY | 13.2 | 2017-05-01 | 2050-12-01 | BCHA | BoulderCreek1 | 2024-11-07 | BCHA_AESO | Hydro | Hydro
Boulder_Creek_2_HY | Boulder Creek 2 HY | Boulder Creek 2 HY | 13.2 | 2017-05-01 | 2050-12-01 | BCHA | BoulderCreek2 | 2024-11-07 | BCHA_AESO | Hydro | Hydro
Boulder_Hy_Agg_HY | Boulder Hy Agg HY | Boulder Hy Agg HY | 4.2 | 1958-08-01 | 2050-12-01 | PAUT | Boulder_HY_Agg | 2024-11-07 | PACE | Hydro | Hydro |  | Boulder | 1 | 2 | 3
Boulder_Park_1_IC | Boulder Park 1 IC | Boulder Park 1 IC | 4.1 | 2002-05-01 | 2039-12-01 | BPAT | BoulderPark1 | 2024-11-07 | BPAT | ICE | Reciprocating_Engine |  | Boulder Park | 1
Boulder_Park_2_IC | Boulder Park 2 IC | Boulder Park 2 IC | 4.1 | 2002-05-01 | 2039-12-01 | BPAT | BoulderPark2 | 2024-11-07 | BPAT | ICE | Reciprocating_Engine |  | Boulder Park | 2
Boulder_Park_3_IC | Boulder Park 3 IC | Boulder Park 3 IC | 4.1 | 2002-05-01 | 2039-12-01 | BPAT | BoulderPark3 | 2024-11-07 | BPAT | ICE | Reciprocating_Engine |  | Boulder Park | 3
Boulder_Park_4_IC | Boulder Park 4 IC | Boulder Park 4 IC | 4.1 | 2002-05-01 | 2039-12-01 | BPAT | BoulderPark4 | 2024-11-07 | BPAT | ICE | Reciprocating_Engine |  | Boulder Park | 4
Boulder_Park_5_IC | Boulder Park 5 IC | Boulder Park 5 IC | 4.1 | 2002-05-01 | 2039-12-01 | BPAT | BoulderPark5 | 2024-11-07 | BPAT | ICE | Reciprocating_Engine |  | Boulder Park | 5
Boulder_Park_6_IC | Boulder Park 6 IC | Boulder Park 6 IC | 4.1 | 2002-05-01 | 2039-12-01 | BPAT | BoulderPark6 | 2024-11-07 | BPAT | ICE | Reciprocating_Engine |  | Boulder Park | 6
Boulder_Solar_II_2_PV_NT | Boulder Solar II 2 PV-NT | Boulder Solar II 2 PV-NT | 50 | 2017-01-01 | 2037-12-01 | NEVP | BOULDER2PV_G | 2024-11-07 | NEVP | Solar_Fixed | Solar |  | Boulder Solar II, LLC |  |  |  | SOLARV2025J_FIXED_NV_CLARK_LASVEGAS_0
Boulder_Solar_III_2_BA | Boulder Solar III 2 BA | Boulder Solar III 2 BA | 58 | 2023-12-01 | 2037-12-01 | NEVP | Boulder_Solar_IIIBA58 | 2024-11-07 | NEVP | Battery_4h | Li-ion Battery | [6 empty] | 232 | 4
Boulder_Solar_Power_1_PV_NT | Boulder Solar Power 1 PV-NT | Boulder Solar Power 1 PV-NT | 100 | 2016-12-01 | 2036-12-01 | NEVP | IRPHA | 2024-11-07 | NEVP | Solar_Fixed | Solar | [5 empty] | SOLARV2025J_FIXED_NV_CLARK_LASVEGAS_0
Boundary_1_HY | Boundary 1 HY | Boundary 1 HY | 158.4 | 2025-08-01 | 2050-12-01 | SCL | Boundary51 | 2024-11-07 | BPAT | Hydro | Hydro |  | Boundary | 51
Boundary_2_HY | Boundary 2 HY | Boundary 2 HY | 161.5 | 2023-08-01 | 2050-12-01 | SCL | Boundary52 | 2024-11-07 | BPAT | Hydro | Hydro |  | Boundary | 52
Boundary_3_HY | Boundary 3 HY | Boundary 3 HY | 158.4 | 1967-09-01 | 2050-12-01 | SCL | Boundary53 | 2024-11-07 | BPAT | Hydro | Hydro |  | Boundary | 53
Boundary_4_HY | Boundary 4 HY | Boundary 4 HY | 161.5 | 1967-08-01 | 2050-12-01 | SCL | Boundary54 | 2024-11-07 | BPAT | Hydro | Hydro |  | Boundary | 54
Boundary_5_HY | Boundary 5 HY | Boundary 5 HY | 239.4 | 1986-11-01 | 2050-12-01 | SCL | Boundary55 | 2024-11-07 | BPAT | Hydro | Hydro |  | Boundary | 55
Boundary_6_HY | Boundary 6 HY | Boundary 6 HY | 239.4 | 1986-05-01 | 2050-12-01 | SCL | Boundary56 | 2024-11-07 | BPAT | Hydro | Hydro |  | Boundary | 56
Bow_River_Hydro_Bow1_Barri_1_HY | Bow River Hydro Bow1 Barri 1 HY | Bow River Hydro Bow1 Barri 1 HY | 12 | 1954-01-01 | 2050-12-01 | AESO | Barrier | 2024-11-07 | BCHA_AESO | Hydro | Hydro
Bow_River_Hydro_Bow1_Bears_1_HY | Bow River Hydro Bow1 Bears 1 HY | Bow River Hydro Bow1 Bears 1 HY | 16.5 | 1954-01-01 | 2050-12-01 | AESO | Bearspaw_1 | 2024-11-07 | BCHA_AESO | Hydro | Hydro
Bow_River_Hydro_Bow1_Casca_1_HY | Bow River Hydro Bow1 Casca 1 HY | Bow River Hydro Bow1 Casca 1 HY | 14.5 | 1954-01-01 | 2050-12-01 | AESO | Cascade1_1 | 2024-11-07 | BCHA_AESO | Hydro | Hydro
Bow_River_Hydro_Bow1_Casca_2_HY | Bow River Hydro Bow1 Casca 2 HY | Bow River Hydro Bow1 Casca 2 HY | 15 | 1954-01-01 | 2050-12-01 | AESO | Cascade2_2 | 2024-11-07 | BCHA_AESO | Hydro | Hydro
Bow_River_Hydro_Bow1_Ghost_2_HY | Bow River Hydro Bow1 Ghost 2 HY | Bow River Hydro Bow1 Ghost 2 HY | 16 | 1929-01-01 | 2050-12-01 | AESO | GHOST2_2 | 2024-11-07 | BCHA_AESO | Hydro | Hydro
Bow_River_Hydro_Bow1_Ghost_3_HY | Bow River Hydro Bow1 Ghost 3 HY | Bow River Hydro Bow1 Ghost 3 HY | 16 | 1929-01-01 | 2050-12-01 | AESO | GHOST3_3 | 2024-11-07 | BCHA_AESO | Hydro | Hydro
Bow_River_Hydro_Bow1_Ghost_4_HY | Bow River Hydro Bow1 Ghost 4 HY | Bow River Hydro Bow1 Ghost 4 HY | 26 | 1929-01-01 | 2050-12-01 | AESO | GHOST4_4 | 2024-11-07 | BCHA_AESO | Hydro | Hydro
Bow_River_Hydro_Bow1_Horse_1_HY | Bow River Hydro Bow1 Horse 1 HY | Bow River Hydro Bow1 Horse 1 HY | 4 | 2023-12-01 | 2050-12-01 | AESO | Horseshoe1_HY1 | 2024-11-07 | BCHA_AESO | Hydro | Hydro
Bow_River_Hydro_Bow1_Horse_2_HY | Bow River Hydro Bow1 Horse 2 HY | Bow River Hydro Bow1 Horse 2 HY | 3 | 2023-12-01 | 2050-12-01 | AESO | Horseshoe2_HY2 | 2024-11-07 | BCHA_AESO | Hydro | Hydro
Bow_River_Hydro_Bow1_Horse_3_HY | Bow River Hydro Bow1 Horse 3 HY | Bow River Hydro Bow1 Horse 3 HY | 3 | 2023-11-01 | 2050-12-01 | AESO | Horseshoe3_HY3 | 2024-11-07 | BCHA_AESO | Hydro | Hydro
Bow_River_Hydro_Bow1_Horse_4_HY | Bow River Hydro Bow1 Horse 4 HY | Bow River Hydro Bow1 Horse 4 HY | 5 | 2023-11-01 | 2050-12-01 | AESO | Horseshoe4_HY4 | 2024-11-07 | BCHA_AESO | Hydro | Hydro
Bow_River_Hydro_Bow1_Inter_1_HY | Bow River Hydro Bow1 Inter 1 HY | Bow River Hydro Bow1 Inter 1 HY | 5 | 1954-01-01 | 2050-12-01 | AESO | Interlakes_1 | 2024-11-07 | BCHA_AESO | Hydro | Hydro
Bow_River_Hydro_Bow1_Kanan_1_HY | Bow River Hydro Bow1 Kanan 1 HY | Bow River Hydro Bow1 Kanan 1 HY | 5 | 1954-01-01 | 2050-12-01 | AESO | Kananaskis1_1 | 2024-11-07 | BCHA_AESO | Hydro | Hydro
Bow_River_Hydro_Bow1_Kanan_2_HY | Bow River Hydro Bow1 Kanan 2 HY | Bow River Hydro Bow1 Kanan 2 HY | 5 | 1954-01-01 | 2050-12-01 | AESO | Kananaskis2_HY2 | 2024-11-07 | BCHA_AESO | Hydro | Hydro
Bow_River_Hydro_Bow1_Kanan_3_HY | Bow River Hydro Bow1 Kanan 3 HY | Bow River Hydro Bow1 Kanan 3 HY | 10 | 1954-01-01 | 2050-12-01 | AESO | Kananaskis3_HY3 | 2024-11-07 | BCHA_AESO | Hydro | Hydro
Bow_River_Hydro_Bow1_Pocat_1_HY | Bow River Hydro Bow1 Pocat 1 HY | Bow River Hydro Bow1 Pocat 1 HY | 14 | 1955-01-01 | 2050-12-01 | AESO | POCATERA_1 | 2024-11-07 | BCHA_AESO | Hydro | Hydro
Bow_River_Hydro_Bow1_Rundl_1_HY | Bow River Hydro Bow1 Rundl 1 HY | Bow River Hydro Bow1 Rundl 1 HY | 19 | 1951-01-01 | 2050-12-01 | AESO | Rundle1_1 | 2024-11-07 | BCHA_AESO | Hydro | Hydro
Bow_River_Hydro_Bow1_Rundl_2_HY | Bow River Hydro Bow1 Rundl 2 HY | Bow River Hydro Bow1 Rundl 2 HY | 30 | 1951-01-01 | 2050-12-01 | AESO | Rundle2_2 | 2024-11-07 | BCHA_AESO | Hydro | Hydro
Bow_River_Hydro_Bow1_Spray_1_HY | Bow River Hydro Bow1 Spray 1 HY | Bow River Hydro Bow1 Spray 1 HY | 49.5 | 1954-01-01 | 2050-12-01 | AESO | Spray1_1 | 2024-11-07 | BCHA_AESO | Hydro | Hydro
Bow_River_Hydro_Bow1_Spray_2_HY | Bow River Hydro Bow1 Spray 2 HY | Bow River Hydro Bow1 Spray 2 HY | 49.5 | 1954-01-01 | 2050-12-01 | AESO | Spray2_1 | 2024-11-07 | BCHA_AESO | Hydro | Hydro
Bow_River_Hydro_Bow1_Three_1_HY | Bow River Hydro Bow1 Three 1 HY | Bow River Hydro Bow1 Three 1 HY | 2 | 1954-01-01 | 2050-12-01 | AESO | Three_Sisters_1 | 2024-11-07 | BCHA_AESO | Hydro | Hydro
Box_Canyon_1_HY | Box Canyon 1 HY | Box Canyon 1 HY | 7.35 | 2016-04-01 | 2056-03-01 | BCHA | BoxCanyonBC | 2024-11-07 | BCHA_AESO | Hydro | Hydro
Box_Canyon_1_2_HY | Box Canyon 1-2 HY | Box Canyon 1-2 HY | 22.5 | 1955-01-01 | 2051-12-31 | AVA |  |  | BPAT | Hydro | Hydro
Box_Canyon_2_HY | Box Canyon 2 HY | Box Canyon 2 HY | 22.5 | 1955-07-01 | 2050-12-01 | AVA | BoxCanyonAVA2 | 2024-11-07 | BPAT | Hydro | Hydro |  | Box Canyon | 2
Box_Canyon_3_HY | Box Canyon 3 HY | Box Canyon 3 HY | 22.5 | 1955-08-01 | 2050-12-01 | AVA | BoxCanyonAVA3 | 2024-11-07 | BPAT | Hydro | Hydro |  | Box Canyon | 3
Box_Canyon_4_HY | Box Canyon 4 HY | Box Canyon 4 HY | 22.5 | 1955-08-01 | 2050-12-01 | AVA | BoxCanyonAVA4 | 2024-11-07 | BPAT | Hydro | Hydro |  | Box Canyon | 4
BoxCanyonAVA1 | BoxCanyonAVA1 | BoxCanyonAVA1 | 7.35 | 1955-06-01 | 2056-03-01 | AVA |  |  | BPAT | Hydro | Hydro |  | Box Canyon | 1
Boysen_1_HY | Boysen 1 HY | Boysen 1 HY | 7.5 | 1952-08-01 | 2050-12-01 | WACM | Boysen1 | 2024-11-07 | WACM | Hydro | Hydro |  | Boysen | 1
Boysen_2_HY | Boysen 2 HY | Boysen 2 HY | 7.5 | 1952-08-01 | 2050-12-01 | WACM | Boysen2 | 2024-11-07 | WACM | Hydro | Hydro |  | Boysen | 2
Bpat_Ba_Agg_Snohomish_Co_1_BA | Bpat Ba Agg Snohomish Co 1 BA | Bpat Ba Agg Snohomish Co 1 BA | 0.5 | 2015-01-01 | 2050-12-01 | BPAT | SnohomishCo1 | 2024-11-07 | BPAT | Battery_4h | Li-ion Battery | [6 empty] | 13.6 | 4
Brandywine_Creek_1_HY | Brandywine Creek 1 HY | Brandywine Creek 1 HY | 3.79 | 2003-10-01 | 2050-12-01 | BCHA | Brandywine1 | 2024-11-07 | BCHA_AESO | Hydro | Hydro
Brandywine_Creek_2_HY | Brandywine Creek 2 HY | Brandywine Creek 2 HY | 3.79 | 2003-10-01 | 2050-12-01 | BCHA | Brandywine2 | 2024-11-07 | BCHA_AESO | Hydro | Hydro
Brazeau_Hydro_Bra_1_HY | Brazeau Hydro Bra 1 HY | Brazeau Hydro Bra 1 HY | 175 | 1966-01-01 | 2050-12-01 | AESO | BrazeauHydro1 | 2024-11-07 | BCHA_AESO | Hydro | Hydro
Brazeau_Hydro_Bra_2_HY | Brazeau Hydro Bra 2 HY | Brazeau Hydro Bra 2 HY | 175 | 1966-01-01 | 2050-12-01 | AESO | BrazeauHydro2 | 2024-11-07 | BCHA_AESO | Hydro | Hydro
Bridal_Veil_HY | Bridal Veil HY | Bridal Veil HY | 0.5 | 2012-03-18 | 2051-12-31 | PNM |  |  | PNM_EPE | Hydro | Hydro
Bridge_River_1_1_HY | Bridge River 1-1 HY | Bridge River 1-1 HY | 48 | 2028-10-01 | 2050-12-01 | BCHA | BridgeRiver1 | 2024-11-07 | BCHA_AESO | Hydro | Hydro
Bridge_River_1_2_HY | Bridge River 1-2 HY | Bridge River 1-2 HY | 54.9 | 2027-10-01 | 2050-12-01 | BCHA | BridgeRiver2 | 2024-11-07 | BCHA_AESO | Hydro | Hydro
Bridge_River_1_3_HY | Bridge River 1-3 HY | Bridge River 1-3 HY | 48 | 2026-10-01 | 2050-12-01 | BCHA | BridgeRiver3 | 2024-11-07 | BCHA_AESO | Hydro | Hydro
Bridge_River_1_4_HY | Bridge River 1-4 HY | Bridge River 1-4 HY | 54.9 | 2025-10-01 | 2050-12-01 | BCHA | BridgeRiver4 | 2024-11-07 | BCHA_AESO | Hydro | Hydro
Bridge_River_1_5_HY | Bridge River 1-5 HY | Bridge River 1-5 HY | 48 | 1934-01-01 | 2051-12-31 | BCHA |  |  | BCHA_AESO | Hydro | Hydro
Bridge_River_1_7_HY | Bridge River 1-7 HY | Bridge River 1-7 HY | 48 | 1934-01-01 | 2051-12-31 | BCHA |  |  | BCHA_AESO | Hydro | Hydro
Bridge_River_1_8_HY | Bridge River 1-8 HY | Bridge River 1-8 HY | 54.9 | 2017-12-01 | 2050-12-01 | BCHA |  |  | BCHA_AESO | Solar_Fixed | Solar | [5 empty] | SOLARV2025J_FIXED__WA_SEATTLE
Bridge_River_2_1_HY | Bridge River 2-1 HY | Bridge River 2-1 HY | 74.6 | 2019-02-01 | 2050-12-01 | BCHA | BridgeRiver21 | 2024-11-07 | BCHA_AESO | Hydro | Hydro
Bridge_River_2_2_HY | Bridge River 2-2 HY | Bridge River 2-2 HY | 74.6 | 2019-06-01 | 2050-12-01 | BCHA | BridgeRiver22 | 2024-11-07 | BCHA_AESO | Hydro | Hydro
Bridge_River_2_3_HY | Bridge River 2-3 HY | Bridge River 2-3 HY | 74.6 | 2021-04-01 | 2050-12-01 | BCHA | BridgeRiver23 | 2024-11-07 | BCHA_AESO | Hydro | Hydro
Bridge_River_2_4_HY | Bridge River 2-4 HY | Bridge River 2-4 HY | 78 | 2021-06-01 | 2050-12-01 | BCHA | BridgeRiver24 | 2024-11-07 | BCHA_AESO | Hydro | Hydro
Brigham_Young_University_601_GT | Brigham Young University 601 GT | Brigham Young University 601 GT | 5.6 | 2015-09-01 | 2037-09-01 | PAID |  |  | PACE | CT | Peaker
Brightwood_Solar_1_PV | Brightwood Solar 1 PV | Brightwood Solar 1 PV | 10 | 2021-12-01 | 2051-12-01 | PortlandGE |  |  | PortlandGE | Solar_Fixed | Solar |  | Brightwood Solar, LLC | OS |  |  | SOLARV2025J_FIXED__OR_PORTLAND
Brilliant_1_HY | Brilliant 1 HY | Brilliant 1 HY | 37.39 | 1943-12-01 | 2050-12-01 | BCHA | Brilliant1 | 2024-11-07 | BCHA_AESO | Hydro | Hydro
Brilliant_2_HY | Brilliant 2 HY | Brilliant 2 HY | 38.2 | 2002-11-01 | 2050-12-01 | BCHA | Brilliant2 | 2024-11-07 | BCHA_AESO | Hydro | Hydro
Brilliant_3_HY | Brilliant 3 HY | Brilliant 3 HY | 38.5 | 2002-11-01 | 2050-12-01 | BCHA | Brilliant3 | 2024-11-07 | BCHA_AESO | Hydro | Hydro
Brilliant_4_HY | Brilliant 4 HY | Brilliant 4 HY | 38.5 | 1967-12-01 | 2050-12-01 | BCHA | Brilliant4 | 2024-11-07 | BCHA_AESO | Hydro | Hydro
Brilliant_Expansion_1_HY | Brilliant Expansion 1 HY | Brilliant Expansion 1 HY | 120 | 2007-09-01 | 2050-12-01 | BCHA | BrilliantExp | 2024-11-07 | BCHA_AESO | Hydro | Hydro
Bristolsolar_1_PV_NT | Bristolsolar 1 PV-NT | Bristolsolar 1 PV-NT | 2.97 | 2022-02-01 | 2050-12-01 | PortlandGE | BristolSolar | 2024-11-07 | PortlandGE | Solar_Fixed | Solar |  | BristolSolar |  |  |  | SOLARV2025J_FIXED__OR_PORTLAND
Britton_Solar_Energy_Center_1_PV_T | Britton Solar Energy Center 1 PV-T | Britton Solar Energy Center 1 PV-T | 50 | 2019-12-01 | 2044-12-01 | PNM | Britton_Solar_PV | 2024-11-07 | PNM_EPE | Solar_1Axis | Solar |  | Britton Solar Energy Center |  |  |  | SOLARV2025J_1AXIS__NM_ALBUQUERQUE
Broadwater_Dam_1_HY | Broadwater Dam 1 HY | Broadwater Dam 1 HY | 10 | 1989-06-01 | 2050-12-01 | NWMT | Broadwater | 2024-11-07 | NWMT_WAUW | Hydro | Hydro |  | Broadwater Power Project
Bronco_Plains_1_WT | Bronco Plains 1 WT | Bronco Plains 1 WT | 299.36 | 2020-09-01 | 2045-09-01 | PSCO | CEP_7 | 2024-11-07 | PSCO | Wind | Wind |  | Bronco Plains Wind, LLC |  |  |  | WIND_V2025E_EIA_WYOMING
Bronco_Plains_Wind_Project_1_WT | Bronco Plains Wind Project 1 WT | Bronco Plains Wind Project 1 WT | 150 | 2023-12-01 | 2050-12-01 | PSCO | Arriba_Wind_Project | 2024-11-07 | PSCO | Wind | Wind |  | Bronco Plains Wind II, LLC |  |  |  | WIND_V2025E_EIA_UTAH
Brooks_1_PV_NT | Brooks 1 PV-NT | Brooks 1 PV-NT | 360 | 2023-12-01 | 2054-12-01 | AESO |  |  | BCHA_AESO | Solar_Fixed | Solar | [5 empty] | SOLARV2025J_FIXED__WA_SEATTLE
Brooks_Solar_1_Brk1_1_PV_NT | Brooks Solar 1 Brk1 1 PV-NT | Brooks Solar 1 Brk1 1 PV-NT | 13 | 2022-03-01 | 2054-12-01 | AESO |  |  | BCHA_AESO | Solar_Fixed | Solar | [5 empty] | SOLARV2025J_FIXED__WA_SEATTLE
Brooks_Solar_2_Brk2_1_PV_NT | Brooks Solar 2 Brk2 1 PV-NT | Brooks Solar 2 Brk2 1 PV-NT | 14 | 2022-03-01 | 2054-12-01 | AESO |  |  | BCHA_AESO | Solar_Fixed | Solar | [5 empty] | SOLARV2025J_FIXED__WA_SEATTLE
Brooks_Solar_Bsc1_1_PV_NT | Brooks Solar Bsc1 1 PV-NT | Brooks Solar Bsc1 1 PV-NT | 15 | 2018-01-01 | 2050-12-01 | AESO | Brooks_Solar_BSC1 | 2024-11-07 | BCHA_AESO | Solar_1Axis | Solar | [5 empty] | SOLARV2025J_1AXIS__WA_SEATTLE
Brown_Lake_1_HY | Brown Lake 1 HY | Brown Lake 1 HY | 7.2 | 1996-12-01 | 2050-12-01 | BCHA | BrownLake | 2024-11-07 | BCHA_AESO | Hydro | Hydro
Brownlee_1_HY | Brownlee 1 HY | Brownlee 1 HY | 90.09 | 1959-01-01 | 2050-12-01 | IPTV | Brownlee1 | 2024-11-07 | IPCO | Hydro | Hydro |  | Brownlee | 1
Brownlee_2_HY | Brownlee 2 HY | Brownlee 2 HY | 90.09 | 1958-12-01 | 2050-12-01 | IPTV | Brownlee2 | 2024-11-07 | IPCO | Hydro | Hydro |  | Brownlee | 2
Brownlee_3_HY | Brownlee 3 HY | Brownlee 3 HY | 90.09 | 1958-10-01 | 2050-12-01 | IPTV | Brownlee3 | 2024-11-07 | IPCO | Hydro | Hydro |  | Brownlee | 3
Brownlee_4_HY | Brownlee 4 HY | Brownlee 4 HY | 90.09 | 1958-08-01 | 2050-12-01 | IPTV | Brownlee4 | 2024-11-07 | IPCO | Hydro | Hydro |  | Brownlee | 4
Brownlee_5_HY | Brownlee 5 HY | Brownlee 5 HY | 225 | 1980-03-01 | 2050-12-01 | IPTV | Brownlee5 | 2024-11-07 | IPCO | Hydro | Hydro |  | Brownlee | 5
Bruceville_PV_T_Agg_PV_T | Bruceville PV-T Agg PV-T | Bruceville PV-T Agg PV-T | 15 | 2012-01-01 | 2051-12-01 | NCNC | BrucevillePVTAgg | 2024-11-07 | NCNC | Solar_1Axis | Solar |  | RE Bruceville 2 LLC | BRU2 |  |  | SOLARV2025J_1AXIS__CA_SACRAMENTO
Brunswick_Agg_1_IC | Brunswick Agg 1 IC | Brunswick Agg 1 IC | 6 | 1959-12-01 | 2028-12-01 | NEVP | BrunswickAgg1 | 2024-11-07 | NEVP | Biogas | Biogas |  | Brunswick
Brush_CC1 | Brush CC1 | Brush CC1 | 46 | 1994-01-01 | 2025-12-01 | PSCO |  |  | PSCO | CC | CCGT |  | Brush Generation Facility | ST1 | GT2
Brush_CC2 | Brush CC2 | Brush CC2 | 49 | 1994-01-01 | 2025-12-01 | PSCO |  |  | PSCO | CC | CCGT |  | Brush Generation Facility | ST2
Brush_CC4 | Brush CC4 | Brush CC4 | 150 | 1990-10-01 | 2026-12-01 | PSCO |  |  | PSCO | CC | CCGT |  | Brush Generation Facility | ST1
Brush_Creek_Solar_1_PV_NT | Brush Creek Solar 1 PV-NT | Brush Creek Solar 1 PV-NT | 2.2 | 2020-05-01 | 2050-12-01 | PortlandGE | BrushCreekSolar | 2024-11-07 | PortlandGE | Solar_Fixed | Solar |  | Brush Creek Solar |  |  |  | SOLARV2025J_FIXED__OR_PORTLAND
Brush_Solar_1_PV_NT | Brush Solar 1 PV-NT | Brush Solar 1 PV-NT | 2.75 | 2022-06-01 | 2050-12-01 | IPTV | Brush_Solar | 2024-11-07 | IPCO | Solar_Fixed | Solar |  | Brush Solar Center |  |  |  | SOLARV2025J_FIXED__OR_MEDFORD
Buckaroo_Solar_1_PV_T | Buckaroo Solar 1 PV-T | Buckaroo Solar 1 PV-T | 2.4 | 2025-09-01 | 2043-12-01 | PACW |  |  | PACW | Solar_1Axis | Solar | [5 empty] | SOLARV2025J_1AXIS__OR_MEDFORD
Buckaroo_Solar_2_PV_T | Buckaroo Solar 2 PV-T | Buckaroo Solar 2 PV-T | 3 | 2025-09-01 | 2043-12-01 | PACW |  |  | PACW | Solar_1Axis | Solar | [5 empty] | SOLARV2025J_1AXIS__OR_MEDFORD
Buckaroo_Solar_PV_T_Agg | Buckaroo Solar PV-T Agg | Buckaroo Solar PV-T Agg | 5.39 | 2026-12-01 | 2043-12-01 | PACW |  |  | PACW | Solar_1Axis | Solar | [5 empty] | SOLARV2025J_1AXIS__OR_MEDFORD
Buckhorn_Solar_Bsp1_PV_T | Buckhorn Solar Bsp1 PV-T | Buckhorn Solar Bsp1 PV-T | 3 | 2015-12-01 | 2035-07-01 | PAUT | Buckhorn_Solar_LLC | 2024-11-07 | PACE | Solar_1Axis | Solar |  | Buckhorn Solar Plant |  |  |  | SOLARV2025J_1AXIS__UT_SALTLAKECITY
Buena_Vista_Energy_Center_1_BA | Buena Vista Energy Center 1 BA | Buena Vista Energy Center 1 BA | 50 | 2022-05-01 | 2043-06-01 | EPE | BUENA_VISTA_ENERGY_CENTER_1BA50 | 2024-11-07 | PNM_EPE | Battery_4h | Li-ion Battery |  | Buena Vista Energy Center | BESS1 |  |  |  | 200 | 4
Buena_Vista_Energy_Center_1_PV_T | Buena Vista Energy Center 1 PV-T | Buena Vista Energy Center 1 PV-T | 100 | 2022-05-01 | 2043-06-01 | EPE |  |  | PNM_EPE | Solar_1Axis | Solar |  | Buena Vista Energy Center | BVEC1 |  |  | SOLARV2025J_1AXIS__NM_ALBUQUERQUE
Buena_Vista_Energy_Center_2_PV_T | Buena Vista Energy Center 2 PV-T | Buena Vista Energy Center 2 PV-T | 20 | 2022-05-01 | 2043-06-01 | EPE |  |  | PNM_EPE | Solar_1Axis | Solar |  | Buena Vista Energy Center | BVEC1 |  |  | SOLARV2025J_1AXIS__NM_ALBUQUERQUE
Buffalo_Atlee_Cluster_1_Wagf_1_WT | Buffalo Atlee Cluster 1 Wagf 1 WT | Buffalo Atlee Cluster 1 Wagf 1 WT | 18 | 2022-02-01 | 2050-12-01 | AESO | Buffalo_Atlee_Wind | 2024-11-07 | BCHA_AESO | Wind | Wind | [5 empty] | WIND_V2025E_ONSHORE_ABCYPRESS_TRANSFORM
Buffalo_Atlee_Cluster_2_WT | Buffalo Atlee Cluster 2 WT | Buffalo Atlee Cluster 2 WT | 16 | 2022-02-01 | 2050-12-01 | AESO | Buffalo_Atlee_Wind_Farm_2 | 2024-11-07 | BCHA_AESO | Wind | Wind | [5 empty] | WIND_V2025E_ONSHORE_ABCYPRESS_TRANSFORM
Buffalo_Atlee_Cluster_3_Wagf_Der_1_WT | Buffalo Atlee Cluster 3 Wagf Der 1 WT | Buffalo Atlee Cluster 3 Wagf Der 1 WT | 18 | 2022-02-01 | 2050-12-01 | AESO | Buffalo_Atlee_Wind_Farm_3 | 2024-11-07 | BCHA_AESO | Wind | Wind | [5 empty] | WIND_V2025E_ONSHORE_ABCYPRESS_TRANSFORM
Buffalo_Atlee_Cluster_4_DER_Wind_1_WT | Buffalo Atlee Cluster 4 DER Wind 1 WT | Buffalo Atlee Cluster 4 DER Wind 1 WT | 10 | 2023-09-01 | 2054-12-01 | AESO |  |  | BCHA_AESO | Wind | Wind | [5 empty] | WIND_V2025E_ONSHORE_ABCYPRESS_TRANSFORM
Buffalo_Bill_1_HY | Buffalo Bill 1 HY | Buffalo Bill 1 HY | 6 | 1995-04-01 | 2050-12-01 | WACM | Buffalo_Bill_1 | 2024-11-07 | WACM | Hydro | Hydro |  | Buffalo Bill | 1
Buffalo_Bill_2_HY | Buffalo Bill 2 HY | Buffalo Bill 2 HY | 6 | 1995-04-01 | 2050-12-01 | WACM | Buffalo_Bill_2 | 2024-11-07 | WACM | Hydro | Hydro |  | Buffalo Bill | 2
Buffalo_Bill_3_HY | Buffalo Bill 3 HY | Buffalo Bill 3 HY | 6 | 1995-04-01 | 2050-12-01 | WACM | Buffalo_Bill_3 | 2024-11-07 | WACM | Hydro | Hydro |  | Buffalo Bill | 3
Buffalo_Plains_MPC_Wind_1_WT | Buffalo Plains MPC Wind 1 WT | Buffalo Plains MPC Wind 1 WT | 466 | 2024-12-01 | 2054-12-01 | AESO |  |  | BCHA_AESO | Wind | Wind | [5 empty] | WIND_V2025E_ONSHORE_ABCYPRESS_TRANSFORM
Bul1_Bull_Creek_Bul1_1_WT | Bul1 Bull Creek Bul1 1 WT | Bul1 Bull Creek Bul1 1 WT | 13 | 2015-12-01 | 2050-12-01 | AESO | Bull_Creek_BUL1 | 2024-11-07 | BCHA_AESO | Wind | Wind | [5 empty] | WIND_V2025E_ONSHORE_ABCYPRESS_TRANSFORM
Bul2_Bull_Creek_Bul2_2_WT | Bul2 Bull Creek Bul2 2 WT | Bul2 Bull Creek Bul2 2 WT | 16 | 2015-12-01 | 2050-12-01 | AESO | Bull_Creek_BUL2 | 2024-11-07 | BCHA_AESO | Wind | Wind | [5 empty] | WIND_V2025E_ONSHORE_ABCYPRESS_TRANSFORM
Burdett_368S_DG_P/V | Burdett 368S DG P/V | Burdett 368S DG P/V | 15.5 | 2021-02-01 | 2050-12-01 | AESO |  |  | BCHA_AESO | Solar_1Axis | Solar | [5 empty] | SOLARV2025J_1AXIS__WA_SEATTLE
Burdett_368S_DG_PV | Burdett 368S DG PV | Burdett 368S DG PV | 15.5 | 2001-08-01 | 2050-12-01 | AESO | Maxim_Burdett | 2024-11-07 | BCHA_AESO | CT | Peaker
Burley_Butte_1_WT | Burley Butte 1 WT | Burley Butte 1 WT | 21.3 | 2010-12-01 | 2050-12-01 | IPTV | Burley_Butte | 2024-11-07 | IPCO | Wind | Wind |  | Burley Butte Windpark |  |  |  | WIND_V2025E_EIA_IDAHO
Burlington_1_GT | Burlington 1 GT | Burlington 1 GT | 64.7 | 1977-06-01 | 2050-12-01 | WACM | Burlington_Oil_1 | 2024-11-07 | WACM | CT | Peaker |  | Burlington (CO) | 1
Burlington_2_GT | Burlington 2 GT | Burlington 2 GT | 64.7 | 1977-07-01 | 2050-12-01 | WACM | Burlington_Oil_2 | 2024-11-07 | WACM | CT | Peaker |  | Burlington (CO) | 2
Burton_Creek_Hydro_Ferc_7577_HY_1_HY | Burton Creek Hydro Ferc 7577 HY 1 HY | Burton Creek Hydro Ferc 7577 HY 1 HY | 0.8 | 1985-09-25 | 2054-12-31 | BPAT |  |  | BPAT | Hydro | Hydro
Busch_Ranch_Ph_2_Wind_Generation_2_WT | Busch Ranch Ph 2 Wind Generation 2 WT | Busch Ranch Ph 2 Wind Generation 2 WT | 59.4 | 2019-11-01 | 2050-12-01 | PSCO | Busch_Ranch_2 | 2024-11-07 | PSCO | Wind | Wind |  | Busch Ranch II Wind Farm |  |  |  | WIND_V2025E_EIA_NEWMEXICO
Busch_Ranch_Wind_Generation_1_WT | Busch Ranch Wind Generation 1 WT | Busch Ranch Wind Generation 1 WT | 29 | 2012-10-01 | 2050-12-01 | PSCO | Busch_Ranch | 2024-11-07 | PSCO | Wind | Wind |  | Busch Ranch Wind Energy Farm | WTG |  |  | WIND_V2025E_EIA_NEWMEXICO
Butler_Solar_1_PV_NT | Butler Solar 1 PV-NT | Butler Solar 1 PV-NT | 4 | 2022-01-01 | 2050-12-01 | PortlandGE | ButlerSolarLLC1 | 2024-11-07 | PortlandGE | Solar_Fixed | Solar |  | Butler Solar, LLC |  |  |  | SOLARV2025J_FIXED__OR_PORTLAND
Butte_I_Wind_1_WT | Butte I Wind 1 WT | Butte I Wind 1 WT | 238.2 | 2023-06-01 | 2050-12-01 | AZPS | Chevlon_Butte_Wind | 2024-11-07 | AZPS | Wind | Wind |  | Chevelon Butte Wind Farm |  |  |  | WIND_V2025E_EIA_ARIZONA
Butte_II_Wind_1_WT | Butte II Wind 1 WT | Butte II Wind 1 WT | 216 | 2024-06-01 | 2054-12-01 | AZPS |  |  | AZPS | Wind | Wind |  | Chevelon Butte Phase 2 | CHVB2 |  |  | WIND_V2025E_EIA_ARIZONA
Butter_Creek_Power_Oregon_Windfarms_1_WT | Butter Creek Power Oregon Windfarms 1 WT | Butter Creek Power Oregon Windfarms 1 WT | 5 | 2009-08-01 | 2029-01-01 | PACW | ECHOWIND | 2024-11-07 | PACW | Wind | Wind |  | Butter Creek Power LLC |  |  |  | WIND_V2025E_EIA_OREGON
Bypass_1_HY | Bypass 1 HY | Bypass 1 HY | 3.33 | 1988-06-01 | 2050-12-01 | IPMV | Bypass_GEN1 | 2024-11-07 | IPCO | Hydro | Hydro |  | Bypass | GEN1 | GEN2
Bypass_2_HY | Bypass 2 HY | Bypass 2 HY | 3.33 | 1988-06-18 | 2054-12-31 | IPTV |  |  | IPCO | Hydro | Hydro
Bypass_3_HY | Bypass 3 HY | Bypass 3 HY | 3.34 | 1988-06-18 | 2054-12-31 | IPTV |  |  | IPCO | Hydro | Hydro
C_Drop_Hydro_1_HY | C Drop Hydro 1 HY | C Drop Hydro 1 HY | 1.1 | 2012-05-01 | 2027-05-01 | GCPD | C_Drop_Hydro_LLC1HY1_1 | 2024-11-07 | BPAT | Hydro | Hydro
C_Lenzie_CC1a | C Lenzie CC1a | C Lenzie CC1a | 403 | 2006-02-01 | 2049-12-01 | NEVP | C_Lenzie_CC1 | 2024-11-07 | NEVP | CC | CCGT |  | Chuck Lenzie Generating Station | CTG1
C_Lenzie_CC1b | C Lenzie CC1b | C Lenzie CC1b | 201.5 | 2006-02-01 | 2049-12-01 | NEVP |  |  | NEVP | CC | CCGT
C_Lenzie_CC2a | C Lenzie CC2a | C Lenzie CC2a | 659.6 | 2006-04-01 | 2049-12-01 | NEVP | C_Lenzie_CC2 | 2024-11-07 | NEVP | CC | CCGT |  | Chuck Lenzie Generating Station | CTG3
C_Lenzie_CC2b | C Lenzie CC2b | C Lenzie CC2b | 201.5 | 2006-04-01 | 2049-12-01 | NEVP |  |  | NEVP | CC | CCGT
Cabin_Creek_1_PS | Cabin Creek 1 PS | Cabin Creek 1 PS | 170 | 2021-07-01 | 2054-12-01 | PSCO | Cabin_Creek_A | 2024-11-07 | PSCO | PSH | Pumped_Hydro |  | Cabin Creek | A |  |  |  | 648 | 4
Cabin_Creek_2_PS | Cabin Creek 2 PS | Cabin Creek 2 PS | 170 | 2022-09-01 | 2054-12-01 | PSCO | Cabin_Creek_B | 2024-11-07 | PSCO | PSH | Pumped_Hydro |  | Cabin Creek | B |  |  |  | 648 | 4
Cabinet_Gorge_1_HY | Cabinet Gorge 1 HY | Cabinet Gorge 1 HY | 59.39 | 1953-08-01 | 2050-12-01 | AVA | CabinetGorge1 | 2024-11-07 | BPAT | Hydro | Hydro |  | Cabinet Gorge | 1
Cabinet_Gorge_2_HY | Cabinet Gorge 2 HY | Cabinet Gorge 2 HY | 73.2 | 1953-02-01 | 2050-12-01 | AVA | CabinetGorge2 | 2024-11-07 | BPAT | Hydro | Hydro |  | Cabinet Gorge | 2
Cabinet_Gorge_3_HY | Cabinet Gorge 3 HY | Cabinet Gorge 3 HY | 73.2 | 1952-11-01 | 2050-12-01 | AVA | CabinetGorge3 | 2024-11-07 | BPAT | Hydro | Hydro |  | Cabinet Gorge | 3
Cabinet_Gorge_4_HY | Cabinet Gorge 4 HY | Cabinet Gorge 4 HY | 59.39 | 1952-09-01 | 2050-12-01 | AVA | CabinetGorge4 | 2024-11-07 | BPAT | Hydro | Hydro |  | Cabinet Gorge | 4
CacheCreekLandfill | CacheCreekLandfill | CacheCreekLandfill | 4.8 | 2015-03-01 | 2050-12-01 | BCHA |  |  | BCHA_AESO | Biomass/Wood | Biomass
Calispel_1_HY | Calispel 1 HY | Calispel 1 HY | 0.28 | 1950-01-01 | 2050-12-01 | AVA | Calispel1HY0_28 | 2024-11-07 | BPAT | Hydro | Hydro
Calispel_2_HY | Calispel 2 HY | Calispel 2 HY | 0.28 | 1950-01-01 | 2050-12-01 | BPAT | Calispel2HY0_28 | 2024-11-07 | BPAT | Hydro | Hydro
Calligan_1_HY | Calligan 1 HY | Calligan 1 HY | 6 | 2017-11-01 | 2050-12-01 | PSEI | CalliganCreek | 2024-11-07 | BPAT | Hydro | Hydro |  | Calligan Creek Hydroelectric Project
CalpineCC_Total | CalpineCC-Total | CalpineCC-Total | 330 | 2003-01-01 | 2050-12-01 | AESO |  |  | BCHA_AESO | CC | CCGT
Camino_1_HY | Camino 1 HY | Camino 1 HY | 83.1 | 1963-10-01 | 2051-12-01 | NCNC | Camino_1 | 2024-11-07 | NCNC | Hydro | Hydro |  | Camino | H1
Camino_2_HY | Camino 2 HY | Camino 2 HY | 77 | 1968-08-01 | 2051-12-01 | NCNC | Camino_2 | 2024-11-07 | NCNC | Hydro | Hydro |  | Camino | H2
Camrose_Crg1_1_ST | Camrose Crg1 1 ST | Camrose Crg1 1 ST | 10 | 2015-06-01 | 2050-12-01 | AESO | Camrose_1 | 2024-11-07 | BCHA_AESO | Cogen | CHP
Cancarb_Medicine_Hat_Ccmh_1_ST | Cancarb Medicine Hat Ccmh 1 ST | Cancarb Medicine Hat Ccmh 1 ST | 42 | 2000-12-01 | 2050-12-01 | AESO | CANCARB1_1 | 2024-11-07 | BCHA_AESO | Biomass/Wood | Biomass
Canoe_Creek_1_HY | Canoe Creek 1 HY | Canoe Creek 1 HY | 5.5 | 2010-04-01 | 2050-12-01 | BCHA | Canoe_Creek | 2024-11-07 | BCHA_AESO | Hydro | Hydro
Canyon_Ferry_1_HY | Canyon Ferry 1 HY | Canyon Ferry 1 HY | 16.6 | 1953-12-01 | 2050-12-01 | NWMT | Canyon_Ferry_1 | 2024-11-07 | NWMT_WAUW | Hydro | Hydro |  | Canyon Ferry | 1
Canyon_Ferry_2_HY | Canyon Ferry 2 HY | Canyon Ferry 2 HY | 16.6 | 1954-04-01 | 2050-12-01 | NWMT | Canyon_Ferry_2 | 2024-11-07 | NWMT_WAUW | Hydro | Hydro |  | Canyon Ferry | 2
Canyon_Ferry_3_HY | Canyon Ferry 3 HY | Canyon Ferry 3 HY | 16.6 | 1954-03-01 | 2050-12-01 | NWMT | Canyon_Ferry_3 | 2024-11-07 | NWMT_WAUW | Hydro | Hydro |  | Canyon Ferry | 3
Cape_Scott_Wind_1_WT | Cape Scott Wind 1 WT | Cape Scott Wind 1 WT | 24.8 | 2013-11-01 | 2050-12-01 | BCHA | CapeScott1 | 2024-11-07 | BCHA_AESO | Wind | Wind | [5 empty] | WIND_V2025E_ONSHORE_BCMOUNTWADDINGTON_TRANSFORM
Cape_Scott_Wind_2_WT | Cape Scott Wind 2 WT | Cape Scott Wind 2 WT | 24.8 | 2013-11-01 | 2050-12-01 | BCHA | CapeScott2 | 2024-11-07 | BCHA_AESO | Wind | Wind | [5 empty] | WIND_V2025E_ONSHORE_BCMOUNTWADDINGTON_TRANSFORM
Cape_Scott_Wind_3_WT | Cape Scott Wind 3 WT | Cape Scott Wind 3 WT | 24.8 | 2013-11-01 | 2050-12-01 | BCHA | CapeScott3 | 2024-11-07 | BCHA_AESO | Wind | Wind | [5 empty] | WIND_V2025E_ONSHORE_BCMOUNTWADDINGTON_TRANSFORM
Cape_Scott_Wind_4_WT | Cape Scott Wind 4 WT | Cape Scott Wind 4 WT | 24.8 | 2013-11-01 | 2050-12-01 | BCHA | CapeScott4 | 2024-11-07 | BCHA_AESO | Wind | Wind | [5 empty] | WIND_V2025E_ONSHORE_BCMOUNTWADDINGTON_TRANSFORM
Cargill_Ic_Agg_IC | Cargill Ic Agg IC | Cargill Ic Agg IC | 1.8 | 2022-08-01 | 2050-12-01 | PAID | Cargill_IC_Agg | 2024-11-07 | PACE | ICE | Reciprocating_Engine
Cariboo_Pulp_Paper_1_ST | Cariboo Pulp Paper 1 ST | Cariboo Pulp Paper 1 ST | 32.7 | 2012-10-01 | 2050-12-01 | BCHA | CariboPulpPaper1 | 2024-11-07 | BCHA_AESO | Biomass/Wood | Biomass
Cariboo_Pulp_Paper_2_ST | Cariboo Pulp Paper 2 ST | Cariboo Pulp Paper 2 ST | 28.69 | 2012-10-01 | 2050-12-01 | BCHA | CariboPulpPaper2 | 2024-11-07 | BCHA_AESO | Biomass/Wood | Biomass
Carmen_Smith_HY_1_HY | Carmen Smith HY 1 HY | Carmen Smith HY 1 HY | 52.2 | 1963-08-01 | 2050-12-01 | BPAT | Carmen_Smith_1 | 2024-11-07 | BPAT | Hydro | Hydro |  | Carmen Smith | 1
Carmen_Smith_HY_2_HY | Carmen Smith HY 2 HY | Carmen Smith HY 2 HY | 52.2 | 1963-08-01 | 2050-12-01 | BPAT | Carmen_Smith_2 | 2024-11-07 | BPAT | Hydro | Hydro |  | Carmen Smith | 2
Carmen_Smith_HY3_HY | Carmen Smith HY3 HY | Carmen Smith HY3 HY | 9.9 | 1963-08-01 | 2050-12-01 | BPAT | Carmen_Smith_3 | 2024-11-07 | BPAT | Hydro | Hydro |  | Carmen Smith | 3
Carne_Energy_Storage_BA | Carne Energy Storage BA | Carne Energy Storage BA | 65 | 2025-05-01 | 2045-05-01 | PNM |  |  | PNM_EPE | Battery_4h | Li-ion Battery |  | Carne Energy Storage, LLC | CS |  |  |  | 260 | 4
Carne_Solar_Project_PV_T | Carne Solar Project PV-T | Carne Solar Project PV-T | 130 | 2025-05-01 | 2045-05-01 | EPE |  |  | PNM_EPE | Solar_1Axis | Solar |  | Solar PV Development NM 18 II LLC |  |  |  | SOLARV2025J_1AXIS__NM_ALBUQUERQUE
Carnes_Creek_Solar_1_PV | Carnes Creek Solar 1 PV | Carnes Creek Solar 1 PV | 2.5 | 2022-09-01 | 2051-12-01 | PortlandGE |  |  | PortlandGE | Solar_1Axis | Solar |  | Carnes Creek Solar (CSG) | CAC22 |  |  | SOLARV2025J_1AXIS__OR_PORTLAND
Caroline_Shcg_1_GT | Caroline Shcg 1 GT | Caroline Shcg 1 GT | 19 | 2009-03-01 | 2050-12-01 | AESO | SHCG1_1 | 2024-11-07 | BCHA_AESO | Cogen | CHP
Carousel_1_WT | Carousel 1 WT | Carousel 1 WT | 150 | 2016-06-01 | 2041-07-01 | WACM | Carousel_Wind | 2024-11-07 | WACM | Wind | Wind |  | Carousel Wind Farm LLC |  |  |  | WIND_V2025E_EIA_WYOMING
Carrizozo_Solar_Project_1_PV_NT | Carrizozo Solar Project 1 PV-NT | Carrizozo Solar Project 1 PV-NT | 3 | 2018-02-01 | 2051-12-01 | PNM | Carrizozo_Solar_Project | 2024-11-07 | PNM_EPE | Solar_Fixed | Solar |  | Carrizozo Solar |  |  |  | SOLARV2025J_FIXED__NM_ALBUQUERQUE
Carseland_Cogen_Tc01_1_GT | Carseland Cogen Tc01 1 GT | Carseland Cogen Tc01 1 GT | 47.5 | 2001-09-01 | 2050-12-01 | AESO | Carsela1_1 | 2024-11-07 | BCHA_AESO | CT | Peaker
Carseland_Cogen_Tc01_2_GT | Carseland Cogen Tc01 2 GT | Carseland Cogen Tc01 2 GT | 47.5 | 2001-09-01 | 2050-12-01 | AESO | Carsela2_2 | 2024-11-07 | BCHA_AESO | Cogen | CHP
Carson_Ice_CC | Carson Ice CC | Carson Ice CC | 68.6 | 1995-10-01 | 2051-12-01 | NCNC |  |  | NCNC | CC | CCGT |  | Carson Ice-Gen Project | CCCT
Carson_Ice_CG_1 | Carson Ice CG 1 | Carson Ice CG 1 | 42.5 | 1995-10-01 | 2051-12-01 | NCNC | Carson_Ice_Peaker | 2024-11-07 | NCNC | CT | Peaker |  | Carson Ice-Gen Project | 1
Carter_Lake_1_HY | Carter Lake 1 HY | Carter Lake 1 HY | 2.6 | 2012-05-01 | 2050-12-01 | WACM | Carter_Lake | 2024-11-07 | WACM | Hydro | Hydro |  | Carter Hydro
CartyGenStaCC_Total | CartyGenStaCC-Total | CartyGenStaCC-Total | 503.1 | 2016-07-01 | 2050-12-01 | PortlandGE |  |  | PortlandGE | CC | CCGT |  | Carty Generating Station | GEN1
Casa_Mesa_Wind_1_WT | Casa Mesa Wind 1 WT | Casa Mesa Wind 1 WT | 50 | 2018-11-01 | 2043-09-01 | PNM | New_Mexico_Wind_EC | 2024-11-07 | PNM_EPE | Wind | Wind |  | New Mexico Wind Energy Center |  |  |  | WIND_V2025E_EIA_NEWMEXICO
Cascade_1_HY | Cascade 1 HY | Cascade 1 HY | 0.83 | 2013-11-01 | 2050-12-01 | IPTV | Cascade_ID_1 | 2024-11-07 | IPCO | Hydro | Hydro |  | Cascade Dam (ID) | 1
Cascade_CC_Phs_1 | Cascade CC Phs 1 | Cascade CC Phs 1 | 450 | 2024-01-01 | 2050-12-01 | AESO |  |  | BCHA_AESO | CC | CCGT
Cascade_CC_Phs_2 | Cascade CC Phs 2 | Cascade CC Phs 2 | 450 | 2024-01-01 | 2050-12-01 | AESO |  |  | BCHA_AESO | CC | CCGT
Cascade_ID_1_HY | Cascade ID 1 HY | Cascade ID 1 HY | 6.2 | 1984-05-01 | 2050-12-01 | PSCO | Cascade | 2024-11-07 | PSCO | Hydro | Hydro
Cascade_ID_2_HY | Cascade ID 2 HY | Cascade ID 2 HY | 6.2 | 1983-12-01 | 2050-12-01 | IPTV | Cascade_ID_2 | 2024-11-07 | IPCO | Hydro | Hydro |  | Cascade Dam (ID) | 2
Case_Creek_Solar_1_PV_NT | Case Creek Solar 1 PV-NT | Case Creek Solar 1 PV-NT | 2.2 | 2019-10-01 | 2050-12-01 | PortlandGE | CaseCreekSolar | 2024-11-07 | PortlandGE | Solar_Fixed | Solar |  | Case Creek Solar |  |  |  | SOLARV2025J_FIXED__OR_PORTLAND
Casper_Wind_CwGT_WT | Casper Wind CwGT WT | Casper Wind CwGT WT | 17 | 2009-11-01 | 2050-12-01 | PAWY | Casper_Wind | 2024-11-07 | PACE | Wind | Wind |  | Casper Wind Farm |  |  |  | WIND_V2025E_EIA_WYOMING
Cassia_Wind_Farm_1_WT | Cassia Wind Farm 1 WT | Cassia Wind Farm 1 WT | 10.5 | 2009-02-01 | 2050-12-01 | IPMV | CassiaGulch | 2024-11-07 | IPCO | Wind | Wind |  | Cassia Gulch |  |  |  | WIND_V2025E_EIA_IDAHO
Castaic_1_PS | Castaic 1 PS | Castaic 1 PS | 271 | 1973-07-01 | 2050-12-01 | LADWP | Castaic_1 | 2024-11-07 | LADWP | PSH | Pumped_Hydro |  | Castaic | 1 |  |  |  | 5721.4491 | 29.2209
Castaic_2_PS | Castaic 2 PS | Castaic 2 PS | 271 | 1974-07-01 | 2050-12-01 | LADWP | Castaic_2 | 2024-11-07 | LADWP | PSH | Pumped_Hydro |  | Castaic | 2 |  |  |  | 5748.565 | 29.3594
Castaic_3_PS | Castaic 3 PS | Castaic 3 PS | 271 | 1976-07-01 | 2050-12-01 | LADWP | Castaic_3 | 2024-11-07 | LADWP | PSH | Pumped_Hydro |  | Castaic | 3 |  |  |  | 5748.565 | 29.3594
Castaic_4_PS | Castaic 4 PS | Castaic 4 PS | 271 | 1977-06-01 | 2050-12-01 | LADWP | Castaic_4 | 2024-11-07 | LADWP | PSH | Pumped_Hydro |  | Castaic | 4 |  |  |  | 5748.565 | 29.3594
Castaic_5_PS | Castaic 5 PS | Castaic 5 PS | 271 | 1977-12-01 | 2050-12-01 | LADWP | Castaic_5 | 2024-11-07 | LADWP | PSH | Pumped_Hydro |  | Castaic | 5 |  |  |  | 5748.565 | 29.2102
Castaic_6_PS | Castaic 6 PS | Castaic 6 PS | 271 | 1978-08-01 | 2050-12-01 | LADWP | Castaic_6 | 2024-11-07 | LADWP | PSH | Pumped_Hydro |  | Castaic | 6 |  |  |  | 5748.565 | 59.386
Castaic_7_PS | Castaic 7 PS | Castaic 7 PS | 56 | 1972-01-01 | 2050-12-01 | LADWP | Castaic_7 | 2024-11-07 | LADWP | Hydro | Hydro
Castle_Creek_1_HY | Castle Creek 1 HY | Castle Creek 1 HY | 3 | 2015-06-01 | 2050-12-01 | BCHA | Castle_Creek1 | 2024-11-07 | BCHA_AESO | Hydro | Hydro
Castle_Creek_2_HY | Castle Creek 2 HY | Castle Creek 2 HY | 3 | 2015-06-01 | 2050-12-01 | BCHA | Castle_Creek2 | 2024-11-07 | BCHA_AESO | Hydro | Hydro
Castle_River_1_Cr1_1_WT | Castle River 1 Cr1 1 WT | Castle River 1 Cr1 1 WT | 20 | 2000-10-01 | 2050-12-01 | AESO | CASTRIV1_1 | 2024-11-07 | BCHA_AESO | Wind | Wind | [5 empty] | WIND_V2025E_EIA_OREGON
Castle_River_1_Cr1_2_WT | Castle River 1 Cr1 2 WT | Castle River 1 Cr1 2 WT | 19 | 2001-09-01 | 2050-12-01 | AESO | CASTRIV2_2 | 2024-11-07 | BCHA_AESO | Wind | Wind | [5 empty] | WIND_V2025E_EIA_OREGON
Castle_Rock_Ridge_2_Crr2_1_WT | Castle Rock Ridge 2 Crr2 1 WT | Castle Rock Ridge 2 Crr2 1 WT | 29 | 2019-09-01 | 2050-12-01 | AESO | Castle_Rock_Ridge_W2 | 2024-11-07 | BCHA_AESO | Wind | Wind | [5 empty] | WIND_V2025E_ONSHORE_ABCYPRESS_TRANSFORM
Castle_Rock_Wind_Farm_Crr1_1_WT | Castle Rock Wind Farm Crr1 1 WT | Castle Rock Wind Farm Crr1 1 WT | 77 | 2012-05-01 | 2050-12-01 | AESO | CastlerockG1_1 | 2024-11-07 | BCHA_AESO | Wind | Wind | [5 empty] | WIND_V2025E_EIA_OREGON
Castle_Solar_Renewable_Energy_Contract_1_PV_T | Castle Solar Renewable Energy Contract 1 PV-T | Castle Solar Renewable Energy Contract 1 PV-T | 20 | 2022-06-01 | 2049-03-01 | PAUT | Castle_Solar_1 | 2024-11-07 | PACE | Solar_1Axis | Solar |  | Castle Solar, LLC | CS |  |  | SOLARV2025J_1AXIS__UT_SALTLAKECITY
Castle_Solar_Renewable_Energy_Contract_2_PV_T | Castle Solar Renewable Energy Contract 2 PV-T | Castle Solar Renewable Energy Contract 2 PV-T | 20 | 2022-06-01 | 2049-03-01 | PAUT | Castle_Solar_2 | 2024-11-07 | PACE | Solar_1Axis | Solar |  | Castle Solar, LLC | CS |  |  | SOLARV2025J_1AXIS__UT_SALTLAKECITY
CavalierCC_Total | CavalierCC-Total | CavalierCC-Total | 120 | 2001-07-01 | 2050-12-01 | AESO |  |  | BCHA_AESO | CC | CCGT
CCI_Mexicali_Oriente_1_IC | CCI Mexicali Oriente 1 IC | CCI Mexicali Oriente 1 IC | 107.3 | 2024-01-01 | 2054-12-01 | CFE |  |  | CFE | ICE | Reciprocating_Engine
CCI_Mexicali_Oriente_2_IC | CCI Mexicali Oriente 2 IC | CCI Mexicali Oriente 2 IC | 322 | 2024-01-01 | 2054-12-01 | CFE |  |  | CFE | ICE | Reciprocating_Engine
CCI_Parque_Industrial_1_IC | CCI Parque Industrial 1 IC | CCI Parque Industrial 1 IC | 215 | 2024-01-01 | 2054-12-01 | CFE |  |  | CFE | ICE | Reciprocating_Engine
Ce_Turbo_1_ST | Ce Turbo 1 ST | Ce Turbo 1 ST | 11.5 | 2000-07-01 | 2050-12-01 | IID | CETurbo | 2024-11-07 | IID | Geothermal | Geothermal |  | CE Turbo LLC
Cedar_Creek_1_WT | Cedar Creek 1 WT | Cedar Creek 1 WT | 150.25 | 2007-11-01 | 2027-11-01 | PSCO | Cedar_Creek_1A | 2024-11-07 | PSCO | Wind | Wind |  | Cedar Creek Wind | 1 |  |  | WIND_V2025E_EIA_WYOMING
Cedar_Creek_1B | Cedar Creek 1B | Cedar Creek 1B | 150.25 | 2007-11-01 | 2027-11-01 | PSCO |  |  | PSCO | Wind | Wind |  | Cedar Creek Wind | 2 |  |  | WIND_V2025E_EIA_WYOMING
Cedar_Creek_2_2 | Cedar Creek 2-2 | Cedar Creek 2-2 | 83.6 | 2011-05-01 | 2035-12-01 | PSCO | Cedar_Creek_2B | 2024-11-07 | PSCO | Wind | Wind |  | Cedar Creek II | 1 |  |  | WIND_V2025E_EIA_WYOMING
Cedar_Creek_2_3 | Cedar Creek 2-3 | Cedar Creek 2-3 | 83.6 | 2011-05-01 | 2035-12-01 | PSCO |  |  | PSCO | Wind | Wind |  | Cedar Creek II | 1 |  |  | WIND_V2025E_EIA_WYOMING
Cedar_Creek_II_Wind_2_WT | Cedar Creek II Wind 2 WT | Cedar Creek II Wind 2 WT | 83.6 | 2011-05-01 | 2035-12-01 | PSCO | Cedar_Creek_2_1 | 2024-11-07 | PSCO | Wind | Wind |  | Cedar Creek II | 1 |  |  | WIND_V2025E_EIA_WYOMING
Cedar_Creek_Wind_WT | Cedar Creek Wind WT | Cedar Creek Wind WT | 151.8 | 2024-04-01 | 2049-06-01 | PAID |  |  | PACE | Wind | Wind |  | Cedar Creek Wind, LLC | CDCRK |  |  | WIND_V2025E_EIA_IDAHO
Cedar_Falls_1_HY | Cedar Falls 1 HY | Cedar Falls 1 HY | 15 | 2026-01-01 | 2050-12-01 | PSEI | Cedar_Falls_5 | 2024-11-07 | BPAT | Hydro | Hydro |  | Cedar Falls (WA) | 5
Cedar_Falls_2_HY | Cedar Falls 2 HY | Cedar Falls 2 HY | 15 | 2026-01-01 | 2050-12-01 | PSEI | Cedar_Falls_6 | 2024-11-07 | BPAT | Hydro | Hydro |  | Cedar Falls (WA) | 6
Cedar_Point_1_WT | Cedar Point 1 WT | Cedar Point 1 WT | 126 | 2011-11-01 | 2031-10-01 | PSCO | Cedar_Point_1 | 2024-11-07 | PSCO | Wind | Wind |  | Cedar Point Wind | 1-139 |  |  | WIND_V2025E_EIA_WYOMING
Cedar_Point_2 | Cedar Point 2 | Cedar Point 2 | 126 | 2011-11-01 | 2031-10-01 | PSCO |  |  | PSCO | Wind | Wind |  | Cedar Point Wind | 1-139 |  |  | WIND_V2025E_EIA_WYOMING
Cedar_Springs_Transmission_Bta_72_WT | Cedar Springs Transmission Bta 72 WT | Cedar Springs Transmission Bta 72 WT | 198.9 | 2020-12-01 | 2050-11-01 | PAWY | Cedar_Springs_Transmission_LLC_BTA | 2024-11-07 | PACE | Wind | Wind |  | Cedar Springs I |  |  |  | WIND_V2025E_EIA_WYOMING
Cedar_Springs_Wind_III_Nextera_WT | Cedar Springs Wind III Nextera WT | Cedar Springs Wind III Nextera WT | 133.3 | 2020-12-01 | 2040-12-01 | PAWY | Cedar_Springs_Wind_III_LLC_NextEra | 2024-11-07 | PACE | Wind | Wind |  | Cedar Springs III |  |  |  | WIND_V2025E_EIA_WYOMING
Cedar_Springs_Wind_IV_WT | Cedar Springs Wind IV WT | Cedar Springs Wind IV WT | 350.4 | 2024-12-01 | 2054-12-01 | PAWY |  |  | PACE | Wind | Wind |  | Cedar Springs Wind IV | CS4 |  |  | WIND_V2025E_EIA_WYOMING
Cedar_Springs_Wind_Nextera_WT | Cedar Springs Wind Nextera WT | Cedar Springs Wind Nextera WT | 199.4 | 2020-12-01 | 2040-12-01 | PAWY | Cedar_Springs_Wind_NextEra | 2024-11-07 | PACE | Wind | Wind |  | Cedar Springs II |  |  |  | WIND_V2025E_EIA_WYOMING
Cedar_Valley_Solar_Cvsp1_PV_T | Cedar Valley Solar Cvsp1 PV-T | Cedar Valley Solar Cvsp1 PV-T | 3 | 2015-12-01 | 2035-07-01 | PAUT | Cedar_Valley_Solar_LLC | 2024-11-07 | PACE | Solar_1Axis | Solar |  | Cedar Valley Solar Plant |  |  |  | SOLARV2025J_1AXIS__UT_SALTLAKECITY
Celgar_Green_Energy_2_ST | Celgar Green Energy 2 ST | Celgar Green Energy 2 ST | 52.29 | 2020-09-01 | 2050-12-01 | BCHA | Celgar_1 | 2024-11-07 | BCHA_AESO | Biomass/Wood | Biomass
Celgar_Green_Energy_3_ST | Celgar Green Energy 3 ST | Celgar Green Energy 3 ST | 48 | 2020-09-01 | 2050-12-01 | BCHA | Celgar_2 | 2024-11-07 | BCHA_AESO | Biomass/Wood | Biomass
Central_Line_Solar_1_PV | Central Line Solar 1 PV | Central Line Solar 1 PV | 100 | 2022-03-01 | 2042-03-01 | SRP | CentralLineSolar | 2024-11-07 | SRP | Solar_1Axis | Solar |  | Central Line Solar, LLC |  |  |  | SOLARV2025J_1AXIS__AZ_PHOENIX
CEP_6 | CEP_6 | CEP_6 | 500 | 2020-08-01 | 2045-12-01 | PSCO |  |  | PSCO | Wind | Wind |  | Cheyenne Ridge Wind Farm |  |  |  | WIND_V2025E_EIA_NEWMEXICO
Cerro_Prieto_I_5_BT | Cerro Prieto I 5 BT | Cerro Prieto I 5 BT | 30 | 1981-11-01 | 2050-12-01 | CFE | CerroPrieto1_5 | 2024-11-07 | CFE | Geothermal | Geothermal
Cerro_Prieto_II_1_BT | Cerro Prieto II 1 BT | Cerro Prieto II 1 BT | 110 | 1986-01-01 | 2050-12-01 | CFE | CerroPrieto2_1 | 2024-11-07 | CFE | Geothermal | Geothermal
Cerro_Prieto_II_2_BT | Cerro Prieto II 2 BT | Cerro Prieto II 2 BT | 110 | 1987-05-01 | 2050-12-01 | CFE | CerroPrieto2_2 | 2024-11-07 | CFE | Geothermal | Geothermal
Cerro_Prieto_III_1_BT | Cerro Prieto III 1 BT | Cerro Prieto III 1 BT | 110 | 1986-01-01 | 2050-12-01 | CFE | CerroPrieto3_1 | 2024-11-07 | CFE | Geothermal | Geothermal
Cerro_Prieto_III_2_BT | Cerro Prieto III 2 BT | Cerro Prieto III 2 BT | 110 | 1986-01-01 | 2050-12-01 | CFE | CerroPrieto3_2 | 2024-11-07 | CFE | Geothermal | Geothermal
Cerro_Prieto_IV_1_BT | Cerro Prieto IV 1 BT | Cerro Prieto IV 1 BT | 25 | 2000-07-01 | 2050-12-01 | CFE | CerroPrieto4_1 | 2024-11-07 | CFE | Geothermal | Geothermal
Cerro_Prieto_IV_2_BT | Cerro Prieto IV 2 BT | Cerro Prieto IV 2 BT | 25 | 2000-07-01 | 2050-12-01 | CFE | CerroPrieto4_2 | 2024-11-07 | CFE | Geothermal | Geothermal
Cerro_Prieto_IV_3_BT | Cerro Prieto IV 3 BT | Cerro Prieto IV 3 BT | 25 | 2000-07-01 | 2050-12-01 | CFE | CerroPrieto4_3 | 2024-11-07 | CFE | Geothermal | Geothermal
Cerro_Prieto_IV_4_BT | Cerro Prieto IV 4 BT | Cerro Prieto IV 4 BT | 25 | 2000-07-01 | 2050-12-01 | CFE | CerroPrieto4_4 | 2024-11-07 | CFE | Geothermal | Geothermal
Chandler_HY_1_HY | Chandler HY 1 HY | Chandler HY 1 HY | 6 | 1956-02-01 | 2050-12-01 | BPAT | Chandler_1 | 2024-11-07 | BPAT | Hydro | Hydro |  | Chandler | 1
Chandler_HY_2_HY | Chandler HY 2 HY | Chandler HY 2 HY | 6 | 1956-02-01 | 2050-12-01 | BPAT | ChandlerHY2HY6 | 2024-11-07 | BPAT | Hydro | Hydro |  | Chandler | 2
Chappice_Lake_649S_DER_Solar_1_PV_NT | Chappice Lake 649S DER Solar 1 PV-NT | Chappice Lake 649S DER Solar 1 PV-NT | 14 | 2023-02-01 | 2054-12-01 | AESO |  |  | BCHA_AESO | Solar_Fixed | Solar | [5 empty] | SOLARV2025J_FIXED__WA_SEATTLE
Cheakamus_1_HY | Cheakamus 1 HY | Cheakamus 1 HY | 96 | 2018-11-01 | 2050-12-01 | BCHA | Cheakamus_1 | 2024-11-07 | BCHA_AESO | Hydro | Hydro
Cheakamus_2_HY | Cheakamus 2 HY | Cheakamus 2 HY | 96 | 2019-08-01 | 2050-12-01 | BCHA | Cheakamus_2 | 2024-11-07 | BCHA_AESO | Hydro | Hydro
Chehalis_CC1a | Chehalis CC1a | Chehalis CC1a | 394.4 | 2008-09-01 | 2043-12-01 | BPAT | ChehalisCC_Total | 2024-11-07 | BPAT | CC | CCGT |  | Chehalis Generating Facility
Chehalis_CC1b | Chehalis CC1b | Chehalis CC1b | 198.9 | 2008-09-01 | 2043-12-01 | BPAT |  |  | BPAT | CC | CCGT
Chelan_A_1_HY | Chelan A 1 HY | Chelan A 1 HY | 29.6 | 1927-01-01 | 2050-12-01 | CHPD | Chelan_A_1 | 2024-11-07 | BPAT | Hydro | Hydro |  | Chelan | A-1
Chelan_A_2_HY | Chelan A 2 HY | Chelan A 2 HY | 29.6 | 1928-08-01 | 2050-12-01 | CHPD | Chelan_A_2 | 2024-11-07 | BPAT | Hydro | Hydro |  | Chelan | A-2
Cherokee_4_ST | Cherokee 4 ST | Cherokee 4 ST | 380.8 | 2017-08-01 | 2027-12-01 | PSCO | Cherokee_4_Coal | 2024-11-07 | PSCO | Coal | Coal |  | Cherokee | 1 | 2 | 3
Cherokee_CC1a | Cherokee CC1a | Cherokee CC1a | 370.6 | 2015-08-01 | 2055-12-01 | PSCO |  |  | PSCO | CC | CCGT |  | Cherokee | 5 | 6
Cherokee_CC1b | Cherokee CC1b | Cherokee CC1b | 255 | 2015-08-01 | 2055-12-01 | PSCO |  |  | PSCO | CC | CCGT |  | Cherokee | 7
Chetwynd_Forest_Industries_1_ST | Chetwynd Forest Industries 1 ST | Chetwynd Forest Industries 1 ST | 6 | 2015-06-01 | 2050-12-01 | BCHA | Chetwynd_Bio1 | 2024-11-07 | BCHA_AESO | Biomass/Wood | Biomass
Chetwynd_Forest_Industries_2_ST | Chetwynd Forest Industries 2 ST | Chetwynd Forest Industries 2 ST | 6 | 2015-06-01 | 2054-12-01 | BCHA |  |  | BCHA_AESO | Biomass/Wood | Biomass
Cheyenne_Prairie_1CC | Cheyenne Prairie 1CC | Cheyenne Prairie 1CC | 100 | 2014-10-01 | 2050-12-01 | WACM |  |  | WACM | CC | CCGT |  | Cheyenne Prairie Generating Station | 01A | 01B | 01C
Cheyenne_Prairie_Generation_St_2_GT | Cheyenne Prairie Generation St 2 GT | Cheyenne Prairie Generation St 2 GT | 40 | 2014-10-01 | 2050-12-01 | WACM | Cheyenne_Prairie_2_1 | 2024-11-07 | WACM | CT | Peaker |  | Cheyenne Prairie Generating Station | 02A
Chickwat_1 | Chickwat_1 | Chickwat_1 | 19.6 | 2018-11-01 | 2050-12-01 | BCHA |  |  | BCHA_AESO | Hydro | Hydro
Chief_Joseph | Chief Joseph | Chief Joseph | 2459.41 | 1958-10-01 | 2050-12-01 | BPAT |  |  | BPAT | Hydro | Hydro |  | Chief Joseph
Chiloquin_Solar_Saturn_PV_T | Chiloquin Solar Saturn PV-T | Chiloquin Solar Saturn PV-T | 9.9 | 2018-01-01 | 2036-12-01 | PACW | ChiloquinSolarLLC | 2024-11-07 | PACW | Solar_Fixed | Solar |  | Chiloquin Solar, LLC |  |  |  | SOLARV2025J_FIXED__OR_MEDFORD
Chin_Chute_Chin_1_HY | Chin Chute Chin 1 HY | Chin Chute Chin 1 HY | 15 | 1994-06-01 | 2050-12-01 | AESO | ChinChute_Hydro | 2024-11-07 | BCHA_AESO | Hydro | Hydro
China_Creek_1_HY | China Creek 1 HY | China Creek 1 HY | 3.2 | 2005-12-01 | 2050-12-01 | BCHA | China_Creek_1 | 2024-11-07 | BCHA_AESO | Hydro | Hydro
China_Creek_2_HY | China Creek 2 HY | China Creek 2 HY | 1.6 | 2006-04-01 | 2050-12-01 | BCHA | China_Creek_2 | 2024-11-07 | BCHA_AESO | Hydro | Hydro
Chino_Valley_1_BA | Chino Valley 1 BA | Chino Valley 1 BA | 19 | 2023-06-01 | 2050-12-01 | AZPS | ChinoValleyBESS | 2024-11-07 | AZPS | Battery_4h | Li-ion Battery | [6 empty] | 76 | 4
Chino_Valley_1_PV | Chino Valley 1 PV | Chino Valley 1 PV | 19 | 2012-11-01 | 2050-12-01 | AZPS | ChinoValley | 2024-11-07 | AZPS | Solar_1Axis | Solar |  | Chino Valley Solar | PV1 |  |  | SOLARV2025J_1AXIS__AZ_PHOENIX
Cholla_1_ST | Cholla 1 ST | Cholla 1 ST | 113.59 | 1962-05-01 | 2025-01-01 | AZPS |  |  | AZPS | Steam | ST |  | Cholla | 1
Cholla_3_ST | Cholla 3 ST | Cholla 3 ST | 312.3 | 1980-05-01 | 2025-01-01 | AZPS |  |  | AZPS | Steam | ST |  | Cholla | 3
Chopin_Wind_LLCWT | Chopin Wind LLCWT | Chopin Wind LLCWT | 10 | 2016-10-01 | 2036-05-01 | PACW | ChopinWind | 2024-11-07 | PACW | Wind | Wind |  | Chopin Wind LLC |  |  |  | WIND_V2025E_EIA_OREGON
Chopin_Wind_Schumann_Wind_Facility_WT | Chopin Wind Schumann Wind Facility WT | Chopin Wind Schumann Wind Facility WT | 8 | 2022-11-01 | 2036-05-01 | PACW |  |  | PACW | Wind | Wind |  | Schumann Wind Farm | SCH |  |  | WIND_V2025E_EIA_OREGON
Christina_Lake_Cl01_1_GT | Christina Lake Cl01 1 GT | Christina Lake Cl01 1 GT | 100 | 2017-08-01 | 2050-12-01 | AESO | NEW_539S_13_8_G1_58379_G1 | 2024-11-07 | BCHA_AESO | Cogen | CHP
Chukar_1_BA | Chukar 1 BA | Chukar 1 BA | 10 | 2021-07-01 | 2046-07-01 | NEVP |  |  | NEVP | Battery_4h | Li-ion Battery |  | Chukar Battery Energy Storage System | CHUK1 |  |  |  | 40 | 4
Cibola_Solar_PV_1_PV_T | Cibola Solar PV 1 PV-T | Cibola Solar PV 1 PV-T | 7.58 | 2014-12-01 | 2047-05-01 | PNM | Marquez | 2024-11-07 | PNM_EPE | Solar_1Axis | Solar |  | Cibola |  |  |  | SOLARV2025J_1AXIS__NM_ALBUQUERQUE
Cimarron_I_Solar_1_PV_NT | Cimarron I Solar 1 PV-NT | Cimarron I Solar 1 PV-NT | 30 | 2010-11-01 | 2035-11-01 | PNM | Cimarron_Solar | 2024-11-07 | PNM_EPE | Solar_Fixed | Solar |  | Cimarron Solar Facility |  |  |  | SOLARV2025J_FIXED__NM_ALBUQUERQUE
Cipres_1_GT | Cipres 1 GT | Cipres 1 GT | 27.39 | 1982-12-01 | 2050-12-01 | CFE | Cipres1 | 2024-11-07 | CFE | CT | Peaker
Citizen_1_PV_T | Citizen 1 PV-T | Citizen 1 PV-T | 30 | 2019-06-01 | 2050-12-01 | IID | CitizenSolar | 2024-11-07 | IID | Solar_1Axis | Solar |  | Citizens Imperial Solar |  |  |  | SOLARV2025J_1AXIS__CA_BRAWLEY
City_Power_Plant_3_HY | City Power Plant 3 HY | City Power Plant 3 HY | 8 | 1982-07-01 | 2050-12-01 | PAID | City_Power_Plant | 2024-11-07 | PACE | Hydro | Hydro |  | City Power Plant
CityCenter_Central_Plant_Cogen_A_GT | CityCenter Central Plant Cogen A GT | CityCenter Central Plant Cogen A GT | 4.29 | 2009-12-01 | 2054-12-01 | NEVP |  |  | NEVP | Cogen | CHP |  | CityCenter Central Plant Cogen Units | UNITA
CityCenter_Central_Plant_Cogen_B_GT | CityCenter Central Plant Cogen B GT | CityCenter Central Plant Cogen B GT | 4.29 | 2009-12-01 | 2054-12-01 | NEVP |  |  | NEVP | Cogen | CHP |  | CityCenter Central Plant Cogen Units | UNITB
CJ_Strike_1_HY | CJ Strike 1 HY | CJ Strike 1 HY | 27.6 | 1952-03-01 | 2050-12-01 | IPTV | C_J_Strike_1 | 2024-11-07 | IPCO | Hydro | Hydro |  | C J Strike | 1
CJ_Strike_2_HY | CJ Strike 2 HY | CJ Strike 2 HY | 27.6 | 1952-03-01 | 2050-12-01 | IPTV | C_J_Strike_2 | 2024-11-07 | IPCO | Hydro | Hydro |  | C J Strike | 2
CJ_Strike_3_HY | CJ Strike 3 HY | CJ Strike 3 HY | 27.6 | 1952-03-01 | 2050-12-01 | IPTV | C_J_Strike_3 | 2024-11-07 | IPCO | Hydro | Hydro |  | C J Strike | 3
Claresholm_1_Clr1_1_PV_NT | Claresholm 1 Clr1 1 PV-NT | Claresholm 1 Clr1 1 PV-NT | 58 | 2021-01-01 | 2050-12-01 | AESO | Claresholm_Solar | 2024-11-07 | BCHA_AESO | Solar_1Axis | Solar | [5 empty] | SOLARV2025J_1AXIS__WA_SEATTLE
Claresholm_2_Clr2_1_PV_NT | Claresholm 2 Clr2 1 PV-NT | Claresholm 2 Clr2 1 PV-NT | 75 | 2021-01-01 | 2051-12-01 | AESO |  |  | BCHA_AESO | Solar_Fixed | Solar | [5 empty] | SOLARV2025J_FIXED__WA_SEATTLE
Claribel_Generation_Station_IC | Claribel Generation Station IC | Claribel Generation Station IC | 49 | 2023-08-01 | 2051-12-01 | NCNC |  |  | NCNC | ICE | Reciprocating_Engine
Clark_11_GT | Clark 11 GT | Clark 11 GT | 60.5 | 2008-08-01 | 2038-12-01 | NEVP | Clark_11 | 2024-11-07 | NEVP | CT | Peaker |  | Clark (NVE) | 11
Clark_12_GT | Clark 12 GT | Clark 12 GT | 60.5 | 2008-07-01 | 2038-12-01 | NEVP | Clark_12 | 2024-11-07 | NEVP | CT | Peaker |  | Clark (NVE) | 12
Clark_13_GT | Clark 13 GT | Clark 13 GT | 60.5 | 2008-11-01 | 2038-12-01 | NEVP | Clark_13 | 2024-11-07 | NEVP | CT | Peaker |  | Clark (NVE) | 13
Clark_14_GT | Clark 14 GT | Clark 14 GT | 60.5 | 2008-07-01 | 2038-12-01 | NEVP | Clark_14 | 2024-11-07 | NEVP | CT | Peaker |  | Clark (NVE) | 14
Clark_15_GT | Clark 15 GT | Clark 15 GT | 60.5 | 2008-07-01 | 2038-12-01 | NEVP | Clark_15 | 2024-11-07 | NEVP | CT | Peaker |  | Clark (NVE) | 15
Clark_16_GT | Clark 16 GT | Clark 16 GT | 60.5 | 2008-07-01 | 2038-12-01 | NEVP | Clark_16 | 2024-11-07 | NEVP | CT | Peaker |  | Clark (NVE) | 16
Clark_17_GT | Clark 17 GT | Clark 17 GT | 60.5 | 2008-07-01 | 2038-12-01 | NEVP | Clark_17 | 2024-11-07 | NEVP | CT | Peaker |  | Clark (NVE) | 17
Clark_18_GT | Clark 18 GT | Clark 18 GT | 60.5 | 2008-07-01 | 2038-12-01 | NEVP | Clark_18 | 2024-11-07 | NEVP | CT | Peaker |  | Clark (NVE) | 18
Clark_19_GT | Clark 19 GT | Clark 19 GT | 60.5 | 2008-11-01 | 2038-12-01 | NEVP | Clark_19 | 2024-11-07 | NEVP | CT | Peaker |  | Clark (NVE) | 19
Clark_20_GT | Clark 20 GT | Clark 20 GT | 60.5 | 2008-08-01 | 2038-12-01 | NEVP | Clark_20 | 2024-11-07 | NEVP | CT | Peaker |  | Clark (NVE) | 20
Clark_21 | Clark 21 | Clark 21 | 60.5 | 2008-11-01 | 2038-12-01 | NEVP |  |  | NEVP | CT | Peaker |  | Clark (NVE) | 21
Clark_22 | Clark 22 | Clark 22 | 60.5 | 2008-09-01 | 2038-12-01 | NEVP |  |  | NEVP | CT | Peaker |  | Clark (NVE) | 22
Clark_4_GT | Clark 4 GT | Clark 4 GT | 72.4 | 1973-06-01 | 2035-12-01 | NEVP | Clark_4 | 2024-11-07 | NEVP | CT | Peaker
Clark_CC1a | Clark CC1a | Clark CC1a | 185 | 1979-05-01 | 2043-12-01 | NEVP | Clark_CC1 | 2024-11-07 | NEVP | CC | CCGT |  | Clark (NVE) | GT5
Clark_CC1b | Clark CC1b | Clark CC1b | 92.5 | 1982-06-01 | 2043-12-01 | NEVP |  |  | NEVP | CC | CCGT
Clark_CC2a | Clark CC2a | Clark CC2a | 185 | 1994-06-01 | 2044-12-01 | NEVP | Clark_CC2 | 2024-11-07 | NEVP | CC | CCGT |  | Clark (NVE) | GT7
Clark_CC2b | Clark CC2b | Clark CC2b | 92.5 | 1979-05-01 | 2044-12-01 | NEVP |  |  | NEVP | CC | CCGT
Clark_Community_Solar_PV_PV_NT | Clark Community Solar PV PV-NT | Clark Community Solar PV PV-NT | 0.32 | 2015-06-01 | 2050-12-01 | BPAT | ClarkCommunitySolar | 2024-11-07 | BPAT | Solar_1Axis | Solar | [5 empty] | SOLARV2025J_1AXIS__OR_PORTLAND
Clear_Lakes_1_HY | Clear Lakes 1 HY | Clear Lakes 1 HY | 2.5 | 1936-12-01 | 2050-12-01 | IPMV | Clear_Lake_ID | 2024-11-07 | IPCO | Hydro | Hydro |  | Clear Lake
Clear_Spring_Ranch_Solar_Array_1_PV_T | Clear Spring Ranch Solar Array 1 PV-T | Clear Spring Ranch Solar Array 1 PV-T | 10 | 2016-11-01 | 2050-12-01 | WACM | Clear_Spring_Ranch_Solar_Array | 2024-11-07 | WACM | Solar_1Axis | Solar |  | Clear Spring Ranch PV Project |  |  |  | SOLARV2025J_1AXIS__CO_DENVER
Clearwater_1_HY | Clearwater 1 HY | Clearwater 1 HY | 15 | 1953-06-01 | 2038-12-31 | PACW |  |  | PACW | Hydro | Hydro
Clearwater_2_2_HY | Clearwater 2-2 HY | Clearwater 2-2 HY | 26 | 1953-11-01 | 2038-12-01 | PACW | Clearwater2 | 2024-11-07 | PACW | Hydro | Hydro |  | Clearwater 2
Clearwater_East_75_WT | Clearwater East 75 WT | Clearwater East 75 WT | 208.2 | 2024-01-01 | 2051-12-01 | PAID |  |  | PACE | Wind | Wind |  | Clearwater Wind East | CWE |  |  | WIND_V2025E_EIA_WYOMING
Clearwater_II_37_WT | Clearwater II 37 WT | Clearwater II 37 WT | 102.8 | 2024-01-01 | 2051-12-01 | PAID |  |  | PACE | Wind | Wind |  | Clearwater Wind III | CW3 |  |  | WIND_V2025E_EIA_WYOMING
Clearwater_Paper_Ipp_Lewiston_3_ST | Clearwater Paper Ipp Lewiston 3 ST | Clearwater Paper Ipp Lewiston 3 ST | 28.8 | 1950-01-01 | 2050-12-01 | BPAT | ClearwaterPaper3 | 2024-11-07 | BPAT | Biomass/Wood | Biomass |  | Clearwater Paper IPP Lewiston | GEN3
Clearwater_Paper_Ipp_Lewiston_4_ST | Clearwater Paper Ipp Lewiston 4 ST | Clearwater Paper Ipp Lewiston 4 ST | 65 | 1950-01-01 | 2050-12-01 | BPAT | ClearwaterPaper4 | 2024-11-07 | BPAT | Biomass/Wood | Biomass |  | Clearwater Paper IPP Lewiston | GEN4
Clearwater_Wind | Clearwater Wind | Clearwater Wind | 365.5 | 2022-11-01 | 2050-12-01 | NWMT |  |  | NWMT_WAUW | Wind | Wind |  | Clearwater Wind I | CW1 |  |  | WIND_V2025E_EIA_WYOMING
Clearwater_Wind_I_1_WT | Clearwater Wind I 1 WT | Clearwater Wind I 1 WT | 300 | 2023-12-01 | 2054-12-01 | NWMT |  |  | NWMT_WAUW | Wind | Wind |  | Clearwater Wind II | CW2 |  |  | WIND_V2025E_EIA_WYOMING
Cline_Corners | Cline Corners | Cline Corners | 212.28 | 2021-06-01 | 2044-12-31 | PNM | Nov 2024 bl name is CAISO portion |  | PNM_EPE | Wind | Wind |  | Clines Corners Wind Farm LLC | 1 |  |  | WIND_V2025E_EIA_NEWMEXICO
Clover_Creek_Solar_1_PV | Clover Creek Solar 1 PV | Clover Creek Solar 1 PV | 80 | 2021-12-01 | 2050-12-01 | PAUT | Clover_Creek_Solar | 2024-11-07 | PACE | Solar_1Axis | Solar |  | Clover Creek Solar Community Solar |  |  |  | SOLARV2025J_1AXIS__UT_SALTLAKECITY
Cloverbar_1_Enc1_1_GT | Cloverbar 1 Enc1 1 GT | Cloverbar 1 Enc1 1 GT | 48 | 2008-06-01 | 2050-12-01 | AESO | Cloverbar_GT1 | 2024-11-07 | BCHA_AESO | CT | Peaker
Cloverbar_2_Enc2_2_GT | Cloverbar 2 Enc2 2 GT | Cloverbar 2 Enc2 2 GT | 101 | 2008-10-01 | 2050-12-01 | AESO | Cloverbar_GT2 | 2024-11-07 | BCHA_AESO | CT | Peaker
Cloverbar_3_Enc3_3_GT | Cloverbar 3 Enc3 3 GT | Cloverbar 3 Enc3 3 GT | 101 | 2010-02-01 | 2050-12-01 | AESO | Cloverbar_GT3 | 2024-11-07 | BCHA_AESO | CT | Peaker
Clowhom_1_HY | Clowhom 1 HY | Clowhom 1 HY | 30 | 2028-04-01 | 2030-04-01 | BCHA | Clowhom_1 | 2024-11-07 | BCHA_AESO | Hydro | Hydro
Clydesdale_1_Cly1_1_PV_NT | Clydesdale 1 Cly1 1 PV-NT | Clydesdale 1 Cly1 1 PV-NT | 41 | 2022-10-01 | 2054-12-01 | AESO |  |  | BCHA_AESO | Solar_Fixed | Solar | [5 empty] | SOLARV2025J_FIXED__WA_SEATTLE
Clydesdale_2_Cly2_1_PV_NT | Clydesdale 2 Cly2 1 PV-NT | Clydesdale 2 Cly2 1 PV-NT | 34 | 2022-10-01 | 2054-12-01 | AESO |  |  | BCHA_AESO | Solar_Fixed | Solar | [5 empty] | SOLARV2025J_FIXED__WA_SEATTLE
CMH_Unit_17_Gas | CMH Unit 17 Gas | CMH Unit 17 Gas | 22 | 2022-04-01 | 2050-12-01 | AESO |  |  | BCHA_AESO | CT | Peaker
Cnrl_Horizon_Cnr5_1_GT | Cnrl Horizon Cnr5 1 GT | Cnrl Horizon Cnr5 1 GT | 86 | 2016-11-01 | 2050-12-01 | AESO |  |  | BCHA_AESO | Cogen | CHP
Cnrl_Horizon_Cnr5_2_ST | Cnrl Horizon Cnr5 2 ST | Cnrl Horizon Cnr5 2 ST | 15 | 2016-11-01 | 2051-12-01 | AESO |  |  | BCHA_AESO | Steam | ST
Co_Bar_Solar_A_1_PV | Co Bar Solar A 1 PV | Co Bar Solar A 1 PV | 206 | 2023-12-01 | 2050-12-01 | AZPS | COBarSolarA | 2024-11-07 | AZPS | Solar_Fixed | Solar | [5 empty] | SOLARV2025J_FIXED__AZ_PHOENIX
Co_Bar_Solar_B_1_PV | Co Bar Solar B 1 PV | Co Bar Solar B 1 PV | 206 | 2023-12-01 | 2050-12-01 | AZPS | COBarSolarB | 2024-11-07 | AZPS | Solar_Fixed | Solar | [5 empty] | SOLARV2025J_FIXED__AZ_PHOENIX
Coachella_2_GT | Coachella 2 GT | Coachella 2 GT | 23.1 | 1973-06-01 | 2050-12-01 | IID | Coachella_2 | 2024-11-07 | IID | CT | Peaker |  | Coachella | 2
Coachella_3_GT | Coachella 3 GT | Coachella 3 GT | 23.1 | 1974-04-01 | 2050-12-01 | IID | Coachella_3 | 2024-11-07 | IID | CT | Peaker |  | Coachella | 3
Coachella_4_GT | Coachella 4 GT | Coachella 4 GT | 23.1 | 1976-12-01 | 2050-12-01 | IID | Coachella_4 | 2024-11-07 | IID | CT | Peaker |  | Coachella | 4
Coal_Creek_HY | Coal Creek HY | Coal Creek HY | 0.15 | 2009-10-01 | 2051-12-31 | PNM |  |  | PNM_EPE | Hydro | Hydro
Coaldale_Cod1_1_GT | Coaldale Cod1 1 GT | Coaldale Cod1 1 GT | 5 | 2019-09-01 | 2050-12-01 | AESO | Coaldale_COD1 | 2024-11-07 | BCHA_AESO | CT | Peaker
Cochrane_1_HY | Cochrane 1 HY | Cochrane 1 HY | 28.39 | 1958-07-01 | 2050-12-01 | NWMT | Cochrane_COC1 | 2024-11-07 | NWMT_WAUW | Hydro | Hydro |  | Cochrane | COC1
Cochrane_2_HY | Cochrane 2 HY | Cochrane 2 HY | 32 | 1958-07-01 | 2050-12-01 | NWMT | Cochrane_COC2 | 2024-11-07 | NWMT_WAUW | Hydro | Hydro |  | Cochrane | COC2
Coffee_Creek_1_BA | Coffee Creek 1 BA | Coffee Creek 1 BA | 17 | 2025-06-01 | 2051-12-01 | BPAT |  |  | BPAT | Battery_4h | Li-ion Battery |  | Coffee Creek BESS | CCRK1 |  |  |  | 68 | 4
Coffin_Butte_Agg_IC | Coffin Butte Agg IC | Coffin Butte Agg IC | 5.63 | 1995-10-01 | 2050-12-01 | BPAT | Coffin_Butte_1 | 2024-11-07 | BPAT | Biomass/Wood | Biomass |  | Coffin Butte | 1
Cogentrix_1_PV_T | Cogentrix 1 PV-T | Cogentrix 1 PV-T | 30 | 2012-04-01 | 2024-04-01 | PSCO | Cogentrix | 2024-11-07 | PSCO | Solar_1Axis | Solar |  | Alamosa Solar |  |  |  | SOLARV2025J_1AXIS__NM_ALBUQUERQUE
COL_Chinook_181S_DER_Solar_1_PV_NT | COL Chinook 181S DER Solar 1 PV-NT | COL Chinook 181S DER Solar 1 PV-NT | 8.75 | 2024-09-01 | 2051-12-01 | AESO |  |  | BCHA_AESO | Solar_Fixed | Solar | [5 empty] | SOLARV2025J_FIXED__WA_SEATTLE
Colmacdesert_View_1_ST | Colmacdesert View 1 ST | Colmacdesert View 1 ST | 55.5 | 1991-11-01 | 2050-12-01 | IID | Desert_View | 2024-11-07 | IID | Biomass/Wood | Biomass |  | Desert View Power
Colorado_Green_1_WT | Colorado Green 1 WT | Colorado Green 1 WT | 81 | 2003-12-01 | 2039-01-01 | PSCO | Green_Holdings_1 | 2024-11-07 | PSCO | Wind | Wind |  | Colorado Green Holdings LLC |  |  |  | WIND_V2025E_EIA_NEWMEXICO
Colorado_Highlands_Wind_42_WT | Colorado Highlands Wind 42 WT | Colorado Highlands Wind 42 WT | 47 | 2012-12-01 | 2032-12-01 | WACM | Highlands_Wind_1 | 2024-11-07 | WACM | Wind | Wind |  | Colorado Highlands Wind |  |  |  | WIND_V2025E_EIA_WYOMING
Colstrip_3_ST | Colstrip 3 ST | Colstrip 3 ST | 740 | 1984-01-01 | 2054-12-01 | NWMT | Colstrip_3 | 2024-11-07 | NWMT_WAUW | Coal | Coal |  | Colstrip | 3
Colstrip_4_ST | Colstrip 4 ST | Colstrip 4 ST | 740 | 1986-04-01 | 2030-12-01 | NWMT | Colstrip_4 | 2024-11-07 | NWMT_WAUW | Coal | Coal |  | Colstrip | 4
Colstrip_Energy_1_ST | Colstrip Energy 1 ST | Colstrip Energy 1 ST | 43.7 | 1990-02-01 | 2050-12-01 | NWMT | Colstrip_Energy | 2024-11-07 | NWMT_WAUW | Coal | Coal |  | Colstrip Energy LP
Colton_Solar_1_PV_NT | Colton Solar 1 PV-NT | Colton Solar 1 PV-NT | 2.2 | 2017-12-01 | 2050-12-01 | PortlandGE | ColtonSolar | 2024-11-07 | PortlandGE | Solar_Fixed | Solar |  | Colton Solar |  |  |  | SOLARV2025J_FIXED__OR_PORTLAND
Columbia_Generating_Station_ST1_ST | Columbia Generating Station ST1 ST | Columbia Generating Station ST1 ST | 1169 | 1984-12-01 | 2050-12-01 | BPAT | Columbia2 | 2024-11-07 | BPAT | Nuclear | Nuclear |  | Columbia Generating Station
Columbia_Ridge_Landfill_Agg_IC | Columbia Ridge Landfill Agg IC | Columbia Ridge Landfill Agg IC | 12.8 | 2014-08-01 | 2050-12-01 | BPAT | ColumbiaRidgeLandfillAgg | 2024-11-07 | BPAT | Biogas | Biogas
Columbus_Solar_1_PV_NT | Columbus Solar 1 PV-NT | Columbus Solar 1 PV-NT | 1.85 | 2017-10-01 | 2051-12-01 | PNM | Columbus_Solar | 2024-11-07 | PNM_EPE | Solar_Fixed | Solar |  | Columbus Solar Project |  |  |  | SOLARV2025J_FIXED__NM_ALBUQUERQUE
Comanche_2_ST | Comanche 2 ST | Comanche 2 ST | 396 | 1983-01-01 | 2025-12-31 | WACM |  |  | WACM | Hydro | Hydro
Comanche_3_ST | Comanche 3 ST | Comanche 3 ST | 428.4 | 2010-05-01 | 2031-01-01 | PSCO | Comanche_3 | 2024-11-07 | PSCO | Coal | Coal |  | Comanche (CO) | 3
Comanche_Solar_1_PV_T | Comanche Solar 1 PV-T | Comanche Solar 1 PV-T | 120 | 2016-09-01 | 2041-09-01 | PSCO | Comanche_Solar | 2024-11-07 | PSCO | Solar_1Axis | Solar |  | Comanche Solar |  |  |  | SOLARV2025J_1AXIS__CO_DENVER
Combine_Hills_1_41_WT | Combine Hills 1 41 WT | Combine Hills 1 41 WT | 41 | 2003-06-01 | 2023-12-01 | PACW | Combine_Hills | 2024-11-07 | PACW | Wind | Wind |  | Combine Hills I |  |  |  | WIND_V2025E_EIA_OREGON
Combine_Hills_2_63_WT | Combine Hills 2 63 WT | Combine Hills 2 63 WT | 63 | 2010-01-01 | 2050-12-01 | BPAT | EurusCombinHill | 2024-11-07 | BPAT | Wind | Wind |  | Eurus Combine Hills Turbine Ranch 2 |  |  |  | WIND_V2025E_EIA_OREGON
Community_Solar_PV | Community Solar PV | Community Solar PV | 1.7 | 2023-09-01 | 2051-12-01 | WACM |  |  | WACM | Solar_1Axis | Solar |  | LPEA Sunnyside Solar 1 Facility |  |  |  | SOLARV2025J_1AXIS__NM_ALBUQUERQUE
Community_Solar_Sdsu_Pv1_1_PV_T | Community Solar Sdsu Pv1 1 PV-T | Community Solar Sdsu Pv1 1 PV-T | 5 | 2013-06-01 | 2050-12-01 | IID | SDSU_GEN | 2024-11-07 | IID | Solar_Fixed | Solar |  | Community Solar 1 |  |  |  | SOLARV2025J_FIXED__CA_BRAWLEY
Condon_Wind_1_41_WT | Condon Wind 1 41 WT | Condon Wind 1 41 WT | 24.6 | 2002-09-01 | 2050-12-01 | BPAT | Condon_Wind | 2024-11-07 | BPAT | Wind | Wind |  | Condon Windpower LLC | GEN1 |  |  | WIND_V2025E_EIA_OREGON
Condon_Wind_2_42_WT | Condon Wind 2 42 WT | Condon Wind 2 42 WT | 25.19 | 2002-09-01 | 2050-12-01 | BPAT | Condon_Wind_2 | 2024-11-07 | BPAT | Wind | Wind |  | Condon Windpower LLC | GEN2 |  |  | WIND_V2025E_EIA_OREGON
Conifex_Green_Energy_1_ST | Conifex Green Energy 1 ST | Conifex Green Energy 1 ST | 36 | 2015-04-01 | 2050-12-01 | BCHA | Conifex_Green | 2024-11-07 | BCHA_AESO | Biomass/Wood | Biomass
Conrad_1_Crd1_1_PV_NT | Conrad 1 Crd1 1 PV-NT | Conrad 1 Crd1 1 PV-NT | 23 | 2022-02-01 | 2050-12-01 | AESO | Conrad_DER_Solar | 2024-11-07 | BCHA_AESO | Solar_1Axis | Solar | [5 empty] | SOLARV2025J_1AXIS__WA_SEATTLE
Conrad_2_Crd2_1_PV_NT | Conrad 2 Crd2 1 PV-NT | Conrad 2 Crd2 1 PV-NT | 18 | 2022-02-01 | 2050-12-01 | AESO | Conrad_DER_Solar_2 | 2024-11-07 | BCHA_AESO | Solar_1Axis | Solar | [5 empty] | SOLARV2025J_1AXIS__WA_SEATTLE
Constable_BESS_1_BA | Constable BESS 1 BA | Constable BESS 1 BA | 100 | 2024-12-01 | 2051-12-01 | BPAT |  |  | BPAT | Battery_4h | Li-ion Battery |  | Constable BESS | CSTB1 |  |  |  | 400 | 4
Control_Gorge_1_HY | Control Gorge 1 HY | Control Gorge 1 HY | 37.5 | 1952-04-01 | 2050-12-01 | LADWP | Control_Gorge_1 | 2024-11-07 | LADWP | Hydro | Hydro |  | Control Gorge | 1
Coolidge_Expansion_Gas_Peaking_10_GT | Coolidge Expansion Gas Peaking 10 GT | Coolidge Expansion Gas Peaking 10 GT | 47.91 | 2027-07-01 | 2050-12-01 | SRP | Coolidge_2_10 | 2024-11-07 | SRP | CT | Peaker |  | Coolidge Generation Station | 10
Coolidge_Expansion_Gas_Peaking_11_GT | Coolidge Expansion Gas Peaking 11 GT | Coolidge Expansion Gas Peaking 11 GT | 47.91 | 2027-07-01 | 2050-12-01 | SRP | Coolidge_2_11 | 2024-11-07 | SRP | CT | Peaker |  | Coolidge Generation Station | 11
Coolidge_Expansion_Gas_Peaking_12_GT | Coolidge Expansion Gas Peaking 12 GT | Coolidge Expansion Gas Peaking 12 GT | 47.91 | 2027-07-01 | 2050-12-01 | SRP | Coolidge_2_12 | 2024-11-07 | SRP | CT | Peaker |  | Coolidge Generation Station | 12
Coolidge_Expansion_Gas_Peaking_5_GT | Coolidge Expansion Gas Peaking 5 GT | Coolidge Expansion Gas Peaking 5 GT | 47.91 | 2027-07-01 | 2050-12-01 | SRP | Coolidge_2_05 | 2024-11-07 | SRP | CT | Peaker |  | Coolidge Generation Station | 5
Coolidge_Expansion_Gas_Peaking_6_GT | Coolidge Expansion Gas Peaking 6 GT | Coolidge Expansion Gas Peaking 6 GT | 47.91 | 2027-07-01 | 2050-12-01 | SRP | Coolidge_2_06 | 2024-11-07 | SRP | CT | Peaker |  | Coolidge Generation Station | 6
Coolidge_Expansion_Gas_Peaking_7_GT | Coolidge Expansion Gas Peaking 7 GT | Coolidge Expansion Gas Peaking 7 GT | 47.91 | 2027-07-01 | 2050-12-01 | SRP | Coolidge_2_07 | 2024-11-07 | SRP | CT | Peaker |  | Coolidge Generation Station | 7
Coolidge_Expansion_Gas_Peaking_8_GT | Coolidge Expansion Gas Peaking 8 GT | Coolidge Expansion Gas Peaking 8 GT | 47.91 | 2027-07-01 | 2050-12-01 | SRP | Coolidge_2_08 | 2024-11-07 | SRP | CT | Peaker |  | Coolidge Generation Station | 8
Coolidge_Expansion_Gas_Peaking_9_GT | Coolidge Expansion Gas Peaking 9 GT | Coolidge Expansion Gas Peaking 9 GT | 47.91 | 2027-07-01 | 2050-12-01 | SRP | Coolidge_2_09 | 2024-11-07 | SRP | CT | Peaker |  | Coolidge Generation Station | 9
Coolidge_Generating_Station_GT1_GT | Coolidge Generating Station GT1 GT | Coolidge Generating Station GT1 GT | 47.91 | 2011-05-01 | 2050-12-01 | SRP | Coolidge_01 | 2024-11-07 | SRP | CT | Peaker |  | Coolidge Generation Station | 1
Coolidge_Generating_Station_GT2_GT | Coolidge Generating Station GT2 GT | Coolidge Generating Station GT2 GT | 47.91 | 2011-05-01 | 2050-12-01 | SRP | Coolidge_02 | 2024-11-07 | SRP | CT | Peaker |  | Coolidge Generation Station | 2
Coolidge_Generating_Station_GT3_GT | Coolidge Generating Station GT3 GT | Coolidge Generating Station GT3 GT | 47.91 | 2011-05-01 | 2050-12-01 | SRP | Coolidge_03 | 2024-11-07 | SRP | CT | Peaker |  | Coolidge Generation Station | 3
Coolidge_Generating_Station_GT4_GT | Coolidge Generating Station GT4 GT | Coolidge Generating Station GT4 GT | 47.91 | 2011-05-01 | 2050-12-01 | SRP | Coolidge_04 | 2024-11-07 | SRP | CT | Peaker |  | Coolidge Generation Station | 4
Cop_1_GT | Cop 1 GT | Cop 1 GT | 87 | 1980-07-01 | 2030-12-01 | EPE | Copper_1 | 2024-11-07 | PNM_EPE | CT | Peaker |  | Copper
Copper_Crossing_Energy_and_Research_Center_1_GT | Copper Crossing Energy and Research Center 1 GT | Copper Crossing Energy and Research Center 1 GT | 99 | 2023-06-01 | 2051-12-01 | SRP |  |  | SRP | CT | Peaker |  | Copper Crossing Energy and Research Cent | CXGT1
Copper_Crossing_Solar_1_PV | Copper Crossing Solar 1 PV | Copper Crossing Solar 1 PV | 20 | 2011-06-01 | 2031-06-01 | SRP |  |  | SRP | Solar_Fixed | Solar |  | Copper Crossing Energy and Research Cent |  |  |  | SOLARV2025J_FIXED__AZ_PHOENIX
Copper_Mountain_3_PV_NT | Copper Mountain 3 PV-NT | Copper Mountain 3 PV-NT | 105 | 2015-12-01 | 2050-12-01 | LADWP | Copper_Mountain_3_01 | 2024-11-07 | LADWP | Solar_Fixed | Solar |  | Copper Mountain Solar 3 | 1 |  |  | SOLARV2025J_FIXED_NV_CLARK_LASVEGAS_0
Copper_Mountain_3_02 | Copper Mountain 3-02 | Copper Mountain 3-02 | 105 | 2015-12-01 | 2050-12-01 | LADWP |  |  | LADWP | Solar_Fixed | Solar |  | Copper Mountain Solar 3 | 2 |  |  | SOLARV2025J_FIXED_NV_CLARK_LASVEGAS_0
Copper_Mountain_V_2 | Copper Mountain V 2 | Copper Mountain V 2 | 125 | 2021-07-01 | 2046-12-01 | NEVP | CopperMountainV2 | 2024-11-07 | NEVP | Solar_1Axis | Solar |  | Copper Mountain Solar 5, LLC | CM5-1 |  |  | SOLARV2025J_1AXIS_NV_CLARK_LASVEGAS_0
Copper_Mt_Solar_5_1_PV_T | Copper Mt Solar 5-1 PV-T | Copper Mt Solar 5-1 PV-T | 125 | 2021-07-01 | 2046-12-01 | NEVP | CopperMountainV1 | 2024-11-07 | NEVP | Solar_1Axis | Solar |  | Copper Mountain Solar 5, LLC | CM5-1 |  |  | SOLARV2025J_1AXIS_NV_CLARK_LASVEGAS_0
Coronado_1_ST | Coronado 1 ST | Coronado 1 ST | 380 | 1979-12-01 | 2029-12-01 | SRP | Coronado_CO1 | 2024-11-07 | SRP | Coal | Coal |  | Coronado | CO1
Coronado_2_ST | Coronado 2 ST | Coronado 2 ST | 382 | 1980-10-01 | 2029-12-01 | SRP | Coronado_CO2 | 2024-11-07 | SRP | Coal | Coal |  | Coronado | CO2
Corra_Linn_1_HY | Corra Linn 1 HY | Corra Linn 1 HY | 16.5 | 1931-12-01 | 2050-12-01 | BCHA | Corra_Linn_1 | 2024-11-07 | BCHA_AESO | Hydro | Hydro
Corra_Linn_2_HY | Corra Linn 2 HY | Corra Linn 2 HY | 16.5 | 1999-11-01 | 2050-12-01 | BCHA | Corra_Linn_2 | 2024-11-07 | BCHA_AESO | Hydro | Hydro
Corra_Linn_3_HY | Corra Linn 3 HY | Corra Linn 3 HY | 16.5 | 1999-11-01 | 2050-12-01 | BCHA | Corra_Linn_3 | 2024-11-07 | BCHA_AESO | Hydro | Hydro
Corriedale_1_WT | Corriedale 1 WT | Corriedale 1 WT | 52.5 | 2020-11-01 | 2050-12-01 | WACM | Corriedale | 2024-11-07 | WACM | Wind | Wind |  | Corriedale Wind Energy |  |  |  | WIND_V2025E_EIA_WYOMING
Cosmo_1_2 | Cosmo 1-2 | Cosmo 1-2 | 18.8 | 1957-01-01 | 2050-12-01 | BPAT |  |  | BPAT | Biomass/Wood | Biomass |  | Cosmo Specialty Fibers Plant
Cosper_Creek_Solar_1_PV | Cosper Creek Solar 1 PV | Cosper Creek Solar 1 PV | 2.5 | 2022-10-01 | 2051-12-01 | PortlandGE |  |  | PortlandGE | Solar_1Axis | Solar |  | Cosper Creek Solar (CSG) | CC22 |  |  | SOLARV2025J_1AXIS__OR_PORTLAND
Cosumnes_CC1a | Cosumnes CC1a | Cosumnes CC1a | 420 | 2006-03-01 | 2051-12-01 | NCNC |  |  | NCNC | CC | CCGT |  | Cosumnes
Cosumnes_CC1b | Cosumnes CC1b | Cosumnes CC1b | 210 | 2006-03-01 | 2051-12-01 | NCNC |  |  | NCNC | CC | CCGT
Cotton_Center_1_BA | Cotton Center 1 BA | Cotton Center 1 BA | 17 | 2022-06-01 | 2050-12-01 | AZPS | Cotton_Center_BESS | 2024-11-07 | AZPS | Battery_4h | Li-ion Battery |  | Cotton Center Solar Hybrid | CC17M |  |  |  | 68 | 4
Cotton_Center_1_PV | Cotton Center 1 PV | Cotton Center 1 PV | 17 | 2011-10-01 | 2050-12-01 | AZPS | CottonCenter | 2024-11-07 | AZPS | Solar_1Axis | Solar |  | Cotton Center Solar Hybrid | PV1 |  |  | SOLARV2025J_1AXIS__AZ_PHOENIX
Cottonwood_1_HY | Cottonwood 1 HY | Cottonwood 1 HY | 0.75 | 2023-07-01 | 2050-12-01 | LADWP | Cottonwood_1 | 2024-11-07 | LADWP | Hydro | Hydro |  | Cottonwood | 1
Cottonwood_2_HY | Cottonwood 2 HY | Cottonwood 2 HY | 0.75 | 2023-08-01 | 2050-12-01 | LADWP | Cottonwood_2 | 2024-11-07 | LADWP | Hydro | Hydro |  | Cottonwood | 2
Cougar_HY_1_HY | Cougar HY 1 HY | Cougar HY 1 HY | 12.5 | 1964-04-01 | 2050-12-01 | BPAT | Cougar_1 | 2024-11-07 | BPAT | Hydro | Hydro |  | Cougar | 1
Cougar_HY_2_HY | Cougar HY 2 HY | Cougar HY 2 HY | 12.5 | 1964-03-01 | 2050-12-01 | BPAT | Cougar_2 | 2024-11-07 | BPAT | Hydro | Hydro |  | Cougar | 2
Couleepump_3_4 | Couleepump 3-4 | Couleepump 3-4 | 5 | 1967-07-01 | 2050-12-01 | BPAT | Green_Peter_1 | 2024-11-07 | BPAT | Hydro | Hydro |  | Green Peter | 1
CouleePump1_2 | CouleePump1-2 | CouleePump1-2 | 10 | 1950-01-01 | 2050-01-01 | BPAT |  |  | BPAT | Pumping_Load | Shed_DR
CouleePump3_4 | CouleePump3-4 | CouleePump3-4 | 5 | 1950-01-01 | 2050-12-01 | BPAT |  |  | BPAT | Pumping_Load | Shed_DR
Couleepump_5_6 | Couleepump5 6 | Couleepump5 6 | 5 | 1984-06-01 | 2050-12-01 | BPAT | H_M_Jackson_1 | 2024-11-07 | BPAT | Hydro | Hydro |  | H M Jackson | 1
CouleePump5_6 | CouleePump5-6 | CouleePump5-6 | 5 | 1950-01-01 | 2050-01-01 | BPAT |  |  | BPAT | Pumping_Load | Shed_DR
Covanta_Energy_1_ST | Covanta Energy 1 ST | Covanta Energy 1 ST | 10 | 1985-12-01 | 2050-12-01 | PortlandGE | Marion_Inc | 2024-11-07 | PortlandGE | Biomass/Wood | Biomass
Cove_Fort_Geothermal_1_ST | Cove Fort Geothermal 1 ST | Cove Fort Geothermal 1 ST | 12.5 | 2013-12-01 | 2033-12-01 | PAUT | EnelCoveFort1_1 | 2024-11-07 | PACE | Geothermal | Geothermal |  | Enel Cove Fort | 1-G1A
Cove_Mountain_Solar_2_Gen01_PV_T | Cove Mountain Solar 2 Gen01 PV-T | Cove Mountain Solar 2 Gen01 PV-T | 122 | 2020-10-01 | 2045-10-01 | PAUT | Cove_Mountain_Solar_2_LLC_PV_69726_02 | 2024-11-07 | PACE | Solar_1Axis | Solar |  | Cove Mountain Solar 2 |  |  |  | SOLARV2025J_1AXIS__UT_SALTLAKECITY
Cove_Mountain_Solar_Gen01_PV_T | Cove Mountain Solar Gen01 PV-T | Cove Mountain Solar Gen01 PV-T | 58 | 2020-11-01 | 2045-10-01 | PAUT | Cove_Mountain_Solar_LLC_PV_69726_01 | 2024-11-07 | PACE | Solar_1Axis | Solar |  | Cove Mountain Solar |  |  |  | SOLARV2025J_1AXIS__UT_SALTLAKECITY
Cowley_Ridge_Cre3_1_WT | Cowley Ridge Cre3 1 WT | Cowley Ridge Cre3 1 WT | 20 | 2001-09-01 | 2050-12-01 | AESO | Cowley_Ridge_1 | 2024-11-07 | BCHA_AESO | Wind | Wind | [5 empty] | WIND_V2025E_EIA_OREGON
Cowlitz_Falls_HY_1_HY | Cowlitz Falls HY 1 HY | Cowlitz Falls HY 1 HY | 35 | 1994-06-01 | 2050-12-01 | BPAT | Cowlitz_Falls1 | 2024-11-07 | BPAT | Hydro | Hydro |  | Cowlitz Falls | U#1
Cowlitz_Falls_HY_2_HY | Cowlitz Falls HY 2 HY | Cowlitz Falls HY 2 HY | 35 | 1994-06-01 | 2050-12-01 | BPAT | Cowlitz_Falls2 | 2024-11-07 | BPAT | Hydro | Hydro |  | Cowlitz Falls | U#2
Coyote_Gulch_1_PV_T | Coyote Gulch 1 PV-T | Coyote Gulch 1 PV-T | 140 | 2024-12-01 | 2054-12-01 | WACM |  |  | WACM | Solar_1Axis | Solar |  | Coyote Gulch Solar | C0513 |  |  | SOLARV2025J_1AXIS__CO_DENVER
CoyoteSprgCC1_Total | CoyoteSprgCC1-Total | CoyoteSprgCC1-Total | 296 | 1995-11-01 | 2050-12-01 | PortlandGE |  |  | PortlandGE | CC | CCGT |  | Coyote Springs
CoyoteSprgCC2_Total | CoyoteSprgCC2-Total | CoyoteSprgCC2-Total | 287 | 2003-07-01 | 2050-12-01 | BPAT |  |  | BPAT | CC | CCGT |  | Coyote Springs II
CP_Genesee_Unit_6_Gas_1_GT | CP Genesee Unit 6 Gas 1 GT | CP Genesee Unit 6 Gas 1 GT | 411 | 2024-04-01 | 2051-12-01 | AESO |  |  | BCHA_AESO | CT | Peaker
CP_Genesee_Unit_7_Gas_1_GT | CP Genesee Unit 7 Gas 1 GT | CP Genesee Unit 7 Gas 1 GT | 411 | 2024-07-01 | 2051-12-01 | AESO |  |  | BCHA_AESO | CT | Peaker
Craig_1_ST | Craig 1 ST | Craig 1 ST | 446.4 | 1980-07-01 | 2025-12-01 | WACM |  |  | WACM | Steam | ST |  | Craig (CO) | 1
Craig_2_ST | Craig 2 ST | Craig 2 ST | 446.4 | 1979-12-01 | 2028-09-01 | WACM |  |  | WACM | Steam | ST |  | Craig (CO) | 2
Craig_3_ST | Craig 3 ST | Craig 3 ST | 534 | 1979-12-01 | 2027-12-01 | WACM |  |  | WACM | Steam | ST |  | Craig (CO) | 3
Cranberry_Creek_3_HY | Cranberry Creek 3 HY | Cranberry Creek 3 HY | 3.29 | 2017-05-01 | 2050-12-01 | BCHA | S_CranberryCrk3 | 2024-11-07 | BCHA_AESO | Hydro | Hydro
Crescent_Dunes_Tonopah_Solar_1_ST | Crescent Dunes Tonopah Solar 1 ST | Crescent Dunes Tonopah Solar 1 ST | 131.59 | 2015-08-01 | 2027-12-01 | NEVP | Crescent_Dunes | 2024-11-07 | NEVP | Solar_Thermal | Solar |  | Crescent Dunes Solar Energy |  |  |  | SOLARV2025J_1AXIS_CA_MERCED_GUSTINE_0
Crofton_1_ST | Crofton 1 ST | Crofton 1 ST | 43 | 2022-11-01 | 2054-12-01 | BCHA |  |  | BCHA_AESO | Steam | ST
Crossfield_Energy_Centre_1_Crs1_1_GT | Crossfield Energy Centre 1 Crs1 1 GT | Crossfield Energy Centre 1 Crs1 1 GT | 48 | 2010-07-01 | 2050-12-01 | AESO | SummitG1 | 2024-11-07 | BCHA_AESO | CT | Peaker
Crossfield_Energy_Centre_2_Crs2_2_GT | Crossfield Energy Centre 2 Crs2 2 GT | Crossfield Energy Centre 2 Crs2 2 GT | 48 | 2010-07-01 | 2050-12-01 | AESO | SummitG2 | 2024-11-07 | BCHA_AESO | CT | Peaker
Crossfield_Energy_Centre_3_Crs3_3_GT | Crossfield Energy Centre 3 Crs3 3 GT | Crossfield Energy Centre 3 Crs3 3 GT | 48 | 2010-07-01 | 2050-12-01 | AESO | SummitG3 | 2024-11-07 | BCHA_AESO | CT | Peaker
Crossing_Trails_Wind_Farm_1_WT | Crossing Trails Wind Farm 1 WT | Crossing Trails Wind Farm 1 WT | 104 | 2020-12-01 | 2036-04-01 | WACM | ADS30_WT_WACM_1 | 2024-11-07 | WACM | Wind | Wind |  | Crossing Trails Wind Power Project LLC. |  |  |  | WIND_V2025E_EIA_UTAH
Crowsnest_Pass_Waste_Heat_1_ST | Crowsnest Pass Waste Heat 1 ST | Crowsnest Pass Waste Heat 1 ST | 10.5 | 2012-11-01 | 2050-12-01 | BCHA | Crowsnest_Pass | 2024-11-07 | BCHA_AESO | Biomass/Wood | Biomass
Crystal_1_HY | Crystal 1 HY | Crystal 1 HY | 31.5 | 1978-08-01 | 2050-12-01 | WACM | Crystal_1 | 2024-11-07 | WACM | Hydro | Hydro |  | Crystal
Crystal_Mountain_1_IC | Crystal Mountain 1 IC | Crystal Mountain 1 IC | 2.75 | 1969-12-01 | 2050-12-01 | BPAT | CrystalMountain1 | 2024-11-07 | BPAT | Biomass/Wood | Biomass |  | Crystal Mountain
Cuba_Solar_1_PV_T | Cuba Solar 1 PV-T | Cuba Solar 1 PV-T | 2.5 | 2022-02-01 | 2051-12-01 | PNM | Cuba_Solar | 2024-11-07 | PNM_EPE | Solar_1Axis | Solar |  | Cuba 2.5ac, LLC |  |  |  | SOLARV2025J_1AXIS__NM_ALBUQUERQUE
Culliton_Creek_1_HY | Culliton Creek 1 HY | Culliton Creek 1 HY | 7.5 | 2016-05-01 | 2046-05-01 | BCHA | CullitonCreek1 | 2024-11-07 | BCHA_AESO | Hydro | Hydro
Culliton_Creek_2_HY | Culliton Creek 2 HY | Culliton Creek 2 HY | 7.5 | 2016-05-01 | 2046-05-01 | BCHA | CullitonCreek2 | 2024-11-07 | BCHA_AESO | Hydro | Hydro
Cupc_Oldman_River_Omrh_1_HY | Cupc Oldman River Omrh 1 HY | Cupc Oldman River Omrh 1 HY | 16 | 2003-10-01 | 2050-12-01 | AESO | Oldman1_1 | 2024-11-07 | BCHA_AESO | Hydro | Hydro
Cupc_Oldman_River_Omrh_2_HY | Cupc Oldman River Omrh 2 HY | Cupc Oldman River Omrh 2 HY | 16 | 2003-10-01 | 2050-12-01 | AESO | Oldman_2_2 | 2024-11-07 | BCHA_AESO | Hydro | Hydro
Currant_Creek_CC1a | Currant Creek CC1a | Currant Creek CC1a | 420.7 | 2005-06-01 | 2045-12-01 | PAUT |  |  | PACE | CC | CCGT |  | Currant Creek | CT1A
Currant_Creek_CC1b | Currant Creek CC1b | Currant Creek CC1b | 146.2 | 2005-06-01 | 2045-12-01 | PAUT |  |  | PACE | CC | CCGT |  | Currant Creek | CT1B
Cushman_1_2_1_HY | Cushman 1 2-1 HY | Cushman 1 2-1 HY | 25 | 1926-01-01 | 2050-12-01 | TPWR | Cushman1_21 | 2024-11-07 | BPAT | Hydro | Hydro |  | Cushman 1 | 21
Cushman_1_2_2_HY | Cushman 1 2-2 HY | Cushman 1 2-2 HY | 25 | 1926-01-01 | 2050-12-01 | TPWR | Cushman1_22 | 2024-11-07 | BPAT | Hydro | Hydro |  | Cushman 1 | 22
Cushman_2_3_1_HY | Cushman 2 3-1 HY | Cushman 2 3-1 HY | 27 | 1930-12-01 | 2050-12-01 | TPWR | Cushman_2_31 | 2024-11-07 | BPAT | Hydro | Hydro |  | Cushman 2 | 31
Cushman_2_3_2_HY | Cushman 2 3-2 HY | Cushman 2 3-2 HY | 27 | 1931-08-01 | 2050-12-01 | TPWR | Cushman_2_32 | 2024-11-07 | BPAT | Hydro | Hydro |  | Cushman 2 | 32
Cushman_2_3_3_HY | Cushman 2 3-3 HY | Cushman 2 3-3 HY | 27 | 1952-12-01 | 2050-12-01 | TPWR | Cushman_2_33 | 2024-11-07 | BPAT | Hydro | Hydro |  | Cushman 2 | 33
Cushman_2_3_4_HY | Cushman 2 3-4 HY | Cushman 2 3-4 HY | 1.8 | 2013-03-01 | 2050-12-01 | TPWR | N_FORK | 2024-11-07 | BPAT | Hydro | Hydro
Cushman_2_3_5_HY | Cushman 2 3-5 HY | Cushman 2 3-5 HY | 1.8 | 2013-03-01 | 2050-12-01 | TPWR | N_FORK2 | 2024-11-07 | BPAT | Hydro | Hydro
Cutler_1_HY | Cutler 1 HY | Cutler 1 HY | 15 | 1927-01-01 | 2054-12-01 | PAUT | Cutler_1 | 2024-11-07 | PACE | Hydro | Hydro |  | Cutler Hydro | 1
Cutler_2_HY | Cutler 2 HY | Cutler 2 HY | 15 | 1927-01-01 | 2054-12-01 | PAUT | Cutler_2 | 2024-11-07 | PACE | Hydro | Hydro |  | Cutler Hydro | 2
Cypress_1_Cyp1_1_WT | Cypress 1 Cyp1 1 WT | Cypress 1 Cyp1 1 WT | 196 | 2022-11-01 | 2050-12-01 | AESO | Cypress_Wind | 2024-11-07 | BCHA_AESO | Wind | Wind | [5 empty] | WIND_V2025E_ONSHORE_ABCYPRESS_TRANSFORM
Cypress_2_Cyp2_1_WT | Cypress 2 Cyp2 1 WT | Cypress 2 Cyp2 1 WT | 46 | 2022-11-01 | 2054-12-01 | AESO |  |  | BCHA_AESO | Wind | Wind | [5 empty] | WIND_V2025E_ONSHORE_ABCYPRESS_TRANSFORM
Cypress_Creek_1_HY | Cypress Creek 1 HY | Cypress Creek 1 HY | 2.79 | 2009-07-01 | 2050-12-01 | BCHA | Cypress_Creek_1 | 2024-11-07 | BCHA_AESO | Hydro | Hydro
Dai1_Daishowa_Dai1_1_ST | Dai1 Daishowa Dai1 1 ST | Dai1 Daishowa Dai1 1 ST | 32 | 2010-11-01 | 2050-12-01 | AESO |  |  | BCHA_AESO | CT | Peaker
Dai1_Daishowa_Dai1_2_ST | Dai1 Daishowa Dai1 2 ST | Dai1 Daishowa Dai1 2 ST | 20 | 2010-11-01 | 2050-12-01 | AESO | Daishowa_G2_2 | 2024-11-07 | BCHA_AESO | Biomass/Wood | Biomass
Dale_Burgett_Geothermal_1_ST | Dale Burgett Geothermal 1 ST | Dale Burgett Geothermal 1 ST | 11 | 2013-12-01 | 2043-01-01 | PNM | Dale_Burgett_Geothermal | 2024-11-07 | PNM_EPE | Geothermal | Geothermal
Danskin_1_GT | Danskin 1 GT | Danskin 1 GT | 170.9 | 2008-06-01 | 2050-12-01 | IPTV | EvanderAndrews1 | 2024-11-07 | IPCO | CT | Peaker |  | Evander Andrews Power Complex | 1
Danskin_2_GT | Danskin 2 GT | Danskin 2 GT | 50 | 2001-09-01 | 2050-12-01 | IPTV | EvanderAndrews2 | 2024-11-07 | IPCO | CT | Peaker |  | Evander Andrews Power Complex | 2
Danskin_3_GT | Danskin 3 GT | Danskin 3 GT | 50 | 2001-09-01 | 2050-12-01 | IPTV | EvanderAndrews3 | 2024-11-07 | IPCO | CT | Peaker |  | Evander Andrews Power Complex | 3
Dasque_Creek_1_HY | Dasque Creek 1 HY | Dasque Creek 1 HY | 10.68 | 2015-05-01 | 2050-12-01 | BCHA | Dasque_Middle1 | 2024-11-07 | BCHA_AESO | Hydro | Hydro
Dasque_Creek_2_HY | Dasque Creek 2 HY | Dasque Creek 2 HY | 4.68 | 2015-05-01 | 2050-12-01 | BCHA | Dasque_Middle2 | 2024-11-07 | BCHA_AESO | Hydro | Hydro
Data_Center_1_Solar_Energy_Center_1_PV_NT | Data Center 1 Solar Energy Center 1 PV-NT | Data Center 1 Solar Energy Center 1 PV-NT | 10 | 2018-01-01 | 2048-01-01 | PNM | LOS_MOR1 | 2024-11-07 | PNM_EPE | Solar_Fixed | Solar |  | Facebook 1 Solar Energy Center |  |  |  | SOLARV2025J_FIXED_AZ_85333_DATELAND_0
Data_Center_1_Solar_Energy_Center_2_PV_T | Data Center 1 Solar Energy Center 2 PV-T | Data Center 1 Solar Energy Center 2 PV-T | 10 | 2018-03-01 | 2049-12-01 | PNM | LOSTHRZN2 | 2024-11-07 | PNM_EPE | Solar_1Axis | Solar |  | Facebook 2 Solar Energy Center |  |  |  | SOLARV2025J_1AXIS_AZ_85333_DATELAND_0
Data_Center_1_Solar_Energy_Center_3_PV_T | Data Center 1 Solar Energy Center 3 PV-T | Data Center 1 Solar Energy Center 3 PV-T | 10 | 2018-05-01 | 2049-12-01 | PNM | LOSTHRZN3 | 2024-11-07 | PNM_EPE | Solar_1Axis | Solar |  | Facebook 3 Solar Energy Center |  |  |  | SOLARV2025J_1AXIS_AZ_85333_DATELAND_0
Dave_Gates_1_GT | Dave Gates 1 GT | Dave Gates 1 GT | 50 | 2011-01-01 | 2041-01-01 | NWMT | Dave_Gates1 | 2024-11-07 | NWMT_WAUW | CT | Peaker |  | Dave Gates Generating Station | 1
Dave_Gates_2_GT | Dave Gates 2 GT | Dave Gates 2 GT | 50 | 2011-01-01 | 2050-12-01 | NWMT | Dave_Gates2 | 2024-11-07 | NWMT_WAUW | CT | Peaker |  | Dave Gates Generating Station | 2
Dave_Gates_3_GT | Dave Gates 3 GT | Dave Gates 3 GT | 50 | 2011-01-01 | 2050-12-01 | NWMT | Dave_Gates3 | 2024-11-07 | NWMT_WAUW | CT | Peaker |  | Dave Gates Generating Station | 3
Dave_Johnston_1_ST | Dave Johnston 1 ST | Dave Johnston 1 ST | 113.6 | 1959-02-01 | 2027-12-01 | PAWY | Dave_Johnston_1 | 2024-11-07 | PACE | Coal | Coal |  | Dave Johnston | 1
Dave_Johnston_2_ST | Dave Johnston 2 ST | Dave Johnston 2 ST | 113.6 | 1961-01-01 | 2027-12-01 | PAWY | Dave_Johnston_2 | 2024-11-07 | PACE | Coal | Coal |  | Dave Johnston | 2
Dave_Johnston_3_ST | Dave Johnston 3 ST | Dave Johnston 3 ST | 229.5 | 1964-12-01 | 2027-12-01 | PAWY | Dave_Johnston_3 | 2024-11-07 | PACE | Coal | Coal |  | Dave Johnston | 3
Dave_Johnston_4_ST | Dave Johnston 4 ST | Dave Johnston 4 ST | 360 | 1972-07-01 | 2027-12-01 | PAWY | Dave_Johnston_4 | 2024-11-07 | PACE | Coal | Coal |  | Dave Johnston | 4
Davis_1_HY | Davis 1 HY | Davis 1 HY | 51.75 | 1951-01-01 | 2050-12-01 | WALC | Davis_Dam_1 | 2024-11-07 | WALC | Hydro | Hydro |  | Davis Dam | 1
Davis_2_HY | Davis 2 HY | Davis 2 HY | 51.75 | 1951-04-01 | 2050-12-01 | WALC | Davis_Dam_2 | 2024-11-07 | WALC | Hydro | Hydro |  | Davis Dam | 2
Davis_3_HY | Davis 3 HY | Davis 3 HY | 48 | 1951-04-01 | 2050-12-01 | WALC | Davis_Dam_3 | 2024-11-07 | WALC | Hydro | Hydro |  | Davis Dam | 3
Davis_4_HY | Davis 4 HY | Davis 4 HY | 51.75 | 1951-05-01 | 2050-12-01 | WALC | Davis_Dam_4 | 2024-11-07 | WALC | Hydro | Hydro |  | Davis Dam | 4
Davis_5_HY | Davis 5 HY | Davis 5 HY | 51.75 | 1951-06-01 | 2050-12-01 | WALC | Davis_Dam_5 | 2024-11-07 | WALC | Hydro | Hydro |  | Davis Dam | 5
Dawson_Power_Plant_1_HY | Dawson Power Plant 1 HY | Dawson Power Plant 1 HY | 4.66 | 1983-11-01 | 2050-12-01 | NCNC | Upper_Dawson_1 | 2024-11-07 | NCNC | Hydro | Hydro |  | Upper Dawson
Day_Hill_Solar_1_PV_NT | Day Hill Solar 1 PV-NT | Day Hill Solar 1 PV-NT | 2.2 | 2020-10-01 | 2050-12-01 | PortlandGE | DayHillSolarLLC | 2024-11-07 | PortlandGE | Solar_Fixed | Solar |  | Day Hill Solar, LLC |  |  |  | SOLARV2025J_FIXED__OR_PORTLAND
Dayton_Cutoff_Solar_1_PV_NT | Dayton Cutoff Solar 1 PV-NT | Dayton Cutoff Solar 1 PV-NT | 2.2 | 2017-12-01 | 2050-12-01 | PortlandGE | DaytonCutoffSolar | 2024-11-07 | PortlandGE | Solar_Fixed | Solar |  | Dayton Cutoff Solar |  |  |  | SOLARV2025J_FIXED__OR_PORTLAND
Decatur_Solar_PV_PV_NT | Decatur Solar PV PV-NT | Decatur Solar PV PV-NT | 0.35 | 2018-07-01 | 2050-12-01 | BPAT | DecaturSolarPV | 2024-11-07 | BPAT | Solar_Fixed | Solar | [5 empty] | SOLARV2025J_FIXED__OR_PORTLAND
Deer_Creek_UT_1_HY | Deer Creek UT 1 HY | Deer Creek UT 1 HY | 5 | 1958-01-01 | 2050-12-01 | PAUT | Deer_Creek | 2024-11-07 | PACE | Hydro | Hydro |  | Deer Creek PH | 1
Deming_Solar_PV_1_PV_NT | Deming Solar PV 1 PV-NT | Deming Solar PV 1 PV-NT | 9 | 2011-08-01 | 2041-08-01 | PNM | Deming_Solar | 2024-11-07 | PNM_EPE | Solar_Fixed | Solar |  | Deming Solar Energy Center | DSEC | HON2 |  | SOLARV2025J_FIXED__NM_ALBUQUERQUE
Demoss_Battery_Storage_Nextera_1_BA | Demoss Battery Storage Nextera 1 BA | Demoss Battery Storage Nextera 1 BA | 10 | 2017-01-01 | 2037-01-01 | SRP | Dorman1 | 2024-11-07 | SRP | Battery_4h | Li-ion Battery | [6 empty] | 40 | 4
Demoss_Petrie_1_GT | Demoss Petrie 1 GT | Demoss Petrie 1 GT | 85 | 2001-06-01 | 2046-12-01 | TEPC | DeMoss_Petrie | 2024-11-07 | TEPC | CT | Peaker |  | Demoss Petrie | GT2
Derr_Creek_1_HY | Derr Creek 1 HY | Derr Creek 1 HY | 0.25 | 1950-01-01 | 2050-12-01 | BPAT | Derr_Creek1HY0_25 | 2024-11-07 | BPAT | Hydro | Hydro
Deschutes_Valley_Water_District_Opal_Springs_1_HY | Deschutes Valley Water District Opal Springs 1 HY | Deschutes Valley Water District Opal Springs 1 HY | 5.9 | 2021-01-01 | 2035-12-01 | PACW | OpalSpringsHydro1 | 2024-11-07 | PACW | Hydro | Hydro |  | Opal Springs Hydro
Deseret_Generation_Transmission_Bonanza_1_ST | Deseret Generation Transmission Bonanza 1 ST | Deseret Generation Transmission Bonanza 1 ST | 100 | 2005-06-01 | 2024-09-01 | PAUT |  |  | PACE | Steam | ST
Desert_Basin_4_GT | Desert Basin 4 GT | Desert Basin 4 GT | 49.5 | 2022-09-01 | 2050-12-01 | SRP |  |  | SRP | CT | Peaker |  | Desert Basin | CTG4
Desert_Basin_5_GT | Desert Basin 5 GT | Desert Basin 5 GT | 49.5 | 2022-09-01 | 2050-12-01 | SRP |  |  | SRP | CT | Peaker |  | Desert Basin | CTG5
Desert_Basin_CC1a | Desert Basin CC1a | Desert Basin CC1a | 459 | 2001-10-01 | 2050-12-01 | SRP | DesertBasin_CC | 2024-11-07 | SRP | CC | CCGT |  | Desert Basin
Desert_Basin_CC1b | Desert Basin CC1b | Desert Basin CC1b | 187 | 2001-10-01 | 2050-12-01 | SRP |  |  | SRP | CC | CCGT
Desert_Peak_3_ST | Desert Peak 3 ST | Desert Peak 3 ST | 15 | 2007-05-01 | 2027-12-01 | NEVP |  |  | NEVP | Geothermal | Geothermal |  | Desert Peak Power Plant | GEN2
Desert_Peak_B_2_BT | Desert Peak B 2 BT | Desert Peak B 2 BT | 11 | 2028-02-01 | 2053-12-01 | NEVP |  |  | NEVP | Geothermal | Geothermal |  | Desert Peak Power Plant | GEN1
Desert_Peak_B_3_ST | Desert Peak B 3 ST | Desert Peak B 3 ST | 15 | 2007-05-01 | 2027-12-01 | NEVP | Desert_Peak_2 | 2024-11-07 | NEVP | Geothermal | Geothermal |  | Desert Peak Power Plant | GEN2
Desert_Star_1_BA | Desert Star 1 BA | Desert Star 1 BA | 10 | 2022-06-01 | 2050-12-01 | AZPS | Desert_Star_BESS | 2024-11-07 | AZPS | Battery_4h | Li-ion Battery |  | Desert Star Hybrid | DS10M |  |  |  | 40 | 4
Desert_Star_1_PV | Desert Star 1 PV | Desert Star 1 PV | 10 | 2012-06-01 | 2050-12-01 | AZPS | DesertStar | 2024-11-07 | AZPS | Solar_1Axis | Solar |  | Desert Star Hybrid | PV1 |  |  | SOLARV2025J_1AXIS__AZ_PHOENIX
Detroit_HY_1_HY | Detroit HY 1 HY | Detroit HY 1 HY | 50 | 1953-11-01 | 2050-12-01 | BPAT | Detroit_1 | 2024-11-07 | BPAT | Hydro | Hydro |  | Detroit | 1
Detroit_HY_2_HY | Detroit HY 2 HY | Detroit HY 2 HY | 50 | 1953-07-01 | 2050-12-01 | BPAT | Detroit_2 | 2024-11-07 | BPAT | Hydro | Hydro |  | Detroit | 2
Dexter_HY_1_HY | Dexter HY 1 HY | Dexter HY 1 HY | 15 | 1955-06-01 | 2050-12-01 | BPAT | Dexter_1 | 2024-11-07 | BPAT | Hydro | Hydro |  | Dexter
Diablo_1_HY | Diablo 1 HY | Diablo 1 HY | 90 | 1937-04-01 | 2050-12-01 | SCL | DiabloHydro_31 | 2024-11-07 | BPAT | Hydro | Hydro |  | Diablo | 31
Diablo_2_HY | Diablo 2 HY | Diablo 2 HY | 90 | 1936-10-01 | 2050-12-01 | SCL | DiabloHydro_32 | 2024-11-07 | BPAT | Hydro | Hydro |  | Diablo | 32
Diablo_3_HY | Diablo 3 HY | Diablo 3 HY | 1.2 | 1936-10-01 | 2050-12-01 | SCL | Diablo_HY_Agg | 2024-11-07 | BPAT | Hydro | Hydro |  | Diablo | 35 | 36
Diablo_4_HY | Diablo 4 HY | Diablo 4 HY | 1.2 | 1936-10-01 | 2051-12-31 | SCL |  |  | BPAT | Hydro | Hydro
Dickson_Dam_Dksn_1_HY | Dickson Dam Dksn 1 HY | Dickson Dam Dksn 1 HY | 5 | 1992-01-01 | 2050-12-01 | AESO | Dickson_Dam1 | 2024-11-07 | BCHA_AESO | Hydro | Hydro
Dickson_Dam_Dksn_2_HY | Dickson Dam Dksn 2 HY | Dickson Dam Dksn 2 HY | 5 | 1992-01-01 | 2050-12-01 | AESO | Dickson_Dam2 | 2024-11-07 | BCHA_AESO | Hydro | Hydro
Dickson_Dam_Dksn_3_HY | Dickson Dam Dksn 3 HY | Dickson Dam Dksn 3 HY | 5 | 1992-01-01 | 2050-12-01 | AESO | Dickson_Dam3 | 2024-11-07 | BCHA_AESO | Hydro | Hydro
Dillard_PV_T_Agg_PV_T | Dillard PV-T Agg PV-T | Dillard PV-T Agg PV-T | 9.4 | 2012-01-01 | 2051-12-01 | NCNC | DillardPVTAgg | 2024-11-07 | NCNC | Solar_1Axis | Solar |  | RE Dillard 1 LLC |  |  |  | SOLARV2025J_1AXIS__CA_SACRAMENTO
Dillon_1_HY | Dillon 1 HY | Dillon 1 HY | 1.9 | 2008-04-01 | 2027-03-01 | PSCO | Dillon_Hydro | 2024-11-07 | PSCO | Hydro | Hydro |  | Dillon Hydro Plant
Division_Creek_1_HY | Division Creek 1 HY | Division Creek 1 HY | 0.6 | 2023-08-01 | 2050-12-01 | LADWP | Division_Creek | 2024-11-07 | LADWP | Hydro | Hydro
Dodge_Flat_1_PV_T | Dodge Flat 1 PV-T | Dodge Flat 1 PV-T | 200 | 2023-12-01 | 2047-12-01 | NEVP | DodgeFlat5 | 2024-11-07 | NEVP | Solar_1Axis | Solar |  | Dodge Flat | DODGE |  |  | SOLARV2025J_1AXIS_NV_CLARK_LASVEGAS_0
Dodge_Flat_2_PV_T | Dodge Flat 2 PV-T | Dodge Flat 2 PV-T | 200 | 2026-12-01 | 2037-12-01 | NEVP | Dodge_Flat_Solar | 2024-11-07 | NEVP | Solar_1Axis | Solar |  | Dodge Flat | DODGE |  |  | SOLARV2025J_1AXIS_NV_CLARK_LASVEGAS_0
Dodge_Flat_Solar_1_BA | Dodge Flat Solar 1 BA | Dodge Flat Solar 1 BA | 50 | 2022-01-01 | 2047-12-01 | NEVP | DodgeFlatBattery1 | 2024-11-07 | NEVP | Battery_4h | Li-ion Battery |  | Dodge Flat | DODGB |  |  |  | 401.2 | 4
Dokie_Wind_1_WT | Dokie Wind 1 WT | Dokie Wind 1 WT | 24 | 2011-02-01 | 2050-12-01 | BCHA | DokieWind1 | 2024-11-07 | BCHA_AESO | Wind | Wind | [5 empty] | WIND_V2025E_ONSHORE_BCPEACERIVER_TRANSFORM
Dokie_Wind_2_WT | Dokie Wind 2 WT | Dokie Wind 2 WT | 24 | 2011-02-01 | 2050-12-01 | BCHA | DokieWind2 | 2024-11-07 | BCHA_AESO | Wind | Wind | [5 empty] | WIND_V2025E_ONSHORE_BCPEACERIVER_TRANSFORM
Dokie_Wind_3_WT | Dokie Wind 3 WT | Dokie Wind 3 WT | 24 | 2011-02-01 | 2050-12-01 | BCHA | DokieWind3 | 2024-11-07 | BCHA_AESO | Wind | Wind | [5 empty] | WIND_V2025E_ONSHORE_BCPEACERIVER_TRANSFORM
Dokie_Wind_4_WT | Dokie Wind 4 WT | Dokie Wind 4 WT | 24 | 2011-02-01 | 2050-12-01 | BCHA | DokieWind4 | 2024-11-07 | BCHA_AESO | Wind | Wind | [5 empty] | WIND_V2025E_ONSHORE_BCPEACERIVER_TRANSFORM
Dokie_Wind_5_WT | Dokie Wind 5 WT | Dokie Wind 5 WT | 24 | 2011-02-01 | 2050-12-01 | BCHA | DokieWind5 | 2024-11-07 | BCHA_AESO | Wind | Wind | [5 empty] | WIND_V2025E_ONSHORE_BCPEACERIVER_TRANSFORM
Dokie_Wind_6_WT | Dokie Wind 6 WT | Dokie Wind 6 WT | 24 | 2011-02-01 | 2050-12-01 | BCHA | DokieWind6 | 2024-11-07 | BCHA_AESO | Wind | Wind | [5 empty] | WIND_V2025E_ONSHORE_BCPEACERIVER_TRANSFORM
Dolores_Canyon_1_PV_T | Dolores Canyon 1 PV-T | Dolores Canyon 1 PV-T | 110 | 2024-12-01 | 2054-12-01 | WACM |  |  | WACM | Solar_1Axis | Solar |  | Dolores Canyon Solar | C0497 |  |  | SOLARV2025J_1AXIS__CO_DENVER
Don_Pedro_1_HY | Don Pedro 1 HY | Don Pedro 1 HY | 47.89 | 1971-05-01 | 2050-12-01 | NCNC | Don_Pedro_1 | 2024-11-07 | NCNC | Hydro | Hydro |  | Don Pedro | 1
Don_Pedro_2_HY | Don Pedro 2 HY | Don Pedro 2 HY | 47.89 | 1971-05-01 | 2050-12-01 | NCNC | Don_Pedro_2 | 2024-11-07 | NCNC | Hydro | Hydro |  | Don Pedro | 2
Don_Pedro_3_HY | Don Pedro 3 HY | Don Pedro 3 HY | 47.89 | 1971-05-01 | 2050-12-01 | NCNC | Don_Pedro_3 | 2024-11-07 | NCNC | Hydro | Hydro |  | Don Pedro | 3
Don_Pedro_4_HY | Don Pedro 4 HY | Don Pedro 4 HY | 38.2 | 1989-04-01 | 2050-12-01 | NCNC | Don_Pedro_4 | 2024-11-07 | NCNC | Hydro | Hydro |  | Don Pedro | 4
Doran_Taylor_1_HY | Doran Taylor 1 HY | Doran Taylor 1 HY | 5.6 | 1996-07-01 | 2050-12-01 | BCHA | DoranTaylor1 | 2024-11-07 | BCHA_AESO | Hydro | Hydro
Dorena_Hydro_1_HY | Dorena Hydro 1 HY | Dorena Hydro 1 HY | 6.1 | 2014-12-01 | 2032-11-01 | PACW | Dorena_Hydro_LLC1HY6_1 | 2024-11-07 | PACW | Hydro | Hydro |  | Dorena Hydro-Electric Facility | KAPLN
Douglas_1_GT | Douglas 1 GT | Douglas 1 GT | 26.1 | 1972-05-01 | 2050-12-01 | AZPS | Douglas_1 | 2024-11-07 | AZPS | CT | Peaker |  | Douglas
Douglas_1_HY | Douglas 1 HY | Douglas 1 HY | 13.31 | 2009-11-01 | 2055-12-01 | BCHA | Douglas_Kwalsa1 | 2024-11-07 | BCHA_AESO | Hydro | Hydro
Douglas_2_HY | Douglas 2 HY | Douglas 2 HY | 13.31 | 2009-11-01 | 2055-12-01 | BCHA | Douglas_Kwalsa2 | 2024-11-07 | BCHA_AESO | Hydro | Hydro
Douglas_County_1_ST | Douglas County 1 ST | Douglas County 1 ST | 6.3 | 2021-06-01 | 2025-07-01 | PACW | DCFPGEN | 2024-11-07 | PACW | Biomass/Wood | Biomass
Dow_Hydrocarbon_Dowg_10_GT | Dow Hydrocarbon Dowg 10 GT | Dow Hydrocarbon Dowg 10 GT | 99 | 1999-01-01 | 2050-12-01 | AESO | DowG101_1 | 2024-11-07 | BCHA_AESO | Cogen | CHP
Dow_Hydrocarbon_Dowg_20_GT | Dow Hydrocarbon Dowg 20 GT | Dow Hydrocarbon Dowg 20 GT | 99 | 1999-01-01 | 2050-12-01 | AESO | DowG201_2 | 2024-11-07 | BCHA_AESO | Cogen | CHP
DowCC_Total | DowCC-Total | DowCC-Total | 128 | 1999-10-01 | 2050-12-01 | AESO |  |  | BCHA_AESO | CC | CCGT
Drift_Creek_Solar_1_PV_NT | Drift Creek Solar 1 PV-NT | Drift Creek Solar 1 PV-NT | 2.2 | 2020-05-01 | 2051-12-01 | PortlandGE |  |  | PortlandGE | Solar_Fixed | Solar |  | Drift Creek Solar | PGR18 |  |  | SOLARV2025J_FIXED__OR_PORTLAND
Drop_1_1_HY | Drop 1-1 HY | Drop 1-1 HY | 1.9 | 1984-11-01 | 2050-12-01 | IID | Drop_1 | 2024-11-07 | IID | Hydro | Hydro |  | Drop 1 | 1 | 2 | 3
Drop_1_2_HY | Drop 1-2 HY | Drop 1-2 HY | 1.9 | 1984-11-01 | 2051-12-01 | IID |  |  | IID | Hydro | Hydro |  | Drop 1 | 2
Drop_1_3_HY | Drop 1-3 HY | Drop 1-3 HY | 1.9 | 1984-10-01 | 2051-12-01 | IID |  |  | IID | Hydro | Hydro |  | Drop 1 | 3
Drop_2_1_HY | Drop 2-1 HY | Drop 2-1 HY | 5 | 1953-12-01 | 2050-12-01 | IID | Drop_2_1 | 2024-11-07 | IID | Hydro | Hydro |  | Drop 2 (CA) | 1
Drop_2_2_HY | Drop 2-2 HY | Drop 2-2 HY | 5 | 1953-12-01 | 2050-12-01 | IID | Drop_2_2 | 2024-11-07 | IID | Hydro | Hydro |  | Drop 2 (CA) | 2
Drop_3_1_HY | Drop 3-1 HY | Drop 3-1 HY | 4.8 | 1941-02-01 | 2050-12-01 | IID | Drop_3_1 | 2024-11-07 | IID | Hydro | Hydro |  | Drop 3 (CA) | 1
Drop_3_2_HY | Drop 3-2 HY | Drop 3-2 HY | 4.4 | 1966-11-01 | 2050-12-01 | IID | Drop_3_2 | 2024-11-07 | IID | Hydro | Hydro |  | Drop 3 (CA) | 2
Drop_4_1_HY | Drop 4-1 HY | Drop 4-1 HY | 4.8 | 1950-08-01 | 2050-12-01 | IID | Drop_4_1 | 2024-11-07 | IID | Hydro | Hydro |  | Drop 4 | 1
Drop_4_2_HY | Drop 4-2 HY | Drop 4-2 HY | 10 | 1950-08-01 | 2050-12-01 | IID | Drop_4_2 | 2024-11-07 | IID | Hydro | Hydro |  | Drop 4 | 2
Drop_4_3_HY | Drop 4-3 HY | Drop 4-3 HY | 9.6 | 1941-02-01 | 2050-12-01 | WACM | Drop_4 | 2024-11-07 | WACM | Hydro | Hydro
Drop_5_1_HY | Drop 5-1 HY | Drop 5-1 HY | 2 | 1982-03-01 | 2050-12-01 | IID | Drop_5 | 2024-11-07 | IID | Hydro | Hydro |  | Drop 5 (CA) | 1 | 2
Drop_5_2_HY | Drop 5-2 HY | Drop 5-2 HY | 2 | 1982-03-01 | 2051-12-01 | IID |  |  | IID | Hydro | Hydro |  | Drop 5 (CA) | 2
Dry_Creek_Birch_Power_1_HY | Dry Creek Birch Power 1 HY | Dry Creek Birch Power 1 HY | 3.4 | 1987-04-01 | 2042-04-01 | PAWY | Dry_Creek_Birch_Power_IV | 2024-11-07 | PACE | Hydro | Hydro |  | Dry Creek Project
Dry_Fork_Station_1_ST | Dry Fork Station 1 ST | Dry Fork Station 1 ST | 405 | 2011-11-01 | 2050-12-01 | WACM | Dry_Fork_Station | 2024-11-07 | WACM | Coal | Coal |  | Dry Fork Station
Dry_Lake_Solar | Dry Lake Solar | Dry Lake Solar | 150 | 2023-12-01 | 2059-09-01 | NEVP | DryLakeSolar | 2024-11-07 | NEVP | Solar_1Axis | Solar |  | Dry Lake Solar Energy Center |  |  |  | SOLARV2025J_1AXIS_NV_CLARK_LASVEGAS_0
Dry_Lake_Solar_1_BA | Dry Lake Solar 1 BA | Dry Lake Solar 1 BA | 100 | 2023-12-01 | 2059-09-01 | NEVP | DryLakeSolar1 | 2024-11-07 | NEVP | Battery_4h | Li-ion Battery |  | Dry Lake Solar Energy Center | DLES1 |  |  |  | 400 | 4
Dry_Lake_Wind_1_2 | Dry Lake Wind 1-2 | Dry Lake Wind 1-2 | 21.33 | 2009-09-01 | 2030-11-01 | AZPS |  |  | AZPS | Wind | Wind |  | Dry Lake Wind LLC |  |  |  | WIND_V2025E_EIA_ARIZONA
Dry_Lake_Wind_1_3 | Dry Lake Wind 1-3 | Dry Lake Wind 1-3 | 21.33 | 2009-09-01 | 2030-11-01 | AZPS |  |  | AZPS | Wind | Wind |  | Dry Lake Wind LLC |  |  |  | WIND_V2025E_EIA_ARIZONA
Dry_Lake_Wind_2_2 | Dry Lake Wind 2-2 | Dry Lake Wind 2-2 | 21 | 2010-12-01 | 2050-12-01 | AZPS |  |  | AZPS | Wind | Wind |  | Dry Lake Wind LLC |  |  |  | WIND_V2025E_EIA_ARIZONA
Dry_Lake_Wind_2_3 | Dry Lake Wind 2-3 | Dry Lake Wind 2-3 | 21 | 2016-06-01 | 2050-12-01 | AZPS |  |  | AZPS | Wind | Wind |  | Dry Lake Wind LLC |  |  |  | WIND_V2025E_EIA_ARIZONA
Dry_Lake_Wind_East | Dry Lake Wind East | Dry Lake Wind East | 21 | 2010-12-01 | 2050-12-01 | AZPS | Dry_Lake_Wind_2_1 | 2024-11-07 | AZPS | Wind | Wind |  | Dry Lake Wind LLC |  |  |  | WIND_V2025E_EIA_ARIZONA
Dry_Lake_Wind_West | Dry Lake Wind West | Dry Lake Wind West | 21.33 | 2010-12-01 | 2030-11-01 | AZPS | Dry_Lake_Wind_1_1 | 2024-11-07 | AZPS | Wind | Wind |  | Dry Lake Wind LLC |  |  |  | WIND_V2025E_EIA_ARIZONA
Drywood_Drw1_1_GT | Drywood Drw1 1 GT | Drywood Drw1 1 GT | 3 | 1999-10-01 | 2050-12-01 | AESO | Drywood1_1 | 2024-11-07 | BCHA_AESO | CT | Peaker
Drywood_Drw1_2_GT | Drywood Drw1 2 GT | Drywood Drw1 2 GT | 3 | 1999-10-01 | 2050-12-01 | AESO | Drywood_2_2 | 2024-11-07 | BCHA_AESO | CT | Peaker
Dunlap_Ranch_74_WT | Dunlap Ranch 74 WT | Dunlap Ranch 74 WT | 136.9 | 2010-10-01 | 2050-01-01 | PAWY | Dunlap_1 | 2024-11-07 | PACE | Wind | Wind |  | Dunlap |  |  |  | WIND_V2025E_EIA_WYOMING
Dunmore_Solar_1_PV_NT | Dunmore Solar 1 PV-NT | Dunmore Solar 1 PV-NT | 216 | 2024-12-01 | 2054-12-01 | AESO |  |  | BCHA_AESO | Solar_Fixed | Solar | [5 empty] | SOLARV2025J_FIXED__WA_SEATTLE
Dunn_Road_Solar_1_PV | Dunn Road Solar 1 PV | Dunn Road Solar 1 PV | 1.85 | 2022-03-01 | 2050-12-01 | PortlandGE | DunnRoadSolar | 2024-11-07 | PortlandGE | Solar_Fixed | Solar |  | Dunn Road Solar |  |  |  | SOLARV2025J_FIXED__OR_PORTLAND
Durbin_Creek_Wind_OR_1_WT | Durbin Creek Wind OR 1 WT | Durbin Creek Wind OR 1 WT | 10 | 2016-12-01 | 2051-12-01 | IPTV |  |  | IPCO | Wind | Wind |  | Durbin Creek Windfarm (Burnt River) |  |  |  | WIND_V2025E_EIA_OREGON
Duus_Solar_1_PV | Duus Solar 1 PV | Duus Solar 1 PV | 10 | 2020-02-01 | 2050-12-01 | PortlandGE | DuusSolarLLCORDUS | 2024-11-07 | PortlandGE | Solar_Fixed | Solar |  | Duus Solar, LLC |  |  |  | SOLARV2025J_FIXED__OR_PORTLAND
Dworshak_HY_1_HY | Dworshak HY 1 HY | Dworshak HY 1 HY | 90 | 1975-06-01 | 2050-12-01 | BPAT | Dworshak_1 | 2024-11-07 | BPAT | Hydro | Hydro |  | Dworshak | 1
Dworshak_HY_2_HY | Dworshak HY 2 HY | Dworshak HY 2 HY | 90 | 1975-09-01 | 2050-12-01 | BPAT | Dworshak_2 | 2024-11-07 | BPAT | Hydro | Hydro |  | Dworshak | 2
Dworshak_HY3_HY | Dworshak HY3 HY | Dworshak HY3 HY | 220 | 1974-09-01 | 2050-12-01 | BPAT | Dworshak_3 | 2024-11-07 | BPAT | Hydro | Hydro |  | Dworshak | 3
Dworshakclearwater_Fish_Hatch_1_HY | Dworshakclearwater Fish Hatch 1 HY | Dworshakclearwater Fish Hatch 1 HY | 5.41 | 1953-06-01 | 2038-12-01 | PACW | Clearwater1 | 2024-11-07 | PACW | Hydro | Hydro |  | Clearwater 1
Dwp_Built_Solar_1_PV_NT | Dwp Built Solar 1 PV-NT | Dwp Built Solar 1 PV-NT | 7.02 | 2013-08-01 | 2050-12-01 | LADWP | DWPBuiltSolar1 | 2024-11-07 | LADWP | Solar_Fixed | Solar |  | Adelanto Solar Project |  |  |  | SOLARV2025J_FIXED__CA_LOSANGELES
Dwp_Solar_Rooftop_1_PV_NT | Dwp Solar Rooftop 1 PV-NT | Dwp Solar Rooftop 1 PV-NT | 0.11 | 2011-12-01 | 2050-12-01 | LADWP | DWPSolarRooftop | 2024-11-07 | LADWP | Solar_Fixed | Solar | [5 empty] | SOLARV2025J_FIXED__CA_LOSANGELES
Eagle_Point_1_HY | Eagle Point 1 HY | Eagle Point 1 HY | 2.8 | 1957-11-01 | 2040-12-01 | PACW | Eagle_Point_1 | 2024-11-07 | PACW | Hydro | Hydro |  | Eagle Point
Eagle_Shadow_#3 | Eagle Shadow #3 | Eagle Shadow #3 | 50 | 2022-10-01 | 2044-06-01 | NEVP | EagleShadow3 | 2024-11-07 | NEVP | Solar_1Axis | Solar |  | Eagle Shadow Mountain Solar Farm |  |  |  | SOLARV2025J_1AXIS_NV_CLARK_LASVEGAS_0
Eagle_Shadow_Mtn_Fka_Keno_Solar_1_PV_BA | Eagle Shadow Mtn Fka Keno Solar 1 PV BA | Eagle Shadow Mtn Fka Keno Solar 1 PV BA | 300 | 2023-03-01 | 2048-12-01 | NEVP | EagleShadowMountain1 | 2024-11-07 | NEVP | Solar_1Axis | Solar |  | Eagle Shadow Mountain Solar Farm | ESMSF |  |  | SOLARV2025J_1AXIS_NV_CLARK_LASVEGAS_0
Eagle_Springs_Solar_1_PV_T | Eagle Springs Solar 1 PV-T | Eagle Springs Solar 1 PV-T | 10 | 2023-06-01 | 2054-12-01 | PSCO |  |  | PSCO | Solar_1Axis | Solar |  | Eagle Springs Solar LLC |  |  |  | SOLARV2025J_1AXIS__CO_DENVER
East_Highline_1_HY | East Highline 1 HY | East Highline 1 HY | 2.4 | 1984-09-01 | 2050-12-01 | IID | East_Highline | 2024-11-07 | IID | Hydro | Hydro |  | East Highline | 1
East_Line_Solar_1_PV_T | East Line Solar 1 PV-T | East Line Solar 1 PV-T | 100 | 2020-05-01 | 2045-12-01 | SRP | East_Line_Solar | 2024-11-07 | SRP | Solar_1Axis | Solar |  | East Line Solar |  |  |  | SOLARV2025J_1AXIS__AZ_TUCSON
East_Strathmore_Namaka_1_PV_NT | East Strathmore Namaka 1 PV-NT | East Strathmore Namaka 1 PV-NT | 20 | 2022-02-01 | 2050-12-01 | AESO | Namaka_DER_Solar | 2024-11-07 | BCHA_AESO | Solar_1Axis | Solar | [5 empty] | SOLARV2025J_1AXIS__WA_SEATTLE
East_Toba_1_HY | East Toba 1 HY | East Toba 1 HY | 73 | 2010-07-01 | 2050-12-01 | BCHA | East_Toba1 | 2024-11-07 | BCHA_AESO | Hydro | Hydro
East_Toba_2_HY | East Toba 2 HY | East Toba 2 HY | 73 | 2010-07-01 | 2050-12-01 | BCHA | East_Toba2 | 2024-11-07 | BCHA_AESO | Hydro | Hydro
East_Twin_Creek_1_HY | East Twin Creek 1 HY | East Twin Creek 1 HY | 0.59 | 1991-11-01 | 2050-12-01 | BCHA | EastTwinCreek1 | 2024-11-07 | BCHA_AESO | Hydro | Hydro
East_Twin_Creek_2_HY | East Twin Creek 2 HY | East Twin Creek 2 HY | 0.59 | 1991-11-01 | 2050-12-01 | BCHA | EastTwinCreek2 | 2024-11-07 | BCHA_AESO | Hydro | Hydro
East_Twin_Creek_3_HY | East Twin Creek 3 HY | East Twin Creek 3 HY | 0.59 | 1991-11-01 | 2050-12-01 | BCHA | EastTwinCreek3 | 2024-11-07 | BCHA_AESO | Hydro | Hydro
EBC_46_1_HY | EBC 46 1 HY | EBC 46 1 HY | 2.2 | 1983-05-01 | 2050-12-01 | BPAT | Eltopia_Branch | 2024-11-07 | BPAT | Hydro | Hydro |  | Eltopia Branch Canal 4.6
Ebd_Hydro_45_Mile_Hydro_1_HY | Ebd Hydro 45 Mile Hydro 1 HY | Ebd Hydro 45 Mile Hydro 1 HY | 3 | 2015-06-01 | 2028-04-01 | PACW | EBD_Hydro_LLC_45_Mile_Hydro1HY2_99 | 2024-11-07 | PACW | Hydro | Hydro
Edson_Tlm2_1_GT | Edson Tlm2 1 GT | Edson Tlm2 1 GT | 6.5 | 2004-01-01 | 2050-12-01 | AESO | Edson_1 | 2024-11-07 | BCHA_AESO | Cogen | CHP
Edson_Tlm2_2_GT | Edson Tlm2 2 GT | Edson Tlm2 2 GT | 6.5 | 2004-01-01 | 2051-12-01 | AESO |  |  | BCHA_AESO | CT | Peaker
EDTI_Edmonton_3_H2_Plant_Cogen_1_GT | EDTI Edmonton 3 H2 Plant Cogen 1 GT | EDTI Edmonton 3 H2 Plant Cogen 1 GT | 100 | 2024-11-01 | 2051-12-01 | AESO |  |  | BCHA_AESO | Cogen | CHP
Ejido_San_Luis_CC1a | Ejido San Luis CC1a | Ejido San Luis CC1a | 513.1 | 2025-01-01 | 2050-12-01 | CFE |  |  | CFE | CC | CCGT
Ejido_San_Luis_CC1b | Ejido San Luis CC1b | Ejido San Luis CC1b | 255.6 | 2025-01-01 | 2050-12-01 | CFE |  |  | CFE | CC | CCGT
Ekola_Flats_WindWT | Ekola Flats WindWT | Ekola Flats WindWT | 125.45 | 2020-12-01 | 2050-11-01 | PAWY | 100B_Ekola_Flats_WD_1 | 2024-11-07 | PACE | Wind | Wind |  | Ekola Flats |  |  |  | WIND_V2025E_EIA_WYOMING
El_Centro_4_ST | El Centro 4 ST | El Centro 4 ST | 81.6 | 1968-08-01 | 2051-12-01 | IID |  |  | IID | Steam | ST |  | El Centro Hybrid | 4
El_Centro_BESS_1_BA | El Centro BESS 1 BA | El Centro BESS 1 BA | 30 | 2016-09-01 | 2050-12-01 | IID | Coachella_Battery | 2024-11-07 | IID | Battery_4h | Li-ion Battery | [6 empty] | 124 | 4
El_Centro_CC2 | El Centro CC2 | El Centro CC2 | 124.4 | 1993-06-01 | 2050-12-01 | IID |  |  | IID | CC | CCGT |  | El Centro Hybrid | 2A
El_Centro_CC3a | El Centro CC3a | El Centro CC3a | 109.1 | 2012-10-01 | 2050-12-01 | IID |  |  | IID | CC | CCGT |  | El Centro Hybrid | 30
El_Centro_CC3b | El Centro CC3b | El Centro CC3b | 43.2 | 2012-10-01 | 2050-12-01 | IID |  |  | IID | CC | CCGT
El_Centro_CC4 | El Centro CC4 | El Centro CC4 | 81.6 | 2023-06-01 | 2050-12-01 | IID |  |  | IID | CC | CCGT |  | El Centro Hybrid
El_Chaparral_Solar_Farm_1_PV_T | El Chaparral Solar Farm 1 PV-T | El Chaparral Solar Farm 1 PV-T | 10 | 2012-04-01 | 2037-04-01 | EPE | CHAP_DIST_PV | 2024-11-07 | PNM_EPE | Solar_1Axis | Solar |  | SunE EPE1 LLC |  |  |  | SOLARV2025J_1AXIS_AZ_85333_DATELAND_0
El_Sol_BESS_1_BA | El Sol BESS 1 BA | El Sol BESS 1 BA | 25 | 2022-06-01 | 2050-12-01 | AZPS | ElSolEnergyStorage1 | 2024-11-07 | AZPS | Battery_4h | Li-ion Battery |  | El Sol BESS | EL50M |  |  |  | 96 | 4
El_Sol_Energy_Storage_2 | El Sol Energy Storage 2 | El Sol Energy Storage 2 | 25 | 2022-06-01 | 2050-12-01 | AZPS | ElSolEnergyStorage2 | 2024-11-07 | AZPS | Battery_4h | Li-ion Battery |  | El Sol BESS | EL50M |  |  |  | 104 | 4
El_Vado_1_HY | El Vado 1 HY | El Vado 1 HY | 8.8 | 1987-12-01 | 2050-12-01 | PNM | El_Vado_Dam | 2024-11-07 | PNM_EPE | Hydro | Hydro |  | El Vado Dam
Eland_1_Battery_Energy_Storage | Eland 1 Battery Energy Storage | Eland 1 Battery Energy Storage | 150 | 2024-12-01 | 2051-12-01 | LADWP | Eland1BatteryEnergyStorage | 2024-11-07 | LADWP | Battery_4h | Li-ion Battery |  | Eland Solar & Storage Center, Phase 1 Hybrid | 61168 | 61169 |  |  | 1200 | 4
Eland_2_Battery_Energy_Storage | Eland 2 Battery Energy Storage | Eland 2 Battery Energy Storage | 150 | 2024-12-01 | 2051-12-01 | LADWP | Eland2BatteryEnergyStorage | 2024-11-07 | LADWP | Battery_4h | Li-ion Battery |  | Eland Solar & Storage Center, Phase 2 Hybrid | 61169 |  |  |  | 1200 | 4
Eland_Solar_PV1 | Eland Solar PV1 | Eland Solar PV1 | 60 | 2016-08-01 | 2050-12-01 | LADWP | NewSOPPA | 2024-11-07 | LADWP | Solar_1Axis | Solar |  | Eland Solar & Storage Center, Phase 1 Hy | 68SF8 |  |  | SOLARV2025J_1AXIS__CA_LOSANGELES
Elbe_Solar_Center_LLCPV_T | Elbe Solar Center LLCPV-T | Elbe Solar Center LLCPV-T | 10 | 2018-08-01 | 2036-10-01 | PortlandGE | ElbeSolarCenter | 2024-11-07 | PortlandGE | Solar_Fixed | Solar |  | Elbe Solar Center |  |  |  | SOLARV2025J_FIXED__OR_PORTLAND
Eldorado_Reservoir_1_HY | Eldorado Reservoir 1 HY | Eldorado Reservoir 1 HY | 0.8 | 2009-06-01 | 2050-12-01 | BCHA | EldoradoResrvr | 2024-11-07 | BCHA_AESO | Hydro | Hydro
Electron_1_HY | Electron 1 HY | Electron 1 HY | 5.09 | 2022-12-01 | 2050-12-01 | PSEI | Electron_1 | 2024-11-07 | BPAT | Hydro | Hydro |  | Electron | 1
Electron_2_HY | Electron 2 HY | Electron 2 HY | 5.09 | 2022-12-01 | 2050-12-01 | PSEI | Electron_2 | 2024-11-07 | BPAT | Hydro | Hydro |  | Electron | 2
Electron_3_HY | Electron 3 HY | Electron 3 HY | 5.09 | 2022-12-01 | 2050-12-01 | PSEI | Electron_3 | 2024-11-07 | BPAT | Hydro | Hydro |  | Electron | 3
Electron_4_HY | Electron 4 HY | Electron 4 HY | 7.5 | 1928-12-01 | 2050-12-01 | PSEI | Electron_4 | 2024-11-07 | BPAT | Hydro | Hydro |  | Electron | 4
Elektron_Solar_20_Year_PV_T | Elektron Solar 20 Year PV-T | Elektron Solar 20 Year PV-T | 10.2 | 2022-12-01 | 2044-04-01 | PAUT | Elektron_Solar_20_Year | 2024-11-07 | PACE | Solar_1Axis | Solar |  | Elektron Solar, LLC |  |  |  | SOLARV2025J_1AXIS__UT_SALTLAKECITY
Elektron_Solar_25_Year_PV_T | Elektron Solar 25 Year PV-T | Elektron Solar 25 Year PV-T | 69.8 | 2022-12-01 | 2049-04-01 | PAUT | Elektron_Solar_25_Year | 2024-11-07 | PACE | Solar_1Axis | Solar |  | Elektron Solar, LLC |  |  |  | SOLARV2025J_1AXIS__UT_SALTLAKECITY
Elephant_Butte_1_HY | Elephant Butte 1 HY | Elephant Butte 1 HY | 9.3 | 1940-12-01 | 2051-12-01 | PNM | Elephant_Butte_1 | 2024-11-07 | PNM_EPE | Hydro | Hydro |  | Elephant Butte | 1
Elephant_Butte_2_HY | Elephant Butte 2 HY | Elephant Butte 2 HY | 9.3 | 1940-12-01 | 2051-12-01 | PNM | Elephant_Butte_2 | 2024-11-07 | PNM_EPE | Hydro | Hydro |  | Elephant Butte | 2
Elephant_Butte_3_HY | Elephant Butte 3 HY | Elephant Butte 3 HY | 9.3 | 1940-12-01 | 2051-12-01 | PNM | Elephant_Butte_3 | 2024-11-07 | PNM_EPE | Hydro | Hydro |  | Elephant Butte | 3
Eleven_Mile_Solar | Eleven Mile Solar | Eleven Mile Solar | 10 | 2018-05-01 | 2038-04-01 | SRP | ElevenMileSolar | 2024-11-07 | SRP | Solar_1Axis | Solar |  | Eleven Mile Solar Center | 1111 |  |  | SOLARV2025J_1AXIS__AZ_PHOENIX
Eleven_Mile_Solar_1_PV | Eleven Mile: Solar 1 PV | Eleven Mile: Solar 1 PV | 300 | 2024-06-01 | 2044-05-01 | SRP |  |  | SRP | Paired_Solar_Fixed | Solar |  | Eleven Mile Solar Center | 1111 |  |  | SOLARV2025J_FIXED__AZ_PHOENIX
Eleven_Mile_Storage_4_HR_2_BA | Eleven Mile: Storage (4 HR) 2 BA | Eleven Mile: Storage (4 HR) 2 BA | 300 | 2024-06-01 | 2044-05-01 | SRP |  |  | SRP | Paired_BattStorage | Li-ion Battery |  | Eleven Mile Solar Center | 2222 |  |  |  | 1200 | 4 | Eleven_Mile_Solar_1_PV
Elkhorn_Wind_1_WT | Elkhorn Wind 1 WT | Elkhorn Wind 1 WT | 100 | 2007-11-01 | 2050-12-01 | IPTV | Elkhorn_Valley | 2024-11-07 | IPCO | Wind | Wind |  | Elkhorn Valley Wind Farm |  |  |  | WIND_V2025E_EIA_OREGON
Elmore_Distributed_BESS_BA | Elmore Distributed BESS BA | Elmore Distributed BESS BA | 3 | 2024-06-01 | 2051-12-01 | IPTV |  |  | IPCO | Battery_4h | Li-ion Battery |  | Elmore BESS | 1 |  |  |  | 12 | 4
Empress_21_PV_NT | Empress 21 PV-NT | Empress 21 PV-NT | 16 | 2022-02-01 | 2050-12-01 | AESO | Empress_394S_DER_Solar_2 | 2024-11-07 | BCHA_AESO | Solar_1Axis | Solar | [5 empty] | SOLARV2025J_1AXIS__WA_SEATTLE
Empress_394S_Der_Solar_1_PV_NT | Empress 394S Der Solar 1 PV-NT | Empress 394S Der Solar 1 PV-NT | 23 | 2022-02-01 | 2050-12-01 | AESO | Empress_394S_DER_Solar_1 | 2024-11-07 | BCHA_AESO | Solar_1Axis | Solar | [5 empty] | SOLARV2025J_1AXIS__WA_SEATTLE
Empress_Eps1_1_GT | Empress Eps1 1 GT | Empress Eps1 1 GT | 46 | 2022-09-01 | 2054-12-01 | AESO |  |  | BCHA_AESO | CT | Peaker
Encino_North_1_PV_T | Encino North 1 PV-T | Encino North 1 PV-T | 50 | 2023-06-01 | 2043-06-01 | PNM | Encino_North | 2024-11-07 | PNM_EPE | Solar_1Axis | Solar |  | Encino Solar Energy Center |  |  |  | SOLARV2025J_1AXIS__NM_ALBUQUERQUE
Encino_Solar_Energy_Center_1_PV_T | Encino Solar Energy Center 1 PV-T | Encino Solar Energy Center 1 PV-T | 50 | 2020-07-01 | 2045-07-01 | PNM | Encino_Solar | 2024-11-07 | PNM_EPE | Solar_1Axis | Solar |  | Encino Solar Energy Center |  |  |  | SOLARV2025J_1AXIS__NM_ALBUQUERQUE
EncogenCC_Total | EncogenCC-Total | EncogenCC-Total | 193.8 | 1993-03-01 | 2050-12-01 | BPAT |  |  | BPAT | CC | CCGT |  | Encogen
Enel_Cove_Fort_2_GIA_BT | Enel Cove Fort 2-GIA BT | Enel Cove Fort 2-GIA BT | 12.5 | 2013-12-01 | 2051-12-01 | LADWP |  |  | LADWP | Geothermal | Geothermal
ENGIE_Buffalo_Trail_North_Wind_1_WT | ENGIE Buffalo Trail North Wind 1 WT | ENGIE Buffalo Trail North Wind 1 WT | 200 | 2028-01-01 | 2051-12-01 | AESO |  |  | BCHA_AESO | Wind | Wind | [5 empty] | WIND_V2025E_ONSHORE_ABCYPRESS_TRANSFORM
ENMAX_FMC_Change_1_GT | ENMAX FMC Change 1 GT | ENMAX FMC Change 1 GT | 18 | 2025-10-01 | 2051-12-01 | AESO |  |  | BCHA_AESO | CT | Peaker
ENMAX_FMC_DER_Cogen_1_GT | ENMAX FMC DER Cogen 1 GT | ENMAX FMC DER Cogen 1 GT | 7 | 2025-10-01 | 2051-12-01 | AESO |  |  | BCHA_AESO | Cogen | CHP
Enmax_Taber_Tab1_1_WT | Enmax Taber Tab1 1 WT | Enmax Taber Tab1 1 WT | 40 | 2007-09-01 | 2050-12-01 | AESO | TABER_WG1_1 | 2024-11-07 | BCHA_AESO | Wind | Wind | [5 empty] | WIND_V2025E_ONSHORE_ABCYPRESS_TRANSFORM
Enmax_Taber_Tab1_2_WT | Enmax Taber Tab1 2 WT | Enmax Taber Tab1 2 WT | 41 | 2006-12-01 | 2050-12-01 | AESO | TABER_WG2_2 | 2024-11-07 | BCHA_AESO | Wind | Wind | [5 empty] | WIND_V2025E_ONSHORE_ABCYPRESS_TRANSFORM
Enterprise_MPC_Solar_1_PV_NT | Enterprise MPC Solar 1 PV-NT | Enterprise MPC Solar 1 PV-NT | 65 | 2023-06-01 | 2054-12-01 | AESO |  |  | BCHA_AESO | Solar_Fixed | Solar | [5 empty] | SOLARV2025J_FIXED__WA_SEATTLE
Enterprise_Solar_Ents1_PV_T | Enterprise Solar Ents1 PV-T | Enterprise Solar Ents1 PV-T | 80 | 2016-07-01 | 2036-07-01 | PAUT | Enterprise_Solar_LLC | 2024-11-07 | PACE | Solar_Fixed | Solar |  | Enterprise Solar, LLC |  |  |  | SOLARV2025J_FIXED__UT_SALTLAKECITY
Eon_Valencia_1_PV_T | Eon Valencia 1 PV-T | Eon Valencia 1 PV-T | 9.9 | 2013-06-01 | 2033-06-01 | TEPC | EONValencia | 2024-11-07 | TEPC | Solar_1Axis | Solar |  | Valencia Solar |  |  |  | SOLARV2025J_1AXIS__AZ_TUCSON
Ereserve1_Rycroft_Erv1_1_BA | Ereserve1 Rycroft Erv1 1 BA | Ereserve1 Rycroft Erv1 1 BA | 20 | 2020-11-01 | 2050-12-01 | AESO | eReserve1_Rycroft_ERV1 | 2024-11-07 | BCHA_AESO | Battery_4h | Li-ion Battery | [6 empty] | 80 | 4
Ereserve2_Buffalo_Creek_Erv2_1_BA | Ereserve2 Buffalo Creek Erv2 1 BA | Ereserve2 Buffalo Creek Erv2 1 BA | 20 | 2021-10-01 | 2050-12-01 | AESO | eReserve2_Buffalo_Creek_ERV2 | 2024-11-07 | BCHA_AESO | Battery_4h | Li-ion Battery | [6 empty] | 80 | 4
Ereserve3_Mercer_Hill_Erv3_1_BA | Ereserve3 Mercer Hill Erv3 1 BA | Ereserve3 Mercer Hill Erv3 1 BA | 20 | 2021-08-01 | 2054-12-01 | AESO |  |  | BCHA_AESO | Battery_4h | Li-ion Battery | [6 empty] | 80 | 4
eReserve4_Nilrem_ERV4_1_BA | eReserve4 Nilrem (ERV4) 1 BA | eReserve4 Nilrem (ERV4) 1 BA | 20 | 2023-08-01 | 2051-12-01 | AESO |  |  | BCHA_AESO | Battery_4h | Li-ion Battery | [6 empty] | 80 | 4
Ereserve5_Hughenden_Erv5_1_BA | Ereserve5 Hughenden Erv5 1 BA | Ereserve5 Hughenden Erv5 1 BA | 20 | 2021-01-01 | 2054-12-01 | AESO |  |  | BCHA_AESO | Battery_4h | Li-ion Battery | [6 empty] | 80 | 4
eReserve6_Nilrem_ERV6_1_BA | eReserve6 Nilrem (ERV6) 1 BA | eReserve6 Nilrem (ERV6) 1 BA | 20 | 2023-08-01 | 2051-12-01 | AESO |  |  | BCHA_AESO | Battery_4h | Li-ion Battery | [6 empty] | 80 | 4
eReserve7/8_Goodfare_ERV7/8_1_BA | eReserve7/8 Goodfare (ERV7/8) 1 BA | eReserve7/8 Goodfare (ERV7/8) 1 BA | 40 | 2023-11-01 | 2051-12-01 | AESO |  |  | BCHA_AESO | Battery_4h | Li-ion Battery | [6 empty] | 160 | 4
eReserve9_Wapiti_ERV9_1_BA | eReserve9 Wapiti (ERV9) 1 BA | eReserve9 Wapiti (ERV9) 1 BA | 20 | 2023-12-01 | 2051-12-01 | AESO |  |  | BCHA_AESO | Battery_4h | Li-ion Battery | [6 empty] | 80 | 4
Erie_Landfill_1_OT | Erie Landfill 1 OT | Erie Landfill 1 OT | 3.2 | 2011-10-01 | 2051-12-01 | PSCO |  |  | PSCO | Biogas | Biogas
Escalante_Solar_1_PV_T | Escalante Solar 1 PV-T | Escalante Solar 1 PV-T | 200 | 2023-11-01 | 2051-12-01 | PNM | Escalante_Solar | 2024-11-07 | PNM_EPE | Solar_1Axis | Solar |  | Escalante (NM) |  |  |  | SOLARV2025J_1AXIS__NM_ALBUQUERQUE
Escalante_Solar_I_1_PV_T | Escalante Solar I 1 PV-T | Escalante Solar I 1 PV-T | 80 | 2016-08-01 | 2036-08-01 | PAUT | Escalante_Solar_I_II_LLC | 2024-11-07 | PACE | Solar_Fixed | Solar |  | Escalante Solar I, LLC |  |  |  | SOLARV2025J_FIXED__UT_SALTLAKECITY
Escalante_Solar_II_2_PV_T | Escalante Solar II 2 PV-T | Escalante Solar II 2 PV-T | 80 | 2016-08-01 | 2036-08-01 | PAUT |  |  | PACE | Solar_1Axis | Solar |  | Escalante Solar II, LLC | ESCS2 |  |  | SOLARV2025J_1AXIS__UT_SALTLAKECITY
Escalante_Solar_III_3_PV_T | Escalante Solar III 3 PV-T | Escalante Solar III 3 PV-T | 80 | 2016-08-01 | 2036-08-01 | PAUT | Escalante_Solar_III_LLC | 2024-11-07 | PACE | Solar_Fixed | Solar |  | Escalante Solar III, LLC |  |  |  | SOLARV2025J_FIXED__UT_SALTLAKECITY
Esquatzel_Canal_HY_1_HY | Esquatzel Canal HY 1 HY | Esquatzel Canal HY 1 HY | 0.9 | 2011-12-01 | 2050-12-01 | BPAT | EsquatzelCanal | 2024-11-07 | BPAT | Hydro | Hydro
Estancia_Solar_Project_1_PV_T | Estancia Solar Project 1 PV-T | Estancia Solar Project 1 PV-T | 2 | 2018-08-01 | 2051-12-01 | PNM | Estancia_Solar_Project | 2024-11-07 | PNM_EPE | Solar_Fixed | Solar |  | CNMEC Solar Energy Center |  |  |  | SOLARV2025J_FIXED__NM_ALBUQUERQUE
Estes_1_HY | Estes 1 HY | Estes 1 HY | 15 | 1950-09-01 | 2050-12-01 | WACM | Estes_1 | 2024-11-07 | WACM | Hydro | Hydro |  | Estes | 1
Estes_2_HY | Estes 2 HY | Estes 2 HY | 15 | 1950-12-01 | 2050-12-01 | WACM | Estes_2 | 2024-11-07 | WACM | Hydro | Hydro |  | Estes | 2
Estes_3_HY | Estes 3 HY | Estes 3 HY | 15 | 1950-12-01 | 2050-12-01 | WACM | Estes_3 | 2024-11-07 | WACM | Hydro | Hydro |  | Estes | 3
Estrella_1_BA | Estrella 1 BA | Estrella 1 BA | 75 | 2025-05-01 | 2051-12-01 | AZPS |  |  | AZPS | Battery_4h | Li-ion Battery | [6 empty] | 300 | 4
Evergreen_Biopower_Frere_1_ST | Evergreen Biopower Frere 1 ST | Evergreen Biopower Frere 1 ST | 21 | 2007-09-01 | 2050-12-01 | PACW | Evergreen_Bio | 2024-11-07 | PACW | Biomass/Wood | Biomass |  | Evergreen BioPower LLC
Existing_Community_Solar_Gardens_Net_1_PV_NT | Existing Community Solar Gardens Net 1 PV-NT | Existing Community Solar Gardens Net 1 PV-NT | 11.12 | 2021-12-01 | 2050-12-01 | PSCO | Existing_Community_Solar_Gardens_net | 2024-11-07 | PSCO | Solar_Fixed | Solar | [5 empty] | SOLARV2025J_FIXED__CO_DENVER
Exxonmobile_Production_Company_Shute_Creek_1_GT | Exxonmobile Production Company Shute Creek 1 GT | Exxonmobile Production Company Shute Creek 1 GT | 35.8 | 2019-01-01 | 2024-12-01 | PAWY |  |  | PACE | Cogen | CHP |  | Shute Creek Facility | 021A
Exxonmobile_Production_Company_Shute_Creek_2_GT | Exxonmobile Production Company Shute Creek 2 GT | Exxonmobile Production Company Shute Creek 2 GT | 35.8 | 2019-01-01 | 2024-12-01 | PAWY |  |  | PACE | Cogen | CHP |  | Shute Creek Facility | 021B
Exxonmobile_Production_Company_Shute_Creek_3_GT | Exxonmobile Production Company Shute Creek 3 GT | Exxonmobile Production Company Shute Creek 3 GT | 35.8 | 2019-01-01 | 2024-12-01 | PAWY |  |  | PACE | Cogen | CHP |  | Shute Creek Facility | 021C
Fairfield_Wind_1_WT | Fairfield Wind 1 WT | Fairfield Wind 1 WT | 10 | 2013-12-01 | 2050-12-01 | NWMT | FAIRFLD_WIND | 2024-11-07 | NWMT_WAUW | Wind | Wind |  | Fairfield Wind |  |  |  | WIND_V2025E_EIA_IDAHO
Fall_Creek_1_HY | Fall Creek 1 HY | Fall Creek 1 HY | 0.5 | 2023-09-01 | 2024-03-01 | PACW | Fall_Creek_1 | 2024-11-07 | PACW | Hydro | Hydro |  | Fall Creek | 1 | 2 | 3
Fall_Creek_2_HY | Fall Creek 2 HY | Fall Creek 2 HY | 0.5 | 1907-08-01 | 2024-03-01 | PACW |  |  | PACW | Hydro | Hydro |  | Fall Creek | 2
Fall_Creek_3_HY | Fall Creek 3 HY | Fall Creek 3 HY | 1.3 | 1910-01-01 | 2024-03-01 | PACW |  |  | PACW | Hydro | Hydro |  | Fall Creek | 3
Fall_River_Solar_1_PV_T | Fall River Solar 1 PV-T | Fall River Solar 1 PV-T | 80 | 2022-12-01 | 2043-09-01 | WACM | Fall_River_Solar | 2024-11-07 | WACM | Solar_1Axis | Solar | [5 empty] | SOLARV2025J_1AXIS_NV_CLARK_LASVEGAS_0
Falls_Creek_1_HY | Falls Creek 1 HY | Falls Creek 1 HY | 4.1 | 1984-12-01 | 2051-12-01 | PACW |  |  | PACW | Hydro | Hydro |  | Falls Creek | GE-1
Falls_River_1_HY | Falls River 1 HY | Falls River 1 HY | 2.28 | 1929-12-01 | 2050-12-01 | BCHA | FallsRiver_BC_1 | 2024-11-07 | BCHA_AESO | Hydro | Hydro
Falls_River_2_HY | Falls River 2 HY | Falls River 2 HY | 4.55 | 1929-12-01 | 2050-12-01 | BCHA | FallsRiver_BC_2 | 2024-11-07 | BCHA_AESO | Hydro | Hydro
Falls_River_Agg | Falls River Agg | Falls River Agg | 2.28 | 1993-08-01 | 2050-12-01 | PAID | FallsRiver_ID1 | 2024-11-07 | PACE | Hydro | Hydro |  | Falls River Hydro | 1 | 2
Falls_River_BC_1_HY | Falls River BC 1 HY | Falls River BC 1 HY | 3.5 | 1930-01-01 | 2051-12-31 | BCHA |  |  | BCHA_AESO | Hydro | Hydro
Falls_River_BC_2_HY | Falls River BC 2 HY | Falls River BC 2 HY | 3.5 | 1930-01-01 | 2051-12-31 | BCHA |  |  | BCHA_AESO | Hydro | Hydro
Faraday_6_HY | Faraday 6 HY | Faraday 6 HY | 31.05 | 1958-09-01 | 2050-12-01 | PortlandGE | Faraday_6 | 2024-11-07 | PortlandGE | Hydro | Hydro |  | Faraday | 6
Faraday_7_HY | Faraday 7 HY | Faraday 7 HY | 9.45 | 2022-04-01 | 2050-12-01 | PortlandGE | Faraday_7 | 2024-11-07 | PortlandGE | Hydro | Hydro |  | Faraday | 7
Faraday_8_HY | Faraday 8 HY | Faraday 8 HY | 9.45 | 2022-04-01 | 2050-12-01 | PortlandGE | Faraday_8 | 2024-11-07 | PortlandGE | Hydro | Hydro |  | Faraday | 8
Faraday_Solar_B_LLC_PV_T | Faraday Solar B LLC PV-T | Faraday Solar B LLC PV-T | 525 | 2025-09-01 | 2046-04-01 | PAUT |  |  | PACE | Solar_1Axis | Solar |  | Faraday Solar |  |  |  | SOLARV2025J_1AXIS__UT_SALTLAKECITY
Fargo_Drop_Hydro_1_HY | Fargo Drop Hydro 1 HY | Fargo Drop Hydro 1 HY | 1.27 | 2013-04-01 | 2050-12-01 | IPTV | Fargo_Drop_Hydro | 2024-11-07 | IPCO | Hydro | Hydro |  | Fargo Drop
Farm_Power_Agg_IC | Farm Power Agg IC | Farm Power Agg IC | 2 | 2012-08-01 | 2050-12-01 | BPAT | FarmPowerAgg | 2024-11-07 | BPAT | Biogas | Biogas
Farmers_Irrigation_District_1_HY | Farmers Irrigation District 1 HY | Farmers Irrigation District 1 HY | 2.4 | 1985-10-01 | 2025-12-31 | PACW |  |  | PACW | Hydro | Hydro
Farmers_Irrigation_District_2_HY | Farmers Irrigation District 2 HY | Farmers Irrigation District 2 HY | 2.4 | 1985-10-01 | 2025-12-31 | PACW |  |  | PACW | Hydro | Hydro
Farmers_Irrigation_District_Copper_Dam_Plant_1_HY | Farmers Irrigation District Copper Dam Plant 1 HY | Farmers Irrigation District Copper Dam Plant 1 HY | 2.2 | 1985-10-01 | 2040-12-01 | PACW | Farmers_Irrigation_DistCopper_Dam1HY2 | 2024-11-07 | PACW | Hydro | Hydro
Farmers_Irrigation_District_Copper_Dam_Plant_2_HY | Farmers Irrigation District Copper Dam Plant 2 HY | Farmers Irrigation District Copper Dam Plant 2 HY | 2.2 | 2026-01-01 | 2040-12-01 | PACW | Farmers_Irrigation_DistCopper_Dam1HY2 | 2024-11-07 | PACW | Hydro | Hydro
FerndaleCC_Total | FerndaleCC-Total | FerndaleCC-Total | 253.44 | 1994-04-01 | 2050-12-01 | BPAT |  |  | BPAT | CC | CCGT |  | Ferndale Generating Station
Fighting_Creek_Landfill_Agg_BA | Fighting Creek Landfill Agg BA | Fighting Creek Landfill Agg BA | 140.2 | 2023-10-01 | 2050-12-01 | BPAT | FightingCreekLandfillAgg | 2024-11-07 | BPAT | Biogas | Biogas |  | Fighting Creek LFGTE Plant
Finley_BioEnergy_IC_Agg | Finley BioEnergy IC Agg | Finley BioEnergy IC Agg | 4.8 | 2009-05-01 | 2050-12-01 | PACW | FinleyBioEnergyAgg | 2024-11-07 | PACW | Biogas | Biogas |  | Finley Buttes Landfill Gas
Fire_Kwalsa_Energy_1_HY | Fire Kwalsa Energy 1 HY | Fire Kwalsa Energy 1 HY | 13.31 | 2009-11-01 | 2055-12-01 | BCHA | Fire_Kwalsa1 | 2024-11-07 | BCHA_AESO | Hydro | Hydro
Fire_Kwalsa_Energy_2_HY | Fire Kwalsa Energy 2 HY | Fire Kwalsa Energy 2 HY | 13.31 | 2009-11-01 | 2055-12-01 | BCHA | Fire_Kwalsa2 | 2024-11-07 | BCHA_AESO | Hydro | Hydro
Firebag_Scr6_1_CT | Firebag Scr6 1 CT | Firebag Scr6 1 CT | 93 | 2007-01-01 | 2050-12-01 | AESO | Firebag_7 | 2024-11-07 | BCHA_AESO | Cogen | CHP
Firebag_Scr6_2_CT | Firebag Scr6 2 CT | Firebag Scr6 2 CT | 101 | 2011-04-01 | 2050-12-01 | AESO | Firebag3_2 | 2024-11-07 | BCHA_AESO | CT | Peaker
Firebag_Scr6_3_CT | Firebag Scr6 3 CT | Firebag Scr6 3 CT | 101 | 2012-01-01 | 2050-12-01 | AESO | Firebag4_1 | 2024-11-07 | BCHA_AESO | CT | Peaker
Firebag_Scr6_4_CT | Firebag Scr6 4 CT | Firebag Scr6 4 CT | 101 | 2012-09-01 | 2050-12-01 | AESO | Firebag4_2 | 2024-11-07 | BCHA_AESO | CT | Peaker
Firebag_Scr6_5_CT | Firebag Scr6 5 CT | Firebag Scr6 5 CT | 101 | 2012-09-01 | 2050-12-01 | AESO | Firebag3_1 | 2024-11-07 | BCHA_AESO | Cogen | CHP
Firwood_Solar_1_PV | Firwood Solar 1 PV | Firwood Solar 1 PV | 10 | 2020-02-01 | 2050-12-01 | PortlandGE | FirwoodSolar | 2024-11-07 | PortlandGE | Solar_Fixed | Solar |  | Firwood Solar, LLC |  |  |  | SOLARV2025J_FIXED__OR_PORTLAND
Fish_Creek_1_HY | Fish Creek 1 HY | Fish Creek 1 HY | 11 | 1952-06-01 | 2038-12-01 | PACW | Fish_Creek_1 | 2024-11-07 | PACW | Hydro | Hydro |  | Fish Creek
Fish_Springs_Ranch_1_PV_BA | Fish Springs Ranch 1 PV BA | Fish Springs Ranch 1 PV BA | 50 | 2021-08-01 | 2047-12-01 | NEVP | FishSpringsRanch1 | 2024-11-07 | NEVP | Solar_1Axis | Solar |  | Fish Springs | FISH |  |  | SOLARV2025J_1AXIS_NV_CLARK_LASVEGAS_0
Fish_Springs_Ranch_Battery_BA | Fish Springs Ranch Battery BA | Fish Springs Ranch Battery BA | 25 | 2022-02-01 | 2047-12-01 | NEVP |  |  | NEVP | Battery_4h | Li-ion Battery |  | Fish Springs | FISHB |  |  |  | 100 | 4
Fish_Springs_Ranch_BESS | Fish Springs Ranch BESS | Fish Springs Ranch BESS | 50 | 2022-01-01 | 2047-12-01 | NEVP | FishSpringsRanchBESS | 2024-11-07 | NEVP | Battery_4h | Li-ion Battery |  | Fish Springs | FISHB |  |  |  | 100 | 4
Fitzsimmons_Creek_1_HY | Fitzsimmons Creek 1 HY | Fitzsimmons Creek 1 HY | 8 | 2010-01-01 | 2050-12-01 | BCHA | FitzsimonsCreek | 2024-11-07 | BCHA_AESO | Hydro | Hydro
Flaming_Gorge_1_HY | Flaming Gorge 1 HY | Flaming Gorge 1 HY | 50.64 | 1963-11-01 | 2050-12-01 | WACM | Flaming_Gorge_1 | 2024-11-07 | WACM | Hydro | Hydro |  | Flaming Gorge | 1
Flaming_Gorge_2_HY | Flaming Gorge 2 HY | Flaming Gorge 2 HY | 50.64 | 1963-12-01 | 2050-12-01 | WACM | Flaming_Gorge_2 | 2024-11-07 | WACM | Hydro | Hydro |  | Flaming Gorge | 2
Flaming_Gorge_3_HY | Flaming Gorge 3 HY | Flaming Gorge 3 HY | 50.64 | 1964-02-01 | 2050-12-01 | WACM | Flaming_Gorge_3 | 2024-11-07 | WACM | Hydro | Hydro |  | Flaming Gorge | 3
Flathead_County_Landfill_Agg_IC | Flathead County Landfill Agg IC | Flathead County Landfill Agg IC | 1.6 | 2009-06-01 | 2050-12-01 | BPAT | FlatheadCountyLandfillAgg | 2024-11-07 | BPAT | Biogas | Biogas |  | Flathead Landfill to Gas Energy Facility
Flatiron_1_HY | Flatiron 1 HY | Flatiron 1 HY | 43 | 1954-01-01 | 2050-12-01 | WACM | Flatiron_1 | 2024-11-07 | WACM | Hydro | Hydro |  | Flatiron | 1
Flatiron_2_HY | Flatiron 2 HY | Flatiron 2 HY | 43 | 1954-01-01 | 2050-12-01 | WACM | Flatiron_2 | 2024-11-07 | WACM | Hydro | Hydro |  | Flatiron | 2
Flatiron_3_HY | Flatiron 3 HY | Flatiron 3 HY | 8.5 | 1954-05-01 | 2050-12-01 | WACM | Flatiron_3 | 2024-11-07 | WACM | PSH | Pumped_Hydro |  | Flatiron | 3 |  |  |  | 34 | 4
Folsom_1_HY | Folsom 1 HY | Folsom 1 HY | 71.7 | 1955-12-01 | 2050-12-01 | NCNC | Folsom_1 | 2024-11-07 | NCNC | Hydro | Hydro |  | Folsom | 1
Folsom_2_HY | Folsom 2 HY | Folsom 2 HY | 71.7 | 1955-10-01 | 2050-12-01 | NCNC | Folsom_2 | 2024-11-07 | NCNC | Hydro | Hydro |  | Folsom | 2
Folsom_3_HY | Folsom 3 HY | Folsom 3 HY | 71.7 | 1955-05-01 | 2050-12-01 | NCNC | Folsom_3 | 2024-11-07 | NCNC | Hydro | Hydro |  | Folsom | 3
Fontenelle_1_HY | Fontenelle 1 HY | Fontenelle 1 HY | 13 | 1968-05-01 | 2050-12-01 | WACM | Fontenelle | 2024-11-07 | WACM | Hydro | Hydro |  | Fontenelle
Foote_Creek_1_4 | Foote Creek 1-4 | Foote Creek 1-4 | 96.2 | 2021-03-01 | 2050-11-01 | PACE | Foote_Creek4 | 2024-11-07 | PACE | Wind | Wind |  | Foote Creek I |  |  |  | WIND_V2025E_EIA_WYOMING
Foothills_1_BA | Foothills 1 BA | Foothills 1 BA | 17.5 | 2022-06-01 | 2050-12-01 | AZPS | Foothills_1_BESS | 2024-11-07 | AZPS | Battery_4h | Li-ion Battery |  | Foothills Solar Plant Hybrid | FH38M |  |  |  | 148 | 4
Foothills_1_HY | Foothills 1 HY | Foothills 1 HY | 3.1 | 1985-05-01 | 2027-03-01 | PSCO | Foothills_CO | 2024-11-07 | PSCO | Hydro | Hydro
Foothills_1_PV | Foothills 1 PV | Foothills 1 PV | 19 | 2013-12-01 | 2050-12-01 | AZPS | Foothills_Solar_1 | 2024-11-07 | AZPS | Solar_1Axis | Solar |  | Foothills Solar Plant Hybrid | PV1 |  |  | SOLARV2025J_1AXIS__CA_BRAWLEY
Foothills_2_BESS | Foothills 2 BESS | Foothills 2 BESS | 17.5 | 2022-06-01 | 2050-12-01 | AZPS |  |  | AZPS | Battery_4h | Li-ion Battery |  | Foothills Solar Plant Hybrid | FH38M |  |  |  | 72 | 4
Foothills_Solar_2 | Foothills Solar 2 | Foothills Solar 2 | 19 | 2013-12-01 | 2050-12-01 | AZPS |  |  | AZPS | Solar_1Axis | Solar |  | Foothills Solar Plant Hybrid | PV2 |  |  | SOLARV2025J_1AXIS__CA_BRAWLEY
Forest_Glen_Oaks_Dairy_Res_Ag_IC | Forest Glen Oaks Dairy Res Ag IC | Forest Glen Oaks Dairy Res Ag IC | 0.37 | 2014-01-01 | 2050-12-01 | PortlandGE | ForestGlenOaksDairy | 2024-11-07 | PortlandGE | Biomass/Wood | Biomass
Forrest_Kerr_1_HY | Forrest Kerr 1 HY | Forrest Kerr 1 HY | 21.67 | 2014-10-01 | 2050-12-01 | BCHA | Forrest_Kerr1 | 2024-11-07 | BCHA_AESO | Hydro | Hydro
Forrest_Kerr_2_HY | Forrest Kerr 2 HY | Forrest Kerr 2 HY | 21.67 | 2014-10-01 | 2050-12-01 | BCHA | Forrest_Kerr2 | 2024-11-07 | BCHA_AESO | Hydro | Hydro
Forrest_Kerr_3_HY | Forrest Kerr 3 HY | Forrest Kerr 3 HY | 21.67 | 2014-10-01 | 2050-12-01 | BCHA | Forrest_Kerr3 | 2024-11-07 | BCHA_AESO | Hydro | Hydro
Forrest_Kerr_4_HY | Forrest Kerr 4 HY | Forrest Kerr 4 HY | 21.67 | 2014-10-01 | 2050-12-01 | BCHA | Forrest_Kerr4 | 2024-11-07 | BCHA_AESO | Hydro | Hydro
Forrest_Kerr_5_HY | Forrest Kerr 5 HY | Forrest Kerr 5 HY | 21.67 | 2014-10-01 | 2050-12-01 | BCHA | Forrest_Kerr5 | 2024-11-07 | BCHA_AESO | Hydro | Hydro
Forrest_Kerr_6_HY | Forrest Kerr 6 HY | Forrest Kerr 6 HY | 21.67 | 2014-10-01 | 2050-12-01 | BCHA | Forrest_Kerr6 | 2024-11-07 | BCHA_AESO | Hydro | Hydro
Forrest_Kerr_7_HY | Forrest Kerr 7 HY | Forrest Kerr 7 HY | 21.67 | 2014-10-01 | 2050-12-01 | BCHA | Forrest_Kerr7 | 2024-11-07 | BCHA_AESO | Hydro | Hydro
Forrest_Kerr_8_HY | Forrest Kerr 8 HY | Forrest Kerr 8 HY | 21.67 | 2014-10-01 | 2050-12-01 | BCHA | Forrest_Kerr8 | 2024-11-07 | BCHA_AESO | Hydro | Hydro
Forrest_Kerr_9_HY | Forrest Kerr 9 HY | Forrest Kerr 9 HY | 21.67 | 2014-10-01 | 2050-12-01 | BCHA | Forrest_Kerr9 | 2024-11-07 | BCHA_AESO | Hydro | Hydro
Fort_Churchill_1_ST | Fort Churchill 1 ST | Fort Churchill 1 ST | 115 | 1971-09-01 | 2038-12-01 | NEVP | Fort_Churchill_1 | 2024-11-07 | NEVP | Steam | ST
Fort_Churchill_2_ST | Fort Churchill 2 ST | Fort Churchill 2 ST | 115 | 1971-09-01 | 2038-12-01 | NEVP | Fort_Churchill_2 | 2024-11-07 | NEVP | Steam | ST
Fort_Churchill_Solar_Array_was_Apple_1_PV_T | Fort Churchill Solar Array (was Apple) 1 PV-T | Fort Churchill Solar Array (was Apple) 1 PV-T | 19.5 | 2015-08-01 | 2040-08-01 | NEVP |  |  | NEVP | Solar_1Axis | Solar |  | Ft. Churchill PV | NVC7 |  |  | SOLARV2025J_1AXIS_NV_CLARK_LASVEGAS_0
Fort_Hills_Fh1_1_GT | Fort Hills Fh1 1 GT | Fort Hills Fh1 1 GT | 100 | 2018-01-01 | 2050-12-01 | AESO | znED1002_2_G1 | 2024-11-07 | BCHA_AESO | Cogen | CHP
Fort_Hills_Fh1_2_GT | Fort Hills Fh1 2 GT | Fort Hills Fh1 2 GT | 99 | 2018-01-01 | 2050-12-01 | AESO | znED1003_2_G1 | 2024-11-07 | BCHA_AESO | Cogen | CHP
Fort_Lupton_1_GT | Fort Lupton 1 GT | Fort Lupton 1 GT | 50.39 | 1971-12-01 | 2026-12-01 | PSCO | Fort_Lupton_1 | 2024-11-07 | PSCO | CT | Peaker |  | Fort Lupton | 1
Fort_Lupton_2_GT | Fort Lupton 2 GT | Fort Lupton 2 GT | 50.39 | 1971-12-01 | 2026-12-01 | PSCO | Fort_Lupton_2 | 2024-11-07 | PSCO | CT | Peaker |  | Fort Lupton | 2
Fort_Lupton_Solar_Jenkins_1_PV_T | Fort Lupton Solar Jenkins 1 PV-T | Fort Lupton Solar Jenkins 1 PV-T | 13 | 2016-06-01 | 2050-12-01 | PSCO | Fort_Lupton_Solar_Jenkins | 2024-11-07 | PSCO | Solar_1Axis | Solar |  | SR Jenkins Ft Lupton |  |  |  | SOLARV2025J_1AXIS__CO_DENVER
Fort_Nelson_Fng1_1_GT | Fort Nelson Fng1 1 GT | Fort Nelson Fng1 1 GT | 36.5 | 1999-04-01 | 2050-12-01 | AESO | FortNelson2 | 2024-11-07 | BCHA_AESO | CT | Peaker
Fort_Peck_1_HY | Fort Peck 1 HY | Fort Peck 1 HY | 45 | 1943-07-01 | 2050-12-01 | WAUW | FortPeck1 | 2024-11-07 | NWMT_WAUW | Hydro | Hydro |  | Fort Peck | 1
Fort_Peck_2_HY | Fort Peck 2 HY | Fort Peck 2 HY | 18 | 1948-02-01 | 2050-12-01 | WAUW | FortPeck2 | 2024-11-07 | NWMT_WAUW | Hydro | Hydro |  | Fort Peck | 2
Fort_Peck_3_HY | Fort Peck 3 HY | Fort Peck 3 HY | 45 | 1951-12-01 | 2050-12-01 | WAUW | FortPeck3 | 2024-11-07 | NWMT_WAUW | Hydro | Hydro |  | Fort Peck | 3
Fort_Rock_I_PV_NT | Fort Rock I PV-NT | Fort Rock I PV-NT | 10 | 2020-03-01 | 2050-12-01 | BPAT | FortRock1 | 2024-11-07 | BPAT | Solar_Fixed | Solar |  | Fort Rock I | FR1 |  |  | SOLARV2025J_FIXED__OR_PORTLAND
Fort_Rock_IV_PV_PV_NT | Fort Rock IV PV PV-NT | Fort Rock IV PV PV-NT | 10 | 2020-06-01 | 2050-12-01 | BPAT | FortRock2 | 2024-11-07 | BPAT | Solar_Fixed | Solar |  | Fort Rock IV |  |  |  | SOLARV2025J_FIXED__OR_PORTLAND
Fort_St_James_Green_Energy_1_ST | Fort St James Green Energy 1 ST | Fort St James Green Energy 1 ST | 40 | 2017-11-01 | 2050-12-01 | BCHA | Fort_St_James | 2024-11-07 | BCHA_AESO | Biomass/Wood | Biomass
Fort_St_Vrain_5_CT | Fort St Vrain 5 CT | Fort St Vrain 5 CT | 140.3 | 2009-05-01 | 2049-12-01 | PSCO | Fort_St_Vrain_5 | 2024-11-07 | PSCO | CT | Peaker |  | Fort St Vrain | 5
Fort_St_Vrain_6_CT | Fort St Vrain 6 CT | Fort St Vrain 6 CT | 140.3 | 2009-05-01 | 2049-12-01 | PSCO | Fort_St_Vrain_6 | 2024-11-07 | PSCO | CT | Peaker |  | Fort St Vrain | 6
Fort_St_Vrain_CC1a | Fort St Vrain CC1a | Fort St Vrain CC1a | 517.69 | 1998-07-01 | 2041-12-01 | PSCO |  |  | PSCO | CC | CCGT |  | Fort St Vrain | 2
Fort_St_Vrain_CC1b | Fort St Vrain CC1b | Fort St Vrain CC1b | 175.09 | 1999-05-01 | 2041-12-01 | PSCO |  |  | PSCO | CC | CCGT |  | Fort St Vrain | 3
Fort_St_Vrain_CC1c | Fort St Vrain CC1c | Fort St Vrain CC1c | 175.09 | 2001-06-01 | 2041-12-01 | PSCO |  |  | PSCO | CC | CCGT |  | Fort St Vrain | 4
Fortis_Aura_Provost_DER_Solar_1_PV_NT | Fortis Aura Provost DER Solar 1 PV-NT | Fortis Aura Provost DER Solar 1 PV-NT | 22.5 | 2024-11-01 | 2051-12-01 | AESO |  |  | BCHA_AESO | Solar_Fixed | Solar | [5 empty] | SOLARV2025J_FIXED__WA_SEATTLE
Fortis_Buford_538S_DER_Solar_1_PV_NT | Fortis Buford 538S DER Solar 1 PV-NT | Fortis Buford 538S DER Solar 1 PV-NT | 18.4 | 2024-11-01 | 2051-12-01 | AESO |  |  | BCHA_AESO | Solar_Fixed | Solar | [5 empty] | SOLARV2025J_FIXED__WA_SEATTLE
Fortis_Duchess_339S_DER_Solar_Battery_1_PV_NT | Fortis Duchess 339S DER Solar Battery 1 PV-NT | Fortis Duchess 339S DER Solar Battery 1 PV-NT | 19.8 | 2024-09-01 | 2051-12-01 | AESO |  |  | BCHA_AESO | Solar_Fixed | Solar | [5 empty] | SOLARV2025J_FIXED__WA_SEATTLE
Fortis_Stony_Plain_434S_DER_Solar_1_PV_NT | Fortis Stony Plain 434S DER Solar 1 PV-NT | Fortis Stony Plain 434S DER Solar 1 PV-NT | 18.4 | 2024-05-01 | 2051-12-01 | AESO |  |  | BCHA_AESO | Solar_Fixed | Solar | [5 empty] | SOLARV2025J_FIXED__WA_SEATTLE
Fortis_Tilley_498S_DER_Solar_1_GT | Fortis Tilley 498S DER Solar 1 GT | Fortis Tilley 498S DER Solar 1 GT | 8 | 2024-04-01 | 2051-12-01 | AESO |  |  | BCHA_AESO | CT | Peaker
FortNelson1 | FortNelson1 | FortNelson1 | 36.5 | 1999-04-01 | 2050-12-01 | AESO |  |  | BCHA_AESO | CT | Peaker
Forty_Mile_Granlea_Modification_1_WT | Forty Mile Granlea Modification 1 WT | Forty Mile Granlea Modification 1 WT | 25 | 2024-03-01 | 2051-12-01 | AESO |  |  | BCHA_AESO | Wind | Wind | [5 empty] | WIND_V2025E_ONSHORE_ABCYPRESS_TRANSFORM
Forty_Mile_Granlea_WAGF | Forty Mile Granlea WAGF | Forty Mile Granlea WAGF | 200 | 2022-05-01 | 2050-12-01 | AESO |  |  | BCHA_AESO | Wind | Wind | [5 empty] | WIND_V2025E_ONSHORE_ABCYPRESS_TRANSFORM
Forty_Mile_Granlea Solar_Phase_2_PV_NT | Forty Mile Granlea Solar Phase 2 PV-NT | Forty Mile Granlea Solar Phase 2 PV-NT | 220 | 2023-11-01 | 2054-12-01 | AESO |  |  | BCHA_AESO | Solar_Fixed | Solar | [5 empty] | SOLARV2025J_FIXED__WA_SEATTLE
Forty_Mile_MPC_Wind_1_WT | Forty Mile MPC Wind 1 WT | Forty Mile MPC Wind 1 WT | 266 | 2023-09-01 | 2054-12-01 | AESO |  |  | BCHA_AESO | Wind | Wind | [5 empty] | WIND_V2025E_ONSHORE_ABCYPRESS_TRANSFORM
Forty_Mile_Wind_Phase_2_1_WT | Forty Mile Wind Phase 2 1 WT | Forty Mile Wind Phase 2 1 WT | 134 | 2025-09-01 | 2051-12-01 | AESO |  |  | BCHA_AESO | Wind | Wind | [5 empty] | WIND_V2025E_ONSHORE_ABCYPRESS_TRANSFORM
Fossil_Gulch_1_WT | Fossil Gulch 1 WT | Fossil Gulch 1 WT | 10.5 | 2005-02-01 | 2050-12-01 | IPMV | Pilgrim_Stage | 2024-11-07 | IPCO | Wind | Wind |  | Fossil Gulch |  |  |  | WIND_V2025E_EIA_IDAHO
Foster_Creek_Ec04_1_CT | Foster Creek Ec04 1 CT | Foster Creek Ec04 1 CT | 49 | 2003-03-01 | 2050-12-01 | AESO | FosterCreek1 | 2024-11-07 | BCHA_AESO | Cogen | CHP
Foster_Creek_Ec04_2_CT | Foster Creek Ec04 2 CT | Foster Creek Ec04 2 CT | 49 | 2003-03-01 | 2050-12-01 | AESO | FosterCreek2 | 2024-11-07 | BCHA_AESO | Cogen | CHP
Foster_HY_1_HY | Foster HY 1 HY | Foster HY 1 HY | 10 | 1968-09-01 | 2050-12-01 | BPAT | Foster_1 | 2024-11-07 | BPAT | Hydro | Hydro |  | Foster | 1
Foster_HY_2_HY | Foster HY 2 HY | Foster HY 2 HY | 10 | 1968-10-01 | 2050-12-01 | BPAT | Foster_2 | 2024-11-07 | BPAT | Hydro | Hydro |  | Foster | 2
Fountain_Valley_1_GT | Fountain Valley 1 GT | Fountain Valley 1 GT | 71.1 | 2001-09-01 | 2032-01-01 | PSCO | Fountain_Valley_1 | 2024-11-07 | PSCO | CT | Peaker |  | Fountain Valley Power Facility | S1
Fountain_Valley_2_GT | Fountain Valley 2 GT | Fountain Valley 2 GT | 71.1 | 2001-09-01 | 2032-01-01 | PSCO | Fountain_Valley_2 | 2024-11-07 | PSCO | CT | Peaker |  | Fountain Valley Power Facility | S2
Fountain_Valley_3_GT | Fountain Valley 3 GT | Fountain Valley 3 GT | 71.1 | 2001-09-01 | 2032-01-01 | PSCO | Fountain_Valley_3 | 2024-11-07 | PSCO | CT | Peaker |  | Fountain Valley Power Facility | S3
Fountain_Valley_4_GT | Fountain Valley 4 GT | Fountain Valley 4 GT | 71.1 | 2001-09-01 | 2032-01-01 | PSCO | Fountain_Valley_4 | 2024-11-07 | PSCO | CT | Peaker |  | Fountain Valley Power Facility | S4
Fountain_Valley_5_GT | Fountain Valley 5 GT | Fountain Valley 5 GT | 71.1 | 2001-09-01 | 2032-01-01 | PSCO | Fountain_Valley_5 | 2024-11-07 | PSCO | CT | Peaker |  | Fountain Valley Power Facility | S5
Fountain_Valley_6_GT | Fountain Valley 6 GT | Fountain Valley 6 GT | 71.1 | 2001-09-01 | 2032-01-01 | PSCO | Fountain_Valley_6 | 2024-11-07 | PSCO | CT | Peaker |  | Fountain Valley Power Facility | S6
Four_Corners_4_2_ST | Four Corners 4-2 ST | Four Corners 4-2 ST | 57.37 | 1969-07-01 | 2031-08-01 | AZPS | Four_Corners_4 | 2024-11-07 | AZPS | Coal | Coal |  | Four Corners | 4
Four_Corners_4_3_ST | Four Corners 4-3 ST | Four Corners 4-3 ST | 654.48 | 1969-07-01 | 2031-08-01 | AZPS | Four_Corners_4 | 2024-11-07 | AZPS | Coal | Coal |  | Four Corners | 4
Four_Corners_5_2_ST | Four Corners 5-2 ST | Four Corners 5-2 ST | 57.37 | 1970-07-01 | 2031-08-01 | AZPS | Four_Corners_5 | 2024-11-07 | AZPS | Coal | Coal |  | Four Corners | 5
Four_Corners_5_3_ST | Four Corners 5-3 ST | Four Corners 5-3 ST | 654.48 | 1970-07-01 | 2031-08-01 | AZPS | Four_Corners_5 | 2024-11-07 | AZPS | Coal | Coal |  | Four Corners | 5
Four_Corners_Windfarm_Oregon_Windfarms_1_WT | Four Corners Windfarm Oregon Windfarms 1 WT | Four Corners Windfarm Oregon Windfarms 1 WT | 8 | 2009-09-01 | 2029-06-01 | PACW | Four_Corners_Windfarm | 2024-11-07 | PACW | Wind | Wind |  | Four Corners Windfarm LLC |  |  |  | WIND_V2025E_EIA_OREGON
Four_Mile_Canyon_Windfarm_Oregon_Windfarms_1_WT | Four Mile Canyon Windfarm Oregon Windfarms 1 WT | Four Mile Canyon Windfarm Oregon Windfarms 1 WT | 10 | 2009-09-01 | 2029-06-01 | PACW |  |  | PACW | Wind | Wind |  | Four Mile Canyon Windfarm LLC | 1 |  |  | WIND_V2025E_EIA_OREGON
Frank_Hooper_1_HY | Frank Hooper 1 HY | Frank Hooper 1 HY | 0.75 | 2016-06-01 | 2040-12-01 | SPPC | Frank_Hooper | 2024-11-07 | NEVP | Hydro | Hydro
Frank_Knutson_1_GT | Frank Knutson 1 GT | Frank Knutson 1 GT | 77.09 | 2002-06-01 | 2050-12-01 | PSCO | Frank_Knutson_1 | 2024-11-07 | PSCO | CT | Peaker |  | Frank Knutson | BR1
Frank_Knutson_2_GT | Frank Knutson 2 GT | Frank Knutson 2 GT | 77.09 | 2002-06-01 | 2050-12-01 | PSCO | Frank_Knutson_2 | 2024-11-07 | PSCO | CT | Peaker |  | Frank Knutson | BR2
Franklin_BESS_paired_with_Solar_BA | Franklin BESS paired with Solar BA | Franklin BESS paired with Solar BA | 60 | 2024-06-01 | 2054-12-01 | IPMV |  |  | IPCO | Paired_BattStorage | Li-ion Battery |  | Franklin Battery Storage | FRBS |  |  |  | 240 | 4 | Franklin_Solar_Paired_With_BESS_PV
Franklin_Solar_Paired_With_BESS_PV | Franklin Solar Paired With BESS PV | Franklin Solar Paired With BESS PV | 100 | 2023-05-01 | 2050-12-01 | IPMV |  |  | IPCO | Paired_Solar_1Axis | Solar |  | Franklin Solar Hybrid | FRKLN |  |  | SOLARV2025J_1AXIS__UT_SALTLAKECITY
Fraser_Lake_Sawmill_1_ST | Fraser Lake Sawmill 1 ST | Fraser Lake Sawmill 1 ST | 6 | 2015-03-01 | 2050-12-01 | BCHA | FraserLake1 | 2024-11-07 | BCHA_AESO | Biomass/Wood | Biomass
Fraser_Lake_Sawmill_2_ST | Fraser Lake Sawmill 2 ST | Fraser Lake Sawmill 2 ST | 6 | 2015-03-01 | 2050-12-01 | BCHA | FraserLake2 | 2024-11-07 | BCHA_AESO | Biomass/Wood | Biomass
Fraser_Solar_PV | Fraser Solar PV | Fraser Solar PV | 1 | 2019-11-01 | 2051-12-01 | PAUT |  |  | PACE | Solar_Fixed | Solar | [5 empty] | SOLARV2025J_FIXED__CO_DENVER
Frederickson_1_GT | Frederickson 1 GT | Frederickson 1 GT | 94 | 1981-11-01 | 2050-12-01 | BPAT | Frederickson1 | 2024-11-07 | BPAT | CT | Peaker |  | Frederickson | 1
Frederickson_2_GT | Frederickson 2 GT | Frederickson 2 GT | 94 | 2002-08-01 | 2050-12-01 | BPAT | Frederickson2 | 2024-11-07 | BPAT | CT | Peaker |  | Frederickson | 2
Frederickson_CC | Frederickson CC | Frederickson CC | 192 | 2002-08-01 | 2051-12-01 | BPAT |  |  | BPAT | CC | CCGT |  | Frederickson Power LP | FICT
FredericksonCC_Total | FredericksonCC-Total | FredericksonCC-Total | 126.3 | 2002-08-01 | 2050-12-01 | BPAT |  |  | BPAT | CC | CCGT |  | Frederickson Power LP
Fredonia_1_GT | Fredonia 1 GT | Fredonia 1 GT | 143.4 | 1984-05-01 | 2050-12-01 | BPAT | Fredonia_1 | 2024-11-07 | BPAT | CT | Peaker |  | Fredonia (WA) | 1
Fredonia_2_GT | Fredonia 2 GT | Fredonia 2 GT | 143.4 | 1984-05-01 | 2050-12-01 | BPAT | Fredonia_2 | 2024-11-07 | BPAT | CT | Peaker |  | Fredonia (WA) | 2
Fredonia_3_GT | Fredonia 3 GT | Fredonia 3 GT | 71.2 | 2001-07-01 | 2050-12-01 | BPAT | Fredonia_3 | 2024-11-07 | BPAT | CT | Peaker |  | Fredonia (WA) | 3
Fredonia_4_GT | Fredonia 4 GT | Fredonia 4 GT | 71.2 | 2001-07-01 | 2050-12-01 | BPAT | Fredonia_4 | 2024-11-07 | BPAT | CT | Peaker |  | Fredonia (WA) | 4
Fremont_Canyon_1_HY | Fremont Canyon 1 HY | Fremont Canyon 1 HY | 33.39 | 1960-12-01 | 2050-12-01 | WACM | Fremont_Canyon_1 | 2024-11-07 | WACM | Hydro | Hydro |  | Fremont Canyon | 1
Fremont_Canyon_2_HY | Fremont Canyon 2 HY | Fremont Canyon 2 HY | 33.39 | 1961-01-01 | 2050-12-01 | WACM | Fremont_Canyon_2 | 2024-11-07 | WACM | Hydro | Hydro |  | Fremont Canyon | 2
Front_Range_CC1a | Front Range CC1a | Front Range CC1a | 400.4 | 2003-04-01 | 2050-12-01 | WACM |  |  | WACM | CC | CCGT |  | Front Range Power Plant | 1 | 2
Front_Range_CC1b | Front Range CC1b | Front Range CC1b | 153.9 | 2003-04-01 | 2050-12-01 | WACM |  |  | WACM | CC | CCGT |  | Front Range Power Plant | 3
Fruita_1_GT | Fruita 1 GT | Fruita 1 GT | 26.6 | 1972-12-01 | 2026-12-01 | PSCO | Fruita | 2024-11-07 | PSCO | CT | Peaker |  | Fruita
Fruitland_Creek_Solar_1_PV | Fruitland Creek Solar 1 PV | Fruitland Creek Solar 1 PV | 1.75 | 2022-09-01 | 2051-12-01 | PortlandGE |  |  | PortlandGE | Solar_1Axis | Solar |  | Fruitland Creek Solar (CSG) | FC22 |  |  | SOLARV2025J_1AXIS__OR_PORTLAND
Frv_Sunedison_Picture_Rocks_1_PV_T | Frv Sunedison Picture Rocks 1 PV-T | Frv Sunedison Picture Rocks 1 PV-T | 20 | 2012-12-01 | 2032-12-01 | TEPC | FRV_SunEdison | 2024-11-07 | TEPC | Solar_1Axis | Solar |  | Picture Rocks Solar, LLC |  |  |  | SOLARV2025J_1AXIS__CA_BRAWLEY
Ft_Huachuca_Phase_II_1_PV_NT | Ft Huachuca Phase II 1 PV-NT | Ft Huachuca Phase II 1 PV-NT | 18 | 2017-01-01 | 2045-12-01 | TEPC | Fort_Huachuca_1 | 2024-11-07 | TEPC | Solar_Fixed | Solar |  | Fort Huachuca Solar PV Project | FHUAC | FHUA2 |  | SOLARV2025J_FIXED__AZ_TUCSON
Fuerza_Eólica_San_Matias_1_WT | Fuerza Eólica San Matias 1 WT | Fuerza Eólica San Matias 1 WT | 30 | 2020-01-01 | 2050-12-01 | CFE | SMT_0_6 | 2024-11-07 | CFE | Wind | Wind | [5 empty] | WIND_V2025E_EIA_ARIZONA
Furry_Creek_1_HY | Furry Creek 1 HY | Furry Creek 1 HY | 10.45 | 2004-06-01 | 2050-12-01 | BCHA | Furry_Creek | 2024-11-07 | BCHA_AESO | Hydro | Hydro
Future_Solar_1_PV | Future Solar 1 PV | Future Solar 1 PV | 200 | 2019-02-01 | 2052-12-01 | SRP | SRPFutureSolar1 | 2024-11-07 | SRP | Solar_1Axis | Solar | [5 empty] | SOLARV2025J_1AXIS__AZ_PHOENIX
Gadsby_1_ST | Gadsby 1 ST | Gadsby 1 ST | 69 | 1951-09-01 | 2032-12-01 | PAUT | Gadsby_1 | 2024-11-07 | PACE | Steam | ST |  | Gadsby | 1
Gadsby_2_ST | Gadsby 2 ST | Gadsby 2 ST | 69 | 1952-12-01 | 2032-12-01 | PAUT | Gadsby_2 | 2024-11-07 | PACE | Steam | ST |  | Gadsby | 2
Gadsby_3_ST | Gadsby 3 ST | Gadsby 3 ST | 113.6 | 1955-06-01 | 2032-12-01 | PAUT | Gadsby_3 | 2024-11-07 | PACE | Steam | ST |  | Gadsby | 3
Gadsby_4_GT | Gadsby 4 GT | Gadsby 4 GT | 60.4 | 2002-06-01 | 2032-12-01 | PAUT | Gadsby_4 | 2024-11-07 | PACE | CT | Peaker |  | Gadsby | 4
Gadsby_5_GT | Gadsby 5 GT | Gadsby 5 GT | 60.4 | 2002-06-01 | 2032-12-01 | PAUT | Gadsby_5 | 2024-11-07 | PACE | CT | Peaker |  | Gadsby | 5
Gadsby_6_GT | Gadsby 6 GT | Gadsby 6 GT | 60.4 | 2002-06-01 | 2032-12-01 | PAUT | Gadsby_6 | 2024-11-07 | PACE | CT | Peaker |  | Gadsby | 6
Gala_Solar_PV_T | Gala Solar PV-T | Gala Solar PV-T | 52 | 2017-10-01 | 2054-12-01 | BPAT |  |  | BPAT | Solar_1Axis | Solar |  | Solar Star Oregon II |  |  |  | SOLARV2025J_1AXIS__OR_MEDFORD
Galesville_Dam_Douglas_County_1_HY | Galesville Dam Douglas County 1 HY | Galesville Dam Douglas County 1 HY | 0.8 | 1987-02-01 | 2034-12-31 | PACW |  |  | PACW | Hydro | Hydro
Galesville_Dam_Douglas_County_2_HY | Galesville Dam Douglas County 2 HY | Galesville Dam Douglas County 2 HY | 0.8 | 1987-02-01 | 2034-12-31 | PACW |  |  | PACW | Hydro | Hydro
Garden_Plain_Gdp1_1_WT | Garden Plain Gdp1 1 WT | Garden Plain Gdp1 1 WT | 131 | 2022-07-01 | 2050-12-01 | AESO | Garden_Plain_Wind | 2024-11-07 | BCHA_AESO | Wind | Wind | [5 empty] | WIND_V2025E_ONSHORE_ABCYPRESS_TRANSFORM
Garland_Canal_Proj_1_HY | Garland Canal Proj 1 HY | Garland Canal Proj 1 HY | 2.9 | 1983-09-01 | 2050-12-01 | PAWY | Garland_Canal_Proj_ | 2024-11-07 | PACE | Hydro | Hydro |  | Garland Canal Power Plant
GCC_CC1a | GCC CC1a | GCC CC1a | 533.3 | 2025-01-01 | 2050-12-01 | CFE |  |  | CFE | CC | CCGT
GCC_CC1b | GCC CC1b | GCC CC1b | 273.3 | 2025-01-01 | 2050-12-01 | CFE |  |  | CFE | CC | CCGT
Gem_State_1_HY | Gem State 1 HY | Gem State 1 HY | 23.39 | 1988-11-01 | 2051-12-31 | PAUT |  |  | PACE | Hydro | Hydro
Gemini_1_PV_T | Gemini 1 PV-T | Gemini 1 PV-T | 690 | 2024-05-01 | 2049-12-01 | NEVP | ApexSolar | 2024-11-07 | NEVP | Solar_1Axis | Solar |  | Gemini Solar Hybrid | ARBE1 |  |  | SOLARV2025J_1AXIS_NV_CLARK_LASVEGAS_0
Gemini_BESS | Gemini BESS | Gemini BESS | 380 | 2023-11-01 | 2049-12-01 | NEVP | GeminiBESS | 2024-11-07 | NEVP | Battery_4h | Li-ion Battery |  | Gemini Solar | ARPV1 |  |  |  | 1520 | 4
Genesee_1_Gn1_1_ST | Genesee 1 Gn1 1 ST | Genesee 1 Gn1 1 ST | 400 | 1994-01-01 | 2024-04-01 | AESO | Genesee_1_Gas | 2024-11-07 | BCHA_AESO | Steam | ST
Genesee_2_Gn2_2_ST | Genesee 2 Gn2 2 ST | Genesee 2 Gn2 2 ST | 420 | 1989-01-01 | 2024-07-01 | AESO | Genesee_2_Gas | 2024-11-07 | BCHA_AESO | Steam | ST
Genesee_3_Gn3_3_ST | Genesee 3 Gn3 3 ST | Genesee 3 Gn3 3 ST | 466 | 2004-11-01 | 2050-12-01 | AESO | Genesee_3_Gas | 2024-11-07 | BCHA_AESO | Steam | ST
Geo_East_Mesa_Gem_III_1_BT | Geo East Mesa Gem III 1 BT | Geo East Mesa Gem III 1 BT | 8 | 2007-03-01 | 2050-12-01 | IID | Geo_East_Mesa_3_2 | 2024-11-07 | IID | Geothermal | Geothermal
Geo_East_Mesa_Gem_III_2_ST | Geo East Mesa Gem III 2 ST | Geo East Mesa Gem III 2 ST | 21.6 | 1989-05-01 | 2050-12-01 | IID | Geo_East_Mesa_3_1 | 2024-11-07 | IID | Geothermal | Geothermal
George_Birdsall_1_ST | George Birdsall 1 ST | George Birdsall 1 ST | 17.3 | 1953-08-01 | 2050-12-01 | WACM | Birdsall_1 | 2024-11-07 | WACM | Steam | ST
George_Birdsall_2_ST | George Birdsall 2 ST | George Birdsall 2 ST | 18.8 | 1954-03-01 | 2050-12-01 | WACM | Birdsall_2 | 2024-11-07 | WACM | Steam | ST
George_Birdsall_3_ST | George Birdsall 3 ST | George Birdsall 3 ST | 25 | 1957-03-01 | 2050-12-01 | WACM | Birdsall_3 | 2024-11-07 | WACM | Steam | ST
Georgetown_Solar_1_PV_NT | Georgetown Solar 1 PV-NT | Georgetown Solar 1 PV-NT | 230 | 2023-08-01 | 2054-12-01 | AESO |  |  | BCHA_AESO | Solar_Fixed | Solar | [5 empty] | SOLARV2025J_FIXED__WA_SEATTLE
Georgia_Pacific_Toledo_ST1_ST | Georgia Pacific Toledo ST1 ST | Georgia Pacific Toledo ST1 ST | 18.75 | 2004-12-01 | 2050-12-01 | BPAT | GeorgiaPacificToledo | 2024-11-07 | BPAT | Biomass/Wood | Biomass |  | Georgia-Pacific Toledo Mill
Georgia_Pacific_Wauna_ST1_ST | Georgia Pacific Wauna ST1 ST | Georgia Pacific Wauna ST1 ST | 36 | 1996-02-01 | 2050-12-01 | BPAT | GP_Wauna_Mill_CG | 2024-11-07 | BPAT | Biomass/Wood | Biomass |  | Georgia-Pacific Wauna Mill
Georgia_Pacific_Toledo_ST2_ST | Georgia-Pacific (Toledo) ST2 ST | Georgia-Pacific (Toledo) ST2 ST | 16 | 2004-12-01 | 2051-12-01 | BPAT |  |  | BPAT | Biomass/Wood | Biomass |  | Georgia-Pacific Toledo Mill | TG2
Gerlach_1_BT | Gerlach 1 BT | Gerlach 1 BT | 15 | 2028-01-01 | 2053-12-01 | NEVP |  |  | NEVP | Geothermal | Geothermal
Ghost_Pine_Nep1_1_WT | Ghost Pine Nep1 1 WT | Ghost Pine Nep1 1 WT | 16 | 2010-12-01 | 2050-12-01 | AESO | Ghost_Pine_G1_1 | 2024-11-07 | BCHA_AESO | Wind | Wind | [5 empty] | WIND_V2025E_ONSHORE_ABCYPRESS_TRANSFORM
Ghost_Pine_Nep1_2_WT | Ghost Pine Nep1 2 WT | Ghost Pine Nep1 2 WT | 16 | 2010-12-01 | 2050-12-01 | AESO | Ghost_Pine_G2_2 | 2024-11-07 | BCHA_AESO | Wind | Wind | [5 empty] | WIND_V2025E_ONSHORE_ABCYPRESS_TRANSFORM
Ghost_Pine_Nep1_3_WT | Ghost Pine Nep1 3 WT | Ghost Pine Nep1 3 WT | 13 | 2010-12-01 | 2050-12-01 | AESO | Ghost_Pine_G3_3 | 2024-11-07 | BCHA_AESO | Wind | Wind | [5 empty] | WIND_V2025E_ONSHORE_ABCYPRESS_TRANSFORM
Ghost_Pine_Nep1_4_WT | Ghost Pine Nep1 4 WT | Ghost Pine Nep1 4 WT | 16 | 2010-12-01 | 2050-12-01 | AESO | Ghost_Pine_G4_4 | 2024-11-07 | BCHA_AESO | Wind | Wind | [5 empty] | WIND_V2025E_ONSHORE_ABCYPRESS_TRANSFORM
Ghost_Pine_Nep1_5_WT | Ghost Pine Nep1 5 WT | Ghost Pine Nep1 5 WT | 21 | 2010-12-01 | 2050-12-01 | AESO | Ghost_Pine_G5_5 | 2024-11-07 | BCHA_AESO | Wind | Wind | [5 empty] | WIND_V2025E_ONSHORE_ABCYPRESS_TRANSFORM
Gila_Bend | Gila Bend | Gila Bend | 18 | 2014-06-01 | 2050-12-01 | AZPS | GilaBend | 2024-11-07 | AZPS | Solar_1Axis | Solar |  | Gila Bend Hybrid | PV1 |  |  | SOLARV2025J_1AXIS__AZ_PHOENIX
Gila_Bend_2_2_BA | Gila Bend 2-2 BA | Gila Bend 2-2 BA | 16 | 2023-03-01 | 2054-12-01 | AZPS |  |  | AZPS | Hybrid_BattStorage | Li-ion Battery |  | Gila Bend Hybrid | GB36M |  |  |  | 64 | 4 | Gila_Bend_2_2_PV
Gila_Bend_2_2_PV | Gila Bend 2-2 PV | Gila Bend 2-2 PV | 18 | 2014-06-01 | 2054-12-01 | AZPS |  |  | AZPS | Hybrid_Solar_Fixed | Solar |  | Gila Bend Hybrid | PV1 |  |  | SOLARV2025J_FIXED__AZ_PHOENIX
Gila_Bend_BESS | Gila Bend BESS | Gila Bend BESS | 16 | 2022-06-01 | 2050-12-01 | AZPS |  |  | AZPS | Battery_4h | Li-ion Battery |  | Gila Bend Hybrid | GB36M |  |  |  | 148 | 4
Gila_River_CC1a | Gila River CC1a | Gila River CC1a | 390 | 2018-05-01 | 2051-12-01 | SRP | Gila_River_CC1 | 2024-11-07 | SRP | CC | CCGT |  | Gila River Power Block 1 | CTG1
Gila_River_CC1b | Gila River CC1b | Gila River CC1b | 163 | 2018-05-01 | 2052-12-01 | SRP |  |  | SRP | CC | CCGT
Gila_River_CC2a | Gila River CC2a | Gila River CC2a | 390 | 2003-06-01 | 2054-12-01 | SRP | Gila_River_CC2 | 2024-11-07 | SRP | CC | CCGT |  | Gila River Power Block 1 | CTG2
Gila_River_CC2b | Gila River CC2b | Gila River CC2b | 163 | 2003-06-01 | 2055-12-01 | SRP |  |  | SRP | CC | CCGT
Gila_River_CC3a | Gila River CC3a | Gila River CC3a | 390 | 2014-12-01 | 2057-12-01 | SRP | Gila_River_CC3 | 2024-11-07 | SRP | CC | CCGT |  | Gila River Power Block 2 | CTG3
Gila_River_CC3b | Gila River CC3b | Gila River CC3b | 163 | 2014-12-01 | 2058-12-01 | SRP |  |  | SRP | CC | CCGT |  | Gila River Power Block 3 | CTG5 | CTG6
Gila_River_CC4a | Gila River CC4a | Gila River CC4a | 390 | 2017-05-01 | 2060-12-01 | SRP | Gila_River_CC4 | 2024-11-07 | SRP | CC | CCGT |  | Gila River Power Block 2 | CTG4
Gila_River_CC4b | Gila River CC4b | Gila River CC4b | 163 | 2017-05-01 | 2061-12-01 | SRP |  |  | SRP | CC | CCGT |  | Gila River Power Block 4 | CTG7 | CTG8
Gillespie_1_Solar_1_PV | Gillespie 1 Solar 1 PV | Gillespie 1 Solar 1 PV | 15 | 2013-12-01 | 2050-12-01 | AZPS | Gillespie1Solar | 2024-11-07 | AZPS | Solar_1Axis | Solar |  | RE Gillespie 1 LLC |  |  |  | SOLARV2025J_1AXIS__AZ_PHOENIX
Glacier_Winds_Energy_One_71_WT | Glacier Winds Energy One 71 WT | Glacier Winds Energy One 71 WT | 106.5 | 2008-10-01 | 2050-12-01 | NWMT | GlacierWind1 | 2024-11-07 | NWMT_WAUW | Wind | Wind |  | NaturEner Glacier Wind Energy 1 |  |  |  | WIND_V2025E_ONSHORE_ABCYPRESS_TRANSFORM
Glacier_Winds_Energy_Two_69_WT | Glacier Winds Energy Two 69 WT | Glacier Winds Energy Two 69 WT | 103.5 | 2009-07-01 | 2050-12-01 | NWMT | GlacierWind2 | 2024-11-07 | NWMT_WAUW | Wind | Wind |  | NaturEner Glacier Wind Energy 2 |  |  |  | WIND_V2025E_ONSHORE_ABCYPRESS_TRANSFORM
Gleichen_DG_Solar_1_PV_NT | Gleichen DG Solar 1 PV-NT | Gleichen DG Solar 1 PV-NT | 13.3 | 2023-10-01 | 2054-12-01 | AESO |  |  | BCHA_AESO | Solar_Fixed | Solar | [5 empty] | SOLARV2025J_FIXED__WA_SEATTLE
Glen_Canyon_1_HY | Glen Canyon 1 HY | Glen Canyon 1 HY | 165 | 1964-09-01 | 2050-12-01 | WACM | Glen_Canyon_1 | 2024-11-07 | WACM | Hydro | Hydro |  | Glen Canyon Dam | 1
Glen_Canyon_2_HY | Glen Canyon 2 HY | Glen Canyon 2 HY | 157 | 1964-09-01 | 2050-12-01 | WACM | Glen_Canyon_2 | 2024-11-07 | WACM | Hydro | Hydro |  | Glen Canyon Dam | 2
Glen_Canyon_3_HY | Glen Canyon 3 HY | Glen Canyon 3 HY | 165 | 1964-12-01 | 2050-12-01 | WACM | Glen_Canyon_3 | 2024-11-07 | WACM | Hydro | Hydro |  | Glen Canyon Dam | 3
Glen_Canyon_4_HY | Glen Canyon 4 HY | Glen Canyon 4 HY | 157 | 1965-02-01 | 2050-12-01 | WACM | Glen_Canyon_4 | 2024-11-07 | WACM | Hydro | Hydro |  | Glen Canyon Dam | 4
Glen_Canyon_5_HY | Glen Canyon 5 HY | Glen Canyon 5 HY | 165 | 1965-07-01 | 2050-12-01 | WACM | Glen_Canyon_5 | 2024-11-07 | WACM | Hydro | Hydro |  | Glen Canyon Dam | 5
Glen_Canyon_6_HY | Glen Canyon 6 HY | Glen Canyon 6 HY | 165 | 1965-10-01 | 2050-12-01 | WACM | Glen_Canyon_6 | 2024-11-07 | WACM | Hydro | Hydro |  | Glen Canyon Dam | 6
Glen_Canyon_7_HY | Glen Canyon 7 HY | Glen Canyon 7 HY | 157 | 1966-01-01 | 2050-12-01 | WACM | Glen_Canyon_7 | 2024-11-07 | WACM | Hydro | Hydro |  | Glen Canyon Dam | 7
Glen_Canyon_8_HY | Glen Canyon 8 HY | Glen Canyon 8 HY | 165 | 1966-02-01 | 2050-12-01 | WACM | Glen_Canyon_8 | 2024-11-07 | WACM | Hydro | Hydro |  | Glen Canyon Dam | 8
Glen_Canyon_Solar_A_PV_T | Glen Canyon Solar A PV-T | Glen Canyon Solar A PV-T | 95 | 2027-01-01 | 2054-11-01 | PAUT |  |  | PACE | Solar_1Axis | Solar |  | Glen Canyon Solar A, LLC | GCA |  |  | SOLARV2025J_1AXIS__UT_SALTLAKECITY
Glendo_1_HY | Glendo 1 HY | Glendo 1 HY | 19 | 1958-12-01 | 2050-12-01 | WACM | Glendo_1 | 2024-11-07 | WACM | Hydro | Hydro |  | Glendo | 1
Glendo_2_HY | Glendo 2 HY | Glendo 2 HY | 19 | 1959-04-01 | 2050-12-01 | WACM | Glendo_2 | 2024-11-07 | WACM | Hydro | Hydro |  | Glendo | 2
Glenrock_1 | Glenrock_1 | Glenrock_1 | 119.3 | 2019-12-01 | 2048-01-01 | PAWY |  |  | PACE | Wind | Wind |  | Glenrock | 1 |  |  | WIND_V2025E_EIA_WYOMING
Glenrock_2 | Glenrock_2 | Glenrock_2 | 46 | 2009-01-01 | 2049-01-01 | PACE |  |  | PACE | Wind | Wind |  | Glenrock | 2 |  |  | WIND_V2025E_EIA_WYOMING
Gold_Creek_Facility_Goc1_1_ST | Gold Creek Facility Goc1 1 ST | Gold Creek Facility Goc1 1 ST | 5 | 1999-06-01 | 2050-12-01 | AESO | Gold_Creek1_1 | 2024-11-07 | BCHA_AESO | CT | Peaker
Golden_Hills_Wind_1_WT | Golden Hills Wind 1 WT | Golden Hills Wind 1 WT | 400 | 2021-12-01 | 2050-12-01 | BPAT | Golden_Hills_Wind | 2024-11-07 | BPAT | Wind | Wind |  | Golden Hill Wind |  |  |  | WIND_V2025E_EIA_OREGON
Golden_Hills_Wind_2_WT | Golden Hills Wind 2 WT | Golden Hills Wind 2 WT | 201.3 | 2022-03-01 | 2050-12-01 | BPAT | Golden_Hills_Wind_2 | 2024-11-07 | BPAT | Wind | Wind |  | Golden Hill Wind | GH1 |  |  | WIND_V2025E_EIA_OREGON
Golden_Valley_1_WT | Golden Valley 1 WT | Golden Valley 1 WT | 12 | 2010-11-01 | 2050-12-01 | IPTV | Golden_Valley | 2024-11-07 | IPCO | Wind | Wind |  | Golden Valley Wind Park LLC |  |  |  | WIND_V2025E_EIA_IDAHO
Golden_West_1_WT | Golden West 1 WT | Golden West 1 WT | 124.7 | 2015-10-01 | 2040-10-01 | PSCO | Jackson_Fuller_1 | 2024-11-07 | PSCO | Wind | Wind |  | Golden West Power Partners LLC |  |  |  | WIND_V2025E_EIA_NEWMEXICO
GoldendaleCC_Total | GoldendaleCC-Total | GoldendaleCC-Total | 247.8 | 2004-08-01 | 2050-12-01 | BPAT |  |  | BPAT | CC | CCGT |  | Goldendale Generating Station
Goodnoe_Hills_17168_WT | Goodnoe Hills 17168 WT | Goodnoe Hills 17168 WT | 103.4 | 2008-05-01 | 2048-01-01 | PACW | Goodnoe_Hills1 | 2024-11-07 | PACW | Wind | Wind |  | Goodnoe Hills |  |  |  | WIND_V2025E_EIA_OREGON
Goodsprings_Waste_Heat_Recover_HR1_ST | Goodsprings Waste Heat Recover HR1 ST | Goodsprings Waste Heat Recover HR1 ST | 5 | 2010-11-01 | 2040-12-01 | NEVP | Goodsprings_Waste_Heat_RecoverHR1ST7 | 2024-11-07 | NEVP | Steam | ST |  | Goodsprings Waste Heat Recovery
Gor_U1_Tg_1_GT | Gor U1 Tg 1 GT | Gor U1 Tg 1 GT | 29 | 2024-01-01 | 2050-12-01 | CFE | GOR_U1_TG1GT45 | 2024-11-07 | CFE | CT | Peaker
Gor_U2_Tg_2_GT | Gor U2 Tg 2 GT | Gor U2 Tg 2 GT | 29 | 2024-01-01 | 2050-12-01 | CFE | GOR_U2_TG2GT45 | 2024-11-07 | CFE | CT | Peaker
Gor_U3_Tg_3_GT | Gor U3 Tg 3 GT | Gor U3 Tg 3 GT | 29 | 2024-01-01 | 2050-12-01 | CFE | AED_U3_TG3GT45 | 2024-11-07 | CFE | CT | Peaker
Gor_U4_Tg_4_GT | Gor U4 Tg 4 GT | Gor U4 Tg 4 GT | 29 | 2024-01-01 | 2050-12-01 | CFE | AED_U4_TG4GT45 | 2024-11-07 | CFE | CT | Peaker
Gor_U5_Tg_5_GT | Gor U5 Tg 5 GT | Gor U5 Tg 5 GT | 29 | 2024-01-01 | 2050-12-01 | CFE | AED_U5_TG5GT45 | 2024-11-07 | CFE | CT | Peaker
Gordon_Butte_Wind_1_WT | Gordon Butte Wind 1 WT | Gordon Butte Wind 1 WT | 9.59 | 2012-01-01 | 2050-12-01 | NWMT | GordonButte | 2024-11-07 | NWMT_WAUW | Wind | Wind |  | Gordon Butte Wind LLC | GBW |  |  | WIND_V2025E_EIA_WYOMING
Gordon_M_Shrum_1_HY | Gordon M Shrum 1 HY | Gordon M Shrum 1 HY | 275 | 1967-12-01 | 2050-12-01 | BCHA | GordonMShrum01 | 2024-11-07 | BCHA_AESO | Hydro | Hydro
Gordon_M_Shrum_10_HY | Gordon M Shrum 10 HY | Gordon M Shrum 10 HY | 306 | 1979-12-01 | 2050-12-01 | BCHA | GordonMShrum10 | 2024-11-07 | BCHA_AESO | Hydro | Hydro
Gordon_M_Shrum_2_HY | Gordon M Shrum 2 HY | Gordon M Shrum 2 HY | 275 | 1967-12-01 | 2050-12-01 | BCHA | GordonMShrum02 | 2024-11-07 | BCHA_AESO | Hydro | Hydro
Gordon_M_Shrum_3_HY | Gordon M Shrum 3 HY | Gordon M Shrum 3 HY | 275 | 1967-12-01 | 2050-12-01 | BCHA | GordonMShrum03 | 2024-11-07 | BCHA_AESO | Hydro | Hydro
Gordon_M_Shrum_4_HY | Gordon M Shrum 4 HY | Gordon M Shrum 4 HY | 275 | 1968-12-01 | 2050-12-01 | BCHA | GordonMShrum04 | 2024-11-07 | BCHA_AESO | Hydro | Hydro
Gordon_M_Shrum_5_HY | Gordon M Shrum 5 HY | Gordon M Shrum 5 HY | 275 | 1968-12-01 | 2050-12-01 | BCHA | GordonMShrum05 | 2024-11-07 | BCHA_AESO | Hydro | Hydro
Gordon_M_Shrum_6_HY | Gordon M Shrum 6 HY | Gordon M Shrum 6 HY | 310 | 1970-12-01 | 2050-12-01 | BCHA | GordonMShrum06 | 2024-11-07 | BCHA_AESO | Hydro | Hydro
Gordon_M_Shrum_7_HY | Gordon M Shrum 7 HY | Gordon M Shrum 7 HY | 310 | 1971-12-01 | 2050-12-01 | BCHA | GordonMShrum07 | 2024-11-07 | BCHA_AESO | Hydro | Hydro
Gordon_M_Shrum_8_HY | Gordon M Shrum 8 HY | Gordon M Shrum 8 HY | 310 | 1971-12-01 | 2050-12-01 | BCHA | GordonMShrum08 | 2024-11-07 | BCHA_AESO | Hydro | Hydro
Gordon_M_Shrum_9_HY | Gordon M Shrum 9 HY | Gordon M Shrum 9 HY | 306 | 1973-12-01 | 2050-12-01 | BCHA | GordonMShrum09 | 2024-11-07 | BCHA_AESO | Hydro | Hydro
Gorge_1_HY | Gorge 1 HY | Gorge 1 HY | 36.8 | 1924-01-01 | 2050-12-01 | SCL | Gorge21 | 2024-11-07 | BPAT | Hydro | Hydro |  | Gorge | 21
Gorge_2_HY | Gorge 2 HY | Gorge 2 HY | 36.8 | 1924-01-01 | 2050-12-01 | SCL | Gorge22 | 2024-11-07 | BPAT | Hydro | Hydro |  | Gorge | 22
Gorge_3_HY | Gorge 3 HY | Gorge 3 HY | 36.8 | 1929-05-01 | 2050-12-01 | SCL | Gorge23 | 2024-11-07 | BPAT | Hydro | Hydro |  | Gorge | 23
Gorge_4_HY | Gorge 4 HY | Gorge 4 HY | 96.9 | 1951-06-01 | 2050-12-01 | SCL | Gorge24 | 2024-11-07 | BPAT | Hydro | Hydro |  | Gorge | 24
GOR_U6_TG_6_GT | GOR-U6-TG 6 GT | GOR-U6-TG 6 GT | 29 | 2024-06-01 | 2051-12-01 | CFE |  |  | CFE | CT | Peaker
GOR_U7_TG_7_GT | GOR-U7-TG 7 GT | GOR-U7-TG 7 GT | 29 | 2024-06-01 | 2051-12-01 | CFE |  |  | CFE | CT | Peaker
GOR_U8_TG_8_GT | GOR-U8-TG 8 GT | GOR-U8-TG 8 GT | 29 | 2024-06-01 | 2051-12-01 | CFE |  |  | CFE | CT | Peaker
Goshen2_JollyHills_1 | Goshen2-JollyHills-1 | Goshen2-JollyHills-1 | 62.25 | 2010-09-01 | 2050-12-01 | PACE |  |  | PACE | Wind | Wind |  | Goshen Phase II | 1 |  |  | WIND_V2025E_EIA_IDAHO
Goshn_IIjolly_Hills_83_WT | Goshn IIjolly Hills 83 WT | Goshn IIjolly Hills 83 WT | 62.25 | 2010-09-01 | 2050-12-01 | PACE | Goshen2_JollyHills_2 | 2024-11-07 | PACE | Wind | Wind |  | Goshen Phase II | 1 |  |  | WIND_V2025E_EIA_IDAHO
Grace_3_HY | Grace 3 HY | Grace 3 HY | 11 | 2023-07-01 | 2033-12-01 | PAID | Grace_3 | 2024-11-07 | PACE | Hydro | Hydro |  | Grace | 3
Grace_4_HY | Grace 4 HY | Grace 4 HY | 11 | 2026-12-01 | 2033-12-01 | PAID | Grace_4 | 2024-11-07 | PACE | Hydro | Hydro |  | Grace | 4
Grace_5_HY | Grace 5 HY | Grace 5 HY | 11 | 2024-10-01 | 2033-12-01 | PAID | Grace_5 | 2024-11-07 | PACE | Hydro | Hydro |  | Grace | 5
Grady_Wind_2 | Grady Wind 2 | Grady Wind 2 | 100 | 2019-08-01 | 2050-12-01 | PNM |  |  | PNM_EPE | Wind | Wind |  | Grady Wind Energy Center, LLC |  |  |  | WIND_V2025E_EIA_NEWMEXICO
Granby_Hydro_1_HY | Granby Hydro 1 HY | Granby Hydro 1 HY | 1.2 | 2016-05-01 | 2050-12-01 | WACM | Granby_Hydro | 2024-11-07 | WACM | Hydro | Hydro |  | Granby Hydro
Grand_Coulee | Grand Coulee | Grand Coulee | 6456.9 | 1975-09-01 | 2050-12-01 | BPAT |  |  | BPAT | Hydro | Hydro
Grand_Coulee_Pump_Powerhouse_HY_1_PS | Grand Coulee: Pump Powerhouse HY 1 PS | Grand Coulee: Pump Powerhouse HY 1 PS | 50 | 1973-10-01 | 2050-12-01 | BPAT | GrandCouleePG07 | 2024-11-07 | BPAT | PSH | Pumped_Hydro |  | Grand Coulee | 7 |  |  |  | 19457.84 | 413.9966
Grand_Coulee_Pump_Powerhouse_HY_2_PS | Grand Coulee: Pump Powerhouse HY 2 PS | Grand Coulee: Pump Powerhouse HY 2 PS | 50 | 1973-11-01 | 2050-12-01 | BPAT | GrandCouleePG08 | 2024-11-07 | BPAT | PSH | Pumped_Hydro |  | Grand Coulee | 8 |  |  |  | 19457.84 | 422.9965
Grand_Coulee_Pump_Powerhouse_HY_3_PS | Grand Coulee: Pump Powerhouse HY 3 PS | Grand Coulee: Pump Powerhouse HY 3 PS | 53.5 | 1983-04-01 | 2050-12-01 | BPAT | GrandCouleePG09 | 2024-11-07 | BPAT | PSH | Pumped_Hydro |  | Grand Coulee | 9 |  |  |  | 19457.84 | 442.2236
Grand_Coulee_Pump_Powerhouse_HY_4_PS | Grand Coulee: Pump Powerhouse HY 4 PS | Grand Coulee: Pump Powerhouse HY 4 PS | 53.5 | 1983-06-01 | 2050-12-01 | BPAT | GrandCouleePG10 | 2024-11-07 | BPAT | PSH | Pumped_Hydro |  | Grand Coulee | 10 |  |  |  | 19457.84 | 432.3964
Grand_Coulee_Pump_Powerhouse_HY_5_PS | Grand Coulee: Pump Powerhouse HY 5 PS | Grand Coulee: Pump Powerhouse HY 5 PS | 53.5 | 1983-11-01 | 2050-12-01 | BPAT | GrandCouleePG11 | 2024-11-07 | BPAT | PSH | Pumped_Hydro |  | Grand Coulee | 11 |  |  |  | 19457.84 | 432.3964
Grand_Coulee_Pump_Powerhouse_HY_6_PS | Grand Coulee: Pump Powerhouse HY 6 PS | Grand Coulee: Pump Powerhouse HY 6 PS | 53.5 | 1984-04-01 | 2050-12-01 | BPAT | GrandCouleePG12 | 2024-11-07 | BPAT | PSH | Pumped_Hydro |  | Grand Coulee | 12 |  |  |  | 19457.84 | 422.9965
Grand_Ronde_Solar_1_PV | Grand Ronde Solar 1 PV | Grand Ronde Solar 1 PV | 2.2 | 2017-12-01 | 2050-12-01 | PortlandGE | GrandRondeSolar | 2024-11-07 | PortlandGE | Solar_Fixed | Solar |  | Grand Ronde Solar |  |  |  | SOLARV2025J_FIXED__OR_PORTLAND
Grand_View_PV_Solar_Two_1_PV_T | Grand View PV Solar Two 1 PV-T | Grand View PV Solar Two 1 PV-T | 80 | 2016-12-01 | 2050-12-01 | IPTV | Grand_View_PV_Solar_Two | 2024-11-07 | IPCO | Solar_1Axis | Solar |  | Grand View Solar Two | GVS2 |  |  | SOLARV2025J_1AXIS__UT_SALTLAKECITY
Grande_Prairie_Ecopower_Gpec_1_ST | Grande Prairie Ecopower Gpec 1 ST | Grande Prairie Ecopower Gpec 1 ST | 18 | 2021-12-01 | 2050-12-01 | AESO | GP_CHP1_1 | 2024-11-07 | BCHA_AESO | Biomass/Wood | Biomass
Granite_1_HY | Granite 1 HY | Granite 1 HY | 2 | 1986-12-01 | 2035-12-01 | PAUT | Granite_Hydro | 2024-11-07 | PACE | Hydro | Hydro |  | Granite
Granite_2_HY | Granite 2 HY | Granite 2 HY | 2 | 1986-12-01 | 2035-12-31 | PAUT |  |  | PACE | Hydro | Hydro
Granite_Mountain_East_1_PV_T | Granite Mountain East 1 PV-T | Granite Mountain East 1 PV-T | 80 | 2016-09-01 | 2036-09-01 | PAUT | GRANT_MTE_SG | 2024-11-07 | PACE | Solar_Fixed | Solar |  | Granite Mountain Solar East, LLC |  |  |  | SOLARV2025J_FIXED__UT_SALTLAKECITY
Granite_Mountain_West_1_PV_T | Granite Mountain West 1 PV-T | Granite Mountain West 1 PV-T | 50.4 | 2016-09-01 | 2036-09-01 | PAUT | GRANT_MTW_SG | 2024-11-07 | PACE | Solar_Fixed | Solar |  | Granite Mountain Solar West, LLC |  |  |  | SOLARV2025J_FIXED__UT_SALTLAKECITY
Granite_Peak_Solar_1_PV_T | Granite Peak Solar 1 PV-T | Granite Peak Solar 1 PV-T | 3 | 2015-08-01 | 2035-08-01 | PAUT | Granite_Peak_Solar_LLC | 2024-11-07 | PACE | Solar_1Axis | Solar |  | Granite Peak Solar Plant |  |  |  | SOLARV2025J_1AXIS__UT_SALTLAKECITY
Grant_Village_Agg_IC | Grant Village Agg IC | Grant Village Agg IC | 3.2 | 1994-07-01 | 2050-12-01 | NWMT | Grant_Village_Agg | 2024-11-07 | NWMT_WAUW | ICE | Reciprocating_Engine
Grants_Solar_Sakaleris_Boulevard_Solar_1_PV_T | Grants Solar Sakaleris Boulevard Solar 1 PV-T | Grants Solar Sakaleris Boulevard Solar 1 PV-T | 4.5 | 2019-12-01 | 2051-12-01 | PNM | Grants_Solar_1_2 | 2024-11-07 | PNM_EPE | Solar_1Axis | Solar |  | Grants CDEC 2 |  |  |  | SOLARV2025J_1AXIS__NM_ALBUQUERQUE
Graphite_Solar_I_PV | Graphite Solar I PV | Graphite Solar I PV | 80 | 2022-05-01 | 2037-06-01 | PAUT | Graphite_Solar_I_LLC_PV_65953_01 | 2024-11-07 | PACE | Solar_1Axis | Solar |  | Graphite Solar I |  |  |  | SOLARV2025J_1AXIS__UT_SALTLAKECITY
Gray_Hawk_Solar_Fixed_PV_1_PV_T | Gray Hawk Solar Fixed PV 1 PV-T | Gray Hawk Solar Fixed PV 1 PV-T | 46 | 2018-06-01 | 2043-06-01 | TEPC | Grey_Hawk_Solar_Fixed_PV | 2024-11-07 | TEPC | Solar_Fixed | Solar |  | Gray Hawk Solar | GHS |  |  | SOLARV2025J_FIXED_NV_CLARK_LASVEGAS_0
Grayland_Wind_Coastal_4_WT | Grayland Wind Coastal 4 WT | Grayland Wind Coastal 4 WT | 6 | 2010-09-01 | 2050-12-01 | BPAT | Grayland_Wind_Coastal | 2024-11-07 | BPAT | Wind | Wind |  | Coastal Energy Project |  |  |  | WIND_V2025E_EIA_OREGON
Grays_Harbor_CC1a | Grays Harbor CC1a | Grays Harbor CC1a | 475 | 2008-05-01 | 2050-12-01 | BPAT |  |  | BPAT | CC | CCGT |  | Grays Harbor Energy Facility
Grays_Harbor_CC1b | Grays Harbor CC1b | Grays Harbor CC1b | 175 | 2008-05-01 | 2050-12-01 | BPAT |  |  | BPAT | CC | CCGT
Grayson_CC | Grayson CC | Grayson CC | 267 | 1941-12-01 | 2025-12-01 | LADWP |  |  | LADWP | CC | CCGT |  | Grayson
Grazing_Yak_1_PV | Grazing Yak 1 PV | Grazing Yak 1 PV | 35 | 2019-12-01 | 2050-12-01 | PSCO | Grazing_Yak | 2024-11-07 | PSCO | Solar_Fixed | Solar |  | Grazing Yak Solar |  |  |  | SOLARV2025J_FIXED__CO_DENVER
Great_Divide_Solar_1_OT | Great Divide Solar 1 OT | Great Divide Solar 1 OT | 3 | 2017-10-01 | 2050-12-01 | NWMT | Great_Divide_Solar1PV3 | 2024-11-07 | NWMT_WAUW | Solar_Fixed | Solar |  | Great Divide Solar, LLC |  |  |  | SOLARV2025J_FIXED__UT_SALTLAKECITY
Greater_Nanaimo_Pcc_1_IC | Greater Nanaimo Pcc 1 IC | Greater Nanaimo Pcc 1 IC | 0.33 | 2012-09-01 | 2050-12-01 | BCHA | Greater_Nanaimo | 2024-11-07 | BCHA_AESO | Biomass/Wood | Biomass
Greater_Sandhill_1_PV_T | Greater Sandhill 1 PV-T | Greater Sandhill 1 PV-T | 8.42 | 2010-09-01 | 2030-12-01 | PSCO | Greater_Sandhill_1 | 2024-11-07 | PSCO | Solar_1Axis | Solar |  | Greater Sandhill I | GS-P1 | GS-P2 |  | SOLARV2025J_1AXIS__NM_ALBUQUERQUE
Greater_Sandhill_2_PV_T | Greater Sandhill 2 PV-T | Greater Sandhill 2 PV-T | 7.58 | 2010-12-01 | 2033-12-01 | PSCO |  |  | PSCO | Solar_1Axis | Solar |  | Greater Sandhill I | GS-P2 |  |  | SOLARV2025J_1AXIS__NM_ALBUQUERQUE
Green_Holdings_2 | Green Holdings 2 | Green Holdings 2 | 81 | 2003-12-01 | 2039-01-01 | PSCO |  |  | PSCO | Wind | Wind |  | Colorado Green Holdings LLC |  |  |  | WIND_V2025E_EIA_NEWMEXICO
Green_Meadow_Solar_1_OT | Green Meadow Solar 1 OT | Green Meadow Solar 1 OT | 3 | 2018-06-01 | 2050-12-01 | NWMT | Green_Meadow_Solar1PV3 | 2024-11-07 | NWMT_WAUW | Solar_Fixed | Solar |  | Green Meadow Solar, LLC |  |  |  | SOLARV2025J_FIXED__UT_SALTLAKECITY
Green_Mountain_1_HY | Green Mountain 1 HY | Green Mountain 1 HY | 13 | 1943-05-01 | 2050-12-01 | WACM | Green_Mountain_1 | 2024-11-07 | WACM | Hydro | Hydro |  | Green Mountain | 1
Green_Mountain_2_HY | Green Mountain 2 HY | Green Mountain 2 HY | 13 | 1943-05-01 | 2050-12-01 | WACM | Green_Mountain_2 | 2024-11-07 | WACM | Hydro | Hydro |  | Green Mountain | 2
Green_Peter_1_HY | Green Peter 1 HY | Green Peter 1 HY | 40 | 1967-07-01 | 2051-12-31 | BPAT |  |  | BPAT | Hydro | Hydro
Green_Peter_2_HY | Green Peter 2 HY | Green Peter 2 HY | 40 | 1967-07-01 | 2051-12-01 | BPAT | Green_Peter_2 | 2024-11-07 | BPAT | Hydro | Hydro |  | Green Peter | 2
Green_River_Energy_Center_PV_T | Green River Energy Center PV-T | Green River Energy Center PV-T | 400 | 2025-06-01 | 2046-05-01 | PAUT |  |  | PACE | Solar_1Axis | Solar |  | Green River Energy Center - Hybrid | GRPV |  |  | SOLARV2025J_1AXIS__UT_SALTLAKECITY
Green_Solar_LLC_PV_T | Green Solar LLC PV-T | Green Solar LLC PV-T | 2.9 | 2024-03-01 | 2043-11-01 | BPAT |  |  | BPAT | Solar_1Axis | Solar |  | Green Solar LLC (CSG) | PV1 |  |  | SOLARV2025J_1AXIS__OR_MEDFORD
Green_Springs_HY_1_HY | Green Springs HY 1 HY | Green Springs HY 1 HY | 17.19 | 1960-05-01 | 2050-12-01 | PACW | Green_Springs | 2024-11-07 | PACW | Hydro | Hydro |  | Green Springs
Greenfield_Wind_1_WT | Greenfield Wind 1 WT | Greenfield Wind 1 WT | 25 | 2015-12-01 | 2050-12-01 | NWMT | GREENFLDWIND | 2024-11-07 | NWMT_WAUW | Wind | Wind |  | Greenfield Wind - MT |  |  |  | WIND_V2025E_EIA_IDAHO
Greenparksolar_1_PV | Greenparksolar 1 PV | Greenparksolar 1 PV | 1.26 | 2020-11-01 | 2050-12-01 | PortlandGE | GreenparkSolar | 2024-11-07 | PortlandGE | Solar_Fixed | Solar |  | GreenparkSolar |  |  |  | SOLARV2025J_FIXED__OR_PORTLAND
Greenville_Solar_1_PV_T | Greenville Solar 1 PV-T | Greenville Solar 1 PV-T | 2.2 | 2015-10-01 | 2035-07-01 | PAUT | Greenville_Solar_LLC | 2024-11-07 | PACE | Solar_1Axis | Solar |  | Greenville Solar Plant |  |  |  | SOLARV2025J_1AXIS__UT_SALTLAKECITY
Grizzly_Bear_Creek_1_WT | Grizzly Bear Creek 1 WT | Grizzly Bear Creek 1 WT | 152 | 2022-12-01 | 2054-12-01 | AESO |  |  | BCHA_AESO | Wind | Wind | [5 empty] | WIND_V2025E_ONSHORE_ABCYPRESS_TRANSFORM
Grove_Solar_Center_1_PV_NT | Grove Solar Center 1 PV-NT | Grove Solar Center 1 PV-NT | 6 | 2016-12-01 | 2050-12-01 | IPTV | Grove_Solar_Center_LLC | 2024-11-07 | IPCO | Solar_Fixed | Solar |  | Grove Solar Center, LLC |  |  |  | SOLARV2025J_FIXED__OR_PORTLAND
Guernsey_1_HY | Guernsey 1 HY | Guernsey 1 HY | 3.2 | 1927-01-01 | 2050-12-01 | WACM | Guernsey_1 | 2024-11-07 | WACM | Hydro | Hydro |  | Guernsey | 1
Guernsey_2_HY | Guernsey 2 HY | Guernsey 2 HY | 3.2 | 1928-01-01 | 2050-12-01 | WACM | Guernsey_2 | 2024-11-07 | WACM | Hydro | Hydro |  | Guernsey | 2
Gunlock_Hydro_1_HY | Gunlock Hydro 1 HY | Gunlock Hydro 1 HY | 0.8 | 1917-01-03 | 2024-12-31 | PAUT |  |  | PACE | Hydro | Hydro
H_M_Jackson_1_HY | H M Jackson 1 HY | H M Jackson 1 HY | 47.5 | 1984-06-01 | 2051-12-31 | BPAT |  |  | BPAT | Hydro | Hydro
Haa_Ak_Suuk_Creek_1_HY | Haa Ak Suuk Creek 1 HY | Haa Ak Suuk Creek 1 HY | 6 | 2014-05-01 | 2050-12-01 | BCHA | znHAS_G1_1 | 2024-11-07 | BCHA_AESO | Hydro | Hydro
Haiwee_1_HY | Haiwee 1 HY | Haiwee 1 HY | 2.8 | 1927-01-01 | 2050-12-01 | LADWP | Haiwee_1 | 2024-11-07 | LADWP | Hydro | Hydro |  | Haiwee | 1
Haiwee_2_HY | Haiwee 2 HY | Haiwee 2 HY | 2.8 | 1927-01-01 | 2050-12-01 | LADWP | Haiwee_2 | 2024-11-07 | LADWP | Hydro | Hydro |  | Haiwee | 2
Halkirk_Wind_Power_Facility_H_4_WT | Halkirk Wind Power Facility H 4 WT | Halkirk Wind Power Facility H 4 WT | 75 | 2012-12-01 | 2050-12-01 | AESO | Halkirk1 | 2024-11-07 | BCHA_AESO | Wind | Wind | [5 empty] | WIND_V2025E_ONSHORE_ABCYPRESS_TRANSFORM
Halkirk_Wind_Power_Facility_H_7_WT | Halkirk Wind Power Facility H 7 WT | Halkirk Wind Power Facility H 7 WT | 75 | 2012-12-01 | 2050-12-01 | AESO | Halkirk2 | 2024-11-07 | BCHA_AESO | Wind | Wind | [5 empty] | WIND_V2025E_ONSHORE_ABCYPRESS_TRANSFORM
Hammett_Hill_Windfarm_1_WT | Hammett Hill Windfarm 1 WT | Hammett Hill Windfarm 1 WT | 23 | 2012-08-01 | 2051-12-01 | IPTV |  |  | IPCO | Wind | Wind |  | Hammett Hill Windfarm | 1 |  |  | WIND_V2025E_EIA_IDAHO
Hampton_Lumber_Mill_ST1_ST | Hampton Lumber Mill ST1 ST | Hampton Lumber Mill ST1 ST | 7.25 | 2006-12-01 | 2050-12-01 | BPAT | HamptonLumberMill | 2024-11-07 | BPAT | Biomass/Wood | Biomass
Hancock_1_HY | Hancock 1 HY | Hancock 1 HY | 6 | 2017-02-01 | 2050-12-01 | PSEI | HancockCreek | 2024-11-07 | BPAT | Hydro | Hydro |  | Hancock Creek Hydroelectric Project
Hand_Hills_Hhw1_1_WT | Hand Hills Hhw1 1 WT | Hand Hills Hhw1 1 WT | 145 | 2022-09-01 | 2054-12-01 | AESO |  |  | BCHA_AESO | Wind | Wind | [5 empty] | WIND_V2025E_ONSHORE_ABCYPRESS_TRANSFORM
Hanger_160_Brighton_1_PV_NT | Hanger 160 Brighton 1 PV-NT | Hanger 160 Brighton 1 PV-NT | 1.7 | 2012-12-01 | 2050-12-01 | PSCO | Hanger_160_Brighton | 2024-11-07 | PSCO | Solar_Fixed | Solar |  | Brighton PV Solar Plant |  |  |  | SOLARV2025J_FIXED__CO_DENVER
Happy_Jack_1_WT | Happy Jack 1 WT | Happy Jack 1 WT | 29.39 | 2008-09-01 | 2050-12-01 | WACM | Happy_Jack | 2024-11-07 | WACM | Wind | Wind |  | Happy Jack Windpower Project |  |  |  | WIND_V2025E_EIA_WYOMING
Happy_Valley_BESS_I_1_BA | Happy Valley BESS I 1 BA | Happy Valley BESS I 1 BA | 38.5 | 2025-06-01 | 2051-12-01 | IPTV |  |  | IPCO | Battery_4h | Li-ion Battery |  | Happy Valley Battery Storage | HPVY |  |  |  | 154 | 4
Happy_Valley_BESS_II_1_BA | Happy Valley BESS II 1 BA | Happy Valley BESS II 1 BA | 38.5 | 2025-06-01 | 2051-12-01 | IPTV |  |  | IPCO | Battery_4h | Li-ion Battery |  | Happy Valley Battery Storage | HPVY |  |  |  | 154 | 4
Harbor_1_Repowered_1_CT | Harbor 1 (Repowered) 1 CT | Harbor 1 (Repowered) 1 CT | 100 | 2030-01-01 | 2051-12-01 | LADWP |  |  | LADWP | CT | Peaker
Harbor_10_GT | Harbor 10 GT | Harbor 10 GT | 60.5 | 2002-01-01 | 2050-12-01 | LADWP | Harbor_Unit_10 | 2024-11-07 | LADWP | CT | Peaker |  | Harbor | GT10
Harbor_11_GT | Harbor 11 GT | Harbor 11 GT | 60.5 | 2002-01-01 | 2050-12-01 | LADWP | Harbor_Unit_11 | 2024-11-07 | LADWP | CT | Peaker |  | Harbor | GT11
Harbor_12_GT | Harbor 12 GT | Harbor 12 GT | 60.5 | 2002-01-01 | 2050-12-01 | LADWP | Harbor_Unit_12 | 2024-11-07 | LADWP | CT | Peaker |  | Harbor | GT12
Harbor_13_GT | Harbor 13 GT | Harbor 13 GT | 60.5 | 2002-01-01 | 2050-12-01 | LADWP | Harbor_Unit_13 | 2024-11-07 | LADWP | CT | Peaker |  | Harbor | GT13
Harbor_14_GT | Harbor 14 GT | Harbor 14 GT | 60.5 | 2002-01-01 | 2050-12-01 | LADWP | Harbor_Unit_14 | 2024-11-07 | LADWP | CT | Peaker |  | Harbor | GT14
Harbor_2_Repowered_2_CT | Harbor 2 (Repowered) 2 CT | Harbor 2 (Repowered) 2 CT | 100 | 2030-01-01 | 2051-12-01 | LADWP |  |  | LADWP | CT | Peaker
Harbor_5_Repowered_5_CA | Harbor 5 (Repowered) 5 CA | Harbor 5 (Repowered) 5 CA | 75 | 2030-01-01 | 2051-12-01 | LADWP |  |  | LADWP | Steam | ST
Harbor_CC1a | Harbor CC1a | Harbor CC1a | 85.34 | 1995-01-01 | 2029-12-01 | LADWP |  |  | LADWP | CC | CCGT |  | Harbor | 10A
Harbor_CC1b | Harbor CC1b | Harbor CC1b | 85.34 | 1995-01-01 | 2029-12-01 | LADWP |  |  | LADWP | CC | CCGT |  | Harbor | 10B
Harbor_CC1CC215 | Harbor CC1CC215 | Harbor CC1CC215 | 75 | 1995-01-01 | 2029-12-01 | LADWP | Harbor CC1CC215 | 2024-11-07 | LADWP | CC | CCGT |  | Harbor | 5
Harbour_Pointe_BA1_BA | Harbour Pointe BA1 BA | Harbour Pointe BA1 BA | 2 | 2014-05-01 | 2050-12-01 | BPAT | HarbourPointeBA1 | 2024-11-07 | BPAT | Battery_4h | Li-ion Battery | [6 empty] | 8 | 4
Harmac_Biomass | Harmac_Biomass | Harmac_Biomass | 55 | 2013-08-01 | 2050-12-01 | BCHA |  |  | BCHA_AESO | Biomass/Wood | Biomass
HarquahalaCC1_Total | HarquahalaCC1-Total | HarquahalaCC1-Total | 441.7 | 2003-09-01 | 2050-12-01 | AZPS |  |  | AZPS | CC | CCGT |  | Harquahala Generating Project | CTG1
HarquahalaCC2_Total | HarquahalaCC2-Total | HarquahalaCC2-Total | 441.7 | 2003-09-01 | 2050-12-01 | AZPS |  |  | AZPS | CC | CCGT |  | Harquahala Generating Project | CTG2
HarquahalaCC3_Total | HarquahalaCC3-Total | HarquahalaCC3-Total | 441.7 | 2003-09-01 | 2050-12-01 | AZPS |  |  | AZPS | CC | CCGT |  | Harquahala Generating Project | CTG3
Harriet_Lake_1_HY | Harriet Lake 1 HY | Harriet Lake 1 HY | 0.68 | 2016-02-01 | 2050-12-01 | PortlandGE | Harriet_Lake1HY0_58 | 2024-11-07 | PortlandGE | Hydro | Hydro
Harry_Allen_1_GT | Harry Allen 1 GT | Harry Allen 1 GT | 101.5 | 1995-06-01 | 2046-12-01 | NEVP | Harry_Allen_GT1 | 2024-11-07 | NEVP | CT | Peaker |  | Harry Allen | GT1
Harry_Allen_4_GT | Harry Allen 4 GT | Harry Allen 4 GT | 85 | 2006-06-01 | 2046-12-01 | NEVP | Harry_Allen_GT4 | 2024-11-07 | NEVP | CT | Peaker |  | Harry Allen | GT4
Harry_Allen_7_CA | Harry Allen 7 CA | Harry Allen 7 CA | 101.5 | 1995-06-01 | 2046-12-01 | NEVP |  |  | NEVP | CC | CCGT |  | Harry Allen | 7
Harry_Allen_CC1a | Harry Allen CC1a | Harry Allen CC1a | 101.5 | 2011-05-01 | 2046-12-01 | NEVP |  |  | NEVP | CC | CCGT |  | Harry Allen | 5
Harry_Allen_CC1b | Harry Allen CC1b | Harry Allen CC1b | 167.5 | 2011-05-01 | 2049-12-01 | NEVP |  |  | NEVP | CC | CCGT
Harry_Allen_Solar_3_PV_T | Harry Allen Solar 3 PV-T | Harry Allen Solar 3 PV-T | 100 | 2021-02-01 | 2041-06-01 | NEVP | HarryAllenSolar | 2024-11-07 | NEVP | Solar_1Axis | Solar |  | Harry Allen Solar Energy LLC |  |  |  | SOLARV2025J_1AXIS_NV_CLARK_LASVEGAS_0
Hartzog_1_GT | Hartzog 1 GT | Hartzog 1 GT | 7.2 | 2002-08-01 | 2050-12-01 | WACM | Hartzog_1 | 2024-11-07 | WACM | CT | Peaker |  | Hartzog | 1
Hartzog_2_GT | Hartzog 2 GT | Hartzog 2 GT | 7.2 | 2002-08-01 | 2050-12-01 | WACM | Hartzog_2 | 2024-11-07 | WACM | CT | Peaker |  | Hartzog | 2
Hartzog_3_GT | Hartzog 3 GT | Hartzog 3 GT | 7.2 | 2002-08-01 | 2050-12-01 | WACM | Hartzog_3 | 2024-11-07 | WACM | CT | Peaker |  | Hartzog | 3
Harvest_Wind | Harvest Wind | Harvest Wind | 98.9 | 2010-01-01 | 2050-12-01 | BPAT |  |  | BPAT | Wind | Wind |  | Harvest Wind Project |  |  |  | WIND_V2025E_EIA_OREGON
Hatch_Solar_Energy_Center_1_PV_T | Hatch Solar Energy Center 1 PV-T | Hatch Solar Energy Center 1 PV-T | 5 | 2011-07-01 | 2036-07-01 | EPE | Hatch_Solar_EC | 2024-11-07 | PNM_EPE | Solar_1Axis | Solar |  | Hatch Solar Energy Center I, LLC |  |  |  | SOLARV2025J_1AXIS__NM_ALBUQUERQUE
Hauser_Agg_HY | Hauser Agg HY | Hauser Agg HY | 16.95 | 2024-12-01 | 2050-12-01 | NWMT | Hauser_HAU1 | 2024-11-07 | NWMT_WAUW | Hydro | Hydro |  | Hauser | HAU6 | HAU3 | HAU2
Hay_Canyon_48_WT | Hay Canyon 48 WT | Hay Canyon 48 WT | 100.8 | 2009-04-01 | 2050-12-01 | BPAT | Hay_Canyon_Wind | 2024-11-07 | BPAT | Wind | Wind |  | Hay Canyon Wind Power LLC |  |  |  | WIND_V2025E_EIA_OREGON
Hayden_1_ST | Hayden 1 ST | Hayden 1 ST | 190 | 1965-07-01 | 2028-12-01 | WACM | Hayden_1 | 2024-11-07 | WACM | Coal | Coal |  | Hayden | 1
Hayden_2_ST | Hayden 2 ST | Hayden 2 ST | 275.4 | 1976-09-01 | 2027-12-01 | WACM | Hayden_2 | 2024-11-07 | WACM | Coal | Coal |  | Hayden | 2
Haynes_1_and_2_repowered_17_ST | Haynes (1 and 2 repowered) 17 ST | Haynes (1 and 2 repowered) 17 ST | 444 | 2030-01-01 | 2051-12-01 | LADWP |  |  | LADWP | Steam | ST
Haynes_1 | Haynes 1 | Haynes 1 | 229.5 | 1962-09-01 | 2029-12-01 | LADWP |  |  | LADWP | Steam | ST |  | Haynes | 1
Haynes_12CC12CC444 | Haynes 12CC12CC444 | Haynes 12CC12CC444 | 182.75 | 2005-01-01 | 2050-12-01 | LADWP | Haynes12CC | 2024-11-07 | LADWP | CC | CCGT |  | Haynes | 10
Haynes_2 | Haynes 2 | Haynes 2 | 229.5 | 1963-04-01 | 2029-12-01 | LADWP |  |  | LADWP | Steam | ST |  | Haynes | 2
Haynes_CC1a | Haynes CC1a | Haynes CC1a | 264.35 | 2005-01-01 | 2050-12-01 | LADWP |  |  | LADWP | CC | CCGT |  | Haynes | 8
Haynes_CC1b | Haynes CC1b | Haynes CC1b | 182.75 | 2005-01-01 | 2050-12-01 | LADWP |  |  | LADWP | CC | CCGT |  | Haynes | 9
Haynes_Ct600_11_GT | Haynes Ct600 11 GT | Haynes Ct600 11 GT | 108.19 | 2013-06-01 | 2050-12-01 | LADWP | Haynes_11 | 2024-11-07 | LADWP | CT | Peaker |  | Haynes | 11
Haynes_Ct600_12_GT | Haynes Ct600 12 GT | Haynes Ct600 12 GT | 108.19 | 2013-06-01 | 2050-12-01 | LADWP | Haynes_12 | 2024-11-07 | LADWP | CT | Peaker |  | Haynes | 12
Haynes_Ct600_13_GT | Haynes Ct600 13 GT | Haynes Ct600 13 GT | 108.19 | 2013-06-01 | 2050-12-01 | LADWP | Haynes_13 | 2024-11-07 | LADWP | CT | Peaker |  | Haynes | 13
Haynes_Ct600_14_GT | Haynes Ct600 14 GT | Haynes Ct600 14 GT | 108.19 | 2013-06-01 | 2050-12-01 | LADWP | Haynes_14 | 2024-11-07 | LADWP | CT | Peaker |  | Haynes | 14
Haynes_Ct600_15_GT | Haynes Ct600 15 GT | Haynes Ct600 15 GT | 108.19 | 2013-06-01 | 2050-12-01 | LADWP | Haynes_15 | 2024-11-07 | LADWP | CT | Peaker |  | Haynes | 15
Haynes_Ct600_16_GT | Haynes Ct600 16 GT | Haynes Ct600 16 GT | 108.19 | 2013-06-01 | 2050-12-01 | LADWP | Haynes_16 | 2024-11-07 | LADWP | CT | Peaker |  | Haynes | 16
Hays_Hys1_1_PV_NT | Hays Hys1 1 PV-NT | Hays Hys1 1 PV-NT | 23 | 2021-06-01 | 2050-12-01 | AESO | 421S_Hays_DG_PV | 2024-11-07 | BCHA_AESO | Solar_1Axis | Solar | [5 empty] | SOLARV2025J_1AXIS__WA_SEATTLE
Hazelton_A_1_HY | Hazelton A 1 HY | Hazelton A 1 HY | 2.79 | 1990-04-01 | 2050-12-01 | IPMV | S_E_Hazelton1 | 2024-11-07 | IPCO | Hydro | Hydro |  | S E Hazelton A | GEN1 | GEN2 | GEN3
Hazelton_A_2_HY | Hazelton A 2 HY | Hazelton A 2 HY | 2.79 | 1990-04-26 | 2051-12-31 | IPTV |  |  | IPCO | Hydro | Hydro
Hazelton_A_3_HY | Hazelton A 3 HY | Hazelton A 3 HY | 2.79 | 1990-04-26 | 2051-12-31 | IPTV |  |  | IPCO | Hydro | Hydro
Hazelton_B_1_HY | Hazelton B 1 HY | Hazelton B 1 HY | 3.79 | 1993-05-01 | 2050-12-01 | IPMV | Hazelton_B1 | 2024-11-07 | IPCO | Hydro | Hydro |  | Hazelton B Hydro | U1 | U2
Hazelton_B_2_HY | Hazelton B 2 HY | Hazelton B 2 HY | 3.79 | 1993-05-08 | 2051-12-31 | IPTV |  |  | IPCO | Hydro | Hydro
Headgate_Rock_1_HY | Headgate Rock 1 HY | Headgate Rock 1 HY | 6.5 | 1993-12-01 | 2050-12-01 | WALC | Headgate_Rock_1 | 2024-11-07 | WALC | Hydro | Hydro |  | Headgate Rock | 1
Headgate_Rock_2_HY | Headgate Rock 2 HY | Headgate Rock 2 HY | 6.5 | 1993-10-01 | 2050-12-01 | WALC | Headgate_Rock_2 | 2024-11-07 | WALC | Hydro | Hydro |  | Headgate Rock | 2
Headgate_Rock_3_HY | Headgate Rock 3 HY | Headgate Rock 3 HY | 6.5 | 1993-07-01 | 2050-12-01 | WALC | Headgate_Rock_3 | 2024-11-07 | WALC | Hydro | Hydro |  | Headgate Rock | 3
Heart_Mountain_1_HY | Heart Mountain 1 HY | Heart Mountain 1 HY | 5 | 1947-12-01 | 2050-12-01 | WACM | Heart_Mountain | 2024-11-07 | WACM | Hydro | Hydro |  | Heart Mountain
Heartland_Petrochemical_Hrt1_1_GT | Heartland Petrochemical Hrt1 1 GT | Heartland Petrochemical Hrt1 1 GT | 108 | 2021-11-01 | 2050-12-01 | AESO | Heartland_CC15 | 2024-11-07 | BCHA_AESO | CT | Peaker
Heber_1_Geothermal1ST35 | Heber 1 Geothermal1ST35 | Heber 1 Geothermal1ST35 | 16 | 1985-06-01 | 2050-12-31 | IID | Heber_Geo_1 | 2024-11-07 | IID | Geothermal | Geothermal |  | Heber Geothermal | 1
Heber_HGC_1_BT | Heber HGC 1 BT | Heber HGC 1 BT | 26.5 | 2023-04-01 | 2051-12-31 | IID | Heber_Geo_Complex | 2024-11-07 | IID | Geothermal | Geothermal |  | Heber Geothermal | OEC2
Heber_HGC_12_BT | Heber HGC 12 BT | Heber HGC 12 BT | 4.5 | 2006-06-11 | 2051-12-31 | IID | Heber_Geo_Complex | 2024-11-07 | IID | Geothermal | Geothermal |  | Heber Geothermal | 3
Heber_HGC_14_BT | Heber HGC 14 BT | Heber HGC 14 BT | 0.5 | 2018-03-08 | 2051-12-31 | IID | Heber_Geo_1 | 2024-11-07 | IID | Geothermal | Geothermal |  | Heber Geothermal | 4
Heber_Solar_1_PV_T | Heber Solar 1 PV-T | Heber Solar 1 PV-T | 10 | 2013-06-01 | 2050-12-01 | IID | Heber_Solar_PV | 2024-11-07 | IID | Solar_Fixed | Solar |  | Heber Solar |  |  |  | SOLARV2025J_FIXED__CA_BRAWLEY
Hellroaring_Hydro_Agg_HY | Hellroaring Hydro Agg HY | Hellroaring Hydro Agg HY | 0.4 | 2025-01-01 | 2050-12-01 | NWMT | Hellroaring1 | 2024-11-07 | NWMT_WAUW | Hydro | Hydro
Hells_Canyon_1_HY | Hells Canyon 1 HY | Hells Canyon 1 HY | 130.5 | 1967-12-01 | 2050-12-01 | IPTV | Hells_Canyon_1 | 2024-11-07 | IPCO | Hydro | Hydro |  | Hells Canyon | 1
Hells_Canyon_2_HY | Hells Canyon 2 HY | Hells Canyon 2 HY | 130.5 | 1967-12-01 | 2050-12-01 | IPTV | Hells_Canyon_2 | 2024-11-07 | IPCO | Hydro | Hydro |  | Hells Canyon | 2
Hells_Canyon_3_HY | Hells Canyon 3 HY | Hells Canyon 3 HY | 130.5 | 1967-10-01 | 2050-12-01 | IPTV | Hells_Canyon_3 | 2024-11-07 | IPCO | Hydro | Hydro |  | Hells Canyon | 3
Hemingway_Standalone_BESS_BA | Hemingway Standalone BESS BA | Hemingway Standalone BESS BA | 80 | 2023-08-01 | 2054-12-01 | IPTV |  |  | IPCO | Battery_4h | Li-ion Battery | [6 empty] | 320 | 4
Henry_M_Jackson_HY_2_HY | Henry M Jackson HY 2 HY | Henry M Jackson HY 2 HY | 47.5 | 1984-06-01 | 2050-12-01 | BPAT | H_M_Jackson_2 | 2024-11-07 | BPAT | Hydro | Hydro |  | H M Jackson | 2
Henry_M_Jackson_HY3_HY | Henry M Jackson HY3 HY | Henry M Jackson HY3 HY | 8.4 | 1984-06-01 | 2050-12-01 | BPAT | H_M_Jackson_3 | 2024-11-07 | BPAT | Hydro | Hydro |  | H M Jackson | 3
Henry_M_Jackson_HY4_HY | Henry M Jackson HY4 HY | Henry M Jackson HY4 HY | 8.4 | 1984-06-01 | 2050-12-01 | BPAT | H_M_Jackson_4 | 2024-11-07 | BPAT | Hydro | Hydro |  | H M Jackson | 4
HermistnGenCC1_Total | HermistnGenCC1-Total | HermistnGenCC1-Total | 279.56 | 1996-07-01 | 2036-12-01 | PACW |  |  | PACW | CC | CCGT |  | Hermiston Generating Plant | GEN1
HermistnGenCC2_Total | HermistnGenCC2-Total | HermistnGenCC2-Total | 279.56 | 1996-07-01 | 2036-12-01 | PACW |  |  | PACW | CC | CCGT |  | Hermiston Generating Plant | GEN2
Hermiston_Generating_Co_LP_GEN3_CT | Hermiston Generating Co LP GEN3 CT | Hermiston Generating Co LP GEN3 CT | 204.5 | 1996-06-01 | 2051-12-01 | BPAT |  |  | BPAT | CT | Peaker |  | Hermiston Generating Plant | GEN4
Hermiston_Generating_Co_LP_GEN4_ST | Hermiston Generating Co LP GEN4 ST | Hermiston Generating Co LP GEN4 ST | 106.1 | 1996-06-01 | 2051-12-01 | BPAT |  |  | BPAT | Steam | ST |  | Hermiston Generating Plant | GEN3
Hermiston_Pwr_CC1a | Hermiston Pwr CC1a | Hermiston Pwr CC1a | 476.9 | 2002-08-01 | 2050-12-01 | BPAT | HermistnCC_Total | 2024-11-07 | BPAT | CC | CCGT |  | Hermiston Power Partnership | CTG1
Hermiston_Pwr_CC1b | Hermiston Pwr CC1b | Hermiston Pwr CC1b | 212.5 | 2002-08-01 | 2050-12-01 | BPAT |  |  | BPAT | CC | CCGT |  | Hermiston Power Partnership | STG1
HERSHEYF_38346_1 | HERSHEYF_38346_1 | HERSHEYF_38346_1 | 5.7 | 1962-12-01 | 2014-02-01 | NCNC |  |  | NCNC | Cogen | CHP
Hidden_Hollow_Landfill_Gas_1_IC | Hidden Hollow Landfill Gas 1 IC | Hidden Hollow Landfill Gas 1 IC | 1.5 | 2007-01-01 | 2050-12-01 | IPTV | HiddenHollow1 | 2024-11-07 | IPCO | Biomass/Wood | Biomass |  | Hidden Hollow Energy | UNT1 | UNT2
Hidden_Hollow_Landfill_Gas_2_IC | Hidden Hollow Landfill Gas 2 IC | Hidden Hollow Landfill Gas 2 IC | 1.5 | 2007-01-01 | 2051-12-01 | IPTV |  |  | IPCO | ICE | Reciprocating_Engine |  | Hidden Hollow Energy | UNT2
Higgins_CC1a | Higgins CC1a | Higgins CC1a | 356 | 2003-12-01 | 2049-12-01 | NEVP |  |  | NEVP | CC | CCGT |  | Higgins Generating Station
Higgins_CC1b | Higgins CC1b | Higgins CC1b | 178 | 2003-12-01 | 2049-12-01 | NEVP |  |  | NEVP | CC | CCGT
High_Lonesome_Mesa_2 | High Lonesome Mesa 2 | High Lonesome Mesa 2 | 50 | 2009-06-01 | 2040-12-01 | PNM |  |  | PNM_EPE | Wind | Wind |  | High Lonesome Mesa LLC |  |  |  | WIND_V2025E_EIA_NEWMEXICO
High_Lonesome_Mesa_Wind_Farm_1_WT | High Lonesome Mesa Wind Farm 1 WT | High Lonesome Mesa Wind Farm 1 WT | 50 | 2009-06-01 | 2040-12-01 | PNM | High_Lonesome_Mesa_1 | 2024-11-07 | PNM_EPE | Wind | Wind |  | High Lonesome Mesa LLC | 1 |  |  | WIND_V2025E_EIA_NEWMEXICO
High_Mesa_1_WT | High Mesa 1 WT | High Mesa 1 WT | 40 | 2012-12-01 | 2050-12-01 | IPMV | High_Mesa | 2024-11-07 | IPCO | Wind | Wind |  | High Mesa |  |  |  | WIND_V2025E_EIA_IDAHO
High_River_1_Hrv1_1_GT | High River 1 Hrv1 1 GT | High River 1 Hrv1 1 GT | 10 | 2022-11-01 | 2054-12-01 | AESO |  |  | BCHA_AESO | CT | Peaker
High_River_2_HRV2_1_ST | High River 2 (HRV2) 1 ST | High River 2 (HRV2) 1 ST | 10 | 2023-06-01 | 2051-12-01 | AESO |  |  | BCHA_AESO | Steam | ST
High_Top_Solar_PV_T | High Top Solar PV-T | High Top Solar PV-T | 80 | 2024-04-01 | 2051-12-01 | BPAT |  |  | BPAT | Solar_1Axis | Solar |  | High Top Solar | 98936 |  |  | SOLARV2025J_1AXIS__OR_MEDFORD
High_Plains | High_Plains | High_Plains | 122.1 | 2009-09-01 | 2049-01-01 | PAWY |  |  | PACE | Wind | Wind |  | High Plains |  |  |  | WIND_V2025E_EIA_WYOMING
Highlands_Wind_2 | Highlands Wind 2 | Highlands Wind 2 | 47 | 2012-12-01 | 2032-12-01 | WACM |  |  | WACM | Wind | Wind |  | Colorado Highlands Wind |  |  |  | WIND_V2025E_EIA_WYOMING
Hilda_Wind_Hld1_1_WT | Hilda Wind Hld1 1 WT | Hilda Wind Hld1 1 WT | 100 | 2022-11-01 | 2054-12-01 | AESO |  |  | BCHA_AESO | Wind | Wind | [5 empty] | WIND_V2025E_ONSHORE_ABCYPRESS_TRANSFORM
HiLLCrest_1_HY | HiLLCrest 1 HY | HiLLCrest 1 HY | 2 | 1993-06-01 | 2027-03-01 | PSCO | Hillcrest_PS | 2024-11-07 | PSCO | Hydro | Hydro |  | Hillcrest Pump Station
Hills_Creek_HY_1_HY | Hills Creek HY 1 HY | Hills Creek HY 1 HY | 15 | 1962-02-01 | 2050-12-01 | BPAT | HillsCreek1 | 2024-11-07 | BPAT | Hydro | Hydro |  | Hills Creek | 1
Hills_Creek_HY_2_HY | Hills Creek HY 2 HY | Hills Creek HY 2 HY | 15 | 1962-02-01 | 2050-12-01 | BPAT | HillsCreek2 | 2024-11-07 | BPAT | Hydro | Hydro |  | Hills Creek | 2
Holloman_Solar_Facility_Hpv1_PV_T | Holloman Solar Facility Hpv1 PV-T | Holloman Solar Facility Hpv1 PV-T | 5 | 2018-10-01 | 2048-10-01 | EPE | Holloman_Solar_Facility_LandR | 2024-11-07 | PNM_EPE | Solar_Fixed | Solar |  | Holloman Solar Facility |  |  |  | SOLARV2025J_FIXED__NM_ALBUQUERQUE
Holly_1_IC | Holly 1 IC | Holly 1 IC | 0.75 | 1991-12-01 | 2050-12-01 | PSCO | Holly1IC0_68 | 2024-11-07 | PSCO | ICE | Reciprocating_Engine |  | Holly | EMD
Holly_2_IC | Holly 2 IC | Holly 2 IC | 0.4 | 1997-03-01 | 2050-12-01 | PSCO | Holly2IC0_4 | 2024-11-07 | PSCO | ICE | Reciprocating_Engine |  | Holly | 5
Holly_3_IC | Holly 3 IC | Holly 3 IC | 1.8 | 2002-09-01 | 2050-12-01 | PSCO | Holly3IC1_8 | 2024-11-07 | PSCO | ICE | Reciprocating_Engine |  | Holly | ARPA
Holter_1_HY | Holter 1 HY | Holter 1 HY | 9.59 | 2025-12-01 | 2050-12-01 | NWMT | Holter_HOL1 | 2024-11-07 | NWMT_WAUW | Hydro | Hydro |  | Holter | HOL1
Holter_2_HY | Holter 2 HY | Holter 2 HY | 9.59 | 2025-08-01 | 2050-12-01 | NWMT | Holter_HOL2 | 2024-11-07 | NWMT_WAUW | Hydro | Hydro |  | Holter | HOL2
Holter_3_HY | Holter 3 HY | Holter 3 HY | 9.59 | 2025-07-01 | 2050-12-01 | NWMT | Holter_HOL3 | 2024-11-07 | NWMT_WAUW | Hydro | Hydro |  | Holter | HOL3
Holter_4_HY | Holter 4 HY | Holter 4 HY | 9.59 | 2025-06-01 | 2050-12-01 | NWMT | Holter_HOL4 | 2024-11-07 | NWMT_WAUW | Hydro | Hydro |  | Holter | HOL4
Hooper_Solar_1_PV_T | Hooper Solar 1 PV-T | Hooper Solar 1 PV-T | 50 | 2015-12-01 | 2036-09-01 | PSCO | Hooper_Solar | 2024-11-07 | PSCO | Solar_1Axis | Solar |  | Hooper Solar |  |  |  | SOLARV2025J_1AXIS__NM_ALBUQUERQUE
Hoover_A1_HY | Hoover A1 HY | Hoover A1 HY | 130 | 1941-10-01 | 2050-12-01 | TH_Mead | Hoover_Dam_A1 | 2024-11-07 | WALC | Hydro | Hydro |  | Hoover Dam (NV) | A1
Hoover_A2_HY | Hoover A2 HY | Hoover A2 HY | 130 | 1942-07-01 | 2050-12-01 | TH_Mead | Hoover_Dam_A2 | 2024-11-07 | WALC | Hydro | Hydro |  | Hoover Dam (NV) | A2
Hoover_A3_HY | Hoover A3 HY | Hoover A3 HY | 130 | 1952-09-01 | 2051-12-01 | TH_Mead | Hoover_Dam_A3 | 2024-11-07 | WALC | Hydro | Hydro |  | Hoover Dam (NV) | A3
Hoover_A4_HY | Hoover A4 HY | Hoover A4 HY | 130 | 1952-05-01 | 2050-12-01 | TH_Mead | Hoover_Dam_A4 | 2024-11-07 | WALC | Hydro | Hydro |  | Hoover Dam (NV) | A4
Hoover_A5_HY | Hoover A5 HY | Hoover A5 HY | 127 | 1943-01-01 | 2050-12-01 | TH_Mead | Hoover_Dam_A5 | 2024-11-07 | WALC | Hydro | Hydro |  | Hoover Dam (NV) | A5
Hoover_A6_HY | Hoover A6 HY | Hoover A6 HY | 130 | 1939-09-01 | 2050-12-01 | TH_Mead | Hoover_Dam_A6 | 2024-11-07 | WALC | Hydro | Hydro |  | Hoover Dam (NV) | A6
Hoover_A7_HY | Hoover A7 HY | Hoover A7 HY | 130 | 1939-06-01 | 2050-12-01 | TH_Mead | Hoover_Dam_A7 | 2024-11-07 | WALC | Hydro | Hydro |  | Hoover Dam (NV) | A7
Hoover_A8_HY | Hoover A8 HY | Hoover A8 HY | 61.5 | 1937-08-01 | 2050-12-01 | TH_Mead | Hoover_Dam_A8 | 2024-11-07 | WALC | Hydro | Hydro |  | Hoover Dam (NV) | A8
Hoover_A9_HY | Hoover A9 HY | Hoover A9 HY | 68.5 | 1952-04-01 | 2050-12-01 | TH_Mead | Hoover_Dam_A9 | 2024-11-07 | WALC | Hydro | Hydro |  | Hoover Dam (NV) | A9
Hoover_N1_HY | Hoover N1 HY | Hoover N1 HY | 130 | 1936-12-01 | 2050-12-01 | TH_Mead | Hoover_Dam_N1 | 2024-11-07 | WALC | Hydro | Hydro |  | Hoover Dam (NV) | N1
Hoover_N2_HY | Hoover N2 HY | Hoover N2 HY | 130 | 1937-10-01 | 2050-12-01 | TH_Mead | Hoover_Dam_N2 | 2024-11-07 | WALC | Hydro | Hydro |  | Hoover Dam (NV) | N2
Hoover_N3_HY | Hoover N3 HY | Hoover N3 HY | 130 | 1936-03-01 | 2050-12-01 | TH_Mead | Hoover_Dam_N3 | 2024-11-07 | WALC | Hydro | Hydro |  | Hoover Dam (NV) | N3
Hoover_N4_HY | Hoover N4 HY | Hoover N4 HY | 130 | 1938-11-01 | 2050-12-01 | TH_Mead | Hoover_Dam_N4 | 2024-11-07 | WALC | Hydro | Hydro |  | Hoover Dam (NV) | N4
Hoover_N5_HY | Hoover N5 HY | Hoover N5 HY | 130 | 1938-06-01 | 2050-12-01 | TH_Mead | Hoover_Dam_N5 | 2024-11-07 | WALC | Hydro | Hydro |  | Hoover Dam (NV) | N5
Hoover_N6_HY | Hoover N6 HY | Hoover N6 HY | 130 | 1938-08-01 | 2050-12-01 | TH_Mead | Hoover_Dam_N6 | 2024-11-07 | WALC | Hydro | Hydro |  | Hoover Dam (NV) | N6
Hoover_N7_HY | Hoover N7 HY | Hoover N7 HY | 127 | 1944-11-01 | 2050-12-01 | TH_Mead | Hoover_Dam_N7 | 2024-11-07 | WALC | Hydro | Hydro |  | Hoover Dam (NV) | N7
Hoover_N8_HY | Hoover N8 HY | Hoover N8 HY | 1017.4 | 1961-12-01 | 2050-12-01 | TH_Mead | Hoover_Dam_N8 | 2024-11-07 | WALC | Hydro | Hydro |  | Hoover Dam (NV) | N8
Hopkins_Ridge_Wind_1_2 | Hopkins Ridge Wind 1-2 | Hopkins Ridge Wind 1-2 | 156.6 | 2005-11-01 | 2050-12-01 | BPAT |  |  | BPAT | Wind | Wind |  | Hopkins Ridge Wind |  |  |  | WIND_V2025E_EIA_OREGON
HorizonCC_Total | HorizonCC-Total | HorizonCC-Total | 102 | 2007-08-01 | 2050-12-01 | AESO |  |  | BCHA_AESO | Cogen | CHP
Horn_Rapids_Battery_BA1_BA | Horn Rapids Battery BA1 BA | Horn Rapids Battery BA1 BA | 1 | 2020-11-01 | 2050-12-01 | BPAT | HornRapidsBatteryBA1 | 2024-11-07 | BPAT | Battery_4h | Li-ion Battery |  | Horn Rapids Solar, Storage and Training | HRBE |  |  |  | 4 | 4
Horn_Rapids_Solar_And_Storage_PV_PV_NT | Horn Rapids Solar And Storage PV PV-NT | Horn Rapids Solar And Storage PV PV-NT | 3.2 | 2020-07-01 | 2050-12-01 | BPAT | HornRapidsSolar | 2024-11-07 | BPAT | Solar_Fixed | Solar |  | Horn Rapids Solar, Storage and Training | HRPV |  |  | SOLARV2025J_FIXED__OR_MEDFORD
Hornshadow_Solar_II_LLC_PV_T | Hornshadow Solar II LLC PV-T | Hornshadow Solar II LLC PV-T | 200 | 2025-06-01 | 2050-06-01 | PAUT |  |  | PACE | Solar_1Axis | Solar |  | Hornshadow Solar II, LLC | HS2L |  |  | SOLARV2025J_1AXIS__UT_SALTLAKECITY
Hornshadow_Solar_LLC_PV_T | Hornshadow Solar LLC PV-T | Hornshadow Solar LLC PV-T | 100 | 2025-06-01 | 2050-06-01 | PAUT |  |  | PACE | Solar_1Axis | Solar |  | Hornshadow Solar, LLC | HSL |  |  | SOLARV2025J_1AXIS__UT_SALTLAKECITY
Horse_Butte_Phase_II_1_WT | Horse Butte Phase II 1 WT | Horse Butte Phase II 1 WT | 42.4 | 2022-12-01 | 2050-12-01 | PAID | Horse_Butte_Phase_II | 2024-11-07 | PACE | Wind | Wind |  | Horse Butte Wind I, LLC |  |  |  | WIND_V2025E_EIA_IDAHO
Horse_Butte_Wind_I_1_WT | Horse Butte Wind I 1 WT | Horse Butte Wind I 1 WT | 57.6 | 2012-08-01 | 2050-12-01 | PAID | HorseButteWind1 | 2024-11-07 | PACE | Wind | Wind |  | Horse Butte Wind I, LLC |  |  |  | WIND_V2025E_EIA_IDAHO
Horse_Mesa_1_HY | Horse Mesa 1 HY | Horse Mesa 1 HY | 10 | 1927-01-01 | 2050-12-01 | SRP | Horse_Mesa_HM1 | 2024-11-07 | SRP | Hydro | Hydro |  | Horse Mesa | HM1
Horse_Mesa_2_HY | Horse Mesa 2 HY | Horse Mesa 2 HY | 10 | 1927-01-01 | 2050-12-01 | SRP | Horse_Mesa_HM2 | 2024-11-07 | SRP | Hydro | Hydro |  | Horse Mesa | HM2
Horse_Mesa_3_HY | Horse Mesa 3 HY | Horse Mesa 3 HY | 10 | 1927-01-01 | 2050-12-01 | SRP | Horse_Mesa_HM3 | 2024-11-07 | SRP | Hydro | Hydro |  | Horse Mesa | HM3
Horse_Mesa_PS1_PS | Horse Mesa PS1 PS | Horse Mesa PS1 PS | 119 | 1972-06-01 | 2050-12-01 | SRP | Horse_Mesa_HM4 | 2024-11-07 | SRP | PSH | Pumped_Hydro |  | Horse Mesa | HM4 |  |  |  | 66781 | 561.1849
Horseshoe_Bend_1_WT | Horseshoe Bend 1 WT | Horseshoe Bend 1 WT | 9 | 2006-02-01 | 2050-12-01 | NWMT | HorseshoBendWP | 2024-11-07 | NWMT_WAUW | Wind | Wind |  | Horseshoe Bend Wind Park |  |  |  | WIND_V2025E_EIA_IDAHO
Horseshoe_Bend_6_WT | Horseshoe Bend 6 WT | Horseshoe Bend 6 WT | 9 | 2006-02-01 | 2051-12-01 | NWMT |  |  | NWMT_WAUW | Wind | Wind |  | Horseshoe Bend Wind Park | HBWP |  |  | WIND_V2025E_EIA_IDAHO
Horseshoe_Bend_Hydro_1_HY | Horseshoe Bend Hydro 1 HY | Horseshoe Bend Hydro 1 HY | 4.7 | 1995-09-01 | 2050-12-01 | IPTV | HorseshoBendHY1 | 2024-11-07 | IPCO | Hydro | Hydro |  | Horseshoe Bend Hydroelectric Co | GEN1 | GEN2
Horseshoe_Bend_Hydro_2_HY | Horseshoe Bend Hydro 2 HY | Horseshoe Bend Hydro 2 HY | 4.7 | 1995-09-13 | 2051-12-31 | IPTV |  |  | IPCO | Hydro | Hydro
Horseshoe_Bend_Wind | Horseshoe Bend Wind | Horseshoe Bend Wind | 290 | 2012-08-01 | 2050-12-01 | BPAT |  |  | BPAT | Wind | Wind |  | Horseshoe Bend Wind LLC |  |  |  | WIND_V2025E_EIA_OREGON
Horseshoe_Solar_Utah_Schedule_3_4_PV_T | Horseshoe Solar Utah Schedule 3-4 PV-T | Horseshoe Solar Utah Schedule 3-4 PV-T | 75 | 2022-10-01 | 2049-04-01 | PAUT | Horseshoe_Solar_LLC | 2024-11-07 | PACE | Solar_1Axis | Solar |  | Horseshoe Solar, LLC |  |  |  | SOLARV2025J_1AXIS__UT_SALTLAKECITY
Houweling_Nurseries_Delta_1_ST | Houweling Nurseries Delta 1 ST | Houweling Nurseries Delta 1 ST | 4.4 | 2015-10-01 | 2050-12-01 | BCHA | Houweling_Nurseries_Cogen_1 | 2024-11-07 | BCHA_AESO | Steam | ST
Houweling_Nurseries_Delta_2_ST | Houweling Nurseries Delta 2 ST | Houweling Nurseries Delta 2 ST | 4.4 | 2015-10-01 | 2050-12-01 | BCHA | Houweling_Nurseries_Cogen_2 | 2024-11-07 | BCHA_AESO | Steam | ST
Howe_Sound_Wte_1_ST | Howe Sound Wte 1 ST | Howe Sound Wte 1 ST | 62.5 | 2020-10-01 | 2050-12-01 | BCHA | HoweSoundGreen1 | 2024-11-07 | BCHA_AESO | Biomass/Wood | Biomass
Howe_Sound_Wte_2_ST | Howe Sound Wte 2 ST | Howe Sound Wte 2 ST | 50 | 2020-10-01 | 2050-12-01 | BCHA | HoweSoundGreen2 | 2024-11-07 | BCHA_AESO | Biomass/Wood | Biomass
HR_Milner_Hrm_1_GT | HR Milner Hrm 1 GT | HR Milner Hrm 1 GT | 300 | 2020-04-01 | 2050-12-01 | AESO | HR_Milner | 2024-11-07 | BCHA_AESO | CT | Peaker
Huerfano_River_Wind_1_WT | Huerfano River Wind 1 WT | Huerfano River Wind 1 WT | 8 | 2013-08-01 | 2050-12-01 | PSCO | Huerfano_River_Wind | 2024-11-07 | PSCO | Wind | Wind |  | Huerfano River Wind | WTG1 | WTG2 | WTG3 | WIND_V2025E_EIA_UTAH
Hull_Hul1_1_PV_NT | Hull Hul1 1 PV-NT | Hull Hul1 1 PV-NT | 25 | 2020-04-01 | 2050-12-01 | AESO | Krafte_257S_Hull_DER | 2024-11-07 | BCHA_AESO | Solar_1Axis | Solar | [5 empty] | SOLARV2025J_1AXIS__WA_SEATTLE
Humboldt_House_Fka_Presco_Energy_1_BT | Humboldt House Fka Presco Energy 1 BT | Humboldt House Fka Presco Energy 1 BT | 17.5 | 2016-01-01 | 2050-12-01 | NEVP | PrescoEnergy | 2024-11-07 | NEVP | Geothermal | Geothermal
Humphreys_1_HY | Humphreys 1 HY | Humphreys 1 HY | 0.31 | 2011-07-01 | 2051-12-31 | NEVP |  |  | NEVP | Hydro | Hydro
Hungry_Horse_1_HY | Hungry Horse 1 HY | Hungry Horse 1 HY | 107 | 1952-10-01 | 2050-12-01 | BPAT | Hungry_Horse_1 | 2024-11-07 | BPAT | Hydro | Hydro |  | Hungry Horse | 1
Hungry_Horse_2_HY | Hungry Horse 2 HY | Hungry Horse 2 HY | 107 | 1952-12-01 | 2050-12-01 | BPAT | Hungry_Horse_2 | 2024-11-07 | BPAT | Hydro | Hydro |  | Hungry Horse | 2
Hungry_Horse_3_HY | Hungry Horse 3 HY | Hungry Horse 3 HY | 107 | 1953-07-01 | 2050-12-01 | BPAT | Hungry_Horse_3 | 2024-11-07 | BPAT | Hydro | Hydro |  | Hungry Horse | 3
Hungry_Horse_4_HY | Hungry Horse 4 HY | Hungry Horse 4 HY | 107 | 1953-07-01 | 2050-12-01 | BPAT | Hungry_Horse_4 | 2024-11-07 | BPAT | Hydro | Hydro |  | Hungry Horse | 4
Hunter_1_ST | Hunter 1 ST | Hunter 1 ST | 488.3 | 1978-06-01 | 2042-12-01 | PAUT | Hunter_1 | 2024-11-07 | PACE | Coal | Coal |  | Hunter | 1
Hunter_2_ST | Hunter 2 ST | Hunter 2 ST | 488.3 | 1980-06-01 | 2042-12-01 | PAUT | Hunter_2 | 2024-11-07 | PACE | Coal | Coal |  | Hunter | 2
Hunter_3_ST | Hunter 3 ST | Hunter 3 ST | 495.6 | 1983-06-01 | 2042-12-01 | PAUT | Hunter_3 | 2024-11-07 | PACE | Coal | Coal |  | Hunter | 3
Hunter_Creek_1_HY | Hunter Creek 1 HY | Hunter Creek 1 HY | 12 | 2018-06-01 | 2050-12-01 | BCHA | Hunter_Creek | 2024-11-07 | BCHA_AESO | Hydro | Hydro
Hunter_Solar_1_PV_T | Hunter Solar 1 PV-T | Hunter Solar 1 PV-T | 75 | 2021-03-01 | 2046-02-01 | PSCO | Hunter_Solar | 2024-11-07 | PSCO | Solar_1Axis | Solar |  | Hunter Solar, LLC (CO) |  |  |  | SOLARV2025J_1AXIS__CO_DENVER
Hunter_Solar_PV_T | Hunter Solar PV-T | Hunter Solar PV-T | 100 | 2021-03-01 | 2046-02-01 | PAUT | Hunter_Solar_LLC | 2024-11-07 | PACE | Solar_1Axis | Solar |  | Hunter Solar LLC (UT) |  |  |  | SOLARV2025J_1AXIS__UT_SALTLAKECITY
Huntington_1_ST | Huntington 1 ST | Huntington 1 ST | 498 | 1977-06-01 | 2036-12-01 | PAUT | Huntington_1 | 2024-11-07 | PACE | Coal | Coal |  | Huntington | 1
Huntington_2_ST | Huntington 2 ST | Huntington 2 ST | 517.5 | 1974-07-01 | 2036-12-01 | PAUT | Huntington_2 | 2024-11-07 | PACE | Coal | Coal |  | Huntington | 2
Hutchinson_Creek_Agg_HY | Hutchinson Creek Agg HY | Hutchinson Creek Agg HY | 4 | 1983-01-01 | 2050-12-01 | PSEI | HutchinsnCreek1 | 2024-11-07 | BPAT | Hydro | Hydro
HW_Sundt_3_ST | HW Sundt 3 ST | HW Sundt 3 ST | 113.6 | 1962-06-01 | 2032-12-01 | TEPC | H_Wilson_Sundt_ST3 | 2024-11-07 | TEPC | Steam | ST |  | H Wilson Sundt Generating Station | ST3
HW_Sundt_4_ST | HW Sundt 4 ST | HW Sundt 4 ST | 173.3 | 1967-07-01 | 2037-12-01 | TEPC | H_Wilson_Sundt_4_Gas | 2024-11-07 | TEPC | Steam | ST |  | H Wilson Sundt Generating Station | 4
Hyder_1_Phase_1_BESS | Hyder 1 (Phase 1) BESS | Hyder 1 (Phase 1) BESS | 8 | 2022-06-01 | 2050-12-01 | AZPS | Hyder1BESS | 2024-11-07 | AZPS | Battery_4h | Li-ion Battery |  | Hyder Solar Hybrid | H116M |  |  |  | 44 | 4
Hyder_1_Phase_2_BESS | Hyder 1 (Phase 2) BESS | Hyder 1 (Phase 2) BESS | 8 | 2022-06-01 | 2050-12-01 | AZPS | Hyder2BESS | 2024-11-07 | AZPS | Battery_4h | Li-ion Battery |  | Hyder Solar Hybrid | H116M |  |  |  | 20 | 4
Hyder_2_BA | Hyder 2 BA | Hyder 2 BA | 14 | 2022-06-01 | 2050-12-01 | AZPS | HyderIIBESS | 2024-11-07 | AZPS | Battery_4h | Li-ion Battery |  | Hyder II Hybrid | H214M |  |  |  | 56 | 4
Hyder_2_PV | Hyder 2 PV | Hyder 2 PV | 14 | 2013-12-01 | 2050-12-01 | AZPS | HyderII | 2024-11-07 | AZPS | Solar_1Axis | Solar |  | Hyder II Hybrid | PV1 |  |  | SOLARV2025J_1AXIS__AZ_PHOENIX
Hyder_I_Phase_1_ | Hyder I (Phase 1) | Hyder I (Phase 1) | 8.5 | 2011-11-01 | 2050-12-01 | AZPS | Hyder1_1 | 2024-11-07 | AZPS | Solar_1Axis | Solar |  | Hyder Solar Hybrid | PV1 |  |  | SOLARV2025J_1AXIS__AZ_PHOENIX
Hyder_I_Phase_2_ | Hyder I (Phase 2) | Hyder I (Phase 2) | 8.5 | 2012-02-01 | 2050-12-01 | AZPS | Hyder1_2 | 2024-11-07 | AZPS | Solar_1Axis | Solar |  | Hyder Solar Hybrid | PV2 |  |  | SOLARV2025J_1AXIS__AZ_PHOENIX
Hydro_LM_xx_1_HY | Hydro_LM_xx 1 HY | Hydro_LM_xx 1 HY | 80 | 2025-04-01 | 2051-12-31 | BCHA |  |  | BCHA_AESO | Hydro | Hydro
Hyline_Solar_Center_1_PV_NT | Hyline Solar Center 1 PV-NT | Hyline Solar Center 1 PV-NT | 9 | 2016-12-01 | 2050-12-01 | IPTV | Hyline_Solar_Center | 2024-11-07 | IPCO | Solar_Fixed | Solar |  | Hyline Solar Center, LLC |  |  |  | SOLARV2025J_FIXED__OR_PORTLAND
Hystad_Creek_1_HY | Hystad Creek 1 HY | Hystad Creek 1 HY | 3 | 2002-06-01 | 2050-12-01 | BCHA | Hystad_Creek_1 | 2024-11-07 | BCHA_AESO | Hydro | Hydro
Hystad_Creek_2_HY | Hystad Creek 2 HY | Hystad Creek 2 HY | 3 | 2002-06-01 | 2050-12-01 | BCHA | Hystad_Creek_2 | 2024-11-07 | BCHA_AESO | Hydro | Hydro
Iberdrolasan_Luis_Solar_1_PV_T | Iberdrolasan Luis Solar 1 PV-T | Iberdrolasan Luis Solar 1 PV-T | 30 | 2011-12-01 | 2033-12-01 | PSCO | San_Luis_Valley_PV | 2024-11-07 | PSCO | Solar_Fixed | Solar |  | San Luis Valley Solar Ranch |  |  |  | SOLARV2025J_FIXED__NM_ALBUQUERQUE
Ice_Harbor | Ice Harbor | Ice Harbor | 603 | 1962-01-01 | 2050-12-01 | BPAT |  |  | BPAT | Hydro | Hydro |  | Ice Harbor | 1 | 2 | 3
Id_Solar_1_Boise_City_Solar_1_PV_T | Id Solar 1 Boise City Solar 1 PV-T | Id Solar 1 Boise City Solar 1 PV-T | 40 | 2016-12-01 | 2050-12-01 | IPTV | Boise_City_Solar | 2024-11-07 | IPCO | Solar_1Axis | Solar |  | ID Solar |  |  |  | SOLARV2025J_1AXIS__UT_SALTLAKECITY
IId_Hy_Agg_1_HY | IId Hy Agg 1 HY | IId Hy Agg 1 HY | 0.81 | 1961-08-01 | 2050-12-01 | IID | IID_HY_Agg_1 | 2024-11-07 | IID | Hydro | Hydro
IId_PV_T_Agg_Imperial_Co_1_PV_T | IId PV-T Agg Imperial Co 1 PV-T | IId PV-T Agg Imperial Co 1 PV-T | 3 | 2020-04-01 | 2050-12-01 | IID | IIDPVTAggImperialCo1 | 2024-11-07 | IID | Solar_1Axis | Solar | [5 empty] | SOLARV2025J_1AXIS__CA_BRAWLEY
Imperial_Valley_Solar_1_PV_NT | Imperial Valley Solar 1 PV-NT | Imperial Valley Solar 1 PV-NT | 23 | 2012-06-01 | 2050-12-01 | IID | SunPeak_IID | 2024-11-07 | IID | Solar_Fixed | Solar |  | Imperial Valley Solar Company 1 LLC |  |  |  | SOLARV2025J_FIXED__CA_BRAWLEY
Imperial_Valley_Solar_2_PV_NT | Imperial Valley Solar 2 PV-NT | Imperial Valley Solar 2 PV-NT | 20 | 2015-07-01 | 2050-12-01 | IID | Imperial_ValleyIVSC2 | 2024-11-07 | IID | Solar_Fixed | Solar |  | Imperial Valley Solar Co (IVSC) 2, LLC |  |  |  | SOLARV2025J_FIXED__CA_BRAWLEY
Innisfail_Inf1_1_PV_NT | Innisfail Inf1 1 PV-NT | Innisfail Inf1 1 PV-NT | 22 | 2020-06-01 | 2050-12-01 | AESO | Innisfail_INF1 | 2024-11-07 | BCHA_AESO | Solar_1Axis | Solar | [5 empty] | SOLARV2025J_1AXIS__WA_SEATTLE
Intenational_Paper_Energy_Cent_4_ST | Intenational Paper Energy Cent 4 ST | Intenational Paper Energy Cent 4 ST | 40 | 1976-10-01 | 2051-12-01 | BPAT | InternationalPaperEnergyCenter2 | 2024-11-07 | BPAT | Biomass/Wood | Biomass |  | IP Springfield Oregon | TG4
Intercon_Green_Power_2_ST | Intercon Green Power 2 ST | Intercon Green Power 2 ST | 31.69 | 2015-03-01 | 2050-12-01 | BCHA | IntercontPulp | 2024-11-07 | BCHA_AESO | Biomass/Wood | Biomass
Interstate_Solar_1_PV | Interstate Solar 1 PV | Interstate Solar 1 PV | 2.2 | 2017-12-01 | 2050-12-01 | PortlandGE | InterstateSolar | 2024-11-07 | PortlandGE | Solar_Fixed | Solar |  | Interstate Solar |  |  |  | SOLARV2025J_FIXED__OR_PORTLAND
IPC_Agrhydro_60345_Agg_HY | IPC Agrhydro 60345 Agg HY | IPC Agrhydro 60345 Agg HY | 45.42 | 2010-09-01 | 2050-12-01 | IPMV | IPCO_Hydro | 2024-11-07 | IPCO | Hydro | Hydro
IPC_Agrhydro_60345_Agg_HY_HY | IPC Agrhydro 60345 Agg HY HY | IPC Agrhydro 60345 Agg HY HY | 1.55 | 1993-05-18 | 2051-12-31 | IPTV |  |  | IPCO | Hydro | Hydro
Ipmv_Hy_Agg_1_HY | Ipmv Hy Agg 1 HY | Ipmv Hy Agg 1 HY | 7.96 | 1984-06-01 | 2050-12-01 | IPMV | IPMV_HY_Agg_1 | 2024-11-07 | IPCO | Hydro | Hydro
Ipmv_Wind_Agg_1_WT | Ipmv Wind Agg 1 WT | Ipmv Wind Agg 1 WT | 22.5 | 2010-12-01 | 2050-12-01 | IPMV | IPMV_Wind_Agg_1 | 2024-11-07 | IPCO | Wind | Wind |  | Camp Reed |  |  |  | WIND_V2025E_EIA_IDAHO
Ipp_Repower_1_CC | Ipp Repower 1 CC | Ipp Repower 1 CC | 422 | 2025-07-01 | 2051-12-01 | LADWP |  |  | LADWP | CC | CCGT |  | Intermountain Power Project | 1
Ipp_Repower_2_CC | Ipp Repower 2 CC | Ipp Repower 2 CC | 422 | 2025-07-01 | 2051-12-01 | LADWP |  |  | LADWP | CC | CCGT |  | Intermountain Power Project | 2
IPTV_Hyagg_Malheur_Co_HY | IPTV Hyagg Malheur Co HY | IPTV Hyagg Malheur Co HY | 14.08 | 1989-05-01 | 2050-12-01 | IPTV | IPTV_HyAgg_Malheur_Co | 2024-11-07 | IPCO | Hydro | Hydro
IPTV_WT_Agg_Elmore_Co_1_WT | IPTV WT Agg Elmore Co 1 WT | IPTV WT Agg Elmore Co 1 WT | 23 | 2012-07-01 | 2050-12-01 | IPTV | IPTV_WT_Agg_Elmore_Co_1 | 2024-11-07 | IPCO | Wind | Wind |  | Hammett Hill Windfarm |  |  |  | WIND_V2025E_EIA_IDAHO
IPTV_WT_Agg_Elmore_Co_2_WT | IPTV WT Agg Elmore Co 2 WT | IPTV WT Agg Elmore Co 2 WT | 23 | 2012-08-01 | 2050-12-01 | IPTV | IPTV_WT_Agg_Elmore_Co_2 | 2024-11-07 | IPCO | Wind | Wind |  | Hammett Hill Windfarm |  |  |  | WIND_V2025E_EIA_IDAHO
Irc_Generator_Facility_Agg_IC | Irc Generator Facility Agg IC | Irc Generator Facility Agg IC | 5.5 | 2005-01-01 | 2025-01-01 | PAUT | IRC_Generator_Facility_Agg | 2024-11-07 | PACE | ICE | Reciprocating_Engine |  | IRC Generator Facility | 290 | 291
Iron_Horse_Battery_Storage_1_BA | Iron Horse Battery Storage 1 BA | Iron Horse Battery Storage 1 BA | 10 | 2017-04-01 | 2037-04-01 | TEPC |  |  | TEPC | Hybrid_BattStorage | Li-ion Battery |  | Iron Horse Battery Storage Hybrid | BA1 |  |  |  | 40 | 4 | Iron_Horse_Solar_1_PV_NT
Iron_Horse_Solar_1_PV_NT | Iron Horse Solar 1 PV-NT | Iron Horse Solar 1 PV-NT | 2.04 | 2017-04-01 | 2037-04-01 | TEPC | IronHorseSolar | 2024-11-07 | TEPC | Hybrid_Solar_Fixed | Solar |  | Iron Horse Battery Storage Hybrid | PV1 |  |  | SOLARV2025J_FIXED__AZ_TUCSON
Iron_Springs_1_PV_T | Iron Springs 1 PV-T | Iron Springs 1 PV-T | 80 | 2016-08-01 | 2036-08-01 | PAUT | IRON_SPRG_SG | 2024-11-07 | PACE | Solar_Fixed | Solar |  | Iron Springs Solar, LLC |  |  |  | SOLARV2025J_FIXED_NV_CLARK_LASVEGAS_0
Irrican_Hydro_Icp1_1_HY | Irrican Hydro Icp1 1 HY | Irrican Hydro Icp1 1 HY | 7 | 2004-06-01 | 2050-12-01 | AESO | Irrican | 2024-11-07 | BCHA_AESO | Hydro | Hydro
Irvington_1_GT | Irvington 1 GT | Irvington 1 GT | 27 | 1972-12-01 | 2032-12-01 | TEPC | H_Wilson_Sundt_GT1 | 2024-11-07 | TEPC | CT | Peaker |  | H Wilson Sundt Generating Station | GT1
Irvington_2_GT | Irvington 2 GT | Irvington 2 GT | 27 | 1972-12-01 | 2032-12-01 | TEPC | H_Wilson_Sundt_GT2 | 2024-11-07 | TEPC | CT | Peaker |  | H Wilson Sundt Generating Station | GT2
Island_Co_Gen_1_GT | Island Co Gen 1 GT | Island Co Gen 1 GT | 290 | 2002-04-01 | 2026-10-01 | BCHA | IslandCogenCC_Total | 2024-11-07 | BCHA_AESO | CC | CCGT
Island_Park_1_HY | Island Park 1 HY | Island Park 1 HY | 2.4 | 1994-04-01 | 2050-12-01 | PAID | Island_Park1 | 2024-11-07 | PACE | Hydro | Hydro |  | Island Park | HY1
Island_Park_2_HY | Island Park 2 HY | Island Park 2 HY | 2.4 | 1994-04-01 | 2050-12-01 | PAID | Island_Park2 | 2024-11-07 | PACE | Hydro | Hydro |  | Island Park | HY2
J_J_Elmore_1_BT | J J Elmore 1 BT | J J Elmore 1 BT | 34.39 | 1988-12-01 | 2050-12-01 | IID | JJ_Elmore | 2024-11-07 | IID | Geothermal | Geothermal | SCE | Elmore Company
J_J_Elmore_2_BT | J J Elmore 2 BT | J J Elmore 2 BT | 8.8 | 2019-04-01 | 2051-12-01 | IID |  |  | IID | Geothermal | Geothermal
J_M_Leathers_1_BT | J M Leathers 1 BT | J M Leathers 1 BT | 34.39 | 1989-11-01 | 2050-12-01 | IID | Leathers | 2024-11-07 | IID | Geothermal | Geothermal | SCE
Jackpot_Holdings_PV | Jackpot Holdings PV | Jackpot Holdings PV | 120 | 2022-12-01 | 2050-12-01 | IPMV | Jackpot_Solar_Projects | 2024-11-07 | IPCO | Solar_1Axis | Solar |  | Jackpot Solar, LLC |  |  |  | SOLARV2025J_1AXIS__OR_MEDFORD
Jackson_Fuller_2 | Jackson Fuller 2 | Jackson Fuller 2 | 124.7 | 2015-10-01 | 2040-10-01 | PSCO |  |  | PSCO | Wind | Wind | [5 empty] | WIND_V2025E_EIA_NEWMEXICO
Jamie_Creek_1_HY | Jamie Creek 1 HY | Jamie Creek 1 HY | 10.67 | 2014-05-01 | 2050-12-01 | BCHA | Jamie_Creek_1 | 2024-11-07 | BCHA_AESO | Hydro | Hydro
Jamie_Creek_2_HY | Jamie Creek 2 HY | Jamie Creek 2 HY | 10.67 | 2014-05-01 | 2050-12-01 | BCHA | Jamie_Creek_2 | 2024-11-07 | BCHA_AESO | Hydro | Hydro
Jaybird_1_HY | Jaybird 1 HY | Jaybird 1 HY | 76.5 | 1961-04-01 | 2051-12-01 | NCNC | Jaybird_H1 | 2024-11-07 | NCNC | Hydro | Hydro |  | Jaybird | H1
Jaybird_2_HY | Jaybird 2 HY | Jaybird 2 HY | 76.5 | 1962-03-01 | 2051-12-01 | NCNC | Jaybird_H2 | 2024-11-07 | NCNC | Hydro | Hydro |  | Jaybird | H2
Jc_Biomethane_IC | Jc Biomethane IC | Jc Biomethane IC | 1.6 | 2013-10-01 | 2050-12-01 | BPAT | JCBiomethane | 2024-11-07 | BPAT | Biomass/Wood | Biomass
Jenner_3_Jnr3_1_WT | Jenner 3 Jnr3 1 WT | Jenner 3 Jnr3 1 WT | 109 | 2022-06-01 | 2050-12-01 | AESO | Jenner_Wind_Power_Project_3 | 2024-11-07 | BCHA_AESO | Wind | Wind | [5 empty] | WIND_V2025E_ONSHORE_ABCYPRESS_TRANSFORM
Jenner_Jer1_1_PV_NT | Jenner Jer1 1 PV-NT | Jenner Jer1 1 PV-NT | 23 | 2021-06-01 | 2050-12-01 | AESO | Jenner_Solar_JER1 | 2024-11-07 | BCHA_AESO | Solar_1Axis | Solar | [5 empty] | SOLARV2025J_1AXIS__WA_SEATTLE
Jenner_Mpc_Wagf_1_WT | Jenner Mpc Wagf 1 WT | Jenner Mpc Wagf 1 WT | 122 | 2022-06-01 | 2050-12-01 | AESO | Jenner_Wind_Power_Project | 2024-11-07 | BCHA_AESO | Wind | Wind | [5 empty] | WIND_V2025E_ONSHORE_ABCYPRESS_TRANSFORM
Jenner_Wagf_Phase_2_WT | Jenner Wagf Phase 2 WT | Jenner Wagf Phase 2 WT | 71.4 | 2022-06-01 | 2050-12-01 | AESO | Jenner_Wind_Power_Project_2 | 2024-11-07 | BCHA_AESO | Wind | Wind | [5 empty] | WIND_V2025E_ONSHORE_ABCYPRESS_TRANSFORM
Jersey_Valley_2 | Jersey Valley 2 | Jersey Valley 2 | 11.25 | 2011-08-01 | 2031-12-01 | NEVP |  |  | NEVP | Geothermal | Geothermal |  | Jersey Valley Geothermal Power Plant | OEC 2
Jett_Creek_Wind_OR_1_WT | Jett Creek Wind OR 1 WT | Jett Creek Wind OR 1 WT | 10 | 2016-12-01 | 2051-12-01 | IPTV |  |  | IPCO | Wind | Wind |  | Jett Creek Windfarm (Burnt River) | JCW |  |  | WIND_V2025E_EIA_OREGON
Jicarilla_Solar_1_PV_T | Jicarilla Solar 1 PV-T | Jicarilla Solar 1 PV-T | 50 | 2022-04-01 | 2042-04-01 | PNM | Jicarilla_Solar_1 | 2024-11-07 | PNM_EPE | Solar_1Axis | Solar |  | Jicarilla Solar 1 LLC | JICS1 |  |  | SOLARV2025J_1AXIS__NM_ALBUQUERQUE
Jicarilla_Solar_2_2_PV_T | Jicarilla Solar 2-2 PV-T | Jicarilla Solar 2-2 PV-T | 50 | 2021-03-01 | 2036-03-01 | PNM | Jicarilla_Solar_2 | 2024-11-07 | PNM_EPE | Solar_1Axis | Solar |  | Jicarilla Solar 2 | JICS2 |  |  | SOLARV2025J_1AXIS__NM_ALBUQUERQUE
Jicarilla_Solar_3_3_PV_T | Jicarilla Solar 3-3 PV-T | Jicarilla Solar 3-3 PV-T | 2 | 2022-11-01 | 2046-11-01 | PNM | Jicarilla_Solar_3 | 2024-11-07 | PNM_EPE | Solar_1Axis | Solar | [5 empty] | SOLARV2025J_1AXIS__AZ_TUCSON
Jicarilla_Storage_1_BA | Jicarilla Storage 1 BA | Jicarilla Storage 1 BA | 20 | 2023-06-01 | 2043-06-01 | PNM | Jicarilla_Storage_1 | 2024-11-07 | PNM_EPE | Battery_4h | Li-ion Battery |  | Jicarilla Solar 1 LLC | JICB1 |  |  |  | 80 | 4
Jim_Bridger_1_ST | Jim Bridger 1 ST | Jim Bridger 1 ST | 577.9 | 2024-04-01 | 2037-12-01 | PAWY | Jim_Bridger_1 | 2024-11-07 | PACE | Steam | ST |  | Jim Bridger | 1
Jim_Bridger_2_ST | Jim Bridger 2 ST | Jim Bridger 2 ST | 586.2 | 2024-04-01 | 2037-12-01 | PAWY | Jim_Bridger_2 | 2024-11-07 | PACE | Steam | ST |  | Jim Bridger | 2
Jim_Bridger_3_ST | Jim Bridger 3 ST | Jim Bridger 3 ST | 577.9 | 1976-09-01 | 2042-12-01 | PAWY | Jim_Bridger_3 | 2024-11-07 | PACE | Coal | Coal |  | Jim Bridger | 3
Jim_Bridger_4_ST | Jim Bridger 4 ST | Jim Bridger 4 ST | 584 | 1979-11-01 | 2042-12-01 | PAWY | Jim_Bridger_4 | 2024-11-07 | PACE | Coal | Coal |  | Jim Bridger | 4
Jim_Ford_Hydro_Agg_HY | Jim Ford Hydro Agg HY | Jim Ford Hydro Agg HY | 1.2 | 2022-08-01 | 2050-12-01 | AVA | Jim_Ford_Hydro_Agg | 2024-11-07 | BPAT | Hydro | Hydro
Jimmie_Creek_1_HY | Jimmie Creek 1 HY | Jimmie Creek 1 HY | 36.39 | 2016-08-01 | 2056-08-01 | BCHA | JimmieCreek1 | 2024-11-07 | BCHA_AESO | Hydro | Hydro
Jimmie_Creek_2_HY | Jimmie Creek 2 HY | Jimmie Creek 2 HY | 36.39 | 2016-08-01 | 2056-08-01 | BCHA | JimmieCreek2 | 2024-11-07 | BCHA_AESO | Hydro | Hydro
JimSalles_Place_1_PV | JimSalles Place 1 PV | JimSalles Place 1 PV | 3.89 | 2022-04-01 | 2051-12-01 | PortlandGE |  |  | PortlandGE | Solar_Fixed | Solar | [5 empty] | SOLARV2025J_FIXED__OR_PORTLAND
JM_Shafer_CC | JM Shafer CC | JM Shafer CC | 396.9 | 1994-06-01 | 2050-12-01 | PSCO |  |  | PSCO | CC | CCGT |  | JM Shafer Generating Station | LMA | LMB | LMC
Joffre_535S_DER_Solar_1_PV_NT | Joffre 535S DER Solar 1 PV-NT | Joffre 535S DER Solar 1 PV-NT | 25 | 2023-06-01 | 2054-12-01 | AESO |  |  | BCHA_AESO | Solar_Fixed | Solar | [5 empty] | SOLARV2025J_FIXED__WA_SEATTLE
Joffre_535S_Der_Solar_2_PV_NT | Joffre 535S Der Solar 2 PV-NT | Joffre 535S Der Solar 2 PV-NT | 22 | 2023-06-01 | 2054-12-01 | AESO |  |  | BCHA_AESO | Solar_Fixed | Solar | [5 empty] | SOLARV2025J_FIXED__WA_SEATTLE
John_Day | John Day | John Day | 2160 | 1968-08-01 | 2050-12-01 | BPAT |  |  | BPAT | Hydro | Hydro |  | John Day | 1 | 2 | 3
John_Day_Creek_1_HY | John Day Creek 1 HY | John Day Creek 1 HY | 1.01 | 1950-01-01 | 2050-12-01 | AVA | John_Day_Creek1HY1_01 | 2024-11-07 | BPAT | Hydro | Hydro
John_Hart_1_HY | John Hart 1 HY | John Hart 1 HY | 47 | 2018-10-01 | 2050-12-01 | BCHA | JohnHart1_Exp | 2024-11-07 | BCHA_AESO | Hydro | Hydro
John_Hart_2_HY | John Hart 2 HY | John Hart 2 HY | 47 | 2018-07-01 | 2050-12-01 | BCHA | JohnHart2_Exp | 2024-11-07 | BCHA_AESO | Hydro | Hydro
John_Hart_3_HY | John Hart 3 HY | John Hart 3 HY | 47 | 2018-05-01 | 2050-12-01 | BCHA | JohnHart3_Exp | 2024-11-07 | BCHA_AESO | Hydro | Hydro
John_L_Featherstone_1_BT | John L Featherstone 1 BT | John L Featherstone 1 BT | 49.89 | 2012-03-01 | 2050-12-01 | IID | Hudson_Ranch_I | 2024-11-07 | IID | Geothermal | Geothermal |  | Hudson Ranch Power II LLC
Jones_Fork_1_HY | Jones Fork 1 HY | Jones Fork 1 HY | 10.53 | 1985-06-01 | 2051-12-01 | NCNC | Jones_Fork_H1 | 2024-11-07 | NCNC | Hydro | Hydro |  | Jones Fork | 1
Jordan_River_1_HY | Jordan River 1 HY | Jordan River 1 HY | 167 | 2023-12-01 | 2050-12-01 | BCHA | Jordan_River | 2024-11-07 | BCHA_AESO | Hydro | Hydro
Judge_F_Carr_1_HY | Judge F Carr 1 HY | Judge F Carr 1 HY | 85.6 | 1963-05-01 | 2050-12-01 | NCNC | Judge_F_Carr_1 | 2024-11-07 | NCNC | Hydro | Hydro |  | Judge F Carr | 1
Judge_F_Carr_2_HY | Judge F Carr 2 HY | Judge F Carr 2 HY | 85.6 | 1963-07-01 | 2050-12-01 | NCNC | Judge_F_Carr_2 | 2024-11-07 | NCNC | Hydro | Hydro |  | Judge F Carr | 2
Judith_Gap_90_WT | Judith Gap 90 WT | Judith Gap 90 WT | 135 | 2006-02-01 | 2050-12-01 | NWMT | Judith_Gap | 2024-11-07 | NWMT_WAUW | Wind | Wind |  | Judith Gap Wind Energy Center |  |  |  | WIND_V2025E_EIA_WYOMING
Judy_Creek_Gen6_1_GT | Judy Creek Gen6 1 GT | Judy Creek Gen6 1 GT | 15 | 2014-06-01 | 2050-12-01 | AESO |  |  | BCHA_AESO | CT | Peaker
Juniper_Canyon_1_63_WT | Juniper Canyon 1 63 WT | Juniper Canyon 1 63 WT | 151.19 | 2011-03-01 | 2050-12-01 | BPAT | JuniperCanyon1 | 2024-11-07 | BPAT | Wind | Wind |  | Juniper Canyon I Wind Project |  |  |  | WIND_V2025E_EIA_OREGON
Juniper_Ridge_1_HY | Juniper Ridge 1 HY | Juniper Ridge 1 HY | 5 | 1989-09-01 | 2029-08-01 | PACW | Siphon1 | 2024-11-07 | PACW | Hydro | Hydro |  | Siphon Power Project | GEN1
Jurassic_MPC_Solar_Battery_1_PV_NT | Jurassic MPC Solar Battery 1 PV-NT | Jurassic MPC Solar Battery 1 PV-NT | 220 | 2023-12-01 | 2054-12-01 | AESO |  |  | BCHA_AESO | Solar_Fixed | Solar | [5 empty] | SOLARV2025J_FIXED__WA_SEATTLE
K_Road_Moapa | K Road Moapa | K Road Moapa | 250 | 2016-12-01 | 2050-12-01 | LADWP |  |  | LADWP | Solar_Fixed | Solar |  | Moapa Southern Paiute |  |  |  | SOLARV2025J_FIXED_NV_CLARK_LASVEGAS_0
Kaiser_Creek_Solar_1_PV | Kaiser Creek Solar 1 PV | Kaiser Creek Solar 1 PV | 2 | 2022-11-01 | 2051-12-01 | PortlandGE |  |  | PortlandGE | Solar_1Axis | Solar |  | Kaiser Creek Solar (CSG) | KC22 |  |  | SOLARV2025J_1AXIS__OR_PORTLAND
Kale_Patch_Solar_1_PV | Kale Patch Solar 1 PV | Kale Patch Solar 1 PV | 2.2 | 2019-10-01 | 2050-12-01 | PortlandGE | KalePatchSolar | 2024-11-07 | PortlandGE | Solar_Fixed | Solar |  | Kale Patch Solar |  |  |  | SOLARV2025J_FIXED__OR_PORTLAND
Kamloops_Green_Energy_Domtar_A_ST | Kamloops Green Energy Domtar A ST | Kamloops Green Energy Domtar A ST | 28 | 2009-08-01 | 2050-12-01 | BCHA | WEY_13G1 | 2024-11-07 | BCHA_AESO | Biomass/Wood | Biomass
Kamloops_Green_Energy_Domtar_B_ST | Kamloops Green Energy Domtar B ST | Kamloops Green Energy Domtar B ST | 16 | 2009-08-01 | 2050-12-01 | BCHA | WEY_13T1 | 2024-11-07 | BCHA_AESO | Biomass/Wood | Biomass
Kamloops_Green_Energy_Domtar_C_ST | Kamloops Green Energy Domtar C ST | Kamloops Green Energy Domtar C ST | 32 | 2009-08-01 | 2050-12-01 | BCHA | KamloopsGreen3 | 2024-11-07 | BCHA_AESO | Biomass/Wood | Biomass
Kammerer_PV_Agg_PV_T | Kammerer PV Agg PV-T | Kammerer PV Agg PV-T | 15 | 2012-01-01 | 2051-12-01 | NCNC | KammererPVAgg | 2024-11-07 | NCNC | Solar_1Axis | Solar |  | RE Kammerer 1 LLC |  |  |  | SOLARV2025J_1AXIS__CA_SACRAMENTO
Kayenta_Solar_1_PV | Kayenta Solar 1 PV | Kayenta Solar 1 PV | 30 | 2017-05-01 | 2037-12-01 | WALC | KayentaSolar1 | 2024-11-07 | WALC | Solar_1Axis | Solar |  | Kayenta Solar Project | PV1 |  |  | SOLARV2025J_1AXIS_NV_CLARK_LASVEGAS_0
Kayenta_Solar_2_2_PV | Kayenta Solar 2-2 PV | Kayenta Solar 2-2 PV | 28.3 | 2019-09-01 | 2044-04-01 | WALC | KayentaSolar2 | 2024-11-07 | WALC | Solar_1Axis | Solar |  | Kayenta Solar Project | PV2 |  |  | SOLARV2025J_1AXIS_NV_CLARK_LASVEGAS_0
Kearl_Ior3_1_GT | Kearl Ior3 1 GT | Kearl Ior3 1 GT | 84 | 2014-12-01 | 2050-12-01 | AESO | KEARL13C | 2024-11-07 | BCHA_AESO | Cogen | CHP
Keephills_2_Kh2_2_ST | Keephills 2 Kh2 2 ST | Keephills 2 Kh2 2 ST | 395 | 1984-01-01 | 2050-12-01 | AESO | Keephils2_Gas | 2024-11-07 | BCHA_AESO | Steam | ST
Keephills_3_Kh3_3_ST | Keephills 3 Kh3 3 ST | Keephills 3 Kh3 3 ST | 463 | 2011-06-01 | 2050-12-01 | AESO | Keephills3_1 | 2024-11-07 | BCHA_AESO | Steam | ST
Kemano_1_HY | Kemano 1 HY | Kemano 1 HY | 112.5 | 1949-12-01 | 2050-12-01 | BCHA | Kemano_1 | 2024-11-07 | BCHA_AESO | Hydro | Hydro
Kemano_2_HY | Kemano 2 HY | Kemano 2 HY | 112.5 | 1949-12-01 | 2050-12-01 | BCHA | Kemano_2 | 2024-11-07 | BCHA_AESO | Hydro | Hydro
Kemano_3_HY | Kemano 3 HY | Kemano 3 HY | 112.5 | 1949-12-01 | 2050-12-01 | BCHA | Kemano_3 | 2024-11-07 | BCHA_AESO | Hydro | Hydro
Kemano_4_HY | Kemano 4 HY | Kemano 4 HY | 112.5 | 1949-12-01 | 2050-12-01 | BCHA | Kemano_4 | 2024-11-07 | BCHA_AESO | Hydro | Hydro
Kemano_5_HY | Kemano 5 HY | Kemano 5 HY | 112.5 | 1949-12-01 | 2050-12-01 | BCHA | Kemano_5 | 2024-11-07 | BCHA_AESO | Hydro | Hydro
Kemano_6_HY | Kemano 6 HY | Kemano 6 HY | 112.5 | 1949-12-01 | 2050-12-01 | BCHA | Kemano_6 | 2024-11-07 | BCHA_AESO | Hydro | Hydro
Kemano_7_HY | Kemano 7 HY | Kemano 7 HY | 112.5 | 1949-12-01 | 2050-12-01 | BCHA | Kemano_7 | 2024-11-07 | BCHA_AESO | Hydro | Hydro
Kemano_8_HY | Kemano 8 HY | Kemano 8 HY | 112.5 | 1949-12-01 | 2050-12-01 | BCHA | Kemano_8 | 2024-11-07 | BCHA_AESO | Hydro | Hydro
Kennecott_Refinery_1_ST | Kennecott Refinery 1 ST | Kennecott Refinery 1 ST | 7.5 | 2020-01-01 | 2024-12-01 | PAUT |  |  | PACE | Cogen | CHP |  | Kennecott Power Plant | MCHP
Kennecott_Smelter_1_ST | Kennecott Smelter 1 ST | Kennecott Smelter 1 ST | 31.8 | 2020-01-01 | 2024-12-01 | PAUT |  |  | PACE | Steam | ST |  | Kennecott Power Plant | SM58
Kerr_1_HY | Kerr 1 HY | Kerr 1 HY | 70.59 | 1938-10-01 | 2050-12-01 | NWMT | Kerr_KER1 | 2024-11-07 | NWMT_WAUW | Hydro | Hydro
Kerr_2_HY | Kerr 2 HY | Kerr 2 HY | 50.39 | 1949-05-01 | 2050-12-01 | NWMT | Kerr_KER2 | 2024-11-07 | NWMT_WAUW | Hydro | Hydro
Kerr_3_HY | Kerr 3 HY | Kerr 3 HY | 86.59 | 1954-11-01 | 2050-12-01 | NWMT | Kerr_KER3 | 2024-11-07 | NWMT_WAUW | Hydro | Hydro
Keswick_1_HY | Keswick 1 HY | Keswick 1 HY | 39 | 1950-03-01 | 2050-12-01 | NCNC | Keswick_1 | 2024-11-07 | NCNC | Hydro | Hydro |  | Keswick | 1
Keswick_2_HY | Keswick 2 HY | Keswick 2 HY | 39 | 1949-12-01 | 2050-12-01 | NCNC | Keswick_2 | 2024-11-07 | NCNC | Hydro | Hydro |  | Keswick | 2
Keswick_3_HY | Keswick 3 HY | Keswick 3 HY | 39 | 1949-10-01 | 2050-12-01 | NCNC | Keswick_3 | 2024-11-07 | NCNC | Hydro | Hydro |  | Keswick | 3
Kettle_Falls_1_ST | Kettle Falls 1 ST | Kettle Falls 1 ST | 50.7 | 1983-01-01 | 2039-12-01 | BPAT | KettleFalls1 | 2024-11-07 | BPAT | Biomass/Wood | Biomass |  | Kettle Falls Generating Station | 1
Kettle_Falls_2_GT | Kettle Falls 2 GT | Kettle Falls 2 GT | 7.2 | 1983-01-01 | 2039-12-01 | BPAT | KettleFalls2 | 2024-11-07 | BPAT | CT | Peaker |  | Kettle Falls Generating Station | 2
Kettles_Hill_Khw1_1_WT | Kettles Hill Khw1 1 WT | Kettles Hill Khw1 1 WT | 15.75 | 2007-09-01 | 2050-12-01 | AESO | KettlesHills2_4 | 2024-11-07 | BCHA_AESO | Wind | Wind | [5 empty] | WIND_V2025E_EIA_OREGON
KettlesHills2_1 | KettlesHills2_1 | KettlesHills2_1 | 15.75 | 2007-09-01 | 2050-12-01 | AESO |  |  | BCHA_AESO | Wind | Wind | [5 empty] | WIND_V2025E_EIA_OREGON
KettlesHills2_2 | KettlesHills2_2 | KettlesHills2_2 | 15.75 | 2007-09-01 | 2050-12-01 | AESO |  |  | BCHA_AESO | Wind | Wind | [5 empty] | WIND_V2025E_EIA_OREGON
KettlesHills3_3 | KettlesHills3_3 | KettlesHills3_3 | 15.75 | 2007-09-01 | 2050-12-01 | AESO |  |  | BCHA_AESO | Wind | Wind | [5 empty] | WIND_V2025E_EIA_OREGON
Kiefer_Landfill_1_1 | Kiefer Landfill 1-1 | Kiefer Landfill 1-1 | 3 | 2005-12-01 | 2051-12-01 | NCNC |  |  | NCNC | Biogas | Biogas |  | Kiefer Landfill
Kiefer_Landfill_1_2 | Kiefer Landfill 1-2 | Kiefer Landfill 1-2 | 3 | 2005-12-01 | 2051-12-01 | NCNC |  |  | NCNC | Biogas | Biogas |  | Kiefer Landfill
Kiefer_Landfill_1_3 | Kiefer Landfill 1-3 | Kiefer Landfill 1-3 | 3 | 1999-12-01 | 2051-12-01 | NCNC |  |  | NCNC | Biogas | Biogas |  | Kiefer Landfill | 361A
Kiefer_Landfill_2_1 | Kiefer Landfill 2-1 | Kiefer Landfill 2-1 | 3 | 1999-12-01 | 2050-12-01 | NCNC |  |  | NCNC | Biogas | Biogas |  | Kiefer Landfill | 361B
Kiefer_Landfill_2_2 | Kiefer Landfill 2-2 | Kiefer Landfill 2-2 | 3 | 1999-12-01 | 2051-12-01 | NCNC |  |  | NCNC | Biogas | Biogas |  | Kiefer Landfill | 361C
Killarney_Lake_1_PV_NT | Killarney Lake 1 PV-NT | Killarney Lake 1 PV-NT | 22.5 | 2023-11-01 | 2054-12-01 | AESO |  |  | BCHA_AESO | Solar_Fixed | Solar | [5 empty] | SOLARV2025J_FIXED__WA_SEATTLE
Kimball_1_IC | Kimball 1 IC | Kimball 1 IC | 1 | 1955-12-01 | 2051-12-01 | WACM |  |  | WACM | ICE | Reciprocating_Engine
Kimball_2_IC | Kimball 2 IC | Kimball 2 IC | 1 | 1954-12-01 | 2051-12-01 | WACM |  |  | WACM | ICE | Reciprocating_Engine
Kimball_3_IC | Kimball 3 IC | Kimball 3 IC | 1.25 | 1958-12-01 | 2051-12-01 | WACM |  |  | WACM | ICE | Reciprocating_Engine
Kimball_4_IC | Kimball 4 IC | Kimball 4 IC | 1.25 | 1959-12-01 | 2051-12-01 | WACM |  |  | WACM | ICE | Reciprocating_Engine
Kimball_6_IC | Kimball 6 IC | Kimball 6 IC | 3.9 | 1973-12-01 | 2050-12-01 | WACM | Kimball6IC3_9 | 2024-11-07 | WACM | ICE | Reciprocating_Engine
Kimball_IC_Agg | Kimball IC Agg | Kimball IC Agg | 5.4 | 1954-12-01 | 2051-12-01 | WACM |  |  | WACM | ICE | Reciprocating_Engine
Kimball_Wind_Farm_1_WT | Kimball Wind Farm 1 WT | Kimball Wind Farm 1 WT | 30 | 2018-06-01 | 2050-12-01 | WACM | Kimball_Wind_Farm | 2024-11-07 | WACM | Wind | Wind | [5 empty] | WIND_V2025E_EIA_UTAH
Kingman_Wind_1_WT | Kingman Wind 1 WT | Kingman Wind 1 WT | 10 | 2011-09-01 | 2031-09-01 | TEPC | Kingman_Wind | 2024-11-07 | TEPC | Wind | Wind |  | Kingman 1 | WGNS |  |  | WIND_V2025E_EIA_ARIZONA
Kings_Beach_Agg_IC_22 | Kings Beach Agg IC_22 | Kings Beach Agg IC_22 | 15 | 2008-10-01 | 2050-12-01 | NEVP | KingsBeachAgg | 2024-11-07 | NEVP | Biogas | Biogas |  | Kings Beach
Kings_Beach_IC_Agg | Kings Beach IC Agg | Kings Beach IC Agg | 10 | 2008-10-01 | 2051-12-01 | NEVP | KingsBeachAgg | 2024-11-07 | NEVP | Biogas | Biogas |  | Kings Beach
Kings_Estate_Solar_4144_PV_NT | Kings Estate Solar 4144 PV-NT | Kings Estate Solar 4144 PV-NT | 0.96 | 2012-04-01 | 2050-12-01 | BPAT | Kings_Estate | 2024-11-07 | BPAT | Solar_Fixed | Solar | [5 empty] | SOLARV2025J_FIXED__OR_MEDFORD
Kisikaw_Pisim_1_Kkp1_1_PV_NT | Kisikaw Pisim 1 Kkp1 1 PV-NT | Kisikaw Pisim 1 Kkp1 1 PV-NT | 7 | 2022-08-01 | 2054-12-01 | AESO |  |  | BCHA_AESO | Solar_Fixed | Solar | [5 empty] | SOLARV2025J_FIXED__WA_SEATTLE
Kisikaw_Pisim_2_Kkp2_2_PV_NT | Kisikaw Pisim 2 Kkp2 2 PV-NT | Kisikaw Pisim 2 Kkp2 2 PV-NT | 7 | 2022-08-01 | 2054-12-01 | AESO |  |  | BCHA_AESO | Solar_Fixed | Solar | [5 empty] | SOLARV2025J_FIXED__WA_SEATTLE
Kit_Carson_Wind_Farm_1_WT | Kit Carson Wind Farm 1 WT | Kit Carson Wind Farm 1 WT | 51 | 2010-11-01 | 2030-11-01 | WACM | Kit_Carson_Wind | 2024-11-07 | WACM | Wind | Wind |  | Kit Carson Windpower |  |  |  | WIND_V2025E_EIA_WYOMING
Kittitas_Valley_Wind_Project_48_WT | Kittitas Valley Wind Project 48 WT | Kittitas Valley Wind Project 48 WT | 100.8 | 2011-01-01 | 2050-12-01 | BPAT | SagebrushWind | 2024-11-07 | BPAT | Wind | Wind |  | Sagebrush Power Partners |  |  |  | WIND_V2025E_EIA_OREGON
Klamath_CG_CC1a | Klamath CG CC1a | Klamath CG CC1a | 178.5 | 2001-07-01 | 2050-12-01 | PACW |  |  | PACW | CC | CCGT |  | Klamath Cogeneration Plant
Klamath_CG_CC1b | Klamath CG CC1b | Klamath CG CC1b | 323 | 2001-07-01 | 2050-12-01 | PACW |  |  | PACW | CC | CCGT |  | Klamath
Klamath_Expansion_Project_4_GT | Klamath Expansion Project 4 GT | Klamath Expansion Project 4 GT | 117.6 | 2002-05-01 | 2016-02-01 | PACW |  |  | PACW | CT | Peaker
Klamath_Falls_Solar_2_Ewanua_Solar_2_PV_T | Klamath Falls Solar 2 Ewanua Solar 2 PV-T | Klamath Falls Solar 2 Ewanua Solar 2 PV-T | 2.9 | 2017-12-01 | 2037-11-01 | PACW | KlamathFallsSolar2 | 2024-11-07 | PACW | Solar_1Axis | Solar |  | Klamath Falls Solar 2 CSG |  |  |  | SOLARV2025J_1AXIS__OR_MEDFORD
Klamath_Generation_Peaking_1_GT | Klamath Generation Peaking 1 GT | Klamath Generation Peaking 1 GT | 29.39 | 2002-05-01 | 2050-12-01 | PACW | KlamathExpGT1 | 2024-11-07 | PACW | CT | Peaker |  | Klamath Expansion Project | GT1
Klamath_Generation_Peaking_2_GT | Klamath Generation Peaking 2 GT | Klamath Generation Peaking 2 GT | 29.39 | 2002-05-01 | 2051-12-01 | PACW |  |  | PACW | CT | Peaker |  | Klamath Expansion Project | GT2
Klamath_Generation_Peaking_3_GT | Klamath Generation Peaking 3 GT | Klamath Generation Peaking 3 GT | 29.39 | 2002-05-01 | 2050-12-01 | PACW | KlamathExpGT2 | 2024-11-07 | PACW | CT | Peaker |  | Klamath Expansion Project | GT3
Klamath_Generation_Peaking_4_GT | Klamath Generation Peaking 4 GT | Klamath Generation Peaking 4 GT | 29.39 | 2002-05-01 | 2051-12-01 | PACW |  |  | PACW | CT | Peaker |  | Klamath Expansion Project | GT4
Klondike_IIIa_51_WT | Klondike IIIa 51 WT | Klondike IIIa 51 WT | 76.5 | 2009-01-01 | 2050-12-01 | BPAT | Klondike_Wind_III_2 | 2024-11-07 | BPAT | Wind | Wind |  | Klondike Windpower III | 2 |  |  | WIND_V2025E_EIA_OREGON
Klondike_Wind_1_2 | Klondike Wind 1-2 | Klondike Wind 1-2 | 99 | 2002-01-01 | 2050-12-01 | BPAT |  |  | BPAT | Wind | Wind |  | Klondike Wind Power |  |  |  | WIND_V2025E_EIA_OREGON
Klondike_Wind_III_1 | Klondike Wind III-1 | Klondike Wind III-1 | 223.59 | 2008-01-01 | 2050-12-01 | BPAT |  |  | BPAT | Wind | Wind |  | Klondike Windpower III | 1 |  |  | WIND_V2025E_EIA_OREGON
Kneehill_Solar_Trh1_1_PV_NT | Kneehill Solar Trh1 1 PV-NT | Kneehill Solar Trh1 1 PV-NT | 25 | 2022-11-01 | 2054-12-01 | AESO |  |  | BCHA_AESO | Solar_Fixed | Solar | [5 empty] | SOLARV2025J_FIXED__WA_SEATTLE
Kohler_Hydro_1_2 | Kohler Hydro 1-2 | Kohler Hydro 1-2 | 0.08 | 1986-10-01 | 2028-05-01 | PSCO |  |  | PSCO | Hydro | Hydro
Kokish_River_1_HY | Kokish River 1 HY | Kokish River 1 HY | 11.11 | 2014-04-01 | 2050-12-01 | BCHA | Kokish_River_1 | 2024-11-07 | BCHA_AESO | Hydro | Hydro
Kokish_River_2_HY | Kokish River 2 HY | Kokish River 2 HY | 11.11 | 2014-04-01 | 2050-12-01 | BCHA | Kokish_River_2 | 2024-11-07 | BCHA_AESO | Hydro | Hydro
Kokish_River_3_HY | Kokish River 3 HY | Kokish River 3 HY | 11.11 | 2014-04-01 | 2050-12-01 | BCHA | Kokish_River_3 | 2024-11-07 | BCHA_AESO | Hydro | Hydro
Kokish_River_4_HY | Kokish River 4 HY | Kokish River 4 HY | 11.11 | 2014-04-01 | 2050-12-01 | BCHA | Kokish_River_4 | 2024-11-07 | BCHA_AESO | Hydro | Hydro
Koma_Kulshan_1_HY | Koma Kulshan 1 HY | Koma Kulshan 1 HY | 12 | 1990-10-01 | 2050-12-01 | PSEI | Koma_Kulshan | 2024-11-07 | BPAT | Hydro | Hydro |  | Koma Kulshan
Kootenay_Canal_1_HY | Kootenay Canal 1 HY | Kootenay Canal 1 HY | 145 | 1974-12-01 | 2050-12-01 | BCHA | KootenayCanal1 | 2024-11-07 | BCHA_AESO | Hydro | Hydro
Kootenay_Canal_2_HY | Kootenay Canal 2 HY | Kootenay Canal 2 HY | 145 | 1974-12-01 | 2050-12-01 | BCHA | KootenayCanal2 | 2024-11-07 | BCHA_AESO | Hydro | Hydro
Kootenay_Canal_3_HY | Kootenay Canal 3 HY | Kootenay Canal 3 HY | 145 | 1975-12-01 | 2050-12-01 | BCHA | KootenayCanal3 | 2024-11-07 | BCHA_AESO | Hydro | Hydro
Kootenay_Canal_4_HY | Kootenay Canal 4 HY | Kootenay Canal 4 HY | 145 | 1975-12-01 | 2050-12-01 | BCHA | KootenayCanal4 | 2024-11-07 | BCHA_AESO | Hydro | Hydro
Kortes_1_HY | Kortes 1 HY | Kortes 1 HY | 12 | 1951-01-01 | 2050-12-01 | WACM | Kortes_1 | 2024-11-07 | WACM | Hydro | Hydro |  | Kortes | 1
Kortes_2_HY | Kortes 2 HY | Kortes 2 HY | 12 | 1950-01-01 | 2050-12-01 | WACM | Kortes_2 | 2024-11-07 | WACM | Hydro | Hydro |  | Kortes | 2
Kortes_3_HY | Kortes 3 HY | Kortes 3 HY | 12 | 1950-06-01 | 2050-12-01 | WACM | Kortes_3 | 2024-11-07 | WACM | Hydro | Hydro |  | Kortes | 3
Kuna_BESS_1_BA | Kuna BESS 1 BA | Kuna BESS 1 BA | 150 | 2025-06-01 | 2051-12-01 | IPTV |  |  | IPCO | Battery_4h | Li-ion Battery |  | Kuna BESS | 1 |  |  |  | 600 | 4
Kwoiek_Creek_1_HY | Kwoiek Creek 1 HY | Kwoiek Creek 1 HY | 14.43 | 2013-09-01 | 2050-12-01 | BCHA | KwoiekCreek1 | 2024-11-07 | BCHA_AESO | Hydro | Hydro
Kwoiek_Creek_2_HY | Kwoiek Creek 2 HY | Kwoiek Creek 2 HY | 14.43 | 2013-09-01 | 2050-12-01 | BCHA | KwoiekCreek2 | 2024-11-07 | BCHA_AESO | Hydro | Hydro
Kwoiek_Creek_3_HY | Kwoiek Creek 3 HY | Kwoiek Creek 3 HY | 14.43 | 2013-09-01 | 2050-12-01 | BCHA | KwoiekCreek3 | 2024-11-07 | BCHA_AESO | Hydro | Hydro
Kwoiek_Creek_4_HY | Kwoiek Creek 4 HY | Kwoiek Creek 4 HY | 14.43 | 2013-09-01 | 2050-12-01 | BCHA | KwoiekCreek4 | 2024-11-07 | BCHA_AESO | Hydro | Hydro
Kyrene_7_CC | Kyrene 7 CC | Kyrene 7 CC | 277 | 2002-10-01 | 2050-12-01 | SRP |  |  | SRP | CC | CCGT |  | Kyrene | KY7
Kyrene_GT4_GT | Kyrene GT4 GT | Kyrene GT4 GT | 63 | 1971-12-01 | 2050-12-01 | SRP | Kyrene_4 | 2024-11-07 | SRP | CT | Peaker |  | Kyrene | KY4
Kyrene_GT5_GT | Kyrene GT5 GT | Kyrene GT5 GT | 62 | 1973-07-01 | 2050-12-01 | SRP | Kyrene_5 | 2024-11-07 | SRP | CT | Peaker |  | Kyrene | KY5
Kyrene_GT6_GT | Kyrene GT6 GT | Kyrene GT6 GT | 62 | 1973-06-01 | 2050-12-01 | SRP | Kyrene_6 | 2024-11-07 | SRP | CT | Peaker |  | Kyrene | KY6
La_Civic_Center_CHP | La Civic Center CHP | La Civic Center CHP | 34.5 | 1989-08-01 | 2050-12-01 | LADWP | Civic_Center_CHP | 2024-11-07 | LADWP | CC | CCGT |  | Civic Center | GEN1 | GEN2
La_Grange_1_HY | La Grange 1 HY | La Grange 1 HY | 1.53 | 1924-01-01 | 2050-12-01 | NCNC | La_Grange_1_2 | 2024-11-07 | NCNC | Hydro | Hydro |  | La Grange
La_Grange_2_HY | La Grange 2 HY | La Grange 2 HY | 3.75 | 1924-12-01 | 2051-12-01 | NCNC |  |  | NCNC | Hydro | Hydro |  | La Grange | 2
La_Joie_1_HY | La Joie 1 HY | La Joie 1 HY | 50.5 | 2030-10-01 | 2030-10-01 | BCHA | La_Joie_1 | 2024-11-07 | BCHA_AESO | Hydro | Hydro
La_Joya_1_WT | La Joya 1 WT | La Joya 1 WT | 83 | 2021-02-01 | 2041-06-01 | PNM | La_Joya_1 | 2024-11-07 | PNM_EPE | Wind | Wind |  | La Joya NM | LAJ1 |  |  | WIND_V2025E_EIA_NEWMEXICO
La_Joya_2 | La Joya 2 | La Joya 2 | 83 | 2021-02-01 | 2041-06-01 | PNM |  |  | PNM_EPE | Wind | Wind |  | La Joya NM | LAJ1 |  |  | WIND_V2025E_EIA_NEWMEXICO
La_Joya_2_WT | La Joya 2 WT | La Joya 2 WT | 70.5 | 2021-03-01 | 2041-03-01 | PNM | La_Joya_3 | 2024-11-07 | PNM_EPE | Wind | Wind |  | La Joya NM | LAJ2 |  |  | WIND_V2025E_EIA_NEWMEXICO
La_Joya_4 | La Joya 4 | La Joya 4 | 70.5 | 2021-03-01 | 2041-03-01 | PNM |  |  | PNM_EPE | Wind | Wind |  | La Joya NM | LAJ2 |  |  | WIND_V2025E_EIA_NEWMEXICO
La_Luz_Energy_Center_1_GT | La Luz Energy Center 1 GT | La Luz Energy Center 1 GT | 41.5 | 2015-12-01 | 2055-12-01 | PNM | La_Luz_Energy_Center | 2024-11-07 | PNM_EPE | CT | Peaker |  | La Luz Energy Center | 0001
Labish_Solar_1_PV | Labish Solar 1 PV | Labish Solar 1 PV | 2.2 | 2018-12-01 | 2050-12-01 | PortlandGE | LabishSolar | 2024-11-07 | PortlandGE | Solar_Fixed | Solar |  | Labish Solar LLC |  |  |  | SOLARV2025J_FIXED__OR_PORTLAND
Ladore_Falls_1_HY | Ladore Falls 1 HY | Ladore Falls 1 HY | 26.1 | 1955-12-01 | 2050-12-01 | BCHA | Ladore_Falls_1 | 2024-11-07 | BCHA_AESO | Hydro | Hydro
Ladore_Falls_2_HY | Ladore Falls 2 HY | Ladore Falls 2 HY | 26.1 | 1956-12-01 | 2050-12-01 | BCHA | Ladore_Falls_2 | 2024-11-07 | BCHA_AESO | Hydro | Hydro
Lagrande_1_HY | Lagrande 1 HY | Lagrande 1 HY | 6 | 2023-12-01 | 2050-12-01 | TPWR | LaGrande_1 | 2024-11-07 | BPAT | Hydro | Hydro |  | LaGrande | 1
Lagrande_2_HY | Lagrande 2 HY | Lagrande 2 HY | 6 | 2024-01-01 | 2050-12-01 | TPWR | LaGrande_2 | 2024-11-07 | BPAT | Hydro | Hydro |  | LaGrande | 2
Lagrande_3_HY | Lagrande 3 HY | Lagrande 3 HY | 6 | 2024-01-01 | 2050-12-01 | TPWR | LaGrande_3 | 2024-11-07 | BPAT | Hydro | Hydro |  | LaGrande | 3
Lagrande_4_HY | Lagrande 4 HY | Lagrande 4 HY | 6 | 2024-01-01 | 2050-12-01 | TPWR | LaGrande_4 | 2024-11-07 | BPAT | Hydro | Hydro |  | LaGrande | 4
LaGrande_5 | LaGrande_5 | LaGrande_5 | 41 | 1945-09-01 | 2050-12-01 | TPWR |  |  | BPAT | Hydro | Hydro |  | LaGrande | 5
Lahotan_Hy_Agg_HY | Lahotan Hy Agg HY | Lahotan Hy Agg HY | 1.77 | 2023-11-01 | 2025-06-01 | SPPC | Lahotan_HY_Agg | 2024-11-07 | NEVP | Hydro | Hydro |  | Lahontan | 1 | 2 | 3
Lake_Buntzen_1_HY | Lake Buntzen 1 HY | Lake Buntzen 1 HY | 55 | 2022-11-01 | 2050-12-01 | BCHA | Buntzen1_1 | 2024-11-07 | BCHA_AESO | Hydro | Hydro
Lake_Creek_Ferc_Agg_HY | Lake Creek Ferc Agg HY | Lake Creek Ferc Agg HY | 4.5 | 1949-08-01 | 2050-12-01 | BPAT | LakeCreek_BPA1 | 2024-11-07 | BPAT | Hydro | Hydro
Lake_Gt_1_GT | Lake Gt 1 GT | Lake Gt 1 GT | 47 | 2002-07-01 | 2050-12-01 | LADWP | Lake | 2024-11-07 | LADWP | CT | Peaker |  | Lake One
Lake_Side_CC1a | Lake Side CC1a | Lake Side CC1a | 408.6 | 2007-09-01 | 2047-12-01 | PAUT |  |  | PACE | CC | CCGT |  | Lake Side Power Plant | CT01
Lake_Side_CC1b | Lake Side CC1b | Lake Side CC1b | 182.7 | 2007-09-01 | 2047-12-01 | PAUT |  |  | PACE | CC | CCGT |  | Lake Side Power Plant | CT02
Lake_Side_CC2a | Lake Side CC2a | Lake Side CC2a | 185.4 | 2014-05-01 | 2054-12-01 | PAUT |  |  | PACE | CC | CCGT |  | Lake Side Power Plant | CT21
Lake_Side_CC2b | Lake Side CC2b | Lake Side CC2b | 469.8 | 2014-05-01 | 2054-12-01 | PAUT |  |  | PACE | CC | CCGT |  | Lake Side Power Plant | CT22
Lakeview_Solar_PV_T | Lakeview Solar PV-T | Lakeview Solar PV-T | 10 | 2019-12-01 | 2050-12-01 | PACW | LakeviewSolar | 2024-11-07 | PACW | Solar_1Axis | Solar | [5 empty] | SOLARV2025J_1AXIS__OR_MEDFORD
Lamar_Wind_Agg_WT | Lamar Wind Agg WT | Lamar Wind Agg WT | 6 | 2004-02-01 | 2050-12-01 | PSCO | Lamar_Wind_Agg | 2024-11-07 | PSCO | Wind | Wind |  | Lamar Plant | T1-T3 | T4 |  | WIND_V2025E_EIA_UTAH
Lamont_1_HY | Lamont 1 HY | Lamont 1 HY | 15.08 | 2009-11-01 | 2050-12-01 | BCHA | LamontUprStave1 | 2024-11-07 | BCHA_AESO | Hydro | Hydro
Lamont_2_HY | Lamont 2 HY | Lamont 2 HY | 15.08 | 2009-11-01 | 2050-12-01 | BCHA | LamontUprStave2 | 2024-11-07 | BCHA_AESO | Hydro | Hydro
Lanfine_Wind_Lan1_1_WT | Lanfine Wind Lan1 1 WT | Lanfine Wind Lan1 1 WT | 151 | 2022-09-01 | 2050-12-01 | AESO | Lanfine_North_Wind_WAGF | 2024-11-07 | BCHA_AESO | Wind | Wind | [5 empty] | WIND_V2025E_ONSHORE_ABCYPRESS_TRANSFORM
Lange_Gt_1_GT | Lange Gt 1 GT | Lange Gt 1 GT | 40 | 2002-03-01 | 2050-12-01 | WACM | Lange | 2024-11-07 | WACM | CT | Peaker
LangleyGulchCC_Total | LangleyGulchCC-Total | LangleyGulchCC-Total | 330 | 2012-06-01 | 2050-12-01 | IPTV |  |  | IPCO | CC | CCGT |  | Langley Gulch Power Plant | GTG | STG
Lanl_Ta_3_GT | Lanl Ta 3 GT | Lanl Ta 3 GT | 33.5 | 2009-09-01 | 2025-06-01 | PNM | LANL_TA_3_GT1 | 2024-11-07 | PNM_EPE | CT | Peaker
Laramie_River_Station_2_ST | Laramie River Station 2 ST | Laramie River Station 2 ST | 621 | 1981-07-01 | 2050-12-01 | WACM | LaramieRiver2 | 2024-11-07 | WACM | Coal | Coal |  | Laramie River Station | 2
Laramie_River_Station_3_ST | Laramie River Station 3 ST | Laramie River Station 3 ST | 621 | 1982-11-01 | 2050-12-01 | WACM | LaramieRiver3 | 2024-11-07 | WACM | Coal | Coal |  | Laramie River Station | 3
LaRosita_CFE_CC1a | LaRosita CFE CC1a | LaRosita CFE CC1a | 165 | 2017-05-01 | 2050-12-01 | CFE |  |  | CFE | CC | CCGT
LaRosita_CFE_CC1b | LaRosita CFE CC1b | LaRosita CFE CC1b | 165 | 2003-01-01 | 2050-12-01 | CFE |  |  | CFE | CC | CCGT
LaRosita_CFE_CC1c | LaRosita CFE CC1c | LaRosita CFE CC1c | 405 | 2003-01-01 | 2050-12-01 | CFE |  |  | CFE | CC | CCGT
Las_Animas_5_IC | Las Animas 5 IC | Las Animas 5 IC | 1 | 1950-12-01 | 2050-12-01 | PSCO | Las_Animas5IC1 | 2024-11-07 | PSCO | ICE | Reciprocating_Engine |  | Las Animas | 4
Las_Animas_6_IC | Las Animas 6 IC | Las Animas 6 IC | 1 | 1950-12-01 | 2050-12-01 | PSCO | Las_Animas6IC1 | 2024-11-07 | PSCO | ICE | Reciprocating_Engine |  | Las Animas | 5
Las_Animas_7_IC | Las Animas 7 IC | Las Animas 7 IC | 3 | 1967-03-01 | 2050-12-01 | PSCO | Las_Animas7IC3 | 2024-11-07 | PSCO | ICE | Reciprocating_Engine |  | Las Animas | 6
Las_Cruces_Centennial_Solar_Farm_2_PV_T | Las Cruces Centennial Solar Farm 2 PV-T | Las Cruces Centennial Solar Farm 2 PV-T | 12 | 2012-03-01 | 2037-03-01 | EPE | APT_DIST_PV | 2024-11-07 | PNM_EPE | Solar_1Axis | Solar |  | SunE EPE2 LLC |  |  |  | SOLARV2025J_1AXIS_AZ_85333_DATELAND_0
Las_Vegas_Cogen_1CC | Las Vegas Cogen 1CC | Las Vegas Cogen 1CC | 99.58 | 1994-06-01 | 2029-12-01 | NEVP |  |  | NEVP | CC | CCGT |  | Las Vegas Generating Station | GEN1
Las_Vegas_Cogen_2CC1a | Las Vegas Cogen 2CC1a | Las Vegas Cogen 2CC1a | 60.5 | 2003-01-01 | 2039-12-01 | NEVP |  |  | NEVP | CC | CCGT |  | Las Vegas Generating Station | GEN3
Las_Vegas_Cogen_2CC1b | Las Vegas Cogen 2CC1b | Las Vegas Cogen 2CC1b | 60.5 | 2003-01-01 | 2039-12-01 | NEVP |  |  | NEVP | CC | CCGT
Las_Vegas_Cogen_2CC2a | Las Vegas Cogen 2CC2a | Las Vegas Cogen 2CC2a | 181.5 | 2003-01-01 | 2039-12-01 | NEVP |  |  | NEVP | CC | CCGT |  | Las Vegas Generating Station | GEN4
Las_Vegas_Cogen_2CC2b | Las Vegas Cogen 2CC2b | Las Vegas Cogen 2CC2b | 27.8 | 2003-01-01 | 2039-12-01 | NEVP |  |  | NEVP | CC | CCGT
Las_Vegas_Solar_PV_1_PV_NT | Las Vegas Solar PV 1 PV-NT | Las Vegas Solar PV 1 PV-NT | 5 | 2011-11-01 | 2041-11-01 | PNM | LasVegasSolarEC | 2024-11-07 | PNM_EPE | Solar_Fixed | Solar |  | Las Vegas Solar Energy Center |  |  |  | SOLARV2025J_FIXED__NM_ALBUQUERQUE
Last_Chance_1_HY | Last Chance 1 HY | Last Chance 1 HY | 0.3 | 1984-02-01 | 2025-12-31 | PAUT |  |  | PACE | Hydro | Hydro
Last_Chance_2_HY | Last Chance 2 HY | Last Chance 2 HY | 0.5 | 1984-02-01 | 2025-12-31 | PAUT |  |  | PACE | Hydro | Hydro
Last_Chance_3_HY | Last Chance 3 HY | Last Chance 3 HY | 1 | 1984-02-01 | 2025-12-31 | PAUT |  |  | PACE | Hydro | Hydro
Last_Chance_HY_Agg | Last Chance HY Agg | Last Chance HY Agg | 0.78 | 1984-02-01 | 2025-12-31 | PAUT |  |  | PACE | Hydro | Hydro
Latigo_Wind_1_WT | Latigo Wind 1 WT | Latigo Wind 1 WT | 60 | 2016-03-01 | 2036-03-01 | PAUT | LATIGO_WIND_1 | 2024-11-07 | PACE | Wind | Wind |  | Latigo Wind Park |  |  |  | WIND_V2025E_EIA_UTAH
Ldwp_Hy_Agg_1_HY | Ldwp Hy Agg 1 HY | Ldwp Hy Agg 1 HY | 10.8 | 1971-10-01 | 2050-12-01 | LADWP | LDWP_HY_Agg_1 | 2024-11-07 | LADWP | Hydro | Hydro
Ldwp_Hy_Agg_2_HY | Ldwp Hy Agg 2 HY | Ldwp Hy Agg 2 HY | 9.54 | 2009-01-01 | 2050-12-01 | LADWP | LDWP_HY_Agg_2 | 2024-11-07 | LADWP | Hydro | Hydro
Leaburg_HY_1_HY | Leaburg HY 1 HY | Leaburg HY 1 HY | 6 | 1929-12-01 | 2050-12-01 | BPAT | Leaburg_EWEB | 2024-11-07 | BPAT | Hydro | Hydro |  | Leaburg | 1
Leaburg_HY_2_HY | Leaburg HY 2 HY | Leaburg HY 2 HY | 7.5 | 1949-12-01 | 2050-12-01 | BPAT | LeaburgHY2HY7_5 | 2024-11-07 | BPAT | Hydro | Hydro |  | Leaburg | 2
Leaning_Juniper_24473_WT | Leaning Juniper 24473 WT | Leaning Juniper 24473 WT | 110.4 | 2006-09-01 | 2046-01-01 | PACW | Leaning_Juniper_Wind_1 | 2024-11-07 | PACW | Wind | Wind |  | Leaning Juniper |  |  |  | WIND_V2025E_EIA_OREGON
Leaning_Juniper_2A_43_WT | Leaning Juniper 2A 43 WT | Leaning Juniper 2A 43 WT | 90.29 | 2011-04-01 | 2050-12-01 | BPAT | Leaning_Juniper_Wind_2A | 2024-11-07 | BPAT | Wind | Wind |  | Leaning Juniper Wind Power II | 1 |  |  | WIND_V2025E_EIA_OREGON
Leaning_Juniper_2B_74_WT | Leaning Juniper 2B 74 WT | Leaning Juniper 2B 74 WT | 111 | 2011-04-01 | 2050-12-01 | BPAT | Leaning_Juniper_Wind_2B | 2024-11-07 | BPAT | Wind | Wind |  | Leaning Juniper Wind Power II | 1 |  |  | WIND_V2025E_EIA_OREGON
Lemolo_1_HY | Lemolo 1 HY | Lemolo 1 HY | 32 | 1955-07-01 | 2038-12-01 | PACW | Lemolo1_1 | 2024-11-07 | PACW | Hydro | Hydro |  | Lemolo 1
Lemolo_2_HY | Lemolo 2 HY | Lemolo 2 HY | 38.5 | 1956-11-01 | 2038-12-01 | PACW | Lemolo_2_1 | 2024-11-07 | PACW | Hydro | Hydro |  | Lemolo 2
Lethbridge_Burdett_1_GT | Lethbridge Burdett 1 GT | Lethbridge Burdett 1 GT | 7 | 2001-08-01 | 2051-12-01 | AESO |  |  | BCHA_AESO | CT | Peaker
Lethbridge_Coaldale_Me04_1_GT | Lethbridge Coaldale Me04 1 GT | Lethbridge Coaldale Me04 1 GT | 6 | 2001-09-01 | 2050-12-01 | AESO | Maxim_Coaldale | 2024-11-07 | BCHA_AESO | CT | Peaker
Lethbridge_Taber_Me02_1_GT | Lethbridge Taber Me02 1 GT | Lethbridge Taber Me02 1 GT | 8 | 2001-08-01 | 2050-12-01 | AESO | Maxim_Taber | 2024-11-07 | BCHA_AESO | CT | Peaker
Lewiston_1_HY | Lewiston 1 HY | Lewiston 1 HY | 0.5 | 1964-04-01 | 2051-12-31 | NCNC |  |  | NCNC | Hydro | Hydro
Libby_HY_1_HY | Libby HY 1 HY | Libby HY 1 HY | 105 | 1975-08-01 | 2050-12-01 | BPAT | Libby_1 | 2024-11-07 | BPAT | Hydro | Hydro |  | Libby | 1
Libby_HY_2_HY | Libby HY 2 HY | Libby HY 2 HY | 105 | 1975-10-01 | 2050-12-01 | BPAT | Libby_2 | 2024-11-07 | BPAT | Hydro | Hydro |  | Libby | 2
Libby_HY3_HY | Libby HY3 HY | Libby HY3 HY | 105 | 1976-01-01 | 2050-12-01 | BPAT | Libby_3 | 2024-11-07 | BPAT | Hydro | Hydro |  | Libby | 3
Libby_HY4_HY | Libby HY4 HY | Libby HY4 HY | 105 | 1976-04-01 | 2050-12-01 | BPAT | Libby_4 | 2024-11-07 | BPAT | Hydro | Hydro |  | Libby | 4
Libby_HY5_HY | Libby HY5 HY | Libby HY5 HY | 105 | 1984-09-01 | 2050-12-01 | BPAT | Libby_5 | 2024-11-07 | BPAT | Hydro | Hydro |  | Libby | 5
Lime_Wind_Energy_1_WT | Lime Wind Energy 1 WT | Lime Wind Energy 1 WT | 3 | 2011-11-01 | 2050-12-01 | IPTV | LimeWind | 2024-11-07 | IPCO | Wind | Wind |  | Lime Wind |  |  |  | WIND_V2025E_EIA_IDAHO
Limon_1_GT | Limon 1 GT | Limon 1 GT | 67.2 | 2002-01-01 | 2050-12-01 | WACM | Limon_CT_1 | 2024-11-07 | WACM | CT | Peaker |  | Limon Generating Station | L1
Limon_2_GT | Limon 2 GT | Limon 2 GT | 67.2 | 2002-01-01 | 2050-12-01 | WACM | Limon_CT_2 | 2024-11-07 | WACM | CT | Peaker |  | Limon Generating Station | L2
Limon_I_1_WT | Limon I 1 WT | Limon I 1 WT | 200 | 2012-11-01 | 2037-10-01 | PSCO | Limon_Wind_1 | 2024-11-07 | PSCO | Wind | Wind |  | Limon Wind I |  |  |  | WIND_V2025E_EIA_WYOMING
Limon_II_1_WT | Limon II 1 WT | Limon II 1 WT | 200 | 2012-11-01 | 2037-11-01 | PSCO | Limon_Wind_2 | 2024-11-07 | PSCO | Wind | Wind |  | Limon Wind II |  |  |  | WIND_V2025E_EIA_WYOMING
Limon_III_1_WT | Limon III 1 WT | Limon III 1 WT | 200.6 | 2014-10-01 | 2039-10-01 | PSCO | Limon_Wind_3 | 2024-11-07 | PSCO | Wind | Wind |  | Limon III Wind LLC |  |  |  | WIND_V2025E_EIA_WYOMING
Lind_1 | Lind 1 | Lind 1 | 19.2 | 2015-12-01 | 2050-12-01 | BPAT | NewLIND | 2024-11-07 | BPAT | Solar_Fixed | Solar |  | Adams Nielson Solar |  |  |  | SOLARV2025J_FIXED__OR_MEDFORD
Linden_Ranch_Wind_25_WT | Linden Ranch Wind 25 WT | Linden Ranch Wind 25 WT | 50 | 2010-06-01 | 2050-12-01 | BPAT | LindenWind | 2024-11-07 | BPAT | Wind | Wind |  | Linden Wind Energy Project |  |  |  | WIND_V2025E_EIA_OREGON
Linkville_Solar_PV_T | Linkville Solar PV-T | Linkville Solar PV-T | 2.8 | 2023-02-01 | 2044-03-01 | PACW |  |  | PACW | Solar_1Axis | Solar |  | Linkville Solar (CSG) | LS22 |  |  | SOLARV2025J_1AXIS__OR_MEDFORD
Little_Falls_1_HY | Little Falls 1 HY | Little Falls 1 HY | 10.8 | 2023-10-01 | 2050-12-01 | AVA | Little_Falls_1 | 2024-11-07 | BPAT | Hydro | Hydro |  | Little Falls (WA) | 1
Little_Falls_2_HY | Little Falls 2 HY | Little Falls 2 HY | 10.8 | 2023-10-01 | 2050-12-01 | AVA | Little_Falls_2 | 2024-11-07 | BPAT | Hydro | Hydro |  | Little Falls (WA) | 2
Little_Falls_3_HY | Little Falls 3 HY | Little Falls 3 HY | 10.8 | 2023-11-01 | 2050-12-01 | AVA | Little_Falls_3 | 2024-11-07 | BPAT | Hydro | Hydro |  | Little Falls (WA) | 3
Little_Falls_4_HY | Little Falls 4 HY | Little Falls 4 HY | 10.8 | 2023-12-01 | 2050-12-01 | AVA | Little_Falls_4 | 2024-11-07 | BPAT | Hydro | Hydro |  | Little Falls (WA) | 4
Little_Goose | Little Goose | Little Goose | 810 | 1970-04-01 | 2050-12-01 | BPAT |  |  | BPAT | Hydro | Hydro |  | Little Goose | 1 | 2 | 3
Logan_County_1_WT | Logan County 1 WT | Logan County 1 WT | 201 | 2007-12-01 | 2027-12-01 | PSCO | Logan_County | 2024-11-07 | PSCO | Wind | Wind |  | Logan Wind Energy |  |  |  | WIND_V2025E_EIA_WYOMING
Lone_Mountain_1_BT | Lone Mountain 1 BT | Lone Mountain 1 BT | 15 | 2026-01-01 | 2053-12-01 | NEVP |  |  | NEVP | Geothermal | Geothermal
Long_Lake_1_HY | Long Lake 1 HY | Long Lake 1 HY | 8.75 | 2013-09-01 | 2050-12-01 | BCHA | LongLake1 | 2024-11-07 | BCHA_AESO | Hydro | Hydro
Long_Lake_2_HY | Long Lake 2 HY | Long Lake 2 HY | 8.75 | 2013-09-01 | 2050-12-01 | BCHA | LongLake2 | 2024-11-07 | BCHA_AESO | Hydro | Hydro
Long_Lake_3_HY | Long Lake 3 HY | Long Lake 3 HY | 17.5 | 2025-12-01 | 2050-12-01 | AVA | Long_Lake_3 | 2024-11-07 | BPAT | Hydro | Hydro |  | Long Lake | 3
Long_Lake_4_HY | Long Lake 4 HY | Long Lake 4 HY | 17.5 | 1924-01-01 | 2050-12-01 | AVA | Long_Lake_4 | 2024-11-07 | BPAT | Hydro | Hydro |  | Long Lake | 4
Long_Lake_BC_1_HY | Long Lake BC 1 HY | Long Lake BC 1 HY | 17.1 | 2013-12-20 | 2051-12-31 | BCHA |  |  | BCHA_AESO | Hydro | Hydro
Long_Lake_BC_2_HY | Long Lake BC 2 HY | Long Lake BC 2 HY | 17.1 | 2013-12-20 | 2051-12-31 | BCHA |  |  | BCHA_AESO | Hydro | Hydro
Long_Lake_1 | Long_Lake_1 | Long_Lake_1 | 8.75 | 2024-12-01 | 2050-12-01 | AVA |  |  | BPAT | Hydro | Hydro |  | Long Lake | 1
Long_Lake_2 | Long_Lake_2 | Long_Lake_2 | 8.75 | 2024-12-01 | 2050-12-01 | AVA |  |  | BPAT | Hydro | Hydro |  | Long Lake | 2
Longmont_Hydro_Agg_HY | Longmont Hydro Agg HY | Longmont Hydro Agg HY | 0.56 | 2023-12-01 | 2050-12-01 | WACM | Longmont_Hydro_Agg | 2024-11-07 | WACM | Hydro | Hydro
Longview_Fibre_1_ST1_ST | Longview Fibre 1 ST1 ST | Longview Fibre 1 ST1 ST | 10 | 1949-01-01 | 2050-12-01 | BPAT | LongviewFibre7 | 2024-11-07 | BPAT | Biomass/Wood | Biomass |  | Longview Fibre | 7
Longview_Fibre_1_ST2_ST | Longview Fibre 1 ST2 ST | Longview Fibre 1 ST2 ST | 20 | 1958-01-01 | 2050-12-01 | BPAT | LongviewFibre4 | 2024-11-07 | BPAT | Biomass/Wood | Biomass |  | Longview Fibre | 4
Longview_Fibre_1_ST3_ST | Longview Fibre 1 ST3 ST | Longview Fibre 1 ST3 ST | 25 | 1966-04-01 | 2050-12-01 | BPAT | LongviewFibre6 | 2024-11-07 | BPAT | Biomass/Wood | Biomass |  | Longview Fibre | 6
Lookout_Point_HY_1_HY | Lookout Point HY 1 HY | Lookout Point HY 1 HY | 40 | 1955-05-01 | 2050-12-01 | BPAT | Lookout_Point_1 | 2024-11-07 | BPAT | Hydro | Hydro |  | Lookout Point | 1
Lookout_Point_HY_2_HY | Lookout Point HY 2 HY | Lookout Point HY 2 HY | 40 | 1955-03-01 | 2050-12-01 | BPAT | Lookout_Point_2 | 2024-11-07 | BPAT | Hydro | Hydro |  | Lookout Point | 2
Lookout_Point_HY3_HY | Lookout Point HY3 HY | Lookout Point HY3 HY | 40 | 1955-01-01 | 2050-12-01 | BPAT | Lookout_Point_3 | 2024-11-07 | BPAT | Hydro | Hydro |  | Lookout Point | 3
Loon_Lake_1_HY | Loon Lake 1 HY | Loon Lake 1 HY | 78 | 1971-09-01 | 2051-12-01 | NCNC | Loon_Lake | 2024-11-07 | NCNC | Hydro | Hydro |  | Loon Lake
Lordsburg_Gt_1_GT | Lordsburg Gt 1 GT | Lordsburg Gt 1 GT | 54 | 2002-07-01 | 2042-12-01 | PNM | Lordsburg_1 | 2024-11-07 | PNM_EPE | CT | Peaker |  | Lordsburg Generating | GT1
Lordsburg_Gt_2_GT | Lordsburg Gt 2 GT | Lordsburg Gt 2 GT | 54 | 2002-07-01 | 2042-12-01 | PNM | Lordsburg_2 | 2024-11-07 | PNM_EPE | CT | Peaker |  | Lordsburg Generating | GT2
Lorenzetta_Creek_1_HY | Lorenzetta Creek 1 HY | Lorenzetta Creek 1 HY | 3.2 | 2016-10-01 | 2056-10-01 | BCHA | LRC_4G1 | 2024-11-07 | BCHA_AESO | Hydro | Hydro
Los_Lunas_Solar_PV_1_PV_NT | Los Lunas Solar PV 1 PV-NT | Los Lunas Solar PV 1 PV-NT | 7 | 2011-06-01 | 2041-06-01 | PNM | Los_Lunas_Solar | 2024-11-07 | PNM_EPE | Solar_Fixed | Solar |  | Los Lunas Solar Energy Center | LLSEC | LMS2 |  | SOLARV2025J_FIXED__NM_ALBUQUERQUE
Lost_Creek_HY_1_HY | Lost Creek HY 1 HY | Lost Creek HY 1 HY | 24.5 | 1977-09-01 | 2050-12-01 | BPAT | LostCreek_OR1 | 2024-11-07 | BPAT | Hydro | Hydro |  | Lost Creek | 1
Lost_Creek_HY_2_HY | Lost Creek HY 2 HY | Lost Creek HY 2 HY | 24.5 | 1977-12-01 | 2050-12-01 | BPAT | LostCreek_OR2 | 2024-11-07 | BPAT | Hydro | Hydro |  | Lost Creek | 2
Low_Line_Midway_Agg_HY | Low Line Midway Agg HY | Low Line Midway Agg HY | 2.5 | 2007-08-01 | 2050-12-01 | IPMV | Low_Line_Midway_Agg | 2024-11-07 | IPCO | Hydro | Hydro
Lower_Baker_3_HY | Lower Baker 3 HY | Lower Baker 3 HY | 85 | 2013-08-01 | 2050-12-01 | PSEI | LowerBaker4 | 2024-11-07 | BPAT | Hydro | Hydro |  | Lower Baker | 4
Lower_Baker_4_HY | Lower Baker 4 HY | Lower Baker 4 HY | 32 | 1959-12-01 | 2050-12-01 | PSEI | Lower_Baker_3 | 2024-11-07 | BPAT | Hydro | Hydro |  | Lower Baker | 3
Lower_Bear_1_HY | Lower Bear 1 HY | Lower Bear 1 HY | 5 | 2012-03-01 | 2050-12-01 | BCHA | LowerBear1 | 2024-11-07 | BCHA_AESO | Hydro | Hydro
Lower_Bear_2_HY | Lower Bear 2 HY | Lower Bear 2 HY | 5 | 2012-03-01 | 2050-12-01 | BCHA | LowerBear2 | 2024-11-07 | BCHA_AESO | Hydro | Hydro
Lower_Bonnington_1_HY | Lower Bonnington 1 HY | Lower Bonnington 1 HY | 14.1 | 1923-12-01 | 2050-12-01 | BCHA | L_Bonnington_1 | 2024-11-07 | BCHA_AESO | Hydro | Hydro
Lower_Bonnington_2_HY | Lower Bonnington 2 HY | Lower Bonnington 2 HY | 17.39 | 1999-11-01 | 2050-12-01 | BCHA | L_Bonnington_2 | 2024-11-07 | BCHA_AESO | Hydro | Hydro
Lower_Bonnington_3_HY | Lower Bonnington 3 HY | Lower Bonnington 3 HY | 14.1 | 1999-11-01 | 2050-12-01 | BCHA | L_Bonnington_3 | 2024-11-07 | BCHA_AESO | Hydro | Hydro
Lower_Boulder_HY_Agg | Lower Boulder HY Agg | Lower Boulder HY Agg | 6 | 1994-11-01 | 2050-12-31 | PAUT |  |  | PACE | Hydro | Hydro
Lower_Clowhom_1_HY | Lower Clowhom 1 HY | Lower Clowhom 1 HY | 11.88 | 2010-03-01 | 2050-12-01 | BCHA | Lower_Clowhom_1 | 2024-11-07 | BCHA_AESO | Hydro | Hydro
Lower_Granite | Lower Granite | Lower Granite | 810 | 1975-04-01 | 2050-12-01 | BPAT |  |  | BPAT | Hydro | Hydro |  | Lower Granite | 1 | 2 | 3
Lower_Hy_Agg_HY | Lower Hy Agg HY | Lower Hy Agg HY | 11 | 1940-08-01 | 2050-12-01 | PAID | Lower_HY_Agg | 2024-11-07 | PACE | Hydro | Hydro
Lower_Malad_1_HY | Lower Malad 1 HY | Lower Malad 1 HY | 13.5 | 1948-10-01 | 2050-12-01 | IPMV | Lower_Malad_1 | 2024-11-07 | IPCO | Hydro | Hydro |  | Lower Malad
Lower_Molina_1_HY | Lower Molina 1 HY | Lower Molina 1 HY | 4.86 | 1962-12-01 | 2050-12-01 | WACM | Lower_Molina | 2024-11-07 | WACM | Hydro | Hydro |  | Lower Molina
Lower_Monumental | Lower Monumental | Lower Monumental | 810 | 1969-06-01 | 2050-12-01 | BPAT |  |  | BPAT | Hydro | Hydro |  | Lower Monumental | 1 | 2 | 3
Lower_Ramona_1_HY | Lower Ramona 1 HY | Lower Ramona 1 HY | 7 | 2018-05-01 | 2050-12-01 | BCHA | Ramonas_L_1 | 2024-11-07 | BCHA_AESO | Hydro | Hydro
Lower_Salmon_1_HY | Lower Salmon 1 HY | Lower Salmon 1 HY | 15 | 1949-07-01 | 2050-12-01 | IPMV | Lower_Salmon_1 | 2024-11-07 | IPCO | Hydro | Hydro |  | Lower Salmon | 1
Lower_Salmon_2_HY | Lower Salmon 2 HY | Lower Salmon 2 HY | 15 | 1949-09-01 | 2050-12-01 | IPMV | Lower_Salmon_2 | 2024-11-07 | IPCO | Hydro | Hydro |  | Lower Salmon | 2
Lower_Salmon_3_HY | Lower Salmon 3 HY | Lower Salmon 3 HY | 15 | 1949-02-01 | 2050-12-01 | IPMV | Lower_Salmon_3 | 2024-11-07 | IPCO | Hydro | Hydro |  | Lower Salmon | 3
Lower_Salmon_4_HY | Lower Salmon 4 HY | Lower Salmon 4 HY | 15 | 1949-03-01 | 2050-12-01 | IPMV | Lower_Salmon_4 | 2024-11-07 | IPCO | Hydro | Hydro |  | Lower Salmon | 4
Lower_Snake_Wind_149_WT | Lower Snake Wind 149 WT | Lower Snake Wind 149 WT | 342.69 | 2012-04-01 | 2050-12-01 | BPAT | Lower_Snake_River_A | 2024-11-07 | BPAT | Wind | Wind |  | Lower Snake River Wind Energy Project | LSR 1 |  |  | WIND_V2025E_EIA_OREGON
Lower_Valley_Energy_Agg_HY | Lower Valley Energy Agg HY | Lower Valley Energy Agg HY | 1.7 | 2009-04-01 | 2050-12-01 | PAID | Lower_Valley_Energy_Agg | 2024-11-07 | PACE | Hydro | Hydro
Lp_Golden_1_ST | Lp Golden 1 ST | Lp Golden 1 ST | 7.5 | 2011-05-01 | 2050-12-01 | BCHA | Golden_Biomass | 2024-11-07 | BCHA_AESO | Biomass/Wood | Biomass
Lucky_Peak_1_HY | Lucky Peak 1 HY | Lucky Peak 1 HY | 45 | 1988-10-01 | 2050-12-01 | IPTV | LuckyPeak131 | 2024-11-07 | IPCO | Hydro | Hydro |  | Lucky Peak Power Plant Project | U131
Lucky_Peak_2_HY | Lucky Peak 2 HY | Lucky Peak 2 HY | 45 | 1988-10-01 | 2050-12-01 | IPTV | LuckyPeak132 | 2024-11-07 | IPCO | Hydro | Hydro |  | Lucky Peak Power Plant Project | U132
Lucky_Peak_3_HY | Lucky Peak 3 HY | Lucky Peak 3 HY | 11.25 | 1988-10-01 | 2050-12-01 | IPTV | LuckyPeak133 | 2024-11-07 | IPCO | Hydro | Hydro |  | Lucky Peak Power Plant Project | U133
Luke_Air_Force_Base_1_PV | Luke Air Force Base 1 PV | Luke Air Force Base 1 PV | 11.2 | 2015-06-01 | 2050-12-01 | AZPS | LukeAirForceBase | 2024-11-07 | AZPS | Solar_1Axis | Solar |  | Luke Solar |  |  |  | SOLARV2025J_1AXIS__AZ_PHOENIX
Luna_CC1a | Luna CC1a | Luna CC1a | 497.26 | 2006-05-01 | 2042-12-01 | PNM |  |  | PNM_EPE | CC | CCGT |  | Luna Energy Facility | CTG1 | CTG2
Luna_CC1b | Luna CC1b | Luna CC1b | 195 | 2006-05-01 | 2042-12-01 | PNM |  |  | PNM_EPE | CC | CCGT |  | Luna Energy Facility | STG1
Lund_Hill_Solar_PV_T | Lund Hill Solar PV-T | Lund Hill Solar PV-T | 193 | 2022-03-01 | 2050-12-01 | BPAT | Lund_Hill_Solar | 2024-11-07 | BPAT | Solar_1Axis | Solar |  | Lund Hill Solar |  |  |  | SOLARV2025J_1AXIS__OR_MEDFORD
Luning_Energy_1_PV_NT | Luning Energy 1 PV-NT | Luning Energy 1 PV-NT | 50 | 2017-01-01 | 2025-12-01 | NEVP | Luning_Solar | 2024-11-07 | NEVP | Solar_Fixed | Solar |  | Luning Energy |  |  |  | SOLARV2025J_FIXED_CA_MERCED_GUSTINE_0
Macho_Springs_1_WT | Macho Springs 1 WT | Macho Springs 1 WT | 50.4 | 2011-11-01 | 2031-11-01 | TEPC | Macho_Springs_Wind | 2024-11-07 | TEPC | Wind | Wind |  | Macho Springs Power I |  |  |  | WIND_V2025E_EIA_NEWMEXICO
Macho_Springs_Solar_1_PV_T | Macho Springs Solar 1 PV-T | Macho Springs Solar 1 PV-T | 50 | 2014-05-01 | 2034-12-01 | EPE | MS_G1 | 2024-11-07 | PNM_EPE | Solar_1Axis | Solar |  | Macho Springs |  |  |  | SOLARV2025J_1AXIS_AZ_85333_DATELAND_0
Mackay_River_Mkrc_1_CT | Mackay River Mkrc 1 CT | Mackay River Mkrc 1 CT | 207 | 2004-05-01 | 2050-12-01 | AESO | MACKAY1_1 | 2024-11-07 | BCHA_AESO | Cogen | CHP
MacleodG1_1 | MacleodG1_1 | MacleodG1_1 | 33 | 2010-02-01 | 2050-12-01 | AESO |  |  | BCHA_AESO | Wind | Wind | [5 empty] | WIND_V2025E_EIA_OREGON
Madison_Agg_HY | Madison Agg HY | Madison Agg HY | 8.8 | 2023-06-01 | 2050-12-01 | NWMT | Madison_MAD1 | 2024-11-07 | NWMT_WAUW | Hydro | Hydro |  | Madison Dam | MAD1 | MAD2 | MAD3
Magic_Reservoir_1_HY | Magic Reservoir 1 HY | Magic Reservoir 1 HY | 3 | 1989-06-01 | 2050-12-01 | IPMV | MagicDam1 | 2024-11-07 | IPCO | Hydro | Hydro |  | Magic Dam Hydroelectric Project | GEN1 | GEN2 | GEN3
Magic_Reservoir_2_HY | Magic Reservoir 2 HY | Magic Reservoir 2 HY | 3 | 1989-06-01 | 2051-12-31 | IPTV |  |  | IPCO | Hydro | Hydro
Magic_Reservoir_3_HY | Magic Reservoir 3 HY | Magic Reservoir 3 HY | 3 | 1989-06-01 | 2051-12-31 | IPTV |  |  | IPCO | Hydro | Hydro
Magnolia_CC | Magnolia CC | Magnolia CC | 299 | 2005-09-01 | 2050-12-31 | LADWP |  |  | LADWP | CC | CCGT |  | Magnolia Power Project
Magpie_Solar_1_OT | Magpie Solar 1 OT | Magpie Solar 1 OT | 3 | 2018-06-01 | 2050-12-01 | NWMT | Magpie_Solar1PV3 | 2024-11-07 | NWMT_WAUW | Solar_Fixed | Solar |  | Magpie Solar, LLC |  |  |  | SOLARV2025J_FIXED__UT_SALTLAKECITY
Mahkeses_1_1_CT | Mahkeses 1-1 CT | Mahkeses 1-1 CT | 90 | 2002-11-01 | 2050-12-01 | AESO | MAHKESESG1_1 | 2024-11-07 | BCHA_AESO | Cogen | CHP
Mahkeses_1_2_CT | Mahkeses 1-2 CT | Mahkeses 1-2 CT | 90 | 2002-11-01 | 2050-12-01 | AESO | MAHKESESG2_2 | 2024-11-07 | BCHA_AESO | Cogen | CHP
Main_Canal_1_HY | Main Canal 1 HY | Main Canal 1 HY | 26.8 | 1987-01-01 | 2027-01-01 | TPWR | MainCanal | 2024-11-07 | BPAT | Hydro | Hydro |  | Main Canal Headworks
Mainline_Windfarm_1_WT | Mainline Windfarm 1 WT | Mainline Windfarm 1 WT | 23 | 2012-07-01 | 2051-12-01 | IPTV |  |  | IPCO | Wind | Wind |  | Mainline Windfarm | 1 |  |  | WIND_V2025E_EIA_IDAHO
Mamquam_1_HY | Mamquam 1 HY | Mamquam 1 HY | 29 | 1996-11-01 | 2050-12-01 | BCHA | Mamquam_1 | 2024-11-07 | BCHA_AESO | Hydro | Hydro
Mamquam_2_HY | Mamquam 2 HY | Mamquam 2 HY | 29 | 1996-11-01 | 2050-12-01 | BCHA | Mamquam_2 | 2024-11-07 | BCHA_AESO | Hydro | Hydro
Manchief_1_GT | Manchief 1 GT | Manchief 1 GT | 150.5 | 2000-05-01 | 2040-12-01 | PSCO | Manchief_1 | 2024-11-07 | PSCO | CT | Peaker |  | Manchief Electric Generating Station | UN1
Manchief_2_GT | Manchief 2 GT | Manchief 2 GT | 150.5 | 2000-05-01 | 2040-12-01 | PSCO | Manchief_2 | 2024-11-07 | PSCO | CT | Peaker |  | Manchief Electric Generating Station | UN2
Manitou_Hy_Agg_PV_T | Manitou Hy Agg PV-T | Manitou Hy Agg PV-T | 5.6 | 1939-01-01 | 2050-12-01 | WACM | Manitou_HY_Agg | 2024-11-07 | WACM | Hydro | Hydro |  | Manitou Springs | 1 | 2 | 3
Manzano_Solar_PV_1_PV_NT | Manzano Solar PV 1 PV-NT | Manzano Solar PV 1 PV-NT | 8 | 2013-10-01 | 2043-10-01 | PNM | Manzano_Solar | 2024-11-07 | PNM_EPE | Solar_Fixed | Solar |  | Manzano Solar |  |  |  | SOLARV2025J_FIXED__NM_ALBUQUERQUE
MarchPointCC_Total | MarchPointCC-Total | MarchPointCC-Total | 167.04 | 1991-09-01 | 2050-12-01 | BPAT |  |  | BPAT | CC | CCGT
Marengo_1_WT | Marengo 1 WT | Marengo 1 WT | 156 | 2020-01-01 | 2049-11-01 | PACW | MarengoWind1 | 2024-11-07 | PACW | Wind | Wind |  | Marengo Wind Plant | 1 |  |  | WIND_V2025E_EIA_OREGON
Marengo_2_WT | Marengo 2 WT | Marengo 2 WT | 78 | 2020-02-01 | 2049-11-01 | PACW | MarengoWind2 | 2024-11-07 | PACW | Wind | Wind |  | Marengo Wind Plant | 2 |  |  | WIND_V2025E_EIA_OREGON
Marion_3_Creek_1_HY | Marion 3 Creek 1 HY | Marion 3 Creek 1 HY | 4.59 | 2005-01-01 | 2050-12-01 | BCHA | Marion3_Creek | 2024-11-07 | BCHA_AESO | Hydro | Hydro
Marsh_Valley_Hydro_Electric_1_HY | Marsh Valley Hydro Electric 1 HY | Marsh Valley Hydro Electric 1 HY | 1.7 | 1986-11-21 | 2028-02-28 | PAUT |  |  | PACE | Hydro | Hydro
Marys_Lake_1_HY | Marys Lake 1 HY | Marys Lake 1 HY | 8.08 | 1951-05-01 | 2050-12-01 | WACM | Marys_Lake | 2024-11-07 | WACM | Hydro | Hydro |  | Marys Lake
Maxwell_Hydro | Maxwell Hydro | Maxwell Hydro | 0.1 | 1985-04-01 | 2028-05-01 | PSCO |  |  | PSCO | Hydro | Hydro
Mayfield_4_1_HY | Mayfield 4-1 HY | Mayfield 4-1 HY | 40.5 | 1963-05-01 | 2050-12-01 | TPWR | Mayfield_41 | 2024-11-07 | BPAT | Hydro | Hydro |  | Mayfield | 41
Mayfield_4_2_HY | Mayfield 4-2 HY | Mayfield 4-2 HY | 40.5 | 1963-03-01 | 2050-12-01 | TPWR | Mayfield_42 | 2024-11-07 | BPAT | Hydro | Hydro |  | Mayfield | 42
Mayfield_4_3_HY | Mayfield 4-3 HY | Mayfield 4-3 HY | 40.5 | 1963-04-01 | 2050-12-01 | TPWR | Mayfield_43 | 2024-11-07 | BPAT | Hydro | Hydro |  | Mayfield | 43
Mayfield_4_4_HY | Mayfield 4-4 HY | Mayfield 4-4 HY | 40.5 | 1963-06-01 | 2050-12-01 | TPWR | Mayfield_44 | 2024-11-07 | BPAT | Hydro | Hydro |  | Mayfield | 44
Mcbride_Lake_Windfarm_Ake1_1_WT | Mcbride Lake Windfarm Ake1 1 WT | Mcbride Lake Windfarm Ake1 1 WT | 18 | 2004-01-01 | 2050-12-01 | AESO | McBride_Lake_1 | 2024-11-07 | BCHA_AESO | Wind | Wind | [5 empty] | WIND_V2025E_EIA_OREGON
Mcbride_Lake_Windfarm_Ake1_2_WT | Mcbride Lake Windfarm Ake1 2 WT | Mcbride Lake Windfarm Ake1 2 WT | 18 | 2003-01-01 | 2050-12-01 | AESO | McBride_Lake_2 | 2024-11-07 | BCHA_AESO | Wind | Wind | [5 empty] | WIND_V2025E_EIA_OREGON
Mcbride_Lake_Windfarm_Ake1_3_WT | Mcbride Lake Windfarm Ake1 3 WT | Mcbride Lake Windfarm Ake1 3 WT | 18.5 | 2004-01-01 | 2051-12-01 | AESO |  |  | BCHA_AESO | Wind | Wind | [5 empty] | WIND_V2025E_ONSHORE_ABCYPRESS_TRANSFORM
Mcbride_Lake_Windfarm_Ake1_4_WT | Mcbride Lake Windfarm Ake1 4 WT | Mcbride Lake Windfarm Ake1 4 WT | 18.5 | 2004-01-01 | 2050-12-01 | AESO | McBride_Lake_4 | 2024-11-07 | BCHA_AESO | Wind | Wind | [5 empty] | WIND_V2025E_EIA_OREGON
Mcclellan_1_GT | Mcclellan 1 GT | Mcclellan 1 GT | 72 | 1986-03-01 | 2051-12-01 | NCNC | McClellan_1 | 2024-11-07 | NCNC | CT | Peaker |  | McClellan (CA)
Mcclure_1_GT | Mcclure 1 GT | Mcclure 1 GT | 71.2 | 1980-07-01 | 2051-12-01 | NCNC | McClure_1 | 2024-11-07 | NCNC | CT | Peaker |  | McClure | 1
Mcclure_2_GT | Mcclure 2 GT | Mcclure 2 GT | 71.2 | 1981-07-01 | 2051-12-01 | NCNC | McClure_2 | 2024-11-07 | NCNC | CT | Peaker |  | McClure | 2
McFaddenRidge | McFaddenRidge | McFaddenRidge | 35.2 | 2009-09-01 | 2049-01-01 | PAWY |  |  | PACE | Wind | Wind |  | McFadden Ridge |  |  |  | WIND_V2025E_EIA_WYOMING
McGinness_Hills_3_2 | McGinness Hills 3-2 | McGinness Hills 3-2 | 30 | 2022-08-01 | 2040-12-01 | NEVP |  |  | NEVP | Geothermal | Geothermal |  | McGinness Hills 3 | OEC32
Mcintosh_Creek_1_HY | Mcintosh Creek 1 HY | Mcintosh Creek 1 HY | 0.6 | 2016-04-01 | 2051-04-01 | BCHA | znMIK_4G1G2_1 | 2024-11-07 | BCHA_AESO | Hydro | Hydro
Mcintosh_Creek_2_HY | Mcintosh Creek 2 HY | Mcintosh Creek 2 HY | 0.6 | 2016-04-01 | 2051-04-01 | BCHA | znMIK_4G1G2_2 | 2024-11-07 | BCHA_AESO | Hydro | Hydro
Mckenzie_PV_Agg_PV_T | Mckenzie PV Agg PV-T | Mckenzie PV Agg PV-T | 30 | 2012-11-01 | 2051-12-01 | NCNC | McKenziePVAgg | 2024-11-07 | NCNC | Solar_1Axis | Solar |  | RE McKenzie 1 LLC |  |  |  | SOLARV2025J_1AXIS__CA_SACRAMENTO
McLymontCreek | McLymontCreek | McLymontCreek | 66 | 2015-10-01 | 2050-12-01 | BCHA |  |  | BCHA_AESO | Hydro | Hydro
Mcmahon_Co_Gen_1_GT | Mcmahon Co Gen 1 GT | Mcmahon Co Gen 1 GT | 55 | 1993-11-01 | 2029-03-01 | BCHA | McMahon_1 | 2024-11-07 | BCHA_AESO | CT | Peaker
Mcmahon_Co_Gen_2_GT | Mcmahon Co Gen 2 GT | Mcmahon Co Gen 2 GT | 55 | 1993-11-01 | 2029-03-01 | BCHA | McMahon_2 | 2024-11-07 | BCHA_AESO | CT | Peaker
Mcmahon_Gas_1_GT | Mcmahon Gas 1 GT | Mcmahon Gas 1 GT | 2.5 | 2013-11-01 | 2051-12-01 | BCHA |  |  | BCHA_AESO | CT | Peaker
Mcmahon_Gas_2_GT | Mcmahon Gas 2 GT | Mcmahon Gas 2 GT | 2.5 | 2013-11-01 | 2051-12-01 | BCHA |  |  | BCHA_AESO | CT | Peaker
Mcmahon_Gas_3_GT | Mcmahon Gas 3 GT | Mcmahon Gas 3 GT | 2.5 | 2013-11-01 | 2051-12-01 | BCHA |  |  | BCHA_AESO | CT | Peaker
McMahon_Gas_GT_Agg | McMahon Gas GT Agg | McMahon Gas GT Agg | 7.5 | 2013-11-01 | 2051-12-01 | BCHA |  |  | BCHA_AESO | CT | Peaker
Mcnair_Creek_1_HY | Mcnair Creek 1 HY | Mcnair Creek 1 HY | 9.8 | 2004-11-01 | 2050-12-01 | BCHA | McNair_Creek_1 | 2024-11-07 | BCHA_AESO | Hydro | Hydro
McNary | McNary | McNary | 980 | 1997-11-01 | 2050-12-01 | BPAT |  |  | BPAT | Hydro | Hydro |  | McNary | 1 | 2 | 3
McNary_HY_Dam_Fishway_HY_1_HY | McNary HY Dam Fishway HY 1 HY | McNary HY Dam Fishway HY 1 HY | 10 | 1997-11-01 | 2050-12-01 | BPAT | McNaryFishway | 2024-11-07 | BPAT | Hydro | Hydro |  | McNary Dam Fish Attraction Project
Mcphee_1_HY | Mcphee 1 HY | Mcphee 1 HY | 1.28 | 1992-12-01 | 2050-12-01 | WACM | McPhee | 2024-11-07 | WACM | Hydro | Hydro |  | McPhee
Mead_Solar_Maverick_PV | Mead Solar (Maverick) PV | Mead Solar (Maverick) PV | 6.5 | 2017-01-01 | 2051-12-01 | PSCO |  |  | PSCO | Solar_1Axis | Solar |  | SR Mavericks | MVRKS |  |  | SOLARV2025J_1AXIS__CO_DENVER
Meadow_Creek_Project_Company_Five_Pine_1_WT | Meadow Creek Project Company Five Pine 1 WT | Meadow Creek Project Company Five Pine 1 WT | 39.9 | 2012-12-01 | 2032-12-01 | PACE | MeadowCreek_5P | 2024-11-07 | PACE | Wind | Wind |  | Meadow Creek Project Company |  |  |  | WIND_V2025E_EIA_IDAHO
Meadow_Creek_Project_Company_North_Point_1_WT | Meadow Creek Project Company North Point 1 WT | Meadow Creek Project Company North Point 1 WT | 79.8 | 2012-12-01 | 2032-12-01 | PAID |  |  | PACE | Wind | Wind |  | Meadow Creek Project Company | MCPC |  |  | WIND_V2025E_EIA_IDAHO
Meadowlake_Solar_PV_1_PV_T | Meadowlake Solar PV 1 PV-T | Meadowlake Solar PV 1 PV-T | 9 | 2014-12-01 | 2045-12-01 | PNM | Meadow_Lake | 2024-11-07 | PNM_EPE | Solar_Fixed | Solar |  | Meadow Lake Solar Energy Center |  |  |  | SOLARV2025J_FIXED__NM_ALBUQUERQUE
Mears_Creek_1_HY | Mears Creek 1 HY | Mears Creek 1 HY | 3.79 | 2004-01-01 | 2050-12-01 | BCHA | Mears_Creek_1 | 2024-11-07 | BCHA_AESO | Hydro | Hydro
Medicine_Bow_MB1_WT | Medicine Bow MB1 WT | Medicine Bow MB1 WT | 6.27 | 1998-01-01 | 2050-12-01 | PAWY | Medicine_Bow | 2024-11-07 | PACE | Wind | Wind |  | Medicine Bow | 3 | 10 | 11 | WIND_V2025E_EIA_WYOMING
Medicine_Hat_1_Cmh1_1_GT | Medicine Hat 1 Cmh1 1 GT | Medicine Hat 1 Cmh1 1 GT | 22 | 2018-02-01 | 2050-12-01 | AESO | NEW_CMH16_550001_16 | 2024-11-07 | BCHA_AESO | CT | Peaker
Medicine_Hat_1_Cmh1_10_GT | Medicine Hat 1 Cmh1 10 GT | Medicine Hat 1 Cmh1 10 GT | 30 | 2007-02-01 | 2050-12-01 | AESO | MedicineHat10 | 2024-11-07 | BCHA_AESO | CT | Peaker
Medicine_Hat_1_Cmh1_11_GT | Medicine Hat 1 Cmh1 11 GT | Medicine Hat 1 Cmh1 11 GT | 30 | 2007-02-01 | 2050-12-01 | AESO | MedicineHat11 | 2024-11-07 | BCHA_AESO | CT | Peaker
Medicine_Hat_1_Cmh1_12_GT | Medicine Hat 1 Cmh1 12 GT | Medicine Hat 1 Cmh1 12 GT | 35 | 2007-02-01 | 2050-12-01 | AESO | MedicineHat12 | 2024-11-07 | BCHA_AESO | Steam | ST
Medicine_Hat_1_Cmh1_1_2_GT | Medicine Hat 1 Cmh1 1-2 GT | Medicine Hat 1 Cmh1 1-2 GT | 45 | 2018-02-01 | 2051-12-01 | AESO |  |  | BCHA_AESO | CT | Peaker
Medicine_Hat_1_Cmh1_14_GT | Medicine Hat 1 Cmh1 14 GT | Medicine Hat 1 Cmh1 14 GT | 40 | 2003-06-01 | 2050-12-01 | AESO | MedicineHat13 | 2024-11-07 | BCHA_AESO | CT | Peaker
Medicine_Hat_1_Cmh1_15_GT | Medicine Hat 1 Cmh1 15 GT | Medicine Hat 1 Cmh1 15 GT | 50 | 2010-07-01 | 2050-12-01 | AESO | MedicineHat15 | 2024-11-07 | BCHA_AESO | CT | Peaker
Medicine_Hat_1_Cmh1_3_GT | Medicine Hat 1 Cmh1 3 GT | Medicine Hat 1 Cmh1 3 GT | 25 | 2007-02-01 | 2050-12-01 | AESO | CMH_3_3 | 2024-11-07 | BCHA_AESO | Steam | ST
Meg1_Christina_Lake_Meg1_1_GT | Meg1 Christina Lake Meg1 1 GT | Meg1 Christina Lake Meg1 1 GT | 101 | 2013-08-01 | 2050-12-01 | AESO | MEG_ChristingLk | 2024-11-07 | BCHA_AESO | Cogen | CHP
Meg1_Christina_Lake_Meg1_2_GT | Meg1 Christina Lake Meg1 2 GT | Meg1 Christina Lake Meg1 2 GT | 101 | 2010-07-01 | 2050-12-01 | AESO | Conklin | 2024-11-07 | BCHA_AESO | Cogen | CHP
Meikle_Wind_1 | Meikle_Wind_1 | Meikle_Wind_1 | 184.62 | 2017-02-01 | 2050-12-01 | BCHA |  |  | BCHA_AESO | Wind | Wind | [5 empty] | WIND_V2025E_ONSHORE_BCPEACERIVER_TRANSFORM
Melba_Distributed_BESS_BA | Melba Distributed BESS BA | Melba Distributed BESS BA | 2 | 2024-06-01 | 2051-12-01 | IPTV |  |  | IPCO | Battery_4h | Li-ion Battery |  | Melba BESS | 1 |  |  |  | 8 | 4
Merritt_Green_Energy_1_ST | Merritt Green Energy 1 ST | Merritt Green Energy 1 ST | 40 | 2018-02-01 | 2050-12-01 | BCHA | MerrittGreen | 2024-11-07 | BCHA_AESO | Biomass/Wood | Biomass
Merwin_1_HY | Merwin 1 HY | Merwin 1 HY | 45 | 1932-01-01 | 2058-12-01 | PACW | Merwin_1 | 2024-11-07 | PACW | Hydro | Hydro |  | Merwin | 1
Merwin_2_HY | Merwin 2 HY | Merwin 2 HY | 45 | 1949-12-01 | 2058-12-01 | PACW | Merwin_2 | 2024-11-07 | PACW | Hydro | Hydro |  | Merwin | 2
Merwin_3_HY | Merwin 3 HY | Merwin 3 HY | 45 | 1958-09-01 | 2058-12-01 | PACW | Merwin_3 | 2024-11-07 | PACW | Hydro | Hydro |  | Merwin | 3
Merwin_H_HY | Merwin H HY | Merwin H HY | 1 | 1931-07-01 | 2058-12-01 | PACW | MerwinHHY1 | 2024-11-07 | PACW | Hydro | Hydro |  | Merwin | House
Mesquite_5_BA | Mesquite 5 BA | Mesquite 5 BA | 60 | 2023-06-01 | 2050-12-01 | WALC | ConEdMesquite | 2024-11-07 | WALC | Battery_4h | Li-ion Battery |  | Mesquite Solar 5, LLC | MS5B |  |  |  | 240 | 4
Mesquite_5_PV | Mesquite 5 PV | Mesquite 5 PV | 60 | 2023-06-01 | 2050-12-01 | WALC | ConEdMesquite5 | 2024-11-07 | WALC | Solar_1Axis | Solar |  | Mesquite Solar 5, LLC | MS5 |  |  | SOLARV2025J_1AXIS_NV_CLARK_LASVEGAS_0
Mesquite_CC1a | Mesquite CC1a | Mesquite CC1a | 472 | 2003-06-01 | 2050-12-01 | AZPS | Mesquite_CC1 | 2024-11-07 | AZPS | CC | CCGT |  | Mesquite Generating Station Block 1 | GT1
Mesquite_CC1b | Mesquite CC1b | Mesquite CC1b | 172 | 2003-06-01 | 2050-12-01 | AZPS | Mesquite_CC1 | 2024-11-07 | AZPS | CC | CCGT |  | Mesquite Generating Station Block 1 | GT2
Mesquite_CC2a | Mesquite CC2a | Mesquite CC2a | 978.3 | 2003-12-01 | 2050-12-01 | SRP | MesquiteCC2_Total | 2024-11-07 | SRP | CC | CCGT |  | Mesquite Generating Station Block 2 | GT3
Mesquite_CC2b | Mesquite CC2b | Mesquite CC2b | 357.3 | 2003-12-01 | 2050-12-01 | SRP | MesquiteCC2_Total | 2024-11-07 | SRP | CC | CCGT |  | Mesquite Generating Station Block 2 | GT4
Metiskow_648S_DER_Solar_1_PV_NT | Metiskow 648S DER Solar 1 PV-NT | Metiskow 648S DER Solar 1 PV-NT | 22.5 | 2023-11-01 | 2054-12-01 | AESO |  |  | BCHA_AESO | Solar_Fixed | Solar | [5 empty] | SOLARV2025J_FIXED__WA_SEATTLE
Metro_Wastewater_Treatment_Pla_IC | Metro Wastewater Treatment Pla IC | Metro Wastewater Treatment Pla IC | 1 | 2013-04-01 | 2050-12-01 | BPAT | MetroWastewaterTreatment | 2024-11-07 | BPAT | Biomass/Wood | Biomass
Mexicali_1_GT | Mexicali 1 GT | Mexicali 1 GT | 26 | 1974-10-01 | 2050-12-01 | CFE | Mexicali1 | 2024-11-07 | CFE | ICE | Reciprocating_Engine
Mexicali_2_GT | Mexicali 2 GT | Mexicali 2 GT | 18 | 1977-01-01 | 2050-12-01 | CFE | Mexicali2 | 2024-11-07 | CFE | ICE | Reciprocating_Engine
Mexicali_3_GT | Mexicali 3 GT | Mexicali 3 GT | 18 | 1977-12-01 | 2050-12-01 | CFE | Mexicali3 | 2024-11-07 | CFE | ICE | Reciprocating_Engine
Meyers_Falls_1_HY | Meyers Falls 1 HY | Meyers Falls 1 HY | 0.9 | 2024-12-01 | 2050-12-01 | AVA | MeyersFalls1 | 2024-11-07 | BPAT | Hydro | Hydro |  | Meyers Falls | UN1
Meyers_Falls_2_HY | Meyers Falls 2 HY | Meyers Falls 2 HY | 0.28 | 2025-06-01 | 2050-12-01 | AVA | MeyersFalls2 | 2024-11-07 | BPAT | Hydro | Hydro |  | Meyers Falls | UN2
Mica_1_HY | Mica 1 HY | Mica 1 HY | 492 | 1975-12-01 | 2050-12-01 | BCHA | Mica_1 | 2024-11-07 | BCHA_AESO | Hydro | Hydro
Mica_2_HY | Mica 2 HY | Mica 2 HY | 492 | 1975-12-01 | 2050-12-01 | BCHA | Mica_2 | 2024-11-07 | BCHA_AESO | Hydro | Hydro
Mica_3_HY | Mica 3 HY | Mica 3 HY | 493.5 | 1975-12-01 | 2050-12-01 | BCHA | Mica_3 | 2024-11-07 | BCHA_AESO | Hydro | Hydro
Mica_4_HY | Mica 4 HY | Mica 4 HY | 493.5 | 1975-12-01 | 2050-12-01 | BCHA | Mica_4 | 2024-11-07 | BCHA_AESO | Hydro | Hydro
Mica_5_HY | Mica 5 HY | Mica 5 HY | 520 | 2015-01-01 | 2050-12-01 | BCHA | Mica_G5_5 | 2024-11-07 | BCHA_AESO | Hydro | Hydro
Mica_6_HY | Mica 6 HY | Mica 6 HY | 520 | 2015-11-01 | 2050-12-01 | BCHA | Mica_G6_6 | 2024-11-07 | BCHA_AESO | Hydro | Hydro
Michichi_Creek_802S_DER_Solar_1_PV_NT | Michichi Creek 802S DER Solar 1 PV-NT | Michichi Creek 802S DER Solar 1 PV-NT | 14 | 2023-04-01 | 2054-12-01 | AESO |  |  | BCHA_AESO | Solar_Fixed | Solar | [5 empty] | SOLARV2025J_FIXED__WA_SEATTLE
Michichi_DER_Solar_1_PV_NT | Michichi DER Solar 1 PV-NT | Michichi DER Solar 1 PV-NT | 75 | 2023-11-01 | 2054-12-01 | AESO |  |  | BCHA_AESO | Solar_Fixed | Solar | [5 empty] | SOLARV2025J_FIXED__WA_SEATTLE
Michichi_Solar_Mic1_1_PV_NT | Michichi Solar Mic1 1 PV-NT | Michichi Solar Mic1 1 PV-NT | 25 | 2022-11-01 | 2054-12-01 | AESO |  |  | BCHA_AESO | Solar_Fixed | Solar | [5 empty] | SOLARV2025J_FIXED__WA_SEATTLE
Mid_Columbia_Hydro_1_HY | Mid Columbia Hydro 1 HY | Mid Columbia Hydro 1 HY | 170 | 2009-11-01 | 2044-12-31 | GCPD |  |  | BPAT | Hydro | Hydro
Mid-Columbia_Hydro_2_HY | Mid-Columbia Hydro 2 HY | Mid-Columbia Hydro 2 HY | 37 | 2024-01-01 | 2024-12-31 | GCPD |  |  | BPAT | Hydro | Hydro
Middle_Creek_3_HY | Middle Creek 3 HY | Middle Creek 3 HY | 8.2 | 2015-05-01 | 2050-12-01 | BCHA | MiddleCreek1 | 2024-11-07 | BCHA_AESO | Hydro | Hydro
Middle_Fork_Irrigation_Agg_HY | Middle Fork Irrigation Agg HY | Middle Fork Irrigation Agg HY | 3.3 | 1986-03-01 | 2050-12-01 | BPAT | MiddleForkIrrD1 | 2024-11-07 | BPAT | Hydro | Hydro |  | Middle Fork Irrigation District | GEN1 | GEN2 | GEN3
Middle_Gorge_1_HY | Middle Gorge 1 HY | Middle Gorge 1 HY | 37.5 | 1952-05-01 | 2050-12-01 | LADWP | Middle_Gorge | 2024-11-07 | LADWP | Hydro | Hydro
Milagro_GT_1_GT | Milagro GT 1 GT | Milagro GT 1 GT | 30.39 | 1996-01-01 | 2054-12-01 | WACM |  |  | WACM | Cogen | CHP |  | Milagro Cogeneration Plant | GO1A
Milagro_GT_2_GT | Milagro GT 2 GT | Milagro GT 2 GT | 30.39 | 1996-01-01 | 2054-12-01 | WACM |  |  | WACM | Cogen | CHP |  | Milagro Cogeneration Plant | GO1B
Milagro_Solar_Project_Storage_BA | Milagro Solar Project - Storage BA | Milagro Solar Project - Storage BA | 75 | 2024-09-01 | 2044-09-01 | EPE |  |  | PNM_EPE | Paired_BattStorage | Li-ion Battery |  | Milagro Solar I | MLRBS |  |  |  | 300 | 4 | Milagro_Solar_Project_PV_T
Milagro_Solar_Project_PV_T | Milagro Solar Project PV-T | Milagro Solar Project PV-T | 150 | 2025-05-01 | 2045-05-01 | EPE |  |  | PNM_EPE | Paired_Solar_1Axis | Solar |  | Milagro Solar I | MLRPV |  |  | SOLARV2025J_1AXIS__NM_ALBUQUERQUE
Milford_Flat_Solar_1_PV_T | Milford Flat Solar 1 PV-T | Milford Flat Solar 1 PV-T | 3 | 2015-07-01 | 2035-07-01 | PAUT | Milford_Flat_Solar_LLC | 2024-11-07 | PACE | Solar_1Axis | Solar |  | Milford Flat Solar Plant |  |  |  | SOLARV2025J_1AXIS__UT_SALTLAKECITY
Milford_Solar_I_PV_T | Milford Solar I PV-T | Milford Solar I PV-T | 99 | 2020-11-01 | 2045-11-01 | PAUT | Milford_Solar_I_LLC_PV_69730_01 | 2024-11-07 | PACE | Solar_1Axis | Solar |  | Milford Solar 1 |  |  |  | SOLARV2025J_1AXIS__UT_SALTLAKECITY
Milford_Wind_1_WT | Milford Wind 1 WT | Milford Wind 1 WT | 94.1 | 2009-11-01 | 2050-12-01 | PACE | Milford_Wind_1_1 | 2024-11-07 | NEVP | OOS_Wind | Wind | LADWP | Milford Wind Corridor I LLC | 1 |  |  | WIND_V2025E_EIA_UTAH
Milford_Wind_1_2 | Milford Wind 1-2 | Milford Wind 1-2 | 94.1 | 2009-11-01 | 2050-12-01 | PACE |  |  | NEVP | OOS_Wind | Wind | LADWP | Milford Wind Corridor Stage II LLC |  |  |  | WIND_V2025E_EIA_UTAH
Milford_Wind_2_WT | Milford Wind 2 WT | Milford Wind 2 WT | 102 | 2011-05-01 | 2050-12-01 | PACE | Milford_Wind_2 | 2024-11-07 | NEVP | OOS_Wind | Wind | LADWP | Milford Wind Corridor Stage II LLC |  |  |  | WIND_V2025E_EIA_UTAH
Milfordsolar_OR_1_PV | Milfordsolar OR 1 PV | Milfordsolar OR 1 PV | 2.97 | 2022-02-01 | 2050-12-01 | PortlandGE | MilfordSolar | 2024-11-07 | PortlandGE | Solar_Fixed | Solar |  | MilfordSolar OR |  |  |  | SOLARV2025J_FIXED__OR_PORTLAND
Mill_Creek_Cove_Ferc_P_5390_1_HY | Mill Creek Cove Ferc P 5390 1 HY | Mill Creek Cove Ferc P 5390 1 HY | 0.5 | 1984-01-01 | 2050-12-01 | BPAT | Mill_Creek_Cove_FERC_P_5390HY1HY0_5 | 2024-11-07 | BPAT | Hydro | Hydro
Mill_Creek_HY_1_HY | Mill Creek HY 1 HY | Mill Creek HY 1 HY | 0.6 | 1983-11-01 | 2050-12-01 | BPAT | Mill_CreekHY1HY0_6 | 2024-11-07 | BPAT | Hydro | Hydro
Mill_Creek_Solar_OR_1_PV | Mill Creek Solar OR 1 PV | Mill Creek Solar OR 1 PV | 2.2 | 2017-12-01 | 2050-12-01 | BPAT | MillCreekSolar | 2024-11-07 | BPAT | Solar_Fixed | Solar |  | Mill Creek Solar (OR) |  |  |  | SOLARV2025J_FIXED__OR_MEDFORD
MiLLCreek_1_GT | MiLLCreek 1 GT | MiLLCreek 1 GT | 40 | 2006-05-01 | 2050-12-01 | PAUT | MillcreekPwrGen1 | 2024-11-07 | PACE | CT | Peaker |  | Millcreek Power Generation | MC1
MiLLCreek_2_GT | MiLLCreek 2 GT | MiLLCreek 2 GT | 40 | 2010-07-01 | 2050-12-01 | PAUT | MillcreekPwrGen2 | 2024-11-07 | PACE | CT | Peaker |  | Millcreek Power Generation | MC2
MillenniumCC_Total | MillenniumCC-Total | MillenniumCC-Total | 376 | 1999-10-01 | 2050-12-01 | AESO |  |  | BCHA_AESO | Cogen | CHP
Miller_Creek_1_HY | Miller Creek 1 HY | Miller Creek 1 HY | 13.18 | 2003-04-01 | 2050-12-01 | BCHA | MillerCreek1 | 2024-11-07 | BCHA_AESO | Hydro | Hydro
Miller_Creek_2_HY | Miller Creek 2 HY | Miller Creek 2 HY | 1.57 | 2003-04-01 | 2050-12-01 | BCHA | MillerCreek2 | 2024-11-07 | BCHA_AESO | Hydro | Hydro
Millican_Solar_Energy_PV | Millican Solar Energy PV | Millican Solar Energy PV | 60 | 2021-03-01 | 2041-03-01 | PACW | MillicanSolarEnergy | 2024-11-07 | PACW | Solar_1Axis | Solar |  | Millican Solar Energy LLC |  |  |  | SOLARV2025J_1AXIS__OR_MEDFORD
Milner_Dam_1_WT | Milner Dam 1 WT | Milner Dam 1 WT | 19.92 | 2010-12-01 | 2050-12-01 | IPTV | MilnerDamWind | 2024-11-07 | IPCO | Wind | Wind |  | Milner Dam Wind Park LLC |  |  |  | WIND_V2025E_EIA_IDAHO
Milner_Hydro_2_HY | Milner Hydro 2 HY | Milner Hydro 2 HY | 58.61 | 1992-12-01 | 2050-12-01 | IPMV | Milner_Hydro_2 | 2024-11-07 | IPCO | Hydro | Hydro |  | Milner Hydro | 2
Milner_Hydro_3_HY | Milner Hydro 3 HY | Milner Hydro 3 HY | 58.79 | 1992-12-01 | 2050-12-01 | IPMV | Milner_Hydro_1 | 2024-11-07 | IPCO | Hydro | Hydro |  | Milner Hydro | 1
Minidoka_6_HY | Minidoka 6 HY | Minidoka 6 HY | 3 | 1998-06-01 | 2050-12-01 | IPMV | Minidoka_6 | 2024-11-07 | IPCO | Hydro | Hydro |  | Minidoka | 6
Minidoka_7_HY | Minidoka 7 HY | Minidoka 7 HY | 5.5 | 1998-05-01 | 2050-12-01 | IPMV | Minidoka_7 | 2024-11-07 | IPCO | Hydro | Hydro |  | Minidoka | 7
Minidoka_8_HY | Minidoka 8 HY | Minidoka 8 HY | 10 | 1997-04-01 | 2050-12-01 | IPMV | Minidoka_8 | 2024-11-07 | IPCO | Hydro | Hydro |  | Minidoka | 8
Minidoka_9_HY | Minidoka 9 HY | Minidoka 9 HY | 10 | 1997-05-01 | 2050-12-01 | IPMV | Minidoka_9 | 2024-11-07 | IPCO | Hydro | Hydro |  | Minidoka | 9
Mink_Creek_Hydro_Robert_Fackrell_1_HY | Mink Creek Hydro Robert Fackrell 1 HY | Mink Creek Hydro Robert Fackrell 1 HY | 3 | 1986-12-01 | 2042-03-01 | PAID | Mink_Creek_Hydro_Robert_Fackrell | 2024-11-07 | PACE | Hydro | Hydro |  | Mink Creek Hydro | GEN1
Minke_Solar_1_PV | Minke Solar 1 PV | Minke Solar 1 PV | 2.2 | 2020-12-01 | 2050-12-01 | PortlandGE | MinkeSolarPGR | 2024-11-07 | PortlandGE | Solar_Fixed | Solar |  | Minke Solar |  |  |  | SOLARV2025J_FIXED__OR_PORTLAND
MintFarmCC_Total | MintFarmCC-Total | MintFarmCC-Total | 319.9 | 2008-01-01 | 2050-12-01 | BPAT |  |  | BPAT | CC | CCGT |  | Mint Farm Generating Station
Misc_Hydro_1_HY | Misc Hydro 1 HY | Misc Hydro 1 HY | 13.8 | 2022-10-01 | 2050-12-01 | NWMT | Misc_Hydro1HY13_8 | 2024-11-07 | NWMT_WAUW | Hydro | Hydro
Monarch_Mon1_1_PV_NT | Monarch Mon1 1 PV-NT | Monarch Mon1 1 PV-NT | 24 | 2022-02-01 | 2050-12-01 | AESO | Monarch_492S_DER_Solar | 2024-11-07 | BCHA_AESO | Solar_1Axis | Solar | [5 empty] | SOLARV2025J_1AXIS__WA_SEATTLE
Monroe_Street_1_HY | Monroe Street 1 HY | Monroe Street 1 HY | 14.8 | 1992-12-01 | 2050-12-01 | AVA | Monroe_Street_6 | 2024-11-07 | BPAT | Hydro | Hydro |  | Monroe Street
Montague_Solar_PV_T | Montague Solar PV-T | Montague Solar PV-T | 162 | 2022-05-01 | 2050-12-01 | BPAT | MontagueSolar | 2024-11-07 | BPAT | Solar_1Axis | Solar |  | Montague Solar |  |  |  | SOLARV2025J_1AXIS__OR_MEDFORD
Montague_Wind | Montague Wind | Montague Wind | 400.85 | 2019-11-01 | 2050-12-01 | BPAT |  |  | BPAT | Wind | Wind |  | Montague Wind Power Facility LLC |  |  |  | WIND_V2025E_EIA_OREGON
Montezuma_Cortez_Solar_PV | Montezuma (Cortez) Solar PV | Montezuma (Cortez) Solar PV | 5 | 2023-07-01 | 2051-12-01 | WACM | Montezuma_Cortez_Solar | 2024-11-07 | WACM | Solar_1Axis | Solar |  | Cortez Solar 2, LLC |  |  |  | SOLARV2025J_1AXIS_NV_CLARK_LASVEGAS_0
Montrose_Creek_1_HY | Montrose Creek 1 HY | Montrose Creek 1 HY | 43 | 2010-07-01 | 2054-12-31 | BCHA |  |  | BCHA_AESO | Hydro | Hydro
Montrose_Creek_2_HY | Montrose Creek 2 HY | Montrose Creek 2 HY | 43 | 2010-07-01 | 2054-12-31 | BCHA |  |  | BCHA_AESO | Hydro | Hydro
Moon_Lake_DER_Solar_1_PV_NT | Moon Lake DER Solar 1 PV-NT | Moon Lake DER Solar 1 PV-NT | 18.4 | 2023-09-01 | 2054-12-01 | AESO |  |  | BCHA_AESO | Solar_Fixed | Solar | [5 empty] | SOLARV2025J_FIXED__WA_SEATTLE
Moose_Lake_Wind_1_WT | Moose Lake Wind 1 WT | Moose Lake Wind 1 WT | 15 | 2019-04-01 | 2050-12-01 | BCHA | MLW_W | 2024-11-07 | BCHA_AESO | Wind | Wind | [5 empty] | WIND_V2025E_ONSHORE_BCPEACERIVER_TRANSFORM
Mora_Drop_Small_Hydroelectric_1_HY | Mora Drop Small Hydroelectric 1 HY | Mora Drop Small Hydroelectric 1 HY | 1.85 | 2006-09-01 | 2050-12-01 | IPTV | MoraDrop | 2024-11-07 | IPCO | Hydro | Hydro |  | Mora Drop Hydroelectric Project
Morgan_Solar_1_PV_NT | Morgan Solar 1 PV-NT | Morgan Solar 1 PV-NT | 3 | 2020-04-01 | 2050-12-01 | IPTV | Morgan_Solar | 2024-11-07 | IPCO | Solar_Fixed | Solar |  | Morgan Solar Center |  |  |  | SOLARV2025J_FIXED__OR_MEDFORD
Mormon_Flat_1_HY | Mormon Flat 1 HY | Mormon Flat 1 HY | 11 | 1926-01-01 | 2050-12-01 | SRP | Mormon_Flat_1 | 2024-11-07 | SRP | Hydro | Hydro |  | Mormon Flat | MF1
Mormon_Flat_PS1_PS | Mormon Flat PS1 PS | Mormon Flat PS1 PS | 57 | 1971-06-01 | 2050-12-01 | SRP | Mormon_Flat_2 | 2024-11-07 | SRP | PSH | Pumped_Hydro |  | Mormon Flat | MF2 |  |  |  | 228 | 3.9791
Morony_1_HY | Morony 1 HY | Morony 1 HY | 22.5 | 1930-01-01 | 2050-12-01 | NWMT | Morony_MOR1 | 2024-11-07 | NWMT_WAUW | Hydro | Hydro |  | Morony | MOR1
Morony_2_HY | Morony 2 HY | Morony 2 HY | 31.5 | 1930-01-01 | 2050-12-01 | NWMT | Morony_MOR2 | 2024-11-07 | NWMT_WAUW | Hydro | Hydro |  | Morony | MOR2
Morrow_Point_1_HY | Morrow Point 1 HY | Morrow Point 1 HY | 86.67 | 1970-12-01 | 2050-12-01 | WACM | Morrow_Point_1 | 2024-11-07 | WACM | Hydro | Hydro |  | Morrow Point | 1
Morrow_Point_2_HY | Morrow Point 2 HY | Morrow Point 2 HY | 86.67 | 1971-01-01 | 2050-12-01 | WACM | Morrow_Point_2 | 2024-11-07 | WACM | Hydro | Hydro |  | Morrow Point | 2
Mossyrock_51_HY | Mossyrock 51 HY | Mossyrock 51 HY | 150 | 1968-11-01 | 2050-12-01 | TPWR | Mossyrock_51 | 2024-11-07 | BPAT | Hydro | Hydro |  | Mossyrock | 51
Mossyrock_52_HY | Mossyrock 52 HY | Mossyrock 52 HY | 150 | 1968-10-01 | 2050-12-01 | TPWR | Mossyrock_52 | 2024-11-07 | BPAT | Hydro | Hydro |  | Mossyrock | 52
Mount_Elbert_1_PS | Mount Elbert 1 PS | Mount Elbert 1 PS | 100 | 1983-07-01 | 2050-12-01 | WACM | Mount_Elbert_1 | 2024-11-07 | WACM | PSH | Pumped_Hydro |  | Mount Elbert | 1 |  |  |  | 1840 | 16
Mount_Elbert_2_PS | Mount Elbert 2 PS | Mount Elbert 2 PS | 100 | 1984-09-01 | 2050-12-01 | WACM | Mount_Elbert_2 | 2024-11-07 | WACM | PSH | Pumped_Hydro |  | Mount Elbert | 2 |  |  |  | 1840 | 16
Mountain_Breeze_1_WT | Mountain Breeze 1 WT | Mountain Breeze 1 WT | 171.72 | 2020-10-01 | 2045-10-01 | PSCO | CEP_8 | 2024-11-07 | PSCO | Wind | Wind |  | Mountain Breeze Wind, LLC |  |  |  | WIND_V2025E_EIA_NEWMEXICO
Mountain_View_Solar_1_PV_NT | Mountain View Solar 1 PV-NT | Mountain View Solar 1 PV-NT | 20 | 2014-01-01 | 2039-12-01 | NEVP | MTV_G1 | 2024-11-07 | NEVP | Solar_Fixed | Solar |  | Mountain View Solar |  |  |  | SOLARV2025J_FIXED_NV_CLARK_LASVEGAS_0
Mountain_Wind_I_Mountain_Wind_1_WT | Mountain Wind I Mountain Wind 1 WT | Mountain Wind I Mountain Wind 1 WT | 60.9 | 2008-07-01 | 2033-07-01 | PAWY | MountainWind1 | 2024-11-07 | PACE | Wind | Wind |  | Mountain Wind Power LLC |  |  |  | WIND_V2025E_EIA_UTAH
Mountain_Wind_II_Mountain_Wind_2_WT | Mountain Wind II Mountain Wind 2 WT | Mountain Wind II Mountain Wind 2 WT | 79.8 | 2008-09-01 | 2033-09-01 | PAWY | MountainWind2 | 2024-11-07 | PACE | Wind | Wind |  | Mountain Wind Power II LLC |  |  |  | WIND_V2025E_EIA_UTAH
Moyer_Tolles_Solar_Station_Sv1_PV_NT | Moyer Tolles Solar Station Sv1 PV-NT | Moyer Tolles Solar Station Sv1 PV-NT | 0.99 | 2016-02-01 | 2050-12-01 | BPAT | MoyerTollesSolarStation | 2024-11-07 | BPAT | Solar_Fixed | Solar | [5 empty] | SOLARV2025J_FIXED__OR_MEDFORD
Moyie_River_Springs_HY_1_HY | Moyie River Springs HY 1 HY | Moyie River Springs HY 1 HY | 1 | 1982-02-01 | 2050-12-01 | BPAT | MoyieSprings1 | 2024-11-07 | BPAT | Hydro | Hydro |  | Moyie Springs | 4
Moyie_River_Springs_HY_2_HY | Moyie River Springs HY 2 HY | Moyie River Springs HY 2 HY | 0.45 | 1921-12-01 | 2051-12-31 | BPAT |  |  | BPAT | Hydro | Hydro
Moyie_River_Springs_HY_3_HY | Moyie River Springs HY 3 HY | Moyie River Springs HY 3 HY | 1 | 1950-12-01 | 2051-12-31 | BPAT |  |  | BPAT | Hydro | Hydro
Moyie_River_Springs_HY_4_HY | Moyie River Springs HY 4 HY | Moyie River Springs HY 4 HY | 1.5 | 1982-02-01 | 2051-12-31 | BPAT |  |  | BPAT | Hydro | Hydro
Mps_1_1_GT | Mps 1-1 GT | Mps 1-1 GT | 100 | 2015-05-01 | 2055-12-01 | EPE | Montana_1_G1 | 2024-11-07 | PNM_EPE | CT | Peaker |  | Montana Power Station | GT-1
Mps_2_2_GT | Mps 2-2 GT | Mps 2-2 GT | 100 | 2015-05-01 | 2055-12-01 | EPE | Montana_2_G2 | 2024-11-07 | PNM_EPE | CT | Peaker |  | Montana Power Station | GT-2
Mps_3_3_GT | Mps 3-3 GT | Mps 3-3 GT | 100 | 2016-05-01 | 2056-12-01 | EPE | Montana_3_G3 | 2024-11-07 | PNM_EPE | CT | Peaker |  | Montana Power Station | GT-3
Mps_4_4_GT | Mps 4-4 GT | Mps 4-4 GT | 100 | 2016-09-01 | 2057-12-01 | EPE | Montana_4_G4 | 2024-11-07 | PNM_EPE | CT | Peaker |  | Montana Power Station | GT-4
Mt_Home_Solar_1_PV_T | Mt Home Solar 1 PV-T | Mt Home Solar 1 PV-T | 20 | 2016-12-01 | 2050-12-01 | IPTV | Mountain_Home_Solar | 2024-11-07 | IPCO | Solar_1Axis | Solar |  | Mt. Home Solar 1, LLC |  |  |  | SOLARV2025J_1AXIS__UT_SALTLAKECITY
Mt_Hope_Solar_1_PV | Mt Hope Solar 1 PV | Mt Hope Solar 1 PV | 2.5 | 2022-03-01 | 2050-12-01 | PortlandGE | MtHopeSolar | 2024-11-07 | PortlandGE | Solar_Fixed | Solar |  | Mt Hope Solar |  |  |  | SOLARV2025J_FIXED__OR_PORTLAND
Mt_Sun_1_OT | Mt Sun 1 OT | Mt Sun 1 OT | 80 | 2022-07-01 | 2050-12-01 | NWMT | MT_Sun1PV80 | 2024-11-07 | NWMT_WAUW | Solar_Fixed | Solar |  | MTSUN |  |  |  | SOLARV2025J_FIXED__UT_SALTLAKECITY
Muddy_Creek_Lima_230_Kv_PV_T | Muddy Creek Lima 230 Kv PV-T | Muddy Creek Lima 230 Kv PV-T | 20 | 2023-06-01 | 2050-12-01 | PAWY | Muddy_Creek_Solar | 2024-11-07 | PACE | Solar_Fixed | Solar | [5 empty] | SOLARV2025J_FIXED__UT_SALTLAKECITY
Mulligan_MUL1_ | Mulligan (MUL1) | Mulligan (MUL1) | 5 | 2019-02-01 | 2050-12-01 | AESO | Mulligan_MUL1 | 2024-11-07 | BCHA_AESO | CT | Peaker
Murphy_Flat_Power_1_PV_T | Murphy Flat Power 1 PV-T | Murphy Flat Power 1 PV-T | 20 | 2016-12-01 | 2050-12-01 | IPTV | Murphy_Flat_Power | 2024-11-07 | IPCO | Solar_1Axis | Solar |  | Murphy Flat Solar |  |  |  | SOLARV2025J_1AXIS__UT_SALTLAKECITY
Murray_1_GT | Murray 1 GT | Murray 1 GT | 14 | 2002-01-01 | 2050-12-01 | PAUT | Murray_GT_1 | 2024-11-07 | PACE | CT | Peaker |  | Murray Turbine | 1
Murray_2_GT | Murray 2 GT | Murray 2 GT | 14 | 2002-01-01 | 2050-12-01 | PAUT | Murray_GT_2 | 2024-11-07 | PACE | CT | Peaker |  | Murray Turbine | 2
Murray_3_GT | Murray 3 GT | Murray 3 GT | 14 | 2002-01-01 | 2050-12-01 | PAUT | Murray_GT_3 | 2024-11-07 | PACE | CT | Peaker |  | Murray Turbine | 3
Muskeg_River_Mkr1_1_CT | Muskeg River Mkr1 1 CT | Muskeg River Mkr1 1 CT | 101 | 2001-09-01 | 2050-12-01 | AESO | MuskegG1_1 | 2024-11-07 | BCHA_AESO | Cogen | CHP
Muskeg_River_Mkr1_2_CT | Muskeg River Mkr1 2 CT | Muskeg River Mkr1 2 CT | 101 | 2009-09-01 | 2050-12-01 | AESO | MuskegG2_2 | 2024-11-07 | BCHA_AESO | Cogen | CHP
Musselshell_Wind_1_WT | Musselshell Wind 1 WT | Musselshell Wind 1 WT | 10 | 2012-12-01 | 2051-12-01 | NWMT |  |  | NWMT_WAUW | Wind | Wind |  | Musselshell Wind Project | MS01 |  |  | WIND_V2025E_EIA_WYOMING
Musselshell_Wind_Two_1_WT | Musselshell Wind Two 1 WT | Musselshell Wind Two 1 WT | 10 | 2012-12-01 | 2050-12-01 | NWMT | Musselshell1 | 2024-11-07 | NWMT_WAUW | Wind | Wind |  | Musselshell Wind Project |  |  |  | WIND_V2025E_EIA_WYOMING
Mystic_Agg_HY | Mystic Agg HY | Mystic Agg HY | 12 | 1925-01-01 | 2050-12-01 | NWMT | Mystic_MYS1 | 2024-11-07 | NWMT_WAUW | Hydro | Hydro |  | Mystic | MYS1 | MYS2
Nabiye_Ior2_1_GT | Nabiye Ior2 1 GT | Nabiye Ior2 1 GT | 97.5 | 2015-02-01 | 2050-12-01 | AESO | NabiyeColdLake2 | 2024-11-07 | BCHA_AESO | CT | Peaker
Nabiye_Ior2_2_GT | Nabiye Ior2 2 GT | Nabiye Ior2 2 GT | 97.5 | 2015-02-01 | 2050-12-01 | AESO | NabiyeColdLake1 | 2024-11-07 | BCHA_AESO | CT | Peaker
Nanaimo_Reservoir_1_Energy_Recovery_1_HY | Nanaimo Reservoir 1 Energy Recovery 1 HY | Nanaimo Reservoir 1 Energy Recovery 1 HY | 0.33 | 2014-04-15 | 2051-12-31 | BCHA |  |  | BCHA_AESO | Hydro | Hydro
Naughton_1_natural_gas_conversion_1_ST | Naughton 1 (natural gas conversion) 1 ST | Naughton 1 (natural gas conversion) 1 ST | 156 | 2026-01-01 | 2056-12-31 | PAWY |  |  | PACE | CC | CCGT
Naughton_1_ST | Naughton 1 ST | Naughton 1 ST | 163.2 | 1963-05-01 | 2025-12-31 | PAWY | Naughton1 | 2024-11-07 | PACE | Coal | Coal |  | Naughton | 1
Naughton_2_natural_gas_conversion_2_ST | Naughton 2 (natural gas conversion) 2 ST | Naughton 2 (natural gas conversion) 2 ST | 201 | 2026-01-01 | 2056-12-31 | PAWY |  |  | PACE | CC | CCGT
Naughton_2_ST | Naughton 2 ST | Naughton 2 ST | 217.6 | 1968-10-01 | 2025-12-31 | PAWY | Naughton2 | 2024-11-07 | PACE | Coal | Coal |  | Naughton | 2
Naughton_3_ST | Naughton 3 ST | Naughton 3 ST | 326.4 | 2020-07-01 | 2029-12-01 | PAWY |  |  | PACE | Steam | ST |  | Naughton | 3
Navajo_Dam_1_HY | Navajo Dam 1 HY | Navajo Dam 1 HY | 15 | 1989-01-01 | 2050-12-01 | WACM | Navajo_Dam_1 | 2024-11-07 | WACM | Hydro | Hydro |  | Navajo Dam | 1
Navajo_Dam_2_HY | Navajo Dam 2 HY | Navajo Dam 2 HY | 15 | 1989-01-01 | 2050-12-01 | WACM | Navajo_Dam_2 | 2024-11-07 | WACM | Hydro | Hydro |  | Navajo Dam | 2
Neal_Hot_Springs_1_BT | Neal Hot Springs 1 BT | Neal Hot Springs 1 BT | 11 | 2012-07-01 | 2050-12-01 | IPTV | NealHotSprings1 | 2024-11-07 | IPCO | Geothermal | Geothermal |  | Neal Hot Springs Geothermal Project | NHS1
Neal_Hot_Springs_2_BT | Neal Hot Springs 2 BT | Neal Hot Springs 2 BT | 11 | 2012-07-01 | 2051-12-01 | IPTV |  |  | IPCO | Geothermal | Geothermal
Neal_Hot_Springs_3_BT | Neal Hot Springs 3 BT | Neal Hot Springs 3 BT | 11 | 2012-07-01 | 2051-12-01 | IPTV |  |  | IPCO | Geothermal | Geothermal |  | Neal Hot Springs Geothermal Project | NHS3
NeboPwrStaCC_Total | NeboPwrStaCC-Total | NeboPwrStaCC-Total | 140 | 2004-06-01 | 2050-12-01 | PAUT |  |  | PACE | CC | CCGT |  | Nebo Power Station | GT1 | ST1
Neil_Simpson_2_ST | Neil Simpson 2 ST | Neil Simpson 2 ST | 80 | 1995-09-01 | 2050-12-01 | WACM | Neil_Simpson_ST2 | 2024-11-07 | WACM | Coal | Coal |  | Neil Simpson II | 2
Neil_Simpson_Ct_1_GT | Neil Simpson Ct 1 GT | Neil Simpson Ct 1 GT | 40 | 2000-07-01 | 2050-12-01 | WACM | Neil_Simpson_GT1 | 2024-11-07 | WACM | CT | Peaker
Neil_Simpson_Ct_2_GT | Neil Simpson Ct 2 GT | Neil Simpson Ct 2 GT | 40 | 2001-05-01 | 2050-12-01 | WACM | Neil_Simpson_GT2 | 2024-11-07 | WACM | CT | Peaker |  | Neil Simpson Gas Turbine #2
Nellis_Solar_Agg_PV_NT | Nellis Solar Agg PV-NT | Nellis Solar Agg PV-NT | 14.7 | 2007-11-01 | 2027-12-01 | NEVP | NellisSolarAgg | 2024-11-07 | NEVP | Solar_Fixed | Solar |  | Nellis Air Force Base Solar Array |  |  |  | SOLARV2025J_FIXED_NV_CLARK_LASVEGAS_0
Nellis_Solar_PV_II_NSPV2_PV_T | Nellis Solar PV II NSPV2 PV-T | Nellis Solar PV II NSPV2 PV-T | 15 | 2015-10-01 | 2027-12-01 | NEVP |  |  | NEVP | Solar_1Axis | Solar |  | Nellis Solar PV II | NSPV2 |  |  | SOLARV2025J_1AXIS_NV_CLARK_LASVEGAS_0
Neptune_1_BA | Neptune 1 BA | Neptune 1 BA | 125 | 2022-12-01 | 2048-06-01 | PSCO | Neptune1BA125 | 2024-11-07 | PSCO | Battery_4h | Li-ion Battery |  | Neptune Energy Center Hybrid | NT125 |  |  |  | 500 | 4
Neptune_1_PV_T | Neptune 1 PV-T | Neptune 1 PV-T | 325 | 2022-12-01 | 2048-06-01 | PSCO | CEP_1 | 2024-11-07 | PSCO | Solar_1Axis | Solar |  | Neptune Energy Center Hybrid |  |  |  | SOLARV2025J_1AXIS__CO_DENVER
NevadaCogen_CC1 | NevadaCogen CC1 | NevadaCogen CC1 | 111.26 | 1991-12-01 | 2023-04-01 | NEVP |  |  | NEVP | CC | CCGT |  | Nevada Cogen Assoc#1 GarnetVly
NevadaCogen_CC2 | NevadaCogen CC2 | NevadaCogen CC2 | 96.26 | 1991-12-01 | 2023-04-01 | NEVP |  |  | NEVP | CC | CCGT |  | Nevada Cogen Associates 2 Black Mountain
Nevp_Hy_Agg_Washoe_Co_HY | Nevp Hy Agg Washoe Co HY | Nevp Hy Agg Washoe Co HY | 1.3 | 1903-12-01 | 2028-06-01 | NEVP |  |  | NEVP | Hydro | Hydro
New_Lahontan_1_HY | New Lahontan 1 HY | New Lahontan 1 HY | 4 | 1989-06-01 | 2025-06-01 | SPPC | TCID_New_Lahontan | 2024-11-07 | NEVP | Hydro | Hydro |  | New Lahontan
New_Melones_1_HY | New Melones 1 HY | New Melones 1 HY | 191.7 | 1979-11-01 | 2050-12-01 | NCNC | New_Melones_1 | 2024-11-07 | NCNC | Hydro | Hydro |  | New Melones | 1
New_Melones_2_HY | New Melones 2 HY | New Melones 2 HY | 191.7 | 1979-11-01 | 2050-12-01 | NCNC | New_Melones_2 | 2024-11-07 | NCNC | Hydro | Hydro |  | New Melones | 2
New_Mexico_Wind_Energy_Center_1_WT | New Mexico Wind Energy Center 1 WT | New Mexico Wind Energy Center 1 WT | 204 | 2003-09-01 | 2043-09-01 | PNM |  |  | PNM_EPE | Wind | Wind |  | New Mexico Wind Energy Center | GE15 |  |  | WIND_V2025E_EIA_NEWMEXICO
NEW_HOPECR8_56335_1 | NEW_HOPECR8_56335_1 | NEW_HOPECR8_56335_1 | 31.5 | 2014-02-01 | 2050-12-01 | AESO |  |  | BCHA_AESO | CT | Peaker
NEW_LINDBER7_55444_G1 | NEW_LINDBER7_55444_G1 | NEW_LINDBER7_55444_G1 | 16 | 2015-12-01 | 2050-12-01 | AESO |  |  | BCHA_AESO | CT | Peaker
Newhalem_1_HY | Newhalem 1 HY | Newhalem 1 HY | 2.3 | 1970-02-01 | 2054-12-31 | SCL |  |  | BPAT | Hydro | Hydro
Newman_6_Gt5_6_GT | Newman 6 Gt5 6 GT | Newman 6 Gt5 6 GT | 227.8 | 2023-06-01 | 2063-06-01 | EPE |  |  | PNM_EPE | CT | Peaker |  | Newman | 6
Newman_CC5a | Newman CC5a | Newman CC5a | 227 | 2009-05-01 | 2050-12-01 | EPE |  |  | PNM_EPE | CC | CCGT |  | Newman | 5CT1
Newman_CC5b | Newman CC5b | Newman CC5b | 85 | 2009-05-01 | 2050-12-01 | EPE |  |  | PNM_EPE | CC | CCGT |  | Newman | 5CT2
Nexen_Inc_2_Nx02_1_GT | Nexen Inc 2 Nx02 1 GT | Nexen Inc 2 Nx02 1 GT | 98 | 2008-01-01 | 2050-12-01 | AESO | LONGLAKEG2_1 | 2024-11-07 | BCHA_AESO | Cogen | CHP
Nexen_Inc_2_Nx02_2_GT | Nexen Inc 2 Nx02 2 GT | Nexen Inc 2 Nx02 2 GT | 98 | 2008-01-01 | 2050-12-01 | AESO | LONGLAKEG1_2 | 2024-11-07 | BCHA_AESO | Cogen | CHP
Nexen_Inc_2_Nx02_3_GT | Nexen Inc 2 Nx02 3 GT | Nexen Inc 2 Nx02 3 GT | 12 | 2008-01-01 | 2050-12-01 | AESO | LONGLAKEGT3_1 | 2024-11-07 | BCHA_AESO | Cogen | CHP
Nexen_Inc_2_Nx02_4_GT | Nexen Inc 2 Nx02 4 GT | Nexen Inc 2 Nx02 4 GT | 12 | 2008-01-01 | 2050-12-01 | AESO | LONGLAKEGT4_1 | 2024-11-07 | BCHA_AESO | Cogen | CHP
Nextera_Sonoran_1_PV | Nextera Sonoran 1 PV | Nextera Sonoran 1 PV | 438 | 2023-06-01 | 2043-06-01 | SRP | NextEraSonoran | 2024-11-07 | SRP | Solar_1Axis | Solar |  | Sonoran Solar Energy |  |  |  | SOLARV2025J_1AXIS__AZ_PHOENIX
NextEra_Sonoran_Storage_4HR_2_BA | NextEra Sonoran: Storage (4HR) 2 BA | NextEra Sonoran: Storage (4HR) 2 BA | 260 | 2023-07-01 | 2043-06-01 | SRP |  |  | SRP | Battery_4h | Li-ion Battery |  | Sonoran Solar Energy | SON13 |  |  |  | 1040 | 4
Nextera_Storey_1_PV | Nextera Storey 1 PV | Nextera Storey 1 PV | 122 | 2023-06-01 | 2043-06-01 | SRP | NextEraStorey | 2024-11-07 | SRP | Solar_1Axis | Solar |  | Storey Solar and Storage |  |  |  | SOLARV2025J_1AXIS__AZ_PHOENIX
NextEra_Storey_Storage_3HR_2_BA | NextEra Storey: Storage (3HR) 2 BA | NextEra Storey: Storage (3HR) 2 BA | 88 | 2023-09-01 | 2043-06-01 | SRP |  |  | SRP | Battery_4h | Li-ion Battery |  | Storey Solar and Storage | STOBA |  |  |  | 352 | 4
Ngp_Blue_Mountain_I_1_BT | Ngp Blue Mountain I 1 BT | Ngp Blue Mountain I 1 BT | 21.3 | 2009-11-01 | 2029-12-01 | NEVP | NGP_Blue_Mountain_1 | 2024-11-07 | NEVP | Geothermal | Geothermal |  | NGP Blue Mountain I LLC | BM1
Ngp_Blue_Mountain_I_2_BT | Ngp Blue Mountain I 2 BT | Ngp Blue Mountain I 2 BT | 21.3 | 2009-11-01 | 2029-12-01 | NEVP | NGP_Blue_Mountain_2 | 2024-11-07 | NEVP | Geothermal | Geothermal |  | NGP Blue Mountain I LLC | BM2
Ngp_Blue_Mountain_I_3_BT | Ngp Blue Mountain I 3 BT | Ngp Blue Mountain I 3 BT | 21.3 | 2009-11-01 | 2029-12-01 | NEVP | NGP_Blue_Mountain_3 | 2024-11-07 | NEVP | Geothermal | Geothermal |  | NGP Blue Mountain I LLC | BM3
Niland_1_GT | Niland 1 GT | Niland 1 GT | 60.5 | 2008-06-01 | 2050-12-01 | IID | Niland_1 | 2024-11-07 | IID | CT | Peaker |  | Niland Gas Turbine Plant | 1
Niland_2_GT | Niland 2 GT | Niland 2 GT | 60.5 | 2008-06-01 | 2050-12-01 | IID | Niland_2 | 2024-11-07 | IID | CT | Peaker |  | Niland Gas Turbine Plant | 2
Nimbus_1_HY | Nimbus 1 HY | Nimbus 1 HY | 8.63 | 1955-05-01 | 2050-12-01 | NCNC | Nimbus_1 | 2024-11-07 | NCNC | Hydro | Hydro |  | Nimbus | 1
Nimbus_2_HY | Nimbus 2 HY | Nimbus 2 HY | 8.63 | 1955-06-01 | 2050-12-01 | NCNC | Nimbus_2 | 2024-11-07 | NCNC | Hydro | Hydro |  | Nimbus | 2
Nine_Canyon_Wind | Nine Canyon Wind | Nine Canyon Wind | 95.9 | 2002-09-01 | 2050-12-01 | BPAT |  |  | BPAT | Wind | Wind |  | Nine Canyon |  |  |  | WIND_V2025E_EIA_OREGON
Nine_Mile_1_HY | Nine Mile 1 HY | Nine Mile 1 HY | 8.8 | 2015-04-01 | 2050-12-01 | AVA | NineMile1Exp | 2024-11-07 | BPAT | Hydro | Hydro |  | Nine Mile | 1
Nine_Mile_2_HY | Nine Mile 2 HY | Nine Mile 2 HY | 8.8 | 2015-04-01 | 2050-12-01 | AVA | NineMile2Exp | 2024-11-07 | BPAT | Hydro | Hydro |  | Nine Mile | 2
Nine_Mile_3_HY | Nine Mile 3 HY | Nine Mile 3 HY | 10 | 1994-06-01 | 2050-12-01 | AVA | NineMile3 | 2024-11-07 | BPAT | Hydro | Hydro |  | Nine Mile | 3N
Nine_Mile_4_HY | Nine Mile 4 HY | Nine Mile 4 HY | 10 | 1994-06-01 | 2050-12-01 | AVA | NineMile4 | 2024-11-07 | BPAT | Hydro | Hydro |  | Nine Mile | 4N
Nippon_Paper_Cogen_1_ST | Nippon Paper Cogen 1 ST | Nippon Paper Cogen 1 ST | 9.5 | 2020-01-01 | 2051-12-01 | BPAT |  |  | BPAT | Cogen | CHP
Niyol_Wind_1_WT | Niyol Wind 1 WT | Niyol Wind 1 WT | 200 | 2021-10-01 | 2041-11-01 | WACM | Niyol_Wind | 2024-11-07 | WACM | Wind | Wind |  | Niyol Wind, LLC |  |  |  | WIND_V2025E_EIA_UTAH
Nm_Community_Solar_10_Mw_PV_T | Nm Community Solar 10 Mw PV-T | Nm Community Solar 10 Mw PV-T | 10 | 2024-05-01 | 2044-05-01 | EPE |  |  | PNM_EPE | Solar_1Axis | Solar |  | New Mexico Community Solar Facility |  |  |  | SOLARV2025J_1AXIS__NM_ALBUQUERQUE
Nm_Community_Solar_20_Mw_PV_T | Nm Community Solar 20 Mw PV-T | Nm Community Solar 20 Mw PV-T | 20 | 2025-05-01 | 2045-05-01 | EPE |  |  | PNM_EPE | Solar_1Axis | Solar |  | SLO-3 Community Solar |  |  |  | SOLARV2025J_1AXIS__NM_ALBUQUERQUE
Nooksack_1_HY | Nooksack 1 HY | Nooksack 1 HY | 1.5 | 2023-06-01 | 2050-12-01 | PSEI | Nooksack1HY1.5_1 | 2024-11-07 | BPAT | Hydro | Hydro |  | Nooksack Hydro
North_Brawley_1_BT | North Brawley 1 BT | North Brawley 1 BT | 16 | 2009-10-01 | 2050-12-01 | IID | North_Brawley_01 | 2024-11-07 | IID | Geothermal | Geothermal |  | North Brawley Geothermal Plant | GE1
North_Brawley_2_BT | North Brawley 2 BT | North Brawley 2 BT | 16 | 2009-10-01 | 2050-12-01 | IID | North_Brawley_02 | 2024-11-07 | IID | Geothermal | Geothermal |  | North Brawley Geothermal Plant | GE2
North_Brawley_3_BT | North Brawley 3 BT | North Brawley 3 BT | 16 | 2009-10-01 | 2050-12-01 | IID | North_Brawley_03 | 2024-11-07 | IID | Geothermal | Geothermal |  | North Brawley Geothermal Plant | GE3
North_Brawley_4_BT | North Brawley 4 BT | North Brawley 4 BT | 16 | 2009-10-01 | 2050-12-01 | IID | North_Brawley_04 | 2024-11-07 | IID | Geothermal | Geothermal |  | North Brawley Geothermal Plant | GE4
North_Fork_1_HY | North Fork 1 HY | North Fork 1 HY | 19.2 | 1958-12-01 | 2050-12-01 | PortlandGE | NorthFork_OR1 | 2024-11-07 | PortlandGE | Hydro | Hydro |  | North Fork | 1
North_Fork_2_HY | North Fork 2 HY | North Fork 2 HY | 21.6 | 1958-11-01 | 2050-12-01 | PortlandGE | NorthFork_OR2 | 2024-11-07 | PortlandGE | Hydro | Hydro |  | North Fork | 2
North_Hurlburt_Wind | North Hurlburt Wind | North Hurlburt Wind | 265 | 2012-03-01 | 2050-12-01 | BPAT |  |  | BPAT | Wind | Wind |  | North Hurlburt Wind LLC |  |  |  | WIND_V2025E_EIA_OREGON
North_Loop_1_GT | North Loop 1 GT | North Loop 1 GT | 27 | 1972-12-01 | 2027-12-01 | TEPC | North_Loop_1 | 2024-11-07 | TEPC | CT | Peaker |  | North Loop | 1
North_Loop_2_GT | North Loop 2 GT | North Loop 2 GT | 27 | 1972-12-01 | 2027-12-01 | TEPC | North_Loop_2 | 2024-11-07 | TEPC | CT | Peaker |  | North Loop | 2
North_Loop_3_GT | North Loop 3 GT | North Loop 3 GT | 27 | 1972-12-01 | 2027-12-01 | TEPC | North_Loop_3 | 2024-11-07 | TEPC | CT | Peaker |  | North Loop | 3
North_Loop_4_GT | North Loop 4 GT | North Loop 4 GT | 26.8 | 2001-06-01 | 2046-12-01 | TEPC | North_Loop_4 | 2024-11-07 | TEPC | CT | Peaker |  | North Loop | 4
North_Park_Solar_PV | North Park Solar PV | North Park Solar PV | 1 | 2017-06-01 | 2051-12-01 | BPAT |  |  | BPAT | Solar_Fixed | Solar | [5 empty] | SOLARV2025J_FIXED__WA_SEATTLE
North_Valmy_1_2_ST | North Valmy 1 2 ST | North Valmy 1 2 ST | 138.6 | 2026-01-01 | 2051-12-01 | NEVP |  |  | NEVP | Steam | ST
North_Valmy_2_2_ST | North Valmy 2 2 ST | North Valmy 2 2 ST | 144.9 | 2026-01-01 | 2051-12-01 | NEVP |  |  | NEVP | Steam | ST
North_Valmy_2a_ST | North Valmy 2a ST | North Valmy 2a ST | 138.6 | 1981-12-01 | 2025-12-01 | NEVP |  |  | NEVP | Steam | ST |  | North Valmy | 2
North_Valmy_2b_ST | North Valmy 2b ST | North Valmy 2b ST | 144.9 | 1985-05-01 | 2025-12-01 | NEVP |  |  | NEVP | Steam | ST |  | North Valmy | 2
Northeast_1_GT | Northeast 1 GT | Northeast 1 GT | 30.89 | 1998-01-01 | 2029-12-01 | BPAT | Northeast | 2024-11-07 | BPAT | CT | Peaker |  | Northeast (WA)
Northern_Colorado_Wind_1_WT | Northern Colorado Wind 1 WT | Northern Colorado Wind 1 WT | 151.8 | 2009-08-01 | 2034-08-01 | PSCO | Northern_Colorado | 2024-11-07 | PSCO | Wind | Wind |  | Northern Colorado Wind LLC | SIEM |  |  | WIND_V2025E_EIA_WYOMING
Northern_Colorado_Wind_2_WT | Northern Colorado Wind 2 WT | Northern Colorado Wind 2 WT | 22.5 | 2009-09-01 | 2029-09-01 | PSCO |  |  | PSCO | Wind | Wind |  | Northern Colorado Wind LLC | GE |  |  | WIND_V2025E_EIA_WYOMING
Northern_Prairie_Power_Project_Npp1_1_GT | Northern Prairie Power Project Npp1 1 GT | Northern Prairie Power Project Npp1 1 GT | 105 | 2009-01-01 | 2050-12-01 | AESO | Lowe1_1 | 2024-11-07 | BCHA_AESO | CT | Peaker
Northland_Power_Jurassic_MPC_Solar_Battery_1_BA | Northland Power Jurassic MPC Solar Battery 1 BA | Northland Power Jurassic MPC Solar Battery 1 BA | 80 | 2024-12-01 | 2051-12-01 | AESO |  |  | BCHA_AESO | Battery_4h | Li-ion Battery | [6 empty] | 320 | 4
Northwest_Stave_River_1_HY | Northwest Stave River 1 HY | Northwest Stave River 1 HY | 7.91 | 2013-12-01 | 2050-12-01 | BCHA | NW_StaveRiver1 | 2024-11-07 | BCHA_AESO | Hydro | Hydro
Northwest_Stave_River_2_HY | Northwest Stave River 2 HY | Northwest Stave River 2 HY | 7.91 | 2013-12-01 | 2050-12-01 | BCHA | NW_StaveRiver2 | 2024-11-07 | BCHA_AESO | Hydro | Hydro
Northwest_Stave_River_3_HY | Northwest Stave River 3 HY | Northwest Stave River 3 HY | 3.29 | 2013-12-01 | 2050-12-01 | BCHA | NW_StaveRiver3 | 2024-11-07 | BCHA_AESO | Hydro | Hydro
Norwest_Energy_2_Neff_1_PV_T | Norwest Energy 2 Neff 1 PV-T | Norwest Energy 2 Neff 1 PV-T | 9.9 | 2016-12-01 | 2031-11-01 | PACW |  |  | PACW | Solar_1Axis | Solar |  | NorWest Energy 2, LLC | PV1 |  |  | SOLARV2025J_1AXIS__OR_MEDFORD
Norwest_Energy_4_PV_T | Norwest Energy 4 PV-T | Norwest Energy 4 PV-T | 4.8 | 2019-02-01 | 2031-11-01 | PACW |  |  | PACW | Solar_1Axis | Solar |  | NorWest Energy 4, LLC | NWE4 |  |  | SOLARV2025J_1AXIS__OR_MEDFORD
Norwest_Energy_7_PV_T | Norwest Energy 7 PV-T | Norwest Energy 7 PV-T | 9.9 | 2017-12-01 | 2031-11-01 | PACW |  |  | PACW | Solar_1Axis | Solar |  | Eagle Point Solar |  |  |  | SOLARV2025J_1AXIS__OR_MEDFORD
Norwest_Energy_9_PV_T | Norwest Energy 9 PV-T | Norwest Energy 9 PV-T | 6 | 2018-11-01 | 2031-11-01 | PACW |  |  | PACW | Solar_Fixed | Solar |  | NorWest Energy 9 LLC | NWE9 |  |  | SOLARV2025J_FIXED__OR_MEDFORD
NovaJoffreCC_Total | NovaJoffreCC-Total | NovaJoffreCC-Total | 474 | 1999-09-01 | 2050-12-01 | AESO |  |  | BCHA_AESO | Cogen | CHP
Noxon_Rapids_1_HY | Noxon Rapids 1 HY | Noxon Rapids 1 HY | 99 | 1959-09-01 | 2050-12-01 | AVA | Noxon_Rapids_1 | 2024-11-07 | BPAT | Hydro | Hydro |  | Noxon Rapids | 1
Noxon_Rapids_2_HY | Noxon Rapids 2 HY | Noxon Rapids 2 HY | 76.79 | 1959-10-01 | 2050-12-01 | AVA | Noxon_Rapids_2 | 2024-11-07 | BPAT | Hydro | Hydro |  | Noxon Rapids | 2
Noxon_Rapids_3_HY | Noxon Rapids 3 HY | Noxon Rapids 3 HY | 99 | 1959-12-01 | 2050-12-01 | AVA | Noxon_Rapids_3 | 2024-11-07 | BPAT | Hydro | Hydro |  | Noxon Rapids | 3
Noxon_Rapids_4_HY | Noxon Rapids 4 HY | Noxon Rapids 4 HY | 99 | 1960-04-01 | 2050-12-01 | AVA | Noxon_Rapids_4 | 2024-11-07 | BPAT | Hydro | Hydro |  | Noxon Rapids | 4
Noxon_Rapids_5_HY | Noxon Rapids 5 HY | Noxon Rapids 5 HY | 114 | 1977-12-01 | 2050-12-01 | AVA | Noxon_Rapids_5 | 2024-11-07 | BPAT | Hydro | Hydro |  | Noxon Rapids | 5
Npc1_Denis_St_Pierre_Npc1_5_GT | Npc1 Denis St Pierre Npc1 5 GT | Npc1 Denis St Pierre Npc1 5 GT | 2.2 | 2001-09-01 | 2050-12-01 | AESO | ElmworthG5_5 | 2024-11-07 | BCHA_AESO | CT | Peaker
Npc1_Denis_St_Pierre_Npc1_6_GT | Npc1 Denis St Pierre Npc1 6 GT | Npc1 Denis St Pierre Npc1 6 GT | 2.2 | 2003-07-01 | 2050-12-01 | AESO | ElmworthG6_6 | 2024-11-07 | BCHA_AESO | CT | Peaker
Npc1_Denis_St_Pierre_Npc1_7_GT | Npc1 Denis St Pierre Npc1 7 GT | Npc1 Denis St Pierre Npc1 7 GT | 2.2 | 2004-02-01 | 2050-12-01 | AESO | ElmworthG7_7 | 2024-11-07 | BCHA_AESO | CT | Peaker
Npc1_Denis_St_Pierre_Npc1_8_GT | Npc1 Denis St Pierre Npc1 8 GT | Npc1 Denis St Pierre Npc1 8 GT | 2.2 | 2004-11-01 | 2050-12-01 | AESO | ElmworthG8_8 | 2024-11-07 | BCHA_AESO | CT | Peaker
Npc1_Denis_St_Pierre_Npc1_9_GT | Npc1 Denis St Pierre Npc1 9 GT | Npc1 Denis St Pierre Npc1 9 GT | 2.2 | 2004-12-01 | 2050-12-01 | AESO | ElmworthG9_9 | 2024-11-07 | BCHA_AESO | CT | Peaker
Npc2_Jl_Landry_Npc2_10_GT | Npc2 Jl Landry Npc2 10 GT | Npc2 Jl Landry Npc2 10 GT | 9 | 2015-01-01 | 2050-12-01 | AESO |  |  | BCHA_AESO | CT | Peaker
Npc3_Elmworth_Npc3_1_GT | Npc3 Elmworth Npc3 1 GT | Npc3 Elmworth Npc3 1 GT | 9 | 2022-01-01 | 2054-12-01 | AESO | ElmworthG10_10 | 2024-11-07 | BCHA_AESO | Cogen | CHP
Nrel_Nwtc_Wind_Agg_HY | Nrel Nwtc Wind Agg HY | Nrel Nwtc Wind Agg HY | 19.69 | 2010-01-01 | 2027-07-01 | PSCO | NREL_NWTC_Wind_Agg | 2024-11-07 | PSCO | Wind | Wind | [5 empty] | WIND_V2025E_EIA_UTAH
Nrgreen_Nrg3_1_ST | Nrgreen Nrg3 1 ST | Nrgreen Nrg3 1 ST | 16 | 2013-08-01 | 2050-12-01 | AESO | NRGrnWndfallPwr | 2024-11-07 | BCHA_AESO | CT | Peaker
NrthwdGreenPwr | NrthwdGreenPwr | NrthwdGreenPwr | 93.9 | 2014-01-01 | 2050-12-01 | BCHA |  |  | BCHA_AESO | Biomass/Wood | Biomass
Nwe_Williams_Lake_1_ST | Nwe Williams Lake 1 ST | Nwe Williams Lake 1 ST | 66 | 1993-04-01 | 2050-12-01 | BCHA | NW_Energy_1 | 2024-11-07 | BCHA_AESO | Biomass/Wood | Biomass
NWM_1_1_ST | NWM 1 1 ST | NWM 1 1 ST | 81 | 1960-05-01 | 2022-12-01 | EPE |  |  | PNM_EPE | Steam | ST |  | Newman | 1
NWM_2_2_ST | NWM 2 2 ST | NWM 2 2 ST | 81 | 1963-06-01 | 2027-12-01 | EPE |  |  | PNM_EPE | Steam | ST |  | Newman | 2
Nwm_3_3_ST | Nwm 3-3 ST | Nwm 3-3 ST | 121 | 1966-03-01 | 2031-12-01 | EPE |  |  | PNM_EPE | Steam | ST |  | Newman | 3
Nwm_4_Gt1_G1_CT | Nwm 4 Gt1 G1 CT | Nwm 4 Gt1 G1 CT | 85 | 1975-06-01 | 2031-12-01 | EPE |  |  | PNM_EPE | CC | CCGT |  | Newman | CT1
NWM_4_GT2_G2_CT | NWM 4 GT2 G2 CT | NWM 4 GT2 G2 CT | 85 | 1975-06-01 | 2031-12-01 | EPE |  |  | PNM_EPE | CC | CCGT |  | Newman | CT2
Nwm_4_St_S1_CA | Nwm 4 St S1 CA | Nwm 4 St S1 CA | 120 | 1975-06-01 | 2031-12-01 | EPE |  |  | PNM_EPE | CC | CCGT |  | Newman | 4
Nwmt_Ic_Agg_1_IC | Nwmt Ic Agg 1 IC | Nwmt Ic Agg 1 IC | 4.75 | 1967-09-01 | 2050-12-01 | NWMT | NWMT_IC_Agg_1 | 2024-11-07 | NWMT_WAUW | ICE | Reciprocating_Engine
Nwmt_PV_Agg_1_OT | Nwmt PV Agg 1 OT | Nwmt PV Agg 1 OT | 5 | 2018-06-01 | 2050-12-01 | NWMT | NWMT_PV_Agg_1 | 2024-11-07 | NWMT_WAUW | Solar_Fixed | Solar | [5 empty] | SOLARV2025J_FIXED__UT_SALTLAKECITY
Oak_Creek_1_IC | Oak Creek 1 IC | Oak Creek 1 IC | 1.36 | 1999-11-01 | 2054-12-31 | WACM |  |  | WACM | ICE | Reciprocating_Engine
Oak_Grove_1_HY | Oak Grove 1 HY | Oak Grove 1 HY | 25.5 | 2022-08-27 | 2051-12-31 | PortlandGE |  |  | PortlandGE | Hydro | Hydro
Oak_Grove1_1_HY | Oak Grove1 1 HY | Oak Grove1 1 HY | 25.5 | 2022-08-27 | 2051-12-31 | PortlandGE |  |  | PortlandGE | Hydro | Hydro
Obsidian_Renewables_Black_Cap_II_1_PV_T | Obsidian Renewables Black Cap II 1 PV-T | Obsidian Renewables Black Cap II 1 PV-T | 8 | 2016-11-01 | 2036-11-01 | PACW | ObsidianRenewables | 2024-11-07 | PACW | Solar_1Axis | Solar |  | BC Solar |  |  |  | SOLARV2025J_1AXIS__OR_MEDFORD
Ocotillo_1_GT | Ocotillo 1 GT | Ocotillo 1 GT | 62.5 | 1972-05-01 | 2050-12-01 | AZPS | Ocotillo_GT1 | 2024-11-07 | AZPS | CT | Peaker |  | Ocotillo | GT1
Ocotillo_2_GT | Ocotillo 2 GT | Ocotillo 2 GT | 62.5 | 1973-07-01 | 2050-12-01 | AZPS | Ocotillo_GT2 | 2024-11-07 | AZPS | CT | Peaker |  | Ocotillo | GT2
Ocotillo_3_GT | Ocotillo 3 GT | Ocotillo 3 GT | 104 | 2019-04-01 | 2050-12-01 | AZPS | Ocotillo_GT3 | 2024-11-07 | AZPS | CT | Peaker |  | Ocotillo | GT3
Ocotillo_4_GT | Ocotillo 4 GT | Ocotillo 4 GT | 104 | 2019-01-01 | 2050-12-01 | AZPS | Ocotillo_GT4 | 2024-11-07 | AZPS | CT | Peaker |  | Ocotillo | GT4
Ocotillo_5_GT | Ocotillo 5 GT | Ocotillo 5 GT | 104 | 2019-02-01 | 2050-12-01 | AZPS | Ocotillo_GT5 | 2024-11-07 | AZPS | CT | Peaker |  | Ocotillo | GT5
Ocotillo_6_GT | Ocotillo 6 GT | Ocotillo 6 GT | 104 | 2019-03-01 | 2050-12-01 | AZPS | Ocotillo_GT6 | 2024-11-07 | AZPS | CT | Peaker |  | Ocotillo | GT6
Ocotillo_7_GT | Ocotillo 7 GT | Ocotillo 7 GT | 104 | 2018-12-01 | 2050-12-01 | AZPS | Ocotillo_GT7 | 2024-11-07 | AZPS | CT | Peaker |  | Ocotillo | GT7
Old_Mill_Solar_2_PV_NT | Old Mill Solar 2 PV-NT | Old Mill Solar 2 PV-NT | 5 | 2016-04-01 | 2041-01-01 | PACW | OldMillSolar | 2024-11-07 | PACW | Solar_Fixed | Solar |  | Old Mill Solar |  |  |  | SOLARV2025J_FIXED__OR_MEDFORD
Oldman_2_Wind_Farm_1_WT | Oldman 2 Wind Farm 1 WT | Oldman 2 Wind Farm 1 WT | 46 | 2014-05-01 | 2050-12-01 | AESO | OldManRiver | 2024-11-07 | BCHA_AESO | Wind | Wind | [5 empty] | WIND_V2025E_EIA_OREGON
Olive_1_ST | Olive 1 ST | Olive 1 ST | 50 | 1959-10-01 | 2025-12-01 | LADWP | Olive_O1 | 2024-11-07 | LADWP | Steam | ST |  | Olive | O1
Olive_2_ST | Olive 2 ST | Olive 2 ST | 59.78 | 1964-09-01 | 2025-12-01 | LADWP | Olive_O2 | 2024-11-07 | LADWP | Steam | ST |  | Olive | O2
Olive_View_Mc_Agg_GT | Olive View Mc Agg GT | Olive View Mc Agg GT | 5.6 | 1987-02-01 | 2050-12-01 | LADWP | Olive_View_MC_Agg | 2024-11-07 | LADWP | CT | Peaker |  | Olive View Medical Center
One_Energy_Solar_PV_T | One Energy Solar PV-T | One Energy Solar PV-T | 100 | 2025-05-01 | 2045-05-01 | EPE |  |  | PNM_EPE | Solar_1Axis | Solar | [5 empty] | SOLARV2025J_1AXIS__NM_ALBUQUERQUE
Oneida_1_HY | Oneida 1 HY | Oneida 1 HY | 10 | 2024-10-01 | 2033-12-01 | PAID | Oneida_1 | 2024-11-07 | PACE | Hydro | Hydro |  | Oneida | 1
Oneida_2_HY | Oneida 2 HY | Oneida 2 HY | 10 | 2024-12-01 | 2033-12-01 | PAID | Oneida_2 | 2024-11-07 | PACE | Hydro | Hydro |  | Oneida | 2
Oneida_3_HY | Oneida 3 HY | Oneida 3 HY | 10 | 2025-12-01 | 2033-12-01 | PAID | Oneida_3 | 2024-11-07 | PACE | Hydro | Hydro |  | Oneida | 3
Oneill_Creek_Solar_1_PV | Oneill Creek Solar 1 PV | Oneill Creek Solar 1 PV | 2.2 | 2019-11-01 | 2050-12-01 | PortlandGE | OneillCreekSolar | 2024-11-07 | PortlandGE | Solar_Fixed | Solar |  | O'Neill Creek Solar |  |  |  | SOLARV2025J_FIXED__OR_PORTLAND
Ontario_Solar_Center_1_PV | Ontario Solar Center 1 PV | Ontario Solar Center 1 PV | 3 | 2020-03-01 | 2050-12-01 | IPTV | Ontario_Solar_Center | 2024-11-07 | IPCO | Solar_Fixed | Solar |  | Ontario Solar Center |  |  |  | SOLARV2025J_FIXED__OR_PORTLAND
Open_Range_Solar_Center_1_PV_NT | Open Range Solar Center 1 PV-NT | Open Range Solar Center 1 PV-NT | 10 | 2016-12-01 | 2050-12-01 | IPTV | Open_Range_Solar_OR | 2024-11-07 | IPCO | Solar_Fixed | Solar |  | Open Range Solar Center, LLC |  |  |  | SOLARV2025J_FIXED__OR_PORTLAND
Or_Solar_2_Agate_Bay_Solar_PV_T | Or Solar 2 Agate Bay Solar PV-T | Or Solar 2 Agate Bay Solar PV-T | 10 | 2020-10-01 | 2036-10-01 | PACW | ORSolar2LLCAgateBaySolar | 2024-11-07 | PACW | Solar_1Axis | Solar |  | OR Solar 2, LLC |  |  |  | SOLARV2025J_1AXIS__OR_MEDFORD
Or_Solar_3_Turkey_Hill_Solar_1_PV_T | Or Solar 3 Turkey Hill Solar 1 PV-T | Or Solar 3 Turkey Hill Solar 1 PV-T | 10 | 2017-12-01 | 2036-10-01 | PACW | ORSolar3LLCTurkeyHillSolar | 2024-11-07 | PACW | Solar_Fixed | Solar |  | OR Solar 3, LLC |  |  |  | SOLARV2025J_FIXED__OR_MEDFORD
Or_Solar_5_Merrill_Solar_PV_T | Or Solar 5 Merrill Solar PV-T | Or Solar 5 Merrill Solar PV-T | 8 | 2018-01-01 | 2036-10-01 | PACW | ORSolar5MerrillSolar | 2024-11-07 | PACW | Solar_1Axis | Solar |  | OR Solar 5, LLC |  |  |  | SOLARV2025J_1AXIS__OR_MEDFORD
Or_Solar_6_Lakeview_Solar_1_PV_T | Or Solar 6 Lakeview Solar 1 PV-T | Or Solar 6 Lakeview Solar 1 PV-T | 10 | 2017-12-01 | 2036-10-01 | BPAT | ORSolar6LakeviewSolar | 2024-11-07 | BPAT | Solar_Fixed | Solar |  | OR Solar 6, LLC |  |  |  | SOLARV2025J_FIXED__OR_MEDFORD
Or_Solar_8_Dairy_Solar_PV_T | Or Solar 8 Dairy Solar PV-T | Or Solar 8 Dairy Solar PV-T | 10 | 2018-03-01 | 2036-10-01 | PACW | ORSolar8DairySolar | 2024-11-07 | PACW | Solar_Fixed | Solar |  | OR Solar 8, LLC |  |  |  | SOLARV2025J_FIXED__OR_MEDFORD
Orchard_Knob_Solar_PV_T | Orchard Knob Solar PV-T | Orchard Knob Solar PV-T | 2.3 | 2024-02-01 | 2044-02-01 | BPAT |  |  | BPAT | Solar_1Axis | Solar |  | Orchard Knob | PV1 |  |  | SOLARV2025J_1AXIS__OR_PORTLAND
Orchard_Ranch_Solar_1_PV_T | Orchard Ranch Solar 1 PV-T | Orchard Ranch Solar 1 PV-T | 20 | 2016-12-01 | 2050-12-01 | IPTV | Orchard_Ranch_Solar | 2024-11-07 | IPCO | Solar_Fixed | Solar |  | Orchard Ranch Solar |  |  |  | SOLARV2025J_FIXED__UT_SALTLAKECITY
Orchard_Wind_Farm_1_5_WT | Orchard Wind Farm 1 5 WT | Orchard Wind Farm 1 5 WT | 10 | 2020-12-01 | 2039-06-01 | PACW | Orchard_Wind_1 | 2024-11-07 | PACW | Wind | Wind |  | Orchard Windfarm 1, LLC |  |  |  | WIND_V2025E_EIA_OREGON
Orchard_Wind_Farm_2_5_WT | Orchard Wind Farm 2 5 WT | Orchard Wind Farm 2 5 WT | 10 | 2020-12-01 | 2039-06-01 | PACW |  |  | PACW | Wind | Wind |  | Orchard Windfarm 2, LLC | OCHW2 |  |  | WIND_V2025E_EIA_OREGON
Orchard_Wind_Farm_3_5_WT | Orchard Wind Farm 3 5 WT | Orchard Wind Farm 3 5 WT | 10 | 2020-12-01 | 2039-06-01 | PACW |  |  | PACW | Wind | Wind |  | Orchard Windfarm 3, LLC | OCHW3 |  |  | WIND_V2025E_EIA_OREGON
Orchard_Wind_Farm_4_5_WT | Orchard Wind Farm 4 5 WT | Orchard Wind Farm 4 5 WT | 10 | 2020-12-01 | 2039-06-01 | PACW |  |  | PACW | Wind | Wind |  | Orchard Windfarm 4, LLC | OCHW4 |  |  | WIND_V2025E_EIA_OREGON
Oregon_Dry_Creek_Medford_1_IC | Oregon Dry Creek Medford 1 IC | Oregon Dry Creek Medford 1 IC | 1.6 | 2023-03-01 | 2024-07-01 | PACW |  |  | PACW | ICE | Reciprocating_Engine
Oregon_Dry_Creek_Medford_2_IC | Oregon Dry Creek Medford 2 IC | Oregon Dry Creek Medford 2 IC | 1.6 | 2023-03-01 | 2024-07-01 | PACW |  |  | PACW | ICE | Reciprocating_Engine
Oregon_Solar_Land_Holdings_1_PV_T | Oregon Solar Land Holdings 1 PV-T | Oregon Solar Land Holdings 1 PV-T | 9.9 | 2017-02-01 | 2031-11-01 | PACW |  |  | PACW | Solar_1Axis | Solar |  | OSLH, LLC |  |  |  | SOLARV2025J_1AXIS__OR_MEDFORD
Oregon_State_University_State_Board_1_CT | Oregon State University State Board 1 CT | Oregon State University State Board 1 CT | 5.5 | 2010-06-01 | 2027-09-01 | PACW |  |  | PACW | CC | CCGT |  | Oregon State University Energy Center | CTG
Oregon_State_University_State_Board_2_CA | Oregon State University State Board 2 CA | Oregon State University State Board 2 CA | 1 | 2007-07-01 | 2027-09-01 | PACW |  |  | PACW | CT | Peaker |  | Oregon State University Energy Center | STG
Oregon_Trail_BESS_BA | Oregon Trail BESS BA | Oregon Trail BESS BA | 41 | 2025-12-01 | 2054-12-01 | BPAT |  |  | BPAT | Battery_4h | Li-ion Battery | [6 empty] | 164 | 4
Oregon_Trail_Solar_PV_T | Oregon Trail Solar PV-T | Oregon Trail Solar PV-T | 41 | 2025-12-01 | 2054-12-01 | BPAT |  |  | BPAT | Solar_1Axis | Solar |  | Oregon Trail Solar |  |  |  | SOLARV2025J_1AXIS__OR_MEDFORD
Oregon_Trail_Windfarm_Oregon_Windfarms_1_WT | Oregon Trail Windfarm Oregon Windfarms 1 WT | Oregon Trail Windfarm Oregon Windfarms 1 WT | 9.9 | 2009-08-01 | 2029-01-01 | PACW |  |  | PACW | Wind | Wind |  | Oregon Trail Windfarm LLC | 1 |  |  | WIND_V2025E_EIA_OREGON
Oregon_Trails_1_WT | Oregon Trails 1 WT | Oregon Trails 1 WT | 13.5 | 2010-12-01 | 2051-12-01 | IPMV |  |  | IPCO | Wind | Wind |  | Oregon Trail Wind Park | OTWP |  |  | WIND_V2025E_EIA_IDAHO
Ormat_Beowawe_1_ST | Ormat Beowawe 1 ST | Ormat Beowawe 1 ST | 29 | 2006-04-01 | 2024-12-01 | NEVP | Beowawe_Power_1_2 | 2024-11-07 | NEVP | Geothermal | Geothermal |  | Beowawe | GEN1
Ormat_Beowawe_2_ST | Ormat Beowawe 2 ST | Ormat Beowawe 2 ST | 17 | 2011-02-01 | 2025-12-01 | NEVP | BEOWAWE | 2024-11-07 | NEVP | Geothermal | Geothermal |  | Beowawe | GEN1
Ormat_Dixie_Jersey_Valley_1_ST | Ormat Dixie Jersey Valley 1 ST | Ormat Dixie Jersey Valley 1 ST | 38.5 | 2021-12-01 | 2031-12-01 | NEVP | DIXIE_M_P12 | 2024-11-07 | NEVP | Geothermal | Geothermal
Ormat_Don_A_Campbell_1_BT | Ormat Don A Campbell 1 BT | Ormat Don A Campbell 1 BT | 25 | 2013-12-01 | 2035-09-01 | NEVP | Wild_Rose_1 | 2024-11-07 | NEVP | Geothermal | Geothermal
Ormat_Don_A_Campbell_2_BT | Ormat Don A Campbell 2 BT | Ormat Don A Campbell 2 BT | 25 | 2015-09-01 | 2035-09-01 | NEVP | Wild_Rose_2 | 2024-11-07 | NEVP | Geothermal | Geothermal
Ormat_Galena_2_BT | Ormat Galena 2 BT | Ormat Galena 2 BT | 13.5 | 2007-05-01 | 2040-12-01 | NEVP | Galena2 | 2024-11-07 | NEVP | Geothermal | Geothermal |  | Galena 2 Geothermal Power Plant
Ormat_Galena_3_1_BT | Ormat Galena 3-1 BT | Ormat Galena 3-1 BT | 26.5 | 2008-02-01 | 2053-12-01 | NEVP | Galena_3_2 | 2024-11-07 | NEVP | Geothermal | Geothermal |  | Galena 3 Geothermal Power Plant | GEN2
Ormat_Galena_3_2_BT | Ormat Galena 3-2 BT | Ormat Galena 3-2 BT | 15 | 2008-02-01 | 2053-12-01 | NEVP | Galena_3_1 | 2024-11-07 | NEVP | Geothermal | Geothermal |  | Galena 3 Geothermal Power Plant | GEN1
Ormat_Jersey_Valley_Geothermal_Power_Plant_1_BT | Ormat Jersey Valley Geothermal Power Plant 1 BT | Ormat Jersey Valley Geothermal Power Plant 1 BT | 11.25 | 2011-08-01 | 2031-12-01 | NEVP | Jersey_Valley_1 | 2024-11-07 | NEVP | Geothermal | Geothermal |  | Jersey Valley Geothermal Power Plant | OEC 1
Ormat_Mcginness_2_1_BT | Ormat Mcginness 2-1 BT | Ormat Mcginness 2-1 BT | 20 | 2012-06-01 | 2032-12-01 | NEVP | McGinness_Hills_2_1 | 2024-11-07 | NEVP | Geothermal | Geothermal |  | McGinness Hills | OEC21
Ormat_Mcginness_2_2_BT | Ormat Mcginness 2-2 BT | Ormat Mcginness 2-2 BT | 20 | 2012-06-01 | 2032-12-01 | NEVP | McGinness_Hills_2_2 | 2024-11-07 | NEVP | Geothermal | Geothermal |  | McGinness Hills | OEC22
Ormat_Mcginness_2_3_BT | Ormat Mcginness 2-3 BT | Ormat Mcginness 2-3 BT | 12 | 2012-06-01 | 2032-12-01 | NEVP | McGinness_Hills_2_3 | 2024-11-07 | NEVP | Geothermal | Geothermal |  | McGinness Hills | OEC23
Ormat_Mcginness_3_3_ST | Ormat Mcginness 3-3 ST | Ormat Mcginness 3-3 ST | 30 | 2022-08-01 | 2040-12-01 | NEVP | McGinness_Hills_3_1 | 2024-11-07 | NEVP | Geothermal | Geothermal |  | McGinness Hills 3 | OEC31
Ormat_Mcginness_4_4_ST | Ormat Mcginness 4 4 ST | Ormat Mcginness 4 4 ST | 70 | 2027-10-01 | 2032-12-01 | NEVP | McGinness_4 | 2024-11-07 | NEVP | Geothermal | Geothermal
Ormat_Mcginness_G1A_BT | Ormat Mcginness G1A BT | Ormat Mcginness G1A BT | 20 | 2012-06-01 | 2032-12-01 | NEVP | McGinness_Hills_1_1 | 2024-11-07 | NEVP | Geothermal | Geothermal |  | McGinness Hills | 1
Ormat_Mcginness_G1B_BT | Ormat Mcginness G1B BT | Ormat Mcginness G1B BT | 20 | 2012-06-01 | 2032-12-01 | NEVP | McGinness_Hills_1_2 | 2024-11-07 | NEVP | Geothermal | Geothermal |  | McGinness Hills | 2
Ormat_Mcginness_G1C_BT | Ormat Mcginness G1C BT | Ormat Mcginness G1C BT | 12 | 2012-06-01 | 2032-12-01 | NEVP | McGinness_Hills_1_3 | 2024-11-07 | NEVP | Geothermal | Geothermal |  | McGinness Hills | 3
Ormat_North_Valley_Fka_San_Emidio_2_2_ST | Ormat North Valley Fka San Emidio 2-2 ST | Ormat North Valley Fka San Emidio 2-2 ST | 45 | 2024-05-01 | 2048-12-01 | NEVP | San_Emidio_2 | 2024-11-07 | NEVP | Geothermal | Geothermal
Ormat_Reg_Peetz_1_OT | Ormat Reg Peetz 1 OT | Ormat Reg Peetz 1 OT | 3.7 | 2009-03-01 | 2050-12-01 | WACM | Ormat_REG_@_Peetz1OT3_7 | 2024-11-07 | WACM | Steam | ST
Ormat_Tungsten_1_ST | Ormat Tungsten 1 ST | Ormat Tungsten 1 ST | 38.5 | 2017-09-01 | 2043-12-01 | NEVP | TUNGSTEN_P1 | 2024-11-07 | NEVP | Geothermal | Geothermal |  | Tungsten Mountain
Ormat_Tungsten_2_ST | Ormat Tungsten 2 ST | Ormat Tungsten 2 ST | 38.5 | 2023-12-01 | 2043-12-01 | NEVP | Tungsten_2 | 2024-11-07 | NEVP | Geothermal | Geothermal
Ormesa_1E_1_BT | Ormesa 1E 1 BT | Ormesa 1E 1 BT | 7 | 1987-12-01 | 2050-12-01 | IID | Ormesa_1_E | 2024-11-07 | IID | Geothermal | Geothermal |  | Ormesa IE
Ormesa_1H_1_BT | Ormesa 1H 1 BT | Ormesa 1H 1 BT | 7 | 1989-12-01 | 2050-12-01 | IID | Ormesa_1_H | 2024-11-07 | IID | Geothermal | Geothermal |  | Ormesa IH
Ormesa_I_1_BT | Ormesa I 1 BT | Ormesa I 1 BT | 24 | 1986-12-01 | 2050-12-01 | IID | Ormesa_I | 2024-11-07 | IID | Geothermal | Geothermal |  | Ormesa I
Ormesa_I_ITLU1_BT | Ormesa I ITLU1 BT | Ormesa I ITLU1 BT | 12 | 2003-06-01 | 2051-12-01 | IID |  |  | IID | Geothermal | Geothermal |  | Ormesa I | ITLU1
Ormesa_I_ITLU2_BT | Ormesa I ITLU2 BT | Ormesa I ITLU2 BT | 12 | 2003-07-01 | 2051-12-01 | IID |  |  | IID | Geothermal | Geothermal |  | Ormesa I | ITLU2
Ormesa_I_OE31_BT | Ormesa I OE31 BT | Ormesa I OE31 BT | 1.2 | 1986-12-01 | 2051-12-01 | IID |  |  | IID | Geothermal | Geothermal |  | Ormesa I | OE31
Ormesa_I_OE32_BT | Ormesa I OE32 BT | Ormesa I OE32 BT | 1.2 | 1986-12-01 | 2051-12-01 | IID |  |  | IID | Geothermal | Geothermal |  | Ormesa I | OE32
Ormesa_II_1_BT | Ormesa II 1 BT | Ormesa II 1 BT | 18.5 | 1987-12-01 | 2050-12-01 | IID | Ormesa_II_OEC22 | 2024-11-07 | IID | Geothermal | Geothermal |  | Ormesa II | OEC2
Orodell_Hydro | Orodell Hydro | Orodell Hydro | 0.23 | 1987-09-01 | 2028-05-01 | PSCO |  |  | PSCO | Hydro | Hydro
Oso_Grande_Wind | Oso Grande Wind | Oso Grande Wind | 247.4 | 2021-04-01 | 2051-12-01 | TEPC |  |  | TEPC | Wind | Wind |  | Oso Grande Wind Farm | OGW24 | OGW45 |  | WIND_V2025E_EIA_NEWMEXICO
Otero_County_Solar_PV_1_PV_NT | Otero County Solar PV 1 PV-NT | Otero County Solar PV 1 PV-NT | 7.5 | 2013-12-01 | 2043-12-01 | PNM | Otero_County | 2024-11-07 | PNM_EPE | Solar_Fixed | Solar |  | Otero Solar |  |  |  | SOLARV2025J_FIXED__NM_ALBUQUERQUE
Ouray_HY | Ouray HY | Ouray HY | 0.9 | 2011-02-07 | 2051-12-31 | WACM |  |  | WACM | Hydro | Hydro
Outback_Solar_22K_PV_NT | Outback Solar 22K PV-NT | Outback Solar 22K PV-NT | 5 | 2012-10-01 | 2050-12-01 | BPAT | OutbackChristms | 2024-11-07 | BPAT | Solar_Fixed | Solar |  | Outback Solar At Christmas Valley |  |  |  | SOLARV2025J_FIXED__OR_MEDFORD
Oxbow_1_HY | Oxbow 1 HY | Oxbow 1 HY | 47.5 | 1961-07-01 | 2050-12-01 | IPTV | Oxbow_OR_1 | 2024-11-07 | IPCO | Hydro | Hydro |  | Oxbow (OR) | 1
Oxbow_2_HY | Oxbow 2 HY | Oxbow 2 HY | 47.5 | 1961-07-01 | 2050-12-01 | IPTV | Oxbow_OR_2 | 2024-11-07 | IPCO | Hydro | Hydro |  | Oxbow (OR) | 2
Oxbow_3_HY | Oxbow 3 HY | Oxbow 3 HY | 47.5 | 1961-09-01 | 2050-12-01 | IPTV | Oxbow_OR_3 | 2024-11-07 | IPCO | Hydro | Hydro |  | Oxbow (OR) | 3
Oxbow_4_HY | Oxbow 4 HY | Oxbow 4 HY | 47.5 | 1961-11-01 | 2050-12-01 | IPTV | Oxbow_OR_4 | 2024-11-07 | IPCO | Hydro | Hydro |  | Oxbow (OR) | 4
Oyen_767S_DER_Solar_1_PV_NT | Oyen 767S DER Solar 1 PV-NT | Oyen 767S DER Solar 1 PV-NT | 15 | 2023-09-01 | 2054-12-01 | AESO |  |  | BCHA_AESO | Solar_Fixed | Solar | [5 empty] | SOLARV2025J_FIXED__WA_SEATTLE
Pacific_Canyon_Windfarm_Oregon_Windfarms_1_WT | Pacific Canyon Windfarm Oregon Windfarms 1 WT | Pacific Canyon Windfarm Oregon Windfarms 1 WT | 8.3 | 2009-08-01 | 2029-01-01 | PACW |  |  | PACW | Wind | Wind |  | Pacific Canyon Windfarm LLC | 1 |  |  | WIND_V2025E_EIA_OREGON
Packwood_HY_1_HY | Packwood HY 1 HY | Packwood HY 1 HY | 27.5 | 1964-04-01 | 2050-12-01 | BPAT | Packwood | 2024-11-07 | BPAT | Hydro | Hydro |  | Packwood
Paid_Hy_Agg_2_HY | Paid Hy Agg 2 HY | Paid Hy Agg 2 HY | 17 | 1986-12-01 | 2042-03-01 | PAID | PAID_HY_Agg_2 | 2024-11-07 | PACE | Hydro | Hydro
Paintearth_Wind_Farm_1_WT | Paintearth Wind Farm 1 WT | Paintearth Wind Farm 1 WT | 198 | 2023-07-01 | 2054-12-01 | AESO |  |  | BCHA_AESO | Wind | Wind | [5 empty] | WIND_V2025E_ONSHORE_ABCYPRESS_TRANSFORM
Paisley_Geothermal_1_ST | Paisley Geothermal 1 ST | Paisley Geothermal 1 ST | 3.7 | 2015-10-01 | 2050-12-01 | BPAT | PaisleyGeothermal1ST3.7 | 2024-11-07 | BPAT | Geothermal | Geothermal |  | Paisley Geothermal Generating Plant
Palisades_1_HY | Palisades 1 HY | Palisades 1 HY | 44.1 | 1957-08-01 | 2050-12-01 | PAID | Palisades_1 | 2024-11-07 | PACE | Hydro | Hydro |  | Palisades Dam | 1
Palisades_2_HY | Palisades 2 HY | Palisades 2 HY | 44.1 | 1957-05-01 | 2050-12-01 | PAID | Palisades_2 | 2024-11-07 | PACE | Hydro | Hydro |  | Palisades Dam | 2
Palisades_3_HY | Palisades 3 HY | Palisades 3 HY | 44.1 | 1957-02-01 | 2050-12-01 | PAID | Palisades_3 | 2024-11-07 | PACE | Hydro | Hydro |  | Palisades Dam | 3
Palisades_4_HY | Palisades 4 HY | Palisades 4 HY | 44.1 | 1958-05-01 | 2050-12-01 | PAID | Palisades_4 | 2024-11-07 | PACE | Hydro | Hydro |  | Palisades Dam | 4
Palmer_Creek_Solar_1_PV | Palmer Creek Solar 1 PV | Palmer Creek Solar 1 PV | 2.2 | 2020-12-01 | 2050-12-01 | PortlandGE | PalmerCreekSolar | 2024-11-07 | PortlandGE | Solar_Fixed | Solar |  | Palmer Creek Solar, LLC |  |  |  | SOLARV2025J_FIXED__OR_PORTLAND
Palmer_Solar_1_PV | Palmer Solar 1 PV | Palmer Solar 1 PV | 60 | 2020-04-01 | 2050-12-01 | PSCO | Palmer_Solar | 2024-11-07 | PSCO | Solar_Fixed | Solar |  | Palmer Solar |  |  |  | SOLARV2025J_FIXED__CO_DENVER
Palo_Verde_1 | Palo Verde 1 | Palo Verde 1 | 768.2 | 1986-01-01 | 2045-06-01 | AZPS |  |  | AZPS | Nuclear | Nuclear |  | Palo Verde | 1
Palo_Verde_2 | Palo Verde 2 | Palo Verde 2 | 1403.2 | 1986-09-01 | 2046-04-01 | AZPS |  |  | AZPS | Nuclear | Nuclear |  | Palo Verde | 2
Palo_Verde_3 | Palo Verde 3 | Palo Verde 3 | 1403.2 | 1988-01-01 | 2047-11-01 | AZPS |  |  | AZPS | Nuclear | Nuclear |  | Palo Verde | 3
Paloma_1_BA | Paloma 1 BA | Paloma 1 BA | 17 | 2022-06-01 | 2050-12-01 | AZPS | PalomaBESS | 2024-11-07 | AZPS | Battery_4h | Li-ion Battery |  | Paloma Solar Hybrid | PA17M |  |  |  | 68 | 4
Paloma_1_PV | Paloma 1 PV | Paloma 1 PV | 17 | 2005-10-01 | 2050-12-01 | AZPS | Paloma | 2024-11-07 | AZPS | Solar_1Axis | Solar |  | Paloma Solar Hybrid | PV1 |  |  | SOLARV2025J_1AXIS__AZ_PHOENIX
Palouse_Wind_1_WT | Palouse Wind 1 WT | Palouse Wind 1 WT | 105.3 | 2012-12-01 | 2050-12-01 | BPAT | Palouse_1 | 2024-11-07 | BPAT | Wind | Wind |  | Palouse |  |  |  | WIND_V2025E_EIA_OREGON
Pandora_/_Telluride_Water_Treatment_HY | Pandora / Telluride Water Treatment HY | Pandora / Telluride Water Treatment HY | 0.32 | 2015-02-01 | 2051-12-31 | WACM |  |  | WACM | Hydro | Hydro
Papago_1_BA | Papago 1 BA | Papago 1 BA | 300 | 2025-05-01 | 2051-12-01 | AZPS |  |  | AZPS | Battery_4h | Li-ion Battery |  | Papago Energy Storage | PPABA |  |  |  | 1200 | 4
Parker_1_HY | Parker 1 HY | Parker 1 HY | 30 | 1942-12-01 | 2050-12-01 | WALC | Parker_Dam_1 | 2024-11-07 | WALC | Hydro | Hydro |  | Parker Dam | 1
Parker_2_HY | Parker 2 HY | Parker 2 HY | 30 | 1943-01-01 | 2050-12-01 | WALC | Parker_Dam_2 | 2024-11-07 | WALC | Hydro | Hydro |  | Parker Dam | 2
Parker_3_HY | Parker 3 HY | Parker 3 HY | 30 | 1942-12-01 | 2050-12-01 | WALC | Parker_Dam_3 | 2024-11-07 | WALC | Hydro | Hydro |  | Parker Dam | 3
Parker_4_HY | Parker 4 HY | Parker 4 HY | 30 | 1943-05-01 | 2050-12-01 | WALC | Parker_Dam_4 | 2024-11-07 | WALC | Hydro | Hydro |  | Parker Dam | 4
Parkland_Alp2_1_GT | Parkland Alp2 1 GT | Parkland Alp2 1 GT | 10 | 1985-01-01 | 2050-12-01 | AESO | AltaGasPark_1 | 2024-11-07 | BCHA_AESO | CT | Peaker
Parowan_Solar_BA | Parowan Solar BA | Parowan Solar BA | 58 | 2027-12-01 | 2051-12-01 | PAUT |  |  | PACE | Paired_BattStorage | Li-ion Battery |  | Parowan Solar | PARB |  |  |  | 232 | 4 | Parowan_Solar_PV_T
Parowan_Solar_PV_T | Parowan Solar PV-T | Parowan Solar PV-T | 58 | 2027-12-01 | 2051-12-01 | PAUT |  |  | PACE | Paired_Solar_1Axis | Solar |  | Parowan Solar | PARS0 |  |  | SOLARV2025J_1AXIS__UT_SALTLAKECITY
Parque_Eolico_Rumorosa_5_WT | Parque Eolico Rumorosa 5 WT | Parque Eolico Rumorosa 5 WT | 10 | 2010-01-01 | 2050-12-01 | CFE | ParqueEolico | 2024-11-07 | CFE | Wind | Wind | [5 empty] | WIND_V2025E_EIA_ARIZONA
Pattern_Operators_Lp_1_WT | Pattern Operators Lp 1 WT | Pattern Operators Lp 1 WT | 143 | 2017-03-01 | 2051-12-01 | PNM |  |  | PNM_EPE | Wind | Wind |  | Broadview Energy KW, LLC | 1 |  |  | WIND_V2025E_EIA_NEWMEXICO
Pattern_Operators_Lp_2_WT | Pattern Operators Lp 2 WT | Pattern Operators Lp 2 WT | 182 | 2017-03-01 | 2051-12-01 | PNM |  |  | PNM_EPE | Wind | Wind |  | Broadview Energy JN, LLC | 1 |  |  | WIND_V2025E_EIA_NEWMEXICO
Pattern_Operators._LP_3_WT | Pattern Operators. LP 3 WT | Pattern Operators. LP 3 WT | 220 | 2019-08-01 | 2051-12-01 | PNM |  |  | PNM_EPE | Wind | Wind |  | Grady Wind Energy Center, LLC | 1 |  |  | WIND_V2025E_EIA_NEWMEXICO
Patu_Wind_6_WT | Patu Wind 6 WT | Patu Wind 6 WT | 9 | 2011-01-01 | 2050-12-01 | BPAT | PaTu_Wind | 2024-11-07 | BPAT | Wind | Wind |  | PaTu Wind Farm LLC |  |  |  | WIND_V2025E_EIA_OREGON
Patua_1A3 | Patua 1A3 | Patua 1A3 | 10 | 2013-12-01 | 2043-12-01 | NEVP |  |  | NEVP | Geothermal | Geothermal |  | Patua Acquisition Project, LLC | 3
Patua_1A5 | Patua 1A5 | Patua 1A5 | 10 | 2013-12-01 | 2043-12-01 | NEVP |  |  | NEVP | Geothermal | Geothermal |  | Patua Acquisition Project, LLC | 5
Patua_Acquisition_Project_1_PV_T | Patua Acquisition Project 1 PV-T | Patua Acquisition Project 1 PV-T | 10.6 | 2017-07-01 | 2047-09-01 | NEVP | PatuaSolar | 2024-11-07 | NEVP | Solar_1Axis | Solar |  | Patua Acquisition Project, LLC | PV-01 |  |  | SOLARV2025J_1AXIS_NV_CLARK_LASVEGAS_0
Paut_Hy_Agg_1_HY | Paut Hy Agg 1 HY | Paut Hy Agg 1 HY | 0.5 | 1969-03-01 | 2051-12-01 | PAUT | PAUT_HY_Agg_1 | 2024-11-07 | PACE | Hydro | Hydro
Paut_PV_T_Agg_Beaver_Co_1_PV_T | Paut PV-T Agg Beaver Co 1 PV-T | Paut PV-T Agg Beaver Co 1 PV-T | 9 | 2015-07-01 | 2035-07-01 | PAUT | PAUT_PV_T_Agg_Beaver_Co_1 | 2024-11-07 | PACE | Solar_1Axis | Solar | [5 empty] | SOLARV2025J_1AXIS__UT_SALTLAKECITY
Pavant_Solar_1_PV_T | Pavant Solar 1 PV-T | Pavant Solar 1 PV-T | 50 | 2015-12-01 | 2035-12-01 | PAUT | znPAVANT_SOL_1 | 2024-11-07 | PACE | Solar_Fixed | Solar |  | Pavant Solar, LLC |  |  |  | SOLARV2025J_FIXED__UT_SALTLAKECITY
Pavant_Solar_3_PV_T | Pavant Solar 3 PV-T | Pavant Solar 3 PV-T | 20 | 2016-12-01 | 2036-12-01 | PAUT | CHAUT_SG | 2024-11-07 | PACE | Solar_Fixed | Solar |  | Pavant Solar III |  |  |  | SOLARV2025J_FIXED__UT_SALTLAKECITY
Pavant_Solar_II_2_PV_T | Pavant Solar II 2 PV-T | Pavant Solar II 2 PV-T | 50 | 2016-11-01 | 2036-11-01 | PAUT | BASELINE_SG | 2024-11-07 | PACE | Solar_Fixed | Solar |  | Pavant Solar II LLC |  |  |  | SOLARV2025J_FIXED__UT_SALTLAKECITY
Pawnee_1_ST | Pawnee 1 ST | Pawnee 1 ST | 552.28 | 1981-11-01 | 2026-12-01 | PSCO | Pawnee_1 | 2024-11-07 | PSCO | Coal | Coal |  | Pawnee
Paynes_Ferry_Wind_Farm_1_WT | Paynes Ferry Wind Farm 1 WT | Paynes Ferry Wind Farm 1 WT | 21 | 2010-12-01 | 2051-12-01 | IPMV |  |  | IPCO | Wind | Wind |  | Payne's Ferry | PFWP |  |  | WIND_V2025E_EIA_IDAHO
Pdte_Juarez_5_GT | Pdte Juarez 5 GT | Pdte Juarez 5 GT | 160 | 1991-01-01 | 2050-12-01 | CFE | PdteJuarez05 | 2024-11-07 | CFE | Steam | ST
Pdte_Juarez_6_GT | Pdte Juarez 6 GT | Pdte Juarez 6 GT | 160 | 1991-06-01 | 2050-12-01 | CFE | PdteJuarez06 | 2024-11-07 | CFE | Steam | ST
Pdte_Juarez_9_CS | Pdte Juarez 9 CS | Pdte Juarez 9 CS | 248 | 2001-04-01 | 2050-12-01 | CFE | PdteJuarez09_CC | 2024-11-07 | CFE | CC | CCGT
Pdte._Juarez_8_CS | Pdte. Juarez 8 CS | Pdte. Juarez 8 CS | 260 | 2023-06-01 | 2051-12-01 | CFE | PdteJuarez08_CC | 2024-11-07 | CFE | CC | CCGT
Pdte.Juarez_7_GT | Pdte.Juarez 7 GT | Pdte.Juarez 7 GT | 157.5 | 2023-06-01 | 2051-12-01 | CFE | PdteJuarez07 | 2024-11-07 | CFE | CT | Peaker
PdteJuarez_Gt_1_GT | PdteJuarez Gt 1 GT | PdteJuarez Gt 1 GT | 30 | 1982-09-01 | 2050-12-01 | CFE | PdteJuarezGT1 | 2024-11-07 | CFE | CT | Peaker
PdteJuarez_Gt_2_GT | PdteJuarez Gt 2 GT | PdteJuarez Gt 2 GT | 30 | 1982-11-01 | 2050-12-01 | CFE | PdteJuarezGT2 | 2024-11-07 | CFE | CT | Peaker
PdteJuarezCC_Total | PdteJuarezCC-Total | PdteJuarezCC-Total | 277 | 2009-07-01 | 2050-12-01 | CFE |  |  | CFE | CC | CCGT
Peace_Canyon_1_HY | Peace Canyon 1 HY | Peace Canyon 1 HY | 178 | 1979-12-01 | 2050-12-01 | BCHA | Peace_Canyon_1 | 2024-11-07 | BCHA_AESO | Hydro | Hydro
Peace_Canyon_2_HY | Peace Canyon 2 HY | Peace Canyon 2 HY | 184 | 1979-12-01 | 2050-12-01 | BCHA | Peace_Canyon_2 | 2024-11-07 | BCHA_AESO | Hydro | Hydro
Peace_Canyon_3_HY | Peace Canyon 3 HY | Peace Canyon 3 HY | 184 | 1979-12-01 | 2050-12-01 | BCHA | Peace_Canyon_3 | 2024-11-07 | BCHA_AESO | Hydro | Hydro
Peace_Canyon_4_HY | Peace Canyon 4 HY | Peace Canyon 4 HY | 184 | 1979-12-01 | 2050-12-01 | BCHA | Peace_Canyon_4 | 2024-11-07 | BCHA_AESO | Hydro | Hydro
Peak_View_Wind_Generation_1_WT | Peak View Wind Generation 1 WT | Peak View Wind Generation 1 WT | 60.8 | 2016-11-01 | 2050-12-01 | PSCO | Peak_View_Rattlsnake | 2024-11-07 | PSCO | Wind | Wind |  | Peak View Wind Farm |  |  |  | WIND_V2025E_EIA_NEWMEXICO
Pebble_Springs_47_WT | Pebble Springs 47 WT | Pebble Springs 47 WT | 98.7 | 2009-04-01 | 2050-12-01 | BPAT | PebbleSprings | 2024-11-07 | BPAT | Wind | Wind |  | Pebble Springs Wind LLC |  |  |  | WIND_V2025E_EIA_OREGON
PEC_660_1_HY | PEC 660 1 HY | PEC 660 1 HY | 2.29 | 1985-03-01 | 2025-03-01 | BPAT | Potholes_East | 2024-11-07 | BPAT | Hydro | Hydro |  | Potholes East Canal 66.0
PEC_Headworks_1_HY | PEC Headworks 1 HY | PEC Headworks 1 HY | 6.59 | 1990-09-01 | 2050-12-01 | GCPD | PEC_Headworks_1 | 2024-11-07 | BPAT | Hydro | Hydro |  | PEC Headworks
Peetz_Table_1 | Peetz Table 1 | Peetz Table 1 | 199.5 | 2007-12-01 | 2032-12-01 | PSCO |  |  | PSCO | Wind | Wind |  | Peetz Table Wind Energy |  |  |  | WIND_V2025E_EIA_WYOMING
Pelton_1_HY | Pelton 1 HY | Pelton 1 HY | 32.4 | 1957-12-01 | 2050-12-01 | PortlandGE | Pelton_1 | 2024-11-07 | PortlandGE | Hydro | Hydro |  | Pelton | 1
Pelton_2_HY | Pelton 2 HY | Pelton 2 HY | 32.4 | 1958-03-01 | 2050-12-01 | PortlandGE | Pelton_2 | 2024-11-07 | PortlandGE | Hydro | Hydro |  | Pelton | 2
Pelton_3_HY | Pelton 3 HY | Pelton 3 HY | 32.4 | 1958-04-01 | 2050-12-01 | PortlandGE | Pelton_3 | 2024-11-07 | PortlandGE | Hydro | Hydro |  | Pelton | 3
Pelton_Re_Reg_1_HY | Pelton Re Reg 1 HY | Pelton Re Reg 1 HY | 19.6 | 1982-06-01 | 2050-12-01 | PACW | WarmSpringsPwr | 2024-11-07 | PACW | Hydro | Hydro |  | Warm Springs Power Enterprises
Pena_Station_1_PV_T | Pena Station 1 PV-T | Pena Station 1 PV-T | 1.3 | 2017-03-01 | 2037-03-01 | PSCO | Pena_Station | 2024-11-07 | PSCO | Solar_1Axis | Solar |  | Panasonic Carport Solar Hybrid |  |  |  | SOLARV2025J_1AXIS__CO_DENVER
Penitente_Solar_1_PV_T | Penitente Solar 1 PV-T | Penitente Solar 1 PV-T | 2.75 | 2017-11-01 | 2050-12-01 | PSCO | Penitente_Solar | 2024-11-07 | PSCO | Solar_1Axis | Solar |  | San Luis Valley Solar Array |  |  |  | SOLARV2025J_1AXIS__CO_DENVER
Pennask_Wind_1_WT | Pennask Wind 1 WT | Pennask Wind 1 WT | 15 | 2017-02-01 | 2050-12-01 | BCHA | Pennask_wind_farm | 2024-11-07 | BCHA_AESO | Wind | Wind | [5 empty] | WIND_V2025E_ONSHORE_BCPEACERIVER_TRANSFORM
Perrin_Ranch_1_WT | Perrin Ranch 1 WT | Perrin Ranch 1 WT | 99.2 | 2012-06-01 | 2050-12-01 | AZPS | Perrin_Ranch_CedarMt | 2024-11-07 | AZPS | Wind | Wind |  | Perrin Ranch Wind LLC |  |  |  | WIND_V2025E_EIA_ARIZONA
Pershing_Solar_1_PV_T | Pershing Solar 1 PV-T | Pershing Solar 1 PV-T | 480 | 2021-12-01 | 2055-12-01 | NEVP | PershingSolar | 2024-11-07 | NEVP | Solar_1Axis | Solar | [5 empty] | SOLARV2025J_1AXIS_NV_CLARK_LASVEGAS_0
Piceance_Creek_Solar_Phase_I_PV | Piceance Creek Solar Phase I PV | Piceance Creek Solar Phase I PV | 4 | 2018-12-01 | 2051-12-01 | WACM | Piceance_Creek_Solar_Phase_I | 2024-11-07 | WACM | Solar_1Axis | Solar |  | Bar D |  |  |  | SOLARV2025J_1AXIS__CO_DENVER
Pika_Solar_1_PV | Pika Solar 1 PV | Pika Solar 1 PV | 2.2 | 2020-12-01 | 2050-12-01 | PortlandGE | PikaSolar | 2024-11-07 | PortlandGE | Solar_Fixed | Solar |  | Pika Solar |  |  |  | SOLARV2025J_FIXED__OR_PORTLAND
Pike_Solar_1_PV | Pike Solar 1 PV | Pike Solar 1 PV | 175 | 2023-04-01 | 2050-12-01 | PSCO | ADS30_PV_PSCO_8 | 2024-11-07 | PSCO | Solar_Fixed | Solar |  | Pike Solar Hybrid |  |  |  | SOLARV2025J_FIXED__CO_DENVER
Pilgrim_Stage_1_WT | Pilgrim Stage 1 WT | Pilgrim Stage 1 WT | 10.5 | 2010-12-01 | 2051-12-01 | IPMV |  |  | IPCO | Wind | Wind |  | Pilgrim Stage Wind Park | PSWP |  |  | WIND_V2025E_EIA_IDAHO
Pilot_Knob_1_HY | Pilot Knob 1 HY | Pilot Knob 1 HY | 16.5 | 1957-01-01 | 2050-12-01 | IID | Pilot_Knob_1 | 2024-11-07 | IID | Hydro | Hydro |  | Pilot Knob | 1
Pilot_Knob_2_HY | Pilot Knob 2 HY | Pilot Knob 2 HY | 16.5 | 1957-01-01 | 2050-12-01 | IID | Pilot_Knob_2 | 2024-11-07 | IID | Hydro | Hydro |  | Pilot Knob | 2
Pilot_Rock_Solar_I_PV_T | Pilot Rock Solar I PV-T | Pilot Rock Solar I PV-T | 2 | 2025-09-01 | 2045-09-01 | PACW |  |  | PACW | Solar_1Axis | Solar |  | Pilot Rock Solar 1 |  |  |  | SOLARV2025J_1AXIS__OR_MEDFORD
Pilot_Rock_Solar_II_PV_T | Pilot Rock Solar II PV-T | Pilot Rock Solar II PV-T | 3 | 2025-09-01 | 2045-09-01 | PACW |  |  | PACW | Solar_1Axis | Solar |  | Pilot Rock Solar 2 |  |  |  | SOLARV2025J_1AXIS__OR_MEDFORD
Pinal_Central_Energy_Center_1_PV | Pinal Central Energy Center 1 PV | Pinal Central Energy Center 1 PV | 10 | 2018-04-01 | 2038-04-01 | SRP | ElevenMileBS | 2024-11-07 | SRP | Hybrid_Solar_1Axis | Solar
Pinal_Central_Energy_Center_Storage_4HR_2_BA | Pinal Central Energy Center: Storage (4HR) 2 BA | Pinal Central Energy Center: Storage (4HR) 2 BA | 10 | 2018-04-01 | 2038-04-01 | SRP |  |  | SRP | Hybrid_BattStorage | Li-ion Battery |  | Pinal Central Energy Center Hybrid | BA1 |  |  |  | 40 | 4 | Pinal_Central_Energy_Center_1_PV
Pine_Grove_Solar_LLC_PV_T | Pine Grove Solar LLC PV-T | Pine Grove Solar LLC PV-T | 1.4 | 2024-02-01 | 2044-02-01 | PACW |  |  | PACW | Solar_1Axis | Solar |  | Pine Grove - (OR) | PV1 |  |  | SOLARV2025J_1AXIS__OR_MEDFORD
Pine_Tree_90_WT | Pine Tree 90 WT | Pine Tree 90 WT | 135 | 2009-07-01 | 2050-12-01 | LADWP | Pine_Tree_Wind | 2024-11-07 | LADWP | Wind | Wind |  | Pine Tree Wind Power Project |  |  |  | WIND_V2025E_CSD_CAKERN
Pingston_Creek_1_HY | Pingston Creek 1 HY | Pingston Creek 1 HY | 15 | 2003-05-01 | 2050-12-01 | BCHA | Pingston_1 | 2024-11-07 | BCHA_AESO | Hydro | Hydro
Pingston_Creek_2_HY | Pingston Creek 2 HY | Pingston Creek 2 HY | 15 | 2003-04-01 | 2050-12-01 | BCHA | Pingston_2 | 2024-11-07 | BCHA_AESO | Hydro | Hydro
Pingston_Creek_3_HY | Pingston Creek 3 HY | Pingston Creek 3 HY | 15 | 2004-04-01 | 2050-12-01 | BCHA | Pingston_3 | 2024-11-07 | BCHA_AESO | Hydro | Hydro
Pioneer_3_HY | Pioneer 3 HY | Pioneer 3 HY | 2.5 | 1914-01-03 | 2030-12-31 | PAUT |  |  | PACE | Hydro | Hydro
Pioneer_6_HY | Pioneer 6 HY | Pioneer 6 HY | 2.5 | 1914-01-03 | 2030-12-31 | PAUT |  |  | PACE | Hydro | Hydro
Pioneer_Solar_1_PV_T | Pioneer Solar 1 PV-T | Pioneer Solar 1 PV-T | 80 | 2021-06-01 | 2050-12-01 | PSCO | Pioneer_Solar | 2024-11-07 | PSCO | Solar_Fixed | Solar |  | Pioneer Solar (CO), LLC |  |  |  | SOLARV2025J_FIXED__CO_DENVER
Pioneer_Wind_Park_I_1_WT | Pioneer Wind Park I 1 WT | Pioneer Wind Park I 1 WT | 80 | 2016-10-01 | 2036-10-01 | PAWY | PIONEER_WIND_1 | 2024-11-07 | PACE | Wind | Wind |  | Pioneer Wind Park, LLC |  |  |  | WIND_V2025E_EIA_WYOMING
Plains_End_1_IC | Plains End 1 IC | Plains End 1 IC | 5.7 | 2002-05-01 | 2028-04-01 | PSCO | Plains_End_1_G01 | 2024-11-07 | PSCO | ICE | Reciprocating_Engine |  | Plains End | GEN1
Plains_End_10_IC | Plains End 10 IC | Plains End 10 IC | 5.7 | 2002-05-01 | 2028-04-01 | PSCO | Plains_End_1_G10 | 2024-11-07 | PSCO | ICE | Reciprocating_Engine |  | Plains End | GE10
Plains_End_11_IC | Plains End 11 IC | Plains End 11 IC | 5.7 | 2002-05-01 | 2028-04-01 | PSCO | Plains_End_1_G11 | 2024-11-07 | PSCO | ICE | Reciprocating_Engine |  | Plains End | GE11
Plains_End_12_IC | Plains End 12 IC | Plains End 12 IC | 5.7 | 2002-05-01 | 2028-04-01 | PSCO | Plains_End_1_G12 | 2024-11-07 | PSCO | ICE | Reciprocating_Engine |  | Plains End | GE12
Plains_End_13_IC | Plains End 13 IC | Plains End 13 IC | 5.7 | 2002-05-01 | 2028-04-01 | PSCO | Plains_End_1_G13 | 2024-11-07 | PSCO | ICE | Reciprocating_Engine |  | Plains End | GE13
Plains_End_14_IC | Plains End 14 IC | Plains End 14 IC | 5.7 | 2002-05-01 | 2028-04-01 | PSCO | Plains_End_1_G14 | 2024-11-07 | PSCO | ICE | Reciprocating_Engine |  | Plains End | GE14
Plains_End_15_IC | Plains End 15 IC | Plains End 15 IC | 5.7 | 2002-05-01 | 2028-04-01 | PSCO | Plains_End_1_G15 | 2024-11-07 | PSCO | ICE | Reciprocating_Engine |  | Plains End | GE15
Plains_End_16_IC | Plains End 16 IC | Plains End 16 IC | 5.7 | 2002-05-01 | 2028-04-01 | PSCO | Plains_End_1_G16 | 2024-11-07 | PSCO | ICE | Reciprocating_Engine |  | Plains End | GE16
Plains_End_17_IC | Plains End 17 IC | Plains End 17 IC | 5.7 | 2002-05-01 | 2028-04-01 | PSCO | Plains_End_1_G17 | 2024-11-07 | PSCO | ICE | Reciprocating_Engine |  | Plains End | GE17
Plains_End_18_IC | Plains End 18 IC | Plains End 18 IC | 5.7 | 2002-05-01 | 2028-04-01 | PSCO | Plains_End_1_G18 | 2024-11-07 | PSCO | ICE | Reciprocating_Engine |  | Plains End | GE18
Plains_End_19_IC | Plains End 19 IC | Plains End 19 IC | 5.7 | 2002-05-01 | 2028-04-01 | PSCO | Plains_End_1_G19 | 2024-11-07 | PSCO | ICE | Reciprocating_Engine |  | Plains End | GE19
Plains_End_2_IC | Plains End 2 IC | Plains End 2 IC | 5.7 | 2002-05-01 | 2028-04-01 | PSCO | Plains_End_1_G02 | 2024-11-07 | PSCO | ICE | Reciprocating_Engine |  | Plains End | GEN2
Plains_End_20_IC | Plains End 20 IC | Plains End 20 IC | 5.7 | 2002-05-01 | 2028-04-01 | PSCO | Plains_End_1_G20 | 2024-11-07 | PSCO | ICE | Reciprocating_Engine |  | Plains End | GE20
Plains_End_3_IC | Plains End 3 IC | Plains End 3 IC | 5.7 | 2002-05-01 | 2028-04-01 | PSCO | Plains_End_1_G03 | 2024-11-07 | PSCO | ICE | Reciprocating_Engine |  | Plains End | GEN3
Plains_End_4_IC | Plains End 4 IC | Plains End 4 IC | 5.7 | 2002-05-01 | 2028-04-01 | PSCO | Plains_End_1_G04 | 2024-11-07 | PSCO | ICE | Reciprocating_Engine |  | Plains End | GEN4
Plains_End_5_IC | Plains End 5 IC | Plains End 5 IC | 5.7 | 2002-05-01 | 2028-04-01 | PSCO | Plains_End_1_G05 | 2024-11-07 | PSCO | ICE | Reciprocating_Engine |  | Plains End | GEN5
Plains_End_6_IC | Plains End 6 IC | Plains End 6 IC | 5.7 | 2002-05-01 | 2028-04-01 | PSCO | Plains_End_1_G06 | 2024-11-07 | PSCO | ICE | Reciprocating_Engine |  | Plains End | GEN6
Plains_End_7_IC | Plains End 7 IC | Plains End 7 IC | 5.7 | 2002-05-01 | 2028-04-01 | PSCO | Plains_End_1_G07 | 2024-11-07 | PSCO | ICE | Reciprocating_Engine |  | Plains End | GEN7
Plains_End_8_IC | Plains End 8 IC | Plains End 8 IC | 5.7 | 2002-05-01 | 2028-04-01 | PSCO | Plains_End_1_G08 | 2024-11-07 | PSCO | ICE | Reciprocating_Engine |  | Plains End | GEN8
Plains_End_9_IC | Plains End 9 IC | Plains End 9 IC | 5.7 | 2002-05-01 | 2028-04-01 | PSCO | Plains_End_1_G09 | 2024-11-07 | PSCO | ICE | Reciprocating_Engine |  | Plains End | GEN9
Plains_End_II_2_1_IC | Plains End II 2-1 IC | Plains End II 2-1 IC | 8.4 | 2008-05-01 | 2028-04-01 | PSCO | Plains_End_2_G01 | 2024-11-07 | PSCO | ICE | Reciprocating_Engine |  | Plains End II LLC | 2G01
Plains_End_II_2_2_IC | Plains End II 2-2 IC | Plains End II 2-2 IC | 8.4 | 2008-05-01 | 2028-04-01 | PSCO | Plains_End_2_G02 | 2024-11-07 | PSCO | ICE | Reciprocating_Engine |  | Plains End II LLC | 2G02
Plains_End_II_23_IC | Plains End II 23 IC | Plains End II 23 IC | 8.4 | 2008-05-01 | 2028-04-01 | PSCO | Plains_End_2_G03 | 2024-11-07 | PSCO | ICE | Reciprocating_Engine |  | Plains End II LLC | 2G03
Plains_End_II_24_IC | Plains End II 24 IC | Plains End II 24 IC | 8.4 | 2008-05-01 | 2028-04-01 | PSCO | Plains_End_2_G04 | 2024-11-07 | PSCO | ICE | Reciprocating_Engine |  | Plains End II LLC | 2G04
Plains_End_II_25_IC | Plains End II 25 IC | Plains End II 25 IC | 8.4 | 2008-05-01 | 2028-04-01 | PSCO | Plains_End_2_G05 | 2024-11-07 | PSCO | ICE | Reciprocating_Engine |  | Plains End II LLC | 2G05
Plains_End_II_26_IC | Plains End II 26 IC | Plains End II 26 IC | 8.4 | 2008-05-01 | 2028-04-01 | PSCO | Plains_End_2_G06 | 2024-11-07 | PSCO | ICE | Reciprocating_Engine |  | Plains End II LLC | 2G06
Plains_End_II_27_IC | Plains End II 27 IC | Plains End II 27 IC | 8.4 | 2008-05-01 | 2028-04-01 | PSCO | Plains_End_2_G07 | 2024-11-07 | PSCO | ICE | Reciprocating_Engine |  | Plains End II LLC | 2G07
Plains_End_II_28_IC | Plains End II 28 IC | Plains End II 28 IC | 8.4 | 2008-05-01 | 2028-04-01 | PSCO | Plains_End_2_G08 | 2024-11-07 | PSCO | ICE | Reciprocating_Engine |  | Plains End II LLC | 2G08
Plains_End_II_29_IC | Plains End II 29 IC | Plains End II 29 IC | 8.4 | 2008-05-01 | 2028-04-01 | PSCO | Plains_End_2_G09 | 2024-11-07 | PSCO | ICE | Reciprocating_Engine |  | Plains End II LLC | 2G09
Plains_End_II_30_IC | Plains End II 30 IC | Plains End II 30 IC | 8.4 | 2008-05-01 | 2028-04-01 | PSCO | Plains_End_2_G10 | 2024-11-07 | PSCO | ICE | Reciprocating_Engine |  | Plains End II LLC | 2G10
Plains_End_II_3_1_IC | Plains End II 3-1 IC | Plains End II 3-1 IC | 8.4 | 2008-05-01 | 2028-04-01 | PSCO | Plains_End_2_G11 | 2024-11-07 | PSCO | ICE | Reciprocating_Engine |  | Plains End II LLC | 2G11
Plains_End_II_3_2_IC | Plains End II 3-2 IC | Plains End II 3-2 IC | 8.4 | 2008-05-01 | 2028-04-01 | PSCO | Plains_End_2_G12 | 2024-11-07 | PSCO | ICE | Reciprocating_Engine |  | Plains End II LLC | 2G12
Plains_End_II_3_3_IC | Plains End II 3-3 IC | Plains End II 3-3 IC | 8.4 | 2008-05-01 | 2028-04-01 | PSCO | Plains_End_2_G13 | 2024-11-07 | PSCO | ICE | Reciprocating_Engine |  | Plains End II LLC | 2G13
Plains_End_II_3_4_IC | Plains End II 3-4 IC | Plains End II 3-4 IC | 8.4 | 2008-05-01 | 2028-04-01 | PSCO | Plains_End_2_G14 | 2024-11-07 | PSCO | ICE | Reciprocating_Engine |  | Plains End II LLC | 2G14
Planta_Fotovoltaica_Cerro_Prieto_1_PV | Planta Fotovoltaica Cerro Prieto 1 PV | Planta Fotovoltaica Cerro Prieto 1 PV | 5 | 2012-06-01 | 2050-12-01 | CFE | Planta_Fotovoltaica_Cerro_Prie1PV5 | 2024-11-07 | CFE | Solar_Fixed | Solar | [5 empty] | SOLARV2025J_FIXED__CA_BRAWLEY
Platte_Vallley_Solar_PV | Platte Vallley Solar PV | Platte Vallley Solar PV | 3.5 | 2017-08-01 | 2051-12-01 | PSCO |  |  | PSCO | Solar_1Axis | Solar |  | SR Kersey |  |  |  | SOLARV2025J_1AXIS__CO_DENVER
Platteville_Platte_Solar_1_PV_T | Platteville Platte Solar 1 PV-T | Platteville Platte Solar 1 PV-T | 16 | 2017-11-01 | 2050-12-01 | PSCO | Platteville_Platte_Solar | 2024-11-07 | PSCO | Solar_1Axis | Solar |  | Platteville Solar CSG, LLC |  |  |  | SOLARV2025J_1AXIS__CO_DENVER
Pleasant_Valley_1_HY | Pleasant Valley 1 HY | Pleasant Valley 1 HY | 3.2 | 1958-02-01 | 2050-12-01 | LADWP | Pleasant_Valley | 2024-11-07 | LADWP | Hydro | Hydro |  | Pleasant Valley Hydro
Pleasant_Valley_Solar_1_PV | Pleasant Valley Solar 1 PV | Pleasant Valley Solar 1 PV | 200 | 2023-04-01 | 2050-12-01 | IPTV |  |  | IPCO | Solar_1Axis | Solar | [5 empty] | SOLARV2025J_1AXIS__UT_SALTLAKECITY
Pleasant_Valley_Solar_II_1_PV_T | Pleasant Valley Solar II 1 PV-T | Pleasant Valley Solar II 1 PV-T | 125 | 2026-12-01 | 2051-12-01 | IPTV |  |  | IPCO | Solar_1Axis | Solar |  | Pleasant Valley Solar 2 Project | PVS2 |  |  | SOLARV2025J_1AXIS__UT_SALTLAKECITY
Pleasant_Valley_Transalta_Wyoming_Wind_80_WT | Pleasant Valley Transalta Wyoming Wind 80 WT | Pleasant Valley Transalta Wyoming Wind 80 WT | 144 | 2003-12-01 | 2050-12-01 | PAWY | Long_Hollow | 2024-11-07 | PACE | Wind | Wind |  | TransAlta Wyoming Wind |  |  |  | WIND_V2025E_EIA_UTAH
Plummer_Forest_Products_1_ST | Plummer Forest Products 1 ST | Plummer Forest Products 1 ST | 6.2 | 1982-01-01 | 2050-12-01 | BPAT | Plummer_Cgn | 2024-11-07 | BPAT | Biomass/Wood | Biomass |  | Plummer Cogen
Pnm_PV_Agg_Los_Alamos_Co_1_PV_NT | Pnm PV Agg Los Alamos Co 1 PV-NT | Pnm PV Agg Los Alamos Co 1 PV-NT | 11 | 2022-06-01 | 2050-12-01 | PNM | PNM_PV_Agg_Los_Alamos_Co_1 | 2024-11-07 | PNM_EPE | Solar_Fixed | Solar | [5 empty] | SOLARV2025J_FIXED__NM_ALBUQUERQUE
Pnm_PV_Agg_Taos_Co_1 | Pnm PV Agg Taos Co 1 | Pnm PV Agg Taos Co 1 | 4.17 | 2012-06-01 | 2050-12-01 | PNM | PNM_PV_Agg_Taos_Co_1 | 2024-11-07 | PNM_EPE | Solar_1Axis | Solar | [5 empty] | SOLARV2025J_1AXIS__NM_ALBUQUERQUE
PNM_PV_Agg_Taos_Co_2 | PNM PV Agg Taos Co 2 | PNM PV Agg Taos Co 2 | 8.28 | 2018-03-01 | 2050-12-01 | PNM |  |  | PNM_EPE | Solar_1Axis | Solar | [5 empty] | SOLARV2025J_1AXIS__NM_ALBUQUERQUE
Pole_Hill_1_HY | Pole Hill 1 HY | Pole Hill 1 HY | 38.2 | 1954-01-01 | 2050-12-01 | WACM | Pole_Hill | 2024-11-07 | WACM | Hydro | Hydro |  | Pole Hill
Poplar_Hill_1_Ph1_1_GT | Poplar Hill 1 Ph1 1 GT | Poplar Hill 1 Ph1 1 GT | 48 | 1998-11-01 | 2050-12-01 | AESO | Poplar_Hill_1 | 2024-11-07 | BCHA_AESO | CT | Peaker
Port_Townsend_Paper_Mill_ST6_ST | Port Townsend Paper Mill ST6 ST | Port Townsend Paper Mill ST6 ST | 7.5 | 1986-01-01 | 2050-12-01 | BPAT | PortTownsendPaperMill | 2024-11-07 | BPAT | Biomass/Wood | Biomass |  | Port Townsend Paper | GEN6
Port_Westward_II_1_IC | Port Westward II 1 IC | Port Westward II 1 IC | 18.8 | 2015-12-01 | 2050-12-01 | PortlandGE | PortWestwrd2_01 | 2024-11-07 | PortlandGE | ICE | Reciprocating_Engine |  | Port Westward Unit 2 | 1
Port_Westward_II_10_IC | Port Westward II 10 IC | Port Westward II 10 IC | 18.8 | 2015-12-01 | 2050-12-01 | PortlandGE | PortWestwrd2_10 | 2024-11-07 | PortlandGE | ICE | Reciprocating_Engine |  | Port Westward Unit 2 | 10
Port_Westward_II_11_IC | Port Westward II 11 IC | Port Westward II 11 IC | 18.8 | 2015-12-01 | 2050-12-01 | PortlandGE | PortWestwrd2_11 | 2024-11-07 | PortlandGE | ICE | Reciprocating_Engine |  | Port Westward Unit 2 | 11
Port_Westward_II_12_IC | Port Westward II 12 IC | Port Westward II 12 IC | 18.8 | 2015-12-01 | 2050-12-01 | PortlandGE | PortWestwrd2_12 | 2024-11-07 | PortlandGE | ICE | Reciprocating_Engine |  | Port Westward Unit 2 | 12
Port_Westward_II_2_IC | Port Westward II 2 IC | Port Westward II 2 IC | 18.8 | 2015-12-01 | 2050-12-01 | PortlandGE | PortWestwrd2_02 | 2024-11-07 | PortlandGE | ICE | Reciprocating_Engine |  | Port Westward Unit 2 | 2
Port_Westward_II_3_IC | Port Westward II 3 IC | Port Westward II 3 IC | 18.8 | 2015-12-01 | 2050-12-01 | PortlandGE | PortWestwrd2_03 | 2024-11-07 | PortlandGE | ICE | Reciprocating_Engine |  | Port Westward Unit 2 | 3
Port_Westward_II_4_IC | Port Westward II 4 IC | Port Westward II 4 IC | 18.8 | 2015-12-01 | 2050-12-01 | PortlandGE | PortWestwrd2_04 | 2024-11-07 | PortlandGE | ICE | Reciprocating_Engine |  | Port Westward Unit 2 | 4
Port_Westward_II_5_IC | Port Westward II 5 IC | Port Westward II 5 IC | 18.8 | 2015-12-01 | 2050-12-01 | PortlandGE | PortWestwrd2_05 | 2024-11-07 | PortlandGE | ICE | Reciprocating_Engine |  | Port Westward Unit 2 | 5
Port_Westward_II_6_IC | Port Westward II 6 IC | Port Westward II 6 IC | 18.8 | 2015-12-01 | 2050-12-01 | PortlandGE | PortWestwrd2_06 | 2024-11-07 | PortlandGE | ICE | Reciprocating_Engine |  | Port Westward Unit 2 | 6
Port_Westward_II_7_IC | Port Westward II 7 IC | Port Westward II 7 IC | 18.8 | 2015-12-01 | 2050-12-01 | PortlandGE | PortWestwrd2_07 | 2024-11-07 | PortlandGE | ICE | Reciprocating_Engine |  | Port Westward Unit 2 | 7
Port_Westward_II_8_IC | Port Westward II 8 IC | Port Westward II 8 IC | 18.8 | 2015-12-01 | 2050-12-01 | PortlandGE | PortWestwrd2_08 | 2024-11-07 | PortlandGE | ICE | Reciprocating_Engine |  | Port Westward Unit 2 | 8
Port_Westward_II_9_IC | Port Westward II 9 IC | Port Westward II 9 IC | 18.8 | 2015-12-01 | 2050-12-01 | PortlandGE | PortWestwrd2_09 | 2024-11-07 | PortlandGE | ICE | Reciprocating_Engine |  | Port Westward Unit 2 | 9
Portland_Hydro_1_HY | Portland Hydro 1 HY | Portland Hydro 1 HY | 14 | 1982-02-01 | 2050-12-01 | PortlandGE | PHP1_1 | 2024-11-07 | PortlandGE | Hydro | Hydro |  | PHP 1
Portland_Hydro_2_HY | Portland Hydro 2 HY | Portland Hydro 2 HY | 14 | 1982-02-01 | 2050-12-01 | PortlandGE | PHP_2_2 | 2024-11-07 | PortlandGE | Hydro | Hydro |  | PHP 2
PortWestwrd1CC_Total | PortWestwrd1CC-Total | PortWestwrd1CC-Total | 483.3 | 2007-07-01 | 2050-12-01 | PortlandGE |  |  | PortlandGE | CC | CCGT |  | Port Westward Unit 2
Post_Falls_1_HY | Post Falls 1 HY | Post Falls 1 HY | 2.25 | 2023-06-01 | 2050-12-01 | AVA | Post_Falls_1 | 2024-11-07 | BPAT | Hydro | Hydro |  | Post Falls | 1
Post_Falls_2_HY | Post Falls 2 HY | Post Falls 2 HY | 2.25 | 2023-06-01 | 2050-12-01 | AVA | Post_Falls_2 | 2024-11-07 | BPAT | Hydro | Hydro |  | Post Falls | 2
Post_Falls_3_HY | Post Falls 3 HY | Post Falls 3 HY | 2.25 | 2023-06-01 | 2050-12-01 | AVA | Post_Falls_3 | 2024-11-07 | BPAT | Hydro | Hydro |  | Post Falls | 3
Post_Falls_4_HY | Post Falls 4 HY | Post Falls 4 HY | 2.25 | 2023-06-01 | 2050-12-01 | AVA | Post_Falls_4 | 2024-11-07 | BPAT | Hydro | Hydro |  | Post Falls | 4
Post_Falls_5_HY | Post Falls 5 HY | Post Falls 5 HY | 2.25 | 2023-07-01 | 2050-12-01 | AVA | Post_Falls_5 | 2024-11-07 | BPAT | Hydro | Hydro |  | Post Falls | 5
Post_Falls_6_HY | Post Falls 6 HY | Post Falls 6 HY | 3.5 | 1980-12-01 | 2051-12-31 | AVA |  |  | BPAT | Hydro | Hydro
Powell_River_1_HY | Powell River 1 HY | Powell River 1 HY | 10 | 2018-03-01 | 2050-12-01 | BCHA | POW_6G1 | 2024-11-07 | BCHA_AESO | Hydro | Hydro
Powell_River_5_HY | Powell River 5 HY | Powell River 5 HY | 28 | 2012-12-01 | 2050-12-01 | BCHA | Powell_River_5 | 2024-11-07 | BCHA_AESO | Hydro | Hydro
Power_County_Wind_Park_North_9_WT | Power County Wind Park North 9 WT | Power County Wind Park North 9 WT | 22.5 | 2011-12-01 | 2031-12-01 | PACE | PwrCountyN | 2024-11-07 | PACE | Wind | Wind |  | Power County Wind Park North |  |  |  | WIND_V2025E_EIA_IDAHO
Power_County_Wind_Park_South_9_WT | Power County Wind Park South 9 WT | Power County Wind Park South 9 WT | 22.5 | 2011-12-01 | 2031-12-01 | PAID |  |  | PACE | Wind | Wind |  | Power County Wind Park South | PCWPS |  |  | WIND_V2025E_EIA_IDAHO
Prather_Creek_1_HY | Prather Creek 1 HY | Prather Creek 1 HY | 0.1 | 1983-07-01 | 2050-12-01 | NCNC | Prather_Creek1HY0_1 | 2024-11-07 | NCNC | Hydro | Hydro
Praxair_1_OT | Praxair 1 OT | Praxair 1 OT | 25 | 1988-12-01 | 2050-12-01 | LADWP | Praxair1OT25 | 2024-11-07 | LADWP | Steam | ST
Praxair_2_OT | Praxair 2 OT | Praxair 2 OT | 6 | 1988-12-01 | 2050-12-01 | LADWP | Praxair2OT6 | 2024-11-07 | LADWP | Steam | ST
Prei_Lois_Lake_1_HY | Prei Lois Lake 1 HY | Prei Lois Lake 1 HY | 18 | 1930-01-01 | 2050-12-01 | BCHA | Lois_Lake1 | 2024-11-07 | BCHA_AESO | Hydro | Hydro
Prei_Lois_Lake_2_HY | Prei Lois Lake 2 HY | Prei Lois Lake 2 HY | 18 | 1930-01-01 | 2050-12-01 | BCHA | Lois_Lake2 | 2024-11-07 | BCHA_AESO | Hydro | Hydro
Prescott_PV_Agg_PV | Prescott PV Agg PV | Prescott PV Agg PV | 3 | 2002-10-01 | 2050-12-01 | AZPS | PrescottPVAgg | 2024-11-07 | AZPS | Solar_Fixed | Solar |  | Prescott Solar Plant |  |  |  | SOLARV2025J_FIXED__AZ_PHOENIX
Prescott_Solar_PV1_PV | Prescott Solar PV1 PV | Prescott Solar PV1 PV | 10 | 2011-09-01 | 2051-12-01 | AZPS |  |  | AZPS | Solar_1Axis | Solar |  | Prescott Solar Plant | PV1 |  |  | SOLARV2025J_1AXIS__AZ_PHOENIX
Priest_Rapids | Priest Rapids | Priest Rapids | 950 | 1959-10-01 | 2050-12-01 | GCPD |  |  | BPAT | Hydro | Hydro |  | Priest Rapids | 8 | 9 | 10
Primrose_1_Pr1_1_CT | Primrose 1 Pr1 1 CT | Primrose 1 Pr1 1 CT | 100 | 1998-12-01 | 2050-12-01 | AESO | Primrose_1 | 2024-11-07 | BCHA_AESO | Cogen | CHP
Primrose_East_641S_Gas_1_GT | Primrose East 641S Gas 1 GT | Primrose East 641S Gas 1 GT | 32 | 2024-06-01 | 2050-12-01 | AESO | Primrose_East_641S_Gas | 2024-11-07 | BCHA_AESO | CT | Peaker
Prince_George_Pulp_Canfor_5_ST | Prince George Pulp Canfor 5 ST | Prince George Pulp Canfor 5 ST | 32 | 2019-10-01 | 2050-12-01 | BCHA | PGP_Bio | 2024-11-07 | BCHA_AESO | Biomass/Wood | Biomass
Prineville_Solar_Energy_PV | Prineville Solar Energy PV | Prineville Solar Energy PV | 40 | 2020-12-01 | 2040-12-01 | PACW | PrinevilleSolarEnergyLLC | 2024-11-07 | PACW | Solar_1Axis | Solar |  | Prineville Solar Energy LLC |  |  |  | SOLARV2025J_1AXIS__OR_MEDFORD
Prospect_1_HY | Prospect 1 HY | Prospect 1 HY | 3.8 | 2023-12-01 | 2038-12-01 | PACW | Prospect1 | 2024-11-07 | PACW | Hydro | Hydro |  | Prospect 1 | 1
Prospect_2_HY | Prospect 2 HY | Prospect 2 HY | 16 | 1928-01-01 | 2038-12-01 | PACW | Prospect2_2 | 2024-11-07 | PACW | Hydro | Hydro |  | Prospect 2 | 2
Prospect_2_2_HY | Prospect 2-2 HY | Prospect 2-2 HY | 16 | 1928-02-01 | 2038-12-01 | PACW | Prospect2_1 | 2024-11-07 | PACW | Hydro | Hydro |  | Prospect 2 | 1
Prospect_3_HY | Prospect 3 HY | Prospect 3 HY | 7.2 | 1932-04-01 | 2069-12-01 | PACW | Prospect3 | 2024-11-07 | PACW | Hydro | Hydro |  | Prospect 3 | 1
Prospect_4_1_HY | Prospect 4-1 HY | Prospect 4-1 HY | 1 | 1944-11-01 | 2038-12-01 | PACW | Prospect4 | 2024-11-07 | PACW | Hydro | Hydro |  | Prospect 4 | 1
Prospector_Wind_OR_1_WT | Prospector Wind OR 1 WT | Prospector Wind OR 1 WT | 10 | 2016-12-01 | 2051-12-01 | IPTV |  |  | IPCO | Wind | Wind |  | Prospector Windfarm (Burnt River) |  |  |  | WIND_V2025E_EIA_OREGON
Prosperity_Energy_Storage_2_BA | Prosperity Energy Storage 2 BA | Prosperity Energy Storage 2 BA | 0.8 | 2011-09-01 | 2041-12-01 | PNM | Prosperity_Energy_Storage | 2024-11-07 | PNM_EPE | Battery_4h | Li-ion Battery | [6 empty] | 3.2 | 4
Prosperity_Energy_Storage_Solar_PV_1_PV_NT | Prosperity Energy Storage Solar PV 1 PV-NT | Prosperity Energy Storage Solar PV 1 PV-NT | 0.5 | 2011-09-01 | 2041-09-01 | PNM | Prosperity_Solar | 2024-11-07 | PNM_EPE | Solar_Fixed | Solar |  | Prosperity Energy Storage Facility Hybri | GEN-1 |  |  | SOLARV2025J_FIXED__NM_ALBUQUERQUE
Pryor_Mountain_Wind_1_114_WT | Pryor Mountain Wind 1 114 WT | Pryor Mountain Wind 1 114 WT | 239.8 | 2020-12-01 | 2050-12-01 | PAWY | Bowler_Flats_Wind | 2024-11-07 | PACE | Wind | Wind |  | Pryor Mountain Wind |  |  |  | WIND_V2025E_EIA_IDAHO
Psco_Hy_Agg_Pitkin_Co_HY | Psco Hy Agg Pitkin Co HY | Psco Hy Agg Pitkin Co HY | 0.45 | 1999-12-01 | 2050-12-01 | PSCO | PSCO_HY_Agg_Pitkin_Co | 2024-11-07 | PSCO | Hydro | Hydro
Psco_PV_Multi_Co_Agg_PV_T | Psco PV Multi Co Agg PV-T | Psco PV Multi Co Agg PV-T | 14.5 | 2022-03-01 | 2050-12-01 | PSCO | PSCO_PV_Multi_Co_Agg | 2024-11-07 | PSCO | Solar_1Axis | Solar | [5 empty] | SOLARV2025J_1AXIS__CO_DENVER
PSCO_PV_NT_Agg_El_Paso_Co_2 | PSCO PV-NT Agg El Paso Co 2 | PSCO PV-NT Agg El Paso Co 2 | 3.44 | 2012-10-01 | 2050-12-01 | WACM |  |  | WACM | Solar_Fixed | Solar | [5 empty] | SOLARV2025J_FIXED__CO_DENVER
PSCO_PV_T_Agg_El_Paso_Co_1 | PSCO PV-T Agg El Paso Co 1 | PSCO PV-T Agg El Paso Co 1 | 2.5 | 2015-08-01 | 2050-12-01 | WACM |  |  | WACM | Solar_1Axis | Solar |  | Pikes Peak Solar Garden 1 LLC CSG |  |  |  | SOLARV2025J_1AXIS__CO_DENVER
Pseg_El_Paso_Energy_Center_1_PV_T | Pseg El Paso Energy Center 1 PV-T | Pseg El Paso Energy Center 1 PV-T | 10 | 2014-12-01 | 2044-12-01 | EPE | PAT_DIST_PV | 2024-11-07 | PNM_EPE | Solar_1Axis | Solar |  | Newman Solar |  |  |  | SOLARV2025J_1AXIS__NM_ALBUQUERQUE
Ptarmigan_Creek_Robson_Valley_1_HY | Ptarmigan Creek Robson Valley 1 HY | Ptarmigan Creek Robson Valley 1 HY | 1.2 | 1993-01-01 | 2050-12-01 | BCHA | PtarmiganCreek1 | 2024-11-07 | BCHA_AESO | Hydro | Hydro
Ptarmigan_Creek_Robson_Valley_2_HY | Ptarmigan Creek Robson Valley 2 HY | Ptarmigan Creek Robson Valley 2 HY | 1.2 | 1993-01-01 | 2050-12-01 | BCHA | PtarmiganCreek2 | 2024-11-07 | BCHA_AESO | Hydro | Hydro
Ptarmigan_Creek_Robson_Valley_3_HY | Ptarmigan Creek Robson Valley 3 HY | Ptarmigan Creek Robson Valley 3 HY | 1.2 | 1993-01-01 | 2050-12-01 | BCHA | PtarminganCreek3 | 2024-11-07 | BCHA_AESO | Hydro | Hydro
Pueblo_1_IC | Pueblo 1 IC | Pueblo 1 IC | 2 | 1964-12-01 | 2050-12-01 | PSCO | Pueblo_IC_1_5 | 2024-11-07 | PSCO | ICE | Reciprocating_Engine |  | Pueblo | IC1 | IC3 | IC4
Pueblo_3_IC | Pueblo 3 IC | Pueblo 3 IC | 2 | 1964-12-01 | 2051-12-01 | PSCO |  |  | PSCO | ICE | Reciprocating_Engine |  | Pueblo | IC3
Pueblo_4_IC | Pueblo 4 IC | Pueblo 4 IC | 2 | 1964-12-01 | 2051-12-01 | PSCO |  |  | PSCO | ICE | Reciprocating_Engine |  | Pueblo | IC4
Pueblo_5_IC | Pueblo 5 IC | Pueblo 5 IC | 2 | 1964-12-01 | 2051-12-01 | PSCO |  |  | PSCO | ICE | Reciprocating_Engine |  | Pueblo | IC5
Pueblo_Airport_3_CC | Pueblo Airport 3 CC | Pueblo Airport 3 CC | 100 | 2012-01-01 | 2050-12-01 | PSCO |  |  | PSCO | CC | CCGT |  | Pueblo Airport Generating Station | 4 | 43 | 5
Pueblo_Airport_4_CC | Pueblo Airport 4 CC | Pueblo Airport 4 CC | 100 | 2012-01-01 | 2050-12-01 | PSCO |  |  | PSCO | CC | CCGT |  | Pueblo Airport Generating Station | 53 | 6 | 7
Pueblo_Airport_Generating_Station_1_GT | Pueblo Airport Generating Station 1 GT | Pueblo Airport Generating Station 1 GT | 100 | 2012-01-01 | 2050-12-01 | PSCO | Pueblo_Airport_1 | 2024-11-07 | PSCO | CT | Peaker |  | Pueblo Airport Generating Station | GT1
Pueblo_Airport_Generating_Station_2_GT | Pueblo Airport Generating Station 2 GT | Pueblo Airport Generating Station 2 GT | 100 | 2012-01-01 | 2050-12-01 | PSCO | Pueblo_Airport_2 | 2024-11-07 | PSCO | CT | Peaker |  | Pueblo Airport Generating Station | GT2
Pueblo_Airport_Generating_Station_6_GT | Pueblo Airport Generating Station 6 GT | Pueblo Airport Generating Station 6 GT | 40 | 2016-12-01 | 2050-12-01 | PSCO | Airport_5_1 | 2024-11-07 | PSCO | CT | Peaker
Puget_Sound_Navy_Shipyard_IC | Puget Sound Navy Shipyard IC | Puget Sound Navy Shipyard IC | 12 | 2001-01-01 | 2050-12-01 | PSEI | Puget_Sound | 2024-11-07 | BPAT | CT | Peaker
Puntledge_1_HY | Puntledge 1 HY | Puntledge 1 HY | 24 | 1954-12-01 | 2050-12-01 | BCHA | Puntledge_1 | 2024-11-07 | BCHA_AESO | Hydro | Hydro
PVREA_Community_Solar_3_PV | PVREA Community Solar 3 PV | PVREA Community Solar 3 PV | 1.5 | 2017-09-01 | 2051-12-01 | WACM | PVREA_Community_Solar_3_Coyote_Ridge | 2024-11-07 | WACM | Solar_1Axis | Solar |  | Coyote Ridge Community Solar |  |  |  | SOLARV2025J_1AXIS__CO_DENVER
Pyramid_1_GT | Pyramid 1 GT | Pyramid 1 GT | 43 | 2003-06-01 | 2051-12-01 | PNM | Pyramid_1 | 2024-11-07 | PNM_EPE | CT | Peaker |  | Pyramid | 1
Pyramid_2_GT | Pyramid 2 GT | Pyramid 2 GT | 43 | 2003-06-01 | 2051-12-01 | PNM | Pyramid_2 | 2024-11-07 | PNM_EPE | CT | Peaker |  | Pyramid | 2
Pyramid_3_GT | Pyramid 3 GT | Pyramid 3 GT | 43 | 2003-06-01 | 2051-12-01 | PNM | Pyramid_3 | 2024-11-07 | PNM_EPE | CT | Peaker |  | Pyramid | 3
Pyramid_4_GT | Pyramid 4 GT | Pyramid 4 GT | 43 | 2003-06-01 | 2051-12-01 | PNM | Pyramid_4 | 2024-11-07 | PNM_EPE | CT | Peaker |  | Pyramid | 4
Qua_Ymn_Solar_Nntc_1_PV_T | Qua Ymn Solar Nntc 1 PV-T | Qua Ymn Solar Nntc 1 PV-T | 15 | 2023-02-01 | 2050-12-01 | BCHA | quA_ymn_Solar_NNTC1PV_T15 | 2024-11-07 | BCHA_AESO | Solar_1Axis | Solar | [5 empty] | SOLARV2025J_1AXIS__WA_SEATTLE
Qualco_Dairy_Digester_IC | Qualco Dairy Digester IC | Qualco Dairy Digester IC | 0.45 | 2014-10-01 | 2050-12-01 | BPAT | QualcoDairyDigester | 2024-11-07 | BPAT | Biomass/Wood | Biomass
Quality_Wind_1_WT | Quality Wind 1 WT | Quality Wind 1 WT | 35.55 | 2012-11-01 | 2050-12-01 | BCHA | Quality_Wind_1 | 2024-11-07 | BCHA_AESO | Wind | Wind | [5 empty] | WIND_V2025E_ONSHORE_BCPEACERIVER_TRANSFORM
Quality_Wind_2_WT | Quality Wind 2 WT | Quality Wind 2 WT | 35.55 | 2012-11-01 | 2050-12-01 | BCHA | Quality_Wind_2 | 2024-11-07 | BCHA_AESO | Wind | Wind | [5 empty] | WIND_V2025E_ONSHORE_BCPEACERIVER_TRANSFORM
Quality_Wind_3_WT | Quality Wind 3 WT | Quality Wind 3 WT | 35.55 | 2012-11-01 | 2050-12-01 | BCHA | Quality_Wind_3 | 2024-11-07 | BCHA_AESO | Wind | Wind | [5 empty] | WIND_V2025E_ONSHORE_BCPEACERIVER_TRANSFORM
Quality_Wind_4_WT | Quality Wind 4 WT | Quality Wind 4 WT | 35.55 | 2012-11-01 | 2050-12-01 | BCHA | Quality_Wind_4 | 2024-11-07 | BCHA_AESO | Wind | Wind | [5 empty] | WIND_V2025E_ONSHORE_BCPEACERIVER_TRANSFORM
Queen_Creek_Solar_1_PV_T | Queen Creek Solar 1 PV-T | Queen Creek Solar 1 PV-T | 19 | 2012-10-01 | 2032-10-01 | SRP | QueenCreekSolar | 2024-11-07 | SRP | Solar_Fixed | Solar |  | Queen Creek Solar Farm |  |  |  | SOLARV2025J_FIXED__AZ_PHOENIX
Quichapa_Solar_Agg_PV_T | Quichapa Solar Agg PV-T | Quichapa Solar Agg PV-T | 9 | 2016-12-01 | 2036-05-01 | PAUT | Quichapa_Solar_Agg | 2024-11-07 | PACE | Solar_1Axis | Solar |  | Quichapa 1 |  |  |  | SOLARV2025J_1AXIS__UT_SALTLAKECITY
Quincy_Chute_1_HY | Quincy Chute 1 HY | Quincy Chute 1 HY | 9.4 | 1985-10-01 | 2050-12-01 | GCPD | QuincyChute | 2024-11-07 | BPAT | Hydro | Hydro |  | Quincy Chute
Rafael_Solar_1_PV | Rafael Solar 1 PV | Rafael Solar 1 PV | 2.2 | 2019-09-01 | 2051-12-01 | PortlandGE |  |  | PortlandGE | Solar_Fixed | Solar |  | Rafael Solar | RSPV1 |  |  | SOLARV2025J_FIXED__OR_PORTLAND
Raft_River_I_1_BT | Raft River I 1 BT | Raft River I 1 BT | 16 | 2012-01-01 | 2050-12-01 | BCHA | Raging_River2_2 | 2024-11-07 | BCHA_AESO | Hydro | Hydro
Raging_River_2_HY | Raging River 2 HY | Raging River 2 HY | 4.45 | 2012-01-01 | 2050-12-01 | BCHA | Raging_River2_1 | 2024-11-07 | BCHA_AESO | Hydro | Hydro
Raging_River_2_2_HY | Raging River 2-2 HY | Raging River 2-2 HY | 4.45 | 2012-01-29 | 2051-12-31 | BCHA |  |  | BCHA_AESO | Hydro | Hydro
Railroad_Solar_Center_1_PV_NT | Railroad Solar Center 1 PV-NT | Railroad Solar Center 1 PV-NT | 4.5 | 2016-12-01 | 2050-12-01 | IPTV | Railroad_Solar_Center | 2024-11-07 | IPCO | Solar_Fixed | Solar |  | Railroad Solar Center, LLC |  |  |  | SOLARV2025J_FIXED__OR_PORTLAND
Rainbow_5_Rb5_5_GT | Rainbow 5 Rb5 5 GT | Rainbow 5 Rb5 5 GT | 50 | 2001-12-01 | 2050-12-01 | AESO | Rainbow5_5 | 2024-11-07 | BCHA_AESO | CT | Peaker
Rainbow_9_HY | Rainbow 9 HY | Rainbow 9 HY | 65.5 | 2013-04-01 | 2050-12-01 | NWMT | Rainbow9 | 2024-11-07 | NWMT_WAUW | Hydro | Hydro |  | Rainbow (MT) | RAI9
Rainbow_Lake_1_Rl1_4_GT | Rainbow Lake 1 Rl1 4 GT | Rainbow Lake 1 Rl1 4 GT | 47 | 1999-02-01 | 2050-12-01 | AESO | Rainbow4_4 | 2024-11-07 | BCHA_AESO | CT | Peaker
Ralston_1_PV_T | Ralston 1 PV-T | Ralston 1 PV-T | 10 | 2020-06-01 | 2050-12-01 | AESO | 895S_Suffield_DG_PV | 2024-11-07 | BCHA_AESO | Solar_1Axis | Solar | [5 empty] | SOLARV2025J_1AXIS__WA_SEATTLE
Ralston_1 | Ralston_1 | Ralston_1 | 10 | 2015-05-01 | 2050-12-01 | AESO |  |  | BCHA_AESO | CT | Peaker
Rancho_Seco_Solar_II_1_PV_T | Rancho Seco Solar II 1 PV-T | Rancho Seco Solar II 1 PV-T | 160 | 2021-02-01 | 2051-12-01 | NCNC | Rancho_Seco_SolarII | 2024-11-07 | NCNC | Solar_1Axis | Solar |  | Rancho Seco Solar II, LLC |  |  |  | SOLARV2025J_1AXIS__AZ_TUCSON
Randolph_Solar_PV | Randolph Solar PV | Randolph Solar PV | 200 | 2024-06-01 | 2049-05-01 | SRP |  |  | SRP | Solar_Fixed | Solar |  | Brittlebush Solar |  |  |  | SOLARV2025J_FIXED__AZ_PHOENIX
Raptor_Ridge_Community_Solar_1_PV_NT | Raptor Ridge Community Solar 1 PV-NT | Raptor Ridge Community Solar 1 PV-NT | 10.2 | 2021-11-01 | 2042-04-01 | TEPC | Raptor_Ridge_Community_Solar | 2024-11-07 | TEPC | Solar_Fixed | Solar |  | Raptor Ridge | RRS |  |  | SOLARV2025J_FIXED__AZ_TUCSON
Rathdrum_1_GT | Rathdrum 1 GT | Rathdrum 1 GT | 83.3 | 2001-01-01 | 2044-12-01 | BPAT | Rathdrum_1 | 2024-11-07 | BPAT | CT | Peaker |  | Rathdrum | 1
Rathdrum_2_GT | Rathdrum 2 GT | Rathdrum 2 GT | 83.3 | 2001-01-01 | 2044-12-01 | BPAT | Rathdrum_2 | 2024-11-07 | BPAT | CT | Peaker |  | Rathdrum | 2
RathdrumCC_Total | RathdrumCC-Total | RathdrumCC-Total | 301.49 | 2001-01-01 | 2044-12-01 | BPAT |  |  | BPAT | CC | CCGT |  | Rathdrum Power LLC
Rattlesnake_Ride_Wind_Rtl1_1_WT | Rattlesnake Ride Wind Rtl1 1 WT | Rattlesnake Ride Wind Rtl1 1 WT | 130 | 2021-11-01 | 2050-12-01 | AESO | Rattlesnake_Ridge | 2024-11-07 | BCHA_AESO | Wind | Wind | [5 empty] | WIND_V2025E_ONSHORE_ABCYPRESS_TRANSFORM
Rattlesnake_Road_Arlington_49_WT | Rattlesnake Road Arlington 49 WT | Rattlesnake Road Arlington 49 WT | 102.9 | 2009-01-01 | 2050-12-01 | BPAT | ArlingtonWind | 2024-11-07 | BPAT | Wind | Wind |  | Arlington Wind Power Project |  |  |  | WIND_V2025E_EIA_OREGON
Rattlesnake_Solar_1_PV_T | Rattlesnake Solar 1 PV-T | Rattlesnake Solar 1 PV-T | 6 | 2020-11-01 | 2050-12-01 | PSCO | Rattlesnake_Solar | 2024-11-07 | PSCO | Solar_1Axis | Solar |  | SR Rattlesnake |  |  |  | SOLARV2025J_1AXIS__CO_DENVER
Rattlesnake_Wind_2_WT | Rattlesnake Wind 2 WT | Rattlesnake Wind 2 WT | 30 | 2020-12-01 | 2051-12-01 | BPAT |  |  | BPAT | Wind | Wind | [5 empty] | WIND_V2025E_EIA_OREGON
Rattlesnake_Wind_WT | Rattlesnake Wind WT | Rattlesnake Wind WT | 160 | 2022-07-01 | 2050-12-01 | BPAT | Rattlesnake_Wind | 2024-11-07 | BPAT | Wind | Wind | [5 empty] | WIND_V2025E_EIA_OREGON
Rawhide_Flats_1_PV_T | Rawhide Flats 1 PV-T | Rawhide Flats 1 PV-T | 30 | 2016-10-01 | 2050-12-01 | PSCO | Rawhide_PV | 2024-11-07 | PSCO | Solar_Fixed | Solar |  | Bison Solar LLC |  |  |  | SOLARV2025J_FIXED__CO_DENVER
Rawhide_Prairie_1_BA | Rawhide Prairie 1 BA | Rawhide Prairie 1 BA | 1 | 2021-03-01 | 2050-12-01 | PSCO | Rawhide_Prairie1BA1 | 2024-11-07 | PSCO | Battery_4h | Li-ion Battery |  | Rawhide Prairie Solar Hybrid | BA1 |  |  |  | 4 | 4
Rawhide_Prairie_2_PV_T | Rawhide Prairie 2 PV-T | Rawhide Prairie 2 PV-T | 22 | 2021-03-01 | 2050-12-01 | PSCO | Rawhide_Prairie | 2024-11-07 | PSCO | Solar_1Axis | Solar |  | Rawhide Prairie Solar Hybrid | PV1 |  |  | SOLARV2025J_1AXIS__CO_DENVER
Rawhide_RH1_ST | Rawhide RH1 ST | Rawhide RH1 ST | 280 | 1984-04-01 | 2029-12-01 | PSCO | Rawhide_1 | 2024-11-07 | PSCO | Coal | Coal |  | Rawhide | 1
Rawhide_RhgT1_GT | Rawhide RhgT1 GT | Rawhide RhgT1 GT | 65 | 2002-06-01 | 2050-12-01 | PSCO | Rawhide_A | 2024-11-07 | PSCO | CT | Peaker |  | Rawhide | A
Rawhide_RhgT2_GT | Rawhide RhgT2 GT | Rawhide RhgT2 GT | 65 | 2002-08-01 | 2050-12-01 | PSCO | Rawhide_B | 2024-11-07 | PSCO | CT | Peaker |  | Rawhide | B
Rawhide_RhgT3_GT | Rawhide RhgT3 GT | Rawhide RhgT3 GT | 65 | 2002-10-01 | 2050-12-01 | PSCO | Rawhide_C | 2024-11-07 | PSCO | CT | Peaker |  | Rawhide | C
Rawhide_RhgT4_GT | Rawhide RhgT4 GT | Rawhide RhgT4 GT | 65 | 2004-06-01 | 2050-12-01 | PSCO | Rawhide_D | 2024-11-07 | PSCO | CT | Peaker |  | Rawhide | D
Rawhide_RhgT5_GT | Rawhide RhgT5 GT | Rawhide RhgT5 GT | 128 | 2008-06-01 | 2050-12-01 | PSCO | Rawhide_F | 2024-11-07 | PSCO | CT | Peaker |  | Rawhide | F
Ray_D_Nixon_1_ST | Ray D Nixon 1 ST | Ray D Nixon 1 ST | 207 | 1980-04-01 | 2029-12-01 | WACM | Ray_D_Nixon_1 | 2024-11-07 | WACM | Coal | Coal |  | Ray D Nixon | 1
Ray_D_Nixon_GT1_GT | Ray D Nixon GT1 GT | Ray D Nixon GT1 GT | 37.79 | 1999-07-01 | 2030-12-01 | WACM | Ray_D_Nixon_GT2 | 2024-11-07 | WACM | CT | Peaker |  | Ray D Nixon | GT2
Ray_D_Nixon_GT2_GT | Ray D Nixon GT2 GT | Ray D Nixon GT2 GT | 37.79 | 1999-07-01 | 2030-12-01 | WACM | Ray_D_Nixon_GT1 | 2024-11-07 | WACM | CT | Peaker |  | Ray D Nixon | GT1
Raymond_Reservoir_Rymd_1_HY | Raymond Reservoir Rymd 1 HY | Raymond Reservoir Rymd 1 HY | 21 | 1994-05-01 | 2050-12-01 | AESO | Raymond | 2024-11-07 | BCHA_AESO | Hydro | Hydro
Red_Cloud | Red Cloud | Red Cloud | 680.68 | 2021-06-01 | 2050-12-01 | PNM | REDCLOUD_3_PVDYN | 2024-11-07 | PNM_EPE | Wind | Wind |  | Red Cloud Wind LLC |  |  |  | WIND_V2025E_EIA_NEWMEXICO
Red_Hawk_CC1a | Red Hawk CC1a | Red Hawk CC1a | 391.5 | 2002-07-01 | 2050-12-01 | TH_PV |  |  | WALC | CC | CCGT |  | Red Hawk | CT1A
Red_Hawk_CC1b | Red Hawk CC1b | Red Hawk CC1b | 182 | 2002-07-01 | 2050-12-01 | TH_PV |  |  | WALC | CC | CCGT
Red_Hawk_CC2a | Red Hawk CC2a | Red Hawk CC2a | 386 | 2002-07-01 | 2050-12-01 | TH_PV |  |  | WALC | CC | CCGT |  | Red Hawk | CT2A
Red_Hawk_CC2b | Red Hawk CC2b | Red Hawk CC2b | 182 | 2002-07-01 | 2050-12-01 | TH_PV |  |  | WALC | CC | CCGT
Red_Horse_2_Solar_PV_T | Red Horse 2 Solar PV-T | Red Horse 2 Solar PV-T | 41 | 2015-08-01 | 2035-08-01 | TEPC | Red_Horse_2_Solar | 2024-11-07 | TEPC | Solar_1Axis | Solar |  | Red Horse 2 | RH2S |  |  | SOLARV2025J_1AXIS__NM_ALBUQUERQUE
Red_Horse_3_Solar_PV_T | Red Horse 3 Solar PV-T | Red Horse 3 Solar PV-T | 30 | 2016-04-01 | 2036-04-01 | TEPC | Red_Horse_3_Solar | 2024-11-07 | TEPC | Solar_1Axis | Solar |  | Red Horse III | RH3 |  |  | SOLARV2025J_1AXIS__NM_ALBUQUERQUE
Red_Horse_Wind_2_WT | Red Horse Wind 2 WT | Red Horse Wind 2 WT | 30 | 2016-06-01 | 2036-06-01 | TEPC | Red_Horse_2_Wind | 2024-11-07 | TEPC | Wind | Wind |  | Red Horse 2 | RH2W |  |  | WIND_V2025E_EIA_ARIZONA
Red_Mesa_1_WT | Red Mesa 1 WT | Red Mesa 1 WT | 102.4 | 2010-12-01 | 2035-01-01 | PNM | Red_Mesa | 2024-11-07 | PNM_EPE | Wind | Wind |  | Red Mesa Wind LLC |  |  |  | WIND_V2025E_EIA_NEWMEXICO
Red_Mesa_Tapaha_Solar_Mccracken_PV_T | Red Mesa Tapaha Solar Mccracken PV-T | Red Mesa Tapaha Solar Mccracken PV-T | 66 | 2022-06-01 | 2050-12-01 | PAUT | Red_Mesa_Tapaha_Solar | 2024-11-07 | PACE | Solar_Fixed | Solar |  | Red Mesa Solar Project |  |  |  | SOLARV2025J_FIXED__UT_SALTLAKECITY
Red_Prairie_1_PV | Red Prairie 1 PV | Red Prairie 1 PV | 2.2 | 2021-09-01 | 2051-12-01 | PortlandGE |  |  | PortlandGE | Solar_Fixed | Solar |  | Red Prairie Solar | RP21 |  |  | SOLARV2025J_FIXED__OR_PORTLAND
Red_Rock_1_BA | Red Rock 1 BA | Red Rock 1 BA | 41 | 2023-06-01 | 2050-12-01 | AZPS | Red_Rock_BESS | 2024-11-07 | AZPS | Battery_4h | Li-ion Battery | [6 empty] | 124 | 2.9176
Red_Rock_1_PV | Red Rock 1 PV | Red Rock 1 PV | 43.9 | 2016-12-01 | 2050-12-01 | AZPS | NEWREDRCK | 2024-11-07 | AZPS | Solar_Fixed | Solar |  | Red Rock |  |  |  | SOLARV2025J_FIXED_AZ_85333_DATELAND_0
Redding_Power_1_GT | Redding Power 1 GT | Redding Power 1 GT | 21.18 | 1996-05-01 | 2051-12-01 | NCNC | Redding_Power_1 | 2024-11-07 | NCNC | CT | Peaker |  | Redding Power | 1
Redding_Power_2_GT | Redding Power 2 GT | Redding Power 2 GT | 31.04 | 1996-05-01 | 2051-12-01 | NCNC | Redding_Power_2 | 2024-11-07 | NCNC | CT | Peaker |  | Redding Power | 2
Redding_Power_3_GT | Redding Power 3 GT | Redding Power 3 GT | 31.04 | 1994-06-01 | 2051-12-01 | NCNC | Redding_Power_3 | 2024-11-07 | NCNC | CT | Peaker |  | Redding Power | 3
Redding_Power_CC1a | Redding Power CC1a | Redding Power CC1a | 81.5 | 1989-01-01 | 2051-12-01 | NCNC | Redding_Power_CC | 2024-11-07 | NCNC | CC | CCGT |  | Redding Power | 4
Redding_Power_CC1b | Redding Power CC1b | Redding Power CC1b | 50 | 2011-08-01 | 2051-12-01 | NCNC |  |  | NCNC | CC | CCGT
Redlands_1_HY | Redlands 1 HY | Redlands 1 HY | 1.38 | 1931-08-01 | 2025-03-01 | PSCO | Redlands | 2024-11-07 | PSCO | Hydro | Hydro |  | Redlands Water & Power
Redwater_Cogen_Tc02_1_GT | Redwater Cogen Tc02 1 GT | Redwater Cogen Tc02 1 GT | 46 | 2001-09-01 | 2050-12-01 | AESO | REDWATER_GT_1 | 2024-11-07 | BCHA_AESO | CT | Peaker
Redwater_Cogen_Tc02_2_GT | Redwater Cogen Tc02 2 GT | Redwater Cogen Tc02 2 GT | 46 | 2019-02-01 | 2050-12-01 | AESO |  |  | BCHA_AESO | Cogen | CHP
Reeves_1_ST | Reeves 1 ST | Reeves 1 ST | 44 | 1960-08-01 | 2030-12-01 | PNM | Reeves_1 | 2024-11-07 | PNM_EPE | Steam | ST |  | Reeves | 1
Reeves_2_ST | Reeves 2 ST | Reeves 2 ST | 44 | 1958-12-01 | 2030-12-01 | PNM | Reeves_2 | 2024-11-07 | PNM_EPE | Steam | ST |  | Reeves | 2
Reeves_3_ST | Reeves 3 ST | Reeves 3 ST | 66 | 1962-07-01 | 2030-12-01 | PNM | Reeves_3 | 2024-11-07 | PNM_EPE | Steam | ST |  | Reeves | 3
Reid_Gardner_BESS_2_BA | Reid Gardner BESS 2 BA | Reid Gardner BESS 2 BA | 220 | 2023-12-01 | 2043-12-01 | NEVP |  |  | NEVP | Battery_4h | Li-ion Battery |  | Reid Gardner | RGES1 |  |  |  | 880 | 4
Revelstoke_1_HY | Revelstoke 1 HY | Revelstoke 1 HY | 500 | 1983-12-01 | 2050-12-01 | BCHA | Revelstoke_1 | 2024-11-07 | BCHA_AESO | Hydro | Hydro
Revelstoke_2_HY | Revelstoke 2 HY | Revelstoke 2 HY | 500 | 1983-12-01 | 2050-12-01 | BCHA | Revelstoke_2 | 2024-11-07 | BCHA_AESO | Hydro | Hydro
Revelstoke_3_HY | Revelstoke 3 HY | Revelstoke 3 HY | 500 | 1983-12-01 | 2050-12-01 | BCHA | Revelstoke_3 | 2024-11-07 | BCHA_AESO | Hydro | Hydro
Revelstoke_4_HY | Revelstoke 4 HY | Revelstoke 4 HY | 500 | 1983-12-01 | 2050-12-01 | BCHA | Revelstoke_4 | 2024-11-07 | BCHA_AESO | Hydro | Hydro
Revelstoke_5_HY | Revelstoke 5 HY | Revelstoke 5 HY | 519 | 2010-12-01 | 2050-12-01 | BCHA | Revelstoke_5 | 2024-11-07 | BCHA_AESO | Hydro | Hydro
RGD_7_7_ST | RGD 7 7 ST | RGD 7 7 ST | 50 | 1958-06-01 | 2025-12-01 | EPE |  |  | PNM_EPE | Steam | ST
RGD_8_8_ST | RGD 8 8 ST | RGD 8 8 ST | 166 | 1972-07-01 | 2033-12-01 | EPE |  |  | PNM_EPE | Steam | ST
Rgd_9_9_GT | Rgd 9 9 GT | Rgd 9 9 GT | 100 | 2013-05-01 | 2058-12-01 | EPE | RioGrande9 | 2024-11-07 | PNM_EPE | CT | Peaker |  | Rio Grande | 9
Richard_Burdette_Geothermal_1_BT | Richard Burdette Geothermal 1 BT | Richard Burdette Geothermal 1 BT | 15 | 2005-11-01 | 2026-12-01 | NEVP | Richard_Burdette_2 | 2024-11-07 | NEVP | Geothermal | Geothermal |  | Richard Burdette Geothermal | 1
Richard_Burdette_Geothermal_A_OEC2_BT | Richard Burdette Geothermal A OEC2 BT | Richard Burdette Geothermal A OEC2 BT | 15 | 2005-11-01 | 2026-12-01 | NEVP | Richard_Burdette_1 | 2024-11-07 | NEVP | Geothermal | Geothermal |  | Richard Burdette Geothermal | OEC2
Richard_Burdette_Geothermal_B_1_BT | Richard Burdette Geothermal B 1 BT | Richard Burdette Geothermal B 1 BT | 15 | 2027-02-01 | 2053-12-01 | NEVP |  |  | NEVP | Geothermal | Geothermal
Richard_Burdette_Geothermal_B_OEC2_BT | Richard Burdette Geothermal B OEC2 BT | Richard Burdette Geothermal B OEC2 BT | 15 | 2027-02-01 | 2053-12-01 | NEVP |  |  | NEVP | Geothermal | Geothermal
Ridgway_Hydro_Agg_HY | Ridgway Hydro Agg HY | Ridgway Hydro Agg HY | 8 | 2014-06-01 | 2050-12-01 | WACM | Ridgeway_1 | 2024-11-07 | WACM | Hydro | Hydro
Riley_Solar_PV_PV_NT | Riley Solar PV PV-NT | Riley Solar PV PV-NT | 10 | 2020-07-01 | 2050-12-01 | BPAT | RileySolarPV | 2024-11-07 | BPAT | Solar_Fixed | Solar |  | Riley |  |  |  | SOLARV2025J_FIXED__OR_MEDFORD
Rimbey_297S_Der_Gas_1_GT | Rimbey 297S Der Gas 1 GT | Rimbey 297S Der Gas 1 GT | 9 | 2023-02-01 | 2054-12-01 | AESO |  |  | BCHA_AESO | CT | Peaker
Rimbey_297S_DER_Gas_2_GT | Rimbey 297S DER Gas 2 GT | Rimbey 297S DER Gas 2 GT | 15.1 | 2024-03-01 | 2051-12-01 | AESO |  |  | BCHA_AESO | CT | Peaker
RimRockEnergy | RimRockEnergy | RimRockEnergy | 189 | 2012-08-01 | 2050-12-01 | NWMT |  |  | NWMT_WAUW | Wind | Wind |  | NaturEner Rim Rock Energy |  |  |  | WIND_V2025E_ONSHORE_ABCYPRESS_TRANSFORM
Rio_Arriba_Solar_Alcalde_Solar_1_PV_T | Rio Arriba Solar Alcalde Solar 1 PV-T | Rio Arriba Solar Alcalde Solar 1 PV-T | 2.4 | 2020-02-01 | 2051-12-01 | PNM | Rio_Arriba_Solar | 2024-11-07 | PNM_EPE | Solar_1Axis | Solar |  | Alcalde Solar Array |  |  |  | SOLARV2025J_1AXIS__NM_ALBUQUERQUE
Rio_Bravo_1_GT | Rio Bravo 1 GT | Rio Bravo 1 GT | 150 | 2000-04-01 | 2040-12-01 | PNM | Rio_Bravo | 2024-11-07 | PNM_EPE | CT | Peaker |  | Rio Bravo
Rio_Communities_Solar_PV_1_PV_T | Rio Communities Solar PV 1 PV-T | Rio Communities Solar PV 1 PV-T | 10 | 2015-12-01 | 2045-12-01 | PNM | Rio_Communities_Solar_PV | 2024-11-07 | PNM_EPE | Solar_1Axis | Solar |  | Rio Communities Solar Energy Center |  |  |  | SOLARV2025J_1AXIS__NM_ALBUQUERQUE
Rio_Del_Oro_Energy_Center_1_PV_T | Rio Del Oro Energy Center 1 PV-T | Rio Del Oro Energy Center 1 PV-T | 10 | 2019-05-01 | 2049-12-01 | PNM | Rio_Del_Oro_Energy_Center | 2024-11-07 | PNM_EPE | Solar_1Axis | Solar |  | Rio De Oro Solar Energy Center |  |  |  | SOLARV2025J_1AXIS__NM_ALBUQUERQUE
Rio_Rancho_Solar_Energy_Center_1_PV_T | Rio Rancho Solar Energy Center 1 PV-T | Rio Rancho Solar Energy Center 1 PV-T | 10 | 2019-12-01 | 2049-12-01 | PNM | Rio_Rancho_Solar_Energy_Center | 2024-11-07 | PNM_EPE | Solar_1Axis | Solar |  | Rio Rancho Solar Energy Center |  |  |  | SOLARV2025J_1AXIS__NM_ALBUQUERQUE
Ripon_Generation_Station_2_GT | Ripon Generation Station 2 GT | Ripon Generation Station 2 GT | 60.5 | 2006-06-01 | 2051-12-01 | NCNC | Ripon_2 | 2024-11-07 | NCNC | CT | Peaker |  | Ripon Generation Station | 2
River_Bend_Landfill_Agg_IC | River Bend Landfill Agg IC | River Bend Landfill Agg IC | 4.8 | 2010-01-01 | 2050-12-01 | BPAT | RiverBendLandfillAgg | 2024-11-07 | BPAT | Biogas | Biogas |  | Riverbend Landfill
River_Mill_1_HY | River Mill 1 HY | River Mill 1 HY | 3.3 | 2023-12-01 | 2050-12-01 | PortlandGE | River_Mill_1 | 2024-11-07 | PortlandGE | Hydro | Hydro |  | River Mill | 1
River_Mill_2_HY | River Mill 2 HY | River Mill 2 HY | 3.3 | 2023-12-01 | 2050-12-01 | PortlandGE | River_Mill_2 | 2024-11-07 | PortlandGE | Hydro | Hydro |  | River Mill | 2
River_Mill_3_HY | River Mill 3 HY | River Mill 3 HY | 3.3 | 2023-12-01 | 2050-12-01 | PortlandGE | River_Mill_3 | 2024-11-07 | PortlandGE | Hydro | Hydro |  | River Mill | 3
River_Mill_4_HY | River Mill 4 HY | River Mill 4 HY | 4.75 | 1927-12-01 | 2050-12-01 | PortlandGE | River_Mill_4 | 2024-11-07 | PortlandGE | Hydro | Hydro |  | River Mill | 4
River_Mill_5_HY | River Mill 5 HY | River Mill 5 HY | 5 | 1952-05-01 | 2050-12-01 | PortlandGE | River_Mill_5 | 2024-11-07 | PortlandGE | Hydro | Hydro |  | River Mill | 5
River_Road_CS1_CS | River Road CS1 CS | River Road CS1 CS | 248 | 1997-12-01 | 2050-12-01 | BPAT | River_Road | 2024-11-07 | BPAT | CC | CCGT |  | River Road Gen Plant
River_Valley_Solar_1_PV | River Valley Solar 1 PV | River Valley Solar 1 PV | 2.2 | 2022-05-01 | 2050-12-01 | PortlandGE | RiverValleySolar1PV | 2024-11-07 | PortlandGE | Solar_Fixed | Solar |  | River Valley Solar |  |  |  | SOLARV2025J_FIXED__OR_PORTLAND
Riverview_Riv1_1_WT | Riverview Riv1 1 WT | Riverview Riv1 1 WT | 105 | 2019-09-01 | 2050-12-01 | AESO | Riverview_Wind | 2024-11-07 | BCHA_AESO | Wind | Wind | [5 empty] | WIND_V2025E_ONSHORE_ABCYPRESS_TRANSFORM
Riverview_Solar_PV | Riverview Solar PV | Riverview Solar PV | 1.5 | 2014-06-01 | 2051-12-01 | WACM | Riverview_Solar | 2024-11-07 | WACM | Solar_1Axis | Solar |  | Riverview Solar |  |  |  | SOLARV2025J_1AXIS__CO_DENVER
Roadrunner_Solar_Plant_1_PV_T | Roadrunner Solar Plant 1 PV-T | Roadrunner Solar Plant 1 PV-T | 20 | 2011-08-01 | 2031-08-01 | EPE | ST_DIST_PV | 2024-11-07 | PNM_EPE | Solar_1Axis | Solar |  | Roadrunner Solar |  |  |  | SOLARV2025J_1AXIS_AZ_85333_DATELAND_0
Roaring_Fork_/_Haypress_1_HY | Roaring Fork / Haypress 1 HY | Roaring Fork / Haypress 1 HY | 0.04 | 2010-11-05 | 2051-12-31 | NEVP |  |  | NEVP | Hydro | Hydro
Robbs_Peak_1_HY | Robbs Peak 1 HY | Robbs Peak 1 HY | 26.87 | 1965-10-01 | 2051-12-01 | NCNC | Robbs_Peak_H1 | 2024-11-07 | NCNC | Hydro | Hydro |  | Robbs Peak
Roberts_Tunnel_1_HY | Roberts Tunnel 1 HY | Roberts Tunnel 1 HY | 6.1 | 1988-01-01 | 2027-03-01 | PSCO | Roberts_Tunnel_Hydro | 2024-11-07 | PSCO | Hydro | Hydro
Rock_Creek_1_HY | Rock Creek 1 HY | Rock Creek 1 HY | 2.04 | 2017-03-29 | 2050-12-31 | IPTV |  |  | IPCO | Hydro | Hydro |  | Rock Creek I | GEN1
Rock_Creek_I_Wind_32_WT | Rock Creek I Wind 32 WT | Rock Creek I Wind 32 WT | 195.2 | 2025-06-01 | 2055-05-01 | PAWY |  |  | PACE | Wind | Wind |  | Rock Creek Wind I | ROCK1 |  |  | WIND_V2025E_EIA_WYOMING
Rock_Creek_II_Wind_66_WT | Rock Creek II Wind 66 WT | Rock Creek II Wind 66 WT | 402.6 | 2025-09-01 | 2055-08-01 | PAWY |  |  | PACE | Wind | Wind |  | Rock Creek Wind II | ROCK2 |  |  | WIND_V2025E_EIA_WYOMING
Rock_Garden_PV_PV_NT | Rock Garden PV PV-NT | Rock Garden PV PV-NT | 10 | 2020-06-01 | 2050-12-01 | BPAT | RockGardenPV | 2024-11-07 | BPAT | Solar_Fixed | Solar |  | Rock Garden Solar, LLC |  |  |  | SOLARV2025J_FIXED__OR_MEDFORD
Rock_Island | Rock Island | Rock Island | 629.22 | 1979-08-01 | 2050-12-01 | CHPD |  |  | BPAT | Hydro | Hydro |  | Rock Island | U-1 | U-2 | U-3
Rock_River_I | Rock River I | Rock River I | 53.6 | 2020-06-01 | 2054-10-01 | PAWY | Rock_River | 2024-11-07 | PACE | Wind | Wind |  | Rock River I LLC |  |  |  | WIND_V2025E_EIA_WYOMING
Rock_Springs_1_PV_T | Rock Springs 1 PV-T | Rock Springs 1 PV-T | 120 | 2024-06-01 | 2035-09-01 | NEVP | RockSprings | 2024-11-07 | NEVP | Solar_1Axis | Solar | [5 empty] | SOLARV2025J_1AXIS_NV_CLARK_LASVEGAS_0
Rocket_Solar_PV_T | Rocket Solar PV-T | Rocket Solar PV-T | 80 | 2022-10-01 | 2049-01-01 | PAUT | Rocket_Solar_LLC | 2024-11-07 | PACE | Solar_1Axis | Solar |  | Rocket Solar, LLC |  |  |  | SOLARV2025J_1AXIS__UT_SALTLAKECITY
Rockland_44_WT | Rockland 44 WT | Rockland 44 WT | 80 | 2011-12-01 | 2050-12-01 | IPFE | Rockland | 2024-11-07 | IPCO | Wind | Wind |  | Rockland Wind Farm |  |  |  | WIND_V2025E_EIA_IDAHO
Rockwood_1_GT | Rockwood 1 GT | Rockwood 1 GT | 24.9 | 1979-06-01 | 2050-12-01 | IID | Rockwood_1 | 2024-11-07 | IID | CT | Peaker |  | Rockwood | 1
Rockwood_2_GT | Rockwood 2 GT | Rockwood 2 GT | 24.9 | 1980-04-01 | 2050-12-01 | IID | Rockwood_2 | 2024-11-07 | IID | CT | Peaker |  | Rockwood | 2
Rocky_Brook_HY_1_HY | Rocky Brook HY 1 HY | Rocky Brook HY 1 HY | 1.6 | 1985-12-01 | 2050-12-01 | BPAT | Rocky_Brook | 2024-11-07 | BPAT | Hydro | Hydro
Rocky_Ford_Blue_Door_Solar_PV | Rocky Ford (Blue Door) Solar PV | Rocky Ford (Blue Door) Solar PV | 2 | 2023-03-01 | 2051-12-01 | PSCO | Rocky_Ford_Blue_Door_Solar | 2024-11-07 | PSCO | Solar_1Axis | Solar |  | Cortez Solar 3, LLC |  |  |  | SOLARV2025J_1AXIS__CO_DENVER
Rocky_Ford_1A_IC | Rocky Ford 1A IC | Rocky Ford 1A IC | 2 | 2018-10-01 | 2050-12-01 | PSCO | Rocky_Ford_1_5 | 2024-11-07 | PSCO | ICE | Reciprocating_Engine |  | Rocky Ford | IC1A | IC2 | IC3
Rocky_Ford_2_IC | Rocky Ford 2 IC | Rocky Ford 2 IC | 2 | 1964-06-01 | 2051-12-01 | PSCO |  |  | PSCO | ICE | Reciprocating_Engine |  | Rocky Ford | IC2
Rocky_Ford_3_IC | Rocky Ford 3 IC | Rocky Ford 3 IC | 2 | 1964-06-01 | 2051-12-01 | PSCO |  |  | PSCO | ICE | Reciprocating_Engine |  | Rocky Ford | IC3
Rocky_Ford_4_IC | Rocky Ford 4 IC | Rocky Ford 4 IC | 2 | 1964-06-01 | 2051-12-01 | PSCO |  |  | PSCO | ICE | Reciprocating_Engine |  | Rocky Ford | IC4
Rocky_Ford_5_IC | Rocky Ford 5 IC | Rocky Ford 5 IC | 2 | 1964-06-01 | 2051-12-01 | PSCO |  |  | PSCO | ICE | Reciprocating_Engine |  | Rocky Ford | IC5
Rocky_Mtn_CC1a | Rocky Mtn CC1a | Rocky Mtn CC1a | 510 | 2004-06-01 | 2049-12-01 | PSCO |  |  | PSCO | CC | CCGT |  | Rocky Mountain Energy Center | CTG1 | CTG2
Rocky_Mtn_CC1b | Rocky Mtn CC1b | Rocky Mtn CC1b | 175.1 | 2004-06-01 | 2049-12-01 | PSCO |  |  | PSCO | CC | CCGT |  | Rocky Mountain Energy Center | STG1
Rocky_Mtn_Hardin_1_ST | Rocky Mtn Hardin 1 ST | Rocky Mtn Hardin 1 ST | 135 | 2006-04-01 | 2050-12-01 | NWMT | Hardin | 2024-11-07 | NWMT_WAUW | Coal | Coal |  | Hardin Generator Project
Rocky_Reach | Rocky Reach | Rocky Reach | 1349.2 | 1961-06-01 | 2050-12-01 | CHPD |  |  | BPAT | Hydro | Hydro |  | Rocky Reach | C-2 | C-3 | C-4
Rolling_Hills_66_WT | Rolling Hills 66 WT | Rolling Hills 66 WT | 115.8 | 2019-12-01 | 2049-01-01 | PAWY | Rolling_Hills_1 | 2024-11-07 | PACE | Wind | Wind |  | Rolling Hills |  |  |  | WIND_V2025E_EIA_WYOMING
Roosevelt_1_HY | Roosevelt 1 HY | Roosevelt 1 HY | 40 | 1973-03-01 | 2050-12-01 | SRP | Roosevelt | 2024-11-07 | SRP | Hydro | Hydro |  | Roosevelt | ROOS
Roseburg_Forest_Products_Company_Dillard_1_ST | Roseburg Forest Products Company Dillard 1 ST | Roseburg Forest Products Company Dillard 1 ST | 20 | 1955-01-01 | 2028-12-01 | PACW | RoseburgForestProductsCompanyDillard1 | 2024-11-07 | PACW | Biomass/Wood | Biomass
Roseburg_Forest_Products_Company_Dillard_2_ST | Roseburg Forest Products Company Dillard 2 ST | Roseburg Forest Products Company Dillard 2 ST | 5 | 1955-01-01 | 2028-12-01 | PACW | RoseburgForestProductsCompanyDillard2 | 2024-11-07 | PACW | Biomass/Wood | Biomass
Roseburg_Forest_Products_Company_Dillard_3_ST | Roseburg Forest Products Company Dillard 3 ST | Roseburg Forest Products Company Dillard 3 ST | 8 | 1955-01-01 | 2028-12-01 | PACW | RoseburgForestProductsCompanyDillard3 | 2024-11-07 | PACW | Biomass/Wood | Biomass
Roseburg_Forest_Products_Company_Dillard_4_ST | Roseburg Forest Products Company Dillard 4 ST | Roseburg Forest Products Company Dillard 4 ST | 13.8 | 1955-01-01 | 2028-12-01 | PACW | RoseburgForestProductsCompanyDillard4 | 2024-11-07 | PACW | Biomass/Wood | Biomass
Roseburg_Forest_Products_Company_Dillard_5_ST | Roseburg Forest Products Company Dillard 5 ST | Roseburg Forest Products Company Dillard 5 ST | 11.5 | 1955-01-01 | 2028-12-01 | PACW | RoseburgForestProductsCompanyDillard5 | 2024-11-07 | PACW | Biomass/Wood | Biomass
Roseburg_Forest_Products_Company_Dillard_6_ST | Roseburg Forest Products Company Dillard 6 ST | Roseburg Forest Products Company Dillard 6 ST | 11.5 | 1955-01-01 | 2028-12-01 | PACW | RoseburgForestProductsCompanyDillard6 | 2024-11-07 | PACW | Biomass/Wood | Biomass
Roseburg_Forest_Products_Weed_1_ST | Roseburg Forest Products Weed 1 ST | Roseburg Forest Products Weed 1 ST | 10 | 2010-12-01 | 2028-12-01 | PACW |  |  | PACW | Biomass/Wood | Biomass |  | Roseburg Forest Products Biomass | 1
Roseburg_Landfill_1_IC | Roseburg Landfill 1 IC | Roseburg Landfill 1 IC | 1.6 | 2011-12-01 | 2032-04-01 | PACW | RoseburgLandfillGasEnergySouthGate | 2024-11-07 | PACW | Biogas | Biogas |  | Roseburg LFG
Roseville_EP_CC | Roseville EP CC | Roseville EP CC | 162 | 2007-08-01 | 2051-12-01 | NCNC |  |  | NCNC | CC | CCGT
Roseville_Peakers_Tm2500_1_GT | Roseville Peakers Tm2500 1 GT | Roseville Peakers Tm2500 1 GT | 35.2 | 2021-09-01 | 2051-12-01 | NCNC | Roseville_Peakers1 | 2024-11-07 | NCNC | CT | Peaker |  | Roseville Energy Park | 0004
Roseville_Peakers_Tm2500_2_GT | Roseville Peakers Tm2500 2 GT | Roseville Peakers Tm2500 2 GT | 35.2 | 2021-09-01 | 2051-12-01 | NCNC | Roseville_Peakers2 | 2024-11-07 | NCNC | CT | Peaker |  | Roseville Energy Park | 0005
Roseville_Power_Plant_2_GT | Roseville Power Plant 2 GT | Roseville Power Plant 2 GT | 25.4 | 1986-05-01 | 2051-12-01 | NCNC | Roseville_1 | 2024-11-07 | NCNC | CT | Peaker |  | Roseville Power Plant #2 | 1
Roseville_Power_Plant_2_2_GT | Roseville Power Plant 2-2 GT | Roseville Power Plant 2-2 GT | 25.4 | 1986-04-01 | 2051-12-01 | NCNC | Roseville_2 | 2024-11-07 | NCNC | CT | Peaker |  | Roseville Power Plant #2 | 2
Ross_1_HY | Ross 1 HY | Ross 1 HY | 112.5 | 1956-11-01 | 2050-12-01 | SCL | Ross_41 | 2024-11-07 | BPAT | Hydro | Hydro |  | Ross | 41
Ross_2_HY | Ross 2 HY | Ross 2 HY | 112.5 | 1954-01-01 | 2050-12-01 | SCL | Ross_42 | 2024-11-07 | BPAT | Hydro | Hydro |  | Ross | 42
Ross_3_HY | Ross 3 HY | Ross 3 HY | 112.5 | 1953-04-01 | 2050-12-01 | SCL | Ross_43 | 2024-11-07 | BPAT | Hydro | Hydro |  | Ross | 43
Ross_4_HY | Ross 4 HY | Ross 4 HY | 112.5 | 1952-12-01 | 2050-12-01 | SCL | Ross_44 | 2024-11-07 | BPAT | Hydro | Hydro |  | Ross | 44
Round_Butte_1_HY | Round Butte 1 HY | Round Butte 1 HY | 112.5 | 1964-08-01 | 2050-12-01 | PortlandGE | Round_Butte_1 | 2024-11-07 | PortlandGE | Hydro | Hydro |  | Round Butte | 1
Round_Butte_2_HY | Round Butte 2 HY | Round Butte 2 HY | 130 | 1964-11-01 | 2050-12-01 | PortlandGE | Round_Butte_2 | 2024-11-07 | PortlandGE | Hydro | Hydro |  | Round Butte | 2
Round_Butte_3_HY | Round Butte 3 HY | Round Butte 3 HY | 130 | 1964-10-01 | 2050-12-01 | PortlandGE | Round_Butte_3 | 2024-11-07 | PortlandGE | Hydro | Hydro |  | Round Butte | 3
Round_House_2_Wind_1_WT | Round House 2 Wind 1 WT | Round House 2 Wind 1 WT | 106 | 2024-01-01 | 2043-12-01 | WACM |  |  | WACM | Wind | Wind |  | Roundhouse Renewable Energy II | RHII |  |  | WIND_V2025E_EIA_WYOMING
Roundhouse | Roundhouse | Roundhouse | 225 | 2020-06-01 | 2050-12-01 | PSCO |  |  | PSCO | Wind | Wind |  | Roundhouse Wind Energy Project | 82059 | 82060 | 82061 | WIND_V2025E_EIA_WYOMING
Route_66_Solar_PV_1_PV_T | Route 66 Solar PV 1 PV-T | Route 66 Solar PV 1 PV-T | 50 | 2022-05-01 | 2047-05-01 | PNM | Route_66_Solar_PV | 2024-11-07 | PNM_EPE | Solar_1Axis | Solar |  | Route 66 Energy Center, LLC |  |  |  | SOLARV2025J_1AXIS_CA_LOSANGELES_PALMDALE_0
Roza_HY_1_HY | Roza HY 1 HY | Roza HY 1 HY | 12.9 | 1958-08-01 | 2050-12-01 | BPAT | Roza_1 | 2024-11-07 | BPAT | Hydro | Hydro |  | Roza
Ruedi_1_HY | Ruedi 1 HY | Ruedi 1 HY | 5 | 1985-09-01 | 2054-12-31 | PSCO |  |  | PSCO | Hydro | Hydro
Rumorosa_Solar_1_PV | Rumorosa Solar 1 PV | Rumorosa Solar 1 PV | 44.62 | 2021-02-01 | 2050-12-01 | CFE | Rumorosa_Solar | 2024-11-07 | CFE | Solar_Fixed | Solar | [5 empty] | SOLARV2025J_FIXED__CA_BRAWLEY
Rupert_Cogen_Magic_Valley_1_CS | Rupert Cogen Magic Valley 1 CS | Rupert Cogen Magic Valley 1 CS | 10 | 1996-11-01 | 2050-12-01 | IPMV | Rupert_Cgn | 2024-11-07 | IPCO | CC | CCGT |  | Rupert Cogen Project
Rupert_Gt_1_GT | Rupert Gt 1 GT | Rupert Gt 1 GT | 23 | 1973-01-01 | 2050-12-01 | BCHA | Rupert_GT_1 | 2024-11-07 | BCHA_AESO | CT | Peaker
Rupert_Gt_2_GT | Rupert Gt 2 GT | Rupert Gt 2 GT | 23 | 1973-01-01 | 2050-12-01 | BCHA | Rupert_GT_2 | 2024-11-07 | BCHA_AESO | CT | Peaker
Rush_Creek_1_WT | Rush Creek 1 WT | Rush Creek 1 WT | 400 | 2018-10-01 | 2043-09-01 | PSCO | Rush_Creek_I | 2024-11-07 | PSCO | Wind | Wind |  | Rush Creek Wind | GEN1 |  |  | WIND_V2025E_EIA_UTAH
Rush_Creek_2_WT | Rush Creek 2 WT | Rush Creek 2 WT | 200 | 2018-10-01 | 2043-09-01 | PSCO | Rush_Creek_II | 2024-11-07 | PSCO | Wind | Wind |  | Rush Creek Wind | GEN1 |  |  | WIND_V2025E_EIA_UTAH
Ruskin_1_HY | Ruskin 1 HY | Ruskin 1 HY | 35 | 1929-12-01 | 2050-12-01 | BCHA | Ruskin_1 | 2024-11-07 | BCHA_AESO | Hydro | Hydro
Ruskin_2_HY | Ruskin 2 HY | Ruskin 2 HY | 35 | 1929-12-01 | 2050-12-01 | BCHA | Ruskin_2 | 2024-11-07 | BCHA_AESO | Hydro | Hydro
Ruskin_3_HY | Ruskin 3 HY | Ruskin 3 HY | 35 | 1949-12-01 | 2050-12-01 | BCHA | Ruskin_3 | 2024-11-07 | BCHA_AESO | Hydro | Hydro
Russell_D._Smith_HY1_HY | Russell D. Smith HY1 HY | Russell D. Smith HY1 HY | 6.1 | 2011-10-01 | 2051-12-01 | BPAT | Russell_D_smith | 2024-11-07 | BPAT | Hydro | Hydro |  | Russell D Smith
Rutherford_Creek_1_HY | Rutherford Creek 1 HY | Rutherford Creek 1 HY | 25 | 2004-08-01 | 2050-12-01 | BCHA | RutherfordCrk1 | 2024-11-07 | BCHA_AESO | Hydro | Hydro
Rutherford_Creek_2_HY | Rutherford Creek 2 HY | Rutherford Creek 2 HY | 25 | 2004-08-01 | 2050-12-01 | BCHA | RutherfordCrk2 | 2024-11-07 | BCHA_AESO | Hydro | Hydro
Ruxton_1_HY | Ruxton 1 HY | Ruxton 1 HY | 1 | 1925-01-01 | 2050-12-01 | PSCO | Ruxton | 2024-11-07 | PSCO | Hydro | Hydro |  | Ruxton Park
Rv_Apex_Solar_Power_1_PV_NT | Rv Apex Solar Power 1 PV-NT | Rv Apex Solar Power 1 PV-NT | 20 | 2012-08-01 | 2037-12-01 | NEVP | Apex_Solar_Power | 2024-11-07 | NEVP | Solar_Fixed | Solar |  | Apex Solar PV Power Project |  |  |  | SOLARV2025J_FIXED_NV_CLARK_LASVEGAS_0
Ryan_1_HY | Ryan 1 HY | Ryan 1 HY | 8 | 2024-12-01 | 2050-12-01 | NWMT | Ryan1 | 2024-11-07 | NWMT_WAUW | Hydro | Hydro |  | Ryan | RYA1
Ryan_2_HY | Ryan 2 HY | Ryan 2 HY | 9.19 | 2024-12-01 | 2050-12-01 | NWMT | Ryan2 | 2024-11-07 | NWMT_WAUW | Hydro | Hydro |  | Ryan | RYA2
Ryan_3_HY | Ryan 3 HY | Ryan 3 HY | 8 | 2024-12-01 | 2050-12-01 | NWMT | Ryan3 | 2024-11-07 | NWMT_WAUW | Hydro | Hydro |  | Ryan | RYA3
Ryan_4_HY | Ryan 4 HY | Ryan 4 HY | 9.19 | 2024-12-01 | 2050-12-01 | NWMT | Ryan4 | 2024-11-07 | NWMT_WAUW | Hydro | Hydro |  | Ryan | RYA4
Ryan_5_HY | Ryan 5 HY | Ryan 5 HY | 8 | 2025-03-01 | 2050-12-01 | NWMT | Ryan5 | 2024-11-07 | NWMT_WAUW | Hydro | Hydro |  | Ryan | RYA5
Ryan_6_HY | Ryan 6 HY | Ryan 6 HY | 8 | 2025-01-01 | 2050-12-01 | NWMT | Ryan6 | 2024-11-07 | NWMT_WAUW | Hydro | Hydro |  | Ryan | RYA6
Ryegrass_Windfarm_1_WT | Ryegrass Windfarm 1 WT | Ryegrass Windfarm 1 WT | 23 | 2012-08-01 | 2051-12-01 | IPTV |  |  | IPCO | Wind | Wind |  | Ryegrass Windfarm | 1 |  |  | WIND_V2025E_EIA_IDAHO
Sacramento_Valley_Energy_Center_1_BATT | Sacramento Valley Energy Center 1 BATT | Sacramento Valley Energy Center 1 BATT | 100 | 2024-12-01 | 2051-12-01 | NCNC |  |  | NCNC | Paired_BattStorage | Li-ion Battery |  | Sacramento Valley Energy Center, LLC | BSVEC |  |  |  | 400 | 4 | Sacramento_Valley_Energy_Center_1_PV_T
Sacramento_Valley_Energy_Center_1_PV_T | Sacramento Valley Energy Center 1 PV-T | Sacramento Valley Energy Center 1 PV-T | 200 | 2024-12-01 | 2051-12-01 | NCNC |  |  | NCNC | Paired_Solar_1Axis | Solar |  | Sacramento Valley Energy Center, LLC | SVEC |  |  | SOLARV2025J_1AXIS__CA_SACRAMENTO
Saddle_Hills_1_GT | Saddle Hills 1 GT | Saddle Hills 1 GT | 10 | 2019-07-01 | 2051-12-01 | AESO |  |  | BCHA_AESO | CT | Peaker
Saddle_Mountain_Tonopah_1_PV | Saddle Mountain Tonopah 1 PV | Saddle Mountain Tonopah 1 PV | 15 | 2012-12-01 | 2050-12-01 | AZPS | SaddleMountainTonopah | 2024-11-07 | AZPS | Solar_1Axis | Solar |  | Saddle Mountain Solar I |  |  |  | SOLARV2025J_1AXIS__AZ_PHOENIX
Saddlebrook_Solar_Storage_1_PV_NT | Saddlebrook Solar Storage 1 PV-NT | Saddlebrook Solar Storage 1 PV-NT | 81 | 2023-08-01 | 2054-12-01 | AESO |  |  | BCHA_AESO | Solar_Fixed | Solar | [5 empty] | SOLARV2025J_FIXED__WA_SEATTLE
Sage_Solar_I_1_PV_T | Sage Solar I 1 PV-T | Sage Solar I 1 PV-T | 20 | 2019-09-01 | 2039-09-01 | PAWY | Sage_Solar | 2024-11-07 | PACE | Solar_Fixed | Solar |  | Sage Solar I-III |  |  |  | SOLARV2025J_FIXED__UT_SALTLAKECITY
Sage_Solar_II_1_PV_T | Sage Solar II 1 PV-T | Sage Solar II 1 PV-T | 20 | 2019-09-01 | 2039-09-01 | PAWY |  |  | PACE | Solar_1Axis | Solar | [5 empty] | SOLARV2025J_1AXIS__UT_SALTLAKECITY
Sage_Solar_III_1_PV_T | Sage Solar III 1 PV-T | Sage Solar III 1 PV-T | 17.6 | 2019-09-01 | 2039-09-01 | PAWY |  |  | PACE | Solar_1Axis | Solar |  | Sage Solar I-III | 77778 |  |  | SOLARV2025J_1AXIS__UT_SALTLAKECITY
Saguaro_1_GT | Saguaro 1 GT | Saguaro 1 GT | 62.5 | 1972-05-01 | 2050-12-01 | AZPS | Saguaro_AZ_1 | 2024-11-07 | AZPS | CT | Peaker |  | Saguaro | GT2
Saguaro_2_GT | Saguaro 2 GT | Saguaro 2 GT | 62.5 | 1973-07-01 | 2050-12-01 | AZPS | Saguaro_AZ_2 | 2024-11-07 | AZPS | CT | Peaker |  | Saguaro | GE1
Saguaro_3_CT | Saguaro 3 CT | Saguaro 3 CT | 91.2 | 2002-07-01 | 2050-12-01 | AZPS | Saguaro_GE1 | 2024-11-07 | AZPS | CT | Peaker |  | Saguaro | GT1
Saint_Solar_Storage_4Hr_1_BA | Saint Solar Storage 4Hr 1 BA | Saint Solar Storage 4Hr 1 BA | 100 | 2023-06-01 | 2045-12-01 | SRP | SaintSolarBESS | 2024-11-07 | SRP | Battery_4h | Li-ion Battery |  | Saint Energy Storage II LLC | SB123 |  |  |  | 400 | 4
Saint_Storage_4HR_2_BA | Saint: Storage (4HR) 2 BA | Saint: Storage (4HR) 2 BA | 100 | 2023-09-01 | 2040-06-01 | SRP |  |  | SRP | Battery_4h | Li-ion Battery |  | Saint Energy Storage II LLC | SB123 |  |  |  | 400 | 4
Sakwi_Creek_1_HY | Sakwi Creek 1 HY | Sakwi Creek 1 HY | 6 | 2014-12-01 | 2050-12-01 | BCHA | SakwiCreek | 2024-11-07 | BCHA_AESO | Hydro | Hydro
Salem_Smart_Power_Center_SsPC_BA | Salem Smart Power Center SsPC BA | Salem Smart Power Center SsPC BA | 5 | 2013-08-01 | 2050-12-01 | PortlandGE | SalemSmartPowerCenterSSPC | 2024-11-07 | PortlandGE | Battery_4h | Li-ion Battery |  | Salem Smart Power Center | SSPC |  |  |  | 20 | 4
Salida_2_2_HY | Salida 2-2 HY | Salida 2-2 HY | 0.58 | 2023-06-01 | 2027-12-01 | PSCO | Salida_1_2 | 2024-11-07 | PSCO | Hydro | Hydro
Salmon_Diesel_Agg_IC | Salmon Diesel Agg IC | Salmon Diesel Agg IC | 5 | 1966-12-01 | 2050-12-01 | PAID | Salmon_Diesel_Agg | 2024-11-07 | PACE | ICE | Reciprocating_Engine |  | Salmon Diesel | 1 | 2
Salmon_Falls_1_WT | Salmon Falls 1 WT | Salmon Falls 1 WT | 22 | 2011-01-01 | 2050-12-01 | IPMV | Salmon_Falls | 2024-11-07 | IPCO | Wind | Wind |  | Salmon Falls Wind Park |  |  |  | WIND_V2025E_EIA_IDAHO
Salmon_Inlet_Sechelt_Creek_1_HY | Salmon Inlet Sechelt Creek 1 HY | Salmon Inlet Sechelt Creek 1 HY | 8.3 | 1997-08-01 | 2050-12-01 | BCHA | Salmon_Inlet1 | 2024-11-07 | BCHA_AESO | Hydro | Hydro
Salmon_Inlet_Sechelt_Creek_2_HY | Salmon Inlet Sechelt Creek 2 HY | Salmon Inlet Sechelt Creek 2 HY | 8.3 | 1997-08-01 | 2050-12-01 | BCHA | Salmon_Inlet2 | 2024-11-07 | BCHA_AESO | Hydro | Hydro
Salt_Lake_Energy_Systems_Agg_IC | Salt Lake Energy Systems Agg IC | Salt Lake Energy Systems Agg IC | 3.2 | 2006-06-01 | 2050-12-01 | PAUT | Salt_Lake_Energy_Systems_Agg | 2024-11-07 | PACE | ICE | Reciprocating_Engine |  | Salt Lake Energy Systems | Unit1 | Unit2 | Unit3
Salton_Sea_1_BT | Salton Sea 1 BT | Salton Sea 1 BT | 9.59 | 1981-10-01 | 2050-12-01 | IID | SaltonSea1 | 2024-11-07 | IID | Geothermal | Geothermal |  | Salton Sea Power Gen Co Unit 1 | EE11
Salton_Sea_2_BT | Salton Sea 2 BT | Salton Sea 2 BT | 11.1 | 1989-12-01 | 2050-12-01 | IID | Salton_Sea_Unit_2_G1 | 2024-11-07 | IID | Geothermal | Geothermal | NCNC | Salton Sea Power Gen Co - Unit 2 | GEN1
Salton_Sea_2_2_BT | Salton Sea 2-2 BT | Salton Sea 2-2 BT | 4.79 | 1990-01-01 | 2050-12-01 | IID | Salton_Sea_Unit_2_G2 | 2024-11-07 | IID | Geothermal | Geothermal | NCNC | Salton Sea Power Gen Co - Unit 2 | GEN2
Salton_Sea_2_3_BT | Salton Sea 2-3 BT | Salton Sea 2-3 BT | 3.39 | 1989-12-01 | 2050-12-01 | IID | Salton_Sea_Unit_2_G3 | 2024-11-07 | IID | Geothermal | Geothermal | NCNC | Salton Sea Power Gen Co - Unit 2 | GEN3
Salton_Sea_3_BT | Salton Sea 3 BT | Salton Sea 3 BT | 51.89 | 1989-02-01 | 2050-12-01 | IID | SaltonSea3 | 2024-11-07 | IID | Geothermal | Geothermal |  | Salton Sea Power Gen Co - Unit 3
Salton_Sea_4_1_BT | Salton Sea 4-1 BT | Salton Sea 4-1 BT | 49 | 1996-02-01 | 2050-12-01 | IID | Salton_Sea_4 | 2024-11-07 | IID | Geothermal | Geothermal | SCE | Salton Sea Power Gen Co - Unit 4 | 4100
Salton_Sea_5_1_BT | Salton Sea 5-1 BT | Salton Sea 5-1 BT | 50 | 2000-06-01 | 2050-12-01 | IID | Salton_Sea_5 | 2024-11-07 | IID | Geothermal | Geothermal |  | Salton Sea Power LLC - Unit 5 | TG51
Saltwells_1_BT | Saltwells 1 BT | Saltwells 1 BT | 11.8 | 2009-09-01 | 2029-12-01 | NEVP | Salt_Wells_1_2 | 2024-11-07 | NEVP | Geothermal | Geothermal
Saltwells_2_BT | Saltwells 2 BT | Saltwells 2 BT | 11.8 | 2009-09-01 | 2029-12-01 | NEVP |  |  | NEVP | Geothermal | Geothermal |  | Salt Wells | 201
San_Emidio_Usg_Nevada_1_BT | San Emidio Usg Nevada 1 BT | San Emidio Usg Nevada 1 BT | 11.8 | 2012-05-01 | 2037-12-01 | NEVP | San_Emidio | 2024-11-07 | NEVP | Geothermal | Geothermal |  | San Emidio
San_Fernando_Hy_Agg_HY | San Fernando Hy Agg HY | San Fernando Hy Agg HY | 5.6 | 2026-01-01 | 2050-12-01 | LADWP | San_Fernando_Hy_Agg | 2024-11-07 | LADWP | Hydro | Hydro |  | San Fernando | 1 | 2
San_Francisquito_1_1A_HY | San Francisquito 1 1A HY | San Francisquito 1 1A HY | 22.5 | 1983-12-01 | 2050-12-01 | LADWP | San_Francisquito_1_1 | 2024-11-07 | LADWP | Hydro | Hydro |  | San Francisquito 1 | 1A
San_Francisquito_1_5A_HY | San Francisquito 1 5A HY | San Francisquito 1 5A HY | 22.5 | 1987-04-01 | 2050-12-01 | LADWP | San_Francisquito_1_6 | 2024-11-07 | LADWP | Hydro | Hydro |  | San Francisquito 1 | 6
San_Francisquito_1_3_HY | San Francisquito 1-3 HY | San Francisquito 1-3 HY | 9.96 | 2025-05-01 | 2050-12-01 | LADWP | San_Francisquito_1_3 | 2024-11-07 | LADWP | Hydro | Hydro |  | San Francisquito 1 | 3
San_Francisquito_1_4_HY | San Francisquito 1-4 HY | San Francisquito 1-4 HY | 10.63 | 1923-01-01 | 2050-12-01 | LADWP | San_Francisquito_1_4 | 2024-11-07 | LADWP | Hydro | Hydro |  | San Francisquito 1 | 4
San_Francisquito_2_HY | San Francisquito 2 HY | San Francisquito 2 HY | 14 | 1919-07-01 | 2054-12-01 | LADWP |  |  | LADWP | Hydro | Hydro |  | San Francisquito 2
San_Francisquito_2_2_HY | San Francisquito 2-2 HY | San Francisquito 2-2 HY | 14 | 1920-01-01 | 2050-12-01 | LADWP | San_Francisquito_2_2 | 2024-11-07 | LADWP | Hydro | Hydro |  | San Francisquito 2 | 2
San_Francisquito_2_3_HY | San Francisquito 2-3 HY | San Francisquito 2-3 HY | 18 | 1932-09-01 | 2050-12-01 | LADWP | San_Francisquito_2_3 | 2024-11-07 | LADWP | Hydro | Hydro |  | San Francisquito 2 | 3
San_Isabel_1_PV_T | San Isabel 1 PV-T | San Isabel 1 PV-T | 30 | 2016-12-01 | 2041-12-01 | PSCO | San_Isabel_Solar | 2024-11-07 | PSCO | Solar_1Axis | Solar |  | San Isabel Solar, LLC |  |  |  | SOLARV2025J_1AXIS__NM_ALBUQUERQUE
San_Juan_Solar_1_PV_T | San Juan Solar 1 PV-T | San Juan Solar 1 PV-T | 200 | 2024-06-01 | 2044-06-01 | PNM | San_Juan_Solar_1 | 2024-11-07 | PNM_EPE | Solar_1Axis | Solar |  | San Juan Solar I | SANS |  |  | SOLARV2025J_1AXIS__NM_ALBUQUERQUE
San_Juan_Storage_1_BA | San Juan Storage 1 BA | San Juan Storage 1 BA | 100 | 2024-03-01 | 2043-03-01 | PNM | San_Juan_Storage_1 | 2024-11-07 | PNM_EPE | Battery_4h | Li-ion Battery |  | San Juan Solar I | SJSS |  |  |  | 400 | 4
San_Manuel_Central_Plant_Cogens_CGEN2_IC | San Manuel Central Plant Cogens CGEN2 IC | San Manuel Central Plant Cogens CGEN2 IC | 2.7 | 2021-06-01 | 2051-12-01 | NEVP |  |  | NEVP | ICE | Reciprocating_Engine |  | San Manuel Central Plant Cogens | CGEN2
San_Miguel_1_Solar_Energy_Center_1_PV_T | San Miguel 1 Solar Energy Center 1 PV-T | San Miguel 1 Solar Energy Center 1 PV-T | 10 | 2019-09-01 | 2049-12-01 | PNM | San_Miguel_1_Solar_EC | 2024-11-07 | PNM_EPE | Solar_Fixed | Solar |  | San Miguel I Solar Energy Center |  |  |  | SOLARV2025J_FIXED__NM_ALBUQUERQUE
San_Miguel_2_Solar_Energy_Center_1_PV_T | San Miguel 2 Solar Energy Center 1 PV-T | San Miguel 2 Solar Energy Center 1 PV-T | 10 | 2019-10-01 | 2049-12-01 | PNM | San_Miguel_2_Solar_EC | 2024-11-07 | PNM_EPE | Solar_Fixed | Solar |  | San Miguel II Solar Energy Center |  |  |  | SOLARV2025J_FIXED__NM_ALBUQUERQUE
San_Miguel_Community_Solar_Arr_1_PV_NT | San Miguel Community Solar Arr 1 PV-NT | San Miguel Community Solar Arr 1 PV-NT | 1 | 2012-12-01 | 2050-12-01 | WACM | San_Miguel_Community_Solar_Arr | 2024-11-07 | WACM | Solar_Fixed | Solar |  | SMPA Solar 1 Community Solar |  |  |  | SOLARV2025J_FIXED__CO_DENVER
Sand_Cove_1_HY | Sand Cove 1 HY | Sand Cove 1 HY | 0.8 | 1920-01-03 | 2024-12-31 | PAUT |  |  | PACE | Hydro | Hydro
Sand_Ranch_Windfarm_Oregon_Windfarms_1_WT | Sand Ranch Windfarm Oregon Windfarms 1 WT | Sand Ranch Windfarm Oregon Windfarms 1 WT | 9.9 | 2009-08-01 | 2029-01-01 | PACW |  |  | PACW | Wind | Wind |  | Sand Ranch Windfarm LLC | 1 |  |  | WIND_V2025E_EIA_OREGON
Sandia_Storage_1_BA | Sandia Storage 1 BA | Sandia Storage 1 BA | 60 | 2026-05-01 | 2055-04-01 | PNM | Sandia_Peak_Grid_Storage_11BA100 | 2024-11-07 | PNM_EPE | Battery_4h | Li-ion Battery | [6 empty] | 400 | 4
Sandoval_Solar_PV_1_PV_T | Sandoval Solar PV 1 PV-T | Sandoval Solar PV 1 PV-T | 6.08 | 2014-12-01 | 2044-12-01 | PNM | Sandoval_County_PV | 2024-11-07 | PNM_EPE | Solar_1Axis | Solar |  | Sandoval Solar Energy Center |  |  |  | SOLARV2025J_1AXIS__NM_ALBUQUERQUE
Sandstone_Solar_1_PV_T | Sandstone Solar 1 PV-T | Sandstone Solar 1 PV-T | 45 | 2015-12-01 | 2036-12-01 | SRP | Sandstone_Solar | 2024-11-07 | SRP | Solar_1Axis | Solar |  | Sandstone Solar |  |  |  | SOLARV2025J_1AXIS__AZ_PHOENIX
Sandy_River_Solar_1_PV | Sandy River Solar 1 PV | Sandy River Solar 1 PV | 1.85 | 2022-11-01 | 2051-12-01 | PortlandGE |  |  | PortlandGE | Solar_1Axis | Solar |  | Sandy River Solar (CSG) | SR22 |  |  | SOLARV2025J_1AXIS__OR_PORTLAND
Santa_Cruz_High_School_Rio_Ri_1_PV_NT | Santa Cruz High School Rio Ri 1 PV-NT | Santa Cruz High School Rio Ri 1 PV-NT | 6 | 2014-03-01 | 2044-03-01 | TEPC | SantaCruzHighSchool | 2024-11-07 | TEPC | Solar_Fixed | Solar |  | Rio Rico Solar |  |  |  | SOLARV2025J_FIXED__AZ_TUCSON
Santa_Fe_Solar_PV_1_PV_T | Santa Fe Solar PV 1 PV-T | Santa Fe Solar PV 1 PV-T | 9.5 | 2015-12-01 | 2045-12-01 | PNM | Santa_Fe_Solar | 2024-11-07 | PNM_EPE | Solar_1Axis | Solar |  | Santa Fe Solar Energy Center |  |  |  | SOLARV2025J_1AXIS__NM_ALBUQUERQUE
Santan_1_CS | Santan 1 CS | Santan 1 CS | 103.5 | 1974-10-01 | 2050-12-01 | SRP | Santan_1 | 2024-11-07 | SRP | CC | CCGT |  | Santan | ST1
Santan_2_CS | Santan 2 CS | Santan 2 CS | 103.5 | 1974-12-01 | 2050-12-01 | SRP | Santan_2 | 2024-11-07 | SRP | CC | CCGT |  | Santan | ST2
Santan_3_CS | Santan 3 CS | Santan 3 CS | 103.5 | 1974-10-01 | 2050-12-01 | SRP | Santan_3 | 2024-11-07 | SRP | CC | CCGT |  | Santan | ST3
Santan_4_CS | Santan 4 CS | Santan 4 CS | 103.5 | 1975-05-01 | 2050-12-01 | SRP | Santan_4 | 2024-11-07 | SRP | CC | CCGT |  | Santan | ST4
Santan_6_CC | Santan 6 CC | Santan 6 CC | 301 | 2006-03-01 | 2050-12-01 | SRP |  |  | SRP | CC | CCGT |  | Santan | ST6A
Santan_CC5a | Santan CC5a | Santan CC5a | 456 | 2005-04-01 | 2050-12-01 | SRP | Santan_5_CC | 2024-11-07 | SRP | CC | CCGT |  | Santan | ST5A
Santan_CC5b | Santan CC5b | Santan CC5b | 170 | 2005-04-01 | 2050-12-01 | SRP |  |  | SRP | CC | CCGT
Santolina_Solar_PV_1_PV_T | Santolina Solar PV 1 PV-T | Santolina Solar PV 1 PV-T | 10.5 | 2015-12-01 | 2045-12-01 | PNM | Santolina_Solar | 2024-11-07 | PNM_EPE | Solar_1Axis | Solar |  | Santolina Solar Energy Center |  |  |  | SOLARV2025J_1AXIS__NM_ALBUQUERQUE
Sarita_River_1_HY | Sarita River 1 HY | Sarita River 1 HY | 5.3 | 2025-06-01 | 2050-12-01 | BCHA | Sarita_River | 2024-11-07 | BCHA_AESO | Hydro | Hydro
Saulteau_1_WT | Saulteau 1 WT | Saulteau 1 WT | 15 | 2026-09-01 | 2050-12-01 | BCHA | Saulteau | 2024-11-07 | BCHA_AESO | Wind | Wind | [5 empty] | WIND_V2025E_ONSHORE_BCPEACERIVER_TRANSFORM
Savona_Erg_1_OT | Savona Erg 1 OT | Savona Erg 1 OT | 5.89 | 2008-08-01 | 2050-12-01 | BCHA | Savona_ERG_1 | 2024-11-07 | BCHA_AESO | Steam | ST
Sawtelle_1_HY | Sawtelle 1 HY | Sawtelle 1 HY | 0.64 | 1986-06-01 | 2050-12-01 | LADWP | Sawtelle1HY0_64 | 2024-11-07 | LADWP | Hydro | Hydro
Sawtooth_Wind_1_WT | Sawtooth Wind 1 WT | Sawtooth Wind 1 WT | 22 | 2011-11-01 | 2050-12-01 | IPTV | znSTWP_GEN_1 | 2024-11-07 | IPCO | Wind | Wind |  | Sawtooth Wind Project |  |  |  | WIND_V2025E_EIA_IDAHO
Sca_1_GT | Sca 1 GT | Sca 1 GT | 49.79 | 2001-06-01 | 2051-12-01 | NCNC | SCACogen2GT | 2024-11-07 | NCNC | CT | Peaker |  | SCA Cogen 2 | CT1C
SCACogen2_CC | SCACogen2 CC | SCACogen2 CC | 143.18 | 1997-03-01 | 2051-12-01 | NCNC |  |  | NCNC | CC | CCGT |  | SCA Cogen 2 | CT1A
Scattergood_1_ST | Scattergood 1 ST | Scattergood 1 ST | 163.2 | 1958-12-01 | 2029-12-01 | LADWP |  |  | LADWP | Steam | ST |  | Scattergood | 1
Scattergood_2_ST | Scattergood 2 ST | Scattergood 2 ST | 163.2 | 1959-07-01 | 2029-12-01 | LADWP |  |  | LADWP | Steam | ST |  | Scattergood | 2
Scattergood_CC3 | Scattergood CC3 | Scattergood CC3 | 454.7 | 2015-10-09 | 2050-12-31 | LADWP |  |  | LADWP | CC | CCGT |  | Scattergood | 3
Scattergood_CC4 | Scattergood CC4 | Scattergood CC4 | 216.9 | 2029-12-01 | 2050-12-01 | LADWP |  |  | LADWP | CC | CCGT |  | Scattergood | 4
Scattergood_Ct3_6_GT | Scattergood Ct3 6 GT | Scattergood Ct3 6 GT | 106.9 | 2015-08-01 | 2050-12-01 | LADWP | Scattergood_6 | 2024-11-07 | LADWP | CT | Peaker |  | Scattergood | 6
Scattergood_Ct3_7_GT | Scattergood Ct3 7 GT | Scattergood Ct3 7 GT | 106.9 | 2015-09-01 | 2050-12-01 | LADWP | Scattergood_7 | 2024-11-07 | LADWP | CT | Peaker |  | Scattergood | 7
Scatterwash_1_1_BA | Scatterwash 1 1 BA | Scatterwash 1 1 BA | 170 | 2025-04-01 | 2051-12-01 | AZPS |  |  | AZPS | Battery_4h | Li-ion Battery |  | Scatter Wash 1 | SW1 |  |  |  | 680 | 4
Scatterwash_2_1_BA | Scatterwash 2 1 BA | Scatterwash 2 1 BA | 85 | 2025-05-01 | 2051-12-01 | AZPS |  |  | AZPS | Battery_4h | Li-ion Battery |  | Scatter Wash 2 | SW2 |  |  |  | 340 | 4
ScotfordUpgdCC_Total | ScotfordUpgdCC-Total | ScotfordUpgdCC-Total | 195 | 2003-02-01 | 2050-12-01 | AESO |  |  | BCHA_AESO | CC | CCGT
Seaside_BESS_1_BA | Seaside BESS 1 BA | Seaside BESS 1 BA | 200 | 2025-06-01 | 2051-12-01 | BPAT |  |  | BPAT | Battery_4h | Li-ion Battery |  | Seaside BESS | SESD1 |  |  |  | 800 | 4
Second_Imperial_Geothermal_1_BT | Second Imperial Geothermal 1 BT | Second Imperial Geothermal 1 BT | 26.5 | 2023-01-01 | 2051-12-01 | IID | Second_Imperial01_12 | 2024-11-07 | IID | Geothermal | Geothermal |  | Second Imperial Geothermal | OEC1
Second_Imperial_Geothermal_13_BT | Second Imperial Geothermal 13 BT | Second Imperial Geothermal 13 BT | 16 | 2006-01-01 | 2050-12-01 | IID | Second_Imperial13 | 2024-11-07 | IID | Geothermal | Geothermal |  | Second Imperial Geothermal | GE13
Second_Imperial_Geothermal_14_BT | Second Imperial Geothermal 14 BT | Second Imperial Geothermal 14 BT | 16 | 2008-04-01 | 2050-12-01 | IID | Second_Imperial14 | 2024-11-07 | IID | Geothermal | Geothermal |  | Second Imperial Geothermal | GEN14
Second_Imperial_Geothermal_2_BT | Second Imperial Geothermal 2 BT | Second Imperial Geothermal 2 BT | 16 | 2023-01-01 | 2051-12-01 | IID |  |  | IID | Geothermal | Geothermal |  | Second Imperial Geothermal | OEC2
Seegen_Burnaby_Incinerator_1_ST | Seegen Burnaby Incinerator 1 ST | Seegen Burnaby Incinerator 1 ST | 24.75 | 2003-07-01 | 2050-12-01 | BCHA | SeeGen_1 | 2024-11-07 | BCHA_AESO | Biomass/Wood | Biomass
Seminoe_1_HY | Seminoe 1 HY | Seminoe 1 HY | 17.19 | 1939-08-01 | 2050-12-01 | WACM | Seminoe_1 | 2024-11-07 | WACM | Hydro | Hydro |  | Seminoe | 1
Seminoe_2_HY | Seminoe 2 HY | Seminoe 2 HY | 17.19 | 1939-08-01 | 2050-12-01 | WACM | Seminoe_2 | 2024-11-07 | WACM | Hydro | Hydro |  | Seminoe | 2
Seminoe_3_HY | Seminoe 3 HY | Seminoe 3 HY | 17.19 | 1939-08-01 | 2050-12-01 | WACM | Seminoe_3 | 2024-11-07 | WACM | Hydro | Hydro |  | Seminoe | 3
Seneca_Sustainable_Energy_Proj_ST1_ST | Seneca Sustainable Energy Proj ST1 ST | Seneca Sustainable Energy Proj ST1 ST | 19.77 | 2011-04-01 | 2050-12-01 | BPAT | SenecaSustainableEnergyProj | 2024-11-07 | BPAT | Biomass/Wood | Biomass |  | Seneca Sustainable Energy LLC
SePV_Dixieland_East_1_PV_T | SePV Dixieland East 1 PV-T | SePV Dixieland East 1 PV-T | 2 | 2016-12-01 | 2051-12-01 | IID |  |  | IID | Solar_1Axis | Solar |  | SEPV Imperial Dixieland East | SESI1 |  |  | SOLARV2025J_1AXIS__CA_BRAWLEY
SePV_Dixieland_West_1_PV_T | SePV Dixieland West 1 PV-T | SePV Dixieland West 1 PV-T | 3 | 2016-12-01 | 2051-12-01 | IID |  |  | IID | Solar_1Axis | Solar |  | SEPV Imperial Dixieland West | SESI2 |  |  | SOLARV2025J_1AXIS__CA_BRAWLEY
Serrano_170PV_214BESS_1_BA | Serrano (170PV + 214BESS) 1 BA | Serrano (170PV + 214BESS) 1 BA | 214 | 2025-06-01 | 2051-12-01 | AZPS |  |  | AZPS | Paired_BattStorage | Li-ion Battery |  | Serrano | GEN02 |  |  |  | 856 | 4 | Serrano_170PV_214BESS_1_PV
Serrano_170PV_214BESS_1_PV | Serrano (170PV + 214BESS) 1 PV | Serrano (170PV + 214BESS) 1 PV | 170 | 2025-06-01 | 2051-12-01 | AZPS |  |  | AZPS | Paired_Solar_Fixed | Solar |  | Serrano | GEN01 |  |  | SOLARV2025J_FIXED_AZ_85333_DATELAND_0
Sesqui_C_Solar_1_PV | Sesqui-C Solar 1 PV | Sesqui-C Solar 1 PV | 2.5 | 2022-09-01 | 2051-12-01 | PortlandGE |  |  | PortlandGE | Solar_1Axis | Solar |  | Sesqui-C Solar (CSG) | SC22 |  |  | SOLARV2025J_1AXIS__OR_PORTLAND
Seton_1_HY | Seton 1 HY | Seton 1 HY | 98 | 2026-08-01 | 2026-10-01 | BCHA | Seton_1 | 2024-11-07 | BCHA_AESO | Hydro | Hydro
Seven_Mile_1_HY | Seven Mile 1 HY | Seven Mile 1 HY | 197.6 | 1978-12-01 | 2050-12-01 | BCHA | Seven_Mile_1 | 2024-11-07 | BCHA_AESO | Hydro | Hydro
Seven_Mile_2_HY | Seven Mile 2 HY | Seven Mile 2 HY | 197.6 | 1979-12-01 | 2050-12-01 | BCHA | Seven_Mile_2 | 2024-11-07 | BCHA_AESO | Hydro | Hydro
Seven_Mile_3_HY | Seven Mile 3 HY | Seven Mile 3 HY | 197.6 | 1980-12-01 | 2050-12-01 | BCHA | Seven_Mile_3 | 2024-11-07 | BCHA_AESO | Hydro | Hydro
Seven_Mile_4_HY | Seven Mile 4 HY | Seven Mile 4 HY | 224 | 2003-04-01 | 2050-12-01 | BCHA | Seven_Mile_4 | 2024-11-07 | BCHA_AESO | Hydro | Hydro
SevenMileHill1 | SevenMileHill1 | SevenMileHill1 | 122.1 | 2008-12-01 | 2048-01-01 | PAWY |  |  | PACE | Wind | Wind |  | Seven Mile Hill | 1 |  |  | WIND_V2025E_EIA_WYOMING
SevenMileHill2 | SevenMileHill2 | SevenMileHill2 | 24.05 | 2008-12-01 | 2048-01-01 | PACE |  |  | PACE | Wind | Wind |  | Seven Mile Hill | 2 |  |  | WIND_V2025E_EIA_WYOMING
Seville_2_PV_T | Seville 2 PV-T | Seville 2 PV-T | 30 | 2016-06-01 | 2050-12-01 | IID | Seville_2 | 2024-11-07 | IID | Solar_1Axis | Solar |  | Seville 2 |  |  |  | SOLARV2025J_1AXIS__CA_BRAWLEY
Sharp_Hills_Wind_Farm_1_WT | Sharp Hills Wind Farm 1 WT | Sharp Hills Wind Farm 1 WT | 297 | 2023-08-01 | 2054-12-01 | AESO |  |  | BCHA_AESO | Wind | Wind | [5 empty] | WIND_V2025E_ONSHORE_ABCYPRESS_TRANSFORM
Shasta_1_HY | Shasta 1 HY | Shasta 1 HY | 142 | 1949-04-01 | 2050-12-01 | NCNC | Shasta_1 | 2024-11-07 | NCNC | Hydro | Hydro |  | Shasta | 1
Shasta_2_HY | Shasta 2 HY | Shasta 2 HY | 142 | 1948-07-01 | 2050-12-01 | NCNC | Shasta_2 | 2024-11-07 | NCNC | Hydro | Hydro |  | Shasta | 2
Shasta_3_HY | Shasta 3 HY | Shasta 3 HY | 142 | 1944-06-01 | 2050-12-01 | NCNC | Shasta_3 | 2024-11-07 | NCNC | Hydro | Hydro |  | Shasta | 3
Shasta_4_HY | Shasta 4 HY | Shasta 4 HY | 142 | 1944-06-01 | 2050-12-01 | NCNC | Shasta_4 | 2024-11-07 | NCNC | Hydro | Hydro |  | Shasta | 4
Shasta_5_HY | Shasta 5 HY | Shasta 5 HY | 142 | 1948-03-01 | 2050-12-01 | NCNC | Shasta_5 | 2024-11-07 | NCNC | Hydro | Hydro |  | Shasta | 5
Shavano_Falls_1_HY | Shavano Falls 1 HY | Shavano Falls 1 HY | 2.8 | 2012-09-01 | 2050-12-01 | WACM | Shavano_Falls | 2024-11-07 | WACM | Hydro | Hydro |  | Shavano Falls Hydro
Sheep_Solar_1_PV | Sheep Solar 1 PV | Sheep Solar 1 PV | 2.2 | 2017-12-01 | 2050-12-01 | PACW | SheepSolar | 2024-11-07 | PACW | Solar_Fixed | Solar |  | Sheep Solar |  |  |  | SOLARV2025J_FIXED__OR_MEDFORD
Sheerness_1_Sh1_1_ST | Sheerness 1 Sh1 1 ST | Sheerness 1 Sh1 1 ST | 400 | 1986-01-01 | 2050-12-01 | AESO | Sheerness1_1_Gas | 2024-11-07 | BCHA_AESO | Steam | ST
Sheerness_2_Sh2_2_ST | Sheerness 2 Sh2 2 ST | Sheerness 2 Sh2 2 ST | 400 | 1990-01-01 | 2050-12-01 | AESO | Sheerness_2_2_Gas | 2024-11-07 | BCHA_AESO | Steam | ST
Shell_SR_Scotford_Solar_1_PV_NT | Shell SR Scotford Solar 1 PV-NT | Shell SR Scotford Solar 1 PV-NT | 58 | 2024-06-01 | 2051-12-01 | AESO |  |  | BCHA_AESO | Solar_Fixed | Solar | [5 empty] | SOLARV2025J_FIXED__WA_SEATTLE
Shepard_EC_CC1a | Shepard EC CC1a | Shepard EC CC1a | 605.2 | 2015-02-01 | 2050-12-01 | AESO |  |  | BCHA_AESO | CC | CCGT
Shepard_EC_CC1b | Shepard EC CC1b | Shepard EC CC1b | 262.8 | 2017-02-01 | 2050-12-01 | AESO |  |  | BCHA_AESO | CC | CCGT
Sheridan_Solar_1_PV | Sheridan Solar 1 PV | Sheridan Solar 1 PV | 3 | 2023-11-01 | 2051-12-01 | PortlandGE |  |  | PortlandGE | Solar_1Axis | Solar |  | Sheridan Solar LLC (CSG) | PV1 |  |  | SOLARV2025J_1AXIS__OR_PORTLAND
Shinish_Creek_Wind_1_WT | Shinish Creek Wind 1 WT | Shinish Creek Wind 1 WT | 15 | 2017-03-01 | 2050-12-01 | BCHA | znSWF_G1_1 | 2024-11-07 | BCHA_AESO | Wind | Wind | [5 empty] | WIND_V2025E_ONSHORE_BCPEACERIVER_TRANSFORM
Shoshone_1_HY | Shoshone 1 HY | Shoshone 1 HY | 7.2 | 2026-01-01 | 2058-12-01 | WACM | Shoshone_1 | 2024-11-07 | WACM | Hydro | Hydro |  | Shoshone (WY)
Shoshone_2_HY | Shoshone 2 HY | Shoshone 2 HY | 7.2 | 2023-08-01 | 2058-12-01 | IPMV | ShoshnFalls1 | 2024-11-07 | IPCO | Hydro | Hydro |  | Shoshone Falls | 1 | 2 | 3
Shoshone_Falls_3_HY | Shoshone Falls 3 HY | Shoshone Falls 3 HY | 11.5 | 1921-08-01 | 2051-12-31 | IPTV |  |  | IPCO | Hydro | Hydro
Shoshone_Falls_Upgrade_1_HY | Shoshone Falls Upgrade 1 HY | Shoshone Falls Upgrade 1 HY | 2 | 2020-01-01 | 2051-12-31 | IPTV |  |  | IPCO | Hydro | Hydro
Shuswap_1_HY | Shuswap 1 HY | Shuswap 1 HY | 2.6 | 1928-12-01 | 2050-12-01 | BCHA | Shuswap_1 | 2024-11-07 | BCHA_AESO | Hydro | Hydro
Shuswap_2_HY | Shuswap 2 HY | Shuswap 2 HY | 2.6 | 1941-12-01 | 2050-12-01 | BCHA | Shuswap_2 | 2024-11-07 | BCHA_AESO | Hydro | Hydro
Sierra_Estrella_4_HR_1_BA | Sierra Estrella (4 HR) 1 BA | Sierra Estrella (4 HR) 1 BA | 250 | 2024-06-01 | 2044-08-01 | SRP |  |  | SRP | Battery_4h | Li-ion Battery |  | Sierra Estrella Energy Storage | BESS3 |  |  |  | 1000 | 4
Sierra_Pacific_1_ST | Sierra Pacific 1 ST | Sierra Pacific 1 ST | 28.3 | 2007-04-01 | 2050-12-01 | BPAT | Burlington | 2024-11-07 | BPAT | Biomass/Wood | Biomass
Sierra_Pacific_Aberdeen_ST1_ST | Sierra Pacific Aberdeen ST1 ST | Sierra Pacific Aberdeen ST1 ST | 18 | 2003-02-01 | 2050-12-01 | BPAT | Aberdeen | 2024-11-07 | BPAT | Biomass/Wood | Biomass |  | Sierra Pacific Aberdeen
Sierra_Solar_1_PV_T | Sierra Solar 1 PV-T | Sierra Solar 1 PV-T | 1000 | 2025-05-01 | 2051-12-01 | NEVP |  |  | NEVP | Solar_1Axis | Solar |  | Sierra Solar Hybrid | SSPV1 |  |  | SOLARV2025J_1AXIS_NV_CLARK_LASVEGAS_0
Sigurd_Solar_PV_T | Sigurd Solar PV-T | Sigurd Solar PV-T | 80 | 2021-05-01 | 2046-05-01 | PAUT | Sigurd_Solar_LLC_PV_66345_01 | 2024-11-07 | PACE | Solar_1Axis | Solar |  | Sigurd Solar LLC |  |  |  | SOLARV2025J_1AXIS__UT_SALTLAKECITY
Silver_Sage_1_WT | Silver Sage 1 WT | Silver Sage 1 WT | 42 | 2009-10-01 | 2050-12-01 | WACM | Silver_Sage | 2024-11-07 | WACM | Wind | Wind |  | Silver Sage Windpower |  |  |  | WIND_V2025E_EIA_WYOMING
Silver_State_North_2 | Silver State North 2 | Silver State North 2 | 26.5 | 2012-03-01 | 2037-12-01 | NEVP |  |  | NEVP | Solar_Fixed | Solar |  | Silver State Solar Power North | 56188 |  |  | SOLARV2025J_FIXED_NV_CLARK_LASVEGAS_0
Silver_State_North_Solar_1_PV_NT | Silver State North Solar 1 PV-NT | Silver State North Solar 1 PV-NT | 26.5 | 2012-03-01 | 2037-12-01 | NEVP | Silver_State_North_1 | 2024-11-07 | NEVP | Solar_Fixed | Solar |  | Silver State Solar Power North | 56188 |  |  | SOLARV2025J_FIXED_NV_CLARK_LASVEGAS_0
Silverhawk_4_GT | Silverhawk 4 GT | Silverhawk 4 GT | 227.8 | 2024-07-01 | 2054-12-01 | NEVP |  |  | NEVP | CT | Peaker |  | Silverhawk | CT3
Silverhawk_5_GT | Silverhawk 5 GT | Silverhawk 5 GT | 227.8 | 2024-07-01 | 2054-12-01 | NEVP |  |  | NEVP | CT | Peaker |  | Silverhawk | CT4
Silverhawk_CC1a | Silverhawk CC1a | Silverhawk CC1a | 540.6 | 2004-05-01 | 2049-12-01 | NEVP | Silverhawk_CC | 2024-11-07 | NEVP | CC | CCGT |  | Silverhawk
Silverhawk_CC1b | Silverhawk CC1b | Silverhawk CC1b | 197.19 | 2004-05-01 | 2049-12-01 | NEVP |  |  | NEVP | CC | CCGT |  | Silverhawk | CT2
Silversmith_Power_Light_1_HY | Silversmith Power Light 1 HY | Silversmith Power Light 1 HY | 0.35 | 2016-10-01 | 2054-12-31 | BCHA |  |  | BCHA_AESO | Hydro | Hydro
Silverton_Solar_1_PV | Silverton Solar 1 PV | Silverton Solar 1 PV | 2.2 | 2017-12-01 | 2050-12-01 | PortlandGE | SilvertonSolar | 2024-11-07 | PortlandGE | Solar_Fixed | Solar |  | Silverton Solar |  |  |  | SOLARV2025J_FIXED__OR_PORTLAND
Simcoe_Solar_1_PV_T | Simcoe Solar 1 PV-T | Simcoe Solar 1 PV-T | 20 | 2016-12-01 | 2050-12-01 | IPTV | Simcoe_Solar | 2024-11-07 | IPCO | Solar_Fixed | Solar |  | Simcoe Solar |  |  |  | SOLARV2025J_FIXED__UT_SALTLAKECITY
Simplot_Phosphates_Simplot_Ppa_Qf_GeN1_ST | Simplot Phosphates Simplot Ppa Qf GeN1 ST | Simplot Phosphates Simplot Ppa Qf GeN1 ST | 13 | 2018-06-01 | 2024-12-01 | PAWY |  |  | PACE | Steam | ST
Simplot_Pocatello_Don_Plant_1_ST | Simplot Pocatello Don Plant 1 ST | Simplot Pocatello Don Plant 1 ST | 12 | 1986-02-01 | 2050-12-01 | IPFE | Simplot_Leasing | 2024-11-07 | IPCO | Steam | ST |  | Simplot Leasing Don Plant
Siphon_1_HY | Siphon 1 HY | Siphon 1 HY | 3 | 1989-09-01 | 2025-12-31 | PACW |  |  | PACW | Hydro | Hydro
Siphon_2_HY | Siphon 2 HY | Siphon 2 HY | 3 | 1989-09-01 | 2025-12-31 | PACW |  |  | PACW | Hydro | Hydro
Sisw_Flge_1_OT | Sisw Flge 1 OT | Sisw Flge 1 OT | 5 | 2022-08-01 | 2050-12-01 | IPMV | SISW_FLGE1OT5 | 2024-11-07 | IPCO | Biogas | Biogas
Site_C_1_HY | Site C 1 HY | Site C 1 HY | 190.83 | 2023-12-07 | 2050-12-31 | BCHA |  |  | BCHA_AESO | Hydro | Hydro
Site_C_2_HY | Site C 2 HY | Site C 2 HY | 190.83 | 2024-02-22 | 2050-12-31 | BCHA |  |  | BCHA_AESO | Hydro | Hydro
Site_C_3_HY | Site C 3 HY | Site C 3 HY | 190.83 | 2024-05-21 | 2050-12-31 | BCHA |  |  | BCHA_AESO | Hydro | Hydro
Site_C_4_HY | Site C 4 HY | Site C 4 HY | 190.83 | 2024-07-22 | 2050-12-31 | BCHA |  |  | BCHA_AESO | Hydro | Hydro
Site_C_5_HY | Site C 5 HY | Site C 5 HY | 190.83 | 2024-09-23 | 2050-12-31 | BCHA |  |  | BCHA_AESO | Hydro | Hydro
Site_C_6_HY | Site C 6 HY | Site C 6 HY | 190.83 | 2024-11-25 | 2050-12-31 | BCHA |  |  | BCHA_AESO | Hydro | Hydro
Skookum_Creek_1_HY | Skookum Creek 1 HY | Skookum Creek 1 HY | 15 | 2014-05-01 | 2050-12-01 | BCHA | Skookum_Crk1 | 2024-11-07 | BCHA_AESO | Hydro | Hydro
Skookum_Creek_2_HY | Skookum Creek 2 HY | Skookum Creek 2 HY | 15 | 2014-05-01 | 2050-12-01 | BCHA | Skookum_Crk2 | 2024-11-07 | BCHA_AESO | Hydro | Hydro
Skookumchuk_1_ST | Skookumchuk 1 ST | Skookumchuk 1 ST | 15 | 2009-11-01 | 2050-12-01 | BCHA | Skookumchuk_1 | 2024-11-07 | BCHA_AESO | Biogas | Biogas
Skookumchuk_2_ST | Skookumchuk 2 ST | Skookumchuk 2 ST | 43.2 | 2019-10-01 | 2050-12-01 | BCHA | Skookumchuk | 2024-11-07 | BCHA_AESO | Biomass/Wood | Biomass
Sky_Ranch_Solar_1_PV_T | Sky Ranch Solar 1 PV-T | Sky Ranch Solar 1 PV-T | 190 | 2024-12-01 | 2044-04-01 | PNM | Sky_Ranch_Solar | 2024-11-07 | PNM_EPE | Solar_1Axis | Solar |  | Sky Ranch Solar | SKYPV |  |  | SOLARV2025J_1AXIS__NM_ALBUQUERQUE
Sky_Ranch_Storage_1_BA | Sky Ranch Storage 1 BA | Sky Ranch Storage 1 BA | 50 | 2024-12-01 | 2043-12-01 | PNM | Sky_Ranch_Storage | 2024-11-07 | PNM_EPE | Battery_4h | Li-ion Battery |  | Sky Ranch Solar | SKYBA |  |  |  | 200 | 4
Skylark_Solar_II_PV | Skylark Solar II PV | Skylark Solar II PV | 2 | 2016-09-01 | 2051-12-01 | WACM |  |  | WACM | Solar_1Axis | Solar |  | SR Skylark B |  |  |  | SOLARV2025J_1AXIS__CO_DENVER
Skylark_Solar_PV | Skylark Solar PV | Skylark Solar PV | 4 | 2015-12-01 | 2051-12-01 | WACM |  |  | WACM | Solar_1Axis | Solar |  | Skylark | CAREY |  |  | SOLARV2025J_1AXIS__CO_DENVER
Skysol_PV | Skysol PV | Skysol PV | 55 | 2023-02-01 | 2043-02-01 | PACW | SkysolLLC | 2024-11-07 | PACW | Solar_Fixed | Solar |  | Skysol |  |  |  | SOLARV2025J_FIXED__OR_MEDFORD
Skyward_Solar_1_PV | Skyward Solar 1 PV | Skyward Solar 1 PV | 2.5 | 2022-11-01 | 2051-12-01 | PortlandGE |  |  | PortlandGE | Solar_1Axis | Solar |  | NSE Astoria - Skyward |  |  |  | SOLARV2025J_1AXIS__OR_PORTLAND
Slate_Creek_1_HY | Slate Creek 1 HY | Slate Creek 1 HY | 4.2 | 2019-01-01 | 2033-12-01 | PACW | Slate_Creek | 2024-11-07 | PACW | Hydro | Hydro |  | Slate Creek
SlaveLakePulp | SlaveLakePulp | SlaveLakePulp | 9 | 2015-08-01 | 2050-12-01 | AESO |  |  | BCHA_AESO | Biomass/Wood | Biomass
Slide_Creek_1_HY | Slide Creek 1 HY | Slide Creek 1 HY | 18 | 1951-07-01 | 2038-12-01 | PACW | Slide_Creek_1 | 2024-11-07 | PACW | Hydro | Hydro |  | Slide Creek
Sloughhouse_Solar_1_PV_T | Sloughhouse Solar 1 PV-T | Sloughhouse Solar 1 PV-T | 50 | 2024-12-01 | 2051-12-01 | NCNC |  |  | NCNC | Solar_1Axis | Solar |  | SloughHouse Solar, LLC | SHS |  |  | SOLARV2025J_1AXIS__CA_SACRAMENTO
Smith_Creek_Ferc_P_8436_HY_1_HY | Smith Creek Ferc P 8436 HY 1 HY | Smith Creek Ferc P 8436 HY 1 HY | 18 | 1990-01-01 | 2050-12-01 | BPAT | Smith_Falls_EWEB | 2024-11-07 | BPAT | Hydro | Hydro
Smith_Creek_Ferc_P_8436_HY_2_HY | Smith Creek Ferc P 8436 HY 2 HY | Smith Creek Ferc P 8436 HY 2 HY | 18 | 1990-01-01 | 2051-12-31 | BPAT |  |  | BPAT | Hydro | Hydro
Smith_Creek_Ferc_P_8436_HY3_HY | Smith Creek Ferc P 8436 HY3 HY | Smith Creek Ferc P 8436 HY3 HY | 2.1 | 1989-12-01 | 2051-12-31 | BPAT |  |  | BPAT | Hydro | Hydro
Snoqualmie_5_HY | Snoqualmie 5 HY | Snoqualmie 5 HY | 7.11 | 2013-06-01 | 2050-12-01 | PSEI | Snoqualmie1_5 | 2024-11-07 | BPAT | Hydro | Hydro |  | Snoqualmie | 5A
Snoqualmie_6_HY | Snoqualmie 6 HY | Snoqualmie 6 HY | 15.16 | 2013-06-01 | 2050-12-01 | PSEI | Snoqualmie2_6 | 2024-11-07 | BPAT | Hydro | Hydro |  | Snoqualmie 2 | 6A
Snoqualmie_7_HY | Snoqualmie 7 HY | Snoqualmie 7 HY | 27 | 2013-06-01 | 2050-12-01 | PSEI | Snoqualmie2_7 | 2024-11-07 | BPAT | Hydro | Hydro |  | Snoqualmie 2 | 7
Snoqualmie1_1_4 | Snoqualmie1 1-4 | Snoqualmie1 1-4 | 7.2 | 2013-06-01 | 2050-12-01 | PSEI |  |  | BPAT | Hydro | Hydro |  | Snoqualmie | 1 | 2 | 3
Snowflake_White_Mountain_1_ST | Snowflake White Mountain 1 ST | Snowflake White Mountain 1 ST | 28 | 2008-06-01 | 2050-12-01 | AZPS | Snowflake_White_Mtn | 2024-11-07 | AZPS | Biomass/Wood | Biomass
Soda_1_HY | Soda 1 HY | Soda 1 HY | 7.5 | 1924-01-01 | 2033-12-01 | PAID | Soda_1 | 2024-11-07 | PACE | Hydro | Hydro |  | Soda | 1
Soda_2_HY | Soda 2 HY | Soda 2 HY | 7 | 1924-01-01 | 2033-12-01 | PAID | Soda_2 | 2024-11-07 | PACE | Hydro | Hydro |  | Soda | 2
Soda_Lake_1_ST | Soda Lake 1 ST | Soda Lake 1 ST | 20.9 | 2019-11-01 | 2051-12-01 | NEVP |  |  | NEVP | Steam | ST
Soda_Lake_Geothermal_Amor_Ix_1_BT | Soda Lake Geothermal Amor Ix 1 BT | Soda Lake Geothermal Amor Ix 1 BT | 20 | 2019-11-01 | 2044-08-01 | NEVP | Soda_Lake_Geothermal | 2024-11-07 | NEVP | Geothermal | Geothermal |  | Soda Lake Geothermal No I II
Soda_Springs_1_HY | Soda Springs 1 HY | Soda Springs 1 HY | 11 | 1952-03-01 | 2038-12-01 | PACW | Soda_Springs_1 | 2024-11-07 | PACW | Hydro | Hydro |  | Soda Springs
Soderglen_Wind_Gww1_1_WT | Soderglen Wind Gww1 1 WT | Soderglen Wind Gww1 1 WT | 36 | 2006-08-01 | 2050-12-01 | AESO | SODER_W1_1 | 2024-11-07 | BCHA_AESO | Wind | Wind | [5 empty] | WIND_V2025E_EIA_OREGON
Soderglen_Wind_Gww1_2_WT | Soderglen Wind Gww1 2 WT | Soderglen Wind Gww1 2 WT | 35 | 2006-08-01 | 2050-12-01 | AESO | SODER_W2_1 | 2024-11-07 | BCHA_AESO | Wind | Wind | [5 empty] | WIND_V2025E_EIA_OREGON
Solana_1_ST | Solana 1 ST | Solana 1 ST | 125 | 2013-10-01 | 2050-12-01 | AZPS | Solana_1 | 2024-11-07 | AZPS | Solar_Thermal | Solar |  | Solana Generating Station | GEN 1 |  |  | SOLARV2025J_2AXIS__CA_BRAWLEY
Solana_2 | Solana 2 | Solana 2 | 125 | 2013-10-01 | 2050-12-01 | AZPS |  |  | AZPS | Solar_Thermal | Solar |  | Solana Generating Station | GEN2 |  |  | SOLARV2025J_2AXIS__CA_BRAWLEY
Solar_Cnm_Sb1_1_PV_NT | Solar Cnm Sb1 1 PV-NT | Solar Cnm Sb1 1 PV-NT | 280.2 | 2011-12-01 | 2050-12-01 | LADWP | SolarCNMSB1 | 2024-11-07 | LADWP | Solar_Fixed | Solar | [5 empty] | SOLARV2025J_FIXED__CA_LOSANGELES
Solar_Community_Garden_2018_1_PV_NT | Solar Community Garden 2018 1 PV-NT | Solar Community Garden 2018 1 PV-NT | 0.5 | 2022-12-01 | 2050-12-01 | PSCO | Solar_Community_Garden_2018 | 2024-11-07 | PSCO | Solar_Fixed | Solar | [5 empty] | SOLARV2025J_FIXED__CO_DENVER
Solar_Community_Garden_2019_2_PV_NT | Solar Community Garden 2019 2 PV-NT | Solar Community Garden 2019 2 PV-NT | 0.5 | 2022-12-01 | 2050-12-01 | PSCO | Solar_Community_Garden_2019 | 2024-11-07 | PSCO | Solar_Fixed | Solar | [5 empty] | SOLARV2025J_FIXED__CO_DENVER
Solar_Community_Garden_2020_1_PV_NT | Solar Community Garden 2020 1 PV-NT | Solar Community Garden 2020 1 PV-NT | 2.5 | 2022-12-01 | 2050-12-01 | PSCO | Solar_Community_Garden | 2024-11-07 | PSCO | Solar_Fixed | Solar | [5 empty] | SOLARV2025J_FIXED__CO_DENVER
Solar_Community_Garden_2022_3_PV_NT | Solar Community Garden 2022 3 PV-NT | Solar Community Garden 2022 3 PV-NT | 2.5 | 2024-12-01 | 2051-12-01 | PSCO |  |  | PSCO | Solar_Fixed | Solar | [5 empty] | SOLARV2025J_FIXED__CO_DENVER
Solar_Community_Gardens_Net_1_PV_NT | Solar Community Gardens Net 1 PV-NT | Solar Community Gardens Net 1 PV-NT | 237.32 | 2013-04-01 | 2051-12-01 | PSCO |  |  | PSCO | Solar_Fixed | Solar | [5 empty] | SOLARV2025J_FIXED__CO_DENVER
Solar_Feed_In_Tariff_1_PV_NT | Solar Feed In Tariff 1 PV-NT | Solar Feed In Tariff 1 PV-NT | 101.19 | 2013-08-01 | 2050-12-01 | LADWP | SolarFeedInTariff | 2024-11-07 | LADWP | Solar_Fixed | Solar | [5 empty] | SOLARV2025J_FIXED__CA_LOSANGELES
Solar_Fit_2017_1_PV_NT | Solar Fit 2017 1 PV-NT | Solar Fit 2017 1 PV-NT | 24.05 | 2017-08-01 | 2050-12-01 | LADWP | SolarFITAgg1 | 2024-11-07 | LADWP | Solar_Fixed | Solar | [5 empty] | SOLARV2025J_FIXED__CA_LOSANGELES
Solar_Fit_2018_1_PV_NT | Solar Fit 2018 1 PV-NT | Solar Fit 2018 1 PV-NT | 17.01 | 2018-01-01 | 2051-12-31 | LADWP |  |  | LADWP | Solar_Fixed | Solar | [5 empty] | SOLARV2025J_FIXED__CA_LOSANGELES
Solar_Fit_2019_1_PV_NT | Solar Fit 2019 1 PV-NT | Solar Fit 2019 1 PV-NT | 4.64 | 2019-08-01 | 2050-12-01 | LADWP | SolarFITAgg3 | 2024-11-07 | LADWP | Solar_Fixed | Solar | [5 empty] | SOLARV2025J_FIXED__CA_LOSANGELES
Solar_Fit_2020_1_PV_NT | Solar Fit 2020 1 PV-NT | Solar Fit 2020 1 PV-NT | 9.68 | 2020-08-01 | 2050-12-01 | LADWP | SolarFIT2020 | 2024-11-07 | LADWP | Solar_Fixed | Solar | [5 empty] | SOLARV2025J_FIXED__CA_LOSANGELES
Solar_Fit_2021_1_PV_NT | Solar Fit 2021 1 PV-NT | Solar Fit 2021 1 PV-NT | 12.42 | 2021-08-01 | 2050-12-01 | LADWP | SolarFITAgg2 | 2024-11-07 | LADWP | Solar_Fixed | Solar | [5 empty] | SOLARV2025J_FIXED__CA_LOSANGELES
Solar_Fit_2022_1_PV_NT | Solar Fit 2022 1 PV-NT | Solar Fit 2022 1 PV-NT | 10.89 | 2022-01-01 | 2051-12-31 | LADWP |  |  | LADWP | Solar_Fixed | Solar | [5 empty] | SOLARV2025J_FIXED__CA_LOSANGELES
Solar_Fit_Agg_2_PV_NT | Solar Fit Agg 2 PV-NT | Solar Fit Agg 2 PV-NT | 11 | 2023-01-01 | 2051-12-31 | LADWP |  |  | LADWP | Solar_Fixed | Solar | [5 empty] | SOLARV2025J_FIXED__CA_LOSANGELES
Solar_Fit_Agg_3_PV_NT | Solar Fit Agg 3 PV-NT | Solar Fit Agg 3 PV-NT | 39 | 2024-01-01 | 2051-12-31 | LADWP |  |  | LADWP | Solar_Fixed | Solar | [5 empty] | SOLARV2025J_FIXED__CA_LOSANGELES
Solar_Pine_Tree_1_PV_NT | Solar Pine Tree 1 PV-NT | Solar Pine Tree 1 PV-NT | 8.5 | 2013-03-01 | 2050-12-01 | LADWP | Pine_Tree_Solar | 2024-11-07 | LADWP | Solar_Fixed | Solar |  | Pine Tree Solar Project |  |  |  | SOLARV2025J_FIXED_CA_KERN_ROSAMOND_0
Sollair_Solar_SLR1_1_PV_NT | Sollair Solar (SLR1) 1 PV-NT | Sollair Solar (SLR1) 1 PV-NT | 75 | 2023-12-01 | 2051-12-01 | AESO |  |  | BCHA_AESO | Solar_Fixed | Solar | [5 empty] | SOLARV2025J_FIXED__WA_SEATTLE
Solorchard_1_PV_T | Solorchard 1 PV-T | Solorchard 1 PV-T | 20 | 2014-06-01 | 2050-12-01 | IID | SOL_GEN | 2024-11-07 | IID | Solar_Fixed | Solar |  | Sol Orchard El Centro PV |  |  |  | SOLARV2025J_FIXED__CA_BRAWLEY
Soo_River_1_HY | Soo River 1 HY | Soo River 1 HY | 6.67 | 1994-07-01 | 2050-12-01 | BCHA | Soo_River_1 | 2024-11-07 | BCHA_AESO | Hydro | Hydro
Soo_River_2_HY | Soo River 2 HY | Soo River 2 HY | 6.67 | 1994-07-01 | 2050-12-01 | BCHA | Soo_River_2 | 2024-11-07 | BCHA_AESO | Hydro | Hydro
South_Cheyenne_Solar_1_PV_T | South Cheyenne Solar 1 PV-T | South Cheyenne Solar 1 PV-T | 150 | 2024-01-01 | 2044-03-01 | WACM |  |  | WACM | Solar_1Axis | Solar |  | South Cheyenne Solar | SCHY |  |  | SOLARV2025J_1AXIS__CO_DENVER
South_Consolidated_1_HY | South Consolidated 1 HY | South Consolidated 1 HY | 1.39 | 1981-09-01 | 2050-12-01 | SRP | South_Consolidated | 2024-11-07 | SRP | Hydro | Hydro |  | South Consolidated | SC1
South_Cranberry_Creek_1_HY | South Cranberry Creek 1 HY | South Cranberry Creek 1 HY | 8.5 | 2007-12-01 | 2050-12-01 | BCHA | S_CranberryCrk1 | 2024-11-07 | BCHA_AESO | Hydro | Hydro
South_Cranberry_Creek_2_HY | South Cranberry Creek 2 HY | South Cranberry Creek 2 HY | 4.25 | 2007-12-01 | 2050-12-01 | BCHA | S_CranberryCrk2 | 2024-11-07 | BCHA_AESO | Hydro | Hydro
South_Edmonton_Terminal_Set1_1_GT | South Edmonton Terminal Set1 1 GT | South Edmonton Terminal Set1 1 GT | 20 | 2021-03-01 | 2050-12-01 | AESO | South_Edmonton_Terminal_SET1 | 2024-11-07 | BCHA_AESO | CT | Peaker
South_Fork_Tolt_1_HY | South Fork Tolt 1 HY | South Fork Tolt 1 HY | 16.8 | 1995-11-01 | 2050-12-31 | SCL |  |  | BPAT | Hydro | Hydro
South_Forks_HY_Agg | South Forks HY Agg | South Forks HY Agg | 8 | 1984-12-01 | 2051-12-31 | IPTV |  |  | IPCO | Hydro | Hydro
South_Hurlburt_Wind | South Hurlburt Wind | South Hurlburt Wind | 290 | 2012-09-01 | 2050-12-01 | BPAT |  |  | BPAT | Wind | Wind |  | South Hurlburt Wind LLC |  |  |  | WIND_V2025E_EIA_OREGON
South_Peak_Wind_1_WT | South Peak Wind 1 WT | South Peak Wind 1 WT | 86.9 | 2020-02-01 | 2050-12-01 | NWMT | South_Peak_Wind | 2024-11-07 | NWMT_WAUW | Wind | Wind |  | South Peak Wind |  |  |  | WIND_V2025E_EIA_WYOMING
South_Plant_BESS_BA | South Plant BESS BA | South Plant BESS BA | 50 | 2024-06-01 | 2054-12-01 | WACM |  |  | WACM | Battery_4h | Li-ion Battery | [6 empty] | 200 | 4
South_Slocan_1_HY | South Slocan 1 HY | South Slocan 1 HY | 19 | 1927-12-01 | 2050-12-01 | BCHA | S_Slocan_1 | 2024-11-07 | BCHA_AESO | Hydro | Hydro
South_Slocan_2_HY | South Slocan 2 HY | South Slocan 2 HY | 19 | 1999-11-01 | 2050-12-01 | BCHA | S_Slocan_2 | 2024-11-07 | BCHA_AESO | Hydro | Hydro
South_Slocan_3_HY | South Slocan 3 HY | South Slocan 3 HY | 19 | 1999-11-01 | 2050-12-01 | BCHA | S_Slocan_3 | 2024-11-07 | BCHA_AESO | Hydro | Hydro
South_Sutton_Creek_1_HY | South Sutton Creek 1 HY | South Sutton Creek 1 HY | 4.9 | 2005-05-01 | 2050-12-01 | BCHA | S_Sutton_Creek | 2024-11-07 | BCHA_AESO | Hydro | Hydro
South_Valley_Solar_PV_1_PV_T | South Valley Solar PV 1 PV-T | South Valley Solar PV 1 PV-T | 9.5 | 2015-12-01 | 2045-12-01 | PNM | South_Valley | 2024-11-07 | PNM_EPE | Solar_1Axis | Solar |  | South Valley Solar Energy Center |  |  |  | SOLARV2025J_1AXIS__NM_ALBUQUERQUE
Southern_Bighorn_2_Fka_Eagle_Shadow_3_3_PV_BA | Southern Bighorn 2 Fka Eagle Shadow 3-3 PV BA | Southern Bighorn 2 Fka Eagle Shadow 3-3 PV BA | 50 | 2023-12-01 | 2044-06-01 | NEVP | SouthernBighornBattery2 | 2024-11-07 | NEVP | Battery_4h | Li-ion Battery |  | Southern Bighorn Solar Hybrid | BESS |  |  |  | 270 | 4
Southern_Bighorn_Fka_Eagle_Shadow_2_2_PV_BA | Southern Bighorn Fka Eagle Shadow 2-2 PV BA | Southern Bighorn Fka Eagle Shadow 2-2 PV BA | 300 | 2023-12-01 | 2050-12-01 | NEVP | SouthernBighornBattery1 | 2024-11-07 | NEVP | Battery_4h | Li-ion Battery |  | Eagle Shadow Mountain Solar Farm | ESMSF |  |  |  | 270 | 4
Southern_Bighorn_Solar_2 | Southern Bighorn Solar 2 | Southern Bighorn Solar 2 | 67.5 | 2028-06-01 | 2050-12-01 | NEVP | SouthernBighornSolar2 | 2024-11-07 | NEVP | Solar_1Axis | Solar |  | Southern Bighorn Solar Hybrid | SBS |  |  | SOLARV2025J_1AXIS_NV_CLARK_LASVEGAS_0
Southern_Bighorn_Solar_Hybrid_S2_BA | Southern Bighorn Solar Hybrid S2 BA | Southern Bighorn Solar Hybrid S2 BA | 67.5 | 2028-06-01 | 2050-12-01 | NEVP | SouthernBighornSolar1 | 2024-11-07 | NEVP | Solar_1Axis | Solar |  | Southern Bighorn Solar Hybrid | SBS |  |  | SOLARV2025J_1AXIS_NV_CLARK_LASVEGAS_0
Southern_Star_BESS_1_BA | Southern Star BESS 1 BA | Southern Star BESS 1 BA | 100 | 2026-01-01 | 2051-12-01 | PSCO |  |  | PSCO | Battery_4h | Li-ion Battery | [6 empty] | 400 | 4
Southern_Star_Solar_1_PV_T | Southern Star Solar 1 PV-T | Southern Star Solar 1 PV-T | 200 | 2026-01-01 | 2051-12-01 | PSCO | CEP_2 | 2024-11-07 | PSCO | Solar_1Axis | Solar | [5 empty] | SOLARV2025J_1AXIS__CO_DENVER
SPA_Cogen_3_CC | SPA Cogen 3 CC | SPA Cogen 3 CC | 178 | 1997-12-01 | 2051-12-01 | NCNC |  |  | NCNC | CC | CCGT |  | SPA Cogen 3
Spag_1_A1_GT | Spag 1 A1 GT | Spag 1 A1 GT | 40.6 | 2023-03-01 | 2050-12-01 | PSCO | TNGG_#11GT29.7 | 2024-11-07 | PSCO | CT | Peaker
Spag_2_A2_GT | Spag 2 A2 GT | Spag 2 A2 GT | 40.6 | 2023-04-01 | 2050-12-01 | PSCO | TNGG_#22GT29.7 | 2024-11-07 | PSCO | CT | Peaker
Spag_3_A3_GT | Spag 3 A3 GT | Spag 3 A3 GT | 40.6 | 2023-04-01 | 2050-12-01 | PSCO | TNGG_#33GT29.7 | 2024-11-07 | PSCO | CT | Peaker
Spag_4_A4_GT | Spag 4 A4 GT | Spag 4 A4 GT | 40.6 | 2023-04-01 | 2050-12-01 | PSCO | TNGG_#44GT29.7 | 2024-11-07 | PSCO | CT | Peaker
Spag_5_A5_GT | Spag 5 A5 GT | Spag 5 A5 GT | 40.6 | 2023-04-01 | 2050-12-01 | PSCO | TNGG_#55GT29.7 | 2024-11-07 | PSCO | CT | Peaker
Spag_6_A6_GT | Spag 6 A6 GT | Spag 6 A6 GT | 40.6 | 2023-04-01 | 2050-12-01 | PSCO | TNGG_#66GT29.7 | 2024-11-07 | PSCO | CT | Peaker
Spanish_Fork_Wind_Park_2_9_WT | Spanish Fork Wind Park 2 9 WT | Spanish Fork Wind Park 2 9 WT | 18.9 | 2008-07-01 | 2028-07-01 | PAUT | SpanishFork_Wind | 2024-11-07 | PACE | Wind | Wind |  | Spanish Fork Wind Park 2 LLC |  |  |  | WIND_V2025E_EIA_UTAH
Spanish_Peaks_Solar_1_PV_T | Spanish Peaks Solar 1 PV-T | Spanish Peaks Solar 1 PV-T | 100 | 2024-11-01 | 2043-12-01 | PSCO | Spanish_Peaks_Solar | 2024-11-07 | PSCO | Solar_Fixed | Solar |  | Spanish Peaks Solar |  |  |  | SOLARV2025J_FIXED__NM_ALBUQUERQUE
Spanish_Peaks_Solar_2_PV_NT | Spanish Peaks Solar 2 PV-NT | Spanish Peaks Solar 2 PV-NT | 40 | 2024-12-01 | 2051-12-01 | PSCO |  |  | PSCO | Solar_Fixed | Solar |  | Spanish Peaks Solar |  |  |  | SOLARV2025J_FIXED__NM_ALBUQUERQUE
Spectrum_Nevada_Solar_1_PV_NT | Spectrum Nevada Solar 1 PV-NT | Spectrum Nevada Solar 1 PV-NT | 30 | 2013-09-01 | 2038-12-01 | NEVP | Spectrum | 2024-11-07 | NEVP | Solar_Fixed | Solar |  | Spectrum Solar PV Power Project |  |  |  | SOLARV2025J_FIXED_NV_CLARK_LASVEGAS_0
Spindle_Hill_1_GT | Spindle Hill 1 GT | Spindle Hill 1 GT | 197 | 2007-06-01 | 2027-05-01 | PSCO | Spindle_Hill_1 | 2024-11-07 | PSCO | CT | Peaker |  | Spindle Hill Energy Center | GEN1
Spindle_Hill_2_GT | Spindle Hill 2 GT | Spindle Hill 2 GT | 197 | 2007-06-01 | 2027-05-01 | PSCO | Spindle_Hill_2 | 2024-11-07 | PSCO | CT | Peaker |  | Spindle Hill Energy Center | GEN2
Spion_Kop_Wind_1_WT | Spion Kop Wind 1 WT | Spion Kop Wind 1 WT | 40 | 2012-12-01 | 2042-12-01 | NWMT | Spion_Kop | 2024-11-07 | NWMT_WAUW | Wind | Wind |  | Spion Kop Wind Farm |  |  |  | WIND_V2025E_EIA_WYOMING
Spirit_Mountain_1_HY | Spirit Mountain 1 HY | Spirit Mountain 1 HY | 4.5 | 1995-06-01 | 2050-12-01 | WACM | Spirit_Mountain | 2024-11-07 | WACM | Hydro | Hydro |  | Spirit Mountain
Sprague_Hydro_(North_Fork)_1_HY | Sprague Hydro (North Fork) 1 HY | Sprague Hydro (North Fork) 1 HY | 1.2 | 2024-01-01 | 2038-12-31 | PACW |  |  | PACW | Hydro | Hydro
Sprague_Hydro_1_HY | Sprague Hydro 1 HY | Sprague Hydro 1 HY | 1.2 | 1989-10-01 | 2050-12-01 | PACW | Sprague_Hydro1HY1_2 | 2024-11-07 | PACW | Hydro | Hydro |  | Sprague Hydro
Spring_Canyon_1_WT | Spring Canyon 1 WT | Spring Canyon 1 WT | 60 | 2006-02-01 | 2026-02-01 | PSCO | Spring_Canyon_1 | 2024-11-07 | PSCO | Wind | Wind |  | Spring Canyon Expansion Wind Energy Ctr | 1 | SCIII |  | WIND_V2025E_EIA_WYOMING
Spring_Canyon_2_WT | Spring Canyon 2 WT | Spring Canyon 2 WT | 32 | 2014-10-01 | 2050-12-01 | PSCO | Spring_Canyon_2_3 | 2024-11-07 | PSCO | Wind | Wind |  | Spring Canyon |  |  |  | WIND_V2025E_EIA_WYOMING
Spring_Canyon_3_WT | Spring Canyon 3 WT | Spring Canyon 3 WT | 28 | 2014-12-01 | 2051-12-01 | PSCO |  |  | PSCO | Wind | Wind |  | Spring Canyon Expansion Wind Energy Ctr | SCIII |  |  | WIND_V2025E_EIA_WYOMING
Spring_Coulee_385S_Solar_DG_1_PV_NT | Spring Coulee 385S Solar DG 1 PV-NT | Spring Coulee 385S Solar DG 1 PV-NT | 30 | 2022-08-01 | 2050-12-01 | AESO | Spring_Coulee_385S_Solar_DG | 2024-11-07 | BCHA_AESO | Solar_1Axis | Solar | [5 empty] | SOLARV2025J_1AXIS__WA_SEATTLE
Spring_Creek_1_HY | Spring Creek 1 HY | Spring Creek 1 HY | 95.8 | 1964-01-01 | 2050-12-01 | NCNC | Spring_Creek_1 | 2024-11-07 | NCNC | Hydro | Hydro |  | Spring Creek | 1
Spring_Creek_2_HY | Spring Creek 2 HY | Spring Creek 2 HY | 95.8 | 1964-01-01 | 2050-12-01 | NCNC | Spring_Creek_2 | 2024-11-07 | NCNC | Hydro | Hydro |  | Spring Creek | 2
Spring_Valley_1_WT | Spring Valley 1 WT | Spring Valley 1 WT | 149 | 2012-08-01 | 2032-12-01 | NEVP | Spring_Valley_Wind | 2024-11-07 | NEVP | Wind | Wind |  | Spring Valley Wind Project |  |  |  | WIND_V2025E_EIA_UTAH
Springbok_1_Solar_1_PV_T | Springbok 1 Solar 1 PV-T | Springbok 1 Solar 1 PV-T | 105 | 2016-07-01 | 2050-12-01 | LADWP | Springbok_1 | 2024-11-07 | LADWP | Solar_1Axis | Solar |  | Springbok Solar Farm 1 |  |  |  | SOLARV2025J_1AXIS_CA_KERN_ROSAMOND_0
Springbok_2_Solar_2_PV_T | Springbok 2 Solar 2 PV-T | Springbok 2 Solar 2 PV-T | 155 | 2016-09-01 | 2050-12-01 | LADWP | Springbok_2 | 2024-11-07 | LADWP | Solar_1Axis | Solar |  | Springbok Solar Farm 2 |  |  |  | SOLARV2025J_1AXIS_CA_KERN_ROSAMOND_0
Springbok_3_Solar_1_PV_NT | Springbok 3 Solar 1 PV-NT | Springbok 3 Solar 1 PV-NT | 90 | 2019-01-01 | 2050-12-01 | LADWP | Springbok_3 | 2024-11-07 | LADWP | Solar_1Axis | Solar |  | Springbok 3 Solar Farm Hybrid |  |  |  | SOLARV2025J_1AXIS_CA_KERN_ROSAMOND_0
Springer_Solar_1_PV_NT | Springer Solar 1 PV-NT | Springer Solar 1 PV-NT | 1 | 2015-04-01 | 2051-12-01 | PNM | Springer_Solar | 2024-11-07 | PNM_EPE | Solar_Fixed | Solar |  | Springer Solar 1 |  |  |  | SOLARV2025J_FIXED__NM_ALBUQUERQUE
Springerville_1_ST | Springerville 1 ST | Springerville 1 ST | 424.8 | 1985-06-01 | 2030-12-01 | TEPC | Springerville_1 | 2024-11-07 | TEPC | Coal | Coal |  | Springerville | 1
Springerville_2_ST | Springerville 2 ST | Springerville 2 ST | 424.8 | 1990-06-01 | 2030-12-01 | TEPC | Springerville_2 | 2024-11-07 | TEPC | Coal | Coal |  | Springerville | 2
Springerville_3_ST | Springerville 3 ST | Springerville 3 ST | 416 | 2006-07-01 | 2031-12-01 | TEPC | Springerville_3 | 2024-11-07 | TEPC | Coal | Coal |  | Springerville | 3
Springerville_4_ST | Springerville 4 ST | Springerville 4 ST | 415 | 2009-12-01 | 2029-12-01 | TEPC | Springerville_4 | 2024-11-07 | TEPC | Coal | Coal |  | Springerville | 4
Springerville_PV_Agg_PV_NT | Springerville PV Agg PV-NT | Springerville PV Agg PV-NT | 13 | 2014-12-01 | 2038-12-01 | TEPC | SpringervillePV | 2024-11-07 | TEPC | Solar_Fixed | Solar |  | Springerville | SGSS | SGSS1 | WMS | SOLARV2025J_FIXED__AZ_TUCSON
Springfield_1_IC | Springfield 1 IC | Springfield 1 IC | 1.2 | 1966-12-01 | 2050-12-01 | PSCO | Springfield1IC1_2 | 2024-11-07 | PSCO | ICE | Reciprocating_Engine
Springfield_1_WT | Springfield 1 WT | Springfield 1 WT | 1.5 | 1966-12-01 | 2050-12-01 | PSCO | Springfield | 2024-11-07 | PSCO | Wind | Wind |  | Springfield Wind |  |  |  | WIND_V2025E_EIA_UTAH
Springfield_2_IC | Springfield 2 IC | Springfield 2 IC | 0.2 | 1945-12-01 | 2050-12-01 | PSCO | Springfield2IC0_2 | 2024-11-07 | PSCO | ICE | Reciprocating_Engine
Springfield_3_IC | Springfield 3 IC | Springfield 3 IC | 0.5 | 1953-12-01 | 2050-12-01 | PSCO | Springfield3IC0_5 | 2024-11-07 | PSCO | ICE | Reciprocating_Engine
Springfield_4_IC | Springfield 4 IC | Springfield 4 IC | 0.8 | 1962-12-01 | 2050-12-01 | PSCO | Springfield4IC0_8 | 2024-11-07 | PSCO | ICE | Reciprocating_Engine
Spve_Bruceville_Agg_PV_NT | Spve Bruceville Agg PV-NT | Spve Bruceville Agg PV-NT | 17 | 2011-01-01 | 2051-12-01 | NCNC | SPVEBrucevilleAgg | 2024-11-07 | NCNC | Solar_Fixed | Solar |  | RE Bruceville 1 LLC | BRU1 |  |  | SOLARV2025J_FIXED__CA_SACRAMENTO
Ss_24_Der_Solar_1_PV_NT | Ss 24 Der Solar 1 PV-NT | Ss 24 Der Solar 1 PV-NT | 37 | 2023-05-01 | 2054-12-01 | AESO |  |  | BCHA_AESO | Solar_Fixed | Solar | [5 empty] | SOLARV2025J_FIXED__WA_SEATTLE
Ssd_Clackamas_1_PV | Ssd Clackamas 1 PV | Ssd Clackamas 1 PV | 4 | 2020-12-01 | 2050-12-01 | PortlandGE | SSDClackamas1 | 2024-11-07 | PortlandGE | Solar_Fixed | Solar |  | SSD Clackamas 1, LLC |  |  |  | SOLARV2025J_FIXED__OR_PORTLAND
Ssd_Clackamas_4_1_PV | Ssd Clackamas 4-1 PV | Ssd Clackamas 4-1 PV | 2 | 2020-12-01 | 2050-12-01 | PortlandGE | SSDClackamas4 | 2024-11-07 | PortlandGE | Solar_Fixed | Solar |  | SSD Clackamas 4, LLC |  |  |  | SOLARV2025J_FIXED__OR_PORTLAND
Ssd_Clackamas_7_1_PV | Ssd Clackamas 7 1 PV | Ssd Clackamas 7 1 PV | 2 | 2020-12-01 | 2050-12-01 | PortlandGE | SSDClackamas7 | 2024-11-07 | PortlandGE | Solar_Fixed | Solar |  | SSD Clackamas 7, LLC |  |  |  | SOLARV2025J_FIXED__OR_PORTLAND
Ssd_Marion_1_PV | Ssd Marion 1 PV | Ssd Marion 1 PV | 2 | 2020-12-01 | 2050-12-01 | PortlandGE | SSDMarion1 | 2024-11-07 | PortlandGE | Solar_Fixed | Solar |  | SSD Marion 1, LLC |  |  |  | SOLARV2025J_FIXED__OR_PORTLAND
Ssd_Marion_3_PV | Ssd Marion 3 PV | Ssd Marion 3 PV | 2 | 2020-12-01 | 2050-12-01 | PortlandGE | SSDMarion3 | 2024-11-07 | PortlandGE | Solar_Fixed | Solar |  | SSD Marion 3, LLC |  |  |  | SOLARV2025J_FIXED__OR_PORTLAND
Ssd_Marion_5_1_PV | Ssd Marion 5-1 PV | Ssd Marion 5-1 PV | 2 | 2020-12-01 | 2050-12-01 | PortlandGE | SSDMarion5 | 2024-11-07 | PortlandGE | Solar_Fixed | Solar |  | SSD Marion 5, LLC |  |  |  | SOLARV2025J_FIXED__OR_PORTLAND
Ssd_Marion_6_1_PV | Ssd Marion 6 1 PV | Ssd Marion 6 1 PV | 2 | 2020-12-01 | 2050-12-01 | PortlandGE | SSDMarion6 | 2024-11-07 | PortlandGE | Solar_Fixed | Solar |  | SSD Marion 6, LLC |  |  |  | SOLARV2025J_FIXED__OR_PORTLAND
St_Louis_Solar_1_PV | St Louis Solar 1 PV | St Louis Solar 1 PV | 2.2 | 2020-03-01 | 2051-12-01 | PortlandGE |  |  | PortlandGE | Solar_1Axis | Solar |  | St Louis Solar | W9319 |  |  | SOLARV2025J_1AXIS__OR_PORTLAND
St_Louis_SolarW9319PV_NT2.2 | St Louis SolarW9319PV-NT2.2 | St Louis SolarW9319PV-NT2.2 | 1.6 | 2020-03-01 | 2050-12-01 | PortlandGE | StLouisSolar | 2024-11-07 | PortlandGE | Solar_Fixed | Solar |  | St Louis Solar |  |  |  | SOLARV2025J_FIXED__OR_PORTLAND
Stahlbush_Island_Farm_1_IC | Stahlbush Island Farm 1 IC | Stahlbush Island Farm 1 IC | 1.6 | 2009-06-01 | 2024-05-01 | PACW |  |  | PACW | Cogen | CHP
Stairs_1_HY | Stairs 1 HY | Stairs 1 HY | 1 | 1914-01-03 | 2030-12-31 | PAUT |  |  | PACE | Hydro | Hydro
Stampede_Hy_Agg_HY | Stampede Hy Agg HY | Stampede Hy Agg HY | 1.18 | 1988-01-01 | 2024-12-01 | SPPC | Stampede | 2024-11-07 | NEVP | Hydro | Hydro |  | Stampede | 1 | 2
Star_Point_47_WT | Star Point 47 WT | Star Point 47 WT | 98.7 | 2010-02-01 | 2050-12-01 | BPAT | Star_Point_Wind | 2024-11-07 | BPAT | Wind | Wind |  | Star Point Wind Project LLC |  |  |  | WIND_V2025E_EIA_OREGON
Starpeak_2_Geothermal_1_BT | Starpeak 2 Geothermal 1 BT | Starpeak 2 Geothermal 1 BT | 3.5 | 2022-10-01 | 2032-10-01 | NEVP | Star_Peak_2 | 2024-11-07 | NEVP | Geothermal | Geothermal | AZPS | Star Peak Geothermal Plant
Starpeak_2_Geothermal_2_BT | Starpeak 2 Geothermal 2 BT | Starpeak 2 Geothermal 2 BT | 5.1 | 2022-10-01 | 2032-10-01 | NEVP |  |  | NEVP | Geothermal | Geothermal |  | Star Peak Geothermal Plant | 5100A
Starpeak_2_Geothermal_3_BT | Starpeak 2 Geothermal 3 BT | Starpeak 2 Geothermal 3 BT | 5.1 | 2022-10-01 | 2032-10-01 | NEVP |  |  | NEVP | Geothermal | Geothermal |  | Star Peak Geothermal Plant | 5100B
Starpeak_2_Geothermal_4_BT | Starpeak 2 Geothermal 4 BT | Starpeak 2 Geothermal 4 BT | 5.2 | 2022-10-01 | 2032-10-01 | NEVP |  |  | NEVP | Geothermal | Geothermal |  | Star Peak Geothermal Plant | 5200
Starpeak_2_Geothermal_5_BT | Starpeak 2 Geothermal 5 BT | Starpeak 2 Geothermal 5 BT | 3 | 2022-10-01 | 2032-10-01 | NEVP |  |  | NEVP | Geothermal | Geothermal |  | Star Peak Geothermal Plant | STEAM
Starvation_Ridge_2_PV_NT | Starvation Ridge 2 PV-NT | Starvation Ridge 2 PV-NT | 10 | 2019-12-01 | 2051-12-01 | BPAT |  |  | BPAT | Solar_1Axis | Solar |  | Starvation | STAR |  |  | SOLARV2025J_1AXIS__OR_MEDFORD
Starvation_Ridge_PV_PV_NT | Starvation Ridge PV PV-NT | Starvation Ridge PV PV-NT | 10 | 2019-12-01 | 2050-12-01 | BPAT | StarvationRidge | 2024-11-07 | BPAT | Solar_1Axis | Solar |  | Starvation |  |  |  | SOLARV2025J_1AXIS__OR_MEDFORD
Stave_Falls_1_HY | Stave Falls 1 HY | Stave Falls 1 HY | 45 | 1999-10-01 | 2050-12-01 | BCHA | Stave_Falls_1 | 2024-11-07 | BCHA_AESO | Hydro | Hydro
Stave_Falls_2_HY | Stave Falls 2 HY | Stave Falls 2 HY | 45 | 1999-10-01 | 2050-12-01 | BCHA | Stave_Falls_2 | 2024-11-07 | BCHA_AESO | Hydro | Hydro
Stavely_Solar_1_PV_NT | Stavely Solar 1 PV-NT | Stavely Solar 1 PV-NT | 17 | 2022-02-01 | 2050-12-01 | AESO | Stavely_349S_DER_Solar | 2024-11-07 | BCHA_AESO | Solar_1Axis | Solar | [5 empty] | SOLARV2025J_1AXIS__WA_SEATTLE
Steamboat_1_BT_Agg | Steamboat 1 BT Agg | Steamboat 1 BT Agg | 2.4 | 1988-12-01 | 2033-01-01 | NEVP |  |  | NEVP | Geothermal | Geothermal
Steamboat_1A_De31_BT | Steamboat 1A De31 BT | Steamboat 1A De31 BT | 1.2 | 1988-12-01 | 2033-01-01 | NEVP |  |  | NEVP | Geothermal | Geothermal |  | Steamboat 1A Power Plant | DE31
Steamboat_1A_De32_BT | Steamboat 1A De32 BT | Steamboat 1A De32 BT | 1.2 | 1988-12-01 | 2033-01-01 | NEVP |  |  | NEVP | Geothermal | Geothermal |  | Steamboat 1A Power Plant | DE32
Steamboat_Hills_GeN1_ST | Steamboat Hills GeN1 ST | Steamboat Hills GeN1 ST | 14.6 | 1988-02-01 | 2031-12-01 | NEVP |  |  | NEVP | Geothermal | Geothermal |  | Steamboat Hills LP | GEN1
Steamboat_Hills_OEC41_BT | Steamboat Hills OEC41 BT | Steamboat Hills OEC41 BT | 5.5 | 2007-04-01 | 2031-12-01 | NEVP |  |  | NEVP | Geothermal | Geothermal |  | Steamboat II | SB2SL
Steamboat_Hills_SBSOL_PV | Steamboat Hills SBSOL PV | Steamboat Hills SBSOL PV | 2 | 2022-07-01 | 2051-12-01 | NEVP |  |  | NEVP | Solar_Fixed | Solar |  | Steamboat Hills LP | SBSOL |  |  | SOLARV2025J_FIXED_NV_CLARK_LASVEGAS_0
Steel_Bridge_Solar_1_PV | Steel Bridge Solar 1 PV | Steel Bridge Solar 1 PV | 2.9 | 2016-02-01 | 2050-12-01 | PortlandGE | SteelBridgeSolar | 2024-11-07 | PortlandGE | Solar_Fixed | Solar |  | Steel Bridge Solar, LLC |  |  |  | SOLARV2025J_FIXED__OR_PORTLAND
Steel_Solar_A_PV_T | Steel Solar A PV-T | Steel Solar A PV-T | 40 | 2023-06-01 | 2050-12-01 | PAUT | Steel_Solar | 2024-11-07 | PACE | Solar_1Axis | Solar |  | Steel Solar LLC |  |  |  | SOLARV2025J_1AXIS__UT_SALTLAKECITY
Steel_Solar_B_PV_T | Steel Solar B PV-T | Steel Solar B PV-T | 40 | 2023-12-01 | 2054-12-01 | PAUT |  |  | PACE | Solar_1Axis | Solar |  | Steel Solar LLC | SS8 |  |  | SOLARV2025J_1AXIS__UT_SALTLAKECITY
Stewart_Mtn_1_HY | Stewart Mtn 1 HY | Stewart Mtn 1 HY | 13 | 1930-03-01 | 2050-12-01 | SRP | Stewart_Mountain | 2024-11-07 | SRP | Hydro | Hydro |  | Stewart Mountain | SM
Stillwater_Enel_1_PV_NT | Stillwater Enel 1 PV-NT | Stillwater Enel 1 PV-NT | 20 | 2012-03-01 | 2029-12-01 | NEVP | Stillwater_Solar | 2024-11-07 | NEVP | Solar_Fixed | Solar |  | Stillwater Facility | 1 |  |  | SOLARV2025J_FIXED__CA_SACRAMENTO
Stillwater_Facility_1_BT | Stillwater Facility 1 BT | Stillwater Facility 1 BT | 11.8 | 2009-09-01 | 2029-12-01 | NEVP | Stillwater_Geo_1 | 2024-11-07 | NEVP | Geothermal | Geothermal |  | Stillwater Facility | 1-1
Stillwater_Facility_2_BT | Stillwater Facility 2 BT | Stillwater Facility 2 BT | 11.8 | 2009-09-01 | 2029-12-01 | NEVP | Stillwater_Geo_2 | 2024-11-07 | NEVP | Geothermal | Geothermal |  | Stillwater Facility | 1-2
Stillwater_Facility_3_BT | Stillwater Facility 3 BT | Stillwater Facility 3 BT | 11.8 | 2009-09-01 | 2029-12-01 | NEVP | Stillwater_Geo_3 | 2024-11-07 | NEVP | Geothermal | Geothermal |  | Stillwater Facility | 2-1
Stillwater_Facility_4_BT | Stillwater Facility 4 BT | Stillwater Facility 4 BT | 11.8 | 2009-09-01 | 2029-12-01 | NEVP | Stillwater_Geo_4 | 2024-11-07 | NEVP | Geothermal | Geothermal |  | Stillwater Facility | 2-2
Stillwater_Wind_1_WT | Stillwater Wind 1 WT | Stillwater Wind 1 WT | 80 | 2018-09-01 | 2050-12-01 | NWMT | Stillwater_Wind | 2024-11-07 | NWMT_WAUW | Wind | Wind |  | Stillwater Wind, LLC |  |  |  | WIND_V2025E_EIA_IDAHO
Stirling_Wagf_1_WT | Stirling Wagf 1 WT | Stirling Wagf 1 WT | 113 | 2023-06-01 | 2050-12-01 | AESO | Stirling_Wind | 2024-11-07 | BCHA_AESO | Wind | Wind | [5 empty] | WIND_V2025E_ONSHORE_ABCYPRESS_TRANSFORM
Stokke_1_HY | Stokke 1 HY | Stokke 1 HY | 13.31 | 2009-11-01 | 2055-12-01 | BCHA | Stokke1 | 2024-11-07 | BCHA_AESO | Hydro | Hydro
Stokke_2_HY | Stokke 2 HY | Stokke 2 HY | 13.31 | 2009-11-01 | 2055-12-01 | BCHA | Stokke2 | 2024-11-07 | BCHA_AESO | Hydro | Hydro
Stoltze_Biomass_ST1_ST | Stoltze Biomass ST1 ST | Stoltze Biomass ST1 ST | 2.89 | 2013-10-01 | 2050-12-01 | BPAT | StoltzeBiomass | 2024-11-07 | BPAT | Biomass/Wood | Biomass |  | Stoltze CoGen1 | STL2
Stone_Creek_1_HY | Stone Creek 1 HY | Stone Creek 1 HY | 12 | 1994-01-01 | 2050-12-01 | PortlandGE | Stone_Creek_1 | 2024-11-07 | PortlandGE | Hydro | Hydro |  | Stone Creek
Storrie_Solar_1_PV_NT | Storrie Solar 1 PV-NT | Storrie Solar 1 PV-NT | 1.88 | 2014-10-01 | 2051-12-01 | PNM | Storrie_Solar | 2024-11-07 | PNM_EPE | Solar_Fixed | Solar |  | Storrie Lake Solar Project |  |  |  | SOLARV2025J_FIXED__NM_ALBUQUERQUE
Strathcona_1_HY | Strathcona 1 HY | Strathcona 1 HY | 32 | 1957-12-01 | 2050-12-01 | BCHA | Strathcona_1 | 2024-11-07 | BCHA_AESO | Hydro | Hydro
Strathcona_2_HY | Strathcona 2 HY | Strathcona 2 HY | 32 | 1957-12-01 | 2050-12-01 | BCHA | Strathcona_2 | 2024-11-07 | BCHA_AESO | Hydro | Hydro
Strathcona_Ior4_1_GT | Strathcona Ior4 1 GT | Strathcona Ior4 1 GT | 43 | 2020-08-01 | 2050-12-01 | AESO | MustusEnergy | 2024-11-07 | BCHA_AESO | Biomass/Wood | Biomass
Strathmore_1_Str1_1_PV_NT | Strathmore 1 Str1 1 PV-NT | Strathmore 1 Str1 1 PV-NT | 18 | 2022-02-01 | 2050-12-01 | AESO | Strathmore_151S_DER_Solar_1 | 2024-11-07 | BCHA_AESO | Solar_1Axis | Solar | [5 empty] | SOLARV2025J_1AXIS__WA_SEATTLE
Strathmore_2_Str2_1_PV_NT | Strathmore 2 Str2 1 PV-NT | Strathmore 2 Str2 1 PV-NT | 23 | 2022-02-01 | 2050-12-01 | AESO | Strathmore_151S_DER_Solar_2 | 2024-11-07 | BCHA_AESO | Solar_1Axis | Solar | [5 empty] | SOLARV2025J_1AXIS__WA_SEATTLE
Strawberry_Creek_Agg_HY | Strawberry Creek Agg HY | Strawberry Creek Agg HY | 1.5 | 1951-01-01 | 2050-12-01 | PAID | Strawberry_Creek_Agg | 2024-11-07 | PACE | Hydro | Hydro |  | Strawberry Creek | 1 | 2 | 3
Strontia_Springs_1_HY | Strontia Springs 1 HY | Strontia Springs 1 HY | 1 | 1986-07-01 | 2027-03-01 | PSCO | Strontia_Springs | 2024-11-07 | PSCO | Hydro | Hydro
Suffield_1_PV_NT | Suffield 1 PV-NT | Suffield 1 PV-NT | 23 | 2020-06-01 | 2051-12-01 | AESO |  |  | BCHA_AESO | Solar_Fixed | Solar | [5 empty] | SOLARV2025J_FIXED__WA_SEATTLE
Sugarloaf_Hydro_1_HY | Sugarloaf Hydro 1 HY | Sugarloaf Hydro 1 HY | 2.5 | 1985-12-01 | 2026-12-01 | PSCO | Sugarloaf_Hydro | 2024-11-07 | PSCO | Hydro | Hydro |  | Sugarloaf Hydro Plant
Sukunka_Wind_2_WT | Sukunka Wind 2 WT | Sukunka Wind 2 WT | 15 | 2021-03-01 | 2050-12-01 | BCHA | Sukunka_Wind | 2024-11-07 | BCHA_AESO | Wind | Wind | [5 empty] | WIND_V2025E_ONSHORE_BCPEACERIVER_TRANSFORM
Sullivan_1_HY | Sullivan 1 HY | Sullivan 1 HY | 2.3 | 1952-12-01 | 2051-12-31 | PortlandGE |  |  | PortlandGE | Hydro | Hydro
Sullivan_10_HY | Sullivan 10 HY | Sullivan 10 HY | 1.2 | 1952-12-01 | 2050-12-01 | PortlandGE | Sullivan_1 | 2024-11-07 | PortlandGE | Hydro | Hydro |  | Sullivan | 1 | 2 | 3
Sullivan_11_HY | Sullivan 11 HY | Sullivan 11 HY | 1.2 | 1952-12-01 | 2051-12-31 | PortlandGE |  |  | PortlandGE | Hydro | Hydro
Sullivan_12_HY | Sullivan 12 HY | Sullivan 12 HY | 1.2 | 1952-12-01 | 2051-12-31 | PortlandGE |  |  | PortlandGE | Hydro | Hydro
Sullivan_13_HY | Sullivan 13 HY | Sullivan 13 HY | 1.2 | 1952-12-01 | 2051-12-31 | PortlandGE |  |  | PortlandGE | Hydro | Hydro
Sullivan_2_HY | Sullivan 2 HY | Sullivan 2 HY | 1.2 | 1952-12-01 | 2051-12-31 | PortlandGE |  |  | PortlandGE | Hydro | Hydro
Sullivan_3_HY | Sullivan 3 HY | Sullivan 3 HY | 1.2 | 1952-12-01 | 2051-12-31 | PortlandGE |  |  | PortlandGE | Hydro | Hydro
Sullivan_4_HY | Sullivan 4 HY | Sullivan 4 HY | 1.2 | 1952-12-01 | 2051-12-31 | PortlandGE |  |  | PortlandGE | Hydro | Hydro
Sullivan_5_HY | Sullivan 5 HY | Sullivan 5 HY | 1.2 | 1952-12-01 | 2051-12-31 | PortlandGE |  |  | PortlandGE | Hydro | Hydro
Sullivan_6_HY | Sullivan 6 HY | Sullivan 6 HY | 1.2 | 1952-12-01 | 2051-12-31 | PortlandGE |  |  | PortlandGE | Hydro | Hydro
Sullivan_7_HY | Sullivan 7 HY | Sullivan 7 HY | 1.2 | 1952-12-01 | 2051-12-31 | PortlandGE |  |  | PortlandGE | Hydro | Hydro
Sullivan_8_HY | Sullivan 8 HY | Sullivan 8 HY | 1.2 | 1952-12-01 | 2051-12-31 | PortlandGE |  |  | PortlandGE | Hydro | Hydro
Sullivan_9_HY | Sullivan 9 HY | Sullivan 9 HY | 1 | 1924-05-01 | 2051-12-31 | PortlandGE |  |  | PortlandGE | Hydro | Hydro
Sulussolar17_1_PV | Sulussolar17 1 PV | Sulussolar17 1 PV | 2.79 | 2020-04-01 | 2051-12-01 | PortlandGE | SulusSolar1 | 2024-11-07 | PortlandGE | Solar_Fixed | Solar |  | SulusSolar17 |  |  |  | SOLARV2025J_FIXED__OR_PORTLAND
Sulussolar22_1_PV | Sulussolar22 1 PV | Sulussolar22 1 PV | 2.97 | 2022-05-01 | 2050-12-01 | PortlandGE | SulusSolar2 | 2024-11-07 | PortlandGE | Solar_Fixed | Solar |  | SulusSolar22 |  |  |  | SOLARV2025J_FIXED__OR_PORTLAND
Sulussolar25_1_PV | Sulussolar25 1 PV | Sulussolar25 1 PV | 2.16 | 2020-10-01 | 2050-12-01 | PortlandGE | SulusSolar3 | 2024-11-07 | PortlandGE | Solar_Fixed | Solar |  | SulusSolar25 |  |  |  | SOLARV2025J_FIXED__OR_PORTLAND
Sulussolar28_1_PV | Sulussolar28 1 PV | Sulussolar28 1 PV | 2.97 | 2020-10-01 | 2050-12-01 | PortlandGE | SulusSolar4 | 2024-11-07 | PortlandGE | Solar_Fixed | Solar |  | SulusSolar28 |  |  |  | SOLARV2025J_FIXED__OR_PORTLAND
Sulussolar29_1_PV | Sulussolar29 1 PV | Sulussolar29 1 PV | 2.57 | 2020-12-01 | 2050-12-01 | PortlandGE | SulusSolar5 | 2024-11-07 | PortlandGE | Solar_Fixed | Solar |  | SulusSolar29 |  |  |  | SOLARV2025J_FIXED__OR_PORTLAND
Sulussolar33_1_PV | Sulussolar33 1 PV | Sulussolar33 1 PV | 3 | 2022-05-01 | 2050-12-01 | PortlandGE | SulusSolar6 | 2024-11-07 | PortlandGE | Solar_Fixed | Solar |  | SulusSolar33 |  |  |  | SOLARV2025J_FIXED__OR_PORTLAND
Sulussolar35_1_PV | Sulussolar35 1 PV | Sulussolar35 1 PV | 2.97 | 2020-07-01 | 2050-12-01 | PortlandGE | SulusSolar7 | 2024-11-07 | PortlandGE | Solar_Fixed | Solar |  | SulusSolar35 |  |  |  | SOLARV2025J_FIXED__OR_PORTLAND
SumasPowerCC_Total | SumasPowerCC-Total | SumasPowerCC-Total | 145.1 | 1993-03-01 | 2050-12-01 | BPAT |  |  | BPAT | CC | CCGT |  | Sumas Power Plant
Summer_Falls_161_1_HY | Summer Falls 161 1 HY | Summer Falls 161 1 HY | 47 | 1985-01-01 | 2025-01-01 | TPWR | Summer_Falls1 | 2024-11-07 | BPAT | Hydro | Hydro |  | Summer Falls Power Plant | 1
Summer_Falls_162_2_HY | Summer Falls 162 2 HY | Summer Falls 162 2 HY | 47 | 1985-01-01 | 2025-01-01 | TPWR | Summer_Falls2 | 2024-11-07 | BPAT | Hydro | Hydro |  | Summer Falls Power Plant | 2
Summerview_1_BA | Summerview 1 BA | Summerview 1 BA | 10 | 2020-11-01 | 2050-12-01 | AESO | Summerview_SUM1 | 2024-11-07 | BCHA_AESO | Battery_4h | Li-ion Battery | [6 empty] | 40 | 4
Summerview_1_Iew1_1_WT | Summerview 1 Iew1 1 WT | Summerview 1 Iew1 1 WT | 33 | 2004-09-01 | 2050-12-01 | AESO | SummerviewG1 | 2024-11-07 | BCHA_AESO | Wind | Wind | [5 empty] | WIND_V2025E_EIA_OREGON
Summerview_1_Iew1_2_WT | Summerview 1 Iew1 2 WT | Summerview 1 Iew1 2 WT | 33 | 2004-09-01 | 2050-12-01 | AESO | SummerviewG2 | 2024-11-07 | BCHA_AESO | Wind | Wind | [5 empty] | WIND_V2025E_EIA_OREGON
Summerview_2_Iew2_3_WT | Summerview 2 Iew2 3 WT | Summerview 2 Iew2 3 WT | 33 | 2010-02-01 | 2050-12-01 | AESO | SummerviewG3 | 2024-11-07 | BCHA_AESO | Wind | Wind | [5 empty] | WIND_V2025E_EIA_OREGON
Summerview_2_Iew2_4_WT | Summerview 2 Iew2 4 WT | Summerview 2 Iew2 4 WT | 33 | 2010-02-01 | 2050-12-01 | AESO | SummerviewG4 | 2024-11-07 | BCHA_AESO | Wind | Wind | [5 empty] | WIND_V2025E_EIA_OREGON
Sun_Mountain_1_PV_T | Sun Mountain 1 PV-T | Sun Mountain 1 PV-T | 200 | 2022-12-01 | 2037-12-01 | PSCO | Sun_Mountain | 2024-11-07 | PSCO | Solar_1Axis | Solar |  | Sun Mountain Solar 1 |  |  |  | SOLARV2025J_1AXIS__CO_DENVER
Sun_Peak_3_GT | Sun Peak 3 GT | Sun Peak 3 GT | 92.7 | 1991-06-01 | 2041-12-01 | NEVP | SunPeak_NVE_5657 | 2024-11-07 | NEVP | CT | Peaker |  | Sun Peak Generating Station | 5657
Sun_Peak_4_GT | Sun Peak 4 GT | Sun Peak 4 GT | 92.7 | 1991-06-01 | 2041-12-01 | NEVP | SunPeak_NVE_5658 | 2024-11-07 | NEVP | CT | Peaker |  | Sun Peak Generating Station | 5658
Sun_Peak_5_GT | Sun Peak 5 GT | Sun Peak 5 GT | 92.7 | 1991-06-01 | 2041-12-01 | NEVP | SunPeak_NVE_5659 | 2024-11-07 | NEVP | CT | Peaker |  | Sun Peak Generating Station | 5659
Sun_Solar_XvIII_Agg_PV_T | Sun Solar XvIII Agg PV-T | Sun Solar XvIII Agg PV-T | 9 | 2015-09-01 | 2035-05-01 | PAUT | Sun_Solar_XVIII_Agg | 2024-11-07 | PACE | Solar_1Axis | Solar | [5 empty] | SOLARV2025J_1AXIS__UT_SALTLAKECITY
Sun_Streams_3_BA | Sun Streams 3 BA | Sun Streams 3 BA | 215 | 2024-06-01 | 2054-12-01 | AZPS |  |  | AZPS | Battery_4h | Li-ion Battery |  | Sun Streams 3 | GEN02 |  |  |  | 860 | 4
Sun_Streams_3_PV | Sun Streams 3 PV | Sun Streams 3 PV | 215 | 2021-06-01 | 2050-12-01 | AZPS | SunStreams2 | 2024-11-07 | AZPS | Solar_1Axis | Solar |  | Sun Streams 2 |  |  |  | SOLARV2025J_1AXIS__AZ_PHOENIX
Sun_Streams_4_BA | Sun Streams 4 BA | Sun Streams 4 BA | 300 | 2025-06-01 | 2054-12-01 | AZPS |  |  | AZPS | Paired_BattStorage | Li-ion Battery |  | Sun Streams 4 | GEN02 |  |  |  | 1200 | 4 | Sun_Streams_4_PV
Sun_Streams_4_PV | Sun Streams 4 PV | Sun Streams 4 PV | 300 | 2025-06-01 | 2054-12-01 | AZPS |  |  | AZPS | Paired_Solar_Fixed | Solar |  | Sun Streams 4 | GEN01 |  |  | SOLARV2025J_FIXED_AZ_85333_DATELAND_0
Sun_Streams_Gen01_PV | Sun Streams Gen01 PV | Sun Streams Gen01 PV | 150 | 2020-01-01 | 2050-12-01 | SRP | Sun_Streams_1 | 2024-11-07 | SRP | Solar_1Axis | Solar | [5 empty] | SOLARV2025J_1AXIS_AZ_85333_DATELAND_0
Suncor_Base_Plant_Cogen_1_GT | Suncor Base Plant Cogen 1 GT | Suncor Base Plant Cogen 1 GT | 403 | 2024-12-01 | 2050-12-01 | AESO | Suncor_Base_Plant_Cogen_1 | 2024-11-07 | BCHA_AESO | CT | Peaker
Suncor_Base_Plant_Cogen_2_GT | Suncor Base Plant Cogen 2 GT | Suncor Base Plant Cogen 2 GT | 403 | 2024-12-01 | 2050-12-01 | AESO | Suncor_Base_Plant_Cogen_2 | 2024-11-07 | BCHA_AESO | CT | Peaker
Suncor_Chin_Chute_Scr3_1_WT | Suncor Chin Chute Scr3 1 WT | Suncor Chin Chute Scr3 1 WT | 30 | 2004-12-01 | 2050-12-01 | AESO | ChinChute_Wind | 2024-11-07 | BCHA_AESO | Wind | Wind | [5 empty] | WIND_V2025E_ONSHORE_ABCYPRESS_TRANSFORM
Suncor_Magrath_Scr2_1_WT | Suncor Magrath Scr2 1 WT | Suncor Magrath Scr2 1 WT | 30 | 2004-12-01 | 2050-12-01 | AESO | Magrath | 2024-11-07 | BCHA_AESO | Wind | Wind | [5 empty] | WIND_V2025E_ONSHORE_ABCYPRESS_TRANSFORM
Sundance_1_CT | Sundance 1 CT | Sundance 1 CT | 60.5 | 2002-05-01 | 2050-12-01 | AZPS | Sundance_AZ_01 | 2024-11-07 | AZPS | CT | Peaker |  | Sundance | CT1
Sundance_10_CT | Sundance 10 CT | Sundance 10 CT | 60.5 | 2002-05-01 | 2050-12-01 | AZPS | Sundance_AZ_10 | 2024-11-07 | AZPS | CT | Peaker |  | Sundance | CT10
Sundance_2_CT | Sundance 2 CT | Sundance 2 CT | 60.5 | 2002-05-01 | 2050-12-01 | AZPS | Sundance_AZ_02 | 2024-11-07 | AZPS | CT | Peaker |  | Sundance | CT2
Sundance_3_CT | Sundance 3 CT | Sundance 3 CT | 60.5 | 2002-05-01 | 2050-12-01 | AZPS | Sundance_AZ_03 | 2024-11-07 | AZPS | CT | Peaker |  | Sundance | CT3
Sundance_4_CT | Sundance 4 CT | Sundance 4 CT | 60.5 | 2002-05-01 | 2050-12-01 | AZPS | Sundance_AZ_04 | 2024-11-07 | AZPS | CT | Peaker |  | Sundance | CT4
Sundance_5_CT | Sundance 5 CT | Sundance 5 CT | 60.5 | 2002-05-01 | 2050-12-01 | AZPS | Sundance_AZ_05 | 2024-11-07 | AZPS | CT | Peaker |  | Sundance | CT5
Sundance_6_CT | Sundance 6 CT | Sundance 6 CT | 60.5 | 2002-05-01 | 2050-12-01 | AZPS | Sundance_AZ_06 | 2024-11-07 | AZPS | CT | Peaker |  | Sundance | CT6
Sundance_6_Sd6_6_ST | Sundance 6 Sd6 6 ST | Sundance 6 Sd6 6 ST | 401 | 2001-10-01 | 2050-12-01 | AESO | Sundance_AB_6_Gas | 2024-11-07 | BCHA_AESO | Steam | ST
Sundance_7_CT | Sundance 7 CT | Sundance 7 CT | 60.5 | 2002-05-01 | 2050-12-01 | AZPS | Sundance_AZ_07 | 2024-11-07 | AZPS | CT | Peaker |  | Sundance | CT7
Sundance_8_CT | Sundance 8 CT | Sundance 8 CT | 60.5 | 2002-05-01 | 2050-12-01 | AZPS | Sundance_AZ_08 | 2024-11-07 | AZPS | CT | Peaker |  | Sundance | CT8
Sundance_9_CT | Sundance 9 CT | Sundance 9 CT | 60.5 | 2002-05-01 | 2050-12-01 | AZPS | Sundance_AZ_09 | 2024-11-07 | AZPS | CT | Peaker |  | Sundance | CT9
Sundre_575S_DER_Solar_1_PV_NT | Sundre 575S DER Solar 1 PV-NT | Sundre 575S DER Solar 1 PV-NT | 14.6 | 2024-10-01 | 2051-12-01 | AESO |  |  | BCHA_AESO | Solar_Fixed | Solar | [5 empty] | SOLARV2025J_FIXED__WA_SEATTLE
Sundt_Rice_1_IC | Sundt Rice 1 IC | Sundt Rice 1 IC | 18.8 | 2020-03-01 | 2065-12-01 | TEPC | Sundt_RICE_01 | 2024-11-07 | TEPC | ICE | Reciprocating_Engine
Sundt_Rice_10_IC | Sundt Rice 10 IC | Sundt Rice 10 IC | 18.8 | 2019-12-01 | 2065-12-01 | TEPC | Sundt_RICE_10 | 2024-11-07 | TEPC | ICE | Reciprocating_Engine
Sundt_Rice_2_IC | Sundt Rice 2 IC | Sundt Rice 2 IC | 18.8 | 2020-03-01 | 2065-12-01 | TEPC | Sundt_RICE_02 | 2024-11-07 | TEPC | ICE | Reciprocating_Engine
Sundt_Rice_3_IC | Sundt Rice 3 IC | Sundt Rice 3 IC | 18.8 | 2020-03-01 | 2065-12-01 | TEPC | Sundt_RICE_03 | 2024-11-07 | TEPC | ICE | Reciprocating_Engine
Sundt_Rice_4_IC | Sundt Rice 4 IC | Sundt Rice 4 IC | 18.8 | 2020-03-01 | 2065-12-01 | TEPC | Sundt_RICE_04 | 2024-11-07 | TEPC | ICE | Reciprocating_Engine
Sundt_Rice_5_IC | Sundt Rice 5 IC | Sundt Rice 5 IC | 18.8 | 2020-03-01 | 2065-12-01 | TEPC | Sundt_RICE_05 | 2024-11-07 | TEPC | ICE | Reciprocating_Engine
Sundt_Rice_6_IC | Sundt Rice 6 IC | Sundt Rice 6 IC | 18.8 | 2019-12-01 | 2065-12-01 | TEPC | Sundt_RICE_06 | 2024-11-07 | TEPC | ICE | Reciprocating_Engine
Sundt_Rice_7_IC | Sundt Rice 7 IC | Sundt Rice 7 IC | 18.8 | 2019-12-01 | 2065-12-01 | TEPC | Sundt_RICE_07 | 2024-11-07 | TEPC | ICE | Reciprocating_Engine
Sundt_Rice_8_IC | Sundt Rice 8 IC | Sundt Rice 8 IC | 18.8 | 2019-12-01 | 2065-12-01 | TEPC | Sundt_RICE_08 | 2024-11-07 | TEPC | ICE | Reciprocating_Engine
Sundt_Rice_9_IC | Sundt Rice 9 IC | Sundt Rice 9 IC | 18.8 | 2019-12-01 | 2065-12-01 | TEPC | Sundt_RICE_09 | 2024-11-07 | TEPC | ICE | Reciprocating_Engine
Sunmine_Solar_1_PV_T | Sunmine Solar 1 PV-T | Sunmine Solar 1 PV-T | 1.05 | 2015-06-01 | 2050-12-01 | BCHA | znSMG_G1_1 | 2024-11-07 | BCHA_AESO | Solar_1Axis | Solar | [5 empty] | SOLARV2025J_1AXIS__WA_SEATTLE
Sunnyside_Solar_PV | Sunnyside Solar PV | Sunnyside Solar PV | 5 | 2023-09-01 | 2035-09-01 | PACW | SunnysideSolar | 2024-11-07 | PACW | Solar_Fixed | Solar | [5 empty] | SOLARV2025J_FIXED__OR_MEDFORD
Sunset_Ridge_Solar_LLC_PV | Sunset Ridge Solar LLC PV | Sunset Ridge Solar LLC PV | 2.3 | 2024-07-01 | 2044-07-01 | PACW |  |  | PACW | Solar_Fixed | Solar |  | Sunset Ridge Solar (CSG) | PV1 |  |  | SOLARV2025J_FIXED__OR_MEDFORD
Sunshine_Hydro | Sunshine Hydro | Sunshine Hydro | 0.8 | 1987-09-01 | 2028-05-01 | PSCO | Sunshine | 2024-11-07 | PSCO | Hydro | Hydro
Suntex_Solar_PV_PV_NT | Suntex Solar PV PV-NT | Suntex Solar PV PV-NT | 10 | 2020-07-01 | 2050-12-01 | BPAT | SuntexSolarPV | 2024-11-07 | BPAT | Solar_Fixed | Solar |  | Suntex Solar, LLC |  |  |  | SOLARV2025J_FIXED__OR_MEDFORD
Superstition_4_HR_1_BA | Superstition (4 HR) 1 BA | Superstition (4 HR) 1 BA | 90 | 2024-06-01 | 2044-08-01 | AZPS |  |  | AZPS | Battery_4h | Li-ion Battery |  | Superstition Energy Storage | BESS4 |  |  |  | 360 | 4
Swan_Falls_1_HY | Swan Falls 1 HY | Swan Falls 1 HY | 12.5 | 1994-03-01 | 2050-12-01 | IPTV | Swan_Falls_1 | 2024-11-07 | IPCO | Hydro | Hydro |  | Swan Falls | 1
Swan_Falls_2_HY | Swan Falls 2 HY | Swan Falls 2 HY | 12.5 | 1994-05-01 | 2050-12-01 | IPTV | Swan_Falls_2 | 2024-11-07 | IPCO | Hydro | Hydro |  | Swan Falls | 2
Swan_Hills_Geothermal_Srl1_1_ST | Swan Hills Geothermal Srl1 1 ST | Swan Hills Geothermal Srl1 1 ST | 20 | 2022-09-01 | 2054-12-01 | AESO |  |  | BCHA_AESO | Geothermal | Geothermal
Sweetwater_Solar_1_PV_T | Sweetwater Solar 1 PV-T | Sweetwater Solar 1 PV-T | 80 | 2018-12-01 | 2038-12-01 | PAWY | SWEETWATER | 2024-11-07 | PACE | Solar_Fixed | Solar |  | Sweetwater Solar |  |  |  | SOLARV2025J_FIXED_NV_CLARK_LASVEGAS_0
Swift_1_HY | Swift 1 HY | Swift 1 HY | 80 | 1958-12-01 | 2058-12-01 | PACW | Swift_1_HY11 | 2024-11-07 | PACW | Hydro | Hydro |  | Swift 1 | HY11
Swift_1_2_HY | Swift 1-2 HY | Swift 1-2 HY | 80 | 1958-12-01 | 2058-12-01 | PACW | Swift_1_HY12 | 2024-11-07 | PACW | Hydro | Hydro |  | Swift 1 | HY12
Swift_1_3_HY | Swift 1-3 HY | Swift 1-3 HY | 80 | 1958-12-01 | 2058-12-01 | PACW | Swift_1_HY13 | 2024-11-07 | PACW | Hydro | Hydro |  | Swift 1 | HY13
Swift_2_HY | Swift 2 HY | Swift 2 HY | 25.9 | 1958-01-01 | 2099-01-01 | BPAT | Swift_2_21 | 2024-11-07 | BPAT | Hydro | Hydro |  | Swift 2 | 21
Swift_2_2_HY | Swift 2-2 HY | Swift 2-2 HY | 25.9 | 1958-01-01 | 2099-01-01 | BPAT | Swift_2_22 | 2024-11-07 | BPAT | Hydro | Hydro |  | Swift 2 | 22
Switch_1_PV_NT | Switch 1 PV-NT | Switch 1 PV-NT | 200 | 2017-01-01 | 2037-12-01 | NEVP | PLAYA2_G | 2024-11-07 | NEVP | Solar_Fixed | Solar |  | Playa Solar 1, LLC |  |  |  | SOLARV2025J_FIXED_NV_CLARK_LASVEGAS_0
SyncrudeCC_Total | SyncrudeCC-Total | SyncrudeCC-Total | 510 | 2005-12-01 | 2050-12-01 | AESO |  |  | BCHA_AESO | Cogen | CHP
Taber_Solar_1_PV_NT | Taber Solar 1 PV-NT | Taber Solar 1 PV-NT | 45 | 2024-10-01 | 2051-12-01 | AESO |  |  | BCHA_AESO | Solar_Fixed | Solar | [5 empty] | SOLARV2025J_FIXED__WA_SEATTLE
Tacoma_Hydro_Agg_HY | Tacoma Hydro Agg HY | Tacoma Hydro Agg HY | 4.58 | 2023-05-01 | 2050-12-01 | WACM | Tacoma_1_2 | 2024-11-07 | WACM | Hydro | Hydro |  | Tacoma | 1 | 2
TAG_Battery_1_BA | TAG Battery 1 BA | TAG Battery 1 BA | 50 | 2026-05-01 | 2046-04-01 | PNM |  |  | PNM_EPE | Paired_BattStorage | Li-ion Battery |  | TAG | TAGB1 |  |  |  | 200 | 4 | TAG_Solar_1_PV_T
TAG_Solar_1_PV_T | TAG Solar 1 PV-T | TAG Solar 1 PV-T | 140 | 2025-05-01 | 2045-04-01 | PNM |  |  | PNM_EPE | Paired_Solar_1Axis | Solar |  | TAG | TAGS1 |  |  | SOLARV2025J_1AXIS__NM_ALBUQUERQUE
Tamarack_1_ST | Tamarack 1 ST | Tamarack 1 ST | 5 | 1983-06-01 | 2050-12-01 | IPTV | Tamarack | 2024-11-07 | IPCO | Biomass/Wood | Biomass |  | Tamarack Energy Partnership | GEN1
Taos_Mesa_Solar_1_PV_T | Taos Mesa Solar 1 PV-T | Taos Mesa Solar 1 PV-T | 15 | 2021-10-01 | 2050-12-01 | PNM | Taos_Mesa_Solar | 2024-11-07 | PNM_EPE | Solar_1Axis | Solar |  | Taos Mesa Energy Facility Hybrid | TMEF1 |  |  | SOLARV2025J_1AXIS__NM_ALBUQUERQUE
Taos_Mesa_Storage_1_PV_T | Taos Mesa Storage 1 PV-T | Taos Mesa Storage 1 PV-T | 12 | 2021-10-01 | 2050-12-01 | PNM | Taos_Mesa_Storage | 2024-11-07 | PNM_EPE | Battery_4h | Li-ion Battery |  | Taos Mesa Energy Facility Hybrid | BESS |  |  |  | 48 | 4
Tata_Chemicals_1_ST | Tata Chemicals 1 ST | Tata Chemicals 1 ST | 15 | 2019-01-01 | 2038-12-01 | PAWY |  |  | PACE | Steam | ST
Tata_Chemicals_2_ST | Tata Chemicals 2 ST | Tata Chemicals 2 ST | 15 | 2019-01-01 | 2038-12-01 | PAWY |  |  | PACE | Steam | ST
Taylor_Draw_1_HY | Taylor Draw 1 HY | Taylor Draw 1 HY | 2.3 | 1993-04-01 | 2050-12-01 | PAUT | Taylor_Draw | 2024-11-07 | PACE | Hydro | Hydro |  | Taylor Draw Hydroelectric Facility
Taylor_Hydro_Tay1_1_HY | Taylor Hydro Tay1 1 HY | Taylor Hydro Tay1 1 HY | 14 | 2000-03-01 | 2050-12-01 | AESO | TaylorHydro | 2024-11-07 | BCHA_AESO | Hydro | Hydro
Tb_Flats_Wind_1_WT | Tb Flats Wind 1 WT | Tb Flats Wind 1 WT | 102.5 | 2020-12-01 | 2050-11-01 | PAWY | TB_Flats_Wind_I_3 | 2024-11-07 | PACE | Wind | Wind |  | TB Flats | 1 |  |  | WIND_V2025E_EIA_WYOMING
TB_Flats_Wind_I_1 | TB Flats Wind I 1 | TB Flats Wind I 1 | 102.5 | 2020-12-01 | 2050-11-01 | PAWY |  |  | PACE | Wind | Wind |  | TB Flats | 1 |  |  | WIND_V2025E_EIA_WYOMING
TB_Flats_Wind_I_2 | TB Flats Wind I 2 | TB Flats Wind I 2 | 102.5 | 2020-12-01 | 2050-11-01 | PAWY |  |  | PACE | Wind | Wind |  | TB Flats | 1 |  |  | WIND_V2025E_EIA_WYOMING
TB_Flats_Wind_II | TB Flats Wind II | TB Flats Wind II | 195.7 | 2021-01-01 | 2050-11-01 | PAWY |  |  | PACE | Wind | Wind |  | TB Flats | 1 |  |  | WIND_V2025E_EIA_WYOMING
Techren_1_PV_T | Techren 1 PV-T | Techren 1 PV-T | 100 | 2020-10-01 | 2044-12-01 | NEVP |  |  | NEVP | Solar_1Axis | Solar |  | Techren Solar I LLC | TECH1 |  |  | SOLARV2025J_1AXIS_NV_CLARK_LASVEGAS_0
Techren_2_PV_T | Techren 2 PV-T | Techren 2 PV-T | 200 | 2019-10-01 | 2044-12-01 | NEVP | TechrenV2 | 2024-11-07 | NEVP | Solar_1Axis | Solar |  | Techren Solar II LLC | TECH2 |  |  | SOLARV2025J_1AXIS_NV_CLARK_LASVEGAS_0
Techren_3_PV_T | Techren 3 PV-T | Techren 3 PV-T | 25 | 2020-10-01 | 2045-12-01 | NEVP |  |  | NEVP | Solar_1Axis | Solar |  | Techren Solar III LLC | TECH3 |  |  | SOLARV2025J_1AXIS_NV_CLARK_LASVEGAS_0
Techren_4_PV_T | Techren 4 PV-T | Techren 4 PV-T | 25 | 2020-10-01 | 2045-12-01 | NEVP |  |  | NEVP | Solar_1Axis | Solar |  | Techren Solar IV LLC | TECH4 |  |  | SOLARV2025J_1AXIS_NV_CLARK_LASVEGAS_0
Techren_5_PV_T | Techren 5 PV-T | Techren 5 PV-T | 50 | 2020-12-01 | 2045-12-01 | NEVP |  |  | NEVP | Solar_1Axis | Solar |  | Techren Solar V | TECH5 |  |  | SOLARV2025J_1AXIS_NV_CLARK_LASVEGAS_0
TEPC_PV_Agg_Pima_Co_1 | TEPC PV Agg Pima Co 1 | TEPC PV Agg Pima Co 1 | 4.7 | 2014-07-01 | 2034-07-01 | TEPC | TEPCPVAggPimaCo1 | 2024-11-07 | TEPC | Solar_1Axis | Solar | [5 empty] | SOLARV2025J_1AXIS__AZ_TUCSON
TEPC_Uastp_PV_Agg_PV_T | TEPC Uastp PV Agg PV-T | TEPC Uastp PV Agg PV-T | 1.5 | 2010-12-01 | 2038-12-01 | TEPC |  |  | TEPC | Solar_1Axis | Solar |  | UASTP I | UATP1 |  |  | SOLARV2025J_1AXIS__AZ_TUCSON
TEPC_Mohave_PV2_Ag | TEPC_Mohave_PV2_Ag | TEPC_Mohave_PV2_Ag | 5.64 | 2011-11-01 | 2046-12-01 | WALC | TEPCMohavePV | 2024-11-07 | WALC | Solar_Fixed | Solar | [5 empty] | SOLARV2025J_FIXED_NV_CLARK_LASVEGAS_0
Tesla_1_HY | Tesla 1 HY | Tesla 1 HY | 26.6 | 1997-04-01 | 2050-12-01 | PSCO | Tesla | 2024-11-07 | PSCO | Hydro | Hydro |  | Tesla
Tesoro_Refining_And_Marketing_1_GT | Tesoro Refining And Marketing 1 GT | Tesoro Refining And Marketing 1 GT | 12.5 | 2020-01-01 | 2024-12-01 | PAUT |  |  | PACE | Cogen | CHP |  | Tesoro SLC Cogeneration Plant | 1
Tesoro_Refining_And_Marketing_2_GT | Tesoro Refining And Marketing 2 GT | Tesoro Refining And Marketing 2 GT | 12.5 | 2020-01-01 | 2024-12-01 | PAUT |  |  | PACE | Cogen | CHP |  | Tesoro SLC Cogeneration Plant | 2
Tete_Hauer_Creek_1_HY | Tete Hauer Creek 1 HY | Tete Hauer Creek 1 HY | 2.39 | 2007-06-01 | 2050-12-01 | BCHA | Hauer_Creek_1 | 2024-11-07 | BCHA_AESO | Hydro | Hydro
Texaco_Cogen_1_GT | Texaco Cogen 1 GT | Texaco Cogen 1 GT | 30 | 1982-12-01 | 2050-12-01 | LADWP | TexEquilonLARefineryG1 | 2024-11-07 | LADWP | Cogen | CHP
Texaco_Cogen_2_GT | Texaco Cogen 2 GT | Texaco Cogen 2 GT | 30 | 1982-12-01 | 2050-12-01 | LADWP | TexEquilonLARefineryG2 | 2024-11-07 | LADWP | Cogen | CHP
Texaco_Cogen_3_OT | Texaco Cogen 3 OT | Texaco Cogen 3 OT | 23 | 1991-04-01 | 2050-12-01 | LADWP | TexEquilonLARefineryG3 | 2024-11-07 | LADWP | Cogen | CHP
Texas_Community_Solar_PV_T | Texas Community Solar PV-T | Texas Community Solar PV-T | 3 | 2017-05-01 | 2047-05-01 | EPE | TEXAS_COMMUNITY_SOLAR | 2024-11-07 | PNM_EPE | Solar_1Axis | Solar |  | Montana Solar Facility |  |  |  | SOLARV2025J_1AXIS__NM_ALBUQUERQUE
The_Dalles | The Dalles | The Dalles | 1808 | 1957-10-01 | 2050-12-01 | BPAT |  |  | BPAT | Hydro | Hydro |  | The Dalles | 1 | 2 | 3
The_Dalles_North_Fishway_N_Wasco_Pud_HY_1_HY | The Dalles North Fishway N Wasco Pud HY 1 HY | The Dalles North Fishway N Wasco Pud HY 1 HY | 4.9 | 1957-06-01 | 2050-12-01 | BPAT | The_Dalles_North_Fishway_NWasHY1HY4_9 | 2024-11-07 | BPAT | Hydro | Hydro |  | Dalles Dam North Fishway Project
Thermo_I_1_BT | Thermo I 1 BT | Thermo I 1 BT | 14 | 2009-04-01 | 2051-12-01 | PAUT |  |  | PACE | Geothermal | Geothermal |  | Thermo No 1 | 1
Thomas_Creek_Solar_1_PV | Thomas Creek Solar 1 PV | Thomas Creek Solar 1 PV | 2.2 | 2019-11-01 | 2050-12-01 | BPAT | ThomasCreekSolar | 2024-11-07 | BPAT | Solar_Fixed | Solar |  | Thomas Creek Solar |  |  |  | SOLARV2025J_FIXED__OR_MEDFORD
Thompson_Falls_1_HY | Thompson Falls 1 HY | Thompson Falls 1 HY | 5 | 2025-06-01 | 2050-12-01 | NWMT | Thompson_Falls1 | 2024-11-07 | NWMT_WAUW | Hydro | Hydro |  | Thompson Falls | TF1
Thompson_Falls_2_HY | Thompson Falls 2 HY | Thompson Falls 2 HY | 5 | 2025-06-01 | 2050-12-01 | NWMT | Thompson_Falls2 | 2024-11-07 | NWMT_WAUW | Hydro | Hydro |  | Thompson Falls | TF2
Thompson_Falls_3_HY | Thompson Falls 3 HY | Thompson Falls 3 HY | 5 | 2025-04-01 | 2050-12-01 | NWMT | Thompson_Falls3 | 2024-11-07 | NWMT_WAUW | Hydro | Hydro |  | Thompson Falls | TF3
Thompson_Falls_4_HY | Thompson Falls 4 HY | Thompson Falls 4 HY | 5 | 2025-03-01 | 2050-12-01 | NWMT | Thompson_Falls4 | 2024-11-07 | NWMT_WAUW | Hydro | Hydro |  | Thompson Falls | TF4
Thompson_Falls_5_HY | Thompson Falls 5 HY | Thompson Falls 5 HY | 5 | 2024-12-01 | 2050-12-01 | NWMT | Thompson_Falls5 | 2024-11-07 | NWMT_WAUW | Hydro | Hydro |  | Thompson Falls | TF5
Thompson_Falls_6_HY | Thompson Falls 6 HY | Thompson Falls 6 HY | 5 | 2024-12-01 | 2050-12-01 | NWMT | Thompson_Falls6 | 2024-11-07 | NWMT_WAUW | Hydro | Hydro |  | Thompson Falls | TF6
Thompson_Falls_7_HY | Thompson Falls 7 HY | Thompson Falls 7 HY | 57.1 | 1996-01-01 | 2050-12-01 | NWMT | Thompson_Falls7 | 2024-11-07 | NWMT_WAUW | Hydro | Hydro |  | Thompson Falls | TF7
Thousand_Springs_1_HY | Thousand Springs 1 HY | Thousand Springs 1 HY | 1 | 1912-08-01 | 2051-12-31 | IPTV |  |  | IPCO | Hydro | Hydro
Thousand_Springs_1_WT | Thousand Springs 1 WT | Thousand Springs 1 WT | 12 | 2010-12-01 | 2051-12-01 | IPMV |  |  | IPCO | Wind | Wind |  | Thousand Springs Wind Park | TSWP |  |  | WIND_V2025E_EIA_IDAHO
Thousand_Springs_2_HY | Thousand Springs 2 HY | Thousand Springs 2 HY | 1 | 1912-08-01 | 2051-12-31 | IPTV |  |  | IPCO | Hydro | Hydro
Thousand_Springs_3_HY | Thousand Springs 3 HY | Thousand Springs 3 HY | 6.79 | 1920-05-01 | 2051-12-31 | IPTV |  |  | IPCO | Hydro | Hydro
Three_Buttes_Windpower_Campbell_Hill_66_WT | Three Buttes Windpower Campbell Hill 66 WT | Three Buttes Windpower Campbell Hill 66 WT | 99 | 2009-12-01 | 2029-12-01 | PAWY | Campbell_Hill | 2024-11-07 | PACE | Wind | Wind |  | Campbell Hill Windpower |  |  |  | WIND_V2025E_EIA_WYOMING
Three_Peaks_Power_1_PV_T | Three Peaks Power 1 PV-T | Three Peaks Power 1 PV-T | 80 | 2016-12-01 | 2036-12-01 | PAUT | Three_Peaks_Solar | 2024-11-07 | PACE | Solar_Fixed | Solar |  | Three Peaks Power |  |  |  | SOLARV2025J_FIXED__UT_SALTLAKECITY
Threemile_Canyon_Wind_I_1_WT | Threemile Canyon Wind I 1 WT | Threemile Canyon Wind I 1 WT | 9.9 | 2009-09-01 | 2029-08-01 | PACW | Three_Mile_Canyon | 2024-11-07 | PACW | Wind | Wind |  | Threemile Canyon |  |  |  | WIND_V2025E_EIA_OREGON
Thunder_Wolf_1_PV_T | Thunder Wolf 1 PV-T | Thunder Wolf 1 PV-T | 248 | 2022-12-01 | 2048-06-01 | PSCO | Thunder_Wolf_PV | 2024-11-07 | PSCO | Solar_1Axis | Solar |  | Thunder Wolf Energy Center Hybrid | TW300 |  |  | SOLARV2025J_1AXIS__CO_DENVER
Thunder_Wolf_BESS | Thunder Wolf BESS | Thunder Wolf BESS | 100 | 2022-12-01 | 2048-06-01 | PSCO |  |  | PSCO | Battery_4h | Li-ion Battery |  | Thunder Wolf Energy Center Hybrid | TW100 |  |  |  | 400 | 4
Thunderegg_Solar_Center_1_PV_NT | Thunderegg Solar Center 1 PV-NT | Thunderegg Solar Center 1 PV-NT | 10 | 2016-12-01 | 2050-12-01 | IPTV | Thunderegg_Solar | 2024-11-07 | IPCO | Solar_Fixed | Solar |  | Thunderegg Solar Center, LLC |  |  |  | SOLARV2025J_FIXED__OR_PORTLAND
Thurston_Wind_1_WT | Thurston Wind 1 WT | Thurston Wind 1 WT | 152 | 2020-04-01 | 2050-12-01 | PSEI | Thurston_Wind | 2024-11-07 | BPAT | Wind | Wind | [5 empty] | WIND_V2025E_EIA_OREGON
Tiber_1_HY | Tiber 1 HY | Tiber 1 HY | 7.5 | 2005-06-01 | 2050-12-01 | WAUW | Tiber_Dam | 2024-11-07 | NWMT_WAUW | Hydro | Hydro |  | Tiber Dam Hydroelectric Plant
Tickle_Creek_Solar_1_PV | Tickle Creek Solar 1 PV | Tickle Creek Solar 1 PV | 1.85 | 2019-12-01 | 2050-12-01 | PortlandGE |  |  | PortlandGE | Solar_1Axis | Solar |  | Tickle Creek Solar | W9317 |  |  | SOLARV2025J_1AXIS__OR_PORTLAND
Tieton_Dam_Hydro_Electric_Proj_1_HY | Tieton Dam Hydro Electric Proj 1 HY | Tieton Dam Hydro Electric Proj 1 HY | 6.9 | 2006-09-01 | 2050-12-01 | PACW | TietonDamHydroUNIT1 | 2024-11-07 | PACW | Hydro | Hydro |  | Tieton Dam Hydro Electric Project | UNIT1 | UNIT2
Tieton_Dam_Hydro_Electric_Proj_2_HY | Tieton Dam Hydro Electric Proj 2 HY | Tieton Dam Hydro Electric Proj 2 HY | 6.9 | 2006-09-01 | 2051-12-31 | PACW |  |  | PACW | Hydro | Hydro
Tilley_498S_DER_Solar_1_PV_NT | Tilley 498S DER Solar 1 PV-NT | Tilley 498S DER Solar 1 PV-NT | 23.6 | 2024-02-01 | 2054-12-01 | AESO |  |  | BCHA_AESO | Solar_Fixed | Solar | [5 empty] | SOLARV2025J_FIXED__WA_SEATTLE
Timothy_Lake_Powerhouse_1_HY | Timothy Lake Powerhouse 1 HY | Timothy Lake Powerhouse 1 HY | 1.2 | 2018-12-01 | 2051-12-31 | PortlandGE |  |  | PortlandGE | Hydro | Hydro
Tipella_1_HY | Tipella 1 HY | Tipella 1 HY | 9.68 | 2009-11-01 | 2055-12-01 | BCHA | Tipella1 | 2024-11-07 | BCHA_AESO | Hydro | Hydro
Tipella_2_HY | Tipella 2 HY | Tipella 2 HY | 9.68 | 2009-11-01 | 2055-12-01 | BCHA | Tipella2 | 2024-11-07 | BCHA_AESO | Hydro | Hydro
Titan_1_PV_T | Titan 1 PV-T | Titan 1 PV-T | 50 | 2020-12-01 | 2038-12-01 | PSCO |  |  | PSCO | Solar_1Axis | Solar |  | Titan Solar | PCEC |  |  | SOLARV2025J_1AXIS__CO_DENVER
Tmf_Biofuels_Three_Mile_Digester_1_IC | Tmf Biofuels Three Mile Digester 1 IC | Tmf Biofuels Three Mile Digester 1 IC | 1.6 | 2019-07-01 | 2024-04-01 | PACW |  |  | PACW | ICE | Reciprocating_Engine |  | Threemile Digester | GEN1
Tmf_Biofuels_Three_Mile_Digester_2_IC | Tmf Biofuels Three Mile Digester 2 IC | Tmf Biofuels Three Mile Digester 2 IC | 1.6 | 2019-07-01 | 2024-04-01 | PACW |  |  | PACW | ICE | Reciprocating_Engine |  | Threemile Digester | GEN2
Tmf_Biofuels_Three_Mile_Digester_3_IC | Tmf Biofuels Three Mile Digester 3 IC | Tmf Biofuels Three Mile Digester 3 IC | 1.6 | 2019-07-01 | 2024-04-01 | PACW |  |  | PACW | ICE | Reciprocating_Engine |  | Threemile Digester | GEN3
Tmwa_Fleish_1_HY | Tmwa Fleish 1 HY | Tmwa Fleish 1 HY | 2.4 | 2024-09-01 | 2028-06-01 | SPPC | NEVP_HY_Agg_Washoe_Co | 2024-11-07 | NEVP | Hydro | Hydro
Tmwa_Verdi_1_HY | Tmwa Verdi 1 HY | Tmwa Verdi 1 HY | 2.39 | 1910-12-01 | 2029-06-01 | NEVP |  |  | NEVP | Hydro | Hydro
Toketee_1_HY | Toketee 1 HY | Toketee 1 HY | 14.2 | 1950-02-01 | 2038-12-01 | PACW | Toketee_Falls_1 | 2024-11-07 | PACW | Hydro | Hydro |  | Toketee Falls | 1
Toketee_2_HY | Toketee 2 HY | Toketee 2 HY | 14.2 | 1949-12-01 | 2038-12-01 | PACW | Toketee_Falls_2 | 2024-11-07 | PACW | Hydro | Hydro |  | Toketee Falls | 2
Toketee_3_HY | Toketee 3 HY | Toketee 3 HY | 14.2 | 2023-03-01 | 2038-12-01 | PACW | Toketee_Falls_3 | 2024-11-07 | PACW | Hydro | Hydro |  | Toketee Falls | 3
Tooele_Army_Depot_Wind_1_WT | Tooele Army Depot Wind 1 WT | Tooele Army Depot Wind 1 WT | 1.5 | 2016-11-01 | 2026-11-01 | PAUT |  |  | PACE | Wind | Wind |  | Tooele Army Depot(CSG) | GEN01 |  |  | WIND_V2025E_EIA_UTAH
Tooele_Army_Depot_Wind_2_2_WT | Tooele Army Depot Wind 2-2 WT | Tooele Army Depot Wind 2-2 WT | 1.7 | 2016-11-01 | 2026-11-01 | PAUT |  |  | PACE | Wind | Wind |  | Tooele Army Depot(CSG) | GEN03 |  |  | WIND_V2025E_EIA_UTAH
Tooele_Army_Depot_WT_Agg | Tooele Army Depot WT Agg | Tooele Army Depot WT Agg | 3.2 | 2016-11-01 | 2026-05-01 | PAUT |  |  | PACE | Wind | Wind |  | Tooele Army Depot(CSG) |  |  |  | WIND_V2025E_EIA_UTAH
Top_Of_The_World_Wind_Duke_110_WT | Top Of The World Wind Duke 110 WT | Top Of The World Wind Duke 110 WT | 100.1 | 2010-10-01 | 2030-12-01 | PAWY | Top_of_the_World_Wind_LLC_1 | 2024-11-07 | PACE | Wind | Wind |  | Top of the World Windpower Project | TOTW1 |  |  | WIND_V2025E_EIA_WYOMING
Top_of_the_World_Wind_LLC_2 | Top of the World Wind LLC 2 | Top of the World Wind LLC 2 | 100.1 | 2010-10-01 | 2030-12-01 | PAWY |  |  | PACE | Wind | Wind |  | Top of the World Windpower Project | TOTW1 |  |  | WIND_V2025E_EIA_WYOMING
Tosco_2_OT | Tosco 2 OT | Tosco 2 OT | 58.5 | 1988-05-01 | 2050-12-01 | LADWP | Tosco2 | 2024-11-07 | LADWP | Cogen | CHP
Totten_Lake_Solar_1_PV_T | Totten Lake Solar 1 PV-T | Totten Lake Solar 1 PV-T | 2.2 | 2022-12-01 | 2050-12-01 | WACM | Totten_Lake_Solar | 2024-11-07 | WACM | Solar_1Axis | Solar |  | Cortez Solar 1, LLC |  |  |  | SOLARV2025J_1AXIS__CO_DENVER
Towaoc_1_HY | Towaoc 1 HY | Towaoc 1 HY | 11.5 | 1993-05-01 | 2050-12-01 | WACM | Towaoc | 2024-11-07 | WACM | Hydro | Hydro |  | Towaoc
Tower_Rd_BESS_BA | Tower Rd BESS BA | Tower Rd BESS BA | 60 | 2025-12-01 | 2054-12-01 | BPAT |  |  | BPAT | Battery_4h | Li-ion Battery | [6 empty] | 240 | 4
Tower_Rd_Solar_PV_T | Tower Rd Solar PV-T | Tower Rd Solar PV-T | 120 | 2024-12-01 | 2050-12-01 | BPAT | TowerRdSolar | 2024-11-07 | BPAT | Solar_1Axis | Solar |  | Tower Solar, LLC |  |  |  | SOLARV2025J_1AXIS__OR_MEDFORD
Town_Of_Taos_Waste_Water_Facility_1_PV_T | Town Of Taos Waste Water Facility 1 PV-T | Town Of Taos Waste Water Facility 1 PV-T | 1 | 2021-06-01 | 2050-12-01 | PNM | Town_of_Taos_Waste_Water_addl | 2024-11-07 | PNM_EPE | Solar_1Axis | Solar | [5 empty] | SOLARV2025J_1AXIS__NM_ALBUQUERQUE
Towner_Wind_III_1_WT | Towner Wind III 1 WT | Towner Wind III 1 WT | 199 | 2026-01-01 | 2051-12-01 | PSCO |  |  | PSCO | Wind | Wind | [5 empty] | WIND_V2025E_EIA_NEWMEXICO
Tracy_3_ST | Tracy 3 ST | Tracy 3 ST | 119.8 | 1974-10-01 | 2038-12-01 | NEVP | Tracy_3 | 2024-11-07 | NEVP | Steam | ST |  | Tracy | 3
Tracy_Clark_Mountain_3_GT3_GT | Tracy Clark Mountain 3 GT3 GT | Tracy Clark Mountain 3 GT3 GT | 85 | 1994-07-01 | 2044-12-01 | NEVP | Clark_Mountain_3 | 2024-11-07 | NEVP | CT | Peaker
Tracy_Clark_Mountain_4_GT4_GT | Tracy Clark Mountain 4 GT4 GT | Tracy Clark Mountain 4 GT4 GT | 85 | 1994-07-01 | 2044-12-01 | NEVP | Clark_Mountain_4 | 2024-11-07 | NEVP | CT | Peaker
Tracy_NV_CC1 | Tracy NV CC1 | Tracy NV CC1 | 139.4 | 1997-03-01 | 2049-12-01 | NEVP |  |  | NEVP | CC | CCGT |  | Tracy | ST1 | ST2
Tracy_NV_CC2a | Tracy NV CC2a | Tracy NV CC2a | 624 | 2008-07-01 | 2049-12-01 | NEVP | Tracy_NV_CC2 | 2024-11-07 | NEVP | CC | CCGT |  | Tracy | 8 | 9
Tracy_NV_CC2b | Tracy NV CC2b | Tracy NV CC2b | 174 | 2008-07-01 | 2049-12-01 | SPPC |  |  | NEVP | CC | CCGT
Tracy_Pump_Total | Tracy Pump Total | Tracy Pump Total | 100 | 1951-01-01 | 2050-01-01 | NCNC |  |  | NCNC | Pumping_Load | Shed_DR
Trans_Jordan_Agg_IC | Trans Jordan Agg IC | Trans Jordan Agg IC | 4.8 | 2009-03-01 | 2050-12-01 | PAUT | Trans_Jordan_Agg | 2024-11-07 | PACE | ICE | Reciprocating_Engine |  | Trans-Jordan Generating Station | 1 | 2 | 3
Travers_Solar_TVS1_ | Travers Solar (TVS1) | Travers Solar (TVS1) | 465 | 2022-08-01 | 2050-12-01 | AESO | Travers_Solar_TVS1 | 2024-11-07 | BCHA_AESO | Solar_1Axis | Solar | [5 empty] | SOLARV2025J_1AXIS__WA_SEATTLE
Treeline_1_PV | Treeline 1 PV | Treeline 1 PV | 3 | 2013-03-01 | 2050-12-01 | NEVP | Treeline | 2024-11-07 | NEVP | Solar_Fixed | Solar |  | Las Vegas WPCF Solar Plant |  |  |  | SOLARV2025J_FIXED_NV_CLARK_LASVEGAS_0
Tretheway_Creek_1_HY | Tretheway Creek 1 HY | Tretheway Creek 1 HY | 11.69 | 2015-10-01 | 2050-12-01 | BCHA | TrethewayCreek1 | 2024-11-07 | BCHA_AESO | Hydro | Hydro
Tretheway_Creek_2_HY | Tretheway Creek 2 HY | Tretheway Creek 2 HY | 11.69 | 2015-10-01 | 2050-12-01 | BCHA | TrethewayCreek2 | 2024-11-07 | BCHA_AESO | Hydro | Hydro
Tri_Center_Naniwa_Energy_4_GT | Tri Center Naniwa Energy 4 GT | Tri Center Naniwa Energy 4 GT | 64 | 2001-06-01 | 2054-12-01 | NEVP |  |  | NEVP | CT | Peaker |  | Tri Center Naniwa Energy | CT4
Trinidad_3_IC | Trinidad 3 IC | Trinidad 3 IC | 17.5 | 1965-01-01 | 2050-12-01 | PSCO | Trinidad3 | 2024-11-07 | PSCO | CT | Peaker |  | Trinidad (CO) | 3
Trinidad_4_IC | Trinidad 4 IC | Trinidad 4 IC | 17.5 | 1965-01-01 | 2050-12-01 | PSCO | Trinidad4 | 2024-11-07 | PSCO | ICE | Reciprocating_Engine |  | Trinidad (CO) | 4
Trinidad_5_IC | Trinidad 5 IC | Trinidad 5 IC | 1.8 | 1999-01-01 | 2050-12-01 | PSCO | Trinidad5IC1_8 | 2024-11-07 | PSCO | ICE | Reciprocating_Engine |  | Trinidad (CO) | 5
Trinidad_6_IC | Trinidad 6 IC | Trinidad 6 IC | 1.8 | 1999-01-01 | 2050-12-01 | PSCO | Trinidad6IC1_8 | 2024-11-07 | PSCO | ICE | Reciprocating_Engine |  | Trinidad (CO) | 6
Trinidad_7_IC | Trinidad 7 IC | Trinidad 7 IC | 1.8 | 1999-01-01 | 2050-12-01 | PSCO | Trinidad7IC1_8 | 2024-11-07 | PSCO | ICE | Reciprocating_Engine |  | Trinidad (CO) | 7
Trinity_1_HY | Trinity 1 HY | Trinity 1 HY | 70 | 1963-12-01 | 2050-12-01 | NCNC | Trinity_1 | 2024-11-07 | NCNC | Hydro | Hydro |  | Trinity | 1
Trinity_2_HY | Trinity 2 HY | Trinity 2 HY | 70 | 1963-12-01 | 2050-12-01 | NCNC | Trinity_2 | 2024-11-07 | NCNC | Hydro | Hydro |  | Trinity | 2
Trio_Small_Hydro_1_HY | Trio Small Hydro 1 HY | Trio Small Hydro 1 HY | 25 | 2021-11-01 | 2050-12-01 | BCHA | Trio_1 | 2024-11-07 | BCHA_AESO | Hydro | Hydro
Trio_Small_Hydro_2_HY | Trio Small Hydro 2 HY | Trio Small Hydro 2 HY | 2 | 2021-11-01 | 2050-12-01 | BCHA | Trio_Small_Hydro | 2024-11-07 | BCHA_AESO | Hydro | Hydro
Trout_Creek_Solar_1_PV_T | Trout Creek Solar 1 PV-T | Trout Creek Solar 1 PV-T | 2 | 2019-01-01 | 2050-12-01 | PSCO | Trout_Creek_Solar | 2024-11-07 | PSCO | Solar_1Axis | Solar |  | Trout Creek Solar |  |  |  | SOLARV2025J_1AXIS__CO_DENVER
Troutdale_BESS_1_BA | Troutdale BESS 1 BA | Troutdale BESS 1 BA | 200 | 2024-12-01 | 2051-12-01 | BPAT |  |  | BPAT | Battery_4h | Li-ion Battery | [6 empty] | 800 | 4
Ts_Power_1_ST | Ts Power 1 ST | Ts Power 1 ST | 242 | 2008-05-01 | 2048-05-01 | NEVP | Newmont_TS_Power | 2024-11-07 | NEVP | Coal | Coal
Tsilhqotin_Solar_1_PV_T | Tsilhqotin Solar 1 PV-T | Tsilhqotin Solar 1 PV-T | 0.99 | 2020-05-01 | 2050-12-01 | BCHA | Tsilhqotin_Solar | 2024-11-07 | BCHA_AESO | Solar_1Axis | Solar | [5 empty] | SOLARV2025J_1AXIS__WA_SEATTLE
Tuana_Gulch_1_WT | Tuana Gulch 1 WT | Tuana Gulch 1 WT | 10.5 | 2010-12-01 | 2051-12-01 | IPMV |  |  | IPCO | Wind | Wind |  | Tuana Gulch Wind Park | TGWP |  |  | WIND_V2025E_EIA_IDAHO
Tuana_Springs_1_WT | Tuana Springs 1 WT | Tuana Springs 1 WT | 35.7 | 2010-05-01 | 2050-12-01 | IPMV | TuanaSprings | 2024-11-07 | IPCO | Wind | Wind |  | Tuana Springs |  |  |  | WIND_V2025E_EIA_IDAHO
Tucannon_River_Wind | Tucannon River Wind | Tucannon River Wind | 266.8 | 2014-12-01 | 2050-12-01 | PortlandGE |  |  | PortlandGE | Wind | Wind |  | Tucannon River Wind Farm |  |  |  | WIND_V2025E_EIA_OREGON
Tumbleweed_Solar_Saturn_Power_Corporation_1_PV_T | Tumbleweed Solar Saturn Power Corporation 1 PV-T | Tumbleweed Solar Saturn Power Corporation 1 PV-T | 9.9 | 2017-12-01 | 2036-12-01 | PACW | TumbleweedSolarLLC | 2024-11-07 | PACW | Solar_1Axis | Solar |  | Tumbleweed Solar, LLC |  |  |  | SOLARV2025J_1AXIS__OR_MEDFORD
Tuolumne_Wind | Tuolumne Wind | Tuolumne Wind | 136.3 | 2009-05-01 | 2050-12-01 | BPAT |  |  | BPAT | Wind | Wind |  | Tuolumne Wind Project |  |  |  | WIND_V2025E_EIA_OREGON
Turlock_Lake_1_HY | Turlock Lake 1 HY | Turlock Lake 1 HY | 1.1 | 1980-07-01 | 2050-12-01 | NCNC | Turlock_Lake1 | 2024-11-07 | NCNC | Hydro | Hydro |  | Turlock Lake | 1
Turlock_Lake_2_HY | Turlock Lake 2 HY | Turlock Lake 2 HY | 1.1 | 1980-07-01 | 2050-12-01 | NCNC | Turlock_Lake2 | 2024-11-07 | NCNC | Hydro | Hydro |  | Turlock Lake | 2
Turlock_Lake_3_HY | Turlock Lake 3 HY | Turlock Lake 3 HY | 1.1 | 1980-07-01 | 2050-12-01 | NCNC | Turlock_Lake3 | 2024-11-07 | NCNC | Hydro | Hydro |  | Turlock Lake | 3
Turnbull_Hydro_1_HY | Turnbull Hydro 1 HY | Turnbull Hydro 1 HY | 13 | 2011-09-01 | 2050-12-01 | NWMT | Turnbull_Hydro1HY13 | 2024-11-07 | NWMT_WAUW | Hydro | Hydro |  | Turnbull Hydro | 1 | 2
Turnip_1_HY | Turnip 1 HY | Turnip 1 HY | 0.41 | 1964-08-10 | 2051-12-31 | IID |  |  | IID | Hydro | Hydro
Turquoise_Solar_2_PV_T | Turquoise Solar 2 PV-T | Turquoise Solar 2 PV-T | 50 | 2020-12-01 | 2039-12-01 | SPPC | Turquoise_Solar2 | 2024-11-07 | NEVP | Solar_1Axis | Solar |  | Turquoise Nevada, LLC |  |  |  | SOLARV2025J_1AXIS_NV_CLARK_LASVEGAS_0
Turquoise_Solar1 | Turquoise Solar1 | Turquoise Solar1 | 10 | 2019-01-01 | 2039-12-01 | NEVP | TURQ_GEN | 2024-11-07 | NEVP | Solar_1Axis | Solar |  | Turquoise Nevada, LLC |  |  |  | SOLARV2025J_1AXIS_CA_YOLO_WOODLAND_0
Tuscarora_1_BT | Tuscarora 1 BT | Tuscarora 1 BT | 16 | 2012-01-01 | 2032-12-01 | NEVP | Tuscarora_G9200 | 2024-11-07 | NEVP | Geothermal | Geothermal |  | Tuscarora Geothermal Power Plant | G9200
Tuscarora_2_BT | Tuscarora 2 BT | Tuscarora 2 BT | 16 | 2012-01-01 | 2032-12-01 | NEVP | Tuscarora_G9201 | 2024-11-07 | NEVP | Geothermal | Geothermal |  | Tuscarora Geothermal Power Plant | G9250
Tutuilla_Solar_PV_T | Tutuilla Solar PV-T | Tutuilla Solar PV-T | 1.6 | 2026-01-01 | 2045-09-01 | PACW |  |  | PACW | Solar_1Axis | Solar | [5 empty] | SOLARV2025J_1AXIS__OR_MEDFORD
Twin_Buttes_1_WT | Twin Buttes 1 WT | Twin Buttes 1 WT | 75 | 2007-07-01 | 2027-07-01 | PSCO | Twin_Buttes_1 | 2024-11-07 | PSCO | Wind | Wind |  | Twin Buttes Wind Project |  |  |  | WIND_V2025E_EIA_NEWMEXICO
Twin_Buttes_2_WT | Twin Buttes 2 WT | Twin Buttes 2 WT | 75 | 2017-12-01 | 2042-12-01 | PSCO | Twin_Buttes_2 | 2024-11-07 | PSCO | Wind | Wind |  | Twin Buttes II Wind |  |  |  | WIND_V2025E_EIA_NEWMEXICO
Twin_Cities_PV_Agg_PV_NT | Twin Cities PV Agg PV-NT | Twin Cities PV Agg PV-NT | 4 | 2012-06-01 | 2051-12-01 | NCNC | TwinCitiesPVAgg | 2024-11-07 | NCNC | Solar_Fixed | Solar | [5 empty] | SOLARV2025J_FIXED__CA_SACRAMENTO
Twin_Falls_1_HY | Twin Falls 1 HY | Twin Falls 1 HY | 12 | 1989-12-01 | 2050-12-01 | PSEI | Twin_Falls1 | 2024-11-07 | BPAT | Hydro | Hydro |  | Twin Falls Hydro | UNI1
Twin_Falls_2_HY | Twin Falls 2 HY | Twin Falls 2 HY | 12 | 1989-12-01 | 2050-12-01 | PSEI | Twin_Falls2 | 2024-11-07 | BPAT | Hydro | Hydro |  | Twin Falls Hydro | UNI2
Twin_Falls_ID_1_HY | Twin Falls ID 1 HY | Twin Falls ID 1 HY | 8.44 | 1935-03-01 | 2050-12-01 | IPMV | Twin_Falls_1 | 2024-11-07 | IPCO | Hydro | Hydro |  | Twin Falls (ID) | 1
Twin_Falls_ID_2_HY | Twin Falls ID 2 HY | Twin Falls ID 2 HY | 44.29 | 1995-07-01 | 2050-12-01 | IPMV | Twin_Falls_2 | 2024-11-07 | IPCO | Hydro | Hydro |  | Twin Falls (ID) | 2
Twin_Reservoirs_Ferc_P_10376_HY_1_HY | Twin Reservoirs Ferc P 10376 HY 1 HY | Twin Reservoirs Ferc P 10376 HY 1 HY | 2.2 | 1988-01-01 | 2050-12-01 | PACW | Twin_Reservoirs_FERC_P_10376HY1HY2_2 | 2024-11-07 | PACW | Hydro | Hydro
Two_Dot_Wind_Farm_1_WT | Two Dot Wind Farm 1 WT | Two Dot Wind Farm 1 WT | 9.69 | 2013-03-01 | 2050-12-01 | NWMT | Two_Dot | 2024-11-07 | NWMT_WAUW | Wind | Wind |  | Two Dot Wind Farm |  |  |  | WIND_V2025E_EIA_WYOMING
Two_Ponds_Windfarm_1_WT | Two Ponds Windfarm 1 WT | Two Ponds Windfarm 1 WT | 23 | 2012-07-01 | 2051-12-01 | IPTV |  |  | IPCO | Wind | Wind |  | Two Ponds Windfarm | 1 |  |  | WIND_V2025E_EIA_IDAHO
Two_Rivers_Wind_LLCWT | Two Rivers Wind LLCWT | Two Rivers Wind LLCWT | 280 | 2028-03-01 | 2050-03-01 | PAWY |  |  | PACE | Wind | Wind | [5 empty] | WIND_V2025E_EIA_WYOMING
Tx_Airport_Solar_5_PV_T | Tx Airport Solar 5 PV-T | Tx Airport Solar 5 PV-T | 5 | 2024-05-01 | 2044-05-01 | EPE |  |  | PNM_EPE | Solar_1Axis | Solar | [5 empty] | SOLARV2025J_1AXIS__NM_ALBUQUERQUE
Tx_Business_Solar_50_PV_T | Tx Business Solar 50 PV-T | Tx Business Solar 50 PV-T | 50 | 2025-05-01 | 2045-05-01 | EPE |  |  | PNM_EPE | Solar_1Axis | Solar | [5 empty] | SOLARV2025J_1AXIS__NM_ALBUQUERQUE
Tx_Community_Solar_10_PV_T | Tx Community Solar 10 PV-T | Tx Community Solar 10 PV-T | 10 | 2024-05-01 | 2044-05-01 | EPE |  |  | PNM_EPE | Solar_1Axis | Solar | [5 empty] | SOLARV2025J_1AXIS__NM_ALBUQUERQUE
Tyson_Creek_1_HY | Tyson Creek 1 HY | Tyson Creek 1 HY | 9.3 | 2010-11-01 | 2050-12-01 | BCHA | Tyson_Creek_1 | 2024-11-07 | BCHA_AESO | Hydro | Hydro
U_Of_C_Generator_Uoc1_1_GT | U Of C Generator Uoc1 1 GT | U Of C Generator Uoc1 1 GT | 12 | 2011-10-01 | 2050-12-01 | AESO | znENMX3499_1 | 2024-11-07 | BCHA_AESO | Cogen | CHP
Uastp_IV_Astroenergy_Gato_Mon_1_PV_T | Uastp IV Astroenergy Gato Mon 1 PV-T | Uastp IV Astroenergy Gato Mon 1 PV-T | 5 | 2012-12-01 | 2032-12-01 | TEPC | UASTPIVAstroenergy | 2024-11-07 | TEPC | Solar_1Axis | Solar |  | Gato Montes Solar, LLC |  |  |  | SOLARV2025J_1AXIS__AZ_TUCSON
Uastp_PV_Agg_PV_T | Uastp PV Agg PV-T | Uastp PV Agg PV-T | 4.7 | 2011-12-01 | 2034-07-01 | TEPC | UASTPPVAgg | 2024-11-07 | TEPC | Solar_Fixed | Solar |  | RE Ajo 1 LLC |  |  |  | SOLARV2025J_FIXED__AZ_TUCSON
UCDMC | UCDMC | UCDMC | 27 | 2024-03-01 | 2054-12-01 | NCNC |  |  | NCNC | CT | Peaker
Ucla_Chiller_Cg_1_CA | Ucla Chiller Cg 1 CA | Ucla Chiller Cg 1 CA | 14.5 | 1993-10-01 | 2050-12-01 | LADWP | UCLA_Chiller_CG1 | 2024-11-07 | LADWP | Cogen | CHP |  | UCLA So Campus Cogen Project | GEN1
Ucla_Chiller_Cg_2_CT | Ucla Chiller Cg 2 CT | Ucla Chiller Cg 2 CT | 14.5 | 1993-10-01 | 2050-12-01 | LADWP | UCLA_Chiller_CG2 | 2024-11-07 | LADWP | Cogen | CHP |  | UCLA So Campus Cogen Project | GEN2
Ucla_Chiller_Cg_3_CT | Ucla Chiller Cg 3 CT | Ucla Chiller Cg 3 CT | 14 | 1993-10-01 | 2050-12-01 | LADWP | UCLA_Chiller_CG3 | 2024-11-07 | LADWP | Cogen | CHP |  | UCLA So Campus Cogen Project | GEN3
Uinta_Agg_HY | Uinta Agg HY | Uinta Agg HY | 1.2 | 2025-12-01 | 2050-12-01 | PAUT | Uinta_Agg | 2024-11-07 | PACE | Hydro | Hydro |  | Uintah | 1 | 2
Union_Valley_1_HY | Union Valley 1 HY | Union Valley 1 HY | 46.7 | 1963-10-01 | 2051-12-01 | NCNC | Union_Valley | 2024-11-07 | NCNC | Hydro | Hydro |  | Union Valley
United_HQ_Brighton_Sol_Partners_1_PV_T | United HQ - Brighton (Sol Partners) 1 PV-T | United HQ - Brighton (Sol Partners) 1 PV-T | 0.02 | 2009-10-01 | 2051-12-01 | BPAT |  |  | BPAT | Solar_Fixed | Solar |  |  | 15755 |  |  | SOLARV2025J_FIXED__OR_MEDFORD
University_Of_Alberta_Uoa1_1_ST | University Of Alberta Uoa1 1 ST | University Of Alberta Uoa1 1 ST | 13 | 2000-01-01 | 2050-12-01 | AESO | UofA1 | 2024-11-07 | BCHA_AESO | Cogen | CHP
University_Of_Alberta_Uoa1_2_ST | University Of Alberta Uoa1 2 ST | University Of Alberta Uoa1 2 ST | 26 | 1994-01-01 | 2050-12-01 | AESO | UofA2 | 2024-11-07 | BCHA_AESO | Cogen | CHP
University_Of_Oregon_Cogen_Pro_1_ST | University Of Oregon Cogen Pro 1 ST | University Of Oregon Cogen Pro 1 ST | 7.5 | 2012-10-01 | 2050-12-01 | BPAT |  |  | BPAT | Cogen | CHP |  | Univ of Oregon Central Power Station | CTG1
University_Of_Oregon_Cogen_Pro_CT1_CT | University Of Oregon Cogen Pro CT1 CT | University Of Oregon Cogen Pro CT1 CT | 3.5 | 2012-10-01 | 2050-12-01 | BPAT | UofOR_CC_Total | 2024-11-07 | BPAT | CC | CCGT |  | Univ of Oregon Central Power Station | STG1
Upper_Baker_1_HY | Upper Baker 1 HY | Upper Baker 1 HY | 52.39 | 1958-12-01 | 2050-12-01 | PSEI | Upper_Baker_1 | 2024-11-07 | BPAT | Hydro | Hydro |  | Upper Baker | 1
Upper_Baker_2_HY | Upper Baker 2 HY | Upper Baker 2 HY | 67 | 1958-12-01 | 2050-12-01 | PSEI | Upper_Baker_2 | 2024-11-07 | BPAT | Hydro | Hydro |  | Upper Baker | 2
Upper_Bear_1_HY | Upper Bear 1 HY | Upper Bear 1 HY | 13.19 | 2012-03-01 | 2050-12-01 | BCHA | Upper_Bear | 2024-11-07 | BCHA_AESO | Hydro | Hydro
Upper_Bonnington_1_HY | Upper Bonnington 1 HY | Upper Bonnington 1 HY | 6.7 | 2023-06-01 | 2050-12-01 | BCHA | U_Bonnington_1 | 2024-11-07 | BCHA_AESO | Hydro | Hydro
Upper_Bonnington_2_HY | Upper Bonnington 2 HY | Upper Bonnington 2 HY | 6 | 1999-11-01 | 2050-12-01 | BCHA | U_Bonnington_2 | 2024-11-07 | BCHA_AESO | Hydro | Hydro
Upper_Bonnington_3_HY | Upper Bonnington 3 HY | Upper Bonnington 3 HY | 6 | 1999-11-01 | 2050-12-01 | BCHA | U_Bonnington_3 | 2024-11-07 | BCHA_AESO | Hydro | Hydro
Upper_Bonnington_4_HY | Upper Bonnington 4 HY | Upper Bonnington 4 HY | 6.7 | 1999-11-01 | 2050-12-01 | BCHA | U_Bonnington_4 | 2024-11-07 | BCHA_AESO | Hydro | Hydro
Upper_Bonnington_5_HY | Upper Bonnington 5 HY | Upper Bonnington 5 HY | 23.39 | 1999-11-01 | 2050-12-01 | BCHA | U_Bonnington_5 | 2024-11-07 | BCHA_AESO | Hydro | Hydro
Upper_Bonnington_6_HY | Upper Bonnington 6 HY | Upper Bonnington 6 HY | 19.39 | 1999-11-01 | 2050-12-01 | BCHA | U_Bonnington_6 | 2024-11-07 | BCHA_AESO | Hydro | Hydro
Upper_Clowhom_2_HY | Upper Clowhom 2 HY | Upper Clowhom 2 HY | 12 | 2010-02-01 | 2050-12-01 | BCHA | Upper_Clowhom_1 | 2024-11-07 | BCHA_AESO | Hydro | Hydro
Upper_Falls_Post_St_1_HY | Upper Falls Post St 1 HY | Upper Falls Post St 1 HY | 10 | 2026-01-01 | 2050-12-01 | AVA | Upper_Falls_1 | 2024-11-07 | BPAT | Hydro | Hydro |  | Upper Falls
Upper_Gorge_1_HY | Upper Gorge 1 HY | Upper Gorge 1 HY | 37.5 | 1953-06-01 | 2050-12-01 | LADWP | Upper_Gorge | 2024-11-07 | LADWP | Hydro | Hydro |  | Upper Gorge
Upper_Lillooet_River_1_HY | Upper Lillooet River 1 HY | Upper Lillooet River 1 HY | 7.4 | 2017-03-01 | 2050-12-01 | BCHA | Upper_Lillooet1 | 2024-11-07 | BCHA_AESO | Hydro | Hydro
Upper_Lillooet_River_2_HY | Upper Lillooet River 2 HY | Upper Lillooet River 2 HY | 20.23 | 2017-03-01 | 2050-12-01 | BCHA | Upper_Lillooet2 | 2024-11-07 | BCHA_AESO | Hydro | Hydro
Upper_Lillooet_River_3_HY | Upper Lillooet River 3 HY | Upper Lillooet River 3 HY | 20.23 | 2017-03-01 | 2050-12-01 | BCHA | Upper_Lillooet3 | 2024-11-07 | BCHA_AESO | Hydro | Hydro
Upper_Lillooet_River_4_HY | Upper Lillooet River 4 HY | Upper Lillooet River 4 HY | 20.23 | 2017-03-01 | 2050-12-01 | BCHA | Upper_Lillooet4 | 2024-11-07 | BCHA_AESO | Hydro | Hydro
Upper_Malad_1_HY | Upper Malad 1 HY | Upper Malad 1 HY | 8.27 | 1948-06-01 | 2051-12-31 | IPTV |  |  | IPCO | Hydro | Hydro
Upper_Mamquam_1_HY | Upper Mamquam 1 HY | Upper Mamquam 1 HY | 12.5 | 2005-07-01 | 2050-12-01 | BCHA | Upper_Mamquam_1 | 2024-11-07 | BCHA_AESO | Hydro | Hydro
Upper_Mamquam_2_HY | Upper Mamquam 2 HY | Upper Mamquam 2 HY | 12.5 | 2005-07-01 | 2050-12-01 | BCHA | Upper_Mamquam_2 | 2024-11-07 | BCHA_AESO | Hydro | Hydro
Upper_Molina_1_HY | Upper Molina 1 HY | Upper Molina 1 HY | 8.64 | 1962-12-01 | 2050-12-01 | WACM | Upper_Molina | 2024-11-07 | WACM | Hydro | Hydro |  | Upper Molina
Upper_Power_Plant_4_HY | Upper Power Plant 4 HY | Upper Power Plant 4 HY | 8 | 1982-09-01 | 2050-12-01 | PAID | Upper_Power_Plant | 2024-11-07 | PACE | Hydro | Hydro |  | Upper Power Plant
Upper_Ramona_1_HY | Upper Ramona 1 HY | Upper Ramona 1 HY | 7 | 2018-12-01 | 2050-12-01 | BCHA | Ramonas_U_1 | 2024-11-07 | BCHA_AESO | Hydro | Hydro
Upper_Salmon_A_1_HY | Upper Salmon A 1 HY | Upper Salmon A 1 HY | 9 | 1937-09-01 | 2050-12-01 | IPMV | Upper_Salmon1 | 2024-11-07 | IPCO | Hydro | Hydro |  | Upper Salmon A | 1
Upper_Salmon_A_2_HY | Upper Salmon A 2 HY | Upper Salmon A 2 HY | 9 | 1937-09-01 | 2050-12-01 | IPMV | Upper_Salmon2 | 2024-11-07 | IPCO | Hydro | Hydro |  | Upper Salmon A | 2
Upper_Salmon_B_1_HY | Upper Salmon B 1 HY | Upper Salmon B 1 HY | 8.25 | 1947-09-01 | 2050-12-01 | IPMV | Upper_Salmon3 | 2024-11-07 | IPCO | Hydro | Hydro |  | Upper Salmon B | 1
Upper_Salmon_B_2_HY | Upper Salmon B 2 HY | Upper Salmon B 2 HY | 8.25 | 1947-09-01 | 2050-12-01 | IPMV | Upper_Salmon4 | 2024-11-07 | IPCO | Hydro | Hydro |  | Upper Salmon B | 2
Upper_Stave_Energy_1_HY | Upper Stave Energy 1 HY | Upper Stave Energy 1 HY | 4.42 | 2009-11-01 | 2050-12-01 | BCHA | Upper_Stave1 | 2024-11-07 | BCHA_AESO | Hydro | Hydro
Upper_Stave_Energy_2_HY | Upper Stave Energy 2 HY | Upper Stave Energy 2 HY | 10.25 | 2009-11-01 | 2050-12-01 | BCHA | Upper_Stave2 | 2024-11-07 | BCHA_AESO | Hydro | Hydro
Upper_Stave_Energy_3_HY | Upper Stave Energy 3 HY | Upper Stave Energy 3 HY | 10.25 | 2009-11-01 | 2050-12-01 | BCHA | Upper_Stave3 | 2024-11-07 | BCHA_AESO | Hydro | Hydro
Upper_Stave_Energy_4_HY | Upper Stave Energy 4 HY | Upper Stave Energy 4 HY | 10.25 | 2009-11-01 | 2050-12-01 | BCHA | Upper_Stave4 | 2024-11-07 | BCHA_AESO | Hydro | Hydro
Upriver_1_HY | Upriver 1 HY | Upriver 1 HY | 2 | 1936-01-01 | 2050-12-01 | AVA | Upriver_Dam1 | 2024-11-07 | BPAT | Hydro | Hydro |  | Upriver Dam Hydro Plant | GEN1
Upriver_2_HY | Upriver 2 HY | Upriver 2 HY | 2 | 1936-01-01 | 2050-12-01 | AVA | Upriver_Dam2 | 2024-11-07 | BPAT | Hydro | Hydro |  | Upriver Dam Hydro Plant | GEN2
Upriver_3_HY | Upriver 3 HY | Upriver 3 HY | 2 | 1936-01-01 | 2050-12-01 | AVA | Upriver_Dam3 | 2024-11-07 | BPAT | Hydro | Hydro |  | Upriver Dam Hydro Plant | GEN3
Upriver_4_HY | Upriver 4 HY | Upriver 4 HY | 5.8 | 1984-06-01 | 2050-12-01 | AVA | Upriver_Dam4 | 2024-11-07 | BPAT | Hydro | Hydro |  | Upriver Dam Hydro Plant | GEN4
Upriver_5_HY | Upriver 5 HY | Upriver 5 HY | 5.8 | 1984-06-01 | 2050-12-01 | AVA | Upriver_Dam5 | 2024-11-07 | BPAT | Hydro | Hydro |  | Upriver Dam Hydro Plant | GEN5
Us_Magnesium_Mag_Corp_1_GT | Us Magnesium Mag Corp 1 GT | Us Magnesium Mag Corp 1 GT | 16 | 1972-01-01 | 2050-12-01 | PAUT | US_Magnesium1 | 2024-11-07 | PACE | CT | Peaker |  | US Magnesium | GT1
Us_Magnesium_Mag_Corp_2_GT | Us Magnesium Mag Corp 2 GT | Us Magnesium Mag Corp 2 GT | 16 | 1972-01-01 | 2050-12-01 | PAUT | US_Magnesium2 | 2024-11-07 | PACE | CT | Peaker |  | US Magnesium | GT2
Us_Magnesium_Mag_Corp_3_GT | Us Magnesium Mag Corp 3 GT | Us Magnesium Mag Corp 3 GT | 16 | 1972-01-01 | 2050-12-01 | PAUT | US_Magnesium3 | 2024-11-07 | PACE | CT | Peaker |  | US Magnesium | GT3
Usafa_PV_1_PV | Usafa PV 1 PV | Usafa PV 1 PV | 5.5 | 2011-07-01 | 2050-12-01 | PSCO | USAFA_PV | 2024-11-07 | PSCO | Solar_1Axis | Solar |  | AFA Solar Farm |  |  |  | SOLARV2025J_1AXIS__CO_DENVER
Utah_Red_Hills_Renewable_Park_1_PV_T | Utah Red Hills Renewable Park 1 PV-T | Utah Red Hills Renewable Park 1 PV-T | 80 | 2015-12-01 | 2036-12-01 | PAUT | RedHillsSolar | 2024-11-07 | PACE | Solar_Fixed | Solar |  | Utah Red Hills Renewable Energy Park |  |  |  | SOLARV2025J_FIXED_NV_CLARK_LASVEGAS_0
Utah_State_University_1_GT | Utah State University 1 GT | Utah State University 1 GT | 5 | 2004-08-01 | 2054-12-01 | PAUT |  |  | PACE | CT | Peaker |  | Central Energy Plant USU | TURBI
Vale_Air_Solar_Center_1_PV_NT | Vale Air Solar Center 1 PV-NT | Vale Air Solar Center 1 PV-NT | 10 | 2016-12-01 | 2050-12-01 | IPTV | Vale_Solar_OR | 2024-11-07 | IPCO | Solar_Fixed | Solar |  | Vale Air Solar Center, LLC |  |  |  | SOLARV2025J_FIXED__OR_PORTLAND
Vale_I_Solar_1_PV_NT | Vale I Solar 1 PV-NT | Vale I Solar 1 PV-NT | 3 | 2020-07-01 | 2050-12-01 | IPTV | Vale_I_Solar | 2024-11-07 | IPCO | Solar_Fixed | Solar |  | Vale Solar Center |  |  |  | SOLARV2025J_FIXED__OR_PORTLAND
Valencia_1_GT | Valencia 1 GT | Valencia 1 GT | 18 | 1989-08-01 | 2051-12-01 | TEPC | Valencia_AZ_1 | 2024-11-07 | TEPC | CT | Peaker |  | Valencia | GT1
Valencia_2_GT | Valencia 2 GT | Valencia 2 GT | 18 | 1989-08-01 | 2052-01-01 | TEPC | Valencia_AZ_2 | 2024-11-07 | TEPC | CT | Peaker |  | Valencia | GT2
Valencia_2_PV_T | Valencia 2 PV-T | Valencia 2 PV-T | 2 | 2020-11-01 | 2050-12-01 | IID | V2_GEN | 2024-11-07 | IID | Solar_Fixed | Solar |  | Valencia 2 |  |  |  | SOLARV2025J_FIXED__CA_BRAWLEY
Valencia_3_GT | Valencia 3 GT | Valencia 3 GT | 18 | 1989-08-01 | 2052-01-01 | TEPC | Valencia_AZ_3 | 2024-11-07 | TEPC | CT | Peaker |  | Valencia | GT3
Valencia_3_PV_T | Valencia 3 PV-T | Valencia 3 PV-T | 3 | 2021-03-01 | 2051-12-01 | IID |  |  | IID | Solar_1Axis | Solar |  | Valencia 3 | 266 |  |  | SOLARV2025J_1AXIS__CA_BRAWLEY
Valencia_4_GT | Valencia 4 GT | Valencia 4 GT | 19.8 | 2006-06-01 | 2052-01-01 | TEPC | Valencia_AZ_4 | 2024-11-07 | TEPC | CT | Peaker |  | Valencia | GT4
Valencia_Gt_1_GT | Valencia Gt 1 GT | Valencia Gt 1 GT | 158.5 | 2008-06-01 | 2028-05-01 | PNM | Valencia_NM_1 | 2024-11-07 | PNM_EPE | CT | Peaker |  | Valencia Energy Facility | CTG1
Valencia_PV_Agg_PV_T | Valencia PV Agg PV-T | Valencia PV Agg PV-T | 3 | 2017-12-01 | 2050-12-01 | IID | V3_GEN | 2024-11-07 | IID | Solar_Fixed | Solar |  | Valencia 1 Solar CA |  |  |  | SOLARV2025J_FIXED__CA_BRAWLEY
Valley_CC1a | Valley CC1a | Valley CC1a | 447.15 | 2003-09-01 | 2050-12-01 | LADWP | Valley_CC | 2024-11-07 | LADWP | CC | CCGT |  | Valley (CA)
Valley_CC1b | Valley CC1b | Valley CC1b | 182.75 | 2003-09-01 | 2050-12-01 | LADWP |  |  | LADWP | CC | CCGT
Valley_Creek_Solar_1_PV | Valley Creek Solar 1 PV | Valley Creek Solar 1 PV | 2.2 | 2017-12-01 | 2050-12-01 | BPAT | ValleyCreekSolarPGRC6 | 2024-11-07 | BPAT | Solar_Fixed | Solar |  | Valley Creek Solar |  |  |  | SOLARV2025J_FIXED__OR_MEDFORD
Valley_Gt_5_GT | Valley Gt 5 GT | Valley Gt 5 GT | 60.5 | 2001-08-01 | 2050-12-01 | LADWP | Valley_Unit_5 | 2024-11-07 | LADWP | CT | Peaker |  | Valley (CA) | 5
Valley_View_1_Vvw1_1_GT | Valley View 1 Vvw1 1 GT | Valley View 1 Vvw1 1 GT | 50 | 2001-12-01 | 2050-12-01 | AESO | Valleyview1_1 | 2024-11-07 | BCHA_AESO | CT | Peaker
Valley_View_2_Vvw2_2_GT | Valley View 2 Vvw2 2 GT | Valley View 2 Vvw2 2 GT | 50 | 2008-12-01 | 2050-12-01 | AESO | Valleyview2_1 | 2024-11-07 | BCHA_AESO | CT | Peaker
Valley_View_Solar_PV | Valley View Solar PV | Valley View Solar PV | 4 | 2015-01-01 | 2051-12-01 | WACM |  |  | WACM | Solar_1Axis | Solar |  | Valley View Solar | VVS |  |  | SOLARV2025J_1AXIS__CO_DENVER
Valmont_6_GT | Valmont 6 GT | Valmont 6 GT | 59.28 | 1972-12-01 | 2026-12-01 | PSCO | Valmont_6 | 2024-11-07 | PSCO | CT | Peaker |  | Valmont | 6
Valmont_7_GT | Valmont 7 GT | Valmont 7 GT | 60.5 | 2000-06-01 | 2038-12-01 | PSCO | Valmont_7 | 2024-11-07 | PSCO | CT | Peaker |  | Valmont Combustion Turbine Project | UN7
Valmont_8_GT | Valmont 8 GT | Valmont 8 GT | 60.5 | 2001-07-01 | 2038-12-01 | PSCO | Valmont_8 | 2024-11-07 | PSCO | CT | Peaker |  | Valmont Combustion Turbine Project | UN8
Vansycle_1_WT | Vansycle 1 WT | Vansycle 1 WT | 25.1 | 2009-11-01 | 2050-12-01 | BPAT | Vansycle_I | 2024-11-07 | BPAT | Wind | Wind |  | Vansycle | WGNS |  |  | WIND_V2025E_EIA_OREGON
Vansycle_2_WT | Vansycle 2 WT | Vansycle 2 WT | 98.9 | 2009-11-01 | 2050-12-01 | PACW | Vansycle_II | 2024-11-07 | PACW | Wind | Wind |  | Vansycle II Wind Energy Center | SIE23 |  |  | WIND_V2025E_EIA_OREGON
Vansycle_OR | Vansycle_OR | Vansycle_OR | 123.42 | 2002-02-01 | 2050-12-01 | BPAT |  |  | BPAT | Wind | Wind |  | FPL Energy Vansycle LLC (OR) |  |  |  | WIND_V2025E_EIA_OREGON
Vansycle_WA | Vansycle_WA | Vansycle_WA | 176.9 | 2002-02-01 | 2050-12-01 | BPAT |  |  | BPAT | Wind | Wind |  | FPL Energy Vansycle LLC (WA) |  |  |  | WIND_V2025E_EIA_OREGON
Vantage_Wind_1_WT | Vantage Wind 1 WT | Vantage Wind 1 WT | 96 | 2010-10-01 | 2050-12-01 | BPAT | Vantage | 2024-11-07 | BPAT | Wind | Wind |  | Vantage Wind Energy LLC |  |  |  | WIND_V2025E_EIA_OREGON
Vauxhall_1_PV_NT | Vauxhall 1 PV-NT | Vauxhall 1 PV-NT | 60 | 2024-06-01 | 2054-12-01 | AESO |  |  | BCHA_AESO | Solar_Fixed | Solar | [5 empty] | SOLARV2025J_FIXED__WA_SEATTLE
Vauxhall_Vxh1_1_PV_NT | Vauxhall Vxh1 1 PV-NT | Vauxhall Vxh1 1 PV-NT | 22 | 2020-04-01 | 2050-12-01 | AESO | Vauxhall_Solar_DER | 2024-11-07 | BCHA_AESO | Solar_1Axis | Solar | [5 empty] | SOLARV2025J_1AXIS__WA_SEATTLE
Veyo_1_HY | Veyo 1 HY | Veyo 1 HY | 0.5 | 1920-01-03 | 2024-12-31 | PAUT |  |  | PACE | Hydro | Hydro
Veyo_Waste_Heat_Generator_1_OT | Veyo Waste Heat Generator 1 OT | Veyo Waste Heat Generator 1 OT | 9.5 | 2016-05-01 | 2050-12-01 | PAUT | Veyo_Waste_Heat_Generator1OT9_5 | 2024-11-07 | PACE | Steam | ST |  | Veyo Heat Recovery Project
Victory_Solar_1_PV_T | Victory Solar 1 PV-T | Victory Solar 1 PV-T | 12.83 | 2016-12-01 | 2050-12-01 | PSCO | Victory_Solar | 2024-11-07 | PSCO | Solar_1Axis | Solar |  | Victory Solar LLC |  |  |  | SOLARV2025J_1AXIS__CO_DENVER
Vilas_Solar_Energy_1_PV_T | Vilas Solar Energy 1 PV-T | Vilas Solar Energy 1 PV-T | 4 | 2018-03-01 | 2050-12-01 | PSCO | Vilas_Solar_Energy | 2024-11-07 | PSCO | Solar_1Axis | Solar |  | Vilas Solar Array |  |  |  | SOLARV2025J_1AXIS__CO_DENVER
Vinelands_Hydro_1_HY | Vinelands Hydro 1 HY | Vinelands Hydro 1 HY | 4.8 | 2022-11-05 | 2051-12-31 | PSCO |  |  | PSCO | Hydro | Hydro
Vista_Solar_Energy_Center_1_PV_T | Vista Solar Energy Center 1 PV-T | Vista Solar Energy Center 1 PV-T | 10 | 2019-03-01 | 2049-12-01 | PNM | Vista_Solar_Energy_Center | 2024-11-07 | PNM_EPE | Solar_Fixed | Solar |  | Vista Solar Energy Center |  |  |  | SOLARV2025J_FIXED__NM_ALBUQUERQUE
Viva_Naughton_Agg_HY | Viva Naughton Agg HY | Viva Naughton Agg HY | 0.8 | 1986-04-01 | 2040-12-01 | PAWY | Viva_Naughton_Agg | 2024-11-07 | PACE | Hydro | Hydro
Volcano_Creek_1_HY | Volcano Creek 1 HY | Volcano Creek 1 HY | 9 | 2014-12-01 | 2050-12-01 | BCHA | Volcano_Creek_1 | 2024-11-07 | BCHA_AESO | Hydro | Hydro
Volcano_Creek_2_HY | Volcano Creek 2 HY | Volcano Creek 2 HY | 9 | 2014-12-01 | 2050-12-01 | BCHA | Volcano_Creek_2 | 2024-11-07 | BCHA_AESO | Hydro | Hydro
Vulcan_1_BT | Vulcan 1 BT | Vulcan 1 BT | 29 | 1985-12-01 | 2050-12-01 | IID | Vulcan_1 | 2024-11-07 | IID | Geothermal | Geothermal | SCE | Vulcan-BN Geothermal Power Company | GEN1
Vulcan_2_BT | Vulcan 2 BT | Vulcan 2 BT | 9.19 | 1985-12-01 | 2050-12-01 | IID | Vulcan_2 | 2024-11-07 | IID | Geothermal | Geothermal | SRP | Vulcan-BN Geothermal Power Company | GEN2
Vulcan_255S_Der_Solar_1_PV_NT | Vulcan 255S Der Solar 1 PV-NT | Vulcan 255S Der Solar 1 PV-NT | 15 | 2024-06-01 | 2051-12-01 | AESO |  |  | BCHA_AESO | Solar_Fixed | Solar | [5 empty] | SOLARV2025J_FIXED__WA_SEATTLE
Vulcan_Patua1_1_BT | Vulcan Patua1 1 BT | Vulcan Patua1 1 BT | 10 | 2013-12-01 | 2043-12-01 | NEVP | Patua_1A1 | 2024-11-07 | NEVP | Geothermal | Geothermal |  | Patua Acquisition Project, LLC | 1
Vulcan_Vcn1_1_PV_NT | Vulcan Vcn1 1 PV-NT | Vulcan Vcn1 1 PV-NT | 22 | 2022-02-01 | 2050-12-01 | AESO | 255S_Vulcan_Faribault_Farms | 2024-11-07 | BCHA_AESO | Solar_1Axis | Solar | [5 empty] | SOLARV2025J_1AXIS__WA_SEATTLE
Wagon_Trail_Oregon_Windfarms_1_WT | Wagon Trail Oregon Windfarms 1 WT | Wagon Trail Oregon Windfarms 1 WT | 3.3 | 2009-09-01 | 2029-01-01 | PACW |  |  | PACW | Wind | Wind |  | Wagon Trail LLC | 1 |  |  | WIND_V2025E_EIA_OREGON
Wahleach_1_HY | Wahleach 1 HY | Wahleach 1 HY | 61.1 | 1951-12-01 | 2050-12-01 | BCHA | Wahleach_1 | 2024-11-07 | BCHA_AESO | Hydro | Hydro
Walden_North_1_HY | Walden North 1 HY | Walden North 1 HY | 0.56 | 1993-03-01 | 2050-12-01 | BCHA | Walden_North_1 | 2024-11-07 | BCHA_AESO | Hydro | Hydro
Walden_North_2_HY | Walden North 2 HY | Walden North 2 HY | 3.6 | 1993-03-01 | 2050-12-01 | BCHA | Walden_North_2 | 2024-11-07 | BCHA_AESO | Hydro | Hydro
Walden_North_3_HY | Walden North 3 HY | Walden North 3 HY | 3.6 | 1993-03-01 | 2050-12-01 | BCHA | Walden_North_3 | 2024-11-07 | BCHA_AESO | Hydro | Hydro
Walden_North_4_HY | Walden North 4 HY | Walden North 4 HY | 3.6 | 1993-03-01 | 2050-12-01 | BCHA | Walden_North_4 | 2024-11-07 | BCHA_AESO | Hydro | Hydro
Walden_North_5_HY | Walden North 5 HY | Walden North 5 HY | 3.6 | 1993-03-01 | 2050-12-01 | BCHA | Walden_North_5 | 2024-11-07 | BCHA_AESO | Hydro | Hydro
Walden_North_6_HY | Walden North 6 HY | Walden North 6 HY | 3.6 | 1993-03-01 | 2051-12-31 | BCHA |  |  | BCHA_AESO | Hydro | Hydro
Wallowa_Falls_1_HY | Wallowa Falls 1 HY | Wallowa Falls 1 HY | 1.1 | 2026-01-01 | 2056-12-01 | PACW | Wallowa_Falls1 | 2024-11-07 | PACW | Hydro | Hydro |  | Wallowa Falls
Walnut_1_GT | Walnut 1 GT | Walnut 1 GT | 33.7 | 1986-04-01 | 2050-12-01 | NCNC | Walnut_1 | 2024-11-07 | NCNC | CT | Peaker |  | Walnut | 1
Walnut_2_GT | Walnut 2 GT | Walnut 2 GT | 33.7 | 1986-04-01 | 2050-12-01 | NCNC | Walnut_2 | 2024-11-07 | NCNC | CT | Peaker |  | Walnut | 2
Walnut_Energy_CC1a | Walnut Energy CC1a | Walnut Energy CC1a | 241.9 | 2006-03-01 | 2050-12-01 | NCNC |  |  | NCNC | CC | CCGT |  | Walnut Energy Center
Walnut_Energy_CC1b | Walnut Energy CC1b | Walnut Energy CC1b | 111.59 | 2006-03-01 | 2050-12-01 | NCNC |  |  | NCNC | CC | CCGT
Walter_Hardman_1_HY | Walter Hardman 1 HY | Walter Hardman 1 HY | 5 | 1959-12-01 | 2050-12-01 | BCHA | WalterHardman1 | 2024-11-07 | BCHA_AESO | Hydro | Hydro
Walter_Hardman_2_HY | Walter Hardman 2 HY | Walter Hardman 2 HY | 5 | 1964-12-01 | 2050-12-01 | BCHA | WalterHardman2 | 2024-11-07 | BCHA_AESO | Hydro | Hydro
Walterville_Ferc_P_2496_HY_1_HY | Walterville Ferc P 2496 HY 1 HY | Walterville Ferc P 2496 HY 1 HY | 8 | 1948-12-01 | 2050-12-01 | BPAT | Walterville_1 | 2024-11-07 | BPAT | Hydro | Hydro |  | Walterville
Wanapum | Wanapum | Wanapum | 1222 | 2013-11-01 | 2050-12-01 | GCPD |  |  | BPAT | Hydro | Hydro |  | Wanapum | 1A | 2A | 3A
Waneta_1_HY | Waneta 1 HY | Waneta 1 HY | 120 | 2002-11-01 | 2050-12-01 | BCHA | Waneta1 | 2024-11-07 | BCHA_AESO | Hydro | Hydro
Waneta_2_HY | Waneta 2 HY | Waneta 2 HY | 120 | 2002-11-01 | 2050-12-01 | BCHA | Waneta2 | 2024-11-07 | BCHA_AESO | Hydro | Hydro
Waneta_3_HY | Waneta 3 HY | Waneta 3 HY | 120 | 2002-11-01 | 2050-12-01 | BCHA | Waneta3 | 2024-11-07 | BCHA_AESO | Hydro | Hydro
Waneta_4_HY | Waneta 4 HY | Waneta 4 HY | 120 | 2002-11-01 | 2050-12-01 | BCHA | Waneta4 | 2024-11-07 | BCHA_AESO | Hydro | Hydro
Waneta_Expansion_1_HY | Waneta Expansion 1 HY | Waneta Expansion 1 HY | 167.5 | 2015-03-01 | 2050-12-01 | BCHA | Waneta1_Exp | 2024-11-07 | BCHA_AESO | Hydro | Hydro
Waneta_Expansion_2_HY | Waneta Expansion 2 HY | Waneta Expansion 2 HY | 167.5 | 2015-03-01 | 2050-12-01 | BCHA | Waneta2_Exp | 2024-11-07 | BCHA_AESO | Hydro | Hydro
Ward_Butte_Windfarm_Oregon_Windfarms_1_WT | Ward Butte Windfarm Oregon Windfarms 1 WT | Ward Butte Windfarm Oregon Windfarms 1 WT | 6.6 | 2009-09-01 | 2029-01-01 | PACW |  |  | PACW | Wind | Wind |  | Ward Butte Windfarm LLC | 1 |  |  | WIND_V2025E_EIA_OREGON
Warren_Af_Wind_1_WT | Warren Af Wind 1 WT | Warren Af Wind 1 WT | 1.3 | 2005-01-01 | 2050-12-01 | WACM | Warren_AF_Wind | 2024-11-07 | WACM | Wind | Wind | [5 empty] | WIND_V2025E_EIA_WYOMING
Washoe_2_HY | Washoe 2 HY | Washoe 2 HY | 1.3 | 1903-12-01 | 2028-06-01 | NEVP |  |  | NEVP | Hydro | Hydro
Waste_Management_Landfill1 | Waste Management Landfill1 | Waste Management Landfill1 | 1.6 | 2012-08-01 | 2050-12-01 | AZPS | WasteManagementLandfill1 | 2024-11-07 | AZPS | Biogas | Biogas
Waste_Management_Landfill2 | Waste Management Landfill2 | Waste Management Landfill2 | 1.6 | 2012-08-01 | 2050-12-01 | AZPS | WasteManagementLandfill2 | 2024-11-07 | AZPS | Biogas | Biogas
Waste_Management_Lockwood_Lfgt_1_IC | Waste Management Lockwood Lfgt 1 IC | Waste Management Lockwood Lfgt 1 IC | 1.6 | 2012-04-01 | 2032-12-01 | NEVP | WasteManagementLockwoodLFG | 2024-11-07 | NEVP | Biogas | Biogas |  | Waste Management Lockwood LFGTE | GEN1
Waste_Management_Lockwood_Lfgt_2_IC | Waste Management Lockwood Lfgt 2 IC | Waste Management Lockwood Lfgt 2 IC | 1.6 | 2012-04-01 | 2032-12-01 | NEVP | Waste_Management_Lockwood_LFGT2 | 2024-11-07 | NEVP | Biogas | Biogas
Watson_Reservoir_Hydro_Ferc_HY_1_HY | Watson Reservoir Hydro Ferc HY 1 HY | Watson Reservoir Hydro Ferc HY 1 HY | 0.68 | 2014-08-01 | 2050-12-01 | PACW | Watson_Reservoir_Hydro_FERCHY1HY0_68 | 2024-11-07 | PACW | Hydro | Hydro
Weber_1_HY | Weber 1 HY | Weber 1 HY | 3.9 | 1949-01-01 | 2050-12-01 | PAUT | Weber | 2024-11-07 | PACE | Hydro | Hydro |  | Weber
Wedgemount_Creek_1_HY | Wedgemount Creek 1 HY | Wedgemount Creek 1 HY | 5.4 | 2022-03-01 | 2050-12-01 | BCHA | WGM_4G1 | 2024-11-07 | BCHA_AESO | Hydro | Hydro
Weeks_Falls_1_HY | Weeks Falls 1 HY | Weeks Falls 1 HY | 4.29 | 1990-06-01 | 2050-12-01 | PSEI | Weeks_Falls1HY4.29 | 2024-11-07 | BPAT | Hydro | Hydro |  | Weeks Falls
Weiser_Distributed_BESS_BA | Weiser Distributed BESS BA | Weiser Distributed BESS BA | 4 | 2023-06-01 | 2054-12-01 | IPTV |  |  | IPCO | Battery_4h | Li-ion Battery |  | Weiser BESS | 1 |  |  |  | 16 | 4
Weldwood_1_Wwd1_1_ST | Weldwood 1 Wwd1 1 ST | Weldwood 1 Wwd1 1 ST | 20 | 2000-01-01 | 2050-12-01 | AESO | WeldwoodTG1 | 2024-11-07 | BCHA_AESO | Biomass/Wood | Biomass
Weldwood_1_Wwd1_2_ST | Weldwood 1 Wwd1 2 ST | Weldwood 1 Wwd1 2 ST | 30 | 2000-01-01 | 2050-12-01 | AESO | WeldwoodTG2 | 2024-11-07 | BCHA_AESO | Biomass/Wood | Biomass
Wells | Wells | Wells | 843.6 | 1967-09-01 | 2050-12-01 | DOPD |  |  | BPAT | Hydro | Hydro |  | Wells | U-1 | U-2 | U-3
West_Cadotte_Wcd1_1_GT | West Cadotte Wcd1 1 GT | West Cadotte Wcd1 1 GT | 20 | 2014-12-01 | 2050-12-01 | AESO | West_Cadotte_1 | 2024-11-07 | BCHA_AESO | CT | Peaker
West_Camp_Wind_1_WT | West Camp Wind 1 WT | West Camp Wind 1 WT | 500 | 2026-06-01 | 2051-12-01 | AZPS |  |  | AZPS | Wind | Wind |  | West Camp Wind Farm |  |  |  | WIND_V2025E_EIA_ARIZONA
West_Hines_PV_PV_NT | West Hines PV PV-NT | West Hines PV PV-NT | 10 | 2020-06-01 | 2050-12-01 | BPAT | WestHines | 2024-11-07 | BPAT | Solar_Fixed | Solar |  | West Hines Solar I, LLC |  |  |  | SOLARV2025J_FIXED__OR_MEDFORD
West_Line_Solar_PV | West Line Solar PV | West Line Solar PV | 100 | 2022-12-01 | 2047-12-01 | SRP |  |  | SRP | Solar_1Axis | Solar |  | West Line Solar, LLC | WESTL |  |  | SOLARV2025J_1AXIS__AZ_PHOENIX
West_Pembina_Pmb1_1_GT | West Pembina Pmb1 1 GT | West Pembina Pmb1 1 GT | 13 | 2020-07-01 | 2050-12-01 | AESO | West_Pembina_PMB1 | 2024-11-07 | BCHA_AESO | CT | Peaker
West_Phoenix_1_CS | West Phoenix 1 CS | West Phoenix 1 CS | 132 | 1976-06-01 | 2050-12-01 | AZPS | West_Phoenix_1B | 2024-11-07 | AZPS | CC | CCGT |  | West Phoenix | 1B
West_Phoenix_1_GT | West Phoenix 1 GT | West Phoenix 1 GT | 62.5 | 1972-05-01 | 2050-12-01 | AZPS | West_Phoenix_GT1 | 2024-11-07 | AZPS | CT | Peaker |  | West Phoenix | GT1
West_Phoenix_2_CS | West Phoenix 2 CS | West Phoenix 2 CS | 132 | 1976-06-01 | 2050-12-01 | AZPS | West_Phoenix_2B | 2024-11-07 | AZPS | CC | CCGT |  | West Phoenix | 2B
West_Phoenix_2_GT | West Phoenix 2 GT | West Phoenix 2 GT | 53.12 | 1973-07-01 | 2050-12-01 | AZPS | West_Phoenix_GT2 | 2024-11-07 | AZPS | CT | Peaker |  | West Phoenix | GT2
West_Phoenix_3_CS | West Phoenix 3 CS | West Phoenix 3 CS | 132 | 1976-06-01 | 2050-12-01 | AZPS | West_Phoenix_3B | 2024-11-07 | AZPS | CC | CCGT |  | West Phoenix | 3B
West_Phoenix_CC4 | West Phoenix CC4 | West Phoenix CC4 | 135.6 | 2001-06-01 | 2050-12-01 | AZPS | WestPhoenix_CC4 | 2024-11-07 | AZPS | CC | CCGT |  | West Phoenix | C4-1
West_Phoenix_CC5a | West Phoenix CC5a | West Phoenix CC5a | 385 | 2003-08-01 | 2050-12-01 | AZPS |  |  | AZPS | CC | CCGT
West_Phoenix_CC5b | West Phoenix CC5b | West Phoenix CC5b | 184 | 2003-08-01 | 2050-12-01 | AZPS | WestPhoenix_CC5b | 2024-11-07 | AZPS | CC | CCGT |  | West Phoenix | C5-1
West_Valley_1_GT | West Valley 1 GT | West Valley 1 GT | 43.4 | 2001-10-01 | 2050-12-01 | PAUT | West_Valley1 | 2024-11-07 | PACE | CT | Peaker |  | West Valley Generation Project | U1
West_Valley_2_GT | West Valley 2 GT | West Valley 2 GT | 43.4 | 2001-10-01 | 2050-12-01 | PAUT | West_Valley2 | 2024-11-07 | PACE | CT | Peaker |  | West Valley Generation Project | U2
West_Valley_3_GT | West Valley 3 GT | West Valley 3 GT | 43.4 | 2002-06-01 | 2050-12-01 | PAUT | West_Valley3 | 2024-11-07 | PACE | CT | Peaker |  | West Valley Generation Project | U3
West_Valley_4_GT | West Valley 4 GT | West Valley 4 GT | 43.4 | 2002-06-01 | 2050-12-01 | PAUT | West_Valley4 | 2024-11-07 | PACE | CT | Peaker |  | West Valley Generation Project | U4
West_Valley_5_GT | West Valley 5 GT | West Valley 5 GT | 43.4 | 2002-10-01 | 2050-12-01 | PAUT | West_Valley5 | 2024-11-07 | PACE | CT | Peaker |  | West Valley Generation Project | U5
Western_102_1_IC | Western 102 1 IC | Western 102 1 IC | 8.4 | 2005-11-01 | 2025-11-01 | NEVP | Western_A101 | 2024-11-07 | NEVP | ICE | Reciprocating_Engine |  | Western 102 Power Plant | A101
Western_102_1_PV_NT | Western 102 1 PV-NT | Western 102 1 PV-NT | 1 | 2007-12-01 | 2025-11-01 | NEVP | Western102 | 2024-11-07 | NEVP | Solar_Fixed | Solar |  | Western 102 Power Plant | PV1 |  |  | SOLARV2025J_FIXED_NV_CLARK_LASVEGAS_0
Western_102_10_IC | Western 102 10 IC | Western 102 10 IC | 4.2 | 2005-11-01 | 2025-11-01 | NEVP | Western_E202 | 2024-11-07 | NEVP | ICE | Reciprocating_Engine |  | Western 102 Power Plant | F202
Western_102_11_IC | Western 102 11 IC | Western 102 11 IC | 8.4 | 2005-11-01 | 2025-11-01 | NEVP | Western_G102 | 2024-11-07 | NEVP | ICE | Reciprocating_Engine |  | Western 102 Power Plant | G102
Western_102_12_IC | Western 102 12 IC | Western 102 12 IC | 8.4 | 2005-11-01 | 2025-11-01 | NEVP | Western_G202 | 2024-11-07 | NEVP | ICE | Reciprocating_Engine |  | Western 102 Power Plant | G202
Western_102_13_IC | Western 102 13 IC | Western 102 13 IC | 8.4 | 2005-11-01 | 2025-11-01 | NEVP | Western_H102 | 2024-11-07 | NEVP | ICE | Reciprocating_Engine |  | Western 102 Power Plant | H102
Western_102_14_IC | Western 102 14 IC | Western 102 14 IC | 8.4 | 2005-11-01 | 2025-11-01 | NEVP | Western_H202 | 2024-11-07 | NEVP | ICE | Reciprocating_Engine |  | Western 102 Power Plant | H202
Western_102_2_IC | Western 102 2 IC | Western 102 2 IC | 8.4 | 2005-11-01 | 2025-11-01 | NEVP | Western_B102 | 2024-11-07 | NEVP | ICE | Reciprocating_Engine |  | Western 102 Power Plant | B102
Western_102_3_IC | Western 102 3 IC | Western 102 3 IC | 8.4 | 2005-11-01 | 2025-11-01 | NEVP | Western_B202 | 2024-11-07 | NEVP | ICE | Reciprocating_Engine |  | Western 102 Power Plant | B202
Western_102_4_IC | Western 102 4 IC | Western 102 4 IC | 8.4 | 2005-11-01 | 2025-11-01 | NEVP | Western_C102 | 2024-11-07 | NEVP | ICE | Reciprocating_Engine |  | Western 102 Power Plant | C102
Western_102_5_IC | Western 102 5 IC | Western 102 5 IC | 8.4 | 2005-11-01 | 2025-11-01 | NEVP | Western_C202 | 2024-11-07 | NEVP | ICE | Reciprocating_Engine |  | Western 102 Power Plant | C202
Western_102_6_IC | Western 102 6 IC | Western 102 6 IC | 8.4 | 2005-11-01 | 2025-11-01 | NEVP | Western_D101 | 2024-11-07 | NEVP | ICE | Reciprocating_Engine |  | Western 102 Power Plant | D101
Western_102_7_IC | Western 102 7 IC | Western 102 7 IC | 8.4 | 2005-11-01 | 2025-11-01 | NEVP | Western_E102 | 2024-11-07 | NEVP | ICE | Reciprocating_Engine |  | Western 102 Power Plant | E102
Western_102_8_IC | Western 102 8 IC | Western 102 8 IC | 8.4 | 2005-11-01 | 2025-11-01 | NEVP |  |  | NEVP | ICE | Reciprocating_Engine |  | Western 102 Power Plant | E202
Western_102_9_IC | Western 102 9 IC | Western 102 9 IC | 8.4 | 2005-11-01 | 2025-11-01 | NEVP | Western_F102 | 2024-11-07 | NEVP | ICE | Reciprocating_Engine |  | Western 102 Power Plant | F102
Western_F202 | Western F202 | Western F202 | 4.2 | 2005-11-01 | 2025-11-01 | NEVP |  |  | NEVP | ICE | Reciprocating_Engine |  | Western 102 Power Plant | F202
Westfield_Yellow_Lake_Wef1_1_PV_NT | Westfield Yellow Lake Wef1 1 PV-NT | Westfield Yellow Lake Wef1 1 PV-NT | 19 | 2021-03-01 | 2050-12-01 | AESO | Westfield_107S_DER_Solar | 2024-11-07 | BCHA_AESO | Solar_1Axis | Solar | [5 empty] | SOLARV2025J_1AXIS__WA_SEATTLE
Westlock_Wst1_1_ST | Westlock Wst1 1 ST | Westlock Wst1 1 ST | 18 | 2005-09-01 | 2050-12-01 | AESO | WESTLOCKG1_1 | 2024-11-07 | BCHA_AESO | Biomass/Wood | Biomass
WestPointTP_Agrr | WestPointTP Agrr | WestPointTP Agrr | 4.6 | 2023-03-01 | 2050-12-01 | BPAT | WestPointTPAgrr | 2024-11-07 | BPAT | Biogas | Biogas |  | West Point Treatment Plant
Westwing_I_BESS_1_BA | Westwing I BESS 1 BA | Westwing I BESS 1 BA | 80 | 2022-12-01 | 2050-12-01 | AZPS | AESWestwingEnergyStorage | 2024-11-07 | AZPS | Battery_4h | Li-ion Battery | [6 empty] | 800 | 4
Westwing_II_BESS_1_BA | Westwing II BESS 1 BA | Westwing II BESS 1 BA | 120 | 2024-12-01 | 2051-12-01 | AZPS |  |  | AZPS | Battery_4h | Li-ion Battery |  | Westwing | WEST2 |  |  |  | 480 | 4
Weyerhaeuser_Longview_ST1_ST | Weyerhaeuser Longview ST1 ST | Weyerhaeuser Longview ST1 ST | 5 | 1948-01-01 | 2050-12-01 | BPAT | WeyerhaeuserWA1 | 2024-11-07 | BPAT | Biomass/Wood | Biomass
Weyerhaeuser_Longview_ST2_ST | Weyerhaeuser Longview ST2 ST | Weyerhaeuser Longview ST2 ST | 5 | 1948-01-01 | 2050-12-01 | BPAT | WeyerhaeuserWA2 | 2024-11-07 | BPAT | Biomass/Wood | Biomass
Weyerhaeuser_Longview_ST3_ST | Weyerhaeuser Longview ST3 ST | Weyerhaeuser Longview ST3 ST | 18 | 1954-01-01 | 2050-12-01 | BPAT | WeyerhaeuserWA3 | 2024-11-07 | BPAT | Biomass/Wood | Biomass
Weyerhaeuser_Longview_ST4_ST | Weyerhaeuser Longview ST4 ST | Weyerhaeuser Longview ST4 ST | 31.28 | 1976-01-01 | 2050-12-01 | BPAT | WeyerhaeuserWA4 | 2024-11-07 | BPAT | Biomass/Wood | Biomass
Weyerhaeuser_Wey1_1_ST | Weyerhaeuser Wey1 1 ST | Weyerhaeuser Wey1 1 ST | 48 | 2011-03-01 | 2050-12-01 | AESO | WeyerhaeuserBio | 2024-11-07 | BCHA_AESO | Biomass/Wood | Biomass
Whatshan_1_HY | Whatshan 1 HY | Whatshan 1 HY | 54 | 1950-12-01 | 2050-12-01 | BCHA | Whatshan_1 | 2024-11-07 | BCHA_AESO | Hydro | Hydro
Wheat_Field_46_WT | Wheat Field 46 WT | Wheat Field 46 WT | 96.59 | 2009-04-01 | 2050-12-01 | BPAT | Wheat_Field | 2024-11-07 | BPAT | Wind | Wind |  | Wheat Field Wind Power Project |  |  |  | WIND_V2025E_EIA_OREGON
Wheatcrest_MPC_Solar_1_PV_NT | Wheatcrest MPC Solar 1 PV-NT | Wheatcrest MPC Solar 1 PV-NT | 50 | 2023-09-01 | 2054-12-01 | AESO |  |  | BCHA_AESO | Solar_Fixed | Solar | [5 empty] | SOLARV2025J_FIXED__WA_SEATTLE
Wheatland_Wind_Whe1_1_WT | Wheatland Wind Whe1 1 WT | Wheatland Wind Whe1 1 WT | 120 | 2022-06-01 | 2050-12-01 | AESO | Wheatland_WAGF | 2024-11-07 | BCHA_AESO | Wind | Wind | [5 empty] | WIND_V2025E_ONSHORE_ABCYPRESS_TRANSFORM
Wheatridge_IIWT200 | Wheatridge IIWT200 | Wheatridge IIWT200 | 50.07 | 2020-10-01 | 2050-12-01 | PACW | Wheatridge_II | 2024-11-07 | PACW | Wind | Wind |  | Wheatridge Hybrid |  |  |  | WIND_V2025E_EIA_OREGON
Wheatridge_Solar_PV_NT | Wheatridge Solar PV-NT | Wheatridge Solar PV-NT | 50 | 2022-06-01 | 2054-12-01 | BPAT |  |  | BPAT | Solar_Fixed | Solar |  | Wheatridge Hybrid | SOLAR |  |  | SOLARV2025J_FIXED__OR_MEDFORD
Wheelabrator_Spokane_1_ST | Wheelabrator Spokane 1 ST | Wheelabrator Spokane 1 ST | 26 | 1991-12-01 | 2050-12-01 | BPAT | Spokane1 | 2024-11-07 | BPAT | Biomass/Wood | Biomass |  | Spokane Waste to Energy
Whiskeytown_9_HY | Whiskeytown 9 HY | Whiskeytown 9 HY | 3.92 | 1986-09-01 | 2051-12-01 | NCNC | Whiskeytown | 2024-11-07 | NCNC | Hydro | Hydro |  | Whiskeytown
White_Bluffs_Solar_PV_PV_NT | White Bluffs Solar PV PV-NT | White Bluffs Solar PV PV-NT | 0.03 | 2011-10-01 | 2050-12-01 | BPAT | WhiteBluffsSolar | 2024-11-07 | BPAT | Solar_Fixed | Solar | [5 empty] | SOLARV2025J_FIXED__OR_MEDFORD
White_Grass_ST | White Grass ST | White Grass ST | 4.8 | 2018-04-01 | 2051-12-01 | NEVP | WHITEGRASS | 2024-11-07 | NEVP | Geothermal | Geothermal |  | Whitegrass No. 1 | OH1
White_Hills_A1WT50 | White Hills A1WT50 | White Hills A1WT50 | 50 | 2020-12-01 | 2050-12-01 | WALC | WHITEH_2_MEADDYN1 | 2024-11-07 | WALC | Wind | Wind | SCE | Mohave County Wind Farm |  |  |  | WIND_V2025E_CSD_CARIVERSIDE
White_Rock_1_HY | White Rock 1 HY | White Rock 1 HY | 116 | 1968-06-01 | 2051-12-01 | NCNC | White_Rock_1 | 2024-11-07 | NCNC | Hydro | Hydro |  | White Rock/Slab Creek | H1
White_Rock_2_HY | White Rock 2 HY | White Rock 2 HY | 134.3 | 1968-02-01 | 2051-12-01 | NCNC | White_Rock_2 | 2024-11-07 | NCNC | Hydro | Hydro |  | White Rock/Slab Creek | H2
White_Creek1 | White_Creek1 | White_Creek1 | 204.69 | 2007-12-01 | 2050-12-01 | BPAT |  |  | BPAT | Wind | Wind |  | White Creek Wind Farm |  |  |  | WIND_V2025E_EIA_OREGON
Whitecourt_Power_Eagl_1_ST | Whitecourt Power Eagl 1 ST | Whitecourt Power Eagl 1 ST | 25 | 1994-01-01 | 2050-12-01 | AESO | WHITECOURT_CGN | 2024-11-07 | BCHA_AESO | Biomass/Wood | Biomass
Whitegrass_No_1_Fka_Wabuska_1_ST | Whitegrass No 1 Fka Wabuska 1 ST | Whitegrass No 1 Fka Wabuska 1 ST | 2.46 | 1984-03-01 | 2028-06-01 | NEVP |  |  | NEVP | Geothermal | Geothermal |  | Wabuska | 1
Whitegrass_No_1_Fka_Wabuska_2_ST | Whitegrass No 1 Fka Wabuska 2 ST | Whitegrass No 1 Fka Wabuska 2 ST | 3.84 | 1987-05-01 | 2028-06-01 | NEVP |  |  | NEVP | Geothermal | Geothermal |  | Wabuska | 2
Whitegrass_No_1_Fka_Wabuska_3_ST | Whitegrass No 1 Fka Wabuska 3 ST | Whitegrass No 1 Fka Wabuska 3 ST | 4.27 | 2002-07-01 | 2028-06-01 | NEVP |  |  | NEVP | Geothermal | Geothermal |  | Wabuska | 3
Whitehorn_2_GT | Whitehorn 2 GT | Whitehorn 2 GT | 94 | 1981-10-01 | 2050-12-01 | BPAT | Whitehorn_2 | 2024-11-07 | BPAT | CT | Peaker |  | Whitehorn | 2
Whitehorn_3_GT | Whitehorn 3 GT | Whitehorn 3 GT | 47 | 1981-10-01 | 2050-12-01 | BPAT | Whitehorn_3 | 2024-11-07 | BPAT | CT | Peaker |  | Whitehorn | 3
Whitehorn_Solar_PV_NT | Whitehorn Solar PV-NT | Whitehorn Solar PV-NT | 3.3 | 2016-02-01 | 2051-12-01 | NCNC |  |  | NCNC | Solar_Fixed | Solar |  | Whitethorn Solar LLC | GEN1 |  |  | SOLARV2025J_FIXED__CA_SACRAMENTO
Whitethorn_Solar_LLC03.3 | Whitethorn Solar LLC03.3 | Whitethorn Solar LLC03.3 | 47 | 2016-02-01 | 2050-12-01 | NCNC | WhitethornSolar | 2024-11-07 | NCNC | Solar_Fixed | Solar |  | Whitethorn Solar LLC |  |  |  | SOLARV2025J_FIXED__AZ_TUCSON
Whitla_Wht1_1_WT | Whitla Wht1 1 WT | Whitla Wht1 1 WT | 202 | 2019-09-01 | 2050-12-01 | AESO | Whitla_Wind | 2024-11-07 | BCHA_AESO | Wind | Wind | [5 empty] | WIND_V2025E_ONSHORE_ABCYPRESS_TRANSFORM
Whitla_Wht2_1_WT | Whitla Wht2 1 WT | Whitla Wht2 1 WT | 151 | 2021-09-01 | 2050-12-01 | AESO | Whitla_WHT2 | 2024-11-07 | BCHA_AESO | Wind | Wind | [5 empty] | WIND_V2025E_ONSHORE_BCPEACERIVER_TRANSFORM
Wild_Horse_Expansion_1_WT | Wild Horse Expansion 1 WT | Wild Horse Expansion 1 WT | 44 | 2009-11-01 | 2050-12-01 | BPAT | Wild_Horse_W3 | 2024-11-07 | BPAT | Wind | Wind |  | Wild Horse | WH2 |  |  | WIND_V2025E_EIA_OREGON
Wild_Horse_Wind_1 | Wild Horse Wind 1 | Wild Horse Wind 1 | 254 | 2006-09-01 | 2050-12-01 | BPAT |  |  | BPAT | Wind | Wind |  | Wild Horse | 1 |  |  | WIND_V2025E_EIA_OREGON
Wild_Rose_2_Wind_Farm_1_WT | Wild Rose 2 Wind Farm 1 WT | Wild Rose 2 Wind Farm 1 WT | 192 | 2023-06-01 | 2054-12-01 | AESO |  |  | BCHA_AESO | Wind | Wind | [5 empty] | WIND_V2025E_ONSHORE_ABCYPRESS_TRANSFORM
Wildflower_Solar_1_PV_NT | Wildflower Solar 1 PV-NT | Wildflower Solar 1 PV-NT | 13 | 2020-12-01 | 2051-12-01 | NCNC |  |  | NCNC | Solar_1Axis | Solar |  | Wildflower Solar 1 | CAWF1 |  |  | SOLARV2025J_1AXIS__CA_SACRAMENTO
Williams_Acres_Solar_1_PV | Williams Acres Solar 1 PV | Williams Acres Solar 1 PV | 2.5 | 2022-03-01 | 2050-12-01 | PortlandGE | WilliamsAcresSolar | 2024-11-07 | PortlandGE | Solar_Fixed | Solar |  | Williams Acres Solar |  |  |  | SOLARV2025J_FIXED__OR_PORTLAND
Williams_Fork_1_HY | Williams Fork 1 HY | Williams Fork 1 HY | 3 | 2012-09-01 | 2050-12-01 | WACM | Williams_Fork | 2024-11-07 | WACM | Hydro | Hydro |  | Williams Fork Hydro Plant | GEN1 | GEN2
Williams_Fork_2_HY | Williams Fork 2 HY | Williams Fork 2 HY | 0.5 | 2012-09-01 | 2051-12-31 | WACM |  |  | WACM | Hydro | Hydro
Williams_Four_Corners/Igancio_OT | Williams Four Corners/Igancio OT | Williams Four Corners/Igancio OT | 5.8 | 2015-02-01 | 2051-12-01 | WACM |  |  | WACM | Steam | ST |  | Williams Ignacio Natural Gas Plant | 7101
Willow_Creek_48_WT | Willow Creek 48 WT | Willow Creek 48 WT | 72 | 2009-02-01 | 2050-12-01 | BPAT | WillowCreekEC | 2024-11-07 | BPAT | Wind | Wind |  | Willow Creek Energy Center |  |  |  | WIND_V2025E_EIA_OREGON
Willow_Spring_Windfarm_OR_1_WT | Willow Spring Windfarm OR 1 WT | Willow Spring Windfarm OR 1 WT | 10 | 2016-12-01 | 2051-12-01 | IPTV |  |  | IPCO | Wind | Wind |  | Willow Spring Windfarm (Burnt River) | WSW |  |  | WIND_V2025E_EIA_OREGON
Wilmot_Solar_Nextera_1_PV_T | Wilmot Solar Nextera 1 PV-T | Wilmot Solar Nextera 1 PV-T | 100 | 2021-04-01 | 2041-04-01 | TEPC | Wilmot_Solar | 2024-11-07 | TEPC | Solar_1Axis | Solar |  | Wilmot Energy Center LLC | WIL |  |  | SOLARV2025J_1AXIS__AZ_TUCSON
Wilmot_Storage_Project_1_BA | Wilmot Storage Project 1 BA | Wilmot Storage Project 1 BA | 30 | 2021-04-01 | 2041-04-01 | TEPC |  |  | TEPC | Battery_4h | Li-ion Battery |  | Wilmot Energy Center LLC | WILBA |  |  |  | 120 | 4
WilsonLake1 | WilsonLake1 | WilsonLake1 | 8.4 | 1993-05-01 | 2050-12-01 | IPMV |  |  | IPCO | Hydro | Hydro |  | Wilson Lake Hydroelectric Project
Winchie_Creek_1_HY | Winchie Creek 1 HY | Winchie Creek 1 HY | 4 | 2018-11-01 | 2051-12-31 | BCHA |  |  | BCHA_AESO | Hydro | Hydro
Wind_SI_xx_1_WT | Wind_SI_xx 1 WT | Wind_SI_xx 1 WT | 29 | 2024-11-01 | 2051-12-01 | BCHA |  |  | BCHA_AESO | Wind | Wind | [5 empty] | WIND_V2025E_ONSHORE_BCPEACERIVER_TRANSFORM
Windrise_Wrw1_1_WT | Windrise Wrw1 1 WT | Windrise Wrw1 1 WT | 207 | 2021-06-01 | 2050-12-01 | AESO | Windrise_Wind | 2024-11-07 | BCHA_AESO | Wind | Wind | [5 empty] | WIND_V2025E_ONSHORE_ABCYPRESS_TRANSFORM
Windy_Flats_Wind | Windy Flats Wind | Windy Flats Wind | 202.4 | 2010-01-01 | 2050-12-01 | BPAT |  |  | BPAT | Wind | Wind |  | Windy Flats Wind Project | GEN1 |  |  | WIND_V2025E_EIA_OREGON
WindyFlats2 | WindyFlats2 | WindyFlats2 | 59.78 | 2010-01-01 | 2050-12-01 | BPAT |  |  | BPAT | Wind | Wind |  | Windy Flats Wind Project | GEN1 |  |  | WIND_V2025E_EIA_OREGON
Winnifred_MPC_Wind_1_WT | Winnifred MPC Wind 1 WT | Winnifred MPC Wind 1 WT | 90 | 2024-10-01 | 2054-12-01 | AESO |  |  | BCHA_AESO | Wind | Wind | [5 empty] | WIND_V2025E_ONSHORE_ABCYPRESS_TRANSFORM
Winnifred_Wind_Modification_1_WT | Winnifred Wind Modification 1 WT | Winnifred Wind Modification 1 WT | 38 | 2023-07-01 | 2054-12-01 | AESO |  |  | BCHA_AESO | Wind | Wind | [5 empty] | WIND_V2025E_ONSHORE_ABCYPRESS_TRANSFORM
Winteringhills_1_WT | Winteringhills 1 WT | Winteringhills 1 WT | 16 | 2011-08-01 | 2050-12-01 | AESO | WinteringHills1 | 2024-11-07 | BCHA_AESO | Wind | Wind | [5 empty] | WIND_V2025E_ONSHORE_ABCYPRESS_TRANSFORM
Winteringhills_2_WT | Winteringhills 2 WT | Winteringhills 2 WT | 14.4 | 2011-08-01 | 2050-12-01 | AESO | WinteringHills2 | 2024-11-07 | BCHA_AESO | Wind | Wind | [5 empty] | WIND_V2025E_ONSHORE_ABCYPRESS_TRANSFORM
Winteringhills_3_WT | Winteringhills 3 WT | Winteringhills 3 WT | 12.8 | 2011-08-01 | 2050-12-01 | AESO | WinteringHills3 | 2024-11-07 | BCHA_AESO | Wind | Wind | [5 empty] | WIND_V2025E_ONSHORE_ABCYPRESS_TRANSFORM
Winteringhills_4_WT | Winteringhills 4 WT | Winteringhills 4 WT | 16 | 2011-08-01 | 2050-12-01 | AESO | WinteringHills4 | 2024-11-07 | BCHA_AESO | Wind | Wind | [5 empty] | WIND_V2025E_ONSHORE_ABCYPRESS_TRANSFORM
Winteringhills_5_WT | Winteringhills 5 WT | Winteringhills 5 WT | 14.4 | 2011-08-01 | 2050-12-01 | AESO | WinteringHills5 | 2024-11-07 | BCHA_AESO | Wind | Wind | [5 empty] | WIND_V2025E_ONSHORE_ABCYPRESS_TRANSFORM
Winteringhills_6_WT | Winteringhills 6 WT | Winteringhills 6 WT | 14.4 | 2011-08-01 | 2050-12-01 | AESO | WinteringHills6 | 2024-11-07 | BCHA_AESO | Wind | Wind | [5 empty] | WIND_V2025E_ONSHORE_ABCYPRESS_TRANSFORM
Wolverine_Creek | Wolverine Creek | Wolverine Creek | 64.5 | 2006-02-01 | 2026-02-01 | PACE |  |  | PACE | Wind | Wind |  | Wolverine Creek |  |  |  | WIND_V2025E_EIA_IDAHO
Woodland_3A_IC | Woodland 3A IC | Woodland 3A IC | 8.4 | 2011-07-01 | 2051-12-01 | NCNC | Woodland_3A | 2024-11-07 | NCNC | ICE | Reciprocating_Engine |  | Woodland | 3A
Woodland_3B_IC | Woodland 3B IC | Woodland 3B IC | 8.4 | 2011-07-01 | 2051-12-01 | NCNC | Woodland_3B | 2024-11-07 | NCNC | ICE | Reciprocating_Engine |  | Woodland | 3B
Woodland_3C_IC | Woodland 3C IC | Woodland 3C IC | 8.4 | 2011-07-01 | 2051-12-01 | NCNC | Woodland_3C | 2024-11-07 | NCNC | ICE | Reciprocating_Engine |  | Woodland | 3C
Woodland_3D_IC | Woodland 3D IC | Woodland 3D IC | 8.4 | 2011-07-01 | 2051-12-01 | NCNC | Woodland_3D | 2024-11-07 | NCNC | ICE | Reciprocating_Engine |  | Woodland | 3D
Woodland_3E_IC | Woodland 3E IC | Woodland 3E IC | 8.4 | 2011-07-01 | 2051-12-01 | NCNC | Woodland_3E | 2024-11-07 | NCNC | ICE | Reciprocating_Engine |  | Woodland | 3E
Woodland_3F_IC | Woodland 3F IC | Woodland 3F IC | 8.4 | 2011-07-01 | 2051-12-01 | NCNC | Woodland_3F | 2024-11-07 | NCNC | ICE | Reciprocating_Engine |  | Woodland | 3F
Woodland_CC | Woodland CC | Woodland CC | 98.2 | 2003-08-01 | 2051-12-01 | NCNC |  |  | NCNC | CC | CCGT |  | Woodland | 2 | 3
Woodland_GT1_GT | Woodland GT1 GT | Woodland GT1 GT | 50.4 | 2023-06-01 | 2051-12-01 | NCNC | Woodland_1 | 2024-11-07 | NCNC | CT | Peaker |  | Woodland | NA1
Woodline_Solar_1_PV_T | Woodline Solar 1 PV-T | Woodline Solar 1 PV-T | 8 | 2017-12-01 | 2037-11-01 | PACW | WoodlineSolar1 | 2024-11-07 | PACW | Solar_1Axis | Solar |  | Woodline Solar |  |  |  | SOLARV2025J_1AXIS__OR_MEDFORD
Woods_Creek_Agg_HY | Woods Creek Agg HY | Woods Creek Agg HY | 0.64 | 1982-10-01 | 2050-12-01 | BPAT | Woods_Creek_Agg | 2024-11-07 | BPAT | Hydro | Hydro
Wsu_Biotech_Ls_1_IC | Wsu Biotech Ls 1 IC | Wsu Biotech Ls 1 IC | 1 | 1941-01-01 | 2050-12-01 | BPAT | WSUBiotech | 2024-11-07 | BPAT | Biomass/Wood | Biomass
Wsu_Grimes_Way_Agg_IC | Wsu Grimes Way Agg IC | Wsu Grimes Way Agg IC | 3.9 | 1941-01-01 | 2050-12-01 | BPAT | WSUGrimesWayAgg | 2024-11-07 | BPAT | Biogas | Biogas
Wyeast_Solar_PV_T | Wyeast Solar PV-T | Wyeast Solar PV-T | 10 | 2018-08-01 | 2050-12-01 | BPAT | WyEastSolar | 2024-11-07 | BPAT | Solar_1Axis | Solar |  | WyEast Solar |  |  |  | SOLARV2025J_1AXIS__OR_MEDFORD
Wygen_1_ST | Wygen 1 ST | Wygen 1 ST | 88 | 2003-02-01 | 2050-12-01 | WACM | Wygen_1 | 2024-11-07 | WACM | Coal | Coal |  | Wygen 1
Wygen_2_ST | Wygen 2 ST | Wygen 2 ST | 95 | 2008-01-01 | 2050-12-01 | WACM | Wygen_2 | 2024-11-07 | WACM | Coal | Coal |  | Wygen 2
Wygen_3_ST | Wygen 3 ST | Wygen 3 ST | 116.2 | 2010-04-01 | 2050-12-01 | WACM | Wygen_3 | 2024-11-07 | WACM | Coal | Coal |  | Wygen III
Wynoochee_71_HY | Wynoochee 71 HY | Wynoochee 71 HY | 12.8 | 1994-01-01 | 2050-12-01 | TPWR | Wynoochee | 2024-11-07 | BPAT | Hydro | Hydro |  | Wynoochee
Wyodak_1_ST | Wyodak 1 ST | Wyodak 1 ST | 362.1 | 1978-09-01 | 2039-12-01 | PAWY | Wyodak | 2024-11-07 | PACE | Coal | Coal |  | Wyodak
Yahoo_Creek_Wind_Farm_1_WT | Yahoo Creek Wind Farm 1 WT | Yahoo Creek Wind Farm 1 WT | 21 | 2010-12-01 | 2051-12-01 | IPMV |  |  | IPCO | Wind | Wind |  | Yahoo Creek | YCWP |  |  | WIND_V2025E_EIA_IDAHO
Yakama_Drop_Agg_HY | Yakama Drop Agg HY | Yakama Drop Agg HY | 4.1 | 1942-08-01 | 2050-12-01 | PACW | YakamaDrop2 | 2024-11-07 | PACW | Hydro | Hydro
Yakima_Tieton_Cowiche_1_HY | Yakima Tieton Cowiche 1 HY | Yakima Tieton Cowiche 1 HY | 1.5 | 2021-01-01 | 2030-12-01 | PACW | Yakima_Tieton_Cowiche1HY1_47 | 2024-11-07 | PACW | Hydro | Hydro |  | Cowiche
Yakima_Tieton_Orchards_1_HY | Yakima Tieton Orchards 1 HY | Yakima Tieton Orchards 1 HY | 0.7 | 2021-01-01 | 2030-12-01 | PACW | Yakima_Tieton_Orchards1HY0_8 | 2024-11-07 | PACW | Hydro | Hydro |  | Orchard Avenue 1 | 201
Yakima_Tieton_Orchards_2_HY | Yakima Tieton Orchards 2 HY | Yakima Tieton Orchards 2 HY | 0.7 | 2021-01-01 | 2030-12-01 | PACW | Yakima_Tieton_Orchards2HY0_8 | 2024-11-07 | PACW | Hydro | Hydro |  | Orchard Avenue 1 | 301
Yale_1_HY | Yale 1 HY | Yale 1 HY | 67 | 1953-09-01 | 2058-12-01 | PACW | Yale1 | 2024-11-07 | PACW | Hydro | Hydro |  | Yale | 1
Yale_2_HY | Yale 2 HY | Yale 2 HY | 67 | 1953-11-01 | 2058-12-01 | PACW | Yale2 | 2024-11-07 | PACW | Hydro | Hydro |  | Yale | 2
Yamhill_Solar_1_PV | Yamhill Solar 1 PV | Yamhill Solar 1 PV | 0.98 | 2011-10-01 | 2050-12-01 | PortlandGE | YamhillSolar1 | 2024-11-07 | PortlandGE | Solar_Fixed | Solar |  | Yamhill Solar LLC |  |  |  | SOLARV2025J_FIXED__OR_PORTLAND
Yellowstone_County_Generating_Station_1_IC | Yellowstone County Generating Station 1 IC | Yellowstone County Generating Station 1 IC | 9.72 | 2024-05-01 | 2051-12-01 | NWMT |  |  | NWMT_WAUW | ICE | Reciprocating_Engine |  | Yellowstone County Generating Station | YGS01
Yellowstone_County_Generating_Station_10_IC | Yellowstone County Generating Station 10 IC | Yellowstone County Generating Station 10 IC | 9.72 | 2024-05-01 | 2051-12-01 | NWMT |  |  | NWMT_WAUW | ICE | Reciprocating_Engine |  | Yellowstone County Generating Station | YGS10
Yellowstone_County_Generating_Station_11_IC | Yellowstone County Generating Station 11 IC | Yellowstone County Generating Station 11 IC | 9.72 | 2024-05-01 | 2051-12-01 | NWMT |  |  | NWMT_WAUW | ICE | Reciprocating_Engine |  | Yellowstone County Generating Station | YGS11
Yellowstone_County_Generating_Station_12_IC | Yellowstone County Generating Station 12 IC | Yellowstone County Generating Station 12 IC | 9.72 | 2024-05-01 | 2051-12-01 | NWMT |  |  | NWMT_WAUW | ICE | Reciprocating_Engine |  | Yellowstone County Generating Station | YGS12
Yellowstone_County_Generating_Station_13_IC | Yellowstone County Generating Station 13 IC | Yellowstone County Generating Station 13 IC | 9.72 | 2024-05-01 | 2051-12-01 | NWMT |  |  | NWMT_WAUW | ICE | Reciprocating_Engine |  | Yellowstone County Generating Station | YGS13
Yellowstone_County_Generating_Station_14_IC | Yellowstone County Generating Station 14 IC | Yellowstone County Generating Station 14 IC | 9.72 | 2024-05-01 | 2051-12-01 | NWMT |  |  | NWMT_WAUW | ICE | Reciprocating_Engine |  | Yellowstone County Generating Station | YGS14
Yellowstone_County_Generating_Station_15_IC | Yellowstone County Generating Station 15 IC | Yellowstone County Generating Station 15 IC | 9.72 | 2024-05-01 | 2051-12-01 | NWMT |  |  | NWMT_WAUW | ICE | Reciprocating_Engine |  | Yellowstone County Generating Station | YGS15
Yellowstone_County_Generating_Station_16_IC | Yellowstone County Generating Station 16 IC | Yellowstone County Generating Station 16 IC | 9.72 | 2024-05-01 | 2051-12-01 | NWMT |  |  | NWMT_WAUW | ICE | Reciprocating_Engine |  | Yellowstone County Generating Station | YGS16
Yellowstone_County_Generating_Station_17_IC | Yellowstone County Generating Station 17 IC | Yellowstone County Generating Station 17 IC | 9.72 | 2024-05-01 | 2051-12-01 | NWMT |  |  | NWMT_WAUW | ICE | Reciprocating_Engine |  | Yellowstone County Generating Station | YGS17
Yellowstone_County_Generating_Station_18_IC | Yellowstone County Generating Station 18 IC | Yellowstone County Generating Station 18 IC | 9.72 | 2024-05-01 | 2051-12-01 | NWMT |  |  | NWMT_WAUW | ICE | Reciprocating_Engine |  | Yellowstone County Generating Station | YGS18
Yellowstone_County_Generating_Station_2_IC | Yellowstone County Generating Station 2 IC | Yellowstone County Generating Station 2 IC | 9.72 | 2024-05-01 | 2051-12-01 | NWMT |  |  | NWMT_WAUW | ICE | Reciprocating_Engine |  | Yellowstone County Generating Station | YGS02
Yellowstone_County_Generating_Station_3_IC | Yellowstone County Generating Station 3 IC | Yellowstone County Generating Station 3 IC | 9.72 | 2024-05-01 | 2051-12-01 | NWMT |  |  | NWMT_WAUW | ICE | Reciprocating_Engine |  | Yellowstone County Generating Station | YGS03
Yellowstone_County_Generating_Station_4_IC | Yellowstone County Generating Station 4 IC | Yellowstone County Generating Station 4 IC | 9.72 | 2024-05-01 | 2051-12-01 | NWMT |  |  | NWMT_WAUW | ICE | Reciprocating_Engine |  | Yellowstone County Generating Station | YGS04
Yellowstone_County_Generating_Station_5_IC | Yellowstone County Generating Station 5 IC | Yellowstone County Generating Station 5 IC | 9.72 | 2024-05-01 | 2051-12-01 | NWMT |  |  | NWMT_WAUW | ICE | Reciprocating_Engine |  | Yellowstone County Generating Station | YGS05
Yellowstone_County_Generating_Station_6_IC | Yellowstone County Generating Station 6 IC | Yellowstone County Generating Station 6 IC | 9.72 | 2024-05-01 | 2051-12-01 | NWMT |  |  | NWMT_WAUW | ICE | Reciprocating_Engine |  | Yellowstone County Generating Station | YGS06
Yellowstone_County_Generating_Station_7_IC | Yellowstone County Generating Station 7 IC | Yellowstone County Generating Station 7 IC | 9.72 | 2024-05-01 | 2051-12-01 | NWMT |  |  | NWMT_WAUW | ICE | Reciprocating_Engine |  | Yellowstone County Generating Station | YGS07
Yellowstone_County_Generating_Station_8_IC | Yellowstone County Generating Station 8 IC | Yellowstone County Generating Station 8 IC | 9.72 | 2024-05-01 | 2051-12-01 | NWMT |  |  | NWMT_WAUW | ICE | Reciprocating_Engine |  | Yellowstone County Generating Station | YGS08
Yellowstone_County_Generating_Station_9_IC | Yellowstone County Generating Station 9 IC | Yellowstone County Generating Station 9 IC | 9.72 | 2024-05-01 | 2051-12-01 | NWMT |  |  | NWMT_WAUW | ICE | Reciprocating_Engine |  | Yellowstone County Generating Station | YGS09
Yellowstone_Energy_1_ST | Yellowstone Energy 1 ST | Yellowstone Energy 1 ST | 64 | 1995-06-01 | 2050-12-01 | NWMT | Yellowstone_Eng | 2024-11-07 | NWMT_WAUW | Steam | ST |  | Yellowstone Energy LP | GEN1
Yellowtail_1_HY | Yellowtail 1 HY | Yellowtail 1 HY | 62.5 | 1966-11-01 | 2050-12-01 | WACM | Yellowtail_1 | 2024-11-07 | WACM | Hydro | Hydro |  | Yellowtail | 1
Yellowtail_2_HY | Yellowtail 2 HY | Yellowtail 2 HY | 62.5 | 1966-10-01 | 2050-12-01 | WACM | Yellowtail_2 | 2024-11-07 | WACM | Hydro | Hydro |  | Yellowtail | 2
Yellowtail_3_HY | Yellowtail 3 HY | Yellowtail 3 HY | 62.5 | 1966-11-01 | 2050-12-01 | WACM | Yellowtail_3 | 2024-11-07 | WACM | Hydro | Hydro |  | Yellowtail | 3
Yellowtail_4_HY | Yellowtail 4 HY | Yellowtail 4 HY | 62.5 | 1966-10-01 | 2050-12-01 | WACM | Yellowtail_4 | 2024-11-07 | WACM | Hydro | Hydro |  | Yellowtail | 4
Yelm_Hy_Agg_HY | Yelm Hy Agg HY | Yelm Hy Agg HY | 12 | 1929-12-01 | 2050-12-01 | PSEI | Yelm_1 | 2024-11-07 | BPAT | Hydro | Hydro |  | Yelm | 1 | 2 | 3
Youngs_Creek_Ferc_P_10359_HY_1_HY | Youngs Creek Ferc P 10359 HY 1 HY | Youngs Creek Ferc P 10359 HY 1 HY | 7.5 | 2010-12-01 | 2050-12-01 | BPAT | YoungsCreek | 2024-11-07 | BPAT | Hydro | Hydro |  | Youngs Creek Hydroelectric Project
Youngstown_772S_DER_Solar_1_PV_NT | Youngstown 772S DER Solar 1 PV-NT | Youngstown 772S DER Solar 1 PV-NT | 6 | 2023-04-01 | 2054-12-01 | AESO |  |  | BCHA_AESO | Solar_Fixed | Solar | [5 empty] | SOLARV2025J_FIXED__WA_SEATTLE
Yucca_1_GT | Yucca 1 GT | Yucca 1 GT | 23 | 1971-07-01 | 2050-12-01 | AZPS | Yucca_GT1 | 2024-11-07 | AZPS | CT | Peaker |  | Yucca | GT1
Yucca_2_GT | Yucca 2 GT | Yucca 2 GT | 23 | 1971-07-01 | 2050-12-01 | AZPS | Yucca_GT2 | 2024-11-07 | AZPS | CT | Peaker |  | Yucca | GT2
Yucca_3_GT | Yucca 3 GT | Yucca 3 GT | 72.4 | 1973-06-01 | 2050-12-01 | AZPS | Yucca_GT3 | 2024-11-07 | AZPS | CT | Peaker |  | Yucca | GT3
Yucca_4_GT | Yucca 4 GT | Yucca 4 GT | 72.4 | 1974-07-01 | 2050-12-01 | AZPS | Yucca_GT4 | 2024-11-07 | AZPS | CT | Peaker |  | Yucca | GT4
Yucca_5_GT | Yucca 5 GT | Yucca 5 GT | 60.5 | 2008-06-01 | 2050-12-01 | AZPS | Yucca_GT5 | 2024-11-07 | AZPS | CT | Peaker |  | Yucca | GT5
Yucca_6_GT | Yucca 6 GT | Yucca 6 GT | 60.5 | 2008-06-01 | 2050-12-01 | AZPS | Yucca_GT6 | 2024-11-07 | AZPS | CT | Peaker |  | Yucca | GT6
Yuma_Axis_1_GT | Yuma Axis 1 GT | Yuma Axis 1 GT | 21 | 1978-12-01 | 2050-12-01 | IID | Yucca_GT21 | 2024-11-07 | IID | CT | Peaker |  | Yucca | GT21
Yuma_Axis_1_ST | Yuma Axis 1 ST | Yuma Axis 1 ST | 86.7 | 1959-04-01 | 2050-12-01 | IID | Yucca_ST1 | 2024-11-07 | IID | Steam | ST
YUMA_BESS_1_BA | YUMA BESS 1 BA | YUMA BESS 1 BA | 67 | 2024-08-01 | 2051-12-01 | AZPS |  |  | AZPS | Paired_BattStorage | Li-ion Battery |  | Yuma Solar + Storage | BESS1 |  |  |  | 268 | 4 | YUMA_Solar_1_PV
Yuma_Cogen_CC | Yuma Cogen CC | Yuma Cogen CC | 62.6 | 1994-03-01 | 2050-12-01 | AZPS |  |  | AZPS | CC | CCGT |  | Yuma Cogeneration Associates
YUMA_Solar_1_PV | YUMA Solar 1 PV | YUMA Solar 1 PV | 70 | 2024-08-01 | 2051-12-01 | AZPS |  |  | AZPS | Paired_Solar_Fixed | Solar |  | Yuma Solar + Storage | PV1 |  |  | SOLARV2025J_FIXED__CA_BRAWLEY
Zeballos_Lake_1_HY | Zeballos Lake 1 HY | Zeballos Lake 1 HY | 9.38 | 2009-06-01 | 2050-12-01 | BCHA | Zeballos_Lake_1 | 2024-11-07 | BCHA_AESO | Hydro | Hydro
Zeballos_Lake_2_HY | Zeballos Lake 2 HY | Zeballos Lake 2 HY | 9.38 | 2009-06-01 | 2050-12-01 | BCHA | Zeballos_Lake_2 | 2024-11-07 | BCHA_AESO | Hydro | Hydro
Zeballos_Lake_3_HY | Zeballos Lake 3 HY | Zeballos Lake 3 HY | 3.08 | 2009-06-01 | 2050-12-01 | BCHA | Zeballos_Lake_3 | 2024-11-07 | BCHA_AESO | Hydro | Hydro
Zonnebeke_Wind_1_WT | Zonnebeke Wind 1 WT | Zonnebeke Wind 1 WT | 15 | 2021-03-01 | 2050-12-01 | BCHA | Zonnebeke_Wind | 2024-11-07 | BCHA_AESO | Wind | Wind | [5 empty] | WIND_V2025E_ONSHORE_BCPEACERIVER_TRANSFORM