## README
README
WORKBOOK SUMMARY
This workbook summarizes new and future baseline resources, which have recently been contracted for or come online, and are not listed in the RESOVLE baseline used for the 2020-2021 TPP portfolios. This previous baseline was utilized by the CAISO to develop the transmission capability information published in the CAISO's 2021 White Paper on Transmission Capability Estimates.
These resources are included in the RESOLVE build portfolio amounts. RESOLVE was forced to select the MW amounts and general locations of the new resource identified to account for the transmission headroom they utilize in its capacity expansion modeling.
In mapping the portfolios for the 2022-2023 TPP, staff made sure to allocate resources to the substations and at the amounts identified in this workbook. This endeavor is to ensure that the transmission needs of these resources are properly accounted for in the TPP.
Information Cutoff Date: Staff utilized resource development information that was available by August 2021 to develop this workbook, thus information received in September or since is generally not included.
Treatment of Hybrid Resources: For the December Proposed Decision, the MW amounts of battery and solar noted in the hybrid resources were split into Li_Battery resources and EODS solar resources. Following stakeholder comments, staff adjusted how deliverability was assigned to the solar and battery resources in hybrids, discussed below under Treatment of Hybrid Resources in Row 18 below.
CPUC staff note that this work may be incomplete or include inaccuracies – e.g. missing resources, incorrect online dates, resources already accounted for in CAISO's transmission constraints – however, it represents CPUC staff's best understanding of these resources and their locations.
Tab | Description
Summary_Table | Summary table of resource type and MW amount at each substation. For busbar mapping purposes, the resources were mapped to the nearest/most likely identified in the CAISO transmission constraints.
New_Res_Interconnections | Detailed table of new resources identified as not previously included in the baseline.
RESOLVE_Gen_List_20-21TPP | Old baseline generator list which was utilized for development of the transmission constraint information.
New_RESOLVE_Gen_List | Updated gen list included in 2021 Proposed PSP Ruling RESOLVE package analysis (ftp://ftp.cpuc.ca.gov/energy/modeling/RESOLVE_20210915_public%20PSP%20Ruling.zip). Used to help identify new resources.
Aggregated_Baseline+Dev Res | Updated Baseline and in-development resources table from Aggregated LSE Plan and Baseline and Dev Resources (released 8/42021) [ftp://ftp.cpuc.ca.gov/energy/modeling/Aggregated%20LSE%20Plans%20and%20Baseline%20and%20Dev%20Resources.xlsx]. Used to help identify new resources
Summary_Table_OLD | Summary Table used in the December Proposed Decision Portfolio Mapping, for comaprison with the updated version above
Treatment of Hybrid Resources
| To determine how much deliverability hybrid resources needed, staff utilized the Max Nameplate MW information for each hybrid. | Hybrid Project Examples
| Staff assigned FCDS deliverability to the storage MW amount in the hybrid and then would only assign FCDS to solar if additional transmission capacity would be needed to ensure that the nameplate MW amount of resources could be deliverable. The amount of FCDS transmission capability needed was assessed using the CAISO's transmission output factors for the resources. | Project Type | Max Nameplate MW | Substation Location | Storage MW | Storage Duration (hr) | Solar MW | Storage FCDS | Solar FCDS | Solar EODS | Discussion
| 1) If a project's Max Nameplate MW is equal to the storage MW: FCDS is only assigned to storage, all solar is assigned as EODS | Hybrid 1) | 100 | SCE | 100 | 4 | 200 | 100 | 0 | 200
| 2) If a project's Max Nameplate MW is equal to the combined storage and solar MWs: All resources are assigned FCDS. | Hybrid 2) | 200 | SCE | 100 | 4 | 100 | 100 | 100 | 0
| 3) If a project's Max Nameplate MW is equal to solar MW (and storage MW < solar MW): FCDS is first assigned to storage. Then if that amount of transmission capability is insufficient to ensure all the solar is deliverable then a portion of the solar MWs is assigned FCDS status so the transmission capability of the storage plus the portion of solar is enough to ensure all the solar is deliverable. The CAISO formula for calculating FCDS output for storage is also applied based on the 4-hour equivalent if less than 4 hours. | Hybrid 3)a | 100 | SCE | 20 | 4 | 100 | 20 | 54 | 46 | In SCE territory, solar's highest Tx output factor is 42.7%, so 100 MW of solar only needs 42.7 MW of deliverability. 20 MW of that is accounted for by the storage FCDS capacity, the remaining 22.7 MW can be provided by assigning 54 MW of solar FCDS.
|  | Hybrid 3)b | 100 | SCE | 70 | 4 | 100 | 70 | 0 | 100 | In this example, the 70 MW of Tx capability provided by the storage is enough to ensure 100 MW of solar deliverability.
| 4) Finally, if a projects' Max Nameplate MW is greater than the solar MW but less than the total storage + solar MWs: FCDS is assigned in a similar manner as 3) except the FCDS capability for the amount of batteries equal to the difference between the Max Nameplate and the Solar MWs are not used to ensure the solar deliverability. | Hybrid 4) | 120 | SCE | 30 | 4 | 100 | 30 | 77 | 23 | In this example, 20 MW (120 MW max - 100 MW solar) of the storage is not counted towards the deliverability available for solar. This leaves only 10 MW of deliverability from the storage to apply to solar. Thus the needed 32.7 MW of deliverability can be provided by 77 MW of FCDS solar.
See example hybrid projects in table to the right.
Updated: 02/08/2021

## Summary_Table
Mapping of resources to substations identified in the CAISO transmission constraints. When a substation was not included as a substation identified in the CAISO Tx cosntraints, an attempt was made to map it to the closest or most-likely substation impacted in the constraints. This is to better enable accounting of these resources in busbar mapping. Not all substations could be matched to a identfied substation so these could not be mapped but are included below for CAISO to utilize.
CONSOLIDATED | Total Resource Capacity: | 3987.6 | 3018 | 1462.133 | 1127.8 | 30 | 7 | 9632.533
CAISO Tx Constraint Sub Name | Voltage | Battery | Solar FCDS | Solar EODS | Wind | Geothermal | Biomass/Biogas | Total | CAISO Tx Constraint Sub Name | Voltage | Voltage Mismatch or Not Found | Substation | CHP | Battery | Solar FCDS | Solar EODS | Wind | Geothermal | Biomass
Antelope | 230 | 155 | 3 | 56 | 0 | 0 | 0 | 214 | Victor | 115 |  | Victor 115 kV | 13.5 | 0 | 0 | 0 | 0 | 0 | 2.7
Arco | 230 | 63 | 124.9 | 0 | 0 | 0 | 0 | 187.9 | Devers | 230 | Voltage | Devers 115 kV | 0 | 3 | 0 | 0 | 0 | 0 | 0
Barre | 230 | 1.3 | 0 | 0 | 0 | 0 | 0 | 1.3 | Vestal | 230 | Voltage | Vestal 66 kV | 0 | 50 | 50 | 0 | 0 | 0 | 0
Bellota | 115 | 132 | 0 | 0 | 0 | 0 | 0 | 132 |  |  | Not Found | Los Coches | 0 | 0 | 0 | 0 | 0 | 0 | 0
Cabrillo | 115 | 0 | 0 | 0 | 99 | 0 | 0 | 99 | Johanna | 230 | Voltage | Johanna 66 kV | 0 | 50 | 0 | 0 | 0 | 0 | 0
Colorado River | 500 | 523 | 62.5 | 518 | 0 | 0 | 0 | 1103.5 | Barre | 230 | Voltage | Barre 66 kV | 0 | 1.3 | 0 | 0 | 0 | 0 | 0
Colorado River | 230 | 200 | 100 | 0 | 0 | 0 | 0 | 300 | Goleta | 230 | Voltage | Goleta 66 kV | 0 | 70 | 0 | 0 | 0 | 0 | 2.3
Control | 115 | 0 | 0 | 0 | 0 | 30 | 0 | 30 | Santa Clara | 230 | Voltage | Santa Clara 66 kV | 0 | 111 | 0 | 0 | 0 | 0 | 0
Tesla | 230 | 0 | 0 | 0 | 80 | 0 | 0 | 80 |  |  | Not Found | Oakland C Sub via Oakland C-Turbine 115 kV Line | 0 | 36.3 | 0 | 0 | 0 | 0 | 0
Devers | 230 | 403 | 0 | 0 | 105.5 | 0 | 0 | 508.5 | Kramer | 230 |  | Kramer 230kV | 0 | 0 | 0 | 0 | 0 | 0 | 0
Eldorado (5AA Bank bus) | 230 | 60 | 0 | 0 | 0 | 0 | 0 | 60 | ECO | 230 |  | ECO 230kV | 0 | 0 | 0 | 0 | 0 | 0 | 0
Eldorado | 500 | 0 | 0 | 0 | 136 | 0 | 0 | 136 | Windhub | 230 |  | Windhub 230kV | 0 | 150 | 375.7 | 0 | 182.1 | 0 | 0
Gates | 230 | 0 | 50 | 0 | 0 | 0 | 0 | 50 | Vestal | 230 |  | Vestal 230 kV | 0 | 180 | 300 | 0 | 0 | 0 | 0
Goleta | 230 | 70 | 0 | 0 | 0 | 0 | 2.3 | 72.3 | Arco | 230 |  | Arco 230 kV | 0 | 25 | 64.9 | 0 | 0 | 0 | 0
Henrietta | 115 | 10 | 0 | 0 | 0 | 0 | 0 | 10 | Arco | 230 | Voltage | Arco 70 kV | 0 | 38 | 60 | 0 | 0 | 0 | 0
Imperial Valley | 230 | 40 | 0 | 0 | 0 | 0 | 0 | 40 | Moss Landing | 500 |  | Moss Landing 500kV | 0 | 400 | 0 | 0 | 0 | 0 | 0
Johanna | 230 | 50 | 0 | 0 | 0 | 0 | 0 | 50 | Metcalf | 230 | Voltage | Metcalf 115kV | 0 | 75 | 0 | 0 | 0 | 0 | 0
Kramer | 230 | 199 | 91 | 245 | 0 | 0 | 0 | 535 | Devers | 230 |  | Altwind | 0 | 0 | 0 | 0 | 10.6 | 0 | 0
Kramer | 115 | 75 | 90 | 0 | 0 | 0 | 0 | 165 |  |  | Not Found | Miramar GT 69kV | 0 | 0 | 0 | 0 | 0 | 0 | 0
Mead | 230 | 0 | 0 | 0 | 350 | 0 | 0 | 350 | Victor | 230 |  | Victor 230 kV | 0 | 50 | 100 | 0 | 0 | 0 | 0
Mendota | 115 | 0 | 160 | 0 | 0 | 0 | 0 | 160 | Redbluff | 230 |  | Red Bluff 230kV | 0 | 104 | 430 | 206 | 0 | 0 | 0
Metcalf | 230 | 75 | 0 | 0 | 0 | 0 | 0 | 75 | Wheeler Ridge | 115 | Voltage | Wheeler Ridge 70kV | 0 | 0 | 100 | 0 | 0 | 0 | 0
Moss Landing | 500 | 400 | 0 | 0 | 0 | 0 | 0 | 400 | Tranquility | 230 |  | Tranquility 230kV | 0 | 40 | 106 | 94 | 0 | 0 | 0
Mustang | 230 | 0 | 100 | 0 | 0 | 0 | 0 | 100 | Tesla | 230 |  | Delta Switching Yard-Tesla 230kV line | 0 | 0 | 0 | 0 | 80 | 0 | 0
Otay Mesa | 230 | 150 | 0 | 0 | 0 | 0 | 0 | 150 |  |  | Not Found | Crow Creek 60kV | 0 | 20 | 0 | 20 | 0 | 0 | 0
Palo Verde | 500 | 0 | 0 | 0 | 119 | 0 | 0 | 119 | Trout Canyon (fka Crazy Eyes) | 230 |  | Crazy Eyes 230kV | 0 | 65 | 34 | 91 | 0 | 0 | 0
Pittsburg | 230 | 200 | 0 | 0 | 0 | 0 | 0 | 200 | Whirlwind | 230 |  | Whirlwind 230kV | 0 | 88 | 170 | 185.133 | 0 | 0 | 0
Redbluff | 230 | 104 | 662 | 206 | 0 | 0 | 0 | 972 | Whirlwind | 230 |  | Whirlwind 230 kV | 0 | 20 | 78 | 22 | 0 | 0 | 0
Santa Clara | 230 | 111 | 0 | 0 | 0 | 0 | 0 | 111 |  |  | Not Found | Weber 60kV | 0 | 25 | 0 | 0 | 0 | 0 | 0
Tranquility | 230 | 40 | 106 | 94 | 0 | 0 | 0 | 240 | Pittsburg | 230 | Voltage | Pittsburg 60kV? | 0 | 0 | 0 | 0 | 0 | 0 | 0
Trout Canyon (fka Crazy Eyes) | 230 | 65 | 34 | 91 | 0 | 0 | 0 | 190 | Westley | 230 |  | Quinto-Westley 230 kV line | 0 | 5 | 41 | 9 | 0 | 0 | 0
Vestal | 230 | 230 | 350 | 0 | 0 | 0 | 0 | 580 | Colorado River | 230 |  | Colorado River 230 kV | 0 | 0 | 100 | 0 | 0 | 0 | 0
Victor | 115 | 0 | 0 | 0 | 0 | 0 | 2.7 | 2.7 |  |  | Not Found | Valley Center 69kV | 0 | 104 | 0 | 0 | 0 | 0 | 0
Victor | 230 | 50 | 100 | 0 | 0 | 0 | 0 | 150 | Otay Mesa | 230 |  | Otay Mesa 230 kV | 0 | 150 | 0 | 0 | 0 | 0 | 0
Westley | 230 | 5 | 41 | 9 | 0 | 0 | 0 | 55 |  |  | Not Found | Avocado 69kV | 0 | 40 | 0 | 0 | 0 | 0 | 0
Wheeler Ridge | 230 | 0 | 200 | 0 | 0 | 0 | 0 | 200 | Mustang | 230 |  | Mustang 230kV | 0 | 0 | 0 | 0 | 0 | 0 | 0
Wheeler Ridge | 115 | 0 | 100 | 0 | 0 | 0 | 0 | 100 |  |  | Not Found | Kent SW STA 70 kV | 0 | 0 | 19.9 | 0 | 0 | 0 | 0
Whirlwind | 230 | 108 | 248 | 207.133 | 0 | 0 | 0 | 563.133 | Mendota | 115 |  | Mendota 115 kV | 0 | 0 | 160 | 0 | 0 | 0 | 0
Windhub | 230 | 150 | 375.7 | 0 | 182.1 | 0 | 0 | 707.8 | Gates | 230 |  | Gates 230 kV | 0 | 0 | 50 | 0 | 0 | 0 | 0
[9 empty] | Pittsburg | 230 |  | Pittsburgh 230kV | 0 | 200 | 0 | 0 | 0 | 0 | 0
Not Found |  | 318.3 | 19.9 | 36 | 56.2 | 0 | 2 | 432.4 | Mustang | 230 |  | Mustang 230 kV | 0 | 0 | 100 | 0 | 0 | 0 | 0
[11 empty] | Not Found | Vasco-Herdlyn 60kV line | 0 | 0 | 0 | 0 | 56.2 | 0 | 0
[9 empty] | Control | 115 |  | Casa Diablo 115kV | 0 | 0 | 0 | 0 | 0 | 30 | 0
[9 empty] | Devers | 230 |  | Devers 220 kV | 0 | 400 | 0 | 0 | 94.9 | 0 | 0
[11 empty] | Not Found | Mead 230kV | 0 | 0 | 0 | 0 | 0 | 0 | 0
[9 empty] | Eldorado | 500 |  | WILLOWBEACH | 0 | 0 | 0 | 0 | 30 | 0 | 0
[11 empty] | Not Found | California Flats Switching Station 230kV Bus | 0 | 60 | 0 | 0 | 0 | 0 | 0
[9 empty] | Colorado River | 500 |  | Colorado River 500kV | 0 | 523 | 62.5 | 518 | 0 | 0 | 0
[9 empty] | Henrietta | 115 | Voltage | Henrietta 70kV | 0 | 0 | 0 | 0 | 0 | 0 | 0
[9 empty] | Eldorado | 500 | Part 1 | CLNCRN_1 (bus #10870) | 0 | 0 | 0 | 0 | 106 | 0 | 0
[9 empty] | Palo Verde | 500 | Part 2 | CLNCRN_1 (bus #10870) | 0 | 0 | 0 | 0 | 119 | 0 | 0
[9 empty] | Antelope | 230 | Voltage | Antelope 66 kV | 0 | 0 | 3 | 0 | 0 | 0 | 0
[11 empty] | Not Found | SAN JOAQUIN #3 PH | 0 | 0 | 0 | 0 | 0 | 0 | 2
[9 empty] | Cabrillo | 115 |  | CABRILLO SUB | 0 | 0 | 0 | 0 | 99 | 0 | 0
[9 empty] | Henrietta | 115 |  | HENRIETTA SUB | 0 | 10 | 0 | 0 | 0 | 0 | 0
[9 empty] | Mead | 230 |  | WHITEH_2_MEADDYN2/MEADS_2_N101 | 0 | 0 | 0 | 0 | 350 | 0 | 0
[11 empty] | Not Found | Taft, Kern County,93268 | 0 | 8 | 0 | 16 | 0 | 0 | 0
[9 empty] | Kramer | 230 |  | Kramer 230 kV | 0 | 199 | 91 | 245 | 0 | 0 | 0
[9 empty] | Antelope | 230 |  | Antelope 220 kV | 0 | 155 | 0 | 56 | 0 | 0 | 0
[9 empty] | Imperial Valley | 230 |  | Imperial Valley 230 kV | 0 | 40 | 0 | 0 | 0 | 0 | 0
[9 empty] | Bellota | 115 |  | Bellota 115 kV | 0 | 132 | 0 | 0 | 0 | 0 | 0
[9 empty] | Colorado River | 230 |  | Colorado River 220 kV | 0 | 200 | 0 | 0 | 0 | 0 | 0
[9 empty] | Eldorado (5AA Bank bus) | 230 |  | SCE ElDorado 230 kV | 0 | 60 | 0 | 0 | 0 | 0 | 0
[11 empty] | Not Found | El Cajon 69 kV | 0 | 25 | 0 | 0 | 0 | 0 | 0
[9 empty] | Redbluff | 230 |  | Red Bluff 230 kV | 0 | 0 | 232 | 0 | 0 | 0 | 0
[9 empty] | Wheeler Ridge | 230 |  | Wheeler Ridge 230 kV | 0 | 0 | 200 | 0 | 0 | 0 | 0
[9 empty] | Kramer | 115 |  | Kramer 115 kV | 0 | 75 | 90 | 0 | 0 | 0 | 0
[14 empty] | *Includes batteries as part of hybrids |  | *solar included in hybrid resources

## New_Res_Interconnections
New resources not included in the baseline used for the 2020-2021 TPP |  |  |  |  | Compiled September 2021, Updated February 2022
Identifies the interconnection points and queue information of new resources in development or recently online that are not included in the baseline generator list used for the portfolios in the 2020-2021 TPP
Resource Information |  |  | Interconnection and Location Information |  | Storage Information |  |  | Hybrid infromation |  |  |  | Assigned MW
Resource Type | Nameplate Max MW | Earliest Online Date (Mo/Yr) | Interconnection Queue / Resource ID | Substation | Storage Duration (Hr) | Storage Max Discharge (MW) | Storage Depth (mwh) | Is Hybrid | Hybrid: Generator Nameplate MW | Hybrid: Combined MW | Hybrid Can Charge from Grid |  | Battery | Solar FCDS | Solar EODS | Wind | Geothermal | Biomass
Wind | 10.6 | 2021-03-01 | Repower | Altwind |  | 0 | 0 | 0 | 0 | 0 | 0 |  |  |  |  | 10.6
Hybrid | 56 | 2022-12-31 | Q1208 | Antelope 220 kV | 4 | 28 | 112 | 1 | 56 | 56 | 0 |  | 28 | 0 | 56
Battery | 127 | 2022-08-01 | Q1208 | Antelope 220 kV | 4 | 127 | 508 | 0 |  |  |  |  | 127
Solar | 3 | 2020-12-01 | GFID8469 | Antelope 66 kV |  | 0 | 0 | 0 | 0 | 0 | 0 |  |  | 3
Hybrid | 89.9 | 2023-12-31 | Q1495 | Arco 230 kV | 4 | 25 | 100 | 1 | 64.9 | 89.9 | 0 |  | 25 | 64.9 | 0
Hybrid | 98 | 2022-12-31 | Q1493 | Arco 70 kV | 4 | 38 | 152 | 1 | 60 | 98 | 0 |  | 38 | 60 | 0
Battery | 40 | 2021-03-31 | Q1169 | Avocado 69kV | 4 | 40 | 160 | 0 | 0 | 0 | 0 |  | 40
Battery | 1.3 | 2020-06-01 | QC8 (WDT1293) | Barre 66 kV | 4 | 1.3 | 5.2 | 0 |  |  | 0 |  | 1.3
Battery | 132 | 2023-08-01 | Q1109 | Bellota 115 kV | 4 | 132 | 528 | 0 |  |  |  |  | 132
Wind | 99 | 2021-12-31 | 1320-WD | CABRILLO SUB |  | 0 | 0 | 0 | 0 | 0 | 0 |  |  |  |  | 99
Battery | 60 | 2021-08-01 | Q0877 | California Flats Switching Station 230kV Bus | 4 | 60 | 240 | 0 |  |  | 0 |  | 60
Geothermal | 30 | 2021-12-31 | WDT315 | Casa Diablo 115kV |  | 0 | 0 | 0 | 0 | 0 | 0 | [5 empty] | 30
OOS Wind | 225 | 2021-12-31 | IA-PNM-2018-04 | CLNCRN_1 (bus #10870) |  | 0 | 0 | 0 | 0 | 0 | 0 |  |  |  |  | 225
Battery | 200 | 2022-08-01 | Q1192 | Colorado River 220 kV | 4 | 200 | 800 | 0 |  |  |  |  | 200
Solar | 100 | 2021-12-31 | Q1196, COLRIVER_2_B1 | Colorado River 230 kV |  | 0 | 0 | 0 | 0 | 0 | 0 |  |  | 100
Solar | 62.5 | 2020-09-30 | Q0294 DRACKR_2_DS4SR4 | Colorado River 500kV |  | 0 | 0 | 0 | 0 | 0 | 0 |  |  | 62.5
Hybrid | 230 | 2021-08-01 | Q0294, DRACKR_2_DSUBT3, DRACKR_2_DSUBT2 | Colorado River 500kV | 4 | 230 | 920 | 1 | 268 | 498 | 0 |  | 230 | 0 | 268
Battery | 63 | 2021-08-01 | Q0294, DRACKR_2_DSUBT1 | Colorado River 500kV | 4 | 63 | 252 | 0 | 0 | 0 | 0 |  | 63
Hybrid | 230 | 2021-08-01 | Q0193, BLKCRK_2_GMCBT1 | Colorado River 500kV | 4 | 230 | 920 | 1 | 250 | 480 | 0 |  | 230 | 0 | 250
Hybrid | 151 | 2022-12-31 | Q1341 | Crazy Eyes 230kV | 4 | 65 | 260 | 1 | 125 | 190 | 0 |  | 65 | 34 | 91
Hybrid | 20 | 2023-12-01 | Q1350 | Crow Creek 60kV | 3 | 20 | 60 | 1 | 20 | 20 | 0 |  | 20 | 0 | 20
Wind | 80 | 2023-01-01 | Q1363 | Delta Switching Yard-Tesla 230kV line |  | 0 | 0 | 0 | 0 | 0 | 0 |  |  |  |  | 80
Battery | 3 | 2021-02-01 | WDT1549 | Devers 115 kV | 4 | 3 | 12 | 0 | 0 | 0 | 0 |  | 3
Wind | 94.936 | 2021-01-01 | Repower ALTWD_2_COAWD1 | Devers 220 kV |  | 0 | 0 | 0 | 0 | 0 | 0 |  |  |  |  | 94.9
Battery | 400 | 2023-08-01 | Q1295 | Devers 220 kV | 4 | 400 | 1600 | 0 |  |  |  |  | 400
OOS WInd | 30 | 2022-01-01 | DURNMESA_3_WBDYN | WILLOWBEACH | [11 empty] | 30
Battery | 25 | 2022-06-01 | Q1047 | El Cajon 69 kV | 4 | 25 | 100 | 0 |  |  |  |  | 25
Solar | 50 | 2021-10-01 | Q1117 | Gates 230 kV |  | 0 | 0 | 0 | 0 | 0 | 0 |  |  | 50
Battery | 10 | 2022-01-01 | QC11 (WDT1535) | Goleta 66 kV | 4 | 10 | 40 | 0 | 0 | 0 | 0 |  | 10
Battery | 10 | 2020-12-01 | QC10 (WDT1492) | Goleta 66 kV | 4 | 10 | 40 | 0 | 0 | 0 | 0 |  | 10
Battery | 10 | 2021-03-01 | QC10 (WDT1486) | Goleta 66 kV | 4 | 10 | 40 | 0 | 0 | 0 | 0 |  | 10
Battery | 40 | 2020-12-01 | QC 12 (WDAT 1454) | Goleta 66 kV | 4 | 40 | 160 | 0 | 0 | 0 | 0 |  | 40
Biomass | 2.274 | 2020-10-01 | GFID 8554 | Goleta 66 kV |  | 0 | 0 | 0 | 0 | 0 | 0 | [6 empty] | 2.3
Battery | 10 | 2021-08-01 | 1296-WD | HENRIETTA SUB | 4 | 30 | 120 | 0 | 0 | 0 | 0 |  | 10
Battery | 40 | 2022-08-01 | Q1175 | Imperial Valley 230 kV | 4 | 40 | 160 | 0 |  |  |  |  | 40
Battery | 10 | 2021-01-01 | WDAT1393 | Johanna 66 kV | 4 | 10 | 40 | 0 | 0 | 0 | 0 |  | 10
Battery | 5 | 2021-01-01 | WDAT1392 | Johanna 66 kV | 4 | 5 | 20 | 0 | 0 | 0 | 0 |  | 5
Battery | 6 | 2020-12-01 | QC9 (WDT1397) | Johanna 66 kV | 4 | 6 | 24 | 0 | 0 | 0 | 0 |  | 6
Battery | 9 | 2020-12-01 | QC9(WDT1398) | Johanna 66 kV | 4 | 9 | 36 | 0 | 0 | 0 | 0 |  | 9
Battery | 20 | 2020-12-01 | QC9 (WDT1396) | Johanna 66 kV | 4 | 20 | 80 | 0 | 0 | 0 | 0 |  | 20
Solar | 19.88 | 2022-01-01 | Q1136 | Kent SW STA 70 kV |  | 0 | 0 | 0 | 0 | 0 | 0 |  |  | 19.9
Hybrid | 165 | 2022-12-31 | Q1617,Q1775 | Kramer 115 kV | 4 | 75 | 300 | 1 | 90 | 165 | 0 |  | 75 | 90 | 0
Hybrid | 123 | 2023-03-31 | Q1313 | Kramer 230 kV | 4 | 61.5 | 246 | 1 | 123 | 123 | 0 |  | 61.5 | 0 | 123
Battery | 61 | 2023-08-01 | Q1313,Q1314 | Kramer 230 kV | 4 | 61 | 244 | 0 |  |  |  |  | 61
Hybrid | 120 | 2023-06-30 | Q1604 | Kramer 230 kV | 3 | 30 | 90 | 1 | 120 | 150 | 0 |  | 30 | 68 | 52
Hybrid | 99.5 | 2023-12-01 | Q1204 | Kramer 230 kV | 3 | 46.5 | 186 | 1 | 93 | 139.5 | 0 |  | 46.5 | 23 | 70
Solar | 100 | 2020-12-30 | Q1128, LTBERA_1_LB1SR4, LTBERA_1_LB1SR5 | Mendota 115 kV |  | 0 | 0 | 0 | 0 | 0 | 0 |  |  | 100
Solar | 20 | 2020-12-30 | Q1127, LTBERA_1_LB1SR3 | Mendota 115 kV |  | 0 | 0 | 0 | 0 | 0 | 0 |  |  | 20
Solar | 40 | 2020-12-30 | Q1028, LTBERA_1_LB1SR1 | Mendota 115 kV |  | 0 | 0 | 0 | 0 | 0 | 0 |  |  | 40
Battery | 75 | 2021-12-01 | Q1454 | Metcalf 115kV | 4 | 75 | 300 | 0 | 0 | 0 | 0 |  | 75
Battery | 400 | 2021-06-01 | Q1472, VISTRA_5_DALBT1-4 | Moss Landing 500kV | 4 | 400 | 1600 | 0 | 0 | 0 | 0 |  | 400
Solar | 100 | 2021-01-01 | Q1036, CABALO_2_M2WSR2 | Mustang 230 kV |  | 0 | 0 | 0 | 0 | 0 | 0 |  |  | 100
Battery | 36.25 | 2021-10-15 | Q1830 | Oakland C Sub via Oakland C-Turbine 115 kV Line | 4 | 36.25 | 145 | 0 | 0 | 0 | 0 |  | 36.3
Battery | 150 | 2021-08-01 | Q1170, GATEWY_2_GESBT1 | Otay Mesa 230 kV | 4 | 150 | 600 | 0 | 0 | 0 | 0 |  | 150
Battery | 200 | 2021-08-01 | Q1111, BLKDIA_2_BDEBT1 | Pittsburgh 230kV | 4 | 200 | 800 | 0 | 0 | 0 | 0 |  | 200
Hybrid | 50 | 2023-06-30 | Q1244 | Quinto-Westley 230 kV line | 4 | 5 | 20 | 1 | 50 | 55 | 0 |  | 5 | 41 | 9
Solar | 100 | 2020-12-11 | Q365,ALMASL_2_GS4SR4 | Red Bluff 230 kV |  |  |  | 0 | [5 empty] | 100
Solar | 132 | 2021-12-01 | Q365 | Red Bluff 230 kV |  |  |  | 0 | [5 empty] | 132
Solar | 250 | 2022-01-01 | Q1405 | Red Bluff 230kV |  | 0 | 0 | 0 | 0 | 0 | 0 |  |  | 250
Hybrid | 96 | 2023-09-01 | Q1200 | Red Bluff 230kV | 4 | 32 | 128 | 1 | 64 | 96 | 1 |  | 32 | 64 | 0
Solar | 116 | 2020-12-01 | Q0643AE, DSRTHV_2_DH1SR1 | Red Bluff 230kV |  | 0 | 0 | 0 | 0 | 0 | 0 |  |  | 116
Hybrid | 72 | 2021-08-01 | Q0643 | Red Bluff 230kV | 4 | 72 | 288 | 1 | 206 | 278 | 0 |  | 72 | 0 | 206
Biomass | 2 | 2021-02-22 | 2007-RD | SAN JOAQUIN #3 PH |  | 0 | 0 | 0 | 0 | 0 | 0 | [6 empty] | 2
Battery | 11 | 2021-03-01 | QC 11 (WDAT1520) | Santa Clara 66 kV | 4 | 11 | 44 | 0 | 0 | 0 | 0 |  | 11
Battery | 100 | 2021-05-01 | QC 11 (WDAT1519) | Santa Clara 66 kV | 4 | 100 | 400 | 0 | 0 | 0 | 0 |  | 100
Battery | 60 | 2022-08-01 | Q1796 | SCE ElDorado 230 kV | 4 | 60 | 240 | 0 |  |  |  |  | 60
Hybrid | 200 | 2022-12-31 | Q1391 | Tranquility 230kV | 4 | 40 | 160 | 1 | 200 | 240 | 0 |  | 40 | 106 | 94
Battery | 104 | 2021-08-01 | Q1191 | Valley Center 69kV | 4 | 104 | 416 | 0 | 0 | 0 | 0 |  | 104
Wind | 56.2 | 2021-02-28 | Q1010, DYERSM_6_DSWWD1, USWPFK_6_FRICK | Vasco-Herdlyn 60kV line |  | 0 | 0 | 0 | 0 | 0 | 0 |  |  |  |  | 56.2
Hybrid | 480 | 2023-10-01 | Q1516 | Vestal 230 kV | 3 | 180 | 540 | 1 | 300 | 480 | 0 |  | 180 | 300 | 0
Hybrid | 100 | 2022-12-01 | WDT1384 | Vestal 66 kV | 4 | 50 | 200 | 1 | 50 | 100 | 1 |  | 50 | 50 | 0
CHP | 13.5 | 2022-06-01 | WDT1655 | Victor 115 kV |  | 0 | 0 | 0 | 0 | 0 | 0
Biomass | 2.7 | 2021-06-01 | GFID 8654 | Victor 115 kV |  | 0 | 0 | 0 | 0 | 0 | 0 | [6 empty] | 2.7
Hybrid | 150 | 2021-09-15 | Q1414 | Victor 230 kV | 4 | 50 | 200 | 1 | 100 | 150 | 0 |  | 50 | 100 | 0
Battery | 25 | 2022-12-01 | Q1272 | Weber 60kV | 4 | 25 | 100 | 0 | 0 | 0 | 0 |  | 25
Solar | 200 | 2022-12-01 | Q1398 | Wheeler Ridge 230 kV |  |  |  | 0 | [5 empty] | 200
Solar | 100 | 2022-12-31 | Q1397 | Wheeler Ridge 70kV |  | 0 | 0 | 0 | 0 | 0 | 0 |  |  | 100
Hybrid | 105 | 2022-08-27 | Q1215 | Whirlwind 230 kV | 2.5 | 20 | 50 | 1 | 100 | 120 | 0 |  | 20 | 78 | 22
Solar | 18 | 2024-01-01 | Q1212 | Whirlwind 230kV |  | 0 | 0 | 0 | 0 | 0 | 0 |  |  | 18
Hybrid | 88 | 2021-08-01 | Q0971 | Whirlwind 230kV | 4 | 88 | 352 | 1 | 185.133 | 273.133 | 0 |  | 88 | 0 | 185.133
Solar | 152 | 2020-12-22 | SGSAVF1_7_N001, RTEDDY_2_SEBSR3 | Whirlwind 230kV |  | 0 | 0 | 0 | 0 | 0 | 0 |  |  | 152
Solar | 100 | 2022-12-31 | Q1518 | Windhub 230kV |  | 0 | 0 | 0 | 0 | 0 | 0 |  |  | 100
Solar | 80 | 2022-03-01 | Q1518 | Windhub 230kV |  | 0 | 0 | 0 | 0 | 0 | 0 |  |  | 80
Battery | 150 | 2021-09-18 | Q1324, 1424, 1518 | Windhub 230kV | 4 | 150 | 600 | 0 | 0 | 0 | 0 |  | 150
Solar | 33.7 | 2022-07-01 | Q1324 | Windhub 230kV |  | 0 | 0 | 0 | 0 | 0 | 0 |  |  | 33.7
Solar | 100 | 2022-12-31 | Q1324 | Windhub 230kV |  | 0 | 0 | 0 | 0 | 0 | 0 |  |  | 100
Solar | 62 | 2021-12-31 | Q1324 | Windhub 230kV |  | 0 | 0 | 0 | 0 | 0 | 0 |  |  | 62
Wind | 182.1 | 2021-04-26 | Q119, TEHAPI_2_PW2WD2, TEHAPI_2_PW2WD1 | Windhub 230kV |  | 0 | 0 | 0 | 0 | 0 | 0 |  |  |  |  | 182.1
OOS Wind | 350 | 2020-12-01 | WHITEH_2_MEADDYN2/MEADS_2_N101 | WHITEH_2_MEADDYN2/MEADS_2_N101 |  | 0 | 0 | 0 | 0 | 0 | 0 |  |  |  |  | 350
Hybrid | 8 | 2021-05-15 |  | Taft, Kern County,93268 | 4 | 8 | 32 | 1 | 16 | 8 | 0 |  | 8 | 0 | 16

## Summary_Table_OLD
Mapping of resources to substations identified in the CAISO transmission constraints. When a substation was not included as a substation identified in the CAISO Tx cosntraints, an attempt was made to map it to the closest or most-likely substation impacted in the constraints. This is to better enable accounting of these resources in busbar mapping. Not all substations could be matched to a identfied substation so these could not be mapped but are included below for CAISO to utilize.
CONSOLIDATED | Total Resource Capacity: | 3924.55 | 1739.08 | 2354.981 | 747.836 | 30 | 4.974 | 8801.421
CAISO Tx Constraint Sub Name | Voltage | Battery | Solar FCDS | Solar EODS | Wind | Geothermal | Biomass / Biogas | Total | CAISO Tx Constraint Sub Name | Voltage | Voltage Mismatch or Not Found | Substation | CHP | Battery* | FCDS solar | caiso_hybrid | EODS Solar* | Wind | Geothermal | Biomass
Victor | 115 | 0 | 0 | 0 | 0 | 0 | 2.7 | 2.7 | Victor | 115 |  | Victor 115 kV | 13.5 | 0 | 0 | 0 | 0 | 0 | 0 | 2.7
Devers | 230 | 403 | 0 | 0 | 105.536 | 0 | 0 | 508.536 | Devers | 230 | Voltage | Devers 115 kV | 0 | 3 | 0 | 0 | 0 | 0 | 0 | 0
Vestal | 230 | 230 | 0 | 350 | 0 | 0 | 0 | 580 | Vestal | 230 | Voltage | Vestal 66 kV | 0 | 50 | 0 | 100 | 50 | 0 | 0 | 0
Johanna | 230 | 50 | 0 | 0 | 0 | 0 | 0 | 50 |  |  | Not Found | Los Coches | 0 | 0 | 0 | 0 | 0 | 0 | 0 | 0
Barre | 230 | 1.3 | 0 | 0 | 0 | 0 | 0 | 1.3
Goleta | 230 | 70 | 0 | 0 | 0 | 0 | 2.274 | 72.274
Santa Clara | 230 | 121 | 0 | 0 | 0 | 0 | 0 | 121 | Johanna | 230 | Voltage | Johanna 66 kV | 0 | 50 | 0 | 0 | 0 | 0 | 0 | 0
Kramer | 230 | 199 | 0 | 336 | 0 | 0 | 0 | 535 | Barre | 230 | Voltage | Barre 66 kV | 0 | 1.3 | 0 | 0 | 0 | 0 | 0 | 0
ECO | 230 | 0 | 0 | 0 | 0 | 0 | 0 | 0 | Goleta | 230 | Voltage | Goleta 66 kV | 0 | 70 | 0 | 0 | 0 | 0 | 0 | 2.274
Windhub | 230 | 150 | 375.7 | 0 | 182.1 | 0 | 0 | 707.8 | Santa Clara | 230 | Voltage | Santa Clara 66 kV | 0 | 121 | 0 | 0 | 0 | 0 | 0 | 0
Arco | 230 | 63 | 0 | 124.9 | 0 | 0 | 0 | 187.9 |  |  | Not Found | Oakland C Sub via Oakland C-Turbine 115 kV Line | 0 | 36.25 | 0 | 0 | 0 | 0 | 0 | 0
Moss Landing | 500 | 400 | 0 | 0 | 0 | 0 | 0 | 400 | Kramer | 230 |  | Kramer 230kV | 0 | 76.5 | 0 | 219.5 | 213 | 0 | 0 | 0
Metcalf | 230 | 75 | 0 | 0 | 0 | 0 | 0 | 75 | ECO | 230 |  | ECO 230kV | 0 | 0 | 0 | 0 | 0 | 0 | 0 | 0
Suncrest | 500 | 0 | 0 | 0 | 0 | 0 | 0 | 0 | Windhub | 230 |  | Windhub 230kV | 0 | 150 | 375.7 | 0 | 0 | 182.1 | 0 | 0
Victor | 230 | 50 | 0 | 100 | 0 | 0 | 0 | 150 | Vestal | 230 |  | Vestal 230 kV | 0 | 180 | 0 | 480 | 300 | 0 | 0 | 0
Redbluff | 230 | 104 | 598 | 270 | 0 | 0 | 0 | 972 | Arco | 230 |  | Arco 230 kV | 0 | 25 | 0 | 89.9 | 64.9 | 0 | 0 | 0
Wheeler Ridge | 115 | 0 | 100 | 0 | 0 | 0 | 0 | 100 | Arco | 230 | Voltage | Arco 70 kV | 0 | 38 | 0 | 98 | 60 | 0 | 0 | 0
Tranquility | 230 | 40 | 0 | 110 | 0 | 0 | 0 | 150 | Moss Landing | 500 |  | Moss Landing 500kV | 0 | 400 | 0 | 0 | 0 | 0 | 0 | 0
Midway | 115 | 10 | 0 | 10 | 0 | 0 | 0 | 20 | Metcalf | 230 | Voltage | Metcalf 115kV | 0 | 75 | 0 | 0 | 0 | 0 | 0 | 0
Whirlwind | 230 | 108 | 170 | 285.133 | 0 | 0 | 0 | 563.133 | Devers | 230 |  | Altwind | 0 | 0 | 0 | 0 | 0 | 10.6 | 0 | 0
Delta Switching Yard | 230 | 0 | 0 | 0 | 80 | 0 | 0 | 80 |  |  | Not Found | Miramar GT 69kV | 0 | 0 | 0 | 0 | 0 | 0 | 0 | 0
Trout Canyon (fka Crazy Eyes) | 230 | 65 | 0 | 125 | 0 | 0 | 0 | 190 | Victor | 230 |  | Victor 230 kV | 0 | 50 | 0 | 150 | 100 | 0 | 0 | 0
Pittsburg | 230 | 200 | 0 | 0 | 0 | 0 | 0 | 200 | Redbluff | 230 |  | Red Bluff 230kV | 0 | 104 | 366 | 168 | 270 | 0 | 0 | 0
Dairyland | 115 | 0 | 0 | 0 | 0 | 0 | 0 | 0 | Wheeler Ridge | 115 | Voltage | Wheeler Ridge 70kV | 0 | 0 | 100 | 0 | 0 | 0 | 0 | 0
Vista | 230 | 0 | 0 | 0 | 0 | 0 | 0 | 0 | Tranquility | 230 |  | Tranquility 230kV | 0 | 40 | 0 | 110 | 110 | 0 | 0 | 0
Westley | 230 | 5 | 0 | 50 | 0 | 0 | 0 | 55 | Midway | 115 |  | Midway 115kV | 0 | 10 | 0 | 110 | 10 | 0 | 0 | 0
Mustang | 230 | 0 | 100 | 0 | 0 | 0 | 0 | 100 | Delta Switching Yard | 230 |  | Delta Switching Yard-Tesla 230kV line | 0 | 0 | 0 | 0 | 0 | 80 | 0 | 0
Colorado River | 500 | 523 | 62.5 | 517.948 | 0 | 0 | 0 | 1103.448 |  |  | Not Found | Crow Creek 60kV | 0 | 20 | 0 | 20 | 20 | 0 | 0 | 0
Colorado River | 230 | 200 | 100 | 0 | 0 | 0 | 0 | 300 | Trout Canyon (fka Crazy Eyes) | 230 |  | Crazy Eyes 230kV | 0 | 65 | 0 | 151 | 125 | 0 | 0 | 0
Control | 115 | 0 | 0 | 0 | 0 | 30 | 0 | 30 | Whirlwind | 230 |  | Whirlwind 230kV | 0 | 100 | 170 | 148 | 245.133 | 0 | 0 | 0
Imperial Valley | 230 | 40 | 0 | 0 | 0 | 0 | 0 | 40 | Whirlwind | 230 |  | Whirlwind 230 kV | 0 | 8 | 0 | 45 | 40 | 0 | 0 | 0
Otay Mesa | 230 | 150 | 0 | 0 | 0 | 0 | 0 | 150 |  |  | Not Found | Weber 60kV | 0 | 25 | 0 | 0 | 0 | 0 | 0 | 0
Henrietta | 115 | 10 | 0 | 0 | 0 | 0 | 0 | 10 | Pittsburg | 230 | Voltage | Pittsburg 60kV? | 0 | 0 | 0 | 0 | 0 | 0 | 0 | 0
Antelope | 230 | 155 | 3 | 56 | 0 | 0 | 0 | 214 | Westley | 230 |  | Quinto-Westley 230 kV line | 0 | 5 | 0 | 50 | 50 | 0 | 0 | 0
Mendota | 115 | 0 | 160 | 0 | 0 | 0 | 0 | 160 | Colorado River | 230 |  | Colorado River 230 kV | 0 | 0 | 100 | 0 | 0 | 0 | 0 | 0
Bellota | 115 | 132 | 0 | 0 | 0 | 0 | 0 | 132 |  |  | Not Found | Valley Center 69kV | 0 | 104 | 0 | 0 | 0 | 0 | 0 | 0
Cabrillo | 115 | 0 | 0 | 0 | 99 | 0 | 0 | 99 | Otay Mesa | 230 |  | Otay Mesa 230 kV | 0 | 150 | 0 | 0 | 0 | 0 | 0 | 0
Eldorado (5AA Bank bus) | 230 | 60 | 0 | 0 | 0 | 0 | 0 | 60 |  |  | Not Found | Avocado 69kV | 0 | 40 | 0 | 0 | 0 | 0 | 0 | 0
Gates | 230 | 0 | 50 | 0 | 0 | 0 | 0 | 50 | Mustang | 230 |  | Mustang 230kV | 0 | 0 | 0 | 0 | 0 | 0 | 0 | 0
[11 empty] | Not Found | Kent SW STA 70 kV | 0 | 0 | 19.88 | 0 | 0 | 0 | 0 | 0
Not Found |  | 310.25 | 19.88 | 20 | 281.2 | 0 | 0 | 631.33 | Mendota | 115 |  | Mendota 115 kV | 0 | 0 | 160 | 0 | 0 | 0 | 0 | 0
[9 empty] | Gates | 230 |  | Gates 230 kV | 0 | 0 | 50 | 0 | 0 | 0 | 0 | 0
[9 empty] | Pittsburg | 230 |  | Pittsburgh 230kV | 0 | 200 | 0 | 0 | 0 | 0 | 0 | 0
[9 empty] | Mustang | 230 |  | Mustang 230 kV | 0 | 0 | 100 | 0 | 0 | 0 | 0 | 0
[11 empty] | Not Found | Vasco-Herdlyn 60kV line | 0 | 0 | 0 | 0 | 0 | 56.2 | 0 | 0
[9 empty] | Control | 115 |  | Casa Diablo 115kV | 0 | 0 | 0 | 0 | 0 | 0 | 30 | 0
[9 empty] | Devers | 230 |  | Devers 220 kV | 0 | 0 | 0 | 0 | 0 | 94.936 | 0 | 0
[11 empty] | Not Found | Mead 230kV | 0 | 0 | 0 | 0 | 0 | 0 | 0 | 0
[9 empty] | Henrietta | 115 |  | Henrietta-GWF 115 kV Line | 0 | 0 | 0 | 0 | 0 | 0 | 0 | 0
[11 empty] | Not Found | California Flats Switching Station 230kV Bus | 0 | 60 | 0 | 0 | 0 | 0 | 0 | 0
[9 empty] | Colorado River | 500 |  | Colorado River 500kV | 0 | 523 | 62.5 | 460 | 517.948 | 0 | 0 | 0
[9 empty] | Henrietta | 115 | Voltage | Henrietta 70kV | 0 | 0 | 0 | 0 | 0 | 0 | 0 | 0
[11 empty] | Not Found | CLNCRN_1 (bus #10870) | 0 | 0 | 0 | 0 | 0 | 225 | 0 | 0
[9 empty] | Antelope | 230 | Voltage | Antelope 66 kV | 0 | 0 | 3 | 0 | 0 | 0 | 0 | 0
[11 empty] | Not Found | SAN JOAQUIN #3 PH | 0 | 0 | 0 | 0 | 0 | 0 | 0 | 0
[9 empty] | Cabrillo | 115 |  | CABRILLO SUB | 0 | 0 | 0 | 0 | 0 | 99 | 0 | 0
[9 empty] | Henrietta | 115 |  | HENRIETTA SUB | 0 | 10 | 0 | 0 | 0 | 0 | 0 | 0
[11 empty] | Not Found | SPI 60 kV Tap of PG&E's Caribou Plumas Jct. 60 kV line near Pole 17/12 | 0 | 0 | 0 | 0 | 0 | 0 | 0 | 0
[11 empty] | Not Found | WEST POINT PH | 0 | 0 | 0 | 0 | 0 | 0 | 0 | 0
[9 empty] | Kramer | 230 |  | Kramer 230 kV | 0 | 122.5 | 0 | 123 | 123 | 0 | 0 | 0
[9 empty] | Antelope | 230 |  | Antelope 220 kV | 0 | 155 | 0 | 56 | 56 | 0 | 0 | 0
[9 empty] | Imperial Valley | 230 |  | Imperial Valley 230 kV | 0 | 40 | 0 | 0 | 0 | 0 | 0 | 0
[9 empty] | Bellota | 115 |  | Bellota 115 kV | 0 | 132 | 0 | 0 | 0 | 0 | 0 | 0
[9 empty] | Colorado River | 230 |  | Colorado River 220 kV | 0 | 200 | 0 | 0 | 0 | 0 | 0 | 0
[9 empty] | Devers | 230 |  | Devers 220 kV | 0 | 400 | 0 | 0 | 0 | 0 | 0 | 0
[9 empty] | Eldorado (5AA Bank bus) | 230 |  | SCE ElDorado 230 kV | 0 | 60 | 0 | 0 | 0 | 0 | 0 | 0
[11 empty] | Not Found | El Cajon 69 kV | 0 | 25 | 0 | 0 | 0 | 0 | 0 | 0
[9 empty] | Redbluff | 230 |  | Red Bluff 230 kV | 0 | 0 | 232 | 0 | 0 | 0 | 0 | 0
[9 empty] | Wheeler Ridge | 230 |  | Wheeler Ridge 230 kV | 0 | 0 | 200 | 0 | 0 | 0 | 0 | 0
[9 empty] | Kramer | 115 |  | Kramer 115 kV | 0 | 75 | 0 | 165 | 90 | 0 | 0 | 0
[14 empty] | *Includes batteries as part of hybrids |  |  | *solar included in hybrid resources

## RESOLVE_Gen_List_20-21TPP
Source: RESOLVE_Resource Costs and Build_2020-02-07.xlsb
| Generator List | [25 empty] | Thermal Retirement assumptions | User assumes early gas retirement after ,,,, years |  | 0
[28 empty] | User assumes early CHP retirement after … years |  | 0
| Count | 3946 | [25 empty] | First retirement year (end of year) |  | 2019
[27 empty] | Renewable risk adjustment | Existing |  | 100%
[28 empty] | New |  | 95%
In master list | SERVM ID | Generator Name | Dataset | Physical BAA | Primary Load BAA | BAA Name | SERVM Zone | RESOLVE Zone | Online Date | Planned Retirement Date | MaxGen (MW) | Resource Type | Master Resource Type | SERVM Type | RESOLVE Type | REC contract (if different from RESOLVE Zone) | Contract Capacity (MW, if different from RESOLVE zone) | Electrical Zone (Post-2018 COD Renewables) | First Year to Count | Last Year to Count | Remaining capacity contracted to Resolve Zone | Contracting LSE | Contract Capacity (MW) | Risk Adjustment | Include in RESOLVE? | Include in Class Characteristics | Assumed Retirement Date | COUNT | Alternate Name in New Baseline | Count of resources not in new baseline
1 | 150MileHouse | 150 Mile House ERG-1_IPP-HFH | teppc | BCHA | BCHA | British Columbia Transmission Company | BCHA_AESO | Excluded | 2008-06-01 | 2028-10-16 | 6.499 | 1 | 6.499 | 6.499 | ST-Other | ST_Unknown | Steam | Excluded_ST |  |  |  | 2008 | 2028 | 0 | Excluded | 6.499 | 1899-12-31 | 1 |  | 0
N/A | 41MB_8ME_LLC | 41MB 8ME LLC | rps | PGE_Valley | SCE | Southern California Edison | SCE | CAISO | 2020-06-01 | 2050-12-31 | 51.3 | 1 | 51.3 | 51.3 | Solar PV - Ground mountSolar: Tracking (1 Axis) | 1axPV_sun | Solar_1Axis | CAISO_Solar |  |  |  | 2020 | 2050 | 0 | CAISO | 51.3 | 0.95 | 1 |  | 1
3 | 7STDRD_1_SOLAR1 | Shafter Solar | caiso | PGE_Valley | PGE_Valley | Pacific Gas and Electric Valley | PGE_Valley | CAISO | 2015-06-04 | 2050-12-31 | 20 | 1 | 20 | 20 | n/a | PVgeneric_sun | Solar_Fixed | CAISO_Solar |  |  |  | 2015 | 2050 | 0 | CAISO | 20 | 1899-12-31 | 1 |  | 1
4 | 8MileCanyon | Eight Mile Canyon (Horn Butte)-WT (52 x 1.5 GE) | teppc | PNM | PNM | Public Service Company of New Mexico | PNM_EPE | SW | 2018-12-31 | 2050-12-31 | 78 | 1 | 78 | 78 | WT-Onshore | wind_onshorewind | Wind | SW_Wind |  |  |  | 2019 | 2050 | 0 | SW | 78 | 0.95 | 1 |  | 1
5 | 97WI8ME_LLC__Midway_Solar_Farm_III_ | 97WI8ME LLC (Midway Solar Farm III) | rps | IID | SDG&E | San Diego Gas and Electric | SDGE | CAISO | 2018-09-06 | 2050-12-31 | 20 | 1 | 20 | 20 | Solar PV - Ground mountSolar: Fixed Tilt | FixedPV_sun | Solar_Fixed | CAISO_Solar |  |  |  | 2019 | 2050 | 0 | CAISO | 20 | 1899-12-31 | 1 |  | 1
6 | Aberdeen | Sierra Pacific Aberdeen-GEN1 | teppc | BPAT | BPAT | Bonneville Power Administration – Transmission | BPAT | NW | 2003-02-01 | 2050-12-31 | 18 | 1 | 18 | 18 | Bio-ST | ST_Biomass | Biomass/Wood | NW_Biomass |  |  |  | 2003 | 2050 | 0 | NW | 18 | 1899-12-31 | 1 |  | 1
7 | Aberfeldie2_1 | Aberfeldie 2-1_Aberfeldie 2 (New redeveloped)-1_BCH-ABN | teppc | BCHA | BCHA | British Columbia Transmission Company | BCHA_AESO | Excluded | 2008-08-30 | 2033-03-31 | 8 | 1 | 8 | 8 | Hydro | Hydro_Standard | Hydro | Excluded_Hydro |  |  |  | 2009 | 2032 | 0 | Excluded | 8 | 1899-12-31 | 1 |  | 1
8 | Aberfeldie2_2 | Aberfeldie 2-2_Aberfeldie 2 (New redeveloped)-2_BCH-ABN | teppc | BCHA | BCHA | British Columbia Transmission Company | BCHA_AESO | Excluded | 2008-08-30 | 2033-03-31 | 8 | 1 | 8 | 8 | Hydro | Hydro_Standard | Hydro | Excluded_Hydro |  |  |  | 2009 | 2032 | 0 | Excluded | 8 | 1899-12-31 | 1 |  | 1
9 | Aberfeldie2_3 | Aberfeldie 2-3_Aberfeldie 2 (New redeveloped)-3_BCH-ABN | teppc | BCHA | BCHA | British Columbia Transmission Company | BCHA_AESO | Excluded | 2008-08-30 | 2033-03-31 | 8 | 1 | 8 | 8 | Hydro | Hydro_Standard | Hydro | Excluded_Hydro |  |  |  | 2009 | 2032 | 0 | Excluded | 8 | 1899-12-31 | 1 |  | 1
10 | Abiquiu_1_3 | Abiquiu Dam Units 1-3 | teppc | PNM | PNM | Public Service Company of New Mexico | PNM_EPE | SW | 1989-12-01 | 2050-12-31 | 13.8 | 1 | 13.8 | 13.8 | Hydro | Hydro_Standard | Hydro | SW_Hydro |  |  |  | 1990 | 2050 | 0 | SW | 13.8 | 1899-12-31 | 1 |  | 1
11 | ACACIA_6_SOLAR | West Antelope Solar | caiso | SCE | SCE | Southern California Edison | SCE | CAISO | 2014-11-13 | 2050-12-31 | 20 | 1 | 20 | 20 | n/a | PVgeneric_sun | Solar_Fixed | CAISO_Solar |  |  |  | 2015 | 2050 | 0 | CAISO | 20 | 1899-12-31 | 1 |  | 1
12 | Adel_SVC | Adel SVC | teppc | LDWP | LDWP | Los Angeles Department of Water and Power | LADWP | LDWP | 1986-04-15 | 2050-12-31 | 0 | 0 | 0 | 0 | VAR-Device | VAR_NOTGEN | None | LDWP_Var-DEVICE |  |  |  | 1986 | 2050 | 0 | LDWP | 0 | 1899-12-31 | 1 |  | 1
13 | Adelanto_Solar | Adelanto Solar Project 1 | teppc | LDWP | LDWP | Los Angeles Department of Water and Power | LADWP | LDWP | 2012-06-30 | 2050-12-31 | 10 | 1 | 10 | 10 | SolarPV-NonTracking | FixedPV_sun | Solar_Fixed | LDWP_Solar |  |  |  | 2012 | 2050 | 0 | LDWP | 10 | 1899-12-31 | 1 |  | 1
14 | ADERA_1_SOLAR1 | Adera Solar | caiso | PGE_Valley | PGE_Valley | Pacific Gas and Electric Valley | PGE_Valley | CAISO | 2015-12-23 | 2050-12-31 | 20 | 1 | 20 | 20 | n/a | PVgeneric_sun | Solar_Fixed | CAISO_Solar |  |  |  | 2016 | 2050 | 0 | CAISO | 20 | 1899-12-31 | 1 |  | 1
15 | ADLIN_1_UNITS | GEYSERS AIDLIN AGGREGATE | caiso | PGE_Bay | PGE_Bay | Pacific Gas and Electric Bay | PGE_Bay | CAISO |  | 2050-12-31 | 16 | 0.72727 | 16 | 22 | n/a | Geothermal_steam | Geothermal | CAISO_Geothermal |  |  |  | 1900 | 2050 | 0 | CAISO | 22 | 1899-12-31 | 1 |  | 1
16 | ADMEST_6_SOLAR | Adams East | caiso | PGE_Valley | PGE_Valley | Pacific Gas and Electric Valley | PGE_Valley | CAISO | 2014-12-13 | 2050-12-31 | 19 | 1 | 19 | 19 | n/a | PVgeneric_sun | Solar_Fixed | CAISO_Solar |  |  |  | 2015 | 2050 | 0 | CAISO | 19 | 1899-12-31 | 1 |  | 1
17 | ADOBEE_1_SOLAR | Adobe Solar | caiso | PGE_Valley | PGE_Valley | Pacific Gas and Electric Valley | PGE_Valley | CAISO | 2014-05-21 | 2050-12-31 | 20 | 1 | 20 | 20 | n/a | PVgeneric_sun | Solar_Fixed | CAISO_Solar |  |  |  | 2014 | 2050 | 0 | CAISO | 20 | 1899-12-31 | 1 |  | 1
18 | Afton_CC | AftonCC (Total CC Plant) | teppc | PNM | PNM | Public Service Company of New Mexico | PNM_EPE | SW | 2007-10-01 | 2050-12-01 | 248.5 | 1 | 248.5 | 248.5 | CCWhole-NatGas-Industrial | CC_NG | CC | SW_CCGT |  |  |  | 2008 | 2050 | 0 | SW | 248.5 | 1899-12-31 | 1 |  | 1
19 | AGCANA_X_HOOVER | Hoover Power Plant | caiso | AZPS | SCE | Southern California Edison | SCE | CAISO |  | 2050-12-31 | 40 | 1 | 40 | 40 | HYDRO_WATER | Hydro_Standard | Hydro | CAISO_Hydro |  |  |  | 1900 | 2050 | 0 | CAISO | 40 | 1899-12-31 | 1 |  | 1
20 | AGRICO_6_PL3N5 | Fresno Peaker | caiso | PGE_Valley | PGE_Valley | Pacific Gas and Electric Valley | PGE_Valley | CAISO | 2006-08-30 | 2050-12-31 | 22.69 | 1 | 22.69 | 22.69 | CT-NatGas-Aero | CT_NG | CT | CAISO_Peaker2 |  |  |  | 2007 | 2050 | 0 | CAISO | 22.69 | 1899-12-31 | 1 |  | 1
21 | AGRICO_7_UNIT | Fresno Cogen | caiso | PGE_Valley | PGE_Valley | Pacific Gas and Electric Valley | PGE_Valley | CAISO | 2001-01-01 | 2050-12-31 | 50.6 | 1 | 50.6 | 50.6 | CCWhole-NatGas-Industrial | CC_NG | CC | CAISO_CCGT2 |  |  |  | 2001 | 2050 | 0 | CAISO | 50.6 | 1899-12-31 | 1 |  | 1
22 | Agua_Fria_1 | Agua Fria AF1 | teppc | SRP | SRP | Salt River Project | SRP | SW | 1958-01-01 | 2050-12-31 | 113.5 | 1 | 113.5 | 113.5 | ST-NatGas | ST_NG | Steam | SW_ST |  |  |  | 1958 | 2050 | 0 | SW | 113.5 | 1899-12-31 | 1 |  | 1
23 | Agua_Fria_2 | Agua Fria AF2 | teppc | SRP | SRP | Salt River Project | SRP | SW | 1957-04-01 | 2050-12-31 | 113.5 | 1 | 113.5 | 113.5 | ST-NatGas | ST_NG | Steam | SW_ST |  |  |  | 1957 | 2050 | 0 | SW | 113.5 | 1899-12-31 | 1 |  | 1
24 | Agua_Fria_3 | Agua Fria AF3 | teppc | SRP | SRP | Salt River Project | SRP | SW | 1961-04-01 | 2050-12-31 | 182.5 | 1 | 182.5 | 182.5 | ST-NatGas | ST_NG | Steam | SW_ST |  |  |  | 1961 | 2050 | 0 | SW | 182.5 | 1899-12-31 | 1 |  | 1
25 | Agua_Fria_4 | Agua Fria CT AF4 | teppc | SRP | SRP | Salt River Project | SRP | SW | 1975-05-01 | 2050-12-31 | 74 | 1 | 74 | 74 | CT-NatGas-Industrial | CT_NG | CT | SW_Peaker |  |  |  | 1975 | 2050 | 0 | SW | 74 | 1899-12-31 | 1 |  | 1
26 | Agua_Fria_5 | Agua Fria CT AF5 | teppc | SRP | SRP | Salt River Project | SRP | SW | 1974-07-01 | 2050-12-31 | 74 | 1 | 74 | 74 | CT-NatGas-Industrial | CT_NG | CT | SW_Peaker |  |  |  | 1975 | 2050 | 0 | SW | 74 | 1899-12-31 | 1 |  | 1
27 | Agua_Fria_6 | Agua Fria CT AF6 | teppc | SRP | SRP | Salt River Project | SRP | SW | 1974-07-01 | 2050-12-31 | 74 | 1 | 74 | 74 | CT-NatGas-Industrial | CT_NG | CT | SW_Peaker |  |  |  | 1975 | 2050 | 0 | SW | 74 | 1899-12-31 | 1 |  | 1
28 | AGUCAL_5_SOLAR1 | Agua Caliente Solar | caiso | AZPS | SDGE | San Diego Gas and Electric | SDGE | CAISO | 2014-06-10 | 2050-12-31 | 290 | 1 | 290 | 290 | n/a | PVgeneric_sun | Solar_Fixed | CAISO_Solar |  |  |  | 2014 | 2050 | 0 | CAISO | 290 | 1899-12-31 | 1 |  | 1
29 | AirLiquide | AirLiquide G1-1 | teppc | AESO | AESO | Alberta Electric System Operator | BCHA_AESO | Excluded | 2000-04-01 | 2050-12-01 | 80 | 1 | 80 | 80 | Steam | ST_NG | Steam | Excluded_ST |  |  |  | 2000 | 2050 | 0 | Excluded | 80 | 1899-12-31 | 1 |  | 1
30 | Airport_5_1 | Airport 5-1¦Baculite Mesa Generation 5 | teppc | PSCO | PSCO | Public Service Company of Colorado | PSCO | Excluded | 2014-01-01 | 2030-04-15 | 40 | 1 | 40 | 40 | CT-NatGas-Aero | CT_NG | CT | Excluded_Peaker |  |  |  | 2014 | 2029 | 0 | Excluded | 40 | 1899-12-31 | 1 |  | 1
31 | Airport_Industrial | Airport Industrial IC1-IC4 | teppc | PSCO | PSCO | Public Service Company of Colorado | PSCO | Excluded | 2001-12-01 | 2050-12-31 | 10 | 1 | 10 | 10 | ICE-OilDistillate | ICE_Oil | ICE | Excluded_Reciprocating_Engine |  |  |  | 2002 | 2050 | 0 | Excluded | 10 | 1899-12-31 | 1 |  | 1
32 | AKO_4G1 | AKO 4G1 | teppc | BCHA | BCHA | British Columbia Transmission Company | BCHA_AESO | Excluded | 1995-04-01 | 2050-03-30 | 10 | 1 | 10 | 10 | hydro | Hydro_Standard | Hydro | Excluded_Hydro |  |  |  | 1995 | 2049 | 0 | Excluded | 10 | 1899-12-31 | 1 |  | 1
33 | Akolkolex | Akolkolex-1_Akolkolex-1_IPP-AKO | teppc | BCHA | BCHA | British Columbia Transmission Company | BCHA_AESO | Excluded | 1995-04-01 | 2033-03-31 | 10 | 1 | 10 | 10 | Hydro | Hydro_Standard | Hydro | Excluded_Hydro |  |  |  | 1995 | 2032 | 0 | Excluded | 10 | 1899-12-31 | 1 |  | 1
34 | ALAMIT_7_UNIT_1 | ALAMITOS GEN STA. UNIT 1 | caiso | SCE | SCE | Southern California Edison | SCE | CAISO | 1956-01-01 | 2019-12-31 | 174.56 | 1 | 174.56 | 174.56 | ST-NatGas | ST_NG | Steam | CAISO_ST |  |  |  | 1956 | 2019 | 0 | CAISO | 174.56 | 1899-12-31 | 1 |  | 1
35 | ALAMIT_7_UNIT_2 | ALAMITOS GEN STA. UNIT 2 | caiso | SCE | SCE | Southern California Edison | SCE | CAISO | 1957-01-01 | 2019-12-31 | 175 | 1 | 175 | 175 | ST-NatGas | ST_NG | Steam | CAISO_ST |  |  |  | 1957 | 2019 | 0 | CAISO | 175 | 1899-12-31 | 1 |  | 1
36 | ALAMIT_7_UNIT_3 | ALAMITOS GEN STA. UNIT 3 | caiso | SCE | SCE | Southern California Edison | SCE | CAISO | 1961-01-01 | 2020-12-31 | 332.18 | 1 | 332.18 | 332.18 | ST-NatGas | ST_NG | Steam | CAISO_ST |  |  |  | 1961 | 2020 | 0 | CAISO | 332.18 | 1899-12-31 | 1 |  | 1
37 | ALAMIT_7_UNIT_4 | ALAMITOS GEN STA. UNIT 4 | caiso | SCE | SCE | Southern California Edison | SCE | CAISO | 1962-01-01 | 2020-12-31 | 335.67 | 1 | 335.67 | 335.67 | ST-NatGas | ST_NG | Steam | CAISO_ST |  |  |  | 1962 | 2020 | 0 | CAISO | 335.67 | 1899-12-31 | 1 |  | 1
38 | ALAMIT_7_UNIT_5 | ALAMITOS GEN STA. UNIT 5 | caiso | SCE | SCE | Southern California Edison | SCE | CAISO | 1999-01-01 | 2020-12-31 | 497.97 | 1 | 497.97 | 497.97 | ST-NatGas | ST_NG | Steam | CAISO_ST |  |  |  | 1999 | 2020 | 0 | CAISO | 497.97 | 1899-12-31 | 1 |  | 1
39 | ALAMIT_7_UNIT_6 | ALAMITOS GEN STA. UNIT 6 | caiso | SCE | SCE | Southern California Edison | SCE | CAISO | 1966-01-01 | 2019-12-31 | 495 | 1 | 495 | 495 | ST-NatGas | ST_NG | Steam | CAISO_ST |  |  |  | 1966 | 2019 | 0 | CAISO | 495 | 1899-12-31 | 1 |  | 1
40 | AlamitosCC_Total | AlamitosCC-OTC replacement | teppc | CISC | CISC | Southern California Edison | SCE | CAISO | 2020-12-31 | 2050-12-31 | 640 | 1 | 640 | 640 | CCWhole-NatGas-Industrial | CC_NG | CC | CAISO_CCGT1 |  |  |  | 2021 | 2050 | 0 | CAISO | 640 | 1899-12-31 | 1 |  | 1
41 | ALAMO_6_UNIT | ALAMO POWER PLANT | caiso | SCE | SCE | Southern California Edison | SCE | CAISO | 1986-01-01 | 2050-12-31 | 17 | 1 | 17 | 17 | n/a | Hydro_Standard | Hydro | CAISO_Hydro |  |  |  | 1986 | 2050 | 0 | CAISO | 17 | 1899-12-31 | 1 |  | 1
42 | Alamogordo_PV | Alamogordo Solar PV Plant AGSEC | teppc | PNM | PNM | Public Service Company of New Mexico | PNM_EPE | SW | 2011-10-14 | 2050-12-31 | 5 | 1 | 5 | 5 | SolarPV-NonTracking | FixedPV_sun | Solar_Fixed | SW_Solar |  |  |  | 2012 | 2050 | 0 | SW | 5 | 1899-12-31 | 1 |  | 1
43 | Alamosa_1 | Alamosa CT1 | teppc | PSCO | PSCO | Public Service Company of Colorado | PSCO | Excluded | 1972-12-01 | 2050-12-31 | 17 | 1 | 17 | 17 | CT-NatGas-Industrial | CT_NG | CT | Excluded_Peaker |  |  |  | 1973 | 2050 | 0 | Excluded | 17 | 1899-12-31 | 1 |  | 1
44 | Alamosa_2 | Alamosa CT2 | teppc | PSCO | PSCO | Public Service Company of Colorado | PSCO | Excluded | 1976-12-01 | 2050-12-31 | 19 | 1 | 19 | 19 | CT-NatGas-Industrial | CT_NG | CT | Excluded_Peaker |  |  |  | 1977 | 2050 | 0 | Excluded | 19 | 1899-12-31 | 1 |  | 1
45 | AlbeniFalls1 | Albeni Falls-1 | teppc | BPAT | BPAT | Bonneville Power Administration – Transmission | BPAT | NW | 1955-12-01 | 2050-12-31 | 14.2 | 1 | 14.2 | 14.2 | Hydro | Hydro_Standard | Hydro | NW_Hydro |  |  |  | 1956 | 2050 | 0 | NW | 14.2 | 1899-12-31 | 1 |  | 1
46 | AlbeniFalls2 | Albeni Falls-2 | teppc | BPAT | BPAT | Bonneville Power Administration – Transmission | BPAT | NW | 1955-12-01 | 2050-12-31 | 14.2 | 1 | 14.2 | 14.2 | Hydro | Hydro_Standard | Hydro | NW_Hydro |  |  |  | 1956 | 2050 | 0 | NW | 14.2 | 1899-12-31 | 1 |  | 1
47 | AlbeniFalls3 | Albeni Falls-3 | teppc | BPAT | BPAT | Bonneville Power Administration – Transmission | BPAT | NW | 1955-12-01 | 2050-12-31 | 14.2 | 1 | 14.2 | 14.2 | Hydro | Hydro_Standard | Hydro | NW_Hydro |  |  |  | 1956 | 2050 | 0 | NW | 14.2 | 1899-12-31 | 1 |  | 1
48 | Albuquerque_PV | Albuquerque Solar Energy Center (Reeves) ASEC1 | teppc | PNM | PNM | Public Service Company of New Mexico | PNM_EPE | SW | 2011-04-08 | 2050-12-31 | 2 | 1 | 2 | 2 | SolarPV-NonTracking | FixedPV_sun | Solar_Fixed | SW_Solar |  |  |  | 2011 | 2050 | 0 | SW | 2 | 1899-12-31 | 1 |  | 1
49 | Alcova_1 | Alcova 1 | teppc | WACM | WACM | Western Area Power Administration, Colorado-Missouri Region | WACM | Excluded | 1955-07-01 | 2050-12-31 | 21.8 | 1 | 21.8 | 21.8 | Hydro | Hydro_Standard | Hydro | Excluded_Hydro |  |  |  | 1956 | 2050 | 0 | Excluded | 21.8 | 1899-12-31 | 1 |  | 1
50 | Alcova_2 | Alcova 2 | teppc | WACM | WACM | Western Area Power Administration, Colorado-Missouri Region | WACM | Excluded | 1955-07-01 | 2050-12-31 | 21.8 | 1 | 21.8 | 21.8 | Hydro | Hydro_Standard | Hydro | Excluded_Hydro |  |  |  | 1956 | 2050 | 0 | Excluded | 21.8 | 1899-12-31 | 1 |  | 1
51 | Alder11 | Alder-11 | teppc | TPWR | TPWR | Tacoma Power | BPAT | NW | 1947-05-01 | 2050-12-31 | 25 | 1 | 25 | 25 | Hydro | Hydro_Standard | Hydro | NW_Hydro |  |  |  | 1947 | 2050 | 0 | NW | 25 | 1899-12-31 | 1 |  | 1
52 | Alder12 | Alder-12 | teppc | TPWR | TPWR | Tacoma Power | BPAT | NW | 1945-12-01 | 2050-12-31 | 25 | 1 | 25 | 25 | Hydro | Hydro_Standard | Hydro | NW_Hydro |  |  |  | 1946 | 2050 | 0 | NW | 25 | 1899-12-31 | 1 |  | 1
53 | ALHMBR_1_ALHSLR | SG Alhambra | caiso | IID | SDGE | San Diego Gas and Electric | SDGE | CAISO |  | 2050-12-31 | 50 | 1 | 50 | 50 | PHOTO VOLTAIC_SUN | PVgeneric_sun | Solar_Fixed | CAISO_Solar |  |  |  | 1900 | 2050 | 0 | CAISO | 50 | 1899-12-31 | 1 |  | 1
54 | ALLGNY_6_HYDRO1 | Salmon Creek Hydroelectric Project | caiso | PGE_Valley | PGE_Valley | Pacific Gas and Electric Valley | PGE_Valley | CAISO | 2014-12-03 | 2050-12-31 | 0.52 | 1 | 0.52 | 0.52 | n/a | Hydro_Standard | Hydro | CAISO_Small_Hydro |  |  |  | 2015 | 2050 | 0 | CAISO | 0.52 | 1899-12-31 | 1 |  | 1
55 | ALMEGT_1_UNIT_1 | ALAMEDA GT UNIT 1 | caiso | PGE_Bay | PGE_Bay | Pacific Gas and Electric Bay | PGE_Bay | CAISO | 1986-01-01 | 2050-12-31 | 23.4 | 1 | 23.4 | 23.4 | CT-NatGas-Aero | CT_NG | CT | CAISO_Peaker2 |  |  |  | 1986 | 2050 | 0 | CAISO | 23.4 | 1899-12-31 | 1 |  | 1
56 | ALMEGT_1_UNIT_2 | ALAMEDA GT UNIT 2 | caiso | PGE_Bay | PGE_Bay | Pacific Gas and Electric Bay | PGE_Bay | CAISO | 1986-01-01 | 2050-12-31 | 23.5 | 1 | 23.5 | 23.5 | CT-NatGas-Aero | CT_NG | CT | CAISO_Peaker2 |  |  |  | 1986 | 2050 | 0 | CAISO | 23.5 | 1899-12-31 | 1 |  | 1
57 | Almond_1 | Almond 1 | teppc | TIDC | TIDC | Turlock Irrigation District | TID | BANC | 1996-05-01 | 2050-12-31 | 49.9 | 1 | 49.9 | 49.9 | CT-NatGas-Aero | CT_NG | CT | BANC_Peaker |  |  |  | 1996 | 2050 | 0 | BANC | 49.9 | 1899-12-31 | 1 |  | 1
58 | Almond_2_2 | Almond 2 | teppc | TIDC | TIDC | Turlock Irrigation District | TID | BANC | 2012-07-13 | 2050-12-31 | 54 | 1 | 54 | 54 | CT-NatGas-Aero | CT_NG | CT | BANC_Peaker |  |  |  | 2013 | 2050 | 0 | BANC | 54 | 1899-12-31 | 1 |  | 1
59 | Almond_2_3 | Almond 3 | teppc | TIDC | TIDC | Turlock Irrigation District | TID | BANC | 2012-07-13 | 2050-12-31 | 54 | 1 | 54 | 54 | CT-NatGas-Aero | CT_NG | CT | BANC_Peaker |  |  |  | 2013 | 2050 | 0 | BANC | 54 | 1899-12-31 | 1 |  | 1
60 | Almond_2_4 | Almond 4 | teppc | TIDC | TIDC | Turlock Irrigation District | TID | BANC | 2012-07-13 | 2050-12-31 | 54 | 1 | 54 | 54 | CT-NatGas-Aero | CT_NG | CT | BANC_Peaker |  |  |  | 2013 | 2050 | 0 | BANC | 54 | 1899-12-31 | 1 |  | 1
61 | Alouette | Alouette-1_Alouette-1_BCH-ALU | teppc | BCHA | BCHA | British Columbia Transmission Company | BCHA_AESO | Excluded | 1928-01-01 | 2033-03-31 | 9 | 1 | 9 | 9 | Hydro | Hydro_Standard | Hydro | Excluded_Hydro |  |  |  | 1928 | 2032 | 0 | Excluded | 9 | 1899-12-31 | 1 |  | 1
62 | ALPAC1 | ALPAC1-1 | teppc | AESO | AESO | Alberta Electric System Operator | BCHA_AESO | Excluded | 2001-09-01 | 2050-12-01 | 40.8 | 1 | 40.8 | 40.8 | Bio-ST | ST_Biomass | Biomass/Wood | Excluded_Biomass |  |  |  | 2002 | 2050 | 0 | Excluded | 40.8 | 1899-12-31 | 1 |  | 1
63 | ALPAC2 | ALPAC2-1 | teppc | AESO | AESO | Alberta Electric System Operator | BCHA_AESO | Excluded | 2001-09-01 | 2050-12-01 | 40.8 | 1 | 40.8 | 40.8 | Bio-ST | ST_Biomass | Biomass/Wood | Excluded_Biomass |  |  |  | 2002 | 2050 | 0 | Excluded | 40.8 | 1899-12-31 | 1 |  | 1
64 | ALPAC3 | ALPAC3-1 | teppc | AESO | AESO | Alberta Electric System Operator | BCHA_AESO | Excluded | 2001-09-01 | 2050-12-01 | 17.6 | 1 | 17.6 | 17.6 | Bio-ST | ST_Biomass | Biomass/Wood | Excluded_Biomass |  |  |  | 2002 | 2050 | 0 | Excluded | 17.6 | 1899-12-31 | 1 |  | 1
65 | ALPAC4 | ALPAC4-1 | teppc | AESO | AESO | Alberta Electric System Operator | BCHA_AESO | Excluded | 2012-02-27 | 2050-12-31 | 32 | 1 | 32 | 32 | Bio-ST | ST_Biomass | Biomass/Wood | Excluded_Biomass |  |  |  | 2012 | 2050 | 0 | Excluded | 32 | 1899-12-31 | 1 |  | 1
66 | ALPSLR_1_NTHSLR | Alpaugh North, LLC | caiso | PGE_Valley | PGE_Valley | Pacific Gas and Electric Valley | PGE_Valley | CAISO | 2013-03-08 | 2050-12-31 | 20 | 1 | 20 | 20 | n/a | PVgeneric_sun | Solar_Fixed | CAISO_Solar |  |  |  | 2013 | 2050 | 0 | CAISO | 20 | 1899-12-31 | 1 |  | 1
67 | ALPSLR_1_SPSSLR | Alpaugh 50 LLC | caiso | PGE_Valley | PGE_Valley | Pacific Gas and Electric Valley | PGE_Valley | CAISO | 2013-03-08 | 2050-12-31 | 50 | 1 | 50 | 50 | n/a | PVgeneric_sun | Solar_Fixed | CAISO_Solar |  |  |  | 2013 | 2050 | 0 | CAISO | 50 | 1899-12-31 | 1 |  | 1
68 | ALT6DN_2_WIND7 | Pinyon Pines 1 | caiso | SCE | SCE | Southern California Edison | SCE | CAISO | 2013-01-01 | 2050-12-31 | 168 | 1 | 168 | 168 | n/a | wind_onshorewind | Wind | CAISO_Wind |  |  |  | 2013 | 2050 | 0 | CAISO | 168 | 1899-12-31 | 1 |  | 1
69 | ALT6DS_2_WIND9 | Pinyon Pines 2 | caiso | SCE | SCE | Southern California Edison | SCE | CAISO | 2013-01-01 | 2050-12-31 | 132 | 1 | 132 | 132 | n/a | wind_onshorewind | Wind | CAISO_Wind |  |  |  | 2013 | 2050 | 0 | CAISO | 132 | 1899-12-31 | 1 |  | 1
70 | Alta_Luna_Solar | Alta Luna Solar Project 1 | teppc | PNM | PNM | Public Service Company of New Mexico | PNM_EPE | SW | 2016-12-01 | 2050-12-31 | 25.2 | 1 | 25.2 | 25.2 | SolarPV-Tracking | 1axPV_sun | Solar_1Axis | SW_Solar |  |  |  | 2017 | 2050 | 0 | SW | 25.2 | 1899-12-31 | 1 |  | 1
71 | ALTA3A_2_CPCE4 | Alta Wind 4 | caiso | SCE | SCE | Southern California Edison | SCE | CAISO | 2011-03-12 | 2050-12-31 | 102 | 1 | 102 | 102 | n/a | wind_onshorewind | Wind | CAISO_Wind |  |  |  | 2011 | 2050 | 0 | CAISO | 102 | 1899-12-31 | 1 |  | 1
72 | ALTA3A_2_CPCE5 | Alta Wind 5 | caiso | SCE | SCE | Southern California Edison | SCE | CAISO | 2011-04-21 | 2050-12-31 | 168 | 1 | 168 | 168 | n/a | wind_onshorewind | Wind | CAISO_Wind |  |  |  | 2011 | 2050 | 0 | CAISO | 168 | 1899-12-31 | 1 |  | 1
73 | ALTA3A_2_CPCE8 | Alta Wind 8 | caiso | SCE | SCE | Southern California Edison | SCE | CAISO | 2012-02-01 | 2050-12-31 | 150 | 1 | 150 | 150 | n/a | wind_onshorewind | Wind | CAISO_Wind |  |  |  | 2012 | 2050 | 0 | CAISO | 150 | 1899-12-31 | 1 |  | 1
74 | ALTA4A_2_CPCW1 | Alta Wind 1 | caiso | SCE | SCE | Southern California Edison | SCE | CAISO | 2010-12-29 | 2050-12-31 | 150 | 1 | 150 | 150 | n/a | wind_onshorewind | Wind | CAISO_Wind |  |  |  | 2011 | 2050 | 0 | CAISO | 150 | 1899-12-31 | 1 |  | 1
75 | ALTA4B_2_CPCW2 | Alta Wind 2 | caiso | SCE | SCE | Southern California Edison | SCE | CAISO | 2010-12-29 | 2050-12-31 | 150 | 1 | 150 | 150 | n/a | wind_onshorewind | Wind | CAISO_Wind |  |  |  | 2011 | 2050 | 0 | CAISO | 150 | 1899-12-31 | 1 |  | 1
76 | ALTA4B_2_CPCW3 | Alta Wind 3 | caiso | SCE | SCE | Southern California Edison | SCE | CAISO | 2011-02-12 | 2050-12-31 | 150 | 1 | 150 | 150 | n/a | wind_onshorewind | Wind | CAISO_Wind |  |  |  | 2011 | 2050 | 0 | CAISO | 150 | 1899-12-31 | 1 |  | 1
77 | ALTA4B_2_CPCW6 | Mustang Hills | caiso | SCE | SCE | Southern California Edison | SCE | CAISO | 2012-05-09 | 2050-12-31 | 150 | 1 | 150 | 150 | n/a | wind_onshorewind | Wind | CAISO_Wind |  |  |  | 2012 | 2050 | 0 | CAISO | 150 | 1899-12-31 | 1 |  | 1
78 | ALTA6B_2_WIND11 | Alta Wind 11 | caiso | SCE | SCE | Southern California Edison | SCE | CAISO |  | 2050-12-31 | 90 | 1 | 90 | 90 | n/a | wind_onshorewind | Wind | CAISO_Wind |  |  |  | 1900 | 2050 | 0 | CAISO | 90 | 1899-12-31 | 1 |  | 1
79 | ALTA6E_2_WIND10 | Alta Wind 10 | caiso | SCE | SCE | Southern California Edison | SCE | CAISO |  | 2050-12-31 | 138 | 1 | 138 | 138 | n/a | wind_onshorewind | Wind | CAISO_Wind |  |  |  | 1900 | 2050 | 0 | CAISO | 138 | 1899-12-31 | 1 |  | 1
80 | AltaGasPark_1 | AltaGas Parkland 1 | teppc | AESO | AESO | Alberta Electric System Operator | BCHA_AESO | Excluded | 1985-01-01 | 2050-12-31 | 10 | 1 | 10 | 10 | CT-NatGas-Industrial | CT_NG | CT | Excluded_Peaker |  |  |  | 1985 | 2050 | 0 | Excluded | 10 | 1899-12-31 | 1 |  | 1
81 | ALTWD_1_QF |  | caiso | SCE | SCE | Southern California Edison | SCE | CAISO | 1985-12-18 | 2050-12-31 | 28.84 | 1 | 28.84 | 28.84 | n/a | wind_onshorewind | Wind | CAISO_Wind |  |  |  | 1986 | 2050 | 0 | CAISO | 28.84 | 1899-12-31 | 1 |  | 1
N/A | Amercian_Falls_Solar_II |  | teppc | CISC | CISC | Southern California Edison | SCE | CAISO | 2016-12-31 | 2050-12-31 | 140 | 1 | 140 | 140 | SolarPV-Tracking | 1axPV_sun | Solar_1Axis | CAISO_Solar |  |  |  | 2017 | 2050 | 0 | CAISO | 140 | 1899-12-31 | 1 |  | 2
83 | American_Falls_Solar_I |  | teppc | IPMV | IPMV | Idaho Magic Valley | IPCO | NW | 2016-12-31 | 2050-12-31 | 140 | 1 | 140 | 140 | SolarPV-Tracking | 1axPV_sun | Solar_1Axis | NW_Solar |  |  |  | 2017 | 2050 | 0 | NW | 140 | 1899-12-31 | 1 |  | 2
84 | American_Kings_Solar__LLC | American Kings Solar, LLC | rps | PGE_Valley | SCE | Southern California Edison | SCE | CAISO | 2020-12-01 | 2050-12-31 | 128 | 1 | 128 | 128 | Solar PV - Ground mountSolar: Fixed Tilt | FixedPV_sun | Solar_Fixed | CAISO_Solar |  |  |  | 2021 | 2050 | 0 | CAISO | 128 | 0.95 | 1 | AKINGS_6_AMESR1 | 2
85 | AmericanFalls1 | American Falls-1 | teppc | IPFE | IPFE | Idaho Far East | IPCO | NW | 1978-07-01 | 2050-12-31 | 30.78 | 1 | 30.78 | 30.78 | Hydro | Hydro_Standard | Hydro | NW_Hydro |  |  |  | 1979 | 2050 | 0 | NW | 30.78 | 1899-12-31 | 1 |  | 2
86 | AmericanFalls2 | American Falls-2 | teppc | IPFE | IPFE | Idaho Far East | IPCO | NW | 1978-06-01 | 2050-12-31 | 30.78 | 1 | 30.78 | 30.78 | Hydro | Hydro_Standard | Hydro | NW_Hydro |  |  |  | 1978 | 2050 | 0 | NW | 30.78 | 1899-12-31 | 1 |  | 2
87 | AmericanFalls3 | American Falls-3 | teppc | IPFE | IPFE | Idaho Far East | IPCO | NW | 1978-03-01 | 2050-12-31 | 30.78 | 1 | 30.78 | 30.78 | Hydro | Hydro_Standard | Hydro | NW_Hydro |  |  |  | 1978 | 2050 | 0 | NW | 30.78 | 1899-12-31 | 1 |  | 2
88 | Ames_Hydro | Ames Hydro 1 | teppc | PSCO | PSCO | Public Service Company of Colorado | PSCO | Excluded | 1905-12-01 | 2040-12-31 | 3.6 | 1 | 3.6 | 3.6 | Hydro | Hydro_Standard | Hydro | Excluded_Hydro |  |  |  | 1906 | 2040 | 0 | Excluded | 3.6 | 1899-12-31 | 1 |  | 2
89 | ANAHM_2_CANYN1 | CANYON POWER PLANT UNIT 1 | caiso | SCE | SCE | Southern California Edison | SCE | CAISO | 2011-09-16 | 2050-12-31 | 49.4 | 1 | 49.4 | 49.4 | CT-NatGas-Aero | CT_NG | CT | CAISO_Peaker1 |  |  |  | 2012 | 2050 | 0 | CAISO | 49.4 | 1899-12-31 | 1 |  | 2
90 | ANAHM_2_CANYN2 | CANYON POWER PLANT UNIT 2 | caiso | SCE | SCE | Southern California Edison | SCE | CAISO | 2011-09-16 | 2050-12-31 | 48 | 0.97166 | 48 | 49.4 | CT-NatGas-Aero | CT_NG | CT | CAISO_Peaker1 |  |  |  | 2012 | 2050 | 0 | CAISO | 49.4 | 1899-12-31 | 1 |  | 2
91 | ANAHM_2_CANYN3 | CANYON POWER PLANT UNIT 3 | caiso | SCE | SCE | Southern California Edison | SCE | CAISO | 2011-07-30 | 2050-12-31 | 48 | 0.97166 | 48 | 49.4 | CT-NatGas-Aero | CT_NG | CT | CAISO_Peaker1 |  |  |  | 2012 | 2050 | 0 | CAISO | 49.4 | 1899-12-31 | 1 |  | 2
92 | ANAHM_2_CANYN4 | CANYON POWER PLANT UNIT 4 | caiso | SCE | SCE | Southern California Edison | SCE | CAISO | 2011-07-30 | 2050-12-31 | 49.4 | 1 | 49.4 | 49.4 | CT-NatGas-Aero | CT_NG | CT | CAISO_Peaker1 |  |  |  | 2012 | 2050 | 0 | CAISO | 49.4 | 1899-12-31 | 1 |  | 2
93 | ANAHM_7_CT | ANAHEIM COMBUSTION TURBINE | caiso | SCE | SCE | Southern California Edison | SCE | CAISO | 1990-01-01 | 2050-12-31 | 40.64 | 0.94931 | 40.64 | 42.81 | CT-NatGas-Aero | CT_NG | CT | CAISO_Peaker1 |  |  |  | 1990 | 2050 | 0 | CAISO | 42.81 | 1899-12-31 | 1 |  | 2
94 | ANC_CAT01 | Alberta Newsprint Co IC-01 | teppc | BCHA | BCHA | British Columbia Transmission Company | BCHA_AESO | Excluded | 2014-03-17 | 2050-12-31 | 6.5 | 1 | 6.5 | 6.5 | ICE-NatGas | ICE_NG | ICE | Excluded_Reciprocating_Engine |  |  |  | 2014 | 2050 | 0 | Excluded | 6.5 | 1899-12-31 | 1 |  | 2
95 | ANC_CAT02 | Alberta Newsprint Co IC-02 | teppc | AESO | AESO | Alberta Electric System Operator | BCHA_AESO | Excluded | 2014-03-17 | 2050-12-31 | 6.5 | 1 | 6.5 | 6.5 | ICE-NatGas | ICE_NG | ICE | Excluded_Reciprocating_Engine |  |  |  | 2014 | 2050 | 0 | Excluded | 6.5 | 1899-12-31 | 1 |  | 2
96 | ANC_CAT03 | Alberta Newsprint Co IC-03 | teppc | AESO | AESO | Alberta Electric System Operator | BCHA_AESO | Excluded | 2014-03-17 | 2050-12-31 | 6.5 | 1 | 6.5 | 6.5 | ICE-NatGas | ICE_NG | ICE | Excluded_Reciprocating_Engine |  |  |  | 2014 | 2050 | 0 | Excluded | 6.5 | 1899-12-31 | 1 |  | 2
97 | AndersonRanch1 | Anderson Ranch-1 | teppc | IPMV | IPMV | Idaho Magic Valley | IPCO | NW | 1983-09-01 | 2050-12-31 | 20 | 1 | 20 | 20 | Hydro | Hydro_Standard | Hydro | NW_Hydro |  |  |  | 1984 | 2050 | 0 | NW | 20 | 1899-12-31 | 1 |  | 2
98 | AndersonRanch2 | Anderson Ranch-2 | teppc | IPMV | IPMV | Idaho Magic Valley | IPCO | NW | 1983-09-01 | 2050-12-31 | 20 | 1 | 20 | 20 | Hydro | Hydro_Standard | Hydro | NW_Hydro |  |  |  | 1984 | 2050 | 0 | NW | 20 | 1899-12-31 | 1 |  | 2
99 | Antelope_DSR_3__LLC | Antelope DSR 3, LLC | rps | LADWP | SCE | Southern California Edison | SCE | CAISO | 2019-06-20 | 2050-12-31 | 20 | 1 | 20 | 20 | Solar PV - Ground mountSolar: Tracking (1 Axis) | 1axPV_sun | Solar_1Axis | CAISO_Solar |  |  |  | 2019 | 2050 | 0 | CAISO | 20 | 0.95 | 1 |  | 2
100 | Antelope_Nuclear_1_1 |  | teppc | PAID | PAID | Idaho, PACE Utility | IPCO | NW | 2026-05-01 | 2050-12-31 | 48.88 | 1 | 48.88 | 48.88 | ST-Nuclear | ST_Nuclear | Nuclear | NW_Nuclear |  |  |  | 2026 | 2050 | 0 | NW | 48.88 | 1899-12-31 | 1 |  | 2
101 | Antelope_Nuclear_1_10 |  | teppc | PAID | PAID | Idaho, PACE Utility | IPCO | NW | 2027-01-01 | 2050-12-31 | 48.88 | 1 | 48.88 | 48.88 | ST-Nuclear | ST_Nuclear | Nuclear | NW_Nuclear |  |  |  | 2027 | 2050 | 0 | NW | 48.88 | 1899-12-31 | 1 |  | 2
102 | Antelope_Nuclear_1_11 |  | teppc | PAID | PAID | Idaho, PACE Utility | IPCO | NW | 2027-01-01 | 2050-12-31 | 48.88 | 1 | 48.88 | 48.88 | ST-Nuclear | ST_Nuclear | Nuclear | NW_Nuclear |  |  |  | 2027 | 2050 | 0 | NW | 48.88 | 1899-12-31 | 1 |  | 2
103 | Antelope_Nuclear_1_12 |  | teppc | PAID | PAID | Idaho, PACE Utility | IPCO | NW | 2027-01-01 | 2050-12-31 | 48.88 | 1 | 48.88 | 48.88 | ST-Nuclear | ST_Nuclear | Nuclear | NW_Nuclear |  |  |  | 2027 | 2050 | 0 | NW | 48.88 | 1899-12-31 | 1 |  | 2
104 | Antelope_Nuclear_1_2 |  | teppc | PAID | PAID | Idaho, PACE Utility | IPCO | NW | 2026-06-01 | 2050-12-31 | 48.88 | 1 | 48.88 | 48.88 | ST-Nuclear | ST_Nuclear | Nuclear | NW_Nuclear |  |  |  | 2026 | 2050 | 0 | NW | 48.88 | 1899-12-31 | 1 |  | 2
105 | Antelope_Nuclear_1_3 |  | teppc | PAID | PAID | Idaho, PACE Utility | IPCO | NW | 2027-01-01 | 2050-12-31 | 48.88 | 1 | 48.88 | 48.88 | ST-Nuclear | ST_Nuclear | Nuclear | NW_Nuclear |  |  |  | 2027 | 2050 | 0 | NW | 48.88 | 1899-12-31 | 1 |  | 2
106 | Antelope_Nuclear_1_4 |  | teppc | PAID | PAID | Idaho, PACE Utility | IPCO | NW | 2027-01-01 | 2050-12-31 | 48.88 | 1 | 48.88 | 48.88 | ST-Nuclear | ST_Nuclear | Nuclear | NW_Nuclear |  |  |  | 2027 | 2050 | 0 | NW | 48.88 | 1899-12-31 | 1 |  | 2
107 | Antelope_Nuclear_1_5 |  | teppc | PAID | PAID | Idaho, PACE Utility | IPCO | NW | 2027-01-01 | 2050-12-31 | 48.88 | 1 | 48.88 | 48.88 | ST-Nuclear | ST_Nuclear | Nuclear | NW_Nuclear |  |  |  | 2027 | 2050 | 0 | NW | 48.88 | 1899-12-31 | 1 |  | 2
108 | Antelope_Nuclear_1_6 |  | teppc | PAID | PAID | Idaho, PACE Utility | IPCO | NW | 2027-01-01 | 2050-12-31 | 48.88 | 1 | 48.88 | 48.88 | ST-Nuclear | ST_Nuclear | Nuclear | NW_Nuclear |  |  |  | 2027 | 2050 | 0 | NW | 48.88 | 1899-12-31 | 1 |  | 2
109 | Antelope_Nuclear_1_7 |  | teppc | PAID | PAID | Idaho, PACE Utility | IPCO | NW | 2027-01-01 | 2050-12-31 | 48.88 | 1 | 48.88 | 48.88 | ST-Nuclear | ST_Nuclear | Nuclear | NW_Nuclear |  |  |  | 2027 | 2050 | 0 | NW | 48.88 | 1899-12-31 | 1 |  | 2
110 | Antelope_Nuclear_1_8 |  | teppc | PAID | PAID | Idaho, PACE Utility | IPCO | NW | 2027-01-01 | 2050-12-31 | 48.88 | 1 | 48.88 | 48.88 | ST-Nuclear | ST_Nuclear | Nuclear | NW_Nuclear |  |  |  | 2027 | 2050 | 0 | NW | 48.88 | 1899-12-31 | 1 |  | 2
111 | Antelope_Nuclear_1_9 |  | teppc | PAID | PAID | Idaho, PACE Utility | IPCO | NW | 2027-01-01 | 2050-12-31 | 48.88 | 1 | 48.88 | 48.88 | ST-Nuclear | ST_Nuclear | Nuclear | NW_Nuclear |  |  |  | 2027 | 2050 | 0 | NW | 48.88 | 1899-12-31 | 1 |  | 2
112 | ANTLPE_2_QF | ANTELOPE QFS | caiso | PGE_Valley | PGE_Valley | Pacific Gas and Electric Valley | PGE_Valley | CAISO | 1982-01-01 | 2050-12-31 | 4 | 1 | 4 | 4 | n/a | wind_onshorewind | Wind | CAISO_Wind |  |  |  | 1982 | 2050 | 0 | CAISO | 4 | 1899-12-31 | 1 |  | 2
113 | ANZA_6_SOLAR1 | Seville Solar One | caiso | SDGE | SDGE | San Diego Gas and Electric | SDGE | CAISO |  | 2050-12-31 | 20 | 1 | 20 | 20 | PVgeneric_sun | PVgeneric_sun | Solar_Fixed | CAISO_Solar |  |  |  | 1900 | 2050 | 0 | CAISO | 20 | 1899-12-31 | 1 |  | 2
114 | Apache_CC | ApacheCC (Total CC Plant) | teppc | WALC | WALC | Western Area Power Administration, Lower Colorado Region | WALC | SW | 1964-12-01 | 2050-12-31 | 85 | 1 | 85 | 85 | CCWhole-NatGas-Industrial | CC_NG | CC | SW_CCGT |  |  |  | 1965 | 2050 | 0 | SW | 85 | 1899-12-31 | 1 |  | 2
115 | Apache_GT2 | Apache CT GT2 | teppc | WALC | WALC | Western Area Power Administration, Lower Colorado Region | WALC | SW | 1972-06-01 | 2050-12-31 | 21.3 | 1 | 21.3 | 21.3 | CT-NatGas-Industrial | CT_NG | CT | SW_Peaker |  |  |  | 1972 | 2050 | 0 | SW | 21.3 | 1899-12-31 | 1 |  | 2
116 | Apache_GT3 | Apache CT GT3 | teppc | WALC | WALC | Western Area Power Administration, Lower Colorado Region | WALC | SW | 1973-12-01 | 2050-12-31 | 70 | 1 | 70 | 70 | CT-NatGas-Industrial | CT_NG | CT | SW_Peaker |  |  |  | 1974 | 2050 | 0 | SW | 70 | 1899-12-31 | 1 |  | 2
117 | Apache_GT4 | Apache CT GT4 | teppc | WALC | WALC | Western Area Power Administration, Lower Colorado Region | WALC | SW | 2002-09-01 | 2050-12-31 | 40.8 | 1 | 40.8 | 40.8 | CT-NatGas-Aero | CT_NG | CT | SW_Peaker |  |  |  | 2003 | 2050 | 0 | SW | 40.8 | 1899-12-31 | 1 |  | 2
118 | Apache_ST2 | Apache Station ST2 | teppc | WALC | WALC | Western Area Power Administration, Lower Colorado Region | WALC | SW | 1979-01-01 | 2050-12-31 | 194.7 | 1 | 194.7 | 194.7 | ST-Coal | Steam_Coal | Coal | SW_Coal |  |  |  | 1979 | 2050 | 0 | SW | 194.7 | 1899-12-31 | 1 |  | 2
119 | Apache_ST3 | Apache Station ST3 | teppc | WALC | WALC | Western Area Power Administration, Lower Colorado Region | WALC | SW | 1979-09-01 | 2050-12-31 | 194.7 | 1 | 194.7 | 194.7 | ST-Coal | Steam_Coal | Coal | SW_Coal |  |  |  | 1980 | 2050 | 0 | SW | 194.7 | 1899-12-31 | 1 |  | 2
120 | Apex_CC | ApexCC (Total CC Plant) | teppc | LDWP | LDWP | Los Angeles Department of Water and Power | LADWP | LDWP | 2003-05-01 | 2050-12-31 | 538.7 | 1 | 538.7 | 538.7 | CCWhole-NatGas-Industrial | CC_NG | CC | LDWP_CCGT |  |  |  | 2003 | 2050 | 0 | LDWP | 538.7 | 1899-12-31 | 1 |  | 2
121 | Apex_Solar_Power | RV Apex Solar Power-1¦COMP 77G¦APEX SOLAR¦APEX_SOLAR¦Apex Solar PV Power Project | teppc | NEVP | NEVP | Nevada Power Company | NEVP | SW | 1957-01-01 | 2050-12-31 | 20 | 1 | 20 | 20 | SolarPV-NonTracking | FixedPV_sun | Solar_Fixed | SW_Solar |  |  |  | 1957 | 2050 | 0 | SW | 20 | 1899-12-31 | 1 |  | 2
122 | APLHIL_1_SLABCK | SLAB CREEK HYDRO | caiso | PGE_Valley | PGE_Valley | Pacific Gas and Electric Valley | PGE_Valley | CAISO |  | 2050-12-31 | 1 | 1 | 1 | 1 | n/a | Hydro_Standard | Hydro | CAISO_Small_Hydro |  |  |  | 1900 | 2050 | 0 | CAISO | 1 | 1899-12-31 | 1 |  | 2
123 | Apple_Solar | Apple Solar 1 | teppc | SPPC | SPPC | Nevada Power Company | NEVP | SW | 2015-03-05 | 2050-12-31 | 19.89 | 1 | 19.89 | 19.89 | SolarPV-NonTracking | FixedPV_sun | Solar_Fixed | SW_Solar |  |  |  | 2015 | 2050 | 0 | SW | 19.89 | 1899-12-31 | 1 |  | 2
124 | APT_DIST_PV | SunE EPE2 LLC-1 | teppc | EPE | EPE | El Paso Electric Company | PNM_EPE | SW | 2012-05-02 | 2032-03-31 | 12 | 1 | 12 | 12 | SolarPV-Tracking | 1axPV_sun | Solar_1Axis | SW_Solar |  |  |  | 2012 | 2031 | 0 | SW | 12 | 1899-12-31 | 1 |  | 2
125 | Aragonne_Mesa | Aragonne Mesa 1 | teppc | PNM | PNM | Public Service Company of New Mexico | PNM_EPE | SW | 2006-12-01 | 2050-12-31 | 90 | 1 | 90 | 90 | WT-Onshore | wind_onshorewind | Wind | SW_Wind |  |  |  | 2007 | 2050 | 0 | SW | 90 | 1899-12-31 | 1 |  | 2
126 | Arapahoe_CC | ArapahoeCC (Total CC Plant) | teppc | PSCO | PSCO | Public Service Company of Colorado | PSCO | Excluded | 2000-06-01 | 2050-12-31 | 127 | 1 | 127 | 127 | CCWhole-NatGas-Aero | CC_NG | CC | Excluded_CCGT |  |  |  | 2000 | 2050 | 0 | Excluded | 127 | 1899-12-31 | 1 |  | 2
127 | ARBWD_6_QF |  | caiso | SCE | SCE | Southern California Edison | SCE | CAISO | 1991-03-29 | 2050-12-31 | 19.95 | 1 | 19.95 | 19.95 | n/a | wind_onshorewind | Wind | CAISO_Wind |  |  |  | 1991 | 2050 | 0 | CAISO | 19.95 | 1899-12-31 | 1 |  | 2
128 | ARCOGN_2_UNITS |  | caiso | SCE | SCE | Southern California Edison | SCE | CAISO | 1987-12-04 | 2050-12-31 | 259.09 | 0.62192 | 259.09 | 416.6 | CCWhole-NatGas-Industrial | Cogen_NG | Cogen | CAISO_CHP |  |  |  | 1988 | 2050 | 0 | CAISO | 416.6 | 1899-12-31 | 1 |  | 2
129 | ARD_G1 | ARD_G1-1 | teppc | AESO | AESO | Alberta Electric System Operator | BCHA_AESO | Excluded | 2010-11-01 | 2050-12-31 | 34 | 1 | 34 | 34 | WT-Onshore | wind_onshorewind | Wind | Excluded_Wind |  |  |  | 2011 | 2050 | 0 | Excluded | 34 | 1899-12-31 | 1 |  | 2
130 | ARD_G2 | ARD_G2-2 | teppc | AESO | AESO | Alberta Electric System Operator | BCHA_AESO | Excluded | 2010-11-01 | 2050-12-31 | 34 | 1 | 34 | 34 | WT-Onshore | wind_onshorewind | Wind | Excluded_Wind |  |  |  | 2011 | 2050 | 0 | Excluded | 34 | 1899-12-31 | 1 |  | 2
131 | ArenaDrop | Arena Drop-1 | teppc | CISC | CISC | Southern California Edison | SCE | CAISO | 2010-09-01 | 2030-04-15 | 0.45 | 1 | 0.45 | 0.45 | Hydro | Hydro_Standard | Hydro | CAISO_Hydro |  |  |  | 2011 | 2029 | 0 | CAISO | 0.45 | 1899-12-31 | 1 |  | 2
132 | ARKANS_1_ARKSLR | SG Arkansas | caiso | IID | SDGE | San Diego Gas and Electric | SDGE | CAISO |  | 2050-12-31 | 50 | 1 | 50 | 50 | PHOTO VOLTAIC_SUN | PVgeneric_sun | Solar_Fixed | CAISO_Solar |  |  |  | 1900 | 2050 | 0 | CAISO | 50 | 1899-12-31 | 1 |  | 2
133 | ArlingtonWind | Arlington Wind Power Project-GEN1 | teppc | TPWR | TPWR | Tacoma Power | BPAT | NW | 2009-01-01 | 2050-12-31 | 102.9 | 1 | 102.9 | 102.9 | WT-Onshore | wind_onshorewind | Wind | NW_Wind | CAISO | 102.9 |  | 2009 | 2050 | 0 | CAISO | 102.9 | 1899-12-31 | 1 |  | 2
134 | ArlngtnVally_CC | ArlingtonValleyCC (Total CC Plant) | teppc | TH_PV | TH_PV | Palo Verde and Arlington Valley and Harquahala CC and Redhawk | AZPS | SW | 2002-07-01 | 2050-12-31 | 620 | 1 | 620 | 620 | CCWhole-NatGas-Industrial | CC_NG | CC | SW_CCGT |  |  |  | 2003 | 2050 | 0 | SW | 620 | 1899-12-31 | 1 |  | 2
135 | ARLVAL_5_SOLAR | Arlington Valley Solar Energy II | caiso | AZPS | SDGE | San Diego Gas and Electric | SDGE | CAISO |  | 2050-12-31 | 127 | 1 | 127 | 127 | PVgeneric_sun | PVgeneric_sun | Solar_Fixed | CAISO_Solar |  |  |  | 1900 | 2050 | 0 | CAISO | 127 | 1899-12-31 | 1 |  | 2
136 | Armstrong_Cogen | Armstrong Cogen-1_Armstrong Cogen-1_IPP-RVG | teppc | BCHA | BCHA | British Columbia Transmission Company | BCHA_AESO | Excluded | 2009-11-20 | 2040-11-20 | 20.4 | 1 | 20.4 | 20.4 | Bio-ST | ST_Biomass | Biomass/Wood | Excluded_Biomass |  |  |  | 2010 | 2040 | 0 | Excluded | 20.4 | 1899-12-31 | 1 |  | 2
137 | Arrow_Lake1 | Arrow Lake-1_Arrow Lake-1_IPP-ALH | teppc | BCHA | BCHA | British Columbia Transmission Company | BCHA_AESO | Excluded | 2002-12-01 | 2033-03-31 | 92.5 | 1 | 92.5 | 92.5 | Hydro | Hydro_Standard | Hydro | Excluded_Hydro |  |  |  | 2003 | 2032 | 0 | Excluded | 92.5 | 1899-12-31 | 1 |  | 2
138 | Arrow_Lake2 | Arrow Lake-2_Arrow Lake-2_IPP-ALH | teppc | BCHA | BCHA | British Columbia Transmission Company | BCHA_AESO | Excluded | 2002-12-01 | 2033-03-31 | 92.5 | 1 | 92.5 | 92.5 | Hydro | Hydro_Standard | Hydro | Excluded_Hydro |  |  |  | 2003 | 2032 | 0 | Excluded | 92.5 | 1899-12-31 | 1 |  | 2
139 | Arvada_1 | Arvada CT 1 | teppc | WACM | WACM | Western Area Power Administration, Colorado-Missouri Region | WACM | Excluded | 2002-09-01 | 2050-12-31 | 7.2 | 1 | 7.2 | 7.2 | CT-NatGas-Industrial | CT_NG | CT | Excluded_Peaker |  |  |  | 2003 | 2050 | 0 | Excluded | 7.2 | 1899-12-31 | 1 |  | 2
140 | Arvada_2 | Arvada CT 2 | teppc | WACM | WACM | Western Area Power Administration, Colorado-Missouri Region | WACM | Excluded | 2002-09-01 | 2050-12-31 | 7.2 | 1 | 7.2 | 7.2 | CT-NatGas-Industrial | CT_NG | CT | Excluded_Peaker |  |  |  | 2003 | 2050 | 0 | Excluded | 7.2 | 1899-12-31 | 1 |  | 2
141 | Arvada_3 | Arvada CT 3 | teppc | WACM | WACM | Western Area Power Administration, Colorado-Missouri Region | WACM | Excluded | 2002-09-01 | 2050-12-31 | 7.2 | 1 | 7.2 | 7.2 | CT-NatGas-Industrial | CT_NG | CT | Excluded_Peaker |  |  |  | 2003 | 2050 | 0 | Excluded | 7.2 | 1899-12-31 | 1 |  | 2
142 | ARVINN_6_ORION1 | Orion 1 Solar | caiso | PGE_Valley | PGE_Valley | Pacific Gas and Electric Valley | PGE_Valley | CAISO | 2014-06-26 | 2050-12-31 | 12 | 1 | 12 | 12 | n/a | PVgeneric_sun | Solar_Fixed | CAISO_Solar |  |  |  | 2014 | 2050 | 0 | CAISO | 12 | 1899-12-31 | 1 |  | 2
143 | ARVINN_6_ORION2 | Orion 2 Solar | caiso | SCE | SCE | Southern California Edison | SCE | CAISO | 2014-06-26 | 2050-12-31 | 8 | 1 | 8 | 8 | n/a | PVgeneric_sun | Solar_Fixed | CAISO_Solar |  |  |  | 2014 | 2050 | 0 | CAISO | 8 | 1899-12-31 | 1 |  | 2
144 | Ash_River_1 | Ash River-1_Ash River-1_BCH-ASH | teppc | BCHA | BCHA | British Columbia Transmission Company | BCHA_AESO | Excluded | 1958-12-01 | 2033-03-31 | 28 | 1 | 28 | 28 | Hydro | Hydro_Standard | Hydro | Excluded_Hydro |  |  |  | 1959 | 2032 | 0 | Excluded | 28 | 1899-12-31 | 1 |  | 2
145 | Ashlu_Creek_1 | Ashlu Creek-1_Ashlu Creek-1_IPP-ASL | teppc | BCHA | BCHA | British Columbia Transmission Company | BCHA_AESO | Excluded | 2009-11-30 | 2039-11-29 | 16.63 | 1 | 16.63 | 16.63 | Hydro | Hydro_Standard | Hydro | Excluded_Hydro |  |  |  | 2010 | 2039 | 0 | Excluded | 16.63 | 1899-12-31 | 1 |  | 2
146 | Ashlu_Creek_2 | Ashlu Creek-2_Ashlu Creek-2_IPP-ASL | teppc | BCHA | BCHA | British Columbia Transmission Company | BCHA_AESO | Excluded | 2009-11-30 | 2039-11-29 | 16.63 | 1 | 16.63 | 16.63 | Hydro | Hydro_Standard | Hydro | Excluded_Hydro |  |  |  | 2010 | 2039 | 0 | Excluded | 16.63 | 1899-12-31 | 1 |  | 2
147 | Ashlu_Creek_3 | Ashlu Creek-3_Ashlu Creek-3_IPP-ASL | teppc | BCHA | BCHA | British Columbia Transmission Company | BCHA_AESO | Excluded | 2009-11-30 | 2039-11-29 | 16.63 | 1 | 16.63 | 16.63 | Hydro | Hydro_Standard | Hydro | Excluded_Hydro |  |  |  | 2010 | 2039 | 0 | Excluded | 16.63 | 1899-12-31 | 1 |  | 2
148 | ASTORA_2_SOLAR1 |  | caiso | SCE | SCE | Southern California Edison | SCE | CAISO | 2016-10-18 | 2050-12-31 | 100 | 1 | 100 | 100 | n/a | PVgeneric_sun | Solar_Fixed | CAISO_Solar |  |  |  | 2017 | 2050 | 0 | CAISO | 100 | 1899-12-31 | 1 |  | 2
149 | ASTORA_2_SOLAR2 | Astoria 2 | caiso | SCE | SCE | Southern California Edison | SCE | CAISO | 2016-10-31 | 2050-12-31 | 75 | 1 | 75 | 75 | n/a | PVgeneric_sun | Solar_Fixed | CAISO_Solar |  |  |  | 2017 | 2050 | 0 | CAISO | 75 | 1899-12-31 | 1 |  | 2
150 | ATWEL2_1_SOLAR1 | Atwell West | caiso | SCE | SCE | Southern California Edison | SCE | CAISO | 2015-06-11 | 2050-12-31 | 20 | 1 | 20 | 20 | n/a | PVgeneric_sun | Solar_Fixed | CAISO_Solar |  |  |  | 2015 | 2050 | 0 | CAISO | 20 | 1899-12-31 | 1 |  | 2
151 | ATWELL_1_SOLAR | Atwell Island PV Solar Generating Faci. | caiso | PGE_Valley | PGE_Valley | Pacific Gas and Electric Valley | PGE_Valley | CAISO | 2013-03-08 | 2050-12-31 | 20 | 1 | 20 | 20 | n/a | PVgeneric_sun | Solar_Fixed | CAISO_Solar |  |  |  | 2013 | 2050 | 0 | CAISO | 20 | 1899-12-31 | 1 |  | 2
152 | Avalon_Solar_II | Avalon Solar II Project ASII | teppc | TEPC | TEPC | Tucson Electric Power Company | TEPC | SW | 2016-03-01 | 2050-12-31 | 16 | 1 | 16 | 16 | SolarPV-NonTracking | FixedPV_sun | Solar_Fixed | SW_Solar |  |  |  | 2016 | 2050 | 0 | SW | 16 | 1899-12-31 | 1 |  | 2
153 | AVENAL_6_AVPARK | Avenal Park Solar Project | caiso | PGE_Valley | PGE_Valley | Pacific Gas and Electric Valley | PGE_Valley | CAISO | 2011-08-05 | 2050-12-31 | 6 | 1 | 6 | 6 | n/a | PVgeneric_sun | Solar_Fixed | CAISO_Solar |  |  |  | 2012 | 2050 | 0 | CAISO | 6 | 1899-12-31 | 1 |  | 2
154 | AVENAL_6_AVSLR1 | Avenal Solar 1 | caiso | PGE_Valley | PGE_Valley | Pacific Gas and Electric Valley | PGE_Valley | CAISO |  | 2050-12-31 | 7.9 | 1 | 7.9 | 7.9 | PHOTO VOLTAIC_SUN | PVgeneric_sun | Solar_Fixed | CAISO_Solar |  |  |  | 1900 | 2050 | 0 | CAISO | 7.9 | 1899-12-31 | 1 |  | 2
155 | AVENAL_6_AVSLR2 | Avenal Solar 2 | caiso | PGE_Valley | PGE_Valley | Pacific Gas and Electric Valley | PGE_Valley | CAISO |  | 2050-12-31 | 7.9 | 1 | 7.9 | 7.9 | PHOTO VOLTAIC_SUN | PVgeneric_sun | Solar_Fixed | CAISO_Solar |  |  |  | 1900 | 2050 | 0 | CAISO | 7.9 | 1899-12-31 | 1 |  | 2
156 | AVENAL_6_SANDDG | Sand Drag Solar Project | caiso | PGE_Valley | PGE_Valley | Pacific Gas and Electric Valley | PGE_Valley | CAISO | 2011-08-05 | 2050-12-31 | 19 | 1 | 19 | 19 | n/a | PVgeneric_sun | Solar_Fixed | CAISO_Solar |  |  |  | 2012 | 2050 | 0 | CAISO | 19 | 1899-12-31 | 1 |  | 2
157 | AVENAL_6_SUNCTY | Sun City Solar Project | caiso | PGE_Valley | PGE_Valley | Pacific Gas and Electric Valley | PGE_Valley | CAISO | 2011-08-05 | 2050-12-31 | 20 | 1 | 20 | 20 | n/a | PVgeneric_sun | Solar_Fixed | CAISO_Solar |  |  |  | 2012 | 2050 | 0 | CAISO | 20 | 1899-12-31 | 1 |  | 2
158 | AVS_Phase_2 | AVS Phase 2 | rps | LADWP | SCE | Southern California Edison | SCE | CAISO | 2018-11-06 | 2050-12-31 | 3 | 1 | 3 | 3 | Solar PV - Ground mountSolar: Tracking (1 Axis) | 1axPV_sun | Solar_1Axis | CAISO_Solar |  |  |  | 2019 | 2050 | 0 | CAISO | 3 | 1899-12-31 | 1 |  | 2
159 | AVSOLR_2_SOLAR | AV SOLAR RANCH 1 | caiso | SCE | SCE | Southern California Edison | SCE | CAISO | 2014-06-19 | 2050-12-31 | 241.5 | 1 | 241.5 | 241.5 | n/a | PVgeneric_sun | Solar_Fixed | CAISO_Solar |  |  |  | 2014 | 2050 | 0 | CAISO | 241.5 | 1899-12-31 | 1 |  | 2
160 | B_Hydro_Aggregate | Gross Hydro Plant GEN1¦Boulder Canyon Hydro 1 & 2¦Boulder City Lakewood Hydro 1¦Boulder City Silver Lake Hydro 1¦Orodell Hydro 1¦Boulder City Betasso Hydro Plant 1 | teppc | PSCO | PSCO | Public Service Company of Colorado | PSCO | Excluded | 2013-06-01 | 2050-12-31 | 30.02 | 1 | 30.02 | 30.02 | Hydro | Hydro_Standard | Hydro | Excluded_Hydro |  |  |  | 2013 | 2050 | 0 | Excluded | 30.02 | 1899-12-31 | 1 |  | 2
161 | Baja_CA_CC3 | BajaCA3CC (Total CC Plant) | teppc | CFE | CFE | Comisión Federal de Electricidad | CFE | Excluded | 2016-07-01 | 2050-12-31 | 303.1 | 1 | 303.1 | 303.1 | CCWhole-NatGas-Industrial | CC_NG | CC | Excluded_CCGT |  |  |  | 2017 | 2050 | 0 | Excluded | 303.1 | 1899-12-31 | 1 |  | 2
162 | Baja_CA_II_GT_1_1 | Baja California II TG Fase I-1 | teppc | CFE | CFE | Comisión Federal de Electricidad | CFE | Excluded | 2013-01-12 | 2050-12-01 | 39.7 | 1 | 39.7 | 39.7 | CT-NatGas-Aero | CT_NG | CT | Excluded_Peaker |  |  |  | 2013 | 2050 | 0 | Excluded | 39.7 | 1899-12-31 | 1 |  | 2
163 | Baja_CA_II_GT_1_2 | Baja California II TG Fase I-2 | teppc | CFE | CFE | Comisión Federal de Electricidad | CFE | Excluded | 2013-01-12 | 2050-12-01 | 39.7 | 1 | 39.7 | 39.7 | CT-NatGas-Aero | CT_NG | CT | Excluded_Peaker |  |  |  | 2013 | 2050 | 0 | Excluded | 39.7 | 1899-12-31 | 1 |  | 2
164 | Baja_CA_II_GT_1_3 | Baja California II TG Fase I-3 | teppc | CFE | CFE | Comisión Federal de Electricidad | CFE | Excluded | 2013-01-13 | 2050-12-01 | 39.7 | 1 | 39.7 | 39.7 | CT-NatGas-Aero | CT_NG | CT | Excluded_Peaker |  |  |  | 2013 | 2050 | 0 | Excluded | 39.7 | 1899-12-31 | 1 |  | 2
165 | BALCHS_7_UNIT_1 | BALCH 1 PH UNIT 1 | caiso | PGE_Valley | PGE_Valley | Pacific Gas and Electric Valley | PGE_Valley | CAISO | 1927-01-01 | 2050-12-31 | 33 | 1 | 33 | 33 | n/a | Hydro_Standard | Hydro | CAISO_Hydro |  |  |  | 1927 | 2050 | 0 | CAISO | 33 | 1899-12-31 | 1 |  | 2
166 | BALCHS_7_UNIT_2 | BALCH 2 PH UNIT 2 | caiso | PGE_Valley | PGE_Valley | Pacific Gas and Electric Valley | PGE_Valley | CAISO | 1958-01-01 | 2050-12-31 | 52.5 | 1 | 52.5 | 52.5 | n/a | Hydro_Standard | Hydro | CAISO_Hydro |  |  |  | 1958 | 2050 | 0 | CAISO | 52.5 | 1899-12-31 | 1 |  | 2
167 | BALCHS_7_UNIT_3 | BALCH 2 PH UNIT 3 | caiso | PGE_Valley | PGE_Valley | Pacific Gas and Electric Valley | PGE_Valley | CAISO | 1958-01-01 | 2050-12-31 | 54.6 | 1 | 54.6 | 54.6 | n/a | Hydro_Standard | Hydro | CAISO_Hydro |  |  |  | 1958 | 2050 | 0 | CAISO | 54.6 | 1899-12-31 | 1 |  | 2
168 | BalzacCC_Total | BalzacCC (Total CC Plant) | teppc | AESO | AESO | Alberta Electric System Operator | BCHA_AESO | Excluded | 2001-10-01 | 2050-12-01 | 120 | 1 | 120 | 120 | CCWhole-NatGas-Aero | CC_NG | CC | Excluded_CCGT |  |  |  | 2002 | 2050 | 0 | Excluded | 120 | 1899-12-31 | 1 |  | 2
169 | BANGOR_6_HYDRO | Virginia Ranch Dam Powerplant | caiso | PGE_Valley | PGE_Valley | Pacific Gas and Electric Valley | PGE_Valley | CAISO | 2012-06-14 | 2050-12-31 | 1 | 1 | 1 | 1 | n/a | Hydro_Standard | Hydro | CAISO_Small_Hydro |  |  |  | 2012 | 2050 | 0 | CAISO | 1 | 1899-12-31 | 1 |  | 2
170 | BangorSubmarineBase2 | Bangor Submarine Base-IC2 | teppc | PNM | PNM | Public Service Company of New Mexico | PNM_EPE | SW | 2001-12-01 | 2030-04-15 | 10 | 1 | 10 | 10 | CT-OilDistillate | CT_Oil | CT | SW_Peaker |  |  |  | 2002 | 2029 | 0 | SW | 10 | 1899-12-31 | 1 |  | 2
171 | Barber_Creek_1 | Barber Creek CT 1 | teppc | WACM | WACM | Western Area Power Administration, Colorado-Missouri Region | WACM | Excluded | 2002-09-01 | 2050-12-31 | 7.2 | 1 | 7.2 | 7.2 | CT-NatGas-Industrial | CT_NG | CT | Excluded_Peaker |  |  |  | 2003 | 2050 | 0 | Excluded | 7.2 | 1899-12-31 | 1 |  | 2
172 | Barber_Creek_2 | Barber Creek CT 2 | teppc | WACM | WACM | Western Area Power Administration, Colorado-Missouri Region | WACM | Excluded | 2002-09-01 | 2050-12-31 | 7.2 | 1 | 7.2 | 7.2 | CT-NatGas-Industrial | CT_NG | CT | Excluded_Peaker |  |  |  | 2003 | 2050 | 0 | Excluded | 7.2 | 1899-12-31 | 1 |  | 2
173 | Barber_Creek_3 | Barber Creek CT 3 | teppc | WACM | WACM | Western Area Power Administration, Colorado-Missouri Region | WACM | Excluded | 2002-09-01 | 2050-12-31 | 7.2 | 1 | 7.2 | 7.2 | CT-NatGas-Industrial | CT_NG | CT | Excluded_Peaker |  |  |  | 2003 | 2050 | 0 | Excluded | 7.2 | 1899-12-31 | 1 |  | 2
174 | BarberDamGEN1 | Barber Dam-GEN1 | teppc | IPFE | IPFE | Idaho Far East | IPCO | NW | 1990-08-01 | 2050-12-31 | 4.1 | 1 | 4.1 | 4.1 | Hydro | Hydro_Standard | Hydro | NW_Hydro |  |  |  | 1991 | 2050 | 0 | NW | 4.1 | 1899-12-31 | 1 |  | 2
175 | Barr_Creek_1 | Barr Creek-1_Barr Creek-1_IPP-BAC | teppc | BCHA | BCHA | British Columbia Transmission Company | BCHA_AESO | Excluded | 2012-02-02 | 2052-02-01 | 2 | 1 | 2 | 2 | Hydro | Hydro_Standard | Hydro | Excluded_Hydro |  |  |  | 2012 | 2051 | 0 | Excluded | 2 | 1899-12-31 | 1 |  | 2
176 | Barr_Creek_2 | Barr Creek-2_Barr Creek-2_IPP-BAC | teppc | BCHA | BCHA | British Columbia Transmission Company | BCHA_AESO | Excluded | 2012-02-02 | 2052-02-01 | 2 | 1 | 2 | 2 | Hydro | Hydro_Standard | Hydro | Excluded_Hydro |  |  |  | 2012 | 2051 | 0 | Excluded | 2 | 1899-12-31 | 1 |  | 2
177 | BARRE_2_QF | BARRE QFS | caiso | SCE | SCE | Southern California Edison | SCE | CAISO | 1994-01-01 | 2050-12-31 | 0.2 | 1 | 0.2 | 0.2 | n/a | Cogen_NG | Cogen | CAISO_Small_Hydro |  |  |  | 1994 | 2050 | 0 | CAISO | 0.2 | 1899-12-31 | 1 |  | 2
178 | BARRE_6_PEAKER | Barre Peaker | caiso | SCE | SCE | Southern California Edison | SCE | CAISO | 2007-09-20 | 2050-12-31 | 47 | 1 | 47 | 47 | CT-NatGas-Aero | CT_NG | CT | CAISO_Peaker1 |  |  |  | 2008 | 2050 | 0 | CAISO | 47 | 1899-12-31 | 1 |  | 2
179 | Barrier | Barrier-1 | teppc | AESO | AESO | Alberta Electric System Operator | BCHA_AESO | Excluded | 1954-01-01 | 2050-12-01 | 11.2 | 1 | 11.2 | 11.2 | Hydro | Hydro_Standard | Hydro | Excluded_Hydro |  |  |  | 1954 | 2050 | 0 | Excluded | 11.2 | 1899-12-31 | 1 |  | 2
180 | Base_battery_PGE_Bay_dur_2_unit_1 | Base_battery_PGE_Bay_dur_2 | cpuc_storage_data_request | PGE_Bay | PGE_Bay | Pacific Gas and Electric Bay | PGE_Bay | CAISO | 2017-12-31 | 2050-12-31 | 0 | 0 |  |  | Battery Storage | Battery_ | Battery Storage | CAISO_Li_Battery |  |  |  | 2018 | 2050 | 0 | CAISO | 0 | 1899-12-31 | 1 |  | 2
181 | Base_battery_PGE_Bay_dur_2_unit_10 | Base_battery_PGE_Bay_dur_2 | cpuc_storage_data_request | PGE_Bay | PGE_Bay | Pacific Gas and Electric Bay | PGE_Bay | CAISO | 2017-12-31 | 2050-12-31 | 0 | 0 |  |  | Battery Storage | Battery_ | Battery Storage | CAISO_Li_Battery |  |  |  | 2018 | 2050 | 0 | CAISO | 0 | 1899-12-31 | 1 |  | 2
182 | Base_battery_PGE_Bay_dur_2_unit_2 | Base_battery_PGE_Bay_dur_2 | cpuc_storage_data_request | PGE_Bay | PGE_Bay | Pacific Gas and Electric Bay | PGE_Bay | CAISO | 2017-12-31 | 2050-12-31 | 0 | 0 |  |  | Battery Storage | Battery_ | Battery Storage | CAISO_Li_Battery |  |  |  | 2018 | 2050 | 0 | CAISO | 0 | 1899-12-31 | 1 |  | 2
183 | Base_battery_PGE_Bay_dur_2_unit_3 | Base_battery_PGE_Bay_dur_2 | cpuc_storage_data_request | PGE_Bay | PGE_Bay | Pacific Gas and Electric Bay | PGE_Bay | CAISO | 2017-12-31 | 2050-12-31 | 0 | 0 |  |  | Battery Storage | Battery_ | Battery Storage | CAISO_Li_Battery |  |  |  | 2018 | 2050 | 0 | CAISO | 0 | 1899-12-31 | 1 |  | 2
184 | Base_battery_PGE_Bay_dur_2_unit_4 | Base_battery_PGE_Bay_dur_2 | cpuc_storage_data_request | PGE_Bay | PGE_Bay | Pacific Gas and Electric Bay | PGE_Bay | CAISO | 2017-12-31 | 2050-12-31 | 0 | 0 |  |  | Battery Storage | Battery_ | Battery Storage | CAISO_Li_Battery |  |  |  | 2018 | 2050 | 0 | CAISO | 0 | 1899-12-31 | 1 |  | 2
185 | Base_battery_PGE_Bay_dur_2_unit_5 | Base_battery_PGE_Bay_dur_2 | cpuc_storage_data_request | PGE_Bay | PGE_Bay | Pacific Gas and Electric Bay | PGE_Bay | CAISO | 2017-12-31 | 2050-12-31 | 0 | 0 |  |  | Battery Storage | Battery_ | Battery Storage | CAISO_Li_Battery |  |  |  | 2018 | 2050 | 0 | CAISO | 0 | 1899-12-31 | 1 |  | 2
186 | Base_battery_PGE_Bay_dur_2_unit_6 | Base_battery_PGE_Bay_dur_2 | cpuc_storage_data_request | PGE_Bay | PGE_Bay | Pacific Gas and Electric Bay | PGE_Bay | CAISO | 2017-12-31 | 2050-12-31 | 0 | 0 |  |  | Battery Storage | Battery_ | Battery Storage | CAISO_Li_Battery |  |  |  | 2018 | 2050 | 0 | CAISO | 0 | 1899-12-31 | 1 |  | 2
187 | Base_battery_PGE_Bay_dur_2_unit_7 | Base_battery_PGE_Bay_dur_2 | cpuc_storage_data_request | PGE_Bay | PGE_Bay | Pacific Gas and Electric Bay | PGE_Bay | CAISO | 2017-12-31 | 2050-12-31 | 0 | 0 |  |  | Battery Storage | Battery_ | Battery Storage | CAISO_Li_Battery |  |  |  | 2018 | 2050 | 0 | CAISO | 0 | 1899-12-31 | 1 |  | 2
188 | Base_battery_PGE_Bay_dur_2_unit_8 | Base_battery_PGE_Bay_dur_2 | cpuc_storage_data_request | PGE_Bay | PGE_Bay | Pacific Gas and Electric Bay | PGE_Bay | CAISO | 2017-12-31 | 2050-12-31 | 0 | 0 |  |  | Battery Storage | Battery_ | Battery Storage | CAISO_Li_Battery |  |  |  | 2018 | 2050 | 0 | CAISO | 0 | 1899-12-31 | 1 |  | 2
189 | Base_battery_PGE_Bay_dur_2_unit_9 | Base_battery_PGE_Bay_dur_2 | cpuc_storage_data_request | PGE_Bay | PGE_Bay | Pacific Gas and Electric Bay | PGE_Bay | CAISO | 2017-12-31 | 2050-12-31 | 0 | 0 |  |  | Battery Storage | Battery_ | Battery Storage | CAISO_Li_Battery |  |  |  | 2018 | 2050 | 0 | CAISO | 0 | 1899-12-31 | 1 |  | 2
190 | Base_battery_PGE_Bay_dur_4_unit_1 | Base_battery_PGE_Bay_dur_4 | cpuc_storage_data_request | PGE_Bay | PGE_Bay | Pacific Gas and Electric Bay | PGE_Bay | CAISO | 2017-12-31 | 2050-12-31 | 0 | 0 |  |  | Battery Storage | Battery_ | Battery Storage | CAISO_Li_Battery |  |  |  | 2018 | 2050 | 0 | CAISO | 0 | 1899-12-31 | 1 |  | 2
191 | Base_battery_PGE_Bay_dur_4_unit_10 | Base_battery_PGE_Bay_dur_4 | cpuc_storage_data_request | PGE_Bay | PGE_Bay | Pacific Gas and Electric Bay | PGE_Bay | CAISO | 2017-12-31 | 2050-12-31 | 0 | 0 |  |  | Battery Storage | Battery_ | Battery Storage | CAISO_Li_Battery |  |  |  | 2018 | 2050 | 0 | CAISO | 0 | 1899-12-31 | 1 |  | 2
192 | Base_battery_PGE_Bay_dur_4_unit_2 | Base_battery_PGE_Bay_dur_4 | cpuc_storage_data_request | PGE_Bay | PGE_Bay | Pacific Gas and Electric Bay | PGE_Bay | CAISO | 2017-12-31 | 2050-12-31 | 0 | 0 |  |  | Battery Storage | Battery_ | Battery Storage | CAISO_Li_Battery |  |  |  | 2018 | 2050 | 0 | CAISO | 0 | 1899-12-31 | 1 |  | 2
193 | Base_battery_PGE_Bay_dur_4_unit_3 | Base_battery_PGE_Bay_dur_4 | cpuc_storage_data_request | PGE_Bay | PGE_Bay | Pacific Gas and Electric Bay | PGE_Bay | CAISO | 2017-12-31 | 2050-12-31 | 0 | 0 |  |  | Battery Storage | Battery_ | Battery Storage | CAISO_Li_Battery |  |  |  | 2018 | 2050 | 0 | CAISO | 0 | 1899-12-31 | 1 |  | 2
194 | Base_battery_PGE_Bay_dur_4_unit_4 | Base_battery_PGE_Bay_dur_4 | cpuc_storage_data_request | PGE_Bay | PGE_Bay | Pacific Gas and Electric Bay | PGE_Bay | CAISO | 2017-12-31 | 2050-12-31 | 0 | 0 |  |  | Battery Storage | Battery_ | Battery Storage | CAISO_Li_Battery |  |  |  | 2018 | 2050 | 0 | CAISO | 0 | 1899-12-31 | 1 |  | 2
195 | Base_battery_PGE_Bay_dur_4_unit_5 | Base_battery_PGE_Bay_dur_4 | cpuc_storage_data_request | PGE_Bay | PGE_Bay | Pacific Gas and Electric Bay | PGE_Bay | CAISO | 2017-12-31 | 2050-12-31 | 0 | 0 |  |  | Battery Storage | Battery_ | Battery Storage | CAISO_Li_Battery |  |  |  | 2018 | 2050 | 0 | CAISO | 0 | 1899-12-31 | 1 |  | 2
196 | Base_battery_PGE_Bay_dur_4_unit_6 | Base_battery_PGE_Bay_dur_4 | cpuc_storage_data_request | PGE_Bay | PGE_Bay | Pacific Gas and Electric Bay | PGE_Bay | CAISO | 2017-12-31 | 2050-12-31 | 0 | 0 |  |  | Battery Storage | Battery_ | Battery Storage | CAISO_Li_Battery |  |  |  | 2018 | 2050 | 0 | CAISO | 0 | 1899-12-31 | 1 |  | 2
197 | Base_battery_PGE_Bay_dur_4_unit_7 | Base_battery_PGE_Bay_dur_4 | cpuc_storage_data_request | PGE_Bay | PGE_Bay | Pacific Gas and Electric Bay | PGE_Bay | CAISO | 2017-12-31 | 2050-12-31 | 0 | 0 |  |  | Battery Storage | Battery_ | Battery Storage | CAISO_Li_Battery |  |  |  | 2018 | 2050 | 0 | CAISO | 0 | 1899-12-31 | 1 |  | 2
198 | Base_battery_PGE_Bay_dur_4_unit_8 | Base_battery_PGE_Bay_dur_4 | cpuc_storage_data_request | PGE_Bay | PGE_Bay | Pacific Gas and Electric Bay | PGE_Bay | CAISO | 2017-12-31 | 2050-12-31 | 0 | 0 |  |  | Battery Storage | Battery_ | Battery Storage | CAISO_Li_Battery |  |  |  | 2018 | 2050 | 0 | CAISO | 0 | 1899-12-31 | 1 |  | 2
199 | Base_battery_PGE_Bay_dur_4_unit_9 | Base_battery_PGE_Bay_dur_4 | cpuc_storage_data_request | PGE_Bay | PGE_Bay | Pacific Gas and Electric Bay | PGE_Bay | CAISO | 2017-12-31 | 2050-12-31 | 0 | 0 |  |  | Battery Storage | Battery_ | Battery Storage | CAISO_Li_Battery |  |  |  | 2018 | 2050 | 0 | CAISO | 0 | 1899-12-31 | 1 |  | 2
200 | Base_battery_PGE_Valley_dur_2_unit_1 | Base_battery_PGE_Valley_dur_2 | cpuc_storage_data_request | PGE_Valley | PGE_Valley | Pacific Gas and Electric Valley | PGE_Valley | CAISO | 2017-12-31 | 2050-12-31 | 0 | 0 |  |  | Battery Storage | Battery_ | Battery Storage | CAISO_Li_Battery |  |  |  | 2018 | 2050 | 0 | CAISO | 0 | 1899-12-31 | 1 |  | 2
201 | Base_battery_PGE_Valley_dur_2_unit_10 | Base_battery_PGE_Valley_dur_2 | cpuc_storage_data_request | PGE_Valley | PGE_Valley | Pacific Gas and Electric Valley | PGE_Valley | CAISO | 2017-12-31 | 2050-12-31 | 0 | 0 |  |  | Battery Storage | Battery_ | Battery Storage | CAISO_Li_Battery |  |  |  | 2018 | 2050 | 0 | CAISO | 0 | 1899-12-31 | 1 |  | 2
202 | Base_battery_PGE_Valley_dur_2_unit_2 | Base_battery_PGE_Valley_dur_2 | cpuc_storage_data_request | PGE_Valley | PGE_Valley | Pacific Gas and Electric Valley | PGE_Valley | CAISO | 2017-12-31 | 2050-12-31 | 0 | 0 |  |  | Battery Storage | Battery_ | Battery Storage | CAISO_Li_Battery |  |  |  | 2018 | 2050 | 0 | CAISO | 0 | 1899-12-31 | 1 |  | 2
203 | Base_battery_PGE_Valley_dur_2_unit_3 | Base_battery_PGE_Valley_dur_2 | cpuc_storage_data_request | PGE_Valley | PGE_Valley | Pacific Gas and Electric Valley | PGE_Valley | CAISO | 2017-12-31 | 2050-12-31 | 0 | 0 |  |  | Battery Storage | Battery_ | Battery Storage | CAISO_Li_Battery |  |  |  | 2018 | 2050 | 0 | CAISO | 0 | 1899-12-31 | 1 |  | 2
204 | Base_battery_PGE_Valley_dur_2_unit_4 | Base_battery_PGE_Valley_dur_2 | cpuc_storage_data_request | PGE_Valley | PGE_Valley | Pacific Gas and Electric Valley | PGE_Valley | CAISO | 2017-12-31 | 2050-12-31 | 0 | 0 |  |  | Battery Storage | Battery_ | Battery Storage | CAISO_Li_Battery |  |  |  | 2018 | 2050 | 0 | CAISO | 0 | 1899-12-31 | 1 |  | 2
205 | Base_battery_PGE_Valley_dur_2_unit_5 | Base_battery_PGE_Valley_dur_2 | cpuc_storage_data_request | PGE_Valley | PGE_Valley | Pacific Gas and Electric Valley | PGE_Valley | CAISO | 2017-12-31 | 2050-12-31 | 0 | 0 |  |  | Battery Storage | Battery_ | Battery Storage | CAISO_Li_Battery |  |  |  | 2018 | 2050 | 0 | CAISO | 0 | 1899-12-31 | 1 |  | 2
206 | Base_battery_PGE_Valley_dur_2_unit_6 | Base_battery_PGE_Valley_dur_2 | cpuc_storage_data_request | PGE_Valley | PGE_Valley | Pacific Gas and Electric Valley | PGE_Valley | CAISO | 2017-12-31 | 2050-12-31 | 0 | 0 |  |  | Battery Storage | Battery_ | Battery Storage | CAISO_Li_Battery |  |  |  | 2018 | 2050 | 0 | CAISO | 0 | 1899-12-31 | 1 |  | 2
207 | Base_battery_PGE_Valley_dur_2_unit_7 | Base_battery_PGE_Valley_dur_2 | cpuc_storage_data_request | PGE_Valley | PGE_Valley | Pacific Gas and Electric Valley | PGE_Valley | CAISO | 2017-12-31 | 2050-12-31 | 0 | 0 |  |  | Battery Storage | Battery_ | Battery Storage | CAISO_Li_Battery |  |  |  | 2018 | 2050 | 0 | CAISO | 0 | 1899-12-31 | 1 |  | 2
208 | Base_battery_PGE_Valley_dur_2_unit_8 | Base_battery_PGE_Valley_dur_2 | cpuc_storage_data_request | PGE_Valley | PGE_Valley | Pacific Gas and Electric Valley | PGE_Valley | CAISO | 2017-12-31 | 2050-12-31 | 0 | 0 |  |  | Battery Storage | Battery_ | Battery Storage | CAISO_Li_Battery |  |  |  | 2018 | 2050 | 0 | CAISO | 0 | 1899-12-31 | 1 |  | 2
209 | Base_battery_PGE_Valley_dur_2_unit_9 | Base_battery_PGE_Valley_dur_2 | cpuc_storage_data_request | PGE_Valley | PGE_Valley | Pacific Gas and Electric Valley | PGE_Valley | CAISO | 2017-12-31 | 2050-12-31 | 0 | 0 |  |  | Battery Storage | Battery_ | Battery Storage | CAISO_Li_Battery |  |  |  | 2018 | 2050 | 0 | CAISO | 0 | 1899-12-31 | 1 |  | 2
210 | Base_battery_PGE_Valley_dur_4_unit_1 | Base_battery_PGE_Valley_dur_4 | cpuc_storage_data_request | PGE_Valley | PGE_Valley | Pacific Gas and Electric Valley | PGE_Valley | CAISO | 2017-12-31 | 2050-12-31 | 0 | 0 |  |  | Battery Storage | Battery_ | Battery Storage | CAISO_Li_Battery |  |  |  | 2018 | 2050 | 0 | CAISO | 0 | 1899-12-31 | 1 |  | 2
211 | Base_battery_PGE_Valley_dur_4_unit_10 | Base_battery_PGE_Valley_dur_4 | cpuc_storage_data_request | PGE_Valley | PGE_Valley | Pacific Gas and Electric Valley | PGE_Valley | CAISO | 2017-12-31 | 2050-12-31 | 0 | 0 |  |  | Battery Storage | Battery_ | Battery Storage | CAISO_Li_Battery |  |  |  | 2018 | 2050 | 0 | CAISO | 0 | 1899-12-31 | 1 |  | 2
212 | Base_battery_PGE_Valley_dur_4_unit_2 | Base_battery_PGE_Valley_dur_4 | cpuc_storage_data_request | PGE_Valley | PGE_Valley | Pacific Gas and Electric Valley | PGE_Valley | CAISO | 2017-12-31 | 2050-12-31 | 0 | 0 |  |  | Battery Storage | Battery_ | Battery Storage | CAISO_Li_Battery |  |  |  | 2018 | 2050 | 0 | CAISO | 0 | 1899-12-31 | 1 |  | 2
213 | Base_battery_PGE_Valley_dur_4_unit_3 | Base_battery_PGE_Valley_dur_4 | cpuc_storage_data_request | PGE_Valley | PGE_Valley | Pacific Gas and Electric Valley | PGE_Valley | CAISO | 2017-12-31 | 2050-12-31 | 0 | 0 |  |  | Battery Storage | Battery_ | Battery Storage | CAISO_Li_Battery |  |  |  | 2018 | 2050 | 0 | CAISO | 0 | 1899-12-31 | 1 |  | 2
214 | Base_battery_PGE_Valley_dur_4_unit_4 | Base_battery_PGE_Valley_dur_4 | cpuc_storage_data_request | PGE_Valley | PGE_Valley | Pacific Gas and Electric Valley | PGE_Valley | CAISO | 2017-12-31 | 2050-12-31 | 0 | 0 |  |  | Battery Storage | Battery_ | Battery Storage | CAISO_Li_Battery |  |  |  | 2018 | 2050 | 0 | CAISO | 0 | 1899-12-31 | 1 |  | 2
215 | Base_battery_PGE_Valley_dur_4_unit_5 | Base_battery_PGE_Valley_dur_4 | cpuc_storage_data_request | PGE_Valley | PGE_Valley | Pacific Gas and Electric Valley | PGE_Valley | CAISO | 2017-12-31 | 2050-12-31 | 0 | 0 |  |  | Battery Storage | Battery_ | Battery Storage | CAISO_Li_Battery |  |  |  | 2018 | 2050 | 0 | CAISO | 0 | 1899-12-31 | 1 |  | 2
216 | Base_battery_PGE_Valley_dur_4_unit_6 | Base_battery_PGE_Valley_dur_4 | cpuc_storage_data_request | PGE_Valley | PGE_Valley | Pacific Gas and Electric Valley | PGE_Valley | CAISO | 2017-12-31 | 2050-12-31 | 0 | 0 |  |  | Battery Storage | Battery_ | Battery Storage | CAISO_Li_Battery |  |  |  | 2018 | 2050 | 0 | CAISO | 0 | 1899-12-31 | 1 |  | 2
217 | Base_battery_PGE_Valley_dur_4_unit_7 | Base_battery_PGE_Valley_dur_4 | cpuc_storage_data_request | PGE_Valley | PGE_Valley | Pacific Gas and Electric Valley | PGE_Valley | CAISO | 2017-12-31 | 2050-12-31 | 0 | 0 |  |  | Battery Storage | Battery_ | Battery Storage | CAISO_Li_Battery |  |  |  | 2018 | 2050 | 0 | CAISO | 0 | 1899-12-31 | 1 |  | 2
218 | Base_battery_PGE_Valley_dur_4_unit_8 | Base_battery_PGE_Valley_dur_4 | cpuc_storage_data_request | PGE_Valley | PGE_Valley | Pacific Gas and Electric Valley | PGE_Valley | CAISO | 2017-12-31 | 2050-12-31 | 0 | 0 |  |  | Battery Storage | Battery_ | Battery Storage | CAISO_Li_Battery |  |  |  | 2018 | 2050 | 0 | CAISO | 0 | 1899-12-31 | 1 |  | 2
219 | Base_battery_PGE_Valley_dur_4_unit_9 | Base_battery_PGE_Valley_dur_4 | cpuc_storage_data_request | PGE_Valley | PGE_Valley | Pacific Gas and Electric Valley | PGE_Valley | CAISO | 2017-12-31 | 2050-12-31 | 0 | 0 |  |  | Battery Storage | Battery_ | Battery Storage | CAISO_Li_Battery |  |  |  | 2018 | 2050 | 0 | CAISO | 0 | 1899-12-31 | 1 |  | 2
220 | Base_battery_SCE_dur_2_unit_1 | Base_battery_SCE_dur_2 | cpuc_storage_data_request | SCE | SCE | Southern California Edison | SCE | CAISO | 2017-12-31 | 2050-12-31 | 0 | 0 |  |  | Battery Storage | Battery_ | Battery Storage | CAISO_Li_Battery |  |  |  | 2018 | 2050 | 0 | CAISO | 0 | 1899-12-31 | 1 |  | 2
221 | Base_battery_SCE_dur_2_unit_10 | Base_battery_SCE_dur_2 | cpuc_storage_data_request | SCE | SCE | Southern California Edison | SCE | CAISO | 2017-12-31 | 2050-12-31 | 0 | 0 |  |  | Battery Storage | Battery_ | Battery Storage | CAISO_Li_Battery |  |  |  | 2018 | 2050 | 0 | CAISO | 0 | 1899-12-31 | 1 |  | 2
222 | Base_battery_SCE_dur_2_unit_2 | Base_battery_SCE_dur_2 | cpuc_storage_data_request | SCE | SCE | Southern California Edison | SCE | CAISO | 2017-12-31 | 2050-12-31 | 0 | 0 |  |  | Battery Storage | Battery_ | Battery Storage | CAISO_Li_Battery |  |  |  | 2018 | 2050 | 0 | CAISO | 0 | 1899-12-31 | 1 |  | 2
223 | Base_battery_SCE_dur_2_unit_3 | Base_battery_SCE_dur_2 | cpuc_storage_data_request | SCE | SCE | Southern California Edison | SCE | CAISO | 2017-12-31 | 2050-12-31 | 0 | 0 |  |  | Battery Storage | Battery_ | Battery Storage | CAISO_Li_Battery |  |  |  | 2018 | 2050 | 0 | CAISO | 0 | 1899-12-31 | 1 |  | 2
224 | Base_battery_SCE_dur_2_unit_4 | Base_battery_SCE_dur_2 | cpuc_storage_data_request | SCE | SCE | Southern California Edison | SCE | CAISO | 2017-12-31 | 2050-12-31 | 0 | 0 |  |  | Battery Storage | Battery_ | Battery Storage | CAISO_Li_Battery |  |  |  | 2018 | 2050 | 0 | CAISO | 0 | 1899-12-31 | 1 |  | 2
225 | Base_battery_SCE_dur_2_unit_5 | Base_battery_SCE_dur_2 | cpuc_storage_data_request | SCE | SCE | Southern California Edison | SCE | CAISO | 2017-12-31 | 2050-12-31 | 0 | 0 |  |  | Battery Storage | Battery_ | Battery Storage | CAISO_Li_Battery |  |  |  | 2018 | 2050 | 0 | CAISO | 0 | 1899-12-31 | 1 |  | 2
226 | Base_battery_SCE_dur_2_unit_6 | Base_battery_SCE_dur_2 | cpuc_storage_data_request | SCE | SCE | Southern California Edison | SCE | CAISO | 2017-12-31 | 2050-12-31 | 0 | 0 |  |  | Battery Storage | Battery_ | Battery Storage | CAISO_Li_Battery |  |  |  | 2018 | 2050 | 0 | CAISO | 0 | 1899-12-31 | 1 |  | 2
227 | Base_battery_SCE_dur_2_unit_7 | Base_battery_SCE_dur_2 | cpuc_storage_data_request | SCE | SCE | Southern California Edison | SCE | CAISO | 2017-12-31 | 2050-12-31 | 0 | 0 |  |  | Battery Storage | Battery_ | Battery Storage | CAISO_Li_Battery |  |  |  | 2018 | 2050 | 0 | CAISO | 0 | 1899-12-31 | 1 |  | 2
228 | Base_battery_SCE_dur_2_unit_8 | Base_battery_SCE_dur_2 | cpuc_storage_data_request | SCE | SCE | Southern California Edison | SCE | CAISO | 2017-12-31 | 2050-12-31 | 0 | 0 |  |  | Battery Storage | Battery_ | Battery Storage | CAISO_Li_Battery |  |  |  | 2018 | 2050 | 0 | CAISO | 0 | 1899-12-31 | 1 |  | 2
229 | Base_battery_SCE_dur_2_unit_9 | Base_battery_SCE_dur_2 | cpuc_storage_data_request | SCE | SCE | Southern California Edison | SCE | CAISO | 2017-12-31 | 2050-12-31 | 0 | 0 |  |  | Battery Storage | Battery_ | Battery Storage | CAISO_Li_Battery |  |  |  | 2018 | 2050 | 0 | CAISO | 0 | 1899-12-31 | 1 |  | 2
230 | Base_battery_SCE_dur_4_unit_1 | Base_battery_SCE_dur_4 | cpuc_storage_data_request | SCE | SCE | Southern California Edison | SCE | CAISO | 2017-12-31 | 2050-12-31 | 0 | 0 |  |  | Battery Storage | Battery_ | Battery Storage | CAISO_Li_Battery |  |  |  | 2018 | 2050 | 0 | CAISO | 0 | 1899-12-31 | 1 |  | 2
231 | Base_battery_SCE_dur_4_unit_10 | Base_battery_SCE_dur_4 | cpuc_storage_data_request | SCE | SCE | Southern California Edison | SCE | CAISO | 2017-12-31 | 2050-12-31 | 0 | 0 |  |  | Battery Storage | Battery_ | Battery Storage | CAISO_Li_Battery |  |  |  | 2018 | 2050 | 0 | CAISO | 0 | 1899-12-31 | 1 |  | 2
232 | Base_battery_SCE_dur_4_unit_2 | Base_battery_SCE_dur_4 | cpuc_storage_data_request | SCE | SCE | Southern California Edison | SCE | CAISO | 2017-12-31 | 2050-12-31 | 0 | 0 |  |  | Battery Storage | Battery_ | Battery Storage | CAISO_Li_Battery |  |  |  | 2018 | 2050 | 0 | CAISO | 0 | 1899-12-31 | 1 |  | 2
233 | Base_battery_SCE_dur_4_unit_3 | Base_battery_SCE_dur_4 | cpuc_storage_data_request | SCE | SCE | Southern California Edison | SCE | CAISO | 2017-12-31 | 2050-12-31 | 0 | 0 |  |  | Battery Storage | Battery_ | Battery Storage | CAISO_Li_Battery |  |  |  | 2018 | 2050 | 0 | CAISO | 0 | 1899-12-31 | 1 |  | 2
234 | Base_battery_SCE_dur_4_unit_4 | Base_battery_SCE_dur_4 | cpuc_storage_data_request | SCE | SCE | Southern California Edison | SCE | CAISO | 2017-12-31 | 2050-12-31 | 0 | 0 |  |  | Battery Storage | Battery_ | Battery Storage | CAISO_Li_Battery |  |  |  | 2018 | 2050 | 0 | CAISO | 0 | 1899-12-31 | 1 |  | 2
235 | Base_battery_SCE_dur_4_unit_5 | Base_battery_SCE_dur_4 | cpuc_storage_data_request | SCE | SCE | Southern California Edison | SCE | CAISO | 2017-12-31 | 2050-12-31 | 0 | 0 |  |  | Battery Storage | Battery_ | Battery Storage | CAISO_Li_Battery |  |  |  | 2018 | 2050 | 0 | CAISO | 0 | 1899-12-31 | 1 |  | 2
236 | Base_battery_SCE_dur_4_unit_6 | Base_battery_SCE_dur_4 | cpuc_storage_data_request | SCE | SCE | Southern California Edison | SCE | CAISO | 2017-12-31 | 2050-12-31 | 0 | 0 |  |  | Battery Storage | Battery_ | Battery Storage | CAISO_Li_Battery |  |  |  | 2018 | 2050 | 0 | CAISO | 0 | 1899-12-31 | 1 |  | 2
237 | Base_battery_SCE_dur_4_unit_7 | Base_battery_SCE_dur_4 | cpuc_storage_data_request | SCE | SCE | Southern California Edison | SCE | CAISO | 2017-12-31 | 2050-12-31 | 0 | 0 |  |  | Battery Storage | Battery_ | Battery Storage | CAISO_Li_Battery |  |  |  | 2018 | 2050 | 0 | CAISO | 0 | 1899-12-31 | 1 |  | 2
238 | Base_battery_SCE_dur_4_unit_8 | Base_battery_SCE_dur_4 | cpuc_storage_data_request | SCE | SCE | Southern California Edison | SCE | CAISO | 2017-12-31 | 2050-12-31 | 0 | 0 |  |  | Battery Storage | Battery_ | Battery Storage | CAISO_Li_Battery |  |  |  | 2018 | 2050 | 0 | CAISO | 0 | 1899-12-31 | 1 |  | 2
239 | Base_battery_SCE_dur_4_unit_9 | Base_battery_SCE_dur_4 | cpuc_storage_data_request | SCE | SCE | Southern California Edison | SCE | CAISO | 2017-12-31 | 2050-12-31 | 0 | 0 |  |  | Battery Storage | Battery_ | Battery Storage | CAISO_Li_Battery |  |  |  | 2018 | 2050 | 0 | CAISO | 0 | 1899-12-31 | 1 |  | 2
240 | Base_battery_SDGE_dur_2_unit_1 | Base_battery_SDGE_dur_2 | cpuc_storage_data_request | SDGE | SDGE | San Diego Gas and Electric | SDGE | CAISO | 2017-12-31 | 2050-12-31 | 0 | 0 |  |  | Battery Storage | Battery_ | Battery Storage | CAISO_Li_Battery |  |  |  | 2018 | 2050 | 0 | CAISO | 0 | 1899-12-31 | 1 |  | 2
241 | Base_battery_SDGE_dur_2_unit_10 | Base_battery_SDGE_dur_2 | cpuc_storage_data_request | SDGE | SDGE | San Diego Gas and Electric | SDGE | CAISO | 2017-12-31 | 2050-12-31 | 0 | 0 |  |  | Battery Storage | Battery_ | Battery Storage | CAISO_Li_Battery |  |  |  | 2018 | 2050 | 0 | CAISO | 0 | 1899-12-31 | 1 |  | 2
242 | Base_battery_SDGE_dur_2_unit_2 | Base_battery_SDGE_dur_2 | cpuc_storage_data_request | SDGE | SDGE | San Diego Gas and Electric | SDGE | CAISO | 2017-12-31 | 2050-12-31 | 0 | 0 |  |  | Battery Storage | Battery_ | Battery Storage | CAISO_Li_Battery |  |  |  | 2018 | 2050 | 0 | CAISO | 0 | 1899-12-31 | 1 |  | 2
243 | Base_battery_SDGE_dur_2_unit_3 | Base_battery_SDGE_dur_2 | cpuc_storage_data_request | SDGE | SDGE | San Diego Gas and Electric | SDGE | CAISO | 2017-12-31 | 2050-12-31 | 0 | 0 |  |  | Battery Storage | Battery_ | Battery Storage | CAISO_Li_Battery |  |  |  | 2018 | 2050 | 0 | CAISO | 0 | 1899-12-31 | 1 |  | 2
244 | Base_battery_SDGE_dur_2_unit_4 | Base_battery_SDGE_dur_2 | cpuc_storage_data_request | SDGE | SDGE | San Diego Gas and Electric | SDGE | CAISO | 2017-12-31 | 2050-12-31 | 0 | 0 |  |  | Battery Storage | Battery_ | Battery Storage | CAISO_Li_Battery |  |  |  | 2018 | 2050 | 0 | CAISO | 0 | 1899-12-31 | 1 |  | 2
245 | Base_battery_SDGE_dur_2_unit_5 | Base_battery_SDGE_dur_2 | cpuc_storage_data_request | SDGE | SDGE | San Diego Gas and Electric | SDGE | CAISO | 2017-12-31 | 2050-12-31 | 0 | 0 |  |  | Battery Storage | Battery_ | Battery Storage | CAISO_Li_Battery |  |  |  | 2018 | 2050 | 0 | CAISO | 0 | 1899-12-31 | 1 |  | 2
246 | Base_battery_SDGE_dur_2_unit_6 | Base_battery_SDGE_dur_2 | cpuc_storage_data_request | SDGE | SDGE | San Diego Gas and Electric | SDGE | CAISO | 2017-12-31 | 2050-12-31 | 0 | 0 |  |  | Battery Storage | Battery_ | Battery Storage | CAISO_Li_Battery |  |  |  | 2018 | 2050 | 0 | CAISO | 0 | 1899-12-31 | 1 |  | 2
247 | Base_battery_SDGE_dur_2_unit_7 | Base_battery_SDGE_dur_2 | cpuc_storage_data_request | SDGE | SDGE | San Diego Gas and Electric | SDGE | CAISO | 2017-12-31 | 2050-12-31 | 0 | 0 |  |  | Battery Storage | Battery_ | Battery Storage | CAISO_Li_Battery |  |  |  | 2018 | 2050 | 0 | CAISO | 0 | 1899-12-31 | 1 |  | 2
248 | Base_battery_SDGE_dur_2_unit_8 | Base_battery_SDGE_dur_2 | cpuc_storage_data_request | SDGE | SDGE | San Diego Gas and Electric | SDGE | CAISO | 2017-12-31 | 2050-12-31 | 0 | 0 |  |  | Battery Storage | Battery_ | Battery Storage | CAISO_Li_Battery |  |  |  | 2018 | 2050 | 0 | CAISO | 0 | 1899-12-31 | 1 |  | 2
249 | Base_battery_SDGE_dur_2_unit_9 | Base_battery_SDGE_dur_2 | cpuc_storage_data_request | SDGE | SDGE | San Diego Gas and Electric | SDGE | CAISO | 2017-12-31 | 2050-12-31 | 0 | 0 |  |  | Battery Storage | Battery_ | Battery Storage | CAISO_Li_Battery |  |  |  | 2018 | 2050 | 0 | CAISO | 0 | 1899-12-31 | 1 |  | 2
250 | Base_battery_SDGE_dur_4_unit_1 | Base_battery_SDGE_dur_4 | cpuc_storage_data_request | SDGE | SDGE | San Diego Gas and Electric | SDGE | CAISO | 2017-12-31 | 2050-12-31 | 0 | 0 |  |  | Battery Storage | Battery_ | Battery Storage | CAISO_Li_Battery |  |  |  | 2018 | 2050 | 0 | CAISO | 0 | 1899-12-31 | 1 |  | 2
251 | Base_battery_SDGE_dur_4_unit_10 | Base_battery_SDGE_dur_4 | cpuc_storage_data_request | SDGE | SDGE | San Diego Gas and Electric | SDGE | CAISO | 2017-12-31 | 2050-12-31 | 0 | 0 |  |  | Battery Storage | Battery_ | Battery Storage | CAISO_Li_Battery |  |  |  | 2018 | 2050 | 0 | CAISO | 0 | 1899-12-31 | 1 |  | 2
252 | Base_battery_SDGE_dur_4_unit_2 | Base_battery_SDGE_dur_4 | cpuc_storage_data_request | SDGE | SDGE | San Diego Gas and Electric | SDGE | CAISO | 2017-12-31 | 2050-12-31 | 0 | 0 |  |  | Battery Storage | Battery_ | Battery Storage | CAISO_Li_Battery |  |  |  | 2018 | 2050 | 0 | CAISO | 0 | 1899-12-31 | 1 |  | 2
253 | Base_battery_SDGE_dur_4_unit_3 | Base_battery_SDGE_dur_4 | cpuc_storage_data_request | SDGE | SDGE | San Diego Gas and Electric | SDGE | CAISO | 2017-12-31 | 2050-12-31 | 0 | 0 |  |  | Battery Storage | Battery_ | Battery Storage | CAISO_Li_Battery |  |  |  | 2018 | 2050 | 0 | CAISO | 0 | 1899-12-31 | 1 |  | 2
254 | Base_battery_SDGE_dur_4_unit_4 | Base_battery_SDGE_dur_4 | cpuc_storage_data_request | SDGE | SDGE | San Diego Gas and Electric | SDGE | CAISO | 2017-12-31 | 2050-12-31 | 0 | 0 |  |  | Battery Storage | Battery_ | Battery Storage | CAISO_Li_Battery |  |  |  | 2018 | 2050 | 0 | CAISO | 0 | 1899-12-31 | 1 |  | 2
255 | Base_battery_SDGE_dur_4_unit_5 | Base_battery_SDGE_dur_4 | cpuc_storage_data_request | SDGE | SDGE | San Diego Gas and Electric | SDGE | CAISO | 2017-12-31 | 2050-12-31 | 0 | 0 |  |  | Battery Storage | Battery_ | Battery Storage | CAISO_Li_Battery |  |  |  | 2018 | 2050 | 0 | CAISO | 0 | 1899-12-31 | 1 |  | 2
256 | Base_battery_SDGE_dur_4_unit_6 | Base_battery_SDGE_dur_4 | cpuc_storage_data_request | SDGE | SDGE | San Diego Gas and Electric | SDGE | CAISO | 2017-12-31 | 2050-12-31 | 0 | 0 |  |  | Battery Storage | Battery_ | Battery Storage | CAISO_Li_Battery |  |  |  | 2018 | 2050 | 0 | CAISO | 0 | 1899-12-31 | 1 |  | 2
257 | Base_battery_SDGE_dur_4_unit_7 | Base_battery_SDGE_dur_4 | cpuc_storage_data_request | SDGE | SDGE | San Diego Gas and Electric | SDGE | CAISO | 2017-12-31 | 2050-12-31 | 0 | 0 |  |  | Battery Storage | Battery_ | Battery Storage | CAISO_Li_Battery |  |  |  | 2018 | 2050 | 0 | CAISO | 0 | 1899-12-31 | 1 |  | 2
258 | Base_battery_SDGE_dur_4_unit_8 | Base_battery_SDGE_dur_4 | cpuc_storage_data_request | SDGE | SDGE | San Diego Gas and Electric | SDGE | CAISO | 2017-12-31 | 2050-12-31 | 0 | 0 |  |  | Battery Storage | Battery_ | Battery Storage | CAISO_Li_Battery |  |  |  | 2018 | 2050 | 0 | CAISO | 0 | 1899-12-31 | 1 |  | 2
259 | Base_battery_SDGE_dur_4_unit_9 | Base_battery_SDGE_dur_4 | cpuc_storage_data_request | SDGE | SDGE | San Diego Gas and Electric | SDGE | CAISO | 2017-12-31 | 2050-12-31 | 0 | 0 |  |  | Battery Storage | Battery_ | Battery Storage | CAISO_Li_Battery |  |  |  | 2018 | 2050 | 0 | CAISO | 0 | 1899-12-31 | 1 |  | 2
260 | BASELINE_SG | BASELINE | teppc | PAUT | PAUT | Utah, PACE Utility | PACE | NW | 2016-01-01 | 2050-12-31 | 45.5 | 1 | 45.5 | 45.5 | SolarPV-NonTracking | FixedPV_sun | Solar_Fixed | NW_Solar |  |  |  | 2016 | 2050 | 0 | NW | 45.5 | 1899-12-31 | 1 |  | 2
261 | BASICE_2_UNITS | CALPINE AMERICAN I COGEN. | caiso | PGE_Valley | PGE_Valley | Pacific Gas and Electric Valley | PGE_Valley | CAISO | 1989-03-14 | 2019-04-29 | 120 | 1 | 120 | 120 | n/a | CT_NG | CT | CAISO_Peaker1 |  |  |  | 1989 | 2018 | 0 | CAISO | 120 | 1899-12-31 | 1 |  | 2
262 | BasinCreek1 | Basin Creek Plant-1 | teppc | NWMT | NWMT | NorthWestern Energy | NWMT_WAUW | NW | 2006-05-01 | 2050-01-01 | 5.75 | 1 | 5.75 | 5.75 | ICE-NatGas | ICE_NG | ICE | NW_Peaker |  |  |  | 2006 | 2049 | 0 | NW | 5.75 | 1899-12-31 | 1 |  | 2
263 | BasinCreek2 | Basin Creek Plant-2 | teppc | NWMT | NWMT | NorthWestern Energy | NWMT_WAUW | NW | 2006-05-01 | 2050-01-01 | 5.75 | 1 | 5.75 | 5.75 | ICE-NatGas | ICE_NG | ICE | NW_Peaker |  |  |  | 2006 | 2049 | 0 | NW | 5.75 | 1899-12-31 | 1 |  | 2
264 | BasinCreek3 | Basin Creek Plant-3 | teppc | NWMT | NWMT | NorthWestern Energy | NWMT_WAUW | NW | 2006-05-01 | 2050-01-01 | 5.75 | 1 | 5.75 | 5.75 | ICE-NatGas | ICE_NG | ICE | NW_Peaker |  |  |  | 2006 | 2049 | 0 | NW | 5.75 | 1899-12-31 | 1 |  | 2
265 | BasinCreek4 | Basin Creek Plant-4 | teppc | NWMT | NWMT | NorthWestern Energy | NWMT_WAUW | NW | 2006-05-01 | 2050-01-01 | 5.75 | 1 | 5.75 | 5.75 | ICE-NatGas | ICE_NG | ICE | NW_Peaker |  |  |  | 2006 | 2049 | 0 | NW | 5.75 | 1899-12-31 | 1 |  | 2
266 | BasinCreek5 | Basin Creek Plant-5 | teppc | NWMT | NWMT | NorthWestern Energy | NWMT_WAUW | NW | 2006-05-01 | 2050-01-01 | 5.75 | 1 | 5.75 | 5.75 | ICE-NatGas | ICE_NG | ICE | NW_Peaker |  |  |  | 2006 | 2049 | 0 | NW | 5.75 | 1899-12-31 | 1 |  | 2
267 | BasinCreek6 | Basin Creek Plant-6 | teppc | NWMT | NWMT | NorthWestern Energy | NWMT_WAUW | NW | 2006-05-01 | 2050-01-01 | 5.75 | 1 | 5.75 | 5.75 | ICE-NatGas | ICE_NG | ICE | NW_Peaker |  |  |  | 2006 | 2049 | 0 | NW | 5.75 | 1899-12-31 | 1 |  | 2
268 | BasinCreek7 | Basin Creek Plant-7 | teppc | NWMT | NWMT | NorthWestern Energy | NWMT_WAUW | NW | 2006-05-01 | 2050-01-01 | 5.75 | 1 | 5.75 | 5.75 | ICE-NatGas | ICE_NG | ICE | NW_Peaker |  |  |  | 2006 | 2049 | 0 | NW | 5.75 | 1899-12-31 | 1 |  | 2
269 | BasinCreek8 | Basin Creek Plant-8 | teppc | NWMT | NWMT | NorthWestern Energy | NWMT_WAUW | NW | 2006-05-01 | 2050-01-01 | 5.75 | 1 | 5.75 | 5.75 | ICE-NatGas | ICE_NG | ICE | NW_Peaker |  |  |  | 2006 | 2049 | 0 | NW | 5.75 | 1899-12-31 | 1 |  | 2
270 | BasinCreek9 | Basin Creek Plant-9 | teppc | NWMT | NWMT | NorthWestern Energy | NWMT_WAUW | NW | 2006-05-01 | 2050-01-01 | 5.75 | 1 | 5.75 | 5.75 | ICE-NatGas | ICE_NG | ICE | NW_Peaker |  |  |  | 2006 | 2049 | 0 | NW | 5.75 | 1899-12-31 | 1 |  | 2
271 | Battle_Mountain_Solar | Copper Mountain Solar V | teppc | SPPC | SPPC | Nevada Power Company | NEVP | SW | 2021-12-31 | 2050-12-31 | 26 | 1 | 26 | 26 | SolarPV-Tracking | 1axPV_sun | Solar_1Axis | SW_Solar |  |  |  | 2022 | 2050 | 0 | SW | 26 | 0.95 | 1 |  | 2
272 | Battle_River_3 | Battle River 3-3 | teppc | AESO | AESO | Alberta Electric System Operator | BCHA_AESO | Excluded | 1969-01-01 | 2019-12-01 | 148 | 1 | 148 | 148 | ST-Coal | Steam_Coal | Coal | Excluded_Coal |  |  |  | 1969 | 2019 | 0 | Excluded | 148 | 1899-12-31 | 1 |  | 2
273 | Battle_River_4 | Battle River 4-4 | teppc | AESO | AESO | Alberta Electric System Operator | BCHA_AESO | Excluded | 1975-01-01 | 2025-12-31 | 148 | 1 | 148 | 148 | ST-Coal | Steam_Coal | Coal | Excluded_Coal |  |  |  | 1975 | 2025 | 0 | Excluded | 148 | 1899-12-31 | 1 |  | 2
274 | Battle_River_5 | Battle River 5-5 | teppc | AESO | AESO | Alberta Electric System Operator | BCHA_AESO | Excluded | 1981-01-01 | 2027-12-01 | 407 | 1 | 407 | 407 | ST-Coal | Steam_Coal | Coal | Excluded_Coal |  |  |  | 1981 | 2027 | 0 | Excluded | 407 | 1899-12-31 | 1 |  | 2
275 | BCTSYS_5_PWXDYN | BCTSYS_5_PWXDYN | caiso | BPAT | PGE_Valley | Pacific Gas and Electric Valley | PGE_Valley | CAISO |  | 2050-12-31 | 428 | 1 | 428 | 428 | CAISOImports_None | CAISOImports_None | None | CAISO_Imports |  |  |  | 1900 | 2050 | 0 | CAISO | 428 | 1899-12-31 | 1 |  | 2
276 | BDGRCK_1_UNITS | BADGER CREEK LIMITED | caiso | PGE_Valley | PGE_Valley | Pacific Gas and Electric Valley | PGE_Valley | CAISO | 1991-04-01 | 2050-12-31 | 43 | 0.89434 | 43 | 48.08 | CT-NatGas-Industrial | CT_NG | CT | CAISO_Peaker1 |  |  |  | 1991 | 2050 | 0 | CAISO | 48.08 | 1899-12-31 | 1 |  | 2
277 | Beacon_Solar_B | Beacon Solar A¦Beacon Solar¦BCON18G | teppc | CISC | CISC | Southern California Edison | SCE | CAISO | 2015-06-01 | 2050-12-31 | 125 | 1 | 125 | 125 | SolarPV-Tracking | 1axPV_sun | Solar_1Axis | CAISO_Solar |  |  |  | 2015 | 2050 | 0 | CAISO | 125 | 1899-12-31 | 1 |  | 2
278 | BearCreekCC_Total | BearCreekCC (Total CC Plant) | teppc | AESO | AESO | Alberta Electric System Operator | BCHA_AESO | Excluded | 2002-12-01 | 2050-12-01 | 80 | 1 | 80 | 80 | CC-AB-Cogen | Cogen_NG | Cogen | Excluded_CHP |  |  |  | 2003 | 2050 | 0 | Excluded | 80 | 1899-12-31 | 1 |  | 2
279 | BEARDS_7_UNIT_1 | Beardsley Hydro | caiso | PGE_Valley | PGE_Valley | Pacific Gas and Electric Valley | PGE_Valley | CAISO | 1957-01-01 | 2050-12-31 | 11.5 | 1 | 11.5 | 11.5 | n/a | Hydro_Standard | Hydro | CAISO_Hydro |  |  |  | 1957 | 2050 | 0 | CAISO | 11.5 | 1899-12-31 | 1 |  | 2
280 | BearMountain_BC | Bear Mountain-1_Bear Mountain-1_IPP-BMW | teppc | BCHA | BCHA | British Columbia Transmission Company | BCHA_AESO | Excluded | 2009-10-15 | 2034-10-24 | 102.5 | 1 | 102.5 | 102.5 | WT-Onshore | wind_onshorewind | Wind | Excluded_Wind |  |  |  | 2010 | 2034 | 0 | Excluded | 102.5 | 1899-12-31 | 1 |  | 2
281 | BEARMT_1_UNIT | Bear Mountain Limited | caiso | PGE_Valley | PGE_Valley | Pacific Gas and Electric Valley | PGE_Valley | CAISO | 1995-04-03 | 2050-12-31 | 47.4 | 0.96322 | 47.4 | 49.21 | CT-NatGas-Aero | CT_NG | CT | CAISO_Peaker1 |  |  |  | 1995 | 2050 | 0 | CAISO | 49.21 | 1899-12-31 | 1 |  | 2
282 | Bearspaw_1 | Bearspaw-1 | teppc | AESO | AESO | Alberta Electric System Operator | BCHA_AESO | Excluded | 1954-01-01 | 2050-12-01 | 17 | 1 | 17 | 17 | Hydro | Hydro_Standard | Hydro | Excluded_Hydro |  |  |  | 1954 | 2050 | 0 | Excluded | 17 | 1899-12-31 | 1 |  | 2
283 | Beaver8 | Beaver-8 | teppc | PGE | PGE | Portland General Electric Company | PortlandGE | NW | 1999-09-01 | 2050-12-31 | 24.5 | 1 | 24.5 | 24.5 | CT-NatGas-Industrial | CT_NG | CT | NW_Peaker |  |  |  | 2000 | 2050 | 0 | NW | 24.5 | 1899-12-31 | 1 |  | 2
284 | BeaverCC_Total | BeaverCC (Total CC Plant) | teppc | PGE | PGE | Portland General Electric Company | PortlandGE | NW | 1974-08-01 | 2050-12-31 | 476.698 | 1 | 476.698 | 476.698 | CCWhole-NatGas-Industrial | CC_NG | CC | NW_CCGT |  |  |  | 1975 | 2050 | 0 | NW | 476.698 | 1899-12-31 | 1 |  | 2
285 | BEJNLS_5_BV2SCEDYN | Broadview 2 | caiso | AZPS | SCE | Southern California Edison | SCE | CAISO |  | 2050-12-31 | 167 | 1 | 167 | 167 | WIND_WIND | wind_onshorewind | Wind | CAISO_Wind |  |  |  | 1900 | 2050 | 0 | CAISO | 167 | 1899-12-31 | 1 |  | 2
286 | BEKWJS_5_BV1SCEDYN | Broadview 1 | caiso | AZPS | SCE | Southern California Edison | SCE | CAISO |  | 2050-12-31 | 130 | 1 | 130 | 130 | WIND_WIND | wind_onshorewind | Wind | CAISO_Wind |  |  |  | 1900 | 2050 | 0 | CAISO | 130 | 1899-12-31 | 1 |  | 2
287 | BELDEN_7_UNIT_1 | BELDEN HYDRO | caiso | PGE_Valley | PGE_Valley | Pacific Gas and Electric Valley | PGE_Valley | CAISO | 1969-01-01 | 2050-12-31 | 119 | 1 | 119 | 119 | n/a | Hydro_Standard | Hydro | CAISO_Hydro |  |  |  | 1969 | 2050 | 0 | CAISO | 119 | 1899-12-31 | 1 |  | 2
288 | BellevueSolarINV1 | Bellevue Solar Project-INV-1 | teppc | CISC | CISC | Southern California Edison | SCE | CAISO | 2011-10-01 | 2050-12-31 | 1.6 | 1 | 1.6 | 1.6 | SolarPV-NonTracking | FixedPV_sun | Solar_Fixed | CAISO_Solar |  |  |  | 2012 | 2050 | 0 | CAISO | 1.6 | 1899-12-31 | 1 |  | 2
289 | Belly_River | CHD Belly River-1 | teppc | AESO | AESO | Alberta Electric System Operator | BCHA_AESO | Excluded | 1986-04-15 | 2050-12-01 | 2.7 | 1 | 2.7 | 2.7 | Hydro | Hydro_Standard | Hydro | Excluded_Hydro |  |  |  | 1986 | 2050 | 0 | Excluded | 2.7 | 1899-12-31 | 1 |  | 2
290 | Ben_French_GT1 | Ben French GT GT1 | teppc | WACM | WACM | Western Area Power Administration, Colorado-Missouri Region | WACM | Excluded | 1977-07-01 | 2050-12-31 | 17 | 1 | 17 | 17 | CT-NatGas-Industrial | CT_NG | CT | Excluded_Peaker |  |  |  | 1978 | 2050 | 0 | Excluded | 17 | 1899-12-31 | 1 |  | 2
291 | Ben_French_GT2 | Ben French GT GT2 | teppc | WACM | WACM | Western Area Power Administration, Colorado-Missouri Region | WACM | Excluded | 1977-08-01 | 2050-12-31 | 17 | 1 | 17 | 17 | CT-NatGas-Industrial | CT_NG | CT | Excluded_Peaker |  |  |  | 1978 | 2050 | 0 | Excluded | 17 | 1899-12-31 | 1 |  | 2
292 | Ben_French_GT3 | Ben French GT GT3 | teppc | WACM | WACM | Western Area Power Administration, Colorado-Missouri Region | WACM | Excluded | 1978-06-01 | 2050-12-31 | 17 | 1 | 17 | 17 | CT-NatGas-Industrial | CT_NG | CT | Excluded_Peaker |  |  |  | 1978 | 2050 | 0 | Excluded | 17 | 1899-12-31 | 1 |  | 2
293 | Ben_French_GT4 | Ben French GT GT4 | teppc | WACM | WACM | Western Area Power Administration, Colorado-Missouri Region | WACM | Excluded | 1979-06-01 | 2050-12-31 | 17 | 1 | 17 | 17 | CT-NatGas-Industrial | CT_NG | CT | Excluded_Peaker |  |  |  | 1979 | 2050 | 0 | Excluded | 17 | 1899-12-31 | 1 |  | 2
294 | Bend1 | Bend-1 | teppc | PACW | PACW | PacifiCorp – West | PACW | NW | 1912-12-01 | 2050-12-31 | 0.2 | 1 | 0.2 | 0.2 | Hydro | Hydro_Standard | Hydro | NW_Hydro |  |  |  | 1913 | 2050 | 0 | NW | 0.2 | 1899-12-31 | 1 |  | 2
295 | Bend2 | Bend-2 | teppc | CISC | CISC | Southern California Edison | SCE | CAISO | 1915-12-01 | 2050-12-31 | 0.35 | 1 | 0.35 | 0.35 | Hydro | Hydro_Standard | Hydro | CAISO_Hydro |  |  |  | 1916 | 2050 | 0 | CAISO | 0.35 | 1899-12-31 | 1 |  | 2
296 | Bend3 | Bend-3 | teppc | CISC | CISC | Southern California Edison | SCE | CAISO | 1916-12-01 | 2050-12-31 | 0.56 | 1 | 0.56 | 0.56 | Hydro | Hydro_Standard | Hydro | CAISO_Hydro |  |  |  | 1917 | 2050 | 0 | CAISO | 0.56 | 1899-12-31 | 1 |  | 2
297 | BennettCreek | Bennett Creek Windfarm LLC-1 | teppc | IPTV | IPTV | Idaho Treasure Valley | IPCO | NW | 2008-06-01 | 2050-12-31 | 21 | 1 | 21 | 21 | WT-Onshore | wind_onshorewind | Wind | NW_Wind |  |  |  | 2008 | 2050 | 0 | NW | 21 | 1899-12-31 | 1 |  | 2
298 | BennettMountain | Bennett Mountain-1 | teppc | IPMV | IPMV | Idaho Magic Valley | IPCO | NW | 2005-04-01 | 2050-12-31 | 164 | 1 | 164 | 164 | CT-NatGas-Aero | CT_NG | CT | NW_Peaker |  |  |  | 2005 | 2050 | 0 | NW | 164 | 1899-12-31 | 1 |  | 2
299 | Benson_Creek_Wind__OR_ |  | teppc | IPMV | IPMV | Idaho Magic Valley | IPCO | NW | 2016-12-31 | 2050-12-31 | 40 | 1 | 40 | 40 | WT-Onshore | wind_onshorewind | Wind | NW_Wind |  |  |  | 2017 | 2050 | 0 | NW | 40 | 1899-12-31 | 1 |  | 2
300 | BEOWAWE | Beowawe Geothermal | teppc | SPPC | SPPC | Nevada Power Company | NEVP | SW | 2011-01-01 | 2050-12-31 | 1.7 | 1 | 1.7 | 1.7 | Renewable Thermal | Geothermal_steam | Geothermal | SW_Geothermal |  |  |  | 2011 | 2050 | 0 | SW | 1.7 | 1899-12-31 | 1 |  | 2
301 | Beowawe_Power_1_2 | Beowawe Power-GEN1 and Beowawe Power-GEN2 | teppc | SPPC | SPPC | Nevada Power Company | NEVP | SW | 1985-12-01 | 2050-12-31 | 18.9 | 1 | 18.9 | 18.9 | Geo-BinaryCycle | Geothermal_steam | Geothermal | SW_Geothermal |  |  |  | 1986 | 2050 | 0 | SW | 18.9 | 1899-12-31 | 1 |  | 2
302 | BGSKYN_2_AS2SR1 |  | caiso | SCE | SCE | Southern California Edison | SCE | CAISO | 2018-12-18 | 2050-12-31 | 105 | 1 | 105 | 105 | PVgeneric_sun | PVgeneric_sun | Solar_Fixed | CAISO_Solar |  |  |  | 2019 | 2050 | 0 | CAISO | 105 | 1899-12-31 | 1 |  | 2
303 | BHU_13G1 | BHU 13G1 | teppc | BCHA | BCHA | British Columbia Transmission Company | BCHA_AESO | Excluded | 2018-03-30 | 2050-03-30 | 12.9 | 1 | 12.9 | 12.9 | hydro | Hydro_Standard | Hydro | Excluded_Hydro |  |  |  | 2018 | 2049 | 0 | Excluded | 12.9 | 1899-12-31 | 1 |  | 2
304 | Big_Cliff_1 | Big Cliff-1 | teppc | BPAT | BPAT | Bonneville Power Administration – Transmission | BPAT | NW | 1954-08-01 | 2050-12-31 | 18 | 1 | 18 | 18 | Hydro | Hydro_Standard | Hydro | NW_Hydro |  |  |  | 1955 | 2050 | 0 | NW | 18 | 1899-12-31 | 1 |  | 2
305 | Big_Horn_Wind_1_2 | Big Horn Wind Project-1 | teppc | TPWR | TPWR | Tacoma Power | BPAT | NW | 2006-10-16 | 2050-01-01 | 199.5 | 1 | 199.5 | 199.5 | WT-Onshore | wind_onshorewind | Wind | NW_Wind | CAISO | 105 |  | 2007 | 2049 | 94.5 | CAISO | 105 | 1899-12-31 | 1 |  | 2
306 | Big_Pine | Big Pine Hydro 1 | teppc | LDWP | LDWP | Los Angeles Department of Water and Power | LADWP | LDWP | 1925-07-01 | 2050-12-31 | 2.4 | 1 | 2.4 | 2.4 | Hydro | Hydro_Standard | Hydro | LDWP_Hydro |  |  |  | 1926 | 2050 | 0 | LDWP | 2.4 | 1899-12-31 | 1 |  | 2
307 | Big_Timber_Wind |  | teppc | NWMT | NWMT | NorthWestern Energy | NWMT_WAUW | NW | 1950-01-01 | 2050-12-31 | 25 | 1 | 25 | 25 | WT-Onshore | wind_onshorewind | Wind | NW_Wind |  |  |  | 1950 | 2050 | 0 | NW | 25 | 1899-12-31 | 1 |  | 2
308 | BigBeau_Solar | BigBeau Solar | other | SCE | SCE | Southern California Edison | SCE | CAISO | 2021-12-01 | 2050-12-01 | 128 | 1 | 128 | 128 | Solar PV - Ground mountSolar: Tracking (1 Axis) | 1axPV_sun | 1axPV_sun | CAISO_Solar |  |  |  | 2022 | 2050 | 0 | CAISO | 128 | 0.95 | 1 |  | 2
309 | BIGCRK_2_EXESWD | BIG CREEK HYDRO PROJECT PSP | caiso | SCE | SCE | Southern California Edison | SCE | CAISO | 1913-01-01 | 2050-12-31 | 820 | 1 | 820 | 820 | n/a | Hydro_Standard | Hydro | CAISO_Hydro |  |  |  | 1913 | 2050 | 0 | CAISO | 820 | 1899-12-31 | 1 |  | 2
310 | BIGCRK_7_DAM7 | DAM 7 AT BIG CREEK (FISHWATER GEN) | caiso | SCE | SCE | Southern California Edison | SCE | CAISO | 1986-01-01 | 2050-12-31 | 0.3 | 1 | 0.3 | 0.3 | n/a | Hydro_Standard | Hydro | CAISO_Hydro |  |  |  | 1986 | 2050 | 0 | CAISO | 0.3 | 1899-12-31 | 1 |  | 2
311 | BIGCRK_7_MAMRES | MAMMOTH POOL RESERVOIR (FISHWATER | caiso | SCE | SCE | Southern California Edison | SCE | CAISO |  | 2050-12-31 | 1.25 | 1 | 1.25 | 1.25 | n/a | Hydro_Standard | Hydro | CAISO_Small_Hydro |  |  |  | 1900 | 2050 | 0 | CAISO | 1.25 | 1899-12-31 | 1 |  | 2
312 | Bighorn_1 | Bighorn-1 | teppc | AESO | AESO | Alberta Electric System Operator | BCHA_AESO | Excluded | 1972-01-01 | 2050-12-01 | 60 | 1 | 60 | 60 | Hydro | Hydro_Standard | Hydro | Excluded_Hydro |  |  |  | 1972 | 2050 | 0 | Excluded | 60 | 1899-12-31 | 1 |  | 2
313 | Bighorn_2 | Bighorn-2 | teppc | AESO | AESO | Alberta Electric System Operator | BCHA_AESO | Excluded | 1972-01-01 | 2050-12-01 | 60 | 1 | 60 | 60 | Hydro | Hydro_Standard | Hydro | Excluded_Hydro |  |  |  | 1972 | 2050 | 0 | Excluded | 60 | 1899-12-31 | 1 |  | 2
314 | BigHorn2 | Big Horn Wind II-1 | teppc | TPWR | TPWR | Tacoma Power | BPAT | NW | 2010-10-15 | 2050-12-31 | 50 | 1 | 50 | 50 | WT-Onshore | wind_onshorewind | Wind | NW_Wind | CAISO | 17.5 |  | 2011 | 2050 | 32.5 | CAISO | 17.5 | 1899-12-31 | 1 |  | 2
315 | BiglowCanyon1 | Biglow Canyon Wind Farm-1 | teppc | PGE | PGE | Portland General Electric Company | PortlandGE | NW | 2008-01-01 | 2050-12-31 | 125.4 | 1 | 125.4 | 125.4 | WT-Onshore | wind_onshorewind | Wind | NW_Wind |  |  |  | 2008 | 2050 | 0 | NW | 125.4 | 1899-12-31 | 1 |  | 2
316 | BiglowCanyon2 | Biglow Canyon Wind Farm-2 | teppc | PGE | PGE | Portland General Electric Company | PortlandGE | NW | 2009-08-20 | 2050-12-31 | 149.5 | 1 | 149.5 | 149.5 | WT-Onshore | wind_onshorewind | Wind | NW_Wind |  |  |  | 2010 | 2050 | 0 | NW | 149.5 | 1899-12-31 | 1 |  | 2
317 | BiglowCanyon3 | Biglow Canyon Wind Farm-3 | teppc | PGE | PGE | Portland General Electric Company | PortlandGE | NW | 2011-01-01 | 2050-12-31 | 174.8 | 1 | 174.8 | 174.8 | WT-Onshore | wind_onshorewind | Wind | NW_Wind |  |  |  | 2011 | 2050 | 0 | NW | 174.8 | 1899-12-31 | 1 |  | 2
318 | BigSilver1 | Big Silver Hydro Project-1_Big Silver Hydro Project-1_IPPBSV | teppc | BCHA | BCHA | British Columbia Transmission Company | BCHA_AESO | Excluded | 2016-11-01 | 2056-10-31 | 11.6 | 1 | 11.6 | 11.6 | Hydro | Hydro_Standard | Hydro | Excluded_Hydro |  |  |  | 2017 | 2056 | 0 | Excluded | 11.6 | 1899-12-31 | 1 |  | 2
319 | BigSilver2 | Big Silver Hydro Project-2_Big Silver Hydro Project-2_IPPBSV | teppc | BCHA | BCHA | British Columbia Transmission Company | BCHA_AESO | Excluded | 2016-11-01 | 2056-10-31 | 11.6 | 1 | 11.6 | 11.6 | Hydro | Hydro_Standard | Hydro | Excluded_Hydro |  |  |  | 2017 | 2056 | 0 | Excluded | 11.6 | 1899-12-31 | 1 |  | 2
320 | BigSilver3 | Big Silver Hydro Project-3_Big Silver Hydro Project-3_IPPBSV | teppc | BCHA | BCHA | British Columbia Transmission Company | BCHA_AESO | Excluded | 2016-11-01 | 2056-10-31 | 11.6 | 1 | 11.6 | 11.6 | Hydro | Hydro_Standard | Hydro | Excluded_Hydro |  |  |  | 2017 | 2056 | 0 | Excluded | 11.6 | 1899-12-31 | 1 |  | 2
321 | BigSilver4 | Big Silver Hydro Project-4_Big Silver Hydro Project-4_IPPBSV | teppc | BCHA | BCHA | British Columbia Transmission Company | BCHA_AESO | Excluded | 2016-11-01 | 2056-10-31 | 5.8 | 1 | 5.8 | 5.8 | Hydro | Hydro_Standard | Hydro | Excluded_Hydro |  |  |  | 2017 | 2056 | 0 | Excluded | 5.8 | 1899-12-31 | 1 |  | 2
322 | BIGSKY_2_BSKSR6 | Big Sky Solar 6 | caiso | SCE | SCE | Southern California Edison | SCE | CAISO | 2017-12-08 | 2050-12-31 | 20 | 1 | 20 | 20 | PHOTO VOLTAIC_SUN | PVgeneric_sun | Solar_Fixed | CAISO_Solar |  |  |  | 2018 | 2050 | 0 | CAISO | 20 | 1899-12-31 | 1 |  | 2
323 | BIGSKY_2_BSKSR7 | Big Sky Solar 7 | caiso | SCE | SCE | Southern California Edison | SCE | CAISO | 2017-12-08 | 2050-12-31 | 20 | 1 | 20 | 20 | PHOTO VOLTAIC_SUN | PVgeneric_sun | Solar_Fixed | CAISO_Solar |  |  |  | 2018 | 2050 | 0 | CAISO | 20 | 1899-12-31 | 1 |  | 2
324 | BIGSKY_2_BSKSR8 | Big Sky Solar 8 | caiso | SCE | SCE | Southern California Edison | SCE | CAISO | 2017-12-08 | 2050-12-31 | 20 | 1 | 20 | 20 | PHOTO VOLTAIC_SUN | PVgeneric_sun | Solar_Fixed | CAISO_Solar |  |  |  | 2018 | 2050 | 0 | CAISO | 20 | 1899-12-31 | 1 |  | 2
325 | BIGSKY_2_SOLAR1 | Antelope Big Sky Ranch | caiso | SCE | SCE | Southern California Edison | SCE | CAISO | 2016-08-16 | 2050-12-31 | 20 | 1 | 20 | 20 | n/a | PVgeneric_sun | Solar_Fixed | CAISO_Solar |  |  |  | 2017 | 2050 | 0 | CAISO | 20 | 1899-12-31 | 1 |  | 2
326 | BIGSKY_2_SOLAR2 | Big Sky Solar 4 | caiso | SCE | SCE | Southern California Edison | SCE | CAISO | 2016-12-03 | 2050-12-31 | 40 | 1 | 40 | 40 | PVgeneric_sun | PVgeneric_sun | Solar_Fixed | CAISO_Solar |  |  |  | 2017 | 2050 | 0 | CAISO | 40 | 1899-12-31 | 1 |  | 2
327 | BIGSKY_2_SOLAR3 | Big Sky Summer | caiso | SCE | SCE | Southern California Edison | SCE | CAISO | 2020-01-01 | 2050-12-31 | 20 | 1 | 20 | 20 | n/a | PVgeneric_sun | Solar_Fixed | CAISO_Solar |  |  |  | 2020 | 2050 | 0 | CAISO | 20 | 0.95 | 1 |  | 2
328 | BIGSKY_2_SOLAR4 | Western Antelope Blue Sky Ranch B | caiso | SCE | SCE | Southern California Edison | SCE | CAISO | 2016-12-03 | 2050-12-31 | 20 | 1 | 20 | 20 | PVgeneric_sun | PVgeneric_sun | Solar_Fixed | CAISO_Solar |  |  |  | 2017 | 2050 | 0 | CAISO | 20 | 1899-12-31 | 1 |  | 2
329 | BIGSKY_2_SOLAR5 | Big Sky Solar 2 | caiso | SCE | SCE | Southern California Edison | SCE | CAISO | 2016-11-30 | 2050-12-31 | 5 | 1 | 5 | 5 | PVgeneric_sun | PVgeneric_sun | Solar_Fixed | CAISO_Solar |  |  |  | 2017 | 2050 | 0 | CAISO | 5 | 1899-12-31 | 1 |  | 2
330 | BIGSKY_2_SOLAR6 | Solverde 1 | caiso | SCE | SCE | Southern California Edison | SCE | CAISO | 2016-12-17 | 2050-12-31 | 85 | 1 | 85 | 85 | PVgeneric_sun | PVgeneric_sun | Solar_Fixed | CAISO_Solar |  |  |  | 2017 | 2050 | 0 | CAISO | 85 | 1899-12-31 | 1 |  | 2
331 | BIGSKY_2_SOLAR7 | Big Sky Solar 1 | caiso | SCE | SCE | Southern California Edison | SCE | CAISO | 2016-12-15 | 2050-12-31 | 50 | 1 | 50 | 50 | PVgeneric_sun | PVgeneric_sun | Solar_Fixed | CAISO_Solar |  |  |  | 2017 | 2050 | 0 | CAISO | 50 | 1899-12-31 | 1 |  | 2
332 | BigSky1 | Big Sky Dairy Digester-GEN1 | teppc | CISC | CISC | Southern California Edison | SCE | CAISO | 2008-12-01 | 2050-12-31 | 0 | 0 |  | 0.75 | Bio-ICE | ICE_Biomass | Biomass/Wood | CAISO_Biomass |  |  |  | 2009 | 2050 | 0 | CAISO | 0.75 | 1899-12-31 | 1 |  | 2
333 | BigSky2 | Big Sky Dairy Digester-GEN2 | teppc | CISC | CISC | Southern California Edison | SCE | CAISO | 2008-12-01 | 2050-12-31 | 0 | 0 |  | 0.75 | Bio-ICE | ICE_Biomass | Biomass/Wood | CAISO_Biomass |  |  |  | 2009 | 2050 | 0 | CAISO | 0.75 | 1899-12-31 | 1 |  | 2
334 | BigThompson | Big Thompson 1 | teppc | WACM | WACM | Western Area Power Administration, Colorado-Missouri Region | WACM | Excluded | 1959-04-01 | 2050-12-31 | 4.5 | 1 | 4.5 | 4.5 | Hydro | Hydro_Standard | Hydro | Excluded_Hydro |  |  |  | 1959 | 2050 | 0 | Excluded | 4.5 | 1899-12-31 | 1 |  | 2
335 | BIOMAS_1_UNIT_1 |  | caiso | PGE_Valley | PGE_Valley | Pacific Gas and Electric Valley | PGE_Valley | CAISO | 1989-08-31 | 2050-12-31 | 24.28 | 0.95216 | 24.28 | 25.5 | n/a | ST_Biomass | Biomass/Wood | CAISO_Biomass |  |  |  | 1990 | 2050 | 0 | CAISO | 25.5 | 1899-12-31 | 1 |  | 2
336 | BiomassOneGE1 | Biomass One LP-GE | teppc | CISC | CISC | Southern California Edison | SCE | CAISO | 1985-12-01 | 2050-12-31 | 0 | 0 |  | 14.4 | Bio-ST | ST_Biomass | Biomass/Wood | CAISO_Biomass |  |  |  | 1986 | 2050 | 0 | CAISO | 14.4 | 1899-12-31 | 1 |  | 2
337 | BiomassOneGE2 | Biomass One LP-GE-2 | teppc | PACW | PACW | PacifiCorp – West | PACW | NW | 2009-01-01 | 2050-12-31 | 15 | 1 | 15 | 15 | Bio-ST | ST_Biomass | Biomass/Wood | NW_Biomass |  |  |  | 2009 | 2050 | 0 | NW | 15 | 1899-12-31 | 1 |  | 2
338 | BirchCreek1 | Birch Creek-1 | teppc | CISC | CISC | Southern California Edison | SCE | CAISO | 1984-11-01 | 2050-12-31 | 2.6 | 1 | 2.6 | 2.6 | Hydro | Hydro_Standard | Hydro | CAISO_Hydro |  |  |  | 1985 | 2050 | 0 | CAISO | 2.6 | 1899-12-31 | 1 |  | 2
339 | Birdsall_1 | George Birdsall 1 | teppc | WACM | WACM | Western Area Power Administration, Colorado-Missouri Region | WACM | Excluded | 1953-08-01 | 2050-12-31 | 17.2 | 1 | 17.2 | 17.2 | ST-NatGas | ST_NG | Steam | Excluded_ST |  |  |  | 1954 | 2050 | 0 | Excluded | 17.2 | 1899-12-31 | 1 |  | 2
340 | Birdsall_2 | George Birdsall 2 | teppc | WACM | WACM | Western Area Power Administration, Colorado-Missouri Region | WACM | Excluded | 1954-03-01 | 2050-12-31 | 17.2 | 1 | 17.2 | 17.2 | ST-NatGas | ST_NG | Steam | Excluded_ST |  |  |  | 1954 | 2050 | 0 | Excluded | 17.2 | 1899-12-31 | 1 |  | 2
341 | Birdsall_3 | George Birdsall 3 | teppc | WACM | WACM | Western Area Power Administration, Colorado-Missouri Region | WACM | Excluded | 1957-03-01 | 2050-12-31 | 24.6 | 1 | 24.6 | 24.6 | ST-NatGas | ST_NG | Steam | Excluded_ST |  |  |  | 1957 | 2050 | 0 | Excluded | 24.6 | 1899-12-31 | 1 |  | 2
342 | BISHOP_1_ALAMO | BISHOP CREEK PLANT 2 AND 6 | caiso | SCE | SCE | Southern California Edison | SCE | CAISO | 1908-01-01 | 2050-12-31 | 13.4 | 1 | 13.4 | 13.4 | n/a | Hydro_Standard | Hydro | CAISO_Small_Hydro |  |  |  | 1908 | 2050 | 0 | CAISO | 13.4 | 1899-12-31 | 1 |  | 2
343 | BISHOP_1_UNITS | BISHOP CREEK PLANT 3 AND 4 | caiso | SCE | SCE | Southern California Edison | SCE | CAISO | 1905-01-01 | 2050-12-31 | 15.8 | 1 | 15.8 | 15.8 | n/a | Hydro_Standard | Hydro | CAISO_Small_Hydro |  |  |  | 1905 | 2050 | 0 | CAISO | 15.8 | 1899-12-31 | 1 |  | 2
344 | BishopCreek2_2 | Bishop Creek 2-2 | teppc | CISC | CISC | Southern California Edison | SCE | CAISO | 1908-01-01 | 2050-12-31 | 2.65 | 1 | 2.65 | 2.65 | HydroRPS | Hydro_Standard | Hydro | CAISO_Hydro |  |  |  | 1908 | 2050 | 0 | CAISO | 2.65 | 1899-12-31 | 1 |  | 2
345 | BishopCreek2_3 | Bishop Creek 2-3 | teppc | CISC | CISC | Southern California Edison | SCE | CAISO | 1908-01-01 | 2050-12-31 | 2.43 | 1 | 2.43 | 2.43 | HydroRPS | Hydro_Standard | Hydro | CAISO_Hydro |  |  |  | 1908 | 2050 | 0 | CAISO | 2.43 | 1899-12-31 | 1 |  | 2
346 | BishopCreek3_2 | Bishop Creek 3-2 | teppc | CISC | CISC | Southern California Edison | SCE | CAISO | 1905-01-01 | 2050-12-31 | 2.37 | 1 | 2.37 | 2.37 | HydroRPS | Hydro_Standard | Hydro | CAISO_Hydro |  |  |  | 1905 | 2050 | 0 | CAISO | 2.37 | 1899-12-31 | 1 |  | 2
347 | BishopCreek3_3 | Bishop Creek 3-3 | teppc | CISC | CISC | Southern California Edison | SCE | CAISO | 1905-01-01 | 2050-12-31 | 2.79 | 1 | 2.79 | 2.79 | HydroRPS | Hydro_Standard | Hydro | CAISO_Hydro |  |  |  | 1905 | 2050 | 0 | CAISO | 2.79 | 1899-12-31 | 1 |  | 2
348 | BishopCreek4_1 | Bishop Creek 4-1 | teppc | CISC | CISC | Southern California Edison | SCE | CAISO | 1905-01-01 | 2050-12-31 | 1.03 | 1 | 1.03 | 1.03 | HydroRPS | Hydro_Standard | Hydro | CAISO_Hydro |  |  |  | 1905 | 2050 | 0 | CAISO | 1.03 | 1899-12-31 | 1 |  | 2
349 | BishopCreek4_2 | Bishop Creek 4-2 | teppc | CISC | CISC | Southern California Edison | SCE | CAISO | 1905-01-01 | 2050-12-31 | 1.03 | 1 | 1.03 | 1.03 | HydroRPS | Hydro_Standard | Hydro | CAISO_Hydro |  |  |  | 1905 | 2050 | 0 | CAISO | 1.03 | 1899-12-31 | 1 |  | 2
350 | BishopCreek4_3 | Bishop Creek 4-3 | teppc | CISC | CISC | Southern California Edison | SCE | CAISO | 1905-01-01 | 2050-12-31 | 1.96 | 1 | 1.96 | 1.96 | HydroRPS | Hydro_Standard | Hydro | CAISO_Hydro |  |  |  | 1905 | 2050 | 0 | CAISO | 1.96 | 1899-12-31 | 1 |  | 2
351 | BishopCreek4_4 | Bishop Creek 4-4 | teppc | CISC | CISC | Southern California Edison | SCE | CAISO | 1905-01-01 | 2050-12-31 | 1.96 | 1 | 1.96 | 1.96 | HydroRPS | Hydro_Standard | Hydro | CAISO_Hydro |  |  |  | 1905 | 2050 | 0 | CAISO | 1.96 | 1899-12-31 | 1 |  | 2
352 | BishopCreek4_5 | Bishop Creek 4-5 | teppc | CISC | CISC | Southern California Edison | SCE | CAISO | 1905-01-01 | 2050-12-31 | 1.96 | 1 | 1.96 | 1.96 | HydroRPS | Hydro_Standard | Hydro | CAISO_Hydro |  |  |  | 1905 | 2050 | 0 | CAISO | 1.96 | 1899-12-31 | 1 |  | 2
353 | BishopCreek5_1 | Bishop Creek 5-1 | teppc | CISC | CISC | Southern California Edison | SCE | CAISO | 1908-01-01 | 2050-12-31 | 2.12 | 1 | 2.12 | 2.12 | HydroRPS | Hydro_Standard | Hydro | CAISO_Hydro |  |  |  | 1908 | 2050 | 0 | CAISO | 2.12 | 1899-12-31 | 1 |  | 2
354 | BishopCreek5_2 | Bishop Creek 5-2 | teppc | CISC | CISC | Southern California Edison | SCE | CAISO | 1908-01-01 | 2050-12-31 | 2.65 | 1 | 2.65 | 2.65 | HydroRPS | Hydro_Standard | Hydro | CAISO_Hydro |  |  |  | 1908 | 2050 | 0 | CAISO | 2.65 | 1899-12-31 | 1 |  | 2
355 | BishopCreek6_1 | Bishop Creek 6-1 | teppc | CISC | CISC | Southern California Edison | SCE | CAISO | 1908-01-01 | 2050-12-31 | 1.69 | 1 | 1.69 | 1.69 | HydroRPS | Hydro_Standard | Hydro | CAISO_Hydro |  |  |  | 1908 | 2050 | 0 | CAISO | 1.69 | 1899-12-31 | 1 |  | 2
356 | BKRFLD_2_SOLAR1 | Bakersfield 111 | caiso | PGE_Valley | PGE_Valley | Pacific Gas and Electric Valley | PGE_Valley | CAISO | 2015-07-28 | 2050-12-31 | 1.38 | 1 | 1.38 | 1.38 | n/a | PVgeneric_sun | Solar_Fixed | CAISO_Solar |  |  |  | 2016 | 2050 | 0 | CAISO | 1.38 | 1899-12-31 | 1 |  | 2
357 | BLACK_7_UNIT_1 | JAMES B. BLACK 1 | caiso | PGE_Valley | PGE_Valley | Pacific Gas and Electric Valley | PGE_Valley | CAISO | 1966-01-01 | 2050-12-31 | 85 | 1 | 85 | 85 | n/a | Hydro_Standard | Hydro | CAISO_Hydro |  |  |  | 1966 | 2050 | 0 | CAISO | 85 | 1899-12-31 | 1 |  | 2
358 | BLACK_7_UNIT_2 | JAMES B. BLACK 2 | caiso | PGE_Valley | PGE_Valley | Pacific Gas and Electric Valley | PGE_Valley | CAISO | 1965-01-01 | 2050-12-31 | 84.1 | 1 | 84.1 | 84.1 | n/a | Hydro_Standard | Hydro | CAISO_Hydro |  |  |  | 1965 | 2050 | 0 | CAISO | 84.1 | 1899-12-31 | 1 |  | 2
359 | Black_Mountain_1 | Black Mountain Generating Station 1 | teppc | TEPC | TEPC | Tucson Electric Power Company | TEPC | SW | 2008-06-01 | 2050-12-31 | 45.01 | 1 | 45.01 | 45.01 | CT-NatGas-Aero | CT_NG | CT | SW_Peaker |  |  |  | 2008 | 2050 | 0 | SW | 45.01 | 1899-12-31 | 1 |  | 2
360 | Black_Mountain_2 | Black Mountain Generating Station 2 | teppc | TEPC | TEPC | Tucson Electric Power Company | TEPC | SW | 2008-06-01 | 2050-12-31 | 45.01 | 1 | 45.01 | 45.01 | CT-NatGas-Aero | CT_NG | CT | SW_Peaker |  |  |  | 2008 | 2050 | 0 | SW | 45.01 | 1899-12-31 | 1 |  | 2
361 | BlackCanyon1 | Black Canyon-1 | teppc | IPTV | IPTV | Idaho Treasure Valley | IPCO | NW | 1925-12-01 | 2050-12-31 | 6 | 1 | 6 | 6 | Hydro | Hydro_Standard | Hydro | NW_Hydro |  |  |  | 1926 | 2050 | 0 | NW | 6 | 1899-12-31 | 1 |  | 2
362 | BlackCanyon2 | Black Canyon-2 | teppc | IPTV | IPTV | Idaho Treasure Valley | IPCO | NW | 1925-12-01 | 2050-12-31 | 6 | 1 | 6 | 6 | Hydro | Hydro_Standard | Hydro | NW_Hydro |  |  |  | 1926 | 2050 | 0 | NW | 6 | 1899-12-31 | 1 |  | 2
363 | BlackCanyon3 | Black Canyon-3 | teppc | CISC | CISC | Southern California Edison | SCE | CAISO | 2016-08-01 | 2050-12-31 | 12.5 | 1 | 12.5 | 12.5 | Hydro | Hydro_Standard | Hydro | CAISO_Hydro |  |  |  | 2017 | 2050 | 0 | CAISO | 12.5 | 1899-12-31 | 1 |  | 2
364 | BlackCanyon3MV | Black Canyon #3-1 | teppc | CISC | CISC | Southern California Edison | SCE | CAISO | 1984-04-16 | 2030-04-15 | 0.14 | 1 | 0.14 | 0.14 | Hydro | Hydro_Standard | Hydro | CAISO_Hydro |  |  |  | 1984 | 2029 | 0 | CAISO | 0.14 | 1899-12-31 | 1 |  | 2
365 | BlackCreek | Black Creek-GEN1 | teppc | PNM | PNM | Public Service Company of New Mexico | PNM_EPE | SW | 1994-02-01 | 2050-12-31 | 3.7 | 1 | 3.7 | 3.7 | Hydro | Hydro_Standard | Hydro | SW_Hydro |  |  |  | 1994 | 2050 | 0 | SW | 3.7 | 1899-12-31 | 1 |  | 2
366 | BlackEagle1 | Black Eagle-BLA1 | teppc | NWMT | NWMT | NorthWestern Energy | NWMT_WAUW | NW | 1927-09-01 | 2050-12-31 | 7.8 | 1 | 7.8 | 7.8 | Hydro | Hydro_Standard | Hydro | NW_Hydro |  |  |  | 1928 | 2050 | 0 | NW | 7.8 | 1899-12-31 | 1 |  | 2
367 | BlackEagle2 | Black Eagle-BLA2 | teppc | NWMT | NWMT | NorthWestern Energy | NWMT_WAUW | NW | 1927-09-01 | 2050-12-31 | 7.8 | 1 | 7.8 | 7.8 | Hydro | Hydro_Standard | Hydro | NW_Hydro |  |  |  | 1928 | 2050 | 0 | NW | 7.8 | 1899-12-31 | 1 |  | 2
368 | BlackEagle3 | Black Eagle-BLA3 | teppc | NWMT | NWMT | NorthWestern Energy | NWMT_WAUW | NW | 1927-09-01 | 2050-12-31 | 8.4 | 1 | 8.4 | 8.4 | Hydro | Hydro_Standard | Hydro | NW_Hydro |  |  |  | 1928 | 2050 | 0 | NW | 8.4 | 1899-12-31 | 1 |  | 2
369 | BlackspringRidge | Blackspring Ridge Wind-1 | teppc | AESO | AESO | Alberta Electric System Operator | BCHA_AESO | Excluded | 2014-03-31 | 2050-12-31 | 300 | 1 | 300 | 300 | WT-Onshore | wind_onshorewind | Wind | Excluded_Wind | CAISO | 150 |  | 2014 | 2050 | 150 | CAISO | 150 | 1899-12-31 | 1 |  | 2
370 | Blackwater_DCI | Blackwater DC Intertie (Fictional Resource)-1 | teppc | PNM | PNM | Public Service Company of New Mexico | PNM_EPE | SW | 2006-01-01 | 2050-12-31 | 200 | 1 | 200 | 200 | DC-Intertie | Intertie_NOTGEN | None | SW_Imports |  |  |  | 2006 | 2050 | 0 | SW | 200 | 1899-12-31 | 1 |  | 2
371 | BLAST_1_WIND | Mountain View IV Wind | caiso | SCE | SCE | Southern California Edison | SCE | CAISO | 2012-02-23 | 2050-12-31 | 49 | 1 | 49 | 49 | n/a | wind_onshorewind | Wind | CAISO_Wind |  |  |  | 2012 | 2050 | 0 | CAISO | 49 | 1899-12-31 | 1 |  | 2
372 | BLCKBT_2_STONEY | BLACK BUTTE HYDRO | caiso | PGE_Valley | PGE_Valley | Pacific Gas and Electric Valley | PGE_Valley | CAISO | 1988-01-01 | 2050-12-31 | 6.2 | 1 | 6.2 | 6.2 | n/a | Hydro_Standard | Hydro | CAISO_Small_Hydro |  |  |  | 1988 | 2050 | 0 | CAISO | 6.2 | 1899-12-31 | 1 |  | 2
373 | BLCKWL_6_SOLAR1 |  | caiso | PGE_Valley | PGE_Valley | Pacific Gas and Electric Valley | PGE_Valley | CAISO | 2015-04-16 | 2050-12-31 | 12 | 1 | 12 | 12 | n/a | PVgeneric_sun | Solar_Fixed | CAISO_Solar | BANC | 12 |  | 2015 | 2050 | 0 | BANC | 12 | 1899-12-31 | 1 |  | 2
374 | BlindCanyon | Blind Canyon Hydro-1 | teppc | IPMV | IPMV | Idaho Magic Valley | IPCO | NW | 1994-12-14 | 2050-12-31 | 10 | 1 | 10 | 10 | Hydro | Hydro_Standard | Hydro | NW_Hydro |  |  |  | 1995 | 2050 | 0 | NW | 10 | 1899-12-31 | 1 |  | 2
375 | Bliss1 | Bliss-1 | teppc | IPMV | IPMV | Idaho Magic Valley | IPCO | NW | 1949-11-01 | 2050-12-31 | 25 | 1 | 25 | 25 | Hydro | Hydro_Standard | Hydro | NW_Hydro |  |  |  | 1950 | 2050 | 0 | NW | 25 | 1899-12-31 | 1 |  | 2
376 | Bliss2 | Bliss-2 | teppc | IPMV | IPMV | Idaho Magic Valley | IPCO | NW | 1950-01-01 | 2050-12-31 | 25 | 1 | 25 | 25 | Hydro | Hydro_Standard | Hydro | NW_Hydro |  |  |  | 1950 | 2050 | 0 | NW | 25 | 1899-12-31 | 1 |  | 2
377 | Bliss3 | Bliss-3 | teppc | IPMV | IPMV | Idaho Magic Valley | IPCO | NW | 1950-03-01 | 2050-12-31 | 25 | 1 | 25 | 25 | Hydro | Hydro_Standard | Hydro | NW_Hydro |  |  |  | 1950 | 2050 | 0 | NW | 25 | 1899-12-31 | 1 |  | 2
378 | BLKCRK_2_SOLAR1 | McCoy Station | caiso | SCE | SCE | Southern California Edison | SCE | CAISO | 2016-06-14 | 2050-12-31 | 250 | 1 | 250 | 250 | n/a | PVgeneric_sun | Solar_Fixed | CAISO_Solar |  |  |  | 2016 | 2050 | 0 | CAISO | 250 | 1899-12-31 | 1 |  | 2
379 | BLM_2_UNITS | BLM EAST Facility | caiso | SCE | SCE | Southern California Edison | SCE | CAISO | 1988-12-05 | 2050-12-31 | 72 | 1 | 72 | 72 | n/a | Geothermal_steam | Geothermal | CAISO_Geothermal |  |  |  | 1989 | 2050 | 0 | CAISO | 72 | 1899-12-31 | 1 |  | 2
380 | BloomingtonPwr1 | Bloomington Power Plant-1 | teppc | PAUT | PAUT | Utah, PACE Utility | PACE | NW | 1999-03-01 | 2050-12-31 | 7 | 1 | 7 | 7 | ICE-OilDistillate | ICE_Oil | ICE | NW_Peaker |  |  |  | 1999 | 2050 | 0 | NW | 7 | 1899-12-31 | 1 |  | 2
381 | BloomingtonPwr2 | Bloomington Power Plant-2 | teppc | IPFE | IPFE | Idaho Far East | IPCO | NW | 1999-03-01 | 2050-12-31 | 1.7 | 1 | 1.7 | 1.7 | ICE-OilDistillate | ICE_Oil | ICE | NW_Peaker |  |  |  | 1999 | 2050 | 0 | NW | 1.7 | 1899-12-31 | 1 |  | 2
382 | BloomingtonPwr3 | Bloomington Power Plant-3 | teppc | IPFE | IPFE | Idaho Far East | IPCO | NW | 1999-03-01 | 2050-12-31 | 1.7 | 1 | 1.7 | 1.7 | ICE-OilDistillate | ICE_Oil | ICE | NW_Peaker |  |  |  | 1999 | 2050 | 0 | NW | 1.7 | 1899-12-31 | 1 |  | 2
383 | BloomingtonPwr4 | Bloomington Power Plant-4 | teppc | PAUT | PAUT | Utah, PACE Utility | PACE | NW | 1999-03-01 | 2050-12-31 | 7 | 1 | 7 | 7 | ICE-OilDistillate | ICE_Oil | ICE | NW_Peaker |  |  |  | 1999 | 2050 | 0 | NW | 7 | 1899-12-31 | 1 |  | 2
384 | BloomingtonPwr5 | Bloomington Power Plant-5 | teppc | IPFE | IPFE | Idaho Far East | IPCO | NW | 1999-03-01 | 2050-12-31 | 1.7 | 1 | 1.7 | 1.7 | ICE-OilDistillate | ICE_Oil | ICE | NW_Peaker |  |  |  | 1999 | 2050 | 0 | NW | 1.7 | 1899-12-31 | 1 |  | 2
385 | BloomingtonPwr6 | Bloomington Power Plant-6 | teppc | IPFE | IPFE | Idaho Far East | IPCO | NW | 1999-03-01 | 2050-12-31 | 1.7 | 1 | 1.7 | 1.7 | ICE-OilDistillate | ICE_Oil | ICE | NW_Peaker |  |  |  | 1999 | 2050 | 0 | NW | 1.7 | 1899-12-31 | 1 |  | 2
386 | Blue_Mesa_1 | Blue Mesa 1 | teppc | WACM | WACM | Western Area Power Administration, Colorado-Missouri Region | WACM | Excluded | 1967-09-01 | 2050-12-31 | 44 | 1 | 44 | 44 | Hydro | Hydro_Standard | Hydro | Excluded_Hydro |  |  |  | 1968 | 2050 | 0 | Excluded | 44 | 1899-12-31 | 1 |  | 2
387 | Blue_Mesa_2 | Blue Mesa 2 | teppc | WACM | WACM | Western Area Power Administration, Colorado-Missouri Region | WACM | Excluded | 1967-11-01 | 2050-12-31 | 44 | 1 | 44 | 44 | Hydro | Hydro_Standard | Hydro | Excluded_Hydro |  |  |  | 1968 | 2050 | 0 | Excluded | 44 | 1899-12-31 | 1 |  | 2
388 | Blue_Mountain_Electric_Company | Blue Mountain Electric Company | rps | PGE_Valley | PGE_Valley | Pacific Gas and Electric Valley | PGE_Valley | CAISO | 2019-12-31 | 2050-12-31 | 0 | 0 |  | 3 | Biomassnan | ST_Biomass | Biomass/Wood | CAISO_Biomass |  |  |  | 2020 | 2050 | 0 | CAISO | 3 | 0.95 | 1 |  | 2
389 | Blue_Spruce_1 | Blue Spruce Energy Center CT01 | teppc | PSCO | PSCO | Public Service Company of Colorado | PSCO | Excluded | 2003-04-01 | 2050-12-31 | 146 | 1 | 146 | 146 | CT-NatGas-Industrial | CT_NG | CT | Excluded_Peaker |  |  |  | 2003 | 2050 | 0 | Excluded | 146 | 1899-12-31 | 1 |  | 2
390 | Blue_Spruce_2 | Blue Spruce Energy Center CT02 | teppc | PSCO | PSCO | Public Service Company of Colorado | PSCO | Excluded | 2003-04-01 | 2050-12-31 | 146 | 1 | 146 | 146 | CT-NatGas-Industrial | CT_NG | CT | Excluded_Peaker |  |  |  | 2003 | 2050 | 0 | Excluded | 146 | 1899-12-31 | 1 |  | 2
391 | Bluffview_1CC | BluffviewCC (Total CC Plant) | teppc | WALC | WALC | Western Area Power Administration, Lower Colorado Region | WALC | SW | 2005-04-01 | 2050-12-31 | 58 | 1 | 58 | 58 | CCWhole-NatGas-Aero | CC_NG | CC | SW_CCGT |  |  |  | 2005 | 2050 | 0 | SW | 58 | 1899-12-31 | 1 |  | 2
392 | Bluffview_2_3 | Bluffview 2-3 (Mothballed as of 2016) | teppc | PNM | PNM | Public Service Company of New Mexico | PNM_EPE | SW | 1950-01-01 | 2050-12-31 | 67.2 | 1 | 67.2 | 67.2 | CCWhole-NatGas-Aero | CC_NG | CC | SW_CCGT |  |  |  | 1950 | 2050 | 0 | SW | 67.2 | 1899-12-31 | 1 |  | 2
393 | Bluffview_2_4 | Bluffview 2-4 (Mothballed as of 2016) | teppc | PNM | PNM | Public Service Company of New Mexico | PNM_EPE | SW | 1950-01-01 | 2050-12-31 | 32.5 | 1 | 32.5 | 32.5 | CCWhole-NatGas-Aero | CC_NG | CC | SW_CCGT |  |  |  | 1950 | 2050 | 0 | SW | 32.5 | 1899-12-31 | 1 |  | 2
394 | BLULKE_6_BLUELK | Blue Lake Power | caiso | PGE_Bay | PGE_Bay | Pacific Gas and Electric Bay | PGE_Bay | CAISO |  | 2050-12-31 | 0 | 0 |  | 12 | STEAM_BIOMASS | ST_Biomass | Biomass/Wood | CAISO_Biomass |  |  |  | 1900 | 2050 | 0 | CAISO | 12 | 1899-12-31 | 1 |  | 2
395 | Blundell1 | Blundell-1 | teppc | PAUT | PAUT | Utah, PACE Utility | PACE | NW | 1984-07-01 | 2050-12-31 | 26.095 | 1 | 26.095 | 26.095 | Geo-BinaryCycle | Geothermal_steam | Geothermal | NW_Geothermal |  |  |  | 1985 | 2050 | 0 | NW | 26.095 | 1899-12-31 | 1 |  | 2
396 | Blundell2 | Blundell-2 | teppc | PAUT | PAUT | Utah, PACE Utility | PACE | NW | 2007-12-01 | 2050-12-31 | 12 | 1 | 12 | 12 | Geo-BinaryCycle | Geothermal_steam | Geothermal | NW_Geothermal |  |  |  | 2008 | 2050 | 0 | NW | 12 | 1899-12-31 | 1 |  | 2
397 | BLYTHE_1_SOLAR1 | Blythe Solar 1 Project | caiso | SCE | SCE | Southern California Edison | SCE | CAISO | 2009-12-18 | 2050-12-31 | 21 | 1 | 21 | 21 | n/a | PVgeneric_sun | Solar_Fixed | CAISO_Solar |  |  |  | 2010 | 2050 | 0 | CAISO | 21 | 1899-12-31 | 1 |  | 2
398 | BLYTHE_1_SOLAR2 | Blythe Green 1 | caiso | SCE | SCE | Southern California Edison | SCE | CAISO | 2017-04-05 | 2050-12-31 | 20 | 1 | 20 | 20 | PVgeneric_sun | PVgeneric_sun | Solar_Fixed | CAISO_Solar |  |  |  | 2017 | 2050 | 0 | CAISO | 20 | 1899-12-31 | 1 |  | 2
399 | BNNIEN_7_ALTAPH | ALTA POWER HOUSE | caiso | PGE_Valley | PGE_Valley | Pacific Gas and Electric Valley | PGE_Valley | CAISO | 1902-01-01 | 2050-12-31 | 1 | 1 | 1 | 1 | n/a | Hydro_Standard | Hydro | CAISO_Small_Hydro |  |  |  | 1902 | 2050 | 0 | CAISO | 1 | 1899-12-31 | 1 |  | 2
400 | Boardman | Boardman-1 | teppc | BPAT | BPAT | Bonneville Power Administration – Transmission | BPAT | NW | 1980-08-01 | 2020-12-31 | 585 | 1 | 585 | 585 | ST-Coal | Steam_Coal | Coal | NW_Coal |  |  |  | 1981 | 2020 | 0 | NW | 585 | 1899-12-31 | 1 |  | 2
401 | BOGUE_1_UNITA1 | Feather River Energy Center, Unit #1 | caiso | PGE_Valley | PGE_Valley | Pacific Gas and Electric Valley | PGE_Valley | CAISO | 2002-12-23 | 2050-12-31 | 47.6 | 1 | 47.6 | 47.6 | CT-NatGas-Aero | CT_NG | CT | CAISO_Peaker2 |  |  |  | 2003 | 2050 | 0 | CAISO | 47.6 | 1899-12-31 | 1 |  | 2
402 | Boise_City_Solar |  | teppc | IPTV | IPTV | Idaho Treasure Valley | IPCO | NW | 2016-12-31 | 2050-12-31 | 140 | 1 | 140 | 140 | SolarPV-Tracking | 1axPV_sun | Solar_1Axis | NW_Solar |  |  |  | 2017 | 2050 | 0 | NW | 140 | 1899-12-31 | 1 |  | 2
403 | BoiseRDiversion1A | Boise R Diversion-1A | teppc | IPFE | IPFE | Idaho Far East | IPCO | NW | 2004-06-01 | 2050-12-31 | 1.1 | 1 | 1.1 | 1.1 | Hydro | Hydro_Standard | Hydro | NW_Hydro |  |  |  | 2004 | 2050 | 0 | NW | 1.1 | 1899-12-31 | 1 |  | 2
404 | BoiseRDiversion2A | Boise R Diversion-2A | teppc | IPFE | IPFE | Idaho Far East | IPCO | NW | 2004-06-01 | 2050-12-31 | 1.1 | 1 | 1.1 | 1.1 | Hydro | Hydro_Standard | Hydro | NW_Hydro |  |  |  | 2004 | 2050 | 0 | NW | 1.1 | 1899-12-31 | 1 |  | 2
405 | BoiseRDiversion3A | Boise R Diversion-3A | teppc | IPFE | IPFE | Idaho Far East | IPCO | NW | 2004-06-01 | 2050-12-31 | 1.1 | 1 | 1.1 | 1.1 | Hydro | Hydro_Standard | Hydro | NW_Hydro |  |  |  | 2004 | 2050 | 0 | NW | 1.1 | 1899-12-31 | 1 |  | 2
406 | Bonanza | Bonanza-1 | teppc | PAUT | PAUT | Utah, PACE Utility | PACE | NW | 1986-05-01 | 2050-12-31 | 458 | 1 | 458 | 458 | ST-Coal | Steam_Coal | Coal | NW_Coal |  |  |  | 1986 | 2050 | 0 | NW | 458 | 1899-12-31 | 1 |  | 2
407 | BoneCreek1 | Bone Creek Hydro-1_Bone Creek Hydro-1_IPP-BNC | teppc | BCHA | BCHA | British Columbia Transmission Company | BCHA_AESO | Excluded | 2011-05-15 | 2031-05-14 | 9.83 | 1 | 9.83 | 9.83 | Hydro | Hydro_Standard | Hydro | Excluded_Hydro |  |  |  | 2011 | 2030 | 0 | Excluded | 9.83 | 1899-12-31 | 1 |  | 2
408 | BoneCreek2 | Bone Creek Hydro-2_Bone Creek Hydro-2_IPP-BNC | teppc | BCHA | BCHA | British Columbia Transmission Company | BCHA_AESO | Excluded | 2011-05-15 | 2031-05-14 | 9.83 | 1 | 9.83 | 9.83 | Hydro | Hydro_Standard | Hydro | Excluded_Hydro |  |  |  | 2011 | 2030 | 0 | Excluded | 9.83 | 1899-12-31 | 1 |  | 2
409 | Bonneville | Bonneville | teppc | BPAT | BPAT | Bonneville Power Administration – Transmission | BPAT | NW | 1938-07-01 | 2050-12-31 | 1154 | 1 | 1154 | 1154 | Hydro | Hydro_Standard | Hydro | NW_Hydro |  |  |  | 1939 | 2050 | 0 | NW | 1154 | 1899-12-31 | 1 |  | 2
410 | Bonnybrook | Bonnybrook Energy Centre-1 | teppc | BCHA | BCHA | British Columbia Transmission Company | BCHA_AESO | Excluded | 2016-06-01 | 2050-12-31 | 165 | 1 | 165 | 165 | CT-NatGas-Industrial | CT_NG | CT | Excluded_Peaker |  |  |  | 2016 | 2050 | 0 | Excluded | 165 | 1899-12-31 | 1 |  | 2
411 | BORDER_6_UNITA1 | CalPeak Power Border Unit 1 | caiso | SDGE | SDGE | San Diego Gas and Electric | SDGE | CAISO | 2001-10-26 | 2050-12-31 | 48 | 0.93659 | 48 | 51.25 | CT-NatGas-Industrial | CT_NG | CT | CAISO_Peaker2 |  |  |  | 2002 | 2050 | 0 | CAISO | 51.25 | 1899-12-31 | 1 |  | 2
412 | Borel2 | Borel-2 | teppc | CISC | CISC | Southern California Edison | SCE | CAISO | 1904-01-01 | 2050-12-31 | 2.75 | 1 | 2.75 | 2.75 | Hydro | Hydro_Standard | Hydro | CAISO_Hydro |  |  |  | 1904 | 2050 | 0 | CAISO | 2.75 | 1899-12-31 | 1 |  | 2
413 | Borel3 | Borel-3 | teppc | CISC | CISC | Southern California Edison | SCE | CAISO | 1904-01-01 | 2050-12-31 | 5.5 | 1 | 5.5 | 5.5 | Hydro | Hydro_Standard | Hydro | CAISO_Hydro |  |  |  | 1904 | 2050 | 0 | CAISO | 5.5 | 1899-12-31 | 1 |  | 2
414 | BostonBar1 | Boston Bar Hydro (Scuzzy Creek)-1_Boston Bar Hydro (Scuzzy Creek)-1_IPP-BBH | teppc | BCHA | BCHA | British Columbia Transmission Company | BCHA_AESO | Excluded | 1994-08-01 | 2033-03-31 | 3 | 1 | 3 | 3 | Hydro | Hydro_Standard | Hydro | Excluded_Hydro |  |  |  | 1995 | 2032 | 0 | Excluded | 3 | 1899-12-31 | 1 |  | 2
415 | BostonBar2 | Boston Bar Hydro (Scuzzy Creek)-2_Boston Bar Hydro (Scuzzy Creek)-2_IPP-BBH | teppc | BCHA | BCHA | British Columbia Transmission Company | BCHA_AESO | Excluded | 1994-08-01 | 2033-03-31 | 3 | 1 | 3 | 3 | Hydro | Hydro_Standard | Hydro | Excluded_Hydro |  |  |  | 1995 | 2032 | 0 | Excluded | 3 | 1899-12-31 | 1 |  | 2
416 | Boswell_Wind |  | teppc | PAWY | PAWY | Wyoming, PACE Utility | PACE | NW | 1950-01-01 | 2050-12-31 | 334.5 | 1 | 334.5 | 334.5 | WT-Onshore | wind_onshorewind | Wind | NW_Wind |  |  |  | 1950 | 2050 | 0 | NW | 334.5 | 1899-12-31 | 1 |  | 2
417 | BOULDER2PV_G | Boulder Solar PV | teppc | NEVP | NEVP | Nevada Power Company | NEVP | SW | 2017-01-01 | 2050-12-31 | 50 | 1 | 50 | 50 | SolarPV-NonTracking | FixedPV_sun | Solar_Fixed | SW_Solar |  |  |  | 2017 | 2050 | 0 | SW | 50 | 1899-12-31 | 1 |  | 2
418 | BoulderCreek1 | Boulder Creek Hydro Project-1_Boulder Creek Hydro Project-1_IPP-BLF | teppc | BCHA | BCHA | British Columbia Transmission Company | BCHA_AESO | Excluded | 2015-08-01 | 2055-07-31 | 7.67 | 1 | 7.67 | 7.67 | Hydro | Hydro_Standard | Hydro | Excluded_Hydro |  |  |  | 2016 | 2055 | 0 | Excluded | 7.67 | 1899-12-31 | 1 |  | 2
419 | BoulderCreek2 | Boulder Creek Hydro Project-2_Boulder Creek Hydro Project-2_IPP-BLF | teppc | BCHA | BCHA | British Columbia Transmission Company | BCHA_AESO | Excluded | 2015-08-01 | 2055-07-31 | 7.67 | 1 | 7.67 | 7.67 | Hydro | Hydro_Standard | Hydro | Excluded_Hydro |  |  |  | 2016 | 2055 | 0 | Excluded | 7.67 | 1899-12-31 | 1 |  | 2
420 | BoulderCreek3 | Boulder Creek Hydro Project-3_Boulder Creek Hydro Project-3_IPP-BLF | teppc | PSCO | PSCO | Public Service Company of Colorado | PSCO | Excluded | 2015-08-01 | 2055-07-31 | 7.67 | 1 | 7.67 | 7.67 | Hydro | Hydro_Standard | Hydro | Excluded_Hydro |  |  |  | 2016 | 2055 | 0 | Excluded | 7.67 | 1899-12-31 | 1 |  | 2
421 | BoulderPark1 | Boulder Park-1 | teppc | AVA | AVA | Avista Corp. | BPAT | NW | 2002-08-01 | 2050-12-31 | 4.1 | 1 | 4.1 | 4.1 | ICE-NatGas | ICE_NG | ICE | NW_Peaker |  |  |  | 2003 | 2050 | 0 | NW | 4.1 | 1899-12-31 | 1 |  | 2
422 | BoulderPark2 | Boulder Park-2 | teppc | AVA | AVA | Avista Corp. | BPAT | NW | 2002-08-01 | 2050-12-31 | 4.1 | 1 | 4.1 | 4.1 | ICE-NatGas | ICE_NG | ICE | NW_Peaker |  |  |  | 2003 | 2050 | 0 | NW | 4.1 | 1899-12-31 | 1 |  | 2
423 | BoulderPark3 | Boulder Park-3 | teppc | AVA | AVA | Avista Corp. | BPAT | NW | 2002-08-01 | 2050-12-31 | 4.1 | 1 | 4.1 | 4.1 | ICE-NatGas | ICE_NG | ICE | NW_Peaker |  |  |  | 2003 | 2050 | 0 | NW | 4.1 | 1899-12-31 | 1 |  | 2
424 | BoulderPark4 | Boulder Park-4 | teppc | AVA | AVA | Avista Corp. | BPAT | NW | 2002-08-01 | 2050-12-31 | 4.1 | 1 | 4.1 | 4.1 | ICE-NatGas | ICE_NG | ICE | NW_Peaker |  |  |  | 2003 | 2050 | 0 | NW | 4.1 | 1899-12-31 | 1 |  | 2
425 | BoulderPark5 | Boulder Park-5 | teppc | AVA | AVA | Avista Corp. | BPAT | NW | 2002-08-01 | 2050-12-31 | 4.1 | 1 | 4.1 | 4.1 | ICE-NatGas | ICE_NG | ICE | NW_Peaker |  |  |  | 2003 | 2050 | 0 | NW | 4.1 | 1899-12-31 | 1 |  | 2
426 | BoulderPark6 | Boulder Park-6 | teppc | AVA | AVA | Avista Corp. | BPAT | NW | 2002-08-01 | 2050-12-31 | 4.1 | 1 | 4.1 | 4.1 | ICE-NatGas | ICE_NG | ICE | NW_Peaker |  |  |  | 2003 | 2050 | 0 | NW | 4.1 | 1899-12-31 | 1 |  | 2
427 | Boundary51 | Boundary-51 | teppc | SCL | SCL | Seattle Department of Lighting | BPAT | NW | 1967-10-01 | 2050-12-31 | 158.4 | 1 | 158.4 | 158.4 | Hydro | Hydro_Standard | Hydro | NW_Hydro |  |  |  | 1968 | 2050 | 0 | NW | 158.4 | 1899-12-31 | 1 |  | 2
428 | Boundary52 | Boundary-52 | teppc | SCL | SCL | Seattle Department of Lighting | BPAT | NW | 1967-08-01 | 2050-12-31 | 161.5 | 1 | 161.5 | 161.5 | Hydro | Hydro_Standard | Hydro | NW_Hydro |  |  |  | 1968 | 2050 | 0 | NW | 161.5 | 1899-12-31 | 1 |  | 2
429 | Boundary53 | Boundary-53 | teppc | SCL | SCL | Seattle Department of Lighting | BPAT | NW | 1967-09-01 | 2050-12-31 | 158.4 | 1 | 158.4 | 158.4 | Hydro | Hydro_Standard | Hydro | NW_Hydro |  |  |  | 1968 | 2050 | 0 | NW | 158.4 | 1899-12-31 | 1 |  | 2
430 | Boundary54 | Boundary-54 | teppc | SCL | SCL | Seattle Department of Lighting | BPAT | NW | 1967-08-01 | 2050-12-31 | 161.5 | 1 | 161.5 | 161.5 | Hydro | Hydro_Standard | Hydro | NW_Hydro |  |  |  | 1968 | 2050 | 0 | NW | 161.5 | 1899-12-31 | 1 |  | 2
431 | Boundary55 | Boundary-55 | teppc | SCL | SCL | Seattle Department of Lighting | BPAT | NW | 1985-11-01 | 2050-12-31 | 200 | 1 | 200 | 200 | Hydro | Hydro_Standard | Hydro | NW_Hydro |  |  |  | 1986 | 2050 | 0 | NW | 200 | 1899-12-31 | 1 |  | 2
432 | Boundary56 | Boundary-56 | teppc | SCL | SCL | Seattle Department of Lighting | BPAT | NW | 1986-05-01 | 2050-12-31 | 200 | 1 | 200 | 200 | Hydro | Hydro_Standard | Hydro | NW_Hydro |  |  |  | 1986 | 2050 | 0 | NW | 200 | 1899-12-31 | 1 |  | 2
433 | BountifulCity1A | Bountiful City-1A_BNTF-GEN_BOUNTIFUL POWER-2-1 | teppc | PAUT | PAUT | Utah, PACE Utility | PACE | NW | 2001-08-01 | 2050-12-31 | 5.2 | 1 | 5.2 | 5.2 | CT-NatGas-Aero | CT_NG | CT | NW_Peaker |  |  |  | 2002 | 2050 | 0 | NW | 5.2 | 1899-12-31 | 1 |  | 2
434 | BountifulCity8 | Bountiful City-IC8_BNTF-GEN_BOUNTIFUL POWER-1-1 | teppc | PAUT | PAUT | Utah, PACE Utility | PACE | NW | 1986-10-01 | 2050-12-31 | 7 | 1 | 7 | 7 | ICE-NatGas | ICE_NG | ICE | NW_Peaker |  |  |  | 1987 | 2050 | 0 | NW | 7 | 1899-12-31 | 1 |  | 2
435 | BOWMN_6_HYDRO | NID Hydro Bowman Powerhouse | caiso | PGE_Valley | PGE_Valley | Pacific Gas and Electric Valley | PGE_Valley | CAISO |  | 2050-12-31 | 3.6 | 1 | 3.6 | 3.6 | Hydro_Standard | Hydro_Standard | Hydro | CAISO_Small_Hydro |  |  |  | 1900 | 2050 | 0 | CAISO | 3.6 | 1899-12-31 | 1 |  | 2
436 | BowMontCapital | BowMont Capital-1 | teppc | BCHA | BCHA | British Columbia Transmission Company | BCHA_AESO | Excluded | 2014-01-15 | 2050-12-31 | 200 | 1 | 200 | 200 | CT-NatGas-Industrial | CT_NG | CT | Excluded_Peaker |  |  |  | 2014 | 2050 | 0 | Excluded | 200 | 1899-12-31 | 1 |  | 2
437 | BoxCanyonAVA1 | Box Canyon-1 | teppc | AVA | AVA | Avista Corp. | BPAT | NW | 1955-06-01 | 2050-12-31 | 22.5 | 1 | 22.5 | 22.5 | Hydro | Hydro_Standard | Hydro | NW_Hydro |  |  |  | 1955 | 2050 | 0 | NW | 22.5 | 1899-12-31 | 1 |  | 2
438 | BoxCanyonAVA2 | Box Canyon-2 | teppc | AVA | AVA | Avista Corp. | BPAT | NW | 1955-07-01 | 2050-12-31 | 22.5 | 1 | 22.5 | 22.5 | Hydro | Hydro_Standard | Hydro | NW_Hydro |  |  |  | 1956 | 2050 | 0 | NW | 22.5 | 1899-12-31 | 1 |  | 2
439 | BoxCanyonAVA3 | Box Canyon-3 | teppc | AVA | AVA | Avista Corp. | BPAT | NW | 1955-08-01 | 2050-12-31 | 22.5 | 1 | 22.5 | 22.5 | Hydro | Hydro_Standard | Hydro | NW_Hydro |  |  |  | 1956 | 2050 | 0 | NW | 22.5 | 1899-12-31 | 1 |  | 2
440 | BoxCanyonAVA4 | Box Canyon-4 | teppc | AVA | AVA | Avista Corp. | BPAT | NW | 1955-08-01 | 2050-12-31 | 17.25 | 1 | 17.25 | 17.25 | Hydro | Hydro_Standard | Hydro | NW_Hydro |  |  |  | 1956 | 2050 | 0 | NW | 17.25 | 1899-12-31 | 1 |  | 2
441 | BoxCanyonBC | Box Canyon-BC1_Box Canyon-1_IPP-BOX | teppc | BCHA | BCHA | British Columbia Transmission Company | BCHA_AESO | Excluded | 2015-11-01 | 2055-10-31 | 14.7 | 1 | 14.7 | 14.7 | Hydro | Hydro_Standard | Hydro | Excluded_Hydro |  |  |  | 2016 | 2055 | 0 | Excluded | 14.7 | 1899-12-31 | 1 |  | 2
442 | BoxCanyonID | Box Canyon-ID1 | teppc | IPFE | IPFE | Idaho Far East | IPCO | NW | 1984-02-11 | 2030-04-15 | 0.56 | 1 | 0.56 | 0.56 | Hydro | Hydro_Standard | Hydro | NW_Hydro |  |  |  | 1984 | 2029 | 0 | NW | 0.56 | 1899-12-31 | 1 |  | 2
443 | Boysen1 | Boysen 1 | teppc | WACM | WACM | Western Area Power Administration, Colorado-Missouri Region | WACM | Excluded | 1952-08-01 | 2050-12-31 | 7.5 | 1 | 7.5 | 7.5 | Hydro | Hydro_Standard | Hydro | Excluded_Hydro |  |  |  | 1953 | 2050 | 0 | Excluded | 7.5 | 1899-12-31 | 1 |  | 2
444 | Boysen2 | Boysen 2 | teppc | WACM | WACM | Western Area Power Administration, Colorado-Missouri Region | WACM | Excluded | 1952-08-01 | 2050-12-31 | 7.5 | 1 | 7.5 | 7.5 | Hydro | Hydro_Standard | Hydro | Excluded_Hydro |  |  |  | 1953 | 2050 | 0 | Excluded | 7.5 | 1899-12-31 | 1 |  | 2
445 | Brady_Hot_Springs_1 | Brady Power Project TG-1¦Brady Hot Springs 1¦Nightingale 1 | teppc | SPPC | SPPC | Nevada Power Company | NEVP | SW | 1992-06-01 | 2050-12-31 | 8 | 1 | 8 | 8 | Geo-BinaryCycle | Geothermal_steam | Geothermal | SW_Geothermal |  |  |  | 1992 | 2050 | 0 | SW | 8 | 1899-12-31 | 1 |  | 2
446 | Brady_Hot_Springs_2 | Brady Power Project TG-2¦Brady Hot Springs 2¦Nightingale 2 | teppc | SPPC | SPPC | Nevada Power Company | NEVP | SW | 1992-06-01 | 2050-12-31 | 8 | 1 | 8 | 8 | Geo-BinaryCycle | Geothermal_steam | Geothermal | SW_Geothermal |  |  |  | 1992 | 2050 | 0 | SW | 8 | 1899-12-31 | 1 |  | 2
447 | Brady_Hot_Springs_3 | Brady Power Project TG-3¦Brady Hot Springs 3¦Nightingale 3 | teppc | SPPC | SPPC | Nevada Power Company | NEVP | SW | 1992-06-01 | 2050-12-31 | 8 | 1 | 8 | 8 | Geo-BinaryCycle | Geothermal_steam | Geothermal | SW_Geothermal |  |  |  | 1992 | 2050 | 0 | SW | 8 | 1899-12-31 | 1 |  | 2
448 | Brandywine1 | Brandywine-1_Brandywine-1_IPP-BDW | teppc | BCHA | BCHA | British Columbia Transmission Company | BCHA_AESO | Excluded | 2003-10-01 | 2033-03-31 | 3.8 | 1 | 3.8 | 3.8 | Hydro | Hydro_Standard | Hydro | Excluded_Hydro |  |  |  | 2004 | 2032 | 0 | Excluded | 3.8 | 1899-12-31 | 1 |  | 2
449 | Brandywine2 | Brandywine-2_Brandywine-2_IPP-BDW | teppc | BCHA | BCHA | British Columbia Transmission Company | BCHA_AESO | Excluded | 2003-10-01 | 2033-03-31 | 3.8 | 1 | 3.8 | 3.8 | Hydro | Hydro_Standard | Hydro | Excluded_Hydro |  |  |  | 2004 | 2032 | 0 | Excluded | 3.8 | 1899-12-31 | 1 |  | 2
450 | BrazeauHydro1 | BRAZEAUHYDRO1-1 | teppc | AESO | AESO | Alberta Electric System Operator | BCHA_AESO | Excluded | 1966-01-01 | 2050-12-01 | 162 | 1 | 162 | 162 | Hydro | Hydro_Standard | Hydro | Excluded_Hydro |  |  |  | 1966 | 2050 | 0 | Excluded | 162 | 1899-12-31 | 1 |  | 2
451 | BrazeauHydro2 | BRAZEAUHYDRO2-2 | teppc | AESO | AESO | Alberta Electric System Operator | BCHA_AESO | Excluded | 1966-01-01 | 2050-12-01 | 200 | 1 | 200 | 200 | Hydro | Hydro_Standard | Hydro | Excluded_Hydro |  |  |  | 1966 | 2050 | 0 | Excluded | 200 | 1899-12-31 | 1 |  | 2
452 | BRDGVL_7_BAKER | Baker Station Hydro | caiso | PGE_Bay | PGE_Bay | Pacific Gas and Electric Bay | PGE_Bay | CAISO | 1987-12-10 | 2050-12-31 | 1.49 | 1 | 1.49 | 1.49 | n/a | Hydro_Standard | Hydro | CAISO_Small_Hydro |  |  |  | 1988 | 2050 | 0 | CAISO | 1.49 | 1899-12-31 | 1 |  | 2
453 | BRDSLD_2_HIWIND | High Winds Energy Center | caiso | PGE_Bay | PGE_Bay | Pacific Gas and Electric Bay | PGE_Bay | CAISO | 2003-12-23 | 2050-12-31 | 162 | 1 | 162 | 162 | n/a | wind_onshorewind | Wind | CAISO_Wind | BANC | 50 |  | 2004 | 2050 | 112 | BANC | 50 | 1899-12-31 | 1 |  | 2
454 | BRDSLD_2_MTZUM2 | NextEra Energy Montezuma Wind II | caiso | PGE_Bay | PGE_Bay | Pacific Gas and Electric Bay | PGE_Bay | CAISO | 2012-02-01 | 2050-12-31 | 78.2 | 1 | 78.2 | 78.2 | n/a | wind_onshorewind | Wind | CAISO_Wind |  |  |  | 2012 | 2050 | 0 | CAISO | 78.2 | 1899-12-31 | 1 |  | 2
455 | BRDSLD_2_MTZUMA | FPL Energy Montezuma Wind | caiso | PGE_Bay | PGE_Bay | Pacific Gas and Electric Bay | PGE_Bay | CAISO | 2011-01-25 | 2050-12-31 | 36.8 | 1 | 36.8 | 36.8 | n/a | wind_onshorewind | Wind | CAISO_Wind |  |  |  | 2011 | 2050 | 0 | CAISO | 36.8 | 1899-12-31 | 1 |  | 2
456 | BRDSLD_2_SHILO1 | Shiloh I Wind Project | caiso | PGE_Bay | PGE_Bay | Pacific Gas and Electric Bay | PGE_Bay | CAISO | 2006-03-30 | 2050-12-31 | 150 | 1 | 150 | 150 | n/a | wind_onshorewind | Wind | CAISO_Wind |  |  |  | 2006 | 2050 | 0 | CAISO | 150 | 1899-12-31 | 1 |  | 2
457 | BRDSLD_2_SHILO2 | SHILOH WIND PROJECT 2 | caiso | PGE_Bay | PGE_Bay | Pacific Gas and Electric Bay | PGE_Bay | CAISO | 2009-01-27 | 2050-12-31 | 150 | 1 | 150 | 150 | n/a | wind_onshorewind | Wind | CAISO_Wind |  |  |  | 2009 | 2050 | 0 | CAISO | 150 | 1899-12-31 | 1 |  | 2
458 | BRDSLD_2_SHLO3A | Shiloh III Wind Project, LLC | caiso | PGE_Bay | PGE_Bay | Pacific Gas and Electric Bay | PGE_Bay | CAISO | 2011-12-22 | 2050-12-31 | 102.5 | 1 | 102.5 | 102.5 | n/a | wind_onshorewind | Wind | CAISO_Wind |  |  |  | 2012 | 2050 | 0 | CAISO | 102.5 | 1899-12-31 | 1 |  | 2
459 | BRDSLD_2_SHLO3B | Shiloh IV Wind Project | caiso | PGE_Bay | PGE_Bay | Pacific Gas and Electric Bay | PGE_Bay | CAISO | 2012-12-07 | 2050-12-31 | 100 | 1 | 100 | 100 | n/a | wind_onshorewind | Wind | CAISO_Wind |  |  |  | 2013 | 2050 | 0 | CAISO | 100 | 1899-12-31 | 1 |  | 2
460 | BREGGO_6_DEGRSL | Desert Green Solar Farm | caiso | SDGE | SDGE | San Diego Gas and Electric | SDGE | CAISO | 2014-11-26 | 2050-12-31 | 6.3 | 1 | 6.3 | 6.3 | n/a | PVgeneric_sun | Solar_Fixed | CAISO_Solar |  |  |  | 2015 | 2050 | 0 | CAISO | 6.3 | 1899-12-31 | 1 |  | 2
461 | BREGGO_6_SOLAR | NRG Borrego Solar One | caiso | SDGE | SDGE | San Diego Gas and Electric | SDGE | CAISO | 2013-02-12 | 2050-12-31 | 26 | 1 | 26 | 26 | n/a | PVgeneric_sun | Solar_Fixed | CAISO_Solar |  |  |  | 2013 | 2050 | 0 | CAISO | 26 | 1899-12-31 | 1 |  | 2
462 | Bremner1 | Bremner-1_Bremner-1_IPP-BRE | teppc | BCHA | BCHA | British Columbia Transmission Company | BCHA_AESO | Excluded | 2015-05-01 | 2055-04-30 | 25.5 | 1 | 25.5 | 25.5 | Hydro | Hydro_Standard | Hydro | Excluded_Hydro |  |  |  | 2015 | 2054 | 0 | Excluded | 25.5 | 1899-12-31 | 1 |  | 2
463 | Bremner2 | Bremner-2_Bremner-2_IPP-BRE | teppc | PSCO | PSCO | Public Service Company of Colorado | PSCO | Excluded | 2015-05-01 | 2055-04-30 | 11 | 1 | 11 | 11 | Hydro | Hydro_Standard | Hydro | Excluded_Hydro |  |  |  | 2015 | 2054 | 0 | Excluded | 11 | 1899-12-31 | 1 |  | 2
464 | BRIDGE | Raft River Geothermal | teppc | BPAT | BPAT | Bonneville Power Administration – Transmission | BPAT | NW | 2007-01-01 | 2033-12-31 | 10 | 1 | 10 | 10 | Geo-BinaryCycle | Geothermal_steam | Geothermal | NW_Geothermal |  |  |  | 2007 | 2033 | 0 | NW | 10 | 1899-12-31 | 1 |  | 2
465 | BridgeRiver1 | Bridge River 1-1_Bridge River 1-1_BCH-BRT | teppc | BCHA | BCHA | British Columbia Transmission Company | BCHA_AESO | Excluded | 1934-01-01 | 2033-03-31 | 51.5 | 1 | 51.5 | 51.5 | Hydro | Hydro_Standard | Hydro | Excluded_Hydro |  |  |  | 1934 | 2032 | 0 | Excluded | 51.5 | 1899-12-31 | 1 |  | 2
466 | BridgeRiver2 | Bridge River 1-2_Bridge River 1-2_BCH-BRT | teppc | BCHA | BCHA | British Columbia Transmission Company | BCHA_AESO | Excluded | 1934-01-01 | 2033-03-31 | 51.5 | 1 | 51.5 | 51.5 | Hydro | Hydro_Standard | Hydro | Excluded_Hydro |  |  |  | 1934 | 2032 | 0 | Excluded | 51.5 | 1899-12-31 | 1 |  | 2
467 | BridgeRiver21 | Bridge River 2-1_Bridge River 2-1_BCH-BRT | teppc | BCHA | BCHA | British Columbia Transmission Company | BCHA_AESO | Excluded | 1934-01-01 | 2033-03-31 | 68.5 | 1 | 68.5 | 68.5 | Hydro | Hydro_Standard | Hydro | Excluded_Hydro |  |  |  | 1934 | 2032 | 0 | Excluded | 68.5 | 1899-12-31 | 1 |  | 2
468 | BridgeRiver22 | Bridge River 2-2_Bridge River 2-2_BCH-BRT | teppc | BCHA | BCHA | British Columbia Transmission Company | BCHA_AESO | Excluded | 1934-01-01 | 2033-03-31 | 68.5 | 1 | 68.5 | 68.5 | Hydro | Hydro_Standard | Hydro | Excluded_Hydro |  |  |  | 1934 | 2032 | 0 | Excluded | 68.5 | 1899-12-31 | 1 |  | 2
469 | BridgeRiver23 | Bridge River 2-3_Bridge River 2-3_BCH-BRT | teppc | BCHA | BCHA | British Columbia Transmission Company | BCHA_AESO | Excluded | 1934-01-01 | 2033-03-31 | 68.5 | 1 | 68.5 | 68.5 | Hydro | Hydro_Standard | Hydro | Excluded_Hydro |  |  |  | 1934 | 2032 | 0 | Excluded | 68.5 | 1899-12-31 | 1 |  | 2
470 | BridgeRiver24 | Bridge River 2-4_Bridge River 2-4_BCH-BRT | teppc | BCHA | BCHA | British Columbia Transmission Company | BCHA_AESO | Excluded | 1934-01-01 | 2033-03-31 | 68.5 | 1 | 68.5 | 68.5 | Hydro | Hydro_Standard | Hydro | Excluded_Hydro |  |  |  | 1934 | 2032 | 0 | Excluded | 68.5 | 1899-12-31 | 1 |  | 2
471 | BridgeRiver3 | Bridge River 1-3_Bridge River 1-3_BCH-BRT | teppc | BCHA | BCHA | British Columbia Transmission Company | BCHA_AESO | Excluded | 1934-01-01 | 2033-03-31 | 51.5 | 1 | 51.5 | 51.5 | Hydro | Hydro_Standard | Hydro | Excluded_Hydro |  |  |  | 1934 | 2032 | 0 | Excluded | 51.5 | 1899-12-31 | 1 |  | 2
472 | BridgeRiver4 | Bridge River 1-4_Bridge River 1-4_BCH-BRT | teppc | BCHA | BCHA | British Columbia Transmission Company | BCHA_AESO | Excluded | 1934-01-01 | 2033-03-31 | 51.5 | 1 | 51.5 | 51.5 | Hydro | Hydro_Standard | Hydro | Excluded_Hydro |  |  |  | 1934 | 2032 | 0 | Excluded | 51.5 | 1899-12-31 | 1 |  | 2
473 | BriggsCreek1 | Briggs Creek-1 | teppc | IPFE | IPFE | Idaho Far East | IPCO | NW | 1985-10-10 | 2030-04-15 | 0.6 | 1 | 0.6 | 0.6 | Hydro | Hydro_Standard | Hydro | NW_Hydro |  |  |  | 1986 | 2029 | 0 | NW | 0.6 | 1899-12-31 | 1 |  | 2
474 | Brilliant1 | Brilliant-1_Brilliant-1_FBC-BRD | teppc | BCHA | BCHA | British Columbia Transmission Company | BCHA_AESO | Excluded | 2002-11-11 | 2033-03-31 | 37.5 | 1 | 37.5 | 37.5 | Hydro | Hydro_Standard | Hydro | Excluded_Hydro |  |  |  | 2003 | 2032 | 0 | Excluded | 37.5 | 1899-12-31 | 1 |  | 2
475 | Brilliant2 | Brilliant-2_Brilliant-2_FBC-BRD | teppc | BCHA | BCHA | British Columbia Transmission Company | BCHA_AESO | Excluded | 2002-11-11 | 2033-03-31 | 37.5 | 1 | 37.5 | 37.5 | Hydro | Hydro_Standard | Hydro | Excluded_Hydro |  |  |  | 2003 | 2032 | 0 | Excluded | 37.5 | 1899-12-31 | 1 |  | 2
476 | Brilliant3 | Brilliant-3_Brilliant-3_FBC-BRD | teppc | BCHA | BCHA | British Columbia Transmission Company | BCHA_AESO | Excluded | 2002-11-11 | 2033-03-31 | 37.5 | 1 | 37.5 | 37.5 | Hydro | Hydro_Standard | Hydro | Excluded_Hydro |  |  |  | 2003 | 2032 | 0 | Excluded | 37.5 | 1899-12-31 | 1 |  | 2
477 | Brilliant4 | Brilliant-4_Brilliant-4_FBC-BRD | teppc | BCHA | BCHA | British Columbia Transmission Company | BCHA_AESO | Excluded | 2002-11-11 | 2033-03-31 | 37.5 | 1 | 37.5 | 37.5 | Hydro | Hydro_Standard | Hydro | Excluded_Hydro |  |  |  | 2003 | 2032 | 0 | Excluded | 37.5 | 1899-12-31 | 1 |  | 2
478 | BrilliantExp | Brilliant Exp-1_Brilliant Exp-1_FBC-BRX | teppc | BCHA | BCHA | British Columbia Transmission Company | BCHA_AESO | Excluded | 2010-02-01 | 2033-03-31 | 127.5 | 1 | 127.5 | 127.5 | Hydro | Hydro_Standard | Hydro | Excluded_Hydro |  |  |  | 2010 | 2032 | 0 | Excluded | 127.5 | 1899-12-31 | 1 |  | 2
479 | Broadwater | Broadwater Power Project-GEN1 | teppc | IPFE | IPFE | Idaho Far East | IPCO | NW | 1989-06-01 | 2050-12-31 | 10 | 1 | 10 | 10 | Hydro | Hydro_Standard | Hydro | NW_Hydro |  |  |  | 1989 | 2050 | 0 | NW | 10 | 1899-12-31 | 1 |  | 2
480 | BRODIE_2_WIND | Coram Brodie Wind Project | caiso | PGE_Valley | PGE_Valley | Pacific Gas and Electric Valley | PGE_Valley | CAISO | 2012-03-29 | 2050-12-31 | 102 | 1 | 102 | 102 | n/a | wind_onshorewind | Wind | CAISO_Wind |  |  |  | 2012 | 2050 | 0 | CAISO | 102 | 1899-12-31 | 1 |  | 2
481 | Brooks_JBS | Brooks JBS BluEarth | teppc | AESO | AESO | Alberta Electric System Operator | BCHA_AESO | Excluded | 2018-06-19 | 2050-03-30 | 15 | 1 | 15 | 15 | CT-NatGas-Industrial | CT_NG | CT | Excluded_Peaker |  |  |  | 2018 | 2049 | 0 | Excluded | 15 | 1899-12-31 | 1 |  | 2
482 | BrownLake | Brown Lake-1_Brown Lake-1_IPP-BRL | teppc | BCHA | BCHA | British Columbia Transmission Company | BCHA_AESO | Excluded | 1996-12-12 | 2040-12-31 | 7.2 | 1 | 7.2 | 7.2 | Hydro | Hydro_Standard | Hydro | Excluded_Hydro |  |  |  | 1997 | 2040 | 0 | Excluded | 7.2 | 1899-12-31 | 1 |  | 2
483 | Brownlee1 | Brownlee-1 | teppc | IPTV | IPTV | Idaho Treasure Valley | IPCO | NW | 1959-01-01 | 2050-12-31 | 90.1 | 1 | 90.1 | 90.1 | Hydro | Hydro_Standard | Hydro | NW_Hydro |  |  |  | 1959 | 2050 | 0 | NW | 90.1 | 1899-12-31 | 1 |  | 2
484 | Brownlee2 | Brownlee-2 | teppc | IPTV | IPTV | Idaho Treasure Valley | IPCO | NW | 1958-12-01 | 2050-12-31 | 90.1 | 1 | 90.1 | 90.1 | Hydro | Hydro_Standard | Hydro | NW_Hydro |  |  |  | 1959 | 2050 | 0 | NW | 90.1 | 1899-12-31 | 1 |  | 2
485 | Brownlee3 | Brownlee-3 | teppc | IPTV | IPTV | Idaho Treasure Valley | IPCO | NW | 1958-10-01 | 2050-12-31 | 90.1 | 1 | 90.1 | 90.1 | Hydro | Hydro_Standard | Hydro | NW_Hydro |  |  |  | 1959 | 2050 | 0 | NW | 90.1 | 1899-12-31 | 1 |  | 2
486 | Brownlee4 | Brownlee-4 | teppc | IPTV | IPTV | Idaho Treasure Valley | IPCO | NW | 1958-08-01 | 2050-12-31 | 90.1 | 1 | 90.1 | 90.1 | Hydro | Hydro_Standard | Hydro | NW_Hydro |  |  |  | 1959 | 2050 | 0 | NW | 90.1 | 1899-12-31 | 1 |  | 2
487 | Brownlee5 | Brownlee-5 | teppc | IPTV | IPTV | Idaho Treasure Valley | IPCO | NW | 1980-03-01 | 2050-12-31 | 225 | 1 | 225 | 225 | Hydro | Hydro_Standard | Hydro | NW_Hydro |  |  |  | 1980 | 2050 | 0 | NW | 225 | 1899-12-31 | 1 |  | 2
488 | Brush_CC1 | BrushCC1 (Total CC Plant) | teppc | PSCO | PSCO | Public Service Company of Colorado | PSCO | Excluded | 1990-10-01 | 2050-12-31 | 75 | 1 | 75 | 75 | CCWhole-NatGas-Industrial | CC_NG | CC | Excluded_CCGT |  |  |  | 1991 | 2050 | 0 | Excluded | 75 | 1899-12-31 | 1 |  | 2
489 | Brush_CC2 | BrushCC2 (Total CC Plant) | teppc | PSCO | PSCO | Public Service Company of Colorado | PSCO | Excluded | 1994-01-01 | 2050-12-31 | 67.1 | 1 | 67.1 | 67.1 | CCWhole-NatGas-Aero | CC_NG | CC | Excluded_CCGT |  |  |  | 1994 | 2050 | 0 | Excluded | 67.1 | 1899-12-31 | 1 |  | 2
490 | Brush_CC4 | BrushCC3 (Total CC Plant) | teppc | PSCO | PSCO | Public Service Company of Colorado | PSCO | Excluded | 2002-02-01 | 2050-12-31 | 118 | 1 | 118 | 118 | CCWhole-NatGas-Aero | CC_NG | CC | Excluded_CCGT |  |  |  | 2002 | 2050 | 0 | Excluded | 118 | 1899-12-31 | 1 |  | 2
491 | BUCKBL_2_PL1X3 | Blythe Energy Center | caiso | SCE | SCE | Southern California Edison | SCE | CAISO | 2010-06-11 | 2050-12-31 | 490 | 0.99265 | 490 | 493.63 | CCWhole-NatGas-Industrial | CC_NG | CC | CAISO_CCGT1 |  |  |  | 2010 | 2050 | 0 | CAISO | 493.63 | 1899-12-31 | 1 |  | 2
492 | BUCKCK_2_HYDRO | Lassen Station Hydro | caiso | PGE_Valley | PGE_Valley | Pacific Gas and Electric Valley | PGE_Valley | CAISO | 1986-05-22 | 2050-12-31 | 0.99 | 1 | 0.99 | 0.99 | n/a | Hydro_Standard | Hydro | CAISO_Small_Hydro |  |  |  | 1986 | 2050 | 0 | CAISO | 0.99 | 1899-12-31 | 1 |  | 2
493 | BUCKCK_7_OAKFLT | Oak Flat | caiso | PGE_Valley | PGE_Valley | Pacific Gas and Electric Valley | PGE_Valley | CAISO | 1985-01-01 | 2050-12-31 | 1.3 | 1 | 1.3 | 1.3 | n/a | Hydro_Standard | Hydro | CAISO_Small_Hydro |  |  |  | 1985 | 2050 | 0 | CAISO | 1.3 | 1899-12-31 | 1 |  | 2
494 | BUCKCK_7_PL1X2 | BUCKS CREEK AGGREGATE | caiso | PGE_Valley | PGE_Valley | Pacific Gas and Electric Valley | PGE_Valley | CAISO | 1928-01-01 | 2050-12-31 | 57.25 | 1 | 57.25 | 57.25 | n/a | Hydro_Standard | Hydro | CAISO_Hydro |  |  |  | 1928 | 2050 | 0 | CAISO | 57.25 | 1899-12-31 | 1 |  | 2
495 | BUCKWD_1_NPALM1 | North Palm Springs 1A | caiso | SCE | SCE | Southern California Edison | SCE | CAISO | 2012-04-02 | 2050-12-31 | 2.4 | 1 | 2.4 | 2.4 | n/a | PVgeneric_sun | Solar_Fixed | CAISO_Solar |  |  |  | 2012 | 2050 | 0 | CAISO | 2.4 | 1899-12-31 | 1 |  | 2
496 | BUCKWD_1_QF |  | caiso | SCE | SCE | Southern California Edison | SCE | CAISO | 1984-12-13 | 2050-12-31 | 16.5 | 1 | 16.5 | 16.5 | n/a | wind_onshorewind | Wind | CAISO_Wind |  |  |  | 1985 | 2050 | 0 | CAISO | 16.5 | 1899-12-31 | 1 |  | 2
497 | BUCKWD_7_WINTCV | Wintec Energy, Ltd. | caiso | SCE | SCE | Southern California Edison | SCE | CAISO | 2003-12-30 | 2050-12-31 | 1.32 | 1 | 1.32 | 1.32 | n/a | wind_onshorewind | Wind | CAISO_Wind |  |  |  | 2004 | 2050 | 0 | CAISO | 1.32 | 1899-12-31 | 1 |  | 2
498 | Buffalo_Bill_1 | Buffalo Bill 1 | teppc | WACM | WACM | Western Area Power Administration, Colorado-Missouri Region | WACM | Excluded | 1995-04-01 | 2050-12-31 | 6.67 | 1 | 6.67 | 6.67 | Hydro | Hydro_Standard | Hydro | Excluded_Hydro |  |  |  | 1995 | 2050 | 0 | Excluded | 6.67 | 1899-12-31 | 1 |  | 2
499 | Buffalo_Bill_2 | Buffalo Bill 2 | teppc | WACM | WACM | Western Area Power Administration, Colorado-Missouri Region | WACM | Excluded | 1995-04-01 | 2050-12-31 | 6.67 | 1 | 6.67 | 6.67 | Hydro | Hydro_Standard | Hydro | Excluded_Hydro |  |  |  | 1995 | 2050 | 0 | Excluded | 6.67 | 1899-12-31 | 1 |  | 2
500 | Buffalo_Bill_3 | Buffalo Bill 3 | teppc | WACM | WACM | Western Area Power Administration, Colorado-Missouri Region | WACM | Excluded | 1995-04-01 | 2050-12-31 | 6.67 | 1 | 6.67 | 6.67 | Hydro | Hydro_Standard | Hydro | Excluded_Hydro |  |  |  | 1995 | 2050 | 0 | Excluded | 6.67 | 1899-12-31 | 1 |  | 2
501 | BUFFALO_G1 |  | teppc | PSCO | PSCO | Public Service Company of Colorado | PSCO | Excluded | 1950-01-01 | 2050-12-31 | 124 | 1 | 124 | 124 | WT-Onshore | wind_onshorewind | Wind | Excluded_Wind |  |  |  | 1950 | 2050 | 0 | Excluded | 124 | 1899-12-31 | 1 |  | 2
502 | BUFFALO_G2 |  | teppc | PSCO | PSCO | Public Service Company of Colorado | PSCO | Excluded | 1950-01-01 | 2050-12-31 | 126 | 1 | 126 | 126 | WT-Onshore | wind_onshorewind | Wind | Excluded_Wind |  |  |  | 1950 | 2050 | 0 | Excluded | 126 | 1899-12-31 | 1 |  | 2
503 | Buffalo_Trail_Wind |  | teppc | NWMT | NWMT | NorthWestern Energy | NWMT_WAUW | NW | 1950-01-01 | 2050-12-31 | 250 | 1 | 250 | 250 | WT-Onshore | wind_onshorewind | Wind | NW_Wind |  |  |  | 1950 | 2050 | 0 | NW | 250 | 1899-12-31 | 1 |  | 2
504 | BullCreekWind1 | Windlab Bull Creek Wind Project-1 | teppc | BCHA | BCHA | British Columbia Transmission Company | BCHA_AESO | Excluded | 2014-02-03 | 2050-12-31 | 57.5 | 1 | 57.5 | 57.5 | WT-Onshore | wind_onshorewind | Wind | Excluded_Wind |  |  |  | 2014 | 2050 | 0 | Excluded | 57.5 | 1899-12-31 | 1 |  | 2
505 | Bullmoose1 | Bullmoose Wind Project-1_Bullmoose Wind Project-1_IPP-BLL | teppc | BCHA | BCHA | British Columbia Transmission Company | BCHA_AESO | Excluded | 2016-11-01 | 2036-11-02 | 60 | 1 | 60 | 60 | WT-Onshore | wind_onshorewind | Wind | Excluded_Wind |  |  |  | 2017 | 2036 | 0 | Excluded | 60 | 1899-12-31 | 1 |  | 2
506 | Bullmoose2 | Bullmoose Wind Project-2_Bullmoose Wind Project-2_IPP-BLL | teppc | BCHA | BCHA | British Columbia Transmission Company | BCHA_AESO | Excluded | 2016-11-01 | 2036-11-02 | 60 | 1 | 60 | 60 | WT-Onshore | wind_onshorewind | Wind | Excluded_Wind |  |  |  | 2017 | 2036 | 0 | Excluded | 60 | 1899-12-31 | 1 |  | 2
507 | Buntzen1_1 | Buntzen 1-1_Buntzen 1-1_BCH-LB1 | teppc | BCHA | BCHA | British Columbia Transmission Company | BCHA_AESO | Excluded | 1903-01-01 | 2033-03-31 | 55 | 1 | 55 | 55 | Hydro | Hydro_Standard | Hydro | Excluded_Hydro |  |  |  | 1903 | 2032 | 0 | Excluded | 55 | 1899-12-31 | 1 |  | 2
508 | Burley_Butte | Burley Butte Windpark-BBWP | teppc | IPMV | IPMV | Idaho Magic Valley | IPCO | NW | 2010-12-01 | 2050-12-31 | 53 | 1 | 53 | 53 | WT-Onshore | wind_onshorewind | Wind | NW_Wind |  |  |  | 2011 | 2050 | 0 | NW | 53 | 1899-12-31 | 1 |  | 2
509 | Burlington | Sierra Pacific Burlington Facility-GEN1 | teppc | PSEI | PSEI | Puget Sound Energy | BPAT | NW | 2007-04-01 | 2050-12-01 | 28 | 1 | 28 | 28 | Bio-ST | ST_Biomass | Biomass/Wood | NW_Biomass |  |  |  | 2007 | 2050 | 0 | NW | 28 | 1899-12-31 | 1 |  | 2
510 | Burlington_Oil_1 | Burlington CT (CO) 1 | teppc | WACM | WACM | Western Area Power Administration, Colorado-Missouri Region | WACM | Excluded | 1977-06-01 | 2050-12-31 | 50.4 | 1 | 50.4 | 50.4 | CT-OilDistillate | CT_Oil | CT | Excluded_Peaker |  |  |  | 1977 | 2050 | 0 | Excluded | 50.4 | 1899-12-31 | 1 |  | 2
511 | Burlington_Oil_2 | Burlington CT (CO) 2 | teppc | WACM | WACM | Western Area Power Administration, Colorado-Missouri Region | WACM | Excluded | 1977-07-01 | 2050-12-31 | 50.4 | 1 | 50.4 | 50.4 | CT-OilDistillate | CT_Oil | CT | Excluded_Peaker |  |  |  | 1978 | 2050 | 0 | Excluded | 50.4 | 1899-12-31 | 1 |  | 2
512 | BURNYF_2_UNIT_1 |  | caiso | PGE_Valley | PGE_Valley | Pacific Gas and Electric Valley | PGE_Valley | CAISO | 1989-10-17 | 2050-12-31 | 22.05 | 0.71129 | 22.05 | 31 | n/a | ST_Biomass | Biomass/Wood | CAISO_Biomass |  |  |  | 1990 | 2050 | 0 | CAISO | 31 | 1899-12-31 | 1 |  | 2
513 | BurrardThermal1 | Burrard Thermal-1_Burrard Thermal-1_BCH-BGS | teppc | BCHA | BCHA | British Columbia Transmission Company | BCHA_AESO | Excluded | 1961-12-01 | 2040-03-31 | 150.81 | 1 | 150.81 | 150.81 | ST-NatGas | ST_NG | Steam | Excluded_ST |  |  |  | 1962 | 2039 | 0 | Excluded | 150.81 | 1899-12-31 | 1 |  | 2
514 | Burton_Creek | Burton Creek Hydro (FERC 7577)-HY1 | teppc | PNM | PNM | Public Service Company of New Mexico | PNM_EPE | SW | 1985-09-25 | 2030-04-15 | 0.48 | 1 | 0.48 | 0.48 | Hydro | Hydro_Standard | Hydro | SW_Hydro |  |  |  | 1986 | 2029 | 0 | SW | 0.48 | 1899-12-31 | 1 |  | 2
515 | Busch_Ranch | Busch Ranch Wind WTG | teppc | PSCO | PSCO | Public Service Company of Colorado | PSCO | Excluded | 2012-10-16 | 2050-12-31 | 28.8 | 1 | 28.8 | 28.8 | WT-Onshore | wind_onshorewind | Wind | Excluded_Wind |  |  |  | 2013 | 2050 | 0 | Excluded | 28.8 | 1899-12-31 | 1 |  | 2
516 | Busch_Ranch_2 | Busch Ranch Wind Energy Farm-WTG2 | teppc | PSCO | PSCO | Public Service Company of Colorado | PSCO | Excluded | 2019-01-01 | 2050-12-31 | 28.8 | 1 | 28.8 | 28.8 | WT-Onshore | wind_onshorewind | Wind | Excluded_Wind |  |  |  | 2019 | 2050 | 0 | Excluded | 28.8 | 1899-12-31 | 1 |  | 2
517 | Busch_Ranch_3 | Busch Ranch Wind Energy Farm-WTG3 | teppc | PSCO | PSCO | Public Service Company of Colorado | PSCO | Excluded | 2019-01-01 | 2050-12-31 | 28.8 | 1 | 28.8 | 28.8 | WT-Onshore | wind_onshorewind | Wind | Excluded_Wind |  |  |  | 2019 | 2050 | 0 | Excluded | 28.8 | 1899-12-31 | 1 |  | 2
518 | BUTTVL_7_UNIT_1 | BUTT VALLEY HYDRO | caiso | PGE_Valley | PGE_Valley | Pacific Gas and Electric Valley | PGE_Valley | CAISO | 1958-01-01 | 2050-12-31 | 39.5 | 1 | 39.5 | 39.5 | n/a | Hydro_Standard | Hydro | CAISO_Hydro |  |  |  | 1958 | 2050 | 0 | CAISO | 39.5 | 1899-12-31 | 1 |  | 2
519 | Bypass_GEN1 | Bypass-GEN1 | teppc | IPMV | IPMV | Idaho Magic Valley | IPCO | NW | 1988-06-18 | 2050-12-31 | 7.5 | 1 | 7.5 | 7.5 | Hydro | Hydro_Standard | Hydro | NW_Hydro |  |  |  | 1988 | 2050 | 0 | NW | 7.5 | 1899-12-31 | 1 |  | 2
520 | Bypass_GEN2 | Bypass-GEN2_61420 | teppc | IPFE | IPFE | Idaho Far East | IPCO | NW | 1988-06-18 | 2050-12-31 | 3.32 | 1 | 3.32 | 3.32 | Hydro | Hydro_Standard | Hydro | NW_Hydro |  |  |  | 1988 | 2050 | 0 | NW | 3.32 | 1899-12-31 | 1 |  | 2
521 | Bypass_GEN3 | Bypass-GEN3_61420 | teppc | IPFE | IPFE | Idaho Far East | IPCO | NW | 1988-06-18 | 2050-12-31 | 3.32 | 1 | 3.32 | 3.32 | Hydro | Hydro_Standard | Hydro | NW_Hydro |  |  |  | 1988 | 2050 | 0 | NW | 3.32 | 1899-12-31 | 1 |  | 2
522 | C_J_Strike_1 | C J Strike-1 | teppc | IPTV | IPTV | Idaho Treasure Valley | IPCO | NW | 1952-03-01 | 2050-12-31 | 27.6 | 1 | 27.6 | 27.6 | Hydro | Hydro_Standard | Hydro | NW_Hydro |  |  |  | 1952 | 2050 | 0 | NW | 27.6 | 1899-12-31 | 1 |  | 2
523 | C_J_Strike_2 | C J Strike-2 | teppc | IPTV | IPTV | Idaho Treasure Valley | IPCO | NW | 1952-03-01 | 2050-12-31 | 27.6 | 1 | 27.6 | 27.6 | Hydro | Hydro_Standard | Hydro | NW_Hydro |  |  |  | 1952 | 2050 | 0 | NW | 27.6 | 1899-12-31 | 1 |  | 2
524 | C_J_Strike_3 | C J Strike-3 | teppc | IPTV | IPTV | Idaho Treasure Valley | IPCO | NW | 1952-03-01 | 2050-12-31 | 27.6 | 1 | 27.6 | 27.6 | Hydro | Hydro_Standard | Hydro | NW_Hydro |  |  |  | 1952 | 2050 | 0 | NW | 27.6 | 1899-12-31 | 1 |  | 2
525 | C_Lenzie_CC1 | C_LenzieCC1 (Total CC Plant) | teppc | NEVP | NEVP | Nevada Power Company | NEVP | SW | 2006-02-01 | 2042-12-31 | 585 | 1 | 585 | 585 | CCWhole-NatGas-Industrial | CC_NG | CC | SW_CCGT |  |  |  | 2006 | 2042 | 0 | SW | 585 | 1899-12-31 | 1 |  | 2
526 | C_Lenzie_CC2 | C_LenzieCC2 (Total CC Plant) | teppc | NEVP | NEVP | Nevada Power Company | NEVP | SW | 2006-04-01 | 2042-12-31 | 585 | 1 | 585 | 585 | CCWhole-NatGas-Industrial | CC_NG | CC | SW_CCGT |  |  |  | 2006 | 2042 | 0 | SW | 585 | 1899-12-31 | 1 |  | 2
527 | Cabin_Creek_A | Cabin Creek A | teppc | PSCO | PSCO | Public Service Company of Colorado | PSCO | Excluded | 1973-10-01 | 2050-12-31 | 162 | 1 | 162 | 162 | PS-Hydro | Hydro_PumpedStorage | PSH | Excluded_Pumped_Hydro |  |  |  | 1974 | 2050 | 0 | Excluded | 162 | 1899-12-31 | 1 |  | 2
528 | Cabin_Creek_B | Cabin Creek B | teppc | PSCO | PSCO | Public Service Company of Colorado | PSCO | Excluded | 1966-12-01 | 2050-12-31 | 162 | 1 | 162 | 162 | PS-Hydro | Hydro_PumpedStorage | PSH | Excluded_Pumped_Hydro |  |  |  | 1967 | 2050 | 0 | Excluded | 162 | 1899-12-31 | 1 |  | 2
529 | CabinetGorge1 | Cabinet Gorge-1 | teppc | AVA | AVA | Avista Corp. | BPAT | NW | 1953-08-01 | 2050-12-31 | 59.4 | 1 | 59.4 | 59.4 | Hydro | Hydro_Standard | Hydro | NW_Hydro |  |  |  | 1954 | 2050 | 0 | NW | 59.4 | 1899-12-31 | 1 |  | 2
530 | CabinetGorge2 | Cabinet Gorge-2 | teppc | AVA | AVA | Avista Corp. | BPAT | NW | 1953-02-01 | 2050-12-31 | 73.2 | 1 | 73.2 | 73.2 | Hydro | Hydro_Standard | Hydro | NW_Hydro |  |  |  | 1953 | 2050 | 0 | NW | 73.2 | 1899-12-31 | 1 |  | 2
531 | CabinetGorge3 | Cabinet Gorge-3 | teppc | AVA | AVA | Avista Corp. | BPAT | NW | 1952-11-01 | 2050-12-31 | 73.2 | 1 | 73.2 | 73.2 | Hydro | Hydro_Standard | Hydro | NW_Hydro |  |  |  | 1953 | 2050 | 0 | NW | 73.2 | 1899-12-31 | 1 |  | 2
532 | CabinetGorge4 | Cabinet Gorge-4 | teppc | AVA | AVA | Avista Corp. | BPAT | NW | 1952-09-01 | 2050-12-31 | 59.4 | 1 | 59.4 | 59.4 | Hydro | Hydro_Standard | Hydro | NW_Hydro |  |  |  | 1953 | 2050 | 0 | NW | 59.4 | 1899-12-31 | 1 |  | 2
533 | CABZON_1_WINDA1 | Cabazon Wind Project | caiso | SCE | SCE | Southern California Edison | SCE | CAISO | 2002-08-31 | 2050-12-31 | 41 | 1 | 41 | 41 | n/a | wind_onshorewind | Wind | CAISO_Wind |  |  |  | 2003 | 2050 | 0 | CAISO | 41 | 1899-12-31 | 1 |  | 2
534 | CacheCreekLandfill | Cache Creek Landfill Gas Utilization Plant-1_IPP-CCL | teppc | BCHA | BCHA | British Columbia Transmission Company | BCHA_AESO | Excluded | 2014-09-01 | 2033-03-31 | 4.8 | 1 | 4.8 | 4.8 | Bio-ST | ST_Biomass | Biomass/Wood | Excluded_Biomass |  |  |  | 2015 | 2032 | 0 | Excluded | 4.8 | 1899-12-31 | 1 |  | 2
535 | Cairo_Jt_Solar |  | teppc | IPTV | IPTV | Idaho Treasure Valley | IPCO | NW | 1950-01-01 | 2050-12-31 | 3 | 1 | 3 | 3 | Solar | PVgeneric_sun | Solar_Fixed | NW_Solar |  |  |  | 1950 | 2050 | 0 | NW | 3 | 1899-12-31 | 1 |  | 2
N/A | CalCity_Solar_I__LLC | CalCity Solar I, LLC | rps | SCE | SCE | Southern California Edison | SCE | CAISO | 2019-05-01 | 2050-12-31 | 3 | 1 | 3 | 3 | Solar PV - Ground mountSolar: Tracking (1 Axis) | 1axPV_sun | Solar_1Axis | CAISO_Solar |  |  |  | 2019 | 2050 | 0 | CAISO | 3 | 0.95 | 1 |  | 3
536 | CALFTN_2_SOLAR | California Flats North | caiso | PGE_Valley | PGE_Valley | Pacific Gas and Electric Valley | PGE_Valley | CAISO |  | 2050-12-31 | 130 | 1 | 130 | 130 | PVgeneric_sun | PVgeneric_sun | Solar_Fixed | CAISO_Solar |  |  |  | 1900 | 2050 | 0 | CAISO | 130 | 1899-12-31 | 1 |  | 3
537 | CALFTS_2_CFSSR1 |  | caiso | PGE_Valley | PGE_Valley | Pacific Gas and Electric Valley | PGE_Valley | CAISO |  | 2050-12-31 | 150 | 1 | 150 | 150 | PVgeneric_sun | PVgeneric_sun | Solar_Fixed | CAISO_Solar |  |  |  | 1900 | 2050 | 0 | CAISO | 150 | 1899-12-31 | 1 |  | 3
538 | CALGEN_1_UNITS | Coso Navy 1 | caiso | SCE | SCE | Southern California Edison | SCE | CAISO | 1987-07-13 | 2050-12-31 | 92.2 | 1 | 92.2 | 92.2 | n/a | Geothermal_steam | Geothermal | CAISO_Geothermal |  |  |  | 1988 | 2050 | 0 | CAISO | 92.2 | 1899-12-31 | 1 |  | 3
539 | CALPIN_1_AGNEW | Agnews Power Plant | caiso | PGE_Bay | PGE_Bay | Pacific Gas and Electric Bay | PGE_Bay | CAISO | 1990-10-19 | 2050-12-31 | 28.56 | 1 | 28.56 | 28.56 | CCWhole-NatGas-Aero | CC_NG | CC | CAISO_CCGT2 |  |  |  | 1991 | 2050 | 0 | CAISO | 28.56 | 1899-12-31 | 1 |  | 3
540 | CalpineCC_Total | CalpineCC (Total CC Plant) | teppc | AESO | AESO | Alberta Electric System Operator | BCHA_AESO | Excluded | 2003-01-01 | 2050-12-01 | 300 | 1 | 300 | 300 | CCWhole-NatGas-Industrial | CC_NG | CC | Excluded_CCGT |  |  |  | 2003 | 2050 | 0 | Excluded | 300 | 1899-12-31 | 1 |  | 3
541 | CALPSS_6_SOLAR1 | Calipatria Solar Farm | caiso | IID | SDGE | San Diego Gas and Electric | SDGE | CAISO |  | 2050-12-31 | 19.9 | 1 | 19.9 | 19.9 | PVgeneric_sun | PVgeneric_sun | Solar_Fixed | CAISO_Solar |  |  |  | 1900 | 2050 | 0 | CAISO | 19.9 | 1899-12-31 | 1 |  | 3
542 | CAMCHE_1_PL1X3 | CAMANCHE UNITS 1, 2 & 3 AGGREGATE | caiso | PGE_Valley | PGE_Valley | Pacific Gas and Electric Valley | PGE_Valley | CAISO | 1983-01-01 | 2050-12-31 | 9.99 | 1 | 9.99 | 9.99 | n/a | Hydro_Standard | Hydro | CAISO_Hydro |  |  |  | 1983 | 2050 | 0 | CAISO | 9.99 | 1899-12-31 | 1 |  | 3
543 | Cameron | Cameron | rps | SDGE | SDG&E | San Diego Gas and Electric | SDGE | CAISO | 2020-03-31 | 2050-12-31 | 2.4 | 1 | 2.4 | 2.4 | Solar PV - Ground mountSolar: Fixed Tilt | FixedPV_sun | Solar_Fixed | CAISO_Solar |  |  |  | 2020 | 2050 | 0 | CAISO | 2.4 | 0.95 | 1 |  | 3
544 | Camino_1 | Camino H1 | teppc | BANC | BANC | Balancing Authority of Northern California | SMUD | BANC | 1963-10-01 | 2050-01-01 | 75 | 1 | 75 | 75 | Hydro | Hydro_Standard | Hydro | BANC_Hydro |  |  |  | 1964 | 2049 | 0 | BANC | 75 | 1899-12-31 | 1 |  | 3
545 | Camino_2 | Camino H2 | teppc | BANC | BANC | Balancing Authority of Northern California | SMUD | BANC | 1968-08-01 | 2050-01-01 | 75 | 1 | 75 | 75 | Hydro | Hydro_Standard | Hydro | BANC_Hydro |  |  |  | 1969 | 2049 | 0 | BANC | 75 | 1899-12-31 | 1 |  | 3
546 | CAMLOT_2_SOLAR1 | Camelot | caiso | PGE_Valley | PGE_Valley | Pacific Gas and Electric Valley | PGE_Valley | CAISO | 2014-12-11 | 2050-12-31 | 45 | 1 | 45 | 45 | n/a | PVgeneric_sun | Solar_Fixed | CAISO_Solar |  |  |  | 2015 | 2050 | 0 | CAISO | 45 | 1899-12-31 | 1 |  | 3
547 | CAMLOT_2_SOLAR2 | Columbia Two | caiso | SCE | SCE | Southern California Edison | SCE | CAISO | 2014-12-10 | 2050-12-31 | 15 | 1 | 15 | 15 | n/a | PVgeneric_sun | Solar_Fixed | CAISO_Solar |  |  |  | 2015 | 2050 | 0 | CAISO | 15 | 1899-12-31 | 1 |  | 3
548 | Campbell_Hill | Campbell Hill Windpower-CHWF | teppc | PAWY | PAWY | Wyoming, PACE Utility | PACE | NW | 2009-11-01 | 2050-12-31 | 100.5 | 1 | 100.5 | 100.5 | WT-Onshore | wind_onshorewind | Wind | NW_Wind |  |  |  | 2010 | 2050 | 0 | NW | 100.5 | 1899-12-31 | 1 |  | 3
549 | CAMPFW_7_FARWST | CAMP FAR WEST HYDRO | caiso | PGE_Valley | PGE_Valley | Pacific Gas and Electric Valley | PGE_Valley | CAISO | 1985-01-01 | 2050-12-31 | 8 | 1 | 8 | 8 | n/a | Hydro_Standard | Hydro | CAISO_Small_Hydro | BANC | 8 |  | 1985 | 2050 | 0 | BANC | 8 | 1899-12-31 | 1 |  | 3
550 | CampReedWind | Camp Reed-CRWP | teppc | IPMV | IPMV | Idaho Magic Valley | IPCO | NW | 2010-12-21 | 2050-12-31 | 100.5 | 1 | 100.5 | 100.5 | WT-Onshore | wind_onshorewind | Wind | NW_Wind |  |  |  | 2011 | 2050 | 0 | NW | 100.5 | 1899-12-31 | 1 |  | 3
551 | Camrose_1 | Cargill Camrose CT1 | teppc | AESO | AESO | Alberta Electric System Operator | BCHA_AESO | Excluded | 2015-06-30 | 2050-12-31 | 11.3 | 1 | 11.3 | 11.3 | CT-AB-Cogen | Cogen_NG | Cogen | Excluded_CHP |  |  |  | 2015 | 2050 | 0 | Excluded | 11.3 | 1899-12-31 | 1 |  | 3
552 | CANCARB1_1 | CANCARB 1-1 | teppc | BCHA | BCHA | British Columbia Transmission Company | BCHA_AESO | Excluded | 2000-12-01 | 2050-12-01 | 36 | 1 | 36 | 36 | Bio-ST | ST_Biomass | Biomass/Wood | Excluded_Biomass |  |  |  | 2001 | 2050 | 0 | Excluded | 36 | 1899-12-31 | 1 |  | 3
553 | Canoe_Creek | Canoe Creek Hydro-1_Canoe Creek Hydro-1_IPP-CNK | teppc | BCHA | BCHA | British Columbia Transmission Company | BCHA_AESO | Excluded | 2010-06-21 | 2050-06-13 | 5.5 | 1 | 5.5 | 5.5 | Hydro | Hydro_Standard | Hydro | Excluded_Hydro |  |  |  | 2010 | 2049 | 0 | Excluded | 5.5 | 1899-12-31 | 1 |  | 3
554 | CANTUA_1_SOLAR |  | caiso | PGE_Valley | PGE_Valley | Pacific Gas and Electric Valley | PGE_Valley | CAISO | 2012-07-25 | 2050-12-31 | 20 | 1 | 20 | 20 | n/a | PVgeneric_sun | Solar_Fixed | CAISO_Solar |  |  |  | 2013 | 2050 | 0 | CAISO | 20 | 1899-12-31 | 1 |  | 3
555 | Canyon_Ferry_1 | Canyon Ferry-1 | teppc | NWMT | NWMT | NorthWestern Energy | NWMT_WAUW | NW | 1953-12-01 | 2050-12-31 | 16.6 | 1 | 16.6 | 16.6 | Hydro | Hydro_Standard | Hydro | NW_Hydro |  |  |  | 1954 | 2050 | 0 | NW | 16.6 | 1899-12-31 | 1 |  | 3
556 | Canyon_Ferry_2 | Canyon Ferry-2 | teppc | NWMT | NWMT | NorthWestern Energy | NWMT_WAUW | NW | 1954-04-01 | 2050-12-31 | 16.6 | 1 | 16.6 | 16.6 | Hydro | Hydro_Standard | Hydro | NW_Hydro |  |  |  | 1954 | 2050 | 0 | NW | 16.6 | 1899-12-31 | 1 |  | 3
557 | Canyon_Ferry_3 | Canyon Ferry-3 | teppc | NWMT | NWMT | NorthWestern Energy | NWMT_WAUW | NW | 1954-03-01 | 2050-12-31 | 16.6 | 1 | 16.6 | 16.6 | Hydro | Hydro_Standard | Hydro | NW_Hydro |  |  |  | 1954 | 2050 | 0 | NW | 16.6 | 1899-12-31 | 1 |  | 3
558 | Canyon_Springs | Canyon Springs-1 | teppc | IPFE | IPFE | Idaho Far East | IPCO | NW | 1984-10-01 | 2030-04-15 | 0.13 | 1 | 0.13 | 0.13 | Hydro | Hydro_Standard | Hydro | NW_Hydro |  |  |  | 1985 | 2029 | 0 | NW | 0.13 | 1899-12-31 | 1 |  | 3
559 | CapeScott1 | Cape Scott (formerly Knob Hill Wind)-_IPP-CSS1 | teppc | BCHA | BCHA | British Columbia Transmission Company | BCHA_AESO | Excluded | 2013-10-15 | 2033-10-15 | 18 | 1 | 18 | 18 | WT-Onshore | wind_onshorewind | Wind | Excluded_Wind | CAISO | 18 |  | 2014 | 2033 | 0 | CAISO | 18 | 1899-12-31 | 1 |  | 3
560 | CapeScott2 | Cape Scott (formerly Knob Hill Wind)-_IPP-CSS2 | teppc | BCHA | BCHA | British Columbia Transmission Company | BCHA_AESO | Excluded | 2013-10-15 | 2033-10-15 | 19.8 | 1 | 19.8 | 19.8 | WT-Onshore | wind_onshorewind | Wind | Excluded_Wind | CAISO | 19.8 |  | 2014 | 2033 | 0 | CAISO | 19.8 | 1899-12-31 | 1 |  | 3
561 | CapeScott3 | Cape Scott (formerly Knob Hill Wind)-_IPP-CSS3 | teppc | BCHA | BCHA | British Columbia Transmission Company | BCHA_AESO | Excluded | 2013-10-15 | 2033-10-15 | 18 | 1 | 18 | 18 | WT-Onshore | wind_onshorewind | Wind | Excluded_Wind | CAISO | 18 |  | 2014 | 2033 | 0 | CAISO | 18 | 1899-12-31 | 1 |  | 3
562 | CapeScott4 | Cape Scott (formerly Knob Hill Wind)-_IPP-CSS4 | teppc | BCHA | BCHA | British Columbia Transmission Company | BCHA_AESO | Excluded | 2013-10-15 | 2033-10-15 | 23.4 | 1 | 23.4 | 23.4 | WT-Onshore | wind_onshorewind | Wind | Excluded_Wind | CAISO | 23.4 |  | 2014 | 2033 | 0 | CAISO | 23.4 | 1899-12-31 | 1 |  | 3
563 | CapeScott5 | Cape Scott (formerly Knob Hill Wind)-_IPP-CSS5 | teppc | BCHA | BCHA | British Columbia Transmission Company | BCHA_AESO | Excluded | 2013-10-15 | 2033-10-15 | 19.8 | 1 | 19.8 | 19.8 | WT-Onshore | wind_onshorewind | Wind | Excluded_Wind | CAISO | 19.8 |  | 2014 | 2033 | 0 | CAISO | 19.8 | 1899-12-31 | 1 |  | 3
564 | CAPMAD_1_UNIT_1 |  | caiso | PGE_Valley | PGE_Valley | Pacific Gas and Electric Valley | PGE_Valley | CAISO | 2001-05-16 | 2014-07-24 | 4.64 | 1 | 4.64 | 4.64 | n/a |  |  | 0 |  |  |  | 2001 | 2014 | 0 | CAISO | 4.64 | 1899-12-31 | 1 |  | 3
565 | CAPWD_1_QF |  | caiso | SCE | SCE | Southern California Edison | SCE | CAISO | 1985-03-15 | 2050-12-31 | 19.55 | 1 | 19.55 | 19.55 | n/a | wind_onshorewind | Wind | CAISO_Wind |  |  |  | 1985 | 2050 | 0 | CAISO | 19.55 | 1899-12-31 | 1 |  | 3
566 | CARBOU_7_PL2X3 | CARIBOU PH 1 UNIT 2 & 3 AGGREGATE | caiso | PGE_Valley | PGE_Valley | Pacific Gas and Electric Valley | PGE_Valley | CAISO | 1921-01-01 | 2050-12-31 | 49 | 1 | 49 | 49 | n/a | Hydro_Standard | Hydro | CAISO_Hydro |  |  |  | 1921 | 2050 | 0 | CAISO | 49 | 1899-12-31 | 1 |  | 3
567 | CARBOU_7_PL4X5 | CARIBOU PH 2 UNIT 4 & 5 AGGREGATE | caiso | PGE_Valley | PGE_Valley | Pacific Gas and Electric Valley | PGE_Valley | CAISO | 1958-01-01 | 2050-12-31 | 120 | 1 | 120 | 120 | n/a | Hydro_Standard | Hydro | CAISO_Hydro |  |  |  | 1958 | 2050 | 0 | CAISO | 120 | 1899-12-31 | 1 |  | 3
568 | CARBOU_7_UNIT_1 | CARIBOU PH 1 UNIT 1 | caiso | PGE_Valley | PGE_Valley | Pacific Gas and Electric Valley | PGE_Valley | CAISO | 1921-01-01 | 2050-12-31 | 24 | 1 | 24 | 24 | n/a | Hydro_Standard | Hydro | CAISO_Hydro |  |  |  | 1921 | 2050 | 0 | CAISO | 24 | 1899-12-31 | 1 |  | 3
569 | CargillB6Bio1 | Cargill B6 Biofactory-1 | teppc | CISC | CISC | Southern California Edison | SCE | CAISO | 2009-09-01 | 2050-12-31 | 0 | 0 |  | 1.1 | Bio-ICE | ICE_Biomass | Biomass/Wood | CAISO_Biomass |  |  |  | 2010 | 2050 | 0 | CAISO | 1.1 | 1899-12-31 | 1 |  | 3
570 | CargillB6Bio2 | Cargill B6 Biofactory-2 | teppc | CISC | CISC | Southern California Edison | SCE | CAISO | 2009-09-01 | 2050-12-31 | 0 | 0 |  | 1.1 | Bio-ICE | ICE_Biomass | Biomass/Wood | CAISO_Biomass |  |  |  | 2010 | 2050 | 0 | CAISO | 1.1 | 1899-12-31 | 1 |  | 3
571 | CargillDryCreekBio1 | Cargill Dry Creek Biofactory-GS1 | teppc | IPFE | IPFE | Idaho Far East | IPCO | NW | 2008-08-28 | 2050-12-31 | 0.8 | 1 | 0.8 | 0.8 | Bio-ICE | ICE_Biomass | Biomass/Wood | NW_Biomass |  |  |  | 2009 | 2050 | 0 | NW | 0.8 | 1899-12-31 | 1 |  | 3
572 | CargillDryCreekBio2 | Cargill Dry Creek Biofactory-GS2 | teppc | IPFE | IPFE | Idaho Far East | IPCO | NW | 2008-08-28 | 2050-12-31 | 0.8 | 1 | 0.8 | 0.8 | Bio-ICE | ICE_Biomass | Biomass/Wood | NW_Biomass |  |  |  | 2009 | 2050 | 0 | NW | 0.8 | 1899-12-31 | 1 |  | 3
573 | CargillDryCreekBio3 | Cargill Dry Creek Biofactory-GS3 | teppc | IPFE | IPFE | Idaho Far East | IPCO | NW | 2008-08-28 | 2050-12-31 | 0.8 | 1 | 0.8 | 0.8 | Bio-ICE | ICE_Biomass | Biomass/Wood | NW_Biomass |  |  |  | 2009 | 2050 | 0 | NW | 0.8 | 1899-12-31 | 1 |  | 3
574 | CariboPulpPaper1 | Cariboo Pulp & Paper-1¦CBP-13-1 | teppc | BCHA | BCHA | British Columbia Transmission Company | BCHA_AESO | Excluded | 2012-09-01 | 2040-10-30 | 30.65 | 1 | 30.65 | 30.65 | Bio-ST | ST_Biomass | Biomass/Wood | Excluded_Biomass |  |  |  | 2013 | 2040 | 0 | Excluded | 30.65 | 1899-12-31 | 1 |  | 3
575 | CariboPulpPaper2 | Cariboo Pulp & Paper-2¦CBP-13-2 | teppc | BCHA | BCHA | British Columbia Transmission Company | BCHA_AESO | Excluded | 2012-09-01 | 2040-10-30 | 30.65 | 1 | 30.65 | 30.65 | Bio-ST | ST_Biomass | Biomass/Wood | Excluded_Biomass |  |  |  | 2013 | 2040 | 0 | Excluded | 30.65 | 1899-12-31 | 1 |  | 3
576 | CARLS1_2_CARCT1 | CARLS1_2_CTG7 | caiso | SDGE | SDGE | San Diego Gas and Electric | SDGE | CAISO | 2018-12-01 | 2050-12-31 | 422 | 1 | 422 | 422 | COMBUSTION TURBINE_NATURAL GAS | CT_NG | CT | CAISO_Peaker1 |  |  |  | 2019 | 2050 | 0 | CAISO | 422 | 1899-12-31 | 1 |  | 3
577 | CARLS2_1_CARCT1 |  | caiso | SDGE | SDGE | San Diego Gas and Electric | SDGE | CAISO | 2018-12-01 | 2050-12-31 | 105.5 | 1 | 105.5 | 105.5 | CT_NG | CT_NG | CT | CAISO_Peaker1 |  |  |  | 2019 | 2050 | 0 | CAISO | 105.5 | 1899-12-31 | 1 |  | 3
578 | Carmen_Smith_1 | Carmen Smith-1 | teppc | BPAT | BPAT | Bonneville Power Administration – Transmission | BPAT | NW | 1963-08-01 | 2050-12-31 | 52.2 | 1 | 52.2 | 52.2 | Hydro | Hydro_Standard | Hydro | NW_Hydro |  |  |  | 1964 | 2050 | 0 | NW | 52.2 | 1899-12-31 | 1 |  | 3
579 | Carmen_Smith_2 | Carmen Smith-2 | teppc | BPAT | BPAT | Bonneville Power Administration – Transmission | BPAT | NW | 1963-08-01 | 2050-12-31 | 52.2 | 1 | 52.2 | 52.2 | Hydro | Hydro_Standard | Hydro | NW_Hydro |  |  |  | 1964 | 2050 | 0 | NW | 52.2 | 1899-12-31 | 1 |  | 3
580 | Carmen_Smith_3 | Carmen Smith-3 | teppc | BPAT | BPAT | Bonneville Power Administration – Transmission | BPAT | NW | 1963-08-01 | 2050-12-31 | 9.9 | 1 | 9.9 | 9.9 | Hydro | Hydro_Standard | Hydro | NW_Hydro |  |  |  | 1964 | 2050 | 0 | NW | 9.9 | 1899-12-31 | 1 |  | 3
581 | CarmonCreekCC1 | Shell Carmon Creek 1 | teppc | BCHA | BCHA | British Columbia Transmission Company | BCHA_AESO | Excluded | 2015-08-01 | 2050-12-31 | 200 | 1 | 200 | 200 | CCWhole-NatGas-Industrial | CC_NG | CC | Excluded_CCGT |  |  |  | 2016 | 2050 | 0 | Excluded | 200 | 1899-12-31 | 1 |  | 3
582 | CarmonCreekCC2 | Shell Carmon Creek 2 | teppc | BCHA | BCHA | British Columbia Transmission Company | BCHA_AESO | Excluded | 2015-11-01 | 2050-12-31 | 200 | 1 | 200 | 200 | CCWhole-NatGas-Industrial | CC_NG | CC | Excluded_CCGT |  |  |  | 2016 | 2050 | 0 | Excluded | 200 | 1899-12-31 | 1 |  | 3
583 | CarmonCreekCC3 | Shell Carmon Creek 3 | teppc | BCHA | BCHA | British Columbia Transmission Company | BCHA_AESO | Excluded | 2016-02-01 | 2050-12-31 | 200 | 1 | 200 | 200 | CCWhole-NatGas-Industrial | CC_NG | CC | Excluded_CCGT |  |  |  | 2016 | 2050 | 0 | Excluded | 200 | 1899-12-31 | 1 |  | 3
584 | Carousel_Wind | Carousel Wind Farm (Kit Carson) CW1 | teppc | WACM | WACM | Western Area Power Administration, Colorado-Missouri Region | WACM | Excluded | 2015-12-01 | 2050-12-31 | 149.6 | 1 | 149.6 | 149.6 | WT-Onshore | wind_onshorewind | Wind | Excluded_Wind |  |  |  | 2016 | 2050 | 0 | Excluded | 149.6 | 1899-12-31 | 1 |  | 3
585 | Carsela1_1 | Carsela1-1 | teppc | AESO | AESO | Alberta Electric System Operator | BCHA_AESO | Excluded | 2001-09-01 | 2050-12-01 | 40 | 1 | 40 | 40 | CT-NatGas-Industrial | CT_NG | CT | Excluded_Peaker |  |  |  | 2002 | 2050 | 0 | Excluded | 40 | 1899-12-31 | 1 |  | 3
586 | Carsela2_2 | Carsela2-2 | teppc | AESO | AESO | Alberta Electric System Operator | BCHA_AESO | Excluded | 2001-09-01 | 2050-12-01 | 40 | 1 | 40 | 40 | CT-AB-Cogen | Cogen_NG | Cogen | Excluded_CHP |  |  |  | 2002 | 2050 | 0 | Excluded | 40 | 1899-12-31 | 1 |  | 3
587 | Carson_Ice_CC | Carson Ice Cogen (Total CC Plant) | teppc | BANC | BANC | Balancing Authority of Northern California | SMUD | BANC | 1995-10-01 | 2050-12-31 | 62.7 | 1 | 62.7 | 62.7 | CCWhole-NatGas-Aero | CC_NG | CC | BANC_CCGT |  |  |  | 1996 | 2050 | 0 | BANC | 62.7 | 1899-12-31 | 1 |  | 3
588 | Carson_Ice_Peaker | Carson Ice Cogeneration CT CCCT | teppc | BANC | BANC | Balancing Authority of Northern California | SMUD | BANC | 1995-10-01 | 2050-12-31 | 42 | 1 | 42 | 42 | CT-NatGas-Industrial | CT_NG | CT | BANC_Peaker |  |  |  | 1996 | 2050 | 0 | BANC | 42 | 1899-12-31 | 1 |  | 3
589 | CarsonCreek_1 | Pengrowth Carson Creek 1 | teppc | BCHA | BCHA | British Columbia Transmission Company | BCHA_AESO | Excluded | 2014-02-01 | 2050-12-31 | 15 | 1 | 15 | 15 | CT-NatGas-Industrial | CT_NG | CT | Excluded_Peaker |  |  |  | 2014 | 2050 | 0 | Excluded | 15 | 1899-12-31 | 1 |  | 3
590 | CartyGenStaCC_Total | Carty Generating Station Total CC Plant | teppc | PGE | PGE | Portland General Electric Company | PortlandGE | NW | 2016-01-01 | 2050-12-31 | 440 | 1 | 440 | 440 | CCWhole-NatGas-Industrial | CC_NG | CC | NW_CCGT |  |  |  | 2016 | 2050 | 0 | NW | 440 | 1899-12-31 | 1 |  | 3
591 | CartyGenStaCC2_Total | Carty Generating Station Total CC Plant | teppc | BPAT | BPAT | Bonneville Power Administration – Transmission | BPAT | NW | 2021-01-01 | 2050-12-31 | 505.12 | 1 | 505.12 | 505.12 | CCWhole-NatGas-Industrial | CC_NG | CC | NW_CCGT |  |  |  | 2021 | 2050 | 0 | NW | 505.12 | 1899-12-31 | 1 |  | 3
592 | Casa_Mesa_Wind | EL_CABO_1 | teppc | PNM | PNM | Public Service Company of New Mexico | PNM_EPE | SW | 2017-06-01 | 2050-12-31 | 50 | 1 | 50 | 50 | WT-Onshore | wind_onshorewind | Wind | SW_Wind |  |  |  | 2017 | 2050 | 0 | SW | 50 | 1899-12-31 | 1 |  | 3
593 | Cascade_ID_1 | Cascade (Idaho)-1 | teppc | IPTV | IPTV | Idaho Treasure Valley | IPCO | NW | 1984-05-01 | 2050-12-31 | 6.2 | 1 | 6.2 | 6.2 | Hydro | Hydro_Standard | Hydro | NW_Hydro |  |  |  | 1984 | 2050 | 0 | NW | 6.2 | 1899-12-31 | 1 |  | 3
594 | Cascade_ID_2 | Cascade (Idaho)-2 | teppc | IPTV | IPTV | Idaho Treasure Valley | IPCO | NW | 1983-12-01 | 2050-12-31 | 6.2 | 1 | 6.2 | 6.2 | Hydro | Hydro_Standard | Hydro | NW_Hydro |  |  |  | 1984 | 2050 | 0 | NW | 6.2 | 1899-12-31 | 1 |  | 3
595 | Cascade1_1 | Cascade1-1 | teppc | AESO | AESO | Alberta Electric System Operator | BCHA_AESO | Excluded | 1954-01-01 | 2050-12-01 | 17 | 1 | 17 | 17 | Hydro | Hydro_Standard | Hydro | Excluded_Hydro |  |  |  | 1954 | 2050 | 0 | Excluded | 17 | 1899-12-31 | 1 |  | 3
596 | Cascade2_2 | Cascade2-2 | teppc | AESO | AESO | Alberta Electric System Operator | BCHA_AESO | Excluded | 1954-01-01 | 2050-12-01 | 18 | 1 | 18 | 18 | Hydro | Hydro_Standard | Hydro | Excluded_Hydro |  |  |  | 1954 | 2050 | 0 | Excluded | 18 | 1899-12-31 | 1 |  | 3
597 | Casper_Wind | Casper Wind Farm-CWGT | teppc | PAWY | PAWY | Wyoming, PACE Utility | PACE | NW | 2009-11-01 | 2050-12-31 | 16.5 | 1 | 16.5 | 16.5 | WT-Onshore | wind_onshorewind | Wind | NW_Wind |  |  |  | 2010 | 2050 | 0 | NW | 16.5 | 1899-12-31 | 1 |  | 3
598 | CassiaGulch | Cassia Gulch Wind Park LLC-1 | teppc | IPMV | IPMV | Idaho Magic Valley | IPCO | NW | 2009-02-18 | 2050-12-31 | 18.9 | 1 | 18.9 | 18.9 | WT-Onshore | wind_onshorewind | Wind | NW_Wind |  |  |  | 2009 | 2050 | 0 | NW | 18.9 | 1899-12-31 | 1 |  | 3
599 | CassiaWind | Cassia Wind Farm LLC-1 | teppc | IPFE | IPFE | Idaho Far East | IPCO | NW | 2009-02-01 | 2050-12-31 | 10.5 | 1 | 10.5 | 10.5 | WT-Onshore | wind_onshorewind | Wind | NW_Wind |  |  |  | 2009 | 2050 | 0 | NW | 10.5 | 1899-12-31 | 1 |  | 3
600 | Castaic_1 | Castaic 1 | teppc | LDWP | LDWP | Los Angeles Department of Water and Power | LADWP | LDWP | 2013-07-01 | 2050-12-31 | 240 | 1 | 240 | 240 | PS-Hydro | Hydro_PumpedStorage | PSH | LDWP_Existing_Pumped_Storage |  |  |  | 2014 | 2050 | 0 | LDWP | 240 | 1899-12-31 | 1 |  | 3
601 | Castaic_2 | Castaic 2 | teppc | LDWP | LDWP | Los Angeles Department of Water and Power | LADWP | LDWP | 1974-07-01 | 2050-01-01 | 250 | 1 | 250 | 250 | PS-Hydro | Hydro_PumpedStorage | PSH | LDWP_Existing_Pumped_Storage |  |  |  | 1975 | 2049 | 0 | LDWP | 250 | 1899-12-31 | 1 |  | 3
602 | Castaic_3 | Castaic 3 | teppc | LDWP | LDWP | Los Angeles Department of Water and Power | LADWP | LDWP | 1976-07-01 | 2050-01-01 | 240 | 1 | 240 | 240 | PS-Hydro | Hydro_PumpedStorage | PSH | LDWP_Existing_Pumped_Storage |  |  |  | 1977 | 2049 | 0 | LDWP | 240 | 1899-12-31 | 1 |  | 3
603 | Castaic_4 | Castaic 4 | teppc | LDWP | LDWP | Los Angeles Department of Water and Power | LADWP | LDWP | 1977-06-01 | 2050-01-01 | 240 | 1 | 240 | 240 | PS-Hydro | Hydro_PumpedStorage | PSH | LDWP_Existing_Pumped_Storage |  |  |  | 1977 | 2049 | 0 | LDWP | 240 | 1899-12-31 | 1 |  | 3
604 | Castaic_5 | Castaic 5 | teppc | LDWP | LDWP | Los Angeles Department of Water and Power | LADWP | LDWP | 1977-12-01 | 2050-01-01 | 240 | 1 | 240 | 240 | PS-Hydro | Hydro_PumpedStorage | PSH | LDWP_Existing_Pumped_Storage |  |  |  | 1978 | 2049 | 0 | LDWP | 240 | 1899-12-31 | 1 |  | 3
605 | Castaic_6 | Castaic 6 | teppc | LDWP | LDWP | Los Angeles Department of Water and Power | LADWP | LDWP | 1978-08-01 | 2050-01-01 | 250 | 1 | 250 | 250 | PS-Hydro | Hydro_PumpedStorage | PSH | LDWP_Existing_Pumped_Storage |  |  |  | 1979 | 2049 | 0 | LDWP | 250 | 1899-12-31 | 1 |  | 3
606 | Castaic_7 | Castaic Hydro 7 | teppc | LDWP | LDWP | Los Angeles Department of Water and Power | LADWP | LDWP | 1950-01-01 | 2050-12-31 | 56 | 1 | 56 | 56 | Hydro | Hydro_Standard | Hydro | LDWP_Small_Hydro |  |  |  | 1950 | 2050 | 0 | LDWP | 56 | 1899-12-31 | 1 |  | 3
607 | Castle_Creek1 | Castle Creek (formerly Benjamin Creek)-1_IPP-CSL | teppc | BCHA | BCHA | British Columbia Transmission Company | BCHA_AESO | Excluded | 2014-04-01 | 2039-03-31 | 3 | 1 | 3 | 3 | Hydro | Hydro_Standard | Hydro | Excluded_Hydro |  |  |  | 2014 | 2038 | 0 | Excluded | 3 | 1899-12-31 | 1 |  | 3
608 | Castle_Creek2 | Castle Creek (formerly Benjamin Creek)-2_IPP-CSL | teppc | BCHA | BCHA | British Columbia Transmission Company | BCHA_AESO | Excluded | 2014-04-01 | 2039-03-31 | 3 | 1 | 3 | 3 | Hydro | Hydro_Standard | Hydro | Excluded_Hydro |  |  |  | 2014 | 2038 | 0 | Excluded | 3 | 1899-12-31 | 1 |  | 3
609 | CastlerockG1_1 | CastlerockG1-1 | teppc | AESO | AESO | Alberta Electric System Operator | BCHA_AESO | Excluded | 2012-05-31 | 2050-12-31 | 115 | 1 | 115 | 115 | WT-Onshore | wind_onshorewind | Wind | Excluded_Wind |  |  |  | 2012 | 2050 | 0 | Excluded | 115 | 1899-12-31 | 1 |  | 3
610 | CASTRIV1_1 | CASTRIV1-1 | teppc | AESO | AESO | Alberta Electric System Operator | BCHA_AESO | Excluded | 2000-10-21 | 2050-12-31 | 21.1 | 1 | 21.1 | 21.1 | WT-Onshore | wind_onshorewind | Wind | Excluded_Wind |  |  |  | 2001 | 2050 | 0 | Excluded | 21.1 | 1899-12-31 | 1 |  | 3
611 | CASTRIV2_2 | CASTRIV2-2 | teppc | AESO | AESO | Alberta Electric System Operator | BCHA_AESO | Excluded | 2001-09-15 | 2050-12-31 | 18.5 | 1 | 18.5 | 18.5 | WT-Onshore | wind_onshorewind | Wind | Excluded_Wind |  |  |  | 2002 | 2050 | 0 | Excluded | 18.5 | 1899-12-31 | 1 |  | 3
612 | CASTVL_2_FCELL |  | caiso | PGE_Valley | PGE_Valley | Pacific Gas and Electric Valley | PGE_Valley | CAISO |  | 2050-12-31 | 0 | 0 |  | 1.4 | ST_Biomass | ST_Biomass | Biomass/Wood | CAISO_Biomass |  |  |  | 1900 | 2050 | 0 | CAISO | 1.4 | 1899-12-31 | 1 |  | 3
613 | CATLNA_2_SOLAR | Catalina Solar - Phases 1 and 2 | caiso | SCE | SCE | Southern California Edison | SCE | CAISO |  | 2050-12-31 | 110 | 1 | 110 | 110 | n/a | PVgeneric_sun | Solar_Fixed | CAISO_Solar |  |  |  | 1900 | 2050 | 0 | CAISO | 110 | 1899-12-31 | 1 |  | 3
614 | CATLNA_2_SOLAR2 | Catalina Solar 2 | caiso | SCE | SCE | Southern California Edison | SCE | CAISO | 2015-07-22 | 2050-12-31 | 18 | 1 | 18 | 18 | n/a | PVgeneric_sun | Solar_Fixed | CAISO_Solar |  |  |  | 2016 | 2050 | 0 | CAISO | 18 | 1899-12-31 | 1 |  | 3
615 | CavalierCC_Total | CavalierCC (Total CC Plant) | teppc | AESO | AESO | Alberta Electric System Operator | BCHA_AESO | Excluded | 2001-07-01 | 2050-12-01 | 120 | 1 | 120 | 120 | CCWhole-NatGas-Aero | CC_NG | CC | Excluded_CCGT |  |  |  | 2002 | 2050 | 0 | Excluded | 120 | 1899-12-31 | 1 |  | 3
616 | CAVLSR_2_BSOLAR | California Valley Solar Ranch-Phase B | caiso | PGE_Bay | PGE_Bay | Pacific Gas and Electric Bay | PGE_Bay | CAISO | 2013-01-01 | 2050-12-31 | 40 | 1 | 40 | 40 | n/a | PVgeneric_sun | Solar_Fixed | CAISO_Solar |  |  |  | 2013 | 2050 | 0 | CAISO | 40 | 1899-12-31 | 1 |  | 3
617 | CAVLSR_2_RSOLAR | California Valley Solar Ranch-Phase A | caiso | PGE_Bay | PGE_Bay | Pacific Gas and Electric Bay | PGE_Bay | CAISO | 2013-11-01 | 2050-12-31 | 210 | 1 | 210 | 210 | n/a | PVgeneric_sun | Solar_Fixed | CAISO_Solar |  |  |  | 2014 | 2050 | 0 | CAISO | 210 | 1899-12-31 | 1 |  | 3
618 | CAYTNO_2_VASCO | Vasco Road | caiso | PGE_Bay | PGE_Bay | Pacific Gas and Electric Bay | PGE_Bay | CAISO | 2014-02-05 | 2050-12-31 | 4.3 | 1 | 4.3 | 4.3 | n/a | Biogas_ | Biogas_LandfillGas | CAISO_Biomass |  |  |  | 2014 | 2050 | 0 | CAISO | 4.3 | 1899-12-31 | 1 |  | 3
619 | CBN_BIO_13 | CBN_BIO 13 | teppc | BCHA | BCHA | British Columbia Transmission Company | BCHA_AESO | Excluded | 2018-09-30 | 2050-03-30 | 10.5 | 1 | 10.5 | 10.5 | Steam | ST_NG | Steam | Excluded_ST |  |  |  | 2019 | 2049 | 0 | Excluded | 10.5 | 1899-12-31 | 1 |  | 3
620 | CC_Creek | CC Creek-1_CC Creek-1_IPP-CCC | teppc | PSCO | PSCO | Public Service Company of Colorado | PSCO | Excluded | 2015-11-01 | 2045-10-31 | 5 | 1 | 5 | 5 | Hydro | Hydro_Standard | Hydro | Excluded_Hydro |  |  |  | 2016 | 2045 | 0 | Excluded | 5 | 1899-12-31 | 1 |  | 3
N/A | CCRITA_7_RPPCHF | Rancho Penasquitos Hydro Facility | caiso | SDGE | SDGE | San Diego Gas and Electric | SDGE | CAISO | 2007-01-23 | 2050-12-31 | 5.25 | 1 | 5.25 | 5.25 | n/a | Hydro_Standard | Hydro | CAISO_Small_Hydro |  |  |  | 2007 | 2050 | 0 | CAISO | 5.25 | 1899-12-31 | 1 |  | 4
621 | CDWR07_2_GEN | WNDGPP_2_NSPIN | caiso | PGE_Valley | PGE_Valley | Pacific Gas and Electric Valley | PGE_Valley | CAISO |  | 2050-12-31 | 116 | 1 | 116 | 116 | n/a | Hydro_PumpedStorage | PSH | CAISO_Existing_Pumped_Storage |  |  |  | 1900 | 2050 | 0 | CAISO | 116 | 1899-12-31 | 1 |  | 4
622 | Cedar_Creek_1A | Cedar Creek Wind Project 1A | teppc | PSCO | PSCO | Public Service Company of Colorado | PSCO | Excluded | 2007-11-01 | 2050-12-31 | 220 | 1 | 220 | 220 | WT-Onshore | wind_onshorewind | Wind | Excluded_Wind |  |  |  | 2008 | 2050 | 0 | Excluded | 220 | 1899-12-31 | 1 |  | 4
623 | Cedar_Creek_1B | Cedar Creek Wind Project 1B | teppc | PSCO | PSCO | Public Service Company of Colorado | PSCO | Excluded | 2007-11-01 | 2050-12-31 | 80 | 1 | 80 | 80 | WT-Onshore | wind_onshorewind | Wind | Excluded_Wind |  |  |  | 2008 | 2050 | 0 | Excluded | 80 | 1899-12-31 | 1 |  | 4
624 | Cedar_Creek_2A | Cedar Creek Wind II 1A | teppc | PSCO | PSCO | Public Service Company of Colorado | PSCO | Excluded | 2011-10-01 | 2050-12-31 | 150 | 1 | 150 | 150 | WT-Onshore | wind_onshorewind | Wind | Excluded_Wind |  |  |  | 2012 | 2050 | 0 | Excluded | 150 | 1899-12-31 | 1 |  | 4
625 | Cedar_Creek_2B | Cedar Creek Wind II 1B | teppc | PSCO | PSCO | Public Service Company of Colorado | PSCO | Excluded | 2011-10-01 | 2050-12-31 | 100 | 1 | 100 | 100 | WT-Onshore | wind_onshorewind | Wind | Excluded_Wind |  |  |  | 2012 | 2050 | 0 | Excluded | 100 | 1899-12-31 | 1 |  | 4
626 | Cedar_Draw_1 | Cedar Draw-1 | teppc | IPFE | IPFE | Idaho Far East | IPCO | NW | 1984-06-01 | 2030-04-15 | 2.3 | 1 | 2.3 | 2.3 | Hydro | Hydro_Standard | Hydro | NW_Hydro |  |  |  | 1984 | 2029 | 0 | NW | 2.3 | 1899-12-31 | 1 |  | 4
627 | Cedar_Falls_5 | Cedar Falls-5 | teppc | PSEI | PSEI | Puget Sound Energy | BPAT | NW | 1921-11-01 | 2050-12-31 | 15 | 1 | 15 | 15 | Hydro | Hydro_Standard | Hydro | NW_Hydro |  |  |  | 1922 | 2050 | 0 | NW | 15 | 1899-12-31 | 1 |  | 4
628 | Cedar_Falls_6 | Cedar Falls-6 | teppc | PSEI | PSEI | Puget Sound Energy | BPAT | NW | 1929-11-01 | 2050-12-31 | 15 | 1 | 15 | 15 | Hydro | Hydro_Standard | Hydro | NW_Hydro |  |  |  | 1930 | 2050 | 0 | NW | 15 | 1899-12-31 | 1 |  | 4
629 | Cedar_Point | Cedar Point Wind Farm 1-139 | teppc | PSCO | PSCO | Public Service Company of Colorado | PSCO | Excluded | 2011-11-01 | 2050-12-31 | 250 | 1 | 250 | 250 | WT-Onshore | wind_onshorewind | Wind | Excluded_Wind |  |  |  | 2012 | 2050 | 0 | Excluded | 250 | 1899-12-31 | 1 |  | 4
630 | Cedar_Road_LFG | Cedar Road LFG Inc.-1_Cedar Road LFG Inc.-1_IPP-NLG | teppc | BCHA | BCHA | British Columbia Transmission Company | BCHA_AESO | Excluded | 2009-10-01 | 2029-11-27 | 1.26 | 1 | 1.26 | 1.26 | Bio-ST | ST_Biomass | Biomass/Wood | Excluded_Biomass |  |  |  | 2010 | 2029 | 0 | Excluded | 1.26 | 1899-12-31 | 1 |  | 4
631 | CEDRCK_6_UNIT | Water Wheel Ranch | caiso | PGE_Valley | PGE_Valley | Pacific Gas and Electric Valley | PGE_Valley | CAISO | 1984-03-22 | 2050-12-31 | 0.98 | 1 | 0.98 | 0.98 | n/a | Hydro_Standard | Hydro | CAISO_Small_Hydro |  |  |  | 1984 | 2050 | 0 | CAISO | 0.98 | 1899-12-31 | 1 |  | 4
632 | CEDUCR_2_SOLAR1 | Ducor Solar 1 | caiso | SCE | SCE | Southern California Edison | SCE | CAISO | 2016-12-23 | 2050-12-31 | 20 | 1 | 20 | 20 | PVgeneric_sun | PVgeneric_sun | Solar_Fixed | CAISO_Solar |  |  |  | 2017 | 2050 | 0 | CAISO | 20 | 1899-12-31 | 1 |  | 4
633 | CEDUCR_2_SOLAR2 | Ducor Solar 2 | caiso | SCE | SCE | Southern California Edison | SCE | CAISO | 2016-12-23 | 2050-12-31 | 20 | 1 | 20 | 20 | PVgeneric_sun | PVgeneric_sun | Solar_Fixed | CAISO_Solar |  |  |  | 2017 | 2050 | 0 | CAISO | 20 | 1899-12-31 | 1 |  | 4
634 | CEDUCR_2_SOLAR3 | Ducor Solar 3 | caiso | SCE | SCE | Southern California Edison | SCE | CAISO | 2016-12-23 | 2050-12-31 | 15 | 1 | 15 | 15 | PVgeneric_sun | PVgeneric_sun | Solar_Fixed | CAISO_Solar |  |  |  | 2017 | 2050 | 0 | CAISO | 15 | 1899-12-31 | 1 |  | 4
635 | CEDUCR_2_SOLAR4 | Ducor Solar 4 | caiso | SCE | SCE | Southern California Edison | SCE | CAISO | 2016-12-23 | 2050-12-31 | 20 | 1 | 20 | 20 | PVgeneric_sun | PVgeneric_sun | Solar_Fixed | CAISO_Solar |  |  |  | 2017 | 2050 | 0 | CAISO | 20 | 1899-12-31 | 1 |  | 4
636 | Celgar_1 | Celgar-1_Celgar-1_FBC-CEL | teppc | BCHA | BCHA | British Columbia Transmission Company | BCHA_AESO | Excluded | 2010-10-01 | 2040-09-27 | 40.67 | 1 | 40.67 | 40.67 | Bio-ST | ST_Biomass | Biomass/Wood | Excluded_Biomass |  |  |  | 2011 | 2040 | 0 | Excluded | 40.67 | 1899-12-31 | 1 |  | 4
637 | Celgar_2 | Celgar-2_Celgar-2_FBC-CEL | teppc | BCHA | BCHA | British Columbia Transmission Company | BCHA_AESO | Excluded | 2010-10-01 | 2040-09-27 | 37.33 | 1 | 37.33 | 37.33 | Bio-ST | ST_Biomass | Biomass/Wood | Excluded_Biomass |  |  |  | 2011 | 2040 | 0 | Excluded | 37.33 | 1899-12-31 | 1 |  | 4
638 | CENTER_2_RHONDO | MWD Rio Hondo Hydroelectric Recovery Pla | caiso | SCE | SCE | Southern California Edison | SCE | CAISO | 1984-01-01 | 2050-12-31 | 1.91 | 1 | 1.91 | 1.91 | n/a | Hydro_Standard | Hydro | CAISO_Hydro |  |  |  | 1984 | 2050 | 0 | CAISO | 1.91 | 1899-12-31 | 1 |  | 4
639 | CENTER_2_SOLAR1 | Pico Rivera | caiso | SCE | SCE | Southern California Edison | SCE | CAISO | 2015-11-20 | 2050-12-31 | 0.9 | 1 | 0.9 | 0.9 | n/a | PVgeneric_sun | Solar_Fixed | CAISO_Solar |  |  |  | 2016 | 2050 | 0 | CAISO | 0.9 | 1899-12-31 | 1 |  | 4
640 | CENTER_2_TECNG1 | TECHNICAST | caiso | SCE | SCE | Southern California Edison | SCE | CAISO | 1899-12-31 | 2050-12-31 | 0 | 0 |  | 0.99 | RECIPROCATING ENGINE_NATURAL GAS | Cogen_NG | Cogen | CAISO_CHP |  |  |  | 1900 | 2050 | 0 | CAISO | 0.99 | 1899-12-31 | 1 |  | 4
641 | CENTER_6_PEAKER | Center Peaker | caiso | SCE | SCE | Southern California Edison | SCE | CAISO | 2007-09-20 | 2050-12-31 | 47 | 0.99767 | 47 | 47.11 | CT-NatGas-Aero | CT_NG | CT | CAISO_Peaker1 |  |  |  | 2008 | 2050 | 0 | CAISO | 47.11 | 1899-12-31 | 1 |  | 4
642 | Central_CA_Fuel_Cell_2 | Central CA Fuel Cell 2 | rps | SCE | SCE | Southern California Edison | SCE | CAISO | 2019-03-29 | 2050-12-31 | 0 | 0 |  | 3 | Biogasnan | ST_Biomass | Biogas_LandfillGas | CAISO_Biomass |  |  |  | 2019 | 2050 | 0 | CAISO | 3 | 0.95 | 1 |  | 4
643 | Centralia1 | Transalta Centralia Generation-1 | teppc | BPAT | BPAT | Bonneville Power Administration – Transmission | BPAT | NW | 1972-12-01 | 2020-12-31 | 670 | 1 | 670 | 670 | ST-Coal | Steam_Coal | Coal | NW_Coal |  |  |  | 1973 | 2020 | 0 | NW | 670 | 1899-12-31 | 1 |  | 4
644 | Centralia2 | Transalta Centralia Generation-2 | teppc | BPAT | BPAT | Bonneville Power Administration – Transmission | BPAT | NW | 1973-07-01 | 2024-12-31 | 670 | 1 | 670 | 670 | ST-Coal | Steam_Coal | Coal | NW_Coal |  |  |  | 1974 | 2024 | 0 | NW | 670 | 1899-12-31 | 1 |  | 4
645 | CENTRY_6_PL1X4 | CENTURY GENERATING PLANT (AGGREGATE) | caiso | SCE | SCE | Southern California Edison | SCE | CAISO | 2001-09-17 | 2050-12-31 | 36 | 0.86957 | 36 | 41.4 | CT-NatGas-Aero | CT_NG | CT | CAISO_Peaker2 |  |  |  | 2002 | 2050 | 0 | CAISO | 41.4 | 1899-12-31 | 1 |  | 4
646 | CEP_1 |  | teppc | PSCO | PSCO | Public Service Company of Colorado | PSCO | Excluded | 1950-01-01 | 2050-12-31 | 250 | 1 | 250 | 250 | SolarPV-Tracking | 1axPV_sun | Solar_1Axis | Excluded_Solar |  |  |  | 1950 | 2050 | 0 | Excluded | 250 | 1899-12-31 | 1 |  | 4
647 | CEP_2 |  | teppc | PSCO | PSCO | Public Service Company of Colorado | PSCO | Excluded | 1950-01-01 | 2050-12-31 | 200 | 1 | 200 | 200 | SolarPV-Tracking | 1axPV_sun | Solar_1Axis | Excluded_Solar |  |  |  | 1950 | 2050 | 0 | Excluded | 200 | 1899-12-31 | 1 |  | 4
648 | CEP_3 |  | teppc | PSCO | PSCO | Public Service Company of Colorado | PSCO | Excluded | 2020-04-15 | 2050-12-31 | 110 | 1 | 110 | 110 | SolarPV-Tracking | 1axPV_sun | Solar_1Axis | Excluded_Solar |  |  |  | 2020 | 2050 | 0 | Excluded | 110 | 1899-12-31 | 1 |  | 4
649 | CEP_4 |  | teppc | PSCO | PSCO | Public Service Company of Colorado | PSCO | Excluded | 1950-01-01 | 2050-12-31 | 75 | 1 | 75 | 75 | SolarPV-Tracking | 1axPV_sun | Solar_1Axis | Excluded_Solar |  |  |  | 1950 | 2050 | 0 | Excluded | 75 | 1899-12-31 | 1 |  | 4
650 | CEP_5 |  | teppc | PSCO | PSCO | Public Service Company of Colorado | PSCO | Excluded | 1950-01-01 | 2050-12-31 | 72 | 1 | 72 | 72 | SolarPV-Tracking | 1axPV_sun | Solar_1Axis | Excluded_Solar |  |  |  | 1950 | 2050 | 0 | Excluded | 72 | 1899-12-31 | 1 |  | 4
651 | CEP_6 |  | teppc | PSCO | PSCO | Public Service Company of Colorado | PSCO | Excluded | 1950-01-01 | 2050-12-31 | 500 | 1 | 500 | 500 | WT-Onshore | wind_onshorewind | Wind | Excluded_Wind |  |  |  | 1950 | 2050 | 0 | Excluded | 500 | 1899-12-31 | 1 |  | 4
652 | CEP_7 |  | teppc | PSCO | PSCO | Public Service Company of Colorado | PSCO | Excluded | 1950-01-01 | 2050-12-31 | 300 | 1 | 300 | 300 | WT-Onshore | wind_onshorewind | Wind | Excluded_Wind |  |  |  | 1950 | 2050 | 0 | Excluded | 300 | 1899-12-31 | 1 |  | 4
653 | CEP_8 |  | teppc | PSCO | PSCO | Public Service Company of Colorado | PSCO | Excluded | 1950-01-01 | 2050-12-31 | 169 | 1 | 169 | 169 | WT-Onshore | wind_onshorewind | Wind | Excluded_Wind |  |  |  | 1950 | 2050 | 0 | Excluded | 169 | 1899-12-31 | 1 |  | 4
N/A | CerroPrieto1_1 | Cerro Prieto I-1 | teppc | CISC | CISC | Southern California Edison | SCE | CAISO | 1973-10-01 | 2050-12-31 | 0 | 0 |  |  | Geo-BinaryCycle | Geothermal_steam | Geothermal | CAISO_Geothermal |  |  |  | 1974 | 2050 | 0 | CAISO | 0 | 1899-12-31 | 1 |  | 5
N/A | CerroPrieto1_2 | Cerro Prieto I-2 | teppc | CISC | CISC | Southern California Edison | SCE | CAISO | 1973-05-01 | 2050-12-31 | 0 | 0 |  |  | Geo-BinaryCycle | Geothermal_steam | Geothermal | CAISO_Geothermal |  |  |  | 1973 | 2050 | 0 | CAISO | 0 | 1899-12-31 | 1 |  | 6
N/A | CerroPrieto1_3 | Cerro Prieto I-3 | teppc | CISC | CISC | Southern California Edison | SCE | CAISO | 1979-01-01 | 2050-12-31 | 0 | 0 |  |  | Geo-BinaryCycle | Geothermal_steam | Geothermal | CAISO_Geothermal |  |  |  | 1979 | 2050 | 0 | CAISO | 0 | 1899-12-31 | 1 |  | 7
N/A | CerroPrieto1_4 | Cerro Prieto I-4 | teppc | CISC | CISC | Southern California Edison | SCE | CAISO | 1979-03-01 | 2050-12-31 | 0 | 0 |  |  | Geo-BinaryCycle | Geothermal_steam | Geothermal | CAISO_Geothermal |  |  |  | 1979 | 2050 | 0 | CAISO | 0 | 1899-12-31 | 1 |  | 8
654 | CerroPrieto1_5 | Cerro Prieto I-5 | teppc | CFE | CFE | Comisión Federal de Electricidad | CFE | Excluded | 1981-11-01 | 2050-12-31 | 30 | 1 | 30 | 30 | Geo-BinaryCycle | Geothermal_steam | Geothermal | Excluded_Geothermal |  |  |  | 1982 | 2050 | 0 | Excluded | 30 | 1899-12-31 | 1 |  | 8
655 | CerroPrieto2_1 | Cerro Prieto II-1 | teppc | CFE | CFE | Comisión Federal de Electricidad | CFE | Excluded | 1984-02-01 | 2050-12-31 | 110 | 1 | 110 | 110 | Geo-BinaryCycle | Geothermal_steam | Geothermal | Excluded_Geothermal |  |  |  | 1984 | 2050 | 0 | Excluded | 110 | 1899-12-31 | 1 |  | 8
656 | CerroPrieto2_2 | Cerro Prieto II-2 | teppc | CFE | CFE | Comisión Federal de Electricidad | CFE | Excluded | 1987-06-01 | 2050-12-31 | 110 | 1 | 110 | 110 | Geo-BinaryCycle | Geothermal_steam | Geothermal | Excluded_Geothermal |  |  |  | 1987 | 2050 | 0 | Excluded | 110 | 1899-12-31 | 1 |  | 8
657 | CerroPrieto3_1 | Cerro Prieto III-1 | teppc | CFE | CFE | Comisión Federal de Electricidad | CFE | Excluded | 1985-07-01 | 2050-12-31 | 110 | 1 | 110 | 110 | Geo-BinaryCycle | Geothermal_steam | Geothermal | Excluded_Geothermal |  |  |  | 1986 | 2050 | 0 | Excluded | 110 | 1899-12-31 | 1 |  | 8
658 | CerroPrieto3_2 | Cerro Prieto III-2 | teppc | CFE | CFE | Comisión Federal de Electricidad | CFE | Excluded | 1986-04-01 | 2050-12-31 | 110 | 1 | 110 | 110 | Geo-BinaryCycle | Geothermal_steam | Geothermal | Excluded_Geothermal |  |  |  | 1986 | 2050 | 0 | Excluded | 110 | 1899-12-31 | 1 |  | 8
659 | CerroPrieto4_1 | Cerro Prieto IV-1 | teppc | CFE | CFE | Comisión Federal de Electricidad | CFE | Excluded | 2000-07-01 | 2050-12-31 | 25 | 1 | 25 | 25 | Geo-BinaryCycle | Geothermal_steam | Geothermal | Excluded_Geothermal |  |  |  | 2001 | 2050 | 0 | Excluded | 25 | 1899-12-31 | 1 |  | 8
660 | CerroPrieto4_2 | Cerro Prieto IV-2 | teppc | CFE | CFE | Comisión Federal de Electricidad | CFE | Excluded | 2000-07-01 | 2050-12-31 | 25 | 1 | 25 | 25 | Geo-BinaryCycle | Geothermal_steam | Geothermal | Excluded_Geothermal |  |  |  | 2001 | 2050 | 0 | Excluded | 25 | 1899-12-31 | 1 |  | 8
661 | CerroPrieto4_3 | Cerro Prieto IV-3 | teppc | CFE | CFE | Comisión Federal de Electricidad | CFE | Excluded | 2000-07-01 | 2050-12-31 | 25 | 1 | 25 | 25 | Geo-BinaryCycle | Geothermal_steam | Geothermal | Excluded_Geothermal |  |  |  | 2001 | 2050 | 0 | Excluded | 25 | 1899-12-31 | 1 |  | 8
662 | CerroPrieto4_4 | Cerro Prieto IV-4 | teppc | CFE | CFE | Comisión Federal de Electricidad | CFE | Excluded | 2000-07-01 | 2050-12-31 | 25 | 1 | 25 | 25 | Geo-BinaryCycle | Geothermal_steam | Geothermal | Excluded_Geothermal |  |  |  | 2001 | 2050 | 0 | Excluded | 25 | 1899-12-31 | 1 |  | 8
663 | CerroPrieto5_1 | Cerro Prieto V-1 | teppc | BCHA | BCHA | British Columbia Transmission Company | BCHA_AESO | Excluded | 2011-06-01 | 2050-12-31 | 107 | 1 | 107 | 107 | Geo-BinaryCycle | Geothermal_steam | Geothermal | Excluded_Geothermal |  |  |  | 2011 | 2050 | 0 | Excluded | 107 | 1899-12-31 | 1 |  | 8
664 | CerroPrietoPV | Planta Fotovoltaica Cerro Prieto-1 | teppc | CISC | CISC | Southern California Edison | SCE | CAISO | 2012-01-12 | 2050-12-01 | 35 | 1 | 35 | 35 | SolarPV-Tracking | 1axPV_sun | Solar_1Axis | CAISO_Solar |  |  |  | 2012 | 2050 | 0 | CAISO | 35 | 1899-12-31 | 1 |  | 8
665 | CFT_13C | CFT 13C | teppc | PSCO | PSCO | Public Service Company of Colorado | PSCO | Excluded | 2018-03-30 | 2050-03-30 | 38.7 | 1 | 38.7 | 38.7 | hydro | Hydro_Standard | Hydro | Excluded_Hydro |  |  |  | 2018 | 2049 | 0 | Excluded | 38.7 | 1899-12-31 | 1 |  | 8
666 | CHALK_1_UNIT | CHALK CLIFF LIMITED | caiso | PGE_Valley | PGE_Valley | Pacific Gas and Electric Valley | PGE_Valley | CAISO | 1990-03-20 | 2050-12-31 | 46.1 | 0.9472 | 46.1 | 48.67 | CT-NatGas-Aero | CT_NG | CT | CAISO_Peaker1 |  |  |  | 1990 | 2050 | 0 | CAISO | 48.67 | 1899-12-31 | 1 |  | 8
667 | Chandler_1_2 | Chandler-1 and 2 | teppc | BPAT | BPAT | Bonneville Power Administration – Transmission | BPAT | NW | 1956-02-01 | 2050-12-31 | 6 | 1 | 6 | 6 | Hydro | Hydro_Standard | Hydro | NW_Hydro |  |  |  | 1956 | 2050 | 0 | NW | 6 | 1899-12-31 | 1 |  | 8
668 | CHAP_DIST_PV | SunE EPE1 LLC-1 | teppc | EPE | EPE | El Paso Electric Company | PNM_EPE | SW | 2012-06-25 | 2032-04-30 | 10 | 1 | 10 | 10 | SolarPV-Tracking | 1axPV_sun | Solar_1Axis | SW_Solar |  |  |  | 2012 | 2031 | 0 | SW | 10 | 1899-12-31 | 1 |  | 8
669 | CHAUT_SG | CHAUT_SG | teppc | PAUT | PAUT | Utah, PACE Utility | PACE | NW | 2016-01-01 | 2050-12-31 | 20 | 1 | 20 | 20 | SolarPV-NonTracking | FixedPV_sun | Solar_Fixed | NW_Solar |  |  |  | 2016 | 2050 | 0 | NW | 20 | 1899-12-31 | 1 |  | 8
670 | Cheakamus_1 | Cheakamus-1_Cheakamus-1_BCH-CMS | teppc | BCHA | BCHA | British Columbia Transmission Company | BCHA_AESO | Excluded | 1957-01-01 | 2033-03-31 | 90 | 1 | 90 | 90 | Hydro | Hydro_Standard | Hydro | Excluded_Hydro |  |  |  | 1957 | 2032 | 0 | Excluded | 90 | 1899-12-31 | 1 |  | 8
671 | Cheakamus_2 | Cheakamus-2_Cheakamus-2_BCH-CMS | teppc | BCHA | BCHA | British Columbia Transmission Company | BCHA_AESO | Excluded | 1957-01-01 | 2033-03-31 | 90 | 1 | 90 | 90 | Hydro | Hydro_Standard | Hydro | Excluded_Hydro |  |  |  | 1957 | 2032 | 0 | Excluded | 90 | 1899-12-31 | 1 |  | 8
672 | ChehalisCC_Total | ChehalisCC (Total CC Plant) | teppc | BPAT | BPAT | Bonneville Power Administration – Transmission | BPAT | NW | 2003-08-01 | 2050-12-31 | 577 | 1 | 577 | 577 | CCWhole-NatGas-Industrial | CC_NG | CC | NW_CCGT |  |  |  | 2004 | 2050 | 0 | NW | 577 | 1899-12-31 | 1 |  | 8
673 | Chelan_A_1 | Chelan-A-1 | teppc | CHPD | CHPD | Chelan County Public Utility District | BPAT | NW | 1927-09-01 | 2050-12-31 | 29.6 | 1 | 29.6 | 29.6 | Hydro | Hydro_Standard | Hydro | NW_Hydro |  |  |  | 1928 | 2050 | 0 | NW | 29.6 | 1899-12-31 | 1 |  | 8
674 | Chelan_A_2 | Chelan-A-2 | teppc | CHPD | CHPD | Chelan County Public Utility District | BPAT | NW | 1928-08-01 | 2050-12-31 | 29.6 | 1 | 29.6 | 29.6 | Hydro | Hydro_Standard | Hydro | NW_Hydro |  |  |  | 1929 | 2050 | 0 | NW | 29.6 | 1899-12-31 | 1 |  | 8
675 | Cherokee_4_Coal | Cherokee-4 | teppc | PSCO | PSCO | Public Service Company of Colorado | PSCO | Excluded | 1967-12-01 | 2030-01-01 | 383 | 1 | 383 | 383 | ST-Coal | Steam_Coal | Coal | Excluded_Coal |  |  |  | 1968 | 2029 | 0 | Excluded | 383 | 1899-12-31 | 1 |  | 8
676 | Cherokee_CC | CherokeeCC (Total CC Plant) | teppc | PSCO | PSCO | Public Service Company of Colorado | PSCO | Excluded | 2015-12-31 | 2050-12-31 | 602 | 1 | 602 | 602 | CCWhole-NatGas-Industrial | CC_NG | CC | Excluded_CCGT |  |  |  | 2016 | 2050 | 0 | Excluded | 602 | 1899-12-31 | 1 |  | 8
677 | Chetwynd_Bio1 | Chetwynd Biomass-1_Chetwynd Biomass-1_IPP-CIB | teppc | BCHA | BCHA | British Columbia Transmission Company | BCHA_AESO | Excluded | 2014-07-01 | 2034-07-01 | 12 | 1 | 12 | 12 | Bio-ST | ST_Biomass | Biomass/Wood | Excluded_Biomass |  |  |  | 2015 | 2034 | 0 | Excluded | 12 | 1899-12-31 | 1 |  | 8
678 | CHEVCD_6_UNIT | CHEVRON USA (TAFT/CADET) | caiso | PGE_Valley | PGE_Valley | Pacific Gas and Electric Valley | PGE_Valley | CAISO | 1982-07-26 | 2050-12-31 | 1.12 | 0.097391 | 1.12 | 11.5 | n/a | Cogen_NG | Cogen | CAISO_CHP |  |  |  | 1983 | 2050 | 0 | CAISO | 11.5 | 1899-12-31 | 1 |  | 8
679 | CHEVCO_6_UNIT_1 | CHEVRON USA (COALINGA) | caiso | PGE_Valley | PGE_Valley | Pacific Gas and Electric Valley | PGE_Valley | CAISO | 1986-01-17 | 2050-12-31 | 1.55 | 0.093939 | 1.55 | 16.5 | CT-NatGas-Aero | Cogen_NG | Cogen | CAISO_CHP |  |  |  | 1986 | 2050 | 0 | CAISO | 16.5 | 1899-12-31 | 1 |  | 8
680 | CHEVCO_6_UNIT_2 | AERA ENERGY LLC. (COALINGA) | caiso | PGE_Valley | PGE_Valley | Pacific Gas and Electric Valley | PGE_Valley | CAISO | 1988-06-03 | 2050-12-31 | 1.14 | 0.13412 | 1.14 | 8.5 | n/a | Cogen_NG | Cogen | CAISO_CHP |  |  |  | 1988 | 2050 | 0 | CAISO | 8.5 | 1899-12-31 | 1 |  | 8
681 | CHEVCY_1_UNIT | CHEVRON USA (CYMRIC) | caiso | PGE_Valley | PGE_Valley | Pacific Gas and Electric Valley | PGE_Valley | CAISO | 1982-10-15 | 2050-12-31 | 4.19 | 0.17243 | 4.19 | 24.3 | CT-NatGas-Aero | Cogen_NG | Cogen | CAISO_CHP |  |  |  | 1983 | 2050 | 0 | CAISO | 24.3 | 1899-12-31 | 1 |  | 8
682 | CHEVMN_2_UNITS |  | caiso | SCE | SCE | Southern California Edison | SCE | CAISO | 1987-12-29 | 2050-12-31 | 9.13 | 0.073116 | 9.13 | 124.87 | CCWhole-NatGas-Aero | Cogen_NG | Cogen | CAISO_CHP |  |  |  | 1988 | 2050 | 0 | CAISO | 124.87 | 1899-12-31 | 1 |  | 8
683 | Cheyenne_Prairie_1CC | CheyennePrairieCC (Total CC Plant) | teppc | WACM | WACM | Western Area Power Administration, Colorado-Missouri Region | WACM | Excluded | 1985-04-01 | 2050-12-31 | 99.1 | 1 | 99.1 | 99.1 | CCWhole-NatGas-Aero | CC_NG | CC | Excluded_CCGT |  |  |  | 1985 | 2050 | 0 | Excluded | 99.1 | 1899-12-31 | 1 |  | 8
684 | Cheyenne_Prairie_2_1 | Cheyenne Prairie Gas CT Plant 02A | teppc | WACM | WACM | Western Area Power Administration, Colorado-Missouri Region | WACM | Excluded | 2014-11-01 | 2050-12-31 | 40 | 1 | 40 | 40 | CT-NatGas-Aero | CT_NG | CT | Excluded_Peaker |  |  |  | 2015 | 2050 | 0 | Excluded | 40 | 1899-12-31 | 1 |  | 8
685 | Cheyenne_Prairie_3CC | Cheyenne Prairie Generating Station-03A | teppc | WACM | WACM | Western Area Power Administration, Colorado-Missouri Region | WACM | Excluded | 2019-01-01 | 2050-12-31 | 104.8 | 1 | 104.8 | 104.8 | CCWhole-NatGas-Aero | CC_NG | CC | Excluded_CCGT |  |  |  | 2019 | 2050 | 0 | Excluded | 104.8 | 1899-12-31 | 1 |  | 8
686 | Chickwat_1 | Chickwat-1_Chickwat-1_IPP-CKW | teppc | BCHA | BCHA | British Columbia Transmission Company | BCHA_AESO | Excluded | 2015-11-01 | 2045-10-31 | 19 | 1 | 19 | 19 | Hydro | Hydro_Standard | Hydro | Excluded_Hydro |  |  |  | 2016 | 2045 | 0 | Excluded | 19 | 1899-12-31 | 1 |  | 8
687 | CHICPK_7_UNIT_1 | Chicago Park Powerhouse | caiso | PGE_Valley | PGE_Valley | Pacific Gas and Electric Valley | PGE_Valley | CAISO | 1965-01-01 | 2050-12-31 | 42 | 1 | 42 | 42 | n/a | Hydro_Standard | Hydro | CAISO_Hydro |  |  |  | 1965 | 2050 | 0 | CAISO | 42 | 1899-12-31 | 1 |  | 8
688 | Chief_Joseph | Chief Joseph-1 | teppc | BPAT | BPAT | Bonneville Power Administration – Transmission | BPAT | NW | 1958-10-01 | 2050-01-01 | 2456 | 1 | 2456 | 2456 | Hydro | Hydro_Standard | Hydro | NW_Hydro |  |  |  | 1959 | 2049 | 0 | NW | 2456 | 1899-12-31 | 1 |  | 8
689 | CHILLS_1_SYCENG | Sycamore Energy 1 | caiso | SDGE | SDGE | San Diego Gas and Electric | SDGE | CAISO | 2011-05-19 | 2050-12-31 | 0.69 | 0.46 | 0.69 | 1.5 | n/a | CT_Biomass | Biogas_LandfillGas | CAISO_Biomass |  |  |  | 2011 | 2050 | 0 | CAISO | 1.5 | 1899-12-31 | 1 |  | 8
690 | CHILLS_7_UNITA1 | Sycamore Energy 2 | caiso | SDGE | SDGE | San Diego Gas and Electric | SDGE | CAISO | 2004-07-14 | 2050-12-31 | 1.74 | 0.77333 | 1.74 | 2.25 | n/a | Cogen_NG | Cogen | CAISO_CHP |  |  |  | 2005 | 2050 | 0 | CAISO | 2.25 | 1899-12-31 | 1 |  | 8
691 | China_Creek_1 | China Creek-1_China Creek-1_IPP-CHI | teppc | BCHA | BCHA | British Columbia Transmission Company | BCHA_AESO | Excluded | 2005-12-10 | 2040-10-12 | 3.15 | 1 | 3.15 | 3.15 | Hydro | Hydro_Standard | Hydro | Excluded_Hydro |  |  |  | 2006 | 2040 | 0 | Excluded | 3.15 | 1899-12-31 | 1 |  | 8
692 | China_Creek_2 | China Creek-2_China Creek-2_IPP-CHI | teppc | BCHA | BCHA | British Columbia Transmission Company | BCHA_AESO | Excluded | 2005-12-10 | 2040-10-12 | 3.15 | 1 | 3.15 | 3.15 | Hydro | Hydro_Standard | Hydro | Excluded_Hydro |  |  |  | 2006 | 2040 | 0 | Excluded | 3.15 | 1899-12-31 | 1 |  | 8
693 | ChinChute_Hydro | ChinChute-1 | teppc | AESO | AESO | Alberta Electric System Operator | BCHA_AESO | Excluded | 1994-06-10 | 2050-12-01 | 12 | 1 | 12 | 12 | Hydro | Hydro_Standard | Hydro | Excluded_Hydro |  |  |  | 1994 | 2050 | 0 | Excluded | 12 | 1899-12-31 | 1 |  | 8
694 | ChinChute_Wind | ChinChute Wind-1 | teppc | AESO | AESO | Alberta Electric System Operator | BCHA_AESO | Excluded | 2004-12-01 | 2050-12-01 | 30 | 1 | 30 | 30 | WT-Onshore | wind_onshorewind | Wind | Excluded_Wind |  |  |  | 2005 | 2050 | 0 | Excluded | 30 | 1899-12-31 | 1 |  | 8
695 | CHINO_2_APEBT1 | Pomona Energy Storage | caiso | SCE | SCE | Southern California Edison | SCE | CAISO |  | 2050-12-31 | 20 | 1 | 20 | 20 | OTHER_LESR | Battery_ | Battery Storage | CAISO_Li_Battery |  |  |  | 1900 | 2050 | 0 | CAISO | 20 | 1899-12-31 | 1 |  | 8
696 | CHINO_2_JURUPA | Jurupa | caiso | SCE | SCE | Southern California Edison | SCE | CAISO | 2013-12-20 | 2050-12-31 | 1.5 | 1 | 1.5 | 1.5 | n/a | PVgeneric_sun | Solar_Fixed | CAISO_Solar |  |  |  | 2014 | 2050 | 0 | CAISO | 1.5 | 1899-12-31 | 1 |  | 8
697 | CHINO_2_QF | CHINO QFS | caiso | SCE | SCE | Southern California Edison | SCE | CAISO | 1987-01-01 | 2050-12-31 | 0.58 | 1 | 0.58 | 0.58 | n/a | Cogen_NG | Cogen | CAISO_CHP |  |  |  | 1987 | 2050 | 0 | CAISO | 0.58 | 1899-12-31 | 1 |  | 8
698 | CHINO_2_SASOLR | SS San Antonio West LLC | caiso | SCE | SCE | Southern California Edison | SCE | CAISO | 2013-12-20 | 2050-12-31 | 1.5 | 1 | 1.5 | 1.5 | n/a | PVgeneric_sun | Solar_Fixed | CAISO_Solar |  |  |  | 2014 | 2050 | 0 | CAISO | 1.5 | 1899-12-31 | 1 |  | 8
699 | CHINO_2_SOLAR | Chino RT Solar 1 | caiso | SCE | SCE | Southern California Edison | SCE | CAISO | 2009-12-01 | 2050-12-31 | 1 | 1 | 1 | 1 | n/a | PVgeneric_sun | Solar_Fixed | CAISO_Solar |  |  |  | 2010 | 2050 | 0 | CAISO | 1 | 1899-12-31 | 1 |  | 8
700 | CHINO_2_SOLAR2 | Kona Solar - Terra Francesca | caiso | SCE | SCE | Southern California Edison | SCE | CAISO | 2015-04-13 | 2050-12-31 | 1.49 | 1 | 1.49 | 1.49 | n/a | PVgeneric_sun | Solar_Fixed | CAISO_Solar |  |  |  | 2015 | 2050 | 0 | CAISO | 1.49 | 1899-12-31 | 1 |  | 8
701 | CHINO_6_CIMGEN | Chino Co-Generation | caiso | SCE | SCE | Southern California Edison | SCE | CAISO | 1987-12-24 | 2050-12-31 | 26 | 1 | 26 | 26 | CCWhole-NatGas-Industrial | Cogen_NG | Cogen | CAISO_CHP |  |  |  | 1988 | 2050 | 0 | CAISO | 26 | 1899-12-31 | 1 |  | 8
702 | CHINO_6_SMPPAP | AltaGas Pomona Energy | caiso | SCE | SCE | Southern California Edison | SCE | CAISO | 1985-11-18 | 2050-12-31 | 22.78 | 0.51773 | 22.78 | 44 | n/a | CT_NG | CT | CAISO_Peaker1 |  |  |  | 1986 | 2050 | 0 | CAISO | 44 | 1899-12-31 | 1 |  | 8
703 | CHINO_7_MILIKN | MN Milliken Genco LLC | caiso | SCE | SCE | Southern California Edison | SCE | CAISO | 2003-07-17 | 2050-12-31 | 1.21 | 0.63684 | 1.21 | 1.9 | n/a | Biogas_ | Biogas_LandfillGas | CAISO_Biomass |  |  |  | 2004 | 2050 | 0 | CAISO | 1.9 | 1899-12-31 | 1 |  | 8
704 | Cholla_1 | Cholla 1 | teppc | PNM | PNM | Public Service Company of New Mexico | PNM_EPE | SW | 1962-05-01 | 2050-12-31 | 116 | 1 | 116 | 116 | ST-Coal | Steam_Coal | Coal | SW_Coal |  |  |  | 1962 | 2050 | 0 | SW | 116 | 1899-12-31 | 1 |  | 8
705 | Cholla_3 | Cholla 3 | teppc | PNM | PNM | Public Service Company of New Mexico | PNM_EPE | SW | 1980-05-01 | 2050-12-31 | 271 | 1 | 271 | 271 | ST-Coal | Steam_Coal | Coal | SW_Coal |  |  |  | 1980 | 2050 | 0 | SW | 271 | 1899-12-31 | 1 |  | 8
706 | Cholla_4 | Cholla-4 | teppc | PNM | PNM | Public Service Company of New Mexico | PNM_EPE | SW | 1981-06-01 | 2024-12-31 | 380 | 1 | 380 | 380 | ST-Coal | Steam_Coal | Coal | SW_Coal |  |  |  | 1981 | 2024 | 0 | SW | 380 | 1899-12-31 | 1 |  | 8
707 | ChristmasValley2 | Christmas Valley Solar II-PV(500) | teppc | PNM | PNM | Public Service Company of New Mexico | PNM_EPE | SW | 2012-10-15 | 2050-12-31 | 20 | 1 | 20 | 20 | SolarPV-NonTracking | FixedPV_sun | Solar_Fixed | SW_Solar |  |  |  | 2013 | 2050 | 0 | SW | 20 | 1899-12-31 | 1 |  | 8
708 | CHWCHL_1_BIOMAS | Chow II Biomass to Energy | caiso | PGE_Valley | PGE_Valley | Pacific Gas and Electric Valley | PGE_Valley | CAISO | 2008-05-08 | 2050-12-31 | 9.78 | 0.90556 | 9.78 | 10.8 | n/a | ST_Biomass | Biomass/Wood | CAISO_Biomass |  |  |  | 2008 | 2050 | 0 | CAISO | 10.8 | 1899-12-31 | 1 |  | 8
709 | CHWCHL_1_UNIT | CHOW 2 PEAKER PLANT | caiso | PGE_Valley | PGE_Valley | Pacific Gas and Electric Valley | PGE_Valley | CAISO | 2001-06-13 | 2050-12-31 | 48 | 0.98765 | 48 | 48.6 | ICE-NatGas | ICE_NG | ICE | CAISO_Reciprocating_Engine |  |  |  | 2001 | 2050 | 0 | CAISO | 48.6 | 1899-12-31 | 1 |  | 8
710 | CIB_4G2 | CIB 4G2 | teppc | BCHA | BCHA | British Columbia Transmission Company | BCHA_AESO | Excluded | 2015-06-01 | 2050-03-30 | 6.6 | 1 | 6.6 | 6.6 | Bio-ICE | ICE_Biomass | Biomass/Wood | Excluded_Biomass |  |  |  | 2015 | 2049 | 0 | Excluded | 6.6 | 1899-12-31 | 1 |  | 8
711 | Cimarron_Solar | Cimarron Solar¦Southern Turner Cimarron I Solar CIM1 | teppc | PNM | PNM | Public Service Company of New Mexico | PNM_EPE | SW | 2014-10-01 | 2050-12-31 | 30.2 | 1 | 30.2 | 30.2 | SolarPV-NonTracking | FixedPV_sun | Solar_Fixed | SW_Solar |  |  |  | 2015 | 2050 | 0 | SW | 30.2 | 1899-12-31 | 1 |  | 8
712 | Cipres1 | Cipres-1 | teppc | CFE | CFE | Comisión Federal de Electricidad | CFE | Excluded | 1981-12-01 | 2030-01-01 | 28 | 1 | 28 | 28 | CT-OilDistillate | CT_Oil | CT | Excluded_Peaker |  |  |  | 1982 | 2029 | 0 | Excluded | 28 | 1899-12-31 | 1 |  | 8
713 | CKY_ROR_13 | CKY_ROR 13 | teppc | BCHA | BCHA | British Columbia Transmission Company | BCHA_AESO | Excluded | 2040-09-30 | 2050-03-30 | 282.5 | 1 | 282.5 | 282.5 | hydro | Hydro_Standard | Hydro | Excluded_Hydro |  |  |  | 2041 | 2049 | 0 | Excluded | 282.5 | 1899-12-31 | 1 |  | 8
714 | Clark_11 | Clark CT 11 | teppc | NEVP | NEVP | Nevada Power Company | NEVP | SW | 2008-07-01 | 2039-12-31 | 57 | 1 | 57 | 57 | CT-NatGas-Aero | CT_NG | CT | SW_Peaker |  |  |  | 2009 | 2039 | 0 | SW | 57 | 1899-12-31 | 1 |  | 8
715 | Clark_12 | Clark CT 12 | teppc | NEVP | NEVP | Nevada Power Company | NEVP | SW | 2008-11-01 | 2039-12-31 | 57 | 1 | 57 | 57 | CT-NatGas-Aero | CT_NG | CT | SW_Peaker |  |  |  | 2009 | 2039 | 0 | SW | 57 | 1899-12-31 | 1 |  | 8
716 | Clark_13 | Clark CT 13 | teppc | NEVP | NEVP | Nevada Power Company | NEVP | SW | 2008-07-01 | 2039-12-31 | 57 | 1 | 57 | 57 | CT-NatGas-Aero | CT_NG | CT | SW_Peaker |  |  |  | 2009 | 2039 | 0 | SW | 57 | 1899-12-31 | 1 |  | 8
717 | Clark_14 | Clark CT 14 | teppc | NEVP | NEVP | Nevada Power Company | NEVP | SW | 2008-07-01 | 2039-12-31 | 57 | 1 | 57 | 57 | CT-NatGas-Aero | CT_NG | CT | SW_Peaker |  |  |  | 2009 | 2039 | 0 | SW | 57 | 1899-12-31 | 1 |  | 8
718 | Clark_15 | Clark CT 15 | teppc | NEVP | NEVP | Nevada Power Company | NEVP | SW | 2008-07-01 | 2039-12-31 | 57 | 1 | 57 | 57 | CT-NatGas-Aero | CT_NG | CT | SW_Peaker |  |  |  | 2009 | 2039 | 0 | SW | 57 | 1899-12-31 | 1 |  | 8
719 | Clark_16 | Clark CT 16 | teppc | NEVP | NEVP | Nevada Power Company | NEVP | SW | 2008-07-01 | 2039-12-31 | 57 | 1 | 57 | 57 | CT-NatGas-Aero | CT_NG | CT | SW_Peaker |  |  |  | 2009 | 2039 | 0 | SW | 57 | 1899-12-31 | 1 |  | 8
720 | Clark_17 | Clark CT 17 | teppc | NEVP | NEVP | Nevada Power Company | NEVP | SW | 2008-07-01 | 2039-12-31 | 57 | 1 | 57 | 57 | CT-NatGas-Aero | CT_NG | CT | SW_Peaker |  |  |  | 2009 | 2039 | 0 | SW | 57 | 1899-12-31 | 1 |  | 8
721 | Clark_18 | Clark CT 18 | teppc | NEVP | NEVP | Nevada Power Company | NEVP | SW | 2008-07-01 | 2039-12-31 | 57 | 1 | 57 | 57 | CT-NatGas-Aero | CT_NG | CT | SW_Peaker |  |  |  | 2009 | 2039 | 0 | SW | 57 | 1899-12-31 | 1 |  | 8
722 | Clark_19 | Clark CT 19 | teppc | NEVP | NEVP | Nevada Power Company | NEVP | SW | 2008-11-01 | 2039-12-31 | 57 | 1 | 57 | 57 | CT-NatGas-Aero | CT_NG | CT | SW_Peaker |  |  |  | 2009 | 2039 | 0 | SW | 57 | 1899-12-31 | 1 |  | 8
723 | Clark_20 | Clark CT 20 | teppc | NEVP | NEVP | Nevada Power Company | NEVP | SW | 2008-08-01 | 2039-12-31 | 57 | 1 | 57 | 57 | CT-NatGas-Aero | CT_NG | CT | SW_Peaker |  |  |  | 2009 | 2039 | 0 | SW | 57 | 1899-12-31 | 1 |  | 8
724 | Clark_21 | Clark CT 21 | teppc | NEVP | NEVP | Nevada Power Company | NEVP | SW | 2008-11-01 | 2039-12-31 | 57 | 1 | 57 | 57 | CT-NatGas-Aero | CT_NG | CT | SW_Peaker |  |  |  | 2009 | 2039 | 0 | SW | 57 | 1899-12-31 | 1 |  | 8
725 | Clark_22 | Clark CT 22 | teppc | NEVP | NEVP | Nevada Power Company | NEVP | SW | 2008-09-01 | 2039-12-31 | 57 | 1 | 57 | 57 | CT-NatGas-Aero | CT_NG | CT | SW_Peaker |  |  |  | 2009 | 2039 | 0 | SW | 57 | 1899-12-31 | 1 |  | 8
726 | Clark_4 | Clark-GT4 | teppc | PNM | PNM | Public Service Company of New Mexico | PNM_EPE | SW | 1973-06-01 | 2020-09-01 | 72.4 | 1 | 72.4 | 72.4 | CT-NatGas-Industrial | CT_NG | CT | SW_Peaker |  |  |  | 1973 | 2020 | 0 | SW | 72.4 | 1899-12-31 | 1 |  | 8
727 | Clark_Canyon | Clark Canyon Dam-1 | teppc | CISC | CISC | Southern California Edison | SCE | CAISO | 2013-03-01 | 2050-12-31 | 4.7 | 1 | 4.7 | 4.7 | Hydro | Hydro_Standard | Hydro | CAISO_Hydro |  |  |  | 2013 | 2050 | 0 | CAISO | 4.7 | 1899-12-31 | 1 |  | 8
728 | Clark_CC1 | ClarkCC1 (Total CC Plant) | teppc | NEVP | NEVP | Nevada Power Company | NEVP | SW | 1979-05-01 | 2033-12-31 | 250 | 1 | 250 | 250 | CCWhole-NatGas-Industrial | CC_NG | CC | SW_CCGT |  |  |  | 1979 | 2033 | 0 | SW | 250 | 1899-12-31 | 1 |  | 8
729 | Clark_CC2 | ClarkCC2 (Total CC Plant) | teppc | NEVP | NEVP | Nevada Power Company | NEVP | SW | 1980-06-01 | 2034-12-31 | 250 | 1 | 250 | 250 | CCWhole-NatGas-Industrial | CC_NG | CC | SW_CCGT |  |  |  | 1980 | 2034 | 0 | SW | 250 | 1899-12-31 | 1 |  | 8
730 | Clark_Mountain_3 | Tracy (Clark Mountain) GT3 | teppc | SPPC | SPPC | Nevada Power Company | NEVP | SW | 1994-07-01 | 2030-01-01 | 70 | 1 | 70 | 70 | CT-NatGas-Industrial | CT_NG | CT | SW_Peaker |  |  |  | 1995 | 2029 | 0 | SW | 70 | 1899-12-31 | 1 |  | 8
731 | Clark_Mountain_4 | Tracy (Clark Mountain) GT4 | teppc | SPPC | SPPC | Nevada Power Company | NEVP | SW | 1994-07-01 | 2030-01-01 | 70 | 1 | 70 | 70 | CT-NatGas-Industrial | CT_NG | CT | SW_Peaker |  |  |  | 1995 | 2029 | 0 | SW | 70 | 1899-12-31 | 1 |  | 8
N/A | Clark_Solar_1 |  | teppc | CISC | CISC | Southern California Edison | SCE | CAISO | 2016-12-31 | 2050-12-31 | 140 | 1 | 140 | 140 | SolarPV-Tracking | 1axPV_sun | Solar_1Axis | CAISO_Solar |  |  |  | 2017 | 2050 | 0 | CAISO | 140 | 1899-12-31 | 1 |  | 9
N/A | Clark_Solar_2 |  | teppc | CISC | CISC | Southern California Edison | SCE | CAISO | 2016-12-31 | 2050-12-31 | 140 | 1 | 140 | 140 | SolarPV-Tracking | 1axPV_sun | Solar_1Axis | CAISO_Solar |  |  |  | 2017 | 2050 | 0 | CAISO | 140 | 1899-12-31 | 1 |  | 10
N/A | Clark_Solar_3 |  | teppc | CISC | CISC | Southern California Edison | SCE | CAISO | 2016-12-31 | 2050-12-31 | 140 | 1 | 140 | 140 | SolarPV-Tracking | 1axPV_sun | Solar_1Axis | CAISO_Solar |  |  |  | 2017 | 2050 | 0 | CAISO | 140 | 1899-12-31 | 1 |  | 11
N/A | Clark_Solar_4 |  | teppc | CISC | CISC | Southern California Edison | SCE | CAISO | 2016-12-31 | 2050-12-31 | 140 | 1 | 140 | 140 | SolarPV-Tracking | 1axPV_sun | Solar_1Axis | CAISO_Solar |  |  |  | 2017 | 2050 | 0 | CAISO | 140 | 1899-12-31 | 1 |  | 12
732 | CLC_13G1 | CLC 13G1 | teppc | BCHA | BCHA | British Columbia Transmission Company | BCHA_AESO | Excluded | 2020-02-15 | 2050-03-30 | 11.1 | 1 | 11.1 | 11.1 | hydro | Hydro_Standard | Hydro | Excluded_Hydro |  |  |  | 2020 | 2049 | 0 | Excluded | 11.1 | 1899-12-31 | 1 |  | 12
733 | Clear_Lake_ID | Clear Lake-1 | teppc | IPMV | IPMV | Idaho Magic Valley | IPCO | NW | 1936-12-01 | 2050-12-31 | 15 | 1 | 15 | 15 | Hydro | Hydro_Standard | Hydro | NW_Hydro |  |  |  | 1937 | 2050 | 0 | NW | 15 | 1899-12-31 | 1 |  | 12
734 | Clearwater1 | Clearwater 1-1 | teppc | PACW | PACW | PacifiCorp – West | PACW | NW | 1953-06-01 | 2050-12-31 | 15 | 1 | 15 | 15 | Hydro | Hydro_Standard | Hydro | NW_Small_Hydro |  |  |  | 1953 | 2050 | 0 | NW | 15 | 1899-12-31 | 1 |  | 12
735 | Clearwater2 | Clearwater 2-1 | teppc | PACW | PACW | PacifiCorp – West | PACW | NW | 1953-11-01 | 2050-12-31 | 26 | 1 | 26 | 26 | Hydro | Hydro_Standard | Hydro | NW_Small_Hydro |  |  |  | 1954 | 2050 | 0 | NW | 26 | 1899-12-31 | 1 |  | 12
736 | ClearwaterPaper3 | Clearwater Paper IPP Lewiston-GEN3 | teppc | AVA | AVA | Avista Corp. | BPAT | NW | 1981-07-01 | 2050-12-31 | 28.8 | 1 | 28.8 | 28.8 | Bio-ST | ST_Biomass | Biomass/Wood | NW_Biomass |  |  |  | 1982 | 2050 | 0 | NW | 28.8 | 1899-12-31 | 1 |  | 12
737 | ClearwaterPaper4 | Clearwater Paper IPP Lewiston-GEN4 | teppc | AVA | AVA | Avista Corp. | BPAT | NW | 1991-02-01 | 2050-12-31 | 65 | 1 | 65 | 65 | Bio-ST | ST_Biomass | Biomass/Wood | NW_Biomass |  |  |  | 1991 | 2050 | 0 | NW | 65 | 1899-12-31 | 1 |  | 12
738 | CLOVDL_1_SOLAR | Cloverdale Solar I | caiso | PGE_Bay | PGE_Bay | Pacific Gas and Electric Bay | PGE_Bay | CAISO | 2014-06-26 | 2050-12-31 | 1.5 | 1 | 1.5 | 1.5 | n/a | PVgeneric_sun | Solar_Fixed | CAISO_Solar |  |  |  | 2014 | 2050 | 0 | CAISO | 1.5 | 1899-12-31 | 1 |  | 12
739 | CLOVER_2_UNIT | Clover Creek | caiso | PGE_Valley | PGE_Valley | Pacific Gas and Electric Valley | PGE_Valley | CAISO | 1986-02-21 | 2050-12-31 | 0.99 | 1 | 0.99 | 0.99 | n/a | Hydro_Standard | Hydro | CAISO_Small_Hydro |  |  |  | 1986 | 2050 | 0 | CAISO | 0.99 | 1899-12-31 | 1 |  | 12
740 | Cloverbar_GT1 | Cloverbar GT1-1 | teppc | AESO | AESO | Alberta Electric System Operator | BCHA_AESO | Excluded | 2008-06-01 | 2050-12-01 | 48 | 1 | 48 | 48 | CT-NatGas-Industrial | CT_NG | CT | Excluded_Peaker |  |  |  | 2008 | 2050 | 0 | Excluded | 48 | 1899-12-31 | 1 |  | 12
741 | Cloverbar_GT2 | Cloverbar GT2-2 | teppc | AESO | AESO | Alberta Electric System Operator | BCHA_AESO | Excluded | 2008-10-01 | 2050-12-01 | 101 | 1 | 101 | 101 | CT-NatGas-Industrial | CT_NG | CT | Excluded_Peaker |  |  |  | 2009 | 2050 | 0 | Excluded | 101 | 1899-12-31 | 1 |  | 12
742 | Cloverbar_GT3 | Cloverbar GT3-3 | teppc | AESO | AESO | Alberta Electric System Operator | BCHA_AESO | Excluded | 2010-02-01 | 2050-12-31 | 101 | 1 | 101 | 101 | CT-NatGas-Industrial | CT_NG | CT | Excluded_Peaker |  |  |  | 2010 | 2050 | 0 | Excluded | 101 | 1899-12-31 | 1 |  | 12
743 | Clowhom_1 | Clowhom-1_Clowhom-1_BCH-COM | teppc | BCHA | BCHA | British Columbia Transmission Company | BCHA_AESO | Excluded | 2015-10-01 | 2033-03-31 | 45 | 1 | 45 | 45 | Hydro | Hydro_Standard | Hydro | Excluded_Hydro |  |  |  | 2016 | 2032 | 0 | Excluded | 45 | 1899-12-31 | 1 |  | 12
744 | CLRKRD_6_LIMESD | Lime Saddle Hydro | caiso | PGE_Valley | PGE_Valley | Pacific Gas and Electric Valley | PGE_Valley | CAISO | 1906-01-01 | 2050-12-31 | 2 | 1 | 2 | 2 | n/a | Hydro_Standard | Hydro | CAISO_Small_Hydro |  |  |  | 1906 | 2050 | 0 | CAISO | 2 | 1899-12-31 | 1 |  | 12
745 | CLRMTK_1_QF | SMALL QF AGGREGATION - OAKLAND | caiso | PGE_Bay | PGE_Bay | Pacific Gas and Electric Bay | PGE_Bay | CAISO | 1983-12-05 | 2050-12-31 | 0 | 0 |  | 1.25 | n/a | Cogen_NG | Cogen | CAISO_CHP |  |  |  | 1984 | 2050 | 0 | CAISO | 1.25 | 1899-12-31 | 1 |  | 12
746 | ClrSpringsTrout | Clear Springs Trout-1 | teppc | IPFE | IPFE | Idaho Far East | IPCO | NW | 1983-11-02 | 2050-12-31 | 0.52 | 1 | 0.52 | 0.52 | Hydro | Hydro_Standard | Hydro | NW_Hydro |  |  |  | 1984 | 2050 | 0 | NW | 0.52 | 1899-12-31 | 1 |  | 12
747 | ClrwatrFishHtch | Dworshak_Clearwater Fish Hatchery-HY1 | teppc | PNM | PNM | Public Service Company of New Mexico | PNM_EPE | SW | 1998-06-01 | 2030-04-15 | 2.9 | 1 | 2.9 | 2.9 | Hydro | Hydro_Standard | Hydro | SW_Hydro |  |  |  | 1998 | 2029 | 0 | SW | 2.9 | 1899-12-31 | 1 |  | 12
748 | CMBHL_2 | CMBHL 2 | teppc | BPAT | BPAT | Bonneville Power Administration – Transmission | BPAT | NW | 1986-04-15 | 2050-12-31 | 0.1 | 1 | 0.1 | 0.1 | VAR-Device | VAR_NOTGEN | None | NW_Var-DEVICE |  |  |  | 1986 | 2050 | 0 | NW | 0.1 | 1899-12-31 | 1 |  | 12
749 | CMH_3_3 | CMH 3-3 | teppc | AESO | AESO | Alberta Electric System Operator | BCHA_AESO | Excluded | 1974-01-01 | 2050-12-01 | 37.8 | 1 | 37.8 | 37.8 | ST-NatGas | ST_NG | Steam | Excluded_ST |  |  |  | 1974 | 2050 | 0 | Excluded | 37.8 | 1899-12-31 | 1 |  | 12
750 | CNTNLA_2_SOLAR1 | Centinela Solar Energy I | caiso | SDGE | SDGE | San Diego Gas and Electric | SDGE | CAISO | 2014-07-30 | 2050-12-31 | 125 | 1 | 125 | 125 | n/a | PVgeneric_sun | Solar_Fixed | CAISO_Solar |  |  |  | 2015 | 2050 | 0 | CAISO | 125 | 1899-12-31 | 1 |  | 12
751 | CNTNLA_2_SOLAR2 | Centinels Solar Energy 2 | caiso | SDGE | SDGE | San Diego Gas and Electric | SDGE | CAISO | 2014-08-15 | 2050-12-31 | 45.6 | 1 | 45.6 | 45.6 | n/a | PVgeneric_sun | Solar_Fixed | CAISO_Solar |  |  |  | 2015 | 2050 | 0 | CAISO | 45.6 | 1899-12-31 | 1 |  | 12
752 | CNTRVL_6_UNIT | Centerville | caiso | PGE_Valley | PGE_Valley | Pacific Gas and Electric Valley | PGE_Valley | CAISO | 1899-12-31 | 2050-12-31 | 6.4 | 1 | 6.4 | 6.4 | n/a | Hydro_Standard | Hydro | CAISO_Small_Hydro |  |  |  | 1900 | 2050 | 0 | CAISO | 6.4 | 1899-12-31 | 1 |  | 12
753 | Coachella_1 | Coachella 1 | teppc | IID | IID | Imperial Irrigation District | IID | IID | 1973-06-01 | 2050-12-31 | 20 | 1 | 20 | 20 | CT-OilDistillate | CT_Oil | CT | IID_Peaker |  |  |  | 1973 | 2050 | 0 | IID | 20 | 1899-12-31 | 1 |  | 12
754 | Coachella_2 | Coachella 2 | teppc | IID | IID | Imperial Irrigation District | IID | IID | 1991-11-01 | 2050-12-31 | 20 | 1 | 20 | 20 | CT-OilDistillate | CT_Oil | CT | IID_Peaker |  |  |  | 1992 | 2050 | 0 | IID | 20 | 1899-12-31 | 1 |  | 12
755 | Coachella_3 | Coachella 3 | teppc | IID | IID | Imperial Irrigation District | IID | IID | 1974-04-01 | 2050-12-31 | 20 | 1 | 20 | 20 | CT-OilDistillate | CT_Oil | CT | IID_Peaker |  |  |  | 1974 | 2050 | 0 | IID | 20 | 1899-12-31 | 1 |  | 12
756 | Coachella_4 | Coachella 4 | teppc | IID | IID | Imperial Irrigation District | IID | IID | 1976-12-01 | 2050-12-31 | 20 | 1 | 20 | 20 | CT-OilDistillate | CT_Oil | CT | IID_Peaker |  |  |  | 1977 | 2050 | 0 | IID | 20 | 1899-12-31 | 1 |  | 12
757 | Coachella_Battery | Coachella Battery Storage Project 1¦BATTERY ENERGY STORAGE SYSTEM IID | teppc | IID | IID | Imperial Irrigation District | IID | IID | 2016-09-01 | 2050-12-31 | 31 | 1 | 31 | 31 | ES-4HR-Generic | Battery_ | Battery Storage | IID_Li_Battery |  |  |  | 2017 | 2050 | 0 | IID | 31 | 1899-12-31 | 1 |  | 12
758 | Coastal_Energy | Coastal Energy Project-1 | teppc | PNM | PNM | Public Service Company of New Mexico | PNM_EPE | SW | 2010-09-15 | 2050-12-31 | 6 | 1 | 6 | 6 | WT-Onshore | wind_onshorewind | Wind | SW_Wind |  |  |  | 2011 | 2050 | 0 | SW | 6 | 1899-12-31 | 1 |  | 12
759 | Cochrane_COC1 | Cochrane-COC1 | teppc | NWMT | NWMT | NorthWestern Energy | NWMT_WAUW | NW | 1958-07-01 | 2050-12-31 | 32 | 1 | 32 | 32 | Hydro | Hydro_Standard | Hydro | NW_Hydro |  |  |  | 1959 | 2050 | 0 | NW | 32 | 1899-12-31 | 1 |  | 12
760 | Cochrane_COC2 | Cochrane-COC2 | teppc | NWMT | NWMT | NorthWestern Energy | NWMT_WAUW | NW | 1958-07-01 | 2050-12-31 | 32 | 1 | 32 | 32 | Hydro | Hydro_Standard | Hydro | NW_Hydro |  |  |  | 1959 | 2050 | 0 | NW | 32 | 1899-12-31 | 1 |  | 12
761 | COCOPP_2_CTG1 | Marsh Landing 1 | caiso | PGE_Bay | PGE_Bay | Pacific Gas and Electric Bay | PGE_Bay | CAISO | 2013-05-01 | 2050-12-31 | 201.9 | 0.98874 | 201.9 | 204.2 | CT-NatGas-Industrial | CT_NG | CT | CAISO_Peaker2 |  |  |  | 2013 | 2050 | 0 | CAISO | 204.2 | 1899-12-31 | 1 |  | 12
762 | COCOPP_2_CTG2 | Marsh Landing 2 | caiso | PGE_Bay | PGE_Bay | Pacific Gas and Electric Bay | PGE_Bay | CAISO | 2013-05-01 | 2050-12-31 | 201.4 | 0.99359 | 201.4 | 202.7 | CT-NatGas-Industrial | CT_NG | CT | CAISO_Peaker2 |  |  |  | 2013 | 2050 | 0 | CAISO | 202.7 | 1899-12-31 | 1 |  | 12
763 | COCOPP_2_CTG3 | Marsh Landing 3 | caiso | PGE_Bay | PGE_Bay | Pacific Gas and Electric Bay | PGE_Bay | CAISO | 2013-05-01 | 2050-12-31 | 200.9 | 0.96143 | 200.9 | 208.96 | CT-NatGas-Industrial | CT_NG | CT | CAISO_Peaker2 |  |  |  | 2013 | 2050 | 0 | CAISO | 208.96 | 1899-12-31 | 1 |  | 12
764 | COCOPP_2_CTG4 |  | caiso | PGE_Bay | PGE_Bay | Pacific Gas and Electric Bay | PGE_Bay | CAISO | 2013-05-01 | 2050-12-31 | 202.6 | 0.99173 | 202.6 | 204.29 | CT-NatGas-Industrial | CT_NG | CT | CAISO_Peaker2 |  |  |  | 2013 | 2050 | 0 | CAISO | 204.29 | 1899-12-31 | 1 |  | 12
765 | COCOSB_6_SOLAR | Oakley Solar Project | caiso | PGE_Bay | PGE_Bay | Pacific Gas and Electric Bay | PGE_Bay | CAISO | 2013-06-12 | 2050-12-31 | 1.5 | 1 | 1.5 | 1.5 | n/a | PVgeneric_sun | Solar_Fixed | CAISO_Solar |  |  |  | 2013 | 2050 | 0 | CAISO | 1.5 | 1899-12-31 | 1 |  | 12
766 | Coffin_Butte_1 | Coffin Butte-1 | teppc | BPAT | BPAT | Bonneville Power Administration – Transmission | BPAT | NW | 1995-10-01 | 2050-12-31 | 14.7 | 1 | 14.7 | 14.7 | Bio-ICE | ICE_Biomass | Biomass/Wood | NW_Biomass |  |  |  | 1996 | 2050 | 0 | NW | 14.7 | 1899-12-31 | 1 |  | 12
767 | Coffin_Butte_2 | Coffin Butte-2 | teppc | BPAT | BPAT | Bonneville Power Administration – Transmission | BPAT | NW | 1995-10-01 | 2050-12-31 | 0.8 | 1 | 0.8 | 0.8 | Bio-ICE | ICE_Biomass | Biomass/Wood | NW_Biomass |  |  |  | 1996 | 2050 | 0 | NW | 0.8 | 1899-12-31 | 1 |  | 12
768 | Coffin_Butte_3 | Coffin Butte-3 | teppc | BPAT | BPAT | Bonneville Power Administration – Transmission | BPAT | NW | 1995-10-01 | 2050-12-31 | 0.8 | 1 | 0.8 | 0.8 | Bio-ICE | ICE_Biomass | Biomass/Wood | NW_Biomass |  |  |  | 1996 | 2050 | 0 | NW | 0.8 | 1899-12-31 | 1 |  | 12
769 | Coffin_Butte_4 | Coffin Butte-4 | teppc | BPAT | BPAT | Bonneville Power Administration – Transmission | BPAT | NW | 2007-10-01 | 2050-12-31 | 1.5 | 1 | 1.5 | 1.5 | Bio-ICE | ICE_Biomass | Biomass/Wood | NW_Biomass |  |  |  | 2008 | 2050 | 0 | NW | 1.5 | 1899-12-31 | 1 |  | 12
770 | Coffin_Butte_5 | Coffin Butte-5 | teppc | BPAT | BPAT | Bonneville Power Administration – Transmission | BPAT | NW | 2007-10-01 | 2050-12-31 | 1.5 | 1 | 1.5 | 1.5 | Bio-ICE | ICE_Biomass | Biomass/Wood | NW_Biomass |  |  |  | 2008 | 2050 | 0 | NW | 1.5 | 1899-12-31 | 1 |  | 12
771 | CoGen2DRJohnson | D.R.JohnsonLumber_Co-Gen II LLC-GEN1 | teppc | PACW | PACW | PacifiCorp – West | PACW | NW | 1987-10-01 | 2050-12-31 | 7.5 | 1 | 7.5 | 7.5 | Bio-ST | ST_Biomass | Biomass/Wood | NW_Biomass |  |  |  | 1988 | 2050 | 0 | NW | 7.5 | 1899-12-31 | 1 |  | 12
772 | Cogentrix | Alamosa Solar Generating Project-Cogentrix 1¦Cogentrix of Alamosa-1 | teppc | PSCO | PSCO | Public Service Company of Colorado | PSCO | Excluded | 2012-04-01 | 2050-12-31 | 30 | 1 | 30 | 30 | SolarPV-Tracking | 1axPV_sun | Solar_1Axis | Excluded_Solar |  |  |  | 2012 | 2050 | 0 | Excluded | 30 | 1899-12-31 | 1 |  | 12
773 | COGNAT_1_UNIT |  | caiso | PGE_Valley | PGE_Valley | Pacific Gas and Electric Valley | PGE_Valley | CAISO | 2014-02-12 | 2050-12-31 | 45.64 | 1.0142 | 45.64 | 45 | n/a | Cogen_NG | Cogen | CAISO_CHP |  |  |  | 2014 | 2050 | 0 | CAISO | 45 | 1899-12-31 | 1 |  | 12
774 | Cold_Springs | Cold Springs Windfarm-1 | teppc | IPMV | IPMV | Idaho Magic Valley | IPCO | NW | 2012-08-11 | 2050-12-31 | 23 | 1 | 23 | 23 | WT-Onshore | wind_onshorewind | Wind | NW_Wind |  |  |  | 2013 | 2050 | 0 | NW | 23 | 1899-12-31 | 1 |  | 12
775 | COLEMN_2_UNIT | Coleman | caiso | PGE_Valley | PGE_Valley | Pacific Gas and Electric Valley | PGE_Valley | CAISO | 1979-01-01 | 2050-12-31 | 13 | 1 | 13 | 13 | n/a | Hydro_Standard | Hydro | CAISO_Small_Hydro |  |  |  | 1979 | 2050 | 0 | CAISO | 13 | 1899-12-31 | 1 |  | 12
776 | COLGAT_7_UNIT_1 | Colgate Powerhouse Unit 1 | caiso | PGE_Valley | PGE_Valley | Pacific Gas and Electric Valley | PGE_Valley | CAISO | 1969-01-01 | 2050-12-31 | 176.72 | 1 | 176.72 | 176.72 | n/a | Hydro_Standard | Hydro | CAISO_Hydro |  |  |  | 1969 | 2050 | 0 | CAISO | 176.72 | 1899-12-31 | 1 |  | 12
777 | COLGAT_7_UNIT_2 | Colgate Powerhouse Unit 2 | caiso | PGE_Valley | PGE_Valley | Pacific Gas and Electric Valley | PGE_Valley | CAISO | 1969-01-01 | 2050-12-31 | 175.67 | 1 | 175.67 | 175.67 | n/a | Hydro_Standard | Hydro | CAISO_Hydro |  |  |  | 1969 | 2050 | 0 | CAISO | 175.67 | 1899-12-31 | 1 |  | 12
778 | Colstrip_1 | Colstrip-1 | teppc | IPFE | IPFE | Idaho Far East | IPCO | NW | 1975-11-01 | 2022-07-31 | 307 | 1 | 307 | 307 | ST-Coal | Steam_Coal | Coal | NW_Coal |  |  |  | 1976 | 2022 | 0 | NW | 307 | 1899-12-31 | 1 |  | 12
779 | Colstrip_2 | Colstrip-2 | teppc | IPFE | IPFE | Idaho Far East | IPCO | NW | 1976-08-01 | 2022-07-31 | 307 | 1 | 307 | 307 | ST-Coal | Steam_Coal | Coal | NW_Coal |  |  |  | 1977 | 2022 | 0 | NW | 307 | 1899-12-31 | 1 |  | 12
780 | Colstrip_3 | Colstrip-3 | teppc | NWMT | NWMT | NorthWestern Energy | NWMT_WAUW | NW | 1984-01-01 | 2050-12-31 | 740 | 1 | 740 | 740 | ST-Coal | Steam_Coal | Coal | NW_Coal |  |  |  | 1984 | 2050 | 0 | NW | 740 | 1899-12-31 | 1 |  | 12
781 | Colstrip_4 | Colstrip-4 | teppc | NWMT | NWMT | NorthWestern Energy | NWMT_WAUW | NW | 1986-04-01 | 2050-12-31 | 740 | 1 | 740 | 740 | ST-Coal | Steam_Coal | Coal | NW_Coal |  |  |  | 1986 | 2050 | 0 | NW | 740 | 1899-12-31 | 1 |  | 12
782 | Colstrip_Energy | Colstrip Energy LP-GEN1 | teppc | NWMT | NWMT | NorthWestern Energy | NWMT_WAUW | NW | 1990-02-01 | 2050-12-31 | 43.7 | 1 | 43.7 | 43.7 | ST-Coal | Steam_Coal | Coal | NW_Coal |  |  |  | 1990 | 2050 | 0 | NW | 43.7 | 1899-12-31 | 1 |  | 12
783 | COLTON_6_AGUAM1 | AGUA MANSA UNIT 1 (CITY OF COLTON) | caiso | SCE | SCE | Southern California Edison | SCE | CAISO | 2003-06-27 | 2050-12-31 | 43 | 1 | 43 | 43 | CT-NatGas-Aero | CT_NG | CT | CAISO_Peaker1 |  |  |  | 2003 | 2050 | 0 | CAISO | 43 | 1899-12-31 | 1 |  | 12
784 | Columbia_Ridge1 | Waste Management Columbia Ridge LFGTE-GEN1 | teppc | PNM | PNM | Public Service Company of New Mexico | PNM_EPE | SW | 2009-03-01 | 2050-12-31 | 0.8 | 1 | 0.8 | 0.8 | Bio-ICE | ICE_Biomass | Biomass/Wood | SW_Biomass |  |  |  | 2009 | 2050 | 0 | SW | 0.8 | 1899-12-31 | 1 |  | 12
785 | Columbia_Ridge2 | Waste Management Columbia Ridge LFGTE-GEN2 | teppc | PNM | PNM | Public Service Company of New Mexico | PNM_EPE | SW | 2009-03-01 | 2050-12-31 | 0.8 | 1 | 0.8 | 0.8 | Bio-ICE | ICE_Biomass | Biomass/Wood | SW_Biomass |  |  |  | 2009 | 2050 | 0 | SW | 0.8 | 1899-12-31 | 1 |  | 12
786 | Columbia_Ridge4 | Waste Management Columbia Ridge LFGTE-GEN4 | teppc | PNM | PNM | Public Service Company of New Mexico | PNM_EPE | SW | 2009-03-01 | 2050-12-31 | 0.8 | 1 | 0.8 | 0.8 | Bio-ICE | ICE_Biomass | Biomass/Wood | SW_Biomass |  |  |  | 2009 | 2050 | 0 | SW | 0.8 | 1899-12-31 | 1 |  | 12
787 | Columbia_Ridge5 | Waste Management Columbia Ridge LFGTE-GEN5 | teppc | PNM | PNM | Public Service Company of New Mexico | PNM_EPE | SW | 2009-03-01 | 2050-12-31 | 0.8 | 1 | 0.8 | 0.8 | Bio-ICE | ICE_Biomass | Biomass/Wood | SW_Biomass |  |  |  | 2009 | 2050 | 0 | SW | 0.8 | 1899-12-31 | 1 |  | 12
788 | Columbia_Ridge6 | Waste Management Columbia Ridge LFGTE-GEN6 | teppc | PNM | PNM | Public Service Company of New Mexico | PNM_EPE | SW | 2009-03-01 | 2050-12-31 | 0.8 | 1 | 0.8 | 0.8 | Bio-ICE | ICE_Biomass | Biomass/Wood | SW_Biomass |  |  |  | 2009 | 2050 | 0 | SW | 0.8 | 1899-12-31 | 1 |  | 12
789 | Columbia_Ridge7 | Waste Management Columbia Ridge LFGTE-GEN7 | teppc | PNM | PNM | Public Service Company of New Mexico | PNM_EPE | SW | 2009-03-01 | 2050-12-31 | 0.8 | 1 | 0.8 | 0.8 | Bio-ICE | ICE_Biomass | Biomass/Wood | SW_Biomass |  |  |  | 2009 | 2050 | 0 | SW | 0.8 | 1899-12-31 | 1 |  | 12
790 | Columbia_Ridge8 | Waste Management Columbia Ridge LFGTE-GEN8 | teppc | PNM | PNM | Public Service Company of New Mexico | PNM_EPE | SW | 2009-03-01 | 2050-12-31 | 0.8 | 1 | 0.8 | 0.8 | Bio-ICE | ICE_Biomass | Biomass/Wood | SW_Biomass |  |  |  | 2009 | 2050 | 0 | SW | 0.8 | 1899-12-31 | 1 |  | 12
791 | Columbia2 | Columbia Generating Station-2 | teppc | BPAT | BPAT | Bonneville Power Administration – Transmission | BPAT | NW | 1984-12-01 | 2050-12-31 | 1170 | 1 | 1170 | 1170 | ST-Nuclear | ST_Nuclear | Nuclear | NW_Nuclear |  |  |  | 1985 | 2050 | 0 | NW | 1170 | 1899-12-31 | 1 |  | 12
792 | COLUSA_2_PL1X3 | Colusa Generating Station | caiso | PGE_Valley | PGE_Valley | Pacific Gas and Electric Valley | PGE_Valley | CAISO | 2010-12-22 | 2050-12-31 | 612.5 | 0.95554 | 612.5 | 641 | CCWhole-NatGas-Industrial | CC_NG | CC | CAISO_CCGT1 |  |  |  | 2011 | 2050 | 0 | CAISO | 641 | 1899-12-31 | 1 |  | 12
793 | COLVIL_7_PL1X2 | COLLIERVILLE HYDRO UNIT 1 & 2 AGGREGATE | caiso | PGE_Valley | PGE_Valley | Pacific Gas and Electric Valley | PGE_Valley | CAISO |  | 2050-12-31 | 246.86 | 1 | 246.86 | 246.86 | n/a | Hydro_Standard | Hydro | CAISO_Hydro |  |  |  | 1900 | 2050 | 0 | CAISO | 246.86 | 1899-12-31 | 1 |  | 12
794 | Comanche_1 | Comanche 1 | teppc | PSCO | PSCO | Public Service Company of Colorado | PSCO | Excluded | 1972-12-01 | 2022-12-31 | 325 | 1 | 325 | 325 | ST-Coal | Steam_Coal | Coal | Excluded_Coal |  |  |  | 1973 | 2022 | 0 | Excluded | 325 | 1899-12-31 | 1 |  | 12
795 | Comanche_2 | Comanche 2 | teppc | PSCO | PSCO | Public Service Company of Colorado | PSCO | Excluded | 1974-12-01 | 2025-12-31 | 335 | 1 | 335 | 335 | ST-Coal | Steam_Coal | Coal | Excluded_Coal |  |  |  | 1975 | 2025 | 0 | Excluded | 335 | 1899-12-31 | 1 |  | 12
796 | Comanche_3 | Comanche-3 | teppc | PSCO | PSCO | Public Service Company of Colorado | PSCO | Excluded | 2010-05-01 | 2069-12-31 | 766 | 1 | 766 | 766 | ST-Coal | Steam_Coal | Coal | Excluded_Coal |  |  |  | 2010 | 2069 | 0 | Excluded | 766 | 1899-12-31 | 1 |  | 12
797 | Comanche_Solar | Comanche Solar Project COMCH | teppc | PSCO | PSCO | Public Service Company of Colorado | PSCO | Excluded | 2016-04-15 | 2050-12-31 | 120 | 1 | 120 | 120 | SolarPV-Tracking | 1axPV_sun | Solar_1Axis | Excluded_Solar |  |  |  | 2016 | 2050 | 0 | Excluded | 120 | 1899-12-31 | 1 |  | 12
798 | Combine_Hills | Combine Hills I-1 | teppc | PACW | PACW | PacifiCorp – West | PACW | NW | 2003-12-01 | 2050-12-31 | 41 | 1 | 41 | 41 | WT-Onshore | wind_onshorewind | Wind | NW_Wind |  |  |  | 2004 | 2050 | 0 | NW | 41 | 1899-12-31 | 1 |  | 12
799 | Condon_Wind | Condon Windpower LLC-GEN1 & GEN2 | teppc | TPWR | TPWR | Tacoma Power | BPAT | NW | 2002-01-07 | 2050-12-31 | 24.6 | 1 | 24.6 | 24.6 | WT-Onshore | wind_onshorewind | Wind | NW_Wind |  |  |  | 2002 | 2050 | 0 | NW | 24.6 | 1899-12-31 | 1 |  | 12
800 | Conifex_Green | Conifex Green Energy-1_Conifex Green Energy-1_IPP-FFI | teppc | BCHA | BCHA | British Columbia Transmission Company | BCHA_AESO | Excluded | 2014-09-20 | 2034-09-20 | 36 | 1 | 36 | 36 | Bio-ST | ST_Biomass | Biomass/Wood | Excluded_Biomass |  |  |  | 2015 | 2034 | 0 | Excluded | 36 | 1899-12-31 | 1 |  | 12
801 | Conklin | Conklin GT1-1 | teppc | AESO | AESO | Alberta Electric System Operator | BCHA_AESO | Excluded | 2010-01-01 | 2050-12-31 | 92 | 1 | 92 | 92 | CT-AB-Cogen | Cogen_NG | Cogen | Excluded_CHP |  |  |  | 2010 | 2050 | 0 | Excluded | 92 | 1899-12-31 | 1 |  | 12
802 | CONTRL_1_CASAD1 | Mammoth G1 | caiso | SCE | SCE | Southern California Edison | SCE | CAISO | 1984-11-26 | 2050-12-31 | 5.66 | 0.566 | 5.66 | 10 | n/a | Geothermal_steam | Geothermal | CAISO_Geothermal |  |  |  | 1985 | 2050 | 0 | CAISO | 10 | 1899-12-31 | 1 |  | 12
803 | CONTRL_1_CASAD3 | Mammoth G3 | caiso | SCE | SCE | Southern California Edison | SCE | CAISO | 2013-04-01 | 2050-12-31 | 7.73 | 0.55214 | 7.73 | 14 | n/a | Geothermal_steam | Geothermal | CAISO_Geothermal |  |  |  | 2013 | 2050 | 0 | CAISO | 14 | 1899-12-31 | 1 |  | 12
804 | CONTRL_1_LUNDY | LUNDY | caiso | SCE | SCE | Southern California Edison | SCE | CAISO | 1911-01-01 | 2050-12-31 | 3 | 1 | 3 | 3 | n/a | Hydro_Standard | Hydro | CAISO_Small_Hydro |  |  |  | 1911 | 2050 | 0 | CAISO | 3 | 1899-12-31 | 1 |  | 12
805 | CONTRL_1_OXBOW | Dixie Valley Geo | caiso | NEVP | SCE | Southern California Edison | SCE | CAISO | 1988-06-14 | 2050-12-31 | 53.57 | 0.89283 | 53.57 | 60 | n/a | Geothermal_steam | Geothermal | CAISO_Geothermal |  |  |  | 1988 | 2050 | 0 | CAISO | 60 | 1899-12-31 | 1 |  | 12
806 | CONTRL_1_POOLE | POOLE HYDRO PLANT 1 | caiso | SCE | SCE | Southern California Edison | SCE | CAISO | 1924-01-01 | 2050-12-31 | 10.9 | 1 | 10.9 | 10.9 | n/a | Hydro_Standard | Hydro | CAISO_Small_Hydro |  |  |  | 1924 | 2050 | 0 | CAISO | 10.9 | 1899-12-31 | 1 |  | 12
807 | CONTRL_1_QF | CONTROL QFS | caiso | SCE | SCE | Southern California Edison | SCE | CAISO | 1982-01-01 | 2050-12-31 | 5.57 | 0.41567 | 5.57 | 13.4 | n/a | Cogen_NG | Cogen | CAISO_CHP |  |  |  | 1982 | 2050 | 0 | CAISO | 13.4 | 1899-12-31 | 1 |  | 12
808 | CONTRL_1_RUSHCK | RUSH CREEK | caiso | SCE | SCE | Southern California Edison | SCE | CAISO | 1916-01-01 | 2050-12-31 | 11.94 | 1 | 11.94 | 11.94 | n/a | Hydro_Standard | Hydro | CAISO_Small_Hydro |  |  |  | 1916 | 2050 | 0 | CAISO | 11.94 | 1899-12-31 | 1 |  | 12
809 | Control_Gorge_1 | Control Gorge 1 | teppc | LDWP | LDWP | Los Angeles Department of Water and Power | LADWP | LDWP | 2009-06-02 | 2050-12-31 | 37.5 | 1 | 37.5 | 37.5 | Hydro | Hydro_Standard | Hydro | LDWP_Hydro |  |  |  | 2009 | 2050 | 0 | LDWP | 37.5 | 1899-12-31 | 1 |  | 12
810 | Coolidge_01 | Coolidge Generation Station-1 | teppc | SRP | SRP | Salt River Project | SRP | SW | 2011-05-01 | 2050-12-31 | 46.8 | 1 | 46.8 | 46.8 | CT-NatGas-Aero | CT_NG | CT | SW_Peaker |  |  |  | 2011 | 2050 | 0 | SW | 46.8 | 1899-12-31 | 1 |  | 12
811 | Coolidge_02 | Coolidge Generating Station 2 | teppc | SRP | SRP | Salt River Project | SRP | SW | 2011-05-01 | 2050-12-31 | 46.8 | 1 | 46.8 | 46.8 | CT-NatGas-Aero | CT_NG | CT | SW_Peaker |  |  |  | 2011 | 2050 | 0 | SW | 46.8 | 1899-12-31 | 1 |  | 12
812 | Coolidge_03 | Coolidge Generating Station 3 | teppc | SRP | SRP | Salt River Project | SRP | SW | 2011-05-01 | 2050-12-31 | 46.8 | 1 | 46.8 | 46.8 | CT-NatGas-Aero | CT_NG | CT | SW_Peaker |  |  |  | 2011 | 2050 | 0 | SW | 46.8 | 1899-12-31 | 1 |  | 12
813 | Coolidge_04 | Coolidge Generating Station 4 | teppc | SRP | SRP | Salt River Project | SRP | SW | 2011-05-01 | 2050-12-31 | 46.8 | 1 | 46.8 | 46.8 | CT-NatGas-Aero | CT_NG | CT | SW_Peaker |  |  |  | 2011 | 2050 | 0 | SW | 46.8 | 1899-12-31 | 1 |  | 12
814 | Coolidge_05 | Coolidge Generating Station 5 | teppc | SRP | SRP | Salt River Project | SRP | SW | 2011-05-01 | 2050-12-31 | 46.8 | 1 | 46.8 | 46.8 | CT-NatGas-Aero | CT_NG | CT | SW_Peaker |  |  |  | 2011 | 2050 | 0 | SW | 46.8 | 1899-12-31 | 1 |  | 12
815 | Coolidge_06 | Coolidge Generating Station 6 | teppc | SRP | SRP | Salt River Project | SRP | SW | 2011-05-01 | 2050-12-31 | 46.8 | 1 | 46.8 | 46.8 | CT-NatGas-Aero | CT_NG | CT | SW_Peaker |  |  |  | 2011 | 2050 | 0 | SW | 46.8 | 1899-12-31 | 1 |  | 12
816 | Coolidge_07 | Coolidge Generating Station 7 | teppc | SRP | SRP | Salt River Project | SRP | SW | 2011-05-01 | 2050-12-31 | 46.8 | 1 | 46.8 | 46.8 | CT-NatGas-Aero | CT_NG | CT | SW_Peaker |  |  |  | 2011 | 2050 | 0 | SW | 46.8 | 1899-12-31 | 1 |  | 12
817 | Coolidge_08 | Coolidge Generating Station 8 | teppc | SRP | SRP | Salt River Project | SRP | SW | 2011-05-01 | 2050-12-31 | 46.8 | 1 | 46.8 | 46.8 | CT-NatGas-Aero | CT_NG | CT | SW_Peaker |  |  |  | 2011 | 2050 | 0 | SW | 46.8 | 1899-12-31 | 1 |  | 12
818 | Coolidge_09 | Coolidge Generating Station 9 | teppc | SRP | SRP | Salt River Project | SRP | SW | 2011-05-01 | 2050-12-31 | 46.8 | 1 | 46.8 | 46.8 | CT-NatGas-Aero | CT_NG | CT | SW_Peaker |  |  |  | 2011 | 2050 | 0 | SW | 46.8 | 1899-12-31 | 1 |  | 12
819 | Coolidge_10 | Coolidge Generating Station 10 | teppc | SRP | SRP | Salt River Project | SRP | SW | 2011-05-01 | 2050-12-31 | 46.8 | 1 | 46.8 | 46.8 | CT-NatGas-Aero | CT_NG | CT | SW_Peaker |  |  |  | 2011 | 2050 | 0 | SW | 46.8 | 1899-12-31 | 1 |  | 12
820 | Coolidge_11 | Coolidge Generating Station 11 | teppc | SRP | SRP | Salt River Project | SRP | SW | 2011-05-01 | 2050-12-31 | 46.8 | 1 | 46.8 | 46.8 | CT-NatGas-Aero | CT_NG | CT | SW_Peaker |  |  |  | 2011 | 2050 | 0 | SW | 46.8 | 1899-12-31 | 1 |  | 12
821 | Coolidge_12 | Coolidge Generating Station 12 | teppc | SRP | SRP | Salt River Project | SRP | SW | 2011-05-01 | 2050-12-31 | 46.8 | 1 | 46.8 | 46.8 | CT-NatGas-Aero | CT_NG | CT | SW_Peaker |  |  |  | 2011 | 2050 | 0 | SW | 46.8 | 1899-12-31 | 1 |  | 12
822 | Copco_2_1 | Copco 2-1 | teppc | PACW | PACW | PacifiCorp – West | PACW | NW | 1925-07-01 | 2050-12-31 | 13.5 | 1 | 13.5 | 13.5 | HydroRPS | Hydro_Standard | Hydro | NW_Hydro |  |  |  | 1926 | 2050 | 0 | NW | 13.5 | 1899-12-31 | 1 |  | 12
823 | Copco_2_2 | Copco 2-2 | teppc | PACW | PACW | PacifiCorp – West | PACW | NW | 1925-08-01 | 2050-12-31 | 13.5 | 1 | 13.5 | 13.5 | HydroRPS | Hydro_Standard | Hydro | NW_Hydro |  |  |  | 1926 | 2050 | 0 | NW | 13.5 | 1899-12-31 | 1 |  | 12
824 | Copco1_1 | Copco 1-1 | teppc | PACW | PACW | PacifiCorp – West | PACW | NW | 1918-01-01 | 2030-01-01 | 10 | 1 | 10 | 10 | HydroRPS | Hydro_Standard | Hydro | NW_Hydro |  |  |  | 1918 | 2029 | 0 | NW | 10 | 1899-12-31 | 1 |  | 12
825 | Copco1_2 | Copco 1-2 | teppc | PACW | PACW | PacifiCorp – West | PACW | NW | 1922-11-01 | 2030-01-01 | 10 | 1 | 10 | 10 | HydroRPS | Hydro_Standard | Hydro | NW_Hydro |  |  |  | 1923 | 2029 | 0 | NW | 10 | 1899-12-31 | 1 |  | 12
826 | COPMT2_2_SOLAR2 | CMS2 | caiso | NEVP | SCE | Southern California Edison | SCE | CAISO |  | 2050-12-31 | 155 | 1 | 155 | 155 | n/a | PVgeneric_sun | Solar_Fixed | CAISO_Solar |  |  |  | 1900 | 2050 | 0 | CAISO | 155 | 1899-12-31 | 1 |  | 12
827 | COPMT4_2_SOLAR4 | Copper Mountain Solar 4 | caiso | NEVP | SCE | Southern California Edison | SCE | CAISO |  | 2050-12-31 | 92 | 1 | 92 | 92 | PVgeneric_sun | PVgeneric_sun | Solar_Fixed | CAISO_Solar |  |  |  | 1900 | 2050 | 0 | CAISO | 92 | 1899-12-31 | 1 |  | 12
828 | COPMTN_2_CM10 | Copper Mountain 10 | caiso | NEVP | SCE | Southern California Edison | SCE | CAISO | 2011-10-03 | 2050-12-31 | 10 | 1 | 10 | 10 | n/a | PVgeneric_sun | Solar_Fixed | CAISO_Solar |  |  |  | 2012 | 2050 | 0 | CAISO | 10 | 1899-12-31 | 1 |  | 12
829 | COPMTN_2_SOLAR1 | Copper Mountain 48 | caiso | NEVP | SCE | Southern California Edison | SCE | CAISO | 2010-06-15 | 2050-12-31 | 48 | 1 | 48 | 48 | n/a | PVgeneric_sun | Solar_Fixed | CAISO_Solar |  |  |  | 2010 | 2050 | 0 | CAISO | 48 | 1899-12-31 | 1 |  | 12
830 | Copper_1 | Copper-1 | teppc | EPE | EPE | El Paso Electric Company | PNM_EPE | SW | 1980-07-01 | 2030-12-31 | 64 | 1 | 64 | 64 | CT-NatGas-Industrial | CT_NG | CT | SW_Peaker |  |  |  | 1981 | 2030 | 0 | SW | 64 | 1899-12-31 | 1 |  | 12
831 | Copper_Crossing_1 | Copper Crossing Gen Station (Abel Peaking) CCGS1-5 1 | teppc | SRP | SRP | Salt River Project | SRP | SW | 2021-05-01 | 2050-12-31 | 91 | 1 | 91 | 91 | CT-NatGas-Industrial | CT_NG | CT | SW_Peaker |  |  |  | 2021 | 2050 | 0 | SW | 91 | 1899-12-31 | 1 |  | 12
832 | Copper_Crossing_2 | Copper Crossing Gen Station (Abel Peaking) CCGS1-5 2 | teppc | SRP | SRP | Salt River Project | SRP | SW | 2021-05-01 | 2050-12-31 | 91 | 1 | 91 | 91 | CT-NatGas-Industrial | CT_NG | CT | SW_Peaker |  |  |  | 2021 | 2050 | 0 | SW | 91 | 1899-12-31 | 1 |  | 12
833 | Copper_Crossing_3 | Copper Crossing Gen Station (Abel Peaking) CCGS1-5 3 | teppc | SRP | SRP | Salt River Project | SRP | SW | 2021-05-01 | 2050-12-31 | 91 | 1 | 91 | 91 | CT-NatGas-Industrial | CT_NG | CT | SW_Peaker |  |  |  | 2021 | 2050 | 0 | SW | 91 | 1899-12-31 | 1 |  | 12
834 | Copper_Crossing_4 | Copper Crossing Gen Station (Abel Peaking) CCGS1-5 4 | teppc | SRP | SRP | Salt River Project | SRP | SW | 2022-05-01 | 2050-12-31 | 91 | 1 | 91 | 91 | CT-NatGas-Industrial | CT_NG | CT | SW_Peaker |  |  |  | 2022 | 2050 | 0 | SW | 91 | 1899-12-31 | 1 |  | 12
835 | Copper_Crossing_5 | Copper Crossing Gen Station (Abel Peaking) CCGS1-5 5 | teppc | SRP | SRP | Salt River Project | SRP | SW | 2022-05-01 | 2050-12-31 | 91 | 1 | 91 | 91 | CT-NatGas-Industrial | CT_NG | CT | SW_Peaker |  |  |  | 2022 | 2050 | 0 | SW | 91 | 1899-12-31 | 1 |  | 12
836 | Copper_Crossing_6 | Copper Crossing Gen Station (Abel Peaking) CCGS1-5 6 | teppc | SRP | SRP | Salt River Project | SRP | SW | 2022-05-01 | 2050-12-31 | 91 | 1 | 91 | 91 | CT-NatGas-Industrial | CT_NG | CT | SW_Peaker |  |  |  | 2022 | 2050 | 0 | SW | 91 | 1899-12-31 | 1 |  | 12
837 | Copper_Crossing_7 | Copper Crossing Gen Station (Abel Peaking) CCGS1-5 7 | teppc | SRP | SRP | Salt River Project | SRP | SW | 2023-05-01 | 2050-12-31 | 91 | 1 | 91 | 91 | CT-NatGas-Industrial | CT_NG | CT | SW_Peaker |  |  |  | 2023 | 2050 | 0 | SW | 91 | 1899-12-31 | 1 |  | 12
838 | Copper_Crossing_8 | Copper Crossing Gen Station (Abel Peaking) CCGS1-5 8 | teppc | SRP | SRP | Salt River Project | SRP | SW | 2023-05-01 | 2050-12-31 | 91 | 1 | 91 | 91 | CT-NatGas-Industrial | CT_NG | CT | SW_Peaker |  |  |  | 2023 | 2050 | 0 | SW | 91 | 1899-12-31 | 1 |  | 12
839 | Copper_Crossing_9 | Copper Crossing Gen Station (Abel Peaking) CCGS1-5 9 | teppc | SRP | SRP | Salt River Project | SRP | SW | 2023-05-01 | 2050-12-31 | 91 | 1 | 91 | 91 | CT-NatGas-Industrial | CT_NG | CT | SW_Peaker |  |  |  | 2023 | 2050 | 0 | SW | 91 | 1899-12-31 | 1 |  | 12
840 | Copper_Mountain_3_01 | Copper Mountain Solar III 1 | teppc | LDWP | LDWP | Los Angeles Department of Water and Power | LADWP | LDWP | 2013-12-01 | 2050-12-31 | 26 | 1 | 26 | 26 | SolarPV-NonTracking | FixedPV_sun | Solar_Fixed | LDWP_Solar |  |  |  | 2014 | 2050 | 0 | LDWP | 26 | 1899-12-31 | 1 |  | 12
841 | Copper_Mountain_3_02 | Copper Mountain Solar III 2 | teppc | LDWP | LDWP | Los Angeles Department of Water and Power | LADWP | LDWP | 2013-12-01 | 2050-12-31 | 27 | 1 | 27 | 27 | SolarPV-NonTracking | FixedPV_sun | Solar_Fixed | LDWP_Solar |  |  |  | 2014 | 2050 | 0 | LDWP | 27 | 1899-12-31 | 1 |  | 12
842 | Copper_Mountain_3_03 | Copper Mountain Solar III 3 | teppc | LDWP | LDWP | Los Angeles Department of Water and Power | LADWP | LDWP | 2013-12-01 | 2050-12-31 | 26 | 1 | 26 | 26 | SolarPV-NonTracking | FixedPV_sun | Solar_Fixed | LDWP_Solar |  |  |  | 2014 | 2050 | 0 | LDWP | 26 | 1899-12-31 | 1 |  | 12
843 | Copper_Mountain_3_04 | Copper Mountain Solar III 4 | teppc | LDWP | LDWP | Los Angeles Department of Water and Power | LADWP | LDWP | 2013-12-01 | 2050-12-31 | 28 | 1 | 28 | 28 | SolarPV-NonTracking | FixedPV_sun | Solar_Fixed | LDWP_Solar |  |  |  | 2014 | 2050 | 0 | LDWP | 28 | 1899-12-31 | 1 |  | 12
844 | Copper_Mountain_3_05 | Copper Mountain 3-5 | teppc | LDWP | LDWP | Los Angeles Department of Water and Power | LADWP | LDWP | 2013-12-01 | 2050-12-31 | 25 | 1 | 25 | 25 | SolarPV-NonTracking | FixedPV_sun | Solar_Fixed | LDWP_Solar |  |  |  | 2014 | 2050 | 0 | LDWP | 25 | 1899-12-31 | 1 |  | 12
845 | Copper_Mountain_3_06 | Copper Mountain Solar III 6 | teppc | LDWP | LDWP | Los Angeles Department of Water and Power | LADWP | LDWP | 2013-12-01 | 2050-12-31 | 26 | 1 | 26 | 26 | SolarPV-NonTracking | FixedPV_sun | Solar_Fixed | LDWP_Solar |  |  |  | 2014 | 2050 | 0 | LDWP | 26 | 1899-12-31 | 1 |  | 12
846 | Copper_Mountain_3_07 | Copper Mountain Solar III 7 | teppc | LDWP | LDWP | Los Angeles Department of Water and Power | LADWP | LDWP | 2013-12-01 | 2050-12-31 | 27 | 1 | 27 | 27 | SolarPV-NonTracking | FixedPV_sun | Solar_Fixed | LDWP_Solar |  |  |  | 2014 | 2050 | 0 | LDWP | 27 | 1899-12-31 | 1 |  | 12
847 | Copper_Mountain_3_08 | Copper Mountain Solar III 8 | teppc | LDWP | LDWP | Los Angeles Department of Water and Power | LADWP | LDWP | 2013-12-01 | 2050-12-31 | 26 | 1 | 26 | 26 | SolarPV-NonTracking | FixedPV_sun | Solar_Fixed | LDWP_Solar |  |  |  | 2014 | 2050 | 0 | LDWP | 26 | 1899-12-31 | 1 |  | 12
848 | Copper_Mountain_3_09 | Copper Mountain Solar III 9 | teppc | LDWP | LDWP | Los Angeles Department of Water and Power | LADWP | LDWP | 2013-12-01 | 2050-12-31 | 24 | 1 | 24 | 24 | SolarPV-NonTracking | FixedPV_sun | Solar_Fixed | LDWP_Solar |  |  |  | 2014 | 2050 | 0 | LDWP | 24 | 1899-12-31 | 1 |  | 12
849 | Copper_Mountain_3_10 | Copper Mountain Solar III 10 | teppc | LDWP | LDWP | Los Angeles Department of Water and Power | LADWP | LDWP | 2013-12-01 | 2050-12-31 | 20 | 1 | 20 | 20 | SolarPV-NonTracking | FixedPV_sun | Solar_Fixed | LDWP_Solar |  |  |  | 2014 | 2050 | 0 | LDWP | 20 | 1899-12-31 | 1 |  | 12
850 | CORAL12T | CORAL12 | teppc | PAUT | PAUT | Utah, PACE Utility | PACE | NW | 2018-03-30 | 2050-12-31 | 4 | 1 | 4 | 4 | ICE-OilDistillate | ICE_Oil | ICE | NW_Peaker |  |  |  | 2018 | 2050 | 0 | NW | 4 | 1899-12-31 | 1 |  | 12
851 | CORCAN_1_SOLAR1 | CID Solar | caiso | PGE_Valley | PGE_Valley | Pacific Gas and Electric Valley | PGE_Valley | CAISO | 2015-01-09 | 2050-12-31 | 20 | 1 | 20 | 20 | n/a | PVgeneric_sun | Solar_Fixed | CAISO_Solar |  |  |  | 2015 | 2050 | 0 | CAISO | 20 | 1899-12-31 | 1 |  | 12
852 | CORCAN_1_SOLAR2 | Corcoran City | caiso | PGE_Valley | PGE_Valley | Pacific Gas and Electric Valley | PGE_Valley | CAISO | 2015-05-23 | 2050-12-31 | 11 | 1 | 11 | 11 | n/a | PVgeneric_sun | Solar_Fixed | CAISO_Solar |  |  |  | 2015 | 2050 | 0 | CAISO | 11 | 1899-12-31 | 1 |  | 12
853 | Cordova_FIR_Solar | Cordova Solar | teppc | BANC | BANC | Balancing Authority of Northern California | SMUD | BANC | 2012-01-01 | 2050-01-01 | 9.5 | 1 | 9.5 | 9.5 | SolarPV-NonTracking | FixedPV_sun | Solar_Fixed | BANC_Solar |  |  |  | 2012 | 2049 | 0 | BANC | 9.5 | 1899-12-31 | 1 |  | 12
854 | Coronado_CO1 | Coronado CO1 | teppc | SRP | SRP | Salt River Project | SRP | SW | 1979-12-01 | 2050-12-31 | 380 | 1 | 380 | 380 | ST-Coal | Steam_Coal | Coal | SW_Coal |  |  |  | 1980 | 2050 | 0 | SW | 380 | 1899-12-31 | 1 |  | 12
855 | Coronado_CO2 | Coronado CO2 | teppc | SRP | SRP | Salt River Project | SRP | SW | 1980-10-01 | 2050-12-31 | 382 | 1 | 382 | 382 | ST-Coal | Steam_Coal | Coal | SW_Coal |  |  |  | 1981 | 2050 | 0 | SW | 382 | 1899-12-31 | 1 |  | 12
856 | CORONS_2_SOLAR | Master Development Corona | caiso | SCE | SCE | Southern California Edison | SCE | CAISO | 2013-04-24 | 2050-12-31 | 0.99 | 1 | 0.99 | 0.99 | n/a | PVgeneric_sun | Solar_Fixed | CAISO_Solar |  |  |  | 2013 | 2050 | 0 | CAISO | 0.99 | 1899-12-31 | 1 |  | 12
857 | CORONS_6_CLRWTR | Clearwater Power Plant | caiso | SCE | SCE | Southern California Edison | SCE | CAISO | 2005-02-28 | 2050-12-31 | 28 | 1 | 28 | 28 | CCWhole-NatGas-Aero | CC_NG | CC | CAISO_CCGT2 |  |  |  | 2005 | 2050 | 0 | CAISO | 28 | 1899-12-31 | 1 |  | 12
858 | Corra_Linn_1 | Corra Linn-1_Corra Linn-1_FBC-COR | teppc | BCHA | BCHA | British Columbia Transmission Company | BCHA_AESO | Excluded | 1999-11-11 | 2033-03-31 | 17 | 1 | 17 | 17 | Hydro | Hydro_Standard | Hydro | Excluded_Hydro |  |  |  | 2000 | 2032 | 0 | Excluded | 17 | 1899-12-31 | 1 |  | 12
859 | Corra_Linn_2 | Corra Linn-2_Corra Linn-2_FBC-COR | teppc | BCHA | BCHA | British Columbia Transmission Company | BCHA_AESO | Excluded | 1999-11-11 | 2033-03-31 | 17 | 1 | 17 | 17 | Hydro | Hydro_Standard | Hydro | Excluded_Hydro |  |  |  | 2000 | 2032 | 0 | Excluded | 17 | 1899-12-31 | 1 |  | 12
860 | Corra_Linn_3 | Corra Linn-3_Corra Linn-3_FBC-COR | teppc | BCHA | BCHA | British Columbia Transmission Company | BCHA_AESO | Excluded | 1999-11-11 | 2033-03-31 | 17 | 1 | 17 | 17 | Hydro | Hydro_Standard | Hydro | Excluded_Hydro |  |  |  | 2000 | 2032 | 0 | Excluded | 17 | 1899-12-31 | 1 |  | 12
861 | CORRAL_6_SJOAQN | Ameresco San Joaquin | caiso | PGE_Valley | PGE_Valley | Pacific Gas and Electric Valley | PGE_Valley | CAISO | 2014-04-24 | 2050-12-31 | 4.3 | 1 | 4.3 | 4.3 | n/a | Biogas_ | Biogas_LandfillGas | CAISO_Biomass |  |  |  | 2014 | 2050 | 0 | CAISO | 4.3 | 1899-12-31 | 1 |  | 12
862 | Cosmo_1_2 | Cosmo Specialty Fibers Plant-TG1 | teppc | BPAT | BPAT | Bonneville Power Administration – Transmission | BPAT | NW | 1957-01-01 | 2050-12-31 | 17.2 | 1 | 17.2 | 17.2 | Bio-ST | ST_Biomass | Biomass/Wood | NW_Biomass |  |  |  | 1957 | 2050 | 0 | NW | 17.2 | 1899-12-31 | 1 |  | 12
863 | Cosumnes_CC | CosumnesCC (Total CC Plant) | teppc | BANC | BANC | Balancing Authority of Northern California | SMUD | BANC | 2006-03-01 | 2050-12-31 | 534.6 | 1 | 534.6 | 534.6 | CCWhole-NatGas-Aero | CC_NG | CC | BANC_CCGT |  |  |  | 2006 | 2050 | 0 | BANC | 534.6 | 1899-12-31 | 1 |  | 12
864 | COTTLE_2_FRNKNH | Frankenheimer Power Plant | caiso | PGE_Valley | PGE_Valley | Pacific Gas and Electric Valley | PGE_Valley | CAISO | 1983-02-12 | 2050-12-31 | 5.3 | 1 | 5.3 | 5.3 | n/a | Hydro_Standard | Hydro | CAISO_Small_Hydro | BANC | 5.3 |  | 1983 | 2050 | 0 | BANC | 5.3 | 1899-12-31 | 1 |  | 12
865 | Cottonwood_1 | Cottonwood 1 | teppc | LDWP | LDWP | Los Angeles Department of Water and Power | LADWP | LDWP | 1908-11-01 | 2050-12-31 | 0.75 | 1 | 0.75 | 0.75 | Hydro | Hydro_Standard | Hydro | LDWP_Hydro |  |  |  | 1909 | 2050 | 0 | LDWP | 0.75 | 1899-12-31 | 1 |  | 12
866 | Cottonwood_2 | Cottonwood 2 | teppc | LDWP | LDWP | Los Angeles Department of Water and Power | LADWP | LDWP | 1909-10-01 | 2050-12-31 | 0.75 | 1 | 0.75 | 0.75 | Hydro | Hydro_Standard | Hydro | LDWP_Hydro |  |  |  | 1910 | 2050 | 0 | LDWP | 0.75 | 1899-12-31 | 1 |  | 12
867 | Cougar_1 | Cougar-1 | teppc | BPAT | BPAT | Bonneville Power Administration – Transmission | BPAT | NW | 1964-04-01 | 2050-12-31 | 14 | 1 | 14 | 14 | Hydro | Hydro_Standard | Hydro | NW_Hydro |  |  |  | 1964 | 2050 | 0 | NW | 14 | 1899-12-31 | 1 |  | 12
868 | Cougar_2 | Cougar-2 | teppc | BPAT | BPAT | Bonneville Power Administration – Transmission | BPAT | NW | 1964-03-01 | 2050-12-31 | 14 | 1 | 14 | 14 | Hydro | Hydro_Standard | Hydro | NW_Hydro |  |  |  | 1964 | 2050 | 0 | NW | 14 | 1899-12-31 | 1 |  | 12
869 | COVERD_2_HCKHY1 | HATCHET CREEK | caiso | PGE_Valley | PGE_Valley | Pacific Gas and Electric Valley | PGE_Valley | CAISO |  | 2050-12-31 | 6.89 | 1 | 6.89 | 6.89 | HYDRO_WATER | Hydro_Standard | Hydro | CAISO_Hydro |  |  |  | 1900 | 2050 | 0 | CAISO | 6.89 | 1899-12-31 | 1 |  | 12
870 | COVERD_2_MCKHY1 | Montgomery Creek Hydro | caiso | PGE_Valley | PGE_Valley | Pacific Gas and Electric Valley | PGE_Valley | CAISO |  | 2050-12-31 | 2.8 | 1 | 2.8 | 2.8 | HYDRO_WATER | Hydro_Standard | Hydro | CAISO_Hydro |  |  |  | 1900 | 2050 | 0 | CAISO | 2.8 | 1899-12-31 | 1 |  | 12
871 | COVERD_2_QFUNTS | COVE ROAD HYDRO QF UNITS | caiso | PGE_Valley | PGE_Valley | Pacific Gas and Electric Valley | PGE_Valley | CAISO | 1987-01-05 | 2050-12-31 | 5.75 | 1 | 5.75 | 5.75 | n/a | Hydro_Standard | Hydro | CAISO_Small_Hydro |  |  |  | 1987 | 2050 | 0 | CAISO | 5.75 | 1899-12-31 | 1 |  | 12
872 | COVERD_2_RCKHY1 | ROARING CREEK | caiso | PGE_Valley | PGE_Valley | Pacific Gas and Electric Valley | PGE_Valley | CAISO |  | 2050-12-31 | 2 | 1 | 2 | 2 | HYDRO_WATER | Hydro_Standard | Hydro | CAISO_Hydro |  |  |  | 1900 | 2050 | 0 | CAISO | 2 | 1899-12-31 | 1 |  | 12
873 | COWCRK_2_UNIT | Cow Creek Hydro | caiso | PGE_Valley | PGE_Valley | Pacific Gas and Electric Valley | PGE_Valley | CAISO | 1907-01-01 | 2050-12-31 | 2 | 1 | 2 | 2 | n/a | Hydro_Standard | Hydro | CAISO_Small_Hydro |  |  |  | 1907 | 2050 | 0 | CAISO | 2 | 1899-12-31 | 1 |  | 12
874 | Cowley_Ridge_1 | Cowley Ridge-1 | teppc | AESO | AESO | Alberta Electric System Operator | BCHA_AESO | Excluded | 2001-09-01 | 2050-12-31 | 21.4 | 1 | 21.4 | 21.4 | WT-Onshore | wind_onshorewind | Wind | Excluded_Wind |  |  |  | 2002 | 2050 | 0 | Excluded | 21.4 | 1899-12-31 | 1 |  | 12
875 | Cowlitz_Falls1 | Cowlitz Falls-U#1 | teppc | BPAT | BPAT | Bonneville Power Administration – Transmission | BPAT | NW | 1994-06-01 | 2050-12-31 | 35 | 1 | 35 | 35 | Hydro | Hydro_Standard | Hydro | NW_Hydro |  |  |  | 1994 | 2050 | 0 | NW | 35 | 1899-12-31 | 1 |  | 12
876 | Cowlitz_Falls2 | Cowlitz Falls-U#2 | teppc | BPAT | BPAT | Bonneville Power Administration – Transmission | BPAT | NW | 1994-06-01 | 2050-12-31 | 35 | 1 | 35 | 35 | Hydro | Hydro_Standard | Hydro | NW_Hydro |  |  |  | 1994 | 2050 | 0 | NW | 35 | 1899-12-31 | 1 |  | 12
877 | Coyote_Crest | Coyote Crest Wind-WT (47 x 2.5) | teppc | PNM | PNM | Public Service Company of New Mexico | PNM_EPE | SW | 2013-12-01 | 2050-12-31 | 118 | 1 | 118 | 118 | WT-Onshore | wind_onshorewind | Wind | SW_Wind |  |  |  | 2014 | 2050 | 0 | SW | 118 | 1899-12-31 | 1 |  | 12
878 | CoyoteSprgCC1_Total | CoyoteSprngsCC1 (Total CC Plant) | teppc | PGE | PGE | Portland General Electric Company | PortlandGE | NW | 1995-11-01 | 2050-12-31 | 246.1 | 1 | 246.1 | 246.1 | CCWhole-NatGas-Industrial | CC_NG | CC | NW_CCGT |  |  |  | 1996 | 2050 | 0 | NW | 246.1 | 1899-12-31 | 1 |  | 12
879 | CoyoteSprgCC2_Total | CoyoteSprngsCC2 (Total CC Plant) | teppc | AVA | AVA | Avista Corp. | BPAT | NW | 2003-07-01 | 2050-12-31 | 286 | 1 | 286 | 286 | CCWhole-NatGas-Industrial | CC_NG | CC | NW_CCGT |  |  |  | 2004 | 2050 | 0 | NW | 286 | 1899-12-31 | 1 |  | 12
880 | CPF_4G1 | CPF 4G1 | teppc | BCHA | BCHA | British Columbia Transmission Company | BCHA_AESO | Excluded | 2016-02-26 | 2050-03-30 | 4 | 1 | 4 | 4 | hydro | Hydro_Standard | Hydro | Excluded_Hydro |  |  |  | 2016 | 2049 | 0 | Excluded | 4 | 1899-12-31 | 1 |  | 12
881 | CPS_G3 | CPS G3 | teppc | BCHA | BCHA | British Columbia Transmission Company | BCHA_AESO | Excluded | 2015-09-30 | 2050-03-30 | 1.8 | 1 | 1.8 | 1.8 | hydro | Hydro_Standard | Hydro | Excluded_Hydro |  |  |  | 2016 | 2049 | 0 | Excluded | 1.8 | 1899-12-31 | 1 |  | 12
882 | CPSTNO_7_PRMADS |  | caiso | SDGE | SDGE | San Diego Gas and Electric | SDGE | CAISO | 1999-01-01 | 2050-12-31 | 5.83 | 0.95574 | 5.83 | 6.1 | n/a | Cogen_NG | Cogen | CAISO_CHP |  |  |  | 1999 | 2050 | 0 | CAISO | 6.1 | 1899-12-31 | 1 |  | 12
883 | CPVERD_2_SOLAR | Campo Verde Solar | caiso | SDGE | SDGE | San Diego Gas and Electric | SDGE | CAISO | 2013-10-22 | 2050-12-31 | 139 | 1 | 139 | 139 | n/a | PVgeneric_sun | Solar_Fixed | CAISO_Solar |  |  |  | 2014 | 2050 | 0 | CAISO | 139 | 1899-12-31 | 1 |  | 12
884 | Craig_1 | Craig 1 | teppc | PSCO | PSCO | Public Service Company of Colorado | PSCO | Excluded | 1980-07-01 | 2050-12-31 | 428 | 1 | 428 | 428 | ST-Coal | Steam_Coal | Coal | Excluded_Coal |  |  |  | 1981 | 2050 | 0 | Excluded | 428 | 1899-12-31 | 1 |  | 12
885 | Craig_2 | Craig 2 | teppc | WACM | WACM | Western Area Power Administration, Colorado-Missouri Region | WACM | Excluded | 1979-12-01 | 2050-12-31 | 428 | 1 | 428 | 428 | ST-Coal | Steam_Coal | Coal | Excluded_Coal |  |  |  | 1980 | 2050 | 0 | Excluded | 428 | 1899-12-31 | 1 |  | 12
886 | Craig_3 | Craig 3 | teppc | WACM | WACM | Western Area Power Administration, Colorado-Missouri Region | WACM | Excluded | 1984-10-01 | 2050-12-31 | 448 | 1 | 448 | 448 | ST-Coal | Steam_Coal | Coal | Excluded_Coal |  |  |  | 1985 | 2050 | 0 | Excluded | 448 | 1899-12-31 | 1 |  | 12
887 | CranberryCreekPower1 | Cranberry Creek Power-1_Cranberry Creek Power-1_IPP-SCB | teppc | BCHA | BCHA | British Columbia Transmission Company | BCHA_AESO | Excluded | 2008-02-09 | 2038-02-09 | 2.83 | 1 | 2.83 | 2.83 | Hydro | Hydro_Standard | Hydro | Excluded_Hydro |  |  |  | 2008 | 2037 | 0 | Excluded | 2.83 | 1899-12-31 | 1 |  | 12
888 | CranberryCreekPower2 | Cranberry Creek Power-2_Cranberry Creek Power-2_IPP-SCB | teppc | BCHA | BCHA | British Columbia Transmission Company | BCHA_AESO | Excluded | 2008-02-09 | 2038-02-09 | 2.83 | 1 | 2.83 | 2.83 | Hydro | Hydro_Standard | Hydro | Excluded_Hydro |  |  |  | 2008 | 2037 | 0 | Excluded | 2.83 | 1899-12-31 | 1 |  | 12
889 | CranberryCreekPower3 | Cranberry Creek Power-3_Cranberry Creek Power-3_IPP-SCB | teppc | BCHA | BCHA | British Columbia Transmission Company | BCHA_AESO | Excluded | 2008-02-09 | 2038-02-09 | 2.83 | 1 | 2.83 | 2.83 | Hydro | Hydro_Standard | Hydro | Excluded_Hydro |  |  |  | 2008 | 2037 | 0 | Excluded | 2.83 | 1899-12-31 | 1 |  | 12
890 | CranberryCreekPower4 | Cranberry Creek Exp-4_Cranberry Creek Expansion-4_IPP-SCB | teppc | BCHA | BCHA | British Columbia Transmission Company | BCHA_AESO | Excluded | 2015-07-01 | 2045-06-30 | 3 | 1 | 3 | 3 | Hydro | Hydro_Standard | Hydro | Excluded_Hydro |  |  |  | 2016 | 2044 | 0 | Excluded | 3 | 1899-12-31 | 1 |  | 12
891 | CRELMN_6_RAMON1 | Ramona 1 | caiso | SDGE | SDGE | San Diego Gas and Electric | SDGE | CAISO | 2013-12-31 | 2050-12-31 | 2 | 1 | 2 | 2 | n/a | PVgeneric_sun | Solar_Fixed | CAISO_Solar |  |  |  | 2014 | 2050 | 0 | CAISO | 2 | 1899-12-31 | 1 |  | 12
892 | CRELMN_6_RAMON2 | Ramona 2 | caiso | SDGE | SDGE | San Diego Gas and Electric | SDGE | CAISO | 2013-12-31 | 2050-12-31 | 5 | 1 | 5 | 5 | n/a | PVgeneric_sun | Solar_Fixed | CAISO_Solar |  |  |  | 2014 | 2050 | 0 | CAISO | 5 | 1899-12-31 | 1 |  | 12
893 | CRELMN_6_RAMSR3 | Ramona Solar Energy | caiso | SDGE | SDGE | San Diego Gas and Electric | SDGE | CAISO |  | 2050-12-31 | 4.32 | 1 | 4.32 | 4.32 | PHOTO VOLTAIC_SUN | PVgeneric_sun | Solar_Fixed | CAISO_Solar |  |  |  | 1900 | 2050 | 0 | CAISO | 4.32 | 1899-12-31 | 1 |  | 12
894 | Crescent_Dunes | Crescent Dunes Solar Energy-TSE-1 | teppc | SPPC | SPPC | Nevada Power Company | NEVP | SW | 2013-12-01 | 2050-12-31 | 120 | 1 | 120 | 120 | SolarThermal-CSP6 | SolarThermal_sun | Solar_Thermal | SW_Solar |  |  |  | 2014 | 2050 | 0 | SW | 120 | 1899-12-31 | 1 |  | 12
895 | CRESSY_1_PARKER | PARKER POWERHOUSE | caiso | PGE_Valley | PGE_Valley | Pacific Gas and Electric Valley | PGE_Valley | CAISO | 1981-09-23 | 2050-12-31 | 2.83 | 1 | 2.83 | 2.83 | n/a | Hydro_Standard | Hydro | CAISO_Small_Hydro |  |  |  | 1982 | 2050 | 0 | CAISO | 2.83 | 1899-12-31 | 1 |  | 12
896 | CRESTA_7_PL1X2 | CRESTA PH UNIT 1 & 2 AGGREGATE | caiso | PGE_Valley | PGE_Valley | Pacific Gas and Electric Valley | PGE_Valley | CAISO | 1949-01-01 | 2050-12-31 | 70.4 | 1 | 70.4 | 70.4 | n/a | Hydro_Standard | Hydro | CAISO_Hydro |  |  |  | 1949 | 2050 | 0 | CAISO | 70.4 | 1899-12-31 | 1 |  | 12
897 | CRNEVL_6_CRNVA | Crane Valley | caiso | PGE_Valley | PGE_Valley | Pacific Gas and Electric Valley | PGE_Valley | CAISO | 1919-01-01 | 2050-12-31 | 0.9 | 1 | 0.9 | 0.9 | n/a | Hydro_Standard | Hydro | CAISO_Small_Hydro |  |  |  | 1919 | 2050 | 0 | CAISO | 0.9 | 1899-12-31 | 1 |  | 12
898 | CRNEVL_6_SJQN_2 | SAN JOAQUIN 2 | caiso | PGE_Valley | PGE_Valley | Pacific Gas and Electric Valley | PGE_Valley | CAISO | 1917-01-01 | 2050-12-31 | 3.2 | 1 | 3.2 | 3.2 | n/a | Hydro_Standard | Hydro | CAISO_Hydro |  |  |  | 1917 | 2050 | 0 | CAISO | 3.2 | 1899-12-31 | 1 |  | 12
899 | CRNEVL_6_SJQN_3 | SAN JOAQUIN 3 | caiso | PGE_Valley | PGE_Valley | Pacific Gas and Electric Valley | PGE_Valley | CAISO | 1923-01-01 | 2050-12-31 | 4.2 | 1 | 4.2 | 4.2 | n/a | Hydro_Standard | Hydro | CAISO_Hydro |  |  |  | 1923 | 2050 | 0 | CAISO | 4.2 | 1899-12-31 | 1 |  | 12
900 | Crofton | Hartland LF-1_Hartland LF-1_IPP-HLG | teppc | BCHA | BCHA | British Columbia Transmission Company | BCHA_AESO | Excluded | 2004-02-10 | 2040-10-02 | 38.7 | 1 | 38.7 | 38.7 | Bio-ST | ST_Biomass | Biomass/Wood | Excluded_Biomass |  |  |  | 2004 | 2040 | 0 | Excluded | 38.7 | 1899-12-31 | 1 |  | 12
901 | CROKET_7_UNIT | CROCKETT COGEN | caiso | PGE_Bay | PGE_Bay | Pacific Gas and Electric Bay | PGE_Bay | CAISO | 1995-12-20 | 2050-12-31 | 166.72 | 0.69467 | 166.72 | 240 | CCWhole-NatGas-SingleShaft | Cogen_NG | Cogen | CAISO_CHP |  |  |  | 1996 | 2050 | 0 | CAISO | 240 | 1899-12-31 | 1 |  | 12
902 | Crowsnest_Pass | Crowsnest Pass-1_Crowsnest Pass-1_IPP-CRW | teppc | BCHA | BCHA | British Columbia Transmission Company | BCHA_AESO | Excluded | 2012-11-30 | 2032-11-17 | 10.5 | 1 | 10.5 | 10.5 | ST-Other | ST_Unknown | Steam | Excluded_ST |  |  |  | 2013 | 2032 | 0 | Excluded | 10.5 | 1899-12-31 | 1 |  | 12
903 | CRSTWD_6_KUMYAY | Kumeyaay Wind Farm | caiso | SDGE | SDGE | San Diego Gas and Electric | SDGE | CAISO | 2005-12-21 | 2050-12-31 | 50 | 1 | 50 | 50 | n/a | wind_onshorewind | Wind | CAISO_Wind |  |  |  | 2006 | 2050 | 0 | CAISO | 50 | 1899-12-31 | 1 |  | 12
904 | CRWCKS_1_SOLAR1 | Crow Creek Solar 1 | caiso | PGE_Valley | PGE_Valley | Pacific Gas and Electric Valley | PGE_Valley | CAISO | 2016-06-30 | 2050-12-31 | 20 | 1 | 20 | 20 | n/a | PVgeneric_sun | Solar_Fixed | CAISO_Solar |  |  |  | 2016 | 2050 | 0 | CAISO | 20 | 1899-12-31 | 1 |  | 12
905 | Crystal_1 | Crystal 1 | teppc | WACM | WACM | Western Area Power Administration, Colorado-Missouri Region | WACM | Excluded | 1978-08-01 | 2050-12-31 | 35 | 1 | 35 | 35 | Hydro | Hydro_Standard | Hydro | Excluded_Hydro |  |  |  | 1979 | 2050 | 0 | Excluded | 35 | 1899-12-31 | 1 |  | 12
906 | CrystalSprings | Crystal Springs-GEN1 | teppc | IPFE | IPFE | Idaho Far East | IPCO | NW | 1986-04-01 | 2050-12-31 | 2.44 | 1 | 2.44 | 2.44 | Hydro | Hydro_Standard | Hydro | NW_Hydro |  |  |  | 1986 | 2050 | 0 | NW | 2.44 | 1899-12-31 | 1 |  | 12
907 | CSCCOG_1_UNIT_1 | SANTA CLARA CO-GEN | caiso | PGE_Bay | PGE_Bay | Pacific Gas and Electric Bay | PGE_Bay | CAISO | 1981-01-01 | 2050-12-31 | 6 | 0.85714 | 6 | 7 | CT-NatGas-Aero | Cogen_NG | Cogen | CAISO_CHP |  |  |  | 1981 | 2050 | 0 | CAISO | 7 | 1899-12-31 | 1 |  | 12
908 | CSCGNR_1_UNIT_1 |  | caiso | PGE_Bay | PGE_Bay | Pacific Gas and Electric Bay | PGE_Bay | CAISO | 1987-01-01 | 2050-12-31 | 24 | 0.9697 | 24 | 24.75 | CT-NatGas-Aero | CT_NG | CT | CAISO_Peaker2 |  |  |  | 1987 | 2050 | 0 | CAISO | 24.75 | 1899-12-31 | 1 |  | 12
909 | CSCGNR_1_UNIT_2 |  | caiso | PGE_Bay | PGE_Bay | Pacific Gas and Electric Bay | PGE_Bay | CAISO | 1986-01-01 | 2050-12-31 | 24 | 0.9697 | 24 | 24.75 | CT-NatGas-Aero | CT_NG | CT | CAISO_Peaker2 |  |  |  | 1986 | 2050 | 0 | CAISO | 24.75 | 1899-12-31 | 1 |  | 12
910 | CSLR4S_2_SOLAR | Csolar IV South | caiso | SDGE | SDGE | San Diego Gas and Electric | SDGE | CAISO | 2013-10-11 | 2050-12-31 | 130 | 1 | 130 | 130 | n/a | PVgeneric_sun | Solar_Fixed | CAISO_Solar |  |  |  | 2014 | 2050 | 0 | CAISO | 130 | 1899-12-31 | 1 |  | 12
911 | CSTOGA_6_LNDFIL | Clover Flat Land Fill Gas | caiso | PGE_Bay | PGE_Bay | Pacific Gas and Electric Bay | PGE_Bay | CAISO | 2014-06-25 | 2050-12-31 | 0 | 0 |  | 0.85 | n/a | Biogas_ | Biogas_LandfillGas | CAISO_Biomass |  |  |  | 2014 | 2050 | 0 | CAISO | 0.85 | 1899-12-31 | 1 |  | 12
912 | CSTRVL_7_PL1X2 | Marina Land Fill Gas | caiso | PGE_Bay | PGE_Bay | Pacific Gas and Electric Bay | PGE_Bay | CAISO | 2007-09-01 | 2050-12-31 | 4.17 | 0.92053 | 4.17 | 4.53 | n/a | RECIPROCATING ENGINE_BIOGAS | Biogas_LandfillGas | CAISO_Biomass |  |  |  | 2008 | 2050 | 0 | CAISO | 4.53 | 1899-12-31 | 1 |  | 12
913 | CSTRVL_7_QFUNTS | Castroville QF Aggregate | caiso | PGE_Valley | PGE_Valley | Pacific Gas and Electric Valley | PGE_Valley | CAISO | 2006-06-01 | 2050-12-31 | 0.09 | 0.045 | 0.09 | 2 | n/a | Cogen_NG | Cogen | CAISO_CHP |  |  |  | 2006 | 2050 | 0 | CAISO | 2 | 1899-12-31 | 1 |  | 12
914 | CTNWDP_1_QF | SMALL QF AGGREGATION - BURNEY | caiso | SCE | SCE | Southern California Edison | SCE | CAISO | 1982-01-01 | 2050-12-31 | 0.5 | 1 | 0.5 | 0.5 | n/a | Hydro_Standard | Hydro | CAISO_Small_Hydro | LDWP | 0.5 |  | 1982 | 2050 | 0 | LDWP | 0.5 | 1899-12-31 | 1 |  | 12
915 | CullitonCreek1 | Culliton Creek-1_Culliton Creek-1_IPP-CTN | teppc | BCHA | BCHA | British Columbia Transmission Company | BCHA_AESO | Excluded | 2014-10-01 | 2044-09-30 | 7.5 | 1 | 7.5 | 7.5 | Hydro | Hydro_Standard | Hydro | Excluded_Hydro |  |  |  | 2015 | 2044 | 0 | Excluded | 7.5 | 1899-12-31 | 1 |  | 12
916 | CullitonCreek2 | Culliton Creek-2_Culliton Creek-2_IPP-CTN | teppc | BCHA | BCHA | British Columbia Transmission Company | BCHA_AESO | Excluded | 2014-10-01 | 2044-09-30 | 7.5 | 1 | 7.5 | 7.5 | Hydro | Hydro_Standard | Hydro | Excluded_Hydro |  |  |  | 2015 | 2044 | 0 | Excluded | 7.5 | 1899-12-31 | 1 |  | 12
917 | CUMBIA_1_SOLAR | Columbia Solar Energy II | caiso | PGE_Bay | PGE_Bay | Pacific Gas and Electric Bay | PGE_Bay | CAISO | 2015-10-21 | 2050-12-31 | 19 | 1 | 19 | 19 | n/a | PVgeneric_sun | Solar_Fixed | CAISO_Solar |  |  |  | 2016 | 2050 | 0 | CAISO | 19 | 1899-12-31 | 1 |  | 12
918 | CUMMNG_6_SUNCT1 | SunSelect 1 | caiso | SCE | SCE | Southern California Edison | SCE | CAISO | 1899-12-31 | 2050-12-31 | 3.4 | 0.85 | 3.4 | 4 | RECIPROCATING ENGINE_NATURAL GAS | Cogen_NG | Cogen | CAISO_CHP |  |  |  | 1900 | 2050 | 0 | CAISO | 4 | 1899-12-31 | 1 |  | 12
919 | CurrantCreekCC_Total | CurrantCreekCC (Total CC Plant) | teppc | PAUT | PAUT | Utah, PACE Utility | PACE | NW | 2006-05-01 | 2050-12-31 | 529.7 | 1 | 529.7 | 529.7 | CCWhole-NatGas-Industrial | CC_NG | CC | NW_CCGT |  |  |  | 2006 | 2050 | 0 | NW | 529.7 | 1899-12-31 | 1 |  | 12
920 | Curry_Cattle | Curry Cattle Company-1 | teppc | IPFE | IPFE | Idaho Far East | IPCO | NW | 1983-06-16 | 2030-04-15 | 0.22 | 1 | 0.22 | 0.22 | Hydro | Hydro_Standard | Hydro | NW_Hydro |  |  |  | 1983 | 2029 | 0 | NW | 0.22 | 1899-12-31 | 1 |  | 12
921 | CURTIS_1_CANLCK | Canal Creek Powerhouse | caiso | PGE_Valley | PGE_Valley | Pacific Gas and Electric Valley | PGE_Valley | CAISO |  | 2050-12-31 | 0.9 | 1 | 0.9 | 0.9 | HYDRO_WATER | Hydro_Standard | Hydro | CAISO_Small_Hydro |  |  |  | 1900 | 2050 | 0 | CAISO | 0.9 | 1899-12-31 | 1 |  | 12
922 | CURTIS_1_FARFLD | Fairfield Powerhouse | caiso | PGE_Valley | PGE_Valley | Pacific Gas and Electric Valley | PGE_Valley | CAISO |  | 2050-12-31 | 0.9 | 1 | 0.9 | 0.9 | HYDRO_WATER | Hydro_Standard | Hydro | CAISO_Small_Hydro |  |  |  | 1900 | 2050 | 0 | CAISO | 0.9 | 1899-12-31 | 1 |  | 12
923 | Cushman_2_31 | Cushman 2-31 | teppc | TPWR | TPWR | Tacoma Power | BPAT | NW | 1930-12-01 | 2050-12-31 | 27 | 1 | 27 | 27 | Hydro | Hydro_Standard | Hydro | NW_Hydro |  |  |  | 1931 | 2050 | 0 | NW | 27 | 1899-12-31 | 1 |  | 12
924 | Cushman_2_32 | Cushman 2-32 | teppc | TPWR | TPWR | Tacoma Power | BPAT | NW | 1931-08-01 | 2050-12-31 | 27 | 1 | 27 | 27 | Hydro | Hydro_Standard | Hydro | NW_Hydro |  |  |  | 1932 | 2050 | 0 | NW | 27 | 1899-12-31 | 1 |  | 12
925 | Cushman_2_33 | Cushman 2-33 | teppc | TPWR | TPWR | Tacoma Power | BPAT | NW | 1952-12-01 | 2050-12-31 | 27 | 1 | 27 | 27 | Hydro | Hydro_Standard | Hydro | NW_Hydro |  |  |  | 1953 | 2050 | 0 | NW | 27 | 1899-12-31 | 1 |  | 12
926 | Cushman1_21 | Cushman 1-21 | teppc | TPWR | TPWR | Tacoma Power | BPAT | NW | 1926-06-01 | 2050-12-31 | 21.6 | 1 | 21.6 | 21.6 | Hydro | Hydro_Standard | Hydro | NW_Hydro |  |  |  | 1926 | 2050 | 0 | NW | 21.6 | 1899-12-31 | 1 |  | 12
927 | Cushman1_22 | Cushman 1-22 | teppc | TPWR | TPWR | Tacoma Power | BPAT | NW | 1926-07-01 | 2050-12-31 | 21.6 | 1 | 21.6 | 21.6 | Hydro | Hydro_Standard | Hydro | NW_Hydro |  |  |  | 1927 | 2050 | 0 | NW | 21.6 | 1899-12-31 | 1 |  | 12
928 | Cutler_1 | Cutler-1 | teppc | PAUT | PAUT | Utah, PACE Utility | PACE | NW | 1926-12-01 | 2050-12-31 | 15 | 1 | 15 | 15 | Hydro | Hydro_Standard | Hydro | NW_Hydro |  |  |  | 1927 | 2050 | 0 | NW | 15 | 1899-12-31 | 1 |  | 12
929 | Cutler_2 | Cutler-2 | teppc | PAUT | PAUT | Utah, PACE Utility | PACE | NW | 1926-12-01 | 2050-12-31 | 15 | 1 | 15 | 15 | Hydro | Hydro_Standard | Hydro | NW_Hydro |  |  |  | 1927 | 2050 | 0 | NW | 15 | 1899-12-31 | 1 |  | 12
930 | CUYAMS_6_CUYSR1 |  | caiso | PGE_Valley | PGE_Valley | Pacific Gas and Electric Valley | PGE_Valley | CAISO |  | 2050-12-31 | 40 | 1 | 40 | 40 | 1axPV_sun | 1axPV_sun | Solar_1Axis | CAISO_Solar |  |  |  | 1900 | 2050 | 0 | CAISO | 40 | 1899-12-31 | 1 |  | 12
931 | Cypress_Creek_1 | Cypress Creek-1_Cypress Creek-1_IPP-CCH | teppc | BCHA | BCHA | British Columbia Transmission Company | BCHA_AESO | Excluded | 2009-04-24 | 2039-07-31 | 2.83 | 1 | 2.83 | 2.83 | Hydro | Hydro_Standard | Hydro | Excluded_Hydro |  |  |  | 2009 | 2039 | 0 | Excluded | 2.83 | 1899-12-31 | 1 |  | 12
932 | DAIRLD_1_MD1SL1 | Madera 1 | caiso | PGE_Valley | PGE_Valley | Pacific Gas and Electric Valley | PGE_Valley | CAISO |  | 2050-12-31 | 1.5 | 1 | 1.5 | 1.5 | PHOTO VOLTAIC_SUN | PVgeneric_sun | Solar_Fixed | CAISO_Solar |  |  |  | 1900 | 2050 | 0 | CAISO | 1.5 | 1899-12-31 | 1 |  | 12
933 | DAIRLD_1_MD2BM1 |  | caiso | PGE_Valley | PGE_Valley | Pacific Gas and Electric Valley | PGE_Valley | CAISO |  | 2050-12-31 | 0 | 0 |  | 0.8 | ST_Biomass | ST_Biomass | Biomass/Wood | CAISO_Biomass |  |  |  | 1900 | 2050 | 0 | CAISO | 0.8 | 1899-12-31 | 1 |  | 12
934 | Daishowa_G1_1 | Daishowa_G1-1 | teppc | AESO | AESO | Alberta Electric System Operator | BCHA_AESO | Excluded | 1986-04-15 | 2050-12-01 | 40 | 1 | 40 | 40 | CT-NatGas-Industrial | CT_NG | CT | Excluded_Peaker |  |  |  | 1986 | 2050 | 0 | Excluded | 40 | 1899-12-31 | 1 |  | 12
935 | Daishowa_G2_2 | Daishowa_G2-2 | teppc | AESO | AESO | Alberta Electric System Operator | BCHA_AESO | Excluded | 2011-06-01 | 2050-12-31 | 25.1 | 1 | 25.1 | 25.1 | Bio-ST | ST_Biomass | Biomass/Wood | Excluded_Biomass |  |  |  | 2011 | 2050 | 0 | Excluded | 25.1 | 1899-12-31 | 1 |  | 12
936 | DallesDamNorthFshwy | Dalles Dam North Fishway Project-1 | teppc | PNM | PNM | Public Service Company of New Mexico | PNM_EPE | SW | 1991-05-01 | 2050-12-31 | 6.5 | 1 | 6.5 | 6.5 | Hydro | Hydro_Standard | Hydro | SW_Hydro |  |  |  | 1991 | 2050 | 0 | SW | 6.5 | 1899-12-31 | 1 |  | 12
937 | DALYCT_1_FCELL |  | caiso | PGE_Valley | PGE_Valley | Pacific Gas and Electric Valley | PGE_Valley | CAISO |  | 2050-12-31 | 0 | 0 |  | 1.6 | ST_Biomass | ST_Biomass | Biomass/Wood | CAISO_Biomass |  |  |  | 1900 | 2050 | 0 | CAISO | 1.6 | 1899-12-31 | 1 |  | 12
938 | Darrington_GEN1 | Darrington-GEN1 | teppc | PNM | PNM | Public Service Company of New Mexico | PNM_EPE | SW | 2006-12-01 | 2050-12-31 | 4.5 | 1 | 4.5 | 4.5 | Bio-ST | ST_Biomass | Biomass/Wood | SW_Biomass |  |  |  | 2007 | 2050 | 0 | SW | 4.5 | 1899-12-31 | 1 |  | 12
939 | Dasque_Middle1 | Dasque - Middle-1_Dasque - Middle-1_IPP-DSQ | teppc | BCHA | BCHA | British Columbia Transmission Company | BCHA_AESO | Excluded | 2014-04-01 | 2054-03-31 | 10.1 | 1 | 10.1 | 10.1 | Hydro | Hydro_Standard | Hydro | Excluded_Hydro |  |  |  | 2014 | 2053 | 0 | Excluded | 10.1 | 1899-12-31 | 1 |  | 12
940 | Dasque_Middle2 | Dasque - Middle-2_Dasque - Middle-2_IPP-DSQ | teppc | PSCO | PSCO | Public Service Company of Colorado | PSCO | Excluded | 2014-04-01 | 2054-03-31 | 5 | 1 | 5 | 5 | Hydro | Hydro_Standard | Hydro | Excluded_Hydro |  |  |  | 2014 | 2053 | 0 | Excluded | 5 | 1899-12-31 | 1 |  | 12
941 | Dave_Gates1 | Dave Gates Generating Station-1 | teppc | NWMT | NWMT | NorthWestern Energy | NWMT_WAUW | NW | 2011-01-01 | 2041-01-01 | 50 | 1 | 50 | 50 | CT-NatGas-Aero | CT_NG | CT | NW_Peaker |  |  |  | 2011 | 2040 | 0 | NW | 50 | 1899-12-31 | 1 |  | 12
942 | Dave_Gates2 | Dave Gates Generating Station-2 | teppc | NWMT | NWMT | NorthWestern Energy | NWMT_WAUW | NW | 2011-01-01 | 2041-01-01 | 50 | 1 | 50 | 50 | CT-NatGas-Aero | CT_NG | CT | NW_Peaker |  |  |  | 2011 | 2040 | 0 | NW | 50 | 1899-12-31 | 1 |  | 12
943 | Dave_Gates3 | Dave Gates Generating Station-3 | teppc | NWMT | NWMT | NorthWestern Energy | NWMT_WAUW | NW | 2011-01-01 | 2041-01-01 | 50 | 1 | 50 | 50 | CT-NatGas-Aero | CT_NG | CT | NW_Peaker |  |  |  | 2011 | 2040 | 0 | NW | 50 | 1899-12-31 | 1 |  | 12
944 | Dave_Johnston_1 | Dave Johnston-1 | teppc | PAWY | PAWY | Wyoming, PACE Utility | PACE | NW | 1959-02-01 | 2027-12-31 | 106 | 1 | 106 | 106 | ST-Coal | Steam_Coal | Coal | NW_Coal |  |  |  | 1959 | 2027 | 0 | NW | 106 | 1899-12-31 | 1 |  | 12
945 | Dave_Johnston_2 | Dave Johnston-2 | teppc | PAWY | PAWY | Wyoming, PACE Utility | PACE | NW | 1961-01-01 | 2027-12-31 | 106 | 1 | 106 | 106 | ST-Coal | Steam_Coal | Coal | NW_Coal |  |  |  | 1961 | 2027 | 0 | NW | 106 | 1899-12-31 | 1 |  | 12
946 | Dave_Johnston_3 | Dave Johnston-3 | teppc | PAWY | PAWY | Wyoming, PACE Utility | PACE | NW | 1964-12-01 | 2027-12-31 | 220 | 1 | 220 | 220 | ST-Coal | Steam_Coal | Coal | NW_Coal |  |  |  | 1965 | 2027 | 0 | NW | 220 | 1899-12-31 | 1 |  | 12
947 | Dave_Johnston_4 | Dave Johnston-4 | teppc | PAWY | PAWY | Wyoming, PACE Utility | PACE | NW | 1972-07-01 | 2027-12-31 | 330 | 1 | 330 | 330 | ST-Coal | Steam_Coal | Coal | NW_Coal |  |  |  | 1973 | 2027 | 0 | NW | 330 | 1899-12-31 | 1 |  | 12
948 | David_Tevelde_Dairy_Digester | David Tevelde Dairy Digester | rps | PGE_Valley | PGE_Valley | Pacific Gas and Electric Valley | PGE_Valley | CAISO | 2019-06-30 | 2050-12-31 | 0 | 0 |  | 1 | Digester gasnan | Biogas_ | Biogas_LandfillGas | CAISO_Biomass |  |  |  | 2019 | 2050 | 0 | CAISO | 1 | 0.95 | 1 |  | 12
949 | DAVIS_1_SOLAR1 | Grasslands 3 | caiso | PGE_Valley | PGE_Valley | Pacific Gas and Electric Valley | PGE_Valley | CAISO | 2013-07-01 | 2050-12-31 | 1 | 1 | 1 | 1 | n/a | PVgeneric_sun | Solar_Fixed | CAISO_Solar |  |  |  | 2014 | 2050 | 0 | CAISO | 1 | 1899-12-31 | 1 |  | 12
950 | DAVIS_1_SOLAR2 | Grasslands 4 | caiso | PGE_Valley | PGE_Valley | Pacific Gas and Electric Valley | PGE_Valley | CAISO | 2013-08-05 | 2050-12-31 | 1 | 1 | 1 | 1 | n/a | PVgeneric_sun | Solar_Fixed | CAISO_Solar |  |  |  | 2014 | 2050 | 0 | CAISO | 1 | 1899-12-31 | 1 |  | 12
951 | DAVIS_7_MNMETH | MM Yolo Power LLC | caiso | PGE_Valley | PGE_Valley | Pacific Gas and Electric Valley | PGE_Valley | CAISO | 1997-01-01 | 2050-12-31 | 1.69 | 0.4225 | 1.69 | 4 | n/a | Biogas_ | Biogas_LandfillGas | CAISO_Biomass | BANC | 4 |  | 1997 | 2050 | 0 | BANC | 4 | 1899-12-31 | 1 |  | 12
952 | Davis_Dam_1 | Davis Dam 1 | teppc | WALC | WALC | Western Area Power Administration, Lower Colorado Region | WALC | SW | 1951-01-01 | 2050-12-31 | 52 | 1 | 52 | 52 | Hydro | Hydro_Standard | Hydro | SW_Hydro |  |  |  | 1951 | 2050 | 0 | SW | 52 | 1899-12-31 | 1 |  | 12
953 | Davis_Dam_2 | Davis Dam 2 | teppc | WALC | WALC | Western Area Power Administration, Lower Colorado Region | WALC | SW | 1951-04-01 | 2050-12-31 | 52 | 1 | 52 | 52 | Hydro | Hydro_Standard | Hydro | SW_Hydro |  |  |  | 1951 | 2050 | 0 | SW | 52 | 1899-12-31 | 1 |  | 12
954 | Davis_Dam_3 | Davis Dam 3 | teppc | WALC | WALC | Western Area Power Administration, Lower Colorado Region | WALC | SW | 1951-04-01 | 2050-12-31 | 48 | 1 | 48 | 48 | Hydro | Hydro_Standard | Hydro | SW_Hydro |  |  |  | 1951 | 2050 | 0 | SW | 48 | 1899-12-31 | 1 |  | 12
955 | Davis_Dam_4 | Davis Dam 4 | teppc | WALC | WALC | Western Area Power Administration, Lower Colorado Region | WALC | SW | 1951-05-01 | 2050-12-31 | 52 | 1 | 52 | 52 | Hydro | Hydro_Standard | Hydro | SW_Hydro |  |  |  | 1951 | 2050 | 0 | SW | 52 | 1899-12-31 | 1 |  | 12
956 | Davis_Dam_5 | Davis Dam 5 | teppc | WALC | WALC | Western Area Power Administration, Lower Colorado Region | WALC | SW | 1951-06-01 | 2050-12-31 | 52 | 1 | 52 | 52 | Hydro | Hydro_Standard | Hydro | SW_Hydro |  |  |  | 1951 | 2050 | 0 | SW | 52 | 1899-12-31 | 1 |  | 12
957 | DCI_Artesia | Artesia DC Intertie (Fictional Resource) | teppc | PNM | PNM | Public Service Company of New Mexico | PNM_EPE | SW | 1986-04-15 | 2050-12-31 | 200 | 1 | 200 | 200 | DC-Intertie | Intertie_NOTGEN | None | SW_Imports |  |  |  | 1986 | 2050 | 0 | SW | 200 | 1899-12-31 | 1 |  | 12
958 | DCI_Miles_City | Miles City DC Intertie (Fictional Resource)-1 | teppc | CISC | CISC | Southern California Edison | SCE | CAISO | 2006-01-01 | 2050-12-31 | 200 | 1 | 200 | 200 | DC-Intertie | Intertie_NOTGEN | None | CAISO_Imports |  |  |  | 2006 | 2050 | 0 | CAISO | 200 | 1899-12-31 | 1 |  | 12
959 | DEADCK_1_UNIT | DEADCK_1_UNIT | caiso | PGE_Valley | PGE_Valley | Pacific Gas and Electric Valley | PGE_Valley | CAISO | 1990-01-29 | 2050-12-31 | 2 | 1 | 2 | 2 | n/a | Hydro_Standard | Hydro | CAISO_Small_Hydro |  |  |  | 1990 | 2050 | 0 | CAISO | 2 | 1899-12-31 | 1 |  | 12
960 | DEERCR_6_UNIT_1 | DEER CREEK | caiso | PGE_Valley | PGE_Valley | Pacific Gas and Electric Valley | PGE_Valley | CAISO | 1908-01-01 | 2050-12-31 | 7 | 1 | 7 | 7 | n/a | Hydro_Standard | Hydro | CAISO_Hydro |  |  |  | 1908 | 2050 | 0 | CAISO | 7 | 1899-12-31 | 1 |  | 12
961 | Del_Ranch_Company | Del Ranch Company-GEN1 | teppc | IID | IID | Imperial Irrigation District | IID | IID | 1950-08-01 | 2050-12-31 | 42 | 1 | 42 | 42 | Geo-DoubleFlash | Geothermal_steam | Geothermal | IID_Geothermal |  |  |  | 1951 | 2050 | 0 | IID | 42 | 1899-12-31 | 1 |  | 12
962 | DELAMO_2_SOLAR1 | Golden Springs Building H | caiso | SCE | SCE | Southern California Edison | SCE | CAISO | 2015-04-22 | 2050-12-31 | 1.5 | 1 | 1.5 | 1.5 | n/a | PVgeneric_sun | Solar_Fixed | CAISO_Solar |  |  |  | 2015 | 2050 | 0 | CAISO | 1.5 | 1899-12-31 | 1 |  | 12
963 | DELAMO_2_SOLAR2 | Golden Springs Building M | caiso | SCE | SCE | Southern California Edison | SCE | CAISO | 2015-04-01 | 2050-12-31 | 1.75 | 1 | 1.75 | 1.75 | n/a | PVgeneric_sun | Solar_Fixed | CAISO_Solar |  |  |  | 2015 | 2050 | 0 | CAISO | 1.75 | 1899-12-31 | 1 |  | 12
964 | DELAMO_2_SOLAR3 | Golden Springs Building G | caiso | SCE | SCE | Southern California Edison | SCE | CAISO |  | 2050-12-31 | 1.25 | 1 | 1.25 | 1.25 | PVgeneric_sun | PVgeneric_sun | Solar_Fixed | CAISO_Solar |  |  |  | 1900 | 2050 | 0 | CAISO | 1.25 | 1899-12-31 | 1 |  | 12
965 | DELAMO_2_SOLAR4 | Golden Springs Building F | caiso | SCE | SCE | Southern California Edison | SCE | CAISO |  | 2050-12-31 | 1.3 | 1 | 1.3 | 1.3 | PVgeneric_sun | PVgeneric_sun | Solar_Fixed | CAISO_Solar |  |  |  | 1900 | 2050 | 0 | CAISO | 1.3 | 1899-12-31 | 1 |  | 12
966 | DELAMO_2_SOLAR5 | Golden Springs Building L | caiso | SCE | SCE | Southern California Edison | SCE | CAISO |  | 2050-12-31 | 1 | 1 | 1 | 1 | PVgeneric_sun | PVgeneric_sun | Solar_Fixed | CAISO_Solar |  |  |  | 1900 | 2050 | 0 | CAISO | 1 | 1899-12-31 | 1 |  | 12
967 | DELAMO_2_SOLAR6 | Freeway Springs | caiso | SCE | SCE | Southern California Edison | SCE | CAISO |  | 2050-12-31 | 2 | 1 | 2 | 2 | PVgeneric_sun | PVgeneric_sun | Solar_Fixed | CAISO_Solar |  |  |  | 1900 | 2050 | 0 | CAISO | 2 | 1899-12-31 | 1 |  | 12
968 | DELAMO_2_SOLRC1 | Golden Springs Building C1 | caiso | SCE | SCE | Southern California Edison | SCE | CAISO | 2012-02-10 | 2050-12-31 | 1.16 | 1 | 1.16 | 1.16 | n/a | PVgeneric_sun | Solar_Fixed | CAISO_Solar |  |  |  | 2012 | 2050 | 0 | CAISO | 1.16 | 1899-12-31 | 1 |  | 12
969 | DELAMO_2_SOLRD | Golden Solar Building D | caiso | SCE | SCE | Southern California Edison | SCE | CAISO | 2012-04-02 | 2050-12-31 | 1.25 | 1 | 1.25 | 1.25 | n/a | PVgeneric_sun | Solar_Fixed | CAISO_Solar |  |  |  | 2012 | 2050 | 0 | CAISO | 1.25 | 1899-12-31 | 1 |  | 12
970 | DELSUR_6_BSOLAR | Central Antelope Dry Ranch B | caiso | SCE | SCE | Southern California Edison | SCE | CAISO |  | 2050-12-31 | 3 | 1 | 3 | 3 | PVgeneric_sun | PVgeneric_sun | Solar_Fixed | CAISO_Solar |  |  |  | 1900 | 2050 | 0 | CAISO | 3 | 1899-12-31 | 1 |  | 12
971 | DELSUR_6_CREST | DELSUR_6_CREST1 | caiso | SCE | SCE | Southern California Edison | SCE | CAISO |  | 2050-12-31 | 10 | 1 | 10 | 10 | n/a | PVgeneric_sun | Solar_Fixed | CAISO_Solar |  |  |  | 1900 | 2050 | 0 | CAISO | 10 | 1899-12-31 | 1 |  | 12
972 | DELSUR_6_DRYFRB | Dry Farm Ranch B | caiso | SCE | SCE | Southern California Edison | SCE | CAISO | 2014-11-21 | 2050-12-31 | 5 | 1 | 5 | 5 | n/a | PVgeneric_sun | Solar_Fixed | CAISO_Solar |  |  |  | 2015 | 2050 | 0 | CAISO | 5 | 1899-12-31 | 1 |  | 12
973 | DELSUR_6_SOLAR1 | Summer Solar North | caiso | SCE | SCE | Southern California Edison | SCE | CAISO | 2015-06-03 | 2050-12-31 | 6.5 | 1 | 6.5 | 6.5 | n/a | PVgeneric_sun | Solar_Fixed | CAISO_Solar |  |  |  | 2015 | 2050 | 0 | CAISO | 6.5 | 1899-12-31 | 1 |  | 12
974 | DELSUR_6_SOLAR4 |  | caiso | SCE | SCE | Southern California Edison | SCE | CAISO |  | 2050-12-31 | 1.5 | 1 | 1.5 | 1.5 | PVgeneric_sun | PVgeneric_sun | Solar_Fixed | CAISO_Solar |  |  |  | 1900 | 2050 | 0 | CAISO | 1.5 | 1899-12-31 | 1 |  | 12
975 | DELSUR_6_SOLAR5 |  | caiso | SCE | SCE | Southern California Edison | SCE | CAISO |  | 2050-12-31 | 1.5 | 1 | 1.5 | 1.5 | PVgeneric_sun | PVgeneric_sun | Solar_Fixed | CAISO_Solar |  |  |  | 1900 | 2050 | 0 | CAISO | 1.5 | 1899-12-31 | 1 |  | 12
976 | DELTA_2_PL1X4 | DELTA ENERGY CENTER AGGREGATE | caiso | PGE_Bay | PGE_Bay | Pacific Gas and Electric Bay | PGE_Bay | CAISO | 2002-06-17 | 2050-12-31 | 813 | 0.92386 | 813 | 880 | CCWhole-NatGas-Industrial | CC_NG | CC | CAISO_CCGT1 |  |  |  | 2002 | 2050 | 0 | CAISO | 880 | 1899-12-31 | 1 |  | 12
977 | Deming_Solar | Deming Solar Energy Center DSEC and HON2 | teppc | PNM | PNM | Public Service Company of New Mexico | PNM_EPE | SW | 2013-11-30 | 2050-12-31 | 9 | 1 | 9 | 9 | SolarPV-NonTracking | FixedPV_sun | Solar_Fixed | SW_Solar |  |  |  | 2014 | 2050 | 0 | SW | 9 | 1899-12-31 | 1 |  | 12
978 | DeMoss_Petrie | DeMoss Petrie CT 2 GT2 | teppc | TEPC | TEPC | Tucson Electric Power Company | TEPC | SW | 2001-06-01 | 2050-12-31 | 75 | 1 | 75 | 75 | CT-NatGas-Aero | CT_NG | CT | SW_Peaker |  |  |  | 2001 | 2050 | 0 | SW | 75 | 1899-12-31 | 1 |  | 12
979 | Desert_Meadow | Desert Meadow Windfarm-1 | teppc | IPFE | IPFE | Idaho Far East | IPCO | NW | 2012-02-27 | 2050-12-31 | 23 | 1 | 23 | 23 | WT-Onshore | wind_onshorewind | Wind | NW_Wind |  |  |  | 2012 | 2050 | 0 | NW | 23 | 1899-12-31 | 1 |  | 12
980 | Desert_Peak_2 | DesertPeak2_Desert Peak Power Plant-GEN2 | teppc | SPPC | SPPC | Nevada Power Company | NEVP | SW | 2007-05-01 | 2050-12-31 | 13.5 | 1 | 13.5 | 13.5 | Geo-BinaryCycle | Geothermal_steam | Geothermal | SW_Geothermal |  |  |  | 2007 | 2050 | 0 | SW | 13.5 | 1899-12-31 | 1 |  | 12
981 | Desert_Power_3 | SALTSEA_13.8_SSU3¦Desert Power 3 | teppc | IID | IID | Imperial Irrigation District | IID | IID | 2010-04-15 | 2050-12-31 | 50 | 1 | 50 | 50 | Geo-DoubleFlash | Geothermal_steam | Geothermal | IID_Geothermal |  |  |  | 2010 | 2050 | 0 | IID | 50 | 1899-12-31 | 1 |  | 12
982 | Desert_View | Desert View Power Plant (Mecca) GEN1¦Desert View Power-GEN1 | teppc | IID | IID | Imperial Irrigation District | IID | IID | 1990-12-01 | 2050-12-31 | 50 | 1 | 50 | 50 | Bio-ST | ST_Biomass | Biomass/Wood | IID_Biomass |  |  |  | 1991 | 2050 | 0 | IID | 50 | 1899-12-31 | 1 |  | 12
983 | DesertBasin_CC | DesertBasinCC (Total CC Plant) | teppc | SRP | SRP | Salt River Project | SRP | SW | 2014-04-01 | 2050-12-31 | 591.1 | 1 | 591.1 | 591.1 | CCWhole-NatGas-Industrial | CC_NG | CC | SW_CCGT |  |  |  | 2014 | 2050 | 0 | SW | 591.1 | 1899-12-31 | 1 |  | 12
984 | DESRT_P2 | Desert Peak Geothermal | teppc | SPPC | SPPC | Nevada Power Company | NEVP | SW | 2006-01-01 | 2050-12-31 | 11 | 1 | 11 | 11 | Renewable Thermal | Geothermal_steam | Geothermal | SW_Geothermal |  |  |  | 2006 | 2050 | 0 | SW | 11 | 1899-12-31 | 1 |  | 12
985 | Detroit_1 | Detroit-1 | teppc | BPAT | BPAT | Bonneville Power Administration – Transmission | BPAT | NW | 1953-11-01 | 2050-12-31 | 50 | 1 | 50 | 50 | Hydro | Hydro_Standard | Hydro | NW_Hydro |  |  |  | 1954 | 2050 | 0 | NW | 50 | 1899-12-31 | 1 |  | 12
986 | Detroit_2 | Detroit-2 | teppc | BPAT | BPAT | Bonneville Power Administration – Transmission | BPAT | NW | 1953-07-01 | 2050-12-31 | 50 | 1 | 50 | 50 | Hydro | Hydro_Standard | Hydro | NW_Hydro |  |  |  | 1954 | 2050 | 0 | NW | 50 | 1899-12-31 | 1 |  | 12
987 | DEVERS_1_QF | DEVERS QFS | caiso | SCE | SCE | Southern California Edison | SCE | CAISO | 1983-01-01 | 2050-12-31 | 71.63 | 1 | 71.63 | 71.63 | n/a | wind_onshorewind | Wind | CAISO_Wind |  |  |  | 1983 | 2050 | 0 | CAISO | 71.63 | 1899-12-31 | 1 |  | 12
988 | DEVERS_1_SEPV05 | SEPV 5 | caiso | SCE | SCE | Southern California Edison | SCE | CAISO | 2012-05-10 | 2050-12-31 | 2 | 1 | 2 | 2 | n/a | PVgeneric_sun | Solar_Fixed | CAISO_Solar |  |  |  | 2012 | 2050 | 0 | CAISO | 2 | 1899-12-31 | 1 |  | 12
989 | DEVERS_1_SOLAR | Cascade Solar | caiso | SCE | SCE | Southern California Edison | SCE | CAISO | 2013-11-30 | 2050-12-31 | 18.5 | 1 | 18.5 | 18.5 | n/a | PVgeneric_sun | Solar_Fixed | CAISO_Solar |  |  |  | 2014 | 2050 | 0 | CAISO | 18.5 | 1899-12-31 | 1 |  | 12
990 | DEVERS_1_SOLAR1 | SEPV8 | caiso | SCE | SCE | Southern California Edison | SCE | CAISO | 2013-06-01 | 2050-12-31 | 12 | 1 | 12 | 12 | n/a | PVgeneric_sun | Solar_Fixed | CAISO_Solar |  |  |  | 2013 | 2050 | 0 | CAISO | 12 | 1899-12-31 | 1 |  | 12
991 | DEVERS_1_SOLAR2 | SEPV9 | caiso | SCE | SCE | Southern California Edison | SCE | CAISO | 2013-06-01 | 2050-12-31 | 9 | 1 | 9 | 9 | n/a | PVgeneric_sun | Solar_Fixed | CAISO_Solar |  |  |  | 2013 | 2050 | 0 | CAISO | 9 | 1899-12-31 | 1 |  | 12
992 | DEVERS_2_CS2SR4 | Caliente Solar 2 | caiso | SCE | SCE | Southern California Edison | SCE | CAISO |  | 2050-12-31 | 0.91 | 1 | 0.91 | 0.91 | PHOTO VOLTAIC_SUN | PVgeneric_sun | Solar_Fixed | CAISO_Solar |  |  |  | 1900 | 2050 | 0 | CAISO | 0.91 | 1899-12-31 | 1 |  | 12
993 | DEVERS_2_DHSPG2 | Desert Hot Springs 2 | caiso | SCE | SCE | Southern California Edison | SCE | CAISO |  | 2050-12-31 | 1.4 | 1 | 1.4 | 1.4 | PHOTO VOLTAIC_SUN | PVgeneric_sun | Solar_Fixed | CAISO_Solar |  |  |  | 1900 | 2050 | 0 | CAISO | 1.4 | 1899-12-31 | 1 |  | 12
994 | Dexter_1 | Dexter-1 | teppc | BPAT | BPAT | Bonneville Power Administration – Transmission | BPAT | NW | 1955-06-01 | 2050-12-31 | 15 | 1 | 15 | 15 | Hydro | Hydro_Standard | Hydro | NW_Hydro |  |  |  | 1955 | 2050 | 0 | NW | 15 | 1899-12-31 | 1 |  | 12
995 | DEXZEL_1_UNIT | Western Power and Steam Cogeneration | caiso | PGE_Valley | PGE_Valley | Pacific Gas and Electric Valley | PGE_Valley | CAISO | 1989-11-30 | 2050-12-31 | 11.79 | 0.5895 | 11.79 | 20 | n/a | Cogen_NG | Cogen | CAISO_CHP |  |  |  | 1990 | 2050 | 0 | CAISO | 20 | 1899-12-31 | 1 |  | 12
996 | DIABLO_7_UNIT_1 | Diablo Canyon Unit 1 | caiso | PGE_Bay | PGE_Bay | Pacific Gas and Electric Bay | PGE_Bay | CAISO | 1985-01-01 | 2024-11-02 | 1150 | 1 | 1150 | 1150 | ST-Nuclear | ST_Nuclear | Nuclear | CAISO_Nuclear |  |  |  | 1985 | 2024 | 0 | CAISO | 1150 | 1899-12-31 | 1 |  | 12
997 | DIABLO_7_UNIT_2 | Diablo Canyon Unit 2 | caiso | PGE_Bay | PGE_Bay | Pacific Gas and Electric Bay | PGE_Bay | CAISO | 1986-01-01 | 2025-08-26 | 1150 | 1 | 1150 | 1150 | ST-Nuclear | ST_Nuclear | Nuclear | CAISO_Nuclear |  |  |  | 1986 | 2025 | 0 | CAISO | 1150 | 1899-12-31 | 1 |  | 12
998 | DiabloHydro_31 | Diablo-31 | teppc | SCL | SCL | Seattle Department of Lighting | BPAT | NW | 1937-04-01 | 2050-12-31 | 83 | 1 | 83 | 83 | Hydro | Hydro_Standard | Hydro | NW_Hydro |  |  |  | 1937 | 2050 | 0 | NW | 83 | 1899-12-31 | 1 |  | 12
999 | DiabloHydro_32 | Diablo-32 | teppc | SCL | SCL | Seattle Department of Lighting | BPAT | NW | 1936-10-01 | 2050-12-31 | 83 | 1 | 83 | 83 | Hydro | Hydro_Standard | Hydro | NW_Hydro |  |  |  | 1937 | 2050 | 0 | NW | 83 | 1899-12-31 | 1 |  | 12
1000 | Diamond_H_Dairy_Power | Diamond H Dairy Power | rps | PGE_Valley | PGE_Valley | Pacific Gas and Electric Valley | PGE_Valley | CAISO | 2019-07-01 | 2050-12-31 | 0 | 0 |  | 2 | Digester gasnan | Biogas_ | Biogas_LandfillGas | CAISO_Biomass |  |  |  | 2020 | 2050 | 0 | CAISO | 2 | 0.95 | 1 |  | 12
1001 | Dickson_Dam1 | Dickson Dam IPP 1-1 | teppc | AESO | AESO | Alberta Electric System Operator | BCHA_AESO | Excluded | 1992-01-16 | 2050-12-01 | 5.6 | 1 | 5.6 | 5.6 | Hydro | Hydro_Standard | Hydro | Excluded_Hydro |  |  |  | 1992 | 2050 | 0 | Excluded | 5.6 | 1899-12-31 | 1 |  | 12
1002 | Dickson_Dam2 | Dickson Dam IPP 2-2 | teppc | AESO | AESO | Alberta Electric System Operator | BCHA_AESO | Excluded | 1992-01-16 | 2050-12-01 | 5.6 | 1 | 5.6 | 5.6 | Hydro | Hydro_Standard | Hydro | Excluded_Hydro |  |  |  | 1992 | 2050 | 0 | Excluded | 5.6 | 1899-12-31 | 1 |  | 12
1003 | Dickson_Dam3 | Dickson Dam IPP 3-3 | teppc | AESO | AESO | Alberta Electric System Operator | BCHA_AESO | Excluded | 1992-01-16 | 2050-12-01 | 5.6 | 1 | 5.6 | 5.6 | Hydro | Hydro_Standard | Hydro | Excluded_Hydro |  |  |  | 1992 | 2050 | 0 | Excluded | 5.6 | 1899-12-31 | 1 |  | 12
1004 | Dietrich_Drop | Dietrich Drop-GEN1 | teppc | IPFE | IPFE | Idaho Far East | IPCO | NW | 1988-08-29 | 2050-12-31 | 4.5 | 1 | 4.5 | 4.5 | Hydro | Hydro_Standard | Hydro | NW_Hydro |  |  |  | 1989 | 2050 | 0 | NW | 4.5 | 1899-12-31 | 1 |  | 12
1005 | DillardComplexGEN4 | Dillard Complex-GEN4 | teppc | PNM | PNM | Public Service Company of New Mexico | PNM_EPE | SW | 1955-01-01 | 2050-12-31 | 11.5 | 1 | 11.5 | 11.5 | Bio-ST | ST_Biomass | Biomass/Wood | SW_Biomass |  |  |  | 1955 | 2050 | 0 | SW | 11.5 | 1899-12-31 | 1 |  | 12
1006 | DillardComplexGEN5 | Dillard Complex-GEN5 | teppc | PNM | PNM | Public Service Company of New Mexico | PNM_EPE | SW | 1955-01-01 | 2050-12-31 | 11.5 | 1 | 11.5 | 11.5 | Bio-ST | ST_Biomass | Biomass/Wood | SW_Biomass |  |  |  | 1955 | 2050 | 0 | SW | 11.5 | 1899-12-31 | 1 |  | 12
1007 | Dillon_Hydro | Dillon Hydro Plant GEN1 | teppc | PSCO | PSCO | Public Service Company of Colorado | PSCO | Excluded | 1987-10-01 | 2050-12-31 | 1.8 | 1 | 1.8 | 1.8 | Hydro | Hydro_Standard | Hydro | Excluded_Hydro |  |  |  | 1988 | 2050 | 0 | Excluded | 1.8 | 1899-12-31 | 1 |  | 12
1008 | DINUBA_6_UNIT | Dinuba Energy, Inc. | caiso | PGE_Valley | PGE_Valley | Pacific Gas and Electric Valley | PGE_Valley | CAISO | 2001-07-05 | 2050-12-31 | 2.34 | 0.195 | 2.34 | 12 | STEAM_BIOMASS | ST_Biomass | Biomass/Wood | CAISO_Biomass |  |  |  | 2002 | 2050 | 0 | CAISO | 12 | 1899-12-31 | 1 |  | 12
1009 | DISCOV_1_CHEVRN | CHEVRON USA (EASTRIDGE) | caiso | PGE_Valley | PGE_Valley | Pacific Gas and Electric Valley | PGE_Valley | CAISO | 1988-06-13 | 2050-12-31 | 3.74 | 0.076639 | 3.74 | 48.8 | CT-NatGas-Aero | Cogen_NG | Cogen | CAISO_CHP |  |  |  | 1988 | 2050 | 0 | CAISO | 48.8 | 1899-12-31 | 1 |  | 12
1010 | Division_Creek | Division Creek 1 | teppc | LDWP | LDWP | Los Angeles Department of Water and Power | LADWP | LDWP | 1909-03-01 | 2050-12-31 | 0.6 | 1 | 0.6 | 0.6 | Hydro | Hydro_Standard | Hydro | LDWP_Hydro |  |  |  | 1909 | 2050 | 0 | LDWP | 0.6 | 1899-12-31 | 1 |  | 12
1011 | DIVSON_6_NSQF |  | caiso | SDGE | SDGE | San Diego Gas and Electric | SDGE | CAISO | 1989-01-01 | 2018-12-31 | 0 | 0 |  | 47 | CCWhole-NatGas-Aero | Cogen_NG | Cogen | CAISO_CHP |  |  |  | 1989 | 2018 | 0 | CAISO | 47 | 1899-12-31 | 1 |  | 12
1012 | DIXIE_M_P1 | Dixie Meadows Geothermal | teppc | SPPC | SPPC | Nevada Power Company | NEVP | SW | 2021-01-01 | 2050-12-31 | 22.5 | 1 | 22.5 | 22.5 | Renewable Thermal | Geothermal_steam | Geothermal | SW_Geothermal |  |  |  | 2021 | 2050 | 0 | SW | 22.5 | 0.95 | 1 |  | 12
1013 | DIXIE_M_P12 | Dixie Meadows Geothermal | teppc | SPPC | SPPC | Nevada Power Company | NEVP | SW | 2021-01-01 | 2050-12-31 | 22.5 | 1 | 22.5 | 22.5 | Renewable Thermal | Geothermal_steam | Geothermal | SW_Geothermal |  |  |  | 2021 | 2050 | 0 | SW | 22.5 | 0.95 | 1 |  | 12
1014 | Dixie_Valley_Geo_1 | Caithness Dixie Valley-1¦Dixie Valley Geothermal GEN1 | teppc | SPPC | SPPC | Nevada Power Company | NEVP | SW | 1988-06-14 | 2050-12-31 | 13.3 | 1 | 13.3 | 13.3 | Geo-BinaryCycle | Geothermal_steam | Geothermal | SW_Geothermal |  |  |  | 1988 | 2050 | 0 | SW | 13.3 | 1899-12-31 | 1 |  | 12
1015 | Dixie_Valley_Geo_2 | Caithness Dixie Valley-2¦Dixie Valley Geothermal GEN1 | teppc | SPPC | SPPC | Nevada Power Company | NEVP | SW | 1988-06-14 | 2050-12-31 | 10.1 | 1 | 10.1 | 10.1 | Geo-BinaryCycle | Geothermal_steam | Geothermal | SW_Geothermal |  |  |  | 1988 | 2050 | 0 | SW | 10.1 | 1899-12-31 | 1 |  | 12
1016 | Dixie_Valley_Geo_3 | Caithness Dixie Valley-3¦Dixie Valley Geothermal GEN1 | teppc | SPPC | SPPC | Nevada Power Company | NEVP | SW | 1988-06-14 | 2050-12-31 | 19.2 | 1 | 19.2 | 19.2 | Geo-BinaryCycle | Geothermal_steam | Geothermal | SW_Geothermal |  |  |  | 1988 | 2050 | 0 | SW | 19.2 | 1899-12-31 | 1 |  | 12
1017 | DIXNLD_1_LNDFL | Zero Waste Energy | caiso | PGE_Bay | PGE_Bay | Pacific Gas and Electric Bay | PGE_Bay | CAISO | 2015-11-13 | 2050-12-31 | 0.88 | 0.55 | 0.88 | 1.6 | n/a | CT_Biomass | Biomass/Wood | CAISO_Biomass |  |  |  | 2016 | 2050 | 0 | CAISO | 1.6 | 1899-12-31 | 1 |  | 12
1018 | DMDVLY_1_UNITS | DIAMOND VALLEY LAKE PUMP-GEN PLANT | caiso | SCE | SCE | Southern California Edison | SCE | CAISO | 2001-01-01 | 2050-12-31 | 21 | 1 | 21 | 21 | n/a | Hydro_Standard | Hydro | CAISO_Hydro |  |  |  | 2001 | 2050 | 0 | CAISO | 21 | 1899-12-31 | 1 |  | 12
1019 | Dodge_Flat_Solar |  | teppc | SPPC | SPPC | Nevada Power Company | NEVP | SW | 2021-12-31 | 2050-12-31 | 26 | 1 | 26 | 26 | SolarPV-Tracking | 1axPV_sun | Solar_1Axis | SW_Solar |  |  |  | 2022 | 2050 | 0 | SW | 26 | 0.95 | 1 |  | 12
1020 | DokieWind1 | Dokie Wind-1_Dokie Wind-1_IPP-DKW | teppc | BCHA | BCHA | British Columbia Transmission Company | BCHA_AESO | Excluded | 2011-02-28 | 2036-02-16 | 24 | 1 | 24 | 24 | WT-Onshore | wind_onshorewind | Wind | Excluded_Wind | CAISO | 24 |  | 2011 | 2035 | 0 | CAISO | 24 | 1899-12-31 | 1 |  | 12
1021 | DokieWind2 | Dokie Wind-2_Dokie Wind-2_IPP-DKW | teppc | BCHA | BCHA | British Columbia Transmission Company | BCHA_AESO | Excluded | 2011-02-28 | 2036-02-16 | 24 | 1 | 24 | 24 | WT-Onshore | wind_onshorewind | Wind | Excluded_Wind | CAISO | 24 |  | 2011 | 2035 | 0 | CAISO | 24 | 1899-12-31 | 1 |  | 12
1022 | DokieWind3 | Dokie Wind-3_Dokie Wind-3_IPP-DKW | teppc | BCHA | BCHA | British Columbia Transmission Company | BCHA_AESO | Excluded | 2011-02-28 | 2036-02-16 | 24 | 1 | 24 | 24 | WT-Onshore | wind_onshorewind | Wind | Excluded_Wind | CAISO | 24 |  | 2011 | 2035 | 0 | CAISO | 24 | 1899-12-31 | 1 |  | 12
1023 | DokieWind4 | Dokie Wind-4_Dokie Wind-4_IPP-DKW | teppc | BCHA | BCHA | British Columbia Transmission Company | BCHA_AESO | Excluded | 2011-02-28 | 2036-02-16 | 27 | 1 | 27 | 27 | WT-Onshore | wind_onshorewind | Wind | Excluded_Wind | CAISO | 27 |  | 2011 | 2035 | 0 | CAISO | 27 | 1899-12-31 | 1 |  | 12
1024 | DokieWind5 | Dokie Wind-5_Dokie Wind-5_IPP-DKW | teppc | BCHA | BCHA | British Columbia Transmission Company | BCHA_AESO | Excluded | 2011-02-28 | 2036-02-16 | 24 | 1 | 24 | 24 | WT-Onshore | wind_onshorewind | Wind | Excluded_Wind | CAISO | 24 |  | 2011 | 2035 | 0 | CAISO | 24 | 1899-12-31 | 1 |  | 12
1025 | DokieWind6 | Dokie Wind-6_Dokie Wind-6_IPP-DKW | teppc | BCHA | BCHA | British Columbia Transmission Company | BCHA_AESO | Excluded | 2011-02-28 | 2036-02-16 | 21 | 1 | 21 | 21 | WT-Onshore | wind_onshorewind | Wind | Excluded_Wind | CAISO | 21 |  | 2011 | 2035 | 0 | CAISO | 21 | 1899-12-31 | 1 |  | 12
1026 | Don_Pedro_1 | Don Pedro 1 | teppc | TIDC | TIDC | Turlock Irrigation District | TID | BANC | 1971-05-01 | 2050-12-31 | 55 | 1 | 55 | 55 | Hydro | Hydro_Standard | Hydro | BANC_Hydro |  |  |  | 1971 | 2050 | 0 | BANC | 55 | 1899-12-31 | 1 |  | 12
1027 | Don_Pedro_2 | Don Pedro 2 | teppc | TIDC | TIDC | Turlock Irrigation District | TID | BANC | 1971-05-01 | 2050-12-31 | 55 | 1 | 55 | 55 | Hydro | Hydro_Standard | Hydro | BANC_Hydro |  |  |  | 1971 | 2050 | 0 | BANC | 55 | 1899-12-31 | 1 |  | 12
1028 | Don_Pedro_3 | Don Pedro 3 | teppc | BANC | BANC | Balancing Authority of Northern California | SMUD | BANC | 1971-05-01 | 2050-12-31 | 55 | 1 | 55 | 55 | Hydro | Hydro_Standard | Hydro | BANC_Hydro |  |  |  | 1971 | 2050 | 0 | BANC | 55 | 1899-12-31 | 1 |  | 12
1029 | Don_Pedro_4 | Don Pedro 4 | teppc | TIDC | TIDC | Turlock Irrigation District | TID | BANC | 1989-04-01 | 2050-12-31 | 38.2 | 1 | 38.2 | 38.2 | Hydro | Hydro_Standard | Hydro | BANC_Hydro |  |  |  | 1989 | 2050 | 0 | BANC | 38.2 | 1899-12-31 | 1 |  | 12
1030 | DONNLS_7_UNIT |  | caiso | PGE_Valley | PGE_Valley | Pacific Gas and Electric Valley | PGE_Valley | CAISO | 1957-01-01 | 2050-12-31 | 72 | 1 | 72 | 72 | n/a | Hydro_Standard | Hydro | CAISO_Hydro |  |  |  | 1957 | 2050 | 0 | CAISO | 72 | 1899-12-31 | 1 |  | 12
1031 | DoranTaylor1 | Doran Taylor-1_Doran Taylor-1_IPP-DTR | teppc | BCHA | BCHA | British Columbia Transmission Company | BCHA_AESO | Excluded | 1996-07-08 | 2036-07-08 | 5.6 | 1 | 5.6 | 5.6 | Hydro | Hydro_Standard | Hydro | Excluded_Hydro |  |  |  | 1997 | 2036 | 0 | Excluded | 5.6 | 1899-12-31 | 1 |  | 12
1032 | DoranTaylor2 | Doran Taylor-2_Doran Taylor-2_IPP-DTR | teppc | BCHA | BCHA | British Columbia Transmission Company | BCHA_AESO | Excluded | 1996-07-08 | 2036-07-08 | 2.8 | 1 | 2.8 | 2.8 | Hydro | Hydro_Standard | Hydro | Excluded_Hydro |  |  |  | 1997 | 2036 | 0 | Excluded | 2.8 | 1899-12-31 | 1 |  | 12
1033 | DOUBLC_1_UNITS | DOUBLE "C" LIMITED | caiso | PGE_Valley | PGE_Valley | Pacific Gas and Electric Valley | PGE_Valley | CAISO | 1989-03-14 | 2050-12-31 | 52.23 | 1 | 52.23 | 52.23 | CT-NatGas-Aero | CT_NG | CT | CAISO_Peaker2 |  |  |  | 1989 | 2050 | 0 | CAISO | 52.23 | 1899-12-31 | 1 |  | 12
1034 | DoubleADigester1 | Double A Digester-1 | teppc | CISC | CISC | Southern California Edison | SCE | CAISO | 2011-12-01 | 2030-04-15 | 0 | 0 |  | 1.5 | Bio-ICE | ICE_Biomass | Biomass/Wood | CAISO_Biomass |  |  |  | 2012 | 2029 | 0 | CAISO | 1.5 | 1899-12-31 | 1 |  | 12
1035 | DoubleADigester2 | Double A Digester-2 | teppc | CISC | CISC | Southern California Edison | SCE | CAISO | 2012-01-01 | 2050-12-31 | 0 | 0 |  | 1.5 | Bio-ICE | ICE_Biomass | Biomass/Wood | CAISO_Biomass |  |  |  | 2012 | 2050 | 0 | CAISO | 1.5 | 1899-12-31 | 1 |  | 12
1036 | DoubleADigester3 | Double A Digester-3 | teppc | CISC | CISC | Southern California Edison | SCE | CAISO | 2012-02-01 | 2050-12-31 | 0 | 0 |  | 1.5 | Bio-ICE | ICE_Biomass | Biomass/Wood | CAISO_Biomass |  |  |  | 2012 | 2050 | 0 | CAISO | 1.5 | 1899-12-31 | 1 |  | 12
1037 | Douglas_1 | Douglas 1 | teppc | AZPS | AZPS | Arizona Public Service Company | AZPS | SW | 1972-05-01 | 2050-12-31 | 16 | 1 | 16 | 16 | CT-OilDistillate | CT_Oil | CT | SW_Peaker |  |  |  | 1972 | 2050 | 0 | SW | 16 | 1899-12-31 | 1 |  | 12
1038 | Douglas_Kwalsa1 | Douglas (DGL,Kwalsa Energy)-1_Douglas (DGL,Kwalsa Energy)-1_IPP-DGL | teppc | BCHA | BCHA | British Columbia Transmission Company | BCHA_AESO | Excluded | 2009-11-12 | 2049-10-19 | 14.38 | 1 | 14.38 | 14.38 | Hydro | Hydro_Standard | Hydro | Excluded_Hydro |  |  |  | 2010 | 2049 | 0 | Excluded | 14.38 | 1899-12-31 | 1 |  | 12
1039 | Douglas_Kwalsa2 | Douglas (DGL,Kwalsa Energy)-2_Douglas (DGL,Kwalsa Energy)-2_IPP-DGL | teppc | BCHA | BCHA | British Columbia Transmission Company | BCHA_AESO | Excluded | 2009-11-12 | 2049-10-19 | 14.38 | 1 | 14.38 | 14.38 | Hydro | Hydro_Standard | Hydro | Excluded_Hydro |  |  |  | 2010 | 2049 | 0 | Excluded | 14.38 | 1899-12-31 | 1 |  | 12
1040 | DowCC_Total | DowCC (Total CC Plant) | teppc | AESO | AESO | Alberta Electric System Operator | BCHA_AESO | Excluded | 1999-10-01 | 2050-12-01 | 129.5 | 1 | 129.5 | 129.5 | CCWhole-NatGas-Industrial | CC_NG | CC | Excluded_CCGT |  |  |  | 2000 | 2050 | 0 | Excluded | 129.5 | 1899-12-31 | 1 |  | 12
1041 | DowG101_1 | DowG101-1 | teppc | AESO | AESO | Alberta Electric System Operator | BCHA_AESO | Excluded | 1999-01-01 | 2050-12-01 | 110 | 1 | 110 | 110 | CT-AB-Cogen | Cogen_NG | Cogen | Excluded_CHP |  |  |  | 1999 | 2050 | 0 | Excluded | 110 | 1899-12-31 | 1 |  | 12
1042 | DowG201_2 | DowG201-2 | teppc | AESO | AESO | Alberta Electric System Operator | BCHA_AESO | Excluded | 1999-01-01 | 2050-12-01 | 110 | 1 | 110 | 110 | CT-AB-Cogen | Cogen_NG | Cogen | Excluded_CHP |  |  |  | 1999 | 2050 | 0 | Excluded | 110 | 1899-12-31 | 1 |  | 12
1043 | DRACKR_2_SOLAR1 | Dracker Solar Unit 1 | caiso | SCE | SCE | Southern California Edison | SCE | CAISO | 2016-05-02 | 2050-12-31 | 110 | 1 | 110 | 110 | n/a | PVgeneric_sun | Solar_Fixed | CAISO_Solar |  |  |  | 2016 | 2050 | 0 | CAISO | 110 | 1899-12-31 | 1 |  | 12
1044 | DRACKR_2_SOLAR2 | Dracker Solar Unit 2 | caiso | SCE | SCE | Southern California Edison | SCE | CAISO | 2016-10-28 | 2050-12-31 | 125 | 1 | 125 | 125 | n/a | PVgeneric_sun | Solar_Fixed | CAISO_Solar |  |  |  | 2017 | 2050 | 0 | CAISO | 125 | 1899-12-31 | 1 |  | 12
1045 | DREWS_6_PL1X4 | Drews Generating Plant | caiso | SCE | SCE | Southern California Edison | SCE | CAISO | 2001-08-14 | 2050-12-31 | 36 | 0.86957 | 36 | 41.4 | CT-NatGas-Aero | CT_NG | CT | CAISO_Peaker2 |  |  |  | 2002 | 2050 | 0 | CAISO | 41.4 | 1899-12-31 | 1 |  | 12
1046 | Drop_1 | IID DROP 1 HYDRO PLANT (AGGREGATE) | teppc | IID | IID | Imperial Irrigation District | IID | IID | 2010-04-15 | 2050-12-31 | 5.8 | 1 | 5.8 | 5.8 | Hydro | Hydro_Standard | Hydro | IID_Hydro |  |  |  | 2010 | 2050 | 0 | IID | 5.8 | 1899-12-31 | 1 |  | 12
1047 | Drop_2_1 | Drop 2 (CA) 1 | teppc | IID | IID | Imperial Irrigation District | IID | IID | 2010-04-15 | 2050-12-31 | 5 | 1 | 5 | 5 | Hydro | Hydro_Standard | Hydro | IID_Hydro |  |  |  | 2010 | 2050 | 0 | IID | 5 | 1899-12-31 | 1 |  | 12
1048 | Drop_2_2 | Drop 2 (CA) 2 | teppc | IID | IID | Imperial Irrigation District | IID | IID | 2010-04-15 | 2050-12-31 | 5 | 1 | 5 | 5 | Hydro | Hydro_Standard | Hydro | IID_Hydro |  |  |  | 2010 | 2050 | 0 | IID | 5 | 1899-12-31 | 1 |  | 12
1049 | Drop_3_1 | Drop 3 (CA) 1 | teppc | IID | IID | Imperial Irrigation District | IID | IID | 1994-01-01 | 2050-12-31 | 6 | 1 | 6 | 6 | Hydro | Hydro_Standard | Hydro | IID_Hydro |  |  |  | 1994 | 2050 | 0 | IID | 6 | 1899-12-31 | 1 |  | 12
1050 | Drop_3_2 | Drop 3 (CA) 2 | teppc | IID | IID | Imperial Irrigation District | IID | IID | 1941-02-01 | 2050-12-31 | 4 | 1 | 4 | 4 | Hydro | Hydro_Standard | Hydro | IID_Hydro |  |  |  | 1941 | 2050 | 0 | IID | 4 | 1899-12-31 | 1 |  | 12
1051 | Drop_4_1 | Drop 4 1 | teppc | IID | IID | Imperial Irrigation District | IID | IID | 1968-08-01 | 2050-12-31 | 9.8 | 1 | 9.8 | 9.8 | Hydro | Hydro_Standard | Hydro | IID_Hydro |  |  |  | 1969 | 2050 | 0 | IID | 9.8 | 1899-12-31 | 1 |  | 12
1052 | Drop_4_2 | Drop 4 2 | teppc | IID | IID | Imperial Irrigation District | IID | IID | 2010-04-15 | 2050-12-31 | 9.8 | 1 | 9.8 | 9.8 | Hydro | Hydro_Standard | Hydro | IID_Hydro |  |  |  | 2010 | 2050 | 0 | IID | 9.8 | 1899-12-31 | 1 |  | 12
1053 | Drop_5 | IID DROP 5 HYDRO PLANT (AGGREGATE)¦BRAVO_4.16_DROP_5_1 | teppc | IID | IID | Imperial Irrigation District | IID | IID | 2010-04-15 | 2050-12-31 | 4 | 1 | 4 | 4 | Hydro | Hydro_Standard | Hydro | IID_Hydro |  |  |  | 2010 | 2050 | 0 | IID | 4 | 1899-12-31 | 1 |  | 12
1054 | DRUM_7_PL1X2 | Drum PH 1 Units 1 & 2 Aggregate | caiso | PGE_Valley | PGE_Valley | Pacific Gas and Electric Valley | PGE_Valley | CAISO | 1913-01-01 | 2050-12-31 | 26 | 1 | 26 | 26 | n/a | Hydro_Standard | Hydro | CAISO_Hydro |  |  |  | 1913 | 2050 | 0 | CAISO | 26 | 1899-12-31 | 1 |  | 12
1055 | DRUM_7_PL3X4 | Drum PH 1 Units 3 & 4 Aggregate | caiso | PGE_Valley | PGE_Valley | Pacific Gas and Electric Valley | PGE_Valley | CAISO | 1922-01-01 | 2050-12-31 | 28.9 | 1 | 28.9 | 28.9 | n/a | Hydro_Standard | Hydro | CAISO_Hydro |  |  |  | 1922 | 2050 | 0 | CAISO | 28.9 | 1899-12-31 | 1 |  | 12
1056 | DRUM_7_UNIT_5 | DRUM PH 2 UNIT 5 | caiso | PGE_Valley | PGE_Valley | Pacific Gas and Electric Valley | PGE_Valley | CAISO | 1965-01-01 | 2050-12-31 | 50 | 1 | 50 | 50 | n/a | Hydro_Standard | Hydro | CAISO_Hydro |  |  |  | 1965 | 2050 | 0 | CAISO | 50 | 1899-12-31 | 1 |  | 12
1057 | Dry_Fork_Station | Dry Fork Station 1 | teppc | WACM | WACM | Western Area Power Administration, Colorado-Missouri Region | WACM | Excluded | 2011-11-01 | 2050-12-31 | 440 | 1 | 440 | 440 | ST-Coal | Steam_Coal | Coal | Excluded_Coal |  |  |  | 2012 | 2050 | 0 | Excluded | 440 | 1899-12-31 | 1 |  | 12
1058 | Dry_Lake_Wind_1_1 | Dry Lake Wind LLC (RC-W)-1 | teppc | AZPS | AZPS | Arizona Public Service Company | AZPS | SW | 2010-12-01 | 2050-12-31 | 21 | 1 | 21 | 21 | WT-Onshore | wind_onshorewind | Wind | SW_Wind |  |  |  | 2011 | 2050 | 0 | SW | 21 | 1899-12-31 | 1 |  | 12
1059 | Dry_Lake_Wind_1_2 | Dry Lake Wind LLC (RC-W)-2 | teppc | AZPS | AZPS | Arizona Public Service Company | AZPS | SW | 2009-09-04 | 2050-12-31 | 21 | 1 | 21 | 21 | WT-Onshore | wind_onshorewind | Wind | SW_Wind |  |  |  | 2010 | 2050 | 0 | SW | 21 | 1899-12-31 | 1 |  | 12
1060 | Dry_Lake_Wind_1_3 | Dry Lake Wind LLC (RC-W)-3 | teppc | AZPS | AZPS | Arizona Public Service Company | AZPS | SW | 2009-09-04 | 2050-12-31 | 21 | 1 | 21 | 21 | WT-Onshore | wind_onshorewind | Wind | SW_Wind |  |  |  | 2010 | 2050 | 0 | SW | 21 | 1899-12-31 | 1 |  | 12
1061 | Dry_Lake_Wind_2_1 | Dry Lake Wind II LLC (RC-E)-1 | teppc | AZPS | AZPS | Arizona Public Service Company | AZPS | SW | 2010-12-01 | 2050-12-31 | 21 | 1 | 21 | 21 | WT-Onshore | wind_onshorewind | Wind | SW_Wind |  |  |  | 2011 | 2050 | 0 | SW | 21 | 1899-12-31 | 1 |  | 12
1062 | Dry_Lake_Wind_2_2 | Dry Lake Wind II LLC (RC-E)-2 | teppc | AZPS | AZPS | Arizona Public Service Company | AZPS | SW | 2010-12-01 | 2050-12-31 | 21 | 1 | 21 | 21 | WT-Onshore | wind_onshorewind | Wind | SW_Wind |  |  |  | 2011 | 2050 | 0 | SW | 21 | 1899-12-31 | 1 |  | 12
1063 | Dry_Lake_Wind_2_3 | Dry Lake Wind II LLC (RC-E)-3 | teppc | AZPS | AZPS | Arizona Public Service Company | AZPS | SW | 2016-06-01 | 2050-12-31 | 21 | 1 | 21 | 21 | WT-Onshore | wind_onshorewind | Wind | SW_Wind |  |  |  | 2016 | 2050 | 0 | SW | 21 | 1899-12-31 | 1 |  | 12
1064 | Drywood_2_2 | Drywood 2-2 | teppc | AESO | AESO | Alberta Electric System Operator | BCHA_AESO | Excluded | 1999-10-01 | 2050-12-01 | 3 | 1 | 3 | 3 | CT-NatGas-Industrial | CT_NG | CT | Excluded_Peaker |  |  |  | 2000 | 2050 | 0 | Excluded | 3 | 1899-12-31 | 1 |  | 12
1065 | Drywood1_1 | Drywood 1-1 | teppc | AESO | AESO | Alberta Electric System Operator | BCHA_AESO | Excluded | 1999-10-01 | 2050-12-01 | 3 | 1 | 3 | 3 | CT-NatGas-Industrial | CT_NG | CT | Excluded_Peaker |  |  |  | 2000 | 2050 | 0 | Excluded | 3 | 1899-12-31 | 1 |  | 12
1066 | DSABLA_7_UNIT | De Sabla Hydro | caiso | PGE_Valley | PGE_Valley | Pacific Gas and Electric Valley | PGE_Valley | CAISO | 1963-01-01 | 2050-12-31 | 18.5 | 1 | 18.5 | 18.5 | n/a | Hydro_Standard | Hydro | CAISO_Small_Hydro |  |  |  | 1963 | 2050 | 0 | CAISO | 18.5 | 1899-12-31 | 1 |  | 12
1067 | DSFLWR_2_WS2SR1 |  | caiso | SCE | SCE | Southern California Edison | SCE | CAISO |  | 2050-12-31 | 100 | 1 | 100 | 100 | PVgeneric_sun | PVgeneric_sun | Solar_Fixed | CAISO_Solar |  |  |  | 1900 | 2050 | 0 | CAISO | 100 | 1899-12-31 | 1 |  | 12
1068 | DSRTSL_2_SOLAR1 | Desert Stateline | caiso | SCE | SCE | Southern California Edison | SCE | CAISO | 2016-08-30 | 2050-12-31 | 296.19 | 1 | 296.19 | 296.19 | n/a | PVgeneric_sun | Solar_Fixed | CAISO_Solar |  |  |  | 2017 | 2050 | 0 | CAISO | 296.19 | 1899-12-31 | 1 |  | 12
1069 | DSRTSN_2_SOLAR1 | Desert Sunlight 300 | caiso | SCE | SCE | Southern California Edison | SCE | CAISO | 2014-12-05 | 2050-12-31 | 300 | 1 | 300 | 300 | n/a | PVgeneric_sun | Solar_Fixed | CAISO_Solar |  |  |  | 2015 | 2050 | 0 | CAISO | 300 | 1899-12-31 | 1 |  | 12
1070 | DSRTSN_2_SOLAR2 | Desert Sunlight 250 | caiso | SCE | SCE | Southern California Edison | SCE | CAISO | 2014-12-05 | 2050-12-31 | 250 | 1 | 250 | 250 | n/a | PVgeneric_sun | Solar_Fixed | CAISO_Solar |  |  |  | 2015 | 2050 | 0 | CAISO | 250 | 1899-12-31 | 1 |  | 12
1071 | DTCHWD_2_BT3WND | Brookfield Tehachapi 3 | caiso | SCE | SCE | Southern California Edison | SCE | CAISO | 1986-04-22 | 2050-12-31 | 4.5 | 1 | 4.5 | 4.5 | n/a | wind_onshorewind | Wind | CAISO_Wind |  |  |  | 1986 | 2050 | 0 | CAISO | 4.5 | 1899-12-31 | 1 |  | 12
1072 | DTCHWD_2_BT4WND | Brookfield Tehachapi 4 | caiso | SCE | SCE | Southern California Edison | SCE | CAISO | 1986-04-22 | 2050-12-31 | 6.52 | 1 | 6.52 | 6.52 | n/a | wind_onshorewind | Wind | CAISO_Wind |  |  |  | 1986 | 2050 | 0 | CAISO | 6.52 | 1899-12-31 | 1 |  | 12
1073 | DUANE_1_PL1X3 | DONALD VON RAESFELD POWER PROJECT | caiso | PGE_Bay | PGE_Bay | Pacific Gas and Electric Bay | PGE_Bay | CAISO | 2005-03-24 | 2050-12-31 | 147.8 | 1 | 147.8 | 147.8 | CCWhole-NatGas-Industrial | CC_NG | CC | CAISO_CCGT2 |  |  |  | 2005 | 2050 | 0 | CAISO | 147.8 | 1899-12-31 | 1 |  | 12
1074 | Dundurn_GT_1 | Dundurn GT-1 | teppc | BCHA | BCHA | British Columbia Transmission Company | BCHA_AESO | Excluded | 2014-10-24 | 2050-12-31 | 25 | 1 | 25 | 25 | CT-NatGas-Industrial | CT_NG | CT | Excluded_Peaker |  |  |  | 2015 | 2050 | 0 | Excluded | 25 | 1899-12-31 | 1 |  | 12
1075 | Dunlap_1 | Dunlap-1 | teppc | PAWY | PAWY | Wyoming, PACE Utility | PACE | NW | 2010-09-30 | 2050-12-31 | 111 | 1 | 111 | 111 | WT-Onshore | wind_onshorewind | Wind | NW_Wind |  |  |  | 2011 | 2050 | 0 | NW | 111 | 1899-12-31 | 1 |  | 12
1076 | Durbin_Creek_Wind__OR_ | NA_60367 | teppc | IPFE | IPFE | Idaho Far East | IPCO | NW | 2016-12-31 | 2050-12-31 | 40 | 1 | 40 | 40 | WT-Onshore | wind_onshorewind | Wind | NW_Wind |  |  |  | 2017 | 2050 | 0 | NW | 40 | 1899-12-31 | 1 |  | 12
1077 | DUTCH1_7_UNIT_1 | DUTCH FLAT 1 PH | caiso | PGE_Valley | PGE_Valley | Pacific Gas and Electric Valley | PGE_Valley | CAISO | 1943-01-01 | 2050-12-31 | 22 | 1 | 22 | 22 | n/a | Hydro_Standard | Hydro | CAISO_Hydro |  |  |  | 1943 | 2050 | 0 | CAISO | 22 | 1899-12-31 | 1 |  | 12
1078 | DUTCH2_7_UNIT_1 | DUTCH FLAT 2 PH | caiso | PGE_Valley | PGE_Valley | Pacific Gas and Electric Valley | PGE_Valley | CAISO | 1965-01-01 | 2050-12-31 | 26 | 1 | 26 | 26 | n/a | Hydro_Standard | Hydro | CAISO_Hydro |  |  |  | 1965 | 2050 | 0 | CAISO | 26 | 1899-12-31 | 1 |  | 12
1079 | DVLCYN_1_UNITS | DEVIL CANYON HYDRO UNITS 1-4 AGGREGATE | caiso | SCE | SCE | Southern California Edison | SCE | CAISO | 1972-01-01 | 2050-12-31 | 236.8 | 1 | 236.8 | 236.8 | n/a | Hydro_Standard | Hydro | CAISO_Hydro |  |  |  | 1972 | 2050 | 0 | CAISO | 236.8 | 1899-12-31 | 1 |  | 12
1080 | DVPL_IPP13_8_1 | DVPL IPP13.8-1 | teppc | AESO | AESO | Alberta Electric System Operator | BCHA_AESO | Excluded | 1995-01-01 | 2050-12-31 | 11.6 | 1 | 11.6 | 11.6 | Bio-ST | ST_Biomass | Biomass/Wood | Excluded_Biomass |  |  |  | 1995 | 2050 | 0 | Excluded | 11.6 | 1899-12-31 | 1 |  | 12
1081 | Dworshak_1 | Dworshak-1 | teppc | BPAT | BPAT | Bonneville Power Administration – Transmission | BPAT | NW | 1975-06-01 | 2050-12-31 | 90 | 1 | 90 | 90 | Hydro | Hydro_Standard | Hydro | NW_Hydro |  |  |  | 1975 | 2050 | 0 | NW | 90 | 1899-12-31 | 1 |  | 12
1082 | Dworshak_2 | Dworshak-2 | teppc | BPAT | BPAT | Bonneville Power Administration – Transmission | BPAT | NW | 1975-09-01 | 2050-12-31 | 90 | 1 | 90 | 90 | Hydro | Hydro_Standard | Hydro | NW_Hydro |  |  |  | 1976 | 2050 | 0 | NW | 90 | 1899-12-31 | 1 |  | 12
1083 | Dworshak_3 | Dworshak-3 | teppc | BPAT | BPAT | Bonneville Power Administration – Transmission | BPAT | NW | 1974-09-01 | 2050-12-31 | 220 | 1 | 220 | 220 | Hydro | Hydro_Standard | Hydro | NW_Hydro |  |  |  | 1975 | 2050 | 0 | NW | 220 | 1899-12-31 | 1 |  | 12
1084 | Eagle_Lake_1 | Eagle Lake-1_Eagle Lake-1_IPP-PCI | teppc | BCHA | BCHA | British Columbia Transmission Company | BCHA_AESO | Excluded | 2003-05-16 | 2040-05-15 | 0.2 | 1 | 0.2 | 0.2 | Hydro | Hydro_Standard | Hydro | Excluded_Hydro |  |  |  | 2003 | 2039 | 0 | Excluded | 0.2 | 1899-12-31 | 1 |  | 12
1085 | Eagle_Point_1 | Eagle Point-1 | teppc | PACW | PACW | PacifiCorp – West | PACW | NW | 1957-11-01 | 2050-12-31 | 2.813 | 1 | 2.813 | 2.813 | Hydro | Hydro_Standard | Hydro | NW_Hydro |  |  |  | 1958 | 2050 | 0 | NW | 2.813 | 1899-12-31 | 1 |  | 12
1086 | Eagle_Shadow_Mountain |  | teppc | NEVP | NEVP | Nevada Power Company | NEVP | SW | 2021-12-31 | 2050-12-31 | 26 | 1 | 26 | 26 | SolarPV-Tracking | 1axPV_sun | Solar_1Axis | SW_Solar |  |  |  | 2022 | 2050 | 0 | SW | 26 | 0.95 | 1 |  | 12
1087 | Eagle_Solar | Eagle Solar | rps | SCE | PGE_Valley | Pacific Gas and Electric Valley | PGE_Valley | CAISO | 2019-03-01 | 2050-12-31 | 3 | 1 | 3 | 3 | Solar PV - Ground mountSolar: Tracking (1 Axis) | 1axPV_sun | Solar_1Axis | CAISO_Solar |  |  |  | 2019 | 2050 | 0 | CAISO | 3 | 0.95 | 1 | TX-ELK_6_ECKSR2 | 12
1088 | Earth_Energy_1 | CALIPAT_13.8_EARTH_E1 | teppc | IID | IID | Imperial Irrigation District | IID | IID | 2010-04-15 | 2050-12-31 | 11 | 1 | 11 | 11 | Geo-DoubleFlash | Geothermal_steam | Geothermal | IID_Geothermal |  |  |  | 2010 | 2050 | 0 | IID | 11 | 1899-12-31 | 1 |  | 12
1089 | East_Highline | East Highline 1¦BRAVO_4.16_EAST_HLINE¦ESTHIGHL | teppc | IID | IID | Imperial Irrigation District | IID | IID | 1984-09-01 | 2050-12-31 | 1.1 | 1 | 1.1 | 1.1 | Hydro | Hydro_Standard | Hydro | IID_Hydro |  |  |  | 1985 | 2050 | 0 | IID | 1.1 | 1899-12-31 | 1 |  | 12
1090 | East_Toba1 | East Toba and Montrose Creek (ETR)-1_East Toba and Montrose Creek (ETR)-1_IPP-ETR | teppc | BCHA | BCHA | British Columbia Transmission Company | BCHA_AESO | Excluded | 2010-07-01 | 2045-05-27 | 73.65 | 1 | 73.65 | 73.65 | Hydro | Hydro_Standard | Hydro | Excluded_Hydro |  |  |  | 2011 | 2044 | 0 | Excluded | 73.65 | 1899-12-31 | 1 |  | 12
1091 | East_Toba2 | East Toba and Montrose Creek (ETR)-2_East Toba and Montrose Creek (ETR)-2_IPP-ETR | teppc | BCHA | BCHA | British Columbia Transmission Company | BCHA_AESO | Excluded | 2010-07-01 | 2045-05-27 | 73.65 | 1 | 73.65 | 73.65 | Hydro | Hydro_Standard | Hydro | Excluded_Hydro |  |  |  | 2011 | 2044 | 0 | Excluded | 73.65 | 1899-12-31 | 1 |  | 12
1092 | EastSide | East Side-1 | teppc | PACW | PACW | PacifiCorp – West | PACW | NW | 1924-09-01 | 2030-01-01 | 3.2 | 1 | 3.2 | 3.2 | Hydro | Hydro_Standard | Hydro | NW_Hydro |  |  |  | 1925 | 2029 | 0 | NW | 3.2 | 1899-12-31 | 1 |  | 12
1093 | EastTwinCreek1 | East Twin Creek-1_East Twin Creek-1_IPP-ETC | teppc | BCHA | BCHA | British Columbia Transmission Company | BCHA_AESO | Excluded | 1991-11-01 | 2031-11-01 | 0.53 | 1 | 0.53 | 0.53 | Hydro | Hydro_Standard | Hydro | Excluded_Hydro |  |  |  | 1992 | 2031 | 0 | Excluded | 0.53 | 1899-12-31 | 1 |  | 12
1094 | EastTwinCreek2 | East Twin Creek-2_East Twin Creek-2_IPP-ETC | teppc | BCHA | BCHA | British Columbia Transmission Company | BCHA_AESO | Excluded | 1991-11-01 | 2031-11-01 | 0.53 | 1 | 0.53 | 0.53 | Hydro | Hydro_Standard | Hydro | Excluded_Hydro |  |  |  | 1992 | 2031 | 0 | Excluded | 0.53 | 1899-12-31 | 1 |  | 12
1095 | EastTwinCreek3 | East Twin Creek-3_East Twin Creek-3_IPP-ETC | teppc | BCHA | BCHA | British Columbia Transmission Company | BCHA_AESO | Excluded | 1991-11-01 | 2031-11-01 | 0.53 | 1 | 0.53 | 0.53 | Hydro | Hydro_Standard | Hydro | Excluded_Hydro |  |  |  | 1992 | 2031 | 0 | Excluded | 0.53 | 1899-12-31 | 1 |  | 12
1096 | EASTWD_7_UNIT |  | caiso | SCE | PGE_Valley | Pacific Gas and Electric Valley | PGE_Valley | CAISO | 1987-01-01 | 2050-12-31 | 200 | 1 | 200 | 200 | n/a | Hydro_PumpedStorage | PSH | CAISO_Existing_Pumped_Storage |  |  |  | 1987 | 2050 | 0 | CAISO | 200 | 1899-12-31 | 1 |  | 12
1097 | Echanis_Wind | Echanis Wind Project-WT (1) | teppc | PNM | PNM | Public Service Company of New Mexico | PNM_EPE | SW | 2015-12-01 | 2050-04-15 | 104 | 1 | 104 | 104 | WT-Onshore | wind_onshorewind | Wind | SW_Wind |  |  |  | 2016 | 2049 | 0 | SW | 104 | 1899-12-31 | 1 |  | 12
1098 | EchoDam1 | Echo Dam-NA1_BNTF-GEN_BOUNTIFUL POWER-2-2 | teppc | PAUT | PAUT | Utah, PACE Utility | PACE | NW | 1987-03-01 | 2050-12-31 | 11.5 | 1 | 11.5 | 11.5 | Hydro | Hydro_Standard | Hydro | NW_Hydro |  |  |  | 1987 | 2050 | 0 | NW | 11.5 | 1899-12-31 | 1 |  | 12
1099 | EchoDam2 | Echo Dam-NA2_BNTF-GEN_BOUNTIFUL POWER-2-2 | teppc | IPFE | IPFE | Idaho Far East | IPCO | NW | 1987-03-01 | 2050-12-31 | 1.75 | 1 | 1.75 | 1.75 | Hydro | Hydro_Standard | Hydro | NW_Hydro |  |  |  | 1987 | 2050 | 0 | NW | 1.75 | 1899-12-31 | 1 |  | 12
1100 | EchoDam3 | Echo Dam-3_BNTF-GEN_BOUNTIFUL POWER-2-2 | teppc | IPFE | IPFE | Idaho Far East | IPCO | NW | 1987-03-01 | 2050-12-31 | 1 | 1 | 1 | 1 | Hydro | Hydro_Standard | Hydro | NW_Hydro |  |  |  | 1987 | 2050 | 0 | NW | 1 | 1899-12-31 | 1 |  | 12
1101 | ECHOWIND | Oregon Trail Wind Park-OTWP | teppc | PACW | PACW | PacifiCorp – West | PACW | NW | 2010-12-22 | 2050-12-31 | 13.5 | 1 | 13.5 | 13.5 | WT-Onshore | wind_onshorewind | Wind | NW_Wind |  |  |  | 2011 | 2050 | 0 | NW | 13.5 | 1899-12-31 | 1 |  | 12
1102 | ECHOWIND2 | ECHOWIND | teppc | PACW | PACW | PacifiCorp – West | PACW | NW | 1950-01-01 | 2050-12-31 | 64.6 | 1 | 64.6 | 64.6 | WT-Onshore | wind_onshorewind | Wind | NW_Wind |  |  |  | 1950 | 2050 | 0 | NW | 64.6 | 1899-12-31 | 1 |  | 12
1103 | ECKERT | Arrow Rock Hydro Project | teppc | IPTV | IPTV | Idaho Treasure Valley | IPCO | NW | 2010-01-01 | 2050-12-31 | 21 | 1 | 21 | 21 | Hydro | Hydro_Standard | Hydro | NW_Hydro |  |  |  | 2010 | 2050 | 0 | NW | 21 | 1899-12-31 | 1 |  | 12
1104 | Edson_1 | Talisman Edson GT1 | teppc | AESO | AESO | Alberta Electric System Operator | BCHA_AESO | Excluded | 2004-01-01 | 2050-12-31 | 11.5 | 1 | 11.5 | 11.5 | CT-AB-Cogen | Cogen_NG | Cogen | Excluded_CHP |  |  |  | 2004 | 2050 | 0 | Excluded | 11.5 | 1899-12-31 | 1 |  | 12
1105 | Edson_2 | Talisman Edson GT2 | teppc | BCHA | BCHA | British Columbia Transmission Company | BCHA_AESO | Excluded | 2004-01-01 | 2050-12-31 | 6.5 | 1 | 6.5 | 6.5 | AB-Cogen | Cogen_NG | Cogen | Excluded_CHP |  |  |  | 2004 | 2050 | 0 | Excluded | 6.5 | 1899-12-31 | 1 |  | 12
1106 | EEKTMN_6_SOLAR1 | EE K Solar 1 | caiso | PGE_Valley | PGE_Valley | Pacific Gas and Electric Valley | PGE_Valley | CAISO | 2015-08-12 | 2050-12-31 | 20 | 1 | 20 | 20 | n/a | PVgeneric_sun | Solar_Fixed | CAISO_Solar |  |  |  | 2016 | 2050 | 0 | CAISO | 20 | 1899-12-31 | 1 |  | 12
1107 | El_Centro_4 | El Centro ST 4 | teppc | IID | IID | Imperial Irrigation District | IID | IID | 1985-06-01 | 2023-06-01 | 70 | 1 | 70 | 70 | ST-NatGas | ST_NG | Steam | IID_Peaker |  |  |  | 1985 | 2022 | 0 | IID | 70 | 1899-12-31 | 1 |  | 12
1108 | El_Centro_CC2 | ElCentroCC2 (Total CC Plant) | teppc | IID | IID | Imperial Irrigation District | IID | IID | 1993-06-01 | 2050-12-31 | 108.8 | 1 | 108.8 | 108.8 | CCWhole-NatGas-Industrial | CC_NG | CC | IID_CCGT |  |  |  | 1993 | 2050 | 0 | IID | 108.8 | 1899-12-31 | 1 |  | 12
1109 | El_Centro_CC3 | ElCentroCC3 (Total CC Plant) | teppc | IID | IID | Imperial Irrigation District | IID | IID | 2012-10-01 | 2050-12-31 | 146.5 | 1 | 146.5 | 146.5 | CCWhole-NatGas-Industrial | CC_NG | CC | IID_CCGT |  |  |  | 2013 | 2050 | 0 | IID | 146.5 | 1899-12-31 | 1 |  | 12
1110 | El_Vado_Dam | El Vado Dam 1 | teppc | PNM | PNM | Public Service Company of New Mexico | PNM_EPE | SW | 1987-12-01 | 2050-12-31 | 9.5 | 1 | 9.5 | 9.5 | Hydro | Hydro_Standard | Hydro | SW_Hydro |  |  |  | 1988 | 2050 | 0 | SW | 9.5 | 1899-12-31 | 1 |  | 12
1111 | ELCABO_5_ECWSCEDYN | El Cabo Wind | caiso | AZPS | SCE | Southern California Edison | SCE | CAISO |  | 2050-12-31 | 298 | 1 | 298 | 298 | WIND_WIND | wind_onshorewind | Wind | CAISO_Wind |  |  |  | 1900 | 2050 | 0 | CAISO | 298 | 1899-12-31 | 1 |  | 12
N/A | ELCAJN_6_DRGEN1 |  | caiso | SDGE | SDGE | San Diego Gas and Electric | SDGE | CAISO |  | 2050-12-31 | 3 | 1 | 3 | 3 | Battery_ | Battery_ | Battery Storage | CAISO_Li_Battery |  |  |  | 1900 | 2050 | 0 | CAISO | 3 | 1899-12-31 | 1 |  | 13
N/A | ELCAJN_6_DRGEN2 |  | caiso | SDGE | SDGE | San Diego Gas and Electric | SDGE | CAISO |  | 2050-12-31 | 1 | 1 | 1 | 1 | Battery_ | Battery_ | Battery Storage | CAISO_Li_Battery |  |  |  | 1900 | 2050 | 0 | CAISO | 1 | 1899-12-31 | 1 |  | 14
1112 | ELCAJN_6_EB1BT1 | Eastern BESS 1 | caiso | SDGE | SDGE | San Diego Gas and Electric | SDGE | CAISO |  | 2050-12-31 | 7.5 | 1 | 7.5 | 7.5 | OTHER_LESR | Battery_ | Battery Storage | CAISO_Li_Battery |  |  |  | 1900 | 2050 | 0 | CAISO | 7.5 | 1899-12-31 | 1 |  | 14
1113 | ELCAJN_6_LM6K |  | caiso | SDGE | SDGE | San Diego Gas and Electric | SDGE | CAISO | 2010-06-16 | 2050-12-31 | 48.1 | 1 | 48.1 | 48.1 | CT-NatGas-Industrial | CT_NG | CT | CAISO_Peaker1 |  |  |  | 2010 | 2050 | 0 | CAISO | 48.1 | 1899-12-31 | 1 |  | 14
1114 | ELCAJN_6_UNITA1 | Cuyamaca Peak Energy Plant | caiso | SDGE | SDGE | San Diego Gas and Electric | SDGE | CAISO | 2002-05-29 | 2050-12-31 | 45.42 | 1 | 45.42 | 45.42 | n/a | CT_NG | CT | CAISO_Peaker2 |  |  |  | 2002 | 2050 | 0 | CAISO | 45.42 | 1899-12-31 | 1 |  | 14
1115 | ELCAP_1_SOLAR |  | caiso | PGE_Valley | PGE_Valley | Pacific Gas and Electric Valley | PGE_Valley | CAISO | 2015-05-01 | 2050-12-31 | 1.5 | 1 | 1.5 | 1.5 | n/a | PVgeneric_sun | Solar_Fixed | CAISO_Solar |  |  |  | 2015 | 2050 | 0 | CAISO | 1.5 | 1899-12-31 | 1 |  | 14
1116 | EldoradoResrvr | Eldorado Reservoir-1_Eldorado Reservoir-1_IPP-ELD | teppc | BCHA | BCHA | British Columbia Transmission Company | BCHA_AESO | Excluded | 2008-12-01 | 2029-06-03 | 1.13 | 1 | 1.13 | 1.13 | Hydro | Hydro_Standard | Hydro | Excluded_Hydro |  |  |  | 2009 | 2028 | 0 | Excluded | 1.13 | 1899-12-31 | 1 |  | 14
1117 | ELDORO_7_UNIT_1 | El Dorado Unit 1 | caiso | PGE_Valley | PGE_Valley | Pacific Gas and Electric Valley | PGE_Valley | CAISO | 2005-05-21 | 2050-12-31 | 11 | 1 | 11 | 11 | n/a | Hydro_Standard | Hydro | CAISO_Hydro |  |  |  | 2005 | 2050 | 0 | CAISO | 11 | 1899-12-31 | 1 |  | 14
1118 | ELDORO_7_UNIT_2 | El Dorado Unit 2 | caiso | PGE_Valley | PGE_Valley | Pacific Gas and Electric Valley | PGE_Valley | CAISO | 2005-05-21 | 2050-12-31 | 11 | 1 | 11 | 11 | n/a | Hydro_Standard | Hydro | CAISO_Hydro |  |  |  | 2005 | 2050 | 0 | CAISO | 11 | 1899-12-31 | 1 |  | 14
1119 | ELECTR_7_PL1X3 | ELECTRA PH UNIT 1 & 2 AGGREGATE | caiso | PGE_Valley | PGE_Valley | Pacific Gas and Electric Valley | PGE_Valley | CAISO | 1948-01-01 | 2050-12-31 | 93 | 1 | 93 | 93 | n/a | Hydro_Standard | Hydro | CAISO_Hydro |  |  |  | 1948 | 2050 | 0 | CAISO | 93 | 1899-12-31 | 1 |  | 14
1120 | Electron_1 | Electron-1 | teppc | PSEI | PSEI | Puget Sound Energy | BPAT | NW | 1903-12-01 | 2050-12-31 | 5.1 | 1 | 5.1 | 5.1 | Hydro | Hydro_Standard | Hydro | NW_Hydro |  |  |  | 1904 | 2050 | 0 | NW | 5.1 | 1899-12-31 | 1 |  | 14
1121 | Electron_2 | Electron-2 | teppc | PSEI | PSEI | Puget Sound Energy | BPAT | NW | 1903-12-01 | 2050-12-31 | 5.1 | 1 | 5.1 | 5.1 | Hydro | Hydro_Standard | Hydro | NW_Hydro |  |  |  | 1904 | 2050 | 0 | NW | 5.1 | 1899-12-31 | 1 |  | 14
1122 | Electron_3 | Electron-3 | teppc | PSEI | PSEI | Puget Sound Energy | BPAT | NW | 1903-12-01 | 2050-12-31 | 5.1 | 1 | 5.1 | 5.1 | Hydro | Hydro_Standard | Hydro | NW_Hydro |  |  |  | 1904 | 2050 | 0 | NW | 5.1 | 1899-12-31 | 1 |  | 14
1123 | Electron_4 | Electron-4 | teppc | PSEI | PSEI | Puget Sound Energy | BPAT | NW | 1928-12-01 | 2050-12-31 | 7.5 | 1 | 7.5 | 7.5 | Hydro | Hydro_Standard | Hydro | NW_Hydro |  |  |  | 1929 | 2050 | 0 | NW | 7.5 | 1899-12-31 | 1 |  | 14
1124 | Elk_Creek | El Dorado Hydro Elk Creek-GEN1 | teppc | CISC | CISC | Southern California Edison | SCE | CAISO | 1986-05-16 | 2050-12-31 | 2 | 1 | 2 | 2 | Hydro | Hydro_Standard | Hydro | CAISO_Hydro |  |  |  | 1986 | 2050 | 0 | CAISO | 2 | 1899-12-31 | 1 |  | 14
1125 | Elk_Grove_1_Solar | Elk Grove 1 Solar | teppc | BANC | BANC | Balancing Authority of Northern California | SMUD | BANC | 2012-01-01 | 2050-01-01 | 50.9 | 1 | 50.9 | 50.9 | SolarPV-NonTracking | FixedPV_sun | Solar_Fixed | BANC_Solar |  |  |  | 2012 | 2049 | 0 | BANC | 50.9 | 1899-12-31 | 1 |  | 14
1126 | Elk_Grove_2_Solar | Elk Grove 2 Solar | teppc | BANC | BANC | Balancing Authority of Northern California | SMUD | BANC | 2012-01-01 | 2050-01-01 | 37.9 | 1 | 37.9 | 37.9 | SolarPV-NonTracking | FixedPV_sun | Solar_Fixed | BANC_Solar |  |  |  | 2012 | 2049 | 0 | BANC | 37.9 | 1899-12-31 | 1 |  | 14
1127 | ELKCRK_6_STONYG | STONEY GORGE HYDRO AGGREGATE | caiso | PGE_Valley | PGE_Valley | Pacific Gas and Electric Valley | PGE_Valley | CAISO | 1986-01-01 | 2050-12-31 | 4.9 | 1 | 4.9 | 4.9 | n/a | Hydro_Standard | Hydro | CAISO_Small_Hydro |  |  |  | 1986 | 2050 | 0 | CAISO | 4.9 | 1899-12-31 | 1 |  | 14
1128 | ELKHIL_2_PL1X3 | ELK HILLS STEAM TURBINE UNIT | caiso | PGE_Valley | PGE_Valley | Pacific Gas and Electric Valley | PGE_Valley | CAISO | 2003-07-24 | 2050-12-31 | 400 | 0.72503 | 400 | 551.7 | CCWhole-NatGas-Industrial | CC_NG | CC | CAISO_CCGT1 |  |  |  | 2004 | 2050 | 0 | CAISO | 551.7 | 1899-12-31 | 1 |  | 14
1129 | Elkhorn_Valley | Elkhorn Valley Wind Farm-EH1 | teppc | IPTV | IPTV | Idaho Treasure Valley | IPCO | NW | 2007-11-01 | 2050-12-31 | 100 | 1 | 100 | 100 | WT-Onshore | wind_onshorewind | Wind | NW_Wind |  |  |  | 2008 | 2050 | 0 | NW | 100 | 1899-12-31 | 1 |  | 14
1130 | Elko_1 | Elko-1_Elko-1_BCH-ELK | teppc | BCHA | BCHA | British Columbia Transmission Company | BCHA_AESO | Excluded | 1924-01-01 | 2033-03-31 | 6 | 1 | 6 | 6 | Hydro | Hydro_Standard | Hydro | Excluded_Hydro |  |  |  | 1924 | 2032 | 0 | Excluded | 6 | 1899-12-31 | 1 |  | 14
1131 | Elko_2 | Elko-2_Elko-2_BCH-ELK | teppc | BCHA | BCHA | British Columbia Transmission Company | BCHA_AESO | Excluded | 1924-01-01 | 2033-03-31 | 6 | 1 | 6 | 6 | Hydro | Hydro_Standard | Hydro | Excluded_Hydro |  |  |  | 1924 | 2032 | 0 | Excluded | 6 | 1899-12-31 | 1 |  | 14
1132 | ELLIS_2_QF | ELLIS QFS | caiso | SCE | SCE | Southern California Edison | SCE | CAISO | 1993-01-01 | 2050-12-31 | 0.08 | 0.0066667 | 0.08 | 12 | n/a | CT_NG | CT | CAISO_Peaker1 |  |  |  | 1993 | 2050 | 0 | CAISO | 12 | 1899-12-31 | 1 |  | 14
1133 | ElmworthG5_5 | ElmworthG5-5 | teppc | AESO | AESO | Alberta Electric System Operator | BCHA_AESO | Excluded | 2001-09-01 | 2050-12-01 | 2.4 | 1 | 2.4 | 2.4 | CT-NatGas-Industrial | CT_NG | CT | Excluded_Peaker |  |  |  | 2002 | 2050 | 0 | Excluded | 2.4 | 1899-12-31 | 1 |  | 14
1134 | ElmworthG6_6 | ElmworthG6-6 | teppc | AESO | AESO | Alberta Electric System Operator | BCHA_AESO | Excluded | 2003-07-01 | 2050-12-01 | 2.4 | 1 | 2.4 | 2.4 | CT-NatGas-Industrial | CT_NG | CT | Excluded_Peaker |  |  |  | 2004 | 2050 | 0 | Excluded | 2.4 | 1899-12-31 | 1 |  | 14
1135 | ElmworthG7_7 | ElmworthG7-7 | teppc | AESO | AESO | Alberta Electric System Operator | BCHA_AESO | Excluded | 2004-02-01 | 2050-12-01 | 2.4 | 1 | 2.4 | 2.4 | CT-NatGas-Industrial | CT_NG | CT | Excluded_Peaker |  |  |  | 2004 | 2050 | 0 | Excluded | 2.4 | 1899-12-31 | 1 |  | 14
1136 | ElmworthG8_8 | ElmworthG8-8 | teppc | AESO | AESO | Alberta Electric System Operator | BCHA_AESO | Excluded | 2004-11-01 | 2050-12-01 | 2.4 | 1 | 2.4 | 2.4 | CT-NatGas-Industrial | CT_NG | CT | Excluded_Peaker |  |  |  | 2005 | 2050 | 0 | Excluded | 2.4 | 1899-12-31 | 1 |  | 14
1137 | ElmworthG9_9 | ElmworthG9-9 | teppc | BCHA | BCHA | British Columbia Transmission Company | BCHA_AESO | Excluded | 2004-12-01 | 2050-12-01 | 2.4 | 1 | 2.4 | 2.4 | CT-NatGas-Industrial | CT_NG | CT | Excluded_Peaker |  |  |  | 2005 | 2050 | 0 | Excluded | 2.4 | 1899-12-31 | 1 |  | 14
1138 | ELNIDP_6_BIOMAS | El Nido Biomass to Energy | caiso | PGE_Valley | PGE_Valley | Pacific Gas and Electric Valley | PGE_Valley | CAISO | 2008-08-24 | 2050-12-31 | 9.15 | 0.87143 | 9.15 | 10.5 | n/a | ST_Biomass | Biomass/Wood | CAISO_Biomass |  |  |  | 2009 | 2050 | 0 | CAISO | 10.5 | 1899-12-31 | 1 |  | 14
1139 | ELSEGN_2_UN1011 | El Segundo Energy Center 5/6 | caiso | SCE | SCE | Southern California Edison | SCE | CAISO | 2013-06-29 | 2050-12-31 | 263 | 1 | 263 | 263 | CCWhole-NatGas-Industrial | CC_NG | CC | CAISO_CCGT2 |  |  |  | 2013 | 2050 | 0 | CAISO | 263 | 1899-12-31 | 1 |  | 14
1140 | ELSEGN_2_UN2021 | El Segundo Energy Center 7/8 | caiso | SCE | SCE | Southern California Edison | SCE | CAISO | 2013-06-29 | 2050-12-31 | 263.68 | 1 | 263.68 | 263.68 | CCWhole-NatGas-Industrial | CC_NG | CC | CAISO_CCGT2 |  |  |  | 2013 | 2050 | 0 | CAISO | 263.68 | 1899-12-31 | 1 |  | 14
1141 | Eltopia_Branch | Eltopia Branch Canal 4.6-1 | teppc | BPAT | BPAT | Bonneville Power Administration – Transmission | BPAT | NW | 1983-05-01 | 2050-12-31 | 2.2 | 1 | 2.2 | 2.2 | Hydro | Hydro_Standard | Hydro | NW_Hydro |  |  |  | 1983 | 2050 | 0 | NW | 2.2 | 1899-12-31 | 1 |  | 14
1142 | Enchanted_Mesa | Enchanted Mesa Solar | teppc | PNM | PNM | Public Service Company of New Mexico | PNM_EPE | SW | 2015-12-31 | 2050-12-31 | 7.6 | 1 | 7.6 | 7.6 | SolarPV-Tracking | 1axPV_sun | Solar_1Axis | SW_Solar |  |  |  | 2016 | 2050 | 0 | SW | 7.6 | 1899-12-31 | 1 |  | 14
1143 | ENCINA_7_EA2 |  | caiso | SDGE | SDGE | San Diego Gas and Electric | SDGE | CAISO | 1956-01-01 | 2018-12-12 | 104 | 1 | 104 | 104 | ST-NatGas | ST_NG | Steam | CAISO_ST |  |  |  | 1956 | 2018 | 0 | CAISO | 104 | 1899-12-31 | 1 |  | 14
1144 | ENCINA_7_EA3 |  | caiso | SDGE | SDGE | San Diego Gas and Electric | SDGE | CAISO | 1958-01-01 | 2018-12-12 | 110 | 1 | 110 | 110 | ST-NatGas | ST_NG | Steam | CAISO_ST |  |  |  | 1958 | 2018 | 0 | CAISO | 110 | 1899-12-31 | 1 |  | 14
1145 | ENCINA_7_EA4 |  | caiso | SDGE | SDGE | San Diego Gas and Electric | SDGE | CAISO | 1973-01-01 | 2018-12-12 | 300 | 1 | 300 | 300 | ST-NatGas | ST_NG | Steam | CAISO_ST |  |  |  | 1973 | 2018 | 0 | CAISO | 300 | 1899-12-31 | 1 |  | 14
1146 | ENCINA_7_EA5 |  | caiso | SDGE | SDGE | San Diego Gas and Electric | SDGE | CAISO | 1978-01-01 | 2018-12-12 | 330 | 1 | 330 | 330 | ST-NatGas | ST_NG | Steam | CAISO_ST |  |  |  | 1978 | 2018 | 0 | CAISO | 330 | 1899-12-31 | 1 |  | 14
1147 | ENCINA_7_GT1 |  | caiso | SDGE | SDGE | San Diego Gas and Electric | SDGE | CAISO | 1968-01-01 | 2018-12-12 | 0 | 0 |  | 14.5 | CT-NatGas-Aero | CT_NG | CT | CAISO_Peaker2 |  |  |  | 1968 | 2018 | 0 | CAISO | 14.5 | 1899-12-31 | 1 |  | 14
1148 | EncogenCC_Total | EncogenCC (Total CC Plant) | teppc | PSEI | PSEI | Puget Sound Energy | BPAT | NW | 1993-03-01 | 2050-12-31 | 176.4 | 1 | 176.4 | 176.4 | CCWhole-NatGas-Industrial | CC_NG | CC | NW_CCGT |  |  |  | 1993 | 2050 | 0 | NW | 176.4 | 1899-12-31 | 1 |  | 14
1149 | EnelCoveFort1_1 | Enel Cove Fort-1-1 | teppc | PAUT | PAUT | Utah, PACE Utility | PACE | NW | 2013-12-31 | 2050-04-15 | 16.25 | 1 | 16.25 | 16.25 | Geo-BinaryCycle | Geothermal_steam | Geothermal | NW_Geothermal |  |  |  | 2014 | 2049 | 0 | NW | 16.25 | 1899-12-31 | 1 |  | 14
1150 | EnelCoveFort1_2 | Enel Cove Fort-1-2 | teppc | PAUT | PAUT | Utah, PACE Utility | PACE | NW | 2013-12-31 | 2050-04-15 | 16.25 | 1 | 16.25 | 16.25 | Geo-BinaryCycle | Geothermal_steam | Geothermal | NW_Geothermal |  |  |  | 2014 | 2049 | 0 | NW | 16.25 | 1899-12-31 | 1 |  | 14
1151 | EnelCoveFort1_3 | Enel Cove Fort-1-3 | teppc | PAUT | PAUT | Utah, PACE Utility | PACE | NW | 2013-12-31 | 2050-04-15 | 16.25 | 1 | 16.25 | 16.25 | Geo-BinaryCycle | Geothermal_steam | Geothermal | NW_Geothermal |  |  |  | 2014 | 2049 | 0 | NW | 16.25 | 1899-12-31 | 1 |  | 14
1152 | EnelCoveFort1_4 | Enel Cove Fort-1-4 | teppc | PAUT | PAUT | Utah, PACE Utility | PACE | NW | 2013-12-31 | 2050-04-15 | 16.25 | 1 | 16.25 | 16.25 | Geo-BinaryCycle | Geothermal_steam | Geothermal | NW_Geothermal |  |  |  | 2014 | 2049 | 0 | NW | 16.25 | 1899-12-31 | 1 |  | 14
1153 | Energetics_PV | Energetics Solar-PV(22,000) | teppc | CISC | CISC | Southern California Edison | SCE | CAISO | 2016-04-15 | 2050-04-15 | 4.8 | 1 | 4.8 | 4.8 | SolarPV-NonTracking | FixedPV_sun | Solar_Fixed | CAISO_Solar |  |  |  | 2016 | 2049 | 0 | CAISO | 4.8 | 1899-12-31 | 1 |  | 14
1154 | Energia_Sierra_Juarez_2_US_LLC | Energia Sierra Juarez 2 US LLC | rps | SDG&E | SDG&E | San Diego Gas and Electric | SDGE | CAISO | 2021-04-01 | 2050-12-31 | 105 | 1 | 105 | 105 | Windnan | wind_onshorewind | Wind | CAISO_Wind |  |  |  | 2021 | 2050 | 0 | CAISO | 105 | 0.95 | 1 |  | 14
1155 | Energy_Vision_10 |  | teppc | PAWY | PAWY | Wyoming, PACE Utility | PACE | NW | 1950-01-01 | 2050-12-31 | 134 | 1 | 134 | 134 | WT-Onshore | wind_onshorewind | Wind | NW_Wind |  |  |  | 1950 | 2050 | 0 | NW | 134 | 1899-12-31 | 1 |  | 14
1156 | Energy_Vision_11 |  | teppc | PAWY | PAWY | Wyoming, PACE Utility | PACE | NW | 1950-01-01 | 2050-12-31 | 120 | 1 | 120 | 120 | WT-Onshore | wind_onshorewind | Wind | NW_Wind |  |  |  | 1950 | 2050 | 0 | NW | 120 | 1899-12-31 | 1 |  | 14
1157 | Energy_Vision_12 |  | teppc | PAWY | PAWY | Wyoming, PACE Utility | PACE | NW | 1950-01-01 | 2050-12-31 | 101 | 1 | 101 | 101 | WT-Onshore | wind_onshorewind | Wind | NW_Wind |  |  |  | 1950 | 2050 | 0 | NW | 101 | 1899-12-31 | 1 |  | 14
1158 | Energy_Vision_2 |  | teppc | PAWY | PAWY | Wyoming, PACE Utility | PACE | NW | 1950-01-01 | 2050-12-31 | 100 | 1 | 100 | 100 | WT-Onshore | wind_onshorewind | Wind | NW_Wind |  |  |  | 1950 | 2050 | 0 | NW | 100 | 1899-12-31 | 1 |  | 14
1159 | Energy_Vision_3 |  | teppc | PAWY | PAWY | Wyoming, PACE Utility | PACE | NW | 1950-01-01 | 2050-12-31 | 100 | 1 | 100 | 100 | WT-Onshore | wind_onshorewind | Wind | NW_Wind |  |  |  | 1950 | 2050 | 0 | NW | 100 | 1899-12-31 | 1 |  | 14
1160 | Energy_Vision_4 |  | teppc | PAWY | PAWY | Wyoming, PACE Utility | PACE | NW | 1950-01-01 | 2050-12-31 | 124 | 1 | 124 | 124 | WT-Onshore | wind_onshorewind | Wind | NW_Wind |  |  |  | 1950 | 2050 | 0 | NW | 124 | 1899-12-31 | 1 |  | 14
1161 | Energy_Vision_5 |  | teppc | PAWY | PAWY | Wyoming, PACE Utility | PACE | NW | 1950-01-01 | 2050-12-31 | 126 | 1 | 126 | 126 | WT-Onshore | wind_onshorewind | Wind | NW_Wind |  |  |  | 1950 | 2050 | 0 | NW | 126 | 1899-12-31 | 1 |  | 14
1162 | Energy_Vision_6 |  | teppc | PAWY | PAWY | Wyoming, PACE Utility | PACE | NW | 1950-01-01 | 2050-12-31 | 134 | 1 | 134 | 134 | WT-Onshore | wind_onshorewind | Wind | NW_Wind |  |  |  | 1950 | 2050 | 0 | NW | 134 | 1899-12-31 | 1 |  | 14
1163 | Energy_Vision_7 |  | teppc | PAWY | PAWY | Wyoming, PACE Utility | PACE | NW | 1950-01-01 | 2050-12-31 | 200 | 1 | 200 | 200 | WT-Onshore | wind_onshorewind | Wind | NW_Wind |  |  |  | 1950 | 2050 | 0 | NW | 200 | 1899-12-31 | 1 |  | 14
1164 | Energy_Vision_8 |  | teppc | PAWY | PAWY | Wyoming, PACE Utility | PACE | NW | 1950-01-01 | 2050-12-31 | 100 | 1 | 100 | 100 | WT-Onshore | wind_onshorewind | Wind | NW_Wind |  |  |  | 1950 | 2050 | 0 | NW | 100 | 1899-12-31 | 1 |  | 14
1165 | Energy_Vision_9 |  | teppc | PAWY | PAWY | Wyoming, PACE Utility | PACE | NW | 1950-01-01 | 2050-12-31 | 100 | 1 | 100 | 100 | WT-Onshore | wind_onshorewind | Wind | NW_Wind |  |  |  | 1950 | 2050 | 0 | NW | 100 | 1899-12-31 | 1 |  | 14
1166 | ENERSJ_2_WIND | ESJ Wind Energy | caiso | SDGE | SDGE | San Diego Gas and Electric | SDGE | CAISO |  | 2050-12-31 | 155.1 | 1 | 155.1 | 155.1 | n/a | wind_onshorewind | Wind | CAISO_Wind |  |  |  | 1900 | 2050 | 0 | CAISO | 155.1 | 1899-12-31 | 1 |  | 14
1167 | ENWIND_2_WIND1 | Cameron Ridge | caiso | SCE | SCE | Southern California Edison | SCE | CAISO | 2014-12-10 | 2050-12-31 | 47.1 | 1 | 47.1 | 47.1 | n/a | wind_onshorewind | Wind | CAISO_Wind |  |  |  | 2015 | 2050 | 0 | CAISO | 47.1 | 1899-12-31 | 1 |  | 14
1168 | ENWIND_2_WIND2 | Ridgetop I | caiso | SCE | SCE | Southern California Edison | SCE | CAISO | 1983-12-31 | 2050-12-31 | 38.24 | 1 | 38.24 | 38.24 | n/a | wind_onshorewind | Wind | CAISO_Wind |  |  |  | 1984 | 2050 | 0 | CAISO | 38.24 | 1899-12-31 | 1 |  | 14
1169 | EPCC_1 | EPCC-1 | teppc | BPAT | BPAT | Bonneville Power Administration – Transmission | BPAT | NW | 2012-01-10 | 2037-01-10 | 0.14 | 1 | 0.14 | 0.14 | SolarPV-NonTracking | FixedPV_sun | Solar_Fixed | NW_Solar |  |  |  | 2012 | 2036 | 0 | NW | 0.14 | 1899-12-31 | 1 |  | 14
1170 | Escalante_1 | Escalante-1¦Plains Escalante | teppc | PNM | PNM | Public Service Company of New Mexico | PNM_EPE | SW | 1984-12-01 | 2050-12-31 | 268 | 1 | 268 | 268 | ST-Coal | Steam_Coal | Coal | SW_Coal |  |  |  | 1985 | 2050 | 0 | SW | 268 | 1899-12-31 | 1 |  | 14
1171 | ESCNDO_6_EB1BT1 | Escondido BESS 1 | caiso | SDGE | SDGE | San Diego Gas and Electric | SDGE | CAISO |  | 2050-12-31 | 10 | 1 | 10 | 10 | OTHER_LESR | Battery_ | Battery Storage | CAISO_Li_Battery |  |  |  | 1900 | 2050 | 0 | CAISO | 10 | 1899-12-31 | 1 |  | 14
1172 | ESCNDO_6_EB2BT2 | Escondido BESS 2 | caiso | SDGE | SDGE | San Diego Gas and Electric | SDGE | CAISO |  | 2050-12-31 | 10 | 1 | 10 | 10 | OTHER_LESR | Battery_ | Battery Storage | CAISO_Li_Battery |  |  |  | 1900 | 2050 | 0 | CAISO | 10 | 1899-12-31 | 1 |  | 14
1173 | ESCNDO_6_EB3BT3 | Escondido BESS 3 | caiso | SDGE | SDGE | San Diego Gas and Electric | SDGE | CAISO |  | 2050-12-31 | 10 | 1 | 10 | 10 | OTHER_LESR | Battery_ | Battery Storage | CAISO_Li_Battery |  |  |  | 1900 | 2050 | 0 | CAISO | 10 | 1899-12-31 | 1 |  | 14
1174 | ESCNDO_6_PL1X2 |  | caiso | SDGE | SDGE | San Diego Gas and Electric | SDGE | CAISO | 2006-06-07 | 2050-12-31 | 48.71 | 1 | 48.71 | 48.71 | CT-NatGas-Industrial | CT_NG | CT | CAISO_Peaker2 |  |  |  | 2006 | 2050 | 0 | CAISO | 48.71 | 1899-12-31 | 1 |  | 14
1175 | ESCNDO_6_UNITB1 | CalPeak Power Enterprise Unit 1 | caiso | SDGE | SDGE | San Diego Gas and Electric | SDGE | CAISO | 2001-10-23 | 2050-12-31 | 48 | 0.99917 | 48 | 48.04 | CT-NatGas-Industrial | CT_NG | CT | CAISO_Peaker2 |  |  |  | 2002 | 2050 | 0 | CAISO | 48.04 | 1899-12-31 | 1 |  | 14
1176 | ESCO_6_GLMQF | Goal Line Cogen | caiso | SDGE | SDGE | San Diego Gas and Electric | SDGE | CAISO | 1994-01-01 | 2050-12-31 | 34.79 | 0.69719 | 34.79 | 49.9 | CCWhole-NatGas-Industrial | CT_NG | CT | CAISO_Peaker1 |  |  |  | 1994 | 2050 | 0 | CAISO | 49.9 | 1899-12-31 | 1 |  | 14
1177 | EsquatzelCanal | Esquatzel Canal-HY1 | teppc | PNM | PNM | Public Service Company of New Mexico | PNM_EPE | SW | 2011-12-01 | 2030-04-15 | 1.1 | 1 | 1.1 | 1.1 | Hydro | Hydro_Standard | Hydro | SW_Hydro |  |  |  | 2012 | 2029 | 0 | SW | 1.1 | 1899-12-31 | 1 |  | 14
1178 | ESQUON_6_LNDFIL | Neal Road Landfill Generating Facility | caiso | PGE_Valley | PGE_Valley | Pacific Gas and Electric Valley | PGE_Valley | CAISO | 2012-09-27 | 2050-12-31 | 0 | 0 |  | 2.1 | n/a | Biogas_ | Biogas_LandfillGas | CAISO_Biomass |  |  |  | 2013 | 2050 | 0 | CAISO | 2.1 | 1899-12-31 | 1 |  | 14
1179 | Estes_1 | Estes 1 | teppc | WACM | WACM | Western Area Power Administration, Colorado-Missouri Region | WACM | Excluded | 1950-09-01 | 2050-12-31 | 19.17 | 1 | 19.17 | 19.17 | Hydro | Hydro_Standard | Hydro | Excluded_Hydro |  |  |  | 1951 | 2050 | 0 | Excluded | 19.17 | 1899-12-31 | 1 |  | 14
1180 | Estes_2 | Estes 2 | teppc | WACM | WACM | Western Area Power Administration, Colorado-Missouri Region | WACM | Excluded | 1950-12-01 | 2050-12-31 | 19.17 | 1 | 19.17 | 19.17 | Hydro | Hydro_Standard | Hydro | Excluded_Hydro |  |  |  | 1951 | 2050 | 0 | Excluded | 19.17 | 1899-12-31 | 1 |  | 14
1181 | Estes_3 | Estes 3 | teppc | WACM | WACM | Western Area Power Administration, Colorado-Missouri Region | WACM | Excluded | 1950-12-01 | 2050-12-31 | 19.17 | 1 | 19.17 | 19.17 | Hydro | Hydro_Standard | Hydro | Excluded_Hydro |  |  |  | 1951 | 2050 | 0 | Excluded | 19.17 | 1899-12-31 | 1 |  | 14
1182 | ETIWND_2_CHMPNE | Champagne | caiso | SCE | SCE | Southern California Edison | SCE | CAISO | 2013-12-20 | 2050-12-31 | 1 | 1 | 1 | 1 | n/a | PVgeneric_sun | Solar_Fixed | CAISO_Solar |  |  |  | 2014 | 2050 | 0 | CAISO | 1 | 1899-12-31 | 1 |  | 14
1183 | ETIWND_2_FONTNA | FONTANALYTLE CREEK POWERHOUSE P | caiso | SCE | SCE | Southern California Edison | SCE | CAISO | 1904-01-01 | 2050-12-31 | 2.56 | 1 | 2.56 | 2.56 | n/a | Hydro_Standard | Hydro | CAISO_Small_Hydro |  |  |  | 1904 | 2050 | 0 | CAISO | 2.56 | 1899-12-31 | 1 |  | 14
1184 | ETIWND_2_RTS010 | SPVP010 Fontana RT Solar | caiso | SCE | SCE | Southern California Edison | SCE | CAISO | 2013-01-08 | 2050-12-31 | 1.5 | 1 | 1.5 | 1.5 | n/a | PVgeneric_sun | Solar_Fixed | CAISO_Solar |  |  |  | 2013 | 2050 | 0 | CAISO | 1.5 | 1899-12-31 | 1 |  | 14
1185 | ETIWND_2_RTS015 | SPVP015 | caiso | SCE | SCE | Southern California Edison | SCE | CAISO | 2013-01-15 | 2050-12-31 | 3 | 1 | 3 | 3 | n/a | PVgeneric_sun | Solar_Fixed | CAISO_Solar |  |  |  | 2013 | 2050 | 0 | CAISO | 3 | 1899-12-31 | 1 |  | 14
1186 | ETIWND_2_RTS017 | SPVP017 | caiso | SCE | SCE | Southern California Edison | SCE | CAISO | 2013-06-17 | 2050-12-31 | 3.5 | 1 | 3.5 | 3.5 | n/a | PVgeneric_sun | Solar_Fixed | CAISO_Solar |  |  |  | 2013 | 2050 | 0 | CAISO | 3.5 | 1899-12-31 | 1 |  | 14
1187 | ETIWND_2_RTS018 | SPVP018 Fontana RT Solar | caiso | SCE | SCE | Southern California Edison | SCE | CAISO | 2012-11-24 | 2050-12-31 | 1.5 | 1 | 1.5 | 1.5 | n/a | PVgeneric_sun | Solar_Fixed | CAISO_Solar |  |  |  | 2013 | 2050 | 0 | CAISO | 1.5 | 1899-12-31 | 1 |  | 14
1188 | ETIWND_2_RTS023 | SPVP023 Fontana RT Solar | caiso | SCE | SCE | Southern California Edison | SCE | CAISO | 2013-01-16 | 2050-12-31 | 2.5 | 1 | 2.5 | 2.5 | n/a | PVgeneric_sun | Solar_Fixed | CAISO_Solar |  |  |  | 2013 | 2050 | 0 | CAISO | 2.5 | 1899-12-31 | 1 |  | 14
1189 | ETIWND_2_RTS026 | SPVP026 | caiso | SCE | SCE | Southern California Edison | SCE | CAISO | 2016-02-05 | 2050-12-31 | 6 | 1 | 6 | 6 | n/a | PVgeneric_sun | Solar_Fixed | CAISO_Solar |  |  |  | 2016 | 2050 | 0 | CAISO | 6 | 1899-12-31 | 1 |  | 14
1190 | ETIWND_2_RTS027 | SPVP027 | caiso | SCE | SCE | Southern California Edison | SCE | CAISO | 2013-06-17 | 2050-12-31 | 2 | 1 | 2 | 2 | n/a | PVgeneric_sun | Solar_Fixed | CAISO_Solar |  |  |  | 2013 | 2050 | 0 | CAISO | 2 | 1899-12-31 | 1 |  | 14
1191 | ETIWND_2_SOLAR1 | Dedeaux Ontario | caiso | SCE | SCE | Southern California Edison | SCE | CAISO | 2016-03-23 | 2050-12-31 | 1 | 1 | 1 | 1 | n/a | PVgeneric_sun | Solar_Fixed | CAISO_Solar |  |  |  | 2016 | 2050 | 0 | CAISO | 1 | 1899-12-31 | 1 |  | 14
1192 | ETIWND_2_SOLAR2 | Rochester | caiso | SCE | SCE | Southern California Edison | SCE | CAISO |  | 2050-12-31 | 1 | 1 | 1 | 1 | PVgeneric_sun | PVgeneric_sun | Solar_Fixed | CAISO_Solar |  |  |  | 1900 | 2050 | 0 | CAISO | 1 | 1899-12-31 | 1 |  | 14
1193 | ETIWND_2_SOLAR5 | Dulles | caiso | SCE | SCE | Southern California Edison | SCE | CAISO |  | 2050-12-31 | 2 | 1 | 2 | 2 | PVgeneric_sun | PVgeneric_sun | Solar_Fixed | CAISO_Solar |  |  |  | 1900 | 2050 | 0 | CAISO | 2 | 1899-12-31 | 1 |  | 14
1194 | ETIWND_2_UNIT1 |  | caiso | SCE | SCE | Southern California Edison | SCE | CAISO | 1985-09-01 | 2050-12-31 | 33.6 | 1 | 33.6 | 33.6 | n/a | PVgeneric_sun | Solar_Fixed | CAISO_Solar |  |  |  | 1986 | 2050 | 0 | CAISO | 33.6 | 1899-12-31 | 1 |  | 14
1195 | ETIWND_6_GRPLND | Grapeland Peaker | caiso | SCE | SCE | Southern California Edison | SCE | CAISO | 2007-09-20 | 2050-12-31 | 46 | 0.97067 | 46 | 47.39 | CT-NatGas-Aero | CT_NG | CT | CAISO_Peaker1 |  |  |  | 2008 | 2050 | 0 | CAISO | 47.39 | 1899-12-31 | 1 |  | 14
1196 | ETIWND_6_MWDETI | ETIWANDA RECOVERY HYDRO | caiso | SCE | SCE | Southern California Edison | SCE | CAISO | 1994-01-01 | 2050-12-31 | 24 | 1 | 24 | 24 | n/a | Hydro_Standard | Hydro | CAISO_Small_Hydro |  |  |  | 1994 | 2050 | 0 | CAISO | 24 | 1899-12-31 | 1 |  | 14
1197 | EurusCombinHill | Eurus Combine Hills Turbine Ranch 2-1 | teppc | BPAT | BPAT | Bonneville Power Administration – Transmission | BPAT | NW | 2010-01-01 | 2050-12-31 | 63 | 1 | 63 | 63 | WT-Onshore | wind_onshorewind | Wind | NW_Wind |  |  |  | 2010 | 2050 | 0 | NW | 63 | 1899-12-31 | 1 |  | 14
1198 | EvanderAndrews1 | Evander Andrews Power Complex-1 | teppc | IPTV | IPTV | Idaho Treasure Valley | IPCO | NW | 2008-06-01 | 2050-12-31 | 171 | 1 | 171 | 171 | CT-NatGas-Aero | CT_NG | CT | NW_Peaker |  |  |  | 2008 | 2050 | 0 | NW | 171 | 1899-12-31 | 1 |  | 14
1199 | EvanderAndrews2 | Evander Andrews Power Complex-2 | teppc | IPTV | IPTV | Idaho Treasure Valley | IPCO | NW | 2001-09-01 | 2050-12-31 | 45.4 | 1 | 45.4 | 45.4 | CT-NatGas-Aero | CT_NG | CT | NW_Peaker |  |  |  | 2002 | 2050 | 0 | NW | 45.4 | 1899-12-31 | 1 |  | 14
1200 | EvanderAndrews3 | Evander Andrews Power Complex-3 | teppc | IPTV | IPTV | Idaho Treasure Valley | IPCO | NW | 2001-09-01 | 2050-12-31 | 45 | 1 | 45 | 45 | CT-NatGas-Aero | CT_NG | CT | NW_Peaker |  |  |  | 2002 | 2050 | 0 | NW | 45 | 1899-12-31 | 1 |  | 14
1201 | Evergreen_Bio | Evergreen BioPower LLC-1 | teppc | PACW | PACW | PacifiCorp – West | PACW | NW | 2007-09-01 | 2050-12-31 | 10 | 1 | 10 | 10 | Bio-ST | ST_Biomass | Biomass/Wood | NW_Biomass |  |  |  | 2008 | 2050 | 0 | NW | 10 | 1899-12-31 | 1 |  | 14
1202 | EXCHEC_7_UNIT_1 |  | caiso | PGE_Valley | PGE_Valley | Pacific Gas and Electric Valley | PGE_Valley | CAISO | 1967-01-01 | 2050-12-31 | 94.5 | 1 | 94.5 | 94.5 | n/a | Hydro_Standard | Hydro | CAISO_Hydro |  |  |  | 1967 | 2050 | 0 | CAISO | 94.5 | 1899-12-31 | 1 |  | 14
1203 | EXCLSG_1_SOLAR | Excelsior Solar | caiso | PGE_Valley | PGE_Valley | Pacific Gas and Electric Valley | PGE_Valley | CAISO |  | 2050-12-31 | 60 | 1 | 60 | 60 | PVgeneric_sun | PVgeneric_sun | Solar_Fixed | CAISO_Solar |  |  |  | 1900 | 2050 | 0 | CAISO | 60 | 1899-12-31 | 1 |  | 14
1204 | Fairfield_Wind | Fairfield Wind-1 | teppc | CISC | CISC | Southern California Edison | SCE | CAISO | 2013-12-31 | 2050-12-31 | 10 | 1 | 10 | 10 | WT-Onshore | wind_onshorewind | Wind | CAISO_Wind |  |  |  | 2014 | 2050 | 0 | CAISO | 10 | 1899-12-31 | 1 |  | 14
1205 | FAIRFLD_WIND | FAIRFIELD_WIND | teppc | NWMT | NWMT | NorthWestern Energy | NWMT_WAUW | NW | 2015-01-01 | 2050-12-31 | 10 | 1 | 10 | 10 | WT-Onshore | wind_onshorewind | Wind | NW_Wind |  |  |  | 2015 | 2050 | 0 | NW | 10 | 1899-12-31 | 1 |  | 14
1206 | FAIRHV_6_UNIT | FAIRHAVEN POWER CO. | caiso | PGE_Bay | PGE_Bay | Pacific Gas and Electric Bay | PGE_Bay | CAISO | 1986-09-15 | 2050-12-31 | 14.61 | 0.7792 | 14.61 | 18.75 | n/a | ST_Biomass | Biomass/Wood | CAISO_Biomass |  |  |  | 1987 | 2050 | 0 | CAISO | 18.75 | 1899-12-31 | 1 |  | 14
1207 | Fall_Creek_1 | Fall Creek-1 | teppc | PACW | PACW | PacifiCorp – West | PACW | NW | 1903-09-01 | 2050-12-31 | 2.2 | 1 | 2.2 | 2.2 | HydroRPS | Hydro_Standard | Hydro | NW_Hydro |  |  |  | 1904 | 2050 | 0 | NW | 2.2 | 1899-12-31 | 1 |  | 14
1208 | Fall_Creek_2 | Fall Creek-2 | teppc | BPAT | BPAT | Bonneville Power Administration – Transmission | BPAT | NW | 1907-08-01 | 2050-12-31 | 0.45 | 1 | 0.45 | 0.45 | HydroRPS | Hydro_Standard | Hydro | NW_Hydro |  |  |  | 1908 | 2050 | 0 | NW | 0.45 | 1899-12-31 | 1 |  | 14
1209 | Fall_Creek_3 | Fall Creek-3 | teppc | BPAT | BPAT | Bonneville Power Administration – Transmission | BPAT | NW | 1910-01-01 | 2050-12-31 | 1.25 | 1 | 1.25 | 1.25 | HydroRPS | Hydro_Standard | Hydro | NW_Hydro |  |  |  | 1910 | 2050 | 0 | NW | 1.25 | 1899-12-31 | 1 |  | 14
1210 | FallsRiver_BC_1 | Falls River (BC)-1_Falls River-1_BCH-FLS | teppc | BCHA | BCHA | British Columbia Transmission Company | BCHA_AESO | Excluded | 1930-01-01 | 2033-03-31 | 3.5 | 1 | 3.5 | 3.5 | Hydro | Hydro_Standard | Hydro | Excluded_Hydro |  |  |  | 1930 | 2032 | 0 | Excluded | 3.5 | 1899-12-31 | 1 |  | 14
1211 | FallsRiver_BC_2 | Falls River (BC)-2_Falls River-2_BCH-FLS | teppc | BCHA | BCHA | British Columbia Transmission Company | BCHA_AESO | Excluded | 1930-01-01 | 2033-03-31 | 3.5 | 1 | 3.5 | 3.5 | Hydro | Hydro_Standard | Hydro | Excluded_Hydro |  |  |  | 1930 | 2032 | 0 | Excluded | 3.5 | 1899-12-31 | 1 |  | 14
1212 | FallsRiver_ID1 | Falls River Hydro-1 | teppc | CISC | CISC | Southern California Edison | SCE | CAISO | 1993-08-01 | 2050-12-31 | 4.55 | 1 | 4.55 | 4.55 | Hydro | Hydro_Standard | Hydro | CAISO_Hydro |  |  |  | 1994 | 2050 | 0 | CAISO | 4.55 | 1899-12-31 | 1 |  | 14
1213 | FallsRiver_ID2 | Falls River Hydro-2 | teppc | CISC | CISC | Southern California Edison | SCE | CAISO | 1993-08-01 | 2050-12-31 | 4.55 | 1 | 4.55 | 4.55 | Hydro | Hydro_Standard | Hydro | CAISO_Hydro |  |  |  | 1994 | 2050 | 0 | CAISO | 4.55 | 1899-12-31 | 1 |  | 14
1214 | Faraday_1 | Faraday-1 | teppc | PGE | PGE | Portland General Electric Company | PortlandGE | NW | 1907-02-01 | 2050-12-31 | 3.1 | 1 | 3.1 | 3.1 | Hydro | Hydro_Standard | Hydro | NW_Hydro |  |  |  | 1907 | 2050 | 0 | NW | 3.1 | 1899-12-31 | 1 |  | 14
1215 | Faraday_2 | Faraday-2 | teppc | PGE | PGE | Portland General Electric Company | PortlandGE | NW | 1907-02-01 | 2050-12-31 | 3.1 | 1 | 3.1 | 3.1 | Hydro | Hydro_Standard | Hydro | NW_Hydro |  |  |  | 1907 | 2050 | 0 | NW | 3.1 | 1899-12-31 | 1 |  | 14
1216 | Faraday_3 | Faraday-3 | teppc | PGE | PGE | Portland General Electric Company | PortlandGE | NW | 1908-07-01 | 2050-12-31 | 2.7 | 1 | 2.7 | 2.7 | Hydro | Hydro_Standard | Hydro | NW_Hydro |  |  |  | 1909 | 2050 | 0 | NW | 2.7 | 1899-12-31 | 1 |  | 14
1217 | Faraday_4 | Faraday-4 | teppc | PGE | PGE | Portland General Electric Company | PortlandGE | NW | 1909-10-01 | 2050-12-31 | 4.5 | 1 | 4.5 | 4.5 | Hydro | Hydro_Standard | Hydro | NW_Hydro |  |  |  | 1910 | 2050 | 0 | NW | 4.5 | 1899-12-31 | 1 |  | 14
1218 | Faraday_5 | Faraday-5 | teppc | PGE | PGE | Portland General Electric Company | PortlandGE | NW | 1910-08-01 | 2050-12-31 | 4 | 1 | 4 | 4 | Hydro | Hydro_Standard | Hydro | NW_Hydro |  |  |  | 1911 | 2050 | 0 | NW | 4 | 1899-12-31 | 1 |  | 14
1219 | Faraday_6 | Faraday-6 | teppc | PGE | PGE | Portland General Electric Company | PortlandGE | NW | 1958-09-01 | 2050-12-31 | 19.2 | 1 | 19.2 | 19.2 | Hydro | Hydro_Standard | Hydro | NW_Hydro |  |  |  | 1959 | 2050 | 0 | NW | 19.2 | 1899-12-31 | 1 |  | 14
1220 | FargoDrop | Fargo Drop Hydro-1_Fargo Drop-GEN1 | teppc | CISC | CISC | Southern California Edison | SCE | CAISO | 2013-04-30 | 2050-12-31 | 1.27 | 1 | 1.27 | 1.27 | Hydro | Hydro_Standard | Hydro | CAISO_Hydro |  |  |  | 2013 | 2050 | 0 | CAISO | 1.27 | 1899-12-31 | 1 |  | 14
1221 | FarmPowerTillamook | Farm Power Tillamook-IC1 | teppc | PNM | PNM | Public Service Company of New Mexico | PNM_EPE | SW | 2012-06-28 | 2030-04-15 | 1 | 1 | 1 | 1 | Bio-ICE | ICE_Biomass | Biomass/Wood | SW_Biomass |  |  |  | 2012 | 2029 | 0 | SW | 1 | 1899-12-31 | 1 |  | 14
1222 | Faulkner_Ranch | Faulkner Ranch-1 | teppc | IPFE | IPFE | Idaho Far East | IPCO | NW | 1987-05-15 | 2030-04-15 | 0.87 | 1 | 0.87 | 0.87 | Hydro | Hydro_Standard | Hydro | NW_Hydro |  |  |  | 1987 | 2029 | 0 | NW | 0.87 | 1899-12-31 | 1 |  | 14
1223 | FELLOW_7_QFUNTS | Fellow QF Aggregate | caiso | PGE_Valley | PGE_Valley | Pacific Gas and Electric Valley | PGE_Valley | CAISO | 2006-06-01 | 2050-12-31 | 1.32 | 0.2129 | 1.32 | 6.2 | n/a | Cogen_NG | Cogen | CAISO_CHP |  |  |  | 2006 | 2050 | 0 | CAISO | 6.2 | 1899-12-31 | 1 |  | 14
1224 | FeltHydro1 | Felt Hydroelectric Plant-GEN1 | teppc | CISC | CISC | Southern California Edison | SCE | CAISO | 1985-12-01 | 2050-12-31 | 2.7 | 1 | 2.7 | 2.7 | Hydro | Hydro_Standard | Hydro | CAISO_Hydro |  |  |  | 1986 | 2050 | 0 | CAISO | 2.7 | 1899-12-31 | 1 |  | 14
1225 | FeltHydro2 | Felt Hydroelectric Plant-GEN2 | teppc | CISC | CISC | Southern California Edison | SCE | CAISO | 1985-12-01 | 2050-12-31 | 2.7 | 1 | 2.7 | 2.7 | Hydro | Hydro_Standard | Hydro | CAISO_Hydro |  |  |  | 1986 | 2050 | 0 | CAISO | 2.7 | 1899-12-31 | 1 |  | 14
1226 | FeltHydro3 | Felt Hydroelectric Plant-GEN3 | teppc | CISC | CISC | Southern California Edison | SCE | CAISO | 1986-04-01 | 2050-12-31 | 1.1 | 1 | 1.1 | 1.1 | Hydro | Hydro_Standard | Hydro | CAISO_Hydro |  |  |  | 1986 | 2050 | 0 | CAISO | 1.1 | 1899-12-31 | 1 |  | 14
1227 | FerndaleCC_Total | FerndaleCC (Total CC Plant) | teppc | PSEI | PSEI | Puget Sound Energy | BPAT | NW | 1994-04-01 | 2050-12-31 | 253.47 | 1 | 253.47 | 253.47 | CCWhole-NatGas-Industrial | CC_NG | CC | NW_CCGT |  |  |  | 1994 | 2050 | 0 | NW | 253.47 | 1899-12-31 | 1 |  | 14
1228 | Finley_Bio1 | Finley BioEnergy-IC1 | teppc | PNM | PNM | Public Service Company of New Mexico | PNM_EPE | SW | 2009-05-01 | 2030-04-15 | 1.6 | 1 | 1.6 | 1.6 | Bio-ICE | ICE_Biomass | Biomass/Wood | SW_Biomass |  |  |  | 2009 | 2029 | 0 | SW | 1.6 | 1899-12-31 | 1 |  | 14
1229 | Finley_Bio2 | Finley BioEnergy-IC2 | teppc | PNM | PNM | Public Service Company of New Mexico | PNM_EPE | SW | 2009-05-01 | 2030-04-15 | 1.6 | 1 | 1.6 | 1.6 | Bio-ICE | ICE_Biomass | Biomass/Wood | SW_Biomass |  |  |  | 2009 | 2029 | 0 | SW | 1.6 | 1899-12-31 | 1 |  | 14
1230 | Finley_Bio3 | Finley BioEnergy-IC3 | teppc | PNM | PNM | Public Service Company of New Mexico | PNM_EPE | SW | 2009-05-01 | 2030-04-15 | 1.6 | 1 | 1.6 | 1.6 | Bio-ICE | ICE_Biomass | Biomass/Wood | SW_Biomass |  |  |  | 2009 | 2029 | 0 | SW | 1.6 | 1899-12-31 | 1 |  | 14
1231 | Fire_Kwalsa1 | Fire (FRE,Kwalsa Energy)-1_Fire (FRE,Kwalsa Energy)-1_IPP-FRE | teppc | BCHA | BCHA | British Columbia Transmission Company | BCHA_AESO | Excluded | 2009-11-12 | 2049-10-19 | 12.64 | 1 | 12.64 | 12.64 | Hydro | Hydro_Standard | Hydro | Excluded_Hydro |  |  |  | 2010 | 2049 | 0 | Excluded | 12.64 | 1899-12-31 | 1 |  | 14
1232 | Fire_Kwalsa2 | Fire (FRE,Kwalsa Energy)-2_Fire (FRE,Kwalsa Energy)-2_IPP-FRE | teppc | BCHA | BCHA | British Columbia Transmission Company | BCHA_AESO | Excluded | 2009-11-12 | 2049-10-19 | 12.64 | 1 | 12.64 | 12.64 | Hydro | Hydro_Standard | Hydro | Excluded_Hydro |  |  |  | 2010 | 2049 | 0 | Excluded | 12.64 | 1899-12-31 | 1 |  | 14
1233 | Firebag_7 | Firebag-7 (91TG-5720-1) | teppc | AESO | AESO | Alberta Electric System Operator | BCHA_AESO | Excluded | 2007-01-01 | 2050-12-01 | 96 | 1 | 96 | 96 | CT-AB-Cogen | Cogen_NG | Cogen | Excluded_CHP |  |  |  | 2007 | 2050 | 0 | Excluded | 96 | 1899-12-31 | 1 |  | 14
1234 | Firebag3_1 | Firebag 3-1 | teppc | AESO | AESO | Alberta Electric System Operator | BCHA_AESO | Excluded | 2011-04-01 | 2050-12-31 | 85 | 1 | 85 | 85 | CT-AB-Cogen | Cogen_NG | Cogen | Excluded_CHP |  |  |  | 2011 | 2050 | 0 | Excluded | 85 | 1899-12-31 | 1 |  | 14
1235 | Firebag3_2 | Firebag 3-2 | teppc | BCHA | BCHA | British Columbia Transmission Company | BCHA_AESO | Excluded | 2012-01-19 | 2050-12-31 | 85 | 1 | 85 | 85 | CT-NatGas-Industrial | CT_NG | CT | Excluded_Peaker |  |  |  | 2012 | 2050 | 0 | Excluded | 85 | 1899-12-31 | 1 |  | 14
1236 | Firebag4_1 | Firebag 4-1 | teppc | AESO | AESO | Alberta Electric System Operator | BCHA_AESO | Excluded | 2012-09-17 | 2050-12-31 | 90 | 1 | 90 | 90 | CT-NatGas-Industrial | CT_NG | CT | Excluded_Peaker |  |  |  | 2013 | 2050 | 0 | Excluded | 90 | 1899-12-31 | 1 |  | 14
1237 | Firebag4_2 | Firebag 4-2 | teppc | AESO | AESO | Alberta Electric System Operator | BCHA_AESO | Excluded | 2012-09-17 | 2050-12-31 | 89 | 1 | 89 | 89 | CT-NatGas-Industrial | CT_NG | CT | Excluded_Peaker |  |  |  | 2013 | 2050 | 0 | Excluded | 89 | 1899-12-31 | 1 |  | 14
1238 | Fish_Creek_1 | Fish Creek-1 | teppc | PACW | PACW | PacifiCorp – West | PACW | NW | 1952-06-01 | 2050-12-31 | 11 | 1 | 11 | 11 | Hydro | Hydro_Standard | Hydro | NW_Hydro |  |  |  | 1952 | 2050 | 0 | NW | 11 | 1899-12-31 | 1 |  | 14
1239 | Fish_Springs_Solar |  | teppc | SPPC | SPPC | Nevada Power Company | NEVP | SW | 2021-12-31 | 2050-12-31 | 26 | 1 | 26 | 26 | SolarPV-Tracking | 1axPV_sun | Solar_1Axis | SW_Solar |  |  |  | 2022 | 2050 | 0 | SW | 26 | 0.95 | 1 |  | 14
1240 | Fisheries_Dev | Fisheries Dev.-1 | teppc | IPFE | IPFE | Idaho Far East | IPCO | NW | 1990-07-03 | 2030-04-15 | 0.26 | 1 | 0.26 | 0.26 | Hydro | Hydro_Standard | Hydro | NW_Hydro |  |  |  | 1991 | 2029 | 0 | NW | 0.26 | 1899-12-31 | 1 |  | 14
1241 | FitzsimonsCreek | Fitzsimmons Creek-1_Fitzsimmons Creek-1_IPP-FTZ | teppc | BCHA | BCHA | British Columbia Transmission Company | BCHA_AESO | Excluded | 2010-01-29 | 2050-01-26 | 8 | 1 | 8 | 8 | Hydro | Hydro_Standard | Hydro | Excluded_Hydro |  |  |  | 2010 | 2049 | 0 | Excluded | 8 | 1899-12-31 | 1 |  | 14
1242 | Flaming_Gorge_1 | Flaming Gorge 1 | teppc | WACM | WACM | Western Area Power Administration, Colorado-Missouri Region | WACM | Excluded | 1963-12-01 | 2050-12-31 | 56.1 | 1 | 56.1 | 56.1 | Hydro | Hydro_Standard | Hydro | Excluded_Hydro |  |  |  | 1964 | 2050 | 0 | Excluded | 56.1 | 1899-12-31 | 1 |  | 14
1243 | Flaming_Gorge_2 | Flaming Gorge 2 | teppc | WACM | WACM | Western Area Power Administration, Colorado-Missouri Region | WACM | Excluded | 1964-02-01 | 2050-12-31 | 56.1 | 1 | 56.1 | 56.1 | Hydro | Hydro_Standard | Hydro | Excluded_Hydro |  |  |  | 1964 | 2050 | 0 | Excluded | 56.1 | 1899-12-31 | 1 |  | 14
1244 | Flaming_Gorge_3 | Flaming Gorge 3 | teppc | WACM | WACM | Western Area Power Administration, Colorado-Missouri Region | WACM | Excluded | 1996-02-01 | 2050-12-31 | 56.1 | 1 | 56.1 | 56.1 | Hydro | Hydro_Standard | Hydro | Excluded_Hydro |  |  |  | 1996 | 2050 | 0 | Excluded | 56.1 | 1899-12-31 | 1 |  | 14
1245 | Flatiron_1 | Flatiron 1 | teppc | WACM | WACM | Western Area Power Administration, Colorado-Missouri Region | WACM | Excluded | 1954-01-01 | 2050-12-31 | 47.8 | 1 | 47.8 | 47.8 | Hydro | Hydro_Standard | Hydro | Excluded_Hydro |  |  |  | 1954 | 2050 | 0 | Excluded | 47.8 | 1899-12-31 | 1 |  | 14
1246 | Flatiron_2 | Flatiron 2 | teppc | WACM | WACM | Western Area Power Administration, Colorado-Missouri Region | WACM | Excluded | 1954-01-01 | 2050-12-31 | 47.8 | 1 | 47.8 | 47.8 | Hydro | Hydro_Standard | Hydro | Excluded_Hydro |  |  |  | 1954 | 2050 | 0 | Excluded | 47.8 | 1899-12-31 | 1 |  | 14
1247 | Flatiron_3 | Flatiron PS 3 | teppc | WACM | WACM | Western Area Power Administration, Colorado-Missouri Region | WACM | Excluded | 1954-05-01 | 2050-12-31 | 8.5 | 1 | 8.5 | 8.5 | PS-Hydro | Hydro_PumpedStorage | PSH | Excluded_Pumped_Hydro |  |  |  | 1954 | 2050 | 0 | Excluded | 8.5 | 1899-12-31 | 1 |  | 14
1248 | FlintCreek | Flint Creek Hydroelectric-1 | teppc | CISC | CISC | Southern California Edison | SCE | CAISO | 2013-03-01 | 2050-12-31 | 2 | 1 | 2 | 2 | Hydro | Hydro_Standard | Hydro | CAISO_Hydro |  |  |  | 2013 | 2050 | 0 | CAISO | 2 | 1899-12-31 | 1 |  | 14
1249 | FLOWD_2_RT2WD2 | Ridgetop 2 | caiso | SCE | SCE | Southern California Edison | SCE | CAISO |  | 2050-12-31 | 27.39 | 1 | 27.39 | 27.39 | WIND_WIND | wind_onshorewind | Wind | CAISO_Wind |  |  |  | 1900 | 2050 | 0 | CAISO | 27.39 | 1899-12-31 | 1 |  | 14
1250 | FLOWD_2_WIND1 | Cameron Ridge 2 | caiso | SCE | SCE | Southern California Edison | SCE | CAISO | 2016-01-15 | 2050-12-31 | 11.9 | 1 | 11.9 | 11.9 | n/a | wind_onshorewind | Wind | CAISO_Wind |  |  |  | 2016 | 2050 | 0 | CAISO | 11.9 | 1899-12-31 | 1 |  | 14
1251 | FLOWD2_2_FPLWND | DIABLO WINDS | caiso | PGE_Bay | PGE_Bay | Pacific Gas and Electric Bay | PGE_Bay | CAISO | 2005-05-01 | 2050-12-31 | 18 | 1 | 18 | 18 | n/a | wind_onshorewind | Wind | CAISO_Wind |  |  |  | 2005 | 2050 | 0 | CAISO | 18 | 1899-12-31 | 1 |  | 14
1252 | FMEADO_6_HELLHL | FMEADO_6_HELLHL | caiso | PGE_Valley | PGE_Valley | Pacific Gas and Electric Valley | PGE_Valley | CAISO | 1983-04-30 | 2050-12-31 | 0.6 | 1 | 0.6 | 0.6 | n/a | Hydro_Standard | Hydro | CAISO_Hydro |  |  |  | 1983 | 2050 | 0 | CAISO | 0.6 | 1899-12-31 | 1 |  | 14
1253 | FMEADO_7_UNIT | FRENCH MEADOWS HYDRO | caiso | PGE_Valley | PGE_Valley | Pacific Gas and Electric Valley | PGE_Valley | CAISO | 1966-01-01 | 2050-12-31 | 16 | 1 | 16 | 16 | n/a | Hydro_Standard | Hydro | CAISO_Small_Hydro |  |  |  | 1966 | 2050 | 0 | CAISO | 16 | 1899-12-31 | 1 |  | 14
1254 | Folsom_1 | Folsom 1 | teppc | BANC | BANC | Balancing Authority of Northern California | SMUD | BANC | 1955-12-01 | 2050-12-31 | 69 | 1 | 69 | 69 | Hydro | Hydro_Standard | Hydro | BANC_Hydro |  |  |  | 1956 | 2050 | 0 | BANC | 69 | 1899-12-31 | 1 |  | 14
1255 | Folsom_2 | Folsom 2 | teppc | BANC | BANC | Balancing Authority of Northern California | SMUD | BANC | 1955-10-01 | 2050-12-31 | 69 | 1 | 69 | 69 | Hydro | Hydro_Standard | Hydro | BANC_Hydro |  |  |  | 1956 | 2050 | 0 | BANC | 69 | 1899-12-31 | 1 |  | 14
1256 | Folsom_3 | Folsom 3 | teppc | BANC | BANC | Balancing Authority of Northern California | SMUD | BANC | 1955-05-01 | 2050-12-31 | 69 | 1 | 69 | 69 | Hydro | Hydro_Standard | Hydro | BANC_Hydro |  |  |  | 1955 | 2050 | 0 | BANC | 69 | 1899-12-31 | 1 |  | 14
1257 | Fontenelle | Fontenelle 1 | teppc | WACM | WACM | Western Area Power Administration, Colorado-Missouri Region | WACM | Excluded | 1968-05-01 | 2050-12-31 | 11.11 | 1 | 11.11 | 11.11 | Hydro | Hydro_Standard | Hydro | Excluded_Hydro |  |  |  | 1968 | 2050 | 0 | Excluded | 11.11 | 1899-12-31 | 1 |  | 14
1258 | Foote_Creek1 | Foote Creek I-GEN1 | teppc | PAWY | PAWY | Wyoming, PACE Utility | PACE | NW | 1999-04-01 | 2050-12-31 | 40.8 | 1 | 40.8 | 40.8 | WT-Onshore | wind_onshorewind | Wind | NW_Wind |  |  |  | 1999 | 2050 | 0 | NW | 40.8 | 1899-12-31 | 1 |  | 14
1259 | Foote_Creek2 | Foote Creek II-GEN1 | teppc | IPFE | IPFE | Idaho Far East | IPCO | NW | 1999-06-01 | 2050-12-31 | 1 | 1 | 1 | 1 | WT-Onshore | wind_onshorewind | Wind | NW_Wind |  |  |  | 1999 | 2050 | 0 | NW | 1 | 1899-12-31 | 1 |  | 14
1260 | Foote_Creek3 | Foote Creek III-GEN1 | teppc | IPFE | IPFE | Idaho Far East | IPCO | NW | 1999-06-01 | 2050-12-31 | 24.8 | 1 | 24.8 | 24.8 | WT-Onshore | wind_onshorewind | Wind | NW_Wind |  |  |  | 1999 | 2050 | 0 | NW | 24.8 | 1899-12-31 | 1 |  | 14
1261 | Foote_Creek4 | Foote Creek IV-GEN1 | teppc | IPFE | IPFE | Idaho Far East | IPCO | NW | 2000-08-01 | 2050-12-31 | 16.8 | 1 | 16.8 | 16.8 | WT-Onshore | wind_onshorewind | Wind | NW_Wind |  |  |  | 2001 | 2050 | 0 | NW | 16.8 | 1899-12-31 | 1 |  | 14
1262 | Foothills_CO | Foothills Hydroelectric GEN1 | teppc | PSCO | PSCO | Public Service Company of Colorado | PSCO | Excluded | 1981-04-01 | 2050-12-31 | 3.1 | 1 | 3.1 | 3.1 | Hydro | Hydro_Standard | Hydro | Excluded_Hydro |  |  |  | 1981 | 2050 | 0 | Excluded | 3.1 | 1899-12-31 | 1 |  | 14
1263 | Foothills_Solar_1 | Foothills Solar 1¦Desert Sands¦Gila Bend Solar Power Plant | teppc | AZPS | AZPS | Arizona Public Service Company | AZPS | SW | 2013-01-01 | 2050-12-31 | 18 | 1 | 18 | 18 | SolarPV-Tracking | 1axPV_sun | Solar_1Axis | SW_Solar |  |  |  | 2013 | 2050 | 0 | SW | 18 | 1899-12-31 | 1 |  | 14
1264 | Foothills_Solar_2 | Foothills Solar 2¦Desert Sands¦Gila Bend Solar Power Plant | teppc | AZPS | AZPS | Arizona Public Service Company | AZPS | SW | 2013-01-01 | 2050-12-31 | 20 | 1 | 20 | 20 | SolarPV-Tracking | 1axPV_sun | Solar_1Axis | SW_Solar |  |  |  | 2013 | 2050 | 0 | SW | 20 | 1899-12-31 | 1 |  | 14
1265 | FORBST_7_UNIT_1 | FORBESTOWN HYDRO | caiso | PGE_Valley | PGE_Valley | Pacific Gas and Electric Valley | PGE_Valley | CAISO | 1963-01-01 | 2050-12-31 | 37.5 | 1 | 37.5 | 37.5 | n/a | Hydro_Standard | Hydro | CAISO_Hydro |  |  |  | 1963 | 2050 | 0 | CAISO | 37.5 | 1899-12-31 | 1 |  | 14
1266 | FORKBU_6_UNIT | HYPOWER, INC. (FORKS OF BUTTE) | caiso | PGE_Valley | PGE_Valley | Pacific Gas and Electric Valley | PGE_Valley | CAISO | 1992-03-16 | 2050-12-31 | 14.3 | 1 | 14.3 | 14.3 | n/a | Hydro_Standard | Hydro | CAISO_Small_Hydro |  |  |  | 1992 | 2050 | 0 | CAISO | 14.3 | 1899-12-31 | 1 |  | 14
1267 | Forrest_Kerr1 | Forrest Kerr Hydroelectric-1_Forrest Kerr Hydroelectric-1.1_IPP-FKR | teppc | BCHA | BCHA | British Columbia Transmission Company | BCHA_AESO | Excluded | 2014-07-01 | 2074-06-30 | 23.5 | 1 | 23.5 | 23.5 | Hydro | Hydro_Standard | Hydro | Excluded_Hydro |  |  |  | 2015 | 2073 | 0 | Excluded | 23.5 | 1899-12-31 | 1 |  | 14
1268 | Forrest_Kerr2 | Forrest Kerr Hydroelectric-2_Forrest Kerr Hydroelectric-1.2_IPP-FKR | teppc | BCHA | BCHA | British Columbia Transmission Company | BCHA_AESO | Excluded | 2014-07-01 | 2074-06-30 | 23.5 | 1 | 23.5 | 23.5 | Hydro | Hydro_Standard | Hydro | Excluded_Hydro |  |  |  | 2015 | 2073 | 0 | Excluded | 23.5 | 1899-12-31 | 1 |  | 14
1269 | Forrest_Kerr3 | Forrest Kerr Hydroelectric-3_Forrest Kerr Hydroelectric-2.1_IPP-FKR | teppc | BCHA | BCHA | British Columbia Transmission Company | BCHA_AESO | Excluded | 2014-07-01 | 2074-06-30 | 23.5 | 1 | 23.5 | 23.5 | Hydro | Hydro_Standard | Hydro | Excluded_Hydro |  |  |  | 2015 | 2073 | 0 | Excluded | 23.5 | 1899-12-31 | 1 |  | 14
1270 | Forrest_Kerr4 | Forrest Kerr Hydroelectric-4_Forrest Kerr Hydroelectric-2.2_IPP-FKR | teppc | BCHA | BCHA | British Columbia Transmission Company | BCHA_AESO | Excluded | 2014-07-01 | 2074-06-30 | 23.5 | 1 | 23.5 | 23.5 | Hydro | Hydro_Standard | Hydro | Excluded_Hydro |  |  |  | 2015 | 2073 | 0 | Excluded | 23.5 | 1899-12-31 | 1 |  | 14
1271 | Forrest_Kerr5 | Forrest Kerr Hydroelectric-5_Forrest Kerr Hydroelectric-2.3_IPP-FKR | teppc | BCHA | BCHA | British Columbia Transmission Company | BCHA_AESO | Excluded | 2014-07-01 | 2074-06-30 | 23.5 | 1 | 23.5 | 23.5 | Hydro | Hydro_Standard | Hydro | Excluded_Hydro |  |  |  | 2015 | 2073 | 0 | Excluded | 23.5 | 1899-12-31 | 1 |  | 14
1272 | Forrest_Kerr6 | Forrest Kerr Hydroelectric-6_Forrest Kerr Hydroelectric-3.1_IPP-FKR | teppc | BCHA | BCHA | British Columbia Transmission Company | BCHA_AESO | Excluded | 2014-07-01 | 2074-06-30 | 23.5 | 1 | 23.5 | 23.5 | Hydro | Hydro_Standard | Hydro | Excluded_Hydro |  |  |  | 2015 | 2073 | 0 | Excluded | 23.5 | 1899-12-31 | 1 |  | 14
1273 | Forrest_Kerr7 | Forrest Kerr Hydroelectric-7_Forrest Kerr Hydroelectric-3.2_IPP-FKR | teppc | BCHA | BCHA | British Columbia Transmission Company | BCHA_AESO | Excluded | 2014-07-01 | 2074-06-30 | 23.5 | 1 | 23.5 | 23.5 | Hydro | Hydro_Standard | Hydro | Excluded_Hydro |  |  |  | 2015 | 2073 | 0 | Excluded | 23.5 | 1899-12-31 | 1 |  | 14
1274 | Forrest_Kerr8 | Forrest Kerr Hydroelectric-8_Forrest Kerr Hydroelectric-3.3_IPP-FKR | teppc | BCHA | BCHA | British Columbia Transmission Company | BCHA_AESO | Excluded | 2014-07-01 | 2074-06-30 | 23.5 | 1 | 23.5 | 23.5 | Hydro | Hydro_Standard | Hydro | Excluded_Hydro |  |  |  | 2015 | 2073 | 0 | Excluded | 23.5 | 1899-12-31 | 1 |  | 14
1275 | Forrest_Kerr9 | Forrest Kerr Hydroelectric-9_Forrest Kerr Hydroelectric-4_IPP-FKR | teppc | BCHA | BCHA | British Columbia Transmission Company | BCHA_AESO | Excluded | 2014-07-01 | 2074-06-30 | 23.5 | 1 | 23.5 | 23.5 | Hydro | Hydro_Standard | Hydro | Excluded_Hydro |  |  |  | 2015 | 2073 | 0 | Excluded | 23.5 | 1899-12-31 | 1 |  | 14
1276 | Fort_Churchill_1 | Fort Churchill 1 | teppc | SPPC | SPPC | Nevada Power Company | NEVP | SW | 1968-09-01 | 2030-01-01 | 117 | 1 | 117 | 117 | ST-NatGas | ST_NG | Steam | SW_ST |  |  |  | 1969 | 2029 | 0 | SW | 117 | 1899-12-31 | 1 |  | 14
1277 | Fort_Churchill_2 | Fort Churchill 2 | teppc | SPPC | SPPC | Nevada Power Company | NEVP | SW | 1971-09-01 | 2029-12-31 | 117 | 1 | 117 | 117 | ST-NatGas | ST_NG | Steam | SW_ST |  |  |  | 1972 | 2029 | 0 | SW | 117 | 1899-12-31 | 1 |  | 14
1278 | Fort_Huachuca_1 | Fort Huachuca Solar Project FHUAC | teppc | TEPC | TEPC | Tucson Electric Power Company | TEPC | SW | 2014-12-01 | 2050-12-31 | 9 | 1 | 9 | 9 | SolarPV-NonTracking | FixedPV_sun | Solar_Fixed | SW_Solar |  |  |  | 2015 | 2050 | 0 | SW | 9 | 1899-12-31 | 1 |  | 14
1279 | Fort_Huachuca_2 | Fort Huachuca Solar Project FHUA2 | teppc | PNM | PNM | Public Service Company of New Mexico | PNM_EPE | SW | 2017-01-01 | 2050-12-31 | 9 | 1 | 9 | 9 | SolarPV-NonTracking | FixedPV_sun | Solar_Fixed | SW_Solar |  |  |  | 2017 | 2050 | 0 | SW | 9 | 1899-12-31 | 1 |  | 14
1280 | Fort_Lupton_1 | Fort Lupton 1 | teppc | PSCO | PSCO | Public Service Company of Colorado | PSCO | Excluded | 1971-12-01 | 2030-01-01 | 50 | 1 | 50 | 50 | CT-NatGas-Industrial | CT_NG | CT | Excluded_Peaker |  |  |  | 1972 | 2029 | 0 | Excluded | 50 | 1899-12-31 | 1 |  | 14
1281 | Fort_Lupton_2 | Fort Lupton 2 | teppc | PSCO | PSCO | Public Service Company of Colorado | PSCO | Excluded | 1971-12-01 | 2030-01-01 | 50 | 1 | 50 | 50 | CT-NatGas-Industrial | CT_NG | CT | Excluded_Peaker |  |  |  | 1972 | 2029 | 0 | Excluded | 50 | 1899-12-31 | 1 |  | 14
1282 | Fort_St_James | Fort St. James Green Energy-1_Fort St. James Green Energy-1_IPP-FGE | teppc | BCHA | BCHA | British Columbia Transmission Company | BCHA_AESO | Excluded | 2015-09-01 | 2045-09-01 | 40 | 1 | 40 | 40 | Bio-ST | ST_Biomass | Biomass/Wood | Excluded_Biomass |  |  |  | 2016 | 2045 | 0 | Excluded | 40 | 1899-12-31 | 1 |  | 14
1283 | Fort_St_Vrain_5 | Fort St Vrain CT 5 | teppc | PSCO | PSCO | Public Service Company of Colorado | PSCO | Excluded | 2009-05-01 | 2050-12-31 | 158 | 1 | 158 | 158 | CT-NatGas-Industrial | CT_NG | CT | Excluded_Peaker |  |  |  | 2009 | 2050 | 0 | Excluded | 158 | 1899-12-31 | 1 |  | 14
1284 | Fort_St_Vrain_6 | Fort St Vrain CT 6 | teppc | PSCO | PSCO | Public Service Company of Colorado | PSCO | Excluded | 2009-05-01 | 2050-12-31 | 155 | 1 | 155 | 155 | CT-NatGas-Industrial | CT_NG | CT | Excluded_Peaker |  |  |  | 2009 | 2050 | 0 | Excluded | 155 | 1899-12-31 | 1 |  | 14
1285 | Fort_St_Vrain_CC | FortStVrainCC (Total CC Plant) | teppc | PSCO | PSCO | Public Service Company of Colorado | PSCO | Excluded | 1986-04-15 | 2050-12-31 | 582.51 | 1 | 582.51 | 582.51 | CCWhole-NatGas-Industrial | CC_NG | CC | Excluded_CCGT |  |  |  | 1986 | 2050 | 0 | Excluded | 582.51 | 1899-12-31 | 1 |  | 14
1286 | FortNelson1 | Fort Nelson 1-1 | teppc | AESO | AESO | Alberta Electric System Operator | BCHA_AESO | Excluded | 1999-04-01 | 2050-12-01 | 52.2 | 1 | 52.2 | 52.2 | CT-NatGas-Industrial | CT_NG | CT | Excluded_Peaker |  |  |  | 1999 | 2050 | 0 | Excluded | 52.2 | 1899-12-31 | 1 |  | 14
1287 | FortNelson2 | Fort Nelson 1-2 | teppc | AESO | AESO | Alberta Electric System Operator | BCHA_AESO | Excluded | 1999-04-01 | 2050-12-01 | 28 | 1 | 28 | 28 | CT-NatGas-Industrial | CT_NG | CT | Excluded_Peaker |  |  |  | 1999 | 2050 | 0 | Excluded | 28 | 1899-12-31 | 1 |  | 14
1288 | FortPeck1 | Fort Peck-1 | teppc | WAUW | WAUW | Western Area Power Administration, Upper Great Plains – West | NWMT_WAUW | NW | 1943-07-01 | 2050-12-31 | 43.5 | 1 | 43.5 | 43.5 | Hydro | Hydro_Standard | Hydro | NW_Hydro |  |  |  | 1944 | 2050 | 0 | NW | 43.5 | 1899-12-31 | 1 |  | 14
1289 | FortPeck2 | Fort Peck-2 | teppc | WAUW | WAUW | Western Area Power Administration, Upper Great Plains – West | NWMT_WAUW | NW | 1948-02-01 | 2050-12-31 | 18.3 | 1 | 18.3 | 18.3 | Hydro | Hydro_Standard | Hydro | NW_Hydro |  |  |  | 1948 | 2050 | 0 | NW | 18.3 | 1899-12-31 | 1 |  | 14
1290 | FortPeck3 | Fort Peck-3 | teppc | WAUW | WAUW | Western Area Power Administration, Upper Great Plains – West | NWMT_WAUW | NW | 1951-12-01 | 2050-12-31 | 43.5 | 1 | 43.5 | 43.5 | Hydro | Hydro_Standard | Hydro | NW_Hydro |  |  |  | 1952 | 2050 | 0 | NW | 43.5 | 1899-12-31 | 1 |  | 14
1291 | Foster_1 | Foster-1 | teppc | BPAT | BPAT | Bonneville Power Administration – Transmission | BPAT | NW | 1968-09-01 | 2050-12-31 | 10 | 1 | 10 | 10 | Hydro | Hydro_Standard | Hydro | NW_Hydro |  |  |  | 1969 | 2050 | 0 | NW | 10 | 1899-12-31 | 1 |  | 14
1292 | Foster_2 | Foster-2 | teppc | BPAT | BPAT | Bonneville Power Administration – Transmission | BPAT | NW | 1968-10-01 | 2050-12-31 | 10 | 1 | 10 | 10 | Hydro | Hydro_Standard | Hydro | NW_Hydro |  |  |  | 1969 | 2050 | 0 | NW | 10 | 1899-12-31 | 1 |  | 14
1293 | FosterCreek1 | FOSTER CREEK 1-1 | teppc | AESO | AESO | Alberta Electric System Operator | BCHA_AESO | Excluded | 2003-03-01 | 2050-12-01 | 47 | 1 | 47 | 47 | CT-AB-Cogen | Cogen_NG | Cogen | Excluded_CHP |  |  |  | 2003 | 2050 | 0 | Excluded | 47 | 1899-12-31 | 1 |  | 14
1294 | FosterCreek2 | FOSTER CREEK 2-2 | teppc | AESO | AESO | Alberta Electric System Operator | BCHA_AESO | Excluded | 2003-03-01 | 2050-12-01 | 47 | 1 | 47 | 47 | CT-AB-Cogen | Cogen_NG | Cogen | Excluded_CHP |  |  |  | 2003 | 2050 | 0 | Excluded | 47 | 1899-12-31 | 1 |  | 14
1295 | Fountain_Valley_1 | Fountain Valley Power Facility S1 | teppc | PSCO | PSCO | Public Service Company of Colorado | PSCO | Excluded | 2001-09-01 | 2050-12-31 | 40 | 1 | 40 | 40 | CT-NatGas-Industrial | CT_NG | CT | Excluded_Peaker |  |  |  | 2002 | 2050 | 0 | Excluded | 40 | 1899-12-31 | 1 |  | 14
1296 | Fountain_Valley_2 | Fountain Valley Power Facility S2 | teppc | PSCO | PSCO | Public Service Company of Colorado | PSCO | Excluded | 2001-09-01 | 2050-12-31 | 40 | 1 | 40 | 40 | CT-NatGas-Industrial | CT_NG | CT | Excluded_Peaker |  |  |  | 2002 | 2050 | 0 | Excluded | 40 | 1899-12-31 | 1 |  | 14
1297 | Fountain_Valley_3 | Fountain Valley Power Facility S3 | teppc | PSCO | PSCO | Public Service Company of Colorado | PSCO | Excluded | 2001-09-01 | 2050-12-31 | 40 | 1 | 40 | 40 | CT-NatGas-Industrial | CT_NG | CT | Excluded_Peaker |  |  |  | 2002 | 2050 | 0 | Excluded | 40 | 1899-12-31 | 1 |  | 14
1298 | Fountain_Valley_4 | Fountain Valley Power Facility S4 | teppc | PSCO | PSCO | Public Service Company of Colorado | PSCO | Excluded | 2001-09-01 | 2050-12-31 | 40 | 1 | 40 | 40 | CT-NatGas-Industrial | CT_NG | CT | Excluded_Peaker |  |  |  | 2002 | 2050 | 0 | Excluded | 40 | 1899-12-31 | 1 |  | 14
1299 | Fountain_Valley_5 | Fountain Valley Power Facility S5 | teppc | PSCO | PSCO | Public Service Company of Colorado | PSCO | Excluded | 2001-09-01 | 2050-12-31 | 40 | 1 | 40 | 40 | CT-NatGas-Industrial | CT_NG | CT | Excluded_Peaker |  |  |  | 2002 | 2050 | 0 | Excluded | 40 | 1899-12-31 | 1 |  | 14
1300 | Fountain_Valley_6 | Fountain Valley Power Facility S6 | teppc | PSCO | PSCO | Public Service Company of Colorado | PSCO | Excluded | 2001-09-01 | 2050-12-31 | 40 | 1 | 40 | 40 | CT-NatGas-Industrial | CT_NG | CT | Excluded_Peaker |  |  |  | 2002 | 2050 | 0 | Excluded | 40 | 1899-12-31 | 1 |  | 14
1301 | Four_Corners_4 | Four Corners 4 (Total Cross Compound Plant) | teppc | AZPS | AZPS | Arizona Public Service Company | AZPS | SW | 1969-07-01 | 2050-12-31 | 818.1 | 1 | 818.1 | 818.1 | CrossCompoundWhole-Coal | Steam_Coal | Coal | SW_Coal |  |  |  | 1970 | 2050 | 0 | SW | 818.1 | 1899-12-31 | 1 |  | 14
1302 | Four_Corners_5 | Four Corners 5 (Total Cross Compound Plant) | teppc | AZPS | AZPS | Arizona Public Service Company | AZPS | SW | 1970-07-01 | 2050-12-31 | 818.1 | 1 | 818.1 | 818.1 | CrossCompoundWhole-Coal | Steam_Coal | Coal | SW_Coal |  |  |  | 1971 | 2050 | 0 | SW | 818.1 | 1899-12-31 | 1 |  | 14
1303 | FourBrothers | Four Brothers Solar | teppc | PAUT | PAUT | Utah, PACE Utility | PACE | NW | 2015-04-15 | 2050-12-31 | 320 | 1 | 320 | 320 | SolarPV-NonTracking | FixedPV_sun | Solar_Fixed | NW_Solar |  |  |  | 2015 | 2050 | 0 | NW | 320 | 1899-12-31 | 1 |  | 14
1304 | Frank_Knutson_1 | Frank R. Knutson BR1 | teppc | PSCO | PSCO | Public Service Company of Colorado | PSCO | Excluded | 2002-06-01 | 2050-12-31 | 64.5 | 1 | 64.5 | 64.5 | CT-NatGas-Aero | CT_NG | CT | Excluded_Peaker |  |  |  | 2002 | 2050 | 0 | Excluded | 64.5 | 1899-12-31 | 1 |  | 14
1305 | Frank_Knutson_2 | Frank R. Knutson BR2 | teppc | PSCO | PSCO | Public Service Company of Colorado | PSCO | Excluded | 2002-06-01 | 2050-12-31 | 64.5 | 1 | 64.5 | 64.5 | CT-NatGas-Aero | CT_NG | CT | Excluded_Peaker |  |  |  | 2002 | 2050 | 0 | Excluded | 64.5 | 1899-12-31 | 1 |  | 14
1306 | FranklinGrays1 | Franklin_Grays-GT1 | teppc | PNM | PNM | Public Service Company of New Mexico | PNM_EPE | SW | 2002-07-01 | 2050-12-31 | 11.4 | 1 | 11.4 | 11.4 | CT-NatGas-Aero | CT_NG | CT | SW_Peaker |  |  |  | 2003 | 2050 | 0 | SW | 11.4 | 1899-12-31 | 1 |  | 14
1307 | FranklinGrays2 | Franklin_Grays-GT2 | teppc | PNM | PNM | Public Service Company of New Mexico | PNM_EPE | SW | 2002-07-01 | 2050-12-31 | 11.4 | 1 | 11.4 | 11.4 | CT-NatGas-Aero | CT_NG | CT | SW_Peaker |  |  |  | 2003 | 2050 | 0 | SW | 11.4 | 1899-12-31 | 1 |  | 14
1308 | FranklinGrays3 | Franklin_Grays-GT3 | teppc | PNM | PNM | Public Service Company of New Mexico | PNM_EPE | SW | 2002-07-01 | 2050-12-31 | 11.4 | 1 | 11.4 | 11.4 | CT-NatGas-Aero | CT_NG | CT | SW_Peaker |  |  |  | 2003 | 2050 | 0 | SW | 11.4 | 1899-12-31 | 1 |  | 14
1309 | FranklinGrays4 | Franklin_Grays-GT4 | teppc | PNM | PNM | Public Service Company of New Mexico | PNM_EPE | SW | 2002-07-01 | 2050-12-31 | 11.4 | 1 | 11.4 | 11.4 | CT-NatGas-Aero | CT_NG | CT | SW_Peaker |  |  |  | 2003 | 2050 | 0 | SW | 11.4 | 1899-12-31 | 1 |  | 14
1310 | FraserLake1 | Fraser Lake Biomass-1_Fraser Lake Biomass-1_IPP-FLB | teppc | BCHA | BCHA | British Columbia Transmission Company | BCHA_AESO | Excluded | 2014-07-01 | 2034-07-01 | 6 | 1 | 6 | 6 | Bio-ST | ST_Biomass | Biomass/Wood | Excluded_Biomass |  |  |  | 2015 | 2034 | 0 | Excluded | 6 | 1899-12-31 | 1 |  | 14
1311 | FraserLake2 | Fraser Lake Biomass-2_Fraser Lake Biomass-2_IPP-FLB | teppc | BCHA | BCHA | British Columbia Transmission Company | BCHA_AESO | Excluded | 2014-07-01 | 2034-07-01 | 6 | 1 | 6 | 6 | Bio-ST | ST_Biomass | Biomass/Wood | Excluded_Biomass |  |  |  | 2015 | 2034 | 0 | Excluded | 6 | 1899-12-31 | 1 |  | 14
1312 | FraserRichmond | Fraser Richmond Soil and Fibre-1_Fraser Richmond Soil and Fibre-1_IPP-FRS | teppc | BCHA | BCHA | British Columbia Transmission Company | BCHA_AESO | Excluded | 2013-03-24 | 2028-03-24 | 1.03 | 1 | 1.03 | 1.03 | Bio-ST | ST_Biomass | Biomass/Wood | Excluded_Biomass |  |  |  | 2013 | 2027 | 0 | Excluded | 1.03 | 1899-12-31 | 1 |  | 14
1313 | Frederickson1 | Frederickson-1 | teppc | PSEI | PSEI | Puget Sound Energy | BPAT | NW | 1981-11-01 | 2049-01-01 | 88.9 | 1 | 88.9 | 88.9 | CT-NatGas-Aero | CT_NG | CT | NW_Peaker |  |  |  | 1982 | 2048 | 0 | NW | 88.9 | 1899-12-31 | 1 |  | 14
1314 | Frederickson2 | Frederickson-2 | teppc | PSEI | PSEI | Puget Sound Energy | BPAT | NW | 1981-11-01 | 2049-01-01 | 88.9 | 1 | 88.9 | 88.9 | CT-NatGas-Aero | CT_NG | CT | NW_Peaker |  |  |  | 1982 | 2048 | 0 | NW | 88.9 | 1899-12-31 | 1 |  | 14
1315 | FredericksonCC_Total | FredericksonCC (Total CC Plant) | teppc | BPAT | BPAT | Bonneville Power Administration – Transmission | BPAT | NW | 2002-08-01 | 2050-12-31 | 270 | 1 | 270 | 270 | CCWhole-NatGas-Industrial | CC_NG | CC | NW_CCGT |  |  |  | 2003 | 2050 | 0 | NW | 270 | 1899-12-31 | 1 |  | 14
1316 | Fredonia_1 | Fredonia-1 | teppc | PSEI | PSEI | Puget Sound Energy | BPAT | NW | 1984-05-01 | 2050-12-31 | 129.1 | 1 | 129.1 | 129.1 | CT-NatGas-Industrial | CT_NG | CT | NW_Peaker |  |  |  | 1984 | 2050 | 0 | NW | 129.1 | 1899-12-31 | 1 |  | 14
1317 | Fredonia_2 | Fredonia-2 | teppc | PSEI | PSEI | Puget Sound Energy | BPAT | NW | 1984-05-01 | 2050-12-31 | 129.1 | 1 | 129.1 | 129.1 | CT-NatGas-Industrial | CT_NG | CT | NW_Peaker |  |  |  | 1984 | 2050 | 0 | NW | 129.1 | 1899-12-31 | 1 |  | 14
1318 | Fredonia_3 | Fredonia-3 | teppc | PSEI | PSEI | Puget Sound Energy | BPAT | NW | 2001-07-01 | 2050-12-31 | 58.9 | 1 | 58.9 | 58.9 | CT-NatGas-Industrial | CT_NG | CT | NW_Peaker |  |  |  | 2002 | 2050 | 0 | NW | 58.9 | 1899-12-31 | 1 |  | 14
1319 | Fredonia_4 | Fredonia-4 | teppc | PSEI | PSEI | Puget Sound Energy | BPAT | NW | 2001-07-01 | 2050-12-31 | 58.9 | 1 | 58.9 | 58.9 | CT-NatGas-Industrial | CT_NG | CT | NW_Peaker |  |  |  | 2002 | 2050 | 0 | NW | 58.9 | 1899-12-31 | 1 |  | 14
1320 | Fremont_Canyon_1 | Fremont Canyon 1 | teppc | WACM | WACM | Western Area Power Administration, Colorado-Missouri Region | WACM | Excluded | 1960-12-01 | 2050-12-31 | 35.16 | 1 | 35.16 | 35.16 | Hydro | Hydro_Standard | Hydro | Excluded_Hydro |  |  |  | 1961 | 2050 | 0 | Excluded | 35.16 | 1899-12-31 | 1 |  | 14
1321 | Fremont_Canyon_2 | Fremont Canyon 2 | teppc | WACM | WACM | Western Area Power Administration, Colorado-Missouri Region | WACM | Excluded | 1961-01-01 | 2050-12-31 | 35.16 | 1 | 35.16 | 35.16 | Hydro | Hydro_Standard | Hydro | Excluded_Hydro |  |  |  | 1961 | 2050 | 0 | Excluded | 35.16 | 1899-12-31 | 1 |  | 14
1322 | FRESHW_1_SOLAR1 | Corcoran 3 | caiso | PGE_Valley | PGE_Valley | Pacific Gas and Electric Valley | PGE_Valley | CAISO | 2016-03-04 | 2050-12-31 | 20 | 1 | 20 | 20 | n/a | PVgeneric_sun | Solar_Fixed | CAISO_Solar |  |  |  | 2016 | 2050 | 0 | CAISO | 20 | 1899-12-31 | 1 |  | 14
1323 | FRIANT_6_UNITS | FRIANT DAM | caiso | PGE_Valley | PGE_Valley | Pacific Gas and Electric Valley | PGE_Valley | CAISO | 1985-04-16 | 2050-12-31 | 25 | 1 | 25 | 25 | n/a | Hydro_Standard | Hydro | CAISO_Small_Hydro |  |  |  | 1985 | 2050 | 0 | CAISO | 25 | 1899-12-31 | 1 |  | 14
1324 | Fries_Creek_1 | Fries Creek-1_Fries Creek-1_IPP-FCR | teppc | PSCO | PSCO | Public Service Company of Colorado | PSCO | Excluded | 2023-01-01 | 2063-12-31 | 9 | 1 | 9 | 9 | Hydro | Hydro_Standard | Hydro | Excluded_Hydro |  |  |  | 2023 | 2063 | 0 | Excluded | 9 | 1899-12-31 | 1 |  | 14
1325 | FRITO_1_LAY |  | caiso | PGE_Valley | PGE_Valley | Pacific Gas and Electric Valley | PGE_Valley | CAISO | 1986-01-01 | 2050-12-31 | 0.08 | 0.013333 | 0.08 | 6 | CT-NatGas-Aero | Cogen_NG | Cogen | CAISO_CHP |  |  |  | 1986 | 2050 | 0 | CAISO | 6 | 1899-12-31 | 1 |  | 14
1326 | FRNTBW_6_SOLAR1 | Frontier Solar | caiso | PGE_Valley | PGE_Valley | Pacific Gas and Electric Valley | PGE_Valley | CAISO |  | 2050-12-31 | 20 | 1 | 20 | 20 | PVgeneric_sun | PVgeneric_sun | Solar_Fixed | CAISO_Solar |  |  |  | 1900 | 2050 | 0 | CAISO | 20 | 1899-12-31 | 1 |  | 14
1327 | FROGTN_1_UTICAA | Angels Powerhouse | caiso | PGE_Valley | PGE_Valley | Pacific Gas and Electric Valley | PGE_Valley | CAISO |  | 2050-12-31 | 1.4 | 1 | 1.4 | 1.4 | HYDRO_WATER | Hydro_Standard | Hydro | CAISO_Hydro |  |  |  | 1900 | 2050 | 0 | CAISO | 1.4 | 1899-12-31 | 1 |  | 14
1328 | FROGTN_1_UTICAM | Murphys Powerhouse | caiso | PGE_Valley | PGE_Valley | Pacific Gas and Electric Valley | PGE_Valley | CAISO |  | 2050-12-31 | 3.6 | 1 | 3.6 | 3.6 | HYDRO_WATER | Hydro_Standard | Hydro | CAISO_Hydro |  |  |  | 1900 | 2050 | 0 | CAISO | 3.6 | 1899-12-31 | 1 |  | 14
1329 | Front_Range_CC | FrontRangeCC (Total CC Plant) | teppc | WACM | WACM | Western Area Power Administration, Colorado-Missouri Region | WACM | Excluded | 2002-08-01 | 2050-12-31 | 491 | 1 | 491 | 491 | CCWhole-NatGas-Industrial | CC_NG | CC | Excluded_CCGT |  |  |  | 2003 | 2050 | 0 | Excluded | 491 | 1899-12-31 | 1 |  | 14
1330 | Fruita | Fruita 1 | teppc | PSCO | PSCO | Public Service Company of Colorado | PSCO | Excluded | 1972-12-01 | 2030-01-01 | 17 | 1 | 17 | 17 | CT-NatGas-Industrial | CT_NG | CT | Excluded_Peaker |  |  |  | 1973 | 2029 | 0 | Excluded | 17 | 1899-12-31 | 1 |  | 14
1331 | FRV_SunEdison | Picture Rocks Solar (Avra Valley-FRV Tucson) 1 | teppc | TEPC | TEPC | Tucson Electric Power Company | TEPC | SW | 2012-12-31 | 2050-12-31 | 20 | 1 | 20 | 20 | SolarPV-Tracking | 1axPV_sun | Solar_1Axis | SW_Solar |  |  |  | 2013 | 2050 | 0 | SW | 20 | 1899-12-31 | 1 |  | 14
1332 | Ft_James_Cogen | Ft. James Cogen-1_Consumer Products (Camas) LLC-STG1 | teppc | PACW | PACW | PacifiCorp – West | PACW | NW | 1996-01-01 | 2050-12-31 | 53 | 1 | 53 | 53 | ST-WasteHeat | Cogen_NG | Cogen | NW_Peaker |  |  |  | 1996 | 2050 | 0 | NW | 53 | 1899-12-31 | 1 |  | 14
1333 | FTSWRD_6_TRFORK | Three Forks Water Power Project | caiso | PGE_Bay | PGE_Bay | Pacific Gas and Electric Bay | PGE_Bay | CAISO | 2011-11-01 | 2050-12-31 | 1.63 | 1 | 1.63 | 1.63 | n/a | Hydro_Standard | Hydro | CAISO_Small_Hydro |  |  |  | 2012 | 2050 | 0 | CAISO | 1.63 | 1899-12-31 | 1 |  | 14
1334 | FTSWRD_7_QFUNTS | FTSWRD_7_QFUNTS | caiso | PGE_Bay | PGE_Bay | Pacific Gas and Electric Bay | PGE_Bay | CAISO |  | 2050-12-31 | 1.6 | 1 | 1.6 | 1.6 | n/a | Hydro_Standard | Hydro | CAISO_Small_Hydro |  |  |  | 1900 | 2050 | 0 | CAISO | 1.6 | 1899-12-31 | 1 |  | 14
1335 | FULTON_1_QF | SMALL QF AGGREGATION - ZENIA | caiso | PGE_Bay | PGE_Bay | Pacific Gas and Electric Bay | PGE_Bay | CAISO | 1983-01-01 | 2050-12-31 | 1 | 1 | 1 | 1 | n/a | Hydro_Standard | Hydro | CAISO_Small_Hydro |  |  |  | 1983 | 2050 | 0 | CAISO | 1 | 1899-12-31 | 1 |  | 14
1336 | Furry_Creek | Furry Creek-1_Furry Creek-1_IPP-FRI | teppc | BCHA | BCHA | British Columbia Transmission Company | BCHA_AESO | Excluded | 2004-06-10 | 2040-05-31 | 10.4 | 1 | 10.4 | 10.4 | Hydro | Hydro_Standard | Hydro | Excluded_Hydro |  |  |  | 2004 | 2039 | 0 | Excluded | 10.4 | 1899-12-31 | 1 |  | 14
1337 | Gadsby_1 | Gadsby-1 | teppc | PAUT | PAUT | Utah, PACE Utility | PACE | NW | 1951-09-01 | 2040-01-01 | 69 | 1 | 69 | 69 | ST-NatGas | ST_NG | Steam | NW_Peaker |  |  |  | 1952 | 2039 | 0 | NW | 69 | 1899-12-31 | 1 |  | 14
1338 | Gadsby_2 | Gadsby-2 | teppc | PAUT | PAUT | Utah, PACE Utility | PACE | NW | 1952-12-01 | 2040-01-01 | 73 | 1 | 73 | 73 | ST-NatGas | ST_NG | Steam | NW_Peaker |  |  |  | 1953 | 2039 | 0 | NW | 73 | 1899-12-31 | 1 |  | 14
1339 | Gadsby_3 | Gadsby-3 | teppc | PAUT | PAUT | Utah, PACE Utility | PACE | NW | 1955-06-01 | 2040-01-01 | 113.64 | 1 | 113.64 | 113.64 | ST-NatGas | ST_NG | Steam | NW_Peaker |  |  |  | 1955 | 2039 | 0 | NW | 113.64 | 1899-12-31 | 1 |  | 14
1340 | Gadsby_4 | Gadsby-4 | teppc | PAUT | PAUT | Utah, PACE Utility | PACE | NW | 2002-07-01 | 2050-12-31 | 38 | 1 | 38 | 38 | CT-NatGas-Aero | CT_NG | CT | NW_Peaker |  |  |  | 2003 | 2050 | 0 | NW | 38 | 1899-12-31 | 1 |  | 14
1341 | Gadsby_5 | Gadsby-5 | teppc | PAUT | PAUT | Utah, PACE Utility | PACE | NW | 2002-07-01 | 2050-12-31 | 38 | 1 | 38 | 38 | CT-NatGas-Aero | CT_NG | CT | NW_Peaker |  |  |  | 2003 | 2050 | 0 | NW | 38 | 1899-12-31 | 1 |  | 14
1342 | Gadsby_6 | Gadsby-6 | teppc | PAUT | PAUT | Utah, PACE Utility | PACE | NW | 2002-08-01 | 2050-12-31 | 38 | 1 | 38 | 38 | CT-NatGas-Aero | CT_NG | CT | NW_Peaker |  |  |  | 2003 | 2050 | 0 | NW | 38 | 1899-12-31 | 1 |  | 14
1343 | GALE_1_SR3SR3 | Sunray 3 | caiso | SCE | SCE | Southern California Edison | SCE | CAISO |  | 2050-12-31 | 13.8 | 1 | 13.8 | 13.8 | PHOTO VOLTAIC_SUN | PVgeneric_sun | Solar_Fixed | CAISO_Solar |  |  |  | 1900 | 2050 | 0 | CAISO | 13.8 | 1899-12-31 | 1 |  | 14
1344 | Galena_3_1 | Galena 3 Geothermal GEN1 | teppc | SPPC | SPPC | Nevada Power Company | NEVP | SW | 2008-02-01 | 2050-12-31 | 15 | 1 | 15 | 15 | Geo-BinaryCycle | Geothermal_steam | Geothermal | SW_Geothermal |  |  |  | 2008 | 2050 | 0 | SW | 15 | 1899-12-31 | 1 |  | 14
1345 | Galena_3_2 | Galena 3 Geothermal Power Plant-GEN2 | teppc | SPPC | SPPC | Nevada Power Company | NEVP | SW | 2008-02-01 | 2050-12-31 | 15 | 1 | 15 | 15 | Geo-BinaryCycle | Geothermal_steam | Geothermal | SW_Geothermal |  |  |  | 2008 | 2050 | 0 | SW | 15 | 1899-12-31 | 1 |  | 14
1346 | GANSO_1_WSTBM1 | Weststar Dairy Biogas | caiso | PGE_Valley | PGE_Valley | Pacific Gas and Electric Valley | PGE_Valley | CAISO |  | 2050-12-31 | 0 | 0 |  | 1 | RECIPROCATING ENGINE_BIOGAS | Biogas_ | Biogas_LandfillGas | CAISO_Biomass |  |  |  | 1900 | 2050 | 0 | CAISO | 1 | 1899-12-31 | 1 |  | 14
1347 | GARLND_2_GASLR | Garland B | caiso | SCE | SCE | Southern California Edison | SCE | CAISO | 2016-10-27 | 2050-12-31 | 180 | 1 | 180 | 180 | n/a | PVgeneric_sun | Solar_Fixed | CAISO_Solar |  |  |  | 2017 | 2050 | 0 | CAISO | 180 | 1899-12-31 | 1 |  | 14
1348 | GARLND_2_GASLRA | Garland A | caiso | SCE | SCE | Southern California Edison | SCE | CAISO | 2016-09-23 | 2050-12-31 | 20 | 1 | 20 | 20 | n/a | PVgeneric_sun | Solar_Fixed | CAISO_Solar |  |  |  | 2017 | 2050 | 0 | CAISO | 20 | 1899-12-31 | 1 |  | 14
1349 | GARNET_1_SOLAR | North Palm Springs 4A | caiso | SCE | SCE | Southern California Edison | SCE | CAISO | 2012-11-02 | 2050-12-31 | 4 | 1 | 4 | 4 | n/a | PVgeneric_sun | Solar_Fixed | CAISO_Solar |  |  |  | 2013 | 2050 | 0 | CAISO | 4 | 1899-12-31 | 1 |  | 14
1350 | GARNET_1_SOLAR2 | Garnet Solar Power Generation Station 1 | caiso | SCE | SCE | Southern California Edison | SCE | CAISO | 2014-12-23 | 2050-12-31 | 4 | 1 | 4 | 4 | n/a | PVgeneric_sun | Solar_Fixed | CAISO_Solar |  |  |  | 2015 | 2050 | 0 | CAISO | 4 | 1899-12-31 | 1 |  | 14
1351 | GARNET_1_UNITS |  | caiso | SCE | SCE | Southern California Edison | SCE | CAISO | 1975-07-01 | 2050-12-31 | 16.5 | 1 | 16.5 | 16.5 | n/a | wind_onshorewind | Wind | CAISO_Wind |  |  |  | 1976 | 2050 | 0 | CAISO | 16.5 | 1899-12-31 | 1 |  | 14
1352 | GARNET_1_WIND | GARNET WIND ENERGY CENTER | caiso | SCE | SCE | Southern California Edison | SCE | CAISO | 2009-06-02 | 2050-12-31 | 6.5 | 1 | 6.5 | 6.5 | n/a | wind_onshorewind | Wind | CAISO_Wind |  |  |  | 2009 | 2050 | 0 | CAISO | 6.5 | 1899-12-31 | 1 |  | 14
1353 | GARNET_1_WINDS | Garnet Winds Aggregation | caiso | SCE | SCE | Southern California Edison | SCE | CAISO | 2011-02-21 | 2050-12-31 | 22.5 | 1 | 22.5 | 22.5 | n/a | wind_onshorewind | Wind | CAISO_Wind |  |  |  | 2011 | 2050 | 0 | CAISO | 22.5 | 1899-12-31 | 1 |  | 14
1354 | GARNET_1_WT3WND | Wagner Wind | caiso | SCE | SCE | Southern California Edison | SCE | CAISO | 2012-12-24 | 2050-12-31 | 6 | 1 | 6 | 6 | n/a | wind_onshorewind | Wind | CAISO_Wind |  |  |  | 2013 | 2050 | 0 | CAISO | 6 | 1899-12-31 | 1 |  | 14
1355 | GARNET_2_DIFWD1 | Difwind | caiso | SCE | SCE | Southern California Edison | SCE | CAISO |  | 2050-12-31 | 7.88 | 1 | 7.88 | 7.88 | WIND_WIND | wind_onshorewind | Wind | CAISO_Wind |  |  |  | 1900 | 2050 | 0 | CAISO | 7.88 | 1899-12-31 | 1 |  | 14
1356 | GARNET_2_HYDRO | Whitewater Hydro | caiso | SCE | SCE | Southern California Edison | SCE | CAISO | 1986-04-11 | 2050-12-31 | 1 | 1 | 1 | 1 | n/a | Hydro_Standard | Hydro | CAISO_Small_Hydro |  |  |  | 1986 | 2050 | 0 | CAISO | 1 | 1899-12-31 | 1 |  | 14
1357 | GARNET_2_WIND1 | Phoenix | caiso | SCE | SCE | Southern California Edison | SCE | CAISO | 2015-01-26 | 2050-12-31 | 11.2 | 1 | 11.2 | 11.2 | n/a | wind_onshorewind | Wind | CAISO_Wind |  |  |  | 2015 | 2050 | 0 | CAISO | 11.2 | 1899-12-31 | 1 |  | 14
1358 | GARNET_2_WIND2 | Karen Avenue Wind Farm | caiso | SCE | SCE | Southern California Edison | SCE | CAISO | 2015-08-01 | 2050-12-31 | 11.7 | 1 | 11.7 | 11.7 | n/a | wind_onshorewind | Wind | CAISO_Wind |  |  |  | 2016 | 2050 | 0 | CAISO | 11.7 | 1899-12-31 | 1 |  | 14
1359 | GARNET_2_WIND3 | San Gorgonio East | caiso | SCE | SCE | Southern California Edison | SCE | CAISO | 1985-12-01 | 2050-12-31 | 12.6 | 1 | 12.6 | 12.6 | n/a | wind_onshorewind | Wind | CAISO_Wind |  |  |  | 1986 | 2050 | 0 | CAISO | 12.6 | 1899-12-31 | 1 |  | 14
1360 | GARNET_2_WIND4 | Windustries | caiso | SCE | SCE | Southern California Edison | SCE | CAISO | 1985-11-24 | 2050-12-31 | 9.8 | 1 | 9.8 | 9.8 | n/a | wind_onshorewind | Wind | CAISO_Wind |  |  |  | 1986 | 2050 | 0 | CAISO | 9.8 | 1899-12-31 | 1 |  | 14
1361 | GARNET_2_WIND5 | Eastwind | caiso | SCE | SCE | Southern California Edison | SCE | CAISO | 1985-01-07 | 2050-12-31 | 3 | 1 | 3 | 3 | n/a | wind_onshorewind | Wind | CAISO_Wind |  |  |  | 1985 | 2050 | 0 | CAISO | 3 | 1899-12-31 | 1 |  | 14
1362 | GARNET_2_WPMWD6 | WINTEC PALM | caiso | SCE | SCE | Southern California Edison | SCE | CAISO |  | 2050-12-31 | 5.93 | 1 | 5.93 | 5.93 | WIND_WIND | wind_onshorewind | Wind | CAISO_Wind |  |  |  | 1900 | 2050 | 0 | CAISO | 5.93 | 1899-12-31 | 1 |  | 14
1363 | GASKW1_2_GW1SR1 | Gaskell West 1 | caiso | SCE | SCE | Southern California Edison | SCE | CAISO |  | 2050-12-31 | 20 | 1 | 20 | 20 | PHOTO VOLTAIC_SUN | PVgeneric_sun | Solar_Fixed | CAISO_Solar |  |  |  | 1900 | 2050 | 0 | CAISO | 20 | 1899-12-31 | 1 |  | 14
1364 | GATES_2_SOLAR |  | caiso | PGE_Valley | PGE_Valley | Pacific Gas and Electric Valley | PGE_Valley | CAISO | 2013-06-24 | 2050-12-31 | 20 | 1 | 20 | 20 | n/a | PVgeneric_sun | Solar_Fixed | CAISO_Solar |  |  |  | 2013 | 2050 | 0 | CAISO | 20 | 1899-12-31 | 1 |  | 14
1365 | GATES_2_WSOLAR |  | caiso | PGE_Valley | PGE_Valley | Pacific Gas and Electric Valley | PGE_Valley | CAISO | 2013-06-24 | 2050-12-31 | 10 | 1 | 10 | 10 | n/a | PVgeneric_sun | Solar_Fixed | CAISO_Solar |  |  |  | 2013 | 2050 | 0 | CAISO | 10 | 1899-12-31 | 1 |  | 14
1366 | GATWAY_2_PL1X3 | GATEWAY GENERATING STATION | caiso | PGE_Bay | PGE_Bay | Pacific Gas and Electric Bay | PGE_Bay | CAISO | 2009-01-04 | 2050-12-31 | 558.6 | 0.95487 | 558.6 | 585 | CCWhole-NatGas-Industrial | CC_NG | CC | CAISO_CCGT1 |  |  |  | 2009 | 2050 | 0 | CAISO | 585 | 1899-12-31 | 1 |  | 14
1367 | Gem_State_1 | Gem State-1 | teppc | PAID | PAID | Idaho, PACE Utility | IPCO | NW | 1988-11-01 | 2050-12-31 | 22.6 | 1 | 22.6 | 22.6 | Hydro | Hydro_Standard | Hydro | NW_Hydro |  |  |  | 1989 | 2050 | 0 | NW | 22.6 | 1899-12-31 | 1 |  | 14
1368 | Genesee_2_2 | Genesee 2-2 | teppc | AESO | AESO | Alberta Electric System Operator | BCHA_AESO | Excluded | 1989-01-01 | 2030-01-01 | 422 | 1 | 422 | 422 | ST-Coal | Steam_Coal | Coal | Excluded_Coal |  |  |  | 1989 | 2029 | 0 | Excluded | 422 | 1899-12-31 | 1 |  | 14
1369 | Genesee_2_2_Gas | Sheerness 2-2 | teppc | BCHA | BCHA | British Columbia Transmission Company | BCHA_AESO | Excluded | 1990-01-01 | 2050-12-31 | 430 | 1 | 430 | 430 | CCWhole-NatGas-Industrial | CC_NG | CC | Excluded_CCGT |  |  |  | 1990 | 2050 | 0 | Excluded | 430 | 1899-12-31 | 1 |  | 14
1370 | Genesee_3_3 | Genesee 3-3 | teppc | AESO | AESO | Alberta Electric System Operator | BCHA_AESO | Excluded | 2004-11-01 | 2029-12-31 | 527 | 1 | 527 | 527 | ST-Coal | Steam_Coal | Coal | Excluded_Coal |  |  |  | 2005 | 2029 | 0 | Excluded | 527 | 1899-12-31 | 1 |  | 14
1371 | Genesee_Combined_Cycle | Genesee CC | teppc | BCHA | BCHA | British Columbia Transmission Company | BCHA_AESO | Excluded | 2025-01-01 | 2029-12-31 | 249.8 | 1 | 249.8 | 249.8 | CCWhole-NatGas-Industrial | CC_NG | CC | Excluded_CCGT |  |  |  | 2025 | 2029 | 0 | Excluded | 249.8 | 1899-12-31 | 1 |  | 14
1372 | Genesee1_1 | Genesee 1-1 | teppc | AESO | AESO | Alberta Electric System Operator | BCHA_AESO | Excluded | 1994-01-01 | 2029-12-31 | 422 | 1 | 422 | 422 | ST-Coal | Steam_Coal | Coal | Excluded_Coal |  |  |  | 1994 | 2029 | 0 | Excluded | 422 | 1899-12-31 | 1 |  | 14
1373 | GENESI_2_STG | Genesis Station | caiso | PGE_Valley | PGE_Valley | Pacific Gas and Electric Valley | PGE_Valley | CAISO | 2013-11-27 | 2050-12-31 | 250 | 1 | 250 | 250 | n/a | SolarThermal_sun | Solar_Thermal | CAISO_Solar |  |  |  | 2014 | 2050 | 0 | CAISO | 250 | 1899-12-31 | 1 |  | 14
1374 | Geo_East_Mesa_2_1 | Geo East Mesa (GEM) II GEN1 | teppc | IID | IID | Imperial Irrigation District | IID | IID | 1989-05-01 | 2050-12-31 | 22 | 1 | 22 | 22 | Geo-DoubleFlash | Geothermal_steam | Geothermal | IID_Geothermal |  |  |  | 1989 | 2050 | 0 | IID | 22 | 1899-12-31 | 1 |  | 14
1375 | Geo_East_Mesa_3_1 | Geo East Mesa (GEM) III GBU (Bottoming Unit) | teppc | IID | IID | Imperial Irrigation District | IID | IID | 1978-12-01 | 2050-12-31 | 22 | 1 | 22 | 22 | Geo-BinaryCycle | Geothermal_steam | Geothermal | IID_Geothermal |  |  |  | 1979 | 2050 | 0 | IID | 22 | 1899-12-31 | 1 |  | 14
1376 | Geo_East_Mesa_3_2 | Geo East Mesa (GEM) III GEN1 | teppc | IID | IID | Imperial Irrigation District | IID | IID | 2008-09-01 | 2050-12-01 | 10 | 1 | 10 | 10 | Geo-DoubleFlash | Geothermal_steam | Geothermal | IID_Geothermal |  |  |  | 2009 | 2050 | 0 | IID | 10 | 1899-12-31 | 1 |  | 14
1377 | Georgetown_1_2 | Georgetown 1 and 2 | teppc | PSCO | PSCO | Public Service Company of Colorado | PSCO | Excluded | 1907-12-01 | 2050-12-31 | 1.2 | 1 | 1.2 | 1.2 | Hydro | Hydro_Standard | Hydro | Excluded_Hydro |  |  |  | 1908 | 2050 | 0 | Excluded | 1.2 | 1899-12-31 | 1 |  | 14
1378 | GEYS11_7_UNIT11 | GEYSERS UNIT 11 (HEALDSBURG) | caiso | PGE_Bay | PGE_Bay | Pacific Gas and Electric Bay | PGE_Bay | CAISO | 1975-01-01 | 2050-12-31 | 68 | 0.91398 | 68 | 74.4 | n/a | Geothermal_steam | Geothermal | CAISO_Geothermal |  |  |  | 1975 | 2050 | 0 | CAISO | 74.4 | 1899-12-31 | 1 |  | 14
1379 | GEYS12_7_UNIT12 | GEYSERS UNIT 12 (HEALDSBURG) | caiso | PGE_Bay | PGE_Bay | Pacific Gas and Electric Bay | PGE_Bay | CAISO | 1979-01-01 | 2050-12-31 | 50 | 0.87719 | 50 | 57 | n/a | Geothermal_steam | Geothermal | CAISO_Geothermal |  |  |  | 1979 | 2050 | 0 | CAISO | 57 | 1899-12-31 | 1 |  | 14
1380 | GEYS13_7_UNIT13 | GEYSERS UNIT 13 (HEALDSBURG) | caiso | PGE_Bay | PGE_Bay | Pacific Gas and Electric Bay | PGE_Bay | CAISO | 1980-01-01 | 2050-12-31 | 56 | 0.58947 | 56 | 95 | n/a | Geothermal_steam | Geothermal | CAISO_Geothermal |  |  |  | 1980 | 2050 | 0 | CAISO | 95 | 1899-12-31 | 1 |  | 14
1381 | GEYS14_7_UNIT14 | GEYSERS UNIT 14 (HEALDSBURG) | caiso | PGE_Bay | PGE_Bay | Pacific Gas and Electric Bay | PGE_Bay | CAISO | 1980-01-01 | 2050-12-31 | 50 | 0.71429 | 50 | 70 | n/a | Geothermal_steam | Geothermal | CAISO_Geothermal |  |  |  | 1980 | 2050 | 0 | CAISO | 70 | 1899-12-31 | 1 |  | 14
1382 | GEYS16_7_UNIT16 | GEYSERS UNIT 16 (HEALDSBURG) | caiso | PGE_Bay | PGE_Bay | Pacific Gas and Electric Bay | PGE_Bay | CAISO | 1985-01-01 | 2050-12-31 | 49 | 0.57647 | 49 | 85 | n/a | Geothermal_steam | Geothermal | CAISO_Geothermal |  |  |  | 1985 | 2050 | 0 | CAISO | 85 | 1899-12-31 | 1 |  | 14
N/A | GEYS17_2_BOTRCK | Bottle Rock Geothermal | caiso | PGE_Bay | PGE_Bay | Pacific Gas and Electric Bay | PGE_Bay | CAISO | 2007-09-22 | 2050-12-31 | 7.08 | 0.70729 | 7.08 | 10.01 | n/a | Geothermal_steam | Geothermal | CAISO_Geothermal |  |  |  | 2008 | 2050 | 0 | CAISO | 10.01 | 1899-12-31 | 1 |  | 15
1383 | GEYS17_7_UNIT17 | GEYSERS UNIT 17 (HEALDSBURG) | caiso | PGE_Bay | PGE_Bay | Pacific Gas and Electric Bay | PGE_Bay | CAISO | 1982-01-01 | 2050-12-31 | 56 | 0.93333 | 56 | 60 | n/a | Geothermal_steam | Geothermal | CAISO_Geothermal |  |  |  | 1982 | 2050 | 0 | CAISO | 60 | 1899-12-31 | 1 |  | 15
1384 | GEYS18_7_UNIT18 | GEYSERS UNIT 18 (HEALDSBURG) | caiso | PGE_Bay | PGE_Bay | Pacific Gas and Electric Bay | PGE_Bay | CAISO | 1983-01-01 | 2050-12-31 | 45 | 0.625 | 45 | 72 | n/a | Geothermal_steam | Geothermal | CAISO_Geothermal |  |  |  | 1983 | 2050 | 0 | CAISO | 72 | 1899-12-31 | 1 |  | 15
1385 | GEYS20_7_UNIT20 | GEYSERS UNIT 20 (HEALDSBURG) | caiso | PGE_Bay | PGE_Bay | Pacific Gas and Electric Bay | PGE_Bay | CAISO | 1985-01-01 | 2050-12-31 | 40 | 0.64516 | 40 | 62 | n/a | Geothermal_steam | Geothermal | CAISO_Geothermal |  |  |  | 1985 | 2050 | 0 | CAISO | 62 | 1899-12-31 | 1 |  | 15
1386 | Ghost_Pine_G1_1 | Ghost Pine G1-1 | teppc | AESO | AESO | Alberta Electric System Operator | BCHA_AESO | Excluded | 2010-12-01 | 2050-12-31 | 16.32 | 1 | 16.32 | 16.32 | WT-Onshore | wind_onshorewind | Wind | Excluded_Wind |  |  |  | 2011 | 2050 | 0 | Excluded | 16.32 | 1899-12-31 | 1 |  | 15
1387 | Ghost_Pine_G2_2 | Ghost Pine G2-2 | teppc | AESO | AESO | Alberta Electric System Operator | BCHA_AESO | Excluded | 2010-12-01 | 2050-12-31 | 16.32 | 1 | 16.32 | 16.32 | WT-Onshore | wind_onshorewind | Wind | Excluded_Wind |  |  |  | 2011 | 2050 | 0 | Excluded | 16.32 | 1899-12-31 | 1 |  | 15
1388 | Ghost_Pine_G3_3 | Ghost Pine G3-3 | teppc | AESO | AESO | Alberta Electric System Operator | BCHA_AESO | Excluded | 2010-12-01 | 2050-12-31 | 16.32 | 1 | 16.32 | 16.32 | WT-Onshore | wind_onshorewind | Wind | Excluded_Wind |  |  |  | 2011 | 2050 | 0 | Excluded | 16.32 | 1899-12-31 | 1 |  | 15
1389 | Ghost_Pine_G4_4 | Ghost Pine G4-4 | teppc | AESO | AESO | Alberta Electric System Operator | BCHA_AESO | Excluded | 2010-12-01 | 2050-12-31 | 16.32 | 1 | 16.32 | 16.32 | WT-Onshore | wind_onshorewind | Wind | Excluded_Wind |  |  |  | 2011 | 2050 | 0 | Excluded | 16.32 | 1899-12-31 | 1 |  | 15
1390 | Ghost_Pine_G5_5 | Ghost Pine G5-5 | teppc | AESO | AESO | Alberta Electric System Operator | BCHA_AESO | Excluded | 2010-12-01 | 2050-12-31 | 16.32 | 1 | 16.32 | 16.32 | WT-Onshore | wind_onshorewind | Wind | Excluded_Wind |  |  |  | 2011 | 2050 | 0 | Excluded | 16.32 | 1899-12-31 | 1 |  | 15
1391 | GHOST1_1 | GHOST1-1 | teppc | AESO | AESO | Alberta Electric System Operator | BCHA_AESO | Excluded | 1929-01-01 | 2050-12-01 | 1 | 1 | 1 | 1 | Hydro | Hydro_Standard | Hydro | Excluded_Hydro |  |  |  | 1929 | 2050 | 0 | Excluded | 1 | 1899-12-31 | 1 |  | 15
1392 | GHOST2_2 | GHOST2-2 | teppc | AESO | AESO | Alberta Electric System Operator | BCHA_AESO | Excluded | 1929-01-01 | 2050-12-01 | 16 | 1 | 16 | 16 | Hydro | Hydro_Standard | Hydro | Excluded_Hydro |  |  |  | 1929 | 2050 | 0 | Excluded | 16 | 1899-12-31 | 1 |  | 15
1393 | GHOST3_3 | GHOST3-3 | teppc | AESO | AESO | Alberta Electric System Operator | BCHA_AESO | Excluded | 1929-01-01 | 2050-12-01 | 16 | 1 | 16 | 16 | Hydro | Hydro_Standard | Hydro | Excluded_Hydro |  |  |  | 1929 | 2050 | 0 | Excluded | 16 | 1899-12-31 | 1 |  | 15
1394 | GHOST4_4 | GHOST4-4 | teppc | AESO | AESO | Alberta Electric System Operator | BCHA_AESO | Excluded | 1929-01-01 | 2050-12-01 | 28 | 1 | 28 | 28 | Hydro | Hydro_Standard | Hydro | Excluded_Hydro |  |  |  | 1929 | 2050 | 0 | Excluded | 28 | 1899-12-31 | 1 |  | 15
1395 | GIFENS_6_BUGSL1 | Burford Giffen | caiso | PGE_Valley | PGE_Valley | Pacific Gas and Electric Valley | PGE_Valley | CAISO |  | 2050-12-31 | 20 | 1 | 20 | 20 | PHOTO VOLTAIC_SUN | PVgeneric_sun | Solar_Fixed | CAISO_Solar |  |  |  | 1900 | 2050 | 0 | CAISO | 20 | 1899-12-31 | 1 |  | 15
1396 | GIFFEN_6_SOLAR |  | caiso | PGE_Valley | PGE_Valley | Pacific Gas and Electric Valley | PGE_Valley | CAISO | 2012-07-25 | 2050-12-31 | 10 | 1 | 10 | 10 | n/a | PVgeneric_sun | Solar_Fixed | CAISO_Solar |  |  |  | 2013 | 2050 | 0 | CAISO | 10 | 1899-12-31 | 1 |  | 15
1397 | GIFFEN_6_SOLAR1 | Aspiration Solar G | caiso | PGE_Valley | PGE_Valley | Pacific Gas and Electric Valley | PGE_Valley | CAISO |  | 2050-12-31 | 9 | 1 | 9 | 9 | PVgeneric_sun | PVgeneric_sun | Solar_Fixed | CAISO_Solar |  |  |  | 1900 | 2050 | 0 | CAISO | 9 | 1899-12-31 | 1 |  | 15
1398 | Gila_River_CC1 | GilaRiverCC1 (Total CC Plant) | teppc | AZPS | AZPS | Arizona Public Service Company | AZPS | SW | 2003-05-01 | 2050-12-31 | 590 | 1 | 590 | 590 | CCWhole-NatGas-Industrial | CC_NG | CC | SW_CCGT |  |  |  | 2003 | 2050 | 0 | SW | 590 | 1899-12-31 | 1 |  | 15
1399 | Gila_River_CC2 | GilaRiverCC2 (Total CC Plant) | teppc | AZPS | AZPS | Arizona Public Service Company | AZPS | SW | 2018-06-01 | 2050-12-31 | 550 | 1 | 550 | 550 | CCWhole-NatGas-Industrial | CC_NG | CC | SW_CCGT |  |  |  | 2018 | 2050 | 0 | SW | 550 | 1899-12-31 | 1 |  | 15
1400 | Gila_River_CC3 | GilaRiverCC3 (Total CC Plant) | teppc | TEPC | TEPC | Tucson Electric Power Company | TEPC | SW | 2003-07-01 | 2050-12-31 | 550 | 1 | 550 | 550 | CCWhole-NatGas-Industrial | CC_NG | CC | SW_CCGT |  |  |  | 2004 | 2050 | 0 | SW | 550 | 1899-12-31 | 1 |  | 15
1401 | Gila_River_CC4 | GilaRiverCC4 (Total CC Plant) | teppc | AZPS | AZPS | Arizona Public Service Company | AZPS | SW | 2003-07-01 | 2050-12-31 | 600 | 1 | 600 | 600 | CCWhole-NatGas-Industrial | CC_NG | CC | SW_CCGT |  |  |  | 2004 | 2050 | 0 | SW | 600 | 1899-12-31 | 1 |  | 15
1402 | GILROY_1_UNIT | GILROY COGEN - UNIT 2 | caiso | PGE_Bay | PGE_Bay | Pacific Gas and Electric Bay | PGE_Bay | CAISO | 1987-01-01 | 2050-12-31 | 110 | 0.91667 | 110 | 120 | CCWhole-NatGas-Industrial | CT_NG | CT | CAISO_Peaker1 |  |  |  | 1987 | 2050 | 0 | CAISO | 120 | 1899-12-31 | 1 |  | 15
1403 | GILRPP_1_PL1X2 | GILROY ENERGY CENTER UNITS 1&2 AGGREGATE | caiso | PGE_Bay | PGE_Bay | Pacific Gas and Electric Bay | PGE_Bay | CAISO | 2002-01-29 | 2050-12-31 | 95.2 | 1 | 95.2 | 95.2 | CT-NatGas-Aero | CT_NG | CT | CAISO_Peaker2 |  |  |  | 2002 | 2050 | 0 | CAISO | 95.2 | 1899-12-31 | 1 |  | 15
1404 | GILRPP_1_PL3X4 | GILROY ENERGY CENTER, UNIT #3 | caiso | PGE_Bay | PGE_Bay | Pacific Gas and Electric Bay | PGE_Bay | CAISO | 2002-02-28 | 2050-12-31 | 46.2 | 1 | 46.2 | 46.2 | CT-NatGas-Aero | CT_NG | CT | CAISO_Peaker2 |  |  |  | 2002 | 2050 | 0 | CAISO | 46.2 | 1899-12-31 | 1 |  | 15
1405 | GlacierWind1 | NaturEner Glacier Wind Energy 1-NGW1 | teppc | NWMT | NWMT | NorthWestern Energy | NWMT_WAUW | NW | 2008-10-01 | 2050-12-31 | 106.5 | 1 | 106.5 | 106.5 | WT-Onshore | wind_onshorewind | Wind | NW_Wind | CAISO | 106.5 |  | 2009 | 2050 | 0 | CAISO | 106.5 | 1899-12-31 | 1 |  | 15
1406 | GlacierWind2 | NaturEner Glacier Wind Energy 2-NGW2 | teppc | NWMT | NWMT | NorthWestern Energy | NWMT_WAUW | NW | 2009-07-01 | 2050-12-31 | 103.5 | 1 | 103.5 | 103.5 | WT-Onshore | wind_onshorewind | Wind | NW_Wind | CAISO | 103.5 |  | 2010 | 2050 | 0 | CAISO | 103.5 | 1899-12-31 | 1 |  | 15
1407 | GLDFGR_6_SOLAR1 | Portal Ridge B | caiso | SCE | SCE | Southern California Edison | SCE | CAISO |  | 2050-12-31 | 20 | 1 | 20 | 20 | PVgeneric_sun | PVgeneric_sun | Solar_Fixed | CAISO_Solar |  |  |  | 1900 | 2050 | 0 | CAISO | 20 | 1899-12-31 | 1 |  | 15
1408 | GLDFGR_6_SOLAR2 | Portal Ridge C | caiso | SCE | SCE | Southern California Edison | SCE | CAISO |  | 2050-12-31 | 11.4 | 1 | 11.4 | 11.4 | PVgeneric_sun | PVgeneric_sun | Solar_Fixed | CAISO_Solar |  |  |  | 1900 | 2050 | 0 | CAISO | 11.4 | 1899-12-31 | 1 |  | 15
1409 | GLDTWN_6_COLUM3 | Columbia 3 | caiso | SCE | SCE | Southern California Edison | SCE | CAISO | 2013-12-10 | 2050-12-31 | 10 | 1 | 10 | 10 | n/a | PVgeneric_sun | Solar_Fixed | CAISO_Solar |  |  |  | 2014 | 2050 | 0 | CAISO | 10 | 1899-12-31 | 1 |  | 15
1410 | GLDTWN_6_SOLAR | Rio Grande | caiso | SCE | SCE | Southern California Edison | SCE | CAISO | 2013-11-18 | 2050-12-31 | 5 | 1 | 5 | 5 | n/a | PVgeneric_sun | Solar_Fixed | CAISO_Solar |  |  |  | 2014 | 2050 | 0 | CAISO | 5 | 1899-12-31 | 1 |  | 15
1411 | Glen_Canyon_1 | Glen Canyon 1 | teppc | WACM | WACM | Western Area Power Administration, Colorado-Missouri Region | WACM | Excluded | 1964-09-01 | 2050-12-31 | 165 | 1 | 165 | 165 | Hydro | Hydro_Standard | Hydro | Excluded_Hydro |  |  |  | 1965 | 2050 | 0 | Excluded | 165 | 1899-12-31 | 1 |  | 15
1412 | Glen_Canyon_2 | Glen Canyon 2 | teppc | WACM | WACM | Western Area Power Administration, Colorado-Missouri Region | WACM | Excluded | 1964-09-01 | 2050-12-31 | 157 | 1 | 157 | 157 | Hydro | Hydro_Standard | Hydro | Excluded_Hydro |  |  |  | 1965 | 2050 | 0 | Excluded | 157 | 1899-12-31 | 1 |  | 15
1413 | Glen_Canyon_3 | Glen Canyon 3 | teppc | WACM | WACM | Western Area Power Administration, Colorado-Missouri Region | WACM | Excluded | 1964-12-01 | 2050-12-31 | 165 | 1 | 165 | 165 | Hydro | Hydro_Standard | Hydro | Excluded_Hydro |  |  |  | 1965 | 2050 | 0 | Excluded | 165 | 1899-12-31 | 1 |  | 15
1414 | Glen_Canyon_4 | Glen Canyon 4 | teppc | WACM | WACM | Western Area Power Administration, Colorado-Missouri Region | WACM | Excluded | 1965-02-01 | 2050-12-31 | 157 | 1 | 157 | 157 | Hydro | Hydro_Standard | Hydro | Excluded_Hydro |  |  |  | 1965 | 2050 | 0 | Excluded | 157 | 1899-12-31 | 1 |  | 15
1415 | Glen_Canyon_5 | Glen Canyon 5 | teppc | WACM | WACM | Western Area Power Administration, Colorado-Missouri Region | WACM | Excluded | 1965-07-01 | 2050-12-31 | 165 | 1 | 165 | 165 | Hydro | Hydro_Standard | Hydro | Excluded_Hydro |  |  |  | 1966 | 2050 | 0 | Excluded | 165 | 1899-12-31 | 1 |  | 15
1416 | Glen_Canyon_6 | Glen Canyon 6 | teppc | WACM | WACM | Western Area Power Administration, Colorado-Missouri Region | WACM | Excluded | 1965-10-01 | 2050-12-31 | 165 | 1 | 165 | 165 | Hydro | Hydro_Standard | Hydro | Excluded_Hydro |  |  |  | 1966 | 2050 | 0 | Excluded | 165 | 1899-12-31 | 1 |  | 15
1417 | Glen_Canyon_7 | Glen Canyon 7 | teppc | WACM | WACM | Western Area Power Administration, Colorado-Missouri Region | WACM | Excluded | 1966-01-01 | 2050-12-31 | 157 | 1 | 157 | 157 | Hydro | Hydro_Standard | Hydro | Excluded_Hydro |  |  |  | 1966 | 2050 | 0 | Excluded | 157 | 1899-12-31 | 1 |  | 15
1418 | Glen_Canyon_8 | Glen Canyon 8 | teppc | WACM | WACM | Western Area Power Administration, Colorado-Missouri Region | WACM | Excluded | 1966-02-01 | 2050-12-31 | 165 | 1 | 165 | 165 | Hydro | Hydro_Standard | Hydro | Excluded_Hydro |  |  |  | 1966 | 2050 | 0 | Excluded | 165 | 1899-12-31 | 1 |  | 15
1419 | Glen_Canyon_Solar_1 |  | teppc | PAUT | PAUT | Utah, PACE Utility | PACE | NW | 1950-01-01 | 2050-12-31 | 82.2 | 1 | 82.2 | 82.2 | Solar | PVgeneric_sun | Solar_Fixed | NW_Solar |  |  |  | 1950 | 2050 | 0 | NW | 82.2 | 1899-12-31 | 1 |  | 15
1420 | Glen_Canyon_Solar_2 |  | teppc | PAUT | PAUT | Utah, PACE Utility | PACE | NW | 1950-01-01 | 2050-12-31 | 23.3 | 1 | 23.3 | 23.3 | Solar | PVgeneric_sun | Solar_Fixed | NW_Solar |  |  |  | 1950 | 2050 | 0 | NW | 23.3 | 1899-12-31 | 1 |  | 15
1421 | Glendo_1 | Glendo 1 | teppc | WACM | WACM | Western Area Power Administration, Colorado-Missouri Region | WACM | Excluded | 1958-12-01 | 2050-12-31 | 19 | 1 | 19 | 19 | Hydro | Hydro_Standard | Hydro | Excluded_Hydro |  |  |  | 1959 | 2050 | 0 | Excluded | 19 | 1899-12-31 | 1 |  | 15
1422 | Glendo_2 | Glendo 2 | teppc | WACM | WACM | Western Area Power Administration, Colorado-Missouri Region | WACM | Excluded | 1959-04-01 | 2050-12-31 | 19 | 1 | 19 | 19 | Hydro | Hydro_Standard | Hydro | Excluded_Hydro |  |  |  | 1959 | 2050 | 0 | Excluded | 19 | 1899-12-31 | 1 |  | 15
1423 | Glenrock_1 | Glenrock-1 | teppc | PAWY | PAWY | Wyoming, PACE Utility | PACE | NW | 2008-12-01 | 2050-12-31 | 99 | 1 | 99 | 99 | WT-Onshore | wind_onshorewind | Wind | NW_Wind |  |  |  | 2009 | 2050 | 0 | NW | 99 | 1899-12-31 | 1 |  | 15
1424 | Glenrock_2 | Glenrock-2 | teppc | IPFE | IPFE | Idaho Far East | IPCO | NW | 2008-12-01 | 2050-12-31 | 39 | 1 | 39 | 39 | WT-Onshore | wind_onshorewind | Wind | NW_Wind |  |  |  | 2009 | 2050 | 0 | NW | 39 | 1899-12-31 | 1 |  | 15
1425 | GLNARM_2_UNIT_5 | Glenarm Turbine 5 | caiso | SCE | SCE | Southern California Edison | SCE | CAISO | 2016-12-01 | 2050-12-31 | 65 | 0.98769 | 65 | 65.81 | COMBINED CYCLE_NATURAL GAS | CC_NG | CC | CAISO_CCGT2 |  |  |  | 2017 | 2050 | 0 | CAISO | 65.81 | 1899-12-31 | 1 |  | 15
1426 | GLNARM_7_UNIT_1 | GLEN ARM UNIT 1 | caiso | SCE | SCE | Southern California Edison | SCE | CAISO | 1976-01-01 | 2050-12-31 | 22.07 | 1 | 22.07 | 22.07 | CT-NatGas-Aero | CT_NG | CT | CAISO_Peaker2 |  |  |  | 1976 | 2050 | 0 | CAISO | 22.07 | 1899-12-31 | 1 |  | 15
1427 | GLNARM_7_UNIT_2 | GLEN ARM UNIT 2 | caiso | SCE | SCE | Southern California Edison | SCE | CAISO | 1976-01-01 | 2050-12-31 | 22.3 | 1 | 22.3 | 22.3 | CT-NatGas-Aero | CT_NG | CT | CAISO_Peaker2 |  |  |  | 1976 | 2050 | 0 | CAISO | 22.3 | 1899-12-31 | 1 |  | 15
1428 | GLNARM_7_UNIT_3 |  | caiso | SCE | SCE | Southern California Edison | SCE | CAISO | 2004-01-08 | 2050-12-31 | 44.83 | 1 | 44.83 | 44.83 | CT-NatGas-Aero | CT_NG | CT | CAISO_Peaker2 |  |  |  | 2004 | 2050 | 0 | CAISO | 44.83 | 1899-12-31 | 1 |  | 15
1429 | GLNARM_7_UNIT_4 | GLEN ARM UNIT 4 | caiso | SCE | SCE | Southern California Edison | SCE | CAISO | 2004-01-08 | 2050-12-31 | 42.42 | 1 | 42.42 | 42.42 | CT-NatGas-Aero | CT_NG | CT | CAISO_Peaker2 |  |  |  | 2004 | 2050 | 0 | CAISO | 42.42 | 1899-12-31 | 1 |  | 15
1430 | GLOW_6_SOLAR | Antelope Power Plant | caiso | SCE | SCE | Southern California Edison | SCE | CAISO | 2013-03-25 | 2050-12-31 | 20 | 1 | 20 | 20 | n/a | PVgeneric_sun | Solar_Fixed | CAISO_Solar |  |  |  | 2013 | 2050 | 0 | CAISO | 20 | 1899-12-31 | 1 |  | 15
1431 | GMS_GX1 | GMS_GX1 | teppc | BCHA | BCHA | British Columbia Transmission Company | BCHA_AESO | Excluded | 2020-10-01 | 2050-03-30 | 4.7 | 1 | 4.7 | 4.7 | CCWhole-NatGas-SingleShaft | CC_NG | CC | Excluded_CCGT |  |  |  | 2021 | 2049 | 0 | Excluded | 4.7 | 1899-12-31 | 1 |  | 15
1432 | GMS_GX2 | GMS_GX2 | teppc | BCHA | BCHA | British Columbia Transmission Company | BCHA_AESO | Excluded | 2021-10-01 | 2050-03-30 | 9.5 | 1 | 9.5 | 9.5 | CCWhole-NatGas-SingleShaft | CC_NG | CC | Excluded_CCGT |  |  |  | 2022 | 2049 | 0 | Excluded | 9.5 | 1899-12-31 | 1 |  | 15
1433 | GMS_GX3 | GMS_GX3 | teppc | BCHA | BCHA | British Columbia Transmission Company | BCHA_AESO | Excluded | 2022-10-01 | 2050-03-30 | 5.9 | 1 | 5.9 | 5.9 | CCWhole-NatGas-SingleShaft | CC_NG | CC | Excluded_CCGT |  |  |  | 2023 | 2049 | 0 | Excluded | 5.9 | 1899-12-31 | 1 |  | 15
1434 | GMS_WND_13 | GMS_WND 13 | teppc | BCHA | BCHA | British Columbia Transmission Company | BCHA_AESO | Excluded | 2018-03-30 | 2050-03-30 | 141.3 | 1 | 141.3 | 141.3 | WT-Onshore | wind_onshorewind | Wind | Excluded_Wind |  |  |  | 2018 | 2049 | 0 | Excluded | 141.3 | 1899-12-31 | 1 |  | 15
1435 | Gold_Creek1_1 | Gold Creek 1-1 | teppc | AESO | AESO | Alberta Electric System Operator | BCHA_AESO | Excluded | 1999-01-01 | 2050-12-01 | 5 | 1 | 5 | 5 | CT-NatGas-Industrial | CT_NG | CT | Excluded_Peaker |  |  |  | 1999 | 2050 | 0 | Excluded | 5 | 1899-12-31 | 1 |  | 15
1436 | Golden_Biomass | LP Golden Biomass-1_LP Golden Biomass-1_IPP-EVP | teppc | BCHA | BCHA | British Columbia Transmission Company | BCHA_AESO | Excluded | 2011-06-01 | 2031-05-25 | 7.5 | 1 | 7.5 | 7.5 | Bio-ST | ST_Biomass | Biomass/Wood | Excluded_Biomass |  |  |  | 2011 | 2030 | 0 | Excluded | 7.5 | 1899-12-31 | 1 |  | 15
1437 | Golden_Hills_Wind | Golden Hills Wind-WT (267 x 1.5) | teppc | TPWR | TPWR | Tacoma Power | BPAT | NW | 2018-12-01 | 2050-04-15 | 400 | 1 | 400 | 400 | WT-Onshore | wind_onshorewind | Wind | NW_Wind |  |  |  | 2019 | 2049 | 0 | NW | 400 | 1899-12-31 | 1 |  | 15
1438 | Golden_Valley | Golden Valley Wind Park LLC-GVWP | teppc | IPFE | IPFE | Idaho Far East | IPCO | NW | 2010-11-23 | 2050-12-31 | 12.82 | 1 | 12.82 | 12.82 | WT-Onshore | wind_onshorewind | Wind | NW_Wind |  |  |  | 2011 | 2050 | 0 | NW | 12.82 | 1899-12-31 | 1 |  | 15
1439 | GoldendaleCC_Total | GoldendaleCC (Total CC Plant) | teppc | TPWR | TPWR | Tacoma Power | BPAT | NW | 2004-08-01 | 2050-12-31 | 291.8 | 1 | 291.8 | 291.8 | CCWhole-NatGas-Industrial | CC_NG | CC | NW_CCGT |  |  |  | 2005 | 2050 | 0 | NW | 291.8 | 1899-12-31 | 1 |  | 15
1440 | GOLETA_2_QF | GOLETA QFS | caiso | SCE | SCE | Southern California Edison | SCE | CAISO | 1986-01-01 | 2050-12-31 | 0.4 | 1 | 0.4 | 0.4 | n/a | Cogen_NG | Cogen | CAISO_Small_Hydro |  |  |  | 1986 | 2050 | 0 | CAISO | 0.4 | 1899-12-31 | 1 |  | 15
1441 | GOLETA_6_ELLWOD | ELLWOOD ENERGY SUPPORT FACILITY | caiso | SCE | SCE | Southern California Edison | SCE | CAISO | 1974-08-01 | 2018-09-28 | 0 | 0 |  | 54 | CT-NatGas-Industrial | CT_NG | CT | CAISO_Peaker2 |  |  |  | 1975 | 2018 | 0 | CAISO | 54 | 1899-12-31 | 1 |  | 15
1442 | GOLETA_6_EXGEN | EXXON COMPANY USA | caiso | SCE | SCE | Southern California Edison | SCE | CAISO | 1993-08-19 | 2050-12-31 | 3.4 | 0.070539 | 3.4 | 48.2 | CCWhole-NatGas-Aero | CT_NG | CT | CAISO_Peaker1 |  |  |  | 1994 | 2050 | 0 | CAISO | 48.2 | 1899-12-31 | 1 |  | 15
1443 | GOLETA_6_GAVOTA | Point Arguello Pipeline Company | caiso | SCE | SCE | Southern California Edison | SCE | CAISO | 1987-01-01 | 2050-12-31 | 0 | 0 |  | 9.9 | CT-NatGas-Aero | Cogen_NG | Cogen | CAISO_CHP |  |  |  | 1987 | 2050 | 0 | CAISO | 9.9 | 1899-12-31 | 1 |  | 15
1444 | GOLETA_6_TAJIGS | GOLETA_6_TAJIGS | caiso | SCE | SCE | Southern California Edison | SCE | CAISO | 2000-08-05 | 2050-12-31 | 2.84 | 1 | 2.84 | 2.84 | n/a | Biogas_ | Biogas_LandfillGas | CAISO_Biomass |  |  |  | 2001 | 2050 | 0 | CAISO | 2.84 | 1899-12-31 | 1 |  | 15
1445 | GONZLS_6_UNIT | Johnson Canyon Landfill | caiso | PGE_Valley | PGE_Valley | Pacific Gas and Electric Valley | PGE_Valley | CAISO | 2013-07-08 | 2050-12-31 | 1.42 | 1 | 1.42 | 1.42 | n/a | Biogas_ | Biogas_LandfillGas | CAISO_Biomass |  |  |  | 2014 | 2050 | 0 | CAISO | 1.42 | 1899-12-31 | 1 |  | 15
1446 | Goodnoe_Hills1 | Goodnoe Hills-1 | teppc | TPWR | TPWR | Tacoma Power | BPAT | NW | 2008-06-01 | 2050-12-31 | 94 | 1 | 94 | 94 | WT-Onshore | wind_onshorewind | Wind | NW_Wind |  |  |  | 2008 | 2050 | 0 | NW | 94 | 1899-12-31 | 1 |  | 15
1447 | Goodnoe_Hills2 | Goodnoe Hills 2-WT(1) | teppc | PNM | PNM | Public Service Company of New Mexico | PNM_EPE | SW | 2014-12-01 | 2050-12-31 | 34 | 1 | 34 | 34 | WT-Onshore | wind_onshorewind | Wind | SW_Wind |  |  |  | 2015 | 2050 | 0 | SW | 34 | 1899-12-31 | 1 |  | 15
1448 | GOOSLK_1_SOLAR1 | Goose Lake | caiso | PGE_Valley | PGE_Valley | Pacific Gas and Electric Valley | PGE_Valley | CAISO | 2015-05-23 | 2050-12-31 | 12 | 1 | 12 | 12 | n/a | PVgeneric_sun | Solar_Fixed | CAISO_Solar |  |  |  | 2015 | 2050 | 0 | CAISO | 12 | 1899-12-31 | 1 |  | 15
1449 | GordonButte | Gordon Butte Wind LLC-GBW | teppc | NWMT | NWMT | NorthWestern Energy | NWMT_WAUW | NW | 2011-12-31 | 2050-12-01 | 9.6 | 1 | 9.6 | 9.6 | WT-Onshore | wind_onshorewind | Wind | NW_Wind |  |  |  | 2012 | 2050 | 0 | NW | 9.6 | 1899-12-31 | 1 |  | 15
1450 | GordonMShrum01 | Gordon M Shrum-1_Gordon M Shrum-1_BCH-GMS | teppc | BCHA | BCHA | British Columbia Transmission Company | BCHA_AESO | Excluded | 1968-01-01 | 2033-03-31 | 305 | 1 | 305 | 305 | Hydro | Hydro_Standard | Hydro | Excluded_Hydro |  |  |  | 1968 | 2032 | 0 | Excluded | 305 | 1899-12-31 | 1 |  | 15
1451 | GordonMShrum02 | Gordon M Shrum-2_Gordon M Shrum-2_BCH-GMS | teppc | BCHA | BCHA | British Columbia Transmission Company | BCHA_AESO | Excluded | 1968-01-01 | 2033-03-31 | 305 | 1 | 305 | 305 | Hydro | Hydro_Standard | Hydro | Excluded_Hydro |  |  |  | 1968 | 2032 | 0 | Excluded | 305 | 1899-12-31 | 1 |  | 15
1452 | GordonMShrum03 | Gordon M Shrum-3_Gordon M Shrum-3_BCH-GMS | teppc | BCHA | BCHA | British Columbia Transmission Company | BCHA_AESO | Excluded | 1968-01-01 | 2033-03-31 | 305 | 1 | 305 | 305 | Hydro | Hydro_Standard | Hydro | Excluded_Hydro |  |  |  | 1968 | 2032 | 0 | Excluded | 305 | 1899-12-31 | 1 |  | 15
1453 | GordonMShrum04 | Gordon M Shrum-4_Gordon M Shrum-4_BCH-GMS | teppc | BCHA | BCHA | British Columbia Transmission Company | BCHA_AESO | Excluded | 1968-01-01 | 2033-03-31 | 305 | 1 | 305 | 305 | Hydro | Hydro_Standard | Hydro | Excluded_Hydro |  |  |  | 1968 | 2032 | 0 | Excluded | 305 | 1899-12-31 | 1 |  | 15
1454 | GordonMShrum05 | Gordon M Shrum-5_Gordon M Shrum-5_BCH-GMS | teppc | BCHA | BCHA | British Columbia Transmission Company | BCHA_AESO | Excluded | 1968-01-01 | 2033-03-31 | 305 | 1 | 305 | 305 | Hydro | Hydro_Standard | Hydro | Excluded_Hydro |  |  |  | 1968 | 2032 | 0 | Excluded | 305 | 1899-12-31 | 1 |  | 15
1455 | GordonMShrum06 | Gordon M Shrum-6_Gordon M Shrum-6_BCH-GMS | teppc | BCHA | BCHA | British Columbia Transmission Company | BCHA_AESO | Excluded | 1968-01-01 | 2033-03-31 | 305 | 1 | 305 | 305 | Hydro | Hydro_Standard | Hydro | Excluded_Hydro |  |  |  | 1968 | 2032 | 0 | Excluded | 305 | 1899-12-31 | 1 |  | 15
1456 | GordonMShrum07 | Gordon M Shrum-7_Gordon M Shrum-7_BCH-GMS | teppc | BCHA | BCHA | British Columbia Transmission Company | BCHA_AESO | Excluded | 1968-01-01 | 2033-03-31 | 305 | 1 | 305 | 305 | Hydro | Hydro_Standard | Hydro | Excluded_Hydro |  |  |  | 1968 | 2032 | 0 | Excluded | 305 | 1899-12-31 | 1 |  | 15
1457 | GordonMShrum08 | Gordon M Shrum-8_Gordon M Shrum-8_BCH-GMS | teppc | BCHA | BCHA | British Columbia Transmission Company | BCHA_AESO | Excluded | 1968-01-01 | 2033-03-31 | 305 | 1 | 305 | 305 | Hydro | Hydro_Standard | Hydro | Excluded_Hydro |  |  |  | 1968 | 2032 | 0 | Excluded | 305 | 1899-12-31 | 1 |  | 15
1458 | GordonMShrum09 | Gordon M Shrum-9_Gordon M Shrum-9_BCH-GMS | teppc | BCHA | BCHA | British Columbia Transmission Company | BCHA_AESO | Excluded | 1968-01-01 | 2033-03-31 | 305 | 1 | 305 | 305 | Hydro | Hydro_Standard | Hydro | Excluded_Hydro |  |  |  | 1968 | 2032 | 0 | Excluded | 305 | 1899-12-31 | 1 |  | 15
1459 | GordonMShrum10 | Gordon M Shrum-10_Gordon M Shrum-10_BCH-GMS | teppc | BCHA | BCHA | British Columbia Transmission Company | BCHA_AESO | Excluded | 1968-01-01 | 2033-03-31 | 305 | 1 | 305 | 305 | Hydro | Hydro_Standard | Hydro | Excluded_Hydro |  |  |  | 1968 | 2032 | 0 | Excluded | 305 | 1899-12-31 | 1 |  | 15
1460 | Gorge21 | Gorge-21 | teppc | SCL | SCL | Seattle Department of Lighting | BPAT | NW | 1924-09-01 | 2050-12-31 | 36.8 | 1 | 36.8 | 36.8 | Hydro | Hydro_Standard | Hydro | NW_Hydro |  |  |  | 1925 | 2050 | 0 | NW | 36.8 | 1899-12-31 | 1 |  | 15
1461 | Gorge22 | Gorge-22 | teppc | SCL | SCL | Seattle Department of Lighting | BPAT | NW | 1924-09-01 | 2050-12-31 | 36.8 | 1 | 36.8 | 36.8 | Hydro | Hydro_Standard | Hydro | NW_Hydro |  |  |  | 1925 | 2050 | 0 | NW | 36.8 | 1899-12-31 | 1 |  | 15
1462 | Gorge23 | Gorge-23 | teppc | SCL | SCL | Seattle Department of Lighting | BPAT | NW | 1929-05-01 | 2050-12-31 | 36.8 | 1 | 36.8 | 36.8 | Hydro | Hydro_Standard | Hydro | NW_Hydro |  |  |  | 1929 | 2050 | 0 | NW | 36.8 | 1899-12-31 | 1 |  | 15
1463 | Gorge24 | Gorge-24 | teppc | SCL | SCL | Seattle Department of Lighting | BPAT | NW | 1951-06-01 | 2050-12-31 | 96.9 | 1 | 96.9 | 96.9 | Hydro | Hydro_Standard | Hydro | NW_Hydro |  |  |  | 1951 | 2050 | 0 | NW | 96.9 | 1899-12-31 | 1 |  | 15
1464 | Goshen2_JollyHills_1 | Goshen Phase II-1_Jolly Hills | teppc | PAID | PAID | Idaho, PACE Utility | IPCO | NW | 2010-09-01 | 2050-12-31 | 90 | 1 | 90 | 90 | WT-Onshore | wind_onshorewind | Wind | NW_Wind | CAISO | 90 |  | 2011 | 2050 | 0 | CAISO | 90 | 1899-12-31 | 1 |  | 15
1465 | Goshen2_JollyHills_2 | Goshen Phase II-2_Jolly Hills | teppc | PAID | PAID | Idaho, PACE Utility | IPCO | NW | 2010-09-01 | 2050-12-31 | 39 | 1 | 39 | 39 | WT-Onshore | wind_onshorewind | Wind | NW_Wind | CAISO | 39 |  | 2011 | 2050 | 0 | CAISO | 39 | 1899-12-31 | 1 |  | 15
1466 | GP_CHP1_1 | GP-CHP1-1 | teppc | AESO | AESO | Alberta Electric System Operator | BCHA_AESO | Excluded | 2004-12-01 | 2050-12-31 | 27 | 1 | 27 | 27 | Bio-ST | ST_Biomass | Biomass/Wood | Excluded_Biomass |  |  |  | 2005 | 2050 | 0 | Excluded | 27 | 1899-12-31 | 1 |  | 15
1467 | GP_Wauna_Mill__CG_ |  | teppc | BPAT | BPAT | Bonneville Power Administration – Transmission | BPAT | NW | 1950-01-01 | 2050-12-31 | 23.7 | 1 | 23.7 | 23.7 | Bio-ST | ST_Biomass | Biomass/Wood | NW_Biomass |  |  |  | 1950 | 2050 | 0 | NW | 23.7 | 1899-12-31 | 1 |  | 15
1468 | Grace_3 | Grace-3 | teppc | PAID | PAID | Idaho, PACE Utility | IPCO | NW | 1913-12-01 | 2050-12-31 | 11 | 1 | 11 | 11 | Hydro | Hydro_Standard | Hydro | NW_Hydro |  |  |  | 1914 | 2050 | 0 | NW | 11 | 1899-12-31 | 1 |  | 15
1469 | Grace_4 | Grace-4 | teppc | PAID | PAID | Idaho, PACE Utility | IPCO | NW | 1913-12-01 | 2050-12-31 | 11 | 1 | 11 | 11 | Hydro | Hydro_Standard | Hydro | NW_Hydro |  |  |  | 1914 | 2050 | 0 | NW | 11 | 1899-12-31 | 1 |  | 15
1470 | Grace_5 | Grace-5 | teppc | PAID | PAID | Idaho, PACE Utility | IPCO | NW | 1922-12-01 | 2050-12-31 | 11 | 1 | 11 | 11 | Hydro | Hydro_Standard | Hydro | NW_Hydro |  |  |  | 1923 | 2050 | 0 | NW | 11 | 1899-12-31 | 1 |  | 15
1471 | Grand_Coulee | Grand Coulee | teppc | BPAT | BPAT | Bonneville Power Administration – Transmission | BPAT | NW | 1942-04-01 | 2050-12-31 | 6765 | 1 | 6765 | 6765 | Hydro | Hydro_Standard | Hydro | NW_Hydro |  |  |  | 1942 | 2050 | 0 | NW | 6765 | 1899-12-31 | 1 |  | 15
1472 | Grand_Valley_1_2 | Grand Valley Project Power Plant 1 & 2¦Palisade | teppc | PSCO | PSCO | Public Service Company of Colorado | PSCO | Excluded | 1931-12-01 | 2050-12-31 | 3 | 1 | 3 | 3 | Hydro | Hydro_Standard | Hydro | Excluded_Hydro |  |  |  | 1932 | 2050 | 0 | Excluded | 3 | 1899-12-31 | 1 |  | 15
1473 | Grand_View_PV_Solar_Two |  | teppc | IPMV | IPMV | Idaho Magic Valley | IPCO | NW | 2016-12-31 | 2050-12-31 | 140 | 1 | 140 | 140 | SolarPV-Tracking | 1axPV_sun | Solar_1Axis | NW_Solar |  |  |  | 2017 | 2050 | 0 | NW | 140 | 1899-12-31 | 1 |  | 15
1474 | GrandCouleePG07 | Grand Coulee-PG7 | teppc | BPAT | BPAT | Bonneville Power Administration – Transmission | BPAT | NW | 1973-10-01 | 2050-12-31 | 83.33 | 1 | 83.33 | 83.33 | PS-Hydro | Hydro_PumpedStorage | PSH | NW_Existing_Pumped_Storage |  |  |  | 1974 | 2050 | 0 | NW | 83.33 | 1899-12-31 | 1 |  | 15
1475 | GrandCouleePG08 | Grand Coulee-PG8 | teppc | BPAT | BPAT | Bonneville Power Administration – Transmission | BPAT | NW | 1973-11-01 | 2050-12-31 | 83.33 | 1 | 83.33 | 83.33 | PS-Hydro | Hydro_PumpedStorage | PSH | NW_Existing_Pumped_Storage |  |  |  | 1974 | 2050 | 0 | NW | 83.33 | 1899-12-31 | 1 |  | 15
1476 | GrandCouleePG09 | Grand Coulee-PG9 | teppc | BPAT | BPAT | Bonneville Power Administration – Transmission | BPAT | NW | 1983-04-01 | 2050-12-31 | 83.33 | 1 | 83.33 | 83.33 | PS-Hydro | Hydro_PumpedStorage | PSH | NW_Existing_Pumped_Storage |  |  |  | 1983 | 2050 | 0 | NW | 83.33 | 1899-12-31 | 1 |  | 15
1477 | GrandCouleePG10 | Grand Coulee-PG10 | teppc | BPAT | BPAT | Bonneville Power Administration – Transmission | BPAT | NW | 1983-06-01 | 2050-12-31 | 83.33 | 1 | 83.33 | 83.33 | PS-Hydro | Hydro_PumpedStorage | PSH | NW_Existing_Pumped_Storage |  |  |  | 1983 | 2050 | 0 | NW | 83.33 | 1899-12-31 | 1 |  | 15
1478 | GrandCouleePG11 | Grand Coulee-PG11 | teppc | BPAT | BPAT | Bonneville Power Administration – Transmission | BPAT | NW | 1983-11-01 | 2050-12-31 | 83.33 | 1 | 83.33 | 83.33 | PS-Hydro | Hydro_PumpedStorage | PSH | NW_Existing_Pumped_Storage |  |  |  | 1984 | 2050 | 0 | NW | 83.33 | 1899-12-31 | 1 |  | 15
1479 | GrandCouleePG12 | Grand Coulee-PG12 | teppc | BPAT | BPAT | Bonneville Power Administration – Transmission | BPAT | NW | 1984-04-01 | 2050-12-31 | 83.33 | 1 | 83.33 | 83.33 | PS-Hydro | Hydro_PumpedStorage | PSH | NW_Existing_Pumped_Storage |  |  |  | 1984 | 2050 | 0 | NW | 83.33 | 1899-12-31 | 1 |  | 15
1480 | GrandPrairie | Grand Prairie Harmattan Energy Center-1 | teppc | BCHA | BCHA | British Columbia Transmission Company | BCHA_AESO | Excluded | 2013-12-31 | 2050-12-31 | 93 | 1 | 93 | 93 | CT-NatGas-Industrial | CT_NG | CT | Excluded_Peaker |  |  |  | 2014 | 2050 | 0 | Excluded | 93 | 1899-12-31 | 1 |  | 15
1481 | GRANT_MTE_SG | GRANT MTE_LS | teppc | PAUT | PAUT | Utah, PACE Utility | PACE | NW | 2016-01-01 | 2050-12-31 | 80 | 1 | 80 | 80 | SolarPV-NonTracking | FixedPV_sun | Solar_Fixed | NW_Solar |  |  |  | 2016 | 2050 | 0 | NW | 80 | 1899-12-31 | 1 |  | 15
1482 | GRANT_MTW_SG | GRANT MTW_LS | teppc | PAUT | PAUT | Utah, PACE Utility | PACE | NW | 2016-01-01 | 2050-12-31 | 50 | 1 | 50 | 50 | SolarPV-NonTracking | FixedPV_sun | Solar_Fixed | NW_Solar |  |  |  | 2016 | 2050 | 0 | NW | 50 | 1899-12-31 | 1 |  | 15
1483 | Grasshopper_Flat | Grasshopper Flat | rps | PGE_Valley | PGE_Valley | Pacific Gas and Electric Valley | PGE_Valley | CAISO | 2019-01-21 | 2050-12-31 | 1.1 | 1 | 1.1 | 1.1 | Small hydroHydro: Unknown | Hydro_small | Hydro | CAISO_Small_Hydro |  |  |  | 2019 | 2050 | 0 | CAISO | 1.1 | 0.95 | 1 |  | 15
1484 | Graycliff_Wind_Prime |  | teppc | CISC | CISC | Southern California Edison | SCE | CAISO | 2015-12-01 | 2050-12-31 | 9.7 | 1 | 9.7 | 9.7 | WT-Onshore | wind_onshorewind | Wind | CAISO_Wind |  |  |  | 2016 | 2050 | 0 | CAISO | 9.7 | 1899-12-31 | 1 |  | 15
1485 | GraysHarborCC_Total | GraysHarborCC (Total CC Plant) | teppc | BPAT | BPAT | Bonneville Power Administration – Transmission | BPAT | NW | 2008-05-01 | 2050-12-01 | 657 | 1 | 657 | 657 | CCWhole-NatGas-Industrial | CC_NG | CC | NW_CCGT |  |  |  | 2008 | 2050 | 0 | NW | 657 | 1899-12-31 | 1 |  | 15
1486 | Grayson_3 | Grayson 3 | teppc | LDWP | LDWP | Los Angeles Department of Water and Power | LADWP | LDWP | 1953-12-01 | 2050-12-31 | 18 | 1 | 18 | 18 | ST-NatGas | ST_NG | Steam | LDWP_ST |  |  |  | 1954 | 2050 | 0 | LDWP | 18 | 1899-12-31 | 1 |  | 15
1487 | Grayson_4 | Grayson 4 | teppc | LDWP | LDWP | Los Angeles Department of Water and Power | LADWP | LDWP | 1959-09-01 | 2050-12-31 | 40 | 1 | 40 | 40 | ST-NatGas | ST_NG | Steam | LDWP_ST |  |  |  | 1960 | 2050 | 0 | LDWP | 40 | 1899-12-31 | 1 |  | 15
1488 | Grayson_5 | Grayson 5 | teppc | LDWP | LDWP | Los Angeles Department of Water and Power | LADWP | LDWP | 1964-11-01 | 2050-12-31 | 40 | 1 | 40 | 40 | ST-NatGas | ST_NG | Steam | LDWP_ST |  |  |  | 1965 | 2050 | 0 | LDWP | 40 | 1899-12-31 | 1 |  | 15
1489 | Grayson_9 | Grayson CT 9 | teppc | LDWP | LDWP | Los Angeles Department of Water and Power | LADWP | LDWP | 2003-12-01 | 2050-12-31 | 48 | 1 | 48 | 48 | CT-NatGas-Aero | CT_NG | CT | LDWP_Peaker |  |  |  | 2004 | 2050 | 0 | LDWP | 48 | 1899-12-31 | 1 |  | 15
1490 | Grayson_CC | GraysonCC (Total CC Plant) | teppc | LDWP | LDWP | Los Angeles Department of Water and Power | LADWP | LDWP | 2008-05-01 | 2025-12-31 | 102 | 1 | 102 | 102 | CCWhole-NatGas-Industrial | CC_NG | CC | LDWP_CCGT |  |  |  | 2008 | 2025 | 0 | LDWP | 102 | 1899-12-31 | 1 |  | 15
1491 | Grayson_CT8A | Grayson CT8A | teppc | LDWP | LDWP | Los Angeles Department of Water and Power | LADWP | LDWP | 2026-01-01 | 2050-12-31 | 34 | 1 | 34 | 34 | CT-NatGas-Industrial | CT_NG | CT | LDWP_Peaker |  |  |  | 2026 | 2050 | 0 | LDWP | 34 | 1899-12-31 | 1 |  | 15
1492 | Grayson_CT8BC | Grayson 8BC | teppc | LDWP | LDWP | Los Angeles Department of Water and Power | LADWP | LDWP | 2026-01-01 | 2050-12-31 | 68 | 1 | 68 | 68 | CT-NatGas-Industrial | CT_NG | CT | LDWP_Peaker |  |  |  | 2026 | 2050 | 0 | LDWP | 68 | 1899-12-31 | 1 |  | 15
1493 | Greater_Nanaimo | Greater Nanaimo PCC Cogeneration-1_Greater Nanaimo PCC Cogeneration-1_IPP-GNP | teppc | BCHA | BCHA | British Columbia Transmission Company | BCHA_AESO | Excluded | 2012-09-30 | 2032-09-26 | 0.34 | 1 | 0.34 | 0.34 | Bio-ST | ST_Biomass | Biomass/Wood | Excluded_Biomass |  |  |  | 2013 | 2032 | 0 | Excluded | 0.34 | 1899-12-31 | 1 |  | 15
1494 | Greater_Sandhill_1 | Greater Sandhill I-GS-P1 | teppc | PSCO | PSCO | Public Service Company of Colorado | PSCO | Excluded | 2011-01-01 | 2050-12-31 | 16 | 1 | 16 | 16 | SolarPV-Tracking | 1axPV_sun | Solar_1Axis | Excluded_Solar |  |  |  | 2011 | 2050 | 0 | Excluded | 16 | 1899-12-31 | 1 |  | 15
1495 | Green_Holdings_1 | Colorado Green Holdings LLC-CG1 | teppc | PSCO | PSCO | Public Service Company of Colorado | PSCO | Excluded | 2003-12-01 | 2050-12-31 | 81 | 1 | 81 | 81 | WT-Onshore | wind_onshorewind | Wind | Excluded_Wind |  |  |  | 2004 | 2050 | 0 | Excluded | 81 | 1899-12-31 | 1 |  | 15
1496 | Green_Holdings_2 | Colorado Green Holdings LLC-CG2 | teppc | PSCO | PSCO | Public Service Company of Colorado | PSCO | Excluded | 2003-12-01 | 2050-12-31 | 81 | 1 | 81 | 81 | WT-Onshore | wind_onshorewind | Wind | Excluded_Wind |  |  |  | 2004 | 2050 | 0 | Excluded | 81 | 1899-12-31 | 1 |  | 15
1497 | Green_Mountain_1 | Green Mountain 1 | teppc | WACM | WACM | Western Area Power Administration, Colorado-Missouri Region | WACM | Excluded | 1943-05-01 | 2050-12-31 | 14.44 | 1 | 14.44 | 14.44 | Hydro | Hydro_Standard | Hydro | Excluded_Hydro |  |  |  | 1943 | 2050 | 0 | Excluded | 14.44 | 1899-12-31 | 1 |  | 15
1498 | Green_Mountain_2 | Green Mountain 2 | teppc | WACM | WACM | Western Area Power Administration, Colorado-Missouri Region | WACM | Excluded | 1943-05-01 | 2050-12-31 | 14.44 | 1 | 14.44 | 14.44 | Hydro | Hydro_Standard | Hydro | Excluded_Hydro |  |  |  | 1943 | 2050 | 0 | Excluded | 14.44 | 1899-12-31 | 1 |  | 15
1499 | Green_Peter_1 | Green Peter-1 | teppc | BPAT | BPAT | Bonneville Power Administration – Transmission | BPAT | NW | 1967-07-01 | 2050-12-31 | 40 | 1 | 40 | 40 | Hydro | Hydro_Standard | Hydro | NW_Hydro |  |  |  | 1968 | 2050 | 0 | NW | 40 | 1899-12-31 | 1 |  | 15
1500 | Green_Peter_2 | Green Peter-2 | teppc | BPAT | BPAT | Bonneville Power Administration – Transmission | BPAT | NW | 1967-07-01 | 2050-12-31 | 40 | 1 | 40 | 40 | Hydro | Hydro_Standard | Hydro | NW_Hydro |  |  |  | 1968 | 2050 | 0 | NW | 40 | 1899-12-31 | 1 |  | 15
1501 | Green_Springs | Green Springs-1 | teppc | PACW | PACW | PacifiCorp – West | PACW | NW | 1960-05-01 | 2050-12-31 | 17.2 | 1 | 17.2 | 17.2 | Hydro | Hydro_Standard | Hydro | NW_Hydro |  |  |  | 1960 | 2050 | 0 | NW | 17.2 | 1899-12-31 | 1 |  | 15
1502 | GREENFLDWIND | GREENFIELD_WIND | teppc | NWMT | NWMT | NorthWestern Energy | NWMT_WAUW | NW | 2017-01-01 | 2050-12-31 | 25 | 1 | 25 | 25 | WT-Onshore | wind_onshorewind | Wind | NW_Wind |  |  |  | 2017 | 2050 | 0 | NW | 25 | 1899-12-31 | 1 |  | 15
1503 | GRIDLY_6_SOLAR | GRIDLEY MAIN TWO | caiso | PGE_Valley | PGE_Bay | Pacific Gas and Electric Bay | PGE_Bay | CAISO | 2013-04-01 | 2050-12-31 | 2.5 | 1 | 2.5 | 2.5 | n/a | PVgeneric_sun | Solar_Fixed | CAISO_Solar |  |  |  | 2013 | 2050 | 0 | CAISO | 2.5 | 1899-12-31 | 1 |  | 15
1504 | Griffith_CC | GriffithCC (Total CC Plant) | teppc | WALC | WALC | Western Area Power Administration, Lower Colorado Region | WALC | SW | 2001-10-01 | 2050-12-31 | 590.8 | 1 | 590.8 | 590.8 | CCWhole-NatGas-Industrial | CC_NG | CC | SW_CCGT |  |  |  | 2002 | 2050 | 0 | SW | 590.8 | 1899-12-31 | 1 |  | 15
1505 | GRIZLY_1_UNIT_1 | GRIZZLY HYDRO | caiso | PGE_Valley | PGE_Valley | Pacific Gas and Electric Valley | PGE_Valley | CAISO | 1993-01-01 | 2050-12-31 | 20 | 1 | 20 | 20 | n/a | Hydro_Standard | Hydro | CAISO_Hydro |  |  |  | 1993 | 2050 | 0 | CAISO | 20 | 1899-12-31 | 1 |  | 15
1506 | GRNLF1_1_UNITS | Greenleaf 1 | caiso | PGE_Valley | PGE_Valley | Pacific Gas and Electric Valley | PGE_Valley | CAISO | 1989-01-11 | 2050-12-31 | 0 | 0 |  | 49.2 | CCWhole-NatGas-Aero | CT_NG | CT | CAISO_Peaker1 |  |  |  | 1989 | 2050 | 0 | CAISO | 49.2 | 1899-12-31 | 1 |  | 15
1507 | GRNLF2_1_UNIT | GREENLEAF II COGEN | caiso | PGE_Valley | PGE_Valley | Pacific Gas and Electric Valley | PGE_Valley | CAISO | 1989-10-12 | 2050-12-31 | 33.13 | 0.66929 | 33.13 | 49.5 | CT-NatGas-Aero | Cogen_NG | Cogen | CAISO_CHP |  |  |  | 1990 | 2050 | 0 | CAISO | 49.5 | 1899-12-31 | 1 |  | 15
1508 | GRNVLY_7_SCLAND | SANTA CRUZ LANDFILL GENERATING PLANT | caiso | PGE_Valley | PGE_Valley | Pacific Gas and Electric Valley | PGE_Valley | CAISO | 2006-02-02 | 2050-12-31 | 3.04 | 1 | 3.04 | 3.04 | n/a | Biogas_ | Biogas_LandfillGas | CAISO_Biomass |  |  |  | 2006 | 2050 | 0 | CAISO | 3.04 | 1899-12-31 | 1 |  | 15
1509 | Grove_Solar_Center_LLC |  | teppc | IPTV | IPTV | Idaho Treasure Valley | IPCO | NW | 2016-12-31 | 2050-12-31 | 140 | 1 | 140 | 140 | SolarPV-NonTracking | FixedPV_sun | Solar_Fixed | NW_Solar |  |  |  | 2017 | 2050 | 0 | NW | 140 | 1899-12-31 | 1 |  | 15
1510 | GRSCRK_6_BGCKWW | BIG CREEK WATER WORKS - CEDAR FLAT | caiso | PGE_Bay | PGE_Bay | Pacific Gas and Electric Bay | PGE_Bay | CAISO | 1987-01-01 | 2050-12-31 | 5 | 1 | 5 | 5 | n/a | Hydro_Standard | Hydro | CAISO_Small_Hydro |  |  |  | 1987 | 2050 | 0 | CAISO | 5 | 1899-12-31 | 1 |  | 15
1511 | GRZZLY_1_BERKLY |  | caiso | PGE_Bay | PGE_Bay | Pacific Gas and Electric Bay | PGE_Bay | CAISO | 1987-05-19 | 2050-12-31 | 22.38 | 0.84934 | 22.38 | 26.35 | CCWhole-NatGas-Industrial | CT_NG | CT | CAISO_Peaker2 |  |  |  | 1987 | 2050 | 0 | CAISO | 26.35 | 1899-12-31 | 1 |  | 15
1512 | GUERNS_6_SOLAR |  | caiso | PGE_Valley | PGE_Valley | Pacific Gas and Electric Valley | PGE_Valley | CAISO | 2013-09-18 | 2050-12-31 | 20 | 1 | 20 | 20 | n/a | PVgeneric_sun | Solar_Fixed | CAISO_Solar |  |  |  | 2014 | 2050 | 0 | CAISO | 20 | 1899-12-31 | 1 |  | 15
1513 | Guernsey_1 | Guernsey 1 | teppc | WACM | WACM | Western Area Power Administration, Colorado-Missouri Region | WACM | Excluded | 1927-07-01 | 2050-12-31 | 3.2 | 1 | 3.2 | 3.2 | Hydro | Hydro_Standard | Hydro | Excluded_Hydro |  |  |  | 1928 | 2050 | 0 | Excluded | 3.2 | 1899-12-31 | 1 |  | 15
1514 | Guernsey_2 | Guernsey 2 | teppc | WACM | WACM | Western Area Power Administration, Colorado-Missouri Region | WACM | Excluded | 1928-01-01 | 2050-12-31 | 3.2 | 1 | 3.2 | 3.2 | Hydro | Hydro_Standard | Hydro | Excluded_Hydro |  |  |  | 1928 | 2050 | 0 | Excluded | 3.2 | 1899-12-31 | 1 |  | 15
1515 | GWFPWR_1_UNITS | HEP PEAKER PLANT UNIT 2 | caiso | PGE_Valley | PGE_Valley | Pacific Gas and Electric Valley | PGE_Valley | CAISO | 2001-08-27 | 2050-12-31 | 98.46 | 1 | 98.46 | 98.46 | CT-NatGas-Aero | CT_NG | CT | CAISO_Peaker1 |  |  |  | 2002 | 2050 | 0 | CAISO | 98.46 | 1899-12-31 | 1 |  | 15
1516 | GYS5X6_7_UNITS | GEYSERS UNITS 5 & 6 AGGREGATE | caiso | PGE_Bay | PGE_Bay | Pacific Gas and Electric Bay | PGE_Bay | CAISO | 1971-01-01 | 2050-12-31 | 85 | 1 | 85 | 85 | n/a | Geothermal_steam | Geothermal | CAISO_Geothermal |  |  |  | 1971 | 2050 | 0 | CAISO | 85 | 1899-12-31 | 1 |  | 15
1517 | GYS7X8_7_UNITS | GEYSERS UNITS 7 & 8 AGGREGATE | caiso | PGE_Bay | PGE_Bay | Pacific Gas and Electric Bay | PGE_Bay | CAISO | 1972-01-01 | 2050-12-31 | 76 | 0.92683 | 76 | 82 | n/a | Geothermal_steam | Geothermal | CAISO_Geothermal |  |  |  | 1972 | 2050 | 0 | CAISO | 82 | 1899-12-31 | 1 |  | 15
1518 | GYSRVL_7_WSPRNG | Warm Springs Hydro | caiso | PGE_Bay | PGE_Bay | Pacific Gas and Electric Bay | PGE_Bay | CAISO | 1988-12-22 | 2050-12-31 | 3.75 | 1 | 3.75 | 3.75 | n/a | Hydro_Standard | Hydro | CAISO_Small_Hydro |  |  |  | 1989 | 2050 | 0 | CAISO | 3.75 | 1899-12-31 | 1 |  | 15
1519 | H_M_Jackson_1 | H M Jackson-1 | teppc | BPAT | BPAT | Bonneville Power Administration – Transmission | BPAT | NW | 1984-06-01 | 2050-12-31 | 47.5 | 1 | 47.5 | 47.5 | Hydro | Hydro_Standard | Hydro | NW_Hydro |  |  |  | 1984 | 2050 | 0 | NW | 47.5 | 1899-12-31 | 1 |  | 15
1520 | H_M_Jackson_2 | H M Jackson-2 | teppc | BPAT | BPAT | Bonneville Power Administration – Transmission | BPAT | NW | 1984-06-01 | 2050-12-31 | 47.5 | 1 | 47.5 | 47.5 | Hydro | Hydro_Standard | Hydro | NW_Hydro |  |  |  | 1984 | 2050 | 0 | NW | 47.5 | 1899-12-31 | 1 |  | 15
1521 | H_M_Jackson_3 | H M Jackson-3 | teppc | BPAT | BPAT | Bonneville Power Administration – Transmission | BPAT | NW | 1984-06-01 | 2050-12-31 | 8.4 | 1 | 8.4 | 8.4 | Hydro | Hydro_Standard | Hydro | NW_Hydro |  |  |  | 1984 | 2050 | 0 | NW | 8.4 | 1899-12-31 | 1 |  | 15
1522 | H_M_Jackson_4 | H M Jackson-4 | teppc | BPAT | BPAT | Bonneville Power Administration – Transmission | BPAT | NW | 1984-06-01 | 2050-12-31 | 8.4 | 1 | 8.4 | 8.4 | Hydro | Hydro_Standard | Hydro | NW_Hydro |  |  |  | 1984 | 2050 | 0 | NW | 8.4 | 1899-12-31 | 1 |  | 15
1523 | H_Wilson_Sundt_4_Coal | H. Wilson Sundt Generating Station 4 | teppc | PNM | PNM | Public Service Company of New Mexico | PNM_EPE | SW | 1967-07-01 | 2030-01-01 | 125 | 1 | 125 | 125 | ST-Coal | Steam_Coal | Coal | SW_Coal |  |  |  | 1968 | 2029 | 0 | SW | 125 | 1899-12-31 | 1 |  | 15
1524 | H_Wilson_Sundt_4_Gas | Gas Replacement for H. Wilson Sundt Generating Station 4 | teppc | TEPC | TEPC | Tucson Electric Power Company | TEPC | SW | 2017-01-01 | 2050-12-31 | 156 | 1 | 156 | 156 | ST-NatGas | ST_NG | Steam | SW_ST |  |  |  | 2017 | 2050 | 0 | SW | 156 | 1899-12-31 | 1 |  | 15
1525 | H_Wilson_Sundt_GT1 | H. Wilson Sundt CT GT1 | teppc | TEPC | TEPC | Tucson Electric Power Company | TEPC | SW | 1972-12-01 | 2050-12-31 | 22 | 1 | 22 | 22 | CT-NatGas-Aero | CT_NG | CT | SW_Peaker |  |  |  | 1973 | 2050 | 0 | SW | 22 | 1899-12-31 | 1 |  | 15
1526 | H_Wilson_Sundt_GT2 | H. Wilson Sundt CT GT2 | teppc | TEPC | TEPC | Tucson Electric Power Company | TEPC | SW | 1972-12-01 | 2050-12-31 | 22 | 1 | 22 | 22 | CT-NatGas-Aero | CT_NG | CT | SW_Peaker |  |  |  | 1973 | 2050 | 0 | SW | 22 | 1899-12-31 | 1 |  | 15
1527 | H_Wilson_Sundt_ST1 | H. Wilson Sundt Generating Station ST1 | teppc | TEPC | TEPC | Tucson Electric Power Company | TEPC | SW | 1958-12-01 | 2019-08-31 | 75 | 1 | 75 | 75 | ST-NatGas | ST_NG | Steam | SW_ST |  |  |  | 1959 | 2019 | 0 | SW | 75 | 1899-12-31 | 1 |  | 15
1528 | H_Wilson_Sundt_ST2 | H. Wilson Sundt Generating Station ST2 | teppc | TEPC | TEPC | Tucson Electric Power Company | TEPC | SW | 1960-10-01 | 2019-08-31 | 75 | 1 | 75 | 75 | ST-NatGas | ST_NG | Steam | SW_ST |  |  |  | 1961 | 2019 | 0 | SW | 75 | 1899-12-31 | 1 |  | 15
1529 | H_Wilson_Sundt_ST3 | H. Wilson Sundt Generating Station ST3 | teppc | TEPC | TEPC | Tucson Electric Power Company | TEPC | SW | 1962-06-01 | 2050-12-31 | 105 | 1 | 105 | 105 | ST-NatGas | ST_NG | Steam | SW_ST |  |  |  | 1962 | 2050 | 0 | SW | 105 | 1899-12-31 | 1 |  | 15
1530 | HAASPH_7_PL1X2 | HAAS PH UNIT 1 & 2 AGGREGATE | caiso | PGE_Valley | PGE_Valley | Pacific Gas and Electric Valley | PGE_Valley | CAISO | 1958-01-01 | 2050-12-31 | 144 | 1 | 144 | 144 | n/a | Hydro_Standard | Hydro | CAISO_Hydro |  |  |  | 1958 | 2050 | 0 | CAISO | 144 | 1899-12-31 | 1 |  | 15
1531 | Hailey_Cspp_1 | Hailey Cspp-1 | teppc | IPFE | IPFE | Idaho Far East | IPCO | NW | 1985-06-25 | 2030-04-15 | 0.06 | 1 | 0.06 | 0.06 | Hydro | Hydro_Standard | Hydro | NW_Hydro |  |  |  | 1985 | 2029 | 0 | NW | 0.06 | 1899-12-31 | 1 |  | 15
1532 | Haiwee_1 | Haiwee 1 | teppc | LDWP | LDWP | Los Angeles Department of Water and Power | LADWP | LDWP | 1927-07-01 | 2050-12-31 | 2.8 | 1 | 2.8 | 2.8 | Hydro | Hydro_Standard | Hydro | LDWP_Hydro |  |  |  | 1928 | 2050 | 0 | LDWP | 2.8 | 1899-12-31 | 1 |  | 15
1533 | Haiwee_2 | Haiwee 2 | teppc | LDWP | LDWP | Los Angeles Department of Water and Power | LADWP | LDWP | 1927-07-01 | 2050-12-31 | 2.7 | 1 | 2.7 | 2.7 | Hydro | Hydro_Standard | Hydro | LDWP_Hydro |  |  |  | 1928 | 2050 | 0 | LDWP | 2.7 | 1899-12-31 | 1 |  | 15
1534 | Halkirk1 | Halkirk-WG1-1 | teppc | AESO | AESO | Alberta Electric System Operator | BCHA_AESO | Excluded | 2012-12-01 | 2050-12-31 | 75.6 | 1 | 75.6 | 75.6 | WT-Onshore | wind_onshorewind | Wind | Excluded_Wind | CAISO | 75.6 |  | 2013 | 2050 | 0 | CAISO | 75.6 | 1899-12-31 | 1 |  | 15
1535 | Halkirk2 | Halkirk-WG1-2 | teppc | AESO | AESO | Alberta Electric System Operator | BCHA_AESO | Excluded | 2012-12-01 | 2050-12-31 | 73.8 | 1 | 73.8 | 73.8 | WT-Onshore | wind_onshorewind | Wind | Excluded_Wind |  |  |  | 2013 | 2050 | 0 | Excluded | 73.8 | 1899-12-31 | 1 |  | 15
1536 | HALSEY_6_UNIT | HALSEY HYDRO | caiso | PGE_Valley | PGE_Valley | Pacific Gas and Electric Valley | PGE_Valley | CAISO | 1916-01-01 | 2050-12-31 | 13.5 | 1 | 13.5 | 13.5 | n/a | Hydro_Standard | Hydro | CAISO_Small_Hydro |  |  |  | 1916 | 2050 | 0 | CAISO | 13.5 | 1899-12-31 | 1 |  | 15
1537 | Hammett_Hill | Hammett Hill Windfarm-1 | teppc | IPFE | IPFE | Idaho Far East | IPCO | NW | 2012-08-02 | 2050-12-31 | 23 | 1 | 23 | 23 | WT-Onshore | wind_onshorewind | Wind | NW_Wind |  |  |  | 2013 | 2050 | 0 | NW | 23 | 1899-12-31 | 1 |  | 15
1538 | Happy_Jack | Happy Jack Windpower HJW01 | teppc | WACM | WACM | Western Area Power Administration, Colorado-Missouri Region | WACM | Excluded | 2008-09-01 | 2050-12-31 | 29.4 | 1 | 29.4 | 29.4 | WT-Onshore | wind_onshorewind | Wind | Excluded_Wind |  |  |  | 2009 | 2050 | 0 | Excluded | 29.4 | 1899-12-31 | 1 |  | 15
1539 | HARBGN_7_UNITS | Harbor Cogen Unit 2 | caiso | SCE | SCE | Southern California Edison | SCE | CAISO | 2001-06-14 | 2050-12-31 | 100 | 0.91735 | 100 | 109.01 | CCWhole-NatGas-Industrial | CC_NG | CC | CAISO_CCGT2 |  |  |  | 2001 | 2050 | 0 | CAISO | 109.01 | 1899-12-31 | 1 |  | 15
1540 | Harbor_CC | HarborCC (Total CC Plant) | teppc | LDWP | LDWP | Los Angeles Department of Water and Power | LADWP | LDWP | 1995-01-01 | 2026-12-31 | 231 | 1 | 231 | 231 | CCWhole-NatGas-Industrial | CC_NG | CC | LDWP_CCGT |  |  |  | 1995 | 2026 | 0 | LDWP | 231 | 1899-12-31 | 1 |  | 15
1541 | Harbor_Unit_10 | Harbor CT GT10 | teppc | LDWP | LDWP | Los Angeles Department of Water and Power | LADWP | LDWP | 2001-10-01 | 2050-12-31 | 49 | 1 | 49 | 49 | CT-NatGas-Aero | CT_NG | CT | LDWP_Peaker |  |  |  | 2002 | 2050 | 0 | LDWP | 49 | 1899-12-31 | 1 |  | 15
1542 | Harbor_Unit_11 | Harbor CT GT11 | teppc | LDWP | LDWP | Los Angeles Department of Water and Power | LADWP | LDWP | 2001-10-01 | 2050-12-31 | 49 | 1 | 49 | 49 | CT-NatGas-Aero | CT_NG | CT | LDWP_Peaker |  |  |  | 2002 | 2050 | 0 | LDWP | 49 | 1899-12-31 | 1 |  | 15
1543 | Harbor_Unit_12 | Harbor CT GT12 | teppc | LDWP | LDWP | Los Angeles Department of Water and Power | LADWP | LDWP | 2001-10-01 | 2050-12-31 | 49 | 1 | 49 | 49 | CT-NatGas-Aero | CT_NG | CT | LDWP_Peaker |  |  |  | 2002 | 2050 | 0 | LDWP | 49 | 1899-12-31 | 1 |  | 15
1544 | Harbor_Unit_13 | Harbor CT GT13 | teppc | LDWP | LDWP | Los Angeles Department of Water and Power | LADWP | LDWP | 2001-10-01 | 2050-12-31 | 49 | 1 | 49 | 49 | CT-NatGas-Aero | CT_NG | CT | LDWP_Peaker |  |  |  | 2002 | 2050 | 0 | LDWP | 49 | 1899-12-31 | 1 |  | 15
1545 | Harbor_Unit_14 | Harbor CT GT14 | teppc | LDWP | LDWP | Los Angeles Department of Water and Power | LADWP | LDWP | 2001-10-01 | 2050-12-31 | 49 | 1 | 49 | 49 | CT-NatGas-Aero | CT_NG | CT | LDWP_Peaker |  |  |  | 2002 | 2050 | 0 | LDWP | 49 | 1899-12-31 | 1 |  | 15
1546 | Hardin | Hardin Generator Project-UNT1 | teppc | NWMT | NWMT | NorthWestern Energy | NWMT_WAUW | NW | 2006-04-01 | 2050-01-01 | 107 | 1 | 107 | 107 | ST-Coal | Steam_Coal | Coal | NW_Coal |  |  |  | 2006 | 2049 | 0 | NW | 107 | 1899-12-31 | 1 |  | 15
1547 | Harmac_Biomass | Harmac Biomass-1_Harmac Biomass-1_IPP-HMC | teppc | BCHA | BCHA | British Columbia Transmission Company | BCHA_AESO | Excluded | 2013-08-12 | 2028-08-12 | 55 | 1 | 55 | 55 | Bio-ST | ST_Biomass | Biomass/Wood | Excluded_Biomass |  |  |  | 2014 | 2028 | 0 | Excluded | 55 | 1899-12-31 | 1 |  | 15
1548 | HARMATT10 | AltaGas Harmattan 2 | teppc | AESO | AESO | Alberta Electric System Operator | BCHA_AESO | Excluded | 1950-01-01 | 2050-12-31 | 12.3 | 1 | 12.3 | 12.3 | CT-NatGas-Industrial | CT_NG | CT | Excluded_Peaker |  |  |  | 1950 | 2050 | 0 | Excluded | 12.3 | 1899-12-31 | 1 |  | 15
1549 | HARMATT11 |  | teppc | AESO | AESO | Alberta Electric System Operator | BCHA_AESO | Excluded | 1950-01-01 | 2050-12-31 | 13.5 | 1 | 13.5 | 13.5 | CT-NatGas-Industrial | CT_NG | CT | Excluded_Peaker |  |  |  | 1950 | 2050 | 0 | Excluded | 13.5 | 1899-12-31 | 1 |  | 15
1550 | HARMATT12 |  | teppc | AESO | AESO | Alberta Electric System Operator | BCHA_AESO | Excluded | 1950-01-01 | 2050-12-31 | 395 | 1 | 395 | 395 | CT-NatGas-Industrial | CT_NG | CT | Excluded_Peaker |  |  |  | 1950 | 2050 | 0 | Excluded | 395 | 1899-12-31 | 1 |  | 15
1551 | HARMATT9 |  | teppc | AESO | AESO | Alberta Electric System Operator | BCHA_AESO | Excluded | 1950-01-01 | 2050-12-31 | 15 | 1 | 15 | 15 | CT-AB-Cogen | Cogen_NG | Cogen | Excluded_CHP |  |  |  | 1950 | 2050 | 0 | Excluded | 15 | 1899-12-31 | 1 |  | 15
1552 | HarquahalaCC1_Total | HarquahalaCC1 (Total CC Plant) | teppc | TH_PV | TH_PV | Palo Verde and Arlington Valley and Harquahala CC and Redhawk | AZPS | SW | 2003-09-01 | 2050-12-31 | 360 | 1 | 360 | 360 | CCWhole-NatGas-Industrial | CC_NG | CC | SW_CCGT |  |  |  | 2004 | 2050 | 0 | SW | 360 | 1899-12-31 | 1 |  | 15
1553 | HarquahalaCC2_Total | HarquahalaCC2 (Total CC Plant) | teppc | TH_PV | TH_PV | Palo Verde and Arlington Valley and Harquahala CC and Redhawk | AZPS | SW | 2003-09-01 | 2050-12-31 | 360 | 1 | 360 | 360 | CCWhole-NatGas-Industrial | CC_NG | CC | SW_CCGT |  |  |  | 2004 | 2050 | 0 | SW | 360 | 1899-12-31 | 1 |  | 15
1554 | HarquahalaCC3_Total | HarquahalaCC3 (Total CC Plant) | teppc | TH_PV | TH_PV | Palo Verde and Arlington Valley and Harquahala CC and Redhawk | AZPS | SW | 2003-09-01 | 2050-12-31 | 360 | 1 | 360 | 360 | CCWhole-NatGas-Industrial | CC_NG | CC | SW_CCGT |  |  |  | 2004 | 2050 | 0 | SW | 360 | 1899-12-31 | 1 |  | 15
1555 | Harry_Allen_CC | HarryAllenCC (Total CC Plant) | teppc | NEVP | NEVP | Nevada Power Company | NEVP | SW | 2011-05-30 | 2050-12-31 | 521.7 | 1 | 521.7 | 521.7 | CCWhole-NatGas-Industrial | CC_NG | CC | SW_CCGT |  |  |  | 2011 | 2050 | 0 | SW | 521.7 | 1899-12-31 | 1 |  | 15
1556 | Harry_Allen_GT1 | Harry Allen GT1 | teppc | NEVP | NEVP | Nevada Power Company | NEVP | SW | 1995-06-01 | 2030-01-01 | 72 | 1 | 72 | 72 | CT-NatGas-Aero | CT_NG | CT | SW_Peaker |  |  |  | 1995 | 2029 | 0 | SW | 72 | 1899-12-31 | 1 |  | 15
1557 | Harry_Allen_GT4 | Harry Allen GT4 | teppc | NEVP | NEVP | Nevada Power Company | NEVP | SW | 2006-06-01 | 2037-12-31 | 72 | 1 | 72 | 72 | CT-NatGas-Aero | CT_NG | CT | SW_Peaker |  |  |  | 2006 | 2037 | 0 | SW | 72 | 1899-12-31 | 1 |  | 15
1558 | Hartzog_1 | Hartzog CT 1 | teppc | WACM | WACM | Western Area Power Administration, Colorado-Missouri Region | WACM | Excluded | 2002-08-01 | 2050-12-31 | 7.2 | 1 | 7.2 | 7.2 | CT-NatGas-Industrial | CT_NG | CT | Excluded_Peaker |  |  |  | 2003 | 2050 | 0 | Excluded | 7.2 | 1899-12-31 | 1 |  | 15
1559 | Hartzog_2 | Hartzog CT 2 | teppc | WACM | WACM | Western Area Power Administration, Colorado-Missouri Region | WACM | Excluded | 2002-08-01 | 2050-12-31 | 7.2 | 1 | 7.2 | 7.2 | CT-NatGas-Industrial | CT_NG | CT | Excluded_Peaker |  |  |  | 2003 | 2050 | 0 | Excluded | 7.2 | 1899-12-31 | 1 |  | 15
1560 | Hartzog_3 | Hartzog CT 3 | teppc | WACM | WACM | Western Area Power Administration, Colorado-Missouri Region | WACM | Excluded | 2002-08-01 | 2050-12-31 | 7.2 | 1 | 7.2 | 7.2 | CT-NatGas-Industrial | CT_NG | CT | Excluded_Peaker |  |  |  | 2003 | 2050 | 0 | Excluded | 7.2 | 1899-12-31 | 1 |  | 15
1561 | Harvest_Wind | Harvest Wind Project-HWP1 | teppc | TPWR | TPWR | Tacoma Power | BPAT | NW | 2010-01-01 | 2050-12-31 | 98.9 | 1 | 98.9 | 98.9 | WT-Onshore | wind_onshorewind | Wind | NW_Wind |  |  |  | 2010 | 2050 | 0 | NW | 98.9 | 1899-12-31 | 1 |  | 15
1562 | Hat_Creek_Bioenergy__LLC | Hat Creek Bioenergy, LLC | rps | PGE_Valley | PGE_Valley | Pacific Gas and Electric Valley | PGE_Valley | CAISO | 2020-06-15 | 2050-12-31 | 0 | 0 |  | 2.88 | Biomassnan | ST_Biomass | Biomass/Wood | CAISO_Biomass |  |  |  | 2020 | 2050 | 0 | CAISO | 2.88 | 0.95 | 1 |  | 15
1563 | Hatch_Solar_EC | Hatch Solar Energy Center I, LLC-1 | teppc | EPE | EPE | El Paso Electric Company | PNM_EPE | SW | 2011-07-08 | 2036-07-08 | 5 | 1 | 5 | 5 | SolarPV-Tracking | 1axPV_sun | Solar_1Axis | SW_Solar |  |  |  | 2012 | 2036 | 0 | SW | 5 | 1899-12-31 | 1 |  | 15
1564 | HATCR1_7_UNIT | Hat Creek #1 | caiso | PGE_Valley | PGE_Valley | Pacific Gas and Electric Valley | PGE_Valley | CAISO | 1921-01-01 | 2050-12-31 | 8.5 | 1 | 8.5 | 8.5 | n/a | Hydro_Standard | Hydro | CAISO_Small_Hydro |  |  |  | 1921 | 2050 | 0 | CAISO | 8.5 | 1899-12-31 | 1 |  | 15
1565 | HATCR2_7_UNIT | Hat Creek #2 | caiso | PGE_Valley | PGE_Valley | Pacific Gas and Electric Valley | PGE_Valley | CAISO | 1921-01-01 | 2050-12-31 | 8.5 | 1 | 8.5 | 8.5 | n/a | Hydro_Standard | Hydro | CAISO_Small_Hydro |  |  |  | 1921 | 2050 | 0 | CAISO | 8.5 | 1899-12-31 | 1 |  | 15
1566 | HATLOS_6_BWDHY1 | Bidwell Ditch | caiso | PGE_Bay | PGE_Bay | Pacific Gas and Electric Bay | PGE_Bay | CAISO |  | 2050-12-31 | 2 | 1 | 2 | 2 | HYDRO_WATER | Hydro_Standard | Hydro | CAISO_Hydro |  |  |  | 1900 | 2050 | 0 | CAISO | 2 | 1899-12-31 | 1 |  | 15
1567 | HATLOS_6_LSCRK | Lost Creek 1 & 2 Hydro Conversion | caiso | PGE_Valley | PGE_Valley | Pacific Gas and Electric Valley | PGE_Valley | CAISO | 1989-06-15 | 2050-12-31 | 1.7 | 1 | 1.7 | 1.7 | n/a | Hydro_Standard | Hydro | CAISO_Small_Hydro |  |  |  | 1989 | 2050 | 0 | CAISO | 1.7 | 1899-12-31 | 1 |  | 15
1568 | HATRDG_2_WIND | Hatchet Ridge Wind Farm | caiso | PGE_Valley | PGE_Valley | Pacific Gas and Electric Valley | PGE_Valley | CAISO | 2010-11-19 | 2050-12-31 | 102 | 1 | 102 | 102 | n/a | wind_onshorewind | Wind | CAISO_Wind |  |  |  | 2011 | 2050 | 0 | CAISO | 102 | 1899-12-31 | 1 |  | 15
1569 | Hauer_Creek_1 | Hauer Creek-1_Hauer Creek-1_IPP-HAC | teppc | BCHA | BCHA | British Columbia Transmission Company | BCHA_AESO | Excluded | 2007-06-15 | 2047-04-30 | 2.4 | 1 | 2.4 | 2.4 | Hydro | Hydro_Standard | Hydro | Excluded_Hydro |  |  |  | 2007 | 2046 | 0 | Excluded | 2.4 | 1899-12-31 | 1 |  | 15
1570 | Hauser_HAU1 | Hauser-HAU1 | teppc | CISC | CISC | Southern California Edison | SCE | CAISO | 1911-11-01 | 2050-12-31 | 2.8 | 1 | 2.8 | 2.8 | Hydro | Hydro_Standard | Hydro | CAISO_Hydro |  |  |  | 1912 | 2050 | 0 | CAISO | 2.8 | 1899-12-31 | 1 |  | 15
1571 | Hauser_HAU2 | Hauser-HAU2 | teppc | CISC | CISC | Southern California Edison | SCE | CAISO | 1911-11-01 | 2050-12-31 | 2.8 | 1 | 2.8 | 2.8 | Hydro | Hydro_Standard | Hydro | CAISO_Hydro |  |  |  | 1912 | 2050 | 0 | CAISO | 2.8 | 1899-12-31 | 1 |  | 15
1572 | Hauser_HAU3 | Hauser-HAU3 | teppc | CISC | CISC | Southern California Edison | SCE | CAISO | 1911-11-01 | 2050-12-31 | 2.8 | 1 | 2.8 | 2.8 | Hydro | Hydro_Standard | Hydro | CAISO_Hydro |  |  |  | 1912 | 2050 | 0 | CAISO | 2.8 | 1899-12-31 | 1 |  | 15
1573 | Hauser_HAU4 | Hauser-HAU4 | teppc | CISC | CISC | Southern California Edison | SCE | CAISO | 1911-11-01 | 2050-12-31 | 2.8 | 1 | 2.8 | 2.8 | Hydro | Hydro_Standard | Hydro | CAISO_Hydro |  |  |  | 1912 | 2050 | 0 | CAISO | 2.8 | 1899-12-31 | 1 |  | 15
1574 | Hauser_HAU5 | Hauser-HAU5 | teppc | CISC | CISC | Southern California Edison | SCE | CAISO | 1911-11-01 | 2050-12-31 | 2.8 | 1 | 2.8 | 2.8 | Hydro | Hydro_Standard | Hydro | CAISO_Hydro |  |  |  | 1912 | 2050 | 0 | CAISO | 2.8 | 1899-12-31 | 1 |  | 15
1575 | Hauser_HAU6 | Hauser-HAU6 | teppc | CISC | CISC | Southern California Edison | SCE | CAISO | 1915-09-01 | 2050-12-31 | 3 | 1 | 3 | 3 | Hydro | Hydro_Standard | Hydro | CAISO_Hydro |  |  |  | 1916 | 2050 | 0 | CAISO | 3 | 1899-12-31 | 1 |  | 15
1576 | Hay_Canyon_Wind | Hay Canyon Wind Power LLC-1 | teppc | TPWR | TPWR | Tacoma Power | BPAT | NW | 2009-04-01 | 2050-12-31 | 100.8 | 1 | 100.8 | 100.8 | WT-Onshore | wind_onshorewind | Wind | NW_Wind |  |  |  | 2009 | 2050 | 0 | NW | 100.8 | 1899-12-31 | 1 |  | 15
1577 | Hayden_1 | Hayden 1 | teppc | WACM | WACM | Western Area Power Administration, Colorado-Missouri Region | WACM | Excluded | 1965-07-01 | 2030-12-31 | 212 | 1 | 212 | 212 | ST-Coal | Steam_Coal | Coal | Excluded_Coal |  |  |  | 1966 | 2030 | 0 | Excluded | 212 | 1899-12-31 | 1 |  | 15
1578 | Hayden_2 | Hayden 2 | teppc | WACM | WACM | Western Area Power Administration, Colorado-Missouri Region | WACM | Excluded | 1976-09-01 | 2029-12-31 | 286 | 1 | 286 | 286 | ST-Coal | Steam_Coal | Coal | Excluded_Coal |  |  |  | 1977 | 2029 | 0 | Excluded | 286 | 1899-12-31 | 1 |  | 15
1579 | Haynes_1 | Haynes 1 | teppc | LDWP | LDWP | Los Angeles Department of Water and Power | LADWP | LDWP | 1962-09-01 | 2023-12-31 | 222 | 1 | 222 | 222 | ST-NatGas | ST_NG | Steam | LDWP_ST |  |  |  | 1963 | 2023 | 0 | LDWP | 222 | 1899-12-31 | 1 |  | 15
1580 | Haynes_11 | Haynes (Unit 5 & 6) Repowering Project 11 | teppc | LDWP | LDWP | Los Angeles Department of Water and Power | LADWP | LDWP | 2013-06-01 | 2050-12-31 | 96 | 1 | 96 | 96 | CT-NatGas-Industrial | CT_NG | CT | LDWP_Peaker |  |  |  | 2013 | 2050 | 0 | LDWP | 96 | 1899-12-31 | 1 |  | 15
1581 | Haynes_12 | Haynes (Unit 5 & 6) Repowering Project 12 | teppc | LDWP | LDWP | Los Angeles Department of Water and Power | LADWP | LDWP | 2013-06-01 | 2050-12-31 | 96 | 1 | 96 | 96 | CT-NatGas-Industrial | CT_NG | CT | LDWP_Peaker |  |  |  | 2013 | 2050 | 0 | LDWP | 96 | 1899-12-31 | 1 |  | 15
1582 | Haynes_13 | Haynes (Unit 5 & 6) Repowering Project 13 | teppc | LDWP | LDWP | Los Angeles Department of Water and Power | LADWP | LDWP | 2013-06-01 | 2050-12-31 | 96 | 1 | 96 | 96 | CT-NatGas-Industrial | CT_NG | CT | LDWP_Peaker |  |  |  | 2013 | 2050 | 0 | LDWP | 96 | 1899-12-31 | 1 |  | 15
1583 | Haynes_14 | Haynes (Unit 5 & 6) Repowering Project 14 | teppc | LDWP | LDWP | Los Angeles Department of Water and Power | LADWP | LDWP | 2013-06-01 | 2050-12-31 | 96 | 1 | 96 | 96 | CT-NatGas-Industrial | CT_NG | CT | LDWP_Peaker |  |  |  | 2013 | 2050 | 0 | LDWP | 96 | 1899-12-31 | 1 |  | 15
1584 | Haynes_15 | Haynes (Unit 5 & 6) Repowering Project 15 | teppc | LDWP | LDWP | Los Angeles Department of Water and Power | LADWP | LDWP | 2013-06-01 | 2050-12-31 | 96 | 1 | 96 | 96 | CT-NatGas-Industrial | CT_NG | CT | LDWP_Peaker |  |  |  | 2013 | 2050 | 0 | LDWP | 96 | 1899-12-31 | 1 |  | 15
1585 | Haynes_16 | Haynes (Unit 5 & 6) Repowering Project 16 | teppc | LDWP | LDWP | Los Angeles Department of Water and Power | LADWP | LDWP | 2013-06-01 | 2050-12-31 | 96 | 1 | 96 | 96 | CT-NatGas-Industrial | CT_NG | CT | LDWP_Peaker |  |  |  | 2013 | 2050 | 0 | LDWP | 96 | 1899-12-31 | 1 |  | 15
1586 | Haynes_2 | Haynes 2 | teppc | LDWP | LDWP | Los Angeles Department of Water and Power | LADWP | LDWP | 1963-04-01 | 2023-12-31 | 222 | 1 | 222 | 222 | ST-NatGas | ST_NG | Steam | LDWP_ST |  |  |  | 1963 | 2023 | 0 | LDWP | 222 | 1899-12-31 | 1 |  | 15
1587 | Haynes_CC | HaynesCC (Total CC Plant) | teppc | LDWP | LDWP | Los Angeles Department of Water and Power | LADWP | LDWP | 1967-03-01 | 2050-12-31 | 590 | 1 | 590 | 590 | CCWhole-NatGas-Industrial | CC_NG | CC | LDWP_CCGT |  |  |  | 1967 | 2050 | 0 | LDWP | 590 | 1899-12-31 | 1 |  | 15
1588 | HAYPRS_6_QFUNTS | HAYPRESS HYDRO QF UNITS | caiso | PGE_Valley | PGE_Valley | Pacific Gas and Electric Valley | PGE_Valley | CAISO | 1989-04-11 | 2050-12-31 | 14.8 | 1 | 14.8 | 14.8 | n/a | Hydro_Standard | Hydro | CAISO_Small_Hydro |  |  |  | 1989 | 2050 | 0 | CAISO | 14.8 | 1899-12-31 | 1 |  | 15
1589 | Hazelton_B1 | Hazelton B Hydro-U1 | teppc | IPTV | IPTV | Idaho Treasure Valley | IPCO | NW | 1993-05-08 | 2050-12-31 | 6.5 | 1 | 6.5 | 6.5 | Hydro | Hydro_Standard | Hydro | NW_Hydro |  |  |  | 1993 | 2050 | 0 | NW | 6.5 | 1899-12-31 | 1 |  | 15
1590 | Hazelton_B2 | Hazelton B Hydro-U2 | teppc | IPFE | IPFE | Idaho Far East | IPCO | NW | 1993-05-08 | 2050-12-31 | 3.8 | 1 | 3.8 | 3.8 | Hydro | Hydro_Standard | Hydro | NW_Hydro |  |  |  | 1993 | 2050 | 0 | NW | 3.8 | 1899-12-31 | 1 |  | 15
1591 | Headgate_Rock_1 | Headgate Rock 1 | teppc | WALC | WALC | Western Area Power Administration, Lower Colorado Region | WALC | SW | 1993-12-01 | 2050-12-31 | 6.5 | 1 | 6.5 | 6.5 | Hydro | Hydro_Standard | Hydro | SW_Hydro |  |  |  | 1994 | 2050 | 0 | SW | 6.5 | 1899-12-31 | 1 |  | 15
1592 | Headgate_Rock_2 | Headgate Rock 2 | teppc | WALC | WALC | Western Area Power Administration, Lower Colorado Region | WALC | SW | 1993-10-01 | 2050-12-31 | 6.5 | 1 | 6.5 | 6.5 | Hydro | Hydro_Standard | Hydro | SW_Hydro |  |  |  | 1994 | 2050 | 0 | SW | 6.5 | 1899-12-31 | 1 |  | 15
1593 | Headgate_Rock_3 | Headgate Rock 3 | teppc | WALC | WALC | Western Area Power Administration, Lower Colorado Region | WALC | SW | 1993-07-01 | 2050-12-31 | 6.5 | 1 | 6.5 | 6.5 | Hydro | Hydro_Standard | Hydro | SW_Hydro |  |  |  | 1994 | 2050 | 0 | SW | 6.5 | 1899-12-31 | 1 |  | 15
1594 | Heart_Mountain | Heart Mountain 1 | teppc | WACM | WACM | Western Area Power Administration, Colorado-Missouri Region | WACM | Excluded | 1947-12-01 | 2050-12-31 | 6.9 | 1 | 6.9 | 6.9 | Hydro | Hydro_Standard | Hydro | Excluded_Hydro |  |  |  | 1948 | 2050 | 0 | Excluded | 6.9 | 1899-12-31 | 1 |  | 15
1595 | Heartland_CC15 | Genesee CC | teppc | BCHA | BCHA | British Columbia Transmission Company | BCHA_AESO | Excluded | 2025-01-01 | 2029-12-31 | 249.8 | 1 | 249.8 | 249.8 | CCWhole-NatGas-Industrial | CC_NG | CC | Excluded_CCGT |  |  |  | 2025 | 2029 | 0 | Excluded | 249.8 | 1899-12-31 | 1 |  | 15
1596 | Heartland_CC16 | Genesee CC | teppc | BCHA | BCHA | British Columbia Transmission Company | BCHA_AESO | Excluded | 2025-01-01 | 2029-12-31 | 249.8 | 1 | 249.8 | 249.8 | CCWhole-NatGas-Industrial | CC_NG | CC | Excluded_CCGT |  |  |  | 2025 | 2029 | 0 | Excluded | 249.8 | 1899-12-31 | 1 |  | 15
1597 | Heber_Geo_1 | Heber I BT 2¦HEBER1 unit 11¦Heber 1-11 | teppc | IID | IID | Imperial Irrigation District | IID | IID | 2006-06-01 | 2050-12-31 | 8.75 | 1 | 8.75 | 8.75 | Geo-BinaryCycle | Geothermal_steam | Geothermal | IID_Geothermal |  |  |  | 2006 | 2050 | 0 | IID | 8.75 | 1899-12-31 | 1 |  | 15
1598 | Heber_Geo_2 | Heber I BT 3¦HEBERSCE_13.8_HEBER1 unit 12¦Heber 1-12 | teppc | IID | IID | Imperial Irrigation District | IID | IID | 2006-06-01 | 2050-12-31 | 4.37 | 1 | 4.37 | 4.37 | Geo-BinaryCycle | Geothermal_steam | Geothermal | IID_Geothermal |  |  |  | 2006 | 2050 | 0 | IID | 4.37 | 1899-12-31 | 1 |  | 15
1599 | Heber_Geo_Complex | Heber I Geothermal 1¦HEBER GEOTHEMAL COMPLEX PLANT¦HGC | teppc | IID | IID | Imperial Irrigation District | IID | IID | 1985-06-01 | 2050-12-31 | 52 | 1 | 52 | 52 | Geo-BinaryCycle | Geothermal_steam | Geothermal | IID_Geothermal |  |  |  | 1985 | 2050 | 0 | IID | 52 | 1899-12-31 | 1 |  | 15
1600 | Heber_II | Second Imperial Geothermal Company - Heber II 13-14¦SIGC92_13.8_HEBER_IMPERIAL¦GPGOII | teppc | IID | IID | Imperial Irrigation District | IID | IID | 2008-04-01 | 2050-12-31 | 16 | 1 | 16 | 16 | Geo-BinaryCycle | Geothermal_steam | Geothermal | IID_Geothermal |  |  |  | 2008 | 2050 | 0 | IID | 16 | 1899-12-31 | 1 |  | 15
1601 | Heber_Solar_PV | Heber Solar PV Project 1¦HEBR200 | teppc | IID | IID | Imperial Irrigation District | IID | IID | 2014-05-01 | 2050-12-31 | 10 | 1 | 10 | 10 | SolarPV-NonTracking | FixedPV_sun | Solar_Fixed | IID_Solar |  |  |  | 2014 | 2050 | 0 | IID | 10 | 1899-12-31 | 1 |  | 15
1602 | Heber_South_1 | Heber South 1¦HEBER SOUTH GEOTHERMAL¦GPHEBS | teppc | IID | IID | Imperial Irrigation District | IID | IID | 2008-04-01 | 2050-12-31 | 16 | 1 | 16 | 16 | Geo-BinaryCycle | Geothermal_steam | Geothermal | IID_Geothermal |  |  |  | 2008 | 2050 | 0 | IID | 16 | 1899-12-31 | 1 |  | 15
1603 | Hedge_Solar | Hedge PV 1 | teppc | BANC | BANC | Balancing Authority of Northern California | SMUD | BANC | 2012-01-01 | 2050-01-01 | 1.5 | 1 | 1.5 | 1.5 | SolarPV-NonTracking | FixedPV_sun | Solar_Fixed | BANC_Solar |  |  |  | 2012 | 2049 | 0 | BANC | 1.5 | 1899-12-31 | 1 |  | 15
1604 | Hellroaring1 | Hellroaring Hydro-HY1 | teppc | PNM | PNM | Public Service Company of New Mexico | PNM_EPE | SW | 1916-04-01 | 2030-04-15 | 0.2 | 1 | 0.2 | 0.2 | Hydro | Hydro_Standard | Hydro | SW_Hydro |  |  |  | 1916 | 2029 | 0 | SW | 0.2 | 1899-12-31 | 1 |  | 15
1605 | Hellroaring2 | Hellroaring Hydro-HY2 | teppc | PNM | PNM | Public Service Company of New Mexico | PNM_EPE | SW | 1916-04-02 | 2030-04-15 | 0.2 | 1 | 0.2 | 0.2 | Hydro | Hydro_Standard | Hydro | SW_Hydro |  |  |  | 1916 | 2029 | 0 | SW | 0.2 | 1899-12-31 | 1 |  | 15
1606 | Hells_Canyon_1 | Hells Canyon-1 | teppc | IPTV | IPTV | Idaho Treasure Valley | IPCO | NW | 1967-12-01 | 2050-12-31 | 130.5 | 1 | 130.5 | 130.5 | Hydro | Hydro_Standard | Hydro | NW_Hydro |  |  |  | 1968 | 2050 | 0 | NW | 130.5 | 1899-12-31 | 1 |  | 15
1607 | Hells_Canyon_2 | Hells Canyon-2 | teppc | IPTV | IPTV | Idaho Treasure Valley | IPCO | NW | 1967-12-01 | 2050-12-31 | 130.5 | 1 | 130.5 | 130.5 | Hydro | Hydro_Standard | Hydro | NW_Hydro |  |  |  | 1968 | 2050 | 0 | NW | 130.5 | 1899-12-31 | 1 |  | 15
1608 | Hells_Canyon_3 | Hells Canyon-3 | teppc | IPTV | IPTV | Idaho Treasure Valley | IPCO | NW | 1967-10-01 | 2050-12-31 | 130.5 | 1 | 130.5 | 130.5 | Hydro | Hydro_Standard | Hydro | NW_Hydro |  |  |  | 1968 | 2050 | 0 | NW | 130.5 | 1899-12-31 | 1 |  | 15
1609 | HELMPG_7_UNIT_1 |  | caiso | PGE_Valley | PGE_Valley | Pacific Gas and Electric Valley | PGE_Valley | CAISO | 1984-01-01 | 2050-12-31 | 407 | 1 | 407 | 407 | n/a | Hydro_PumpedStorage | PSH | CAISO_Existing_Pumped_Storage |  |  |  | 1984 | 2050 | 0 | CAISO | 407 | 1899-12-31 | 1 |  | 15
1610 | HELMPG_7_UNIT_2 |  | caiso | PGE_Valley | PGE_Valley | Pacific Gas and Electric Valley | PGE_Valley | CAISO | 1984-01-01 | 2050-12-31 | 407 | 1 | 407 | 407 | n/a | Hydro_PumpedStorage | PSH | CAISO_Existing_Pumped_Storage |  |  |  | 1984 | 2050 | 0 | CAISO | 407 | 1899-12-31 | 1 |  | 15
1611 | HELMPG_7_UNIT_3 |  | caiso | PGE_Valley | PGE_Valley | Pacific Gas and Electric Valley | PGE_Valley | CAISO | 1984-01-01 | 2050-12-31 | 404 | 1 | 404 | 404 | n/a | Hydro_PumpedStorage | PSH | CAISO_Existing_Pumped_Storage |  |  |  | 1984 | 2050 | 0 | CAISO | 404 | 1899-12-31 | 1 |  | 15
1612 | HENRTA_6_SOLAR1 | Lemoore 1 | caiso | PGE_Valley | PGE_Valley | Pacific Gas and Electric Valley | PGE_Valley | CAISO | 2016-01-29 | 2050-12-31 | 1.5 | 1 | 1.5 | 1.5 | n/a | PVgeneric_sun | Solar_Fixed | CAISO_Solar |  |  |  | 2016 | 2050 | 0 | CAISO | 1.5 | 1899-12-31 | 1 |  | 15
1613 | HENRTA_6_SOLAR2 | Westside Solar Power PV1 | caiso | PGE_Valley | PGE_Valley | Pacific Gas and Electric Valley | PGE_Valley | CAISO | 2016-05-07 | 2050-12-31 | 2 | 1 | 2 | 2 | n/a | PVgeneric_sun | Solar_Fixed | CAISO_Solar |  |  |  | 2016 | 2050 | 0 | CAISO | 2 | 1899-12-31 | 1 |  | 15
1614 | HENRTA_6_UNITA1 |  | caiso | PGE_Valley | PGE_Valley | Pacific Gas and Electric Valley | PGE_Valley | CAISO | 2002-07-01 | 2050-12-31 | 49.98 | 1 | 49.98 | 49.98 | CT-NatGas-Aero | CT_NG | CT | CAISO_Peaker2 |  |  |  | 2003 | 2050 | 0 | CAISO | 49.98 | 1899-12-31 | 1 |  | 15
1615 | HENRTA_6_UNITA2 |  | caiso | PGE_Valley | PGE_Valley | Pacific Gas and Electric Valley | PGE_Valley | CAISO | 2002-07-01 | 2050-12-31 | 49.42 | 1 | 49.42 | 49.42 | CT-NatGas-Aero | CT_NG | CT | CAISO_Peaker2 |  |  |  | 2003 | 2050 | 0 | CAISO | 49.42 | 1899-12-31 | 1 |  | 15
1616 | HENRTS_1_SOLAR | Henrietta Solar Project | caiso | PGE_Valley | PGE_Valley | Pacific Gas and Electric Valley | PGE_Valley | CAISO | 2016-08-19 | 2050-12-31 | 100 | 1 | 100 | 100 | n/a | PVgeneric_sun | Solar_Fixed | CAISO_Solar |  |  |  | 2017 | 2050 | 0 | CAISO | 100 | 1899-12-31 | 1 |  | 15
1617 | HermistnCC_Total | HermistonCC (Total CC Plant) | teppc | TPWR | TPWR | Tacoma Power | BPAT | NW | 2002-08-01 | 2050-12-31 | 648 | 1 | 648 | 648 | CCWhole-NatGas-Industrial | CC_NG | CC | NW_CCGT |  |  |  | 2003 | 2050 | 0 | NW | 648 | 1899-12-31 | 1 |  | 15
1618 | HermistnGenCC1_Total | HermistonGenCC1 (Total CC Plant) | teppc | PACW | PACW | PacifiCorp – West | PACW | NW | 1996-07-01 | 2050-12-31 | 243 | 1 | 243 | 243 | CCWhole-NatGas-Industrial | CC_NG | CC | NW_CCGT |  |  |  | 1997 | 2050 | 0 | NW | 243 | 1899-12-31 | 1 |  | 15
1619 | HermistnGenCC2_Total | HermistonGenCC2 (Total CC Plant) | teppc | PACW | PACW | PacifiCorp – West | PACW | NW | 1996-07-01 | 2050-12-31 | 243 | 1 | 243 | 243 | CCWhole-NatGas-Industrial | CC_NG | CC | NW_CCGT |  |  |  | 1997 | 2050 | 0 | NW | 243 | 1899-12-31 | 1 |  | 15
1620 | HiddenHollow1 | Hidden Hollow Energy-UNT1 | teppc | IPFE | IPFE | Idaho Far East | IPCO | NW | 2007-01-01 | 2050-12-31 | 1.6 | 1 | 1.6 | 1.6 | Bio-ICE | ICE_Biomass | Biomass/Wood | NW_Biomass |  |  |  | 2007 | 2050 | 0 | NW | 1.6 | 1899-12-31 | 1 |  | 15
1621 | HiddenHollow2 | Hidden Hollow Energy-UNT2 | teppc | IPFE | IPFE | Idaho Far East | IPCO | NW | 2007-01-01 | 2050-12-31 | 1.6 | 1 | 1.6 | 1.6 | Bio-ICE | ICE_Biomass | Biomass/Wood | NW_Biomass |  |  |  | 2007 | 2050 | 0 | NW | 1.6 | 1899-12-31 | 1 |  | 15
1622 | HIDSRT_2_UNITS | HIGH DESERT POWER PROJECT AGGREGATE | caiso | SCE | SCE | Southern California Edison | SCE | CAISO | 2003-04-21 | 2050-12-31 | 830 | 1 | 830 | 830 | CCWhole-NatGas-Industrial | CC_NG | CC | CAISO_CCGT1 |  |  |  | 2003 | 2050 | 0 | CAISO | 830 | 1899-12-31 | 1 |  | 15
1623 | Higgins_CC | HigginsCC (Total CC Plant) | teppc | NEVP | NEVP | Nevada Power Company | NEVP | SW | 2003-12-01 | 2040-12-31 | 641.4 | 1 | 641.4 | 641.4 | CCWhole-NatGas-Industrial | CC_NG | CC | SW_CCGT |  |  |  | 2004 | 2040 | 0 | SW | 641.4 | 1899-12-31 | 1 |  | 15
1624 | HIGGNS_1_COMBIE | Combie South | caiso | PGE_Valley | PGE_Valley | Pacific Gas and Electric Valley | PGE_Valley | CAISO |  | 2050-12-31 | 1.5 | 1 | 1.5 | 1.5 | n/a | Hydro_Standard | Hydro | CAISO_Small_Hydro |  |  |  | 1900 | 2050 | 0 | CAISO | 1.5 | 1899-12-31 | 1 |  | 15
1625 | HIGGNS_7_QFUNTS | HIGGNS_7_QFUNTS | caiso | PGE_Valley | PGE_Valley | Pacific Gas and Electric Valley | PGE_Valley | CAISO |  | 2050-12-31 | 0.5 | 1 | 0.5 | 0.5 | n/a | Hydro_Standard | Hydro | CAISO_Hydro |  |  |  | 1900 | 2050 | 0 | CAISO | 0.5 | 1899-12-31 | 1 |  | 15
1626 | High_Lonesome_Mesa | High Lonesome Mesa Wind Farm 1 | teppc | PNM | PNM | Public Service Company of New Mexico | PNM_EPE | SW | 2009-06-01 | 2050-12-31 | 100 | 1 | 100 | 100 | WT-Onshore | wind_onshorewind | Wind | SW_Wind |  |  |  | 2009 | 2050 | 0 | SW | 100 | 1899-12-31 | 1 |  | 15
1627 | High_Mesa | High Mesa Energy LLC-1 | teppc | IPMV | IPMV | Idaho Magic Valley | IPCO | NW | 2012-12-08 | 2050-12-31 | 40 | 1 | 40 | 40 | WT-Onshore | wind_onshorewind | Wind | NW_Wind |  |  |  | 2013 | 2050 | 0 | NW | 40 | 1899-12-31 | 1 |  | 15
1628 | High_Plains | High Plains-1 | teppc | PAWY | PAWY | Wyoming, PACE Utility | PACE | NW | 2009-10-01 | 2050-12-31 | 99 | 1 | 99 | 99 | WT-Onshore | wind_onshorewind | Wind | NW_Wind |  |  |  | 2010 | 2050 | 0 | NW | 99 | 1899-12-31 | 1 |  | 15
1629 | Highlands_Wind_1 | Colorado Highlands Wind Project CHW1 | teppc | WACM | WACM | Western Area Power Administration, Colorado-Missouri Region | WACM | Excluded | 2012-12-01 | 2050-12-31 | 67 | 1 | 67 | 67 | WT-Onshore | wind_onshorewind | Wind | Excluded_Wind |  |  |  | 2013 | 2050 | 0 | Excluded | 67 | 1899-12-31 | 1 |  | 15
1630 | Highlands_Wind_2 | Colorado Highlands Wind Project CHW2 | teppc | WACM | WACM | Western Area Power Administration, Colorado-Missouri Region | WACM | Excluded | 2013-09-01 | 2050-12-31 | 23.1 | 1 | 23.1 | 23.1 | WT-Onshore | wind_onshorewind | Wind | Excluded_Wind |  |  |  | 2014 | 2050 | 0 | Excluded | 23.1 | 1899-12-31 | 1 |  | 15
1631 | HILAND_7_YOLOWD | CLEAR LAKE UNIT 1 | caiso | PGE_Bay | PGE_Bay | Pacific Gas and Electric Bay | PGE_Bay | CAISO | 1985-09-07 | 2050-12-31 | 3.75 | 1 | 3.75 | 3.75 | n/a | Hydro_Standard | Hydro | CAISO_Hydro |  |  |  | 1986 | 2050 | 0 | CAISO | 3.75 | 1899-12-31 | 1 |  | 15
1632 | Hillcrest_PS | Hillcrest Pump Station GEN1 | teppc | PSCO | PSCO | Public Service Company of Colorado | PSCO | Excluded | 2004-01-01 | 2050-12-31 | 2 | 1 | 2 | 2 | Hydro | Hydro_Standard | Hydro | Excluded_Hydro |  |  |  | 2004 | 2050 | 0 | Excluded | 2 | 1899-12-31 | 1 |  | 15
1633 | HillsCreek1 | Hills Creek-1 | teppc | BPAT | BPAT | Bonneville Power Administration – Transmission | BPAT | NW | 1962-02-01 | 2050-12-31 | 15 | 1 | 15 | 15 | Hydro | Hydro_Standard | Hydro | NW_Hydro |  |  |  | 1962 | 2050 | 0 | NW | 15 | 1899-12-31 | 1 |  | 15
1634 | HillsCreek2 | Hills Creek-2 | teppc | BPAT | BPAT | Bonneville Power Administration – Transmission | BPAT | NW | 1962-02-01 | 2050-12-31 | 15 | 1 | 15 | 15 | Hydro | Hydro_Standard | Hydro | NW_Hydro |  |  |  | 1962 | 2050 | 0 | NW | 15 | 1899-12-31 | 1 |  | 15
1635 | HINSON_6_CARBGN |  | caiso | SCE | SCE | Southern California Edison | SCE | CAISO | 1982-01-01 | 2050-12-31 | 29.88 | 0.996 | 29.88 | 30 | ST-WasteHeat | Cogen_NG | Cogen | CAISO_CHP |  |  |  | 1982 | 2050 | 0 | CAISO | 30 | 1899-12-31 | 1 |  | 15
1636 | HINSON_6_LBECH1 | Long Beach Unit 1 | caiso | SCE | SCE | Southern California Edison | SCE | CAISO | 2007-08-01 | 2050-12-31 | 65 | 1 | 65 | 65 | CT-NatGas-Aero | CT_NG | CT | CAISO_Peaker2 |  |  |  | 2008 | 2050 | 0 | CAISO | 65 | 1899-12-31 | 1 |  | 15
1637 | HINSON_6_LBECH2 | Long Beach Unit 2 | caiso | SCE | SCE | Southern California Edison | SCE | CAISO | 2007-08-01 | 2050-12-31 | 65 | 1 | 65 | 65 | CT-NatGas-Aero | CT_NG | CT | CAISO_Peaker2 |  |  |  | 2008 | 2050 | 0 | CAISO | 65 | 1899-12-31 | 1 |  | 15
1638 | HINSON_6_LBECH3 | Long Beach Unit 3 | caiso | SCE | SCE | Southern California Edison | SCE | CAISO | 2007-08-01 | 2050-12-31 | 65 | 1 | 65 | 65 | CT-NatGas-Aero | CT_NG | CT | CAISO_Peaker2 |  |  |  | 2008 | 2050 | 0 | CAISO | 65 | 1899-12-31 | 1 |  | 15
1639 | HINSON_6_LBECH4 | Long Beach Unit 4 | caiso | SCE | SCE | Southern California Edison | SCE | CAISO | 2007-08-01 | 2050-12-31 | 65 | 1 | 65 | 65 | CT-NatGas-Aero | CT_NG | CT | CAISO_Peaker2 |  |  |  | 2008 | 2050 | 0 | CAISO | 65 | 1899-12-31 | 1 |  | 15
1640 | HINSON_6_SERRGN |  | caiso | SCE | SCE | Southern California Edison | SCE | CAISO | 1988-01-01 | 2050-12-31 | 28.98 | 0.85235 | 28.98 | 34 | n/a | Cogen_NG | Cogen | CAISO_CHP |  |  |  | 1988 | 2050 | 0 | CAISO | 34 | 1899-12-31 | 1 |  | 15
1641 | HMLTBR_6_UNITS | HAMILTON BRANCH PH (AGGREGATE) | caiso | PGE_Valley | PGE_Valley | Pacific Gas and Electric Valley | PGE_Valley | CAISO | 1921-01-01 | 2050-12-31 | 4.9 | 1 | 4.9 | 4.9 | n/a | Hydro_Standard | Hydro | CAISO_Small_Hydro |  |  |  | 1921 | 2050 | 0 | CAISO | 4.9 | 1899-12-31 | 1 |  | 15
1642 | HNC_13G1 | HNC 13G1 | teppc | BCHA | BCHA | British Columbia Transmission Company | BCHA_AESO | Excluded | 2018-06-01 | 2050-03-30 | 11 | 1 | 11 | 11 | hydro | Hydro_Standard | Hydro | Excluded_Hydro |  |  |  | 2018 | 2049 | 0 | Excluded | 11 | 1899-12-31 | 1 |  | 15
1643 | HNL_G1 | HNL G1 | teppc | BCHA | BCHA | British Columbia Transmission Company | BCHA_AESO | Excluded | 2016-01-01 | 2050-03-30 | 4.3 | 1 | 4.3 | 4.3 | Thermal | CC_NG | CC | Excluded_CCGT |  |  |  | 2016 | 2049 | 0 | Excluded | 4.3 | 1899-12-31 | 1 |  | 15
1644 | HNL_G2 | HNL G2 | teppc | BCHA | BCHA | British Columbia Transmission Company | BCHA_AESO | Excluded | 2016-01-01 | 2050-03-30 | 4.3 | 1 | 4.3 | 4.3 | Thermal | CC_NG | CC | Excluded_CCGT |  |  |  | 2016 | 2049 | 0 | Excluded | 4.3 | 1899-12-31 | 1 |  | 15
1645 | HNTGBH_7_UNIT_1 | HUNTINGTON BEACH GEN STA. UNIT 1 | caiso | SCE | SCE | Southern California Edison | SCE | CAISO | 1958-06-01 | 2019-10-31 | 225.75 | 1 | 225.75 | 225.75 | ST-NatGas | ST_NG | Steam | CAISO_ST |  |  |  | 1958 | 2019 | 0 | CAISO | 225.75 | 1899-12-31 | 1 |  | 15
1646 | HNTGBH_7_UNIT_2 | HUNTINGTON BEACH GEN STA. UNIT 2 | caiso | SCE | SCE | Southern California Edison | SCE | CAISO | 1958-12-01 | 2020-12-31 | 225.8 | 1 | 225.8 | 225.8 | ST-NatGas | ST_NG | Steam | CAISO_ST |  |  |  | 1959 | 2020 | 0 | CAISO | 225.8 | 1899-12-31 | 1 |  | 15
1647 | HOLGAT_1_BORAX |  | caiso | PGE_Valley | PGE_Valley | Pacific Gas and Electric Valley | PGE_Valley | CAISO | 1984-06-01 | 2050-12-31 | 14.72 | 0.30539 | 14.72 | 48.2 | CT-NatGas-Aero | Cogen_NG | Cogen | CAISO_CHP |  |  |  | 1984 | 2050 | 0 | CAISO | 48.2 | 1899-12-31 | 1 |  | 15
1648 | HOLSTR_1_SOLAR | San Benito Smart Park | caiso | PGE_Valley | PGE_Valley | Pacific Gas and Electric Valley | PGE_Valley | CAISO | 2014-06-16 | 2050-12-31 | 1.5 | 1 | 1.5 | 1.5 | n/a | PVgeneric_sun | Solar_Fixed | CAISO_Solar |  |  |  | 2014 | 2050 | 0 | CAISO | 1.5 | 1899-12-31 | 1 |  | 15
1649 | HOLSTR_1_SOLAR2 | Hollister Solar | caiso | PGE_Valley | PGE_Valley | Pacific Gas and Electric Valley | PGE_Valley | CAISO | 2015-04-17 | 2050-12-31 | 1.5 | 1 | 1.5 | 1.5 | n/a | PVgeneric_sun | Solar_Fixed | CAISO_Solar |  |  |  | 2015 | 2050 | 0 | CAISO | 1.5 | 1899-12-31 | 1 |  | 15
1650 | Holter_HOL1 | Holter-HOL1 | teppc | NWMT | NWMT | NorthWestern Energy | NWMT_WAUW | NW | 1918-07-01 | 2050-12-31 | 9.6 | 1 | 9.6 | 9.6 | Hydro | Hydro_Standard | Hydro | NW_Hydro |  |  |  | 1919 | 2050 | 0 | NW | 9.6 | 1899-12-31 | 1 |  | 15
1651 | Holter_HOL2 | Holter-HOL2 | teppc | NWMT | NWMT | NorthWestern Energy | NWMT_WAUW | NW | 1918-07-01 | 2050-12-31 | 9.6 | 1 | 9.6 | 9.6 | Hydro | Hydro_Standard | Hydro | NW_Hydro |  |  |  | 1919 | 2050 | 0 | NW | 9.6 | 1899-12-31 | 1 |  | 15
1652 | Holter_HOL3 | Holter-HOL3 | teppc | NWMT | NWMT | NorthWestern Energy | NWMT_WAUW | NW | 1918-07-01 | 2050-12-31 | 9.6 | 1 | 9.6 | 9.6 | Hydro | Hydro_Standard | Hydro | NW_Hydro |  |  |  | 1919 | 2050 | 0 | NW | 9.6 | 1899-12-31 | 1 |  | 15
1653 | Holter_HOL4 | Holter-HOL4 | teppc | NWMT | NWMT | NorthWestern Energy | NWMT_WAUW | NW | 1918-07-01 | 2050-12-31 | 9.6 | 1 | 9.6 | 9.6 | Hydro | Hydro_Standard | Hydro | NW_Hydro |  |  |  | 1919 | 2050 | 0 | NW | 9.6 | 1899-12-31 | 1 |  | 15
1654 | HooleyDigester1 | Hooley Digester-IC1 | teppc | CISC | CISC | Southern California Edison | SCE | CAISO | 2003-01-01 | 2030-04-15 | 0 | 0 |  | 0.2 | Bio-ICE | ICE_Biomass | Biomass/Wood | CAISO_Biomass |  |  |  | 2003 | 2029 | 0 | CAISO | 0.2 | 1899-12-31 | 1 |  | 15
1655 | HooleyDigester2 | Hooley Digester-IC2 | teppc | CISC | CISC | Southern California Edison | SCE | CAISO | 2003-01-02 | 2030-04-15 | 0 | 0 |  | 0.2 | Bio-ICE | ICE_Biomass | Biomass/Wood | CAISO_Biomass |  |  |  | 2003 | 2029 | 0 | CAISO | 0.2 | 1899-12-31 | 1 |  | 15
1656 | Hooper_Solar | Hooper Solar Project (San Luis Valley) SCCO3 | teppc | PSCO | PSCO | Public Service Company of Colorado | PSCO | Excluded | 2015-12-31 | 2050-12-31 | 52 | 1 | 52 | 52 | SolarPV-Tracking | 1axPV_sun | Solar_1Axis | Excluded_Solar |  |  |  | 2016 | 2050 | 0 | Excluded | 52 | 1899-12-31 | 1 |  | 15
1657 | Hoover_Dam_A1 | Hoover Dam AZ A1 | teppc | TH_Mead | TH_Mead | Hoover | WALC | SW | 2003-01-02 | 2030-04-15 | 130 | 1 | 130 | 130 | Hydro | Hydro_Standard | Hydro | SW_Hydro |  |  |  | 2003 | 2029 | 0 | SW | 130 | 1899-12-31 | 1 |  | 15
1658 | Hoover_Dam_A2 | Hoover Dam AZ A2 | teppc | TH_Mead | TH_Mead | Hoover | WALC | SW | 1941-10-01 | 2050-12-31 | 130 | 1 | 130 | 130 | Hydro | Hydro_Standard | Hydro | SW_Hydro |  |  |  | 1942 | 2050 | 0 | SW | 130 | 1899-12-31 | 1 |  | 15
1659 | Hoover_Dam_A3 | Hoover Dam AZ A3 | teppc | TH_Mead | TH_Mead | Hoover | WALC | SW | 1952-09-01 | 2050-12-31 | 130 | 1 | 130 | 130 | Hydro | Hydro_Standard | Hydro | SW_Hydro |  |  |  | 1953 | 2050 | 0 | SW | 130 | 1899-12-31 | 1 |  | 15
1660 | Hoover_Dam_A4 | Hoover Dam AZ A4 | teppc | TH_Mead | TH_Mead | Hoover | WALC | SW | 1942-07-01 | 2050-12-31 | 130 | 1 | 130 | 130 | Hydro | Hydro_Standard | Hydro | SW_Hydro |  |  |  | 1943 | 2050 | 0 | SW | 130 | 1899-12-31 | 1 |  | 15
1661 | Hoover_Dam_A5 | Hoover Dam AZ A5 | teppc | TH_Mead | TH_Mead | Hoover | WALC | SW | 1952-05-01 | 2050-12-31 | 127 | 1 | 127 | 127 | Hydro | Hydro_Standard | Hydro | SW_Hydro |  |  |  | 1952 | 2050 | 0 | SW | 127 | 1899-12-31 | 1 |  | 15
1662 | Hoover_Dam_A6 | Hoover Dam AZ A6 | teppc | TH_Mead | TH_Mead | Hoover | WALC | SW | 1943-01-01 | 2050-12-31 | 130 | 1 | 130 | 130 | Hydro | Hydro_Standard | Hydro | SW_Hydro |  |  |  | 1943 | 2050 | 0 | SW | 130 | 1899-12-31 | 1 |  | 15
1663 | Hoover_Dam_A7 | Hoover Dam AZ A7 | teppc | TH_Mead | TH_Mead | Hoover | WALC | SW | 1939-09-01 | 2050-12-31 | 130 | 1 | 130 | 130 | Hydro | Hydro_Standard | Hydro | SW_Hydro |  |  |  | 1940 | 2050 | 0 | SW | 130 | 1899-12-31 | 1 |  | 15
1664 | Hoover_Dam_A8 | Hoover Dam AZ A8 | teppc | TH_Mead | TH_Mead | Hoover | WALC | SW | 1939-06-01 | 2050-12-31 | 61.5 | 1 | 61.5 | 61.5 | Hydro | Hydro_Standard | Hydro | SW_Hydro |  |  |  | 1939 | 2050 | 0 | SW | 61.5 | 1899-12-31 | 1 |  | 15
1665 | Hoover_Dam_A9 | Hoover Dam AZ A9 | teppc | TH_Mead | TH_Mead | Hoover | WALC | SW | 1937-08-01 | 2050-12-31 | 68.5 | 1 | 68.5 | 68.5 | Hydro | Hydro_Standard | Hydro | SW_Hydro |  |  |  | 1938 | 2050 | 0 | SW | 68.5 | 1899-12-31 | 1 |  | 15
1666 | Hoover_Dam_N1 | Hoover Dam NV N1 | teppc | TH_Mead | TH_Mead | Hoover | WALC | SW | 1952-04-01 | 2050-12-31 | 130 | 1 | 130 | 130 | Hydro | Hydro_Standard | Hydro | SW_Hydro |  |  |  | 1952 | 2050 | 0 | SW | 130 | 1899-12-31 | 1 |  | 15
1667 | Hoover_Dam_N2 | Hoover Dam NV N2 | teppc | TH_Mead | TH_Mead | Hoover | WALC | SW | 1936-12-01 | 2050-12-31 | 130 | 1 | 130 | 130 | Hydro | Hydro_Standard | Hydro | SW_Hydro |  |  |  | 1937 | 2050 | 0 | SW | 130 | 1899-12-31 | 1 |  | 15
1668 | Hoover_Dam_N3 | Hoover Dam NV N3 | teppc | TH_Mead | TH_Mead | Hoover | WALC | SW | 1937-10-01 | 2050-12-31 | 130 | 1 | 130 | 130 | Hydro | Hydro_Standard | Hydro | SW_Hydro |  |  |  | 1938 | 2050 | 0 | SW | 130 | 1899-12-31 | 1 |  | 15
1669 | Hoover_Dam_N4 | Hoover Dam NV N4 | teppc | TH_Mead | TH_Mead | Hoover | WALC | SW | 1936-03-01 | 2050-12-31 | 130 | 1 | 130 | 130 | Hydro | Hydro_Standard | Hydro | SW_Hydro |  |  |  | 1936 | 2050 | 0 | SW | 130 | 1899-12-31 | 1 |  | 15
1670 | Hoover_Dam_N5 | Hoover Dam NV N5 | teppc | TH_Mead | TH_Mead | Hoover | WALC | SW | 1938-11-01 | 2050-12-31 | 130 | 1 | 130 | 130 | Hydro | Hydro_Standard | Hydro | SW_Hydro |  |  |  | 1939 | 2050 | 0 | SW | 130 | 1899-12-31 | 1 |  | 15
1671 | Hoover_Dam_N6 | Hoover Dam NV N6 | teppc | TH_Mead | TH_Mead | Hoover | WALC | SW | 1938-06-01 | 2050-12-31 | 130 | 1 | 130 | 130 | Hydro | Hydro_Standard | Hydro | SW_Hydro |  |  |  | 1938 | 2050 | 0 | SW | 130 | 1899-12-31 | 1 |  | 15
1672 | Hoover_Dam_N7 | Hoover Dam NV N7 | teppc | TH_Mead | TH_Mead | Hoover | WALC | SW | 1938-08-01 | 2050-12-31 | 127 | 1 | 127 | 127 | Hydro | Hydro_Standard | Hydro | SW_Hydro |  |  |  | 1939 | 2050 | 0 | SW | 127 | 1899-12-31 | 1 |  | 15
1673 | Hoover_Dam_N8 | Hoover Dam NV N8 | teppc | TH_Mead | TH_Mead | Hoover | WALC | SW | 1961-12-01 | 2050-12-31 | 130 | 1 | 130 | 130 | Hydro | Hydro_Standard | Hydro | SW_Hydro |  |  |  | 1962 | 2050 | 0 | SW | 130 | 1899-12-31 | 1 |  | 15
1674 | Hopkins_Ridge_Wind_1_2 | Hopkins Ridge Wind-1 | teppc | PSEI | PSEI | Puget Sound Energy | BPAT | NW | 2005-11-01 | 2050-01-01 | 149.4 | 1 | 149.4 | 149.4 | WT-Onshore | wind_onshorewind | Wind | NW_Wind |  |  |  | 2006 | 2049 | 0 | NW | 149.4 | 1899-12-31 | 1 |  | 15
1675 | HorizonCC_Total | HorizonCC (Total CC Plant) | teppc | AESO | AESO | Alberta Electric System Operator | BCHA_AESO | Excluded | 2007-08-01 | 2050-12-01 | 103 | 1 | 103 | 103 | CC-AB-Cogen | Cogen_NG | Cogen | Excluded_CHP |  |  |  | 2008 | 2050 | 0 | Excluded | 103 | 1899-12-31 | 1 |  | 15
1676 | Horse_Mesa_HM1 | Horse Mesa Hydro HM1 | teppc | SRP | SRP | Salt River Project | SRP | SW | 1927-04-01 | 2050-12-31 | 10 | 1 | 10 | 10 | Hydro | Hydro_Standard | Hydro | SW_Hydro |  |  |  | 1927 | 2050 | 0 | SW | 10 | 1899-12-31 | 1 |  | 15
1677 | Horse_Mesa_HM2 | Horse Mesa Hydro HM2 | teppc | SRP | SRP | Salt River Project | SRP | SW | 1927-04-01 | 2050-12-31 | 10 | 1 | 10 | 10 | Hydro | Hydro_Standard | Hydro | SW_Hydro |  |  |  | 1927 | 2050 | 0 | SW | 10 | 1899-12-31 | 1 |  | 15
1678 | Horse_Mesa_HM3 | Horse Mesa Hydro HM3 | teppc | SRP | SRP | Salt River Project | SRP | SW | 1927-04-01 | 2050-12-31 | 10 | 1 | 10 | 10 | Hydro | Hydro_Standard | Hydro | SW_Hydro |  |  |  | 1927 | 2050 | 0 | SW | 10 | 1899-12-31 | 1 |  | 15
1679 | Horse_Mesa_HM4 | Horse Mesa HM4 | teppc | SRP | SRP | Salt River Project | SRP | SW | 1972-06-01 | 2050-12-31 | 119 | 1 | 119 | 119 | PS-Hydro | Hydro_PumpedStorage | PSH | SW_Existing_Pumped_Storage |  |  |  | 1972 | 2050 | 0 | SW | 119 | 1899-12-31 | 1 |  | 15
1680 | HorseButteWind1 | Horse Butte Wind I, LLC-1 | teppc | PAID | PAID | Idaho, PACE Utility | IPCO | NW | 2012-08-01 | 2050-12-31 | 57.6 | 1 | 57.6 | 57.6 | WT-Onshore | wind_onshorewind | Wind | NW_Wind | CAISO | 6.98 |  | 2013 | 2050 | 50.62 | CAISO | 6.98 | 1899-12-31 | 1 |  | 15
1681 | HorseshoBendHY1 | Horseshoe Bend Hydroelectric Company-GEN1 | teppc | IPTV | IPTV | Idaho Treasure Valley | IPCO | NW | 1995-09-13 | 2050-12-31 | 9 | 1 | 9 | 9 | Hydro | Hydro_Standard | Hydro | NW_Hydro |  |  |  | 1996 | 2050 | 0 | NW | 9 | 1899-12-31 | 1 |  | 15
1682 | HorseshoBendHY2 | Horseshoe Bend Hydroelectric Company-GEN2_61248 | teppc | IPFE | IPFE | Idaho Far East | IPCO | NW | 1995-09-13 | 2050-12-31 | 4.75 | 1 | 4.75 | 4.75 | Hydro | Hydro_Standard | Hydro | NW_Hydro |  |  |  | 1996 | 2050 | 0 | NW | 4.75 | 1899-12-31 | 1 |  | 15
1683 | HorseshoBendWP | Horseshoe Bend Wind Park-HBWP | teppc | NWMT | NWMT | NorthWestern Energy | NWMT_WAUW | NW | 2006-02-01 | 2050-12-01 | 9 | 1 | 9 | 9 | WT-Onshore | wind_onshorewind | Wind | NW_Wind |  |  |  | 2006 | 2050 | 0 | NW | 9 | 1899-12-31 | 1 |  | 15
1684 | Horseshoe_Bend_Wind | Horseshoe Bend Wind LLC-1 AKA Shepherds Flat - South | teppc | TPWR | TPWR | Tacoma Power | BPAT | NW | 2012-08-01 | 2050-12-31 | 145 | 1 | 145 | 145 | WT-Onshore | wind_onshorewind | Wind | NW_Wind | CAISO | 145 |  | 2013 | 2050 | 0 | CAISO | 145 | 1899-12-31 | 1 |  | 15
1685 | Horseshoe1_HY1 | Horseshoe1-HY1 | teppc | AESO | AESO | Alberta Electric System Operator | BCHA_AESO | Excluded | 1911-01-01 | 2050-12-01 | 5 | 1 | 5 | 5 | Hydro | Hydro_Standard | Hydro | Excluded_Hydro |  |  |  | 1911 | 2050 | 0 | Excluded | 5 | 1899-12-31 | 1 |  | 15
1686 | Horseshoe2_HY2 | Horseshoe2-HY2 | teppc | AESO | AESO | Alberta Electric System Operator | BCHA_AESO | Excluded | 1911-01-01 | 2050-12-01 | 3 | 1 | 3 | 3 | Hydro | Hydro_Standard | Hydro | Excluded_Hydro |  |  |  | 1911 | 2050 | 0 | Excluded | 3 | 1899-12-31 | 1 |  | 15
1687 | Horseshoe3_HY3 | Horseshoe3-HY3 | teppc | AESO | AESO | Alberta Electric System Operator | BCHA_AESO | Excluded | 1911-01-01 | 2050-12-01 | 3 | 1 | 3 | 3 | Hydro | Hydro_Standard | Hydro | Excluded_Hydro |  |  |  | 1911 | 2050 | 0 | Excluded | 3 | 1899-12-31 | 1 |  | 15
1688 | Horseshoe4_HY4 | Horseshoe4-HY4 | teppc | AESO | AESO | Alberta Electric System Operator | BCHA_AESO | Excluded | 1911-01-01 | 2050-12-01 | 5 | 1 | 5 | 5 | Hydro | Hydro_Standard | Hydro | Excluded_Hydro |  |  |  | 1911 | 2050 | 0 | Excluded | 5 | 1899-12-31 | 1 |  | 15
1689 | HotSpringsWind | Hot Springs Windfarm LLC-1 | teppc | IPFE | IPFE | Idaho Far East | IPCO | NW | 2008-12-01 | 2050-12-31 | 21 | 1 | 21 | 21 | WT-Onshore | wind_onshorewind | Wind | NW_Wind |  |  |  | 2009 | 2050 | 0 | NW | 21 | 1899-12-31 | 1 |  | 15
1690 | HoweSoundGreen1 | Howe Sound Green Energy-1_Howe Sound Green Energy-1_IPP-HSP | teppc | BCHA | BCHA | British Columbia Transmission Company | BCHA_AESO | Excluded | 2011-11-11 | 2030-01-01 | 62.5 | 1 | 62.5 | 62.5 | Bio-ST | ST_Biomass | Biomass/Wood | Excluded_Biomass |  |  |  | 2012 | 2029 | 0 | Excluded | 62.5 | 1899-12-31 | 1 |  | 15
1691 | HoweSoundGreen2 | Howe Sound Green Energy-2_Howe Sound Green Energy-2_IPP-HSP | teppc | BCHA | BCHA | British Columbia Transmission Company | BCHA_AESO | Excluded | 2011-11-11 | 2040-01-01 | 50 | 1 | 50 | 50 | Bio-ST | ST_Biomass | Biomass/Wood | Excluded_Biomass |  |  |  | 2012 | 2039 | 0 | Excluded | 50 | 1899-12-31 | 1 |  | 15
1692 | HR_Milner | HR Milner-1 | teppc | AESO | AESO | Alberta Electric System Operator | BCHA_AESO | Excluded | 1972-06-01 | 2019-12-31 | 151 | 1 | 151 | 151 | ST-Coal | Steam_Coal | Coal | Excluded_Coal |  |  |  | 1972 | 2019 | 0 | Excluded | 151 | 1899-12-31 | 1 |  | 15
1693 | Hudson_Ranch_I | John L. Featherstone Plant HRP1¦Hudson Ranch I HRP1¦HUDSON_13.8_HUDSON_RNCH | teppc | IID | IID | Imperial Irrigation District | IID | IID | 2012-03-09 | 2050-12-31 | 64.8 | 1 | 64.8 | 64.8 | Geo-BinaryCycle | Geothermal_steam | Geothermal | IID_Geothermal |  |  |  | 2012 | 2050 | 0 | IID | 64.8 | 1899-12-31 | 1 |  | 15
1694 | HuecoMtnWind | Hueco Mountain Wind Ranch-EXIS | teppc | BPAT | BPAT | Bonneville Power Administration – Transmission | BPAT | NW | 2001-03-01 | 2021-12-31 | 1.3 | 1 | 1.3 | 1.3 | WT-Onshore | wind_onshorewind | Wind | NW_Wind |  |  |  | 2001 | 2021 | 0 | NW | 1.3 | 1899-12-31 | 1 |  | 15
1695 | HUMBPP_1_UNITS3 | Humboldt Bay Generating Station 3 | caiso | PGE_Bay | PGE_Bay | Pacific Gas and Electric Bay | PGE_Bay | CAISO | 2010-09-29 | 2050-12-31 | 65.08 | 1 | 65.08 | 65.08 | ICE-NatGas | ICE_NG | ICE | CAISO_Reciprocating_Engine |  |  |  | 2011 | 2050 | 0 | CAISO | 65.08 | 1899-12-31 | 1 |  | 15
1696 | HUMBPP_6_UNITS | Humboldt Bay Generating Station 1 | caiso | PGE_Bay | PGE_Bay | Pacific Gas and Electric Bay | PGE_Bay | CAISO | 2010-09-29 | 2050-12-31 | 97.62 | 1 | 97.62 | 97.62 | ICE-NatGas | ICE_NG | ICE | CAISO_Reciprocating_Engine |  |  |  | 2011 | 2050 | 0 | CAISO | 97.62 | 1899-12-31 | 1 |  | 15
1697 | HUMBSB_1_QF | SMALL QF AGGREGATION - TRINITY | caiso | PGE_Bay | PGE_Bay | Pacific Gas and Electric Bay | PGE_Bay | CAISO |  | 2050-12-31 | 1.25 | 1 | 1.25 | 1.25 | n/a | Hydro_Standard | Hydro | CAISO_Hydro |  |  |  | 1900 | 2050 | 0 | CAISO | 1.25 | 1899-12-31 | 1 |  | 15
1698 | Hungry_Horse_1 | Hungry Horse-1 | teppc | BPAT | BPAT | Bonneville Power Administration – Transmission | BPAT | NW | 1952-10-01 | 2050-12-31 | 107 | 1 | 107 | 107 | Hydro | Hydro_Standard | Hydro | NW_Hydro |  |  |  | 1953 | 2050 | 0 | NW | 107 | 1899-12-31 | 1 |  | 15
1699 | Hungry_Horse_2 | Hungry Horse-2 | teppc | BPAT | BPAT | Bonneville Power Administration – Transmission | BPAT | NW | 1952-12-01 | 2050-12-31 | 107 | 1 | 107 | 107 | Hydro | Hydro_Standard | Hydro | NW_Hydro |  |  |  | 1953 | 2050 | 0 | NW | 107 | 1899-12-31 | 1 |  | 15
1700 | Hungry_Horse_3 | Hungry Horse-3 | teppc | BPAT | BPAT | Bonneville Power Administration – Transmission | BPAT | NW | 1953-07-01 | 2050-12-31 | 107 | 1 | 107 | 107 | Hydro | Hydro_Standard | Hydro | NW_Hydro |  |  |  | 1954 | 2050 | 0 | NW | 107 | 1899-12-31 | 1 |  | 15
1701 | Hungry_Horse_4 | Hungry Horse-4 | teppc | BPAT | BPAT | Bonneville Power Administration – Transmission | BPAT | NW | 1953-07-01 | 2050-12-31 | 107 | 1 | 107 | 107 | Hydro | Hydro_Standard | Hydro | NW_Hydro |  |  |  | 1954 | 2050 | 0 | NW | 107 | 1899-12-31 | 1 |  | 15
1702 | HuntBeachCC_Total | HuntingtonBeachCC-OTC replacement | teppc | CISC | CISC | Southern California Edison | SCE | CAISO | 2020-12-31 | 2050-12-31 | 644 | 1 | 644 | 644 | CCWhole-NatGas-Industrial | CC_NG | CC | CAISO_CCGT1 |  |  |  | 2021 | 2050 | 0 | CAISO | 644 | 1899-12-31 | 1 | HNTGBH_2_PL1X3 | 15
1703 | Hunter_1 | Hunter-1 | teppc | PAUT | PAUT | Utah, PACE Utility | PACE | NW | 1978-06-01 | 2050-12-31 | 471 | 1 | 471 | 471 | ST-Coal | Steam_Coal | Coal | NW_Coal |  |  |  | 1978 | 2050 | 0 | NW | 471 | 1899-12-31 | 1 |  | 15
1704 | Hunter_2 | Hunter-2 | teppc | PAUT | PAUT | Utah, PACE Utility | PACE | NW | 1980-06-01 | 2050-12-31 | 430 | 1 | 430 | 430 | ST-Coal | Steam_Coal | Coal | NW_Coal |  |  |  | 1980 | 2050 | 0 | NW | 430 | 1899-12-31 | 1 |  | 15
1705 | Hunter_3 | Hunter-3 | teppc | PAUT | PAUT | Utah, PACE Utility | PACE | NW | 1983-06-01 | 2050-12-31 | 460 | 1 | 460 | 460 | ST-Coal | Steam_Coal | Coal | NW_Coal |  |  |  | 1983 | 2050 | 0 | NW | 460 | 1899-12-31 | 1 |  | 15
1706 | Huntington_1 | Huntington-1 | teppc | PAUT | PAUT | Utah, PACE Utility | PACE | NW | 1977-06-01 | 2050-12-31 | 459 | 1 | 459 | 459 | ST-Coal | Steam_Coal | Coal | NW_Coal |  |  |  | 1977 | 2050 | 0 | NW | 459 | 1899-12-31 | 1 |  | 15
1707 | Huntington_2 | Huntington-2 | teppc | PAUT | PAUT | Utah, PACE Utility | PACE | NW | 1974-07-01 | 2050-12-31 | 450 | 1 | 450 | 450 | ST-Coal | Steam_Coal | Coal | NW_Coal |  |  |  | 1975 | 2050 | 0 | NW | 450 | 1899-12-31 | 1 |  | 15
1708 | HURON_6_SOLAR |  | caiso | PGE_Valley | PGE_Valley | Pacific Gas and Electric Valley | PGE_Valley | CAISO | 2012-08-30 | 2050-12-31 | 20 | 1 | 20 | 20 | n/a | PVgeneric_sun | Solar_Fixed | CAISO_Solar |  |  |  | 2013 | 2050 | 0 | CAISO | 20 | 1899-12-31 | 1 |  | 15
1709 | HurricaneCityPwr3 | Hurricane City Power-3 | teppc | PAUT | PAUT | Utah, PACE Utility | PACE | NW | 1999-12-01 | 2050-12-31 | 4.8 | 1 | 4.8 | 4.8 | ICE-OilDistillate | ICE_Oil | ICE | NW_Peaker |  |  |  | 2000 | 2050 | 0 | NW | 4.8 | 1899-12-31 | 1 |  | 15
1710 | HurricaneCityPwr4 | Hurricane City Power-4 | teppc | PAUT | PAUT | Utah, PACE Utility | PACE | NW | 2004-07-01 | 2050-12-31 | 4 | 1 | 4 | 4 | ICE-NatGas | ICE_NG | ICE | NW_Peaker |  |  |  | 2005 | 2050 | 0 | NW | 4 | 1899-12-31 | 1 |  | 15
1711 | HurricaneCityPwr5 | Hurricane City Power-5 | teppc | IPFE | IPFE | Idaho Far East | IPCO | NW | 2004-07-01 | 2050-12-31 | 2 | 1 | 2 | 2 | ICE-NatGas | ICE_NG | ICE | NW_Peaker |  |  |  | 2005 | 2050 | 0 | NW | 2 | 1899-12-31 | 1 |  | 15
1712 | HurricaneCityPwr6 | Hurricane City Power-6 | teppc | PAUT | PAUT | Utah, PACE Utility | PACE | NW | 2006-06-01 | 2050-12-31 | 4 | 1 | 4 | 4 | ICE-NatGas | ICE_NG | ICE | NW_Peaker |  |  |  | 2006 | 2050 | 0 | NW | 4 | 1899-12-31 | 1 |  | 15
1713 | HurricaneCityPwr7 | Hurricane City Power-7 | teppc | PAUT | PAUT | Utah, PACE Utility | PACE | NW | 2007-05-01 | 2050-12-31 | 4 | 1 | 4 | 4 | ICE-NatGas | ICE_NG | ICE | NW_Peaker |  |  |  | 2007 | 2050 | 0 | NW | 4 | 1899-12-31 | 1 |  | 15
1714 | HurricaneCityPwr8 | Hurricane City Power-8 | teppc | IPFE | IPFE | Idaho Far East | IPCO | NW | 2007-05-01 | 2050-12-31 | 2 | 1 | 2 | 2 | ICE-NatGas | ICE_NG | ICE | NW_Peaker |  |  |  | 2007 | 2050 | 0 | NW | 2 | 1899-12-31 | 1 |  | 15
1715 | HurricaneCityPwr9 | Hurricane City Power-9 | teppc | IPFE | IPFE | Idaho Far East | IPCO | NW | 2007-05-01 | 2050-12-31 | 2 | 1 | 2 | 2 | ICE-NatGas | ICE_NG | ICE | NW_Peaker |  |  |  | 2007 | 2050 | 0 | NW | 2 | 1899-12-31 | 1 |  | 15
1716 | HutchinsnCreek1 | Hutchinson Creek-1 | teppc | PNM | PNM | Public Service Company of New Mexico | PNM_EPE | SW | 1983-01-01 | 2030-04-15 | 1 | 1 | 1 | 1 | Hydro | Hydro_Standard | Hydro | SW_Hydro |  |  |  | 1983 | 2029 | 0 | SW | 1 | 1899-12-31 | 1 |  | 15
1717 | Hyline_Solar_Center |  | teppc | IPTV | IPTV | Idaho Treasure Valley | IPCO | NW | 2016-12-31 | 2050-12-31 | 140 | 1 | 140 | 140 | SolarPV-NonTracking | FixedPV_sun | Solar_Fixed | NW_Solar |  |  |  | 2017 | 2050 | 0 | NW | 140 | 1899-12-31 | 1 |  | 15
1718 | Hystad_Creek_1 | Hystad Creek-1_Hystad Creek-1_IPP-HYC | teppc | BCHA | BCHA | British Columbia Transmission Company | BCHA_AESO | Excluded | 2002-05-21 | 2042-05-31 | 3 | 1 | 3 | 3 | Hydro | Hydro_Standard | Hydro | Excluded_Hydro |  |  |  | 2002 | 2041 | 0 | Excluded | 3 | 1899-12-31 | 1 |  | 15
1719 | Hystad_Creek_2 | Hystad Creek-2_Hystad Creek-2_IPP-HYC | teppc | BCHA | BCHA | British Columbia Transmission Company | BCHA_AESO | Excluded | 2002-05-21 | 2042-05-31 | 3 | 1 | 3 | 3 | Hydro | Hydro_Standard | Hydro | Excluded_Hydro |  |  |  | 2002 | 2041 | 0 | Excluded | 3 | 1899-12-31 | 1 |  | 15
1720 | HYTTHM_2_UNITS | HYATT-THERMALITO PUMP-GEN (AGGREGATE) | caiso | PGE_Valley | PGE_Valley | Pacific Gas and Electric Valley | PGE_Valley | CAISO | 1968-01-01 | 2050-12-31 | 933.1 | 1 | 933.1 | 933.1 | n/a | Hydro_Standard | Hydro | CAISO_Hydro |  |  |  | 1968 | 2050 | 0 | CAISO | 933.1 | 1899-12-31 | 1 |  | 15
1721 | Ice_Harbor | Ice Harbor-1 | teppc | BPAT | BPAT | Bonneville Power Administration – Transmission | BPAT | NW | 1962-01-01 | 2050-12-31 | 603 | 1 | 603 | 603 | Hydro | Hydro_Standard | Hydro | NW_Hydro |  |  |  | 1962 | 2050 | 0 | NW | 603 | 1899-12-31 | 1 |  | 15
1722 | IGNACO_1_QF | SMALL QF AGGREGATION - VALLEJO/DINSMORE | caiso | PGE_Bay | PGE_Bay | Pacific Gas and Electric Bay | PGE_Bay | CAISO | 1985-01-01 | 2050-12-31 | 0.5 | 1 | 0.5 | 0.5 | n/a | Cogen_NG | Cogen | CAISO_Small_Hydro |  |  |  | 1985 | 2050 | 0 | CAISO | 0.5 | 1899-12-31 | 1 |  | 15
1723 | Imperial_ValleyIVSC2 | Imperial Valley Solar PV Project (Mount Signal) 1B¦Imperial Valley Solar Co (IVSC) 2 | teppc | IID | IID | Imperial Irrigation District | IID | IID | 2014-11-13 | 2050-12-31 | 20 | 1 | 20 | 20 | SolarPV-NonTracking | FixedPV_sun | Solar_Fixed | IID_Solar |  |  |  | 2015 | 2050 | 0 | IID | 20 | 1899-12-31 | 1 |  | 15
1724 | ImpOilKearlOilSands | Imperial Oil Kearl Oil Sands Project-1 | teppc | BCHA | BCHA | British Columbia Transmission Company | BCHA_AESO | Excluded | 2014-11-13 | 2050-12-31 | 100 | 1 | 100 | 100 | CT-NatGas-Industrial | CT_NG | CT | Excluded_Peaker |  |  |  | 2015 | 2050 | 0 | Excluded | 100 | 1899-12-31 | 1 |  | 15
1725 | INDIGO_1_UNIT_1 | INDIGO PEAKER UNIT 1 | caiso | SCE | SCE | Southern California Edison | SCE | CAISO | 2001-09-19 | 2050-12-31 | 42 | 0.95455 | 42 | 44 | CT-NatGas-Aero | CT_NG | CT | CAISO_Peaker2 |  |  |  | 2002 | 2050 | 0 | CAISO | 44 | 1899-12-31 | 1 |  | 15
1726 | INDIGO_1_UNIT_2 | INDIGO PEAKER UNIT 2 | caiso | SCE | SCE | Southern California Edison | SCE | CAISO | 2001-09-19 | 2050-12-31 | 42 | 0.94318 | 42 | 44.53 | CT-NatGas-Aero | CT_NG | CT | CAISO_Peaker2 |  |  |  | 2002 | 2050 | 0 | CAISO | 44.53 | 1899-12-31 | 1 |  | 15
1727 | INDIGO_1_UNIT_3 | INDIGO PEAKER UNIT 3 | caiso | SCE | SCE | Southern California Edison | SCE | CAISO | 2001-09-19 | 2050-12-31 | 42 | 0.96132 | 42 | 43.69 | CT-NatGas-Aero | CT_NG | CT | CAISO_Peaker2 |  |  |  | 2002 | 2050 | 0 | CAISO | 43.69 | 1899-12-31 | 1 |  | 15
1728 | INDVLY_1_UNITS | Indian Valley Hydro | caiso | PGE_Bay | PGE_Bay | Pacific Gas and Electric Bay | PGE_Bay | CAISO | 1983-09-15 | 2050-12-31 | 3.01 | 1 | 3.01 | 3.01 | n/a | Hydro_Standard | Hydro | CAISO_Small_Hydro |  |  |  | 1984 | 2050 | 0 | CAISO | 3.01 | 1899-12-31 | 1 |  | 15
1729 | INLDEM_5_UNIT_1 | Inland Empire Energy Center, Unit 1 | caiso | SCE | SCE | Southern California Edison | SCE | CAISO | 2009-06-29 | 2050-12-31 | 0 | 0 |  |  | CCWhole-NatGas-SingleShaft | CC_NG | CC | CAISO_CCGT1 |  |  |  | 2009 | 2050 | 0 | CAISO | 0 | 1899-12-31 | 1 |  | 15
N/A | INSKIP_2_UNIT | INSKIP HYDRO | caiso | PGE_Valley | PGE_Valley | Pacific Gas and Electric Valley | PGE_Valley | CAISO | 1979-01-01 | 2050-12-31 | 8 | 1 | 8 | 8 | n/a | Hydro_Standard | Hydro | CAISO_Small_Hydro |  |  |  | 1979 | 2050 | 0 | CAISO | 8 | 1899-12-31 | 1 |  | 16
1730 | IntercontPulp | Inter-continental Pulp (ICP, Canfor)-1_Inter-continental Pulp (ICP, Canfor)-1_IPP-ICP | teppc | BCHA | BCHA | British Columbia Transmission Company | BCHA_AESO | Excluded | 2015-04-01 | 2040-03-31 | 31.7 | 1 | 31.7 | 31.7 | Bio-ST | ST_Biomass | Biomass/Wood | Excluded_Biomass |  |  |  | 2015 | 2039 | 0 | Excluded | 31.7 | 1899-12-31 | 1 |  | 16
1731 | Interlakes_1 | Interlakes-1 | teppc | AESO | AESO | Alberta Electric System Operator | BCHA_AESO | Excluded | 1954-01-01 | 2050-12-01 | 5 | 1 | 5 | 5 | Hydro | Hydro_Standard | Hydro | Excluded_Hydro |  |  |  | 1954 | 2050 | 0 | Excluded | 5 | 1899-12-31 | 1 |  | 16
1732 | Intermountain_1 | Intermountain Power Project (IPP) 1 | teppc | PACE | LDWP | Los Angeles Department of Water and Power | LADWP | LDWP | 1986-06-09 | 2025-06-30 | 849.97 | 1 | 849.97 | 849.97 | ST-Coal | Steam_Coal | Coal | LDWP_Coal |  |  |  | 1986 | 2024 | 0 | LDWP | 849.97 | 1899-12-31 | 1 |  | 16
1733 | Intermountain_2 | Intermountain Power Project (IPP) 2 | teppc | PACE | LDWP | Los Angeles Department of Water and Power | LADWP | LDWP | 1987-04-30 | 2025-06-30 | 849.97 | 1 | 849.97 | 849.97 | ST-Coal | Steam_Coal | Coal | LDWP_Coal |  |  |  | 1987 | 2024 | 0 | LDWP | 849.97 | 1899-12-31 | 1 |  | 16
1734 | Intermountain_CC1 | Intermountain Power Project Replacement CC1 (Total CC Plant)_26039 | teppc | LDWP | LDWP | Los Angeles Department of Water and Power | LADWP | LDWP | 2025-07-01 | 2050-12-31 | 398 | 1 | 398 | 398 | CCWhole-NatGas-Aero | CC_NG | CC | LDWP_CCGT |  |  |  | 2026 | 2050 | 0 | LDWP | 398 | 1899-12-31 | 1 |  | 16
1735 | Intermountain_CC2 | Intermountain Power Project Replacement CC2 (Total CC Plant)_26040 | teppc | LDWP | LDWP | Los Angeles Department of Water and Power | LADWP | LDWP | 2025-07-01 | 2050-12-31 | 398 | 1 | 398 | 398 | CCWhole-NatGas-Aero | CC_NG | CC | LDWP_CCGT |  |  |  | 2026 | 2050 | 0 | LDWP | 398 | 1899-12-31 | 1 |  | 16
1736 | InternationalPaperEnergyCenter | InternationalPaperEnergyCenter | teppc | BPAT | BPAT | Bonneville Power Administration – Transmission | BPAT | NW | 1953-01-01 | 2050-12-31 | 12.5 | 1 | 12.5 | 12.5 | Bio-ST | ST_Biomass | Biomass/Wood | NW_Biomass |  |  |  | 1953 | 2050 | 0 | NW | 12.5 | 1899-12-31 | 1 |  | 16
1737 | INTKEP_2_UNITS | CCSF Hetch_Hetchy Hydro Aggregate | caiso | PGE_Valley | PGE_Valley | Pacific Gas and Electric Valley | PGE_Valley | CAISO | 2006-07-01 | 2050-12-31 | 405 | 1 | 405 | 405 | n/a | Hydro_Standard | Hydro | CAISO_Small_Hydro |  |  |  | 2007 | 2050 | 0 | CAISO | 405 | 1899-12-31 | 1 |  | 16
1738 | INTMNT_3_ANAHEIM | Intermountain Power Project | caiso | PACE | SCE | Southern California Edison | SCE | CAISO | 1986-06-01 | 2025-06-30 | 236 | 1 | 236 | 236 | STEAM_COAL | Steam_Coal | Coal | CAISO_Coal |  |  |  | 1986 | 2024 | 0 | CAISO | 236 | 1899-12-31 | 1 |  | 16
1739 | INTMNT_3_PASADENA | Intermountain Power Project | caiso | PACE | SCE | Southern California Edison | SCE | CAISO | 1986-06-01 | 2025-06-30 | 107 | 1 | 107 | 107 | STEAM_COAL | Steam_Coal | Coal | CAISO_Coal |  |  |  | 1986 | 2024 | 0 | CAISO | 107 | 1899-12-31 | 1 |  | 16
1740 | INTMNT_3_RIVERSIDE | IPPDYN | caiso | PACE | SCE | Southern California Edison | SCE | CAISO | 1986-06-01 | 2025-06-30 | 137 | 1 | 137 | 137 | STEAM_COAL | Steam_Coal | Coal | CAISO_Coal |  |  |  | 1986 | 2024 | 0 | CAISO | 137 | 1899-12-31 | 1 |  | 16
1741 | INTTRB_6_UNIT |  | caiso | PGE_Valley | PGE_Valley | Pacific Gas and Electric Valley | PGE_Valley | CAISO | 1988-06-14 | 2050-12-31 | 18.4 | 1 | 18.4 | 18.4 | n/a | wind_onshorewind | Wind | CAISO_Wind |  |  |  | 1988 | 2050 | 0 | CAISO | 18.4 | 1899-12-31 | 1 |  | 16
1742 | IP_Springfield4 | IP Springfield Oregon-TG4 | teppc | BPAT | BPAT | Bonneville Power Administration – Transmission | BPAT | NW | 1976-10-01 | 2030-01-01 | 40 | 1 | 40 | 40 | Bio-ST | ST_Biomass | Biomass/Wood | NW_Biomass |  |  |  | 1977 | 2029 | 0 | NW | 40 | 1899-12-31 | 1 |  | 16
1743 | Iron_Gate | Iron Gate-1 | teppc | PACW | PACW | PacifiCorp – West | PACW | NW | 1962-02-01 | 2030-01-01 | 18 | 1 | 18 | 18 | HydroRPS | Hydro_Standard | Hydro | NW_Hydro |  |  |  | 1962 | 2029 | 0 | NW | 18 | 1899-12-31 | 1 |  | 16
1744 | IRON_SPRG_SG | IRON SPRINGS | teppc | PAUT | PAUT | Utah, PACE Utility | PACE | NW | 2016-01-01 | 2050-12-31 | 80 | 1 | 80 | 80 | SolarPV-NonTracking | FixedPV_sun | Solar_Fixed | NW_Solar |  |  |  | 2016 | 2050 | 0 | NW | 80 | 1899-12-31 | 1 |  | 16
1745 | Irrican | IRRICAN1-1 | teppc | AESO | AESO | Alberta Electric System Operator | BCHA_AESO | Excluded | 2004-06-01 | 2050-12-01 | 7 | 1 | 7 | 7 | Hydro | Hydro_Standard | Hydro | Excluded_Hydro |  |  |  | 2004 | 2050 | 0 | Excluded | 7 | 1899-12-31 | 1 |  | 16
1746 | IslandCogenCC_Total | Island Cogen-1_Island Cogen-1_IPP-ICG | teppc | BCHA | BCHA | British Columbia Transmission Company | BCHA_AESO | Excluded | 2002-04-12 | 2040-04-12 | 290 | 1 | 290 | 290 | CCWhole-NatGas-Industrial | CC_NG | CC | Excluded_CCGT |  |  |  | 2002 | 2039 | 0 | Excluded | 290 | 1899-12-31 | 1 |  | 16
1747 | IVANPA_1_UNIT1 | Ivanpah 1 | caiso | SCE | SCE | Southern California Edison | SCE | CAISO | 2013-12-30 | 2050-12-31 | 126 | 1 | 126 | 126 | n/a | SolarThermal_sun | Solar_Thermal | CAISO_Solar |  |  |  | 2014 | 2050 | 0 | CAISO | 126 | 1899-12-31 | 1 |  | 16
1748 | IVANPA_1_UNIT2 | Ivanpah 2 | caiso | SCE | SCE | Southern California Edison | SCE | CAISO | 2013-12-30 | 2050-12-31 | 133 | 1 | 133 | 133 | n/a | SolarThermal_sun | Solar_Thermal | CAISO_Solar |  |  |  | 2014 | 2050 | 0 | CAISO | 133 | 1899-12-31 | 1 |  | 16
1749 | IVANPA_1_UNIT3 | Ivanpah 3 | caiso | SCE | SCE | Southern California Edison | SCE | CAISO | 2013-12-30 | 2050-12-31 | 133 | 1 | 133 | 133 | n/a | SolarThermal_sun | Solar_Thermal | CAISO_Solar |  |  |  | 2014 | 2050 | 0 | CAISO | 133 | 1899-12-31 | 1 |  | 16
1750 | IVSLRP_2_SOLAR1 | Silver Ridge Mount Signal | caiso | SDGE | SDGE | San Diego Gas and Electric | SDGE | CAISO | 2014-03-04 | 2050-12-31 | 150 | 0.75 | 150 | 200 | n/a | PVgeneric_sun | Solar_Fixed | CAISO_Solar |  |  |  | 2014 | 2050 | 0 | CAISO | 200 | 1899-12-31 | 1 |  | 16
1751 | IVSLRP2_2_SRMSR1 | Silver Ridge Mount Signal 2 | caiso | SDGE | SDGE | San Diego Gas and Electric | SDGE | CAISO | 2019-09-20 | 2050-12-31 | 200 | 1.3333 | 200 | 150 | n/a | PVgeneric_sun | Solar_Fixed | CAISO_Solar |  |  |  | 2020 | 2050 | 0 | CAISO | 150 | 0.95 | 1 |  | 16
1752 | IVWEST_2_SOLAR1 | Imperial Valley West ( Q # 608) | caiso | SDGE | SDGE | San Diego Gas and Electric | SDGE | CAISO | 2016-01-21 | 2050-12-31 | 150 | 1 | 150 | 150 | n/a | PVgeneric_sun | Solar_Fixed | CAISO_Solar |  |  |  | 2016 | 2050 | 0 | CAISO | 150 | 1899-12-31 | 1 |  | 16
1753 | Jackson_Fuller_1 | JacksonFullwer Wind 1 | teppc | PSCO | PSCO | Public Service Company of Colorado | PSCO | Excluded | 2015-12-31 | 2050-12-31 | 124.1 | 1 | 124.1 | 124.1 | WT-Onshore | wind_onshorewind | Wind | Excluded_Wind |  |  |  | 2016 | 2050 | 0 | Excluded | 124.1 | 1899-12-31 | 1 |  | 16
1754 | Jackson_Fuller_2 | JacksonFullwer Wind 2 | teppc | PSCO | PSCO | Public Service Company of Colorado | PSCO | Excluded | 2015-12-31 | 2050-12-31 | 125.8 | 1 | 125.8 | 125.8 | WT-Onshore | wind_onshorewind | Wind | Excluded_Wind |  |  |  | 2016 | 2050 | 0 | Excluded | 125.8 | 1899-12-31 | 1 |  | 16
1755 | JACMSR_1_JACSR1 | Jacumba Solar Farm | caiso | SDGE | SDGE | San Diego Gas and Electric | SDGE | CAISO |  | 2050-12-31 | 20 | 1 | 20 | 20 | PHOTO VOLTAIC_SUN | PVgeneric_sun | Solar_Fixed | CAISO_Solar |  |  |  | 1900 | 2050 | 0 | CAISO | 20 | 1899-12-31 | 1 |  | 16
1756 | Jamie_Creek_1 | Jamie Creek-1_Jamie Creek-1_IPP-JME | teppc | BCHA | BCHA | British Columbia Transmission Company | BCHA_AESO | Excluded | 2014-01-01 | 2054-01-01 | 10.67 | 1 | 10.67 | 10.67 | Hydro | Hydro_Standard | Hydro | Excluded_Hydro |  |  |  | 2014 | 2053 | 0 | Excluded | 10.67 | 1899-12-31 | 1 |  | 16
1757 | Jamie_Creek_2 | Jamie Creek-2_Jamie Creek-2_IPP-JME | teppc | BCHA | BCHA | British Columbia Transmission Company | BCHA_AESO | Excluded | 2014-01-01 | 2054-01-01 | 10.67 | 1 | 10.67 | 10.67 | Hydro | Hydro_Standard | Hydro | Excluded_Hydro |  |  |  | 2014 | 2053 | 0 | Excluded | 10.67 | 1899-12-31 | 1 |  | 16
1758 | Java_Solar | Java Solar | rps | PGE_Valley | PGE_Valley | Pacific Gas and Electric Valley | PGE_Valley | CAISO | 2020-10-01 | 2050-12-31 | 13.5 | 1 | 13.5 | 13.5 | Solar PV - Ground mountSolar: Tracking (1 Axis) | 1axPV_sun | Solar_1Axis | CAISO_Solar |  |  |  | 2021 | 2050 | 0 | CAISO | 13.5 | 0.95 | 1 |  | 16
1759 | JAWBNE_2_NSRWND | North Sky River Wind Project | caiso | PGE_Valley | PGE_Valley | Pacific Gas and Electric Valley | PGE_Valley | CAISO | 2012-12-07 | 2050-12-31 | 160 | 1 | 160 | 160 | n/a | wind_onshorewind | Wind | CAISO_Wind |  |  |  | 2013 | 2050 | 0 | CAISO | 160 | 1899-12-31 | 1 |  | 16
1760 | JAWBNE_2_SRWND | Sky River | caiso | SCE | SCE | Southern California Edison | SCE | CAISO | 2012-12-11 | 2050-12-31 | 77 | 1 | 77 | 77 | n/a | wind_onshorewind | Wind | CAISO_Wind |  |  |  | 2013 | 2050 | 0 | CAISO | 77 | 1899-12-31 | 1 |  | 16
1761 | Jaybird_H1 | Jaybird H1 | teppc | BANC | BANC | Balancing Authority of Northern California | SMUD | BANC | 1961-04-01 | 2050-01-01 | 77 | 1 | 77 | 77 | Hydro | Hydro_Standard | Hydro | BANC_Hydro |  |  |  | 1961 | 2049 | 0 | BANC | 77 | 1899-12-31 | 1 |  | 16
1762 | Jaybird_H2 | Jaybird H2 | teppc | BANC | BANC | Balancing Authority of Northern California | SMUD | BANC | 1987-01-01 | 2050-12-31 | 77 | 1 | 77 | 77 | Hydro | Hydro_Standard | Hydro | BANC_Hydro |  |  |  | 1987 | 2050 | 0 | BANC | 77 | 1899-12-31 | 1 |  | 16
1763 | JAYNE_6_WLSLR | Westlands Solar Farm PV 1 | caiso | PGE_Valley | PGE_Valley | Pacific Gas and Electric Valley | PGE_Valley | CAISO | 2014-02-14 | 2050-12-31 | 18 | 1 | 18 | 18 | n/a | PVgeneric_sun | Solar_Fixed | CAISO_Solar |  |  |  | 2014 | 2050 | 0 | CAISO | 18 | 1899-12-31 | 1 |  | 16
1764 | Jersey_Valley_1 | Jersey Valley Geothermal OEC 1 | teppc | SPPC | SPPC | Nevada Power Company | NEVP | SW | 1962-03-01 | 2050-12-31 | 18 | 1 | 18 | 18 | Geo-BinaryCycle | Geothermal_steam | Geothermal | SW_Geothermal |  |  |  | 1962 | 2050 | 0 | SW | 18 | 1899-12-31 | 1 |  | 16
1765 | Jersey_Valley_2 | Jersey Valley Geothermal OEC 2 | teppc | SPPC | SPPC | Nevada Power Company | NEVP | SW | 2011-08-30 | 2050-12-31 | 15 | 1 | 15 | 15 | Geo-BinaryCycle | Geothermal_steam | Geothermal | SW_Geothermal |  |  |  | 2012 | 2050 | 0 | SW | 15 | 1899-12-31 | 1 |  | 16
1766 | Jett_Creek_Wind__OR_ | NA_60367 | teppc | IPFE | IPFE | Idaho Far East | IPCO | NW | 2016-12-31 | 2050-12-31 | 40 | 1 | 40 | 40 | WT-Onshore | wind_onshorewind | Wind | NW_Wind |  |  |  | 2017 | 2050 | 0 | NW | 40 | 1899-12-31 | 1 |  | 16
1767 | Jim_Bridger_1 | Jim Bridger-1 | teppc | PAWY | PAWY | Wyoming, PACE Utility | PACE | NW | 1974-11-01 | 2050-12-31 | 531 | 1 | 531 | 531 | ST-Coal | Steam_Coal | Coal | NW_Coal |  |  |  | 1975 | 2050 | 0 | NW | 531 | 1899-12-31 | 1 |  | 16
1768 | Jim_Bridger_2 | Jim Bridger-2 | teppc | PAWY | PAWY | Wyoming, PACE Utility | PACE | NW | 1975-12-01 | 2050-12-31 | 527 | 1 | 527 | 527 | ST-Coal | Steam_Coal | Coal | NW_Coal |  |  |  | 1976 | 2050 | 0 | NW | 527 | 1899-12-31 | 1 |  | 16
1769 | Jim_Bridger_3 | Jim Bridger-3 | teppc | PAWY | PAWY | Wyoming, PACE Utility | PACE | NW | 1976-09-01 | 2050-12-31 | 523 | 1 | 523 | 523 | ST-Coal | Steam_Coal | Coal | NW_Coal |  |  |  | 1977 | 2050 | 0 | NW | 523 | 1899-12-31 | 1 |  | 16
1770 | Jim_Bridger_4 | Jim Bridger-4 | teppc | PAWY | PAWY | Wyoming, PACE Utility | PACE | NW | 1979-11-01 | 2050-12-31 | 530 | 1 | 530 | 530 | ST-Coal | Steam_Coal | Coal | NW_Coal |  |  |  | 1980 | 2050 | 0 | NW | 530 | 1899-12-31 | 1 |  | 16
1771 | Jim_Knight_1 | Jim Knight-1 | teppc | IPFE | IPFE | Idaho Far East | IPCO | NW | 1985-06-10 | 2030-04-15 | 0.34 | 1 | 0.34 | 0.34 | Hydro | Hydro_Standard | Hydro | NW_Hydro |  |  |  | 1985 | 2029 | 0 | NW | 0.34 | 1899-12-31 | 1 |  | 16
1772 | JimmieCreek1 | Jimmie Creek Hydro Project-1_Jimmie Creek Hydro Project-1_IPP-JMC | teppc | BCHA | BCHA | British Columbia Transmission Company | BCHA_AESO | Excluded | 2016-05-01 | 2056-04-30 | 33.1 | 1 | 33.1 | 33.1 | Hydro | Hydro_Standard | Hydro | Excluded_Hydro |  |  |  | 2016 | 2055 | 0 | Excluded | 33.1 | 1899-12-31 | 1 |  | 16
1773 | JimmieCreek2 | Jimmie Creek Hydro Project-2_Jimmie Creek Hydro Project-2_IPP-JMC | teppc | BCHA | BCHA | British Columbia Transmission Company | BCHA_AESO | Excluded | 2016-05-01 | 2056-04-30 | 33.1 | 1 | 33.1 | 33.1 | Hydro | Hydro_Standard | Hydro | Excluded_Hydro |  |  |  | 2016 | 2055 | 0 | Excluded | 33.1 | 1899-12-31 | 1 |  | 16
1774 | JJ_Elmore | J.J. Elmore GEN1¦Elmore Company GEN1¦Elmore Calipatria | teppc | IID | IID | Imperial Irrigation District | IID | IID | 1988-11-01 | 2050-12-31 | 42 | 1 | 42 | 42 | Geo-DoubleFlash | Geothermal_steam | Geothermal | IID_Geothermal |  |  |  | 1989 | 2050 | 0 | IID | 42 | 1899-12-31 | 1 |  | 16
1775 | JM_Shafer_CC | JMShaferCC1 (Total CC Plant) | teppc | PSCO | PSCO | Public Service Company of Colorado | PSCO | Excluded | 1985-06-10 | 2030-04-15 | 275.4 | 1 | 275.4 | 275.4 | CCWhole-NatGas-Industrial | CC_NG | CC | Excluded_CCGT |  |  |  | 1985 | 2029 | 0 | Excluded | 275.4 | 1899-12-31 | 1 |  | 16
1776 | John_C_Boyle_1 | John C Boyle-1 | teppc | PACW | PACW | PacifiCorp – West | PACW | NW | 1958-10-01 | 2030-01-01 | 50.35 | 1 | 50.35 | 50.35 | Hydro | Hydro_Standard | Hydro | NW_Hydro |  |  |  | 1959 | 2029 | 0 | NW | 50.35 | 1899-12-31 | 1 |  | 16
1777 | John_C_Boyle_2 | John C Boyle-2 | teppc | PACW | PACW | PacifiCorp – West | PACW | NW | 1958-10-01 | 2030-01-01 | 47.63 | 1 | 47.63 | 47.63 | Hydro | Hydro_Standard | Hydro | NW_Hydro |  |  |  | 1959 | 2029 | 0 | NW | 47.63 | 1899-12-31 | 1 |  | 16
1778 | John_Day | John Day | teppc | BPAT | BPAT | Bonneville Power Administration – Transmission | BPAT | NW | 1968-08-01 | 2050-12-31 | 2160 | 1 | 2160 | 2160 | Hydro | Hydro_Standard | Hydro | NW_Hydro |  |  |  | 1969 | 2050 | 0 | NW | 2160 | 1899-12-31 | 1 |  | 16
1779 | JohnHart1_Exp | John Hart Upgrade Project-1_BCH-JHT | teppc | BCHA | BCHA | British Columbia Transmission Company | BCHA_AESO | Excluded | 2016-03-01 | 2060-03-31 | 46 | 1 | 46 | 46 | Hydro | Hydro_Standard | Hydro | Excluded_Hydro |  |  |  | 2016 | 2059 | 0 | Excluded | 46 | 1899-12-31 | 1 |  | 16
1780 | JohnHart2_Exp | John Hart Upgrade Project-2_BCH-JHT | teppc | BCHA | BCHA | British Columbia Transmission Company | BCHA_AESO | Excluded | 2016-03-01 | 2060-03-31 | 46 | 1 | 46 | 46 | Hydro | Hydro_Standard | Hydro | Excluded_Hydro |  |  |  | 2016 | 2059 | 0 | Excluded | 46 | 1899-12-31 | 1 |  | 16
1781 | JohnHart3_Exp | John Hart Upgrade Project-3_BCH-JHT | teppc | BCHA | BCHA | British Columbia Transmission Company | BCHA_AESO | Excluded | 2016-03-01 | 2060-03-31 | 46 | 1 | 46 | 46 | Hydro | Hydro_Standard | Hydro | Excluded_Hydro |  |  |  | 2016 | 2059 | 0 | Excluded | 46 | 1899-12-31 | 1 |  | 16
1782 | JohnHart4 | John Hart-4_John Hart-4_BCH-JHT | teppc | BCHA | BCHA | British Columbia Transmission Company | BCHA_AESO | Excluded | 1947-01-01 | 2019-03-01 | 21 | 1 | 21 | 21 | Hydro | Hydro_Standard | Hydro | Excluded_Hydro |  |  |  | 1947 | 2018 | 0 | Excluded | 21 | 1899-12-31 | 1 |  | 16
1783 | JohnHart5 | John Hart-5_John Hart-5_BCH-JHT | teppc | BCHA | BCHA | British Columbia Transmission Company | BCHA_AESO | Excluded | 1947-01-01 | 2019-03-01 | 21 | 1 | 21 | 21 | Hydro | Hydro_Standard | Hydro | Excluded_Hydro |  |  |  | 1947 | 2018 | 0 | Excluded | 21 | 1899-12-31 | 1 |  | 16
1784 | JohnHart6 | John Hart-6_John Hart-6_BCH-JHT | teppc | BCHA | BCHA | British Columbia Transmission Company | BCHA_AESO | Excluded | 1947-01-01 | 2019-03-01 | 21 | 1 | 21 | 21 | Hydro | Hydro_Standard | Hydro | Excluded_Hydro |  |  |  | 1947 | 2018 | 0 | Excluded | 21 | 1899-12-31 | 1 |  | 16
1785 | Jones_Fork_H1 | Jones Fork 1 | teppc | BANC | BANC | Balancing Authority of Northern California | SMUD | BANC | 1985-06-01 | 2050-12-31 | 9.5 | 1 | 9.5 | 9.5 | Hydro | Hydro_Standard | Hydro | BANC_Small_Hydro |  |  |  | 1985 | 2050 | 0 | BANC | 9.5 | 1899-12-31 | 1 |  | 16
1786 | Jordan_River | Jordan River-1_Jordan River-1_BCH-JOR | teppc | BCHA | BCHA | British Columbia Transmission Company | BCHA_AESO | Excluded | 1912-01-01 | 2033-03-31 | 170 | 1 | 170 | 170 | Hydro | Hydro_Standard | Hydro | Excluded_Hydro |  |  |  | 1912 | 2032 | 0 | Excluded | 170 | 1899-12-31 | 1 |  | 16
1787 | Judge_F_Carr_1 | Judge Francis Carr 1¦Judge F Carr 1 | teppc | BANC | BANC | Balancing Authority of Northern California | SMUD | BANC | 1963-05-01 | 2050-12-31 | 86 | 1 | 86 | 86 | Hydro | Hydro_Standard | Hydro | BANC_Hydro |  |  |  | 1963 | 2050 | 0 | BANC | 86 | 1899-12-31 | 1 |  | 16
1788 | Judge_F_Carr_2 | Judge Francis Carr 2 | teppc | BANC | BANC | Balancing Authority of Northern California | SMUD | BANC | 1963-07-01 | 2050-12-31 | 86 | 1 | 86 | 86 | Hydro | Hydro_Standard | Hydro | BANC_Hydro |  |  |  | 1964 | 2050 | 0 | BANC | 86 | 1899-12-31 | 1 |  | 16
1789 | Judith_Gap | Judith Gap Wind Energy Center-1 | teppc | NWMT | NWMT | NorthWestern Energy | NWMT_WAUW | NW | 2006-02-01 | 2050-01-01 | 135 | 1 | 135 | 135 | WT-Onshore | wind_onshorewind | Wind | NW_Wind |  |  |  | 2006 | 2049 | 0 | NW | 135 | 1899-12-31 | 1 |  | 16
1790 | Judy_Creek_1 | Pengrowth Judy Creek 1 | teppc | BCHA | BCHA | British Columbia Transmission Company | BCHA_AESO | Excluded | 2014-06-01 | 2050-12-31 | 15 | 1 | 15 | 15 | CT-NatGas-Industrial | CT_NG | CT | Excluded_Peaker |  |  |  | 2014 | 2050 | 0 | Excluded | 15 | 1899-12-31 | 1 |  | 16
1791 | JuniperCanyon1 | Juniper Canyon I Wind Project-1 | teppc | TPWR | TPWR | Tacoma Power | BPAT | NW | 2011-03-01 | 2050-12-31 | 151.2 | 1 | 151.2 | 151.2 | WT-Onshore | wind_onshorewind | Wind | NW_Wind | CAISO | 4.6721 |  | 2011 | 2050 | 146.5279 | CAISO | 4.6721 | 1899-12-31 | 1 |  | 16
1792 | JuniperCanyon2 | Juniper Canyon 2-WT( 48 x 2.1) | teppc | TPWR | TPWR | Tacoma Power | BPAT | NW | 2015-12-01 | 2030-04-15 | 101 | 1 | 101 | 101 | WT-Onshore | wind_onshorewind | Wind | NW_Wind |  |  |  | 2016 | 2029 | 0 | NW | 101 | 1899-12-31 | 1 |  | 16
1793 | K_Road_Moapa | Moapa Southern Paiute Solar Project (K Road Moapa) | teppc | LDWP | LDWP | Los Angeles Department of Water and Power | LADWP | LDWP | 2016-12-01 | 2050-12-31 | 250 | 1 | 250 | 250 | SolarPV-NonTracking | FixedPV_sun | Solar_Fixed | LDWP_Solar |  |  |  | 2017 | 2050 | 0 | LDWP | 250 | 1899-12-31 | 1 |  | 16
1794 | K_Road_Modesto | K Road Modesto Solar-1¦McHenry Solar Farm (Modesto) 1 | teppc | BANC | BANC | Balancing Authority of Northern California | SMUD | BANC | 2012-07-01 | 2050-12-31 | 26.32 | 1 | 26.32 | 26.32 | SolarPV-Tracking | 1axPV_sun | Solar_1Axis | BANC_Solar |  |  |  | 2013 | 2050 | 0 | BANC | 26.32 | 1899-12-31 | 1 |  | 16
1795 | KamloopsGreen1 | Kamloops Green Energy-1_Kamloops Green Energy-1_IPP-WEY | teppc | BCHA | BCHA | British Columbia Transmission Company | BCHA_AESO | Excluded | 2012-12-01 | 2027-12-15 | 28 | 1 | 28 | 28 | Bio-ST | ST_Biomass | Biomass/Wood | Excluded_Biomass |  |  |  | 2013 | 2027 | 0 | Excluded | 28 | 1899-12-31 | 1 |  | 16
1796 | KamloopsGreen2 | Kamloops Green Energy-2_Kamloops Green Energy-2_IPP-WEY | teppc | BCHA | BCHA | British Columbia Transmission Company | BCHA_AESO | Excluded | 2012-12-01 | 2027-12-15 | 16 | 1 | 16 | 16 | Bio-ST | ST_Biomass | Biomass/Wood | Excluded_Biomass |  |  |  | 2013 | 2027 | 0 | Excluded | 16 | 1899-12-31 | 1 |  | 16
1797 | KamloopsGreen3 | Kamloops Green Energy-3_Kamloops Green Energy-3_IPP-WEY | teppc | BCHA | BCHA | British Columbia Transmission Company | BCHA_AESO | Excluded | 2012-12-01 | 2027-12-15 | 32 | 1 | 32 | 32 | Bio-ST | ST_Biomass | Biomass/Wood | Excluded_Biomass |  |  |  | 2013 | 2027 | 0 | Excluded | 32 | 1899-12-31 | 1 |  | 16
1798 | KANAKA_1_UNIT | KANAKA | caiso | PGE_Valley | PGE_Valley | Pacific Gas and Electric Valley | PGE_Valley | CAISO | 1989-02-13 | 2050-12-31 | 2.5 | 1 | 2.5 | 2.5 | n/a | Hydro_Standard | Hydro | CAISO_Small_Hydro |  |  |  | 1989 | 2050 | 0 | CAISO | 2.5 | 1899-12-31 | 1 |  | 16
1799 | Kananaskis1_1 | Kananaskis1-1 | teppc | AESO | AESO | Alberta Electric System Operator | BCHA_AESO | Excluded | 1954-01-01 | 2050-12-01 | 4.5 | 1 | 4.5 | 4.5 | Hydro | Hydro_Standard | Hydro | Excluded_Hydro |  |  |  | 1954 | 2050 | 0 | Excluded | 4.5 | 1899-12-31 | 1 |  | 16
1800 | Kananaskis2_HY2 | Kananaskis2-HY2 | teppc | AESO | AESO | Alberta Electric System Operator | BCHA_AESO | Excluded | 1954-01-01 | 2050-12-01 | 4.5 | 1 | 4.5 | 4.5 | Hydro | Hydro_Standard | Hydro | Excluded_Hydro |  |  |  | 1954 | 2050 | 0 | Excluded | 4.5 | 1899-12-31 | 1 |  | 16
1801 | Kananaskis3_HY3 | Kananaskis3-HY3 | teppc | AESO | AESO | Alberta Electric System Operator | BCHA_AESO | Excluded | 1954-01-01 | 2050-12-01 | 10 | 1 | 10 | 10 | Hydro | Hydro_Standard | Hydro | Excluded_Hydro |  |  |  | 1954 | 2050 | 0 | Excluded | 10 | 1899-12-31 | 1 |  | 16
1802 | KANSAS_6_SOLAR | RE Kansas South | caiso | PGE_Valley | PGE_Valley | Pacific Gas and Electric Valley | PGE_Valley | CAISO | 2013-06-06 | 2050-12-31 | 20 | 1 | 20 | 20 | n/a | PVgeneric_sun | Solar_Fixed | CAISO_Solar |  |  |  | 2013 | 2050 | 0 | CAISO | 20 | 1899-12-31 | 1 |  | 16
1803 | KaselWitherpoonCoLS1 | K W Company-LS1 | teppc | IPFE | IPFE | Idaho Far East | IPCO | NW | 1985-06-01 | 2050-12-31 | 0.1 | 1 | 0.1 | 0.1 | Hydro | Hydro_Standard | Hydro | NW_Hydro |  |  |  | 1985 | 2050 | 0 | NW | 0.1 | 1899-12-31 | 1 |  | 16
1804 | KaselWitherpoonCoLS2 | K W Company-LS2 | teppc | IPFE | IPFE | Idaho Far East | IPCO | NW | 1985-06-01 | 2050-12-31 | 0.1 | 1 | 0.1 | 0.1 | Hydro | Hydro_Standard | Hydro | NW_Hydro |  |  |  | 1985 | 2050 | 0 | NW | 0.1 | 1899-12-31 | 1 |  | 16
1805 | KaselWitherpoonCoLS3 | K W Company-LS3 | teppc | IPFE | IPFE | Idaho Far East | IPCO | NW | 1985-06-01 | 2050-12-31 | 0.1 | 1 | 0.1 | 0.1 | Hydro | Hydro_Standard | Hydro | NW_Hydro |  |  |  | 1985 | 2050 | 0 | NW | 0.1 | 1899-12-31 | 1 |  | 16
1806 | KaselWitherpoonCoLS4 | K W Company-LS4 | teppc | IPFE | IPFE | Idaho Far East | IPCO | NW | 1985-06-01 | 2050-12-31 | 0.1 | 1 | 0.1 | 0.1 | Hydro | Hydro_Standard | Hydro | NW_Hydro |  |  |  | 1985 | 2050 | 0 | NW | 0.1 | 1899-12-31 | 1 |  | 16
1807 | KaselWitherpoonCoLS5 | K W Company-LS5 | teppc | IPFE | IPFE | Idaho Far East | IPCO | NW | 1985-06-01 | 2050-12-31 | 0.1 | 1 | 0.1 | 0.1 | Hydro | Hydro_Standard | Hydro | NW_Hydro |  |  |  | 1985 | 2050 | 0 | NW | 0.1 | 1899-12-31 | 1 |  | 16
1808 | KaselWitherpoonCoUE5 | K W Company-UE5 | teppc | IPFE | IPFE | Idaho Far East | IPCO | NW | 1997-04-01 | 2050-12-31 | 0.1 | 1 | 0.1 | 0.1 | Hydro | Hydro_Standard | Hydro | NW_Hydro |  |  |  | 1997 | 2050 | 0 | NW | 0.1 | 1899-12-31 | 1 |  | 16
1809 | KaselWitherpoonCoUW1 | K W Company-UW1 | teppc | IPFE | IPFE | Idaho Far East | IPCO | NW | 1983-12-01 | 2050-12-31 | 0.2 | 1 | 0.2 | 0.2 | Hydro | Hydro_Standard | Hydro | NW_Hydro |  |  |  | 1984 | 2050 | 0 | NW | 0.2 | 1899-12-31 | 1 |  | 16
1810 | KaselWitherpoonCoUW2 | K W Company-UW2 | teppc | IPFE | IPFE | Idaho Far East | IPCO | NW | 1983-12-01 | 2050-12-31 | 0.2 | 1 | 0.2 | 0.2 | Hydro | Hydro_Standard | Hydro | NW_Hydro |  |  |  | 1984 | 2050 | 0 | NW | 0.2 | 1899-12-31 | 1 |  | 16
1811 | KaselWitherpoonCoUW3 | K W Company-UW3 | teppc | IPFE | IPFE | Idaho Far East | IPCO | NW | 1983-12-01 | 2050-12-31 | 0.2 | 1 | 0.2 | 0.2 | Hydro | Hydro_Standard | Hydro | NW_Hydro |  |  |  | 1984 | 2050 | 0 | NW | 0.2 | 1899-12-31 | 1 |  | 16
1812 | KaselWitherpoonCoUW4 | K W Company-UW4 | teppc | IPFE | IPFE | Idaho Far East | IPCO | NW | 1983-12-01 | 2050-12-31 | 0.2 | 1 | 0.2 | 0.2 | Hydro | Hydro_Standard | Hydro | NW_Hydro |  |  |  | 1984 | 2050 | 0 | NW | 0.2 | 1899-12-31 | 1 |  | 16
1813 | KEARL13C |  | teppc | AESO | AESO | Alberta Electric System Operator | BCHA_AESO | Excluded | 1950-01-01 | 2050-12-31 | 81.1 | 1 | 81.1 | 81.1 | CT-AB-Cogen | Cogen_NG | Cogen | Excluded_CHP |  |  |  | 1950 | 2050 | 0 | Excluded | 81.1 | 1899-12-31 | 1 |  | 16
1814 | Keephills1 | Keephills1-1 | teppc | BCHA | BCHA | British Columbia Transmission Company | BCHA_AESO | Excluded | 1983-01-01 | 2030-01-01 | 411 | 1 | 411 | 411 | ST-Coal | Steam_Coal | Coal | Excluded_Coal |  |  |  | 1983 | 2029 | 0 | Excluded | 411 | 1899-12-31 | 1 |  | 16
1815 | Keephills1_Exp | TransAlta Keephills 1 Uprate-1 | teppc | BCHA | BCHA | British Columbia Transmission Company | BCHA_AESO | Excluded | 2012-05-01 | 2028-12-31 | 434 | 1 | 434 | 434 | ST-Coal | Steam_Coal | Coal | Excluded_Coal |  |  |  | 2012 | 2028 | 0 | Excluded | 434 | 1899-12-31 | 1 |  | 16
1816 | Keephills1_Gas | Sheerness 2-2 | teppc | AESO | AESO | Alberta Electric System Operator | BCHA_AESO | Excluded | 1990-01-01 | 2050-12-31 | 411 | 1 | 411 | 411 | ST-NatGas | ST_NG | Steam | Excluded_ST |  |  |  | 1990 | 2050 | 0 | Excluded | 411 | 1899-12-31 | 1 |  | 16
1817 | Keephills2 | Keephills2-2 | teppc | BCHA | BCHA | British Columbia Transmission Company | BCHA_AESO | Excluded | 1984-01-01 | 2030-01-01 | 411 | 1 | 411 | 411 | ST-Coal | Steam_Coal | Coal | Excluded_Coal |  |  |  | 1984 | 2029 | 0 | Excluded | 411 | 1899-12-31 | 1 |  | 16
1818 | Keephills2_Exp | TransAlta Keephills 2 Uprate-1 | teppc | BCHA | BCHA | British Columbia Transmission Company | BCHA_AESO | Excluded | 2012-04-01 | 2028-12-31 | 434 | 1 | 434 | 434 | ST-Coal | Steam_Coal | Coal | Excluded_Coal |  |  |  | 2012 | 2028 | 0 | Excluded | 434 | 1899-12-31 | 1 |  | 16
1819 | Keephills3_1 | Keephills3-1 | teppc | AESO | AESO | Alberta Electric System Operator | BCHA_AESO | Excluded | 2011-06-01 | 2029-12-31 | 498 | 1 | 498 | 498 | ST-Coal | Steam_Coal | Coal | Excluded_Coal |  |  |  | 2011 | 2029 | 0 | Excluded | 498 | 1899-12-31 | 1 |  | 16
1820 | Keephils2_Gas | Sheerness 2-2 | teppc | AESO | AESO | Alberta Electric System Operator | BCHA_AESO | Excluded | 1990-01-01 | 2050-12-31 | 411 | 1 | 411 | 411 | ST-NatGas | ST_NG | Steam | Excluded_ST |  |  |  | 1990 | 2050 | 0 | Excluded | 411 | 1899-12-31 | 1 |  | 16
1821 | KEKAWK_6_UNIT | STS HYDROPOWER LTD. (KEKAWAKA) | caiso | PGE_Bay | PGE_Bay | Pacific Gas and Electric Bay | PGE_Bay | CAISO | 1989-12-27 | 2050-12-31 | 5.5 | 1 | 5.5 | 5.5 | n/a | Hydro_Standard | Hydro | CAISO_Small_Hydro |  |  |  | 1990 | 2050 | 0 | CAISO | 5.5 | 1899-12-31 | 1 |  | 16
1822 | KELSO_2_UNITS | Mariposa Energy | caiso | PGE_Bay | PGE_Bay | Pacific Gas and Electric Bay | PGE_Bay | CAISO | 2012-10-01 | 2050-12-31 | 198.03 | 1 | 198.03 | 198.03 | CT-NatGas-Aero | CT_NG | CT | CAISO_Peaker1 |  |  |  | 2013 | 2050 | 0 | CAISO | 198.03 | 1899-12-31 | 1 |  | 16
1823 | KELYRG_6_UNIT | KELLY RIDGE HYDRO | caiso | PGE_Valley | PGE_Valley | Pacific Gas and Electric Valley | PGE_Valley | CAISO | 1963-01-01 | 2050-12-31 | 11 | 1 | 11 | 11 | n/a | Hydro_Standard | Hydro | CAISO_Small_Hydro |  |  |  | 1963 | 2050 | 0 | CAISO | 11 | 1899-12-31 | 1 |  | 16
1824 | Kemano_1 | Kemano-1_Kemano (RTA 2007 EPA)-1_IPP-KMO | teppc | BCHA | BCHA | British Columbia Transmission Company | BCHA_AESO | Excluded | 1949-12-01 | 2033-03-31 | 112.5 | 1 | 112.5 | 112.5 | Hydro | Hydro_Standard | Hydro | Excluded_Hydro |  |  |  | 1950 | 2032 | 0 | Excluded | 112.5 | 1899-12-31 | 1 |  | 16
1825 | Kemano_2 | Kemano-2_Kemano (RTA 2007 EPA)-2_IPP-KMO | teppc | BCHA | BCHA | British Columbia Transmission Company | BCHA_AESO | Excluded | 1949-12-01 | 2033-03-31 | 112.5 | 1 | 112.5 | 112.5 | Hydro | Hydro_Standard | Hydro | Excluded_Hydro |  |  |  | 1950 | 2032 | 0 | Excluded | 112.5 | 1899-12-31 | 1 |  | 16
1826 | Kemano_3 | Kemano-3_Kemano (RTA 2007 EPA)-3_IPP-KMO | teppc | BCHA | BCHA | British Columbia Transmission Company | BCHA_AESO | Excluded | 1949-12-01 | 2033-03-31 | 112.5 | 1 | 112.5 | 112.5 | Hydro | Hydro_Standard | Hydro | Excluded_Hydro |  |  |  | 1950 | 2032 | 0 | Excluded | 112.5 | 1899-12-31 | 1 |  | 16
1827 | Kemano_4 | Kemano-4_Kemano (RTA 2007 EPA)-4_IPP-KMO | teppc | BCHA | BCHA | British Columbia Transmission Company | BCHA_AESO | Excluded | 1949-12-01 | 2040-03-31 | 112.5 | 1 | 112.5 | 112.5 | Hydro | Hydro_Standard | Hydro | Excluded_Hydro |  |  |  | 1950 | 2039 | 0 | Excluded | 112.5 | 1899-12-31 | 1 |  | 16
1828 | Kemano_5 | Kemano-5_Kemano (RTA 2007 EPA)-5_IPP-KMO | teppc | BCHA | BCHA | British Columbia Transmission Company | BCHA_AESO | Excluded | 1949-12-01 | 2040-03-31 | 112.5 | 1 | 112.5 | 112.5 | Hydro | Hydro_Standard | Hydro | Excluded_Hydro |  |  |  | 1950 | 2039 | 0 | Excluded | 112.5 | 1899-12-31 | 1 |  | 16
1829 | Kemano_6 | Kemano-6_Kemano (RTA 2007 EPA)-6_IPP-KMO | teppc | BCHA | BCHA | British Columbia Transmission Company | BCHA_AESO | Excluded | 1949-12-01 | 2040-03-31 | 112.5 | 1 | 112.5 | 112.5 | Hydro | Hydro_Standard | Hydro | Excluded_Hydro |  |  |  | 1950 | 2039 | 0 | Excluded | 112.5 | 1899-12-31 | 1 |  | 16
1830 | Kemano_7 | Kemano-7_Kemano (RTA 2007 EPA)-7_IPP-KMO | teppc | BCHA | BCHA | British Columbia Transmission Company | BCHA_AESO | Excluded | 1949-12-01 | 2040-03-31 | 112.5 | 1 | 112.5 | 112.5 | Hydro | Hydro_Standard | Hydro | Excluded_Hydro |  |  |  | 1950 | 2039 | 0 | Excluded | 112.5 | 1899-12-31 | 1 |  | 16
1831 | Kemano_8 | Kemano-8_Kemano (RTA 2007 EPA)-8_IPP-KMO | teppc | BCHA | BCHA | British Columbia Transmission Company | BCHA_AESO | Excluded | 1949-12-01 | 2040-03-31 | 112.5 | 1 | 112.5 | 112.5 | Hydro | Hydro_Standard | Hydro | Excluded_Hydro |  |  |  | 1950 | 2039 | 0 | Excluded | 112.5 | 1899-12-31 | 1 |  | 16
1832 | KERKH1_7_UNIT_1 | KERKHOFF PH 1 UNIT #1 | caiso | PGE_Valley | PGE_Valley | Pacific Gas and Electric Valley | PGE_Valley | CAISO | 1920-01-01 | 2050-12-31 | 13 | 1 | 13 | 13 | n/a | Hydro_Standard | Hydro | CAISO_Hydro |  |  |  | 1920 | 2050 | 0 | CAISO | 13 | 1899-12-31 | 1 |  | 16
1833 | KERKH1_7_UNIT_3 | KERKHOFF PH 1 UNIT #3 | caiso | PGE_Valley | PGE_Valley | Pacific Gas and Electric Valley | PGE_Valley | CAISO | 1920-01-01 | 2050-12-31 | 12.8 | 1 | 12.8 | 12.8 | n/a | Hydro_Standard | Hydro | CAISO_Hydro |  |  |  | 1920 | 2050 | 0 | CAISO | 12.8 | 1899-12-31 | 1 |  | 16
1834 | KERKH2_7_UNIT_1 | KERKHOFF PH 2 UNIT #1 | caiso | PGE_Valley | PGE_Valley | Pacific Gas and Electric Valley | PGE_Valley | CAISO | 1983-01-01 | 2050-12-31 | 153.9 | 1 | 153.9 | 153.9 | n/a | Hydro_Standard | Hydro | CAISO_Hydro |  |  |  | 1983 | 2050 | 0 | CAISO | 153.9 | 1899-12-31 | 1 |  | 16
1835 | KERMAN_6_SOLAR1 | Fresno Solar South | caiso | PGE_Valley | PGE_Valley | Pacific Gas and Electric Valley | PGE_Valley | CAISO | 2015-10-21 | 2050-12-31 | 1.5 | 1 | 1.5 | 1.5 | n/a | PVgeneric_sun | Solar_Fixed | CAISO_Solar |  |  |  | 2016 | 2050 | 0 | CAISO | 1.5 | 1899-12-31 | 1 |  | 16
1836 | KERMAN_6_SOLAR2 | Fresno Solar West | caiso | PGE_Valley | PGE_Valley | Pacific Gas and Electric Valley | PGE_Valley | CAISO | 2015-10-20 | 2050-12-31 | 1.5 | 1 | 1.5 | 1.5 | n/a | PVgeneric_sun | Solar_Fixed | CAISO_Solar |  |  |  | 2016 | 2050 | 0 | CAISO | 1.5 | 1899-12-31 | 1 |  | 16
1837 | KERNFT_1_UNITS | KERN FRONT LIMITED | caiso | PGE_Valley | PGE_Valley | Pacific Gas and Electric Valley | PGE_Valley | CAISO | 1989-01-07 | 2050-12-31 | 52.4 | 1 | 52.4 | 52.4 | CT-NatGas-Aero | CT_NG | CT | CAISO_Peaker2 |  |  |  | 1989 | 2050 | 0 | CAISO | 52.4 | 1899-12-31 | 1 |  | 16
1838 | KERNRG_1_UNITS |  | caiso | PGE_Valley | PGE_Valley | Pacific Gas and Electric Valley | PGE_Valley | CAISO | 1985-01-01 | 2050-12-31 | 0.29 | 0.0052536 | 0.29 | 55.2 | CT-NatGas-Aero | CT_NG | CT | CAISO_Peaker1 |  |  |  | 1985 | 2050 | 0 | CAISO | 55.2 | 1899-12-31 | 1 |  | 16
1839 | Kerr_KER1 | Kerr-KER1 | teppc | NWMT | NWMT | NorthWestern Energy | NWMT_WAUW | NW | 1938-10-01 | 2050-12-31 | 70.6 | 1 | 70.6 | 70.6 | Hydro | Hydro_Standard | Hydro | NW_Hydro |  |  |  | 1939 | 2050 | 0 | NW | 70.6 | 1899-12-31 | 1 |  | 16
1840 | Kerr_KER2 | Kerr-KER2 | teppc | NWMT | NWMT | NorthWestern Energy | NWMT_WAUW | NW | 1949-05-01 | 2050-12-31 | 50.4 | 1 | 50.4 | 50.4 | Hydro | Hydro_Standard | Hydro | NW_Hydro |  |  |  | 1949 | 2050 | 0 | NW | 50.4 | 1899-12-31 | 1 |  | 16
1841 | Kerr_KER3 | Kerr-KER3 | teppc | NWMT | NWMT | NorthWestern Energy | NWMT_WAUW | NW | 1954-11-01 | 2050-12-31 | 86.6 | 1 | 86.6 | 86.6 | Hydro | Hydro_Standard | Hydro | NW_Hydro |  |  |  | 1955 | 2050 | 0 | NW | 86.6 | 1899-12-31 | 1 |  | 16
1842 | KERRGN_1_UNIT_1 | KERN RIVER HYDRO UNITS 1-4 AGGREGATE | caiso | SCE | PGE_Valley | Pacific Gas and Electric Valley | PGE_Valley | CAISO | 1907-01-01 | 2050-12-31 | 25.6 | 1 | 25.6 | 25.6 | n/a | Hydro_Standard | Hydro | CAISO_Hydro |  |  |  | 1907 | 2050 | 0 | CAISO | 25.6 | 1899-12-31 | 1 |  | 16
1843 | Keswick_1 | Keswick 1 | teppc | BANC | BANC | Balancing Authority of Northern California | SMUD | BANC | 1950-03-01 | 2050-12-31 | 25 | 1 | 25 | 25 | Hydro | Hydro_Standard | Hydro | BANC_Hydro |  |  |  | 1950 | 2050 | 0 | BANC | 25 | 1899-12-31 | 1 |  | 16
1844 | Keswick_2 | Keswick 2 | teppc | BANC | BANC | Balancing Authority of Northern California | SMUD | BANC | 1949-12-01 | 2050-12-31 | 25 | 1 | 25 | 25 | Hydro | Hydro_Standard | Hydro | BANC_Hydro |  |  |  | 1950 | 2050 | 0 | BANC | 25 | 1899-12-31 | 1 |  | 16
1845 | Keswick_3 | Keswick 3 | teppc | BANC | BANC | Balancing Authority of Northern California | SMUD | BANC | 1949-10-01 | 2050-12-31 | 25 | 1 | 25 | 25 | Hydro | Hydro_Standard | Hydro | BANC_Hydro |  |  |  | 1950 | 2050 | 0 | BANC | 25 | 1899-12-31 | 1 |  | 16
1846 | KettleFalls1 | Kettle Falls Generating Station-1 | teppc | AVA | AVA | Avista Corp. | BPAT | NW | 1983-12-01 | 2050-12-31 | 50.7 | 1 | 50.7 | 50.7 | Bio-ST | ST_Biomass | Biomass/Wood | NW_Biomass |  |  |  | 1984 | 2050 | 0 | NW | 50.7 | 1899-12-31 | 1 |  | 16
1847 | KettleFalls2 | Kettle Falls Generating Station-2 | teppc | AVA | AVA | Avista Corp. | BPAT | NW | 2002-05-01 | 2050-12-31 | 7.2 | 1 | 7.2 | 7.2 | CT-NatGas-Aero | CT_NG | CT | NW_Peaker |  |  |  | 2002 | 2050 | 0 | NW | 7.2 | 1899-12-31 | 1 |  | 16
1848 | KettlesHills2_1 | Kettle Hills 2-1_KettlesHill1a | teppc | AESO | AESO | Alberta Electric System Operator | BCHA_AESO | Excluded | 2007-09-01 | 2050-12-01 | 1.8 | 1 | 1.8 | 1.8 | WT-Onshore | wind_onshorewind | Wind | Excluded_Wind |  |  |  | 2008 | 2050 | 0 | Excluded | 1.8 | 1899-12-31 | 1 |  | 16
1849 | KettlesHills2_2 | Kettle Hills 2-2_KettlesHill1b | teppc | AESO | AESO | Alberta Electric System Operator | BCHA_AESO | Excluded | 2007-09-01 | 2050-12-01 | 14.4 | 1 | 14.4 | 14.4 | WT-Onshore | wind_onshorewind | Wind | Excluded_Wind |  |  |  | 2008 | 2050 | 0 | Excluded | 14.4 | 1899-12-31 | 1 |  | 16
1850 | KettlesHills2_3 | Kettle Hills 2-3_KettlesHill2a | teppc | BCHA | BCHA | British Columbia Transmission Company | BCHA_AESO | Excluded | 2007-09-01 | 2050-12-01 | 1.8 | 1 | 1.8 | 1.8 | WT-Onshore | wind_onshorewind | Wind | Excluded_Wind |  |  |  | 2008 | 2050 | 0 | Excluded | 1.8 | 1899-12-31 | 1 |  | 16
1851 | KettlesHills2_4 | Kettle Hills 2-4_KettlesHill2b | teppc | AESO | AESO | Alberta Electric System Operator | BCHA_AESO | Excluded | 2007-09-01 | 2050-12-01 | 18 | 1 | 18 | 18 | WT-Onshore | wind_onshorewind | Wind | Excluded_Wind |  |  |  | 2008 | 2050 | 0 | Excluded | 18 | 1899-12-31 | 1 |  | 16
1852 | KettlesHills3_1 | Kettle Hills 3-1_KettlesHill3a | teppc | BCHA | BCHA | British Columbia Transmission Company | BCHA_AESO | Excluded | 2007-09-01 | 2050-12-01 | 1.8 | 1 | 1.8 | 1.8 | WT-Onshore | wind_onshorewind | Wind | Excluded_Wind |  |  |  | 2008 | 2050 | 0 | Excluded | 1.8 | 1899-12-31 | 1 |  | 16
1853 | KettlesHills3_2 | Kettle Hills 3-2_KettlesHill3b_58402 | teppc | BCHA | BCHA | British Columbia Transmission Company | BCHA_AESO | Excluded | 2007-09-01 | 2050-12-01 | 5.4 | 1 | 5.4 | 5.4 | WT-Onshore | wind_onshorewind | Wind | Excluded_Wind |  |  |  | 2008 | 2050 | 0 | Excluded | 5.4 | 1899-12-31 | 1 |  | 16
1854 | KettlesHills3_3 | Kettle Hills 3-3_KettlesHill4a | teppc | AESO | AESO | Alberta Electric System Operator | BCHA_AESO | Excluded | 2007-09-01 | 2050-12-01 | 1.8 | 1 | 1.8 | 1.8 | WT-Onshore | wind_onshorewind | Wind | Excluded_Wind |  |  |  | 2008 | 2050 | 0 | Excluded | 1.8 | 1899-12-31 | 1 |  | 16
1855 | KettlesHills3_4 | Kettle Hills 3-4_KettlesHill4b_5000 | teppc | BCHA | BCHA | British Columbia Transmission Company | BCHA_AESO | Excluded | 2007-09-01 | 2050-12-01 | 5.4 | 1 | 5.4 | 5.4 | WT-Onshore | wind_onshorewind | Wind | Excluded_Wind |  |  |  | 2008 | 2050 | 0 | Excluded | 5.4 | 1899-12-31 | 1 |  | 16
1856 | KettlesHills3_5 | Kettle Hills 3-5_KettlesHill5a | teppc | BCHA | BCHA | British Columbia Transmission Company | BCHA_AESO | Excluded | 2007-09-01 | 2050-12-01 | 1.8 | 1 | 1.8 | 1.8 | WT-Onshore | wind_onshorewind | Wind | Excluded_Wind |  |  |  | 2008 | 2050 | 0 | Excluded | 1.8 | 1899-12-31 | 1 |  | 16
1857 | KettlesHills3_6 | Kettle Hills 3-6_KettlesHill5b | teppc | BCHA | BCHA | British Columbia Transmission Company | BCHA_AESO | Excluded | 2007-09-01 | 2050-12-01 | 16.2 | 1 | 16.2 | 16.2 | WT-Onshore | wind_onshorewind | Wind | Excluded_Wind |  |  |  | 2008 | 2050 | 0 | Excluded | 16.2 | 1899-12-31 | 1 |  | 16
1858 | Kiefer_Landfill_1_1 | Kiefer Landfill 1-1¦Kiefer Landfill 361A | teppc | BANC | BANC | Balancing Authority of Northern California | SMUD | BANC | 1999-12-01 | 2050-12-31 | 3.5 | 1 | 3.5 | 3.5 | Bio-ICE | ICE_Biomass | Biomass/Wood | BANC_Biomass |  |  |  | 2000 | 2050 | 0 | BANC | 3.5 | 1899-12-31 | 1 |  | 16
1859 | Kiefer_Landfill_1_2 | Kiefer Landfill 1-2¦Kiefer Landfill 361B | teppc | BANC | BANC | Balancing Authority of Northern California | SMUD | BANC | 1999-12-01 | 2050-12-31 | 3.5 | 1 | 3.5 | 3.5 | Bio-ICE | ICE_Biomass | Biomass/Wood | BANC_Biomass |  |  |  | 2000 | 2050 | 0 | BANC | 3.5 | 1899-12-31 | 1 |  | 16
1860 | Kiefer_Landfill_1_3 | Kiefer Landfill 1-3¦Kiefer Landfill 361C | teppc | BANC | BANC | Balancing Authority of Northern California | SMUD | BANC | 1999-12-01 | 2050-12-31 | 3.5 | 1 | 3.5 | 3.5 | Bio-ICE | ICE_Biomass | Biomass/Wood | BANC_Biomass |  |  |  | 2000 | 2050 | 0 | BANC | 3.5 | 1899-12-31 | 1 |  | 16
1861 | Kiefer_Landfill_2_1 | Kiefer Landfill 2-1¦Kiefer Landfill 1 | teppc | BANC | BANC | Balancing Authority of Northern California | SMUD | BANC | 2006-03-01 | 2050-12-31 | 3.5 | 1 | 3.5 | 3.5 | Bio-ICE | ICE_Biomass | Biomass/Wood | BANC_Biomass |  |  |  | 2006 | 2050 | 0 | BANC | 3.5 | 1899-12-31 | 1 |  | 16
1862 | Kiefer_Landfill_2_2 | Kiefer Landfill 2-2¦Kiefer Landfill 2 | teppc | BANC | BANC | Balancing Authority of Northern California | SMUD | BANC | 2006-03-01 | 2050-12-31 | 3.5 | 1 | 3.5 | 3.5 | Bio-ICE | ICE_Biomass | Biomass/Wood | BANC_Biomass |  |  |  | 2006 | 2050 | 0 | BANC | 3.5 | 1899-12-31 | 1 |  | 16
N/A | KILARC_2_UNIT_1 | KILARC HYDRO | caiso | PGE_Valley | PGE_Valley | Pacific Gas and Electric Valley | PGE_Valley | CAISO | 1904-01-01 | 2050-12-31 | 1.5 | 1 | 1.5 | 1.5 | n/a | Hydro_Standard | Hydro | CAISO_Hydro |  |  |  | 1904 | 2050 | 0 | CAISO | 1.5 | 1899-12-31 | 1 |  | 17
1863 | KINGCO_1_KINGBR |  | caiso | PGE_Valley | PGE_Valley | Pacific Gas and Electric Valley | PGE_Valley | CAISO | 1990-12-05 | 2050-12-31 | 34.5 | 1 | 34.5 | 34.5 | CCWhole-NatGas-Industrial | CT_NG | CT | CAISO_Peaker2 |  |  |  | 1991 | 2050 | 0 | CAISO | 34.5 | 1899-12-31 | 1 |  | 17
1864 | KINGRV_7_UNIT_1 | KINGS RIVER HYDRO UNIT 1 | caiso | PGE_Valley | PGE_Valley | Pacific Gas and Electric Valley | PGE_Valley | CAISO | 1962-01-01 | 2050-12-31 | 51.2 | 1 | 51.2 | 51.2 | n/a | Hydro_Standard | Hydro | CAISO_Hydro |  |  |  | 1962 | 2050 | 0 | CAISO | 51.2 | 1899-12-31 | 1 |  | 17
1865 | Kings_Estate | Kings Estate Solar-PV(4144) | teppc | PNM | PNM | Public Service Company of New Mexico | PNM_EPE | SW | 2012-04-01 | 2030-04-15 | 0.97 | 1 | 0.97 | 0.97 | SolarPV-NonTracking | FixedPV_sun | Solar_Fixed | SW_Solar |  |  |  | 2012 | 2029 | 0 | SW | 0.97 | 1899-12-31 | 1 |  | 17
1866 | KIRKER_7_KELCYN | KELLER CANYON LANDFILL GEN FACILICITY | caiso | PGE_Bay | PGE_Bay | Pacific Gas and Electric Bay | PGE_Bay | CAISO | 2009-08-01 | 2050-12-31 | 3.21 | 0.90169 | 3.21 | 3.56 | n/a | Biogas_ | Biogas_LandfillGas | CAISO_Biomass |  |  |  | 2010 | 2050 | 0 | CAISO | 3.56 | 1899-12-31 | 1 |  | 17
1867 | Kit_Carson_Wind | Kit Carson Windpower Project KCW | teppc | WACM | WACM | Western Area Power Administration, Colorado-Missouri Region | WACM | Excluded | 2010-12-01 | 2050-12-31 | 51.2 | 1 | 51.2 | 51.2 | WT-Onshore | wind_onshorewind | Wind | Excluded_Wind |  |  |  | 2011 | 2050 | 0 | Excluded | 51.2 | 1899-12-31 | 1 |  | 17
1868 | KITTVALY | KITTVALY | teppc | BPAT | BPAT | Bonneville Power Administration – Transmission | BPAT | NW | 1986-04-15 | 2050-12-31 | 0.1 | 1 | 0.1 | 0.1 | VAR-Device | VAR_NOTGEN | None | NW_Var-DEVICE |  |  |  | 1986 | 2050 | 0 | NW | 0.1 | 1899-12-31 | 1 |  | 17
1869 | KlamathCogenCC_Total | KlamathCogenCC (Total CC Plant) | teppc | PACW | PACW | PacifiCorp – West | PACW | NW | 2001-07-01 | 2050-12-31 | 540 | 1 | 540 | 540 | CCWhole-NatGas-Industrial | CC_NG | CC | NW_CCGT |  |  |  | 2002 | 2050 | 0 | NW | 540 | 1899-12-31 | 1 |  | 17
1870 | KlamathExpGT1 | Klamath Expansion Project-GT1 | teppc | PACW | PACW | PacifiCorp – West | PACW | NW | 2002-05-01 | 2050-12-31 | 29.4 | 1 | 29.4 | 29.4 | CT-NatGas-Aero | CT_NG | CT | NW_Peaker |  |  |  | 2002 | 2050 | 0 | NW | 29.4 | 1899-12-31 | 1 |  | 17
1871 | KlamathExpGT2 | Klamath Expansion Project-GT2 | teppc | PACW | PACW | PacifiCorp – West | PACW | NW | 2002-05-01 | 2050-12-31 | 29.4 | 1 | 29.4 | 29.4 | CT-NatGas-Aero | CT_NG | CT | NW_Peaker |  |  |  | 2002 | 2050 | 0 | NW | 29.4 | 1899-12-31 | 1 |  | 17
1872 | Klondike_Wind_1_2 | Klondike Wind Power-Ph 1 | teppc | TPWR | TPWR | Tacoma Power | BPAT | NW | 2002-01-06 | 2050-12-31 | 24 | 1 | 24 | 24 | WT-Onshore | wind_onshorewind | Wind | NW_Wind | CAISO | 24 |  | 2002 | 2050 | 0 | CAISO | 24 | 1899-12-31 | 1 |  | 17
1873 | Klondike_Wind_III_1 | Klondike Windpower III-1 | teppc | TPWR | TPWR | Tacoma Power | BPAT | NW | 2008-01-01 | 2050-12-31 | 221 | 1 | 221 | 221 | WT-Onshore | wind_onshorewind | Wind | NW_Wind | CAISO | 90 |  | 2008 | 2050 | 131 | CAISO | 90 | 1899-12-31 | 1 |  | 17
1874 | Klondike_Wind_III_2 | Klondike Windpower III-2 | teppc | TPWR | TPWR | Tacoma Power | BPAT | NW | 2009-01-01 | 2050-12-31 | 76.5 | 1 | 76.5 | 76.5 | WT-Onshore | wind_onshorewind | Wind | NW_Wind |  |  |  | 2009 | 2050 | 0 | NW | 76.5 | 1899-12-31 | 1 |  | 17
1875 | KNGBRD_2_SOLAR1 | Kingbird Solar A | caiso | SCE | SCE | Southern California Edison | SCE | CAISO | 2016-04-30 | 2050-12-31 | 20 | 1 | 20 | 20 | n/a | PVgeneric_sun | Solar_Fixed | CAISO_Solar |  |  |  | 2016 | 2050 | 0 | CAISO | 20 | 1899-12-31 | 1 |  | 17
1876 | KNGBRD_2_SOLAR2 | Kingbird Solar B | caiso | SCE | SCE | Southern California Edison | SCE | CAISO | 2016-04-30 | 2050-12-31 | 20 | 1 | 20 | 20 | n/a | PVgeneric_sun | Solar_Fixed | CAISO_Solar |  |  |  | 2016 | 2050 | 0 | CAISO | 20 | 1899-12-31 | 1 |  | 17
1877 | KNGBRG_1_KBSLR1 | Kingsburg1 | caiso | PGE_Valley | PGE_Valley | Pacific Gas and Electric Valley | PGE_Valley | CAISO | 2013-12-06 | 2050-12-31 | 1.5 | 1 | 1.5 | 1.5 | n/a | PVgeneric_sun | Solar_Fixed | CAISO_Solar |  |  |  | 2014 | 2050 | 0 | CAISO | 1.5 | 1899-12-31 | 1 |  | 17
1878 | KNGBRG_1_KBSLR2 | Kingsburg2 | caiso | PGE_Valley | PGE_Valley | Pacific Gas and Electric Valley | PGE_Valley | CAISO | 2013-12-06 | 2050-12-31 | 1.5 | 1 | 1.5 | 1.5 | n/a | PVgeneric_sun | Solar_Fixed | CAISO_Solar |  |  |  | 2014 | 2050 | 0 | CAISO | 1.5 | 1899-12-31 | 1 |  | 17
1879 | KNGCTY_6_UNITA1 | King City Energy Center, Unit 1 | caiso | PGE_Valley | PGE_Valley | Pacific Gas and Electric Valley | PGE_Valley | CAISO | 2002-01-14 | 2050-12-31 | 44.6 | 1 | 44.6 | 44.6 | CT-NatGas-Aero | CT_NG | CT | CAISO_Peaker1 |  |  |  | 2002 | 2050 | 0 | CAISO | 44.6 | 1899-12-31 | 1 |  | 17
1880 | KNTSTH_6_SOLAR | Kent South | caiso | PGE_Valley | PGE_Valley | Pacific Gas and Electric Valley | PGE_Valley | CAISO | 2014-12-24 | 2050-12-31 | 20 | 1 | 20 | 20 | n/a | PVgeneric_sun | Solar_Fixed | CAISO_Solar |  |  |  | 2015 | 2050 | 0 | CAISO | 20 | 1899-12-31 | 1 |  | 17
1881 | Kohler_Hydro_1_2 | Kohler Hydro 1 & 2 | teppc | PSCO | PSCO | Public Service Company of Colorado | PSCO | Excluded | 1986-10-01 | 2050-12-31 | 0.16 | 1 | 0.16 | 0.16 | Hydro | Hydro_Standard | Hydro | Excluded_Hydro |  |  |  | 1987 | 2050 | 0 | Excluded | 0.16 | 1899-12-31 | 1 |  | 17
1882 | Kokish_River_1 | Kokish River-1_Kokish River-1_IPP-KKS | teppc | BCHA | BCHA | British Columbia Transmission Company | BCHA_AESO | Excluded | 2014-04-01 | 2054-04-01 | 15 | 1 | 15 | 15 | Hydro | Hydro_Standard | Hydro | Excluded_Hydro |  |  |  | 2014 | 2053 | 0 | Excluded | 15 | 1899-12-31 | 1 |  | 17
1883 | Kokish_River_2 | Kokish River-2_Kokish River-2_IPP-KKS | teppc | BCHA | BCHA | British Columbia Transmission Company | BCHA_AESO | Excluded | 2014-04-01 | 2054-04-01 | 15 | 1 | 15 | 15 | Hydro | Hydro_Standard | Hydro | Excluded_Hydro |  |  |  | 2014 | 2053 | 0 | Excluded | 15 | 1899-12-31 | 1 |  | 17
1884 | Kokish_River_3 | Kokish River-3_Kokish River-3_IPP-KKS | teppc | BCHA | BCHA | British Columbia Transmission Company | BCHA_AESO | Excluded | 2014-04-01 | 2054-04-01 | 15 | 1 | 15 | 15 | Hydro | Hydro_Standard | Hydro | Excluded_Hydro |  |  |  | 2014 | 2053 | 0 | Excluded | 15 | 1899-12-31 | 1 |  | 17
1885 | Kokish_River_4 |  | teppc | BCHA | BCHA | British Columbia Transmission Company | BCHA_AESO | Excluded | 1950-01-01 | 2050-12-31 | 12.2 | 1 | 12.2 | 12.2 | Hydro | Hydro_Standard | Hydro | Excluded_Hydro |  |  |  | 1950 | 2050 | 0 | Excluded | 12.2 | 1899-12-31 | 1 |  | 17
1886 | Koma_Kulshan | Koma Kulshan Associates-GEN1 | teppc | PSEI | PSEI | Puget Sound Energy | BPAT | NW | 1990-10-01 | 2050-12-31 | 12 | 1 | 12 | 12 | Hydro | Hydro_Standard | Hydro | NW_Hydro |  |  |  | 1991 | 2050 | 0 | NW | 12 | 1899-12-31 | 1 |  | 17
1887 | KootenayCanal1 | Kootenay Canal-1_Kootenay Canal-1_BCH-KCL | teppc | BCHA | BCHA | British Columbia Transmission Company | BCHA_AESO | Excluded | 1975-01-01 | 2033-03-31 | 146.25 | 1 | 146.25 | 146.25 | Hydro | Hydro_Standard | Hydro | Excluded_Hydro |  |  |  | 1975 | 2032 | 0 | Excluded | 146.25 | 1899-12-31 | 1 |  | 17
1888 | KootenayCanal2 | Kootenay Canal-2_Kootenay Canal-2_BCH-KCL | teppc | BCHA | BCHA | British Columbia Transmission Company | BCHA_AESO | Excluded | 1975-01-01 | 2033-03-31 | 147.25 | 1 | 147.25 | 147.25 | Hydro | Hydro_Standard | Hydro | Excluded_Hydro |  |  |  | 1975 | 2032 | 0 | Excluded | 147.25 | 1899-12-31 | 1 |  | 17
1889 | KootenayCanal3 | Kootenay Canal-3_Kootenay Canal-3_BCH-KCL | teppc | BCHA | BCHA | British Columbia Transmission Company | BCHA_AESO | Excluded | 1975-01-01 | 2033-03-31 | 148.25 | 1 | 148.25 | 148.25 | Hydro | Hydro_Standard | Hydro | Excluded_Hydro |  |  |  | 1975 | 2032 | 0 | Excluded | 148.25 | 1899-12-31 | 1 |  | 17
1890 | KootenayCanal4 | Kootenay Canal-4_Kootenay Canal-4_BCH-KCL | teppc | BCHA | BCHA | British Columbia Transmission Company | BCHA_AESO | Excluded | 1975-01-01 | 2033-03-31 | 149.25 | 1 | 149.25 | 149.25 | Hydro | Hydro_Standard | Hydro | Excluded_Hydro |  |  |  | 1975 | 2032 | 0 | Excluded | 149.25 | 1899-12-31 | 1 |  | 17
1891 | Kortes_1 | Kortes 1 | teppc | WACM | WACM | Western Area Power Administration, Colorado-Missouri Region | WACM | Excluded | 1951-01-01 | 2050-12-31 | 13.3 | 1 | 13.3 | 13.3 | Hydro | Hydro_Standard | Hydro | Excluded_Hydro |  |  |  | 1951 | 2050 | 0 | Excluded | 13.3 | 1899-12-31 | 1 |  | 17
1892 | Kortes_2 | Kortes 2 | teppc | WACM | WACM | Western Area Power Administration, Colorado-Missouri Region | WACM | Excluded | 1950-01-01 | 2050-12-31 | 13.3 | 1 | 13.3 | 13.3 | Hydro | Hydro_Standard | Hydro | Excluded_Hydro |  |  |  | 1950 | 2050 | 0 | Excluded | 13.3 | 1899-12-31 | 1 |  | 17
1893 | Kortes_3 | Kortes 3 | teppc | WACM | WACM | Western Area Power Administration, Colorado-Missouri Region | WACM | Excluded | 1950-06-01 | 2050-12-31 | 13.3 | 1 | 13.3 | 13.3 | Hydro | Hydro_Standard | Hydro | Excluded_Hydro |  |  |  | 1950 | 2050 | 0 | Excluded | 13.3 | 1899-12-31 | 1 |  | 17
1894 | Koyle_Ranch | Koyle Ranch Hydroelectric Project-GEN1 | teppc | IPFE | IPFE | Idaho Far East | IPCO | NW | 1984-04-02 | 2050-12-31 | 1.25 | 1 | 1.25 | 1.25 | Hydro | Hydro_Standard | Hydro | NW_Hydro |  |  |  | 1984 | 2050 | 0 | NW | 1.25 | 1899-12-31 | 1 |  | 17
1895 | KRAMER_1_KJ5SR5 | Kramer Junction 5 | caiso | SCE | SCE | Southern California Edison | SCE | CAISO |  | 2050-12-31 | 30 | 1 | 30 | 30 | STEAM_SUN | SolarThermal_sun | Solar_Thermal | CAISO_Solar |  |  |  | 1900 | 2050 | 0 | CAISO | 30 | 1899-12-31 | 1 |  | 17
1896 | KRAMER_1_SEGS37 | LUZ SOLAR PARTNERS 3-7 AGGREGATE | caiso | SCE | SCE | Southern California Edison | SCE | CAISO | 1986-01-01 | 2050-12-31 | 70 | 1 | 70 | 70 | n/a | SolarThermal_sun | Solar_Thermal | CAISO_Solar |  |  |  | 1986 | 2050 | 0 | CAISO | 70 | 1899-12-31 | 1 |  | 17
1897 | KRAMER_1_SEGSR3 | Kramer Junction 3 | caiso | SCE | SCE | Southern California Edison | SCE | CAISO |  | 2050-12-31 | 30 | 1 | 30 | 30 | STEAM_SUN | SolarThermal_sun | Solar_Thermal | CAISO_Solar |  |  |  | 1900 | 2050 | 0 | CAISO | 30 | 1899-12-31 | 1 |  | 17
1898 | KRAMER_1_SEGSR4 | Kramer Junction 4 | caiso | SCE | SCE | Southern California Edison | SCE | CAISO |  | 2050-12-31 | 30 | 1 | 30 | 30 | STEAM_SUN | SolarThermal_sun | Solar_Thermal | CAISO_Solar |  |  |  | 1900 | 2050 | 0 | CAISO | 30 | 1899-12-31 | 1 |  | 17
1899 | KRAMER_2_SEGS89 | LUZ SOLAR PARTNERS 8-9 AGGREGATE | caiso | SCE | SCE | Southern California Edison | SCE | CAISO | 1986-01-01 | 2050-12-31 | 160 | 1 | 160 | 160 | n/a | SolarThermal_sun | Solar_Thermal | CAISO_Solar |  |  |  | 1986 | 2050 | 0 | CAISO | 160 | 1899-12-31 | 1 |  | 17
1900 | KRNCNY_6_UNIT | KERN CANYON | caiso | PGE_Valley | PGE_Valley | Pacific Gas and Electric Valley | PGE_Valley | CAISO | 1921-01-01 | 2050-12-31 | 11.5 | 1 | 11.5 | 11.5 | n/a | Hydro_Standard | Hydro | CAISO_Small_Hydro |  |  |  | 1921 | 2050 | 0 | CAISO | 11.5 | 1899-12-31 | 1 |  | 17
1901 | KUCC_4 | KUCC-4 | teppc | PAUT | PAUT | Utah, PACE Utility | PACE | NW | 1958-01-01 | 2050-12-31 | 75 | 1 | 75 | 75 | ST-Coal | Steam_Coal | Coal | NW_Coal |  |  |  | 1958 | 2050 | 0 | NW | 75 | 1899-12-31 | 1 |  | 17
1902 | KwoiekCreek1 | Kwoiek Creek-1_Kwoiek Creek-1.1_IPP-KCH | teppc | BCHA | BCHA | British Columbia Transmission Company | BCHA_AESO | Excluded | 2013-10-15 | 2053-09-30 | 12.48 | 1 | 12.48 | 12.48 | Hydro | Hydro_Standard | Hydro | Excluded_Hydro |  |  |  | 2014 | 2053 | 0 | Excluded | 12.48 | 1899-12-31 | 1 |  | 17
1903 | KwoiekCreek2 | Kwoiek Creek-2_Kwoiek Creek-1.2_IPP-KCH | teppc | BCHA | BCHA | British Columbia Transmission Company | BCHA_AESO | Excluded | 2013-10-15 | 2053-09-30 | 12.48 | 1 | 12.48 | 12.48 | Hydro | Hydro_Standard | Hydro | Excluded_Hydro |  |  |  | 2014 | 2053 | 0 | Excluded | 12.48 | 1899-12-31 | 1 |  | 17
1904 | KwoiekCreek3 | Kwoiek Creek-3_Kwoiek Creek-2.1_IPP-KCH | teppc | BCHA | BCHA | British Columbia Transmission Company | BCHA_AESO | Excluded | 2013-10-15 | 2053-09-30 | 12.48 | 1 | 12.48 | 12.48 | Hydro | Hydro_Standard | Hydro | Excluded_Hydro |  |  |  | 2014 | 2053 | 0 | Excluded | 12.48 | 1899-12-31 | 1 |  | 17
1905 | KwoiekCreek4 | Kwoiek Creek-4_Kwoiek Creek-2.2_IPP-KCH | teppc | BCHA | BCHA | British Columbia Transmission Company | BCHA_AESO | Excluded | 2013-10-15 | 2053-09-30 | 12.48 | 1 | 12.48 | 12.48 | Hydro | Hydro_Standard | Hydro | Excluded_Hydro |  |  |  | 2014 | 2053 | 0 | Excluded | 12.48 | 1899-12-31 | 1 |  | 17
1906 | Kyrene_4 | Kyrene CT KY4 | teppc | SRP | SRP | Salt River Project | SRP | SW | 1971-12-01 | 2050-12-31 | 60 | 1 | 60 | 60 | CT-NatGas-Industrial | CT_NG | CT | SW_Peaker |  |  |  | 1972 | 2050 | 0 | SW | 60 | 1899-12-31 | 1 |  | 17
1907 | Kyrene_5 | Kyrene CT KY5 | teppc | SRP | SRP | Salt River Project | SRP | SW | 1973-07-01 | 2050-12-31 | 54 | 1 | 54 | 54 | CT-NatGas-Industrial | CT_NG | CT | SW_Peaker |  |  |  | 1974 | 2050 | 0 | SW | 54 | 1899-12-31 | 1 |  | 17
1908 | Kyrene_6 | Kyrene CT KY6 | teppc | SRP | SRP | Salt River Project | SRP | SW | 1973-06-01 | 2050-12-31 | 54 | 1 | 54 | 54 | CT-NatGas-Industrial | CT_NG | CT | SW_Peaker |  |  |  | 1973 | 2050 | 0 | SW | 54 | 1899-12-31 | 1 |  | 17
1909 | Kyrene_7_CC | Kyrene7CC (Total CC Plant) | teppc | SRP | SRP | Salt River Project | SRP | SW | 2002-10-01 | 2050-12-31 | 259 | 1 | 259 | 259 | CCWhole-NatGas-Industrial | CC_NG | CC | SW_CCGT |  |  |  | 2003 | 2050 | 0 | SW | 259 | 1899-12-31 | 1 |  | 17
1910 | L_Bonnington_1 | L Bonnington-1_L Bonnington-1_FBC-LBO | teppc | BCHA | BCHA | British Columbia Transmission Company | BCHA_AESO | Excluded | 1999-11-11 | 2033-03-31 | 16 | 1 | 16 | 16 | Hydro | Hydro_Standard | Hydro | Excluded_Hydro |  |  |  | 2000 | 2032 | 0 | Excluded | 16 | 1899-12-31 | 1 |  | 17
1911 | L_Bonnington_2 | L Bonnington-2_L Bonnington-2_FBC-LBO | teppc | BCHA | BCHA | British Columbia Transmission Company | BCHA_AESO | Excluded | 1999-11-11 | 2033-03-31 | 16 | 1 | 16 | 16 | Hydro | Hydro_Standard | Hydro | Excluded_Hydro |  |  |  | 2000 | 2032 | 0 | Excluded | 16 | 1899-12-31 | 1 |  | 17
1912 | L_Bonnington_3 | L Bonnington-3_L Bonnington-3_FBC-LBO | teppc | BCHA | BCHA | British Columbia Transmission Company | BCHA_AESO | Excluded | 1999-11-11 | 2033-03-31 | 14 | 1 | 14 | 14 | Hydro | Hydro_Standard | Hydro | Excluded_Hydro |  |  |  | 2000 | 2032 | 0 | Excluded | 14 | 1899-12-31 | 1 |  | 17
1913 | La_Grange_1_2 | La Grange 1 & 2 | teppc | TIDC | TIDC | Turlock Irrigation District | TID | BANC | 1924-12-01 | 2050-12-31 | 5 | 1 | 5 | 5 | Hydro | Hydro_Standard | Hydro | BANC_Hydro |  |  |  | 1925 | 2050 | 0 | BANC | 5 | 1899-12-31 | 1 |  | 17
1914 | La_Joie_1 | La Joie-1_La Joie-1_BCH-LAJ | teppc | BCHA | BCHA | British Columbia Transmission Company | BCHA_AESO | Excluded | 1957-01-01 | 2033-03-31 | 25 | 1 | 25 | 25 | Hydro | Hydro_Standard | Hydro | Excluded_Hydro |  |  |  | 1957 | 2032 | 0 | Excluded | 25 | 1899-12-31 | 1 |  | 17
1915 | La_Joya_Wind | EL_CABO_1 | teppc | PNM | PNM | Public Service Company of New Mexico | PNM_EPE | SW | 2017-06-01 | 2050-12-31 | 165 | 1 | 165 | 165 | WT-Onshore | wind_onshorewind | Wind | SW_Wind |  |  |  | 2017 | 2050 | 0 | SW | 165 | 1899-12-31 | 1 |  | 17
1916 | La_Luz_Energy_Center | La Luz Energy Center 1 | teppc | PNM | PNM | Public Service Company of New Mexico | PNM_EPE | SW | 2016-01-27 | 2050-12-31 | 42 | 1 | 42 | 42 | CT-NatGas-Aero | CT_NG | CT | SW_Peaker |  |  |  | 2016 | 2050 | 0 | SW | 42 | 1899-12-31 | 1 |  | 17
1917 | LACIEN_2_VENICE | MWD Venice Hydroelectric Recovery Plant | caiso | SCE | SCE | Southern California Edison | SCE | CAISO | 1982-01-01 | 2050-12-31 | 9.95 | 1 | 9.95 | 9.95 | n/a | Hydro_Standard | Hydro | CAISO_Hydro |  |  |  | 1982 | 2050 | 0 | CAISO | 9.95 | 1899-12-31 | 1 |  | 17
1918 | Ladore_Falls_1 | Ladore Falls-1_Ladore Falls-1_BCH-LDR | teppc | BCHA | BCHA | British Columbia Transmission Company | BCHA_AESO | Excluded | 1956-01-01 | 2033-03-31 | 23.5 | 1 | 23.5 | 23.5 | Hydro | Hydro_Standard | Hydro | Excluded_Hydro |  |  |  | 1956 | 2032 | 0 | Excluded | 23.5 | 1899-12-31 | 1 |  | 17
1919 | Ladore_Falls_2 | Ladore Falls-2_Ladore Falls-2_BCH-LDR | teppc | BCHA | BCHA | British Columbia Transmission Company | BCHA_AESO | Excluded | 1956-01-01 | 2033-03-31 | 23.5 | 1 | 23.5 | 23.5 | Hydro | Hydro_Standard | Hydro | Excluded_Hydro |  |  |  | 1956 | 2032 | 0 | Excluded | 23.5 | 1899-12-31 | 1 |  | 17
1920 | LAGBEL_6_QF | LAGUNA BELL QFS | caiso | SCE | SCE | Southern California Edison | SCE | CAISO | 1993-01-01 | 2050-12-31 | 0.35 | 1 | 0.35 | 0.35 | n/a | Cogen_NG | Cogen | CAISO_CHP |  |  |  | 1993 | 2050 | 0 | CAISO | 0.35 | 1899-12-31 | 1 |  | 17
1921 | LaGrande_1 | LaGrande-1 | teppc | TPWR | TPWR | Tacoma Power | BPAT | NW | 1912-11-01 | 2050-12-31 | 6 | 1 | 6 | 6 | Hydro | Hydro_Standard | Hydro | NW_Hydro |  |  |  | 1913 | 2050 | 0 | NW | 6 | 1899-12-31 | 1 |  | 17
1922 | LaGrande_2 | LaGrande-2 | teppc | TPWR | TPWR | Tacoma Power | BPAT | NW | 1912-11-01 | 2050-12-31 | 6 | 1 | 6 | 6 | Hydro | Hydro_Standard | Hydro | NW_Hydro |  |  |  | 1913 | 2050 | 0 | NW | 6 | 1899-12-31 | 1 |  | 17
1923 | LaGrande_3 | LaGrande-3 | teppc | TPWR | TPWR | Tacoma Power | BPAT | NW | 1912-11-01 | 2050-12-31 | 6 | 1 | 6 | 6 | Hydro | Hydro_Standard | Hydro | NW_Hydro |  |  |  | 1913 | 2050 | 0 | NW | 6 | 1899-12-31 | 1 |  | 17
1924 | LaGrande_4 | LaGrande-4 | teppc | TPWR | TPWR | Tacoma Power | BPAT | NW | 1912-11-01 | 2050-12-31 | 6 | 1 | 6 | 6 | Hydro | Hydro_Standard | Hydro | NW_Hydro |  |  |  | 1913 | 2050 | 0 | NW | 6 | 1899-12-31 | 1 |  | 17
1925 | LaGrande_5 | LaGrande-5 | teppc | TPWR | TPWR | Tacoma Power | BPAT | NW | 1945-09-01 | 2050-12-31 | 40 | 1 | 40 | 40 | Hydro | Hydro_Standard | Hydro | NW_Hydro |  |  |  | 1946 | 2050 | 0 | NW | 40 | 1899-12-31 | 1 |  | 17
1926 | Lake | Lake L1 | teppc | LDWP | LDWP | Los Angeles Department of Water and Power | LADWP | LDWP | 2002-07-01 | 2050-12-31 | 51 | 1 | 51 | 51 | CT-NatGas-Aero | CT_NG | CT | LDWP_Peaker |  |  |  | 2003 | 2050 | 0 | LDWP | 51 | 1899-12-31 | 1 |  | 17
1927 | LakeCreek_BPA1 | Lake Creek FERC P-2594-HY1 | teppc | BPAT | BPAT | Bonneville Power Administration – Transmission | BPAT | NW | 1917-06-01 | 2030-04-15 | 3 | 1 | 3 | 3 | Hydro | Hydro_Standard | Hydro | NW_Hydro |  |  |  | 1917 | 2029 | 0 | NW | 3 | 1899-12-31 | 1 |  | 17
1928 | LakeCreek_BPA2 | Lake Creek FERC P-2594-HY2 | teppc | BPAT | BPAT | Bonneville Power Administration – Transmission | BPAT | NW | 1949-08-01 | 2030-04-15 | 3.5 | 1 | 3.5 | 3.5 | Hydro | Hydro_Standard | Hydro | NW_Hydro |  |  |  | 1950 | 2029 | 0 | NW | 3.5 | 1899-12-31 | 1 |  | 17
1929 | Lakeside_Biogas_LLC | Lakeside Biogas LLC | rps | SDGE | SDG&E | San Diego Gas and Electric | SDGE | CAISO | 2019-08-24 | 2050-12-31 | 0 | 0 |  | 3 | Digester gasnan | Biogas_ | Biogas_LandfillGas | CAISO_Biomass |  |  |  | 2020 | 2050 | 0 | CAISO | 3 | 0.95 | 1 |  | 17
1930 | LakeSide2CC_Total | LakeSide2CC (Total CC Plant) | teppc | PAUT | PAUT | Utah, PACE Utility | PACE | NW | 2014-06-01 | 2050-12-31 | 628.1 | 1 | 628.1 | 628.1 | CCWhole-NatGas-Industrial | CC_NG | CC | NW_CCGT |  |  |  | 2014 | 2050 | 0 | NW | 628.1 | 1899-12-31 | 1 |  | 17
1931 | LakeSideCC_Total | LakeSideCC (Total CC Plant) | teppc | PAUT | PAUT | Utah, PACE Utility | PACE | NW | 2007-06-01 | 2050-12-01 | 538 | 1 | 538 | 538 | CCWhole-NatGas-Industrial | CC_NG | CC | NW_CCGT |  |  |  | 2007 | 2050 | 0 | NW | 538 | 1899-12-31 | 1 |  | 17
1932 | LAKESISK | LAKESISK | teppc | PACW | PACW | PacifiCorp – West | PACW | NW | 1950-01-01 | 2050-12-31 | 5 | 1 | 5 | 5 | Hydro | Hydro_Standard | Hydro | NW_Hydro |  |  |  | 1950 | 2050 | 0 | NW | 5 | 1899-12-31 | 1 |  | 17
1933 | LAKHDG_6_UNIT_1 | Lake Hodges Pumped Storage-Unit1 | caiso | SDGE | SDGE | San Diego Gas and Electric | SDGE | CAISO | 2011-09-08 | 2050-12-31 | 20 | 1 | 20 | 20 | n/a | Hydro_PumpedStorage | PSH | CAISO_Existing_Pumped_Storage |  |  |  | 2012 | 2050 | 0 | CAISO | 20 | 1899-12-31 | 1 |  | 17
1934 | LAKHDG_6_UNIT_2 | Lake Hodges Pumped Storage-Unit2 | caiso | SDGE | SDGE | San Diego Gas and Electric | SDGE | CAISO | 2012-08-27 | 2050-12-31 | 20 | 1 | 20 | 20 | n/a | Hydro_PumpedStorage | PSH | CAISO_Existing_Pumped_Storage |  |  |  | 2013 | 2050 | 0 | CAISO | 20 | 1899-12-31 | 1 |  | 17
1935 | Lamar_DCI | Lamar DC Intertie (Fictional Resource)-1 | teppc | PSCO | PSCO | Public Service Company of Colorado | PSCO | Excluded | 1950-01-01 | 2050-12-31 | 210 | 1 | 210 | 210 | DC-Intertie | Intertie_NOTGEN | None | Excluded_Imports |  |  |  | 1950 | 2050 | 0 | Excluded | 210 | 1899-12-31 | 1 |  | 17
1936 | LAMONT_1_SOLAR1 | Regulus Solar | caiso | PGE_Valley | PGE_Valley | Pacific Gas and Electric Valley | PGE_Valley | CAISO | 2014-11-11 | 2050-12-31 | 60 | 1 | 60 | 60 | n/a | PVgeneric_sun | Solar_Fixed | CAISO_Solar |  |  |  | 2015 | 2050 | 0 | CAISO | 60 | 1899-12-31 | 1 |  | 17
1937 | LAMONT_1_SOLAR2 | Redwood Solar Farm 4 | caiso | PGE_Valley | PGE_Valley | Pacific Gas and Electric Valley | PGE_Valley | CAISO |  | 2050-12-31 | 20 | 1 | 20 | 20 | PVgeneric_sun | PVgeneric_sun | Solar_Fixed | CAISO_Solar |  |  |  | 1900 | 2050 | 0 | CAISO | 20 | 1899-12-31 | 1 |  | 17
1938 | LAMONT_1_SOLAR3 | Woodmere Solar Farm | caiso | PGE_Valley | PGE_Valley | Pacific Gas and Electric Valley | PGE_Valley | CAISO | 2015-12-23 | 2050-12-31 | 14.99 | 1 | 14.99 | 14.99 | n/a | PVgeneric_sun | Solar_Fixed | CAISO_Solar |  |  |  | 2016 | 2050 | 0 | CAISO | 14.99 | 1899-12-31 | 1 |  | 17
1939 | LAMONT_1_SOLAR4 | Hayworth Solar Farm | caiso | PGE_Valley | PGE_Valley | Pacific Gas and Electric Valley | PGE_Valley | CAISO | 2015-12-23 | 2050-12-31 | 26.66 | 1 | 26.66 | 26.66 | n/a | PVgeneric_sun | Solar_Fixed | CAISO_Solar |  |  |  | 2016 | 2050 | 0 | CAISO | 26.66 | 1899-12-31 | 1 |  | 17
1940 | LAMONT_1_SOLAR5 | Redcrest Solar Farm | caiso | PGE_Valley | PGE_Valley | Pacific Gas and Electric Valley | PGE_Valley | CAISO | 2015-10-30 | 2050-12-31 | 16.66 | 1 | 16.66 | 16.66 | n/a | PVgeneric_sun | Solar_Fixed | CAISO_Solar |  |  |  | 2016 | 2050 | 0 | CAISO | 16.66 | 1899-12-31 | 1 |  | 17
1941 | LamontUprStave1 | Lamont (LMN, Upper Stave Energy)-1_Lamont (LMN, Upper Stave Energy)-1_IPP-LMN | teppc | BCHA | BCHA | British Columbia Transmission Company | BCHA_AESO | Excluded | 2009-10-01 | 2049-11-02 | 16.26 | 1 | 16.26 | 16.26 | Hydro | Hydro_Standard | Hydro | Excluded_Hydro |  |  |  | 2010 | 2049 | 0 | Excluded | 16.26 | 1899-12-31 | 1 |  | 17
1942 | LamontUprStave2 | Lamont (LMN, Upper Stave Energy)-2_Lamont (LMN, Upper Stave Energy)-2_IPP-LMN | teppc | BCHA | BCHA | British Columbia Transmission Company | BCHA_AESO | Excluded | 2009-10-01 | 2049-11-02 | 16.26 | 1 | 16.26 | 16.26 | Hydro | Hydro_Standard | Hydro | Excluded_Hydro |  |  |  | 2010 | 2049 | 0 | Excluded | 16.26 | 1899-12-31 | 1 |  | 17
1943 | Lange | Lange Peaking Power 1 | teppc | WACM | WACM | Western Area Power Administration, Colorado-Missouri Region | WACM | Excluded | 2002-03-01 | 2050-12-31 | 40 | 1 | 40 | 40 | CT-NatGas-Aero | CT_NG | CT | Excluded_Peaker |  |  |  | 2002 | 2050 | 0 | Excluded | 40 | 1899-12-31 | 1 |  | 17
1944 | LangleyGulchCC_Total | LangleyGulchCC (Total CC Plant) | teppc | IPTV | IPTV | Idaho Treasure Valley | IPCO | NW | 2012-06-29 | 2050-12-31 | 274.3 | 1 | 274.3 | 274.3 | CCWhole-NatGas-Aero | CC_NG | CC | NW_CCGT |  |  |  | 2012 | 2050 | 0 | NW | 274.3 | 1899-12-31 | 1 |  | 17
1945 | LANL_TA_3_1 | LANL TA-3-1 | teppc | PNM | PNM | Public Service Company of New Mexico | PNM_EPE | SW | 1945-12-01 | 2030-04-15 | 5 | 1 | 5 | 5 | ST-NatGas | ST_NG | Steam | SW_ST |  |  |  | 1946 | 2029 | 0 | SW | 5 | 1899-12-31 | 1 |  | 17
1946 | LANL_TA_3_GT1 | LANL TA-3-GT1 | teppc | PNM | PNM | Public Service Company of New Mexico | PNM_EPE | SW | 2009-09-01 | 2050-12-31 | 24 | 1 | 24 | 24 | CT-NatGas-Aero | CT_NG | CT | SW_Peaker |  |  |  | 2010 | 2050 | 0 | SW | 24 | 1899-12-31 | 1 |  | 17
1947 | LAPAC_6_UNIT | LOUISIANA PACIFIC SAMOA | caiso | PGE_Bay | PGE_Bay | Pacific Gas and Electric Bay | PGE_Bay | CAISO | 1992-01-01 | 2050-12-31 | 0 | 0 |  | 20 | n/a | ST_Biomass | Biomass/Wood | CAISO_Biomass |  |  |  | 1992 | 2050 | 0 | CAISO | 20 | 1899-12-31 | 1 |  | 17
1948 | LAPLMA_2_UNIT_1 | La Paloma Generating Plant Unit #1 | caiso | PGE_Valley | PGE_Valley | Pacific Gas and Electric Valley | PGE_Valley | CAISO | 2003-01-10 | 2050-12-31 | 259.8 | 1 | 259.8 | 259.8 | CCWhole-NatGas-SingleShaft | CC_NG | CC | CAISO_CCGT1 |  |  |  | 2003 | 2050 | 0 | CAISO | 259.8 | 1899-12-31 | 1 |  | 17
1949 | LAPLMA_2_UNIT_2 | La Paloma Generating Plant Unit #2 | caiso | PGE_Valley | PGE_Valley | Pacific Gas and Electric Valley | PGE_Valley | CAISO | 2003-03-05 | 2050-12-31 | 260.2 | 1 | 260.2 | 260.2 | CCWhole-NatGas-SingleShaft | CC_NG | CC | CAISO_CCGT1 |  |  |  | 2003 | 2050 | 0 | CAISO | 260.2 | 1899-12-31 | 1 |  | 17
1950 | LAPLMA_2_UNIT_3 | La Paloma Generating Plant Unit #3 | caiso | PGE_Valley | PGE_Valley | Pacific Gas and Electric Valley | PGE_Valley | CAISO | 2003-01-13 | 2050-12-31 | 256.15 | 1 | 256.15 | 256.15 | CCWhole-NatGas-SingleShaft | CC_NG | CC | CAISO_CCGT1 |  |  |  | 2003 | 2050 | 0 | CAISO | 256.15 | 1899-12-31 | 1 |  | 17
1951 | LAPLMA_2_UNIT_4 | La Paloma Generating Plant Unit #4 | caiso | PGE_Valley | PGE_Valley | Pacific Gas and Electric Valley | PGE_Valley | CAISO | 2003-03-05 | 2050-12-31 | 260 | 1 | 260 | 260 | CCWhole-NatGas-SingleShaft | CC_NG | CC | CAISO_CCGT2 |  |  |  | 2003 | 2050 | 0 | CAISO | 260 | 1899-12-31 | 1 |  | 17
1952 | LaramieRiver2 | Laramie River Station 2 | teppc | WACM | WACM | Western Area Power Administration, Colorado-Missouri Region | WACM | Excluded | 1981-08-01 | 2050-12-31 | 605 | 1 | 605 | 605 | ST-Coal | Steam_Coal | Coal | Excluded_Coal |  |  |  | 1982 | 2050 | 0 | Excluded | 605 | 1899-12-31 | 1 |  | 17
1953 | LaramieRiver3 | Laramie River Station 3 | teppc | WACM | WACM | Western Area Power Administration, Colorado-Missouri Region | WACM | Excluded | 1982-12-01 | 2050-12-31 | 605 | 1 | 605 | 605 | ST-Coal | Steam_Coal | Coal | Excluded_Coal |  |  |  | 1983 | 2050 | 0 | Excluded | 605 | 1899-12-31 | 1 |  | 17
1954 | LARKSP_6_UNIT_1 | LARKSPUR PEAKER UNIT 1 | caiso | SDGE | SDGE | San Diego Gas and Electric | SDGE | CAISO | 2001-09-13 | 2050-12-31 | 46 | 0.99783 | 46 | 46.1 | CT-NatGas-Industrial | CT_NG | CT | CAISO_Peaker2 |  |  |  | 2002 | 2050 | 0 | CAISO | 46.1 | 1899-12-31 | 1 |  | 17
1955 | LARKSP_6_UNIT_2 | LARKSPUR PEAKER UNIT 2 | caiso | SDGE | SDGE | San Diego Gas and Electric | SDGE | CAISO | 2001-09-13 | 2050-12-31 | 46 | 0.95873 | 46 | 47.98 | CT-NatGas-Industrial | CT_NG | CT | CAISO_Peaker2 |  |  |  | 2002 | 2050 | 0 | CAISO | 47.98 | 1899-12-31 | 1 |  | 17
1956 | LAROA2_2_UNITA1 | LR2 | caiso | CFE | SDGE | San Diego Gas and Electric | SDGE | CAISO | 2003-07-22 | 2050-12-31 | 322 | 1 | 322 | 322 | CCWhole-NatGas-Industrial | CC_NG | CC | CAISO_CCGT2 |  |  |  | 2004 | 2050 | 0 | CAISO | 322 | 1899-12-31 | 1 |  | 17
1957 | LaRosita1CC_Total | LaRosita1CC (Total CC Plant) | teppc | CFE | CFE | Comisión Federal de Electricidad | CFE | Excluded | 2003-07-01 | 2050-12-31 | 793 | 1 | 793 | 793 | CCWhole-NatGas-Industrial | CC_NG | CC | Excluded_CCGT |  |  |  | 2004 | 2050 | 0 | Excluded | 793 | 1899-12-31 | 1 |  | 17
1958 | Las_Vegas_Cogen_1CC | LasVegasCogen1CC (Total CC Plant) | teppc | NEVP | NEVP | Nevada Power Company | NEVP | SW | 1994-06-01 | 2050-12-31 | 54.9 | 1 | 54.9 | 54.9 | CCWhole-NatGas-Aero | CC_NG | CC | SW_CCGT |  |  |  | 1994 | 2050 | 0 | SW | 54.9 | 1899-12-31 | 1 |  | 17
1959 | Las_Vegas_Cogen_2CC1 | LasVegasCogen2CC1 (Total CC Plant) | teppc | NEVP | NEVP | Nevada Power Company | NEVP | SW | 2003-01-01 | 2050-12-31 | 112.4 | 1 | 112.4 | 112.4 | CCWhole-NatGas-Aero | CC_NG | CC | SW_CCGT |  |  |  | 2003 | 2050 | 0 | SW | 112.4 | 1899-12-31 | 1 |  | 17
1960 | Las_Vegas_Cogen_2CC2 | LasVegasCogen2CC2 (Total CC Plant) | teppc | NEVP | NEVP | Nevada Power Company | NEVP | SW | 2003-01-01 | 2050-12-31 | 112.4 | 1 | 112.4 | 112.4 | CCWhole-NatGas-Aero | CC_NG | CC | SW_CCGT |  |  |  | 2003 | 2050 | 0 | SW | 112.4 | 1899-12-31 | 1 |  | 17
1961 | LASSEN_6_UNITS | Honey Lake Power | caiso | PGE_Valley | PGE_Valley | Pacific Gas and Electric Valley | PGE_Valley | CAISO | 2005-12-01 | 2050-12-31 | 30 | 1 | 30 | 30 | n/a | ST_Biomass | Biomass/Wood | CAISO_Biomass |  |  |  | 2006 | 2050 | 0 | CAISO | 30 | 1899-12-31 | 1 |  | 17
1962 | LasVegasSolarEC | Las Vegas Solar PV Plant LVSEC | teppc | PNM | PNM | Public Service Company of New Mexico | PNM_EPE | SW | 2011-11-24 | 2050-12-31 | 5 | 1 | 5 | 5 | SolarPV-NonTracking | FixedPV_sun | Solar_Fixed | SW_Solar |  |  |  | 2012 | 2050 | 0 | SW | 5 | 1899-12-31 | 1 |  | 17
1963 | LateralVentures | Lateral 10 Ventures-GEN1 | teppc | IPFE | IPFE | Idaho Far East | IPCO | NW | 1985-05-04 | 2050-12-31 | 2.06 | 1 | 2.06 | 2.06 | Hydro | Hydro_Standard | Hydro | NW_Hydro |  |  |  | 1985 | 2050 | 0 | NW | 2.06 | 1899-12-31 | 1 |  | 17
1964 | LAWRNC_7_SUNYVL | City of Sunnyvale Unit 1 and 2 | caiso | PGE_Bay | PGE_Bay | Pacific Gas and Electric Bay | PGE_Bay | CAISO | 1999-01-01 | 2050-12-31 | 0.13 | 0.43333 | 0.13 | 0.3 | n/a | Cogen_NG | Cogen | CAISO_CHP |  |  |  | 1999 | 2050 | 0 | CAISO | 0.3 | 1899-12-31 | 1 |  | 17
1965 | Leaburg__EWEB_ | Leaburg-1 | teppc | BPAT | BPAT | Bonneville Power Administration – Transmission | BPAT | NW | 1929-12-01 | 2050-12-31 | 6 | 1 | 6 | 6 | Hydro | Hydro_Standard | Hydro | NW_Hydro |  |  |  | 1930 | 2050 | 0 | NW | 6 | 1899-12-31 | 1 |  | 17
1966 | Leaning_Juniper_Wind_1 | Leaning Juniper-1 | teppc | PACW | PACW | PacifiCorp – West | PACW | NW | 2006-08-10 | 2050-12-31 | 100.5 | 1 | 100.5 | 100.5 | WT-Onshore | wind_onshorewind | Wind | NW_Wind |  |  |  | 2007 | 2050 | 0 | NW | 100.5 | 1899-12-31 | 1 |  | 17
1967 | Leaning_Juniper_Wind_2A | Leaning Juniper Wind Power II | teppc | TPWR | TPWR | Tacoma Power | BPAT | NW | 2011-04-01 | 2050-12-31 | 91 | 1 | 91 | 91 | WT-Onshore | wind_onshorewind | Wind | NW_Wind |  |  |  | 2011 | 2050 | 0 | NW | 91 | 1899-12-31 | 1 |  | 17
1968 | Leaning_Juniper_Wind_2B | Leaning Juniper Wind Power II-B | teppc | TPWR | TPWR | Tacoma Power | BPAT | NW | 2011-04-01 | 2050-12-31 | 110 | 1 | 110 | 110 | WT-Onshore | wind_onshorewind | Wind | NW_Wind |  |  |  | 2011 | 2050 | 0 | NW | 110 | 1899-12-31 | 1 |  | 17
1969 | LeaningJunipr3 | Leaning Juniper 3-WT (1) | teppc | BPAT | BPAT | Bonneville Power Administration – Transmission | BPAT | NW | 2018-12-31 | 2050-04-15 | 200 | 1 | 200 | 200 | WT-Onshore | wind_onshorewind | Wind | NW_Wind |  |  |  | 2019 | 2049 | 0 | NW | 200 | 0.95 | 1 |  | 17
1970 | Leathers | J.M. Leathers GEN1¦Cal Energy Leathers-GEN1¦Leathers Calipatria | teppc | IID | IID | Imperial Irrigation District | IID | IID | 1989-11-01 | 2050-12-31 | 42 | 1 | 42 | 42 | Geo-DoubleFlash | Geothermal_steam | Geothermal | IID_Geothermal |  |  |  | 1990 | 2050 | 0 | IID | 42 | 1899-12-31 | 1 |  | 17
1971 | LEBECS_2_UNITS | Pastoria Energy Facility | caiso | SCE | PGE_Valley | Pacific Gas and Electric Valley | PGE_Valley | CAISO | 2005-05-04 | 2050-12-31 | 750 | 0.93812 | 750 | 799.47 | CCWhole-NatGas-Industrial | CC_NG | CC | CAISO_CCGT1 |  |  |  | 2005 | 2050 | 0 | CAISO | 799.47 | 1899-12-31 | 1 |  | 17
1972 | LECEF_1_UNITS | LOS ESTEROS ENERGY FACILITY AGGREGATE | caiso | PGE_Bay | PGE_Bay | Pacific Gas and Electric Bay | PGE_Bay | CAISO | 2013-07-31 | 2050-12-31 | 309.84 | 1 | 309.84 | 309.84 | CCWhole-NatGas-Aero | CT_NG | CT | CAISO_CCGT2 |  |  |  | 2014 | 2050 | 0 | CAISO | 309.84 | 1899-12-31 | 1 |  | 17
1973 | Lemolo_2_1 | Lemolo 2-1 | teppc | PACW | PACW | PacifiCorp – West | PACW | NW | 1956-11-01 | 2050-12-31 | 38.5 | 1 | 38.5 | 38.5 | Hydro | Hydro_Standard | Hydro | NW_Hydro |  |  |  | 1957 | 2050 | 0 | NW | 38.5 | 1899-12-31 | 1 |  | 17
1974 | Lemolo1_1 | Lemolo 1-1 | teppc | PACW | PACW | PacifiCorp – West | PACW | NW | 1955-07-01 | 2050-12-31 | 31.99 | 1 | 31.99 | 31.99 | Hydro | Hydro_Standard | Hydro | NW_Hydro |  |  |  | 1956 | 2050 | 0 | NW | 31.99 | 1899-12-31 | 1 |  | 17
1975 | Lemoyne_1 | Lemoyne-1 | teppc | IPFE | IPFE | Idaho Far East | IPCO | NW | 1985-06-23 | 2030-04-15 | 0.08 | 1 | 0.08 | 0.08 | Hydro | Hydro_Standard | Hydro | NW_Hydro |  |  |  | 1985 | 2029 | 0 | NW | 0.08 | 1899-12-31 | 1 |  | 17
1976 | LEPRFD_1_KANSAS | Kansas | caiso | PGE_Valley | PGE_Valley | Pacific Gas and Electric Valley | PGE_Valley | CAISO | 2014-12-18 | 2050-12-31 | 20 | 1 | 20 | 20 | n/a | PVgeneric_sun | Solar_Fixed | CAISO_Solar |  |  |  | 2015 | 2050 | 0 | CAISO | 20 | 1899-12-31 | 1 |  | 17
1977 | Lethbridge_EC | Lethbridge Energy Centre-1 | teppc | BCHA | BCHA | British Columbia Transmission Company | BCHA_AESO | Excluded | 2014-12-19 | 2050-12-31 | 130 | 1 | 130 | 130 | CT-NatGas-Industrial | CT_NG | CT | Excluded_Peaker |  |  |  | 2015 | 2050 | 0 | Excluded | 130 | 1899-12-31 | 1 |  | 17
1978 | LGHTHP_6_ICEGEN |  | caiso | SCE | SCE | Southern California Edison | SCE | CAISO | 1989-12-22 | 2050-12-31 | 48 | 1 | 48 | 48 | CCWhole-NatGas-Aero | CT_NG | CT | CAISO_Peaker1 |  |  |  | 1990 | 2050 | 0 | CAISO | 48 | 1899-12-31 | 1 |  | 17
1979 | LHILLS_6_SOLAR1 |  | caiso | PGE_Valley | PGE_Valley | Pacific Gas and Electric Valley | PGE_Valley | CAISO | 2015-04-02 | 2050-12-31 | 20 | 1 | 20 | 20 | n/a | PVgeneric_sun | Solar_Fixed | CAISO_Solar |  |  |  | 2015 | 2050 | 0 | CAISO | 20 | 1899-12-31 | 1 |  | 17
1980 | Libby_1 | Libby-1 | teppc | BPAT | BPAT | Bonneville Power Administration – Transmission | BPAT | NW | 1975-08-01 | 2050-12-31 | 105 | 1 | 105 | 105 | Hydro | Hydro_Standard | Hydro | NW_Hydro |  |  |  | 1976 | 2050 | 0 | NW | 105 | 1899-12-31 | 1 |  | 17
1981 | Libby_2 | Libby-2 | teppc | BPAT | BPAT | Bonneville Power Administration – Transmission | BPAT | NW | 1975-10-01 | 2050-12-31 | 105 | 1 | 105 | 105 | Hydro | Hydro_Standard | Hydro | NW_Hydro |  |  |  | 1976 | 2050 | 0 | NW | 105 | 1899-12-31 | 1 |  | 17
1982 | Libby_3 | Libby-3 | teppc | BPAT | BPAT | Bonneville Power Administration – Transmission | BPAT | NW | 1976-01-01 | 2050-12-31 | 105 | 1 | 105 | 105 | Hydro | Hydro_Standard | Hydro | NW_Hydro |  |  |  | 1976 | 2050 | 0 | NW | 105 | 1899-12-31 | 1 |  | 17
1983 | Libby_4 | Libby-4 | teppc | BPAT | BPAT | Bonneville Power Administration – Transmission | BPAT | NW | 1976-04-01 | 2050-12-31 | 105 | 1 | 105 | 105 | Hydro | Hydro_Standard | Hydro | NW_Hydro |  |  |  | 1976 | 2050 | 0 | NW | 105 | 1899-12-31 | 1 |  | 17
1984 | Libby_5 | Libby-5 | teppc | BPAT | BPAT | Bonneville Power Administration – Transmission | BPAT | NW | 1984-09-01 | 2050-12-31 | 105 | 1 | 105 | 105 | Hydro | Hydro_Standard | Hydro | NW_Hydro |  |  |  | 1985 | 2050 | 0 | NW | 105 | 1899-12-31 | 1 |  | 17
1985 | Lightning_Dock_1_4 | Lightning Dock Geothermal HI-01 PB01-PB04 | teppc | PNM | PNM | Public Service Company of New Mexico | PNM_EPE | SW | 2013-12-01 | 2050-12-31 | 4 | 1 | 4 | 4 | Geo-BinaryCycle | Geothermal_steam | Geothermal | SW_Geothermal |  |  |  | 2014 | 2050 | 0 | SW | 4 | 1899-12-31 | 1 |  | 17
1986 | LILIAC_6_SOLAR | Mesa Crest | caiso | SDGE | SDGE | San Diego Gas and Electric | SDGE | CAISO |  | 2050-12-31 | 3 | 1 | 3 | 3 | PVgeneric_sun | PVgeneric_sun | Solar_Fixed | CAISO_Solar |  |  |  | 1900 | 2050 | 0 | CAISO | 3 | 1899-12-31 | 1 |  | 17
1987 | LimeWind | Lime Wind-T1-6 | teppc | IPTV | IPTV | Idaho Treasure Valley | IPCO | NW | 2011-11-18 | 2050-12-31 | 3 | 1 | 3 | 3 | WT-Onshore | wind_onshorewind | Wind | NW_Wind |  |  |  | 2012 | 2050 | 0 | NW | 3 | 1899-12-31 | 1 |  | 17
1988 | Limon_CT_1 | Limon Generation Station L1 | teppc | WACM | WACM | Western Area Power Administration, Colorado-Missouri Region | WACM | Excluded | 2002-01-01 | 2050-12-31 | 64.5 | 1 | 64.5 | 64.5 | CT-NatGas-Industrial | CT_NG | CT | Excluded_Peaker |  |  |  | 2002 | 2050 | 0 | Excluded | 64.5 | 1899-12-31 | 1 |  | 17
1989 | Limon_CT_2 | Limon Generation Station L2 | teppc | WACM | WACM | Western Area Power Administration, Colorado-Missouri Region | WACM | Excluded | 2002-01-01 | 2050-12-31 | 64.5 | 1 | 64.5 | 64.5 | CT-NatGas-Industrial | CT_NG | CT | Excluded_Peaker |  |  |  | 2002 | 2050 | 0 | Excluded | 64.5 | 1899-12-31 | 1 |  | 17
1990 | Limon_Wind_1 | Limon I Wind Farm 1 | teppc | PSCO | PSCO | Public Service Company of Colorado | PSCO | Excluded | 2012-12-31 | 2050-12-31 | 201 | 1 | 201 | 201 | WT-Onshore | wind_onshorewind | Wind | Excluded_Wind | CAISO | 201 |  | 2013 | 2050 | 0 | CAISO | 201 | 1899-12-31 | 1 |  | 17
1991 | Limon_Wind_2 | Limon II Wind Farm 1 | teppc | PSCO | PSCO | Public Service Company of Colorado | PSCO | Excluded | 2012-12-31 | 2050-12-31 | 201 | 1 | 201 | 201 | WT-Onshore | wind_onshorewind | Wind | Excluded_Wind |  |  |  | 2013 | 2050 | 0 | Excluded | 201 | 1899-12-31 | 1 |  | 17
1992 | Limon_Wind_3 | Limon III Wind Farm WT1 | teppc | PSCO | PSCO | Public Service Company of Colorado | PSCO | Excluded | 2015-12-31 | 2050-12-31 | 201 | 1 | 201 | 201 | WT-Onshore | wind_onshorewind | Wind | Excluded_Wind |  |  |  | 2016 | 2050 | 0 | Excluded | 201 | 1899-12-31 | 1 |  | 17
1993 | LindenWind | Linden Wind Energy Project-LW1 | teppc | TPWR | TPWR | Tacoma Power | BPAT | NW | 2010-06-15 | 2050-12-31 | 50 | 1 | 50 | 50 | WT-Onshore | wind_onshorewind | Wind | NW_Wind |  |  |  | 2010 | 2050 | 0 | NW | 50 | 1899-12-31 | 1 |  | 17
1994 | LITLRK_6_GBCSR1 | Green Beanworks C | caiso | SCE | SCE | Southern California Edison | SCE | CAISO |  | 2050-12-31 | 3 | 1 | 3 | 3 | PHOTO VOLTAIC_SUN | PVgeneric_sun | Solar_Fixed | CAISO_Solar |  |  |  | 1900 | 2050 | 0 | CAISO | 3 | 1899-12-31 | 1 |  | 17
1995 | LITLRK_6_SEPV01 | Gestamp Solar 1 | caiso | SCE | SCE | Southern California Edison | SCE | CAISO | 2012-05-08 | 2050-12-31 | 2 | 1 | 2 | 2 | n/a | PVgeneric_sun | Solar_Fixed | CAISO_Solar |  |  |  | 2012 | 2050 | 0 | CAISO | 2 | 1899-12-31 | 1 |  | 17
1996 | LITLRK_6_SOLAR1 | Lancaster Little Rock C | caiso | SCE | SCE | Southern California Edison | SCE | CAISO | 2015-01-17 | 2050-12-31 | 5 | 1 | 5 | 5 | n/a | PVgeneric_sun | Solar_Fixed | CAISO_Solar |  |  |  | 2015 | 2050 | 0 | CAISO | 5 | 1899-12-31 | 1 |  | 17
1997 | LITLRK_6_SOLAR2 | Palmdale 18 | caiso | SCE | SCE | Southern California Edison | SCE | CAISO | 2016-01-13 | 2050-12-31 | 2 | 1 | 2 | 2 | n/a | PVgeneric_sun | Solar_Fixed | CAISO_Solar |  |  |  | 2016 | 2050 | 0 | CAISO | 2 | 1899-12-31 | 1 |  | 17
1998 | LITLRK_6_SOLAR3 | One Ten Partners | caiso | SCE | SCE | Southern California Edison | SCE | CAISO |  | 2050-12-31 | 2 | 1 | 2 | 2 | PVgeneric_sun | PVgeneric_sun | Solar_Fixed | CAISO_Solar |  |  |  | 1900 | 2050 | 0 | CAISO | 2 | 1899-12-31 | 1 |  | 17
1999 | LITLRK_6_SOLAR4 | Little Rock Pham Solar | caiso | SCE | SCE | Southern California Edison | SCE | CAISO | 2016-03-22 | 2050-12-31 | 3 | 1 | 3 | 3 | n/a | PVgeneric_sun | Solar_Fixed | CAISO_Solar |  |  |  | 2016 | 2050 | 0 | CAISO | 3 | 1899-12-31 | 1 |  | 17
2000 | Little_Falls_1 | Little Falls-1 | teppc | AVA | AVA | Avista Corp. | BPAT | NW | 1910-07-01 | 2050-12-31 | 8 | 1 | 8 | 8 | Hydro | Hydro_Standard | Hydro | NW_Hydro |  |  |  | 1911 | 2050 | 0 | NW | 8 | 1899-12-31 | 1 |  | 17
2001 | Little_Falls_2 | Little Falls-2 | teppc | AVA | AVA | Avista Corp. | BPAT | NW | 1910-09-01 | 2050-12-31 | 8 | 1 | 8 | 8 | Hydro | Hydro_Standard | Hydro | NW_Hydro |  |  |  | 1911 | 2050 | 0 | NW | 8 | 1899-12-31 | 1 |  | 17
2002 | Little_Falls_3 | Little Falls-3 | teppc | AVA | AVA | Avista Corp. | BPAT | NW | 1910-12-01 | 2050-12-31 | 8 | 1 | 8 | 8 | Hydro | Hydro_Standard | Hydro | NW_Hydro |  |  |  | 1911 | 2050 | 0 | NW | 8 | 1899-12-31 | 1 |  | 17
2003 | Little_Falls_4 | Little Falls-4 | teppc | AVA | AVA | Avista Corp. | BPAT | NW | 1911-11-01 | 2050-12-31 | 8 | 1 | 8 | 8 | Hydro | Hydro_Standard | Hydro | NW_Hydro |  |  |  | 1912 | 2050 | 0 | NW | 8 | 1899-12-31 | 1 |  | 17
2004 | Little_Goose | Little Goose | teppc | BPAT | BPAT | Bonneville Power Administration – Transmission | BPAT | NW | 1970-04-01 | 2050-12-31 | 810 | 1 | 810 | 810 | Hydro | Hydro_Standard | Hydro | NW_Hydro |  |  |  | 1970 | 2050 | 0 | NW | 810 | 1899-12-31 | 1 |  | 17
2005 | LittleMac1 | Little Mac Project-1 | teppc | IPFE | IPFE | Idaho Far East | IPCO | NW | 1984-05-01 | 2050-12-31 | 0.3 | 1 | 0.3 | 0.3 | Hydro | Hydro_Standard | Hydro | NW_Hydro |  |  |  | 1984 | 2050 | 0 | NW | 0.3 | 1899-12-31 | 1 |  | 17
2006 | LittleMac2 | Little Mac Project-2 | teppc | IPFE | IPFE | Idaho Far East | IPCO | NW | 1984-05-01 | 2050-12-31 | 0.4 | 1 | 0.4 | 0.4 | Hydro | Hydro_Standard | Hydro | NW_Hydro |  |  |  | 1984 | 2050 | 0 | NW | 0.4 | 1899-12-31 | 1 |  | 17
2007 | LittleMac3 | Little Mac Project-3 | teppc | IPFE | IPFE | Idaho Far East | IPCO | NW | 1984-05-01 | 2050-12-31 | 0.4 | 1 | 0.4 | 0.4 | Hydro | Hydro_Standard | Hydro | NW_Hydro |  |  |  | 1984 | 2050 | 0 | NW | 0.4 | 1899-12-31 | 1 |  | 17
2008 | LittleMac4 | Little Mac Project-4 | teppc | IPFE | IPFE | Idaho Far East | IPCO | NW | 1984-05-01 | 2050-12-31 | 0.4 | 1 | 0.4 | 0.4 | Hydro | Hydro_Standard | Hydro | NW_Hydro |  |  |  | 1984 | 2050 | 0 | NW | 0.4 | 1899-12-31 | 1 |  | 17
2009 | LittlewoodArksh | Littlewood_Arkoosh-1 | teppc | IPFE | IPFE | Idaho Far East | IPCO | NW | 1986-08-08 | 2030-04-15 | 0.87 | 1 | 0.87 | 0.87 | Hydro | Hydro_Standard | Hydro | NW_Hydro |  |  |  | 1987 | 2029 | 0 | NW | 0.87 | 1899-12-31 | 1 |  | 17
2010 | LittleWoodHydro | Little Wood Hydro Project-GEN1 | teppc | IPFE | IPFE | Idaho Far East | IPCO | NW | 1985-02-24 | 2050-12-31 | 2.85 | 1 | 2.85 | 2.85 | Hydro | Hydro_Standard | Hydro | NW_Hydro |  |  |  | 1985 | 2050 | 0 | NW | 2.85 | 1899-12-31 | 1 |  | 17
2011 | LIVEOK_6_SOLAR |  | caiso | PGE_Valley | PGE_Valley | Pacific Gas and Electric Valley | PGE_Valley | CAISO | 2014-11-27 | 2050-12-31 | 1.25 | 1 | 1.25 | 1.25 | n/a | PVgeneric_sun | Solar_Fixed | CAISO_Solar |  |  |  | 2015 | 2050 | 0 | CAISO | 1.25 | 1899-12-31 | 1 |  | 17
2012 | LIVOAK_1_UNIT_1 | LIVE OAK LIMITED | caiso | PGE_Valley | PGE_Valley | Pacific Gas and Electric Valley | PGE_Valley | CAISO | 1991-03-16 | 2050-12-31 | 45.1 | 0.90744 | 45.1 | 49.7 | CT-NatGas-Aero | CT_NG | CT | CAISO_Peaker1 |  |  |  | 1991 | 2050 | 0 | CAISO | 49.7 | 1899-12-31 | 1 |  | 17
2013 | LMBEPK_2_UNITA1 | Lambie Energy Center, Unit #1 | caiso | PGE_Bay | PGE_Bay | Pacific Gas and Electric Bay | PGE_Bay | CAISO | 2003-01-06 | 2050-12-31 | 47.5 | 1 | 47.5 | 47.5 | CT-NatGas-Aero | CT_NG | CT | CAISO_Peaker2 |  |  |  | 2003 | 2050 | 0 | CAISO | 47.5 | 1899-12-31 | 1 |  | 17
2014 | LMBEPK_2_UNITA2 | Creed Energy Center, Unit #1 | caiso | PGE_Bay | PGE_Bay | Pacific Gas and Electric Bay | PGE_Bay | CAISO | 2003-01-06 | 2050-12-31 | 47.6 | 1 | 47.6 | 47.6 | CT-NatGas-Aero | CT_NG | CT | CAISO_Peaker2 |  |  |  | 2003 | 2050 | 0 | CAISO | 47.6 | 1899-12-31 | 1 |  | 17
2015 | LMBEPK_2_UNITA3 | Goose Haven Energy Center, Unit #1 | caiso | PGE_Bay | PGE_Bay | Pacific Gas and Electric Bay | PGE_Bay | CAISO | 2003-01-06 | 2050-12-31 | 47.4 | 1 | 47.4 | 47.4 | CT-NatGas-Aero | CT_NG | CT | CAISO_Peaker2 |  |  |  | 2003 | 2050 | 0 | CAISO | 47.4 | 1899-12-31 | 1 |  | 17
2016 | LMEC_1_PL1X3 | Los Medanos Energy Center AGGREGATE | caiso | PGE_Bay | PGE_Bay | Pacific Gas and Electric Bay | PGE_Bay | CAISO | 2001-06-09 | 2050-12-31 | 574.53 | 1.0236 | 574.53 | 561.29 | CCWhole-NatGas-Industrial | CC_NG | CC | CAISO_CCGT2 |  |  |  | 2001 | 2050 | 0 | CAISO | 561.29 | 1899-12-31 | 1 |  | 17
2017 | LNCSTR_6_CREST |  | caiso | SCE | SCE | Southern California Edison | SCE | CAISO | 2015-09-09 | 2050-12-31 | 5.5 | 1 | 5.5 | 5.5 | n/a | PVgeneric_sun | Solar_Fixed | CAISO_Solar |  |  |  | 2016 | 2050 | 0 | CAISO | 5.5 | 1899-12-31 | 1 |  | 17
2018 | LOCKFD_1_BEARCK | Bear Creek Solar | caiso | PGE_Valley | PGE_Valley | Pacific Gas and Electric Valley | PGE_Valley | CAISO | 2014-02-05 | 2050-12-31 | 1.5 | 1 | 1.5 | 1.5 | n/a | PVgeneric_sun | Solar_Fixed | CAISO_Solar |  |  |  | 2014 | 2050 | 0 | CAISO | 1.5 | 1899-12-31 | 1 |  | 17
2019 | LOCKFD_1_KSOLAR | Kettleman Solar | caiso | PGE_Valley | PGE_Valley | Pacific Gas and Electric Valley | PGE_Valley | CAISO | 2014-03-14 | 2050-12-31 | 1 | 1 | 1 | 1 | n/a | PVgeneric_sun | Solar_Fixed | CAISO_Solar |  |  |  | 2014 | 2050 | 0 | CAISO | 1 | 1899-12-31 | 1 |  | 17
2020 | LODI25_2_UNIT_1 | LODI GAS TURBINE | caiso | PGE_Valley | PGE_Valley | Pacific Gas and Electric Valley | PGE_Valley | CAISO | 1986-01-01 | 2050-12-31 | 23.8 | 1 | 23.8 | 23.8 | CT-NatGas-Aero | CT_NG | CT | CAISO_Peaker2 |  |  |  | 1986 | 2050 | 0 | CAISO | 23.8 | 1899-12-31 | 1 |  | 17
2021 | LODIEC_2_PL1X2 | Lodi Energy Center | caiso | PGE_Valley | PGE_Valley | Pacific Gas and Electric Valley | PGE_Valley | CAISO | 2012-11-27 | 2050-12-31 | 302.58 | 1 | 302.58 | 302.58 | CCWhole-NatGas-Industrial | CC_NG | CC | CAISO_CCGT1 |  |  |  | 2013 | 2050 | 0 | CAISO | 302.58 | 1899-12-31 | 1 |  | 17
2022 | Log_Creek_1 | Log Creek-1_Log Creek-1_IPP-LGC | teppc | BCHA | BCHA | British Columbia Transmission Company | BCHA_AESO | Excluded | 2023-01-01 | 2063-12-31 | 10 | 1 | 10 | 10 | Hydro | Hydro_Standard | Hydro | Excluded_Hydro |  |  |  | 2023 | 2063 | 0 | Excluded | 10 | 1899-12-31 | 1 |  | 17
2023 | Logan_County | Logan Wind Energy Center (Peetz Table -II) 1 | teppc | PSCO | PSCO | Public Service Company of Colorado | PSCO | Excluded | 2008-01-01 | 2050-12-01 | 201 | 1 | 201 | 201 | WT-Onshore | wind_onshorewind | Wind | Excluded_Wind |  |  |  | 2008 | 2050 | 0 | Excluded | 201 | 1899-12-31 | 1 |  | 17
2024 | LoganCity1 | Logan City-1¦LNPLT4KV¦LOGAN CITY NATURAL GAS TURBINE PLANT 1-1 | teppc | PAUT | PAUT | Utah, PACE Utility | PACE | NW | 2002-07-01 | 2050-12-31 | 5.3 | 1 | 5.3 | 5.3 | CT-NatGas-Aero | CT_NG | CT | NW_Peaker |  |  |  | 2003 | 2050 | 0 | NW | 5.3 | 1899-12-31 | 1 |  | 17
2025 | LoganCity2 | Logan City-2¦LNPLT4KV¦LOGAN CITY NATURAL GAS TURBINE PLANT 1-2 | teppc | PAUT | PAUT | Utah, PACE Utility | PACE | NW | 2002-07-01 | 2050-12-31 | 5.3 | 1 | 5.3 | 5.3 | CT-NatGas-Aero | CT_NG | CT | NW_Peaker |  |  |  | 2003 | 2050 | 0 | NW | 5.3 | 1899-12-31 | 1 |  | 17
2026 | LoganCity3 | Logan City-3¦LNPLT4KV¦LOGAN CITY NATURAL GAS TURBINE PLANT 1-3 | teppc | PAUT | PAUT | Utah, PACE Utility | PACE | NW | 2002-07-01 | 2050-12-31 | 5.3 | 1 | 5.3 | 5.3 | CT-NatGas-Aero | CT_NG | CT | NW_Peaker |  |  |  | 2003 | 2050 | 0 | NW | 5.3 | 1899-12-31 | 1 |  | 17
2027 | Long_Hollow | Wyoming Wind Energy Center-GE15 | teppc | PAWY | PAWY | Wyoming, PACE Utility | PACE | NW | 2003-12-01 | 2050-04-15 | 160 | 1 | 160 | 160 | WT-Onshore | wind_onshorewind | Wind | NW_Wind |  |  |  | 2004 | 2049 | 0 | NW | 160 | 1899-12-31 | 1 |  | 17
2028 | Long_Lake_1 | Long Lake-1 | teppc | AVA | AVA | Avista Corp. | BPAT | NW | 1915-10-01 | 2050-12-31 | 17.5 | 1 | 17.5 | 17.5 | Hydro | Hydro_Standard | Hydro | NW_Hydro |  |  |  | 1916 | 2050 | 0 | NW | 17.5 | 1899-12-31 | 1 |  | 17
2029 | Long_Lake_2 | Long Lake-2 | teppc | AVA | AVA | Avista Corp. | BPAT | NW | 1915-10-01 | 2050-12-31 | 17.5 | 1 | 17.5 | 17.5 | Hydro | Hydro_Standard | Hydro | NW_Hydro |  |  |  | 1916 | 2050 | 0 | NW | 17.5 | 1899-12-31 | 1 |  | 17
2030 | Long_Lake_3 | Long Lake-3 | teppc | AVA | AVA | Avista Corp. | BPAT | NW | 1919-12-01 | 2050-12-31 | 17.5 | 1 | 17.5 | 17.5 | Hydro | Hydro_Standard | Hydro | NW_Hydro |  |  |  | 1920 | 2050 | 0 | NW | 17.5 | 1899-12-31 | 1 |  | 17
2031 | Long_Lake_4 | Long Lake-4 | teppc | AVA | AVA | Avista Corp. | BPAT | NW | 1924-02-01 | 2050-12-31 | 17.5 | 1 | 17.5 | 17.5 | Hydro | Hydro_Standard | Hydro | NW_Hydro |  |  |  | 1924 | 2050 | 0 | NW | 17.5 | 1899-12-31 | 1 |  | 17
2032 | LongLake1 | Long Lake Hydro-1_Long Lake Hydro-1_IPP-LNL | teppc | BCHA | BCHA | British Columbia Transmission Company | BCHA_AESO | Excluded | 2013-10-30 | 2053-09-30 | 15.5 | 1 | 15.5 | 15.5 | Hydro | Hydro_Standard | Hydro | Excluded_Hydro |  |  |  | 2014 | 2053 | 0 | Excluded | 15.5 | 1899-12-31 | 1 |  | 17
2033 | LongLake2 | Long Lake Hydro-2_Long Lake Hydro-2_IPP-LNL | teppc | BCHA | BCHA | British Columbia Transmission Company | BCHA_AESO | Excluded | 2013-10-30 | 2053-09-30 | 15.5 | 1 | 15.5 | 15.5 | Hydro | Hydro_Standard | Hydro | Excluded_Hydro |  |  |  | 2014 | 2053 | 0 | Excluded | 15.5 | 1899-12-31 | 1 |  | 17
2034 | LONGLAKEG1_2 | LONGLAKEG1-2 | teppc | AESO | AESO | Alberta Electric System Operator | BCHA_AESO | Excluded | 2008-01-01 | 2050-12-01 | 80 | 1 | 80 | 80 | CT-AB-Cogen | Cogen_NG | Cogen | Excluded_CHP |  |  |  | 2008 | 2050 | 0 | Excluded | 80 | 1899-12-31 | 1 |  | 17
2035 | LONGLAKEG2_1 | LONGLAKEG2-1 | teppc | AESO | AESO | Alberta Electric System Operator | BCHA_AESO | Excluded | 2008-01-01 | 2050-12-01 | 80 | 1 | 80 | 80 | CT-AB-Cogen | Cogen_NG | Cogen | Excluded_CHP |  |  |  | 2008 | 2050 | 0 | Excluded | 80 | 1899-12-31 | 1 |  | 17
2036 | LONGLAKEGT3_1 | LONGLAKEGT3-1 | teppc | AESO | AESO | Alberta Electric System Operator | BCHA_AESO | Excluded | 2008-01-01 | 2050-12-01 | 11.5 | 1 | 11.5 | 11.5 | CT-AB-Cogen | Cogen_NG | Cogen | Excluded_CHP |  |  |  | 2008 | 2050 | 0 | Excluded | 11.5 | 1899-12-31 | 1 |  | 17
2037 | LONGLAKEGT4_1 | LONGLAKEGT4-1 | teppc | AESO | AESO | Alberta Electric System Operator | BCHA_AESO | Excluded | 2008-01-01 | 2050-12-01 | 11.5 | 1 | 11.5 | 11.5 | CT-AB-Cogen | Cogen_NG | Cogen | Excluded_CHP |  |  |  | 2008 | 2050 | 0 | Excluded | 11.5 | 1899-12-31 | 1 |  | 17
2038 | LongviewFibre4 | Longview Fibre-4 | teppc | BPAT | BPAT | Bonneville Power Administration – Transmission | BPAT | NW | 1949-01-01 | 2050-12-31 | 10 | 1 | 10 | 10 | Bio-ST | ST_Biomass | Biomass/Wood | NW_Biomass |  |  |  | 1949 | 2050 | 0 | NW | 10 | 1899-12-31 | 1 |  | 17
2039 | LongviewFibre6 | Longview Fibre-6 | teppc | BPAT | BPAT | Bonneville Power Administration – Transmission | BPAT | NW | 1958-01-01 | 2050-12-31 | 20 | 1 | 20 | 20 | Bio-ICE | ICE_Biomass | Biomass/Wood | NW_Biomass |  |  |  | 1958 | 2050 | 0 | NW | 20 | 1899-12-31 | 1 |  | 17
2040 | LongviewFibre7 | Longview Fibre-7 | teppc | BPAT | BPAT | Bonneville Power Administration – Transmission | BPAT | NW | 1966-04-01 | 2050-12-31 | 25 | 1 | 25 | 25 | Bio-ICE | ICE_Biomass | Biomass/Wood | NW_Biomass |  |  |  | 1966 | 2050 | 0 | NW | 25 | 1899-12-31 | 1 |  | 17
2041 | Lookout_Point_1 | Lookout Point-1 | teppc | BPAT | BPAT | Bonneville Power Administration – Transmission | BPAT | NW | 1955-05-01 | 2050-12-31 | 40 | 1 | 40 | 40 | Hydro | Hydro_Standard | Hydro | NW_Hydro |  |  |  | 1955 | 2050 | 0 | NW | 40 | 1899-12-31 | 1 |  | 17
2042 | Lookout_Point_2 | Lookout Point-2 | teppc | BPAT | BPAT | Bonneville Power Administration – Transmission | BPAT | NW | 1955-03-01 | 2050-12-31 | 40 | 1 | 40 | 40 | Hydro | Hydro_Standard | Hydro | NW_Hydro |  |  |  | 1955 | 2050 | 0 | NW | 40 | 1899-12-31 | 1 |  | 17
2043 | Lookout_Point_3 | Lookout Point-3 | teppc | BPAT | BPAT | Bonneville Power Administration – Transmission | BPAT | NW | 1955-01-01 | 2050-12-31 | 40 | 1 | 40 | 40 | Hydro | Hydro_Standard | Hydro | NW_Hydro |  |  |  | 1955 | 2050 | 0 | NW | 40 | 1899-12-31 | 1 |  | 17
2044 | Loon_Lake | Loon Lake H1 | teppc | BANC | BANC | Balancing Authority of Northern California | SMUD | BANC | 1971-09-01 | 2050-12-31 | 77 | 1 | 77 | 77 | Hydro | Hydro_Standard | Hydro | BANC_Hydro |  |  |  | 1972 | 2050 | 0 | BANC | 77 | 1899-12-31 | 1 |  | 17
2045 | Lordsburg_1 | Lordsburg Generating Station GT1 | teppc | PNM | PNM | Public Service Company of New Mexico | PNM_EPE | SW | 2002-07-01 | 2050-12-31 | 40 | 1 | 40 | 40 | CT-NatGas-Aero | CT_NG | CT | SW_Peaker |  |  |  | 2003 | 2050 | 0 | SW | 40 | 1899-12-31 | 1 |  | 17
2046 | Lordsburg_2 | Lordsburg Generating Station GT2 | teppc | PNM | PNM | Public Service Company of New Mexico | PNM_EPE | SW | 2002-07-01 | 2050-12-31 | 40 | 1 | 40 | 40 | CT-NatGas-Aero | CT_NG | CT | SW_Peaker |  |  |  | 2003 | 2050 | 0 | SW | 40 | 1899-12-31 | 1 |  | 17
2047 | Los_Alamos_PV | Los Alamos Smart Grid (East Jemez Road) 1 | teppc | PNM | PNM | Public Service Company of New Mexico | PNM_EPE | SW | 2012-09-01 | 2050-12-31 | 1 | 1 | 1 | 1 | SolarPV-Tracking | 1axPV_sun | Solar_1Axis | SW_Solar |  |  |  | 2013 | 2050 | 0 | SW | 1 | 1899-12-31 | 1 |  | 17
2048 | Los_Lunas_Solar | Los Lunas Solar Energy Center LLSEC and LMS2 | teppc | PNM | PNM | Public Service Company of New Mexico | PNM_EPE | SW | 2013-10-31 | 2050-12-31 | 7 | 1 | 7 | 7 | SolarPV-NonTracking | FixedPV_sun | Solar_Fixed | SW_Solar |  |  |  | 2014 | 2050 | 0 | SW | 7 | 1899-12-31 | 1 |  | 17
2049 | LOS_MOR1 | FACEBOOK SOLAR CENTER 1 | teppc | PNM | PNM | Public Service Company of New Mexico | PNM_EPE | SW | 2018-01-01 | 2050-12-31 | 10 | 1 | 10 | 10 | SolarPV-NonTracking | FixedPV_sun | Solar_Fixed | SW_Solar |  |  |  | 2018 | 2050 | 0 | SW | 10 | 1899-12-31 | 1 |  | 17
2050 | LostCreek_OR1 | Lost Creek-1 | teppc | BPAT | BPAT | Bonneville Power Administration – Transmission | BPAT | NW | 1977-09-01 | 2050-12-31 | 24.5 | 1 | 24.5 | 24.5 | Hydro | Hydro_Standard | Hydro | NW_Hydro |  |  |  | 1978 | 2050 | 0 | NW | 24.5 | 1899-12-31 | 1 |  | 17
2051 | LostCreek_OR2 | Lost Creek-2 | teppc | BPAT | BPAT | Bonneville Power Administration – Transmission | BPAT | NW | 1977-12-01 | 2050-12-31 | 24.5 | 1 | 24.5 | 24.5 | Hydro | Hydro_Standard | Hydro | NW_Hydro |  |  |  | 1978 | 2050 | 0 | NW | 24.5 | 1899-12-31 | 1 |  | 17
2052 | LOSTHRZN2 | FACEBOOK SOLAR CENTER 2 | teppc | PNM | PNM | Public Service Company of New Mexico | PNM_EPE | SW | 2018-03-01 | 2050-12-31 | 10 | 1 | 10 | 10 | SolarPV-Tracking | 1axPV_sun | Solar_1Axis | SW_Solar |  |  |  | 2018 | 2050 | 0 | SW | 10 | 1899-12-31 | 1 |  | 17
2053 | LOSTHRZN3 | FACEBOOK SOLAR CENTER 3 | teppc | PNM | PNM | Public Service Company of New Mexico | PNM_EPE | SW | 2018-05-01 | 2050-12-31 | 10 | 1 | 10 | 10 | SolarPV-Tracking | 1axPV_sun | Solar_1Axis | SW_Solar |  |  |  | 2018 | 2050 | 0 | SW | 10 | 1899-12-31 | 1 |  | 17
2054 | LOTTWWTP | LOTT WWTP | teppc | PNM | PNM | Public Service Company of New Mexico | PNM_EPE | SW | 2010-05-01 | 2050-12-31 | 0.335 | 1 | 0.335 | 0.335 | Bio-ICE | ICE_Biomass | Biomass/Wood | SW_Biomass |  |  |  | 2010 | 2050 | 0 | SW | 0.335 | 1899-12-31 | 1 |  | 17
2055 | Lowe1_1 | Lowe1-1 | teppc | AESO | AESO | Alberta Electric System Operator | BCHA_AESO | Excluded | 2009-03-01 | 2050-12-01 | 93 | 1 | 93 | 93 | CT-NatGas-Industrial | CT_NG | CT | Excluded_Peaker |  |  |  | 2009 | 2050 | 0 | Excluded | 93 | 1899-12-31 | 1 |  | 17
2056 | Lower_Baker_3 | Lower Baker-3 | teppc | PSEI | PSEI | Puget Sound Energy | BPAT | NW | 2013-06-01 | 2050-12-31 | 31 | 1 | 31 | 31 | Hydro | Hydro_Standard | Hydro | NW_Hydro |  |  |  | 2013 | 2050 | 0 | NW | 31 | 1899-12-31 | 1 |  | 17
2057 | Lower_Clowhom_1 | Lower Clowhom-1_Lower Clowhom-1_IPP-LCH | teppc | BCHA | BCHA | British Columbia Transmission Company | BCHA_AESO | Excluded | 2010-04-01 | 2035-03-20 | 10.99 | 1 | 10.99 | 10.99 | Hydro | Hydro_Standard | Hydro | Excluded_Hydro |  |  |  | 2010 | 2034 | 0 | Excluded | 10.99 | 1899-12-31 | 1 |  | 17
2058 | Lower_Duck_Wind |  | teppc | NWMT | NWMT | NorthWestern Energy | NWMT_WAUW | NW | 1950-01-01 | 2050-12-31 | 80 | 1 | 80 | 80 | WT-Onshore | wind_onshorewind | Wind | NW_Wind |  |  |  | 1950 | 2050 | 0 | NW | 80 | 1899-12-31 | 1 |  | 17
2059 | Lower_Granite | Lower Granite | teppc | BPAT | BPAT | Bonneville Power Administration – Transmission | BPAT | NW | 1975-04-01 | 2050-12-31 | 810 | 1 | 810 | 810 | Hydro | Hydro_Standard | Hydro | NW_Hydro |  |  |  | 1975 | 2050 | 0 | NW | 810 | 1899-12-31 | 1 |  | 17
2060 | Lower_Malad_1 | Lower Malad-1 | teppc | IPMV | IPMV | Idaho Magic Valley | IPCO | NW | 1948-10-01 | 2050-12-31 | 13.5 | 1 | 13.5 | 13.5 | Hydro | Hydro_Standard | Hydro | NW_Hydro |  |  |  | 1949 | 2050 | 0 | NW | 13.5 | 1899-12-31 | 1 |  | 17
2061 | Lower_Molina | Lower Molina 1 | teppc | WACM | WACM | Western Area Power Administration, Colorado-Missouri Region | WACM | Excluded | 1962-12-01 | 2030-01-01 | 4.9 | 1 | 4.9 | 4.9 | Hydro | Hydro_Standard | Hydro | Excluded_Hydro |  |  |  | 1963 | 2029 | 0 | Excluded | 4.9 | 1899-12-31 | 1 |  | 17
2062 | Lower_Monumental | Lower Monumental | teppc | BPAT | BPAT | Bonneville Power Administration – Transmission | BPAT | NW | 1969-06-01 | 2050-12-31 | 794 | 1 | 794 | 794 | Hydro | Hydro_Standard | Hydro | NW_Hydro |  |  |  | 1969 | 2050 | 0 | NW | 794 | 1899-12-31 | 1 |  | 17
2063 | Lower_Salmon_1 | Lower Salmon-1 | teppc | IPMV | IPMV | Idaho Magic Valley | IPCO | NW | 1949-07-01 | 2050-12-31 | 15 | 1 | 15 | 15 | Hydro | Hydro_Standard | Hydro | NW_Hydro |  |  |  | 1950 | 2050 | 0 | NW | 15 | 1899-12-31 | 1 |  | 17
2064 | Lower_Salmon_2 | Lower Salmon-2 | teppc | IPMV | IPMV | Idaho Magic Valley | IPCO | NW | 1949-09-01 | 2050-12-31 | 15 | 1 | 15 | 15 | Hydro | Hydro_Standard | Hydro | NW_Hydro |  |  |  | 1950 | 2050 | 0 | NW | 15 | 1899-12-31 | 1 |  | 17
2065 | Lower_Salmon_3 | Lower Salmon-3 | teppc | IPMV | IPMV | Idaho Magic Valley | IPCO | NW | 1949-02-01 | 2050-12-31 | 15 | 1 | 15 | 15 | Hydro | Hydro_Standard | Hydro | NW_Hydro |  |  |  | 1949 | 2050 | 0 | NW | 15 | 1899-12-31 | 1 |  | 17
2066 | Lower_Salmon_4 | Lower Salmon-4 | teppc | IPMV | IPMV | Idaho Magic Valley | IPCO | NW | 1949-03-01 | 2050-12-31 | 15 | 1 | 15 | 15 | Hydro | Hydro_Standard | Hydro | NW_Hydro |  |  |  | 1949 | 2050 | 0 | NW | 15 | 1899-12-31 | 1 |  | 17
2067 | Lower_Snake_River_A | Lower Snake River Wind Energy Project (Oliphant Ridge)-LSR 1_PHLNG W1-Z1 | teppc | PSEI | PSEI | Puget Sound Energy | BPAT | NW | 2012-04-01 | 2050-12-31 | 151.8 | 1 | 151.8 | 151.8 | WT-Onshore | wind_onshorewind | Wind | NW_Wind |  |  |  | 2012 | 2050 | 0 | NW | 151.8 | 1899-12-31 | 1 |  | 17
2068 | Lower_Snake_River_B | Lower Snake River Wind Energy Project (Oliphant Ridge)-LSR 1_DOGJN W1-Z1 | teppc | PSEI | PSEI | Puget Sound Energy | BPAT | NW | 2012-04-01 | 2050-12-31 | 190.9 | 1 | 190.9 | 190.9 | WT-Onshore | wind_onshorewind | Wind | NW_Wind |  |  |  | 2012 | 2050 | 0 | NW | 190.9 | 1899-12-31 | 1 |  | 17
2069 | LowerBaker4 | Lower Baker-4 | teppc | PSEI | PSEI | Puget Sound Energy | BPAT | NW | 1959-12-01 | 2050-12-31 | 80.75 | 1 | 80.75 | 80.75 | Hydro | Hydro_Standard | Hydro | NW_Hydro |  |  |  | 1960 | 2050 | 0 | NW | 80.75 | 1899-12-31 | 1 |  | 17
2070 | LowerBear1 | Lower Bear Hydro-1_Lower Bear Hydro-1_IPP-BHL | teppc | BCHA | BCHA | British Columbia Transmission Company | BCHA_AESO | Excluded | 2011-12-30 | 2051-12-21 | 5 | 1 | 5 | 5 | Hydro | Hydro_Standard | Hydro | Excluded_Hydro |  |  |  | 2012 | 2051 | 0 | Excluded | 5 | 1899-12-31 | 1 |  | 17
2071 | LowerBear2 | Lower Bear Hydro-2_Lower Bear Hydro-2_IPP-BHL | teppc | BCHA | BCHA | British Columbia Transmission Company | BCHA_AESO | Excluded | 2011-12-30 | 2051-12-21 | 5 | 1 | 5 | 5 | Hydro | Hydro_Standard | Hydro | Excluded_Hydro |  |  |  | 2012 | 2051 | 0 | Excluded | 5 | 1899-12-31 | 1 |  | 17
2072 | LowerNo12 | Lower No 1-2 | teppc | CISC | CISC | Southern California Edison | SCE | CAISO | 1982-04-01 | 2050-12-31 | 8 | 1 | 8 | 8 | Hydro | Hydro_Standard | Hydro | CAISO_Hydro |  |  |  | 1982 | 2050 | 0 | CAISO | 8 | 1899-12-31 | 1 |  | 17
2073 | LowerNo21 | Lower No 2-1 | teppc | CISC | CISC | Southern California Edison | SCE | CAISO | 1940-08-01 | 2050-12-31 | 3 | 1 | 3 | 3 | Hydro | Hydro_Standard | Hydro | CAISO_Hydro |  |  |  | 1941 | 2050 | 0 | CAISO | 3 | 1899-12-31 | 1 |  | 17
2074 | LOWGAP_1_SUPHR | Mill & Sulphur Creek Hydro | caiso | PGE_Bay | PGE_Bay | Pacific Gas and Electric Bay | PGE_Bay | CAISO | 1988-02-23 | 2050-12-31 | 0.99 | 1 | 0.99 | 0.99 | n/a | Hydro_Standard | Hydro | CAISO_Small_Hydro |  |  |  | 1988 | 2050 | 0 | CAISO | 0.99 | 1899-12-31 | 1 |  | 17
2075 | LOWGAP_7_QFUNTS | Matthews Dam Hydro | caiso | PGE_Bay | PGE_Bay | Pacific Gas and Electric Bay | PGE_Bay | CAISO | 2007-03-01 | 2050-12-31 | 1.35 | 1 | 1.35 | 1.35 | n/a | Hydro_Standard | Hydro | CAISO_Hydro |  |  |  | 2007 | 2050 | 0 | CAISO | 1.35 | 1899-12-31 | 1 |  | 17
2076 | LowLineMdwy2SoForks1 | South Forks Hydro-GEN1_Low Line Midway-2 | teppc | IPFE | IPFE | Idaho Far East | IPCO | NW | 1984-12-01 | 2050-12-31 | 4 | 1 | 4 | 4 | Hydro | Hydro_Standard | Hydro | NW_Hydro |  |  |  | 1985 | 2050 | 0 | NW | 4 | 1899-12-31 | 1 |  | 17
2077 | LowLineMdwy2SoForks2 | South Forks Hydro-GEN2_Low Line Midway-2 | teppc | IPFE | IPFE | Idaho Far East | IPCO | NW | 1984-12-01 | 2050-12-31 | 4 | 1 | 4 | 4 | Hydro | Hydro_Standard | Hydro | NW_Hydro |  |  |  | 1985 | 2050 | 0 | NW | 4 | 1899-12-31 | 1 |  | 17
2078 | LowLineMidway1 | Low Line Midway-1 | teppc | IPMV | IPMV | Idaho Magic Valley | IPCO | NW | 2007-08-01 | 2050-12-01 | 9.3 | 1 | 9.3 | 9.3 | Hydro | Hydro_Standard | Hydro | NW_Hydro |  |  |  | 2008 | 2050 | 0 | NW | 9.3 | 1899-12-31 | 1 |  | 17
2079 | LowLineRapids | Low Line Rapids-GEN1 | teppc | IPFE | IPFE | Idaho Far East | IPCO | NW | 1985-05-01 | 2050-12-31 | 7.97 | 1 | 7.97 | 7.97 | Hydro | Hydro_Standard | Hydro | NW_Hydro |  |  |  | 1985 | 2050 | 0 | NW | 7.97 | 1899-12-31 | 1 |  | 17
2080 | LRC_4G1 | LRC 4G1 | teppc | BCHA | BCHA | British Columbia Transmission Company | BCHA_AESO | Excluded | 2016-11-01 | 2050-03-30 | 3.2 | 1 | 3.2 | 3.2 | hydro | Hydro_Standard | Hydro | Excluded_Hydro |  |  |  | 2017 | 2049 | 0 | Excluded | 3.2 | 1899-12-31 | 1 |  | 17
2081 | LSRW_DutchFlats | Lower Snake River Wind Energy Project (Dutch Flats)-1 | teppc | PNM | PNM | Public Service Company of New Mexico | PNM_EPE | SW | 2013-06-01 | 2050-12-31 | 222.5 | 1 | 222.5 | 222.5 | WT-Onshore | wind_onshorewind | Wind | SW_Wind |  |  |  | 2013 | 2050 | 0 | SW | 222.5 | 1899-12-31 | 1 |  | 17
2082 | LSRW_KuhlRidge | Lower Snake River Wind Energy Project (Kuhl Ridge)-1 | teppc | PNM | PNM | Public Service Company of New Mexico | PNM_EPE | SW | 2013-06-01 | 2050-12-31 | 168 | 1 | 168 | 168 | WT-Onshore | wind_onshorewind | Wind | SW_Wind |  |  |  | 2013 | 2050 | 0 | SW | 168 | 1899-12-31 | 1 |  | 17
2083 | LuckyPeak131 | Lucky Peak Power Plant Project-U131 | teppc | IPMV | IPMV | Idaho Magic Valley | IPCO | NW | 1988-10-01 | 2050-12-31 | 15 | 1 | 15 | 15 | Hydro | Hydro_Standard | Hydro | NW_Hydro |  |  |  | 1989 | 2050 | 0 | NW | 15 | 1899-12-31 | 1 |  | 17
2084 | LuckyPeak132 | Lucky Peak Power Plant Project-U132 | teppc | IPMV | IPMV | Idaho Magic Valley | IPCO | NW | 1988-10-01 | 2050-12-31 | 45 | 1 | 45 | 45 | Hydro | Hydro_Standard | Hydro | NW_Hydro |  |  |  | 1989 | 2050 | 0 | NW | 45 | 1899-12-31 | 1 |  | 17
2085 | LuckyPeak133 | Lucky Peak Power Plant Project-U133 | teppc | IPMV | IPMV | Idaho Magic Valley | IPCO | NW | 1988-10-01 | 2050-12-31 | 11.25 | 1 | 11.25 | 11.25 | Hydro | Hydro_Standard | Hydro | NW_Hydro |  |  |  | 1989 | 2050 | 0 | NW | 11.25 | 1899-12-31 | 1 |  | 17
2086 | Luna_CC | LunaCC (Total CC Plant) | teppc | PNM | PNM | Public Service Company of New Mexico | PNM_EPE | SW | 2006-05-01 | 2050-12-31 | 596 | 1 | 596 | 596 | CCWhole-NatGas-Industrial | CC_NG | CC | SW_CCGT |  |  |  | 2006 | 2050 | 0 | SW | 596 | 1899-12-31 | 1 |  | 17
2087 | Lund_Hill | Lund Hill Wind-WT (32 x 2.5) | teppc | PNM | PNM | Public Service Company of New Mexico | PNM_EPE | SW | 2014-12-01 | 2050-04-15 | 80 | 1 | 80 | 80 | WT-Onshore | wind_onshorewind | Wind | SW_Wind |  |  |  | 2015 | 2049 | 0 | SW | 80 | 1899-12-31 | 1 |  | 17
2088 | Lundy2 | Lundy 2_LUNDY HYDRO PLANT (AGGREGATE)-1_24784 | teppc | CISC | CISC | Southern California Edison | SCE | CAISO | 1912-03-01 | 2050-12-31 | 1.5 | 1 | 1.5 | 1.5 | Hydro | Hydro_Standard | Hydro | CAISO_Hydro |  |  |  | 1912 | 2050 | 0 | CAISO | 1.5 | 1899-12-31 | 1 |  | 17
2089 | Luning_Solar | Luning Solar Energy Project 1 | teppc | SPPC | SPPC | Nevada Power Company | NEVP | SW | 2016-09-01 | 2050-12-31 | 55 | 1 | 55 | 55 | SolarPV-NonTracking | FixedPV_sun | Solar_Fixed | SW_Solar | CAISO | 55 |  | 2017 | 2050 | 0 | CAISO | 55 | 1899-12-31 | 1 |  | 17
2090 | Macho_Springs_Wind | Macho Springs Wind Farm GEN | teppc | TEPC | TEPC | Tucson Electric Power Company | TEPC | SW | 2011-10-31 | 2050-12-31 | 50.4 | 1 | 50.4 | 50.4 | WT-Onshore | wind_onshorewind | Wind | SW_Wind | CAISO | 50.4 |  | 2012 | 2050 | 0 | CAISO | 50.4 | 1899-12-31 | 1 |  | 17
2091 | MACKAY1_1 | MACKAY1-1 | teppc | AESO | AESO | Alberta Electric System Operator | BCHA_AESO | Excluded | 2004-05-01 | 2050-12-01 | 165 | 1 | 165 | 165 | CT-AB-Cogen | Cogen_NG | Cogen | Excluded_CHP |  |  |  | 2004 | 2050 | 0 | Excluded | 165 | 1899-12-31 | 1 |  | 17
2092 | MacleodG1_1 | MacleodG1-1 | teppc | AESO | AESO | Alberta Electric System Operator | BCHA_AESO | Excluded | 2010-02-01 | 2050-12-31 | 33 | 1 | 33 | 33 | WT-Onshore | wind_onshorewind | Wind | Excluded_Wind |  |  |  | 2010 | 2050 | 0 | Excluded | 33 | 1899-12-31 | 1 |  | 17
2093 | MacleodG2_2 | MacleodG2-2 | teppc | AESO | AESO | Alberta Electric System Operator | BCHA_AESO | Excluded | 2010-02-01 | 2050-12-31 | 33 | 1 | 33 | 33 | WT-Onshore | wind_onshorewind | Wind | Excluded_Wind |  |  |  | 2010 | 2050 | 0 | Excluded | 33 | 1899-12-31 | 1 |  | 17
2094 | Madison_MAD1 | Madison-MAD1 | teppc | CISC | CISC | Southern California Edison | SCE | CAISO | 1906-09-01 | 2050-12-31 | 2.2 | 1 | 2.2 | 2.2 | Hydro | Hydro_Standard | Hydro | CAISO_Hydro |  |  |  | 1907 | 2050 | 0 | CAISO | 2.2 | 1899-12-31 | 1 |  | 17
2095 | Madison_MAD2 | Madison-MAD2 | teppc | CISC | CISC | Southern California Edison | SCE | CAISO | 1906-09-01 | 2050-12-31 | 2.2 | 1 | 2.2 | 2.2 | Hydro | Hydro_Standard | Hydro | CAISO_Hydro |  |  |  | 1907 | 2050 | 0 | CAISO | 2.2 | 1899-12-31 | 1 |  | 17
2096 | Madison_MAD3 | Madison-MAD3 | teppc | CISC | CISC | Southern California Edison | SCE | CAISO | 1906-09-01 | 2050-12-31 | 2.2 | 1 | 2.2 | 2.2 | Hydro | Hydro_Standard | Hydro | CAISO_Hydro |  |  |  | 1907 | 2050 | 0 | CAISO | 2.2 | 1899-12-31 | 1 |  | 17
2097 | Madison_MAD4 | Madison-MAD4 | teppc | CISC | CISC | Southern California Edison | SCE | CAISO | 1908-07-01 | 2050-12-31 | 2.2 | 1 | 2.2 | 2.2 | Hydro | Hydro_Standard | Hydro | CAISO_Hydro |  |  |  | 1909 | 2050 | 0 | CAISO | 2.2 | 1899-12-31 | 1 |  | 17
2098 | MagicDam1 | Magic Dam Hydroelectric Project-GEN1 | teppc | IPMV | IPMV | Idaho Magic Valley | IPCO | NW | 1989-06-01 | 2050-12-31 | 10 | 1 | 10 | 10 | Hydro | Hydro_Standard | Hydro | NW_Hydro |  |  |  | 1989 | 2050 | 0 | NW | 10 | 1899-12-31 | 1 |  | 17
2099 | MagicDam2 | Magic Dam Hydroelectric Project-GEN2_61469 | teppc | IPFE | IPFE | Idaho Far East | IPCO | NW | 1989-06-01 | 2050-12-31 | 3 | 1 | 3 | 3 | Hydro | Hydro_Standard | Hydro | NW_Hydro |  |  |  | 1989 | 2050 | 0 | NW | 3 | 1899-12-31 | 1 |  | 17
2100 | MagicDam3 | Magic Dam Hydroelectric Project-GEN3--61469 | teppc | IPFE | IPFE | Idaho Far East | IPCO | NW | 1989-06-01 | 2050-12-31 | 3 | 1 | 3 | 3 | Hydro | Hydro_Standard | Hydro | NW_Hydro |  |  |  | 1989 | 2050 | 0 | NW | 3 | 1899-12-31 | 1 |  | 17
2101 | Magnolia_CC | MagnoliaCC (Total CC Plant) | teppc | LDWP | LDWP | Los Angeles Department of Water and Power | LADWP | LDWP | 1989-06-01 | 2050-12-31 | 301 | 1 | 301 | 301 | CCWhole-NatGas-Industrial | CC_NG | CC | LDWP_CCGT |  |  |  | 1989 | 2050 | 0 | LDWP | 301 | 1899-12-31 | 1 |  | 17
2102 | Magrath | Suncor Magrath-1 | teppc | AESO | AESO | Alberta Electric System Operator | BCHA_AESO | Excluded | 2004-12-01 | 2050-12-01 | 30 | 1 | 30 | 30 | WT-Onshore | wind_onshorewind | Wind | Excluded_Wind |  |  |  | 2005 | 2050 | 0 | Excluded | 30 | 1899-12-31 | 1 |  | 17
2103 | MAGUND_1_BKISR1 | Bakersfield Industrial 1 | caiso | PGE_Valley | PGE_Valley | Pacific Gas and Electric Valley | PGE_Valley | CAISO |  | 2050-12-31 | 1 | 1 | 1 | 1 | PHOTO VOLTAIC_SUN | PVgeneric_sun | Solar_Fixed | CAISO_Solar |  |  |  | 1900 | 2050 | 0 | CAISO | 1 | 1899-12-31 | 1 |  | 17
2104 | MAGUND_1_BKSSR2 | Bakersfield Solar 1 | caiso | PGE_Valley | PGE_Valley | Pacific Gas and Electric Valley | PGE_Valley | CAISO |  | 2050-12-31 | 5.25 | 1 | 5.25 | 5.25 | PHOTO VOLTAIC_SUN | PVgeneric_sun | Solar_Fixed | CAISO_Solar |  |  |  | 1900 | 2050 | 0 | CAISO | 5.25 | 1899-12-31 | 1 |  | 17
2105 | MAHKESESG1_1 | MAHKESESG1-1 | teppc | AESO | AESO | Alberta Electric System Operator | BCHA_AESO | Excluded | 2002-11-01 | 2050-12-01 | 90 | 1 | 90 | 90 | CT-AB-Cogen | Cogen_NG | Cogen | Excluded_CHP |  |  |  | 2003 | 2050 | 0 | Excluded | 90 | 1899-12-31 | 1 |  | 17
2106 | MAHKESESG2_2 | MAHKESESG2-2 | teppc | AESO | AESO | Alberta Electric System Operator | BCHA_AESO | Excluded | 2002-11-01 | 2050-12-01 | 90 | 1 | 90 | 90 | CT-AB-Cogen | Cogen_NG | Cogen | Excluded_CHP |  |  |  | 2003 | 2050 | 0 | Excluded | 90 | 1899-12-31 | 1 |  | 17
2107 | MainCanal | Main Canal Headworks-1 | teppc | TPWR | TPWR | Tacoma Power | BPAT | NW | 1987-01-01 | 2050-12-31 | 26.8 | 1 | 26.8 | 26.8 | Hydro | Hydro_Standard | Hydro | NW_Hydro |  |  |  | 1987 | 2050 | 0 | NW | 26.8 | 1899-12-31 | 1 |  | 17
2108 | MainlineWind | Mainline Windfarm-1 | teppc | IPFE | IPFE | Idaho Far East | IPCO | NW | 2012-07-01 | 2050-12-31 | 23 | 1 | 23 | 23 | WT-Onshore | wind_onshorewind | Wind | NW_Wind |  |  |  | 2013 | 2050 | 0 | NW | 23 | 1899-12-31 | 1 |  | 17
2109 | Malad_River_1 | Malad River-1 | teppc | IPFE | IPFE | Idaho Far East | IPCO | NW | 1984-05-01 | 2030-04-15 | 0.62 | 1 | 0.62 | 0.62 | Hydro | Hydro_Standard | Hydro | NW_Hydro |  |  |  | 1984 | 2029 | 0 | NW | 0.62 | 1899-12-31 | 1 |  | 17
2110 | MALAGA_1_PL1X2 | Malaga Power Aggregate | caiso | PGE_Valley | PGE_Valley | Pacific Gas and Electric Valley | PGE_Valley | CAISO | 2005-09-19 | 2050-12-31 | 96 | 1 | 96 | 96 | CT-NatGas-Aero | CT_NG | CT | CAISO_Peaker1 |  |  |  | 2006 | 2050 | 0 | CAISO | 96 | 1899-12-31 | 1 |  | 17
2111 | MALCHQ_7_UNIT_1 | MALACHA HYDRO L.P. | caiso | PGE_Valley | PGE_Valley | Pacific Gas and Electric Valley | PGE_Valley | CAISO | 1988-12-07 | 2050-12-31 | 32.5 | 1 | 32.5 | 32.5 | n/a | Hydro_Standard | Hydro | CAISO_Hydro |  |  |  | 1989 | 2050 | 0 | CAISO | 32.5 | 1899-12-31 | 1 |  | 17
2112 | MALIN_5_BPADYN | MALIN_5_BPADYN | caiso | BPAT | PGE_Valley | Pacific Gas and Electric Valley | PGE_Valley | CAISO |  | 2050-12-31 | 250 | 1 | 250 | 250 | CAISOImports_None | CAISOImports_None | None | CAISO_Imports |  |  |  | 1900 | 2050 | 0 | CAISO | 250 | 1899-12-31 | 1 |  | 17
2113 | MALIN_5_GCPDDYN | Grant County Hydro Facilities | caiso | BPAT | PGE_Valley | Pacific Gas and Electric Valley | PGE_Valley | CAISO |  | 2050-12-31 | 125 | 1 | 125 | 125 | HYDRO_WATER | Hydro_Standard | Hydro | CAISO_Hydro |  |  |  | 1900 | 2050 | 0 | CAISO | 125 | 1899-12-31 | 1 |  | 17
2114 | MALIN_5_IBERDR | Iberdrola Centroid Sytem Resource | caiso | BPAT | PGE_Valley | Pacific Gas and Electric Valley | PGE_Valley | CAISO |  | 2050-12-31 | 100 | 1 | 100 | 100 | WIND_WIND | wind_onshorewind | Wind | CAISO_Wind |  |  |  | 1900 | 2050 | 0 | CAISO | 100 | 1899-12-31 | 1 |  | 17
2115 | MALIN_5_INHRED | CSF Columbia Gorge | caiso | BPAT | PGE_Valley | Pacific Gas and Electric Valley | PGE_Valley | CAISO |  | 2050-12-31 | 50 | 1 | 50 | 50 | WIND_WIND | wind_onshorewind | Wind | CAISO_Wind |  |  |  | 1900 | 2050 | 0 | CAISO | 50 | 1899-12-31 | 1 |  | 17
2116 | MALIN_5_INHRPG | BIGLOW CANYON | caiso | PortlandGE | PGE_Valley | Pacific Gas and Electric Valley | PGE_Valley | CAISO |  | 2050-12-31 | 50 | 1 | 50 | 50 | WIND_WIND | wind_onshorewind | Wind | CAISO_Wind |  |  |  | 1900 | 2050 | 0 | CAISO | 50 | 1899-12-31 | 1 |  | 17
2117 | MAM_13G2 | MAM 13G2 | teppc | BCHA | BCHA | British Columbia Transmission Company | BCHA_AESO | Excluded | 2018-03-30 | 2050-03-30 | 25 | 1 | 25 | 25 | hydro | Hydro_Standard | Hydro | Excluded_Hydro |  |  |  | 2018 | 2049 | 0 | Excluded | 25 | 1899-12-31 | 1 |  | 17
2118 | Mamquam_1 | Mamquam-1_Mamquam-1_IPP-MAM | teppc | BCHA | BCHA | British Columbia Transmission Company | BCHA_AESO | Excluded | 1996-11-15 | 2040-10-01 | 29 | 1 | 29 | 29 | Hydro | Hydro_Standard | Hydro | Excluded_Hydro |  |  |  | 1997 | 2040 | 0 | Excluded | 29 | 1899-12-31 | 1 |  | 17
2119 | Mamquam_2 | Mamquam-2_Mamquam-2_IPP-MAM | teppc | BCHA | BCHA | British Columbia Transmission Company | BCHA_AESO | Excluded | 1996-11-15 | 2040-10-01 | 29 | 1 | 29 | 29 | Hydro | Hydro_Standard | Hydro | Excluded_Hydro |  |  |  | 1997 | 2040 | 0 | Excluded | 29 | 1899-12-31 | 1 |  | 17
2120 | Manchief_1 | Manchief Electric Generating Station UN1 | teppc | PSCO | PSCO | Public Service Company of Colorado | PSCO | Excluded | 2000-05-01 | 2050-12-31 | 133 | 1 | 133 | 133 | CT-NatGas-Industrial | CT_NG | CT | Excluded_Peaker |  |  |  | 2000 | 2050 | 0 | Excluded | 133 | 1899-12-31 | 1 |  | 17
2121 | Manchief_2 | Manchief Electric Generating Station UN2 | teppc | PSCO | PSCO | Public Service Company of Colorado | PSCO | Excluded | 2000-05-01 | 2050-12-31 | 133 | 1 | 133 | 133 | CT-NatGas-Industrial | CT_NG | CT | Excluded_Peaker |  |  |  | 2000 | 2050 | 0 | Excluded | 133 | 1899-12-31 | 1 |  | 17
2122 | MANTEC_1_ML1SR1 | Manteca Land 1 | caiso | PGE_Valley | PGE_Valley | Pacific Gas and Electric Valley | PGE_Valley | CAISO |  | 2050-12-31 | 1 | 1 | 1 | 1 | PHOTO VOLTAIC_SUN | PVgeneric_sun | Solar_Fixed | CAISO_Solar |  |  |  | 1900 | 2050 | 0 | CAISO | 1 | 1899-12-31 | 1 |  | 17
2123 | Manzano_Solar | PNM Manzano Solar Energy Center MAN1 | teppc | PNM | PNM | Public Service Company of New Mexico | PNM_EPE | SW | 2012-12-20 | 2052-02-12 | 7 | 1 | 7 | 7 | SolarPV-NonTracking | FixedPV_sun | Solar_Fixed | SW_Solar |  |  |  | 2013 | 2051 | 0 | SW | 7 | 1899-12-31 | 1 |  | 17
2124 | MANZNA_2_WIND | Manzana Wind | caiso | SCE | SCE | Southern California Edison | SCE | CAISO | 2012-12-20 | 2050-12-31 | 189 | 1 | 189 | 189 | n/a | wind_onshorewind | Wind | CAISO_Wind |  |  |  | 2013 | 2050 | 0 | CAISO | 189 | 1899-12-31 | 1 |  | 17
2125 | MarchPointCC_Total | MarchPointCC (Total CC Plant) | teppc | PSEI | PSEI | Puget Sound Energy | BPAT | NW | 1991-09-01 | 2050-12-31 | 167.04 | 1 | 167.04 | 167.04 | CCWhole-NatGas-Aero | CC_NG | CC | NW_CCGT |  |  |  | 1992 | 2050 | 0 | NW | 167.04 | 1899-12-31 | 1 |  | 17
2126 | Marco_Ranch_1 | Marco Ranch-1 | teppc | IPFE | IPFE | Idaho Far East | IPCO | NW | 1985-08-01 | 2050-12-31 | 0.3 | 1 | 0.3 | 0.3 | Hydro | Hydro_Standard | Hydro | NW_Hydro |  |  |  | 1986 | 2050 | 0 | NW | 0.3 | 1899-12-31 | 1 |  | 17
2127 | Marco_Ranch_2 | Marco Ranch-2 | teppc | IPFE | IPFE | Idaho Far East | IPCO | NW | 1985-08-01 | 2050-12-31 | 0.3 | 1 | 0.3 | 0.3 | Hydro | Hydro_Standard | Hydro | NW_Hydro |  |  |  | 1986 | 2050 | 0 | NW | 0.3 | 1899-12-31 | 1 |  | 17
2128 | Marco_Ranch_3 | Marco Ranch-3 | teppc | IPFE | IPFE | Idaho Far East | IPCO | NW | 1985-08-01 | 2050-12-31 | 0.3 | 1 | 0.3 | 0.3 | Hydro | Hydro_Standard | Hydro | NW_Hydro |  |  |  | 1986 | 2050 | 0 | NW | 0.3 | 1899-12-31 | 1 |  | 17
2129 | Marco_Ranch_4 | Marco Ranch-4 | teppc | IPFE | IPFE | Idaho Far East | IPCO | NW | 1985-08-01 | 2050-12-31 | 0.3 | 1 | 0.3 | 0.3 | Hydro | Hydro_Standard | Hydro | NW_Hydro |  |  |  | 1986 | 2050 | 0 | NW | 0.3 | 1899-12-31 | 1 |  | 17
2130 | MARCPW_6_SOLAR1 | Maricopa West Solar PV | caiso | PGE_Valley | PGE_Valley | Pacific Gas and Electric Valley | PGE_Valley | CAISO | 2015-12-12 | 2050-12-31 | 20 | 1 | 20 | 20 | n/a | PVgeneric_sun | Solar_Fixed | CAISO_Solar |  |  |  | 2016 | 2050 | 0 | CAISO | 20 | 1899-12-31 | 1 |  | 17
2131 | MarengoWind1 | Marengo Wind Plant-1 | teppc | PACW | PACW | PacifiCorp – West | PACW | NW | 2007-08-01 | 2050-12-01 | 140.4 | 1 | 140.4 | 140.4 | WT-Onshore | wind_onshorewind | Wind | NW_Wind |  |  |  | 2008 | 2050 | 0 | NW | 140.4 | 1899-12-31 | 1 |  | 17
2132 | MarengoWind2 | Marengo Wind Plant-2 | teppc | PACW | PACW | PacifiCorp – West | PACW | NW | 2008-07-01 | 2050-12-31 | 70.2 | 1 | 70.2 | 70.2 | WT-Onshore | wind_onshorewind | Wind | NW_Wind |  |  |  | 2009 | 2050 | 0 | NW | 70.2 | 1899-12-31 | 1 |  | 17
2133 | Mariah_Wind |  | teppc | PACW | PACW | PacifiCorp – West | PACW | NW | 1950-01-01 | 2050-12-31 | 10 | 1 | 10 | 10 | WT-Onshore | wind_onshorewind | Wind | NW_Wind |  |  |  | 1950 | 2050 | 0 | NW | 10 | 1899-12-31 | 1 |  | 17
2134 | Marion_Inc | Covanta Marion Inc-GEN1 | teppc | PGE | PGE | Portland General Electric Company | PortlandGE | NW | 1985-12-01 | 2050-12-31 | 13.1 | 1 | 13.1 | 13.1 | Bio-ST | ST_Biomass | Biomass/Wood | NW_Biomass |  |  |  | 1986 | 2050 | 0 | NW | 13.1 | 1899-12-31 | 1 |  | 17
2135 | Marion3_Creek | Marion 3 Creek-1_Marion 3 Creek-1_IPP-M3C | teppc | BCHA | BCHA | British Columbia Transmission Company | BCHA_AESO | Excluded | 2005-01-23 | 2040-01-23 | 4.6 | 1 | 4.6 | 4.6 | Hydro | Hydro_Standard | Hydro | Excluded_Hydro |  |  |  | 2005 | 2039 | 0 | Excluded | 4.6 | 1899-12-31 | 1 |  | 17
2136 | Marquez | Cibola Solar Energy Center | teppc | PNM | PNM | Public Service Company of New Mexico | PNM_EPE | SW | 2014-12-30 | 2050-12-31 | 7.6 | 1 | 7.6 | 7.6 | SolarPV-Tracking | 1axPV_sun | Solar_1Axis | SW_Solar |  |  |  | 2015 | 2050 | 0 | SW | 7.6 | 1899-12-31 | 1 |  | 17
2137 | MARTIN_1_SUNSET | Sunset Reservoir - North Basin | caiso | PGE_Bay | PGE_Bay | Pacific Gas and Electric Bay | PGE_Bay | CAISO | 2010-10-29 | 2050-12-31 | 4.5 | 1 | 4.5 | 4.5 | n/a | PVgeneric_sun | Solar_Fixed | CAISO_Solar |  |  |  | 2011 | 2050 | 0 | CAISO | 4.5 | 1899-12-31 | 1 |  | 17
2138 | Martin_Drake_6 | Martin Drake Plant 6 | teppc | WACM | WACM | Western Area Power Administration, Colorado-Missouri Region | WACM | Excluded | 1968-10-01 | 2050-12-31 | 83.19 | 1 | 83.19 | 83.19 | ST-Coal | Steam_Coal | Coal | Excluded_Coal |  |  |  | 1969 | 2050 | 0 | Excluded | 83.19 | 1899-12-31 | 1 |  | 17
2139 | Martin_Drake_7 | Martin Drake Plant 7 | teppc | WACM | WACM | Western Area Power Administration, Colorado-Missouri Region | WACM | Excluded | 1974-07-01 | 2050-12-31 | 141.03 | 1 | 141.03 | 141.03 | ST-Coal | Steam_Coal | Coal | Excluded_Coal |  |  |  | 1975 | 2050 | 0 | Excluded | 141.03 | 1899-12-31 | 1 |  | 17
2140 | Marys_Lake | Marys Lake 1 | teppc | WACM | WACM | Western Area Power Administration, Colorado-Missouri Region | WACM | Excluded | 1951-05-01 | 2050-12-31 | 10.35 | 1 | 10.35 | 10.35 | Hydro | Hydro_Standard | Hydro | Excluded_Hydro |  |  |  | 1951 | 2050 | 0 | Excluded | 10.35 | 1899-12-31 | 1 |  | 17
2141 | Maverick_Solar__LLC | Maverick Solar, LLC | rps | SCE | SCE | Southern California Edison | SCE | CAISO | 2020-12-01 | 2050-12-31 | 125 | 1 | 125 | 125 | Solar PV - Ground mountSolar: Fixed Tilt | FixedPV_sun | Solar_Fixed | CAISO_Solar |  |  |  | 2021 | 2050 | 0 | CAISO | 125 | 0.95 | 1 | ALMASL_2_GS1SR1 | 17
2142 | Maxim_Burdett | Maxim - Burdett-1 | teppc | AESO | AESO | Alberta Electric System Operator | BCHA_AESO | Excluded | 2001-08-01 | 2050-12-01 | 8 | 1 | 8 | 8 | CT-NatGas-Industrial | CT_NG | CT | Excluded_Peaker |  |  |  | 2002 | 2050 | 0 | Excluded | 8 | 1899-12-31 | 1 |  | 17
2143 | Maxim_Coaldale | Maxim - Coaldale-1 | teppc | AESO | AESO | Alberta Electric System Operator | BCHA_AESO | Excluded | 2001-09-01 | 2050-12-01 | 7 | 1 | 7 | 7 | CT-NatGas-Industrial | CT_NG | CT | Excluded_Peaker |  |  |  | 2002 | 2050 | 0 | Excluded | 7 | 1899-12-31 | 1 |  | 17
2144 | Maxim_FtMcLeod | Maxim -Ft McLeod-1 | teppc | BCHA | BCHA | British Columbia Transmission Company | BCHA_AESO | Excluded | 2001-09-01 | 2050-12-01 | 4.1 | 1 | 4.1 | 4.1 | CT-NatGas-Industrial | CT_NG | CT | Excluded_Peaker |  |  |  | 2002 | 2050 | 0 | Excluded | 4.1 | 1899-12-31 | 1 |  | 17
2145 | Maxim_Taber | Maxim - Taber-1 | teppc | AESO | AESO | Alberta Electric System Operator | BCHA_AESO | Excluded | 2001-08-01 | 2050-12-01 | 6 | 1 | 6 | 6 | CT-NatGas-Industrial | CT_NG | CT | Excluded_Peaker |  |  |  | 2002 | 2050 | 0 | Excluded | 6 | 1899-12-31 | 1 |  | 17
2146 | Maxwell_Hydro | Maxwell Hydro-1 | teppc | PSCO | PSCO | Public Service Company of Colorado | PSCO | Excluded | 2001-08-01 | 2050-12-01 | 0.07 | 1 | 0.07 | 0.07 | Hydro | Hydro_Standard | Hydro | Excluded_Hydro |  |  |  | 2002 | 2050 | 0 | Excluded | 0.07 | 1899-12-31 | 1 |  | 17
2147 | Mayfield_41 | Mayfield-41 | teppc | TPWR | TPWR | Tacoma Power | BPAT | NW | 1963-05-01 | 2050-12-31 | 40.5 | 1 | 40.5 | 40.5 | Hydro | Hydro_Standard | Hydro | NW_Hydro |  |  |  | 1963 | 2050 | 0 | NW | 40.5 | 1899-12-31 | 1 |  | 17
2148 | Mayfield_42 | Mayfield-42 | teppc | TPWR | TPWR | Tacoma Power | BPAT | NW | 1963-03-01 | 2050-12-31 | 40.5 | 1 | 40.5 | 40.5 | Hydro | Hydro_Standard | Hydro | NW_Hydro |  |  |  | 1963 | 2050 | 0 | NW | 40.5 | 1899-12-31 | 1 |  | 17
2149 | Mayfield_43 | Mayfield-43 | teppc | TPWR | TPWR | Tacoma Power | BPAT | NW | 1963-04-01 | 2050-12-31 | 40.5 | 1 | 40.5 | 40.5 | Hydro | Hydro_Standard | Hydro | NW_Hydro |  |  |  | 1963 | 2050 | 0 | NW | 40.5 | 1899-12-31 | 1 |  | 17
2150 | Mayfield_44 | Mayfield-44 | teppc | TPWR | TPWR | Tacoma Power | BPAT | NW | 1963-06-01 | 2050-12-31 | 40.5 | 1 | 40.5 | 40.5 | Hydro | Hydro_Standard | Hydro | NW_Hydro |  |  |  | 1963 | 2050 | 0 | NW | 40.5 | 1899-12-31 | 1 |  | 17
2151 | Mazeppa_1 | MFC Mazeppa 1 | teppc | AESO | AESO | Alberta Electric System Operator | BCHA_AESO | Excluded | 2015-05-01 | 2050-12-31 | 16.5 | 1 | 16.5 | 16.5 | CT-NatGas-Industrial | CT_NG | CT | Excluded_Peaker |  |  |  | 2015 | 2050 | 0 | Excluded | 16.5 | 1899-12-31 | 1 |  | 17
2152 | MCARTH_6_FRIVRB | Fall River Mills Project B | caiso | PGE_Valley | PGE_Valley | Pacific Gas and Electric Valley | PGE_Valley | CAISO | 2014-03-05 | 2050-12-31 | 1.5 | 1 | 1.5 | 1.5 | n/a | PVgeneric_sun | Solar_Fixed | CAISO_Solar |  |  |  | 2014 | 2050 | 0 | CAISO | 1.5 | 1899-12-31 | 1 |  | 17
2153 | McBride_Lake_1 | McBride Lake-1 | teppc | AESO | AESO | Alberta Electric System Operator | BCHA_AESO | Excluded | 2002-12-01 | 2050-12-31 | 26.4 | 1 | 26.4 | 26.4 | WT-Onshore | wind_onshorewind | Wind | Excluded_Wind |  |  |  | 2003 | 2050 | 0 | Excluded | 26.4 | 1899-12-31 | 1 |  | 17
2154 | McBride_Lake_2 | McBride Lake-2 | teppc | AESO | AESO | Alberta Electric System Operator | BCHA_AESO | Excluded | 2002-12-01 | 2050-12-31 | 21.8 | 1 | 21.8 | 21.8 | WT-Onshore | wind_onshorewind | Wind | Excluded_Wind |  |  |  | 2003 | 2050 | 0 | Excluded | 21.8 | 1899-12-31 | 1 |  | 17
2155 | McBride_Lake_3 | McBride Lake-3 | teppc | BCHA | BCHA | British Columbia Transmission Company | BCHA_AESO | Excluded | 2002-12-01 | 2050-12-31 | 12.5 | 1 | 12.5 | 12.5 | WT-Onshore | wind_onshorewind | Wind | Excluded_Wind |  |  |  | 2003 | 2050 | 0 | Excluded | 12.5 | 1899-12-31 | 1 |  | 17
2156 | McBride_Lake_4 | McBride Lake-4 | teppc | AESO | AESO | Alberta Electric System Operator | BCHA_AESO | Excluded | 2002-12-01 | 2050-12-31 | 27.2 | 1 | 27.2 | 27.2 | WT-Onshore | wind_onshorewind | Wind | Excluded_Wind |  |  |  | 2003 | 2050 | 0 | Excluded | 27.2 | 1899-12-31 | 1 |  | 17
2157 | MCCALL_1_QF | SMALL QF AGGREGATION - FRESNO | caiso | PGE_Valley | PGE_Valley | Pacific Gas and Electric Valley | PGE_Valley | CAISO | 1990-01-01 | 2050-12-31 | 2.5 | 1 | 2.5 | 2.5 | n/a | Hydro_Standard | Hydro | CAISO_Small_Hydro |  |  |  | 1990 | 2050 | 0 | CAISO | 2.5 | 1899-12-31 | 1 |  | 17
2158 | McClellan_1 | McClellan 1 | teppc | BANC | BANC | Balancing Authority of Northern California | SMUD | BANC | 1986-03-01 | 2050-12-31 | 74 | 1 | 74 | 74 | CT-NatGas-Industrial | CT_NG | CT | BANC_Peaker |  |  |  | 1986 | 2050 | 0 | BANC | 74 | 1899-12-31 | 1 |  | 17
2159 | McClure_1 | McClure CT 1 | teppc | BANC | BANC | Balancing Authority of Northern California | SMUD | BANC | 1980-07-01 | 2050-12-31 | 62 | 1 | 62 | 62 | CT-OilDistillate | CT_Oil | CT | BANC_Peaker |  |  |  | 1981 | 2050 | 0 | BANC | 62 | 1899-12-31 | 1 |  | 17
2160 | McClure_2 | McClure CT 2 | teppc | BANC | BANC | Balancing Authority of Northern California | SMUD | BANC | 1981-07-01 | 2050-12-31 | 62 | 1 | 62 | 62 | CT-OilDistillate | CT_Oil | CT | BANC_Peaker |  |  |  | 1982 | 2050 | 0 | BANC | 62 | 1899-12-31 | 1 |  | 17
2161 | McFaddenRidge | McFadden Ridge-1 | teppc | PAWY | PAWY | Wyoming, PACE Utility | PACE | NW | 2009-10-01 | 2050-12-31 | 28.5 | 1 | 28.5 | 28.5 | WT-Onshore | wind_onshorewind | Wind | NW_Wind |  |  |  | 2010 | 2050 | 0 | NW | 28.5 | 1899-12-31 | 1 |  | 17
2162 | McGinness_Hills_1_1 | McGinness Hills 1-1 | teppc | SPPC | SPPC | Nevada Power Company | NEVP | SW | 2012-06-12 | 2050-12-31 | 20 | 1 | 20 | 20 | Geo-BinaryCycle | Geothermal_steam | Geothermal | SW_Geothermal |  |  |  | 2012 | 2050 | 0 | SW | 20 | 1899-12-31 | 1 |  | 17
2163 | McGinness_Hills_1_2 | McGinness Hills 1-2 | teppc | SPPC | SPPC | Nevada Power Company | NEVP | SW | 2012-06-12 | 2050-12-31 | 20 | 1 | 20 | 20 | Geo-BinaryCycle | Geothermal_steam | Geothermal | SW_Geothermal |  |  |  | 2012 | 2050 | 0 | SW | 20 | 1899-12-31 | 1 |  | 17
2164 | McGinness_Hills_1_3 | McGinness Hills 1-3 | teppc | SPPC | SPPC | Nevada Power Company | NEVP | SW | 2012-06-12 | 2050-12-31 | 12 | 1 | 12 | 12 | Geo-BinaryCycle | Geothermal_steam | Geothermal | SW_Geothermal |  |  |  | 2012 | 2050 | 0 | SW | 12 | 1899-12-31 | 1 |  | 17
2165 | McGinness_Hills_2_1 | McGinness Hills 2-1¦McGinness Hills OEC21 | teppc | SPPC | SPPC | Nevada Power Company | NEVP | SW | 2015-09-01 | 2050-12-31 | 20 | 1 | 20 | 20 | Geo-BinaryCycle | Geothermal_steam | Geothermal | SW_Geothermal |  |  |  | 2016 | 2050 | 0 | SW | 20 | 1899-12-31 | 1 |  | 17
2166 | McGinness_Hills_2_2 | McGinness Hills 2-2¦McGinness Hills OEC22 | teppc | SPPC | SPPC | Nevada Power Company | NEVP | SW | 2015-09-01 | 2050-12-31 | 20 | 1 | 20 | 20 | Geo-BinaryCycle | Geothermal_steam | Geothermal | SW_Geothermal |  |  |  | 2016 | 2050 | 0 | SW | 20 | 1899-12-31 | 1 |  | 17
2167 | McGinness_Hills_2_3 | McGinness Hills 2-3¦McGinness Hills OEC23 | teppc | SPPC | SPPC | Nevada Power Company | NEVP | SW | 2015-09-01 | 2050-12-31 | 12 | 1 | 12 | 12 | Geo-BinaryCycle | Geothermal_steam | Geothermal | SW_Geothermal |  |  |  | 2016 | 2050 | 0 | SW | 12 | 1899-12-31 | 1 |  | 17
2168 | McLymontCreek | McLymont Creek-1_McLymont Creek-1_IPP-MCY | teppc | BCHA | BCHA | British Columbia Transmission Company | BCHA_AESO | Excluded | 2015-11-01 | 2075-10-31 | 66 | 1 | 66 | 66 | Hydro | Hydro_Standard | Hydro | Excluded_Hydro |  |  |  | 2016 | 2075 | 0 | Excluded | 66 | 1899-12-31 | 1 |  | 17
2169 | McMahon_1 | McMahon-1_McMahon-1_IPP-MCM | teppc | BCHA | BCHA | British Columbia Transmission Company | BCHA_AESO | Excluded | 1993-11-02 | 2040-10-01 | 55 | 1 | 55 | 55 | CT-NatGas-Industrial | CT_NG | CT | Excluded_Peaker |  |  |  | 1994 | 2040 | 0 | Excluded | 55 | 1899-12-31 | 1 |  | 17
2170 | McMahon_2 | McMahon-2_McMahon-2_IPP-MCM | teppc | BCHA | BCHA | British Columbia Transmission Company | BCHA_AESO | Excluded | 1993-11-02 | 2040-10-01 | 55 | 1 | 55 | 55 | CT-NatGas-Industrial | CT_NG | CT | Excluded_Peaker |  |  |  | 1994 | 2040 | 0 | Excluded | 55 | 1899-12-31 | 1 |  | 17
2171 | McNair_Creek_1 | McNair Creek-1_McNair Creek-1_IPP-MCH | teppc | BCHA | BCHA | British Columbia Transmission Company | BCHA_AESO | Excluded | 2004-11-03 | 2030-01-01 | 9.8 | 1 | 9.8 | 9.8 | Hydro | Hydro_Standard | Hydro | Excluded_Hydro |  |  |  | 2005 | 2029 | 0 | Excluded | 9.8 | 1899-12-31 | 1 |  | 17
2172 | McNary | McNary-1 | teppc | BPAT | BPAT | Bonneville Power Administration – Transmission | BPAT | NW | 1953-12-01 | 2050-12-31 | 990 | 1 | 990 | 990 | Hydro | Hydro_Standard | Hydro | NW_Hydro |  |  |  | 1954 | 2050 | 0 | NW | 990 | 1899-12-31 | 1 |  | 17
2173 | McNaryFishway | McNary Dam Fish Attraction Project-1 | teppc | BPAT | BPAT | Bonneville Power Administration – Transmission | BPAT | NW | 1997-11-01 | 2050-12-31 | 10 | 1 | 10 | 10 | Hydro | Hydro_Standard | Hydro | NW_Hydro |  |  |  | 1998 | 2050 | 0 | NW | 10 | 1899-12-31 | 1 |  | 17
2174 | McPhee | McPhee 1 | teppc | WACM | WACM | Western Area Power Administration, Colorado-Missouri Region | WACM | Excluded | 1992-12-01 | 2050-12-31 | 1.3 | 1 | 1.3 | 1.3 | Hydro | Hydro_Standard | Hydro | Excluded_Hydro |  |  |  | 1993 | 2050 | 0 | Excluded | 1.3 | 1899-12-31 | 1 |  | 17
2175 | MCSWAN_6_UNITS | MC SWAIN HYDRO | caiso | PGE_Valley | PGE_Valley | Pacific Gas and Electric Valley | PGE_Valley | CAISO | 1967-01-01 | 2050-12-31 | 10 | 1 | 10 | 10 | n/a | Hydro_Standard | Hydro | CAISO_Hydro |  |  |  | 1967 | 2050 | 0 | CAISO | 10 | 1899-12-31 | 1 |  | 17
2176 | MDFKRL_2_PROJCT | MIDDLE FORK AND RALSTON PSP | caiso | PGE_Valley | PGE_Valley | Pacific Gas and Electric Valley | PGE_Valley | CAISO | 1966-01-01 | 2050-12-31 | 210 | 1 | 210 | 210 | n/a | Hydro_Standard | Hydro | CAISO_Hydro |  |  |  | 1966 | 2050 | 0 | CAISO | 210 | 1899-12-31 | 1 |  | 17
2177 | Meadow_Lake | PNM Meadow Lake Solar Energy Center MLK | teppc | PNM | PNM | Public Service Company of New Mexico | PNM_EPE | SW | 2015-01-01 | 2050-12-31 | 9.1 | 1 | 9.1 | 9.1 | SolarPV-NonTracking | FixedPV_sun | Solar_Fixed | SW_Solar |  |  |  | 2015 | 2050 | 0 | SW | 9.1 | 1899-12-31 | 1 |  | 17
2178 | MeadowCreek_5P | Meadow Creek-FivePine | teppc | PAID | PAID | Idaho, PACE Utility | IPCO | NW | 2012-12-22 | 2050-12-31 | 40 | 1 | 40 | 40 | WT-Onshore | wind_onshorewind | Wind | NW_Wind |  |  |  | 2013 | 2050 | 0 | NW | 40 | 1899-12-31 | 1 |  | 17
2179 | Mears_Creek_1 | Mears Creek-1_Mears Creek-1_IPP-MEA | teppc | BCHA | BCHA | British Columbia Transmission Company | BCHA_AESO | Excluded | 2004-01-26 | 2040-01-26 | 3.8 | 1 | 3.8 | 3.8 | Hydro | Hydro_Standard | Hydro | Excluded_Hydro |  |  |  | 2004 | 2039 | 0 | Excluded | 3.8 | 1899-12-31 | 1 |  | 17
2180 | MedicineHat10 | CMH 10-10 | teppc | AESO | AESO | Alberta Electric System Operator | BCHA_AESO | Excluded | 2007-02-01 | 2050-12-01 | 28.2 | 1 | 28.2 | 28.2 | CT-NatGas-Industrial | CT_NG | CT | Excluded_Peaker |  |  |  | 2007 | 2050 | 0 | Excluded | 28.2 | 1899-12-31 | 1 |  | 17
2181 | MedicineHat11 | CMH 11-11 | teppc | AESO | AESO | Alberta Electric System Operator | BCHA_AESO | Excluded | 2007-02-01 | 2050-12-01 | 27.9 | 1 | 27.9 | 27.9 | CT-NatGas-Industrial | CT_NG | CT | Excluded_Peaker |  |  |  | 2007 | 2050 | 0 | Excluded | 27.9 | 1899-12-31 | 1 |  | 17
2182 | MedicineHat12 | CMH 12-12 | teppc | AESO | AESO | Alberta Electric System Operator | BCHA_AESO | Excluded | 1996-10-01 | 2050-12-01 | 39.8 | 1 | 39.8 | 39.8 | ST-NatGas | ST_NG | Steam | Excluded_ST |  |  |  | 1997 | 2050 | 0 | Excluded | 39.8 | 1899-12-31 | 1 |  | 17
2183 | MedicineHat13 | CMH 14-14 | teppc | AESO | AESO | Alberta Electric System Operator | BCHA_AESO | Excluded | 2003-06-01 | 2050-12-01 | 41 | 1 | 41 | 41 | CT-NatGas-Industrial | CT_NG | CT | Excluded_Peaker |  |  |  | 2003 | 2050 | 0 | Excluded | 41 | 1899-12-31 | 1 |  | 17
2184 | MedicineHat15 | CMH 15-1 | teppc | AESO | AESO | Alberta Electric System Operator | BCHA_AESO | Excluded | 2010-07-01 | 2050-12-31 | 64 | 1 | 64 | 64 | CT-NatGas-Industrial | CT_NG | CT | Excluded_Peaker |  |  |  | 2011 | 2050 | 0 | Excluded | 64 | 1899-12-31 | 1 |  | 17
2185 | MEG_ChristinaLk | Meg Christina Lake 2B-1 | teppc | BCHA | BCHA | British Columbia Transmission Company | BCHA_AESO | Excluded | 2013-08-01 | 2050-12-31 | 94 | 1 | 94 | 94 | CT-NatGas-Industrial | CT_NG | CT | Excluded_Peaker |  |  |  | 2014 | 2050 | 0 | Excluded | 94 | 1899-12-31 | 1 |  | 17
2186 | MEG_ChristingLk | MEG Christing Lake 3A-3A | teppc | AESO | AESO | Alberta Electric System Operator | BCHA_AESO | Excluded | 2015-06-29 | 2050-12-31 | 85 | 1 | 85 | 85 | CT-AB-Cogen | Cogen_NG | Cogen | Excluded_CHP |  |  |  | 2015 | 2050 | 0 | Excluded | 85 | 1899-12-31 | 1 |  | 17
2187 | Meikle_Wind_1 | Meikle Wind-1_Meikle Wind-_IPP-MKL | teppc | BCHA | BCHA | British Columbia Transmission Company | BCHA_AESO | Excluded | 2015-11-01 | 2035-11-01 | 117 | 1 | 117 | 117 | WT-Onshore | wind_onshorewind | Wind | Excluded_Wind | CAISO | 117 |  | 2016 | 2035 | 0 | CAISO | 117 | 1899-12-31 | 1 |  | 17
2188 | Meikle_Wind_2 |  | teppc | BCHA | BCHA | British Columbia Transmission Company | BCHA_AESO | Excluded | 2017-02-27 | 2050-01-31 | 33 | 1 | 33 | 33 | WT-Onshore | wind_onshorewind | Wind | Excluded_Wind |  |  |  | 2017 | 2049 | 0 | Excluded | 33 | 1899-12-31 | 1 |  | 17
2189 | Meikle_Wind_3 |  | teppc | BCHA | BCHA | British Columbia Transmission Company | BCHA_AESO | Excluded | 2017-02-27 | 2050-12-31 | 25.84 | 1 | 25.84 | 25.84 | WT-Onshore | wind_onshorewind | Wind | Excluded_Wind |  |  |  | 2017 | 2050 | 0 | Excluded | 25.84 | 1899-12-31 | 1 |  | 17
2190 | Meikle_Wind_4 |  | teppc | BCHA | BCHA | British Columbia Transmission Company | BCHA_AESO | Excluded | 2017-02-27 | 2050-12-31 | 29.07 | 1 | 29.07 | 29.07 | WT-Onshore | wind_onshorewind | Wind | Excluded_Wind |  |  |  | 2017 | 2050 | 0 | Excluded | 29.07 | 1899-12-31 | 1 |  | 17
2191 | MENBIO_6_RENEW1 | CalRENEW - 1(A) | caiso | PGE_Valley | PGE_Valley | Pacific Gas and Electric Valley | PGE_Valley | CAISO | 2010-04-30 | 2050-12-31 | 5 | 1 | 5 | 5 | n/a | PVgeneric_sun | Solar_Fixed | CAISO_Solar |  |  |  | 2010 | 2050 | 0 | CAISO | 5 | 1899-12-31 | 1 |  | 17
2192 | MENBIO_6_UNIT | MENDOTA BIOMASS POWER | caiso | PGE_Valley | PGE_Valley | Pacific Gas and Electric Valley | PGE_Valley | CAISO | 1989-06-29 | 2050-12-31 | 25 | 1 | 25 | 25 | n/a | ST_Biomass | Biomass/Wood | CAISO_Biomass |  |  |  | 1989 | 2050 | 0 | CAISO | 25 | 1899-12-31 | 1 |  | 17
2193 | MERCED_1_SOLAR1 | Mission Solar | caiso | PGE_Valley | PGE_Valley | Pacific Gas and Electric Valley | PGE_Valley | CAISO | 2015-05-23 | 2050-12-31 | 1.5 | 1 | 1.5 | 1.5 | n/a | PVgeneric_sun | Solar_Fixed | CAISO_Solar |  |  |  | 2015 | 2050 | 0 | CAISO | 1.5 | 1899-12-31 | 1 |  | 17
2194 | MERCED_1_SOLAR2 | Merced Solar | caiso | PGE_Valley | PGE_Valley | Pacific Gas and Electric Valley | PGE_Valley | CAISO | 2015-05-12 | 2050-12-31 | 1.5 | 1 | 1.5 | 1.5 | n/a | PVgeneric_sun | Solar_Fixed | CAISO_Solar |  |  |  | 2015 | 2050 | 0 | CAISO | 1.5 | 1899-12-31 | 1 |  | 17
2195 | MERCFL_6_UNIT | Merced Falls Powerhouse | caiso | PGE_Valley | PGE_Valley | Pacific Gas and Electric Valley | PGE_Valley | CAISO | 1930-01-01 | 2050-12-31 | 3.5 | 1 | 3.5 | 3.5 | n/a | Hydro_Standard | Hydro | CAISO_Small_Hydro |  |  |  | 1930 | 2050 | 0 | CAISO | 3.5 | 1899-12-31 | 1 |  | 17
2196 | MerrittGreen | Merritt Green Energy-1_Merritt Green Energy-1_IPP-MIG | teppc | BCHA | BCHA | British Columbia Transmission Company | BCHA_AESO | Excluded | 2015-11-01 | 2045-11-01 | 40 | 1 | 40 | 40 | Bio-ST | ST_Biomass | Biomass/Wood | Excluded_Biomass |  |  |  | 2016 | 2045 | 0 | Excluded | 40 | 1899-12-31 | 1 |  | 17
2197 | Merwin_1 | Merwin-1 | teppc | PACW | PACW | PacifiCorp – West | PACW | NW | 1932-01-01 | 2050-12-31 | 45 | 1 | 45 | 45 | Hydro | Hydro_Standard | Hydro | NW_Hydro |  |  |  | 1932 | 2050 | 0 | NW | 45 | 1899-12-31 | 1 |  | 17
2198 | Merwin_2 | Merwin-2 | teppc | PACW | PACW | PacifiCorp – West | PACW | NW | 1949-12-01 | 2050-12-31 | 45 | 1 | 45 | 45 | Hydro | Hydro_Standard | Hydro | NW_Hydro |  |  |  | 1950 | 2050 | 0 | NW | 45 | 1899-12-31 | 1 |  | 17
2199 | Merwin_3 | Merwin-3 | teppc | PACW | PACW | PacifiCorp – West | PACW | NW | 1958-09-01 | 2050-12-31 | 45 | 1 | 45 | 45 | Hydro | Hydro_Standard | Hydro | NW_Hydro |  |  |  | 1959 | 2050 | 0 | NW | 45 | 1899-12-31 | 1 |  | 17
2200 | MESAP_1_QF | SMALL QF AGGREGATION - SAN LUIS OBISPO | caiso | PGE_Valley | PGE_Valley | Pacific Gas and Electric Valley | PGE_Valley | CAISO | 1899-12-31 | 2050-12-31 | 0 | 0 |  | 1 | n/a | Cogen_NG | Cogen | CAISO_CHP |  |  |  | 1900 | 2050 | 0 | CAISO | 1 | 1899-12-31 | 1 |  | 17
N/A | MESAS_2_QF | MESA QFS | caiso | SCE | SCE | Southern California Edison | SCE | CAISO | 1983-01-01 | 2050-12-31 | 0 | 0 |  | 2.9 | n/a | Cogen_NG | Cogen | CAISO_CHP |  |  |  | 1983 | 2050 | 0 | CAISO | 2.9 | 1899-12-31 | 1 |  | 18
2201 | Mesquite_CC1 | MesquiteCC1 (Total CC Plant) | teppc | TH_PV | TH_PV | Palo Verde and Arlington Valley and Harquahala CC and Redhawk | AZPS | SW | 2003-06-01 | 2050-12-31 | 609 | 1 | 609 | 609 | CCWhole-NatGas-Industrial | CC_NG | CC | SW_CCGT |  |  |  | 2003 | 2050 | 0 | SW | 609 | 1899-12-31 | 1 |  | 18
2202 | Mesquite_Recovery | Mesquite Resource Recovery Project L313 | teppc | IID | IID | Imperial Irrigation District | IID | IID | 1987-11-01 | 2050-12-31 | 27 | 1 | 27 | 27 | Bio-ST | ST_Biomass | Biomass/Wood | IID_Biomass |  |  |  | 1988 | 2050 | 0 | IID | 27 | 1899-12-31 | 1 |  | 18
2203 | MesquiteCC2_Total | MesquiteCC2 (Total CC Plant) | teppc | TH_PV | TH_PV | Palo Verde and Arlington Valley and Harquahala CC and Redhawk | AZPS | SW | 2003-11-01 | 2050-12-31 | 601 | 1 | 601 | 601 | CCWhole-NatGas-Industrial | CC_NG | CC | SW_CCGT |  |  |  | 2004 | 2050 | 0 | SW | 601 | 1899-12-31 | 1 |  | 18
2204 | METCLF_1_QF |  | caiso | PGE_Bay | PGE_Bay | Pacific Gas and Electric Bay | PGE_Bay | CAISO |  | 2050-12-31 | 0.16 | 1 | 0.16 | 0.16 | n/a | Hydro_Standard | Hydro | CAISO_Hydro |  |  |  | 1900 | 2050 | 0 | CAISO | 0.16 | 1899-12-31 | 1 |  | 18
2205 | METEC_2_PL1X3 | Metcalf Energy Center Unit 3 | caiso | PGE_Bay | PGE_Bay | Pacific Gas and Electric Bay | PGE_Bay | CAISO | 2005-05-27 | 2050-12-31 | 580 | 0.97781 | 580 | 593.16 | CCWhole-NatGas-Industrial | CC_NG | CC | CAISO_CCGT1 |  |  |  | 2005 | 2050 | 0 | CAISO | 593.16 | 1899-12-31 | 1 |  | 18
2206 | Mexicali1 | Mexicali-1 | teppc | CFE | CFE | Comisión Federal de Electricidad | CFE | Excluded | 1974-10-01 | 2030-01-01 | 25.55 | 1 | 25.55 | 25.55 | CT-OilDistillate | CT_Oil | CT | Excluded_Peaker |  |  |  | 1975 | 2029 | 0 | Excluded | 25.55 | 1899-12-31 | 1 |  | 18
2207 | Mexicali2 | Mexicali-2 | teppc | CFE | CFE | Comisión Federal de Electricidad | CFE | Excluded | 1977-08-01 | 2030-01-01 | 17.73 | 1 | 17.73 | 17.73 | CT-OilDistillate | CT_Oil | CT | Excluded_Peaker |  |  |  | 1978 | 2029 | 0 | Excluded | 17.73 | 1899-12-31 | 1 |  | 18
2208 | Mexicali3 | Mexicali-3 | teppc | CFE | CFE | Comisión Federal de Electricidad | CFE | Excluded | 1977-08-01 | 2030-01-01 | 17.68 | 1 | 17.68 | 17.68 | CT-OilDistillate | CT_Oil | CT | Excluded_Peaker |  |  |  | 1978 | 2029 | 0 | Excluded | 17.68 | 1899-12-31 | 1 |  | 18
2209 | MeyersFalls1 | Meyers Falls-UN1 | teppc | AVA | AVA | Avista Corp. | BPAT | NW | 1915-09-01 | 2050-12-31 | 0.9 | 1 | 0.9 | 0.9 | Hydro | Hydro_Standard | Hydro | NW_Hydro |  |  |  | 1916 | 2050 | 0 | NW | 0.9 | 1899-12-31 | 1 |  | 18
2210 | MeyersFalls2 | Meyers Falls-UN2 | teppc | AVA | AVA | Avista Corp. | BPAT | NW | 1917-08-01 | 2050-12-31 | 0.3 | 1 | 0.3 | 0.3 | Hydro | Hydro_Standard | Hydro | NW_Hydro |  |  |  | 1918 | 2050 | 0 | NW | 0.3 | 1899-12-31 | 1 |  | 18
2211 | Mica_1 | Mica-1_Mica-1_BCH-MCA | teppc | BCHA | BCHA | British Columbia Transmission Company | BCHA_AESO | Excluded | 1976-01-01 | 2033-03-31 | 492 | 1 | 492 | 492 | Hydro | Hydro_Standard | Hydro | Excluded_Hydro |  |  |  | 1976 | 2032 | 0 | Excluded | 492 | 1899-12-31 | 1 |  | 18
2212 | Mica_2 | Mica-2_Mica-2_BCH-MCA | teppc | BCHA | BCHA | British Columbia Transmission Company | BCHA_AESO | Excluded | 1976-01-01 | 2033-03-31 | 492 | 1 | 492 | 492 | Hydro | Hydro_Standard | Hydro | Excluded_Hydro |  |  |  | 1976 | 2032 | 0 | Excluded | 492 | 1899-12-31 | 1 |  | 18
2213 | Mica_3 | Mica-3_Mica-3_BCH-MCA | teppc | BCHA | BCHA | British Columbia Transmission Company | BCHA_AESO | Excluded | 1976-01-01 | 2033-03-31 | 493.5 | 1 | 493.5 | 493.5 | Hydro | Hydro_Standard | Hydro | Excluded_Hydro |  |  |  | 1976 | 2032 | 0 | Excluded | 493.5 | 1899-12-31 | 1 |  | 18
2214 | Mica_4 | Mica-4_Mica-4_BCH-MCA | teppc | BCHA | BCHA | British Columbia Transmission Company | BCHA_AESO | Excluded | 1976-01-01 | 2033-03-31 | 493.5 | 1 | 493.5 | 493.5 | Hydro | Hydro_Standard | Hydro | Excluded_Hydro |  |  |  | 1976 | 2032 | 0 | Excluded | 493.5 | 1899-12-31 | 1 |  | 18
2215 | Mica_G5_5 | Mica G5-5_Mica G5-5_BCH-MCA | teppc | BCHA | BCHA | British Columbia Transmission Company | BCHA_AESO | Excluded | 2014-04-01 | 2033-03-31 | 500 | 1 | 500 | 500 | Hydro | Hydro_Standard | Hydro | Excluded_Hydro |  |  |  | 2014 | 2032 | 0 | Excluded | 500 | 1899-12-31 | 1 |  | 18
2216 | Mica_G6_6 | Mica G6-6_Mica G6-6_BCH-MCA | teppc | BCHA | BCHA | British Columbia Transmission Company | BCHA_AESO | Excluded | 2015-04-01 | 2033-03-31 | 500 | 1 | 500 | 500 | Hydro | Hydro_Standard | Hydro | Excluded_Hydro |  |  |  | 2015 | 2032 | 0 | Excluded | 500 | 1899-12-31 | 1 |  | 18
2217 | MichellButte | Mitchell Butte Power Project-GEN1 | teppc | IPTV | IPTV | Idaho Treasure Valley | IPCO | NW | 1989-05-18 | 2050-12-31 | 2 | 1 | 2 | 2 | Hydro | Hydro_Standard | Hydro | NW_Hydro |  |  |  | 1989 | 2050 | 0 | NW | 2 | 1899-12-31 | 1 |  | 18
2218 | Middle_Gorge | Middle Gorge 1 | teppc | LDWP | LDWP | Los Angeles Department of Water and Power | LADWP | LDWP | 1952-04-01 | 2050-12-31 | 37.5 | 1 | 37.5 | 37.5 | Hydro | Hydro_Standard | Hydro | LDWP_Hydro |  |  |  | 1952 | 2050 | 0 | LDWP | 37.5 | 1899-12-31 | 1 |  | 18
2219 | MiddleCreek1 | Middle Creek Hydro Project-1_Middle Creek Hydro Project-1_IPP-MDL | teppc | BCHA | BCHA | British Columbia Transmission Company | BCHA_AESO | Excluded | 2014-04-01 | 2054-03-31 | 5 | 1 | 5 | 5 | Hydro | Hydro_Standard | Hydro | Excluded_Hydro |  |  |  | 2014 | 2053 | 0 | Excluded | 5 | 1899-12-31 | 1 |  | 18
2220 | MiddleCreek2 | Middle Creek Hydro Project-2_Middle Creek Hydro Project-2_IPP-MDL | teppc | PSCO | PSCO | Public Service Company of Colorado | PSCO | Excluded | 2014-04-01 | 2054-03-31 | 5 | 1 | 5 | 5 | Hydro | Hydro_Standard | Hydro | Excluded_Hydro |  |  |  | 2014 | 2053 | 0 | Excluded | 5 | 1899-12-31 | 1 |  | 18
2221 | MiddleForkIrrD1 | Middle Fork Irrigation District-GEN1 | teppc | BPAT | BPAT | Bonneville Power Administration – Transmission | BPAT | NW | 1986-03-01 | 2050-12-31 | 2 | 1 | 2 | 2 | Hydro | Hydro_Standard | Hydro | NW_Hydro |  |  |  | 1986 | 2050 | 0 | NW | 2 | 1899-12-31 | 1 |  | 18
2222 | MiddleForkIrrD2 | Middle Fork Irrigation District-GEN2 | teppc | PNM | PNM | Public Service Company of New Mexico | PNM_EPE | SW | 1986-03-01 | 2050-12-31 | 0.5 | 1 | 0.5 | 0.5 | Hydro | Hydro_Standard | Hydro | SW_Hydro |  |  |  | 1986 | 2050 | 0 | SW | 0.5 | 1899-12-31 | 1 |  | 18
2223 | MiddleForkIrrD3 | Middle Fork Irrigation District-GEN3 | teppc | PNM | PNM | Public Service Company of New Mexico | PNM_EPE | SW | 1986-03-01 | 2050-12-31 | 0.8 | 1 | 0.8 | 0.8 | Hydro | Hydro_Standard | Hydro | SW_Hydro |  |  |  | 1986 | 2050 | 0 | SW | 0.8 | 1899-12-31 | 1 |  | 18
2224 | MIDWD_2_WIND1 | Windland Refresh 2 | caiso | SCE | SCE | Southern California Edison | SCE | CAISO | 1985-12-27 | 2050-12-31 | 7.81 | 1 | 7.81 | 7.81 | n/a | wind_onshorewind | Wind | CAISO_Wind |  |  |  | 1986 | 2050 | 0 | CAISO | 7.81 | 1899-12-31 | 1 |  | 18
2225 | MIDWD_2_WIND2 | Coram Energy | caiso | SCE | SCE | Southern California Edison | SCE | CAISO | 1985-12-06 | 2050-12-31 | 3 | 1 | 3 | 3 | n/a | wind_onshorewind | Wind | CAISO_Wind |  |  |  | 1986 | 2050 | 0 | CAISO | 3 | 1899-12-31 | 1 |  | 18
2226 | MIDWD_6_WNDLND | Windland Refresh 1 | caiso | SCE | SCE | Southern California Edison | SCE | CAISO | 2014-06-03 | 2050-12-31 | 7.45 | 1 | 7.45 | 7.45 | n/a | wind_onshorewind | Wind | CAISO_Wind |  |  |  | 2014 | 2050 | 0 | CAISO | 7.45 | 1899-12-31 | 1 |  | 18
2227 | MIDWD_7_CORAMB | CELLC 7.5 MW Tehachapi Project | caiso | SCE | SCE | Southern California Edison | SCE | CAISO | 1983-12-01 | 2050-12-31 | 7.5 | 1 | 7.5 | 7.5 | n/a | wind_onshorewind | Wind | CAISO_Wind |  |  |  | 1984 | 2050 | 0 | CAISO | 7.5 | 1899-12-31 | 1 |  | 18
2228 | MIDWY3_2_MDSSR1 | Midway South Solar Farm | caiso | IID | IID | Imperial Irrigation District | IID | IID |  | 2050-12-31 | 20 | 1 | 20 | 20 | PHOTO VOLTAIC_SUN | PVgeneric_sun | Solar_Fixed | IID_Solar |  |  |  | 1900 | 2050 | 0 | IID | 20 | 1899-12-31 | 1 |  | 18
2229 | MIDWYS_2_MIDSL1 | Midway Solar Farm | caiso | IID | IID | Imperial Irrigation District | IID | IID |  | 2050-12-31 | 49.9 | 1 | 49.9 | 49.9 | PHOTO VOLTAIC_SUN | PVgeneric_sun | Solar_Fixed | IID_Solar | CAISO | 49.9 |  | 1900 | 2050 | 0 | CAISO | 49.9 | 1899-12-31 | 1 |  | 18
2230 | MIK_4G2 | MIK 4G2 | teppc | PSCO | PSCO | Public Service Company of Colorado | PSCO | Excluded | 2016-03-25 | 2050-03-30 | 0.6 | 1 | 0.6 | 0.6 | hydro | Hydro_Standard | Hydro | Excluded_Hydro |  |  |  | 2016 | 2049 | 0 | Excluded | 0.6 | 1899-12-31 | 1 |  | 18
2231 | Milagro_Cogen_A | Milagro Cogen Plant GO1A | teppc | PNM | PNM | Public Service Company of New Mexico | PNM_EPE | SW | 1996-01-01 | 2050-12-31 | 30 | 1 | 30 | 30 | CT-NatGas-Aero | CT_NG | CT | SW_Peaker |  |  |  | 1996 | 2050 | 0 | SW | 30 | 1899-12-31 | 1 |  | 18
2232 | Milagro_Cogen_B | Milagro Cogen Plant GO1B | teppc | PNM | PNM | Public Service Company of New Mexico | PNM_EPE | SW | 1996-01-01 | 2050-12-31 | 30 | 1 | 30 | 30 | CT-NatGas-Aero | CT_NG | CT | SW_Peaker |  |  |  | 1996 | 2050 | 0 | SW | 30 | 1899-12-31 | 1 |  | 18
2233 | Mile28Water1 | Mile 28 Water Power Project-1 | teppc | CISC | CISC | Southern California Edison | SCE | CAISO | 1994-06-01 | 2050-12-31 | 1.5 | 1 | 1.5 | 1.5 | Hydro | Hydro_Standard | Hydro | CAISO_Hydro |  |  |  | 1994 | 2050 | 0 | CAISO | 1.5 | 1899-12-31 | 1 |  | 18
2234 | Mile28Water2 | Mile 28 Water Power Project-2 | teppc | CISC | CISC | Southern California Edison | SCE | CAISO | 1994-06-01 | 2050-12-31 | 1.5 | 1 | 1.5 | 1.5 | Hydro | Hydro_Standard | Hydro | CAISO_Hydro |  |  |  | 1994 | 2050 | 0 | CAISO | 1.5 | 1899-12-31 | 1 |  | 18
2235 | Milford_Wind_1_1 | Milford Wind Corridor Project 1A | teppc | LDWP | LDWP | Los Angeles Department of Water and Power | LADWP | LDWP | 2009-11-15 | 2050-12-31 | 145 | 1 | 145 | 145 | WT-Onshore | wind_onshorewind | Wind | LDWP_Wind | CAISO | 5.0875 |  | 2010 | 2050 | 139.9125 | CAISO | 5.0875 | 1899-12-31 | 1 |  | 18
2236 | Milford_Wind_1_2 | Milford Wind Corridor I LLC-1-part2¦Milford Wind Corridor Project 1B | teppc | LDWP | LDWP | Los Angeles Department of Water and Power | LADWP | LDWP | 2010-09-01 | 2050-12-31 | 58.5 | 1 | 58.5 | 58.5 | WT-Onshore | wind_onshorewind | Wind | LDWP_Wind |  |  |  | 2011 | 2050 | 0 | LDWP | 58.5 | 1899-12-31 | 1 |  | 18
2237 | Milford_Wind_2 | Milford Wind Corridor Project II 1 | teppc | LDWP | LDWP | Los Angeles Department of Water and Power | LADWP | LDWP | 1994-06-01 | 2050-12-31 | 100 | 1 | 100 | 100 | WT-Onshore | wind_onshorewind | Wind | LDWP_Wind |  |  |  | 1994 | 2050 | 0 | LDWP | 100 | 1899-12-31 | 1 |  | 18
2238 | Milford_Wind_3 | Milford Wind Corridor Project III 1 | teppc | LDWP | LDWP | Los Angeles Department of Water and Power | LADWP | LDWP | 2025-04-15 | 2050-12-31 | 100.5 | 1 | 100.5 | 100.5 | WT-Onshore | wind_onshorewind | Wind | LDWP_Wind |  |  |  | 2025 | 2050 | 0 | LDWP | 100.5 | 0.95 | 1 |  | 18
2239 | Milford_Wind_4 | Milford Wind 4 | teppc | LDWP | LDWP | Los Angeles Department of Water and Power | LADWP | LDWP | 2025-04-15 | 2050-12-31 | 100.5 | 1 | 100.5 | 100.5 | WT-Onshore | wind_onshorewind | Wind | LDWP_Wind |  |  |  | 2025 | 2050 | 0 | LDWP | 100.5 | 0.95 | 1 |  | 18
2240 | Milford_Wind_5 | Milford Wind 5 | teppc | LDWP | LDWP | Los Angeles Department of Water and Power | LADWP | LDWP | 2025-04-15 | 2050-12-31 | 100.5 | 1 | 100.5 | 100.5 | WT-Onshore | wind_onshorewind | Wind | LDWP_Wind |  |  |  | 2025 | 2050 | 0 | LDWP | 100.5 | 0.95 | 1 |  | 18
2241 | MILFRD_7_PASADENA | Milford I | caiso | LDWP | SCE | Southern California Edison | SCE | CAISO |  | 2050-12-31 | 5 | 1 | 5 | 5 | WIND_WIND | wind_onshorewind | Wind | CAISO_Wind |  |  |  | 1900 | 2050 | 0 | CAISO | 5 | 1899-12-31 | 1 |  | 18
2242 | MillCreek_OR | Mill Creek (Cove FERC P-5390)-HY1 | teppc | PNM | PNM | Public Service Company of New Mexico | PNM_EPE | SW | 1984-01-01 | 2030-04-15 | 0.5 | 1 | 0.5 | 0.5 | Hydro | Hydro_Standard | Hydro | SW_Hydro |  |  |  | 1984 | 2029 | 0 | SW | 0.5 | 1899-12-31 | 1 |  | 18
2243 | MillcreekPwrGen1 | Millcreek Power Generation-MC1_McElmo Creek 1 | teppc | PAUT | PAUT | Utah, PACE Utility | PACE | NW | 2006-04-01 | 2050-12-31 | 40 | 1 | 40 | 40 | CT-NatGas-Aero | CT_NG | CT | NW_Peaker |  |  |  | 2006 | 2050 | 0 | NW | 40 | 1899-12-31 | 1 |  | 18
2244 | MillcreekPwrGen2 | Millcreek Power Generation-MC2_McElmo Creek 2 | teppc | PAUT | PAUT | Utah, PACE Utility | PACE | NW | 2010-06-01 | 2050-12-31 | 40 | 1 | 40 | 40 | CT-NatGas-Aero | CT_NG | CT | NW_Peaker |  |  |  | 2010 | 2050 | 0 | NW | 40 | 1899-12-31 | 1 |  | 18
2245 | MillenniumCC_Total | MillenniumCC (Total CC Plant) | teppc | AESO | AESO | Alberta Electric System Operator | BCHA_AESO | Excluded | 2000-05-01 | 2050-12-01 | 310 | 1 | 310 | 310 | CC-AB-Cogen | Cogen_NG | Cogen | Excluded_CHP |  |  |  | 2000 | 2050 | 0 | Excluded | 310 | 1899-12-31 | 1 |  | 18
2246 | Miller_North | Miller North-WT (1) | teppc | PNM | PNM | Public Service Company of New Mexico | PNM_EPE | SW | 2014-12-01 | 2030-04-15 | 150 | 1 | 150 | 150 | WT-Onshore | wind_onshorewind | Wind | SW_Wind |  |  |  | 2015 | 2029 | 0 | SW | 150 | 1899-12-31 | 1 |  | 18
2247 | MillerCreek1 | Miller Creek-1_Miller Creek-1_IPP-MCP | teppc | BCHA | BCHA | British Columbia Transmission Company | BCHA_AESO | Excluded | 2003-05-14 | 2040-05-14 | 14.75 | 1 | 14.75 | 14.75 | Hydro | Hydro_Standard | Hydro | Excluded_Hydro |  |  |  | 2003 | 2039 | 0 | Excluded | 14.75 | 1899-12-31 | 1 |  | 18
2248 | MillerCreek2 | Miller Creek-2_Miller Creek-2_IPP-MCP | teppc | BCHA | BCHA | British Columbia Transmission Company | BCHA_AESO | Excluded | 2003-05-14 | 2030-01-01 | 14.75 | 1 | 14.75 | 14.75 | Hydro | Hydro_Standard | Hydro | Excluded_Hydro |  |  |  | 2003 | 2029 | 0 | Excluded | 14.75 | 1899-12-31 | 1 |  | 18
2249 | MillerRanchWind | Miller Ranch Wind-WT(49 x 2.0) | teppc | BPAT | BPAT | Bonneville Power Administration – Transmission | BPAT | NW | 2013-08-01 | 2050-12-31 | 98 | 1 | 98 | 98 | WT-Onshore | wind_onshorewind | Wind | NW_Wind |  |  |  | 2014 | 2050 | 0 | NW | 98 | 1899-12-31 | 1 |  | 18
2250 | Milner_Hydro_1 | Milner Hydro-1 | teppc | IPMV | IPMV | Idaho Magic Valley | IPCO | NW | 1992-12-01 | 2050-12-31 | 58.62 | 1 | 58.62 | 58.62 | Hydro | Hydro_Standard | Hydro | NW_Hydro |  |  |  | 1993 | 2050 | 0 | NW | 58.62 | 1899-12-31 | 1 |  | 18
2251 | Milner_Hydro_2 | Milner Hydro-2 | teppc | IPMV | IPMV | Idaho Magic Valley | IPCO | NW | 1992-09-01 | 2050-12-31 | 58.62 | 1 | 58.62 | 58.62 | Hydro | Hydro_Standard | Hydro | NW_Hydro |  |  |  | 1993 | 2050 | 0 | NW | 58.62 | 1899-12-31 | 1 |  | 18
2252 | Milner_Hydro_3 | Milner Hydro-3 | teppc | IPFE | IPFE | Idaho Far East | IPCO | NW | 1992-12-01 | 2050-12-31 | 0.83 | 1 | 0.83 | 0.83 | Hydro | Hydro_Standard | Hydro | NW_Hydro |  |  |  | 1993 | 2050 | 0 | NW | 0.83 | 1899-12-31 | 1 |  | 18
2253 | MilnerDamWind | Milner Dam Wind Park LLC-MDWP | teppc | IPFE | IPFE | Idaho Far East | IPCO | NW | 2010-12-13 | 2050-12-31 | 19.92 | 1 | 19.92 | 19.92 | WT-Onshore | wind_onshorewind | Wind | NW_Wind |  |  |  | 2011 | 2050 | 0 | NW | 19.92 | 1899-12-31 | 1 |  | 18
2254 | Minidoka_6 | Minidoka-6 | teppc | IPMV | IPMV | Idaho Magic Valley | IPCO | NW | 1998-06-01 | 2050-12-31 | 2.7 | 1 | 2.7 | 2.7 | Hydro | Hydro_Standard | Hydro | NW_Hydro |  |  |  | 1998 | 2050 | 0 | NW | 2.7 | 1899-12-31 | 1 |  | 18
2255 | Minidoka_7 | Minidoka-7 | teppc | IPMV | IPMV | Idaho Magic Valley | IPCO | NW | 1998-05-01 | 2050-12-31 | 5 | 1 | 5 | 5 | Hydro | Hydro_Standard | Hydro | NW_Hydro |  |  |  | 1998 | 2050 | 0 | NW | 5 | 1899-12-31 | 1 |  | 18
2256 | Minidoka_8 | Minidoka-8 | teppc | IPMV | IPMV | Idaho Magic Valley | IPCO | NW | 1997-04-01 | 2050-12-31 | 10 | 1 | 10 | 10 | Hydro | Hydro_Standard | Hydro | NW_Hydro |  |  |  | 1997 | 2050 | 0 | NW | 10 | 1899-12-31 | 1 |  | 18
2257 | Minidoka_9 | Minidoka-9 | teppc | IPMV | IPMV | Idaho Magic Valley | IPCO | NW | 1997-05-01 | 2050-12-31 | 10 | 1 | 10 | 10 | Hydro | Hydro_Standard | Hydro | NW_Hydro |  |  |  | 1997 | 2050 | 0 | NW | 10 | 1899-12-31 | 1 |  | 18
2258 | Minnehik_1A_1 | Minnehik 1A-1 | teppc | AESO | AESO | Alberta Electric System Operator | BCHA_AESO | Excluded | 2001-09-01 | 2050-12-01 | 3 | 1 | 3 | 3 | CT-NatGas-Industrial | CT_NG | CT | Excluded_Peaker |  |  |  | 2002 | 2050 | 0 | Excluded | 3 | 1899-12-31 | 1 |  | 18
2259 | Minnehik_1B_1 | Minnehik 1B-1 | teppc | AESO | AESO | Alberta Electric System Operator | BCHA_AESO | Excluded | 2001-09-01 | 2050-12-01 | 2 | 1 | 2 | 2 | CT-NatGas-Industrial | CT_NG | CT | Excluded_Peaker |  |  |  | 2002 | 2050 | 0 | Excluded | 2 | 1899-12-31 | 1 |  | 18
2260 | Minnehik_2_1 | Minnehik 2-1 | teppc | AESO | AESO | Alberta Electric System Operator | BCHA_AESO | Excluded | 2001-09-01 | 2050-12-01 | 0.8 | 1 | 0.8 | 0.8 | ST-WasteHeat | Cogen_NG | Cogen | Excluded_CHP |  |  |  | 2002 | 2050 | 0 | Excluded | 0.8 | 1899-12-31 | 1 |  | 18
2261 | MintFarmCC_Total | MintFarmCC (Total CC Plant) | teppc | PSEI | PSEI | Puget Sound Energy | BPAT | NW | 2008-01-01 | 2050-12-01 | 312.5 | 1 | 312.5 | 312.5 | CCWhole-NatGas-Industrial | CC_NG | CC | NW_CCGT |  |  |  | 2008 | 2050 | 0 | NW | 312.5 | 1899-12-31 | 1 |  | 18
2262 | MIRLOM_2_CORONA | MWD Corona Hydroelectric Recovery Plant | caiso | SCE | SCE | Southern California Edison | SCE | CAISO | 1987-01-01 | 2050-12-31 | 2.85 | 1 | 2.85 | 2.85 | n/a | Hydro_Standard | Hydro | CAISO_Hydro |  |  |  | 1987 | 2050 | 0 | CAISO | 2.85 | 1899-12-31 | 1 |  | 18
2263 | MIRLOM_2_LNDFL | Milliken Landfill Solar | caiso | SCE | SCE | Southern California Edison | SCE | CAISO |  | 2050-12-31 | 3 | 1 | 3 | 3 | PHOTO VOLTAIC_SUN | PVgeneric_sun | Solar_Fixed | CAISO_Solar |  |  |  | 1900 | 2050 | 0 | CAISO | 3 | 1899-12-31 | 1 |  | 18
2264 | MIRLOM_2_MLBBTA | Mira Loma BESS A | caiso | SCE | SCE | Southern California Edison | SCE | CAISO |  | 2050-12-31 | 10 | 1 | 10 | 10 | OTHER_LESR | Battery_ | Battery Storage | CAISO_Li_Battery |  |  |  | 1900 | 2050 | 0 | CAISO | 10 | 1899-12-31 | 1 |  | 18
2265 | MIRLOM_2_MLBBTB | Mira Loma BESS B | caiso | SCE | SCE | Southern California Edison | SCE | CAISO |  | 2050-12-31 | 10 | 1 | 10 | 10 | OTHER_LESR | Battery_ | Battery Storage | CAISO_Li_Battery |  |  |  | 1900 | 2050 | 0 | CAISO | 10 | 1899-12-31 | 1 |  | 18
2266 | MIRLOM_2_ONTARO | Ontario RT Solar | caiso | SCE | SCE | Southern California Edison | SCE | CAISO | 2011-08-25 | 2050-12-31 | 5.5 | 1 | 5.5 | 5.5 | n/a | PVgeneric_sun | Solar_Fixed | CAISO_Solar |  |  |  | 2012 | 2050 | 0 | CAISO | 5.5 | 1899-12-31 | 1 |  | 18
2267 | MIRLOM_2_RTS032 | SPVP032 | caiso | SCE | SCE | Southern California Edison | SCE | CAISO | 2013-06-17 | 2050-12-31 | 1.5 | 1 | 1.5 | 1.5 | n/a | PVgeneric_sun | Solar_Fixed | CAISO_Solar |  |  |  | 2013 | 2050 | 0 | CAISO | 1.5 | 1899-12-31 | 1 |  | 18
2268 | MIRLOM_2_RTS033 | SPVP033 | caiso | SCE | SCE | Southern California Edison | SCE | CAISO | 2013-08-05 | 2050-12-31 | 1 | 1 | 1 | 1 | n/a | PVgeneric_sun | Solar_Fixed | CAISO_Solar |  |  |  | 2014 | 2050 | 0 | CAISO | 1 | 1899-12-31 | 1 |  | 18
2269 | MIRLOM_2_TEMESC | MWD Temescal Hydroelectric Recovery Plan | caiso | SCE | SCE | Southern California Edison | SCE | CAISO | 1987-01-01 | 2050-12-31 | 2.85 | 1 | 2.85 | 2.85 | n/a | Hydro_Standard | Hydro | CAISO_Hydro |  |  |  | 1987 | 2050 | 0 | CAISO | 2.85 | 1899-12-31 | 1 |  | 18
2270 | MIRLOM_6_PEAKER | Mira Loma Peaker | caiso | SCE | SCE | Southern California Edison | SCE | CAISO | 2007-09-20 | 2050-12-31 | 46 | 1 | 46 | 46 | CT-NatGas-Aero | CT_NG | CT | CAISO_Peaker1 |  |  |  | 2008 | 2050 | 0 | CAISO | 46 | 1899-12-31 | 1 |  | 18
2271 | MIRLOM_7_MWDLKM | Lake Mathews Hydroelectric Recovery Plan | caiso | SCE | SCE | Southern California Edison | SCE | CAISO | 1980-01-01 | 2050-12-31 | 5 | 1 | 5 | 5 | n/a | Hydro_Standard | Hydro | CAISO_Hydro |  |  |  | 1980 | 2050 | 0 | CAISO | 5 | 1899-12-31 | 1 |  | 18
2272 | MISSIX_1_QF | SMALL QF AGGREGATION - SAB FRABCUSCI | caiso | PGE_Bay | PGE_Bay | Pacific Gas and Electric Bay | PGE_Bay | CAISO | 1987-01-01 | 2050-12-31 | 0.01 | 0.01 | 0.01 | 1 | n/a | Cogen_NG | Cogen | CAISO_CHP |  |  |  | 1987 | 2050 | 0 | CAISO | 1 | 1899-12-31 | 1 |  | 18
2273 | MKL__6W1B | MKL 230 | teppc | BCHA | BCHA | British Columbia Transmission Company | BCHA_AESO | Excluded | 2016-11-01 | 2050-03-30 | 11 | 1 | 11 | 11 | WT-Onshore | wind_onshorewind | Wind | Excluded_Wind |  |  |  | 2017 | 2049 | 0 | Excluded | 11 | 1899-12-31 | 1 |  | 18
2274 | MKL__6W6B | MKL 230 | teppc | BCHA | BCHA | British Columbia Transmission Company | BCHA_AESO | Excluded | 2016-11-01 | 2050-03-30 | 22 | 1 | 22 | 22 | WT-Onshore | wind_onshorewind | Wind | Excluded_Wind |  |  |  | 2017 | 2049 | 0 | Excluded | 22 | 1899-12-31 | 1 |  | 18
2275 | MKTPSVC | MKTPSVC | teppc | LDWP | LDWP | Los Angeles Department of Water and Power | LADWP | LDWP | 1986-04-15 | 2050-12-31 | 0 | 0 | 0 | 0 | VAR-Device | VAR_NOTGEN | None | LDWP_Var-DEVICE |  |  |  | 1986 | 2050 | 0 | LDWP | 0 | 1899-12-31 | 1 |  | 18
2276 | MKTRCK_1_UNIT_1 | MCKITTRICK LIMITED | caiso | PGE_Valley | PGE_Valley | Pacific Gas and Electric Valley | PGE_Valley | CAISO | 1991-10-16 | 2050-12-31 | 44.9 | 0.94546 | 44.9 | 47.49 | CT-NatGas-Industrial | CT_NG | CT | CAISO_Peaker1 |  |  |  | 1992 | 2050 | 0 | CAISO | 47.49 | 1899-12-31 | 1 |  | 18
2277 | MLPTAS_7_QFUNTS | MLPTAS_7_QFUNTS | caiso | PGE_Bay | PGE_Bay | Pacific Gas and Electric Bay | PGE_Bay | CAISO | 2000-01-01 | 2050-12-31 | 0 | 0 |  | 1 | n/a | Cogen_NG | Cogen | CAISO_CHP |  |  |  | 2000 | 2050 | 0 | CAISO | 1 | 1899-12-31 | 1 |  | 18
2278 | MLW_W | MLW W | teppc | BCHA | BCHA | British Columbia Transmission Company | BCHA_AESO | Excluded | 2018-03-30 | 2050-03-30 | 15 | 1 | 15 | 15 | WT-Onshore | wind_onshorewind | Wind | Excluded_Wind |  |  |  | 2018 | 2049 | 0 | Excluded | 15 | 1899-12-31 | 1 |  | 18
2279 | MM_SD_Miramar2 | MM San Diego-Miramar-UNT2_22448 | teppc | CISC | CISC | Southern California Edison | SCE | CAISO | 2003-05-21 | 2050-12-31 | 0 | 0 |  | 1.6 | Bio-ICE | ICE_Biomass | Biomass/Wood | CAISO_Biomass |  |  |  | 2003 | 2050 | 0 | CAISO | 1.6 | 1899-12-31 | 1 |  | 18
2280 | MNDALY_6_MCGRTH | McGrath Beach Peaker | caiso | SCE | SCE | Southern California Edison | SCE | CAISO | 2012-11-01 | 2050-12-31 | 47.2 | 1 | 47.2 | 47.2 | CT-NatGas-Aero | CT_NG | CT | CAISO_Peaker1 |  |  |  | 2013 | 2050 | 0 | CAISO | 47.2 | 1899-12-31 | 1 |  | 18
2281 | MNDOTA_1_SOLAR1 | North Star Solar 1 | caiso | PGE_Valley | PGE_Valley | Pacific Gas and Electric Valley | PGE_Valley | CAISO | 2015-06-20 | 2050-12-31 | 60 | 1 | 60 | 60 | n/a | PVgeneric_sun | Solar_Fixed | CAISO_Solar |  |  |  | 2015 | 2050 | 0 | CAISO | 60 | 1899-12-31 | 1 |  | 18
2282 | MNDOTA_1_SOLAR2 | Citizen Solar B | caiso | PGE_Valley | PGE_Valley | Pacific Gas and Electric Valley | PGE_Valley | CAISO | 2015-12-11 | 2050-12-31 | 5 | 1 | 5 | 5 | n/a | PVgeneric_sun | Solar_Fixed | CAISO_Solar |  |  |  | 2016 | 2050 | 0 | CAISO | 5 | 1899-12-31 | 1 |  | 18
2283 | MOE_34_5 | SAN FRANCISCO COGENERACION | teppc | CFE | CFE | Comisión Federal de Electricidad | CFE | Excluded | 1950-01-01 | 2050-12-31 | 22.5 | 1 | 22.5 | 22.5 | CT-NatGas-Aero | CT_NG | CT | Excluded_Peaker |  |  |  | 1950 | 2050 | 0 | Excluded | 22.5 | 1899-12-31 | 1 |  | 18
2284 | MOJAVE_1_SIPHON | MOJAVE SIPHON POWER PLANT | caiso | SCE | SCE | Southern California Edison | SCE | CAISO | 1996-01-01 | 2050-12-31 | 14.36 | 1 | 14.36 | 14.36 | n/a | Hydro_Standard | Hydro | CAISO_Hydro |  |  |  | 1996 | 2050 | 0 | CAISO | 14.36 | 1899-12-31 | 1 |  | 18
2285 | MOJAVW_2_SOLAR | Mojave West | caiso | SCE | SCE | Southern California Edison | SCE | CAISO | 2016-06-15 | 2050-12-31 | 20 | 1 | 20 | 20 | n/a | PVgeneric_sun | Solar_Fixed | CAISO_Solar |  |  |  | 2016 | 2050 | 0 | CAISO | 20 | 1899-12-31 | 1 |  | 18
2286 | MONLTH_6_BATTRY |  | caiso | SCE | SCE | Southern California Edison | SCE | CAISO |  | 2050-12-31 | 7.99 | 1 | 7.99 | 7.99 | Battery_ | Battery_ | Battery Storage | CAISO_Li_Battery |  |  |  | 1900 | 2050 | 0 | CAISO | 7.99 | 1899-12-31 | 1 |  | 18
2287 | MONLTH_6_BOREL | BOREL HYDRO UNITS 1-3 AGGREGATE | caiso | PGE_Valley | PGE_Valley | Pacific Gas and Electric Valley | PGE_Valley | CAISO | 1904-01-01 | 2050-12-31 | 11 | 1 | 11 | 11 | n/a | Hydro_Standard | Hydro | CAISO_Small_Hydro |  |  |  | 1904 | 2050 | 0 | CAISO | 11 | 1899-12-31 | 1 |  | 18
2288 | MONLTS_2_MONWD4 | Monolith 4 | caiso | SCE | SCE | Southern California Edison | SCE | CAISO |  | 2050-12-31 | 4.75 | 1 | 4.75 | 4.75 | WIND_WIND | wind_onshorewind | Wind | CAISO_Wind |  |  |  | 1900 | 2050 | 0 | CAISO | 4.75 | 1899-12-31 | 1 |  | 18
2289 | MONLTS_2_MONWD5 | Monolith 5 | caiso | SCE | SCE | Southern California Edison | SCE | CAISO |  | 2050-12-31 | 4.04 | 1 | 4.04 | 4.04 | WIND_WIND | wind_onshorewind | Wind | CAISO_Wind |  |  |  | 1900 | 2050 | 0 | CAISO | 4.04 | 1899-12-31 | 1 |  | 18
2290 | MONLTS_2_MONWD6 | Monolith 6 | caiso | SCE | SCE | Southern California Edison | SCE | CAISO |  | 2050-12-31 | 5.25 | 1 | 5.25 | 5.25 | WIND_WIND | wind_onshorewind | Wind | CAISO_Wind |  |  |  | 1900 | 2050 | 0 | CAISO | 5.25 | 1899-12-31 | 1 |  | 18
2291 | MONLTS_2_MONWD7 | Monolith 7 | caiso | SCE | SCE | Southern California Edison | SCE | CAISO |  | 2050-12-31 | 4.76 | 1 | 4.76 | 4.76 | WIND_WIND | wind_onshorewind | Wind | CAISO_Wind |  |  |  | 1900 | 2050 | 0 | CAISO | 4.76 | 1899-12-31 | 1 |  | 18
2292 | Monroe_Street_6 | Monroe Street-6 | teppc | AVA | AVA | Avista Corp. | BPAT | NW | 1992-12-01 | 2050-12-31 | 14.8 | 1 | 14.8 | 14.8 | Hydro | Hydro_Standard | Hydro | NW_Hydro |  |  |  | 1993 | 2050 | 0 | NW | 14.8 | 1899-12-31 | 1 |  | 18
2293 | Montague_Wind | Montague Wind Power Facility LLC-1 | teppc | TPWR | TPWR | Tacoma Power | BPAT | NW | 2018-04-15 | 2050-12-31 | 404 | 1 | 404 | 404 | WT-Onshore | wind_onshorewind | Wind | NW_Wind |  |  |  | 2018 | 2050 | 0 | NW | 404 | 1899-12-31 | 1 |  | 18
2294 | Montana_1_G1 | Montana 1-G1 | teppc | EPE | EPE | El Paso Electric Company | PNM_EPE | SW | 2015-03-19 | 2055-12-31 | 88.2 | 1 | 88.2 | 88.2 | CT-NatGas-Aero | CT_NG | CT | SW_Peaker |  |  |  | 2015 | 2055 | 0 | SW | 88.2 | 1899-12-31 | 1 |  | 18
2295 | Montana_2_G2 | Montana 2-G2 | teppc | EPE | EPE | El Paso Electric Company | PNM_EPE | SW | 2015-03-20 | 2055-12-31 | 88.2 | 1 | 88.2 | 88.2 | CT-NatGas-Aero | CT_NG | CT | SW_Peaker |  |  |  | 2015 | 2055 | 0 | SW | 88.2 | 1899-12-31 | 1 |  | 18
2296 | Montana_3_G3 | Montana 3-G3 | teppc | EPE | EPE | El Paso Electric Company | PNM_EPE | SW | 2016-05-03 | 2056-12-31 | 89.2 | 1 | 89.2 | 89.2 | CT-NatGas-Aero | CT_NG | CT | SW_Peaker |  |  |  | 2016 | 2056 | 0 | SW | 89.2 | 1899-12-31 | 1 |  | 18
2297 | Montana_4_G4 | Montana 4-G4 | teppc | EPE | EPE | El Paso Electric Company | PNM_EPE | SW | 2016-09-15 | 2056-12-31 | 89.2 | 1 | 89.2 | 89.2 | CT-NatGas-Aero | CT_NG | CT | SW_Peaker |  |  |  | 2017 | 2056 | 0 | SW | 89.2 | 1899-12-31 | 1 |  | 18
2298 | Monticello_Wind |  | teppc | PAUT | PAUT | Utah, PACE Utility | PACE | NW | 1950-01-01 | 2050-12-31 | 79.2 | 1 | 79.2 | 79.2 | WT-Onshore | wind_onshorewind | Wind | NW_Wind |  |  |  | 1950 | 2050 | 0 | NW | 79.2 | 1899-12-31 | 1 |  | 18
2299 | MONTPH_7_UNITS | MONTICELLO HYDRO AGGREGATE | caiso | PGE_Bay | PGE_Bay | Pacific Gas and Electric Bay | PGE_Bay | CAISO | 1974-01-01 | 2050-12-31 | 12.5 | 1 | 12.5 | 12.5 | n/a | Hydro_Standard | Hydro | CAISO_Small_Hydro |  |  |  | 1974 | 2050 | 0 | CAISO | 12.5 | 1899-12-31 | 1 |  | 18
2300 | Montrose_Creek1 | East Toba and Montrose Creek (MTC)-1_East Toba and Montrose Creek (MTC)-1_IPP-MTC | teppc | BCHA | BCHA | British Columbia Transmission Company | BCHA_AESO | Excluded | 2010-07-01 | 2045-05-27 | 43.95 | 1 | 43.95 | 43.95 | Hydro | Hydro_Standard | Hydro | Excluded_Hydro |  |  |  | 2011 | 2044 | 0 | Excluded | 43.95 | 1899-12-31 | 1 |  | 18
2301 | Montrose_Creek2 | East Toba and Montrose Creek (MTC)-2_East Toba and Montrose Creek (MTC)-2_IPP-MTC | teppc | BCHA | BCHA | British Columbia Transmission Company | BCHA_AESO | Excluded | 2010-07-01 | 2045-05-27 | 43.95 | 1 | 43.95 | 43.95 | Hydro | Hydro_Standard | Hydro | Excluded_Hydro |  |  |  | 2011 | 2044 | 0 | Excluded | 43.95 | 1899-12-31 | 1 |  | 18
2302 | MOORPK_2_CALABS | Calabasas Gas-to-Energy Facility | caiso | SCE | SCE | Southern California Edison | SCE | CAISO | 2010-09-20 | 2050-12-31 | 4.95 | 0.71121 | 4.95 | 6.96 | n/a | CT_Biomass | Biogas_LandfillGas | CAISO_Biomass |  |  |  | 2011 | 2050 | 0 | CAISO | 6.96 | 1899-12-31 | 1 |  | 18
2303 | MOORPK_6_QF | MOORPARK QFS | caiso | SCE | SCE | Southern California Edison | SCE | CAISO | 1976-01-01 | 2050-12-31 | 0.8 | 1 | 0.8 | 0.8 | n/a | Cogen_NG | Cogen | CAISO_Small_Hydro |  |  |  | 1976 | 2050 | 0 | CAISO | 0.8 | 1899-12-31 | 1 |  | 18
2304 | MoraDrop | Mora Drop Hydroelectric Project-1 | teppc | IPTV | IPTV | Idaho Treasure Valley | IPCO | NW | 2006-09-01 | 2050-12-31 | 1.85 | 1 | 1.85 | 1.85 | Hydro | Hydro_Standard | Hydro | NW_Hydro |  |  |  | 2007 | 2050 | 0 | NW | 1.85 | 1899-12-31 | 1 |  | 18
2305 | Mormon_Flat_1 | Mormon Flat Hydro MF1 | teppc | SRP | SRP | Salt River Project | SRP | SW | 1926-05-01 | 2050-12-31 | 11.5 | 1 | 11.5 | 11.5 | Hydro | Hydro_Standard | Hydro | SW_Hydro |  |  |  | 1926 | 2050 | 0 | SW | 11.5 | 1899-12-31 | 1 |  | 18
2306 | Mormon_Flat_2 | Mormon Flat MF2 | teppc | SRP | SRP | Salt River Project | SRP | SW | 1971-06-01 | 2050-12-31 | 57 | 1 | 57 | 57 | PS-Hydro | Hydro_PumpedStorage | PSH | SW_Existing_Pumped_Storage |  |  |  | 1971 | 2050 | 0 | SW | 57 | 1899-12-31 | 1 |  | 18
2307 | Morony_MOR1 | Morony-MOR1 | teppc | NWMT | NWMT | NorthWestern Energy | NWMT_WAUW | NW | 1930-01-01 | 2050-12-31 | 22.5 | 1 | 22.5 | 22.5 | Hydro | Hydro_Standard | Hydro | NW_Hydro |  |  |  | 1930 | 2050 | 0 | NW | 22.5 | 1899-12-31 | 1 |  | 18
2308 | Morony_MOR2 | Morony-MOR2 | teppc | NWMT | NWMT | NorthWestern Energy | NWMT_WAUW | NW | 1930-01-01 | 2050-12-31 | 22.5 | 1 | 22.5 | 22.5 | Hydro | Hydro_Standard | Hydro | NW_Hydro |  |  |  | 1930 | 2050 | 0 | NW | 22.5 | 1899-12-31 | 1 |  | 18
2309 | Morrow_Point_1 | Morrow Point 1 | teppc | WACM | WACM | Western Area Power Administration, Colorado-Missouri Region | WACM | Excluded | 1970-12-01 | 2050-12-31 | 81 | 1 | 81 | 81 | Hydro | Hydro_Standard | Hydro | Excluded_Hydro |  |  |  | 1971 | 2050 | 0 | Excluded | 81 | 1899-12-31 | 1 |  | 18
2310 | Morrow_Point_2 | Morrow Point 2 | teppc | WACM | WACM | Western Area Power Administration, Colorado-Missouri Region | WACM | Excluded | 1971-01-01 | 2050-12-31 | 81 | 1 | 81 | 81 | Hydro | Hydro_Standard | Hydro | Excluded_Hydro |  |  |  | 1971 | 2050 | 0 | Excluded | 81 | 1899-12-31 | 1 |  | 18
2311 | MorrowPwrGT | Morrow Power-GT1 | teppc | BPAT | BPAT | Bonneville Power Administration – Transmission | BPAT | NW | 2003-04-18 | 2050-12-31 | 31 | 1 | 31 | 31 | CT-NatGas-Aero | CT_NG | CT | NW_Peaker |  |  |  | 2003 | 2050 | 0 | NW | 31 | 1899-12-31 | 1 |  | 18
2312 | MORWD_6_QF |  | caiso | SCE | SCE | Southern California Edison | SCE | CAISO |  | 2050-12-31 | 38.16 | 1 | 38.16 | 38.16 | wind_onshorewind | wind_onshorewind | Wind | CAISO_Wind |  |  |  | 1900 | 2050 | 0 | CAISO | 38.16 | 1899-12-31 | 1 |  | 18
2313 | MOSSLD_1_QF | SMALL QF AGGREGATION - SANTA CRUZ | caiso | PGE_Bay | PGE_Bay | Pacific Gas and Electric Bay | PGE_Bay | CAISO | 1985-01-01 | 2050-12-31 | 0 | 0 |  | 1 | n/a | Cogen_NG | Cogen | CAISO_CHP |  |  |  | 1985 | 2050 | 0 | CAISO | 1 | 1899-12-31 | 1 |  | 18
2314 | MOSSLD_2_PSP1 | MOSS LANDING POWER BLOCK 1 | caiso | PGE_Bay | PGE_Bay | Pacific Gas and Electric Bay | PGE_Bay | CAISO | 2002-07-01 | 2050-12-31 | 510 | 1 | 510 | 510 | CCWhole-NatGas-Industrial | CC_NG | CC | CAISO_CCGT1 |  |  |  | 2003 | 2050 | 0 | CAISO | 510 | 1899-12-31 | 1 |  | 18
2315 | MOSSLD_2_PSP2 | MOSS LANDING POWER BLOCK 2 | caiso | PGE_Bay | PGE_Bay | Pacific Gas and Electric Bay | PGE_Bay | CAISO | 2002-07-11 | 2050-12-31 | 510 | 1 | 510 | 510 | CCWhole-NatGas-Industrial | CC_NG | CC | CAISO_CCGT1 |  |  |  | 2003 | 2050 | 0 | CAISO | 510 | 1899-12-31 | 1 |  | 18
2316 | Mossyrock_51 | Mossyrock-51 | teppc | TPWR | TPWR | Tacoma Power | BPAT | NW | 1968-11-01 | 2050-12-31 | 150 | 1 | 150 | 150 | Hydro | Hydro_Standard | Hydro | NW_Hydro |  |  |  | 1969 | 2050 | 0 | NW | 150 | 1899-12-31 | 1 |  | 18
2317 | Mossyrock_52 | Mossyrock-52 | teppc | TPWR | TPWR | Tacoma Power | BPAT | NW | 1968-10-01 | 2050-12-31 | 150 | 1 | 150 | 150 | Hydro | Hydro_Standard | Hydro | NW_Hydro |  |  |  | 1969 | 2050 | 0 | NW | 150 | 1899-12-31 | 1 |  | 18
2318 | Mount_Elbert_1 | Mount Elbert 1 | teppc | WACM | WACM | Western Area Power Administration, Colorado-Missouri Region | WACM | Excluded | 1983-07-01 | 2050-12-31 | 105.26 | 1 | 105.26 | 105.26 | PS-Hydro | Hydro_PumpedStorage | PSH | Excluded_Pumped_Hydro |  |  |  | 1984 | 2050 | 0 | Excluded | 105.26 | 1899-12-31 | 1 |  | 18
2319 | Mount_Elbert_2 | Mount Elbert 2 | teppc | WACM | WACM | Western Area Power Administration, Colorado-Missouri Region | WACM | Excluded | 1984-09-01 | 2050-12-31 | 105.26 | 1 | 105.26 | 105.26 | PS-Hydro | Hydro_PumpedStorage | PSH | Excluded_Pumped_Hydro |  |  |  | 1985 | 2050 | 0 | Excluded | 105.26 | 1899-12-31 | 1 |  | 18
2320 | Mountain_Home_Solar |  | teppc | IPTV | IPTV | Idaho Treasure Valley | IPCO | NW | 2016-12-31 | 2050-12-31 | 20 | 1 | 20 | 20 | SolarPV-Tracking | 1axPV_sun | Solar_1Axis | NW_Solar |  |  |  | 2017 | 2050 | 0 | NW | 20 | 1899-12-31 | 1 |  | 18
2321 | Mountain_View_PV | Mountain View Solar Plant 1 | teppc | PNM | PNM | Public Service Company of New Mexico | PNM_EPE | SW | 2002-07-11 | 2030-12-31 | 20 | 1 | 20 | 20 | SolarPV-NonTracking | FixedPV_sun | Solar_Fixed | SW_Solar |  |  |  | 2003 | 2030 | 0 | SW | 20 | 1899-12-31 | 1 |  | 18
2322 | MountainWind1 | Mountain Wind Power LLC-1 | teppc | PAWY | PAWY | Wyoming, PACE Utility | PACE | NW | 2008-04-01 | 2050-12-31 | 60 | 1 | 60 | 60 | WT-Onshore | wind_onshorewind | Wind | NW_Wind |  |  |  | 2008 | 2050 | 0 | NW | 60 | 1899-12-31 | 1 |  | 18
2323 | MountainWind2 | Mountain Wind Power II LLC-1 | teppc | PAWY | PAWY | Wyoming, PACE Utility | PACE | NW | 2008-04-01 | 2050-12-31 | 80 | 1 | 80 | 80 | WT-Onshore | wind_onshorewind | Wind | NW_Wind |  |  |  | 2008 | 2050 | 0 | NW | 80 | 1899-12-31 | 1 |  | 18
2324 | MoyieSprings1 | Moyie Springs-1 | teppc | BPAT | BPAT | Bonneville Power Administration – Transmission | BPAT | NW | 1941-12-01 | 2050-12-31 | 2 | 1 | 2 | 2 | Hydro | Hydro_Standard | Hydro | NW_Hydro |  |  |  | 1942 | 2050 | 0 | NW | 2 | 1899-12-31 | 1 |  | 18
2325 | MoyieSprings2 | Moyie Springs-2 | teppc | PNM | PNM | Public Service Company of New Mexico | PNM_EPE | SW | 1921-12-01 | 2050-12-31 | 0.4 | 1 | 0.4 | 0.4 | Hydro | Hydro_Standard | Hydro | SW_Hydro |  |  |  | 1922 | 2050 | 0 | SW | 0.4 | 1899-12-31 | 1 |  | 18
2326 | MoyieSprings3 | Moyie Springs-3 | teppc | PNM | PNM | Public Service Company of New Mexico | PNM_EPE | SW | 1950-12-01 | 2050-12-31 | 1 | 1 | 1 | 1 | Hydro | Hydro_Standard | Hydro | SW_Hydro |  |  |  | 1951 | 2050 | 0 | SW | 1 | 1899-12-31 | 1 |  | 18
2327 | MoyieSprings4 | Moyie Springs-4 | teppc | PNM | PNM | Public Service Company of New Mexico | PNM_EPE | SW | 1982-02-01 | 2050-12-31 | 1.5 | 1 | 1.5 | 1.5 | Hydro | Hydro_Standard | Hydro | SW_Hydro |  |  |  | 1982 | 2050 | 0 | SW | 1.5 | 1899-12-31 | 1 |  | 18
2328 | MRCHNT_2_PL1X3 | Desert Star Energy Center | caiso | NEVP | SCE | Southern California Edison | SCE | CAISO | 2012-06-18 | 2050-12-31 | 419.25 | 0.84769 | 419.25 | 494.58 | CCWhole-NatGas-Industrial | CC_NG | CC | CAISO_CCGT1 |  |  |  | 2012 | 2050 | 0 | CAISO | 494.58 | 1899-12-31 | 1 |  | 18
2329 | MRGT_6_MEF2 | Miramar Energy Facility II | caiso | SDGE | SDGE | San Diego Gas and Electric | SDGE | CAISO | 2009-08-07 | 2050-12-31 | 44 | 1 | 44 | 44 | CT-NatGas-Industrial | CT_NG | CT | CAISO_Peaker1 |  |  |  | 2010 | 2050 | 0 | CAISO | 44 | 1899-12-31 | 1 |  | 18
2330 | MRGT_6_MMAREF | Miramar Energy Facility | caiso | SDGE | SDGE | San Diego Gas and Electric | SDGE | CAISO | 2005-07-27 | 2050-12-31 | 45 | 1 | 45 | 45 | CT-NatGas-Industrial | CT_NG | CT | CAISO_Peaker1 |  |  |  | 2006 | 2050 | 0 | CAISO | 45 | 1899-12-31 | 1 |  | 18
2331 | MRLSDS_6_SOLAR1 | Morelos Solar | caiso | PGE_Valley | PGE_Valley | Pacific Gas and Electric Valley | PGE_Valley | CAISO | 2015-11-25 | 2050-12-31 | 15 | 1 | 15 | 15 | n/a | PVgeneric_sun | Solar_Fixed | CAISO_Solar |  |  |  | 2016 | 2050 | 0 | CAISO | 15 | 1899-12-31 | 1 |  | 18
2332 | MS_G1 | Macho Springs-PV1_16536 | teppc | EPE | EPE | El Paso Electric Company | PNM_EPE | SW | 2014-05-23 | 2034-05-31 | 48.5 | 1 | 48.5 | 48.5 | SolarPV-Tracking | 1axPV_sun | Solar_1Axis | SW_Solar |  |  |  | 2014 | 2033 | 0 | SW | 48.5 | 1899-12-31 | 1 |  | 18
2333 | MS_G2 | Macho Springs-PV2_16536 | teppc | EPE | EPE | El Paso Electric Company | PNM_EPE | SW | 2014-05-23 | 2034-05-31 | 28.13 | 1 | 28.13 | 28.13 | SolarPV-Tracking | 1axPV_sun | Solar_1Axis | SW_Solar |  |  |  | 2014 | 2033 | 0 | SW | 28.13 | 1899-12-31 | 1 |  | 18
2334 | MSG_13 | MSG 13 | teppc | BCHA | BCHA | British Columbia Transmission Company | BCHA_AESO | Excluded | 2018-03-30 | 2050-03-30 | 11.4 | 1 | 11.4 | 11.4 | SCGT | CT_NG | CT | Excluded_Peaker |  |  |  | 2018 | 2049 | 0 | Excluded | 11.4 | 1899-12-31 | 1 |  | 18
2335 | MSHGTS_6_MMARLF | MIRAMAR LANDFILL | caiso | SDGE | SDGE | San Diego Gas and Electric | SDGE | CAISO | 2003-05-21 | 2050-12-31 | 4.05 | 0.81 | 4.05 | 5 | n/a | Biogas_ | Biogas_LandfillGas | CAISO_Biomass |  |  |  | 2003 | 2050 | 0 | CAISO | 5 | 1899-12-31 | 1 |  | 18
2336 | MSOLAR_2_SOLAR1 | Mesquite Solar 1 | caiso | AZPS | SDGE | San Diego Gas and Electric | SDGE | CAISO | 2014-01-01 | 2050-12-31 | 165 | 1 | 165 | 165 | n/a | PVgeneric_sun | Solar_Fixed | CAISO_Solar |  |  |  | 2014 | 2050 | 0 | CAISO | 165 | 1899-12-31 | 1 |  | 18
2337 | MSOLAR_2_SOLAR2 | Mesquite Solar 2 | caiso | AZPS | SDGE | San Diego Gas and Electric | SDGE | CAISO |  | 2050-12-31 | 100.81 | 1 | 100.81 | 100.81 | PVgeneric_sun | PVgeneric_sun | Solar_Fixed | CAISO_Solar |  |  |  | 1900 | 2050 | 0 | CAISO | 100.81 | 1899-12-31 | 1 |  | 18
2338 | MSOLAR_2_SOLAR3 | Mesquite Solar 3, LLC | caiso | AZPS | SDGE | San Diego Gas and Electric | SDGE | CAISO |  | 2050-12-31 | 152 | 1 | 152 | 152 | PVgeneric_sun | PVgeneric_sun | Solar_Fixed | CAISO_Solar |  |  |  | 1900 | 2050 | 0 | CAISO | 152 | 1899-12-31 | 1 |  | 18
2339 | MSSION_2_QF | SMALL QF AGGREGATION - SAN DIEGO | caiso | SDGE | SDGE | San Diego Gas and Electric | SDGE | CAISO | 1980-01-01 | 2050-12-31 | 2 | 1 | 2 | 2 | n/a | Unknown | None | CAISO_Small_Hydro |  |  |  | 1980 | 2050 | 0 | CAISO | 2 | 1899-12-31 | 1 |  | 18
2340 | MSTANG_2_SOLAR | Mustang | caiso | PGE_Valley | PGE_Valley | Pacific Gas and Electric Valley | PGE_Valley | CAISO | 2016-07-12 | 2050-12-31 | 30 | 1 | 30 | 30 | n/a | PVgeneric_sun | Solar_Fixed | CAISO_Solar |  |  |  | 2017 | 2050 | 0 | CAISO | 30 | 1899-12-31 | 1 |  | 18
2341 | MSTANG_2_SOLAR3 | Mustang 3 | caiso | PGE_Valley | PGE_Valley | Pacific Gas and Electric Valley | PGE_Valley | CAISO | 2016-05-03 | 2050-12-31 | 40 | 1 | 40 | 40 | n/a | PVgeneric_sun | Solar_Fixed | CAISO_Solar |  |  |  | 2016 | 2050 | 0 | CAISO | 40 | 1899-12-31 | 1 |  | 18
2342 | MSTANG_2_SOLAR4 | Mustang 4 | caiso | PGE_Valley | PGE_Valley | Pacific Gas and Electric Valley | PGE_Valley | CAISO | 2016-06-09 | 2050-12-31 | 30 | 1 | 30 | 30 | n/a | PVgeneric_sun | Solar_Fixed | CAISO_Solar |  |  |  | 2016 | 2050 | 0 | CAISO | 30 | 1899-12-31 | 1 |  | 18
2343 | MT_Sun_Solar |  | teppc | NWMT | NWMT | NorthWestern Energy | NWMT_WAUW | NW | 1950-01-01 | 2050-12-31 | 80 | 1 | 80 | 80 | Solar | PVgeneric_sun | Solar_Fixed | NW_Solar |  |  |  | 1950 | 2050 | 0 | NW | 80 | 1899-12-31 | 1 |  | 18
2344 | MTHSE_G_38380_1 | MTHSE_G | teppc | BANC | BANC | Balancing Authority of Northern California | SMUD | BANC | 2014-12-13 | 2050-12-31 | 20 | 1 | 20 | 20 | SolarPV-NonTracking | FixedPV_sun | Solar_Fixed | BANC_Solar |  |  |  | 2015 | 2050 | 0 | BANC | 20 | 1899-12-31 | 1 |  | 18
2345 | MTNPOS_1_UNIT |  | caiso | PGE_Valley | PGE_Valley | Pacific Gas and Electric Valley | PGE_Valley | CAISO | 1989-04-01 | 2050-12-31 | 46.64 | 1 | 46.64 | 46.64 | Bio-ST | Cogen_NG | Cogen | CAISO_CHP |  |  |  | 1989 | 2050 | 0 | CAISO | 46.64 | 1899-12-31 | 1 |  | 18
2346 | MTV_G1 | Mountain View Solar Plant 1 | teppc | NEVP | NEVP | Nevada Power Company | NEVP | SW | 2002-07-11 | 2030-12-31 | 20 | 1 | 20 | 20 | SolarPV-NonTracking | FixedPV_sun | Solar_Fixed | SW_Solar |  |  |  | 2003 | 2030 | 0 | SW | 20 | 1899-12-31 | 1 |  | 18
2347 | MTV_G2 | Mountain View Solar Plant 1 | teppc | NEVP | NEVP | Nevada Power Company | NEVP | SW | 2002-07-11 | 2030-12-31 | 20 | 1 | 20 | 20 | SolarPV-NonTracking | FixedPV_sun | Solar_Fixed | SW_Solar |  |  |  | 2003 | 2030 | 0 | SW | 20 | 1899-12-31 | 1 |  | 18
2348 | MTWIND_1_UNIT_1 | Mountain View Power Project I | caiso | SCE | SCE | Southern California Edison | SCE | CAISO | 2001-03-24 | 2050-12-31 | 44.4 | 1 | 44.4 | 44.4 | n/a | wind_onshorewind | Wind | CAISO_Wind |  |  |  | 2001 | 2050 | 0 | CAISO | 44.4 | 1899-12-31 | 1 |  | 18
2349 | MTWIND_1_UNIT_2 | Mountain View Power Project II | caiso | SCE | SCE | Southern California Edison | SCE | CAISO | 2001-09-17 | 2050-12-31 | 22.2 | 1 | 22.2 | 22.2 | n/a | wind_onshorewind | Wind | CAISO_Wind |  |  |  | 2002 | 2050 | 0 | CAISO | 22.2 | 1899-12-31 | 1 |  | 18
2350 | MTWIND_1_UNIT_3 | Mountain View Power Project III | caiso | SCE | SCE | Southern California Edison | SCE | CAISO | 2003-12-15 | 2050-12-31 | 22.44 | 1 | 22.44 | 22.44 | n/a | wind_onshorewind | Wind | CAISO_Wind |  |  |  | 2004 | 2050 | 0 | CAISO | 22.44 | 1899-12-31 | 1 |  | 18
2351 | MudCreek_S_S_1 | Mud Creek_S+S-1 | teppc | IPFE | IPFE | Idaho Far East | IPCO | NW | 1982-02-20 | 2030-04-15 | 0.52 | 1 | 0.52 | 0.52 | Hydro | Hydro_Standard | Hydro | NW_Hydro |  |  |  | 1982 | 2029 | 0 | NW | 0.52 | 1899-12-31 | 1 |  | 18
2352 | MudCreek_White | Mud Creek_White-1 | teppc | IPFE | IPFE | Idaho Far East | IPCO | NW | 1986-01-10 | 2030-04-15 | 0.21 | 1 | 0.21 | 0.21 | Hydro | Hydro_Standard | Hydro | NW_Hydro |  |  |  | 1986 | 2029 | 0 | NW | 0.21 | 1899-12-31 | 1 |  | 18
2353 | Murphy_Flat_Power |  | teppc | IPTV | IPTV | Idaho Treasure Valley | IPCO | NW | 2016-12-31 | 2050-12-31 | 140 | 1 | 140 | 140 | SolarPV-Tracking | 1axPV_sun | Solar_1Axis | NW_Solar |  |  |  | 2017 | 2050 | 0 | NW | 140 | 1899-12-31 | 1 |  | 18
2354 | MURRAY_6_UNIT | Grossmont Hospital | caiso | SDGE | SDGE | San Diego Gas and Electric | SDGE | CAISO | 2016-12-01 | 2050-12-31 | 0 | 0 |  | 4.12 | COMBUSTION TURBINE_NATURAL GAS | Cogen_NG | Cogen | CAISO_CHP |  |  |  | 2017 | 2050 | 0 | CAISO | 4.12 | 1899-12-31 | 1 |  | 18
2355 | MurrayTurbine1 | Murray Turbine-1 | teppc | PAUT | PAUT | Utah, PACE Utility | PACE | NW | 2002-01-01 | 2050-12-31 | 13.5 | 1 | 13.5 | 13.5 | CT-NatGas-Aero | CT_NG | CT | NW_Peaker |  |  |  | 2002 | 2050 | 0 | NW | 13.5 | 1899-12-31 | 1 |  | 18
2356 | MurrayTurbine2 | Murray Turbine-2 | teppc | PAUT | PAUT | Utah, PACE Utility | PACE | NW | 2002-01-01 | 2050-12-31 | 13.5 | 1 | 13.5 | 13.5 | CT-NatGas-Aero | CT_NG | CT | NW_Peaker |  |  |  | 2002 | 2050 | 0 | NW | 13.5 | 1899-12-31 | 1 |  | 18
2357 | MurrayTurbine3 | Murray Turbine-3 | teppc | PAUT | PAUT | Utah, PACE Utility | PACE | NW | 2002-01-01 | 2050-12-31 | 13.5 | 1 | 13.5 | 13.5 | CT-NatGas-Aero | CT_NG | CT | NW_Peaker |  |  |  | 2002 | 2050 | 0 | NW | 13.5 | 1899-12-31 | 1 |  | 18
2358 | MuskegG1_1 | MuskegG1-1 | teppc | AESO | AESO | Alberta Electric System Operator | BCHA_AESO | Excluded | 2001-09-01 | 2050-12-01 | 85 | 1 | 85 | 85 | CT-AB-Cogen | Cogen_NG | Cogen | Excluded_CHP |  |  |  | 2002 | 2050 | 0 | Excluded | 85 | 1899-12-31 | 1 |  | 18
2359 | MuskegG2_2 | MuskegG2-2 | teppc | AESO | AESO | Alberta Electric System Operator | BCHA_AESO | Excluded | 2001-09-01 | 2050-12-01 | 85 | 1 | 85 | 85 | CT-AB-Cogen | Cogen_NG | Cogen | Excluded_CHP |  |  |  | 2002 | 2050 | 0 | Excluded | 85 | 1899-12-31 | 1 |  | 18
2360 | Musselshell_Wind_Two |  | teppc | CISC | CISC | Southern California Edison | SCE | CAISO | 2012-12-31 | 2050-12-31 | 106.5 | 1 | 106.5 | 106.5 | WT-Onshore | wind_onshorewind | Wind | CAISO_Wind |  |  |  | 2013 | 2050 | 0 | CAISO | 106.5 | 1899-12-31 | 1 |  | 18
2361 | Musselshell1 | Musselshell Wind Project-MWP1¦Musselshell Wind Project Two LLC-MWP2 | teppc | NWMT | NWMT | NorthWestern Energy | NWMT_WAUW | NW | 2012-12-31 | 2050-12-01 | 20 | 1 | 20 | 20 | WT-Onshore | wind_onshorewind | Wind | NW_Wind |  |  |  | 2013 | 2050 | 0 | NW | 20 | 1899-12-31 | 1 |  | 18
2362 | MustusEnergy | MustusEnergy | teppc | AESO | AESO | Alberta Electric System Operator | BCHA_AESO | Excluded | 2016-03-01 | 2050-12-31 | 41 | 1 | 41 | 41 | Bio-ST | ST_Biomass | Biomass/Wood | Excluded_Biomass |  |  |  | 2016 | 2050 | 0 | Excluded | 41 | 1899-12-31 | 1 |  | 18
N/A | MXI_GEO_U1_1 | Assume Geo unit | teppc | CISC | CISC | Southern California Edison | SCE | CAISO | 1950-01-01 | 2050-12-31 | 0 | 0 | 0 | 30 | Geo-BinaryCycle | Geothermal_steam | Geothermal | CAISO_Geothermal |  |  |  | 1950 | 2050 | 0 | CAISO | 30 | 1899-12-31 | 1 |  | 19
2363 | Mystic_MYS1 | Mystic-MYS1 | teppc | IPFE | IPFE | Idaho Far East | IPCO | NW | 1925-05-01 | 2050-12-31 | 5 | 1 | 5 | 5 | Hydro | Hydro_Standard | Hydro | NW_Hydro |  |  |  | 1925 | 2050 | 0 | NW | 5 | 1899-12-31 | 1 |  | 19
2364 | Mystic_MYS2 | Mystic-MYS2 | teppc | IPFE | IPFE | Idaho Far East | IPCO | NW | 1925-05-01 | 2050-12-31 | 5 | 1 | 5 | 5 | Hydro | Hydro_Standard | Hydro | NW_Hydro |  |  |  | 1925 | 2050 | 0 | NW | 5 | 1899-12-31 | 1 |  | 19
2365 | N_FORK | N_FORK | teppc | TPWR | TPWR | Tacoma Power | BPAT | NW | 2012-01-01 | 2050-12-31 | 2 | 1 | 2 | 2 | HYDRO | Hydro_Standard | Hydro | NW_Hydro |  |  |  | 2012 | 2050 | 0 | NW | 2 | 1899-12-31 | 1 |  | 19
2366 | N_FORK2 | N_FORK | teppc | TPWR | TPWR | Tacoma Power | BPAT | NW | 2012-01-01 | 2050-12-31 | 2 | 1 | 2 | 2 | HYDRO | Hydro_Standard | Hydro | NW_Hydro |  |  |  | 2012 | 2050 | 0 | NW | 2 | 1899-12-31 | 1 |  | 19
2367 | NabiyeColdLake1 | NABIYEG1-G1 | teppc | AESO | AESO | Alberta Electric System Operator | BCHA_AESO | Excluded | 2014-02-28 | 2050-12-31 | 85 | 1 | 85 | 85 | CT-AB-Cogen | Cogen_NG | Cogen | Excluded_CHP |  |  |  | 2014 | 2050 | 0 | Excluded | 85 | 1899-12-31 | 1 |  | 19
2368 | NabiyeColdLake2 | NABIYEG1-G2 | teppc | AESO | AESO | Alberta Electric System Operator | BCHA_AESO | Excluded | 2014-02-28 | 2050-12-31 | 85 | 1 | 85 | 85 | CT-AB-Cogen | Cogen_NG | Cogen | Excluded_CHP |  |  |  | 2014 | 2050 | 0 | Excluded | 85 | 1899-12-31 | 1 |  | 19
2369 | Napa_Recycling_Biomass_Plant | Napa Recycling Biomass Plant | rps | PGE_Valley | PGE_Valley | Pacific Gas and Electric Valley | PGE_Valley | CAISO | 2020-04-30 | 2050-12-31 | 0 | 0 |  | 1 | Biomassnan | ST_Biomass | Biomass/Wood | CAISO_Biomass |  |  |  | 2020 | 2050 | 0 | CAISO | 1 | 0.95 | 1 |  | 19
2370 | NAROW1_2_UNIT | NARROWS PH 1 UNIT | caiso | PGE_Valley | PGE_Valley | Pacific Gas and Electric Valley | PGE_Valley | CAISO | 1942-01-01 | 2050-12-31 | 12 | 1 | 12 | 12 | n/a | Hydro_Standard | Hydro | CAISO_Small_Hydro |  |  |  | 1942 | 2050 | 0 | CAISO | 12 | 1899-12-31 | 1 |  | 19
2371 | NAROW2_2_UNIT | Narrows Powerhouse Unit 2 | caiso | PGE_Valley | PGE_Valley | Pacific Gas and Electric Valley | PGE_Valley | CAISO | 1969-01-01 | 2050-12-31 | 55 | 1 | 55 | 55 | n/a | Hydro_Standard | Hydro | CAISO_Hydro |  |  |  | 1969 | 2050 | 0 | CAISO | 55 | 1899-12-31 | 1 |  | 19
2372 | Naughton1 | Naughton-1 | teppc | PAWY | PAWY | Wyoming, PACE Utility | PACE | NW | 1963-12-01 | 2050-12-31 | 156 | 1 | 156 | 156 | ST-Coal | Steam_Coal | Coal | NW_Coal |  |  |  | 1964 | 2050 | 0 | NW | 156 | 1899-12-31 | 1 |  | 19
2373 | Naughton2 | Naughton-2 | teppc | PAWY | PAWY | Wyoming, PACE Utility | PACE | NW | 1968-10-01 | 2050-12-31 | 201 | 1 | 201 | 201 | ST-Coal | Steam_Coal | Coal | NW_Coal |  |  |  | 1969 | 2050 | 0 | NW | 201 | 1899-12-31 | 1 |  | 19
2374 | Navajo_1 | Navajo NAV1 | teppc | SRP | SRP | Salt River Project | SRP | SW | 1974-05-01 | 2019-09-22 | 750 | 1 | 750 | 750 | ST-Coal | Steam_Coal | Coal | SW_Coal |  |  |  | 1974 | 2019 | 0 | SW | 750 | 1899-12-31 | 1 |  | 19
2375 | Navajo_2 | Navajo NAV2 | teppc | SRP | SRP | Salt River Project | SRP | SW | 1975-04-01 | 2019-12-31 | 750 | 1 | 750 | 750 | ST-Coal | Steam_Coal | Coal | SW_Coal |  |  |  | 1975 | 2019 | 0 | SW | 750 | 1899-12-31 | 1 |  | 19
2376 | Navajo_3 | Navajo NAV3 | teppc | SRP | SRP | Salt River Project | SRP | SW | 1976-04-01 | 2019-12-31 | 750 | 1 | 750 | 750 | ST-Coal | Steam_Coal | Coal | SW_Coal |  |  |  | 1976 | 2019 | 0 | SW | 750 | 1899-12-31 | 1 |  | 19
2377 | Navajo_Dam_1 | Navajo Dam 1 | teppc | WALC | WALC | Western Area Power Administration, Lower Colorado Region | WALC | SW | 1989-01-01 | 2050-12-31 | 16 | 1 | 16 | 16 | Hydro | Hydro_Standard | Hydro | SW_Hydro |  |  |  | 1989 | 2050 | 0 | SW | 16 | 1899-12-31 | 1 |  | 19
2378 | Navajo_Dam_2 | Navajo Dam 2 | teppc | WALC | WALC | Western Area Power Administration, Lower Colorado Region | WALC | SW | 1989-01-01 | 2050-12-31 | 16 | 1 | 16 | 16 | Hydro | Hydro_Standard | Hydro | SW_Hydro |  |  |  | 1989 | 2050 | 0 | SW | 16 | 1899-12-31 | 1 |  | 19
2379 | NAVYII_2_UNITS | COSO POWER DEVELOPER (NAVY II) AGGREGATE | caiso | SCE | SCE | Southern California Edison | SCE | CAISO | 1989-12-23 | 2050-12-31 | 90 | 1 | 90 | 90 | n/a | Geothermal_steam | Geothermal | CAISO_Geothermal |  |  |  | 1990 | 2050 | 0 | CAISO | 90 | 1899-12-31 | 1 |  | 19
2380 | NCPA_7_GP1UN1 | NCPA GEO PLANT 1 UNIT 1 | caiso | PGE_Bay | PGE_Bay | Pacific Gas and Electric Bay | PGE_Bay | CAISO | 1983-01-01 | 2050-12-31 | 31 | 0.79794 | 31 | 38.85 | n/a | Geothermal_steam | Geothermal | CAISO_Geothermal | BANC | 4.334 |  | 1983 | 2050 | 34.516 | BANC | 4.334 | 1899-12-31 | 1 |  | 19
2381 | NCPA_7_GP1UN2 | NCPA GEO PLANT 1 UNIT 2 | caiso | PGE_Bay | PGE_Bay | Pacific Gas and Electric Bay | PGE_Bay | CAISO | 1983-01-01 | 2050-12-31 | 28 | 0.82353 | 28 | 34 | n/a | Geothermal_steam | Geothermal | CAISO_Geothermal |  |  |  | 1983 | 2050 | 0 | CAISO | 34 | 1899-12-31 | 1 |  | 19
2382 | NCPA_7_GP2UN3 | NCPA GEO PLANT 2 UNIT 3 | caiso | PGE_Bay | PGE_Bay | Pacific Gas and Electric Bay | PGE_Bay | CAISO | 1985-01-01 | 2050-12-31 | 0 | 0 |  | 42.42 | n/a | Geothermal_steam | Geothermal | CAISO_Geothermal | BANC | 4.334 |  | 1985 | 2050 | 38.086 | BANC | 4.334 | 1899-12-31 | 1 |  | 19
2383 | NCPA_7_GP2UN4 | NCPA GEO PLANT 2 UNIT 4 | caiso | PGE_Bay | PGE_Bay | Pacific Gas and Electric Bay | PGE_Bay | CAISO | 1986-01-01 | 2050-12-31 | 52.73 | 1 | 52.73 | 52.73 | n/a | Geothermal_steam | Geothermal | CAISO_Geothermal |  |  |  | 1986 | 2050 | 0 | CAISO | 52.73 | 1899-12-31 | 1 |  | 19
2384 | NealHotSprings1 | Neal Hot Springs Geothermal Project-NHS1 | teppc | IPTV | IPTV | Idaho Treasure Valley | IPCO | NW | 2012-07-09 | 2050-12-31 | 11 | 1 | 11 | 11 | Geo-BinaryCycle | Geothermal_steam | Geothermal | NW_Geothermal |  |  |  | 2013 | 2050 | 0 | NW | 11 | 1899-12-31 | 1 |  | 19
2385 | NealHotSprings2 | Neal Hot Springs Geothermal Project-NHS2 | teppc | CISC | CISC | Southern California Edison | SCE | CAISO | 2012-07-09 | 2050-12-31 | 0 | 0 | 0 | 11 | Geo-BinaryCycle | Geothermal_steam | Geothermal | CAISO_Geothermal |  |  |  | 2013 | 2050 | 0 | CAISO | 11 | 1899-12-31 | 1 |  | 19
2386 | NealHotSprings3 | Neal Hot Springs Geothermal Project-NHS3 | teppc | CISC | CISC | Southern California Edison | SCE | CAISO | 2012-07-09 | 2050-12-31 | 0 | 0 | 0 | 11 | Geo-BinaryCycle | Geothermal_steam | Geothermal | CAISO_Geothermal |  |  |  | 2013 | 2050 | 0 | CAISO | 11 | 1899-12-31 | 1 |  | 19
2387 | NeboPwrStaCC_Total | NeboPwrStaCC (Total CC Plant) | teppc | PAUT | PAUT | Utah, PACE Utility | PACE | NW | 2004-06-01 | 2050-12-31 | 140 | 1 | 140 | 140 | CCWhole-NatGas-Aero | CC_NG | CC | NW_CCGT |  |  |  | 2004 | 2050 | 0 | NW | 140 | 1899-12-31 | 1 |  | 19
2388 | NEENACH_SOLAR_ | NEENACH SOLAR | rps | LADWP | SCE | Southern California Edison | SCE | CAISO | 2019-05-21 | 2050-12-31 | 3 | 1 | 3 | 3 | Solar PV - Ground mountSolar: Tracking (1 Axis) | 1axPV_sun | Solar_1Axis | CAISO_Solar |  |  |  | 2019 | 2050 | 0 | CAISO | 3 | 0.95 | 1 |  | 19
2389 | NEENCH_6_SOLAR | Alpine Solar | caiso | SCE | SCE | Southern California Edison | SCE | CAISO | 2013-01-18 | 2050-12-31 | 66 | 1 | 66 | 66 | n/a | PVgeneric_sun | Solar_Fixed | CAISO_Solar |  |  |  | 2013 | 2050 | 0 | CAISO | 66 | 1899-12-31 | 1 |  | 19
2390 | Neil_Simpson_GT1 | Neil Simpson II CT GT1 | teppc | WACM | WACM | Western Area Power Administration, Colorado-Missouri Region | WACM | Excluded | 2000-07-01 | 2050-12-31 | 40 | 1 | 40 | 40 | CT-NatGas-Aero | CT_NG | CT | Excluded_Peaker |  |  |  | 2001 | 2050 | 0 | Excluded | 40 | 1899-12-31 | 1 |  | 19
2391 | Neil_Simpson_GT2 | Neil Simpson Gas Turbine #2 GT2 | teppc | WACM | WACM | Western Area Power Administration, Colorado-Missouri Region | WACM | Excluded | 2001-05-01 | 2050-12-31 | 40 | 1 | 40 | 40 | CT-NatGas-Aero | CT_NG | CT | Excluded_Peaker |  |  |  | 2001 | 2050 | 0 | Excluded | 40 | 1899-12-31 | 1 |  | 19
2392 | Neil_Simpson_ST2 | Neil Simpson II 2 | teppc | WACM | WACM | Western Area Power Administration, Colorado-Missouri Region | WACM | Excluded | 1995-09-01 | 2050-12-31 | 80 | 1 | 80 | 80 | ST-Coal | Steam_Coal | Coal | Excluded_Coal |  |  |  | 1996 | 2050 | 0 | Excluded | 80 | 1899-12-31 | 1 |  | 19
2393 | Nevada_Solar_One | Nevada Solar One ONE | teppc | NEVP | NEVP | Nevada Power Company | NEVP | SW | 2007-07-01 | 2050-12-31 | 65 | 1 | 65 | 65 | SolarThermal-CSP6 | SolarThermal_sun | Solar_Thermal | SW_Solar |  |  |  | 2008 | 2050 | 0 | SW | 65 | 1899-12-31 | 1 |  | 19
2394 | NevadaCogen_CC1 | NevadaCogenCC1 (Total CC Plant) | teppc | NEVP | NEVP | Nevada Power Company | NEVP | SW | 1991-12-01 | 2030-12-31 | 88.5 | 1 | 88.5 | 88.5 | CCWhole-NatGas-Industrial | CC_NG | CC | SW_CCGT |  |  |  | 1992 | 2030 | 0 | SW | 88.5 | 1899-12-31 | 1 |  | 19
2395 | NevadaCogen_CC2 | NevadaCogenCC2 (Total CC Plant) | teppc | NEVP | NEVP | Nevada Power Company | NEVP | SW | 1991-12-01 | 2039-12-31 | 88.5 | 1 | 88.5 | 88.5 | CCWhole-NatGas-Industrial | CC_NG | CC | SW_CCGT |  |  |  | 1992 | 2039 | 0 | SW | 88.5 | 1899-12-31 | 1 |  | 19
2396 | NEW_539S_13_8_G1_58379_G1 |  | teppc | AESO | AESO | Alberta Electric System Operator | BCHA_AESO | Excluded | 2018-03-30 | 2050-03-30 | 50 | 1 | 50 | 50 | CT-AB-Cogen | Cogen_NG | Cogen | Excluded_CHP |  |  |  | 2018 | 2049 | 0 | Excluded | 50 | 1899-12-31 | 1 |  | 19
2397 | NEW_539S_13_8_G2_58380_G2 |  | teppc | AESO | AESO | Alberta Electric System Operator | BCHA_AESO | Excluded | 2018-03-30 | 2050-03-30 | 50 | 1 | 50 | 50 | CT-NatGas-Industrial | CT_NG | CT | Excluded_Peaker |  |  |  | 2018 | 2049 | 0 | Excluded | 50 | 1899-12-31 | 1 |  | 19
2398 | NEW_APACHST4_17036_H |  | teppc | WALC | WALC | Western Area Power Administration, Lower Colorado Region | WALC | SW | 2018-03-30 | 2050-03-30 | 434.7 | 1 | 434.7 | 434.7 | CCWhole-NatGas-SingleShaft | CC_NG | CC | SW_CCGT |  |  |  | 2018 | 2049 | 0 | SW | 434.7 | 1899-12-31 | 1 |  | 19
2399 | NEW_BELLSHILL_58088_G1 |  | teppc | AESO | AESO | Alberta Electric System Operator | BCHA_AESO | Excluded | 2018-09-14 | 2050-03-30 | 5.4 | 1 | 5.4 | 5.4 | CT-NatGas-Industrial | CT_NG | CT | Excluded_Peaker |  |  |  | 2019 | 2049 | 0 | Excluded | 5.4 | 1899-12-31 | 1 |  | 19
2400 | NEW_BFDIESEL_73520_1 | BF_Diesels | teppc | WACM | WACM | Western Area Power Administration, Colorado-Missouri Region | WACM | Excluded | 1965-01-01 | 2050-03-30 | 10 | 1 | 10 | 10 | ICE-OilDistillate | ICE_Oil | ICE | Excluded_Reciprocating_Engine |  |  |  | 1965 | 2049 | 0 | Excluded | 10 | 1899-12-31 | 1 |  | 19
2401 | NEW_CMH16_550001_16 | City of Medicine Hat 16 | teppc | AESO | AESO | Alberta Electric System Operator | BCHA_AESO | Excluded | 2018-10-22 | 2050-03-30 | 41.5 | 1 | 41.5 | 41.5 | CT-NatGas-Industrial | CT_NG | CT | Excluded_Peaker |  |  |  | 2019 | 2049 | 0 | Excluded | 41.5 | 1899-12-31 | 1 |  | 19
2402 | New_Colony_Wind |  | teppc | NWMT | NWMT | NorthWestern Energy | NWMT_WAUW | NW | 1950-01-01 | 2050-12-31 | 25 | 1 | 25 | 25 | WT-Onshore | wind_onshorewind | Wind | NW_Wind |  |  |  | 1950 | 2050 | 0 | NW | 25 | 1899-12-31 | 1 |  | 19
2403 | NEW_FCC_13C1_80587_1 | FCC-13 80587 | teppc | BCHA | BCHA | British Columbia Transmission Company | BCHA_AESO | Excluded | 1986-04-15 | 2030-01-01 | 19.55 | 1 | 19.55 | 19.55 | CT-NatGas-Industrial | CT_NG | CT | Excluded_Peaker |  |  |  | 1986 | 2029 | 0 | Excluded | 19.55 | 1899-12-31 | 1 |  | 19
2404 | NEW_GEN_B_26901_1 | Beacon Solar A¦Beacon Solar¦BCON18G | teppc | LDWP | LDWP | Los Angeles Department of Water and Power | LADWP | LDWP | 2015-06-01 | 2050-12-31 | 27.5 | 1 | 27.5 | 27.5 | HourlyResource | Unknown | Unknown | LDWP_Solar |  |  |  | 2015 | 2050 | 0 | LDWP | 27.5 | 1899-12-31 | 1 |  | 19
2405 | New_Hogan_1 | New Hogan GEN1 | teppc | BANC | BANC | Balancing Authority of Northern California | SMUD | BANC | 1986-04-15 | 2050-12-31 | 2.2 | 1 | 2.2 | 2.2 | Hydro | Hydro_Standard | Hydro | BANC_Small_Hydro |  |  |  | 1986 | 2050 | 0 | BANC | 2.2 | 1899-12-31 | 1 |  | 19
2406 | New_Hogan_2 | New Hogan GEN2 | teppc | BANC | BANC | Balancing Authority of Northern California | SMUD | BANC | 1986-04-15 | 2050-12-31 | 2.2 | 1 | 2.2 | 2.2 | Hydro | Hydro_Standard | Hydro | BANC_Hydro |  |  |  | 1986 | 2050 | 0 | BANC | 2.2 | 1899-12-31 | 1 |  | 19
2407 | New_Melones_1 | New Melones 1 | teppc | BANC | BANC | Balancing Authority of Northern California | SMUD | BANC | 1979-06-01 | 2050-12-31 | 166.7 | 1 | 166.7 | 166.7 | Hydro | Hydro_Standard | Hydro | BANC_Hydro |  |  |  | 1979 | 2050 | 0 | BANC | 166.7 | 1899-12-31 | 1 |  | 19
2408 | New_Melones_2 | New Melones 2 | teppc | BANC | BANC | Balancing Authority of Northern California | SMUD | BANC | 1979-06-01 | 2050-12-31 | 166.7 | 1 | 166.7 | 166.7 | Hydro | Hydro_Standard | Hydro | BANC_Hydro |  |  |  | 1979 | 2050 | 0 | BANC | 166.7 | 1899-12-31 | 1 |  | 19
2409 | New_Mexico_Wind_EC | New Mexico Wind Energy Center GE15 | teppc | PNM | PNM | Public Service Company of New Mexico | PNM_EPE | SW | 2003-09-01 | 2028-07-01 | 204 | 1 | 204 | 204 | WT-Onshore | wind_onshorewind | Wind | SW_Wind |  |  |  | 2004 | 2028 | 0 | SW | 204 | 1899-12-31 | 1 |  | 19
2410 | NEW_MGP_4C1_51696 | HLG-25 51696 | teppc | BCHA | BCHA | British Columbia Transmission Company | BCHA_AESO | Excluded | 1986-04-15 | 2030-01-01 | 2.9 | 1 | 2.9 | 2.9 | CT-NatGas-Industrial | CT_NG | CT | Excluded_Peaker |  |  |  | 1986 | 2029 | 0 | Excluded | 2.9 | 1899-12-31 | 1 |  | 19
2411 | NEW_NLV_4C1_80692 | NLV 4C1 80692 | teppc | BCHA | BCHA | British Columbia Transmission Company | BCHA_AESO | Excluded | 1986-04-15 | 2030-01-01 | 2.3 | 1 | 2.3 | 2.3 | CT-NatGas-Industrial | CT_NG | CT | Excluded_Peaker |  |  |  | 1986 | 2029 | 0 | Excluded | 2.3 | 1899-12-31 | 1 |  | 19
2412 | NEW_PAM_25C1_80786 | PAM 25C1_80786 | teppc | BCHA | BCHA | British Columbia Transmission Company | BCHA_AESO | Excluded | 1986-04-15 | 2030-01-01 | 7 | 1 | 7 | 7 | CT-NatGas-Industrial | CT_NG | CT | Excluded_Peaker |  |  |  | 1986 | 2029 | 0 | Excluded | 7 | 1899-12-31 | 1 |  | 19
2413 | NEW_SPFSHPRK_76502_1 | Spearfish Park Hydro | teppc | WACM | WACM | Western Area Power Administration, Colorado-Missouri Region | WACM | Excluded | 1912-01-01 | 2050-03-30 | 4 | 1 | 4 | 4 | Hydro | Hydro_Standard | Hydro | Excluded_Hydro |  |  |  | 1912 | 2049 | 0 | Excluded | 4 | 1899-12-31 | 1 |  | 19
2414 | NEW_SWAN_RV8_55240_1 |  | teppc | AESO | AESO | Alberta Electric System Operator | BCHA_AESO | Excluded | 2016-05-01 | 2050-03-30 | 6.5 | 1 | 6.5 | 6.5 | CCWhole-NatGas-Industrial | CC_NG | CC | Excluded_CCGT |  |  |  | 2016 | 2049 | 0 | Excluded | 6.5 | 1899-12-31 | 1 |  | 19
2415 | NEW_SWAN_RV8_55240_2 |  | teppc | AESO | AESO | Alberta Electric System Operator | BCHA_AESO | Excluded | 2016-05-01 | 2050-03-30 | 6.5 | 1 | 6.5 | 6.5 | CCWhole-NatGas-Industrial | CC_NG | CC | Excluded_CCGT |  |  |  | 2016 | 2049 | 0 | Excluded | 6.5 | 1899-12-31 | 1 |  | 19
2416 | NEW_SWAN_RV8_55240_3 |  | teppc | AESO | AESO | Alberta Electric System Operator | BCHA_AESO | Excluded | 2016-05-01 | 2050-03-30 | 6.5 | 1 | 6.5 | 6.5 | CCWhole-NatGas-Industrial | CC_NG | CC | Excluded_CCGT |  |  |  | 2016 | 2049 | 0 | Excluded | 6.5 | 1899-12-31 | 1 |  | 19
2417 | NEW_SWAN_RV8_55240_4 |  | teppc | AESO | AESO | Alberta Electric System Operator | BCHA_AESO | Excluded | 2016-05-01 | 2050-03-30 | 6.5 | 1 | 6.5 | 6.5 | CCWhole-NatGas-Industrial | CC_NG | CC | Excluded_CCGT |  |  |  | 2016 | 2049 | 0 | Excluded | 6.5 | 1899-12-31 | 1 |  | 19
2418 | NEW_SWAN_RV8_55240_5 |  | teppc | AESO | AESO | Alberta Electric System Operator | BCHA_AESO | Excluded | 2016-05-01 | 2050-03-30 | 6.5 | 1 | 6.5 | 6.5 | CCWhole-NatGas-Industrial | CC_NG | CC | Excluded_CCGT |  |  |  | 2016 | 2049 | 0 | Excluded | 6.5 | 1899-12-31 | 1 |  | 19
2419 | NEWARK_1_QF | NEWARK 1 QF | caiso | PGE_Bay | PGE_Bay | Pacific Gas and Electric Bay | PGE_Bay | CAISO | 1899-12-31 | 2050-12-31 | 0.29 | 0.26364 | 0.29 | 1.1 | n/a | Cogen_NG | Cogen | CAISO_CHP |  |  |  | 1900 | 2050 | 0 | CAISO | 1.1 | 1899-12-31 | 1 |  | 19
2420 | Newman_1 | Newman-1 | teppc | EPE | EPE | El Paso Electric Company | PNM_EPE | SW | 1960-05-01 | 2022-12-31 | 74 | 1 | 74 | 74 | ST-NatGas | ST_NG | Steam | SW_ST |  |  |  | 1960 | 2022 | 0 | SW | 74 | 1899-12-31 | 1 |  | 19
2421 | Newman_2 | Newman-2 | teppc | EPE | EPE | El Paso Electric Company | PNM_EPE | SW | 1963-06-01 | 2023-12-31 | 76 | 1 | 76 | 76 | ST-NatGas | ST_NG | Steam | SW_ST |  |  |  | 1963 | 2023 | 0 | SW | 76 | 1899-12-31 | 1 |  | 19
2422 | Newman_3 | Newman-3 | teppc | EPE | EPE | El Paso Electric Company | PNM_EPE | SW | 1966-03-01 | 2024-12-31 | 97 | 1 | 97 | 97 | ST-NatGas | ST_NG | Steam | SW_ST |  |  |  | 1966 | 2024 | 0 | SW | 97 | 1899-12-31 | 1 |  | 19
2423 | Newman_PV | Newman-PV | teppc | BPAT | BPAT | Bonneville Power Administration – Transmission | BPAT | NW | 2009-12-01 | 2029-12-01 | 0.64 | 1 | 0.64 | 0.64 | SolarPV-NonTracking | FixedPV_sun | Solar_Fixed | NW_Solar |  |  |  | 2010 | 2029 | 0 | NW | 0.64 | 1899-12-31 | 1 |  | 19
2424 | Newman4CC_Total | Newman4CC (Total CC Plant) | teppc | EPE | EPE | El Paso Electric Company | PNM_EPE | SW | 1975-06-01 | 2023-12-31 | 227 | 1 | 227 | 227 | CCWhole-NatGas-Industrial | CC_NG | CC | SW_CCGT |  |  |  | 1975 | 2023 | 0 | SW | 227 | 1899-12-31 | 1 |  | 19
2425 | Newman5CC_Total | Newman5CC (Total CC Plant) | teppc | EPE | EPE | El Paso Electric Company | PNM_EPE | SW | 2009-05-01 | 2059-12-31 | 278 | 1 | 278 | 278 | CCWhole-NatGas-Industrial | CC_NG | CC | SW_CCGT |  |  |  | 2009 | 2059 | 0 | SW | 278 | 1899-12-31 | 1 |  | 19
2426 | Newman6CC_Total | Newman6CC (Total CC Plant) | teppc | EPE | EPE | El Paso Electric Company | PNM_EPE | SW | 2023-01-01 | 2063-12-31 | 320 | 1 | 320 | 320 | CCWhole-NatGas-Industrial | CC_NG | CC | SW_CCGT |  |  |  | 2023 | 2063 | 0 | SW | 320 | 1899-12-31 | 1 |  | 19
2427 | Newman7CC | Newman7CC (Total CC Plant) | teppc | EPE | EPE | El Paso Electric Company | PNM_EPE | SW | 2027-01-01 | 2067-12-31 | 320 | 1 | 320 | 320 | CCWhole-NatGas-Industrial | CC_NG | CC | SW_CCGT |  |  |  | 2027 | 2067 | 0 | SW | 320 | 1899-12-31 | 1 |  | 19
2428 | Newmont_TS_Power | Newmont TS Power¦TS Power Plant-1 | teppc | SPPC | SPPC | Nevada Power Company | NEVP | SW | 2008-05-01 | 2050-12-31 | 226 | 1 | 226 | 226 | ST-Coal | Steam_Coal | Coal | SW_Coal |  |  |  | 2008 | 2050 | 0 | SW | 226 | 1899-12-31 | 1 |  | 19
2429 | NGP_Blue_Mountain_1 | NGP Blue Mountain I LLC-BM1¦NVGEOG1-1¦Blue Mountain Geothermal - Faulkner 1 BM1 | teppc | SPPC | SPPC | Nevada Power Company | NEVP | SW | 1979-06-01 | 2050-12-31 | 14.2 | 1 | 14.2 | 14.2 | Geo-BinaryCycle | Geothermal_steam | Geothermal | SW_Geothermal |  |  |  | 1979 | 2050 | 0 | SW | 14.2 | 1899-12-31 | 1 |  | 19
2430 | NGP_Blue_Mountain_2 | NGP Blue Mountain I LLC-BM2¦NVGEOG1-2¦Blue Mountain Geothermal - Faulkner 1 BM2 | teppc | SPPC | SPPC | Nevada Power Company | NEVP | SW | 2009-11-30 | 2050-12-31 | 13.8 | 1 | 13.8 | 13.8 | Geo-BinaryCycle | Geothermal_steam | Geothermal | SW_Geothermal |  |  |  | 2010 | 2050 | 0 | SW | 13.8 | 1899-12-31 | 1 |  | 19
2431 | NGP_Blue_Mountain_3 | NGP Blue Mountain I LLC-BM3¦NVGEOG1-3¦Blue Mountain Geothermal - Faulkner 1 BM3 | teppc | SPPC | SPPC | Nevada Power Company | NEVP | SW | 2009-11-30 | 2050-12-31 | 11.7 | 1 | 11.7 | 11.7 | Geo-BinaryCycle | Geothermal_steam | Geothermal | SW_Geothermal |  |  |  | 2010 | 2050 | 0 | SW | 11.7 | 1899-12-31 | 1 |  | 19
2432 | NGPPGEN | NGPP / Nightingale / Brady Geothermal | teppc | SPPC | SPPC | Nevada Power Company | NEVP | SW | 1992-01-01 | 2050-12-31 | 6.5 | 1 | 6.5 | 6.5 | Renewable Thermal | Geothermal_steam | Geothermal | SW_Geothermal |  |  |  | 1992 | 2050 | 0 | SW | 6.5 | 1899-12-31 | 1 |  | 19
2433 | NHOGAN_6_UNITS | NEW HOGAN PH AGGREGATE | caiso | PGE_Valley | PGE_Valley | Pacific Gas and Electric Valley | PGE_Valley | CAISO | 1986-04-15 | 2050-12-31 | 4 | 1 | 4 | 4 | n/a | Hydro_Standard | Hydro | CAISO_Hydro |  |  |  | 1986 | 2050 | 0 | CAISO | 4 | 1899-12-31 | 1 |  | 19
2434 | NIC_SUN_13 | NIC_SUN 13 | teppc | BCHA | BCHA | British Columbia Transmission Company | BCHA_AESO | Excluded | 2018-03-30 | 2050-03-30 | 72.4 | 1 | 72.4 | 72.4 | SolarPV-NonTracking | FixedPV_sun | Solar_Fixed | Excluded_Solar |  |  |  | 2018 | 2049 | 0 | Excluded | 72.4 | 1899-12-31 | 1 |  | 19
2435 | Niland_1 | Niland Peaking 1 | teppc | IID | IID | Imperial Irrigation District | IID | IID | 1993-06-01 | 2050-12-31 | 50 | 1 | 50 | 50 | CT-NatGas-Aero | CT_NG | CT | IID_Peaker |  |  |  | 1993 | 2050 | 0 | IID | 50 | 1899-12-31 | 1 |  | 19
2436 | Niland_2 | Niland Peaking 2 | teppc | IID | IID | Imperial Irrigation District | IID | IID | 2008-06-01 | 2050-12-01 | 50 | 1 | 50 | 50 | CT-NatGas-Aero | CT_NG | CT | IID_Peaker |  |  |  | 2008 | 2050 | 0 | IID | 50 | 1899-12-31 | 1 |  | 19
2437 | Nimbus_1 | Nimbus-1 | teppc | BANC | BANC | Balancing Authority of Northern California | SMUD | BANC | 1955-05-01 | 2050-12-31 | 8.63 | 1 | 8.63 | 8.63 | HydroRPS | Hydro_Standard | Hydro | BANC_Hydro |  |  |  | 1955 | 2050 | 0 | BANC | 8.63 | 1899-12-31 | 1 |  | 19
2438 | Nimbus_2 | Nimbus-2 | teppc | BANC | BANC | Balancing Authority of Northern California | SMUD | BANC | 1955-06-01 | 2050-12-31 | 8.63 | 1 | 8.63 | 8.63 | HydroRPS | Hydro_Standard | Hydro | BANC_Hydro |  |  |  | 1955 | 2050 | 0 | BANC | 8.63 | 1899-12-31 | 1 |  | 19
2439 | NIMTG_6_NICOGN | NORTH ISLAND COGEN | caiso | SDGE | SDGE | San Diego Gas and Electric | SDGE | CAISO | 1989-01-01 | 2050-12-31 | 0 | 0 |  | 4.05 | Cogen_NG | Cogen_NG | Cogen | CAISO_CHP |  |  |  | 1989 | 2050 | 0 | CAISO | 4.05 | 1899-12-31 | 1 |  | 19
2440 | NIMTG_6_NIQF |  | caiso | SDGE | SDGE | San Diego Gas and Electric | SDGE | CAISO | 1989-01-01 | 2018-03-01 | 0 | 0 |  | 42.7 | CCWhole-NatGas-Industrial | Cogen_NG | Cogen | CAISO_CHP |  |  |  | 1989 | 2017 | 0 | CAISO | 42.7 | 1899-12-31 | 1 |  | 19
2441 | Nine_Canyon_Wind | Nine Canyon Wind-1 | teppc | TPWR | TPWR | Tacoma Power | BPAT | NW | 2002-09-11 | 2050-12-31 | 48.1 | 1 | 48.1 | 48.1 | WT-Onshore | wind_onshorewind | Wind | NW_Wind |  |  |  | 2003 | 2050 | 0 | NW | 48.1 | 1899-12-31 | 1 |  | 19
2442 | NineMile1Exp | Nine Mile-1 | teppc | AVA | AVA | Avista Corp. | BPAT | NW | 2015-04-01 | 2050-12-31 | 11.3 | 1 | 11.3 | 11.3 | Hydro | Hydro_Standard | Hydro | NW_Hydro |  |  |  | 2015 | 2050 | 0 | NW | 11.3 | 1899-12-31 | 1 |  | 19
2443 | NineMile2Exp | Nine Mile-2 | teppc | AVA | AVA | Avista Corp. | BPAT | NW | 2015-04-01 | 2050-12-31 | 9.1 | 1 | 9.1 | 9.1 | Hydro | Hydro_Standard | Hydro | NW_Hydro |  |  |  | 2015 | 2050 | 0 | NW | 9.1 | 1899-12-31 | 1 |  | 19
2444 | NineMile3 | Nine Mile-3N | teppc | AVA | AVA | Avista Corp. | BPAT | NW | 1994-06-01 | 2050-12-31 | 10 | 1 | 10 | 10 | Hydro | Hydro_Standard | Hydro | NW_Hydro |  |  |  | 1994 | 2050 | 0 | NW | 10 | 1899-12-31 | 1 |  | 19
2445 | NineMile4 | Nine Mile-4N | teppc | AVA | AVA | Avista Corp. | BPAT | NW | 1994-06-01 | 2050-12-31 | 10 | 1 | 10 | 10 | Hydro | Hydro_Standard | Hydro | NW_Hydro |  |  |  | 1994 | 2050 | 0 | NW | 10 | 1899-12-31 | 1 |  | 19
2446 | NipponBiomass | Nippon Biomass-ST1 | teppc | BPAT | BPAT | Bonneville Power Administration – Transmission | BPAT | NW | 2013-04-01 | 2050-04-15 | 20 | 1 | 20 | 20 | Bio-ST | ST_Biomass | Biomass/Wood | NW_Biomass | CAISO | 20 |  | 2013 | 2049 | 0 | CAISO | 20 | 1899-12-31 | 1 |  | 19
2447 | Nooksack | Nooksack-1 | teppc | PNM | PNM | Public Service Company of New Mexico | PNM_EPE | SW | 1905-12-01 | 2030-04-15 | 1.5 | 1 | 1.5 | 1.5 | Hydro | Hydro_Standard | Hydro | SW_Hydro |  |  |  | 1906 | 2029 | 0 | SW | 1.5 | 1899-12-31 | 1 |  | 19
2448 | North_Brawley_01 | North Brawley GE1 | teppc | IID | IID | Imperial Irrigation District | IID | IID | 2010-04-15 | 2050-12-31 | 16 | 1 | 16 | 16 | Geo-BinaryCycle | Geothermal_steam | Geothermal | IID_Geothermal |  |  |  | 2010 | 2050 | 0 | IID | 16 | 1899-12-31 | 1 |  | 19
2449 | North_Brawley_02 | North Brawley GE2 | teppc | IID | IID | Imperial Irrigation District | IID | IID | 2010-04-15 | 2050-12-31 | 16 | 1 | 16 | 16 | Geo-BinaryCycle | Geothermal_steam | Geothermal | IID_Geothermal |  |  |  | 2010 | 2050 | 0 | IID | 16 | 1899-12-31 | 1 |  | 19
2450 | North_Brawley_03 | North Brawley GE3 | teppc | IID | IID | Imperial Irrigation District | IID | IID | 2010-04-15 | 2050-12-31 | 16 | 1 | 16 | 16 | Geo-BinaryCycle | Geothermal_steam | Geothermal | IID_Geothermal |  |  |  | 2010 | 2050 | 0 | IID | 16 | 1899-12-31 | 1 |  | 19
2451 | North_Brawley_04 | North Brawley GE4 | teppc | IID | IID | Imperial Irrigation District | IID | IID | 2010-04-15 | 2050-12-31 | 16 | 1 | 16 | 16 | Geo-BinaryCycle | Geothermal_steam | Geothermal | IID_Geothermal |  |  |  | 2010 | 2050 | 0 | IID | 16 | 1899-12-31 | 1 |  | 19
2452 | North_Brawley_05 | North Brawley Geothermal Plant 5 | teppc | IID | IID | Imperial Irrigation District | IID | IID | 2010-04-15 | 2050-12-31 | 16 | 1 | 16 | 16 | Geo-BinaryCycle | Geothermal_steam | Geothermal | IID_Geothermal |  |  |  | 2010 | 2050 | 0 | IID | 16 | 1899-12-31 | 1 |  | 19
2453 | North_Brawley_06 | North Brawley Geothermal Plant 6 | teppc | IID | IID | Imperial Irrigation District | IID | IID | 2010-04-15 | 2050-12-31 | 16 | 1 | 16 | 16 | Geo-BinaryCycle | Geothermal_steam | Geothermal | IID_Geothermal |  |  |  | 2010 | 2050 | 0 | IID | 16 | 1899-12-31 | 1 |  | 19
2454 | North_Fork_Community_Power | North Fork Community Power | rps | PGE_Valley | PGE_Valley | Pacific Gas and Electric Valley | PGE_Valley | CAISO | 2019-07-30 | 2050-12-31 | 0 | 0 |  | 2 | Biomassnan | ST_Biomass | Biomass/Wood | CAISO_Biomass |  |  |  | 2020 | 2050 | 0 | CAISO | 2 | 0.95 | 1 |  | 19
2455 | North_Hurlburt_Wind | North Hurlburt Wind LLC-1 AKA Shepherds Flat | teppc | TPWR | TPWR | Tacoma Power | BPAT | NW | 2012-03-01 | 2050-12-31 | 132.5 | 1 | 132.5 | 132.5 | WT-Onshore | wind_onshorewind | Wind | NW_Wind | CAISO | 132.5 |  | 2012 | 2050 | 0 | CAISO | 132.5 | 1899-12-31 | 1 |  | 19
2456 | North_Loop_1 | North Loop 1 | teppc | TEPC | TEPC | Tucson Electric Power Company | TEPC | SW | 1972-12-01 | 2050-12-31 | 25 | 1 | 25 | 25 | CT-NatGas-Aero | CT_NG | CT | SW_Peaker |  |  |  | 1973 | 2050 | 0 | SW | 25 | 1899-12-31 | 1 |  | 19
2457 | North_Loop_2 | North Loop 2 | teppc | TEPC | TEPC | Tucson Electric Power Company | TEPC | SW | 1972-12-01 | 2050-12-31 | 25 | 1 | 25 | 25 | CT-NatGas-Aero | CT_NG | CT | SW_Peaker |  |  |  | 1973 | 2050 | 0 | SW | 25 | 1899-12-31 | 1 |  | 19
2458 | North_Loop_3 | North Loop 3 | teppc | TEPC | TEPC | Tucson Electric Power Company | TEPC | SW | 1972-12-01 | 2050-12-31 | 23 | 1 | 23 | 23 | CT-NatGas-Aero | CT_NG | CT | SW_Peaker |  |  |  | 1973 | 2050 | 0 | SW | 23 | 1899-12-31 | 1 |  | 19
2459 | North_Loop_4 | North Loop 4 | teppc | TEPC | TEPC | Tucson Electric Power Company | TEPC | SW | 2001-07-01 | 2050-12-31 | 21 | 1 | 21 | 21 | CT-NatGas-Aero | CT_NG | CT | SW_Peaker |  |  |  | 2002 | 2050 | 0 | SW | 21 | 1899-12-31 | 1 |  | 19
2460 | North_Rosamond_Solar__LLC | North Rosamond Solar, LLC | rps | SCE | SCE | Southern California Edison | SCE | CAISO | 2019-04-01 | 2050-12-31 | 160 | 1 | 160 | 160 | Solar PV - Ground mountSolar: Tracking (1 Axis) | 1axPV_sun | Solar_1Axis | CAISO_Solar |  |  |  | 2019 | 2050 | 0 | CAISO | 160 | 0.95 | 1 |  | 19
2461 | Northeast | Northeast 1&2 SwiftPac only 1 gen | teppc | AVA | AVA | Avista Corp. | BPAT | NW | 1978-12-01 | 2050-12-31 | 60 | 1 | 60 | 60 | CT-NatGas-Aero | CT_NG | CT | NW_Peaker |  |  |  | 1979 | 2050 | 0 | NW | 60 | 1899-12-31 | 1 |  | 19
2462 | Northern_Colorado | Northern Colorado Wind LLC-SIEM¦Northern CO Siemens | teppc | PSCO | PSCO | Public Service Company of Colorado | PSCO | Excluded | 2009-08-25 | 2050-12-31 | 175 | 1 | 175 | 175 | WT-Onshore | wind_onshorewind | Wind | Excluded_Wind |  |  |  | 2010 | 2050 | 0 | Excluded | 175 | 1899-12-31 | 1 |  | 19
2463 | NorthFork_OR1 | North Fork-1 | teppc | PGE | PGE | Portland General Electric Company | PortlandGE | NW | 1958-12-01 | 2050-12-31 | 19.2 | 1 | 19.2 | 19.2 | Hydro | Hydro_Standard | Hydro | NW_Hydro |  |  |  | 1959 | 2050 | 0 | NW | 19.2 | 1899-12-31 | 1 |  | 19
2464 | NorthFork_OR2 | North Fork-2 | teppc | PGE | PGE | Portland General Electric Company | PortlandGE | NW | 1958-11-01 | 2050-12-31 | 21.6 | 1 | 21.6 | 21.6 | Hydro | Hydro_Standard | Hydro | NW_Hydro |  |  |  | 1959 | 2050 | 0 | NW | 21.6 | 1899-12-31 | 1 |  | 19
2465 | NorthValmy1 | North Valmy Station 1 | teppc | SPPC | SPPC | Nevada Power Company | NEVP | SW | 1981-12-01 | 2025-12-31 | 254 | 1 | 254 | 254 | ST-Coal | Steam_Coal | Coal | SW_Coal |  |  |  | 1982 | 2025 | 0 | SW | 254 | 1899-12-31 | 1 |  | 19
2466 | NorthValmy2 | North Valmy Station 2 | teppc | SPPC | SPPC | Nevada Power Company | NEVP | SW | 1985-05-01 | 2025-12-31 | 268 | 1 | 268 | 268 | ST-Coal | Steam_Coal | Coal | SW_Coal |  |  |  | 1985 | 2025 | 0 | SW | 268 | 1899-12-31 | 1 |  | 19
2467 | NotchButteGeoBon2 | Notch Butte Hydro-HYD1 a.k.a. Geo Bon #2 | teppc | CISC | CISC | Southern California Edison | SCE | CAISO | 1986-11-15 | 2050-12-31 | 0.93 | 1 | 0.93 | 0.93 | Hydro | Hydro_Standard | Hydro | CAISO_Hydro |  |  |  | 1987 | 2050 | 0 | CAISO | 0.93 | 1899-12-31 | 1 |  | 19
2468 | NovaJoffreCC_Total | NovaJoffreCC (Total CC Plant) | teppc | AESO | AESO | Alberta Electric System Operator | BCHA_AESO | Excluded | 1999-09-01 | 2050-12-01 | 504 | 1 | 504 | 504 | CC-AB-Cogen | Cogen_NG | Cogen | Excluded_CHP |  |  |  | 2000 | 2050 | 0 | Excluded | 504 | 1899-12-31 | 1 |  | 19
2469 | NOVATO_6_LNDFL | Redwood Renewable Energy | caiso | PGE_Bay | PGE_Bay | Pacific Gas and Electric Bay | PGE_Bay | CAISO |  | 2050-12-31 | 3.6 | 0.92308 | 3.6 | 3.9 | RECIPROCATING ENGINE_BIOGAS | Biogas_ | Biogas_LandfillGas | CAISO_Biomass |  |  |  | 1900 | 2050 | 0 | CAISO | 3.9 | 1899-12-31 | 1 |  | 19
2470 | Noxon_Rapids_1 | Noxon Rapids-1 | teppc | AVA | AVA | Avista Corp. | BPAT | NW | 1959-09-01 | 2050-12-31 | 113.9 | 1 | 113.9 | 113.9 | Hydro | Hydro_Standard | Hydro | NW_Hydro |  |  |  | 1960 | 2050 | 0 | NW | 113.9 | 1899-12-31 | 1 |  | 19
2471 | Noxon_Rapids_2 | Noxon Rapids-2 | teppc | AVA | AVA | Avista Corp. | BPAT | NW | 1959-10-01 | 2050-12-31 | 76.8 | 1 | 76.8 | 76.8 | Hydro | Hydro_Standard | Hydro | NW_Hydro |  |  |  | 1960 | 2050 | 0 | NW | 76.8 | 1899-12-31 | 1 |  | 19
2472 | Noxon_Rapids_3 | Noxon Rapids-3 | teppc | AVA | AVA | Avista Corp. | BPAT | NW | 1959-12-01 | 2050-12-31 | 113.9 | 1 | 113.9 | 113.9 | Hydro | Hydro_Standard | Hydro | NW_Hydro |  |  |  | 1960 | 2050 | 0 | NW | 113.9 | 1899-12-31 | 1 |  | 19
2473 | Noxon_Rapids_4 | Noxon Rapids-4 | teppc | AVA | AVA | Avista Corp. | BPAT | NW | 1960-04-01 | 2050-12-31 | 113.8 | 1 | 113.8 | 113.8 | Hydro | Hydro_Standard | Hydro | NW_Hydro |  |  |  | 1960 | 2050 | 0 | NW | 113.8 | 1899-12-31 | 1 |  | 19
2474 | Noxon_Rapids_5 | Noxon Rapids-5 | teppc | AVA | AVA | Avista Corp. | BPAT | NW | 1977-12-01 | 2050-12-31 | 114 | 1 | 114 | 114 | Hydro | Hydro_Standard | Hydro | NW_Hydro |  |  |  | 1978 | 2050 | 0 | NW | 114 | 1899-12-31 | 1 |  | 19
2475 | NRG_Avra_Valley | Avra Valley Solar Project (NRG) 1 | teppc | TEPC | TEPC | Tucson Electric Power Company | TEPC | SW | 2012-12-01 | 2050-12-31 | 27 | 1 | 27 | 27 | SolarPV-Tracking | 1axPV_sun | Solar_1Axis | SW_Solar |  |  |  | 2013 | 2050 | 0 | SW | 27 | 1899-12-31 | 1 |  | 19
2476 | NRGrnWndfallPwr | NRGreen Power Windfall Power-1 | teppc | AESO | AESO | Alberta Electric System Operator | BCHA_AESO | Excluded | 2013-08-01 | 2050-12-31 | 16 | 1 | 16 | 16 | CT-NatGas-Industrial | CT_NG | CT | Excluded_Peaker |  |  |  | 2014 | 2050 | 0 | Excluded | 16 | 1899-12-31 | 1 |  | 19
2477 | NrthwdGreenPwr | Northwood Green Power-1_Northwood Green Power-1_IPP-NWP | teppc | BCHA | BCHA | British Columbia Transmission Company | BCHA_AESO | Excluded | 2014-03-01 | 2050-03-01 | 60.42 | 1 | 60.42 | 60.42 | Bio-ST | ST_Biomass | Biomass/Wood | Excluded_Biomass |  |  |  | 2014 | 2049 | 0 | Excluded | 60.42 | 1899-12-31 | 1 |  | 19
2478 | Nucla_1_4 | Nucla 1¦Nucla 2¦Nucla 3¦Nucla ST4 | teppc | PSCO | PSCO | Public Service Company of Colorado | PSCO | Excluded | 1959-12-01 | 2050-12-31 | 110 | 1 | 110 | 110 | ST-Coal | Steam_Coal | Coal | Excluded_Coal |  |  |  | 1960 | 2050 | 0 | Excluded | 110 | 1899-12-31 | 1 |  | 19
2479 | NVE_IRP_SH_CC | NVE IRP SH CC (Total CC Plant) | teppc | NEVP | NEVP | Nevada Power Company | NEVP | SW | 2025-04-15 | 2050-12-31 | 735 | 1 | 735 | 735 | CCWhole-NatGas-Industrial | CC_NG | CC | SW_CCGT |  |  |  | 2025 | 2050 | 0 | SW | 735 | 1899-12-31 | 1 |  | 19
2480 | NW_Energy_1 | NW Energy-1_NW Energy-1_IPP-NWE | teppc | BCHA | BCHA | British Columbia Transmission Company | BCHA_AESO | Excluded | 1993-04-01 | 2040-03-31 | 67.69 | 1 | 67.69 | 67.69 | Bio-ST | ST_Biomass | Biomass/Wood | Excluded_Biomass |  |  |  | 1993 | 2039 | 0 | Excluded | 67.69 | 1899-12-31 | 1 |  | 19
2481 | NW_StaveRiver1 | Northwest Stave River-1_Northwest Stave River-1_IPP-NWS | teppc | BCHA | BCHA | British Columbia Transmission Company | BCHA_AESO | Excluded | 2013-12-01 | 2053-12-01 | 7.2 | 1 | 7.2 | 7.2 | Hydro | Hydro_Standard | Hydro | Excluded_Hydro |  |  |  | 2014 | 2053 | 0 | Excluded | 7.2 | 1899-12-31 | 1 |  | 19
2482 | NW_StaveRiver2 | Northwest Stave River-2_Northwest Stave River-2_IPP-NWS | teppc | BCHA | BCHA | British Columbia Transmission Company | BCHA_AESO | Excluded | 2013-12-01 | 2053-12-01 | 7.2 | 1 | 7.2 | 7.2 | Hydro | Hydro_Standard | Hydro | Excluded_Hydro |  |  |  | 2014 | 2053 | 0 | Excluded | 7.2 | 1899-12-31 | 1 |  | 19
2483 | NW_StaveRiver3 | Northwest Stave River-3_Northwest Stave River-3_IPP-NWS | teppc | BCHA | BCHA | British Columbia Transmission Company | BCHA_AESO | Excluded | 2013-12-01 | 2053-12-01 | 3 | 1 | 3 | 3 | Hydro | Hydro_Standard | Hydro | Excluded_Hydro |  |  |  | 2014 | 2053 | 0 | Excluded | 3 | 1899-12-31 | 1 |  | 19
2484 | NWCSTL_7_UNIT_1 | NEWCASTLE HYDRO | caiso | PGE_Valley | PGE_Valley | Pacific Gas and Electric Valley | PGE_Valley | CAISO | 1986-01-01 | 2050-12-31 | 12 | 1 | 12 | 12 | n/a | Hydro_Standard | Hydro | CAISO_Hydro |  |  |  | 1986 | 2050 | 0 | CAISO | 12 | 1899-12-31 | 1 |  | 19
2485 | NZWIND_2_WDSTR5 | Windstream 6111 | caiso | PGE_Valley | PGE_Valley | Pacific Gas and Electric Valley | PGE_Valley | CAISO | 1986-01-24 | 2050-12-31 | 6.31 | 1 | 6.31 | 6.31 | n/a | wind_onshorewind | Wind | CAISO_Wind |  |  |  | 1986 | 2050 | 0 | CAISO | 6.31 | 1899-12-31 | 1 |  | 19
2486 | NZWIND_6_CALWND | Wind Resource I | caiso | SCE | SCE | Southern California Edison | SCE | CAISO | 2012-03-24 | 2050-12-31 | 9 | 1 | 9 | 9 | n/a | wind_onshorewind | Wind | CAISO_Wind |  |  |  | 2012 | 2050 | 0 | CAISO | 9 | 1899-12-31 | 1 |  | 19
2487 | NZWIND_6_WDSTR | Windstream 39 | caiso | SCE | SCE | Southern California Edison | SCE | CAISO | 1984-02-01 | 2050-12-31 | 3.35 | 1 | 3.35 | 3.35 | n/a | wind_onshorewind | Wind | CAISO_Wind |  |  |  | 1984 | 2050 | 0 | CAISO | 3.35 | 1899-12-31 | 1 |  | 19
2488 | NZWIND_6_WDSTR2 | Windstream 6040 | caiso | SCE | SCE | Southern California Edison | SCE | CAISO | 1984-09-01 | 2050-12-31 | 4.07 | 1 | 4.07 | 4.07 | n/a | wind_onshorewind | Wind | CAISO_Wind |  |  |  | 1985 | 2050 | 0 | CAISO | 4.07 | 1899-12-31 | 1 |  | 19
2489 | NZWIND_6_WDSTR3 | Windstream 6041 | caiso | SCE | SCE | Southern California Edison | SCE | CAISO | 1984-12-01 | 2050-12-31 | 3.86 | 1 | 3.86 | 3.86 | n/a | wind_onshorewind | Wind | CAISO_Wind |  |  |  | 1985 | 2050 | 0 | CAISO | 3.86 | 1899-12-31 | 1 |  | 19
2490 | NZWIND_6_WDSTR4 | Windstream 6042 | caiso | SCE | SCE | Southern California Edison | SCE | CAISO | 1985-10-17 | 2050-12-31 | 6.77 | 1 | 6.77 | 6.77 | n/a | wind_onshorewind | Wind | CAISO_Wind |  |  |  | 1986 | 2050 | 0 | CAISO | 6.77 | 1899-12-31 | 1 |  | 19
2491 | OAK_C_1_EBMUD | MWWTP PGS 1 - ENGINES | caiso | PGE_Bay | PGE_Bay | Pacific Gas and Electric Bay | PGE_Bay | CAISO | 1991-10-21 | 2050-12-31 | 1.8 | 0.26087 | 1.8 | 6.9 | n/a | Biogas_ | Biogas_LandfillGas | CAISO_Biomass |  |  |  | 1992 | 2050 | 0 | CAISO | 6.9 | 1899-12-31 | 1 |  | 19
2492 | OAK_C_7_UNIT_1 | OAKLAND STATION C GT UNIT 1 | caiso | PGE_Bay | PGE_Bay | Pacific Gas and Electric Bay | PGE_Bay | CAISO | 1978-01-01 | 2050-12-31 | 55 | 1 | 55 | 55 | CT-OilDistillate | CT_Oil | CT | CAISO_Peaker2 |  |  |  | 1978 | 2050 | 0 | CAISO | 55 | 1899-12-31 | 1 |  | 19
2493 | OAK_C_7_UNIT_2 | OAKLAND STATION C GT UNIT 2 | caiso | PGE_Bay | PGE_Bay | Pacific Gas and Electric Bay | PGE_Bay | CAISO | 1978-01-01 | 2050-12-31 | 55 | 1 | 55 | 55 | CT-OilDistillate | CT_Oil | CT | CAISO_Peaker2 |  |  |  | 1978 | 2050 | 0 | CAISO | 55 | 1899-12-31 | 1 |  | 19
2494 | OAK_C_7_UNIT_3 | OAKLAND STATION C GT UNIT 3 | caiso | PGE_Bay | PGE_Bay | Pacific Gas and Electric Bay | PGE_Bay | CAISO | 1978-01-01 | 2050-12-31 | 55 | 1 | 55 | 55 | CT-OilDistillate | CT_Oil | CT | CAISO_Peaker2 |  |  |  | 1978 | 2050 | 0 | CAISO | 55 | 1899-12-31 | 1 |  | 19
2495 | Oak_Grove_1 | Oak Grove-1 | teppc | PGE | PGE | Portland General Electric Company | PortlandGE | NW | 1924-08-01 | 2050-12-31 | 25.5 | 1 | 25.5 | 25.5 | Hydro | Hydro_Standard | Hydro | NW_Hydro |  |  |  | 1925 | 2050 | 0 | NW | 25.5 | 1899-12-31 | 1 |  | 19
2496 | Oak_Grove_2 | Oak Grove-2 | teppc | PGE | PGE | Portland General Electric Company | PortlandGE | NW | 1931-03-01 | 2050-12-31 | 25.5 | 1 | 25.5 | 25.5 | Hydro | Hydro_Standard | Hydro | NW_Hydro |  |  |  | 1931 | 2050 | 0 | NW | 25.5 | 1899-12-31 | 1 |  | 19
2497 | OAK_L_1_GTG1 | MWWTP PGS 2 - Turbine | caiso | PGE_Bay | PGE_Bay | Pacific Gas and Electric Bay | PGE_Bay | CAISO |  | 2050-12-31 | 0 | 0 |  | 4.6 | COMBUSTION TURBINE_BIOGAS | CT_Biomass | Biogas_LandfillGas | CAISO_Biomass |  |  |  | 1900 | 2050 | 0 | CAISO | 4.6 | 1899-12-31 | 1 |  | 19
2498 | OAKWD_6_QF |  | caiso | SCE | SCE | Southern California Edison | SCE | CAISO |  | 2050-12-31 | 27.87 | 1 | 27.87 | 27.87 | wind_onshorewind | wind_onshorewind | Wind | CAISO_Wind |  |  |  | 1900 | 2050 | 0 | CAISO | 27.87 | 1899-12-31 | 1 |  | 19
2499 | OAKWD_6_ZEPHWD | Zephyr Park | caiso | SCE | SCE | Southern California Edison | SCE | CAISO | 2014-02-07 | 2050-12-31 | 3.5 | 1 | 3.5 | 3.5 | n/a | wind_onshorewind | Wind | CAISO_Wind |  |  |  | 2014 | 2050 | 0 | CAISO | 3.5 | 1899-12-31 | 1 |  | 19
2500 | OASIS_6_CREST |  | caiso | SCE | SCE | Southern California Edison | SCE | CAISO |  | 2050-12-31 | 13.5 | 1 | 13.5 | 13.5 | n/a | 1axPV_sun | Solar_1Axis | CAISO_Solar |  |  |  | 1900 | 2050 | 0 | CAISO | 13.5 | 1899-12-31 | 1 |  | 19
2501 | OASIS_6_GBDSR4 | Green Beanworks D | caiso | SCE | SCE | Southern California Edison | SCE | CAISO |  | 2050-12-31 | 3 | 1 | 3 | 3 | PHOTO VOLTAIC_SUN | PVgeneric_sun | Solar_Fixed | CAISO_Solar |  |  |  | 1900 | 2050 | 0 | CAISO | 3 | 1899-12-31 | 1 |  | 19
2502 | OASIS_6_SOLAR1 | Morgan Lancaster I | caiso | SCE | SCE | Southern California Edison | SCE | CAISO | 2015-12-09 | 2050-12-31 | 1.5 | 1 | 1.5 | 1.5 | n/a | PVgeneric_sun | Solar_Fixed | CAISO_Solar |  |  |  | 2016 | 2050 | 0 | CAISO | 1.5 | 1899-12-31 | 1 |  | 19
2503 | OASIS_6_SOLAR2 | Oasis Solar | caiso | SCE | SCE | Southern California Edison | SCE | CAISO | 2016-01-19 | 2050-12-31 | 20 | 1 | 20 | 20 | n/a | PVgeneric_sun | Solar_Fixed | CAISO_Solar |  |  |  | 2016 | 2050 | 0 | CAISO | 20 | 1899-12-31 | 1 |  | 19
2504 | OASIS_6_SOLAR3 | Soccer Center | caiso | SCE | SCE | Southern California Edison | SCE | CAISO |  | 2050-12-31 | 3 | 1 | 3 | 3 | PVgeneric_sun | PVgeneric_sun | Solar_Fixed | CAISO_Solar |  |  |  | 1900 | 2050 | 0 | CAISO | 3 | 1899-12-31 | 1 |  | 19
2505 | OCI_Solar_Lakeside | OCI Solar Lakeside | rps | SDGE | SDG&E | San Diego Gas and Electric | SDGE | CAISO | 2016-03-28 | 2050-12-31 | 2 | 1 | 2 | 2 | Solar PV - Ground mountSolar: Tracking (2 Axis) | 2axPV_sun | Solar_2Axis | CAISO_Solar |  |  |  | 2016 | 2050 | 0 | CAISO | 2 | 1899-12-31 | 1 |  | 19
2506 | Ocotillo_GT1 | Ocotillo CT GT1 | teppc | AZPS | AZPS | Arizona Public Service Company | AZPS | SW | 1972-05-01 | 2050-12-31 | 62 | 1 | 62 | 62 | CT-NatGas-Aero | CT_NG | CT | SW_Peaker |  |  |  | 1972 | 2050 | 0 | SW | 62 | 1899-12-31 | 1 |  | 19
2507 | Ocotillo_GT2 | Ocotillo CT GT2 | teppc | AZPS | AZPS | Arizona Public Service Company | AZPS | SW | 1973-07-01 | 2050-12-31 | 62 | 1 | 62 | 62 | CT-NatGas-Aero | CT_NG | CT | SW_Peaker |  |  |  | 1974 | 2050 | 0 | SW | 62 | 1899-12-31 | 1 |  | 19
2508 | Ocotillo_GT3 | Ocotillo Gas Project GT3 | teppc | AZPS | AZPS | Arizona Public Service Company | AZPS | SW | 2019-01-01 | 2050-12-31 | 104.7 | 1 | 104.7 | 104.7 | CT-NatGas-Aero | CT_NG | CT | SW_Peaker |  |  |  | 2019 | 2050 | 0 | SW | 104.7 | 1899-12-31 | 1 |  | 19
2509 | Ocotillo_GT4 | Ocotillo Gas Project GT4 | teppc | AZPS | AZPS | Arizona Public Service Company | AZPS | SW | 2019-01-01 | 2050-12-31 | 104.7 | 1 | 104.7 | 104.7 | CT-NatGas-Aero | CT_NG | CT | SW_Peaker |  |  |  | 2019 | 2050 | 0 | SW | 104.7 | 1899-12-31 | 1 |  | 19
2510 | Ocotillo_GT5 | Ocotillo Gas Project GT5 | teppc | AZPS | AZPS | Arizona Public Service Company | AZPS | SW | 2019-01-01 | 2050-12-31 | 104.7 | 1 | 104.7 | 104.7 | CT-NatGas-Aero | CT_NG | CT | SW_Peaker |  |  |  | 2019 | 2050 | 0 | SW | 104.7 | 1899-12-31 | 1 |  | 19
2511 | Ocotillo_GT6 | Ocotillo Gas Project GT6 | teppc | AZPS | AZPS | Arizona Public Service Company | AZPS | SW | 2019-01-01 | 2050-12-31 | 104.7 | 1 | 104.7 | 104.7 | CT-NatGas-Aero | CT_NG | CT | SW_Peaker |  |  |  | 2019 | 2050 | 0 | SW | 104.7 | 1899-12-31 | 1 |  | 19
2512 | Ocotillo_GT7 | Ocotillo Gas Project GT7 | teppc | AZPS | AZPS | Arizona Public Service Company | AZPS | SW | 2019-01-01 | 2050-12-31 | 104.7 | 1 | 104.7 | 104.7 | CT-NatGas-Aero | CT_NG | CT | SW_Peaker |  |  |  | 2019 | 2050 | 0 | SW | 104.7 | 1899-12-31 | 1 |  | 19
2513 | OCTILO_5_WIND | Ocotillo Wind Energy Facility | caiso | SDGE | SDGE | San Diego Gas and Electric | SDGE | CAISO | 2013-07-30 | 2050-12-31 | 265 | 1 | 265 | 265 | n/a | wind_onshorewind | Wind | CAISO_Wind |  |  |  | 2014 | 2050 | 0 | CAISO | 265 | 1899-12-31 | 1 |  | 19
2514 | OGROVE_6_PL1X2 | Orange Grove | caiso | SDGE | SDGE | San Diego Gas and Electric | SDGE | CAISO | 2010-06-17 | 2050-12-31 | 96 | 1 | 96 | 96 | CT-NatGas-Industrial | CT_NG | CT | CAISO_Peaker1 |  |  |  | 2010 | 2050 | 0 | CAISO | 96 | 1899-12-31 | 1 |  | 19
2515 | OILFLD_7_QFUNTS | Nacimiento Hydroelectric Plant | caiso | PGE_Bay | PGE_Bay | Pacific Gas and Electric Bay | PGE_Bay | CAISO |  | 2050-12-31 | 3.8 | 1 | 3.8 | 3.8 | n/a | Hydro_Standard | Hydro | CAISO_Hydro |  |  |  | 1900 | 2050 | 0 | CAISO | 3.8 | 1899-12-31 | 1 |  | 19
2516 | Okotoks_Combined_Cycle | Genesee CC | teppc | BCHA | BCHA | British Columbia Transmission Company | BCHA_AESO | Excluded | 2025-01-01 | 2029-12-31 | 249.8 | 1 | 249.8 | 249.8 | CCWhole-NatGas-Industrial | CC_NG | CC | Excluded_CCGT |  |  |  | 2025 | 2029 | 0 | Excluded | 249.8 | 1899-12-31 | 1 |  | 19
2517 | Oldman_2_2 | Oldman 2-2 | teppc | AESO | AESO | Alberta Electric System Operator | BCHA_AESO | Excluded | 2003-10-01 | 2050-12-01 | 32 | 1 | 32 | 32 | Hydro | Hydro_Standard | Hydro | Excluded_Hydro |  |  |  | 2004 | 2050 | 0 | Excluded | 32 | 1899-12-31 | 1 |  | 19
2518 | Oldman1_1 | Oldman 1-1 | teppc | AESO | AESO | Alberta Electric System Operator | BCHA_AESO | Excluded | 2003-10-01 | 2050-12-01 | 32 | 1 | 32 | 32 | Hydro | Hydro_Standard | Hydro | Excluded_Hydro |  |  |  | 2004 | 2050 | 0 | Excluded | 32 | 1899-12-31 | 1 |  | 19
2519 | OldManRiver | Old Man River Wind-1 | teppc | AESO | AESO | Alberta Electric System Operator | BCHA_AESO | Excluded | 2013-11-01 | 2050-12-31 | 46.8 | 1 | 46.8 | 46.8 | WT-Onshore | wind_onshorewind | Wind | Excluded_Wind |  |  |  | 2014 | 2050 | 0 | Excluded | 46.8 | 1899-12-31 | 1 |  | 19
2520 | OLDRIV_6_BIOGAS | Bidart Old River 1 | caiso | PGE_Valley | PGE_Valley | Pacific Gas and Electric Valley | PGE_Valley | CAISO | 2014-03-10 | 2050-12-31 | 1.71 | 0.855 | 1.71 | 2 | n/a | Biogas_ | Biogas_LandfillGas | CAISO_Biomass |  |  |  | 2014 | 2050 | 0 | CAISO | 2 | 1899-12-31 | 1 |  | 19
2521 | OLDRIV_6_CESDBM | Ces Dairy Biogas | caiso | PGE_Valley | PGE_Valley | Pacific Gas and Electric Valley | PGE_Valley | CAISO |  | 2050-12-31 | 0.92 | 0.92 | 0.92 | 1 | RECIPROCATING ENGINE_BIOGAS | Biogas_ | Biogas_LandfillGas | CAISO_Biomass |  |  |  | 1900 | 2050 | 0 | CAISO | 1 | 1899-12-31 | 1 |  | 19
2522 | OLDRIV_6_LKVBM1 | Lakeview Dairy Biogas | caiso | PGE_Valley | PGE_Valley | Pacific Gas and Electric Valley | PGE_Valley | CAISO |  | 2050-12-31 | 0.92 | 0.92 | 0.92 | 1 | RECIPROCATING ENGINE_BIOGAS | Biogas_ | Biogas_LandfillGas | CAISO_Biomass |  |  |  | 1900 | 2050 | 0 | CAISO | 1 | 1899-12-31 | 1 |  | 19
2523 | OLDRV1_6_SOLAR | Old River One | caiso | PGE_Valley | PGE_Valley | Pacific Gas and Electric Valley | PGE_Valley | CAISO | 2014-12-30 | 2050-12-31 | 20 | 1 | 20 | 20 | n/a | PVgeneric_sun | Solar_Fixed | CAISO_Solar |  |  |  | 2015 | 2050 | 0 | CAISO | 20 | 1899-12-31 | 1 |  | 19
2524 | OLINDA_2_COYCRK | MWD Coyote Creek Hydroelectric Recovery | caiso | SCE | SCE | Southern California Edison | SCE | CAISO | 1979-02-21 | 2050-12-31 | 3.13 | 1 | 3.13 | 3.13 | n/a | Hydro_Standard | Hydro | CAISO_Hydro |  |  |  | 1979 | 2050 | 0 | CAISO | 3.13 | 1899-12-31 | 1 |  | 19
2525 | OLINDA_2_LNDFL2 | Brea Power II | caiso | SCE | SCE | Southern California Edison | SCE | CAISO | 2012-11-01 | 2050-12-31 | 24.78 | 0.88185 | 24.78 | 28.1 | COMBINED CYCLE_BIOGAS | CC_Biogas | Biogas_LandfillGas | CAISO_Biomass |  |  |  | 2013 | 2050 | 0 | CAISO | 28.1 | 1899-12-31 | 1 |  | 19
2526 | OLINDA_2_QF | OLINDA QFS | caiso | SCE | SCE | Southern California Edison | SCE | CAISO | 1984-01-01 | 2050-12-31 | 0.4 | 1 | 0.4 | 0.4 | n/a | Cogen_NG | Cogen | CAISO_Small_Hydro |  |  |  | 1984 | 2050 | 0 | CAISO | 0.4 | 1899-12-31 | 1 |  | 19
2527 | OLINDA_7_BLKSND | BlackSand Generating Facility | caiso | SCE | SCE | Southern California Edison | SCE | CAISO |  | 2050-12-31 | 0.37 | 0.04625 | 0.37 | 8 | COMBUSTION TURBINE_WASTE TO POWER | CT_Biomass | Biomass/Wood | CAISO_Biomass |  |  |  | 1900 | 2050 | 0 | CAISO | 8 | 1899-12-31 | 1 |  | 19
2528 | OLINDA_7_LNDFIL | OLINDA_7_LNDFIL | caiso | SCE | SCE | Southern California Edison | SCE | CAISO | 2002-05-01 | 2050-12-31 | 0 | 0 |  | 5.6 | n/a | ST_Biomass | Biomass/Wood | CAISO_Biomass |  |  |  | 2002 | 2050 | 0 | CAISO | 5.6 | 1899-12-31 | 1 |  | 19
2529 | Olive_O1 | Olive O1 | teppc | LDWP | LDWP | Los Angeles Department of Water and Power | LADWP | LDWP | 1959-10-01 | 2050-12-31 | 44 | 1 | 44 | 44 | ST-NatGas | ST_NG | Steam | LDWP_ST |  |  |  | 1960 | 2050 | 0 | LDWP | 44 | 1899-12-31 | 1 |  | 19
2530 | Olive_O2 | Olive O2 | teppc | LDWP | LDWP | Los Angeles Department of Water and Power | LADWP | LDWP | 1964-09-01 | 2050-12-31 | 55 | 1 | 55 | 55 | ST-NatGas | ST_NG | Steam | LDWP_ST |  |  |  | 1965 | 2050 | 0 | LDWP | 55 | 1899-12-31 | 1 |  | 19
2531 | OLIVEP_1_SOLAR | White River Solar | caiso | PGE_Valley | PGE_Valley | Pacific Gas and Electric Valley | PGE_Valley | CAISO | 2013-06-22 | 2050-12-31 | 20 | 1 | 20 | 20 | n/a | PVgeneric_sun | Solar_Fixed | CAISO_Solar |  |  |  | 2013 | 2050 | 0 | CAISO | 20 | 1899-12-31 | 1 |  | 19
2532 | OLIVEP_1_SOLAR2 | White River West | caiso | PGE_Valley | PGE_Valley | Pacific Gas and Electric Valley | PGE_Valley | CAISO | 2014-10-01 | 2050-12-31 | 19.75 | 1 | 19.75 | 19.75 | n/a | PVgeneric_sun | Solar_Fixed | CAISO_Solar |  |  |  | 2015 | 2050 | 0 | CAISO | 19.75 | 1899-12-31 | 1 |  | 19
2533 | OLSEN_2_UNIT | OLSEN POWER PARTNERS | caiso | PGE_Valley | PGE_Valley | Pacific Gas and Electric Valley | PGE_Valley | CAISO | 1990-01-03 | 2050-12-31 | 5.8 | 1 | 5.8 | 5.8 | n/a | Hydro_Standard | Hydro | CAISO_Small_Hydro |  |  |  | 1990 | 2050 | 0 | CAISO | 5.8 | 1899-12-31 | 1 |  | 19
2534 | OMAR_2_UNIT_1 | KERN RIVER COGENERATION CO. UNIT 1 | caiso | SCE | PGE_Valley | Pacific Gas and Electric Valley | PGE_Valley | CAISO | 1985-05-01 | 2050-12-31 | 75.9 | 0.97308 | 75.9 | 78 |  | CT_NG | CT | CAISO_Peaker2 |  |  |  | 1985 | 2050 | 0 | CAISO | 78 | 1899-12-31 | 1 |  | 19
2535 | OMAR_2_UNIT_2 | KERN RIVER COGENERATION CO. UNIT 2 | caiso | SCE | PGE_Valley | Pacific Gas and Electric Valley | PGE_Valley | CAISO | 1985-05-01 | 2050-12-31 | 77.1 | 0.98707 | 77.1 | 78.11 |  | CT_NG | CT | CAISO_Peaker2 |  |  |  | 1985 | 2050 | 0 | CAISO | 78.11 | 1899-12-31 | 1 |  | 19
2536 | OMAR_2_UNIT_3 | KERN RIVER COGENERATION CO. UNIT 3 | caiso | SCE | PGE_Valley | Pacific Gas and Electric Valley | PGE_Valley | CAISO | 1985-05-01 | 2050-12-31 | 79.1 | 0.97163 | 79.1 | 81.41 |  | CT_NG | CT | CAISO_Peaker2 |  |  |  | 1985 | 2050 | 0 | CAISO | 81.41 | 1899-12-31 | 1 |  | 19
2537 | OMAR_2_UNIT_4 |  | caiso | SCE | PGE_Valley | Pacific Gas and Electric Valley | PGE_Valley | CAISO | 1985-05-01 | 2050-12-31 | 81.44 | 1 | 81.44 | 81.44 |  | Cogen_NG | Cogen | CAISO_CHP |  |  |  | 1985 | 2050 | 0 | CAISO | 81.44 | 1899-12-31 | 1 |  | 19
2538 | Oneida_1 | Oneida-1 | teppc | PAID | PAID | Idaho, PACE Utility | IPCO | NW | 1914-12-01 | 2050-12-31 | 10 | 1 | 10 | 10 | Hydro | Hydro_Standard | Hydro | NW_Hydro |  |  |  | 1915 | 2050 | 0 | NW | 10 | 1899-12-31 | 1 |  | 19
2539 | Oneida_2 | Oneida-2 | teppc | PAID | PAID | Idaho, PACE Utility | IPCO | NW | 1915-12-01 | 2050-12-31 | 10 | 1 | 10 | 10 | Hydro | Hydro_Standard | Hydro | NW_Hydro |  |  |  | 1916 | 2050 | 0 | NW | 10 | 1899-12-31 | 1 |  | 19
2540 | Oneida_3 | Oneida-3 | teppc | PAID | PAID | Idaho, PACE Utility | IPCO | NW | 1919-12-01 | 2050-12-31 | 10 | 1 | 10 | 10 | Hydro | Hydro_Standard | Hydro | NW_Hydro |  |  |  | 1920 | 2050 | 0 | NW | 10 | 1899-12-31 | 1 |  | 19
2541 | ONLLPP_6_UNITS | O'NEILL PUMP-GEN (AGGREGATE) | caiso | PGE_Valley | PGE_Valley | Pacific Gas and Electric Valley | PGE_Valley | CAISO | 1967-01-01 | 2050-12-31 | 25.2 | 1 | 25.2 | 25.2 | n/a | Hydro_PumpedStorage | PSH | CAISO_Existing_Pumped_Storage |  |  |  | 1967 | 2050 | 0 | CAISO | 25.2 | 1899-12-31 | 1 |  | 19
2542 | OpalSpringsHydro1 | Opal Springs Hydro-1 | teppc | PACW | PACW | PacifiCorp – West | PACW | NW | 1985-01-01 | 2050-12-31 | 4.3 | 1 | 4.3 | 4.3 | Hydro | Hydro_Standard | Hydro | NW_Hydro |  |  |  | 1985 | 2050 | 0 | NW | 4.3 | 1899-12-31 | 1 |  | 19
2543 | Open_Range_Solar__OR_ |  | teppc | IPTV | IPTV | Idaho Treasure Valley | IPCO | NW | 2016-12-31 | 2050-12-31 | 140 | 1 | 140 | 140 | SolarPV-NonTracking | FixedPV_sun | Solar_Fixed | NW_Solar |  |  |  | 2017 | 2050 | 0 | NW | 140 | 1899-12-31 | 1 |  | 19
2544 | Open_Sky_Dairy_Digester__2 | Open Sky Dairy Digester #2 | rps | PGE_Valley | PGE_Valley | Pacific Gas and Electric Valley | PGE_Valley | CAISO | 2019-02-22 | 2050-12-31 | 0 | 0 |  | 0.8 | Digester gasnan | Biogas_ | Biogas_LandfillGas | CAISO_Biomass |  |  |  | 2019 | 2050 | 0 | CAISO | 0.8 | 0.95 | 1 |  | 19
2545 | Orchard_Ranch_Solar |  | teppc | CISC | CISC | Southern California Edison | SCE | CAISO | 2016-12-31 | 2050-12-31 | 140 | 1 | 140 | 140 | SolarPV-Tracking | 1axPV_sun | Solar_1Axis | CAISO_Solar |  |  |  | 2017 | 2050 | 0 | CAISO | 140 | 1899-12-31 | 1 |  | 19
2546 | Orchard_Wind_1 |  | teppc | PACW | PACW | PacifiCorp – West | PACW | NW | 1950-01-01 | 2050-12-31 | 10 | 1 | 10 | 10 | WT-Onshore | wind_onshorewind | Wind | NW_Wind |  |  |  | 1950 | 2050 | 0 | NW | 10 | 1899-12-31 | 1 |  | 19
2547 | Orchard_Wind_2 |  | teppc | PACW | PACW | PacifiCorp – West | PACW | NW | 1950-01-01 | 2050-12-31 | 10 | 1 | 10 | 10 | WT-Onshore | wind_onshorewind | Wind | NW_Wind |  |  |  | 1950 | 2050 | 0 | NW | 10 | 1899-12-31 | 1 |  | 19
2548 | Orchard_Wind_3 |  | teppc | PACW | PACW | PacifiCorp – West | PACW | NW | 1950-01-01 | 2050-12-31 | 10 | 1 | 10 | 10 | WT-Onshore | wind_onshorewind | Wind | NW_Wind |  |  |  | 1950 | 2050 | 0 | NW | 10 | 1899-12-31 | 1 |  | 19
2549 | Orchard_Wind_4 |  | teppc | PACW | PACW | PacifiCorp – West | PACW | NW | 1950-01-01 | 2050-12-31 | 10 | 1 | 10 | 10 | WT-Onshore | wind_onshorewind | Wind | NW_Wind |  |  |  | 1950 | 2050 | 0 | NW | 10 | 1899-12-31 | 1 |  | 19
2550 | Orem_Family_Wind |  | teppc | BPAT | BPAT | Bonneville Power Administration – Transmission | BPAT | NW | 1950-01-01 | 2050-12-31 | 10 | 1 | 10 | 10 | WT-Onshore | wind_onshorewind | Wind | NW_Wind |  |  |  | 1950 | 2050 | 0 | NW | 10 | 1899-12-31 | 1 |  | 19
2551 | Organic_Energy_Solutions | Organic Energy Solutions | rps | SCE | SCE | Southern California Edison | SCE | CAISO | 2019-09-15 | 2050-12-31 | 0 | 0 |  | 1.6 | Biogasnan | ST_Biomass | Biogas_LandfillGas | CAISO_Biomass |  |  |  | 2020 | 2050 | 0 | CAISO | 1.6 | 0.95 | 1 | SHANDN_2_SBBBM1 | 19
2552 | ORION_WIND |  | teppc | NWMT | NWMT | NorthWestern Energy | NWMT_WAUW | NW | 1950-01-01 | 2050-12-31 | 300.9 | 1 | 300.9 | 300.9 | WT-Onshore | wind_onshorewind | Wind | NW_Wind |  |  |  | 1950 | 2050 | 0 | NW | 300.9 | 1899-12-31 | 1 |  | 19
2553 | ORLND_6_HIGHLI | High Line Canal Hydro | caiso | PGE_Valley | PGE_Valley | Pacific Gas and Electric Valley | PGE_Valley | CAISO | 2014-06-11 | 2050-12-31 | 0.5 | 1 | 0.5 | 0.5 | n/a | Hydro_Standard | Hydro | CAISO_Hydro |  |  |  | 2014 | 2050 | 0 | CAISO | 0.5 | 1899-12-31 | 1 |  | 19
2554 | ORLND_6_SOLAR1 | Enerparc California 2 | caiso | PGE_Valley | PGE_Valley | Pacific Gas and Electric Valley | PGE_Valley | CAISO | 2016-03-23 | 2050-12-31 | 1.5 | 1 | 1.5 | 1.5 | n/a | PVgeneric_sun | Solar_Fixed | CAISO_Solar |  |  |  | 2016 | 2050 | 0 | CAISO | 1.5 | 1899-12-31 | 1 |  | 19
2555 | Ormesa_1_E | Ormesa 1 E | teppc | IID | IID | Imperial Irrigation District | IID | IID | 2010-04-15 | 2050-12-31 | 12.9 | 1 | 12.9 | 12.9 | Geo-DoubleFlash | Geothermal_steam | Geothermal | IID_Geothermal |  |  |  | 2010 | 2050 | 0 | IID | 12.9 | 1899-12-31 | 1 |  | 19
2556 | Ormesa_1_H | Ormesa 1 H | teppc | IID | IID | Imperial Irrigation District | IID | IID | 2010-04-15 | 2050-12-31 | 12.9 | 1 | 12.9 | 12.9 | Geo-DoubleFlash | Geothermal_steam | Geothermal | IID_Geothermal |  |  |  | 2010 | 2050 | 0 | IID | 12.9 | 1899-12-31 | 1 |  | 19
2557 | Ormesa_I | Ormesa I ITLU1-2/OE31-31 | teppc | IID | IID | Imperial Irrigation District | IID | IID | 2010-04-15 | 2050-12-31 | 33.5 | 1 | 33.5 | 33.5 | Geo-DoubleFlash | Geothermal_steam | Geothermal | IID_Geothermal |  |  |  | 2010 | 2050 | 0 | IID | 33.5 | 1899-12-31 | 1 |  | 19
2558 | Ormesa_I_1M | Ormesa I 1M Parasitic Well | teppc | IID | IID | Imperial Irrigation District | IID | IID | 2010-04-15 | 2050-12-31 | 26 | 1 | 26 | 26 | MotorLoad | Load | Load | IID_Load |  |  |  | 2010 | 2050 | 0 | IID | 26 | 1899-12-31 | 1 |  | 19
2559 | Ormesa_I_E_1M | Ormesa 1 E 1M Parasitic Well | teppc | IID | IID | Imperial Irrigation District | IID | IID | 2010-04-15 | 2050-12-31 | 12 | 1 | 12 | 12 | MotorLoad | Load | Load | IID_Load |  |  |  | 2010 | 2050 | 0 | IID | 12 | 1899-12-31 | 1 |  | 19
2560 | Ormesa_I_H_1M | Ormesa 1 H 1M Parasitic Well | teppc | IID | IID | Imperial Irrigation District | IID | IID | 2010-04-15 | 2050-12-31 | 6.4 | 1 | 6.4 | 6.4 | MotorLoad | Load | Load | IID_Load |  |  |  | 2010 | 2050 | 0 | IID | 6.4 | 1899-12-31 | 1 |  | 19
2561 | Ormesa_II_OEC21 | Ormesa Geothermal II OEC21¦Ormat ORMESA_2 unit 1 | teppc | IID | IID | Imperial Irrigation District | IID | IID | 2010-04-15 | 2050-12-31 | 15 | 1 | 15 | 15 | Geo-BinaryCycle | Geothermal_steam | Geothermal | IID_Geothermal |  |  |  | 2010 | 2050 | 0 | IID | 15 | 1899-12-31 | 1 |  | 19
2562 | Ormesa_II_OEC22 | Ormesa Geothermal II OEC22¦Ormat ORMESA_2 unit 2 | teppc | IID | IID | Imperial Irrigation District | IID | IID | 2010-04-15 | 2050-12-31 | 15 | 1 | 15 | 15 | Geo-BinaryCycle | Geothermal_steam | Geothermal | IID_Geothermal |  |  |  | 2010 | 2050 | 0 | IID | 15 | 1899-12-31 | 1 |  | 19
2563 | ORMOND_7_UNIT_1 | ORMOND BEACH GEN STA. UNIT 1 | caiso | SCE | SCE | Southern California Edison | SCE | CAISO | 1971-01-01 | 2020-12-31 | 741.27 | 1 | 741.27 | 741.27 | ST-NatGas | ST_NG | Steam | CAISO_ST |  |  |  | 1971 | 2020 | 0 | CAISO | 741.27 | 1899-12-31 | 1 |  | 19
2564 | ORMOND_7_UNIT_2 | ORMOND BEACH GEN STA. UNIT 2 | caiso | SCE | SCE | Southern California Edison | SCE | CAISO | 1971-01-01 | 2020-12-31 | 750 | 1 | 750 | 750 | ST-NatGas | ST_NG | Steam | CAISO_ST |  |  |  | 1971 | 2020 | 0 | CAISO | 750 | 1899-12-31 | 1 |  | 19
2565 | ORNI33__LLC | ORNI33, LLC | rps | IID | SDG&E | San Diego Gas and Electric | SDGE | CAISO | 2019-12-31 | 2050-12-31 | 20 | 1 | 20 | 20 | Solar PV - Ground mountSolar: Fixed Tilt | FixedPV_sun | Solar_Fixed | CAISO_Solar |  |  |  | 2020 | 2050 | 0 | CAISO | 20 | 0.95 | 1 |  | 19
2566 | OROLOM_1_SOLAR1 | Oro Loma Solar 1 | caiso | PGE_Valley | PGE_Valley | Pacific Gas and Electric Valley | PGE_Valley | CAISO |  | 2050-12-31 | 10 | 1 | 10 | 10 | PVgeneric_sun | PVgeneric_sun | Solar_Fixed | CAISO_Solar |  |  |  | 1900 | 2050 | 0 | CAISO | 10 | 1899-12-31 | 1 |  | 19
2567 | OROLOM_1_SOLAR2 | Oro Loma Solar 2 | caiso | PGE_Valley | PGE_Valley | Pacific Gas and Electric Valley | PGE_Valley | CAISO |  | 2050-12-31 | 10 | 1 | 10 | 10 | PVgeneric_sun | PVgeneric_sun | Solar_Fixed | CAISO_Solar |  |  |  | 1900 | 2050 | 0 | CAISO | 10 | 1899-12-31 | 1 |  | 19
2568 | OROVIL_6_UNIT | Oroville Cogeneration, LP | caiso | PGE_Valley | PGE_Valley | Pacific Gas and Electric Valley | PGE_Valley | CAISO | 1989-12-18 | 2050-12-31 | 7.5 | 1 | 7.5 | 7.5 | ICE-NatGas | Cogen_NG | Cogen | CAISO_CHP |  |  |  | 1990 | 2050 | 0 | CAISO | 7.5 | 1899-12-31 | 1 |  | 19
2569 | ORTGA_6_ME1SL1 | Merced 1 | caiso | PGE_Valley | PGE_Valley | Pacific Gas and Electric Valley | PGE_Valley | CAISO |  | 2050-12-31 | 3 | 1 | 3 | 3 | PHOTO VOLTAIC_SUN | PVgeneric_sun | Solar_Fixed | CAISO_Solar |  |  |  | 1900 | 2050 | 0 | CAISO | 3 | 1899-12-31 | 1 |  | 19
2570 | OTAY_6_LNDFL5 | Otay 5 | caiso | SDGE | SDGE | San Diego Gas and Electric | SDGE | CAISO | 2014-03-14 | 2050-12-31 | 0 | 0 |  | 1.5 | n/a | Biogas_ | Biogas_LandfillGas | CAISO_Biomass |  |  |  | 2014 | 2050 | 0 | CAISO | 1.5 | 1899-12-31 | 1 |  | 19
2571 | OTAY_6_LNDFL6 | Otay 6 | caiso | SDGE | SDGE | San Diego Gas and Electric | SDGE | CAISO | 2014-03-14 | 2050-12-31 | 0 | 0 |  | 1.5 | n/a | Biogas_ | Biogas_LandfillGas | CAISO_Biomass |  |  |  | 2014 | 2050 | 0 | CAISO | 1.5 | 1899-12-31 | 1 |  | 19
2572 | OTAY_6_PL1X2 | Chula Vista Energy Center, LLC | caiso | SDGE | SDGE | San Diego Gas and Electric | SDGE | CAISO | 2006-06-08 | 2050-12-31 | 35.5 | 1 | 35.5 | 35.5 | CT-NatGas-Aero | CT_NG | CT | CAISO_Peaker2 |  |  |  | 2006 | 2050 | 0 | CAISO | 35.5 | 1899-12-31 | 1 |  | 19
2573 | OTAY_6_UNITB1 | OTAY LANDFILL UNITS AGGREGATE | caiso | SDGE | SDGE | San Diego Gas and Electric | SDGE | CAISO | 1987-01-01 | 2050-12-31 | 2.21 | 0.73667 | 2.21 | 3 | n/a | Biogas_ | Biogas_LandfillGas | CAISO_Biomass |  |  |  | 1987 | 2050 | 0 | CAISO | 3 | 1899-12-31 | 1 |  | 19
2574 | OtayLF1 | OTAY LANDFILL UNIT 1_22604 | teppc | CISC | CISC | Southern California Edison | SCE | CAISO | 1987-01-01 | 2050-12-31 | 0 | 0 |  | 1.88 | Bio-ICE | ICE_Biomass | Biomass/Wood | CAISO_Biomass |  |  |  | 1987 | 2050 | 0 | CAISO | 1.88 | 1899-12-31 | 1 |  | 19
2575 | OtayLF3 | Otay-OTA3_22604 | teppc | CISC | CISC | Southern California Edison | SCE | CAISO | 2007-03-08 | 2050-12-31 | 0 | 0 |  | 3.75 | Bio-ICE | ICE_Biomass | Biomass/Wood | CAISO_Biomass |  |  |  | 2007 | 2050 | 0 | CAISO | 3.75 | 1899-12-31 | 1 |  | 19
2576 | Otero_County | PNM Otero County Solar (Tularosa Solar Energy Center) OTE1 | teppc | PNM | PNM | Public Service Company of New Mexico | PNM_EPE | SW | 2009-10-03 | 2050-12-31 | 7.5 | 1 | 7.5 | 7.5 | SolarPV-NonTracking | FixedPV_sun | Solar_Fixed | SW_Solar |  |  |  | 2010 | 2050 | 0 | SW | 7.5 | 1899-12-31 | 1 |  | 19
2577 | OTMESA_2_PL1X3 | OTAY MESA ENERGY CENTER | caiso | SDGE | SDGE | San Diego Gas and Electric | SDGE | CAISO | 2009-10-03 | 2050-12-31 | 603.6 | 0.99987 | 603.6 | 603.68 | CCWhole-NatGas-Industrial | CC_NG | CC | CAISO_CCGT1 |  |  |  | 2010 | 2050 | 0 | CAISO | 603.68 | 1899-12-31 | 1 |  | 19
2578 | OutbackChristms | Outback Solar At Christmas Valley-PV1 | teppc | PNM | PNM | Public Service Company of New Mexico | PNM_EPE | SW | 2012-10-12 | 2050-12-31 | 5 | 1 | 5 | 5 | SolarPV-NonTracking | FixedPV_sun | Solar_Fixed | SW_Solar |  |  |  | 2013 | 2050 | 0 | SW | 5 | 1899-12-31 | 1 |  | 19
2579 | OwyheeDam | Owyhee Dam Power Project-GEN1_61023 | teppc | IPFE | IPFE | Idaho Far East | IPCO | NW | 1985-08-10 | 2050-12-31 | 5 | 1 | 5 | 5 | Hydro | Hydro_Standard | Hydro | NW_Hydro |  |  |  | 1986 | 2050 | 0 | NW | 5 | 1899-12-31 | 1 |  | 19
2580 | Oxbow__OR__1 | Oxbow (OR)-1 | teppc | IPTV | IPTV | Idaho Treasure Valley | IPCO | NW | 1961-07-01 | 2050-12-31 | 55.4 | 1 | 55.4 | 55.4 | Hydro | Hydro_Standard | Hydro | NW_Hydro |  |  |  | 1962 | 2050 | 0 | NW | 55.4 | 1899-12-31 | 1 |  | 19
2581 | Oxbow__OR__2 | Oxbow (OR)-2 | teppc | IPTV | IPTV | Idaho Treasure Valley | IPCO | NW | 1961-07-01 | 2050-12-31 | 55.4 | 1 | 55.4 | 55.4 | Hydro | Hydro_Standard | Hydro | NW_Hydro |  |  |  | 1962 | 2050 | 0 | NW | 55.4 | 1899-12-31 | 1 |  | 19
2582 | Oxbow__OR__3 | Oxbow (OR)-3 | teppc | IPTV | IPTV | Idaho Treasure Valley | IPCO | NW | 1961-09-01 | 2050-12-31 | 55.4 | 1 | 55.4 | 55.4 | Hydro | Hydro_Standard | Hydro | NW_Hydro |  |  |  | 1962 | 2050 | 0 | NW | 55.4 | 1899-12-31 | 1 |  | 19
2583 | Oxbow__OR__4 | Oxbow (OR)-4 | teppc | IPTV | IPTV | Idaho Treasure Valley | IPCO | NW | 1961-11-01 | 2050-12-31 | 55.4 | 1 | 55.4 | 55.4 | Hydro | Hydro_Standard | Hydro | NW_Hydro |  |  |  | 1962 | 2050 | 0 | NW | 55.4 | 1899-12-31 | 1 |  | 19
2584 | OXBOW_6_DRUM | OXBOW HYDRO | caiso | PGE_Valley | PGE_Valley | Pacific Gas and Electric Valley | PGE_Valley | CAISO | 1966-01-01 | 2050-12-31 | 5.8 | 1 | 5.8 | 5.8 | n/a | Hydro_Standard | Hydro | CAISO_Hydro |  |  |  | 1966 | 2050 | 0 | CAISO | 5.8 | 1899-12-31 | 1 |  | 19
2585 | OXMTN_6_LNDFIL | Ox Mountain Landfill Generating Plant | caiso | PGE_Bay | PGE_Bay | Pacific Gas and Electric Bay | PGE_Bay | CAISO | 2009-04-01 | 2050-12-31 | 10.14 | 0.9548 | 10.14 | 10.62 | n/a | Biogas_ | Biogas_LandfillGas | CAISO_Biomass |  |  |  | 2009 | 2050 | 0 | CAISO | 10.62 | 1899-12-31 | 1 |  | 19
2586 | Packwood | Packwood-1 | teppc | BPAT | BPAT | Bonneville Power Administration – Transmission | BPAT | NW | 1964-04-01 | 2050-12-31 | 27.5 | 1 | 27.5 | 27.5 | Hydro | Hydro_Standard | Hydro | NW_Hydro |  |  |  | 1964 | 2050 | 0 | NW | 27.5 | 1899-12-31 | 1 |  | 19
2587 | PACLUM_6_UNIT | Humboldt Redwood | caiso | PGE_Bay | PGE_Bay | Pacific Gas and Electric Bay | PGE_Bay | CAISO | 1986-03-22 | 2050-12-31 | 20.12 | 0.69861 | 20.12 | 28.8 | n/a | ST_Biomass | Biomass/Wood | CAISO_Biomass |  |  |  | 1986 | 2050 | 0 | CAISO | 28.8 | 1899-12-31 | 1 |  | 19
2588 | PACW_1 |  | teppc | PACW | PACW | PacifiCorp – West | PACW | NW | 1950-01-01 | 2050-12-31 | 6.6 | 1 | 6.6 | 6.6 | Solar | PVgeneric_sun | Solar_Fixed | NW_Solar |  |  |  | 1950 | 2050 | 0 | NW | 6.6 | 1899-12-31 | 1 |  | 19
2589 | PACW_10 |  | teppc | PACW | PACW | PacifiCorp – West | PACW | NW | 1950-01-01 | 2050-12-31 | 10 | 1 | 10 | 10 | Solar | PVgeneric_sun | Solar_Fixed | NW_Solar |  |  |  | 1950 | 2050 | 0 | NW | 10 | 1899-12-31 | 1 |  | 19
2590 | PACW_11 |  | teppc | PACW | PACW | PacifiCorp – West | PACW | NW | 1950-01-01 | 2050-12-31 | 10 | 1 | 10 | 10 | Solar | PVgeneric_sun | Solar_Fixed | NW_Solar |  |  |  | 1950 | 2050 | 0 | NW | 10 | 1899-12-31 | 1 |  | 19
2591 | PACW_12 |  | teppc | PACW | PACW | PacifiCorp – West | PACW | NW | 1950-01-01 | 2050-12-31 | 8 | 1 | 8 | 8 | Solar | PVgeneric_sun | Solar_Fixed | NW_Solar |  |  |  | 1950 | 2050 | 0 | NW | 8 | 1899-12-31 | 1 |  | 19
2592 | PACW_13 |  | teppc | PACW | PACW | PacifiCorp – West | PACW | NW | 1950-01-01 | 2050-12-31 | 10 | 1 | 10 | 10 | Solar | PVgeneric_sun | Solar_Fixed | NW_Solar |  |  |  | 1950 | 2050 | 0 | NW | 10 | 1899-12-31 | 1 |  | 19
2593 | PACW_2 |  | teppc | PACW | PACW | PacifiCorp – West | PACW | NW | 1950-01-01 | 2050-12-31 | 4.8 | 1 | 4.8 | 4.8 | Solar | PVgeneric_sun | Solar_Fixed | NW_Solar |  |  |  | 1950 | 2050 | 0 | NW | 4.8 | 1899-12-31 | 1 |  | 19
2594 | PACW_3 |  | teppc | PACW | PACW | PacifiCorp – West | PACW | NW | 1950-01-01 | 2050-12-31 | 10 | 1 | 10 | 10 | Solar | PVgeneric_sun | Solar_Fixed | NW_Solar |  |  |  | 1950 | 2050 | 0 | NW | 10 | 1899-12-31 | 1 |  | 19
2595 | PACW_4 |  | teppc | PACW | PACW | PacifiCorp – West | PACW | NW | 1950-01-01 | 2050-12-31 | 9.9 | 1 | 9.9 | 9.9 | Solar | PVgeneric_sun | Solar_Fixed | NW_Solar |  |  |  | 1950 | 2050 | 0 | NW | 9.9 | 1899-12-31 | 1 |  | 19
2596 | PACW_5 |  | teppc | PACW | PACW | PacifiCorp – West | PACW | NW | 1950-01-01 | 2050-12-31 | 8.5 | 1 | 8.5 | 8.5 | Solar | PVgeneric_sun | Solar_Fixed | NW_Solar |  |  |  | 1950 | 2050 | 0 | NW | 8.5 | 1899-12-31 | 1 |  | 19
2597 | PACW_6 |  | teppc | PACW | PACW | PacifiCorp – West | PACW | NW | 1950-01-01 | 2050-12-31 | 10 | 1 | 10 | 10 | Solar | PVgeneric_sun | Solar_Fixed | NW_Solar |  |  |  | 1950 | 2050 | 0 | NW | 10 | 1899-12-31 | 1 |  | 19
2598 | PACW_7 |  | teppc | PACW | PACW | PacifiCorp – West | PACW | NW | 1950-01-01 | 2050-12-31 | 9.9 | 1 | 9.9 | 9.9 | Solar | PVgeneric_sun | Solar_Fixed | NW_Solar |  |  |  | 1950 | 2050 | 0 | NW | 9.9 | 1899-12-31 | 1 |  | 19
2599 | PACW_8 |  | teppc | PACW | PACW | PacifiCorp – West | PACW | NW | 1950-01-01 | 2050-12-31 | 10 | 1 | 10 | 10 | Solar | PVgeneric_sun | Solar_Fixed | NW_Solar |  |  |  | 1950 | 2050 | 0 | NW | 10 | 1899-12-31 | 1 |  | 19
2600 | PACW_9 |  | teppc | PACW | PACW | PacifiCorp – West | PACW | NW | 1950-01-01 | 2050-12-31 | 10 | 1 | 10 | 10 | Solar | PVgeneric_sun | Solar_Fixed | NW_Solar |  |  |  | 1950 | 2050 | 0 | NW | 10 | 1899-12-31 | 1 |  | 19
2601 | PADUA_2_ONTARO | ONTARIO/SIERRA HYDRO PSP | caiso | SCE | SCE | Southern California Edison | SCE | CAISO | 1902-01-01 | 2050-12-31 | 1.92 | 1 | 1.92 | 1.92 | n/a | Hydro_Standard | Hydro | CAISO_Small_Hydro |  |  |  | 1902 | 2050 | 0 | CAISO | 1.92 | 1899-12-31 | 1 |  | 19
2602 | PADUA_2_SOLAR1 | Kona Solar - Rancho DC #1 | caiso | SCE | SCE | Southern California Edison | SCE | CAISO | 2015-06-02 | 2050-12-31 | 1.75 | 1 | 1.75 | 1.75 | n/a | PVgeneric_sun | Solar_Fixed | CAISO_Solar |  |  |  | 2015 | 2050 | 0 | CAISO | 1.75 | 1899-12-31 | 1 |  | 19
2603 | PADUA_6_MWDSDM | San Dimas Hydroelectric Recovery Plant | caiso | SCE | SCE | Southern California Edison | SCE | CAISO | 1981-01-01 | 2050-12-31 | 9.9 | 1 | 9.9 | 9.9 | n/a | Hydro_Standard | Hydro | CAISO_Hydro |  |  |  | 1981 | 2050 | 0 | CAISO | 9.9 | 1899-12-31 | 1 |  | 19
2604 | PADUA_6_QF | PADUA QFS | caiso | SCE | SCE | Southern California Edison | SCE | CAISO | 1984-01-01 | 2050-12-31 | 1.82 | 1 | 1.82 | 1.82 | n/a | Cogen_NG | Cogen | CAISO_Small_Hydro |  |  |  | 1984 | 2050 | 0 | CAISO | 1.82 | 1899-12-31 | 1 |  | 19
2605 | PADUA_7_SDIMAS | San Dimas Wash Hydro | caiso | SCE | SCE | Southern California Edison | SCE | CAISO | 1986-01-28 | 2050-12-31 | 1.05 | 1 | 1.05 | 1.05 | n/a | Hydro_Standard | Hydro | CAISO_Small_Hydro |  |  |  | 1986 | 2050 | 0 | CAISO | 1.05 | 1899-12-31 | 1 |  | 19
2606 | PAIGES_6_SOLAR | Paige Solar | caiso | PGE_Valley | PGE_Valley | Pacific Gas and Electric Valley | PGE_Valley | CAISO |  | 2050-12-31 | 20 | 1 | 20 | 20 | PVgeneric_sun | PVgeneric_sun | Solar_Fixed | CAISO_Solar |  |  |  | 1900 | 2050 | 0 | CAISO | 20 | 1899-12-31 | 1 |  | 19
2607 | PALALT_7_COBUG | Cooperatively Owned Back Up Generator | caiso | PGE_Bay | PGE_Bay | Pacific Gas and Electric Bay | PGE_Bay | CAISO | 2007-10-15 | 2050-12-31 | 4.5 | 1 | 4.5 | 4.5 | n/a | CT_NG | CT | CAISO_Peaker2 |  |  |  | 2008 | 2050 | 0 | CAISO | 4.5 | 1899-12-31 | 1 |  | 19
2608 | Palisades_1 | Palisades-1 | teppc | PAID | PAID | Idaho, PACE Utility | IPCO | NW | 1957-08-01 | 2050-12-31 | 44.1 | 1 | 44.1 | 44.1 | Hydro | Hydro_Standard | Hydro | NW_Hydro |  |  |  | 1958 | 2050 | 0 | NW | 44.1 | 1899-12-31 | 1 |  | 19
2609 | Palisades_2 | Palisades-2 | teppc | PAID | PAID | Idaho, PACE Utility | IPCO | NW | 1957-05-01 | 2050-12-31 | 44.1 | 1 | 44.1 | 44.1 | Hydro | Hydro_Standard | Hydro | NW_Hydro |  |  |  | 1957 | 2050 | 0 | NW | 44.1 | 1899-12-31 | 1 |  | 19
2610 | Palisades_3 | Palisades-3 | teppc | PAID | PAID | Idaho, PACE Utility | IPCO | NW | 1957-02-01 | 2050-12-31 | 44.1 | 1 | 44.1 | 44.1 | Hydro | Hydro_Standard | Hydro | NW_Hydro |  |  |  | 1957 | 2050 | 0 | NW | 44.1 | 1899-12-31 | 1 |  | 19
2611 | Palisades_4 | Palisades-4 | teppc | PAID | PAID | Idaho, PACE Utility | IPCO | NW | 1958-05-01 | 2050-12-31 | 44.1 | 1 | 44.1 | 44.1 | Hydro | Hydro_Standard | Hydro | NW_Hydro |  |  |  | 1958 | 2050 | 0 | NW | 44.1 | 1899-12-31 | 1 |  | 19
2612 | Palo_Verde_1 | Palo Verde 1 | teppc | TH_PV | TH_PV | Palo Verde and Arlington Valley and Harquahala CC and Redhawk | AZPS | SW | 1986-01-01 | 2046-12-31 | 1311 | 1 | 1311 | 1311 | ST-Nuclear | ST_Nuclear | Nuclear | SW_Nuclear |  |  |  | 1986 | 2046 | 0 | SW | 1311 | 1899-12-31 | 1 |  | 19
2613 | Palo_Verde_2 | Palo Verde 2 | teppc | TH_PV | TH_PV | Palo Verde and Arlington Valley and Harquahala CC and Redhawk | AZPS | SW | 1986-09-01 | 2047-12-31 | 1314 | 1 | 1314 | 1314 | ST-Nuclear | ST_Nuclear | Nuclear | SW_Nuclear |  |  |  | 1987 | 2047 | 0 | SW | 1314 | 1899-12-31 | 1 |  | 19
2614 | Palo_Verde_3 | Palo Verde 3 | teppc | TH_PV | TH_PV | Palo Verde and Arlington Valley and Harquahala CC and Redhawk | AZPS | SW | 1988-01-01 | 2048-12-31 | 373 | 1 | 373 | 373 | ST-Nuclear | ST_Nuclear | Nuclear | SW_Nuclear |  |  |  | 1988 | 2048 | 0 | SW | 373 | 1899-12-31 | 1 |  | 19
2615 | Palo_Verde_3_LADWP_slice | Palo Verde 3 | teppc | TH_PV | TH_PV | Palo Verde and Arlington Valley and Harquahala CC and Redhawk | AZPS | LDWP | 1988-01-01 | 2048-12-31 | 407 | 1 | 407 | 407 | ST-Nuclear | ST_Nuclear | Nuclear | LDWP_Nuclear |  |  |  | 1988 | 2048 | 0 | LDWP | 407 | 1899-12-31 | 1 |  | 19
2616 | PALOMR_2_PL1X3 | Palomar Energy Center | caiso | SDGE | SDGE | San Diego Gas and Electric | SDGE | CAISO | 2006-03-31 | 2050-12-31 | 565.61 | 0.98367 | 565.61 | 575 | CCWhole-NatGas-Industrial | CC_NG | CC | CAISO_CCGT1 |  |  |  | 2006 | 2050 | 0 | CAISO | 575 | 1899-12-31 | 1 |  | 19
2617 | Palouse_1 | Palouse-1 | teppc | AVA | AVA | Avista Corp. | BPAT | NW | 2012-12-13 | 2050-12-31 | 105 | 1 | 105 | 105 | WT-Onshore | wind_onshorewind | Wind | NW_Wind |  |  |  | 2013 | 2050 | 0 | NW | 105 | 1899-12-31 | 1 |  | 19
2618 | PANDOL_6_UNIT | Covanta Delano, Inc. | caiso | SCE | PGE_Valley | Pacific Gas and Electric Valley | PGE_Valley | CAISO | 1990-01-01 | 2050-12-31 | 46.12 | 0.94122 | 46.12 | 49 | n/a | ST_Biomass | Biomass/Wood | CAISO_Biomass |  |  |  | 1990 | 2050 | 0 | CAISO | 49 | 1899-12-31 | 1 |  | 19
2619 | PANSEA_1_PANARO |  | caiso | SCE | SCE | Southern California Edison | SCE | CAISO | 1998-12-31 | 2050-12-31 | 30 | 1 | 30 | 30 | n/a | wind_onshorewind | Wind | CAISO_Wind |  |  |  | 1999 | 2050 | 0 | CAISO | 30 | 1899-12-31 | 1 |  | 19
2620 | PARDEB_6_UNITS | Pardee Power House | caiso | PGE_Bay | PGE_Bay | Pacific Gas and Electric Bay | PGE_Bay | CAISO | 1930-01-01 | 2050-12-31 | 30 | 1 | 30 | 30 | n/a | Hydro_Standard | Hydro | CAISO_Hydro |  |  |  | 1930 | 2050 | 0 | CAISO | 30 | 1899-12-31 | 1 |  | 19
2621 | Parker_Dam_1 | Parker Dam 1 | teppc | WALC | WALC | Western Area Power Administration, Lower Colorado Region | WALC | SW | 1942-12-01 | 2050-12-31 | 30 | 1 | 30 | 30 | Hydro | Hydro_Standard | Hydro | SW_Hydro |  |  |  | 1943 | 2050 | 0 | SW | 30 | 1899-12-31 | 1 |  | 19
2622 | Parker_Dam_2 | Parker Dam 2 | teppc | WALC | WALC | Western Area Power Administration, Lower Colorado Region | WALC | SW | 1981-09-23 | 2050-12-31 | 30 | 1 | 30 | 30 | Hydro | Hydro_Standard | Hydro | SW_Hydro |  |  |  | 1982 | 2050 | 0 | SW | 30 | 1899-12-31 | 1 |  | 19
2623 | Parker_Dam_3 | Parker Dam 3 | teppc | WALC | WALC | Western Area Power Administration, Lower Colorado Region | WALC | SW | 1943-01-01 | 2050-12-31 | 30 | 1 | 30 | 30 | Hydro | Hydro_Standard | Hydro | SW_Hydro |  |  |  | 1943 | 2050 | 0 | SW | 30 | 1899-12-31 | 1 |  | 19
2624 | Parker_Dam_4 | Parker Dam 4 | teppc | WALC | WALC | Western Area Power Administration, Lower Colorado Region | WALC | SW | 1942-12-01 | 2050-12-31 | 30 | 1 | 30 | 30 | Hydro | Hydro_Standard | Hydro | SW_Hydro |  |  |  | 1943 | 2050 | 0 | SW | 30 | 1899-12-31 | 1 |  | 19
2625 | ParqueEolico | Parque Eolico Rumorosa-1 | teppc | CISC | CISC | Southern California Edison | SCE | CAISO | 2010-10-01 | 2050-12-01 | 10 | 1 | 10 | 10 | WT-Onshore | wind_onshorewind | Wind | CAISO_Wind |  |  |  | 2011 | 2050 | 0 | CAISO | 10 | 1899-12-31 | 1 |  | 19
2626 | PAT_DIST_PV | Juwi Solar Inc. PVTX (JSI PV) | teppc | EPE | EPE | El Paso Electric Company | PNM_EPE | SW | 2014-12-30 | 2044-12-31 | 10 | 1 | 10 | 10 | SolarPV-Tracking | 1axPV_sun | Solar_1Axis | SW_Solar |  |  |  | 2015 | 2044 | 0 | SW | 10 | 1899-12-31 | 1 |  | 19
2627 | PaTu_Wind | PaTu Wind Farm LLC-PATU | teppc | TPWR | TPWR | Tacoma Power | BPAT | NW | 2011-01-01 | 2050-12-31 | 9 | 1 | 9 | 9 | WT-Onshore | wind_onshorewind | Wind | NW_Wind |  |  |  | 2011 | 2050 | 0 | NW | 9 | 1899-12-31 | 1 |  | 19
2628 | Patua_1A1 | Patua Geothermal Project Phase 1A-1¦PATUA-1 | teppc | SPPC | SPPC | Nevada Power Company | NEVP | SW | 2013-12-01 | 2050-12-31 | 12 | 1 | 12 | 12 | Geo-BinaryCycle | Geothermal_steam | Geothermal | SW_Geothermal |  |  |  | 2014 | 2050 | 0 | SW | 12 | 1899-12-31 | 1 |  | 19
2629 | Patua_1A3 | Patua Geothermal Project Phase 1A 3¦PATUA-2 | teppc | SPPC | SPPC | Nevada Power Company | NEVP | SW | 2013-12-01 | 2050-12-31 | 12 | 1 | 12 | 12 | Geo-BinaryCycle | Geothermal_steam | Geothermal | SW_Geothermal |  |  |  | 2014 | 2050 | 0 | SW | 12 | 1899-12-31 | 1 |  | 19
2630 | Patua_1A5 | Patua Geothermal Project Phase 1A 5¦PATUA-3 | teppc | SPPC | SPPC | Nevada Power Company | NEVP | SW | 2013-12-01 | 2050-12-31 | 12 | 1 | 12 | 12 | Geo-BinaryCycle | Geothermal_steam | Geothermal | SW_Geothermal |  |  |  | 2014 | 2050 | 0 | SW | 12 | 1899-12-31 | 1 |  | 19
2631 | Pawnee_1 | Pawnee 1 | teppc | PSCO | PSCO | Public Service Company of Colorado | PSCO | Excluded | 1981-11-01 | 2041-12-31 | 505 | 1 | 505 | 505 | ST-Coal | Steam_Coal | Coal | Excluded_Coal |  |  |  | 1982 | 2041 | 0 | Excluded | 505 | 1899-12-31 | 1 |  | 19
2632 | Pawnee_CC_Plant | Pawnee Future Whole Combined Cycle Plant | teppc | PSCO | PSCO | Public Service Company of Colorado | PSCO | Excluded | 2024-12-01 | 2050-12-31 | 530 | 1 | 530 | 530 | CCWhole-NatGas-SingleShaft | CC_NG | CC | Excluded_CCGT |  |  |  | 2025 | 2050 | 0 | Excluded | 530 | 1899-12-31 | 1 |  | 19
2633 | PaynesFerry | Paynes Ferry-PFWP | teppc | IPFE | IPFE | Idaho Far East | IPCO | NW | 2010-12-21 | 2050-12-31 | 21 | 1 | 21 | 21 | WT-Onshore | wind_onshorewind | Wind | NW_Wind |  |  |  | 2011 | 2050 | 0 | NW | 21 | 1899-12-31 | 1 |  | 19
2634 | Payson_86_1 | Payson-86-1 | teppc | PAUT | PAUT | Utah, PACE Utility | PACE | NW | 1988-06-01 | 2050-12-31 | 2.65 | 1 | 2.65 | 2.65 | ICE-NatGas | ICE_NG | ICE | NW_Peaker |  |  |  | 1988 | 2050 | 0 | NW | 2.65 | 1899-12-31 | 1 |  | 19
2635 | Payson_86_2 | Payson-86-2 | teppc | PAUT | PAUT | Utah, PACE Utility | PACE | NW | 1988-06-01 | 2050-12-31 | 2.65 | 1 | 2.65 | 2.65 | ICE-NatGas | ICE_NG | ICE | NW_Peaker |  |  |  | 1988 | 2050 | 0 | NW | 2.65 | 1899-12-31 | 1 |  | 19
2636 | Payson_86_3 | Payson-86-3 | teppc | PAUT | PAUT | Utah, PACE Utility | PACE | NW | 1995-08-01 | 2050-12-31 | 2.5 | 1 | 2.5 | 2.5 | ICE-NatGas | ICE_NG | ICE | NW_Peaker |  |  |  | 1996 | 2050 | 0 | NW | 2.5 | 1899-12-31 | 1 |  | 19
2637 | Payson_86_4 | Payson-86-4 | teppc | PAUT | PAUT | Utah, PACE Utility | PACE | NW | 1995-04-01 | 2050-12-31 | 2 | 1 | 2 | 2 | ICE-NatGas | ICE_NG | ICE | NW_Peaker |  |  |  | 1995 | 2050 | 0 | NW | 2 | 1899-12-31 | 1 |  | 19
2638 | PBLOSM_2_SOLAR | PearBlossom | caiso | SCE | SCE | Southern California Edison | SCE | CAISO |  | 2050-12-31 | 9.5 | 1 | 9.5 | 9.5 | PVgeneric_sun | PVgeneric_sun | Solar_Fixed | CAISO_Solar |  |  |  | 1900 | 2050 | 0 | CAISO | 9.5 | 1899-12-31 | 1 |  | 19
2639 | PdteJuarez05 | Pdte. Juarez-5 | teppc | CFE | CFE | Comisión Federal de Electricidad | CFE | Excluded | 1991-08-01 | 2050-12-31 | 160 | 1 | 160 | 160 | ST-NatGas | ST_NG | Steam | Excluded_ST |  |  |  | 1992 | 2050 | 0 | Excluded | 160 | 1899-12-31 | 1 |  | 19
2640 | PdteJuarez06 | Pdte. Juarez-6 | teppc | CFE | CFE | Comisión Federal de Electricidad | CFE | Excluded | 1992-06-01 | 2050-12-31 | 160 | 1 | 160 | 160 | ST-NatGas | ST_NG | Steam | Excluded_ST |  |  |  | 1992 | 2050 | 0 | Excluded | 160 | 1899-12-31 | 1 |  | 19
2641 | PdteJuarez07 | Pdte.Juarez-7 | teppc | CFE | CFE | Comisión Federal de Electricidad | CFE | Excluded | 1999-06-01 | 2050-12-31 | 147.85 | 1 | 147.85 | 147.85 | CT-NatGas-Industrial | CT_NG | CT | Excluded_Peaker |  |  |  | 1999 | 2050 | 0 | Excluded | 147.85 | 1899-12-31 | 1 |  | 19
2642 | PdteJuarez08_CC | Pdte. Juarez-8 | teppc | CFE | CFE | Comisión Federal de Electricidad | CFE | Excluded | 2001-07-01 | 2050-12-31 | 241.2 | 1 | 241.2 | 241.2 | CCWhole-NatGas-SingleShaft | CC_NG | CC | Excluded_CCGT |  |  |  | 2002 | 2050 | 0 | Excluded | 241.2 | 1899-12-31 | 1 |  | 19
2643 | PdteJuarez09_CC | Pdte. Juarez-9 | teppc | CFE | CFE | Comisión Federal de Electricidad | CFE | Excluded | 2001-07-01 | 2050-12-31 | 241.2 | 1 | 241.2 | 241.2 | CCWhole-NatGas-SingleShaft | CC_NG | CC | Excluded_CCGT |  |  |  | 2002 | 2050 | 0 | Excluded | 241.2 | 1899-12-31 | 1 |  | 19
2644 | PdteJuarezCC_Total | PdteJuarezCC (Total CC Plant) | teppc | CFE | CFE | Comisión Federal de Electricidad | CFE | Excluded | 2009-07-01 | 2050-12-01 | 277 | 1 | 277 | 277 | CCWhole-NatGas-Industrial | CC_NG | CC | Excluded_CCGT |  |  |  | 2010 | 2050 | 0 | Excluded | 277 | 1899-12-31 | 1 |  | 19
2645 | PdteJuarezGT1 | Pdte.Juarez GT-1 | teppc | CFE | CFE | Comisión Federal de Electricidad | CFE | Excluded | 1982-07-01 | 2050-12-31 | 28 | 1 | 28 | 28 | CT-NatGas-Industrial | CT_NG | CT | Excluded_Peaker |  |  |  | 1983 | 2050 | 0 | Excluded | 28 | 1899-12-31 | 1 |  | 19
2646 | PdteJuarezGT2 | Pdte.Juarez GT-2 | teppc | CFE | CFE | Comisión Federal de Electricidad | CFE | Excluded | 1982-08-01 | 2050-12-31 | 28 | 1 | 28 | 28 | CT-NatGas-Industrial | CT_NG | CT | Excluded_Peaker |  |  |  | 1983 | 2050 | 0 | Excluded | 28 | 1899-12-31 | 1 |  | 19
2647 | PEABDY_2_LNDFIL | G2 Energy Hay Road Power Plant | caiso | PGE_Valley | PGE_Valley | Pacific Gas and Electric Valley | PGE_Valley | CAISO | 2013-07-09 | 2050-12-31 | 1.5 | 0.9375 | 1.5 | 1.6 | n/a | Biogas_ | Biogas_LandfillGas | CAISO_Biomass |  |  |  | 2014 | 2050 | 0 | CAISO | 1.6 | 1899-12-31 | 1 |  | 19
2648 | PEABDY_2_LNDFL1 | Potrero Hills Energy Producers | caiso | PGE_Bay | PGE_Bay | Pacific Gas and Electric Bay | PGE_Bay | CAISO | 2016-04-07 | 2050-12-31 | 6.65 | 0.83125 | 6.65 | 8 | n/a | Biogas_ | Biogas_LandfillGas | CAISO_Biomass |  |  |  | 2016 | 2050 | 0 | CAISO | 8 | 1899-12-31 | 1 |  | 19
2649 | Peace_Canyon_1 | Peace Canyon-1_Peace Canyon-1_BCH-PCN | teppc | BCHA | BCHA | British Columbia Transmission Company | BCHA_AESO | Excluded | 1980-01-01 | 2033-03-31 | 175 | 1 | 175 | 175 | Hydro | Hydro_Standard | Hydro | Excluded_Hydro |  |  |  | 1980 | 2032 | 0 | Excluded | 175 | 1899-12-31 | 1 |  | 19
2650 | Peace_Canyon_2 | Peace Canyon-2_Peace Canyon-2_BCH-PCN | teppc | BCHA | BCHA | British Columbia Transmission Company | BCHA_AESO | Excluded | 1980-01-01 | 2033-03-31 | 175 | 1 | 175 | 175 | Hydro | Hydro_Standard | Hydro | Excluded_Hydro |  |  |  | 1980 | 2032 | 0 | Excluded | 175 | 1899-12-31 | 1 |  | 19
2651 | Peace_Canyon_3 | Peace Canyon-3_Peace Canyon-3_BCH-PCN | teppc | BCHA | BCHA | British Columbia Transmission Company | BCHA_AESO | Excluded | 1980-01-01 | 2033-03-31 | 175 | 1 | 175 | 175 | Hydro | Hydro_Standard | Hydro | Excluded_Hydro |  |  |  | 1980 | 2032 | 0 | Excluded | 175 | 1899-12-31 | 1 |  | 19
2652 | Peace_Canyon_4 | Peace Canyon-4_Peace Canyon-4_BCH-PCN | teppc | BCHA | BCHA | British Columbia Transmission Company | BCHA_AESO | Excluded | 1980-01-01 | 2033-03-31 | 175 | 1 | 175 | 175 | Hydro | Hydro_Standard | Hydro | Excluded_Hydro |  |  |  | 1980 | 2032 | 0 | Excluded | 175 | 1899-12-31 | 1 |  | 19
2653 | Peak_View_Rattlsnake | Peak View Wind Energy Farm¦Rattlesnake Wind | teppc | PSCO | PSCO | Public Service Company of Colorado | PSCO | Excluded | 2016-10-01 | 2050-12-31 | 60 | 1 | 60 | 60 | WT-Onshore | wind_onshorewind | Wind | Excluded_Wind |  |  |  | 2017 | 2050 | 0 | Excluded | 60 | 1899-12-31 | 1 |  | 19
2654 | PebbleSprings | Pebble Springs Wind LLC-1 | teppc | TPWR | TPWR | Tacoma Power | BPAT | NW | 2009-04-01 | 2050-12-31 | 98.7 | 1 | 98.7 | 98.7 | WT-Onshore | wind_onshorewind | Wind | NW_Wind | CAISO | 19.74 |  | 2009 | 2050 | 78.96 | CAISO | 19.74 | 1899-12-31 | 1 |  | 19
2655 | PEC_Headworks_1 | PEC Headworks-1 | teppc | GCPD | GCPD | Grant County Public Utility District | BPAT | NW | 1990-09-01 | 2050-12-31 | 6.6 | 1 | 6.6 | 6.6 | Hydro | Hydro_Standard | Hydro | NW_Hydro |  |  |  | 1991 | 2050 | 0 | NW | 6.6 | 1899-12-31 | 1 |  | 19
2656 | Peetz_Table_1 | Peetz Table Wind Energy GE¦PTZLOGN2 | teppc | PSCO | PSCO | Public Service Company of Colorado | PSCO | Excluded | 2008-01-01 | 2050-12-01 | 120 | 1 | 120 | 120 | WT-Onshore | wind_onshorewind | Wind | Excluded_Wind |  |  |  | 2008 | 2050 | 0 | Excluded | 120 | 1899-12-31 | 1 |  | 19
2657 | Peetz_Table_2 | Peetz Table Wind Energy GE¦PTZLOGN3 | teppc | PSCO | PSCO | Public Service Company of Colorado | PSCO | Excluded | 2008-01-01 | 2050-12-01 | 79.5 | 1 | 79.5 | 79.5 | WT-Onshore | wind_onshorewind | Wind | Excluded_Wind |  |  |  | 2008 | 2050 | 0 | Excluded | 79.5 | 1899-12-31 | 1 |  | 19
2658 | Pelton_1 | Pelton-1 | teppc | PGE | PGE | Portland General Electric Company | PortlandGE | NW | 1957-12-01 | 2050-12-31 | 45 | 1 | 45 | 45 | Hydro | Hydro_Standard | Hydro | NW_Hydro |  |  |  | 1958 | 2050 | 0 | NW | 45 | 1899-12-31 | 1 |  | 19
2659 | Pelton_2 | Pelton-2 | teppc | PGE | PGE | Portland General Electric Company | PortlandGE | NW | 1958-03-01 | 2050-12-31 | 32.4 | 1 | 32.4 | 32.4 | Hydro | Hydro_Standard | Hydro | NW_Hydro |  |  |  | 1958 | 2050 | 0 | NW | 32.4 | 1899-12-31 | 1 |  | 19
2660 | Pelton_3 | Pelton-3 | teppc | PGE | PGE | Portland General Electric Company | PortlandGE | NW | 1958-04-01 | 2050-12-31 | 32.4 | 1 | 32.4 | 32.4 | Hydro | Hydro_Standard | Hydro | NW_Hydro |  |  |  | 1958 | 2050 | 0 | NW | 32.4 | 1899-12-31 | 1 |  | 19
2661 | PembinaRedwater | Pembina Redwater-1 | teppc | BCHA | BCHA | British Columbia Transmission Company | BCHA_AESO | Excluded | 2015-07-01 | 2050-12-31 | 46 | 1 | 46 | 46 | CT-NatGas-Industrial | CT_NG | CT | Excluded_Peaker |  |  |  | 2016 | 2050 | 0 | Excluded | 46 | 1899-12-31 | 1 |  | 19
2662 | PEORIA_1_SOLAR | Sonora 1 | caiso | PGE_Valley | PGE_Valley | Pacific Gas and Electric Valley | PGE_Valley | CAISO | 2013-12-23 | 2050-12-31 | 1.5 | 1 | 1.5 | 1.5 | n/a | PVgeneric_sun | Solar_Fixed | CAISO_Solar |  |  |  | 2014 | 2050 | 0 | CAISO | 1.5 | 1899-12-31 | 1 |  | 19
2663 | Perrin_Ranch_CedarMt | Perrin Ranch Wind Energy Center GEN1¦Cedar Mountain Wind 1 | teppc | AZPS | AZPS | Arizona Public Service Company | AZPS | SW | 2012-01-01 | 2050-12-31 | 100.8 | 1 | 100.8 | 100.8 | WT-Onshore | wind_onshorewind | Wind | SW_Wind |  |  |  | 2012 | 2050 | 0 | SW | 100.8 | 1899-12-31 | 1 |  | 19
2664 | PGP_Bio | PGP Bio Energy Project-1_PGP Bio Energy Project-1_IPP-PGP | teppc | BCHA | BCHA | British Columbia Transmission Company | BCHA_AESO | Excluded | 2009-08-11 | 2040-09-14 | 60.6 | 1 | 60.6 | 60.6 | Bio-ST | ST_Biomass | Biomass/Wood | Excluded_Biomass |  |  |  | 2010 | 2040 | 0 | Excluded | 60.6 | 1899-12-31 | 1 |  | 19
2665 | PHOENX_1_UNIT | PHOENIX PH | caiso | PGE_Valley | PGE_Valley | Pacific Gas and Electric Valley | PGE_Valley | CAISO | 1940-01-01 | 2050-12-31 | 2 | 1 | 2 | 2 | n/a | Hydro_Standard | Hydro | CAISO_Small_Hydro |  |  |  | 1940 | 2050 | 0 | CAISO | 2 | 1899-12-31 | 1 |  | 19
2666 | PHP_2_2 | PHP 2-2 | teppc | PGE | PGE | Portland General Electric Company | PortlandGE | NW | 1982-02-01 | 2050-12-31 | 11.8 | 1 | 11.8 | 11.8 | Hydro | Hydro_Standard | Hydro | NW_Hydro |  |  |  | 1982 | 2050 | 0 | NW | 11.8 | 1899-12-31 | 1 |  | 19
2667 | PHP1_1 | PHP 1-1 | teppc | PGE | PGE | Portland General Electric Company | PortlandGE | NW | 1982-02-01 | 2050-12-31 | 23.7 | 1 | 23.7 | 23.7 | Hydro | Hydro_Standard | Hydro | NW_Hydro |  |  |  | 1982 | 2050 | 0 | NW | 23.7 | 1899-12-31 | 1 |  | 19
2668 | Pigeon_Cove_1 | Pigeon Cove-1 | teppc | IPFE | IPFE | Idaho Far East | IPCO | NW | 1984-10-31 | 2050-12-31 | 1.89 | 1 | 1.89 | 1.89 | Hydro | Hydro_Standard | Hydro | NW_Hydro |  |  |  | 1985 | 2050 | 0 | NW | 1.89 | 1899-12-31 | 1 |  | 19
2669 | Pilgrim_Stage | Pilgrim Stage Wind Park-PSWP | teppc | IPMV | IPMV | Idaho Magic Valley | IPCO | NW | 2010-12-27 | 2050-12-31 | 10.5 | 1 | 10.5 | 10.5 | WT-Onshore | wind_onshorewind | Wind | NW_Wind |  |  |  | 2011 | 2050 | 0 | NW | 10.5 | 1899-12-31 | 1 |  | 19
2670 | Pilot_Knob_1 | Pilot Knob 1 | teppc | IID | IID | Imperial Irrigation District | IID | IID | 2008-06-01 | 2050-12-01 | 16.5 | 1 | 16.5 | 16.5 | Hydro | Hydro_Standard | Hydro | IID_Hydro |  |  |  | 2008 | 2050 | 0 | IID | 16.5 | 1899-12-31 | 1 |  | 19
2671 | Pilot_Knob_2 | Pilot Knob 2 | teppc | IID | IID | Imperial Irrigation District | IID | IID | 1991-12-01 | 2050-12-31 | 16.5 | 1 | 16.5 | 16.5 | Hydro | Hydro_Standard | Hydro | IID_Hydro |  |  |  | 1992 | 2050 | 0 | IID | 16.5 | 1899-12-31 | 1 |  | 19
2672 | Pine_Tree_Solar | Pine Tree Solar Project 1 | teppc | LDWP | LDWP | Los Angeles Department of Water and Power | LADWP | LDWP | 2013-03-01 | 2050-12-31 | 8.5 | 1 | 8.5 | 8.5 | SolarPV-NonTracking | FixedPV_sun | Solar_Fixed | LDWP_Solar |  |  |  | 2013 | 2050 | 0 | LDWP | 8.5 | 1899-12-31 | 1 |  | 19
2673 | Pine_Tree_Wind | Pine Tree Wind Power Project-1 | teppc | LDWP | LDWP | Los Angeles Department of Water and Power | LADWP | LDWP | 2009-07-01 | 2050-12-31 | 120 | 1 | 120 | 120 | WT-Onshore | wind_onshorewind | Wind | LDWP_Wind |  |  |  | 2010 | 2050 | 0 | LDWP | 120 | 1899-12-31 | 1 |  | 19
2674 | PINFLT_7_UNITS | PINE FLAT HYDRO AGGREGATE | caiso | PGE_Valley | PGE_Valley | Pacific Gas and Electric Valley | PGE_Valley | CAISO | 1984-01-01 | 2050-12-31 | 210 | 1 | 210 | 210 | n/a | Hydro_Standard | Hydro | CAISO_Hydro |  |  |  | 1984 | 2050 | 0 | CAISO | 210 | 1899-12-31 | 1 |  | 19
2675 | Pingston_1 | Pingston-1_Pingston-1_IPP-PIN | teppc | BCHA | BCHA | British Columbia Transmission Company | BCHA_AESO | Excluded | 2003-05-08 | 2043-05-08 | 15 | 1 | 15 | 15 | Hydro | Hydro_Standard | Hydro | Excluded_Hydro |  |  |  | 2003 | 2042 | 0 | Excluded | 15 | 1899-12-31 | 1 |  | 19
2676 | Pingston_2 | Pingston-2_Pingston-2_IPP-PIN | teppc | BCHA | BCHA | British Columbia Transmission Company | BCHA_AESO | Excluded | 2003-05-08 | 2043-05-08 | 15 | 1 | 15 | 15 | Hydro | Hydro_Standard | Hydro | Excluded_Hydro |  |  |  | 2003 | 2042 | 0 | Excluded | 15 | 1899-12-31 | 1 |  | 19
2677 | Pingston_3 | Pingston-3_Pingston-3_IPP-PIN | teppc | BCHA | BCHA | British Columbia Transmission Company | BCHA_AESO | Excluded | 2003-05-08 | 2043-05-08 | 15 | 1 | 15 | 15 | Hydro | Hydro_Standard | Hydro | Excluded_Hydro |  |  |  | 2003 | 2042 | 0 | Excluded | 15 | 1899-12-31 | 1 |  | 19
2678 | PIOPIC_2_CTG1 |  | caiso | SDGE | SDGE | San Diego Gas and Electric | SDGE | CAISO | 2014-05-01 | 2050-12-31 | 111.3 | 1 | 111.3 | 111.3 | CT-NatGas-Aero | CT_NG | CT | CAISO_Peaker1 |  |  |  | 2014 | 2050 | 0 | CAISO | 111.3 | 1899-12-31 | 1 |  | 19
2679 | PIOPIC_2_CTG2 |  | caiso | SDGE | SDGE | San Diego Gas and Electric | SDGE | CAISO | 2014-05-01 | 2050-12-31 | 112.7 | 1 | 112.7 | 112.7 | CT-NatGas-Aero | CT_NG | CT | CAISO_Peaker1 |  |  |  | 2014 | 2050 | 0 | CAISO | 112.7 | 1899-12-31 | 1 |  | 19
2680 | PIOPIC_2_CTG3 |  | caiso | SDGE | SDGE | San Diego Gas and Electric | SDGE | CAISO | 2014-05-01 | 2050-12-31 | 112 | 1 | 112 | 112 | CT-NatGas-Aero | CT_NG | CT | CAISO_Peaker1 |  |  |  | 2014 | 2050 | 0 | CAISO | 112 | 1899-12-31 | 1 |  | 19
2681 | PIT1_6_FRIVRA | Fall River Mills Project A | caiso | PGE_Valley | PGE_Valley | Pacific Gas and Electric Valley | PGE_Valley | CAISO | 2014-03-05 | 2050-12-31 | 1.5 | 1 | 1.5 | 1.5 | n/a | PVgeneric_sun | Solar_Fixed | CAISO_Solar |  |  |  | 2014 | 2050 | 0 | CAISO | 1.5 | 1899-12-31 | 1 |  | 19
2682 | PIT1_7_UNIT_1 | PIT PH 1 UNIT 1 | caiso | PGE_Valley | PGE_Valley | Pacific Gas and Electric Valley | PGE_Valley | CAISO | 1922-01-01 | 2050-12-31 | 32 | 1 | 32 | 32 | n/a | Hydro_Standard | Hydro | CAISO_Hydro |  |  |  | 1922 | 2050 | 0 | CAISO | 32 | 1899-12-31 | 1 |  | 19
2683 | PIT1_7_UNIT_2 | PIT PH 1 UNIT 2 | caiso | PGE_Valley | PGE_Valley | Pacific Gas and Electric Valley | PGE_Valley | CAISO | 1922-01-01 | 2050-12-31 | 32 | 1 | 32 | 32 | n/a | Hydro_Standard | Hydro | CAISO_Hydro |  |  |  | 1922 | 2050 | 0 | CAISO | 32 | 1899-12-31 | 1 |  | 19
2684 | PIT3_7_PL1X3 | PIT PH 3 UNITS 1, 2 & 3 AGGREGATE | caiso | PGE_Valley | PGE_Valley | Pacific Gas and Electric Valley | PGE_Valley | CAISO | 1925-01-01 | 2050-12-31 | 70.6 | 1 | 70.6 | 70.6 | n/a | Hydro_Standard | Hydro | CAISO_Hydro |  |  |  | 1925 | 2050 | 0 | CAISO | 70.6 | 1899-12-31 | 1 |  | 19
2685 | PIT4_7_PL1X2 | PIT PH 4 UNITS 1 & 2 AGGREGATE | caiso | PGE_Valley | PGE_Valley | Pacific Gas and Electric Valley | PGE_Valley | CAISO | 1955-01-01 | 2050-12-31 | 95 | 1 | 95 | 95 | n/a | Hydro_Standard | Hydro | CAISO_Hydro |  |  |  | 1955 | 2050 | 0 | CAISO | 95 | 1899-12-31 | 1 |  | 19
2686 | PIT5_7_PL1X2 | PIT PH 5 UNITS 1 & 2 AGGREGATE | caiso | PGE_Valley | PGE_Valley | Pacific Gas and Electric Valley | PGE_Valley | CAISO | 1944-01-01 | 2050-12-31 | 82 | 1 | 82 | 82 | n/a | Hydro_Standard | Hydro | CAISO_Hydro |  |  |  | 1944 | 2050 | 0 | CAISO | 82 | 1899-12-31 | 1 |  | 19
2687 | PIT5_7_PL3X4 | PIT PH 5 UNITS 3 & 4 AGGREGATE | caiso | PGE_Valley | PGE_Valley | Pacific Gas and Electric Valley | PGE_Valley | CAISO | 1944-01-01 | 2050-12-31 | 82 | 1 | 82 | 82 | n/a | Hydro_Standard | Hydro | CAISO_Hydro |  |  |  | 1944 | 2050 | 0 | CAISO | 82 | 1899-12-31 | 1 |  | 19
2688 | PIT5_7_QFUNTS |  | caiso | PGE_Valley | PGE_Valley | Pacific Gas and Electric Valley | PGE_Valley | CAISO | 1987-08-15 | 2050-12-31 | 1.1 | 1 | 1.1 | 1.1 | n/a | Hydro_Standard | Hydro | CAISO_Hydro |  |  |  | 1988 | 2050 | 0 | CAISO | 1.1 | 1899-12-31 | 1 |  | 19
2689 | PIT6_7_UNIT_1 | PIT PH 6 UNIT 1 | caiso | PGE_Valley | PGE_Valley | Pacific Gas and Electric Valley | PGE_Valley | CAISO | 1965-01-01 | 2050-12-31 | 39 | 1 | 39 | 39 | n/a | Hydro_Standard | Hydro | CAISO_Hydro |  |  |  | 1965 | 2050 | 0 | CAISO | 39 | 1899-12-31 | 1 |  | 19
2690 | PIT6_7_UNIT_2 | PIT PH 6 UNIT 2 | caiso | PGE_Valley | PGE_Valley | Pacific Gas and Electric Valley | PGE_Valley | CAISO | 1965-01-01 | 2050-12-31 | 40 | 1 | 40 | 40 | n/a | Hydro_Standard | Hydro | CAISO_Hydro |  |  |  | 1965 | 2050 | 0 | CAISO | 40 | 1899-12-31 | 1 |  | 19
2691 | PIT7_7_UNIT_1 | PIT PH 7 UNIT 1 | caiso | PGE_Valley | PGE_Valley | Pacific Gas and Electric Valley | PGE_Valley | CAISO | 1965-01-01 | 2050-12-31 | 55.7 | 1 | 55.7 | 55.7 | n/a | Hydro_Standard | Hydro | CAISO_Hydro |  |  |  | 1965 | 2050 | 0 | CAISO | 55.7 | 1899-12-31 | 1 |  | 19
2692 | PIT7_7_UNIT_2 | PIT PH 7 UNIT 2 | caiso | PGE_Valley | PGE_Valley | Pacific Gas and Electric Valley | PGE_Valley | CAISO | 1965-01-01 | 2050-12-31 | 54.6 | 1 | 54.6 | 54.6 | n/a | Hydro_Standard | Hydro | CAISO_Hydro |  |  |  | 1965 | 2050 | 0 | CAISO | 54.6 | 1899-12-31 | 1 |  | 19
3942 | PIUTE_6_GNBSR1 |  | caiso | SCE | SCE | Southern California Edison | SCE | CAISO |  | 2050-12-31 | 3 | 1 | 3 | 3 |  |  |  | 0 |  |  |  | 1900 | 2050 | 0 | CAISO | 3 | 1899-12-31 | 1 |  | 19
2693 | PLACVL_1_CHILIB | Chili Bar Hydro | caiso | PGE_Valley | PGE_Valley | Pacific Gas and Electric Valley | PGE_Valley | CAISO | 1965-01-01 | 2050-12-31 | 8.4 | 1 | 8.4 | 8.4 | n/a | Hydro_Standard | Hydro | CAISO_Small_Hydro |  |  |  | 1965 | 2050 | 0 | CAISO | 8.4 | 1899-12-31 | 1 |  | 19
2694 | PLACVL_1_RCKCRE | Rock Creek Hydro | caiso | PGE_Valley | PGE_Valley | Pacific Gas and Electric Valley | PGE_Valley | CAISO | 1986-04-24 | 2050-12-31 | 5 | 1 | 5 | 5 | n/a | Hydro_Standard | Hydro | CAISO_Small_Hydro |  |  |  | 1986 | 2050 | 0 | CAISO | 5 | 1899-12-31 | 1 |  | 19
2695 | Plains_End_1_G01 | Plains End GEN1 | teppc | PSCO | PSCO | Public Service Company of Colorado | PSCO | Excluded | 2002-05-01 | 2050-12-31 | 5.5 | 1 | 5.5 | 5.5 | ICE-NatGas | ICE_NG | ICE | Excluded_Reciprocating_Engine |  |  |  | 2002 | 2050 | 0 | Excluded | 5.5 | 1899-12-31 | 1 |  | 19
2696 | Plains_End_1_G02 | Plains End GEN2 | teppc | PSCO | PSCO | Public Service Company of Colorado | PSCO | Excluded | 2002-05-01 | 2050-12-31 | 5.5 | 1 | 5.5 | 5.5 | ICE-NatGas | ICE_NG | ICE | Excluded_Reciprocating_Engine |  |  |  | 2002 | 2050 | 0 | Excluded | 5.5 | 1899-12-31 | 1 |  | 19
2697 | Plains_End_1_G03 | Plains End GEN3 | teppc | PSCO | PSCO | Public Service Company of Colorado | PSCO | Excluded | 2002-05-01 | 2050-12-31 | 5.5 | 1 | 5.5 | 5.5 | ICE-NatGas | ICE_NG | ICE | Excluded_Reciprocating_Engine |  |  |  | 2002 | 2050 | 0 | Excluded | 5.5 | 1899-12-31 | 1 |  | 19
2698 | Plains_End_1_G04 | Plains End GEN4 | teppc | PSCO | PSCO | Public Service Company of Colorado | PSCO | Excluded | 2002-05-01 | 2050-12-31 | 5.5 | 1 | 5.5 | 5.5 | ICE-NatGas | ICE_NG | ICE | Excluded_Reciprocating_Engine |  |  |  | 2002 | 2050 | 0 | Excluded | 5.5 | 1899-12-31 | 1 |  | 19
2699 | Plains_End_1_G05 | Plains End GEN5 | teppc | PSCO | PSCO | Public Service Company of Colorado | PSCO | Excluded | 2002-05-01 | 2050-12-31 | 5.5 | 1 | 5.5 | 5.5 | ICE-NatGas | ICE_NG | ICE | Excluded_Reciprocating_Engine |  |  |  | 2002 | 2050 | 0 | Excluded | 5.5 | 1899-12-31 | 1 |  | 19
2700 | Plains_End_1_G06 | Plains End GEN6 | teppc | PSCO | PSCO | Public Service Company of Colorado | PSCO | Excluded | 2002-05-01 | 2050-12-31 | 5.5 | 1 | 5.5 | 5.5 | ICE-NatGas | ICE_NG | ICE | Excluded_Reciprocating_Engine |  |  |  | 2002 | 2050 | 0 | Excluded | 5.5 | 1899-12-31 | 1 |  | 19
2701 | Plains_End_1_G07 | Plains End GEN7 | teppc | PSCO | PSCO | Public Service Company of Colorado | PSCO | Excluded | 2002-05-01 | 2050-12-31 | 5.5 | 1 | 5.5 | 5.5 | ICE-NatGas | ICE_NG | ICE | Excluded_Reciprocating_Engine |  |  |  | 2002 | 2050 | 0 | Excluded | 5.5 | 1899-12-31 | 1 |  | 19
2702 | Plains_End_1_G08 | Plains End GEN8 | teppc | PSCO | PSCO | Public Service Company of Colorado | PSCO | Excluded | 2002-05-01 | 2050-12-31 | 5.5 | 1 | 5.5 | 5.5 | ICE-NatGas | ICE_NG | ICE | Excluded_Reciprocating_Engine |  |  |  | 2002 | 2050 | 0 | Excluded | 5.5 | 1899-12-31 | 1 |  | 19
2703 | Plains_End_1_G09 | Plains End GEN9 | teppc | PSCO | PSCO | Public Service Company of Colorado | PSCO | Excluded | 2002-05-01 | 2050-12-31 | 5.5 | 1 | 5.5 | 5.5 | ICE-NatGas | ICE_NG | ICE | Excluded_Reciprocating_Engine |  |  |  | 2002 | 2050 | 0 | Excluded | 5.5 | 1899-12-31 | 1 |  | 19
2704 | Plains_End_1_G10 | Plains End GE10 | teppc | PSCO | PSCO | Public Service Company of Colorado | PSCO | Excluded | 2002-05-01 | 2050-12-31 | 5.5 | 1 | 5.5 | 5.5 | ICE-NatGas | ICE_NG | ICE | Excluded_Reciprocating_Engine |  |  |  | 2002 | 2050 | 0 | Excluded | 5.5 | 1899-12-31 | 1 |  | 19
2705 | Plains_End_1_G11 | Plains End GE11 | teppc | PSCO | PSCO | Public Service Company of Colorado | PSCO | Excluded | 2002-05-01 | 2050-12-31 | 5.5 | 1 | 5.5 | 5.5 | ICE-NatGas | ICE_NG | ICE | Excluded_Reciprocating_Engine |  |  |  | 2002 | 2050 | 0 | Excluded | 5.5 | 1899-12-31 | 1 |  | 19
2706 | Plains_End_1_G12 | Plains End GE12 | teppc | PSCO | PSCO | Public Service Company of Colorado | PSCO | Excluded | 2002-05-01 | 2050-12-31 | 5.5 | 1 | 5.5 | 5.5 | ICE-NatGas | ICE_NG | ICE | Excluded_Reciprocating_Engine |  |  |  | 2002 | 2050 | 0 | Excluded | 5.5 | 1899-12-31 | 1 |  | 19
2707 | Plains_End_1_G13 | Plains End GE13 | teppc | PSCO | PSCO | Public Service Company of Colorado | PSCO | Excluded | 2002-05-01 | 2050-12-31 | 5.5 | 1 | 5.5 | 5.5 | ICE-NatGas | ICE_NG | ICE | Excluded_Reciprocating_Engine |  |  |  | 2002 | 2050 | 0 | Excluded | 5.5 | 1899-12-31 | 1 |  | 19
2708 | Plains_End_1_G14 | Plains End GE14 | teppc | PSCO | PSCO | Public Service Company of Colorado | PSCO | Excluded | 2002-05-01 | 2050-12-31 | 5.5 | 1 | 5.5 | 5.5 | ICE-NatGas | ICE_NG | ICE | Excluded_Reciprocating_Engine |  |  |  | 2002 | 2050 | 0 | Excluded | 5.5 | 1899-12-31 | 1 |  | 19
2709 | Plains_End_1_G15 | Plains End GE15 | teppc | PSCO | PSCO | Public Service Company of Colorado | PSCO | Excluded | 2002-05-01 | 2050-12-31 | 5.5 | 1 | 5.5 | 5.5 | ICE-NatGas | ICE_NG | ICE | Excluded_Reciprocating_Engine |  |  |  | 2002 | 2050 | 0 | Excluded | 5.5 | 1899-12-31 | 1 |  | 19
2710 | Plains_End_1_G16 | Plains End GE16 | teppc | PSCO | PSCO | Public Service Company of Colorado | PSCO | Excluded | 2002-05-01 | 2050-12-31 | 5.5 | 1 | 5.5 | 5.5 | ICE-NatGas | ICE_NG | ICE | Excluded_Reciprocating_Engine |  |  |  | 2002 | 2050 | 0 | Excluded | 5.5 | 1899-12-31 | 1 |  | 19
2711 | Plains_End_1_G17 | Plains End GE17 | teppc | PSCO | PSCO | Public Service Company of Colorado | PSCO | Excluded | 2002-05-01 | 2050-12-31 | 5.5 | 1 | 5.5 | 5.5 | ICE-NatGas | ICE_NG | ICE | Excluded_Reciprocating_Engine |  |  |  | 2002 | 2050 | 0 | Excluded | 5.5 | 1899-12-31 | 1 |  | 19
2712 | Plains_End_1_G18 | Plains End GE18 | teppc | PSCO | PSCO | Public Service Company of Colorado | PSCO | Excluded | 2002-05-01 | 2050-12-31 | 5.5 | 1 | 5.5 | 5.5 | ICE-NatGas | ICE_NG | ICE | Excluded_Reciprocating_Engine |  |  |  | 2002 | 2050 | 0 | Excluded | 5.5 | 1899-12-31 | 1 |  | 19
2713 | Plains_End_1_G19 | Plains End GE19 | teppc | PSCO | PSCO | Public Service Company of Colorado | PSCO | Excluded | 2002-05-01 | 2050-12-31 | 5.5 | 1 | 5.5 | 5.5 | ICE-NatGas | ICE_NG | ICE | Excluded_Reciprocating_Engine |  |  |  | 2002 | 2050 | 0 | Excluded | 5.5 | 1899-12-31 | 1 |  | 19
2714 | Plains_End_1_G20 | Plains End GE20 | teppc | PSCO | PSCO | Public Service Company of Colorado | PSCO | Excluded | 2002-05-01 | 2050-12-31 | 5.5 | 1 | 5.5 | 5.5 | ICE-NatGas | ICE_NG | ICE | Excluded_Reciprocating_Engine |  |  |  | 2002 | 2050 | 0 | Excluded | 5.5 | 1899-12-31 | 1 |  | 19
2715 | Plains_End_2_G01 | Plains End Expansion Facility 2G01 | teppc | PSCO | PSCO | Public Service Company of Colorado | PSCO | Excluded | 2008-05-01 | 2050-12-01 | 8.4 | 1 | 8.4 | 8.4 | ICE-NatGas | ICE_NG | ICE | Excluded_Reciprocating_Engine |  |  |  | 2008 | 2050 | 0 | Excluded | 8.4 | 1899-12-31 | 1 |  | 19
2716 | Plains_End_2_G02 | Plains End Expansion Facility 2G02 | teppc | PSCO | PSCO | Public Service Company of Colorado | PSCO | Excluded | 2008-05-01 | 2050-12-01 | 8.4 | 1 | 8.4 | 8.4 | ICE-NatGas | ICE_NG | ICE | Excluded_Reciprocating_Engine |  |  |  | 2008 | 2050 | 0 | Excluded | 8.4 | 1899-12-31 | 1 |  | 19
2717 | Plains_End_2_G03 | Plains End Expansion Facility 2G03 | teppc | PSCO | PSCO | Public Service Company of Colorado | PSCO | Excluded | 2008-05-01 | 2050-12-01 | 8.4 | 1 | 8.4 | 8.4 | ICE-NatGas | ICE_NG | ICE | Excluded_Reciprocating_Engine |  |  |  | 2008 | 2050 | 0 | Excluded | 8.4 | 1899-12-31 | 1 |  | 19
2718 | Plains_End_2_G04 | Plains End Expansion Facility 2G04 | teppc | PSCO | PSCO | Public Service Company of Colorado | PSCO | Excluded | 2008-05-01 | 2050-12-01 | 8.4 | 1 | 8.4 | 8.4 | ICE-NatGas | ICE_NG | ICE | Excluded_Reciprocating_Engine |  |  |  | 2008 | 2050 | 0 | Excluded | 8.4 | 1899-12-31 | 1 |  | 19
2719 | Plains_End_2_G05 | Plains End Expansion Facility 2G05 | teppc | PSCO | PSCO | Public Service Company of Colorado | PSCO | Excluded | 2008-05-01 | 2050-12-01 | 8.4 | 1 | 8.4 | 8.4 | ICE-NatGas | ICE_NG | ICE | Excluded_Reciprocating_Engine |  |  |  | 2008 | 2050 | 0 | Excluded | 8.4 | 1899-12-31 | 1 |  | 19
2720 | Plains_End_2_G06 | Plains End Expansion Facility 2G06 | teppc | PSCO | PSCO | Public Service Company of Colorado | PSCO | Excluded | 2008-05-01 | 2050-12-01 | 8.4 | 1 | 8.4 | 8.4 | ICE-NatGas | ICE_NG | ICE | Excluded_Reciprocating_Engine |  |  |  | 2008 | 2050 | 0 | Excluded | 8.4 | 1899-12-31 | 1 |  | 19
2721 | Plains_End_2_G07 | Plains End Expansion Facility 2G07 | teppc | PSCO | PSCO | Public Service Company of Colorado | PSCO | Excluded | 2008-05-01 | 2050-12-01 | 8.4 | 1 | 8.4 | 8.4 | ICE-NatGas | ICE_NG | ICE | Excluded_Reciprocating_Engine |  |  |  | 2008 | 2050 | 0 | Excluded | 8.4 | 1899-12-31 | 1 |  | 19
2722 | Plains_End_2_G08 | Plains End Expansion Facility 2G08 | teppc | PSCO | PSCO | Public Service Company of Colorado | PSCO | Excluded | 2008-05-01 | 2050-12-01 | 8.4 | 1 | 8.4 | 8.4 | ICE-NatGas | ICE_NG | ICE | Excluded_Reciprocating_Engine |  |  |  | 2008 | 2050 | 0 | Excluded | 8.4 | 1899-12-31 | 1 |  | 19
2723 | Plains_End_2_G09 | Plains End Expansion Facility 2G09 | teppc | PSCO | PSCO | Public Service Company of Colorado | PSCO | Excluded | 2008-05-01 | 2050-12-01 | 8.4 | 1 | 8.4 | 8.4 | ICE-NatGas | ICE_NG | ICE | Excluded_Reciprocating_Engine |  |  |  | 2008 | 2050 | 0 | Excluded | 8.4 | 1899-12-31 | 1 |  | 19
2724 | Plains_End_2_G10 | Plains End Expansion Facility 2G10 | teppc | PSCO | PSCO | Public Service Company of Colorado | PSCO | Excluded | 2008-05-01 | 2050-12-01 | 8.4 | 1 | 8.4 | 8.4 | ICE-NatGas | ICE_NG | ICE | Excluded_Reciprocating_Engine |  |  |  | 2008 | 2050 | 0 | Excluded | 8.4 | 1899-12-31 | 1 |  | 19
2725 | Plains_End_2_G11 | Plains End Expansion Facility 2G11 | teppc | PSCO | PSCO | Public Service Company of Colorado | PSCO | Excluded | 2008-05-01 | 2050-12-01 | 8.4 | 1 | 8.4 | 8.4 | ICE-NatGas | ICE_NG | ICE | Excluded_Reciprocating_Engine |  |  |  | 2008 | 2050 | 0 | Excluded | 8.4 | 1899-12-31 | 1 |  | 19
2726 | Plains_End_2_G12 | Plains End Expansion Facility 2G12 | teppc | PSCO | PSCO | Public Service Company of Colorado | PSCO | Excluded | 2008-05-01 | 2050-12-01 | 8.4 | 1 | 8.4 | 8.4 | ICE-NatGas | ICE_NG | ICE | Excluded_Reciprocating_Engine |  |  |  | 2008 | 2050 | 0 | Excluded | 8.4 | 1899-12-31 | 1 |  | 19
2727 | Plains_End_2_G13 | Plains End Expansion Facility 2G13 | teppc | PSCO | PSCO | Public Service Company of Colorado | PSCO | Excluded | 2008-05-01 | 2050-12-01 | 8.4 | 1 | 8.4 | 8.4 | ICE-NatGas | ICE_NG | ICE | Excluded_Reciprocating_Engine |  |  |  | 2008 | 2050 | 0 | Excluded | 8.4 | 1899-12-31 | 1 |  | 19
2728 | Plains_End_2_G14 | Plains End Expansion Facility 2G14 | teppc | PSCO | PSCO | Public Service Company of Colorado | PSCO | Excluded | 2008-05-01 | 2050-12-01 | 8.4 | 1 | 8.4 | 8.4 | ICE-NatGas | ICE_NG | ICE | Excluded_Reciprocating_Engine |  |  |  | 2008 | 2050 | 0 | Excluded | 8.4 | 1899-12-31 | 1 |  | 19
2729 | PLAINV_6_BSOLAR | Western Antelope Blue Sky Ranch A | caiso | SCE | SCE | Southern California Edison | SCE | CAISO | 2014-11-07 | 2050-12-31 | 20 | 1 | 20 | 20 | n/a | PVgeneric_sun | Solar_Fixed | CAISO_Solar |  |  |  | 2015 | 2050 | 0 | CAISO | 20 | 1899-12-31 | 1 |  | 19
2730 | PLAINV_6_DSOLAR | Western Antelope Dry Ranch | caiso | SCE | SCE | Southern California Edison | SCE | CAISO |  | 2050-12-31 | 10 | 1 | 10 | 10 | PVgeneric_sun | PVgeneric_sun | Solar_Fixed | CAISO_Solar |  |  |  | 1900 | 2050 | 0 | CAISO | 10 | 1899-12-31 | 1 |  | 19
2731 | PLAINV_6_NLRSR1 | North Lancaster Ranch | caiso | SCE | SCE | Southern California Edison | SCE | CAISO |  | 2050-12-31 | 20 | 1 | 20 | 20 | PHOTO VOLTAIC_SUN | PVgeneric_sun | Solar_Fixed | CAISO_Solar |  |  |  | 1900 | 2050 | 0 | CAISO | 20 | 1899-12-31 | 1 |  | 19
2732 | PLAINV_6_SOLAR3 | Sierra Solar Greenworks LLC | caiso | SCE | SCE | Southern California Edison | SCE | CAISO | 2015-11-30 | 2050-12-31 | 20 | 1 | 20 | 20 | n/a | PVgeneric_sun | Solar_Fixed | CAISO_Solar |  |  |  | 2016 | 2050 | 0 | CAISO | 20 | 1899-12-31 | 1 |  | 19
2733 | PLAINV_6_SOLARC | Central Antelope Dry Ranch C | caiso | SCE | SCE | Southern California Edison | SCE | CAISO | 2016-05-06 | 2050-12-31 | 20 | 1 | 20 | 20 | n/a | PVgeneric_sun | Solar_Fixed | CAISO_Solar |  |  |  | 2016 | 2050 | 0 | CAISO | 20 | 1899-12-31 | 1 |  | 19
2734 | PLAYA2_G | Playa Solar PV | teppc | NEVP | NEVP | Nevada Power Company | NEVP | SW | 2017-01-01 | 2050-12-31 | 79 | 1 | 79 | 79 | SolarPV-NonTracking | FixedPV_sun | Solar_Fixed | SW_Solar |  |  |  | 2017 | 2050 | 0 | SW | 79 | 1899-12-31 | 1 |  | 19
2735 | Pleasant_Valley | Pleasant Valley 1 | teppc | LDWP | LDWP | Los Angeles Department of Water and Power | LADWP | LDWP | 1958-02-01 | 2050-12-31 | 3.2 | 1 | 3.2 | 3.2 | Hydro | Hydro_Standard | Hydro | LDWP_Hydro |  |  |  | 1958 | 2050 | 0 | LDWP | 3.2 | 1899-12-31 | 1 |  | 19
2736 | PLMSSR_6_HISIER | High Sierra Cogeneration Aggregate | caiso | PGE_Valley | PGE_Valley | Pacific Gas and Electric Valley | PGE_Valley | CAISO | 2010-04-22 | 2050-12-31 | 0 | 0 |  | 6 | RECIPROCATING ENGINE_NATURAL GAS | Cogen_NG | Cogen | CAISO_CHP |  |  |  | 2010 | 2050 | 0 | CAISO | 6 | 1899-12-31 | 1 |  | 19
2737 | PLSNTG_7_LNCLND | Lincoln Landfill Power Plant | caiso | PGE_Valley | PGE_Valley | Pacific Gas and Electric Valley | PGE_Valley | CAISO | 1985-01-01 | 2050-12-31 | 2.95 | 0.59237 | 2.95 | 4.98 | n/a | Biogas_ | Biogas_LandfillGas | CAISO_Biomass |  |  |  | 1985 | 2050 | 0 | CAISO | 4.98 | 1899-12-31 | 1 |  | 19
2738 | Plummer_Cgn | Plummer Cogen-GEN1 | teppc | AVA | AVA | Avista Corp. | BPAT | NW | 1982-12-01 | 2050-12-31 | 6.2 | 1 | 6.2 | 6.2 | Bio-ST | ST_Biomass | Biomass/Wood | NW_Biomass |  |  |  | 1983 | 2050 | 0 | NW | 6.2 | 1899-12-31 | 1 |  | 19
2739 | PMDLET_6_SOLAR1 | SEPV Palmdale East, LLC | caiso | SCE | SCE | Southern California Edison | SCE | CAISO | 2015-07-31 | 2050-12-31 | 10 | 1 | 10 | 10 | n/a | PVgeneric_sun | Solar_Fixed | CAISO_Solar |  |  |  | 2016 | 2050 | 0 | CAISO | 10 | 1899-12-31 | 1 |  | 19
2740 | PMPJCK_1_RB2SLR | Rio Bravo Solar 2 | caiso | SCE | SCE | Southern California Edison | SCE | CAISO |  | 2050-12-31 | 20 | 1 | 20 | 20 | PHOTO VOLTAIC_SUN | PVgeneric_sun | Solar_Fixed | CAISO_Solar |  |  |  | 1900 | 2050 | 0 | CAISO | 20 | 1899-12-31 | 1 |  | 19
2741 | PMPJCK_1_SOLAR1 | Pumpjack Solar I | caiso | SCE | SCE | Southern California Edison | SCE | CAISO | 2015-01-27 | 2050-12-31 | 19.48 | 1 | 19.48 | 19.48 | n/a | PVgeneric_sun | Solar_Fixed | CAISO_Solar |  |  |  | 2015 | 2050 | 0 | CAISO | 19.48 | 1899-12-31 | 1 |  | 19
2742 | PMPJCK_1_SOLAR2 | Rio Bravo Solar 1 | caiso | SCE | SCE | Southern California Edison | SCE | CAISO |  | 2050-12-31 | 20 | 1 | 20 | 20 | PVgeneric_sun | PVgeneric_sun | Solar_Fixed | CAISO_Solar |  |  |  | 1900 | 2050 | 0 | CAISO | 20 | 1899-12-31 | 1 |  | 19
2743 | PNCHEG_2_PL1X4 | PANOCHE ENERGY CENTER (Aggregated) | caiso | PGE_Valley | PGE_Valley | Pacific Gas and Electric Valley | PGE_Valley | CAISO | 2009-05-28 | 2050-12-31 | 401 | 1 | 401 | 401 | CT-NatGas-Aero | CT_NG | CT | CAISO_Peaker1 |  |  |  | 2009 | 2050 | 0 | CAISO | 401 | 1899-12-31 | 1 |  | 19
2744 | PNCHPP_1_PL1X2 | Midway Peaking Aggregate | caiso | PGE_Valley | PGE_Valley | Pacific Gas and Electric Valley | PGE_Valley | CAISO | 2009-05-04 | 2050-12-31 | 119.91 | 1 | 119.91 | 119.91 | CT-NatGas-Aero | CT_NG | CT | CAISO_Peaker2 |  |  |  | 2009 | 2050 | 0 | CAISO | 119.91 | 1899-12-31 | 1 |  | 19
2745 | PNCHVS_2_SOLAR | PNCHVS_2_SOLARB | caiso | PGE_Valley | PGE_Valley | Pacific Gas and Electric Valley | PGE_Valley | CAISO |  | 2050-12-31 | 140 | 1 | 140 | 140 | PVgeneric_sun | PVgeneric_sun | Solar_Fixed | CAISO_Solar |  |  |  | 1900 | 2050 | 0 | CAISO | 140 | 1899-12-31 | 1 |  | 19
2746 | PNM_RPS_Compliant_PV | RPS Compliant Solar | teppc | PNM | PNM | Public Service Company of New Mexico | PNM_EPE | SW | 2025-01-01 | 2050-12-31 | 192.6 | 1 | 192.6 | 192.6 | SolarPV-Tracking | 1axPV_sun | Solar_1Axis | SW_Solar |  |  |  | 2025 | 2050 | 0 | SW | 192.6 | 0.95 | 1 |  | 19
2747 | PNOCHE_1_PL1X2 | Panoche Peaker | caiso | PGE_Valley | PGE_Valley | Pacific Gas and Electric Valley | PGE_Valley | CAISO | 2005-06-14 | 2050-12-31 | 49.97 | 1 | 49.97 | 49.97 | CT-NatGas-Aero | CT_NG | CT | CAISO_Peaker2 |  |  |  | 2005 | 2050 | 0 | CAISO | 49.97 | 1899-12-31 | 1 |  | 19
2748 | PNOCHE_1_UNITA1 | CalPeak Power Panoche Unit 1 | caiso | PGE_Valley | PGE_Valley | Pacific Gas and Electric Valley | PGE_Valley | CAISO | 2001-12-27 | 2050-12-31 | 48 | 0.9229 | 48 | 52.01 | CT-NatGas-Aero | CT_NG | CT | CAISO_Peaker2 |  |  |  | 2002 | 2050 | 0 | CAISO | 52.01 | 1899-12-31 | 1 |  | 19
N/A | Pocatello_Solar_1 |  | teppc | CISC | CISC | Southern California Edison | SCE | CAISO | 2016-12-31 | 2050-12-31 | 140 | 1 | 140 | 140 | SolarPV-Tracking | 1axPV_sun | Solar_1Axis | CAISO_Solar |  |  |  | 2017 | 2050 | 0 | CAISO | 140 | 1899-12-31 | 1 |  | 20
2749 | Pocatello_Waste | Pocatello Waste-1 | teppc | CISC | CISC | Southern California Edison | SCE | CAISO | 1984-12-01 | 2050-12-31 | 0 | 0 |  | 0.46 | Bio-ICE | ICE_Biomass | Biomass/Wood | CAISO_Biomass |  |  |  | 1985 | 2050 | 0 | CAISO | 0.46 | 1899-12-31 | 1 |  | 20
2750 | POCATERA_1 | POCATERA-1 | teppc | AESO | AESO | Alberta Electric System Operator | BCHA_AESO | Excluded | 1955-01-01 | 2050-12-01 | 12 | 1 | 12 | 12 | Hydro | Hydro_Standard | Hydro | Excluded_Hydro |  |  |  | 1955 | 2050 | 0 | Excluded | 12 | 1899-12-31 | 1 |  | 20
2751 | POEPH_7_UNIT_1 | POE HYDRO UNIT 1 | caiso | PGE_Valley | PGE_Valley | Pacific Gas and Electric Valley | PGE_Valley | CAISO | 1958-01-01 | 2050-12-31 | 69 | 1 | 69 | 69 | n/a | Hydro_Standard | Hydro | CAISO_Hydro |  |  |  | 1958 | 2050 | 0 | CAISO | 69 | 1899-12-31 | 1 |  | 20
2752 | POEPH_7_UNIT_2 | POE HYDRO UNIT 2 | caiso | PGE_Valley | PGE_Valley | Pacific Gas and Electric Valley | PGE_Valley | CAISO | 1958-01-01 | 2050-12-31 | 68.5 | 1 | 68.5 | 68.5 | n/a | Hydro_Standard | Hydro | CAISO_Hydro |  |  |  | 1958 | 2050 | 0 | CAISO | 68.5 | 1899-12-31 | 1 |  | 20
2753 | PointLoma1 | Point Loma 1_POINT LOMA WASTEWATER TREATMENT PLANT-1_CABRILLO_Point Loma | teppc | CISC | CISC | Southern California Edison | SCE | CAISO | 1985-01-01 | 2050-12-31 | 0 | 0 |  | 2.29 | Bio-ICE | ICE_Biomass | Biomass/Wood | CAISO_Biomass |  |  |  | 1985 | 2050 | 0 | CAISO | 2.29 | 1899-12-31 | 1 |  | 20
2754 | PointLoma2 | Point Loma 2_POINT LOMA WASTEWATER TREATMENT PLANT-1 | teppc | CISC | CISC | Southern California Edison | SCE | CAISO | 1985-01-01 | 2050-12-31 | 0 | 0 |  | 2.29 | Bio-ICE | ICE_Biomass | Biomass/Wood | CAISO_Biomass |  |  |  | 1985 | 2050 | 0 | CAISO | 2.29 | 1899-12-31 | 1 |  | 20
2755 | PointLomaHY | POINT LOMA WASTEWATER PERP HYDRO_POINT LOMA WASTEWATER TREATMENT PLANT-1 | teppc | CISC | CISC | Southern California Edison | SCE | CAISO | 1985-01-01 | 2050-12-31 | 1.35 | 1 | 1.35 | 1.35 | Hydro | Hydro_Standard | Hydro | CAISO_Hydro |  |  |  | 1985 | 2050 | 0 | CAISO | 1.35 | 1899-12-31 | 1 |  | 20
2756 | Pole_Hill | Pole Hill 1 | teppc | WACM | WACM | Western Area Power Administration, Colorado-Missouri Region | WACM | Excluded | 1954-01-01 | 2050-12-31 | 40.25 | 1 | 40.25 | 40.25 | Hydro | Hydro_Standard | Hydro | Excluded_Hydro |  |  |  | 1954 | 2050 | 0 | Excluded | 40.25 | 1899-12-31 | 1 |  | 20
2757 | Poplar_Hill_1 | Poplar Hill-1 | teppc | AESO | AESO | Alberta Electric System Operator | BCHA_AESO | Excluded | 1998-11-01 | 2050-12-01 | 48 | 1 | 48 | 48 | CT-NatGas-Industrial | CT_NG | CT | Excluded_Peaker |  |  |  | 1999 | 2050 | 0 | Excluded | 48 | 1899-12-31 | 1 |  | 20
2758 | Port_Townsend4 | Port Townsend Paper-GEN4 | teppc | PNM | PNM | Public Service Company of New Mexico | PNM_EPE | SW | 1929-01-01 | 2050-12-31 | 3 | 1 | 3 | 3 | Bio-ST | ST_Biomass | Biomass/Wood | SW_Biomass |  |  |  | 1929 | 2050 | 0 | SW | 3 | 1899-12-31 | 1 |  | 20
2759 | Port_Townsend6 | Port Townsend Paper-GEN6 | teppc | PNM | PNM | Public Service Company of New Mexico | PNM_EPE | SW | 1986-01-01 | 2050-12-31 | 7.5 | 1 | 7.5 | 7.5 | Bio-ST | ST_Biomass | Biomass/Wood | SW_Biomass |  |  |  | 1986 | 2050 | 0 | SW | 7.5 | 1899-12-31 | 1 |  | 20
2760 | PortTownsend | Port Townsend Paper-HDRO | teppc | PNM | PNM | Public Service Company of New Mexico | PNM_EPE | SW | 1982-08-01 | 2050-12-31 | 0.4 | 1 | 0.4 | 0.4 | Hydro | Hydro_Standard | Hydro | SW_Hydro |  |  |  | 1983 | 2050 | 0 | SW | 0.4 | 1899-12-31 | 1 |  | 20
2761 | PORTW2D | PORTW2D | teppc | BPAT | BPAT | Bonneville Power Administration – Transmission | BPAT | NW | 1950-01-01 | 2050-12-31 | 19.3 | 1 | 19.3 | 19.3 | 0 | Unknown | Unknown | NW_Unknown |  |  |  | 1950 | 2050 | 0 | NW | 19.3 | 1899-12-31 | 1 |  | 20
2762 | PortWestwrd1CC_Total | PortWestward1CC (Total CC Plant) | teppc | PGE | PGE | Portland General Electric Company | PortlandGE | NW | 2007-07-01 | 2050-12-31 | 430 | 1 | 430 | 430 | CCWhole-NatGas-Industrial | CC_NG | CC | NW_CCGT |  |  |  | 2008 | 2050 | 0 | NW | 430 | 1899-12-31 | 1 |  | 20
2763 | PortWestwrd2_01 | PortWestward1CC (Total CC Plant) | teppc | PGE | PGE | Portland General Electric Company | PortlandGE | NW | 2007-07-01 | 2050-12-31 | 18.7 | 1 | 18.7 | 18.7 | ICE-NatGas | ICE_NG | ICE | NW_Peaker |  |  |  | 2008 | 2050 | 0 | NW | 18.7 | 1899-12-31 | 1 |  | 20
2764 | PortWestwrd2_02 | Port Westward Unit 2-1 | teppc | PGE | PGE | Portland General Electric Company | PortlandGE | NW | 2015-02-01 | 2050-12-31 | 18.7 | 1 | 18.7 | 18.7 | ICE-NatGas | ICE_NG | ICE | NW_Peaker |  |  |  | 2015 | 2050 | 0 | NW | 18.7 | 1899-12-31 | 1 |  | 20
2765 | PortWestwrd2_03 | Port Westward Unit 2-2 | teppc | PGE | PGE | Portland General Electric Company | PortlandGE | NW | 2015-02-01 | 2050-12-31 | 18.7 | 1 | 18.7 | 18.7 | ICE-NatGas | ICE_NG | ICE | NW_Peaker |  |  |  | 2015 | 2050 | 0 | NW | 18.7 | 1899-12-31 | 1 |  | 20
2766 | PortWestwrd2_04 | Port Westward Unit 2-3 | teppc | PGE | PGE | Portland General Electric Company | PortlandGE | NW | 2015-02-01 | 2050-12-31 | 18.7 | 1 | 18.7 | 18.7 | ICE-NatGas | ICE_NG | ICE | NW_Peaker |  |  |  | 2015 | 2050 | 0 | NW | 18.7 | 1899-12-31 | 1 |  | 20
2767 | PortWestwrd2_05 | Port Westward Unit 2-4 | teppc | PGE | PGE | Portland General Electric Company | PortlandGE | NW | 2015-02-01 | 2050-12-31 | 18.7 | 1 | 18.7 | 18.7 | ICE-NatGas | ICE_NG | ICE | NW_Peaker |  |  |  | 2015 | 2050 | 0 | NW | 18.7 | 1899-12-31 | 1 |  | 20
2768 | PortWestwrd2_06 | Port Westward Unit 2-5 | teppc | PGE | PGE | Portland General Electric Company | PortlandGE | NW | 2015-02-01 | 2050-12-31 | 18.7 | 1 | 18.7 | 18.7 | ICE-NatGas | ICE_NG | ICE | NW_Peaker |  |  |  | 2015 | 2050 | 0 | NW | 18.7 | 1899-12-31 | 1 |  | 20
2769 | PortWestwrd2_07 | Port Westward Unit 2-6 | teppc | PGE | PGE | Portland General Electric Company | PortlandGE | NW | 2015-02-01 | 2050-12-31 | 18.7 | 1 | 18.7 | 18.7 | ICE-NatGas | ICE_NG | ICE | NW_Peaker |  |  |  | 2015 | 2050 | 0 | NW | 18.7 | 1899-12-31 | 1 |  | 20
2770 | PortWestwrd2_08 | Port Westward Unit 2-7 | teppc | PGE | PGE | Portland General Electric Company | PortlandGE | NW | 2015-02-01 | 2050-12-31 | 18.7 | 1 | 18.7 | 18.7 | ICE-NatGas | ICE_NG | ICE | NW_Peaker |  |  |  | 2015 | 2050 | 0 | NW | 18.7 | 1899-12-31 | 1 |  | 20
2771 | PortWestwrd2_09 | Port Westward Unit 2-8 | teppc | PGE | PGE | Portland General Electric Company | PortlandGE | NW | 2015-02-01 | 2050-12-31 | 18.7 | 1 | 18.7 | 18.7 | ICE-NatGas | ICE_NG | ICE | NW_Peaker |  |  |  | 2015 | 2050 | 0 | NW | 18.7 | 1899-12-31 | 1 |  | 20
2772 | PortWestwrd2_10 | Port Westward Unit 2-9 | teppc | PGE | PGE | Portland General Electric Company | PortlandGE | NW | 2015-02-01 | 2050-12-31 | 18.7 | 1 | 18.7 | 18.7 | ICE-NatGas | ICE_NG | ICE | NW_Peaker |  |  |  | 2015 | 2050 | 0 | NW | 18.7 | 1899-12-31 | 1 |  | 20
2773 | PortWestwrd2_11 | Port Westward Unit 2-10 | teppc | PGE | PGE | Portland General Electric Company | PortlandGE | NW | 2015-02-01 | 2050-12-31 | 18.7 | 1 | 18.7 | 18.7 | ICE-NatGas | ICE_NG | ICE | NW_Peaker |  |  |  | 2015 | 2050 | 0 | NW | 18.7 | 1899-12-31 | 1 |  | 20
2774 | PortWestwrd2_12 | Port Westward Unit 2-12 | teppc | PGE | PGE | Portland General Electric Company | PortlandGE | NW | 2015-02-01 | 2050-12-31 | 18.7 | 1 | 18.7 | 18.7 | ICE-NatGas | ICE_NG | ICE | NW_Peaker |  |  |  | 2015 | 2050 | 0 | NW | 18.7 | 1899-12-31 | 1 |  | 20
2775 | Post_Falls_1 | Post Falls-1 | teppc | AVA | AVA | Avista Corp. | BPAT | NW | 1907-12-01 | 2050-12-31 | 2.2 | 1 | 2.2 | 2.2 | Hydro | Hydro_Standard | Hydro | NW_Hydro |  |  |  | 1908 | 2050 | 0 | NW | 2.2 | 1899-12-31 | 1 |  | 20
2776 | Post_Falls_2 | Post Falls-2 | teppc | AVA | AVA | Avista Corp. | BPAT | NW | 1906-07-01 | 2050-12-31 | 2.2 | 1 | 2.2 | 2.2 | Hydro | Hydro_Standard | Hydro | NW_Hydro |  |  |  | 1907 | 2050 | 0 | NW | 2.2 | 1899-12-31 | 1 |  | 20
2777 | Post_Falls_3 | Post Falls-3 | teppc | AVA | AVA | Avista Corp. | BPAT | NW | 1906-08-01 | 2050-12-31 | 2.2 | 1 | 2.2 | 2.2 | Hydro | Hydro_Standard | Hydro | NW_Hydro |  |  |  | 1907 | 2050 | 0 | NW | 2.2 | 1899-12-31 | 1 |  | 20
2778 | Post_Falls_4 | Post Falls-4 | teppc | AVA | AVA | Avista Corp. | BPAT | NW | 1906-11-01 | 2050-12-31 | 2.2 | 1 | 2.2 | 2.2 | Hydro | Hydro_Standard | Hydro | NW_Hydro |  |  |  | 1907 | 2050 | 0 | NW | 2.2 | 1899-12-31 | 1 |  | 20
2779 | Post_Falls_5 | Post Falls-5 | teppc | AVA | AVA | Avista Corp. | BPAT | NW | 1908-08-01 | 2050-12-31 | 2.2 | 1 | 2.2 | 2.2 | Hydro | Hydro_Standard | Hydro | NW_Hydro |  |  |  | 1909 | 2050 | 0 | NW | 2.2 | 1899-12-31 | 1 |  | 20
2780 | Post_Falls_6 | Post Falls-6 | teppc | AVA | AVA | Avista Corp. | BPAT | NW | 1980-12-01 | 2050-12-31 | 3.5 | 1 | 3.5 | 3.5 | Hydro | Hydro_Standard | Hydro | NW_Hydro |  |  |  | 1981 | 2050 | 0 | NW | 3.5 | 1899-12-31 | 1 |  | 20
2781 | Potholes_East | Potholes East Canal 66.0-1 | teppc | BPAT | BPAT | Bonneville Power Administration – Transmission | BPAT | NW | 1985-03-01 | 2050-12-31 | 2.3 | 1 | 2.3 | 2.3 | Hydro | Hydro_Standard | Hydro | NW_Hydro |  |  |  | 1985 | 2050 | 0 | NW | 2.3 | 1899-12-31 | 1 |  | 20
2782 | POTTER_6_UNITS | Potter Valley | caiso | PGE_Bay | PGE_Bay | Pacific Gas and Electric Bay | PGE_Bay | CAISO | 1910-01-01 | 2050-12-31 | 10.1 | 1 | 10.1 | 10.1 | n/a | Hydro_Standard | Hydro | CAISO_Small_Hydro |  |  |  | 1910 | 2050 | 0 | CAISO | 10.1 | 1899-12-31 | 1 |  | 20
2783 | POTTER_7_VECINO | Vecino Vineyards LLC | caiso | PGE_Bay | PGE_Bay | Pacific Gas and Electric Bay | PGE_Bay | CAISO | 1990-03-27 | 2050-12-31 | 1.25 | 1 | 1.25 | 1.25 | n/a | Hydro_Standard | Hydro | CAISO_Hydro |  |  |  | 1990 | 2050 | 0 | CAISO | 1.25 | 1899-12-31 | 1 |  | 20
2784 | POW_6G1 | POW 6G1 | teppc | BCHA | BCHA | British Columbia Transmission Company | BCHA_AESO | Excluded | 2018-03-30 | 2050-03-30 | 11.5 | 1 | 11.5 | 11.5 | hydro | Hydro_Standard | Hydro | Excluded_Hydro |  |  |  | 2018 | 2049 | 0 | Excluded | 11.5 | 1899-12-31 | 1 |  | 20
2785 | POW_G13 | POW G13 | teppc | BCHA | BCHA | British Columbia Transmission Company | BCHA_AESO | Excluded | 2015-03-30 | 2050-03-30 | 12 | 1 | 12 | 12 | Bio-ICE | ICE_Biomass | Biomass/Wood | Excluded_Biomass |  |  |  | 2015 | 2049 | 0 | Excluded | 12 | 1899-12-31 | 1 |  | 20
2786 | Powell_River_5 | Powell River-5_Powell River-5_IPP-POW | teppc | BCHA | BCHA | British Columbia Transmission Company | BCHA_AESO | Excluded | 2012-12-01 | 2040-12-01 | 28 | 1 | 28 | 28 | Hydro | Hydro_Standard | Hydro | Excluded_Hydro |  |  |  | 2013 | 2040 | 0 | Excluded | 28 | 1899-12-31 | 1 |  | 20
2787 | Powell_River12 | Powell River CG (Catalyst)-12¦IPP-POW¦Catalyst Paper Steam Unit G12 on Powell River | teppc | BCHA | BCHA | British Columbia Transmission Company | BCHA_AESO | Excluded | 2012-04-01 | 2021-12-01 | 38 | 1 | 38 | 38 | Bio-ST | ST_Biomass | Biomass/Wood | Excluded_Biomass |  |  |  | 2012 | 2021 | 0 | Excluded | 38 | 1899-12-31 | 1 |  | 20
2788 | PowerInvest | Power Investments Hydro | teppc | IPFE | IPFE | Idaho Far East | IPCO | NW | 1985-04-15 | 2050-12-31 | 1.2 | 1 | 1.2 | 1.2 | Hydro | Hydro_Standard | Hydro | NW_Hydro |  |  |  | 1985 | 2050 | 0 | NW | 1.2 | 1899-12-31 | 1 |  | 20
2789 | PrairieWoodProducts | Co-Gen LLC-GEN1_Prairie Wood Products (Cogen 1) | teppc | IPFE | IPFE | Idaho Far East | IPCO | NW | 2009-07-01 | 2020-12-31 | 7.5 | 1 | 7.5 | 7.5 | Bio-ST | ST_Biomass | Biomass/Wood | NW_Biomass |  |  |  | 2010 | 2020 | 0 | NW | 7.5 | 1899-12-31 | 1 |  | 20
3920 | PRCTVY_1_MIGBT1 |  | caiso | SDGE | SDGE | San Diego Gas and Electric | SDGE | CAISO |  | 2050-12-31 | 2 | 1 | 2 | 2 |  |  |  | 0 |  |  |  | 1900 | 2050 | 0 | CAISO | 2 | 1899-12-31 | 1 |  | 20
2790 | Priest_Rapids | Priest Rapids-1 | teppc | GCPD | GCPD | Grant County Public Utility District | BPAT | NW | 1961-07-01 | 2050-12-31 | 858 | 1 | 858 | 858 | Hydro | Hydro_Standard | Hydro | NW_Hydro |  |  |  | 1962 | 2050 | 0 | NW | 858 | 1899-12-31 | 1 |  | 20
2791 | Prima_Plant1 | Prima Plant-UNT1_22112 | teppc | CISC | CISC | Southern California Edison | SCE | CAISO | 1999-01-01 | 2050-12-31 | 0 | 0 |  | 3 | Bio-ICE | ICE_Biomass | Biomass/Wood | CAISO_Biomass |  |  |  | 1999 | 2050 | 0 | CAISO | 3 | 1899-12-31 | 1 |  | 20
2792 | Prima_Plant2 | Prima Plant-UNT2_22112 | teppc | CISC | CISC | Southern California Edison | SCE | CAISO | 1999-01-01 | 2050-12-31 | 0 | 0 |  | 3 | Bio-ICE | ICE_Biomass | Biomass/Wood | CAISO_Biomass |  |  |  | 1999 | 2050 | 0 | CAISO | 3 | 1899-12-31 | 1 |  | 20
2793 | PRIMM_2_SOLAR1 | Silver State South | caiso | NEVP | SCE | Southern California Edison | SCE | CAISO | 2016-08-23 | 2050-12-31 | 250 | 1 | 250 | 250 | n/a | PVgeneric_sun | Solar_Fixed | CAISO_Solar |  |  |  | 2017 | 2050 | 0 | CAISO | 250 | 1899-12-31 | 1 |  | 20
2794 | Primrose_1 | Primrose-1 | teppc | AESO | AESO | Alberta Electric System Operator | BCHA_AESO | Excluded | 1998-12-01 | 2050-12-01 | 75 | 1 | 75 | 75 | CT-AB-Cogen | Cogen_NG | Cogen | Excluded_CHP |  |  |  | 1999 | 2050 | 0 | Excluded | 75 | 1899-12-31 | 1 |  | 20
2795 | PristineSpgs1_1 | Pristine Springs #1-1 | teppc | IPFE | IPFE | Idaho Far East | IPCO | NW | 1995-03-29 | 2050-12-31 | 0.13 | 1 | 0.13 | 0.13 | Hydro | Hydro_Standard | Hydro | NW_Hydro |  |  |  | 1995 | 2050 | 0 | NW | 0.13 | 1899-12-31 | 1 |  | 20
2796 | PristineSpgs3_1 | Pristine Springs Hydro #3-1 | teppc | IPFE | IPFE | Idaho Far East | IPCO | NW | 2005-05-01 | 2050-12-31 | 0.2 | 1 | 0.2 | 0.2 | Hydro | Hydro_Standard | Hydro | NW_Hydro |  |  |  | 2005 | 2050 | 0 | NW | 0.2 | 1899-12-31 | 1 |  | 20
2797 | Prospect1 | Prospect 1-1 | teppc | PACW | PACW | PacifiCorp – West | PACW | NW | 1912-01-01 | 2050-12-31 | 3.76 | 1 | 3.76 | 3.76 | Hydro | Hydro_Standard | Hydro | NW_Hydro |  |  |  | 1912 | 2050 | 0 | NW | 3.76 | 1899-12-31 | 1 |  | 20
2798 | Prospect2_1 | Prospect 2-1 | teppc | PACW | PACW | PacifiCorp – West | PACW | NW | 1928-01-01 | 2050-12-31 | 16 | 1 | 16 | 16 | Hydro | Hydro_Standard | Hydro | NW_Hydro |  |  |  | 1928 | 2050 | 0 | NW | 16 | 1899-12-31 | 1 |  | 20
2799 | Prospect2_2 | Prospect 2-2 | teppc | PACW | PACW | PacifiCorp – West | PACW | NW | 1928-02-01 | 2050-12-31 | 16 | 1 | 16 | 16 | Hydro | Hydro_Standard | Hydro | NW_Hydro |  |  |  | 1928 | 2050 | 0 | NW | 16 | 1899-12-31 | 1 |  | 20
2800 | Prospect3 | Prospect 3-1 | teppc | PACW | PACW | PacifiCorp – West | PACW | NW | 1932-04-01 | 2050-12-31 | 7.2 | 1 | 7.2 | 7.2 | Hydro | Hydro_Standard | Hydro | NW_Hydro |  |  |  | 1932 | 2050 | 0 | NW | 7.2 | 1899-12-31 | 1 |  | 20
2801 | Prospect4 | Prospect 4-1 | teppc | PACW | PACW | PacifiCorp – West | PACW | NW | 1944-11-01 | 2050-12-31 | 1 | 1 | 1 | 1 | Hydro | Hydro_Standard | Hydro | NW_Hydro |  |  |  | 1945 | 2050 | 0 | NW | 1 | 1899-12-31 | 1 |  | 20
2802 | Prospector_Wind__OR_ | NA_60367 | teppc | IPFE | IPFE | Idaho Far East | IPCO | NW | 2016-12-31 | 2050-12-31 | 40 | 1 | 40 | 40 | WT-Onshore | wind_onshorewind | Wind | NW_Wind |  |  |  | 2017 | 2050 | 0 | NW | 40 | 1899-12-31 | 1 |  | 20
2803 | Prosperity_Solar | Prosperity Energy Storage Facility GEN-1¦Prosperity Energy Battery Storage Facility GEN-2 | teppc | PNM | PNM | Public Service Company of New Mexico | PNM_EPE | SW | 2005-05-01 | 2030-04-15 | 0.75 | 1 | 0.75 | 0.75 | SolarPV-NonTracking | FixedPV_sun | Solar_Fixed | SW_Solar |  |  |  | 2005 | 2029 | 0 | SW | 0.75 | 1899-12-31 | 1 |  | 20
2804 | PSWEET_1_STCRUZ | Santa Cruz Energy LLC | caiso | SMUD | PGE_Valley | Pacific Gas and Electric Valley | PGE_Valley | CAISO | 2010-02-06 | 2050-12-31 | 0 | 0 |  | 1.6 | n/a | Biogas_ | Biogas_LandfillGas | CAISO_Biomass | BANC | 1.6 |  | 2010 | 2050 | 0 | BANC | 1.6 | 1899-12-31 | 1 |  | 20
2805 | PSWEET_7_QFUNTS | PSWEET_7_QFUNTS | caiso | PGE_Valley | PGE_Valley | Pacific Gas and Electric Valley | PGE_Valley | CAISO | 2000-01-01 | 2050-12-31 | 0 | 0 |  | 1 | n/a | Cogen_NG | Cogen | CAISO_CHP |  |  |  | 2000 | 2050 | 0 | CAISO | 1 | 1899-12-31 | 1 |  | 20
2806 | PtarmiganCreek1 | Ptarmigan Creek (Robson Valley)-1_Ptarmigan Creek (Robson Valley)-1_IPP-RBV | teppc | BCHA | BCHA | British Columbia Transmission Company | BCHA_AESO | Excluded | 1993-01-01 | 2033-03-31 | 1.8 | 1 | 1.8 | 1.8 | Hydro | Hydro_Standard | Hydro | Excluded_Hydro |  |  |  | 1993 | 2032 | 0 | Excluded | 1.8 | 1899-12-31 | 1 |  | 20
2807 | PtarmiganCreek2 | Ptarmigan Creek (Robson Valley)-2_Ptarmigan Creek (Robson Valley)-2_IPP-RBV | teppc | BCHA | BCHA | British Columbia Transmission Company | BCHA_AESO | Excluded | 1993-01-01 | 2033-03-31 | 1.8 | 1 | 1.8 | 1.8 | Hydro | Hydro_Standard | Hydro | Excluded_Hydro |  |  |  | 1993 | 2032 | 0 | Excluded | 1.8 | 1899-12-31 | 1 |  | 20
2808 | PtarminganCreek3 | Unknown Type & Dynamic Model in Power Flow | teppc | BCHA | BCHA | British Columbia Transmission Company | BCHA_AESO | Excluded | 1986-04-15 | 2030-01-01 | 1.2 | 1 | 1.2 | 1.2 | Hydro | Hydro_Standard | Hydro | Excluded_Hydro |  |  |  | 1986 | 2029 | 0 | Excluded | 1.2 | 1899-12-31 | 1 |  | 20
2809 | Pteragen_Butte1 | Pteragen Peace Butte-1 | teppc | AESO | AESO | Alberta Electric System Operator | BCHA_AESO | Excluded | 2013-10-04 | 2050-12-31 | 58 | 1 | 58 | 58 | WT-Onshore | wind_onshorewind | Wind | Excluded_Wind |  |  |  | 2014 | 2050 | 0 | Excluded | 58 | 1899-12-31 | 1 |  | 20
2810 | Pteragen_Butte2 | Pteragen Peace Butte-2 | teppc | AESO | AESO | Alberta Electric System Operator | BCHA_AESO | Excluded | 2013-10-04 | 2050-12-31 | 58 | 1 | 58 | 58 | WT-Onshore | wind_onshorewind | Wind | Excluded_Wind |  |  |  | 2014 | 2050 | 0 | Excluded | 58 | 1899-12-31 | 1 |  | 20
2811 | PTLOMA_6_NTCCGN | AEI MCRD STEAM TURBINE | caiso | SDGE | SDGE | San Diego Gas and Electric | SDGE | CAISO | 1989-01-01 | 2050-12-31 | 2.26 | 0.87597 | 2.26 | 2.58 | CCWhole-NatGas-Industrial | Cogen_NG | Cogen | CAISO_CHP |  |  |  | 1989 | 2050 | 0 | CAISO | 2.58 | 1899-12-31 | 1 |  | 20
2812 | PTLOMA_6_NTCQF | NTC/MCRD COGENERATION | caiso | SDGE | SDGE | San Diego Gas and Electric | SDGE | CAISO | 1989-01-01 | 2018-12-31 | 0 | 0 |  | 22.3 | CCWhole-NatGas-Industrial | CT_Unknown | CT | CAISO_Peaker2 |  |  |  | 1989 | 2018 | 0 | CAISO | 22.3 | 1899-12-31 | 1 |  | 20
2813 | Pueblo_Airport_1 | Pueblo Airport Generating Station GT1¦Baculite Mesa Generation 1 | teppc | PSCO | PSCO | Public Service Company of Colorado | PSCO | Excluded | 2012-01-01 | 2050-12-31 | 90 | 1 | 90 | 90 | CT-NatGas-Aero | CT_NG | CT | Excluded_Peaker |  |  |  | 2012 | 2050 | 0 | Excluded | 90 | 1899-12-31 | 1 |  | 20
2814 | Pueblo_Airport_2 | Pueblo Airport Generating Station-GT2¦Baculite Mesa Generation 2 | teppc | PSCO | PSCO | Public Service Company of Colorado | PSCO | Excluded | 2012-01-01 | 2050-12-31 | 90 | 1 | 90 | 90 | CT-NatGas-Aero | CT_NG | CT | Excluded_Peaker |  |  |  | 2012 | 2050 | 0 | Excluded | 90 | 1899-12-31 | 1 |  | 20
2815 | Pueblo_Airport_3_CC | PuebloAirport3CC (Total CC Plant) | teppc | PSCO | PSCO | Public Service Company of Colorado | PSCO | Excluded | 2009-07-01 | 2050-12-31 | 99 | 1 | 99 | 99 | CCWhole-NatGas-Aero | CC_NG | CC | Excluded_CCGT |  |  |  | 2010 | 2050 | 0 | Excluded | 99 | 1899-12-31 | 1 |  | 20
2816 | Pueblo_Airport_4_CC | PuebloAirport4CC (Total CC Plant) | teppc | PSCO | PSCO | Public Service Company of Colorado | PSCO | Excluded | 2012-01-01 | 2050-12-31 | 99 | 1 | 99 | 99 | CCWhole-NatGas-Aero | CC_NG | CC | Excluded_CCGT |  |  |  | 2012 | 2050 | 0 | Excluded | 99 | 1899-12-31 | 1 |  | 20
2817 | Pueblo_IC_1_5 | Pueblo IC1-IC5 | teppc | PSCO | PSCO | Public Service Company of Colorado | PSCO | Excluded | 1964-12-01 | 2050-12-31 | 10 | 1 | 10 | 10 | ICE-OilDistillate | ICE_Oil | ICE | Excluded_Reciprocating_Engine |  |  |  | 1965 | 2050 | 0 | Excluded | 10 | 1899-12-31 | 1 |  | 20
2818 | Puget_Sound | Puget Sound Navy Shipyard-IC1 | teppc | PNM | PNM | Public Service Company of New Mexico | PNM_EPE | SW | 2001-01-01 | 2030-04-15 | 12 | 1 | 12 | 12 | CT-OilDistillate | CT_Oil | CT | SW_Peaker |  |  |  | 2001 | 2029 | 0 | SW | 12 | 1899-12-31 | 1 |  | 20
2819 | Puntledge_1 | Puntledge-1_Puntledge-1_BCH-PUN | teppc | BCHA | BCHA | British Columbia Transmission Company | BCHA_AESO | Excluded | 1955-01-01 | 2033-03-31 | 24 | 1 | 24 | 24 | Hydro | Hydro_Standard | Hydro | Excluded_Hydro |  |  |  | 1955 | 2032 | 0 | Excluded | 24 | 1899-12-31 | 1 |  | 20
2820 | PUTHCR_1_SOLAR1 | Putah Creek Solar Farm | caiso | PGE_Valley | PGE_Valley | Pacific Gas and Electric Valley | PGE_Valley | CAISO | 2014-12-19 | 2050-12-31 | 1.98 | 1 | 1.98 | 1.98 | n/a | PVgeneric_sun | Solar_Fixed | CAISO_Solar |  |  |  | 2015 | 2050 | 0 | CAISO | 1.98 | 1899-12-31 | 1 |  | 20
2821 | PVERDE_5_SCEDYN | PVERDE_5_SCEDYN | caiso | SRP | SCE | Southern California Edison | SCE | CAISO | 1986-09-19 | 2050-12-31 | 635 | 1 | 635 | 635 | ST-Nuclear | ST_Nuclear | Nuclear | CAISO_Nuclear |  |  |  | 1987 | 2050 | 0 | CAISO | 635 | 1899-12-31 | 1 |  | 20
2822 | PWEST_1_UNIT | PACIFIC WEST 1 WIND GENERATION | caiso | SCE | SCE | Southern California Edison | SCE | CAISO |  | 2050-12-31 | 2.1 | 1 | 2.1 | 2.1 | n/a | wind_onshorewind | Wind | CAISO_Wind |  |  |  | 1900 | 2050 | 0 | CAISO | 2.1 | 1899-12-31 | 1 |  | 20
2823 | PWF_W | PWF W | teppc | BCHA | BCHA | British Columbia Transmission Company | BCHA_AESO | Excluded | 2016-12-07 | 2050-03-30 | 15 | 1 | 15 | 15 | Hydro | Hydro_Standard | Hydro | Excluded_Hydro |  |  |  | 2017 | 2049 | 0 | Excluded | 15 | 1899-12-31 | 1 |  | 20
2824 | PwrCountyN | Power County Wind Park North-PCWPN | teppc | PAID | PAID | Idaho, PACE Utility | IPCO | NW | 2011-11-23 | 2050-12-31 | 21.6 | 1 | 21.6 | 21.6 | WT-Onshore | wind_onshorewind | Wind | NW_Wind |  |  |  | 2012 | 2050 | 0 | NW | 21.6 | 1899-12-31 | 1 |  | 20
2825 | PwrCountyS | Power County Wind Park South-PCWPS | teppc | IPFE | IPFE | Idaho Far East | IPCO | NW | 2011-11-23 | 2050-12-31 | 21.6 | 1 | 21.6 | 21.6 | WT-Onshore | wind_onshorewind | Wind | NW_Wind |  |  |  | 2012 | 2050 | 0 | NW | 21.6 | 1899-12-31 | 1 |  | 20
2826 | Pyramid_1 | Pyramid Station 1 | teppc | PNM | PNM | Public Service Company of New Mexico | PNM_EPE | SW | 2003-06-01 | 2050-12-31 | 40.4 | 1 | 40.4 | 40.4 | CT-NatGas-Aero | CT_NG | CT | SW_Peaker |  |  |  | 2003 | 2050 | 0 | SW | 40.4 | 1899-12-31 | 1 |  | 20
2827 | Pyramid_2 | Pyramid Station 2 | teppc | PNM | PNM | Public Service Company of New Mexico | PNM_EPE | SW | 2003-06-01 | 2050-12-31 | 40.4 | 1 | 40.4 | 40.4 | CT-NatGas-Aero | CT_NG | CT | SW_Peaker |  |  |  | 2003 | 2050 | 0 | SW | 40.4 | 1899-12-31 | 1 |  | 20
2828 | Pyramid_3 | Pyramid Station 3 | teppc | PNM | PNM | Public Service Company of New Mexico | PNM_EPE | SW | 2003-06-01 | 2050-12-31 | 40.4 | 1 | 40.4 | 40.4 | CT-NatGas-Aero | CT_NG | CT | SW_Peaker |  |  |  | 2003 | 2050 | 0 | SW | 40.4 | 1899-12-31 | 1 |  | 20
2829 | Pyramid_4 | Pyramid Station 4 | teppc | PNM | PNM | Public Service Company of New Mexico | PNM_EPE | SW | 2003-06-01 | 2050-12-31 | 40.4 | 1 | 40.4 | 40.4 | CT-NatGas-Aero | CT_NG | CT | SW_Peaker |  |  |  | 2003 | 2050 | 0 | SW | 40.4 | 1899-12-31 | 1 |  | 20
2830 | Quality_Wind_1 | Quality Wind-1_Quality Wind-1_IPP-QTY | teppc | BCHA | BCHA | British Columbia Transmission Company | BCHA_AESO | Excluded | 2012-11-02 | 2037-11-05 | 20.31 | 1 | 20.31 | 20.31 | WT-Onshore | wind_onshorewind | Wind | Excluded_Wind | CAISO | 20.31 |  | 2013 | 2037 | 0 | CAISO | 20.31 | 1899-12-31 | 1 |  | 20
2831 | Quality_Wind_2 | Quality Wind-2_Quality Wind-2_IPP-QTY | teppc | BCHA | BCHA | British Columbia Transmission Company | BCHA_AESO | Excluded | 2012-11-02 | 2037-11-05 | 20.31 | 1 | 20.31 | 20.31 | WT-Onshore | wind_onshorewind | Wind | Excluded_Wind | CAISO | 20.31 |  | 2013 | 2037 | 0 | CAISO | 20.31 | 1899-12-31 | 1 |  | 20
2832 | Quality_Wind_3 | Quality Wind-3_Quality Wind-3_IPP-QTY | teppc | BCHA | BCHA | British Columbia Transmission Company | BCHA_AESO | Excluded | 2012-11-02 | 2037-11-05 | 20.31 | 1 | 20.31 | 20.31 | WT-Onshore | wind_onshorewind | Wind | Excluded_Wind | CAISO | 20.31 |  | 2013 | 2037 | 0 | CAISO | 20.31 | 1899-12-31 | 1 |  | 20
2833 | Quality_Wind_4 | Quality Wind-4_Quality Wind-4_IPP-QTY | teppc | BCHA | BCHA | British Columbia Transmission Company | BCHA_AESO | Excluded | 2012-11-02 | 2037-11-05 | 20.31 | 1 | 20.31 | 20.31 | WT-Onshore | wind_onshorewind | Wind | Excluded_Wind | CAISO | 20.31 |  | 2013 | 2037 | 0 | CAISO | 20.31 | 1899-12-31 | 1 |  | 20
2834 | Quality_Wind_5 | Quality Wind-5_Quality Wind-5_IPP-QTY | teppc | BCHA | BCHA | British Columbia Transmission Company | BCHA_AESO | Excluded | 2012-11-02 | 2037-11-05 | 20.31 | 1 | 20.31 | 20.31 | WT-Onshore | wind_onshorewind | Wind | Excluded_Wind | CAISO | 20.31 |  | 2013 | 2037 | 0 | CAISO | 20.31 | 1899-12-31 | 1 |  | 20
2835 | Quality_Wind_6 | Quality Wind-6_Quality Wind-6_IPP-QTY | teppc | BCHA | BCHA | British Columbia Transmission Company | BCHA_AESO | Excluded | 2012-11-02 | 2037-11-05 | 20.31 | 1 | 20.31 | 20.31 | WT-Onshore | wind_onshorewind | Wind | Excluded_Wind | CAISO | 20.31 |  | 2013 | 2037 | 0 | CAISO | 20.31 | 1899-12-31 | 1 |  | 20
2836 | Quality_Wind_7 | Quality Wind-7_Quality Wind-7_IPP-QTY | teppc | BCHA | BCHA | British Columbia Transmission Company | BCHA_AESO | Excluded | 2012-11-02 | 2037-11-05 | 20.31 | 1 | 20.31 | 20.31 | WT-Onshore | wind_onshorewind | Wind | Excluded_Wind | CAISO | 20.31 |  | 2013 | 2037 | 0 | CAISO | 20.31 | 1899-12-31 | 1 |  | 20
2837 | Quartz_Solar |  | teppc | IPTV | IPTV | Idaho Treasure Valley | IPCO | NW | 1950-01-01 | 2050-12-31 | 15 | 1 | 15 | 15 | Solar | PVgeneric_sun | Solar_Fixed | NW_Solar |  |  |  | 1950 | 2050 | 0 | NW | 15 | 1899-12-31 | 1 |  | 20
2838 | Queenstown | Queenstown Power Plant-1 | teppc | AESO | AESO | Alberta Electric System Operator | BCHA_AESO | Excluded | 2020-10-01 | 2050-12-31 | 141 | 1 | 141 | 141 | CT-NatGas-Industrial | CT_NG | CT | Excluded_Peaker |  |  |  | 2021 | 2050 | 0 | Excluded | 141 | 1899-12-31 | 1 |  | 20
2839 | QuincyChute | Quincy Chute-1 | teppc | GCPD | GCPD | Grant County Public Utility District | BPAT | NW | 1985-10-01 | 2050-12-31 | 9.4 | 1 | 9.4 | 9.4 | Hydro | Hydro_Standard | Hydro | NW_Hydro |  |  |  | 1986 | 2050 | 0 | NW | 9.4 | 1899-12-31 | 1 |  | 20
2840 | Radar_Ridge | Radar Ridge-WT(1) | teppc | PNM | PNM | Public Service Company of New Mexico | PNM_EPE | SW | 2017-12-31 | 2050-12-31 | 82 | 1 | 82 | 82 | WT-Onshore | wind_onshorewind | Wind | SW_Wind |  |  |  | 2018 | 2050 | 0 | SW | 82 | 1899-12-31 | 1 |  | 20
2841 | Raft_River1 | Raft River Geothermal Power Plant-1 | teppc | IPFE | IPFE | Idaho Far East | IPCO | NW | 2007-11-01 | 2050-12-01 | 18 | 1 | 18 | 18 | Geo-BinaryCycle | Geothermal_steam | Geothermal | NW_Geothermal |  |  |  | 2008 | 2050 | 0 | NW | 18 | 1899-12-31 | 1 |  | 20
2842 | Raging_River2_1 | Raging River 2-1_Raging River 2-1_IPP-RRH | teppc | BCHA | BCHA | British Columbia Transmission Company | BCHA_AESO | Excluded | 2012-05-31 | 2032-01-29 | 4 | 1 | 4 | 4 | Hydro | Hydro_Standard | Hydro | Excluded_Hydro |  |  |  | 2012 | 2031 | 0 | Excluded | 4 | 1899-12-31 | 1 |  | 20
2843 | Raging_River2_2 | Raging River 2-2_Raging River 2-2_IPP-RRH | teppc | BCHA | BCHA | British Columbia Transmission Company | BCHA_AESO | Excluded | 2012-05-31 | 2032-01-29 | 4 | 1 | 4 | 4 | Hydro | Hydro_Standard | Hydro | Excluded_Hydro |  |  |  | 2012 | 2031 | 0 | Excluded | 4 | 1899-12-31 | 1 |  | 20
2844 | Railroad_Solar_Center |  | teppc | IPTV | IPTV | Idaho Treasure Valley | IPCO | NW | 2016-12-31 | 2050-12-31 | 140 | 1 | 140 | 140 | SolarPV-NonTracking | FixedPV_sun | Solar_Fixed | NW_Solar |  |  |  | 2017 | 2050 | 0 | NW | 140 | 1899-12-31 | 1 |  | 20
2845 | Railroad_Solar_Center_LLC | Cascade (Idaho)-1 | teppc | IPTV | IPTV | Idaho Treasure Valley | IPCO | NW | 1984-05-01 | 2050-12-31 | 4.5 | 1 | 4.5 | 4.5 | Hydro | Hydro_Standard | Hydro | NW_Hydro |  |  |  | 1984 | 2050 | 0 | NW | 4.5 | 1899-12-31 | 1 |  | 20
2846 | Rainbow4_4 | Rainbow4-4 | teppc | AESO | AESO | Alberta Electric System Operator | BCHA_AESO | Excluded | 1999-02-01 | 2050-12-01 | 45 | 1 | 45 | 45 | CT-NatGas-Industrial | CT_NG | CT | Excluded_Peaker |  |  |  | 1999 | 2050 | 0 | Excluded | 45 | 1899-12-31 | 1 |  | 20
2847 | Rainbow5_5 | Rainbow5-5 | teppc | AESO | AESO | Alberta Electric System Operator | BCHA_AESO | Excluded | 2001-12-01 | 2050-12-01 | 45 | 1 | 45 | 45 | CT-NatGas-Industrial | CT_NG | CT | Excluded_Peaker |  |  |  | 2002 | 2050 | 0 | Excluded | 45 | 1899-12-31 | 1 |  | 20
2848 | Rainbow9 | Rainbow-RAI9 | teppc | NWMT | NWMT | NorthWestern Energy | NWMT_WAUW | NW | 2013-06-30 | 2050-12-31 | 60 | 1 | 60 | 60 | Hydro | Hydro_Standard | Hydro | NW_Hydro |  |  |  | 2013 | 2050 | 0 | NW | 60 | 1899-12-31 | 1 |  | 20
2849 | Ralston_1 | NEP Ralston CT1 | teppc | AESO | AESO | Alberta Electric System Operator | BCHA_AESO | Excluded | 2015-07-01 | 2050-12-31 | 20 | 1 | 20 | 20 | CT-NatGas-Industrial | CT_NG | CT | Excluded_Peaker |  |  |  | 2016 | 2050 | 0 | Excluded | 20 | 1899-12-31 | 1 |  | 20
N/A | RAMON_2_SCEDYN | RAMON_2_SCEDYN | caiso | IID | SCE | Southern California Edison | SCE | CAISO |  | 2050-12-31 | 0 | 0 |  | 359.6 | OTHER_GEOTHERMAL | Geothermal_steam | Geothermal | CAISO_Geothermal | BANC | 30 |  | 1900 | 2050 | 329.6 | BANC | 30 | 1899-12-31 | 1 |  | 21
2850 | Ramonas_L_1 | Ramonas L-1_Ramonas L-1_IPP-RML | teppc | BCHA | BCHA | British Columbia Transmission Company | BCHA_AESO | Excluded | 2015-11-01 | 2045-11-01 | 7 | 1 | 7 | 7 | Hydro | Hydro_Standard | Hydro | Excluded_Hydro |  |  |  | 2016 | 2045 | 0 | Excluded | 7 | 1899-12-31 | 1 |  | 21
2851 | Ramonas_U_1 | Ramonas U-1_Ramonas U-1_IPP-RMU | teppc | BCHA | BCHA | British Columbia Transmission Company | BCHA_AESO | Excluded | 2015-11-01 | 2045-11-01 | 7 | 1 | 7 | 7 | Hydro | Hydro_Standard | Hydro | Excluded_Hydro |  |  |  | 2016 | 2045 | 0 | Excluded | 7 | 1899-12-31 | 1 |  | 21
2852 | Rapid_City_DCI | Rapid City DC Intertie (Fictional Resource)-1 | teppc | WACM | WACM | Western Area Power Administration, Colorado-Missouri Region | WACM | Excluded | 2003-12-31 | 2050-12-31 | 200 | 1 | 200 | 200 | DC-Intertie | Intertie_NOTGEN | None | Excluded_Imports |  |  |  | 2004 | 2050 | 0 | Excluded | 200 | 1899-12-31 | 1 |  | 21
2853 | Rathdrum_1 | Rathdrum-1 | teppc | AVA | AVA | Avista Corp. | BPAT | NW | 1994-12-01 | 2050-12-31 | 83.2 | 1 | 83.2 | 83.2 | CT-NatGas-Industrial | CT_NG | CT | NW_Peaker |  |  |  | 1995 | 2050 | 0 | NW | 83.2 | 1899-12-31 | 1 |  | 21
2854 | Rathdrum_2 | Rathdrum-2 | teppc | AVA | AVA | Avista Corp. | BPAT | NW | 1994-12-01 | 2050-12-31 | 83.2 | 1 | 83.2 | 83.2 | CT-NatGas-Industrial | CT_NG | CT | NW_Peaker |  |  |  | 1995 | 2050 | 0 | NW | 83.2 | 1899-12-31 | 1 |  | 21
2855 | RathdrumCC_Total | RathdrumCC (Total CC Plant) | teppc | AVA | AVA | Avista Corp. | BPAT | NW | 2001-09-01 | 2050-12-31 | 291.6 | 1 | 291.6 | 291.6 | CCWhole-NatGas-Industrial | CC_NG | CC | NW_CCGT |  |  |  | 2002 | 2050 | 0 | NW | 291.6 | 1899-12-31 | 1 |  | 21
2856 | Rawhide_1 | Rawhide 1 | teppc | PSCO | PSCO | Public Service Company of Colorado | PSCO | Excluded | 1984-04-01 | 2050-12-31 | 280 | 1 | 280 | 280 | ST-Coal | Steam_Coal | Coal | Excluded_Coal |  |  |  | 1984 | 2050 | 0 | Excluded | 280 | 1899-12-31 | 1 |  | 21
2857 | Rawhide_A | Rawhide CT A | teppc | PSCO | PSCO | Public Service Company of Colorado | PSCO | Excluded | 2002-06-01 | 2050-12-31 | 65 | 1 | 65 | 65 | CT-NatGas-Industrial | CT_NG | CT | Excluded_Peaker |  |  |  | 2002 | 2050 | 0 | Excluded | 65 | 1899-12-31 | 1 |  | 21
2858 | Rawhide_B | Rawhide CT B | teppc | PSCO | PSCO | Public Service Company of Colorado | PSCO | Excluded | 2002-08-01 | 2050-12-31 | 70 | 1 | 70 | 70 | CT-NatGas-Industrial | CT_NG | CT | Excluded_Peaker |  |  |  | 2003 | 2050 | 0 | Excluded | 70 | 1899-12-31 | 1 |  | 21
2859 | Rawhide_C | Rawhide CT C | teppc | PSCO | PSCO | Public Service Company of Colorado | PSCO | Excluded | 2002-10-01 | 2050-12-31 | 70 | 1 | 70 | 70 | CT-NatGas-Industrial | CT_NG | CT | Excluded_Peaker |  |  |  | 2003 | 2050 | 0 | Excluded | 70 | 1899-12-31 | 1 |  | 21
2860 | Rawhide_D | Rawhide CT D | teppc | PSCO | PSCO | Public Service Company of Colorado | PSCO | Excluded | 2004-06-01 | 2050-12-31 | 70 | 1 | 70 | 70 | CT-NatGas-Industrial | CT_NG | CT | Excluded_Peaker |  |  |  | 2004 | 2050 | 0 | Excluded | 70 | 1899-12-31 | 1 |  | 21
2861 | Rawhide_F | Rawhide CT F | teppc | PSCO | PSCO | Public Service Company of Colorado | PSCO | Excluded | 2008-06-01 | 2050-01-01 | 128 | 1 | 128 | 128 | CT-NatGas-Industrial | CT_NG | CT | Excluded_Peaker |  |  |  | 2008 | 2049 | 0 | Excluded | 128 | 1899-12-31 | 1 |  | 21
2862 | Rawhide_PV | PSEG Larimer Solar Energy Center (Rawhide Solar) 1A | teppc | PSCO | PSCO | Public Service Company of Colorado | PSCO | Excluded | 2016-12-01 | 2050-12-31 | 32.7 | 1 | 32.7 | 32.7 | SolarPV-NonTracking | FixedPV_sun | Solar_Fixed | Excluded_Solar |  |  |  | 2017 | 2050 | 0 | Excluded | 32.7 | 1899-12-31 | 1 |  | 21
2863 | Ray_D_Nixon_1 | Ray D Nixon 1 | teppc | WACM | WACM | Western Area Power Administration, Colorado-Missouri Region | WACM | Excluded | 1980-04-01 | 2050-12-31 | 208 | 1 | 208 | 208 | ST-Coal | Steam_Coal | Coal | Excluded_Coal |  |  |  | 1980 | 2050 | 0 | Excluded | 208 | 1899-12-31 | 1 |  | 21
2864 | Ray_D_Nixon_GT1 | Ray D Nixon CT GT1 | teppc | WACM | WACM | Western Area Power Administration, Colorado-Missouri Region | WACM | Excluded | 1999-07-01 | 2050-12-31 | 27 | 1 | 27 | 27 | CT-NatGas-Industrial | CT_NG | CT | Excluded_Peaker |  |  |  | 2000 | 2050 | 0 | Excluded | 27 | 1899-12-31 | 1 |  | 21
2865 | Ray_D_Nixon_GT2 | Ray D Nixon CT GT2 | teppc | WACM | WACM | Western Area Power Administration, Colorado-Missouri Region | WACM | Excluded | 1999-07-01 | 2050-12-31 | 27 | 1 | 27 | 27 | CT-NatGas-Industrial | CT_NG | CT | Excluded_Peaker |  |  |  | 2000 | 2050 | 0 | Excluded | 27 | 1899-12-31 | 1 |  | 21
2866 | Raymond | Raymond Reservoir-1 | teppc | AESO | AESO | Alberta Electric System Operator | BCHA_AESO | Excluded | 1994-05-17 | 2050-12-01 | 20 | 1 | 20 | 20 | Hydro | Hydro_Standard | Hydro | Excluded_Hydro |  |  |  | 1994 | 2050 | 0 | Excluded | 20 | 1899-12-31 | 1 |  | 21
2867 | RCKCRK_7_UNIT_1 | ROCK CREEK HYDRO UNIT 1 | caiso | PGE_Valley | PGE_Valley | Pacific Gas and Electric Valley | PGE_Valley | CAISO | 1950-01-01 | 2050-12-31 | 57 | 1 | 57 | 57 | n/a | Hydro_Standard | Hydro | CAISO_Hydro |  |  |  | 1950 | 2050 | 0 | CAISO | 57 | 1899-12-31 | 1 |  | 21
2868 | RCKCRK_7_UNIT_2 | ROCK CREEK HYDRO UNIT 2 | caiso | PGE_Valley | PGE_Valley | Pacific Gas and Electric Valley | PGE_Valley | CAISO | 1950-01-01 | 2050-12-31 | 56.9 | 1 | 56.9 | 56.9 | n/a | Hydro_Standard | Hydro | CAISO_Hydro |  |  |  | 1950 | 2050 | 0 | CAISO | 56.9 | 1899-12-31 | 1 |  | 21
2869 | RDWAY_1_CREST |  | caiso | SCE | SCE | Southern California Edison | SCE | CAISO |  | 2050-12-31 | 6.5 | 1 | 6.5 | 6.5 | n/a | 1axPV_sun | Solar_1Axis | CAISO_Solar |  |  |  | 1900 | 2050 | 0 | CAISO | 6.5 | 1899-12-31 | 1 |  | 21
2870 | RE_BR1_26960_1 | Recurrent Solar | teppc | LDWP | LDWP | Los Angeles Department of Water and Power | LADWP | LDWP | 2015-06-01 | 2050-12-31 | 61.1 | 1 | 61.1 | 61.1 | SolarPV-NonTracking | FixedPV_sun | Solar_Fixed | LDWP_Solar |  |  |  | 2015 | 2050 | 0 | LDWP | 61.1 | 1899-12-31 | 1 |  | 21
2871 | RE_Gaskell_West_3 | RE Gaskell West 3 | rps | SCE | PGE_Valley | Pacific Gas and Electric Valley | PGE_Valley | CAISO | 2020-06-30 | 2050-12-31 | 20 | 1 | 20 | 20 | Solar PV - Ground mountSolar: Tracking (1 Axis) | 1axPV_sun | Solar_1Axis | CAISO_Solar |  |  |  | 2020 | 2050 | 0 | CAISO | 20 | 0.95 | 1 |  | 21
2872 | RE_Gaskell_West_4 | RE Gaskell West 4 | rps | SCE | PGE_Valley | Pacific Gas and Electric Valley | PGE_Valley | CAISO | 2020-06-30 | 2050-12-31 | 20 | 1 | 20 | 20 | Solar PV - Ground mountSolar: Tracking (1 Axis) | 1axPV_sun | Solar_1Axis | CAISO_Solar |  |  |  | 2020 | 2050 | 0 | CAISO | 20 | 0.95 | 1 |  | 21
2873 | RE_Gaskell_West_5 | RE Gaskell West 5 | rps | SCE | PGE_Valley | Pacific Gas and Electric Valley | PGE_Valley | CAISO | 2020-06-30 | 2050-12-31 | 20 | 1 | 20 | 20 | Solar PV - Ground mountSolar: Tracking (1 Axis) | 1axPV_sun | Solar_1Axis | CAISO_Solar |  |  |  | 2020 | 2050 | 0 | CAISO | 20 | 0.95 | 1 |  | 21
2874 | ReardanTwin | Reardan Twin Buttes-1 | teppc | PNM | PNM | Public Service Company of New Mexico | PNM_EPE | SW | 2016-12-01 | 2030-04-15 | 50 | 1 | 50 | 50 | WT-Onshore | wind_onshorewind | Wind | SW_Wind |  |  |  | 2017 | 2029 | 0 | SW | 50 | 1899-12-31 | 1 |  | 21
2875 | RECTOR_2_CREST |  | caiso | SCE | SCE | Southern California Edison | SCE | CAISO |  | 2050-12-31 | 14 | 1 | 14 | 14 | PVgeneric_sun | PVgeneric_sun | Solar_Fixed | CAISO_Solar |  |  |  | 1900 | 2050 | 0 | CAISO | 14 | 1899-12-31 | 1 |  | 21
2876 | RECTOR_2_KAWEAH | KAWEAH PH 2 & 3 PSP AGGREGATE | caiso | SCE | SCE | Southern California Edison | SCE | CAISO | 1913-01-01 | 2050-12-31 | 6.55 | 1 | 6.55 | 6.55 | n/a | Hydro_Standard | Hydro | CAISO_Small_Hydro |  |  |  | 1913 | 2050 | 0 | CAISO | 6.55 | 1899-12-31 | 1 |  | 21
2877 | RECTOR_2_KAWH_1 | KAWEAH PH 1 UNIT 1 | caiso | SCE | SCE | Southern California Edison | SCE | CAISO | 1929-01-01 | 2050-12-31 | 2.25 | 1 | 2.25 | 2.25 | n/a | Hydro_Standard | Hydro | CAISO_Hydro |  |  |  | 1929 | 2050 | 0 | CAISO | 2.25 | 1899-12-31 | 1 |  | 21
2878 | RECTOR_2_QF | RECTOR QFS | caiso | SCE | SCE | Southern California Edison | SCE | CAISO | 1984-01-01 | 2050-12-31 | 17 | 1 | 17 | 17 | n/a | Cogen_NG | Cogen | CAISO_Small_Hydro |  |  |  | 1984 | 2050 | 0 | CAISO | 17 | 1899-12-31 | 1 |  | 21
3548 | RECTOR_2_TFDBM1 |  | caiso | SCE | SCE | Southern California Edison | SCE | CAISO |  | 2050-12-31 | 0.8 | 1 | 0.8 | 0.8 |  |  |  | 0 |  |  |  | 1900 | 2050 | 0 | CAISO | 0.8 | 1899-12-31 | 1 |  | 21
2879 | RECTOR_7_TULARE | MM Tulare | caiso | SCE | SCE | Southern California Edison | SCE | CAISO | 1998-05-08 | 2050-12-31 | 0 | 0 |  | 1.5 | n/a | CT_Biomass | Biomass/Wood | CAISO_Biomass |  |  |  | 1998 | 2050 | 0 | CAISO | 1.5 | 1899-12-31 | 1 |  | 21
2880 | Red_Horse_2_Solar | Red Horse 2 Solar Farm RH2S | teppc | TEPC | TEPC | Tucson Electric Power Company | TEPC | SW | 2015-08-01 | 2050-12-31 | 58.5 | 1 | 58.5 | 58.5 | SolarPV-Tracking | 1axPV_sun | Solar_1Axis | SW_Solar |  |  |  | 2016 | 2050 | 0 | SW | 58.5 | 1899-12-31 | 1 |  | 21
2881 | Red_Horse_2_Wind | Red Horse 2 Wind Farm RH2W | teppc | TEPC | TEPC | Tucson Electric Power Company | TEPC | SW | 2015-08-01 | 2050-12-31 | 30 | 1 | 30 | 30 | WT-Onshore | wind_onshorewind | Wind | SW_Wind |  |  |  | 2016 | 2050 | 0 | SW | 30 | 1899-12-31 | 1 |  | 21
2882 | Red_Horse_3_Solar | Red Horse 3 Solar Farm 1 | teppc | TEPC | TEPC | Tucson Electric Power Company | TEPC | SW | 2016-05-01 | 2050-12-31 | 30 | 1 | 30 | 30 | SolarPV-Tracking | 1axPV_sun | Solar_1Axis | SW_Solar |  |  |  | 2016 | 2050 | 0 | SW | 30 | 1899-12-31 | 1 |  | 21
2883 | Red_Mesa | Red Mesa Wind Farm EXIS | teppc | PNM | PNM | Public Service Company of New Mexico | PNM_EPE | SW | 2010-12-15 | 2050-12-31 | 102 | 1 | 102 | 102 | WT-Onshore | wind_onshorewind | Wind | SW_Wind |  |  |  | 2011 | 2050 | 0 | SW | 102 | 1899-12-31 | 1 |  | 21
2884 | REDBLF_6_UNIT | RED BLUFF PEAKER PLANT | caiso | PGE_Valley | PGE_Valley | Pacific Gas and Electric Valley | PGE_Valley | CAISO | 2001-08-11 | 2050-12-31 | 44 | 1 | 44 | 44 | ICE-NatGas | ICE_NG | ICE | CAISO_Reciprocating_Engine |  |  |  | 2002 | 2050 | 0 | CAISO | 44 | 1899-12-31 | 1 |  | 21
2885 | Redding_Power_1 | Redding Power 1 | teppc | BANC | BANC | Balancing Authority of Northern California | SMUD | BANC | 1996-05-01 | 2050-12-31 | 17.03 | 1 | 17.03 | 17.03 | CT-NatGas-Aero | CT_NG | CT | BANC_Peaker |  |  |  | 1996 | 2050 | 0 | BANC | 17.03 | 1899-12-31 | 1 |  | 21
2886 | Redding_Power_2 | Redding Power 2 | teppc | BANC | BANC | Balancing Authority of Northern California | SMUD | BANC | 1996-05-01 | 2050-12-31 | 25.03 | 1 | 25.03 | 25.03 | CT-NatGas-Aero | CT_NG | CT | BANC_Peaker |  |  |  | 1996 | 2050 | 0 | BANC | 25.03 | 1899-12-31 | 1 |  | 21
2887 | Redding_Power_3 | Redding Power 3 | teppc | BANC | BANC | Balancing Authority of Northern California | SMUD | BANC | 1994-06-01 | 2050-12-31 | 25.03 | 1 | 25.03 | 25.03 | CT-NatGas-Aero | CT_NG | CT | BANC_Peaker |  |  |  | 1994 | 2050 | 0 | BANC | 25.03 | 1899-12-31 | 1 |  | 21
2888 | Redding_Power_CC | ReddingPowerCC (Total CC Plant) | teppc | BANC | BANC | Balancing Authority of Northern California | SMUD | BANC | 2002-04-01 | 2050-12-31 | 121 | 1 | 121 | 121 | CCWhole-NatGas-Industrial | CC_NG | CC | BANC_CCGT |  |  |  | 2002 | 2050 | 0 | BANC | 121 | 1899-12-31 | 1 |  | 21
2889 | Redhawk_CC1 | RedhawkCC1 (Total CC Plant) | teppc | TH_PV | TH_PV | Palo Verde and Arlington Valley and Harquahala CC and Redhawk | AZPS | SW | 2002-07-01 | 2050-12-31 | 487.1 | 1 | 487.1 | 487.1 | CCWhole-NatGas-Industrial | CC_NG | CC | SW_CCGT |  |  |  | 2003 | 2050 | 0 | SW | 487.1 | 1899-12-31 | 1 |  | 21
2890 | Redhawk_CC2 | RedhawkCC2 (Total CC Plant) | teppc | TH_PV | TH_PV | Palo Verde and Arlington Valley and Harquahala CC and Redhawk | AZPS | SW | 2002-07-01 | 2050-12-31 | 487.1 | 1 | 487.1 | 487.1 | CCWhole-NatGas-Industrial | CC_NG | CC | SW_CCGT |  |  |  | 2003 | 2050 | 0 | SW | 487.1 | 1899-12-31 | 1 |  | 21
2891 | Redhawk_CC3 | RedhawkCC3 (Total CC Plant) | teppc | AZPS | AZPS | Arizona Public Service Company | AZPS | SW | 2025-04-15 | 2050-12-31 | 486.4 | 1 | 486.4 | 486.4 | CCWhole-NatGas-Industrial | CC_NG | CC | SW_CCGT |  |  |  | 2025 | 2050 | 0 | SW | 486.4 | 1899-12-31 | 1 |  | 21
2892 | Redhawk_CC4 | RedhawkCC4 (Total CC Plant) | teppc | AZPS | AZPS | Arizona Public Service Company | AZPS | SW | 2025-04-15 | 2050-12-31 | 486.4 | 1 | 486.4 | 486.4 | CCWhole-NatGas-Industrial | CC_NG | CC | SW_CCGT |  |  |  | 2025 | 2050 | 0 | SW | 486.4 | 1899-12-31 | 1 |  | 21
2893 | RedHillsSolar | Utah Red Hills Renewable Energy Park-1 | teppc | PAUT | PAUT | Utah, PACE Utility | PACE | NW | 2015-06-01 | 2050-12-31 | 80 | 1 | 80 | 80 | SolarPV-NonTracking | FixedPV_sun | Solar_Fixed | NW_Solar |  |  |  | 2015 | 2050 | 0 | NW | 80 | 1899-12-31 | 1 |  | 21
2894 | Redlands | Redlands Water and Power Company RED1 | teppc | PSCO | PSCO | Public Service Company of Colorado | PSCO | Excluded | 2002-07-01 | 2050-12-31 | 1.4 | 1 | 1.4 | 1.4 | Hydro | Hydro_Standard | Hydro | Excluded_Hydro |  |  |  | 2003 | 2050 | 0 | Excluded | 1.4 | 1899-12-31 | 1 |  | 21
2895 | REDMAN_2_SOLAR | Lancaster East Avenue F | caiso | SCE | SCE | Southern California Edison | SCE | CAISO |  | 2050-12-31 | 3.75 | 1 | 3.75 | 3.75 | PVgeneric_sun | PVgeneric_sun | Solar_Fixed | CAISO_Solar |  |  |  | 1900 | 2050 | 0 | CAISO | 3.75 | 1899-12-31 | 1 |  | 21
2896 | REDMAN_6_AVSSR1 | Antelope Valley Solar | caiso | SCE | SCE | Southern California Edison | SCE | CAISO |  | 2050-12-31 | 3 | 1 | 3 | 3 | PHOTO VOLTAIC_SUN | PVgeneric_sun | Solar_Fixed | CAISO_Solar |  |  |  | 1900 | 2050 | 0 | CAISO | 3 | 1899-12-31 | 1 |  | 21
2897 | REDOND_7_UNIT_5 | REDONDO GEN STA. UNIT 5 | caiso | SCE | SCE | Southern California Edison | SCE | CAISO | 1954-01-01 | 2020-12-31 | 178.87 | 1 | 178.87 | 178.87 | ST-NatGas | ST_NG | Steam | CAISO_ST |  |  |  | 1954 | 2020 | 0 | CAISO | 178.87 | 1899-12-31 | 1 |  | 21
2898 | REDOND_7_UNIT_6 | REDONDO GEN STA. UNIT 6 | caiso | SCE | SCE | Southern California Edison | SCE | CAISO | 1957-01-01 | 2020-12-31 | 175 | 1 | 175 | 175 | ST-NatGas | ST_NG | Steam | CAISO_ST |  |  |  | 1957 | 2020 | 0 | CAISO | 175 | 1899-12-31 | 1 |  | 21
2899 | REDOND_7_UNIT_7 | REDONDO GEN STA. UNIT 7 | caiso | SCE | SCE | Southern California Edison | SCE | CAISO | 1967-01-01 | 2019-10-31 | 505.96 | 1 | 505.96 | 505.96 | ST-NatGas | ST_NG | Steam | CAISO_ST |  |  |  | 1967 | 2019 | 0 | CAISO | 505.96 | 1899-12-31 | 1 |  | 21
2900 | REDOND_7_UNIT_8 | REDONDO GEN STA. UNIT 8 | caiso | SCE | SCE | Southern California Edison | SCE | CAISO | 1967-01-01 | 2020-12-31 | 495.9 | 1 | 495.9 | 495.9 | ST-NatGas | ST_NG | Steam | CAISO_ST |  |  |  | 1967 | 2020 | 0 | CAISO | 495.9 | 1899-12-31 | 1 |  | 21
2901 | REDWATER_GT_1 | REDWATER GT-1 | teppc | AESO | AESO | Alberta Electric System Operator | BCHA_AESO | Excluded | 2001-09-01 | 2050-12-01 | 46 | 1 | 46 | 46 | CT-NatGas-Industrial | CT_NG | CT | Excluded_Peaker |  |  |  | 2002 | 2050 | 0 | Excluded | 46 | 1899-12-31 | 1 |  | 21
2902 | REEDLY_6_SOLAR | Terzian | caiso | PGE_Valley | PGE_Valley | Pacific Gas and Electric Valley | PGE_Valley | CAISO | 2014-06-17 | 2050-12-31 | 1.23 | 1 | 1.23 | 1.23 | n/a | PVgeneric_sun | Solar_Fixed | CAISO_Solar |  |  |  | 2014 | 2050 | 0 | CAISO | 1.23 | 1899-12-31 | 1 |  | 21
2903 | Reeves_1 | Reeves 1 | teppc | PNM | PNM | Public Service Company of New Mexico | PNM_EPE | SW | 1960-08-01 | 2050-12-31 | 44 | 1 | 44 | 44 | ST-NatGas | ST_NG | Steam | SW_ST |  |  |  | 1961 | 2050 | 0 | SW | 44 | 1899-12-31 | 1 |  | 21
2904 | Reeves_2 | Reeves 2 | teppc | PNM | PNM | Public Service Company of New Mexico | PNM_EPE | SW | 1958-12-01 | 2050-12-31 | 44 | 1 | 44 | 44 | ST-NatGas | ST_NG | Steam | SW_ST |  |  |  | 1959 | 2050 | 0 | SW | 44 | 1899-12-31 | 1 |  | 21
2905 | Reeves_3 | Reeves 3 | teppc | PNM | PNM | Public Service Company of New Mexico | PNM_EPE | SW | 1962-07-01 | 2050-12-31 | 66 | 1 | 66 | 66 | ST-NatGas | ST_NG | Steam | SW_ST |  |  |  | 1963 | 2050 | 0 | SW | 66 | 1899-12-31 | 1 |  | 21
2906 | RENWD_1_QF |  | caiso | SCE | SCE | Southern California Edison | SCE | CAISO |  | 2050-12-31 | 10 | 1 | 10 | 10 | n/a | wind_onshorewind | Wind | CAISO_Wind |  |  |  | 1900 | 2050 | 0 | CAISO | 10 | 1899-12-31 | 1 |  | 21
2907 | Revelstoke_1 | Revelstoke-1_Revelstoke-1_BCH-REV | teppc | BCHA | BCHA | British Columbia Transmission Company | BCHA_AESO | Excluded | 1984-01-01 | 2033-03-31 | 500 | 1 | 500 | 500 | Hydro | Hydro_Standard | Hydro | Excluded_Hydro |  |  |  | 1984 | 2032 | 0 | Excluded | 500 | 1899-12-31 | 1 |  | 21
2908 | Revelstoke_2 | Revelstoke-2_Revelstoke-2_BCH-REV | teppc | BCHA | BCHA | British Columbia Transmission Company | BCHA_AESO | Excluded | 1984-01-01 | 2033-03-31 | 500 | 1 | 500 | 500 | Hydro | Hydro_Standard | Hydro | Excluded_Hydro |  |  |  | 1984 | 2032 | 0 | Excluded | 500 | 1899-12-31 | 1 |  | 21
2909 | Revelstoke_3 | Revelstoke-3_Revelstoke-3_BCH-REV | teppc | BCHA | BCHA | British Columbia Transmission Company | BCHA_AESO | Excluded | 1984-01-01 | 2033-03-31 | 500 | 1 | 500 | 500 | Hydro | Hydro_Standard | Hydro | Excluded_Hydro |  |  |  | 1984 | 2032 | 0 | Excluded | 500 | 1899-12-31 | 1 |  | 21
2910 | Revelstoke_4 | Revelstoke-4_Revelstoke-4_BCH-REV | teppc | BCHA | BCHA | British Columbia Transmission Company | BCHA_AESO | Excluded | 1984-01-01 | 2033-03-31 | 500 | 1 | 500 | 500 | Hydro | Hydro_Standard | Hydro | Excluded_Hydro |  |  |  | 1984 | 2032 | 0 | Excluded | 500 | 1899-12-31 | 1 |  | 21
2911 | Revelstoke_5 | Revelstoke-5_Revelstoke-5_BCH-REV | teppc | BCHA | BCHA | British Columbia Transmission Company | BCHA_AESO | Excluded | 2010-10-01 | 2033-03-31 | 500 | 1 | 500 | 500 | Hydro | Hydro_Standard | Hydro | Excluded_Hydro |  |  |  | 2011 | 2032 | 0 | Excluded | 500 | 1899-12-31 | 1 |  | 21
2912 | Revelstoke_6 | Revelstoke-6_Revelstoke-6_BCH-REV | teppc | BCHA | BCHA | British Columbia Transmission Company | BCHA_AESO | Excluded | 2030-04-01 | 2033-03-31 | 500 | 1 | 500 | 500 | Hydro | Hydro_Standard | Hydro | Excluded_Hydro |  |  |  | 2030 | 2032 | 0 | Excluded | 500 | 1899-12-31 | 1 |  | 21
2913 | Reynolds | Reynolds Irrigation-1 | teppc | CISC | CISC | Southern California Edison | SCE | CAISO | 1986-05-19 | 2050-12-31 | 0.26 | 1 | 0.26 | 0.26 | Hydro | Hydro_Standard | Hydro | CAISO_Hydro |  |  |  | 1986 | 2050 | 0 | CAISO | 0.26 | 1899-12-31 | 1 |  | 21
2914 | RHONDO_6_PUENTE | Puente Hills GTE Facility Phase II | caiso | SCE | SCE | Southern California Edison | SCE | CAISO | 2007-12-07 | 2018-03-11 | 4 | 1 | 4 | 4 | n/a | Biogas_ | Biogas_LandfillGas | CAISO_Biomass |  |  |  | 2008 | 2017 | 0 | CAISO | 4 | 1899-12-31 | 1 |  | 21
2915 | Richard_Burdette_1 | Richard Burdette Geothermal Project (Galena 1-1) 1 | teppc | SPPC | SPPC | Nevada Power Company | NEVP | SW | 2005-11-01 | 2050-12-31 | 15 | 1 | 15 | 15 | Geo-BinaryCycle | Geothermal_steam | Geothermal | SW_Geothermal |  |  |  | 2006 | 2050 | 0 | SW | 15 | 1899-12-31 | 1 |  | 21
2916 | Richard_Burdette_2 | Richard Burdette Geothermal Project (Galena 1-2) OEC2 | teppc | SPPC | SPPC | Nevada Power Company | NEVP | SW | 2005-11-01 | 2050-12-31 | 15 | 1 | 15 | 15 | Geo-BinaryCycle | Geothermal_steam | Geothermal | SW_Geothermal |  |  |  | 2006 | 2050 | 0 | SW | 15 | 1899-12-31 | 1 |  | 21
2917 | RICHMN_1_CHVSR2 | Chevron 8.5 | caiso | PGE_Bay | PGE_Bay | Pacific Gas and Electric Bay | PGE_Bay | CAISO |  | 2050-12-31 | 8.5 | 1 | 8.5 | 8.5 | PHOTO VOLTAIC_SUN | PVgeneric_sun | Solar_Fixed | CAISO_Solar |  |  |  | 1900 | 2050 | 0 | CAISO | 8.5 | 1899-12-31 | 1 |  | 21
2918 | RICHMN_1_SOLAR | Chevron 2 | caiso | PGE_Bay | PGE_Bay | Pacific Gas and Electric Bay | PGE_Bay | CAISO |  | 2050-12-31 | 2 | 1 | 2 | 2 | PVgeneric_sun | PVgeneric_sun | Solar_Fixed | CAISO_Solar |  |  |  | 1900 | 2050 | 0 | CAISO | 2 | 1899-12-31 | 1 |  | 21
2919 | RICHMN_7_BAYENV | BAY ENVIRONMENTAL (NOVE POWER) | caiso | PGE_Bay | PGE_Bay | Pacific Gas and Electric Bay | PGE_Bay | CAISO | 1985-01-01 | 2050-12-31 | 2 | 0.8 | 2 | 2.5 | n/a | Biogas_ | Biogas_LandfillGas | CAISO_Biomass |  |  |  | 1985 | 2050 | 0 | CAISO | 2.5 | 1899-12-31 | 1 |  | 21
2920 | Ridge_Crest | Ridge Crest Wind Partners-A1 | teppc | PSCO | PSCO | Public Service Company of Colorado | PSCO | Excluded | 2001-11-01 | 2050-12-31 | 29.7 | 1 | 29.7 | 29.7 | WT-Onshore | wind_onshorewind | Wind | Excluded_Wind |  |  |  | 2002 | 2050 | 0 | Excluded | 29.7 | 1899-12-31 | 1 |  | 21
2921 | Ridgeway_1 | Ridgeway Hydro-1 | teppc | WACM | WACM | Western Area Power Administration, Colorado-Missouri Region | WACM | Excluded | 2014-06-01 | 2050-12-31 | 7.2 | 1 | 7.2 | 7.2 | Hydro | Hydro_Standard | Hydro | Excluded_Hydro |  |  |  | 2014 | 2050 | 0 | Excluded | 7.2 | 1899-12-31 | 1 |  | 21
2922 | Ridgeway_2 | Ridgeway Hydro-2 | teppc | WACM | WACM | Western Area Power Administration, Colorado-Missouri Region | WACM | Excluded | 2014-06-01 | 2050-12-31 | 0.8 | 1 | 0.8 | 0.8 | Hydro | Hydro_Standard | Hydro | Excluded_Hydro |  |  |  | 2014 | 2050 | 0 | Excluded | 0.8 | 1899-12-31 | 1 |  | 21
2923 | Rifle_CC | RifleCC (Total CC Plant) | teppc | WACM | WACM | Western Area Power Administration, Colorado-Missouri Region | WACM | Excluded | 2012-09-01 | 2030-04-15 | 78.9 | 1 | 78.9 | 78.9 | CCWhole-NatGas-Aero | CC_NG | CC | Excluded_CCGT |  |  |  | 2013 | 2029 | 0 | Excluded | 78.9 | 1899-12-31 | 1 |  | 21
2924 | Rim_View_1 | Rim View-1 | teppc | CISC | CISC | Southern California Edison | SCE | CAISO | 2000-11-01 | 2050-12-31 | 0.2 | 1 | 0.2 | 0.2 | Hydro | Hydro_Standard | Hydro | CAISO_Hydro |  |  |  | 2001 | 2050 | 0 | CAISO | 0.2 | 1899-12-31 | 1 |  | 21
2925 | RimRockEnergy | NaturEner Rim Rock Energy-RR | teppc | NWMT | NWMT | NorthWestern Energy | NWMT_WAUW | NW | 2012-08-21 | 2050-12-31 | 189 | 1 | 189 | 189 | WT-Onshore | wind_onshorewind | Wind | NW_Wind | CAISO | 189 |  | 2013 | 2050 | 0 | CAISO | 189 | 1899-12-31 | 1 |  | 21
2926 | Rio_Bravo | Rio Bravo Energy Station | teppc | PNM | PNM | Public Service Company of New Mexico | PNM_EPE | SW | 2000-04-01 | 2050-12-31 | 142 | 1 | 142 | 142 | CT-NatGas-Industrial | CT_NG | CT | SW_Peaker |  |  |  | 2000 | 2050 | 0 | SW | 142 | 1899-12-31 | 1 |  | 21
2927 | RIOBRV_6_UNIT_1 | KERN HYDRO (OLCESE) | caiso | PGE_Valley | PGE_Valley | Pacific Gas and Electric Valley | PGE_Valley | CAISO | 1989-05-18 | 2050-12-31 | 18.4 | 1 | 18.4 | 18.4 | n/a | Hydro_Standard | Hydro | CAISO_Hydro |  |  |  | 1989 | 2050 | 0 | CAISO | 18.4 | 1899-12-31 | 1 |  | 21
2928 | RioGrande7 | Rio Grande-7 | teppc | EPE | EPE | El Paso Electric Company | PNM_EPE | SW | 1958-06-01 | 2022-12-31 | 46 | 1 | 46 | 46 | ST-NatGas | ST_NG | Steam | SW_ST |  |  |  | 1958 | 2022 | 0 | SW | 46 | 1899-12-31 | 1 |  | 21
2929 | RioGrande8 | Rio Grande-8 | teppc | EPE | EPE | El Paso Electric Company | PNM_EPE | SW | 1972-07-01 | 2033-12-31 | 142 | 1 | 142 | 142 | ST-NatGas | ST_NG | Steam | SW_ST |  |  |  | 1973 | 2033 | 0 | SW | 142 | 1899-12-31 | 1 |  | 21
2930 | RioGrande9 | Rio Grande-9 | teppc | EPE | EPE | El Paso Electric Company | PNM_EPE | SW | 2013-05-13 | 2053-12-31 | 87.9 | 1 | 87.9 | 87.9 | CT-NatGas-Aero | CT_NG | CT | SW_Peaker |  |  |  | 2013 | 2053 | 0 | SW | 87.9 | 1899-12-31 | 1 |  | 21
2931 | RIOOSO_1_QF | SMALL QF AGGREGATION - GRASS VALLEY | caiso | PGE_Valley | PGE_Valley | Pacific Gas and Electric Valley | PGE_Valley | CAISO | 1984-01-01 | 2050-12-31 | 1.7 | 1 | 1.7 | 1.7 | n/a | Hydro_Standard | Hydro | CAISO_Small_Hydro |  |  |  | 1984 | 2050 | 0 | CAISO | 1.7 | 1899-12-31 | 1 |  | 21
2932 | Ripon_1 | Ripon 1 | teppc | BANC | BANC | Balancing Authority of Northern California | SMUD | BANC | 2006-06-01 | 2050-12-31 | 50 | 1 | 50 | 50 | CT-NatGas-Aero | CT_NG | CT | BANC_Peaker |  |  |  | 2006 | 2050 | 0 | BANC | 50 | 1899-12-31 | 1 |  | 21
2933 | Ripon_2 | Ripon 2 | teppc | BANC | BANC | Balancing Authority of Northern California | SMUD | BANC | 2006-06-01 | 2050-12-31 | 50 | 1 | 50 | 50 | CT-NatGas-Aero | CT_NG | CT | BANC_Peaker |  |  |  | 2006 | 2050 | 0 | BANC | 50 | 1899-12-31 | 1 |  | 21
2934 | River_Mill_1 | River Mill-1 | teppc | PGE | PGE | Portland General Electric Company | PortlandGE | NW | 1911-11-01 | 2050-12-31 | 3.3 | 1 | 3.3 | 3.3 | Hydro | Hydro_Standard | Hydro | NW_Hydro |  |  |  | 1912 | 2050 | 0 | NW | 3.3 | 1899-12-31 | 1 |  | 21
2935 | River_Mill_2 | River Mill-2 | teppc | PGE | PGE | Portland General Electric Company | PortlandGE | NW | 1911-12-01 | 2050-12-31 | 3.3 | 1 | 3.3 | 3.3 | Hydro | Hydro_Standard | Hydro | NW_Hydro |  |  |  | 1912 | 2050 | 0 | NW | 3.3 | 1899-12-31 | 1 |  | 21
2936 | River_Mill_3 | River Mill-3 | teppc | PGE | PGE | Portland General Electric Company | PortlandGE | NW | 1912-01-01 | 2050-12-31 | 3.3 | 1 | 3.3 | 3.3 | Hydro | Hydro_Standard | Hydro | NW_Hydro |  |  |  | 1912 | 2050 | 0 | NW | 3.3 | 1899-12-31 | 1 |  | 21
2937 | River_Mill_4 | River Mill-4 | teppc | PGE | PGE | Portland General Electric Company | PortlandGE | NW | 1927-12-01 | 2050-12-31 | 3.9 | 1 | 3.9 | 3.9 | Hydro | Hydro_Standard | Hydro | NW_Hydro |  |  |  | 1928 | 2050 | 0 | NW | 3.9 | 1899-12-31 | 1 |  | 21
2938 | River_Mill_5 | River Mill-5 | teppc | PGE | PGE | Portland General Electric Company | PortlandGE | NW | 1952-05-01 | 2050-12-31 | 5 | 1 | 5 | 5 | Hydro | Hydro_Standard | Hydro | NW_Hydro |  |  |  | 1952 | 2050 | 0 | NW | 5 | 1899-12-31 | 1 |  | 21
2939 | River_Road | River Road Gen Plant-1 | teppc | BPAT | BPAT | Bonneville Power Administration – Transmission | BPAT | NW | 1997-12-01 | 2050-12-31 | 248 | 1 | 248 | 248 | CCWhole-NatGas-SingleShaft | CC_NG | CC | NW_CCGT |  |  |  | 1998 | 2050 | 0 | NW | 248 | 1899-12-31 | 1 |  | 21
2940 | Riverbend_LF1 | Riverbend Landfill-GEN1 | teppc | PNM | PNM | Public Service Company of New Mexico | PNM_EPE | SW | 2010-01-01 | 2050-12-31 | 0.8 | 1 | 0.8 | 0.8 | Bio-ICE | ICE_Biomass | Biomass/Wood | SW_Biomass |  |  |  | 2010 | 2050 | 0 | SW | 0.8 | 1899-12-31 | 1 |  | 21
2941 | Riverbend_LF2 | Riverbend Landfill-GEN2 | teppc | PNM | PNM | Public Service Company of New Mexico | PNM_EPE | SW | 2010-01-02 | 2050-12-31 | 0.8 | 1 | 0.8 | 0.8 | Bio-ICE | ICE_Biomass | Biomass/Wood | SW_Biomass |  |  |  | 2010 | 2050 | 0 | SW | 0.8 | 1899-12-31 | 1 |  | 21
2942 | Riverbend_LF3 | Riverbend Landfill-GEN3 | teppc | PNM | PNM | Public Service Company of New Mexico | PNM_EPE | SW | 2010-01-03 | 2050-12-31 | 0.8 | 1 | 0.8 | 0.8 | Bio-ICE | ICE_Biomass | Biomass/Wood | SW_Biomass |  |  |  | 2010 | 2050 | 0 | SW | 0.8 | 1899-12-31 | 1 |  | 21
2943 | Riverbend_LF4 | Riverbend Landfill-GEN4 | teppc | PNM | PNM | Public Service Company of New Mexico | PNM_EPE | SW | 2010-01-04 | 2050-12-31 | 0.8 | 1 | 0.8 | 0.8 | Bio-ICE | ICE_Biomass | Biomass/Wood | SW_Biomass |  |  |  | 2010 | 2050 | 0 | SW | 0.8 | 1899-12-31 | 1 |  | 21
2944 | Riverbend_LF5 | Riverbend Landfill-GEN5 | teppc | PNM | PNM | Public Service Company of New Mexico | PNM_EPE | SW | 2010-01-05 | 2050-12-31 | 0.8 | 1 | 0.8 | 0.8 | Bio-ICE | ICE_Biomass | Biomass/Wood | SW_Biomass |  |  |  | 2010 | 2050 | 0 | SW | 0.8 | 1899-12-31 | 1 |  | 21
2945 | Riverbend_LF6 | Riverbend Landfill-GEN6 | teppc | PNM | PNM | Public Service Company of New Mexico | PNM_EPE | SW | 2010-01-06 | 2050-12-31 | 0.8 | 1 | 0.8 | 0.8 | Bio-ICE | ICE_Biomass | Biomass/Wood | SW_Biomass |  |  |  | 2010 | 2050 | 0 | SW | 0.8 | 1899-12-31 | 1 |  | 21
2946 | RNDMTN_2_SLSPHY1 | Silver Springs | caiso | PGE_Valley | PGE_Valley | Pacific Gas and Electric Valley | PGE_Valley | CAISO |  | 2050-12-31 | 0.6 | 1 | 0.6 | 0.6 | HYDRO_WATER | Hydro_Standard | Hydro | CAISO_Hydro |  |  |  | 1900 | 2050 | 0 | CAISO | 0.6 | 1899-12-31 | 1 |  | 21
2947 | Robbs_Peak_H1 | Robbs Peak 1 | teppc | BANC | BANC | Balancing Authority of Northern California | SMUD | BANC | 1965-10-01 | 2050-12-31 | 24.5 | 1 | 24.5 | 24.5 | Hydro | Hydro_Standard | Hydro | BANC_Small_Hydro |  |  |  | 1966 | 2050 | 0 | BANC | 24.5 | 1899-12-31 | 1 |  | 21
2948 | Roberts_Tunnel_Hydro | Roberts Tunnel Hydro | teppc | PSCO | PSCO | Public Service Company of Colorado | PSCO | Excluded | 1986-04-15 | 2050-12-31 | 6.09 | 1 | 6.09 | 6.09 | Hydro | Hydro_Standard | Hydro | Excluded_Hydro |  |  |  | 1986 | 2050 | 0 | Excluded | 6.09 | 1899-12-31 | 1 |  | 21
2949 | Rock_Creek_I1 | Rock Creek I-GEN1 | teppc | IPFE | IPFE | Idaho Far East | IPCO | NW | 1983-09-16 | 2050-12-31 | 20.5 | 1 | 20.5 | 20.5 | Hydro | Hydro_Standard | Hydro | NW_Hydro |  |  |  | 1984 | 2050 | 0 | NW | 20.5 | 1899-12-31 | 1 |  | 21
2950 | Rock_Creek_II1 | Rock Creek II-GEN1 | teppc | IPFE | IPFE | Idaho Far East | IPCO | NW | 1989-04-02 | 2050-12-31 | 1.9 | 1 | 1.9 | 1.9 | Hydro | Hydro_Standard | Hydro | NW_Hydro |  |  |  | 1989 | 2050 | 0 | NW | 1.9 | 1899-12-31 | 1 |  | 21
2951 | Rock_Island | Rock Island-B-1 | teppc | CHPD | CHPD | Chelan County Public Utility District | BPAT | NW | 1931-11-01 | 2050-12-31 | 503 | 1 | 503 | 503 | Hydro | Hydro_Standard | Hydro | NW_Hydro |  |  |  | 1932 | 2050 | 0 | NW | 503 | 1899-12-31 | 1 |  | 21
2952 | Rock_River | Rock River I LLC-GEN1 | teppc | PAWY | PAWY | Wyoming, PACE Utility | PACE | NW | 2001-10-01 | 2050-12-31 | 50 | 1 | 50 | 50 | WT-Onshore | wind_onshorewind | Wind | NW_Wind |  |  |  | 2002 | 2050 | 0 | NW | 50 | 1899-12-31 | 1 |  | 21
2953 | RockCreekDairy1 | Rock Creek Dairy-CHP1 | teppc | IPFE | IPFE | Idaho Far East | IPCO | NW | 2012-05-01 | 2050-12-31 | 2 | 1 | 2 | 2 | Bio-ICE | ICE_Biomass | Biomass/Wood | NW_Biomass |  |  |  | 2012 | 2050 | 0 | NW | 2 | 1899-12-31 | 1 |  | 21
2954 | RockCreekDairy2 | Rock Creek Dairy-CHP2 | teppc | IPFE | IPFE | Idaho Far East | IPCO | NW | 2012-05-01 | 2050-12-31 | 2 | 1 | 2 | 2 | Bio-ICE | ICE_Biomass | Biomass/Wood | NW_Biomass |  |  |  | 2012 | 2050 | 0 | NW | 2 | 1899-12-31 | 1 |  | 21
2955 | Rockland | Rockland Wind Farm-RLWF | teppc | IPFE | IPFE | Idaho Far East | IPCO | NW | 2011-12-09 | 2050-12-31 | 80 | 1 | 80 | 80 | WT-Onshore | wind_onshorewind | Wind | NW_Wind |  |  |  | 2012 | 2050 | 0 | NW | 80 | 1899-12-31 | 1 |  | 21
2956 | Rockwood_1 | Rockwood 1 | teppc | IID | IID | Imperial Irrigation District | IID | IID | 1957-01-01 | 2050-12-31 | 25 | 1 | 25 | 25 | CT-OilDistillate | CT_Oil | CT | IID_Peaker |  |  |  | 1957 | 2050 | 0 | IID | 25 | 1899-12-31 | 1 |  | 21
2957 | Rockwood_2 | Rockwood 2 | teppc | IID | IID | Imperial Irrigation District | IID | IID | 1980-04-01 | 2050-12-31 | 25 | 1 | 25 | 25 | CT-OilDistillate | CT_Oil | CT | IID_Peaker |  |  |  | 1980 | 2050 | 0 | IID | 25 | 1899-12-31 | 1 |  | 21
2958 | Rocky_Brook | Rocky Brook Hydroelectric-GEN1 | teppc | PNM | PNM | Public Service Company of New Mexico | PNM_EPE | SW | 1985-12-01 | 2050-12-31 | 1.6 | 1 | 1.6 | 1.6 | Hydro | Hydro_Standard | Hydro | SW_Hydro |  |  |  | 1986 | 2050 | 0 | SW | 1.6 | 1899-12-31 | 1 |  | 21
2959 | Rocky_Ford_1_5 | Rocky Ford IC1-IC5 | teppc | PSCO | PSCO | Public Service Company of Colorado | PSCO | Excluded | 1964-06-01 | 2050-12-31 | 10 | 1 | 10 | 10 | ICE-OilDistillate | ICE_Oil | ICE | Excluded_Reciprocating_Engine |  |  |  | 1964 | 2050 | 0 | Excluded | 10 | 1899-12-31 | 1 |  | 21
2960 | Rocky_Reach | Rocky Reach-C-1 | teppc | CHPD | CHPD | Chelan County Public Utility District | BPAT | NW | 1961-06-01 | 2050-12-31 | 1254 | 1 | 1254 | 1254 | Hydro | Hydro_Standard | Hydro | NW_Hydro |  |  |  | 1961 | 2050 | 0 | NW | 1254 | 1899-12-31 | 1 |  | 21
2961 | RockyMtn_CC | RockyMountainCC (Total CC Plant) | teppc | PSCO | PSCO | Public Service Company of Colorado | PSCO | Excluded | 2012-01-01 | 2050-12-31 | 622 | 1 | 622 | 622 | CCWhole-NatGas-Industrial | CC_NG | CC | Excluded_CCGT |  |  |  | 2012 | 2050 | 0 | Excluded | 622 | 1899-12-31 | 1 |  | 21
2962 | ROLLIN_6_UNIT | ROLLINS HYDRO | caiso | PGE_Valley | PGE_Valley | Pacific Gas and Electric Valley | PGE_Valley | CAISO | 1980-01-01 | 2050-12-31 | 13.5 | 1 | 13.5 | 13.5 | n/a | Hydro_Standard | Hydro | CAISO_Hydro |  |  |  | 1980 | 2050 | 0 | CAISO | 13.5 | 1899-12-31 | 1 |  | 21
2963 | Rolling_Hills_1 | Rolling Hills-1 | teppc | PAWY | PAWY | Wyoming, PACE Utility | PACE | NW | 2008-12-01 | 2050-12-31 | 99 | 1 | 99 | 99 | WT-Onshore | wind_onshorewind | Wind | NW_Wind |  |  |  | 2009 | 2050 | 0 | NW | 99 | 1899-12-31 | 1 |  | 21
2964 | Roosevelt | Roosevelt ROOS | teppc | SRP | SRP | Salt River Project | SRP | SW | 1973-03-01 | 2050-12-31 | 36 | 1 | 36 | 36 | Hydro | Hydro_Standard | Hydro | SW_Hydro |  |  |  | 1973 | 2050 | 0 | SW | 36 | 1899-12-31 | 1 |  | 21
2965 | RooseveltBioCC_Total | RooseveltBiogasCC (Total CC Plant) | teppc | TPWR | TPWR | Tacoma Power | BPAT | NW | 2012-01-01 | 2050-12-31 | 26 | 1 | 26 | 26 | Bio-CCWhole | CC_Biomass | Biomass/Wood | NW_Biomass | CAISO | 26 |  | 2012 | 2050 | 0 | CAISO | 26 | 1899-12-31 | 1 |  | 21
2966 | RooseveltBioIC | Roosevelt Biogas IC 1-5 (No gen post CC installed | teppc | TPWR | TPWR | Tacoma Power | BPAT | NW | 1999-06-01 | 2050-01-01 | 10.5 | 1 | 10.5 | 10.5 | Bio-ICE | ICE_Biomass | Biomass/Wood | NW_Biomass |  |  |  | 1999 | 2049 | 0 | NW | 10.5 | 1899-12-31 | 1 |  | 21
2967 | RoseburgBiomass | Roseburg Forest Products Biomass-1 | teppc | PACW | PACW | PacifiCorp – West | PACW | NW | 2011-01-01 | 2050-12-31 | 10 | 1 | 10 | 10 | Bio-ST | ST_Biomass | Biomass/Wood | NW_Biomass |  |  |  | 2011 | 2050 | 0 | NW | 10 | 1899-12-31 | 1 |  | 21
2968 | Roseville_1 | Roseville 1 | teppc | BANC | BANC | Balancing Authority of Northern California | SMUD | BANC | 1986-05-01 | 2050-12-31 | 25.6 | 1 | 25.6 | 25.6 | CT-NatGas-Aero | CT_NG | CT | BANC_Peaker |  |  |  | 1986 | 2050 | 0 | BANC | 25.6 | 1899-12-31 | 1 |  | 21
2969 | Roseville_2 | Roseville 2 | teppc | BANC | BANC | Balancing Authority of Northern California | SMUD | BANC | 1986-04-01 | 2050-12-31 | 25.6 | 1 | 25.6 | 25.6 | CT-NatGas-Aero | CT_NG | CT | BANC_Peaker |  |  |  | 1986 | 2050 | 0 | BANC | 25.6 | 1899-12-31 | 1 |  | 21
2970 | ROSMDW_2_WIND1 | Pacific Wind - Phase 1 | caiso | SDGE | SDGE | San Diego Gas and Electric | SDGE | CAISO |  | 2050-12-31 | 140 | 1 | 140 | 140 | n/a | wind_onshorewind | Wind | CAISO_Wind |  |  |  | 1900 | 2050 | 0 | CAISO | 140 | 1899-12-31 | 1 |  | 21
2971 | ROSMND_6_SOLAR | Lancaster B | caiso | SCE | SCE | Southern California Edison | SCE | CAISO |  | 2050-12-31 | 3 | 1 | 3 | 3 | PVgeneric_sun | PVgeneric_sun | Solar_Fixed | CAISO_Solar |  |  |  | 1900 | 2050 | 0 | CAISO | 3 | 1899-12-31 | 1 |  | 21
2972 | Ross_41 | Ross-41 | teppc | SCL | SCL | Seattle Department of Lighting | BPAT | NW | 1956-11-01 | 2050-12-31 | 112.5 | 1 | 112.5 | 112.5 | Hydro | Hydro_Standard | Hydro | NW_Hydro |  |  |  | 1957 | 2050 | 0 | NW | 112.5 | 1899-12-31 | 1 |  | 21
2973 | Ross_42 | Ross-42 | teppc | SCL | SCL | Seattle Department of Lighting | BPAT | NW | 1954-01-01 | 2050-12-31 | 112.5 | 1 | 112.5 | 112.5 | Hydro | Hydro_Standard | Hydro | NW_Hydro |  |  |  | 1954 | 2050 | 0 | NW | 112.5 | 1899-12-31 | 1 |  | 21
2974 | Ross_43 | Ross-43 | teppc | SCL | SCL | Seattle Department of Lighting | BPAT | NW | 1953-04-01 | 2050-12-31 | 112.5 | 1 | 112.5 | 112.5 | Hydro | Hydro_Standard | Hydro | NW_Hydro |  |  |  | 1953 | 2050 | 0 | NW | 112.5 | 1899-12-31 | 1 |  | 21
2975 | Ross_44 | Ross-44 | teppc | SCL | SCL | Seattle Department of Lighting | BPAT | NW | 1952-12-01 | 2050-12-31 | 112.5 | 1 | 112.5 | 112.5 | Hydro | Hydro_Standard | Hydro | NW_Hydro |  |  |  | 1953 | 2050 | 0 | NW | 112.5 | 1899-12-31 | 1 |  | 21
2976 | Round_Butte_1 | Round Butte-1 | teppc | PGE | PGE | Portland General Electric Company | PortlandGE | NW | 1964-08-01 | 2050-12-31 | 82.3 | 1 | 82.3 | 82.3 | Hydro | Hydro_Standard | Hydro | NW_Hydro |  |  |  | 1965 | 2050 | 0 | NW | 82.3 | 1899-12-31 | 1 |  | 21
2977 | Round_Butte_2 | Round Butte-2 | teppc | PGE | PGE | Portland General Electric Company | PortlandGE | NW | 1964-11-01 | 2050-12-31 | 82.3 | 1 | 82.3 | 82.3 | Hydro | Hydro_Standard | Hydro | NW_Hydro |  |  |  | 1965 | 2050 | 0 | NW | 82.3 | 1899-12-31 | 1 |  | 21
2978 | Round_Butte_3 | Round Butte-3 | teppc | PGE | PGE | Portland General Electric Company | PortlandGE | NW | 1964-10-01 | 2050-12-31 | 82.3 | 1 | 82.3 | 82.3 | Hydro | Hydro_Standard | Hydro | NW_Hydro |  |  |  | 1965 | 2050 | 0 | NW | 82.3 | 1899-12-31 | 1 |  | 21
2979 | Route_66_Solar_PV |  | teppc | PNM | PNM | Public Service Company of New Mexico | PNM_EPE | SW | 2015-12-31 | 2050-12-31 | 50 | 1 | 50 | 50 | SolarPV-Tracking | 1axPV_sun | Solar_1Axis | SW_Solar |  |  |  | 2016 | 2050 | 0 | SW | 50 | 1899-12-31 | 1 |  | 21
2980 | Roza_1 | Roza-1 | teppc | BPAT | BPAT | Bonneville Power Administration – Transmission | BPAT | NW | 1958-08-01 | 2050-12-31 | 12.9 | 1 | 12.9 | 12.9 | Hydro | Hydro_Standard | Hydro | NW_Hydro |  |  |  | 1959 | 2050 | 0 | NW | 12.9 | 1899-12-31 | 1 |  | 21
2981 | RSMSLR_6_SOLAR1 | Rosamond One | caiso | SCE | SCE | Southern California Edison | SCE | CAISO | 2013-12-20 | 2050-12-31 | 20 | 1 | 20 | 20 | n/a | PVgeneric_sun | Solar_Fixed | CAISO_Solar |  |  |  | 2014 | 2050 | 0 | CAISO | 20 | 1899-12-31 | 1 |  | 21
2982 | RSMSLR_6_SOLAR2 | Rosamond Two | caiso | SCE | SCE | Southern California Edison | SCE | CAISO | 2013-12-20 | 2050-12-31 | 20 | 1 | 20 | 20 | n/a | PVgeneric_sun | Solar_Fixed | CAISO_Solar |  |  |  | 2014 | 2050 | 0 | CAISO | 20 | 1899-12-31 | 1 |  | 21
2983 | RTEDDY_2_SOLAR1 | Rosamond West Solar 1 | caiso | SCE | SCE | Southern California Edison | SCE | CAISO |  | 2050-12-31 | 54 | 1 | 54 | 54 | PVgeneric_sun | PVgeneric_sun | Solar_Fixed | CAISO_Solar |  |  |  | 1900 | 2050 | 0 | CAISO | 54 | 1899-12-31 | 1 |  | 21
2984 | RTEDDY_2_SOLAR2 | Rosamond West Solar 2 | caiso | SCE | SCE | Southern California Edison | SCE | CAISO |  | 2050-12-31 | 54 | 1 | 54 | 54 | PVgeneric_sun | PVgeneric_sun | Solar_Fixed | CAISO_Solar |  |  |  | 1900 | 2050 | 0 | CAISO | 54 | 1899-12-31 | 1 |  | 21
2985 | RTREE_2_WIND1 |  | caiso | SCE | SCE | Southern California Edison | SCE | CAISO | 2015-01-12 | 2050-12-31 | 79.2 | 1 | 79.2 | 79.2 | n/a | wind_onshorewind | Wind | CAISO_Wind |  |  |  | 2015 | 2050 | 0 | CAISO | 79.2 | 1899-12-31 | 1 |  | 21
2986 | RTREE_2_WIND2 | Rising Tree 2 | caiso | SCE | SCE | Southern California Edison | SCE | CAISO | 2015-01-12 | 2050-12-31 | 19.8 | 1 | 19.8 | 19.8 | n/a | wind_onshorewind | Wind | CAISO_Wind |  |  |  | 2015 | 2050 | 0 | CAISO | 19.8 | 1899-12-31 | 1 |  | 21
2987 | RTREE_2_WIND3 |  | caiso | SCE | SCE | Southern California Edison | SCE | CAISO | 2015-06-25 | 2050-12-31 | 99 | 1 | 99 | 99 | n/a | wind_onshorewind | Wind | CAISO_Wind |  |  |  | 2015 | 2050 | 0 | CAISO | 99 | 1899-12-31 | 1 |  | 21
2988 | Rundle1_1 | Rundle1-1 | teppc | AESO | AESO | Alberta Electric System Operator | BCHA_AESO | Excluded | 1951-01-01 | 2050-12-01 | 17 | 1 | 17 | 17 | Hydro | Hydro_Standard | Hydro | Excluded_Hydro |  |  |  | 1951 | 2050 | 0 | Excluded | 17 | 1899-12-31 | 1 |  | 21
2989 | Rundle2_2 | Rundle2-2 | teppc | AESO | AESO | Alberta Electric System Operator | BCHA_AESO | Excluded | 1951-01-01 | 2050-12-01 | 30 | 1 | 30 | 30 | Hydro | Hydro_Standard | Hydro | Excluded_Hydro |  |  |  | 1951 | 2050 | 0 | Excluded | 30 | 1899-12-31 | 1 |  | 21
2990 | Rupert_Cgn | Rupert Cogen Project-1002 | teppc | IPMV | IPMV | Idaho Magic Valley | IPCO | NW | 1996-11-01 | 2050-12-31 | 10.4 | 1 | 10.4 | 10.4 | CCWhole-NatGas-SingleShaft | CC_NG | CC | NW_CCGT |  |  |  | 1997 | 2050 | 0 | NW | 10.4 | 1899-12-31 | 1 |  | 21
2991 | Rupert_GT_1 | Rupert GT-1_Rupert GT-1_BCH-RPG | teppc | BCHA | BCHA | British Columbia Transmission Company | BCHA_AESO | Excluded | 1973-01-01 | 2033-03-31 | 23 | 1 | 23 | 23 | CT-NatGas-Industrial | CT_NG | CT | Excluded_Peaker |  |  |  | 1973 | 2032 | 0 | Excluded | 23 | 1899-12-31 | 1 |  | 21
2992 | Rupert_GT_2 | Rupert GT-2_Rupert GT-2_BCH-RPG | teppc | BCHA | BCHA | British Columbia Transmission Company | BCHA_AESO | Excluded | 1973-01-01 | 2033-03-31 | 23 | 1 | 23 | 23 | CT-NatGas-Industrial | CT_NG | CT | Excluded_Peaker |  |  |  | 1973 | 2032 | 0 | Excluded | 23 | 1899-12-31 | 1 |  | 21
2993 | RUS_0_40 | RUMOROSA SOLAR | teppc | CFE | CFE | Comisión Federal de Electricidad | CFE | Excluded | 2018-05-19 | 2050-12-31 | 41 | 1 | 41 | 41 | SolarPV-NonTracking | FixedPV_sun | Solar_Fixed | Excluded_Solar |  |  |  | 2018 | 2050 | 0 | Excluded | 41 | 1899-12-31 | 1 |  | 21
2994 | RUSCTY_2_UNITS | Russell City Energy Center | caiso | PGE_Bay | PGE_Bay | Pacific Gas and Electric Bay | PGE_Bay | CAISO | 2013-08-08 | 2050-12-31 | 620.5 | 1 | 620.5 | 620.5 | CCWhole-NatGas-Industrial | CC_NG | CC | CAISO_CCGT1 |  |  |  | 2014 | 2050 | 0 | CAISO | 620.5 | 1899-12-31 | 1 |  | 21
2995 | Rush_Creek_2 | Rush Creek-2_24783 | teppc | CISC | CISC | Southern California Edison | SCE | CAISO | 1916-01-01 | 2050-12-31 | 6.37 | 1 | 6.37 | 6.37 | HydroRPS | Hydro_Standard | Hydro | CAISO_Hydro |  |  |  | 1916 | 2050 | 0 | CAISO | 6.37 | 1899-12-31 | 1 |  | 21
2996 | Ruskin_1 | Ruskin-1_Ruskin-1_BCH-RUS | teppc | BCHA | BCHA | British Columbia Transmission Company | BCHA_AESO | Excluded | 2015-04-01 | 2033-03-31 | 38.33 | 1 | 38.33 | 38.33 | Hydro | Hydro_Standard | Hydro | Excluded_Hydro |  |  |  | 2015 | 2032 | 0 | Excluded | 38.33 | 1899-12-31 | 1 |  | 21
2997 | Ruskin_2 | Ruskin-2_Ruskin-2_BCH-RUS | teppc | BCHA | BCHA | British Columbia Transmission Company | BCHA_AESO | Excluded | 2015-04-01 | 2033-03-31 | 38.33 | 1 | 38.33 | 38.33 | Hydro | Hydro_Standard | Hydro | Excluded_Hydro |  |  |  | 2015 | 2032 | 0 | Excluded | 38.33 | 1899-12-31 | 1 |  | 21
2998 | Ruskin_3 | Ruskin-3_Ruskin-3_BCH-RUS | teppc | BCHA | BCHA | British Columbia Transmission Company | BCHA_AESO | Excluded | 2017-04-01 | 2033-03-31 | 38.33 | 1 | 38.33 | 38.33 | Hydro | Hydro_Standard | Hydro | Excluded_Hydro |  |  |  | 2017 | 2032 | 0 | Excluded | 38.33 | 1899-12-31 | 1 |  | 21
2999 | Russell_D_smith | Russell D Smith-1 | teppc | BPAT | BPAT | Bonneville Power Administration – Transmission | BPAT | NW | 1982-09-01 | 2050-12-31 | 6.1 | 1 | 6.1 | 6.1 | Hydro | Hydro_Standard | Hydro | NW_Hydro |  |  |  | 1983 | 2050 | 0 | NW | 6.1 | 1899-12-31 | 1 |  | 21
3000 | RutherfordCrk1 | Rutherford Creek-1_Rutherford Creek-1_IPP-RUT | teppc | BCHA | BCHA | British Columbia Transmission Company | BCHA_AESO | Excluded | 2004-05-31 | 2040-05-31 | 25 | 1 | 25 | 25 | Hydro | Hydro_Standard | Hydro | Excluded_Hydro |  |  |  | 2004 | 2039 | 0 | Excluded | 25 | 1899-12-31 | 1 |  | 21
3001 | RutherfordCrk2 | Rutherford Creek-2_Rutherford Creek-2_IPP-RUT | teppc | BCHA | BCHA | British Columbia Transmission Company | BCHA_AESO | Excluded | 2004-05-31 | 2040-05-31 | 25 | 1 | 25 | 25 | Hydro | Hydro_Standard | Hydro | Excluded_Hydro |  |  |  | 2004 | 2039 | 0 | Excluded | 25 | 1899-12-31 | 1 |  | 21
3002 | RVRVEW_1_UNITA1 | Riverview Energy Center (GP Antioch) | caiso | PGE_Bay | PGE_Bay | Pacific Gas and Electric Bay | PGE_Bay | CAISO | 2003-05-02 | 2050-12-31 | 47.6 | 1 | 47.6 | 47.6 | CT-NatGas-Aero | CT_NG | CT | CAISO_Peaker2 |  |  |  | 2003 | 2050 | 0 | CAISO | 47.6 | 1899-12-31 | 1 |  | 21
3003 | RVSIDE_2_RERCU3 | Riverside Energy Res. Ctr Unit 3 | caiso | SCE | SCE | Southern California Edison | SCE | CAISO | 2011-04-01 | 2050-12-31 | 48.5 | 0.9898 | 48.5 | 49 | CT-NatGas-Aero | CT_NG | CT | CAISO_Peaker1 |  |  |  | 2011 | 2050 | 0 | CAISO | 49 | 1899-12-31 | 1 |  | 21
3004 | RVSIDE_2_RERCU4 | Riverside Energy Res. Ctr Unit 4 | caiso | SCE | SCE | Southern California Edison | SCE | CAISO | 2011-04-01 | 2050-12-31 | 48.5 | 0.9898 | 48.5 | 49 | CT-NatGas-Aero | CT_NG | CT | CAISO_Peaker1 |  |  |  | 2011 | 2050 | 0 | CAISO | 49 | 1899-12-31 | 1 |  | 21
3005 | RVSIDE_6_RERCU1 | Riverside Energy Res. Ctr Unit 1 | caiso | SCE | SCE | Southern California Edison | SCE | CAISO | 2006-06-01 | 2050-12-31 | 48.35 | 1 | 48.35 | 48.35 | CT-NatGas-Aero | CT_NG | CT | CAISO_Peaker1 |  |  |  | 2006 | 2050 | 0 | CAISO | 48.35 | 1899-12-31 | 1 |  | 21
3006 | RVSIDE_6_RERCU2 | Riverside Energy Res. Ctr Unit 2 | caiso | SCE | SCE | Southern California Edison | SCE | CAISO | 2006-06-01 | 2050-12-31 | 48.5 | 1 | 48.5 | 48.5 | CT-NatGas-Aero | CT_NG | CT | CAISO_Peaker1 |  |  |  | 2006 | 2050 | 0 | CAISO | 48.5 | 1899-12-31 | 1 |  | 21
3007 | RVSIDE_6_SOLAR1 | Tequesquite Landfill Solar Project | caiso | SCE | SCE | Southern California Edison | SCE | CAISO | 2015-09-09 | 2050-12-31 | 7.5 | 1 | 7.5 | 7.5 | n/a | PVgeneric_sun | Solar_Fixed | CAISO_Solar |  |  |  | 2016 | 2050 | 0 | CAISO | 7.5 | 1899-12-31 | 1 |  | 21
3008 | RVSIDE_6_SPRING | SPRINGS GENERATION PROJECT AGGREGATE | caiso | SCE | SCE | Southern California Edison | SCE | CAISO | 2002-06-13 | 2050-12-31 | 36 | 1 | 36 | 36 | CT-NatGas-Aero | CT_NG | CT | CAISO_Peaker2 |  |  |  | 2002 | 2050 | 0 | CAISO | 36 | 1899-12-31 | 1 |  | 21
3009 | Ryan1 | Ryan-RYA1 | teppc | NWMT | NWMT | NorthWestern Energy | NWMT_WAUW | NW | 1915-08-01 | 2050-12-31 | 8 | 1 | 8 | 8 | Hydro | Hydro_Standard | Hydro | NW_Hydro |  |  |  | 1916 | 2050 | 0 | NW | 8 | 1899-12-31 | 1 |  | 21
3010 | Ryan2 | Ryan (pre-upgrade)-RYA2 | teppc | NWMT | NWMT | NorthWestern Energy | NWMT_WAUW | NW | 1915-08-01 | 2030-01-01 | 8 | 1 | 8 | 8 | Hydro | Hydro_Standard | Hydro | NW_Hydro |  |  |  | 1916 | 2029 | 0 | NW | 8 | 1899-12-31 | 1 |  | 21
3011 | Ryan2_Upgrd | Ryan (post-upgrade)-RYA2 | teppc | CISC | CISC | Southern California Edison | SCE | CAISO | 2015-08-19 | 2050-12-01 | 9.2 | 1 | 9.2 | 9.2 | Hydro | Hydro_Standard | Hydro | CAISO_Hydro |  |  |  | 2016 | 2050 | 0 | CAISO | 9.2 | 1899-12-31 | 1 |  | 21
3012 | Ryan3 | Ryan-RYA3 | teppc | NWMT | NWMT | NorthWestern Energy | NWMT_WAUW | NW | 1915-08-01 | 2050-12-31 | 8 | 1 | 8 | 8 | Hydro | Hydro_Standard | Hydro | NW_Hydro |  |  |  | 1916 | 2050 | 0 | NW | 8 | 1899-12-31 | 1 |  | 21
3013 | Ryan4 | Ryan (pre-upgrade)-RYA4 | teppc | NWMT | NWMT | NorthWestern Energy | NWMT_WAUW | NW | 1915-08-01 | 2030-01-01 | 8 | 1 | 8 | 8 | Hydro | Hydro_Standard | Hydro | NW_Hydro |  |  |  | 1916 | 2029 | 0 | NW | 8 | 1899-12-31 | 1 |  | 21
3014 | Ryan5 | Ryan-RYA5 | teppc | NWMT | NWMT | NorthWestern Energy | NWMT_WAUW | NW | 1916-09-01 | 2050-12-31 | 8 | 1 | 8 | 8 | Hydro | Hydro_Standard | Hydro | NW_Hydro |  |  |  | 1917 | 2050 | 0 | NW | 8 | 1899-12-31 | 1 |  | 21
3015 | Ryan6 | Ryan-RYA6 | teppc | NWMT | NWMT | NorthWestern Energy | NWMT_WAUW | NW | 1916-09-01 | 2050-12-31 | 8 | 1 | 8 | 8 | Hydro | Hydro_Standard | Hydro | NW_Hydro |  |  |  | 1917 | 2050 | 0 | NW | 8 | 1899-12-31 | 1 |  | 21
3016 | Ryegrass | Ryegrass Windfarm-1 | teppc | IPMV | IPMV | Idaho Magic Valley | IPCO | NW | 2012-08-10 | 2050-12-31 | 23 | 1 | 23 | 23 | WT-Onshore | wind_onshorewind | Wind | NW_Wind |  |  |  | 2013 | 2050 | 0 | NW | 23 | 1899-12-31 | 1 |  | 21
3017 | S_CranberryCrk1 | S. Cranberry Creek-1_S. Cranberry Creek-1_IPP-SCB | teppc | BCHA | BCHA | British Columbia Transmission Company | BCHA_AESO | Excluded | 2008-02-09 | 2038-02-09 | 2.83 | 1 | 2.83 | 2.83 | Hydro | Hydro_Standard | Hydro | Excluded_Hydro |  |  |  | 2008 | 2037 | 0 | Excluded | 2.83 | 1899-12-31 | 1 |  | 21
3018 | S_CranberryCrk2 | S. Cranberry Creek-2_S. Cranberry Creek-2_IPP-SCB | teppc | BCHA | BCHA | British Columbia Transmission Company | BCHA_AESO | Excluded | 2008-02-09 | 2038-02-09 | 2.83 | 1 | 2.83 | 2.83 | Hydro | Hydro_Standard | Hydro | Excluded_Hydro |  |  |  | 2008 | 2037 | 0 | Excluded | 2.83 | 1899-12-31 | 1 |  | 21
3019 | S_CranberryCrk3 | S. Cranberry Creek-3_S. Cranberry Creek-3_IPP-SCB | teppc | BCHA | BCHA | British Columbia Transmission Company | BCHA_AESO | Excluded | 2008-02-09 | 2038-02-09 | 2.83 | 1 | 2.83 | 2.83 | Hydro | Hydro_Standard | Hydro | Excluded_Hydro |  |  |  | 2008 | 2037 | 0 | Excluded | 2.83 | 1899-12-31 | 1 |  | 21
3020 | S_CranberryCrk4 | S. Cranberry Creek-4_S. Cranberry Creek-4_IPP-SCB | teppc | BCHA | BCHA | British Columbia Transmission Company | BCHA_AESO | Excluded | 2015-07-01 | 2045-07-01 | 3 | 1 | 3 | 3 | Hydro | Hydro_Standard | Hydro | Excluded_Hydro |  |  |  | 2016 | 2045 | 0 | Excluded | 3 | 1899-12-31 | 1 |  | 21
3021 | S_E_Hazelton1 | S E Hazelton A-GEN1 | teppc | IPTV | IPTV | Idaho Treasure Valley | IPCO | NW | 1990-04-26 | 2050-12-31 | 6.5 | 1 | 6.5 | 6.5 | Hydro | Hydro_Standard | Hydro | NW_Hydro |  |  |  | 1990 | 2050 | 0 | NW | 6.5 | 1899-12-31 | 1 |  | 21
3022 | S_E_Hazelton2 | S E Hazelton A-GEN2 | teppc | IPFE | IPFE | Idaho Far East | IPCO | NW | 1990-04-26 | 2050-12-31 | 2.7 | 1 | 2.7 | 2.7 | Hydro | Hydro_Standard | Hydro | NW_Hydro |  |  |  | 1990 | 2050 | 0 | NW | 2.7 | 1899-12-31 | 1 |  | 21
3023 | S_E_Hazelton3 | S E Hazelton A-GEN3 | teppc | IPFE | IPFE | Idaho Far East | IPCO | NW | 1990-04-26 | 2050-12-31 | 2.7 | 1 | 2.7 | 2.7 | Hydro | Hydro_Standard | Hydro | NW_Hydro |  |  |  | 1990 | 2050 | 0 | NW | 2.7 | 1899-12-31 | 1 |  | 21
3024 | S_RITA_6_SOLAR1 | Sun Harvest Solar | caiso | PGE_Valley | PGE_Valley | Pacific Gas and Electric Valley | PGE_Valley | CAISO | 2015-05-28 | 2050-12-31 | 1.5 | 1 | 1.5 | 1.5 | n/a | PVgeneric_sun | Solar_Fixed | CAISO_Solar |  |  |  | 2015 | 2050 | 0 | CAISO | 1.5 | 1899-12-31 | 1 |  | 21
3025 | S_Slocan_1 | S Slocan-1_S Slocan-1_FBC-SLC | teppc | BCHA | BCHA | British Columbia Transmission Company | BCHA_AESO | Excluded | 1999-11-11 | 2033-03-31 | 19 | 1 | 19 | 19 | Hydro | Hydro_Standard | Hydro | Excluded_Hydro |  |  |  | 2000 | 2032 | 0 | Excluded | 19 | 1899-12-31 | 1 |  | 21
3026 | S_Slocan_2 | S Slocan-2_S Slocan-2_FBC-SLC | teppc | BCHA | BCHA | British Columbia Transmission Company | BCHA_AESO | Excluded | 1999-11-11 | 2033-03-31 | 19 | 1 | 19 | 19 | Hydro | Hydro_Standard | Hydro | Excluded_Hydro |  |  |  | 2000 | 2032 | 0 | Excluded | 19 | 1899-12-31 | 1 |  | 21
3027 | S_Slocan_3 | S Slocan-3_S Slocan-3_FBC-SLC | teppc | BCHA | BCHA | British Columbia Transmission Company | BCHA_AESO | Excluded | 1999-11-11 | 2033-03-31 | 19 | 1 | 19 | 19 | Hydro | Hydro_Standard | Hydro | Excluded_Hydro |  |  |  | 2000 | 2032 | 0 | Excluded | 19 | 1899-12-31 | 1 |  | 21
3028 | S_Sutton_Creek | S. Sutton Creek-1_S. Sutton Creek-1_IPP-SSH | teppc | BCHA | BCHA | British Columbia Transmission Company | BCHA_AESO | Excluded | 2005-10-26 | 2040-10-26 | 4.9 | 1 | 4.9 | 4.9 | Hydro | Hydro_Standard | Hydro | Excluded_Hydro |  |  |  | 2006 | 2040 | 0 | Excluded | 4.9 | 1899-12-31 | 1 |  | 21
3029 | SaddlebrookCC_Total | Saddlebrook Generating Station-1 (Total CC Plant) | teppc | BCHA | BCHA | British Columbia Transmission Company | BCHA_AESO | Excluded | 2017-06-30 | 2050-12-31 | 350.5 | 1 | 350.5 | 350.5 | CCWhole-NatGas-Industrial | CC_NG | CC | Excluded_CCGT |  |  |  | 2017 | 2050 | 0 | Excluded | 350.5 | 1899-12-31 | 1 |  | 21
3030 | Sage_Solar |  | teppc | PAWY | PAWY | Wyoming, PACE Utility | PACE | NW | 1950-01-01 | 2050-12-31 | 57.6 | 1 | 57.6 | 57.6 | Solar | PVgeneric_sun | Solar_Fixed | NW_Solar |  |  |  | 1950 | 2050 | 0 | NW | 57.6 | 1899-12-31 | 1 |  | 21
3031 | Sagebrush_1 | Sagebrush-1 | teppc | IPFE | IPFE | Idaho Far East | IPCO | NW | 1985-09-01 | 2050-12-31 | 0.43 | 1 | 0.43 | 0.43 | Hydro | Hydro_Standard | Hydro | NW_Hydro |  |  |  | 1986 | 2050 | 0 | NW | 0.43 | 1899-12-31 | 1 |  | 21
3032 | SagebrushWind | Sagebrush Power Partners-GEN1 | teppc | BPAT | BPAT | Bonneville Power Administration – Transmission | BPAT | NW | 2011-01-01 | 2050-12-31 | 100.8 | 1 | 100.8 | 100.8 | WT-Onshore | wind_onshorewind | Wind | NW_Wind |  |  |  | 2011 | 2050 | 0 | NW | 100.8 | 1899-12-31 | 1 |  | 21
3033 | Saguaro_AZ_1 | Saguaro CT GT1 | teppc | AZPS | AZPS | Arizona Public Service Company | AZPS | SW | 1973-07-01 | 2050-12-31 | 62 | 1 | 62 | 62 | CT-NatGas-Industrial | CT_NG | CT | SW_Peaker |  |  |  | 1974 | 2050 | 0 | SW | 62 | 1899-12-31 | 1 |  | 21
3034 | Saguaro_AZ_2 | Saguaro CT GT2 | teppc | AZPS | AZPS | Arizona Public Service Company | AZPS | SW | 2002-07-01 | 2050-12-31 | 79 | 1 | 79 | 79 | CT-NatGas-Industrial | CT_NG | CT | SW_Peaker |  |  |  | 2003 | 2050 | 0 | SW | 79 | 1899-12-31 | 1 |  | 21
3035 | Saguaro_CC1 | Saguaro Power Company CC1 (Total CC Plant) | teppc | NEVP | NEVP | Nevada Power Company | NEVP | SW | 1990-12-01 | 2050-12-31 | 105 | 1 | 105 | 105 | CCWhole-NatGas-Industrial | CC_NG | CC | SW_CCGT |  |  |  | 1991 | 2050 | 0 | SW | 105 | 1899-12-31 | 1 |  | 21
3036 | Saguaro_CC2 | Saguaro Power Company CC2 (Total CC Plant) | teppc | PNM | PNM | Public Service Company of New Mexico | PNM_EPE | SW | 2025-04-15 | 2050-12-31 | 605.2 | 1 | 605.2 | 605.2 | CCWhole-NatGas-Industrial | CC_NG | CC | SW_CCGT |  |  |  | 2025 | 2050 | 0 | SW | 605.2 | 1899-12-31 | 1 |  | 21
3037 | Saguaro_GE1 | Saguaro CT GE1 | teppc | AZPS | AZPS | Arizona Public Service Company | AZPS | SW | 1972-05-01 | 2050-12-31 | 62 | 1 | 62 | 62 | CT-NatGas-Industrial | CT_NG | CT | SW_Peaker |  |  |  | 1972 | 2050 | 0 | SW | 62 | 1899-12-31 | 1 |  | 21
3038 | Sahko_1 | Sahko-1 | teppc | IPFE | IPFE | Idaho Far East | IPCO | NW | 2006-06-01 | 2050-12-31 | 0.5 | 1 | 0.5 | 0.5 | Hydro | Hydro_Standard | Hydro | NW_Hydro |  |  |  | 2006 | 2050 | 0 | NW | 0.5 | 1899-12-31 | 1 |  | 21
3039 | SAIT_1 | SAIT-1 | teppc | BCHA | BCHA | British Columbia Transmission Company | BCHA_AESO | Excluded | 1999-01-01 | 2050-12-01 | 5.5 | 1 | 5.5 | 5.5 | CT-NatGas-Industrial | CT_NG | CT | Excluded_Peaker |  |  |  | 1999 | 2050 | 0 | Excluded | 5.5 | 1899-12-31 | 1 |  | 21
3040 | SakwiCreek | Sakwi Creek RoR-1_Sakwi Creek RoR-1_IPP-SKW | teppc | BCHA | BCHA | British Columbia Transmission Company | BCHA_AESO | Excluded | 2014-07-01 | 2054-07-01 | 6 | 1 | 6 | 6 | Hydro | Hydro_Standard | Hydro | Excluded_Hydro |  |  |  | 2015 | 2054 | 0 | Excluded | 6 | 1899-12-31 | 1 |  | 21
3041 | Salida_1_2 | Salida 1 and 2 | teppc | PSCO | PSCO | Public Service Company of Colorado | PSCO | Excluded | 1907-12-01 | 2050-12-01 | 1.4 | 1 | 1.4 | 1.4 | Hydro | Hydro_Standard | Hydro | Excluded_Hydro |  |  |  | 1908 | 2050 | 0 | Excluded | 1.4 | 1899-12-31 | 1 |  | 21
3042 | SALIRV_2_UNIT |  | caiso | PGE_Valley | PGE_Valley | Pacific Gas and Electric Valley | PGE_Valley | CAISO | 1991-10-11 | 2050-12-31 | 26.43 | 0.67769 | 26.43 | 39 | CT-NatGas-Industrial | Cogen_NG | Cogen | CAISO_CHP |  |  |  | 1992 | 2050 | 0 | CAISO | 39 | 1899-12-31 | 1 |  | 21
3043 | Salmon_Falls | Salmon Falls Wind Park-SFWP | teppc | IPMV | IPMV | Idaho Magic Valley | IPCO | NW | 2011-01-03 | 2050-12-31 | 22 | 1 | 22 | 22 | WT-Onshore | wind_onshorewind | Wind | NW_Wind |  |  |  | 2011 | 2050 | 0 | NW | 22 | 1899-12-31 | 1 |  | 21
3044 | Salmon_Inlet1 | Salmon Inlet (Sechelt Creek SCG)-1_Salmon Inlet (Sechelt Creek SCG)-1_IPP-SCG | teppc | BCHA | BCHA | British Columbia Transmission Company | BCHA_AESO | Excluded | 1995-04-01 | 2040-03-01 | 8.3 | 1 | 8.3 | 8.3 | Hydro | Hydro_Standard | Hydro | Excluded_Hydro |  |  |  | 1995 | 2039 | 0 | Excluded | 8.3 | 1899-12-31 | 1 |  | 21
3045 | Salmon_Inlet2 | Salmon Inlet (Sechelt Creek SCG)-2_Salmon Inlet (Sechelt Creek SCG)-2_IPP-SCG | teppc | BCHA | BCHA | British Columbia Transmission Company | BCHA_AESO | Excluded | 1995-04-01 | 2040-03-01 | 8.3 | 1 | 8.3 | 8.3 | Hydro | Hydro_Standard | Hydro | Excluded_Hydro |  |  |  | 1995 | 2039 | 0 | Excluded | 8.3 | 1899-12-31 | 1 |  | 21
3046 | Salt_Wells_1_2 | ENEL Salt Wells LLC 101 and 201¦Saltwell Geothermal Plant | teppc | SPPC | SPPC | Nevada Power Company | NEVP | SW | 1911-11-01 | 2050-12-31 | 31 | 1 | 31 | 31 | Geo-BinaryCycle | Geothermal_steam | Geothermal | SW_Geothermal |  |  |  | 1912 | 2050 | 0 | SW | 31 | 1899-12-31 | 1 |  | 21
3047 | Salton_Sea_4 | Salton Sea Unit 4 4100 | teppc | IID | IID | Imperial Irrigation District | IID | IID | 2000-06-01 | 2050-12-31 | 42 | 1 | 42 | 42 | Geo-DoubleFlash | Geothermal_steam | Geothermal | IID_Geothermal |  |  |  | 2000 | 2050 | 0 | IID | 42 | 1899-12-31 | 1 |  | 21
3048 | Salton_Sea_5 | Salton Sea Unit 5 TG51 | teppc | IID | IID | Imperial Irrigation District | IID | IID | 1989-05-01 | 2050-12-31 | 50 | 1 | 50 | 50 | Geo-DoubleFlash | Geothermal_steam | Geothermal | IID_Geothermal | CAISO | 50 |  | 1989 | 2050 | 0 | CAISO | 50 | 1899-12-31 | 1 |  | 21
3049 | Salton_Sea_Unit_2_G1 | Salton Sea Unit 2 GEN1¦EARTH ENERGY #2¦SALTON SEA UNIT 2 - 10 mw | teppc | IID | IID | Imperial Irrigation District | IID | IID | 2010-04-15 | 2050-12-31 | 10 | 1 | 10 | 10 | Geo-DoubleFlash | Geothermal_steam | Geothermal | IID_Geothermal |  |  |  | 2010 | 2050 | 0 | IID | 10 | 1899-12-31 | 1 |  | 21
3050 | Salton_Sea_Unit_2_G2 | Salton Sea Unit 2 GEN2¦EARTH ENERGY #2¦SALTON SEA UNIT 2 - U1 5 MW | teppc | IID | IID | Imperial Irrigation District | IID | IID | 2010-04-15 | 2050-12-31 | 5 | 1 | 5 | 5 | Geo-DoubleFlash | Geothermal_steam | Geothermal | IID_Geothermal |  |  |  | 2010 | 2050 | 0 | IID | 5 | 1899-12-31 | 1 |  | 21
3051 | Salton_Sea_Unit_2_G3 | Salton Sea Unit 2 GEN3¦EARTH ENERGY #2¦SALTON SEA UNIT 2 - U2 5 MW | teppc | IID | IID | Imperial Irrigation District | IID | IID | 2010-04-15 | 2050-12-31 | 5 | 1 | 5 | 5 | Geo-DoubleFlash | Geothermal_steam | Geothermal | IID_Geothermal |  |  |  | 2010 | 2050 | 0 | IID | 5 | 1899-12-31 | 1 |  | 21
3052 | SALTSP_7_UNITS | SALT SPRINGS HYDRO AGGREGATE | caiso | PGE_Valley | PGE_Valley | Pacific Gas and Electric Valley | PGE_Valley | CAISO | 1931-01-01 | 2050-12-31 | 46 | 1 | 46 | 46 | n/a | Hydro_Standard | Hydro | CAISO_Hydro |  |  |  | 1931 | 2050 | 0 | CAISO | 46 | 1899-12-31 | 1 |  | 21
3053 | SAMPSN_6_KELCO1 | KELCO QUALIFYING FACILITY | caiso | SDGE | SDGE | San Diego Gas and Electric | SDGE | CAISO | 2014-03-05 | 2050-12-31 | 3.84 | 0.1536 | 3.84 | 25 | CT-NatGas-Industrial | Cogen_NG | Cogen | CAISO_CHP |  |  |  | 2014 | 2050 | 0 | CAISO | 25 | 1899-12-31 | 1 |  | 21
3054 | San_Emidio | San Emidio South Project Phase I-II SE-U1¦San Emidio-SE-U1¦USG Empire¦PUR_IPP_GO_G1 | teppc | SPPC | SPPC | Nevada Power Company | NEVP | SW | 2012-05-25 | 2050-12-31 | 13.7 | 1 | 13.7 | 13.7 | Geo-BinaryCycle | Geothermal_steam | Geothermal | SW_Geothermal |  |  |  | 2012 | 2050 | 0 | SW | 13.7 | 1899-12-31 | 1 |  | 21
3055 | San_Francisquito_1_1 | San Francisquito 1 1A | teppc | LDWP | LDWP | Los Angeles Department of Water and Power | LADWP | LDWP | 1983-12-01 | 2050-12-31 | 27 | 1 | 27 | 27 | Hydro | Hydro_Standard | Hydro | LDWP_Hydro |  |  |  | 1984 | 2050 | 0 | LDWP | 27 | 1899-12-31 | 1 |  | 21
3056 | San_Francisquito_1_3 | San Francisquito 1 3 | teppc | LDWP | LDWP | Los Angeles Department of Water and Power | LADWP | LDWP | 1917-04-01 | 2050-12-31 | 10 | 1 | 10 | 10 | Hydro | Hydro_Standard | Hydro | LDWP_Hydro |  |  |  | 1917 | 2050 | 0 | LDWP | 10 | 1899-12-31 | 1 |  | 21
3057 | San_Francisquito_1_4 | San Francisquito 1 4 | teppc | LDWP | LDWP | Los Angeles Department of Water and Power | LADWP | LDWP | 1923-05-01 | 2050-12-31 | 12 | 1 | 12 | 12 | Hydro | Hydro_Standard | Hydro | LDWP_Hydro |  |  |  | 1923 | 2050 | 0 | LDWP | 12 | 1899-12-31 | 1 |  | 21
3058 | San_Francisquito_1_6 | San Francisquito 1 6 | teppc | LDWP | LDWP | Los Angeles Department of Water and Power | LADWP | LDWP | 1987-04-01 | 2050-12-31 | 27 | 1 | 27 | 27 | Hydro | Hydro_Standard | Hydro | LDWP_Hydro |  |  |  | 1987 | 2050 | 0 | LDWP | 27 | 1899-12-31 | 1 |  | 21
3059 | San_Francisquito_2_1 | San Francisquito 2 1 | teppc | LDWP | LDWP | Los Angeles Department of Water and Power | LADWP | LDWP | 1920-07-01 | 2050-12-31 | 0 | 0 | 0 | 0 | Hydro | Hydro_Standard | Hydro | LDWP_Hydro |  |  |  | 1921 | 2050 | 0 | LDWP | 0 | 1899-12-31 | 1 |  | 21
3060 | San_Francisquito_2_2 | San Francisquito 2 2 | teppc | LDWP | LDWP | Los Angeles Department of Water and Power | LADWP | LDWP | 1920-08-01 | 2050-12-31 | 14 | 1 | 14 | 14 | Hydro | Hydro_Standard | Hydro | LDWP_Hydro |  |  |  | 1921 | 2050 | 0 | LDWP | 14 | 1899-12-31 | 1 |  | 21
3061 | San_Francisquito_2_3 | San Francisquito 2 3 | teppc | LDWP | LDWP | Los Angeles Department of Water and Power | LADWP | LDWP | 1932-09-01 | 2050-12-31 | 18 | 1 | 18 | 18 | Hydro | Hydro_Standard | Hydro | LDWP_Hydro |  |  |  | 1933 | 2050 | 0 | LDWP | 18 | 1899-12-31 | 1 |  | 21
3062 | San_Isabel_Solar | PSEG San Isabel Solar Energy Center 1 | teppc | PSCO | PSCO | Public Service Company of Colorado | PSCO | Excluded | 2016-12-01 | 2050-12-31 | 30.2 | 1 | 30.2 | 30.2 | SolarPV-Tracking | 1axPV_sun | Solar_1Axis | Excluded_Solar |  |  |  | 2017 | 2050 | 0 | Excluded | 30.2 | 1899-12-31 | 1 |  | 21
3063 | San_Juan_1 | San Juan 1 | teppc | PNM | PNM | Public Service Company of New Mexico | PNM_EPE | SW | 1976-12-01 | 2050-12-31 | 340 | 1 | 340 | 340 | ST-Coal | Steam_Coal | Coal | SW_Coal |  |  |  | 1977 | 2050 | 0 | SW | 340 | 1899-12-31 | 1 |  | 21
3064 | San_Juan_4 | San Juan 4 | teppc | PNM | PNM | Public Service Company of New Mexico | PNM_EPE | SW | 1982-04-01 | 2050-12-31 | 507 | 1 | 507 | 507 | ST-Coal | Steam_Coal | Coal | SW_Coal |  |  |  | 1982 | 2050 | 0 | SW | 507 | 1899-12-31 | 1 |  | 21
3065 | San_Juan_GT1 | San Juan Gas Plant 1 | teppc | PNM | PNM | Public Service Company of New Mexico | PNM_EPE | SW | 2018-01-01 | 2050-12-31 | 46 | 1 | 46 | 46 | CT-NatGas-Aero | CT_NG | CT | SW_Peaker |  |  |  | 2018 | 2050 | 0 | SW | 46 | 1899-12-31 | 1 |  | 21
3066 | San_Juan_GT2 | San Juan Gas Plant 2 | teppc | PNM | PNM | Public Service Company of New Mexico | PNM_EPE | SW | 2018-01-01 | 2050-12-31 | 46 | 1 | 46 | 46 | CT-NatGas-Aero | CT_NG | CT | SW_Peaker |  |  |  | 2018 | 2050 | 0 | SW | 46 | 1899-12-31 | 1 |  | 21
3067 | San_Luis_Obispo_AD | San Luis Obispo AD | rps | PGE_Valley | PGE_Valley | Pacific Gas and Electric Valley | PGE_Valley | CAISO | 2019-01-31 | 2050-12-31 | 0 | 0 |  | 0.853 | Biogasnan | ST_Biomass | Biogas_LandfillGas | CAISO_Biomass |  |  |  | 2019 | 2050 | 0 | CAISO | 0.853 | 0.95 | 1 | SANLOB_1_OSFBM1 | 21
3068 | San_Luis_Valley_PV | San Luis Valley Solar Ranch Project 1 | teppc | PSCO | PSCO | Public Service Company of Colorado | PSCO | Excluded | 2012-03-31 | 2050-12-31 | 30 | 1 | 30 | 30 | SolarPV-NonTracking | FixedPV_sun | Solar_Fixed | Excluded_Solar |  |  |  | 2012 | 2050 | 0 | Excluded | 30 | 1899-12-31 | 1 |  | 21
3069 | Sand_Ridge |  | teppc | PNM | PNM | Public Service Company of New Mexico | PNM_EPE | SW | 2016-12-01 | 2025-12-31 | 9 | 1 | 9 | 9 | WT-Onshore | wind_onshorewind | Wind | SW_Wind |  |  |  | 2017 | 2025 | 0 | SW | 9 | 1899-12-31 | 1 |  | 21
3070 | SANDLT_2_SUNITS | Mojave Solar | caiso | SCE | SCE | Southern California Edison | SCE | CAISO | 2014-12-04 | 2050-12-31 | 275 | 1 | 275 | 275 | n/a | SolarThermal_sun | Solar_Thermal | CAISO_Solar |  |  |  | 2015 | 2050 | 0 | CAISO | 275 | 1899-12-31 | 1 |  | 21
3071 | Sandoval_County_PV | PNM Sandoval County Solar Energy Center SSEC1 | teppc | PNM | PNM | Public Service Company of New Mexico | PNM_EPE | SW | 2014-12-30 | 2050-12-31 | 6.1 | 1 | 6.1 | 6.1 | SolarPV-Tracking | 1axPV_sun | Solar_1Axis | SW_Solar |  |  |  | 2015 | 2050 | 0 | SW | 6.1 | 1899-12-31 | 1 |  | 21
3072 | Sandstone_Solar | Sandstone Solar Project SNDST | teppc | SRP | SRP | Salt River Project | SRP | SW | 2016-02-11 | 2050-12-31 | 45 | 1 | 45 | 45 | SolarPV-Tracking | 1axPV_sun | Solar_1Axis | SW_Solar |  |  |  | 2016 | 2050 | 0 | SW | 45 | 1899-12-31 | 1 |  | 21
3073 | SANITR_6_UNITS | LACSD CARSON WATER POLLUTION AGGREGATE | caiso | SCE | SCE | Southern California Edison | SCE | CAISO | 2001-12-01 | 2050-12-31 | 0.69 | 0.08625 | 0.69 | 8 | n/a | RECIPROCATING ENGINE_BIOGAS | Biogas_LandfillGas | CAISO_Biomass |  |  |  | 2002 | 2050 | 0 | CAISO | 8 | 1899-12-31 | 1 |  | 21
3074 | SANLOB_1_LNDFIL | Cold Canyon | caiso | PGE_Valley | PGE_Valley | Pacific Gas and Electric Valley | PGE_Valley | CAISO | 2013-07-18 | 2050-12-31 | 0 | 0 |  | 1.5 | n/a | Biogas_ | Biogas_LandfillGas | CAISO_Biomass |  |  |  | 2014 | 2050 | 0 | CAISO | 1.5 | 1899-12-31 | 1 |  | 21
3075 | Santa_Barbara_County_Public_Works_Department | Santa Barbara County Public Works Department | rps | PGE_Valley | SCE | Southern California Edison | SCE | CAISO | 2019-11-29 | 2050-12-31 | 0 | 0 |  | 2.274 | Biogasnan | ST_Biomass | Biogas_LandfillGas | CAISO_Biomass |  |  |  | 2020 | 2050 | 0 | CAISO | 2.274 | 0.95 | 1 |  | 21
3076 | Santa_Fe_Solar | Santa Fe Solar Energy Center 1 | teppc | PNM | PNM | Public Service Company of New Mexico | PNM_EPE | SW | 2015-12-14 | 2050-12-31 | 7.6 | 1 | 7.6 | 7.6 | SolarPV-Tracking | 1axPV_sun | Solar_1Axis | SW_Solar |  |  |  | 2016 | 2050 | 0 | SW | 7.6 | 1899-12-31 | 1 |  | 21
3077 | Santan_1 | Santan ST1 | teppc | SRP | SRP | Salt River Project | SRP | SW | 1974-10-01 | 2050-12-31 | 94 | 1 | 94 | 94 | CCWhole-NatGas-SingleShaft | CC_NG | CC | SW_CCGT |  |  |  | 1975 | 2050 | 0 | SW | 94 | 1899-12-31 | 1 |  | 21
3078 | Santan_2 | Santan ST2 | teppc | SRP | SRP | Salt River Project | SRP | SW | 1974-12-01 | 2050-12-31 | 94 | 1 | 94 | 94 | CCWhole-NatGas-SingleShaft | CC_NG | CC | SW_CCGT |  |  |  | 1975 | 2050 | 0 | SW | 94 | 1899-12-31 | 1 |  | 21
3079 | Santan_3 | Santan ST3 | teppc | SRP | SRP | Salt River Project | SRP | SW | 1974-10-01 | 2050-12-31 | 94 | 1 | 94 | 94 | CCWhole-NatGas-SingleShaft | CC_NG | CC | SW_CCGT |  |  |  | 1975 | 2050 | 0 | SW | 94 | 1899-12-31 | 1 |  | 21
3080 | Santan_4 | Santan ST4 | teppc | SRP | SRP | Salt River Project | SRP | SW | 1975-05-01 | 2050-12-31 | 94 | 1 | 94 | 94 | CCWhole-NatGas-SingleShaft | CC_NG | CC | SW_CCGT |  |  |  | 1975 | 2050 | 0 | SW | 94 | 1899-12-31 | 1 |  | 21
3081 | Santan_5_CC | Santan5CC (Total CC Plant) | teppc | SRP | SRP | Salt River Project | SRP | SW | 2005-04-01 | 2050-12-31 | 589.5 | 1 | 589.5 | 589.5 | CCWhole-NatGas-Industrial | CC_NG | CC | SW_CCGT |  |  |  | 2005 | 2050 | 0 | SW | 589.5 | 1899-12-31 | 1 |  | 21
3082 | Santan_6_CC | Santan6CC (Total CC Plant) | teppc | SRP | SRP | Salt River Project | SRP | SW | 2006-03-01 | 2050-12-31 | 281 | 1 | 281 | 281 | CCWhole-NatGas-Industrial | CC_NG | CC | SW_CCGT |  |  |  | 2006 | 2050 | 0 | SW | 281 | 1899-12-31 | 1 |  | 21
3083 | SANTFG_7_UNITS | GEYSERS CALISTOGA AGGREGATE | caiso | PGE_Bay | PGE_Bay | Pacific Gas and Electric Bay | PGE_Bay | CAISO | 1984-03-14 | 2050-12-31 | 63 | 0.68404 | 63 | 92.1 | n/a | Geothermal_steam | Geothermal | CAISO_Geothermal |  |  |  | 1984 | 2050 | 0 | CAISO | 92.1 | 1899-12-31 | 1 |  | 21
3084 | SANTGO_2_LNDFL1 | Bowerman Power | caiso | SCE | SCE | Southern California Edison | SCE | CAISO | 2016-04-27 | 2050-12-31 | 19.23 | 0.98112 | 19.23 | 19.6 | n/a | Biogas_ | Biogas_LandfillGas | CAISO_Biomass |  |  |  | 2016 | 2050 | 0 | CAISO | 19.6 | 1899-12-31 | 1 |  | 21
3085 | SANTGO_2_MABBT1 | Millikan Avenue BESS | caiso | SCE | SCE | Southern California Edison | SCE | CAISO |  | 2050-12-31 | 2 | 1 | 2 | 2 | OTHER_LESR | Battery_ | Battery Storage | CAISO_Li_Battery |  |  |  | 1900 | 2050 | 0 | CAISO | 2 | 1899-12-31 | 1 |  | 21
3086 | Santolina_Solar | Santolina Solar | teppc | PNM | PNM | Public Service Company of New Mexico | PNM_EPE | SW | 2015-12-03 | 2050-12-31 | 7.6 | 1 | 7.6 | 7.6 | SolarPV-Tracking | 1axPV_sun | Solar_1Axis | SW_Solar |  |  |  | 2016 | 2050 | 0 | SW | 7.6 | 1899-12-31 | 1 |  | 21
3087 | SANWD_1_QF |  | caiso | SCE | SCE | Southern California Edison | SCE | CAISO | 1983-03-01 | 2050-12-31 | 31 | 1 | 31 | 31 | n/a | wind_onshorewind | Wind | CAISO_Wind |  |  |  | 1983 | 2050 | 0 | CAISO | 31 | 1899-12-31 | 1 |  | 21
3088 | SAUGUS_2_TOLAND | Toland Landfill gas to Energy Project | caiso | SCE | SCE | Southern California Edison | SCE | CAISO | 2009-08-25 | 2050-12-31 | 0 | 0 |  | 1.57 | n/a | CT_Biomass | Biogas_LandfillGas | CAISO_Biomass |  |  |  | 2010 | 2050 | 0 | CAISO | 1.57 | 1899-12-31 | 1 |  | 21
3089 | SAUGUS_6_CREST |  | caiso | SCE | SCE | Southern California Edison | SCE | CAISO |  | 2050-12-31 | 1 | 1 | 1 | 1 | Hydro_Standard | Hydro_Standard | Hydro | CAISO_Hydro |  |  |  | 1900 | 2050 | 0 | CAISO | 1 | 1899-12-31 | 1 |  | 21
3090 | SAUGUS_6_MWDFTH | Foothill Hydroelectric Recovery Plant | caiso | SCE | SCE | Southern California Edison | SCE | CAISO | 1981-01-01 | 2050-12-31 | 9.1 | 1 | 9.1 | 9.1 | n/a | Hydro_Standard | Hydro | CAISO_Hydro |  |  |  | 1981 | 2050 | 0 | CAISO | 9.1 | 1899-12-31 | 1 |  | 21
3091 | SAUGUS_6_PTCHGN |  | caiso | SCE | SCE | Southern California Edison | SCE | CAISO | 1988-07-14 | 2018-03-02 | 21.34 | 1.0269 | 21.34 | 20.78 | CT-NatGas-Aero | Cogen_NG | Cogen | CAISO_CHP |  |  |  | 1989 | 2017 | 0 | CAISO | 20.78 | 1899-12-31 | 1 |  | 21
3092 | SAUGUS_6_QF | SAUGUS QFS | caiso | SCE | SCE | Southern California Edison | SCE | CAISO | 1987-01-01 | 2050-12-31 | 2.19 | 1 | 2.19 | 2.19 | n/a | Cogen_NG | Cogen | CAISO_Small_Hydro |  |  |  | 1987 | 2050 | 0 | CAISO | 2.19 | 1899-12-31 | 1 |  | 21
3093 | SAUGUS_7_CHIQCN | Chiquita Canyon Landfill Fac | caiso | SCE | SCE | Southern California Edison | SCE | CAISO | 2010-11-23 | 2050-12-31 | 5.87 | 0.73375 | 5.87 | 8 | n/a | CT_Biomass | Biogas_LandfillGas | CAISO_Biomass |  |  |  | 2011 | 2050 | 0 | CAISO | 8 | 1899-12-31 | 1 |  | 21
3094 | SAUGUS_7_LOPEZ | MM Lopez Energy | caiso | SCE | SCE | Southern California Edison | SCE | CAISO | 1999-01-05 | 2050-12-31 | 5.47 | 0.89672 | 5.47 | 6.1 | n/a | Biogas_ | Biogas_LandfillGas | CAISO_Biomass | LDWP | 6.1 |  | 1999 | 2050 | 0 | LDWP | 6.1 | 1899-12-31 | 1 |  | 21
3095 | Savona_ERG_1 | Savona ERG-1_Savona ERG-1_IPP-SVN | teppc | BCHA | BCHA | British Columbia Transmission Company | BCHA_AESO | Excluded | 2008-08-12 | 2028-08-12 | 5.89 | 1 | 5.89 | 5.89 | ST-Other | ST_Unknown | Steam | Excluded_ST |  |  |  | 2009 | 2028 | 0 | Excluded | 5.89 | 1899-12-31 | 1 |  | 21
3096 | SawtoothWind | Sawtooth Wind Project-ST | teppc | IPFE | IPFE | Idaho Far East | IPCO | NW | 2011-11-01 | 2050-12-31 | 22 | 1 | 22 | 22 | WT-Onshore | wind_onshorewind | Wind | NW_Wind |  |  |  | 2012 | 2050 | 0 | NW | 22 | 1899-12-31 | 1 |  | 21
3097 | SBERDO_2_PSP3 | SBERDO_7_CT3A | caiso | SCE | SCE | Southern California Edison | SCE | CAISO | 2005-12-10 | 2050-12-31 | 536 | 1 | 536 | 536 | CCWhole-NatGas-Industrial | CC_NG | CC | CAISO_CCGT1 |  |  |  | 2006 | 2050 | 0 | CAISO | 536 | 1899-12-31 | 1 |  | 21
3098 | SBERDO_2_PSP4 | SBERDO_7_CT4B | caiso | SCE | SCE | Southern California Edison | SCE | CAISO | 2006-01-19 | 2050-12-31 | 536 | 1 | 536 | 536 | CCWhole-NatGas-Industrial | CC_NG | CC | CAISO_CCGT1 |  |  |  | 2006 | 2050 | 0 | CAISO | 536 | 1899-12-31 | 1 |  | 21
N/A | SBERDO_2_QF | SAN BERADINO QFS | caiso | SCE | SCE | Southern California Edison | SCE | CAISO | 1989-01-01 | 2050-12-31 | 0.25 | 0.023585 | 0.25 | 10.6 | n/a | Cogen_NG | Cogen | CAISO_CHP |  |  |  | 1989 | 2050 | 0 | CAISO | 10.6 | 1899-12-31 | 1 |  | 22
3099 | SBERDO_2_REDLND | Redlands RT Solar | caiso | SCE | SCE | Southern California Edison | SCE | CAISO | 2011-03-23 | 2050-12-31 | 2 | 1 | 2 | 2 | n/a | PVgeneric_sun | Solar_Fixed | CAISO_Solar |  |  |  | 2011 | 2050 | 0 | CAISO | 2 | 1899-12-31 | 1 |  | 22
3100 | SBERDO_2_RTS005 | SPVP005 Redlands RT Solar | caiso | SCE | SCE | Southern California Edison | SCE | CAISO | 2012-11-24 | 2050-12-31 | 2.5 | 1 | 2.5 | 2.5 | n/a | PVgeneric_sun | Solar_Fixed | CAISO_Solar |  |  |  | 2013 | 2050 | 0 | CAISO | 2.5 | 1899-12-31 | 1 |  | 22
3101 | SBERDO_2_RTS007 | SPVP007 Redlands RT Solar | caiso | SCE | SCE | Southern California Edison | SCE | CAISO | 2012-11-24 | 2050-12-31 | 2.5 | 1 | 2.5 | 2.5 | n/a | PVgeneric_sun | Solar_Fixed | CAISO_Solar |  |  |  | 2013 | 2050 | 0 | CAISO | 2.5 | 1899-12-31 | 1 |  | 22
3102 | SBERDO_2_RTS011 | SPVP011 | caiso | SCE | SCE | Southern California Edison | SCE | CAISO | 2013-06-17 | 2050-12-31 | 3.5 | 1 | 3.5 | 3.5 | n/a | PVgeneric_sun | Solar_Fixed | CAISO_Solar |  |  |  | 2013 | 2050 | 0 | CAISO | 3.5 | 1899-12-31 | 1 |  | 22
3103 | SBERDO_2_RTS013 | SPVP013 | caiso | SCE | SCE | Southern California Edison | SCE | CAISO | 2013-06-11 | 2050-12-31 | 3.5 | 1 | 3.5 | 3.5 | n/a | PVgeneric_sun | Solar_Fixed | CAISO_Solar |  |  |  | 2013 | 2050 | 0 | CAISO | 3.5 | 1899-12-31 | 1 |  | 22
3104 | SBERDO_2_RTS016 | SPVP016 Redlands RT Solar | caiso | SCE | SCE | Southern California Edison | SCE | CAISO | 2011-08-02 | 2050-12-31 | 1.5 | 1 | 1.5 | 1.5 | n/a | PVgeneric_sun | Solar_Fixed | CAISO_Solar |  |  |  | 2012 | 2050 | 0 | CAISO | 1.5 | 1899-12-31 | 1 |  | 22
3105 | SBERDO_2_RTS048 | SPVP048 | caiso | SCE | SCE | Southern California Edison | SCE | CAISO | 2013-09-01 | 2050-12-31 | 5 | 1 | 5 | 5 | n/a | PVgeneric_sun | Solar_Fixed | CAISO_Solar |  |  |  | 2014 | 2050 | 0 | CAISO | 5 | 1899-12-31 | 1 |  | 22
3106 | SBERDO_2_SNTANA | SANTA ANA PSP | caiso | SCE | SCE | Southern California Edison | SCE | CAISO |  | 2050-12-31 | 6.95 | 1 | 6.95 | 6.95 | n/a | Hydro_Standard | Hydro | CAISO_Small_Hydro |  |  |  | 1900 | 2050 | 0 | CAISO | 6.95 | 1899-12-31 | 1 |  | 22
3107 | SBERDO_6_MILLCK | MILL CREEK PSP | caiso | SCE | SCE | Southern California Edison | SCE | CAISO |  | 2050-12-31 | 3.93 | 1 | 3.93 | 3.93 | n/a | Hydro_Standard | Hydro | CAISO_Small_Hydro |  |  |  | 1900 | 2050 | 0 | CAISO | 3.93 | 1899-12-31 | 1 |  | 22
3108 | SCACogen2_CC | Proctor & Gamble Cogen (Total CC Plant) | teppc | BANC | BANC | Balancing Authority of Northern California | SMUD | BANC | 1997-03-01 | 2030-04-15 | 65.6 | 1 | 65.6 | 65.6 | CCWhole-NatGas-Aero | CC_NG | CC | BANC_CCGT |  |  |  | 1997 | 2029 | 0 | BANC | 65.6 | 1899-12-31 | 1 |  | 22
3109 | SCACogen2GT | Procter & Gamble CT CT1C | teppc | BANC | BANC | Balancing Authority of Northern California | SMUD | BANC | 1997-03-01 | 2050-12-31 | 49 | 1 | 49 | 49 | CT-NatGas-Industrial | CT_NG | CT | BANC_Peaker |  |  |  | 1997 | 2050 | 0 | BANC | 49 | 1899-12-31 | 1 |  | 22
3110 | Scattergood_1 | Scattergood 1 | teppc | LDWP | LDWP | Los Angeles Department of Water and Power | LADWP | LDWP | 1958-12-01 | 2030-01-01 | 174 | 1 | 174 | 174 | ST-NatGas | ST_NG | Steam | LDWP_ST |  |  |  | 1959 | 2029 | 0 | LDWP | 174 | 1899-12-31 | 1 |  | 22
3111 | Scattergood_2 | Scattergood 2 | teppc | LDWP | LDWP | Los Angeles Department of Water and Power | LADWP | LDWP | 1959-07-01 | 2024-12-31 | 177 | 1 | 177 | 177 | ST-NatGas | ST_NG | Steam | LDWP_ST |  |  |  | 1960 | 2024 | 0 | LDWP | 177 | 1899-12-31 | 1 |  | 22
3112 | Scattergood_4 | Scattergood Repowering CC 4 | teppc | LDWP | LDWP | Los Angeles Department of Water and Power | LADWP | LDWP | 2015-12-31 | 2060-12-31 | 300 | 1 | 300 | 300 | CT-NatGas-Industrial | CT_NG | CT | LDWP_Peaker |  |  |  | 2016 | 2060 | 0 | LDWP | 300 | 1899-12-31 | 1 |  | 22
3113 | Scattergood_5 | Scattergood Repowering CC 5 | teppc | LDWP | LDWP | Los Angeles Department of Water and Power | LADWP | LDWP | 2015-12-31 | 2060-12-31 | 100 | 1 | 100 | 100 | CT-NatGas-Industrial | CT_NG | CT | LDWP_Peaker |  |  |  | 2016 | 2060 | 0 | LDWP | 100 | 1899-12-31 | 1 |  | 22
3114 | Scattergood_6 | Scattergood Repowering CT 6 | teppc | LDWP | LDWP | Los Angeles Department of Water and Power | LADWP | LDWP | 2015-12-31 | 2060-12-31 | 89 | 1 | 89 | 89 | CT-NatGas-Industrial | CT_NG | CT | LDWP_Peaker |  |  |  | 2016 | 2060 | 0 | LDWP | 89 | 1899-12-31 | 1 |  | 22
3115 | Scattergood_7 | Scattergood Repowering CT 7 | teppc | LDWP | LDWP | Los Angeles Department of Water and Power | LADWP | LDWP | 2015-12-31 | 2060-12-31 | 89 | 1 | 89 | 89 | CT-NatGas-Industrial | CT_NG | CT | LDWP_Peaker |  |  |  | 2016 | 2060 | 0 | LDWP | 89 | 1899-12-31 | 1 |  | 22
3116 | SCEHOV_2_HOOVER | SCEHOV_2_HOOVER | caiso | WALC | SCE | Southern California Edison | SCE | CAISO |  | 2050-12-31 | 287.01 | 1 | 287.01 | 287.01 | Hydro_Water | Hydro_Standard | Hydro | CAISO_Hydro |  |  |  | 1900 | 2050 | 0 | CAISO | 287.01 | 1899-12-31 | 1 |  | 22
3117 | Schaffner_1 | Schaffner-1 | teppc | CISC | CISC | Southern California Edison | SCE | CAISO | 1986-08-08 | 2050-12-31 | 0.53 | 1 | 0.53 | 0.53 | Hydro | Hydro_Standard | Hydro | CAISO_Hydro |  |  |  | 1987 | 2050 | 0 | CAISO | 0.53 | 1899-12-31 | 1 |  | 22
3118 | SCHLTE_1_PL1X3 | Tracy Combined Cycle Plant | caiso | PGE_Valley | PGE_Valley | Pacific Gas and Electric Valley | PGE_Valley | CAISO | 2012-10-31 | 2050-12-31 | 332.5 | 0.98947 | 332.5 | 336.04 | CCWhole-NatGas-Industrial | CC_NG | CC | CAISO_CCGT2 |  |  |  | 2013 | 2050 | 0 | CAISO | 336.04 | 1899-12-31 | 1 |  | 22
3119 | SCHNDR_1_FIVPTS |  | caiso | PGE_Valley | PGE_Valley | Pacific Gas and Electric Valley | PGE_Valley | CAISO | 2011-10-07 | 2050-12-31 | 15 | 1 | 15 | 15 | n/a | PVgeneric_sun | Solar_Fixed | CAISO_Solar |  |  |  | 2012 | 2050 | 0 | CAISO | 15 | 1899-12-31 | 1 |  | 22
3120 | SCHNDR_1_WSTSDE |  | caiso | PGE_Valley | PGE_Valley | Pacific Gas and Electric Valley | PGE_Valley | CAISO | 2011-09-13 | 2050-12-31 | 15 | 1 | 15 | 15 | n/a | PVgeneric_sun | Solar_Fixed | CAISO_Solar |  |  |  | 2012 | 2050 | 0 | CAISO | 15 | 1899-12-31 | 1 |  | 22
3121 | School_Section | School Section-WT (1) | teppc | PNM | PNM | Public Service Company of New Mexico | PNM_EPE | SW | 2014-12-01 | 2050-04-15 | 20 | 1 | 20 | 20 | WT-Onshore | wind_onshorewind | Wind | SW_Wind |  |  |  | 2015 | 2049 | 0 | SW | 20 | 1899-12-31 | 1 |  | 22
3122 | ScotfordUpgdCC_Total | ScotfordUpgraderCC (Total CC Plant) | teppc | AESO | AESO | Alberta Electric System Operator | BCHA_AESO | Excluded | 2003-02-01 | 2050-12-01 | 195 | 1 | 195 | 195 | CCWhole-NatGas-Industrial | CC_NG | CC | Excluded_CCGT |  |  |  | 2003 | 2050 | 0 | Excluded | 195 | 1899-12-31 | 1 |  | 22
3123 | SDSU_GEN | Imperial Valley Campus Solar Project (SDSU- Community Solar 1) 1 | teppc | IID | IID | Imperial Irrigation District | IID | IID | 2002-12-01 | 2050-12-31 | 7 | 1 | 7 | 7 | SolarPV-NonTracking | FixedPV_sun | Solar_Fixed | IID_Solar |  |  |  | 2003 | 2050 | 0 | IID | 7 | 1899-12-31 | 1 |  | 22
3124 | Searchlight | Searchlight Solar I 1 | teppc | NEVP | NEVP | Nevada Power Company | NEVP | SW | 1985-02-01 | 2050-12-31 | 18.3 | 1 | 18.3 | 18.3 | SolarPV-NonTracking | FixedPV_sun | Solar_Fixed | SW_Solar |  |  |  | 1985 | 2050 | 0 | SW | 18.3 | 1899-12-31 | 1 |  | 22
3125 | SEARLS_7_ARGUS | Argus Cogeneration | caiso | SCE | SCE | Southern California Edison | SCE | CAISO | 1983-04-01 | 2050-12-31 | 4.09 | 0.21526 | 4.09 | 19 | ST-Coal | Cogen_NG | Cogen | CAISO_CHP |  |  |  | 1983 | 2050 | 0 | CAISO | 19 | 1899-12-31 | 1 |  | 22
3126 | Second_Imperial01_12 | Second Imperial Geothermal Company - Heber II 1-12¦SIGC13.8¦SIGC92_13.8_SIG_1 | teppc | IID | IID | Imperial Irrigation District | IID | IID | 1993-06-01 | 2050-12-31 | 33 | 1 | 33 | 33 | Geo-BinaryCycle | Geothermal_steam | Geothermal | IID_Geothermal | CAISO | 33 |  | 1993 | 2050 | 0 | CAISO | 33 | 1899-12-31 | 1 |  | 22
3127 | SeeGen_1 | SeeGen-1_SeeGen (Burnaby Incinerator)-1_IPP-SEE | teppc | BCHA | BCHA | British Columbia Transmission Company | BCHA_AESO | Excluded | 2003-07-19 | 2040-07-19 | 22 | 1 | 22 | 22 | Bio-ST | ST_Biomass | Biomass/Wood | Excluded_Biomass |  |  |  | 2004 | 2040 | 0 | Excluded | 22 | 1899-12-31 | 1 |  | 22
3128 | SEGS_1_SR2SL2 | Sunray 2 | caiso | SCE | SCE | Southern California Edison | SCE | CAISO |  | 2050-12-31 | 20 | 1 | 20 | 20 | PHOTO VOLTAIC_SUN | PVgeneric_sun | Solar_Fixed | CAISO_Solar |  |  |  | 1900 | 2050 | 0 | CAISO | 20 | 1899-12-31 | 1 |  | 22
3129 | Seminoe_1 | Seminoe 1 | teppc | WACM | WACM | Western Area Power Administration, Colorado-Missouri Region | WACM | Excluded | 1939-08-01 | 2050-12-31 | 15 | 1 | 15 | 15 | Hydro | Hydro_Standard | Hydro | Excluded_Hydro |  |  |  | 1940 | 2050 | 0 | Excluded | 15 | 1899-12-31 | 1 |  | 22
3130 | Seminoe_2 | Seminoe 2 | teppc | WACM | WACM | Western Area Power Administration, Colorado-Missouri Region | WACM | Excluded | 1939-08-01 | 2050-12-31 | 15 | 1 | 15 | 15 | Hydro | Hydro_Standard | Hydro | Excluded_Hydro |  |  |  | 1940 | 2050 | 0 | Excluded | 15 | 1899-12-31 | 1 |  | 22
3131 | Seminoe_3 | Seminoe 3 | teppc | WACM | WACM | Western Area Power Administration, Colorado-Missouri Region | WACM | Excluded | 1939-08-01 | 2050-12-31 | 15 | 1 | 15 | 15 | Hydro | Hydro_Standard | Hydro | Excluded_Hydro |  |  |  | 1940 | 2050 | 0 | Excluded | 15 | 1899-12-31 | 1 |  | 22
3132 | SenecaSustainableEnergyProject | SenecaSustainableEnergyProject | teppc | PNM | PNM | Public Service Company of New Mexico | PNM_EPE | SW | 2011-04-01 | 2050-12-31 | 19.8 | 1 | 19.8 | 19.8 | Bio-ST | ST_Biomass | Biomass/Wood | SW_Biomass |  |  |  | 2011 | 2050 | 0 | SW | 19.8 | 1899-12-31 | 1 |  | 22
3133 | SENTNL_2_CTG1 |  | caiso | SCE | SCE | Southern California Edison | SCE | CAISO | 2013-05-06 | 2050-12-31 | 103.76 | 1 | 103.76 | 103.76 | CT-NatGas-Industrial | CT_NG | CT | CAISO_Peaker1 |  |  |  | 2013 | 2050 | 0 | CAISO | 103.76 | 1899-12-31 | 1 |  | 22
3134 | SENTNL_2_CTG2 |  | caiso | SCE | SCE | Southern California Edison | SCE | CAISO | 2013-05-06 | 2050-12-31 | 95.34 | 1 | 95.34 | 95.34 | CT-NatGas-Industrial | CT_NG | CT | CAISO_Peaker1 |  |  |  | 2013 | 2050 | 0 | CAISO | 95.34 | 1899-12-31 | 1 |  | 22
3135 | SENTNL_2_CTG3 |  | caiso | SCE | SCE | Southern California Edison | SCE | CAISO | 2013-05-06 | 2050-12-31 | 96.85 | 1 | 96.85 | 96.85 | CT-NatGas-Industrial | CT_NG | CT | CAISO_Peaker1 |  |  |  | 2013 | 2050 | 0 | CAISO | 96.85 | 1899-12-31 | 1 |  | 22
3136 | SENTNL_2_CTG4 |  | caiso | SCE | SCE | Southern California Edison | SCE | CAISO | 2013-05-06 | 2050-12-31 | 102.47 | 1 | 102.47 | 102.47 | CT-NatGas-Industrial | CT_NG | CT | CAISO_Peaker1 |  |  |  | 2013 | 2050 | 0 | CAISO | 102.47 | 1899-12-31 | 1 |  | 22
3137 | SENTNL_2_CTG5 |  | caiso | SCE | SCE | Southern California Edison | SCE | CAISO | 2013-05-06 | 2050-12-31 | 103.81 | 1 | 103.81 | 103.81 | CT-NatGas-Industrial | CT_NG | CT | CAISO_Peaker1 |  |  |  | 2013 | 2050 | 0 | CAISO | 103.81 | 1899-12-31 | 1 |  | 22
3138 | SENTNL_2_CTG6 |  | caiso | SCE | SCE | Southern California Edison | SCE | CAISO | 2013-05-06 | 2050-12-31 | 100.99 | 1 | 100.99 | 100.99 | CT-NatGas-Industrial | CT_NG | CT | CAISO_Peaker1 |  |  |  | 2013 | 2050 | 0 | CAISO | 100.99 | 1899-12-31 | 1 |  | 22
3139 | SENTNL_2_CTG7 |  | caiso | SCE | SCE | Southern California Edison | SCE | CAISO | 2013-05-06 | 2050-12-31 | 97.06 | 1 | 97.06 | 97.06 | CT-NatGas-Industrial | CT_NG | CT | CAISO_Peaker1 |  |  |  | 2013 | 2050 | 0 | CAISO | 97.06 | 1899-12-31 | 1 |  | 22
3140 | SENTNL_2_CTG8 |  | caiso | SCE | SCE | Southern California Edison | SCE | CAISO | 2013-05-06 | 2050-12-31 | 101.8 | 1 | 101.8 | 101.8 | CT-NatGas-Industrial | CT_NG | CT | CAISO_Peaker1 |  |  |  | 2013 | 2050 | 0 | CAISO | 101.8 | 1899-12-31 | 1 |  | 22
3141 | SEPV_Boulevard_2 | SEPV Boulevard 2 | rps | SDGE | SDG&E | San Diego Gas and Electric | SDGE | CAISO | 2016-05-15 | 2050-12-31 | 2.9 | 1 | 2.9 | 2.9 | Solar PV - Ground mountSolar: Tracking (1 Axis) | 1axPV_sun | Solar_1Axis | CAISO_Solar |  |  |  | 2016 | 2050 | 0 | CAISO | 2.9 | 1899-12-31 | 1 |  | 22
3142 | Seton_1 | Seton-1_Seton-1_BCH-SON | teppc | BCHA | BCHA | British Columbia Transmission Company | BCHA_AESO | Excluded | 1956-01-01 | 2033-03-31 | 48 | 1 | 48 | 48 | Hydro | Hydro_Standard | Hydro | Excluded_Hydro |  |  |  | 1956 | 2032 | 0 | Excluded | 48 | 1899-12-31 | 1 |  | 22
3143 | Seven_Mile_1 | Seven Mile-1_Seven Mile-1_BCH-SEV | teppc | BCHA | BCHA | British Columbia Transmission Company | BCHA_AESO | Excluded | 1979-01-01 | 2033-03-31 | 201.25 | 1 | 201.25 | 201.25 | Hydro | Hydro_Standard | Hydro | Excluded_Hydro |  |  |  | 1979 | 2032 | 0 | Excluded | 201.25 | 1899-12-31 | 1 |  | 22
3144 | Seven_Mile_2 | Seven Mile-2_Seven Mile-2_BCH-SEV | teppc | BCHA | BCHA | British Columbia Transmission Company | BCHA_AESO | Excluded | 1979-01-01 | 2033-03-31 | 201.25 | 1 | 201.25 | 201.25 | Hydro | Hydro_Standard | Hydro | Excluded_Hydro |  |  |  | 1979 | 2032 | 0 | Excluded | 201.25 | 1899-12-31 | 1 |  | 22
3145 | Seven_Mile_3 | Seven Mile-3_Seven Mile-3_BCH-SEV | teppc | BCHA | BCHA | British Columbia Transmission Company | BCHA_AESO | Excluded | 1979-01-01 | 2033-03-31 | 201.25 | 1 | 201.25 | 201.25 | Hydro | Hydro_Standard | Hydro | Excluded_Hydro |  |  |  | 1979 | 2032 | 0 | Excluded | 201.25 | 1899-12-31 | 1 |  | 22
3146 | Seven_Mile_4 | Seven Mile-4_Seven Mile-4_BCH-SEV | teppc | BCHA | BCHA | British Columbia Transmission Company | BCHA_AESO | Excluded | 2003-10-01 | 2033-03-31 | 201.25 | 1 | 201.25 | 201.25 | Hydro | Hydro_Standard | Hydro | Excluded_Hydro |  |  |  | 2004 | 2032 | 0 | Excluded | 201.25 | 1899-12-31 | 1 |  | 22
3147 | SevenMileHill1 | Seven Mile Hill-1 | teppc | PAWY | PAWY | Wyoming, PACE Utility | PACE | NW | 2008-12-01 | 2050-12-31 | 99 | 1 | 99 | 99 | WT-Onshore | wind_onshorewind | Wind | NW_Wind |  |  |  | 2009 | 2050 | 0 | NW | 99 | 1899-12-31 | 1 |  | 22
3148 | SevenMileHill2 | Seven Mile Hill-2 | teppc | IPFE | IPFE | Idaho Far East | IPCO | NW | 2008-12-01 | 2050-12-31 | 19.5 | 1 | 19.5 | 19.5 | WT-Onshore | wind_onshorewind | Wind | NW_Wind |  |  |  | 2009 | 2050 | 0 | NW | 19.5 | 1899-12-31 | 1 |  | 22
3149 | SevenSisters | Seven Sisters Solar | teppc | CISC | CISC | Southern California Edison | SCE | CAISO | 2018-04-15 | 2050-12-31 | 140 | 1 | 140 | 140 | SolarPV-NonTracking | FixedPV_sun | Solar_Fixed | CAISO_Solar |  |  |  | 2018 | 2050 | 0 | CAISO | 140 | 1899-12-31 | 1 |  | 22
3150 | Seville_2 | Seville 2 Solar Project SEV2¦SEVILLE SOLAR FARM PART B | teppc | IID | IID | Imperial Irrigation District | IID | IID | 2010-04-15 | 2050-12-31 | 32.5 | 1 | 32.5 | 32.5 | SolarPV-Tracking | 1axPV_sun | Solar_1Axis | IID_Solar |  |  |  | 2010 | 2050 | 0 | IID | 32.5 | 1899-12-31 | 1 |  | 22
3151 | SGREGY_6_SANGER | Algonquin Power Sanger 2 | caiso | PGE_Valley | PGE_Valley | Pacific Gas and Electric Valley | PGE_Valley | CAISO | 1990-12-11 | 2050-12-31 | 48.08 | 0.99545 | 48.08 | 48.3 | CCWhole-NatGas-Aero | CC_NG | CC | CAISO_CCGT2 |  |  |  | 1991 | 2050 | 0 | CAISO | 48.3 | 1899-12-31 | 1 |  | 22
3152 | Shasta_1 | Shasta 1 | teppc | BANC | BANC | Balancing Authority of Northern California | SMUD | BANC | 1949-04-01 | 2050-12-31 | 142 | 1 | 142 | 142 | Hydro | Hydro_Standard | Hydro | BANC_Hydro |  |  |  | 1949 | 2050 | 0 | BANC | 142 | 1899-12-31 | 1 |  | 22
3153 | Shasta_2 | Shasta 2 | teppc | BANC | BANC | Balancing Authority of Northern California | SMUD | BANC | 1948-07-01 | 2050-12-31 | 142 | 1 | 142 | 142 | Hydro | Hydro_Standard | Hydro | BANC_Hydro |  |  |  | 1949 | 2050 | 0 | BANC | 142 | 1899-12-31 | 1 |  | 22
3154 | Shasta_3 | Shasta 3 | teppc | BANC | BANC | Balancing Authority of Northern California | SMUD | BANC | 1944-06-01 | 2050-12-31 | 142 | 1 | 142 | 142 | Hydro | Hydro_Standard | Hydro | BANC_Hydro |  |  |  | 1944 | 2050 | 0 | BANC | 142 | 1899-12-31 | 1 |  | 22
3155 | Shasta_4 | Shasta 4 | teppc | BANC | BANC | Balancing Authority of Northern California | SMUD | BANC | 1944-06-01 | 2050-12-31 | 142 | 1 | 142 | 142 | Hydro | Hydro_Standard | Hydro | BANC_Hydro |  |  |  | 1944 | 2050 | 0 | BANC | 142 | 1899-12-31 | 1 |  | 22
3156 | Shasta_5 | Shasta 5 | teppc | BANC | BANC | Balancing Authority of Northern California | SMUD | BANC | 1948-03-01 | 2050-12-31 | 142 | 1 | 142 | 142 | Hydro | Hydro_Standard | Hydro | BANC_Hydro |  |  |  | 1948 | 2050 | 0 | BANC | 142 | 1899-12-31 | 1 |  | 22
3157 | SHCG1_1 | SHCG-1-1 | teppc | AESO | AESO | Alberta Electric System Operator | BCHA_AESO | Excluded | 2009-03-01 | 2050-12-01 | 23 | 1 | 23 | 23 | CT-AB-Cogen | Cogen_NG | Cogen | Excluded_CHP |  |  |  | 2009 | 2050 | 0 | Excluded | 23 | 1899-12-31 | 1 |  | 22
3158 | Sheep_Creek_Road_Solar_Generation_Facility_Project | Sheep Creek Road Solar Generation Facility Project | rps | SCE | SCE | Southern California Edison | SCE | CAISO | 2019-08-01 | 2050-12-31 | 3 | 1 | 3 | 3 | Solar PV - Ground mountSolar: Fixed Tilt | FixedPV_sun | Solar_Fixed | CAISO_Solar |  |  |  | 2020 | 2050 | 0 | CAISO | 3 | 0.95 | 1 |  | 22
3159 | Sheep_Creek1 | Sheep Creek Hydro-TB1 | teppc | PNM | PNM | Public Service Company of New Mexico | PNM_EPE | SW | 1984-01-01 | 2050-12-31 | 1.3 | 1 | 1.3 | 1.3 | Hydro | Hydro_Standard | Hydro | SW_Hydro |  |  |  | 1984 | 2050 | 0 | SW | 1.3 | 1899-12-31 | 1 |  | 22
3160 | Sheerness_2_2 | Sheerness 2-2 | teppc | AESO | AESO | Alberta Electric System Operator | BCHA_AESO | Excluded | 1990-01-01 | 2028-12-31 | 408 | 1 | 408 | 408 | ST-Coal | Steam_Coal | Coal | Excluded_Coal |  |  |  | 1990 | 2028 | 0 | Excluded | 408 | 1899-12-31 | 1 |  | 22
3161 | Sheerness_2_2_Gas | Sheerness 2-2 | teppc | BCHA | BCHA | British Columbia Transmission Company | BCHA_AESO | Excluded | 1990-01-01 | 2050-12-31 | 408 | 1 | 408 | 408 | CCWhole-NatGas-Industrial | CC_NG | CC | Excluded_CCGT |  |  |  | 1990 | 2050 | 0 | Excluded | 408 | 1899-12-31 | 1 |  | 22
3162 | Sheerness1_1 | Sheerness 1-1 | teppc | AESO | AESO | Alberta Electric System Operator | BCHA_AESO | Excluded | 1986-01-01 | 2028-12-31 | 408 | 1 | 408 | 408 | ST-Coal | Steam_Coal | Coal | Excluded_Coal |  |  |  | 1986 | 2028 | 0 | Excluded | 408 | 1899-12-31 | 1 |  | 22
3163 | Sheerness1_1_Gas | Sheerness 2-2 | teppc | BCHA | BCHA | British Columbia Transmission Company | BCHA_AESO | Excluded | 1990-01-01 | 2050-12-31 | 418.5 | 1 | 418.5 | 418.5 | CCWhole-NatGas-Industrial | CC_NG | CC | Excluded_CCGT |  |  |  | 1990 | 2050 | 0 | Excluded | 418.5 | 1899-12-31 | 1 |  | 22
3164 | SHELRF_1_UNITS | SHELL OIL REFINERY AGGREGATE | caiso | PGE_Bay | PGE_Bay | Pacific Gas and Electric Bay | PGE_Bay | CAISO | 1995-01-01 | 2050-12-31 | 98 | 0.98 | 98 | 100 | COMBINED CYCLE_NATURAL GAS | CT_NG | CT | CAISO_Peaker2 |  |  |  | 1995 | 2050 | 0 | CAISO | 100 | 1899-12-31 | 1 |  | 22
3165 | SHELTON | SHELTON | teppc | BPAT | BPAT | Bonneville Power Administration – Transmission | BPAT | NW | 1950-01-01 | 2050-12-31 | 5 | 1 | 5 | 5 | Hydro | Hydro_Standard | Hydro | NW_Hydro |  |  |  | 1950 | 2050 | 0 | NW | 5 | 1899-12-31 | 1 |  | 22
3166 | ShepardEnrgyCC_Total | ShepardEnergyCC (Total CC Plant) | teppc | AESO | AESO | Alberta Electric System Operator | BCHA_AESO | Excluded | 2015-06-01 | 2050-12-31 | 870 | 1 | 870 | 870 | CCWhole-NatGas-Industrial | CC_NG | CC | Excluded_CCGT |  |  |  | 2015 | 2050 | 0 | Excluded | 870 | 1899-12-31 | 1 |  | 22
3167 | Sherritt_2_2 | Sherritt 2-2 | teppc | AESO | AESO | Alberta Electric System Operator | BCHA_AESO | Excluded | 1986-04-15 | 2050-12-01 | 3 | 1 | 3 | 3 | CT-NatGas-Industrial | CT_NG | CT | Excluded_Peaker |  |  |  | 1986 | 2050 | 0 | Excluded | 3 | 1899-12-31 | 1 |  | 22
3168 | Sherritt_SOLAR3 | Sherritt SOLAR-3 | teppc | AESO | AESO | Alberta Electric System Operator | BCHA_AESO | Excluded | 1986-04-15 | 2050-12-01 | 3.5 | 1 | 3.5 | 3.5 | CT-NatGas-Industrial | CT_NG | CT | Excluded_Peaker |  |  |  | 1986 | 2050 | 0 | Excluded | 3.5 | 1899-12-31 | 1 |  | 22
3169 | Sherritt1_1 | Sherritt 1-1 | teppc | AESO | AESO | Alberta Electric System Operator | BCHA_AESO | Excluded | 1986-04-15 | 2050-12-01 | 3 | 1 | 3 | 3 | CT-NatGas-Industrial | CT_NG | CT | Excluded_Peaker |  |  |  | 1986 | 2050 | 0 | Excluded | 3 | 1899-12-31 | 1 |  | 22
3170 | Shingle_Creek_1 | Shingle Creek-1 | teppc | CISC | CISC | Southern California Edison | SCE | CAISO | 1983-08-01 | 2050-12-31 | 0.22 | 1 | 0.22 | 0.22 | Hydro | Hydro_Standard | Hydro | CAISO_Hydro |  |  |  | 1984 | 2050 | 0 | CAISO | 0.22 | 1899-12-31 | 1 |  | 22
3171 | ShoshnFalls1 | Shoshone Falls-1 | teppc | IPMV | IPMV | Idaho Magic Valley | IPCO | NW | 1909-06-01 | 2030-01-01 | 12 | 1 | 12 | 12 | Hydro | Hydro_Standard | Hydro | NW_Hydro |  |  |  | 1909 | 2029 | 0 | NW | 12 | 1899-12-31 | 1 |  | 22
3172 | ShoshnFalls2 | Shoshone Falls-2 | teppc | IPFE | IPFE | Idaho Far East | IPCO | NW | 1907-08-01 | 2050-12-31 | 0.4 | 1 | 0.4 | 0.4 | Hydro | Hydro_Standard | Hydro | NW_Hydro |  |  |  | 1908 | 2050 | 0 | NW | 0.4 | 1899-12-31 | 1 |  | 22
3173 | ShoshnFalls3 | Shoshone Falls-3 | teppc | IPFE | IPFE | Idaho Far East | IPCO | NW | 1921-08-01 | 2050-12-31 | 11.5 | 1 | 11.5 | 11.5 | Hydro | Hydro_Standard | Hydro | NW_Hydro |  |  |  | 1922 | 2050 | 0 | NW | 11.5 | 1899-12-31 | 1 |  | 22
3174 | Shoshone_1 | Shoshone Dam 1 | teppc | WACM | WACM | Western Area Power Administration, Colorado-Missouri Region | WACM | Excluded | 1921-12-01 | 2050-12-31 | 3.33 | 1 | 3.33 | 3.33 | Hydro | Hydro_Standard | Hydro | Excluded_Hydro |  |  |  | 1922 | 2050 | 0 | Excluded | 3.33 | 1899-12-31 | 1 |  | 22
3175 | Shoshone_A | Shoshone A | teppc | PSCO | PSCO | Public Service Company of Colorado | PSCO | Excluded | 1908-12-01 | 2039-12-31 | 7 | 1 | 7 | 7 | Hydro | Hydro_Standard | Hydro | Excluded_Hydro |  |  |  | 1909 | 2039 | 0 | Excluded | 7 | 1899-12-31 | 1 |  | 22
3176 | Shoshone_B | Shoshone B | teppc | PSCO | PSCO | Public Service Company of Colorado | PSCO | Excluded | 1908-12-01 | 2039-12-31 | 8 | 1 | 8 | 8 | Hydro | Hydro_Standard | Hydro | Excluded_Hydro |  |  |  | 1909 | 2039 | 0 | Excluded | 8 | 1899-12-31 | 1 |  | 22
3177 | Shuswap_1 | Shuswap-1_Shuswap-1_BCH-SHU | teppc | BCHA | BCHA | British Columbia Transmission Company | BCHA_AESO | Excluded | 1929-01-01 | 2033-03-31 | 3 | 1 | 3 | 3 | Hydro | Hydro_Standard | Hydro | Excluded_Hydro |  |  |  | 1929 | 2032 | 0 | Excluded | 3 | 1899-12-31 | 1 |  | 22
3178 | Shuswap_2 | Shuswap-2_Shuswap-2_BCH-SHU | teppc | BCHA | BCHA | British Columbia Transmission Company | BCHA_AESO | Excluded | 1929-01-01 | 2033-03-31 | 3 | 1 | 3 | 3 | Hydro | Hydro_Standard | Hydro | Excluded_Hydro |  |  |  | 1929 | 2032 | 0 | Excluded | 3 | 1899-12-31 | 1 |  | 22
3179 | Shute_Creek021A | Shute Creek Facility-021A | teppc | PAWY | PAWY | Wyoming, PACE Utility | PACE | NW | 2005-05-01 | 2050-12-31 | 35.79 | 1 | 35.79 | 35.79 | CT-NatGas-Industrial | CT_NG | CT | NW_Peaker |  |  |  | 2005 | 2050 | 0 | NW | 35.79 | 1899-12-31 | 1 |  | 22
3180 | Shute_Creek021B | Shute Creek Facility-021B | teppc | PAWY | PAWY | Wyoming, PACE Utility | PACE | NW | 2005-05-01 | 2050-12-31 | 35.79 | 1 | 35.79 | 35.79 | CT-NatGas-Industrial | CT_NG | CT | NW_Peaker |  |  |  | 2005 | 2050 | 0 | NW | 35.79 | 1899-12-31 | 1 |  | 22
3181 | Shute_Creek021C | Shute Creek Facility-021C | teppc | PAWY | PAWY | Wyoming, PACE Utility | PACE | NW | 1999-05-01 | 2050-12-31 | 36 | 1 | 36 | 36 | CT-NatGas-Industrial | CT_NG | CT | NW_Peaker |  |  |  | 1999 | 2050 | 0 | NW | 36 | 1899-12-31 | 1 |  | 22
3182 | SHUTLE_6_CREST |  | caiso | SCE | SCE | Southern California Edison | SCE | CAISO |  | 2050-12-31 | 4 | 1 | 4 | 4 | n/a | 1axPV_sun | Solar_1Axis | CAISO_Solar |  |  |  | 1900 | 2050 | 0 | CAISO | 4 | 1899-12-31 | 1 |  | 22
3183 | SIERRA_1_UNITS | HIGH SIERRA LIMITED | caiso | PGE_Valley | PGE_Valley | Pacific Gas and Electric Valley | PGE_Valley | CAISO | 1989-02-24 | 2050-12-31 | 52.43 | 1 | 52.43 | 52.43 | CT-NatGas-Aero | CT_NG | CT | CAISO_Peaker2 |  |  |  | 1989 | 2050 | 0 | CAISO | 52.43 | 1899-12-31 | 1 |  | 22
3184 | Silver_Sage | Silver Sage Wind SSW01 | teppc | WACM | WACM | Western Area Power Administration, Colorado-Missouri Region | WACM | Excluded | 2009-10-01 | 2050-12-31 | 42 | 1 | 42 | 42 | WT-Onshore | wind_onshorewind | Wind | Excluded_Wind |  |  |  | 2010 | 2050 | 0 | Excluded | 42 | 1899-12-31 | 1 |  | 22
3185 | Silver_State_North_1 | Silver State North 56188 | teppc | NEVP | NEVP | Nevada Power Company | NEVP | SW | 1998-04-01 | 2050-12-31 | 30 | 1 | 30 | 30 | SolarPV-NonTracking | FixedPV_sun | Solar_Fixed | SW_Solar |  |  |  | 1998 | 2050 | 0 | SW | 30 | 1899-12-31 | 1 |  | 22
3186 | Silver_State_North_2 | Silver State North 56188 | teppc | NEVP | NEVP | Nevada Power Company | NEVP | SW | 2012-03-01 | 2050-12-31 | 28 | 1 | 28 | 28 | SolarPV-NonTracking | FixedPV_sun | Solar_Fixed | SW_Solar |  |  |  | 2012 | 2050 | 0 | SW | 28 | 1899-12-31 | 1 |  | 22
3187 | Silverhawk_CC | SilverhawkCC (Total CC Plant) | teppc | NEVP | NEVP | Nevada Power Company | NEVP | SW | 2004-05-01 | 2039-12-31 | 566 | 1 | 566 | 566 | CCWhole-NatGas-Industrial | CC_NG | CC | SW_CCGT |  |  |  | 2004 | 2039 | 0 | SW | 566 | 1899-12-31 | 1 |  | 22
3188 | Simco_Solar |  | teppc | CISC | CISC | Southern California Edison | SCE | CAISO | 2016-12-31 | 2050-12-31 | 140 | 1 | 140 | 140 | SolarPV-Tracking | 1axPV_sun | Solar_1Axis | CAISO_Solar |  |  |  | 2017 | 2050 | 0 | CAISO | 140 | 1899-12-31 | 1 | Simcoe_Solar | 22
3188 | Simcoe_Solar |  | teppc | IPTV | IPTV | Idaho Treasure Valley | IPCO | NW | 2016-12-31 | 2050-12-31 | 20 | 1 | 20 | 20 | SolarPV-Fixed | FixedPV_sun | Solar_Fixed | NW_Solar |  |  |  | 2017 | 2050 | 0 | NW | 20 | 1899-12-31 | 1 |  | 22
3189 | Simplot_Leasing | Simplot Leasing Don Plant-GEN1 | teppc | IPFE | IPFE | Idaho Far East | IPCO | NW | 1986-02-01 | 2050-12-31 | 15.9 | 1 | 15.9 | 15.9 | ST-Other | ST_Unknown | Steam | NW_Peaker |  |  |  | 1986 | 2050 | 0 | NW | 15.9 | 1899-12-31 | 1 |  | 22
3190 | SimpsonTacoma | Simpson Tacoma Kraft Biomass-STG1 | teppc | TPWR | TPWR | Tacoma Power | BPAT | NW | 2009-07-01 | 2050-12-31 | 64 | 1 | 64 | 64 | Bio-ST | ST_Biomass | Biomass/Wood | NW_Biomass |  |  |  | 2010 | 2050 | 0 | NW | 64 | 1899-12-31 | 1 |  | 22
3191 | Siphon1 | Siphon Power Project-GEN1 | teppc | PACW | PACW | PacifiCorp – West | PACW | NW | 1989-08-01 | 2050-12-31 | 2.7 | 1 | 2.7 | 2.7 | Hydro | Hydro_Standard | Hydro | NW_Hydro |  |  |  | 1990 | 2050 | 0 | NW | 2.7 | 1899-12-31 | 1 |  | 22
3192 | Siphon2 | Siphon Power Project-GEN2 | teppc | BPAT | BPAT | Bonneville Power Administration – Transmission | BPAT | NW | 1989-08-01 | 2050-12-31 | 2.7 | 1 | 2.7 | 2.7 | Hydro | Hydro_Standard | Hydro | NW_Hydro |  |  |  | 1990 | 2050 | 0 | NW | 2.7 | 1899-12-31 | 1 |  | 22
3193 | SISQUC_1_SMARIA | Santa Maria II LFG Power Plant | caiso | PGE_Valley | PGE_Valley | Pacific Gas and Electric Valley | PGE_Valley | CAISO | 2010-09-27 | 2050-12-31 | 1.03 | 0.72535 | 1.03 | 1.42 | n/a | Biogas_ | Biogas_LandfillGas | CAISO_Biomass |  |  |  | 2011 | 2050 | 0 | CAISO | 1.42 | 1899-12-31 | 1 |  | 22
3194 | Site_C_G1_1 | Site C G1-1_Site C G1-1_BCH-STC | teppc | BCHA | BCHA | British Columbia Transmission Company | BCHA_AESO | Excluded | 2023-04-01 | 2033-03-31 | 183.3 | 1 | 183.3 | 183.3 | Hydro | Hydro_Standard | Hydro | Excluded_Hydro |  |  |  | 2023 | 2032 | 0 | Excluded | 183.3 | 1899-12-31 | 1 |  | 22
3195 | Site_C_G2_2 | Site C G2-2_Site C G2-2_BCH-STC | teppc | BCHA | BCHA | British Columbia Transmission Company | BCHA_AESO | Excluded | 2023-04-01 | 2033-03-31 | 183.3 | 1 | 183.3 | 183.3 | Hydro | Hydro_Standard | Hydro | Excluded_Hydro |  |  |  | 2023 | 2032 | 0 | Excluded | 183.3 | 1899-12-31 | 1 |  | 22
3196 | Site_C_G3_3 | Site C G3-3_Site C G3-3_BCH-STC | teppc | BCHA | BCHA | British Columbia Transmission Company | BCHA_AESO | Excluded | 2023-04-01 | 2033-03-31 | 183.3 | 1 | 183.3 | 183.3 | Hydro | Hydro_Standard | Hydro | Excluded_Hydro |  |  |  | 2023 | 2032 | 0 | Excluded | 183.3 | 1899-12-31 | 1 |  | 22
3197 | Site_C_G4_4 | Site C G4-4_Site C G4-4_BCH-STC | teppc | BCHA | BCHA | British Columbia Transmission Company | BCHA_AESO | Excluded | 2023-04-01 | 2033-03-31 | 183.3 | 1 | 183.3 | 183.3 | Hydro | Hydro_Standard | Hydro | Excluded_Hydro |  |  |  | 2023 | 2032 | 0 | Excluded | 183.3 | 1899-12-31 | 1 |  | 22
3198 | Site_C_G5_5 | Site C G5-5_Site C G5-5_BCH-STC | teppc | BCHA | BCHA | British Columbia Transmission Company | BCHA_AESO | Excluded | 2023-04-01 | 2033-03-31 | 183.3 | 1 | 183.3 | 183.3 | Hydro | Hydro_Standard | Hydro | Excluded_Hydro |  |  |  | 2023 | 2032 | 0 | Excluded | 183.3 | 1899-12-31 | 1 |  | 22
3199 | Site_C_G6_6 | Site C G6-6_Site C G6-6_BCH-STC | teppc | BCHA | BCHA | British Columbia Transmission Company | BCHA_AESO | Excluded | 2023-04-01 | 2033-03-31 | 183.3 | 1 | 183.3 | 183.3 | Hydro | Hydro_Standard | Hydro | Excluded_Hydro |  |  |  | 2023 | 2032 | 0 | Excluded | 183.3 | 1899-12-31 | 1 |  | 22
3200 | SKERN_6_SOLAR1 | South Kern Solar PV Plant | caiso | PGE_Valley | PGE_Valley | Pacific Gas and Electric Valley | PGE_Valley | CAISO | 2015-04-07 | 2050-12-31 | 20 | 1 | 20 | 20 | n/a | PVgeneric_sun | Solar_Fixed | CAISO_Solar |  |  |  | 2015 | 2050 | 0 | CAISO | 20 | 1899-12-31 | 1 |  | 22
3201 | SKERN_6_SOLAR2 | SKIC Solar | caiso | PGE_Valley | PGE_Valley | Pacific Gas and Electric Valley | PGE_Valley | CAISO |  | 2050-12-31 | 10 | 1 | 10 | 10 | PVgeneric_sun | PVgeneric_sun | Solar_Fixed | CAISO_Solar |  |  |  | 1900 | 2050 | 0 | CAISO | 10 | 1899-12-31 | 1 |  | 22
3202 | Skookum_Crk1 | Skookum Creek Power Project-1_Skookum Creek Power Project-1_IPP-SKO | teppc | BCHA | BCHA | British Columbia Transmission Company | BCHA_AESO | Excluded | 2014-01-01 | 2054-01-01 | 14.6 | 1 | 14.6 | 14.6 | Hydro | Hydro_Standard | Hydro | Excluded_Hydro |  |  |  | 2014 | 2053 | 0 | Excluded | 14.6 | 1899-12-31 | 1 |  | 22
3203 | Skookum_Crk2 | Skookum Creek Power Project-2_Skookum Creek Power Project-2_IPP-SKO | teppc | BCHA | BCHA | British Columbia Transmission Company | BCHA_AESO | Excluded | 2014-01-01 | 2054-01-01 | 14.6 | 1 | 14.6 | 14.6 | Hydro | Hydro_Standard | Hydro | Excluded_Hydro |  |  |  | 2014 | 2053 | 0 | Excluded | 14.6 | 1899-12-31 | 1 |  | 22
3204 | Skookumchuck1 | Skookumchuck-1 | teppc | PNM | PNM | Public Service Company of New Mexico | PNM_EPE | SW | 1990-09-01 | 2050-12-31 | 1 | 1 | 1 | 1 | Hydro | Hydro_Standard | Hydro | SW_Hydro |  |  |  | 1991 | 2050 | 0 | SW | 1 | 1899-12-31 | 1 |  | 22
3205 | Skookumchuk | Skookumchuk Power Project (Purcell CG)-1_Skookumchuk Power Project (Purcell CG)-1_IPP-CRS | teppc | BCHA | BCHA | British Columbia Transmission Company | BCHA_AESO | Excluded | 2009-11-13 | 2040-09-30 | 51.3 | 1 | 51.3 | 51.3 | Bio-ST | ST_Biomass | Biomass/Wood | Excluded_Biomass |  |  |  | 2010 | 2040 | 0 | Excluded | 51.3 | 1899-12-31 | 1 |  | 22
3206 | Slate_1_2 | RE Slate 1-2 | other | PGE_Valley | PGE_Valley | Pacific Gas and Electric Valley | PGE_Valley | CAISO | 2021-06-30 | 2050-12-01 | 150 | 1 | 150 | 150 | Solar PV - Ground mountSolar: Tracking (1 Axis) | 1axPV_sun | 1axPV_sun | CAISO_Solar |  |  |  | 2021 | 2050 | 0 | CAISO | 150 | 0.95 | 1 |  | 22
3207 | Slate_Creek | Slate Creek-GEN1 | teppc | PACW | PACW | PacifiCorp – West | PACW | NW | 1990-05-01 | 2050-12-31 | 4.2 | 1 | 4.2 | 4.2 | HydroRPS | Hydro_Standard | Hydro | NW_Hydro |  |  |  | 1990 | 2050 | 0 | NW | 4.2 | 1899-12-31 | 1 |  | 22
3208 | Slate_Stanford | RE Slate (Stanford) | other | PGE_Valley | PGE_Valley | Pacific Gas and Electric Valley | PGE_Valley | CAISO | 2021-06-30 | 2050-12-01 | 63 | 1 | 63 | 63 | Solar PV - Ground mountSolar: Tracking (1 Axis) | 1axPV_sun | 1axPV_sun | CAISO_Solar |  |  |  | 2021 | 2050 | 0 | CAISO | 63 | 0.95 | 1 |  | 22
3209 | SlaveLakePulp | SlaveLakePulp | teppc | AESO | AESO | Alberta Electric System Operator | BCHA_AESO | Excluded | 2015-07-30 | 2050-12-01 | 9 | 1 | 9 | 9 | Bio-ST | ST_Biomass | Biomass/Wood | Excluded_Biomass |  |  |  | 2016 | 2050 | 0 | Excluded | 9 | 1899-12-31 | 1 |  | 22
3210 | Slide_Creek_1 | Slide Creek-1 | teppc | PACW | PACW | PacifiCorp – West | PACW | NW | 1951-07-01 | 2050-12-31 | 18 | 1 | 18 | 18 | Hydro | Hydro_Standard | Hydro | NW_Hydro |  |  |  | 1952 | 2050 | 0 | NW | 18 | 1899-12-31 | 1 |  | 22
3211 | SLRMS3_2_SRMSR1 | SILVER RIDGE MOUNT SIGNAL 3 | caiso | SDGE | SDGE | San Diego Gas and Electric | SDGE | CAISO |  | 2050-12-31 | 250 | 1 | 250 | 250 | PHOTO VOLTAIC_SUN | PVgeneric_sun | Solar_Fixed | CAISO_Solar |  |  |  | 1900 | 2050 | 0 | CAISO | 250 | 1899-12-31 | 1 |  | 22
3212 | SLST13_2_SOLAR1 | Quinto Solar PV Project | caiso | PGE_Valley | PGE_Valley | Pacific Gas and Electric Valley | PGE_Valley | CAISO | 2015-11-30 | 2050-12-31 | 107.6 | 1 | 107.6 | 107.6 | n/a | PVgeneric_sun | Solar_Fixed | CAISO_Solar |  |  |  | 2016 | 2050 | 0 | CAISO | 107.6 | 1899-12-31 | 1 |  | 22
3213 | SLSTR1_2_SOLAR1 | Solar Star 1 | caiso | SCE | SCE | Southern California Edison | SCE | CAISO | 2015-06-25 | 2050-12-31 | 310 | 1 | 310 | 310 | n/a | PVgeneric_sun | Solar_Fixed | CAISO_Solar |  |  |  | 2015 | 2050 | 0 | CAISO | 310 | 1899-12-31 | 1 |  | 22
3214 | SLSTR2_2_SOLAR2 | Solar Star 2 | caiso | SCE | SCE | Southern California Edison | SCE | CAISO | 2015-06-19 | 2050-12-31 | 276 | 1 | 276 | 276 | n/a | PVgeneric_sun | Solar_Fixed | CAISO_Solar |  |  |  | 2015 | 2050 | 0 | CAISO | 276 | 1899-12-31 | 1 |  | 22
3215 | SLUISP_2_UNITS | SAN LUIS (GIANELLI) PUMP-GEN (AGGREGATE) | caiso | PGE_Valley | PGE_Valley | Pacific Gas and Electric Valley | PGE_Valley | CAISO | 1967-01-01 | 2050-12-31 | 0 | 0 |  |  | n/a | Hydro_PumpedStorage | PSH | CAISO_Existing_Pumped_Storage |  |  |  | 1967 | 2050 | 0 | CAISO | 0 | 1899-12-31 | 1 |  | 22
3216 | SLYCRK_1_UNIT_1 | SLY CREEK HYDRO | caiso | PGE_Valley | PGE_Valley | Pacific Gas and Electric Valley | PGE_Valley | CAISO | 1983-01-01 | 2050-12-31 | 13 | 1 | 13 | 13 | n/a | Hydro_Standard | Hydro | CAISO_Hydro |  |  |  | 1983 | 2050 | 0 | CAISO | 13 | 1899-12-31 | 1 |  | 22
3217 | Smith_Falls__EWEB_ | Smith Falls Hydro Project-GEN1 | teppc | BPAT | BPAT | Bonneville Power Administration – Transmission | BPAT | NW | 1990-01-01 | 2050-12-31 | 18 | 1 | 18 | 18 | Hydro | Hydro_Standard | Hydro | NW_Hydro |  |  |  | 1990 | 2050 | 0 | NW | 18 | 1899-12-31 | 1 |  | 22
3218 | SmithCreek | Smith Creek | teppc | PNM | PNM | Public Service Company of New Mexico | PNM_EPE | SW | 2010-04-15 | 2050-12-31 | 0.08 | 1 | 0.08 | 0.08 | Hydro | Hydro_Standard | Hydro | SW_Hydro |  |  |  | 2010 | 2050 | 0 | SW | 0.08 | 1899-12-31 | 1 |  | 22
3219 | SMPRIP_1_SMPSON | Ripon Cogeneration Unit 1 | caiso | PGE_Valley | PGE_Valley | Pacific Gas and Electric Valley | PGE_Valley | CAISO | 1988-04-19 | 2050-12-31 | 46.05 | 1 | 46.05 | 46.05 |  | Cogen_NG | Cogen | CAISO_CHP |  |  |  | 1988 | 2050 | 0 | CAISO | 46.05 | 1899-12-31 | 1 |  | 22
3220 | SMRCOS_6_LNDFIL | San Marcos Energy | caiso | SDGE | SDGE | San Diego Gas and Electric | SDGE | CAISO | 2011-05-20 | 2050-12-31 | 1.5 | 1 | 1.5 | 1.5 | n/a | Biogas_ | Biogas_LandfillGas | CAISO_Biomass |  |  |  | 2011 | 2050 | 0 | CAISO | 1.5 | 1899-12-31 | 1 |  | 22
3221 | SMT_0_6 | SAN MATIAS | teppc | CFE | CFE | Comisión Federal de Electricidad | CFE | Excluded | 2018-03-19 | 2050-12-31 | 29.7 | 1 | 29.7 | 29.7 | WT-Onshore | wind_onshorewind | Wind | Excluded_Wind |  |  |  | 2018 | 2050 | 0 | Excluded | 29.7 | 1899-12-31 | 1 |  | 22
3222 | SMUDGO_7_UNIT_1 | SONOMA POWER PLANT | caiso | PGE_Bay | PGE_Bay | Pacific Gas and Electric Bay | PGE_Bay | CAISO | 1983-01-01 | 2050-12-31 | 47 | 0.88679 | 47 | 53 | n/a | Geothermal_steam | Geothermal | CAISO_Geothermal |  |  |  | 1983 | 2050 | 0 | CAISO | 53 | 1899-12-31 | 1 |  | 22
3223 | SMYRNA_1_DL1SR1 | Delano Land 1 | caiso | PGE_Valley | PGE_Valley | Pacific Gas and Electric Valley | PGE_Valley | CAISO |  | 2050-12-31 | 1 | 1 | 1 | 1 | PHOTO VOLTAIC_SUN | PVgeneric_sun | Solar_Fixed | CAISO_Solar |  |  |  | 1900 | 2050 | 0 | CAISO | 1 | 1899-12-31 | 1 |  | 22
3224 | Snake_River | Snake River Pottery-1 | teppc | IPFE | IPFE | Idaho Far East | IPCO | NW | 1984-11-30 | 2030-04-15 | 0.07 | 1 | 0.07 | 0.07 | Hydro | Hydro_Standard | Hydro | NW_Hydro |  |  |  | 1985 | 2029 | 0 | NW | 0.07 | 1899-12-31 | 1 |  | 22
3225 | SNCLRA_2_HOWLNG |  | caiso | SCE | SCE | Southern California Edison | SCE | CAISO |  | 2050-12-31 | 10.5 | 0.80769 | 10.5 | 13 | ST_Biomass | ST_Biomass | Biomass/Wood | CAISO_Biomass |  |  |  | 1900 | 2050 | 0 | CAISO | 13 | 1899-12-31 | 1 |  | 22
3226 | SNCLRA_2_SPRHYD | Springville Hydroelectric Generator | caiso | SCE | SCE | Southern California Edison | SCE | CAISO | 1994-03-17 | 2050-12-31 | 1 | 1 | 1 | 1 | n/a | Hydro_Standard | Hydro | CAISO_Small_Hydro |  |  |  | 1994 | 2050 | 0 | CAISO | 1 | 1899-12-31 | 1 |  | 22
3227 | SNCLRA_2_UNIT | Channel Islands Power | caiso | SCE | SCE | Southern California Edison | SCE | CAISO | 1985-01-01 | 2050-12-31 | 27.5 | 1 | 27.5 | 27.5 | COMBINED CYCLE_NATURAL GAS | Cogen_NG | Cogen | CAISO_CHP |  |  |  | 1985 | 2050 | 0 | CAISO | 27.5 | 1899-12-31 | 1 |  | 22
3228 | SNCLRA_2_UNIT1 | New Indy Oxnard | caiso | SCE | SCE | Southern California Edison | SCE | CAISO | 1986-03-14 | 2050-12-31 | 17.57 | 0.63201 | 17.57 | 27.8 | CT-NatGas-Aero | Cogen_NG | Cogen | CAISO_CHP |  |  |  | 1986 | 2050 | 0 | CAISO | 27.8 | 1899-12-31 | 1 |  | 22
3229 | SNCLRA_6_OXGEN | E.F. OXNARD INCORPORATED | caiso | SCE | SCE | Southern California Edison | SCE | CAISO | 1990-04-13 | 2050-12-31 | 33.61 | 0.69299 | 33.61 | 48.5 | CT-NatGas-Aero | Cogen_NG | Cogen | CAISO_CHP |  |  |  | 1990 | 2050 | 0 | CAISO | 48.5 | 1899-12-31 | 1 |  | 22
3230 | SNCLRA_6_PROCGN | PROCTER AND GAMBLE OXNARD II | caiso | SCE | SCE | Southern California Edison | SCE | CAISO | 1998-11-17 | 2050-12-31 | 45.8 | 0.92525 | 45.8 | 49.5 | CT-NatGas-Aero | Cogen_NG | Cogen | CAISO_CHP |  |  |  | 1999 | 2050 | 0 | CAISO | 49.5 | 1899-12-31 | 1 |  | 22
3231 | SNCLRA_6_QF | SANTA CLARA QFS | caiso | SCE | SCE | Southern California Edison | SCE | CAISO | 1987-01-01 | 2050-12-31 | 1.65 | 1 | 1.65 | 1.65 | n/a | Cogen_NG | Cogen | CAISO_Small_Hydro |  |  |  | 1987 | 2050 | 0 | CAISO | 1.65 | 1899-12-31 | 1 |  | 22
3232 | SNDBAR_7_UNIT_1 | SANDBAR | caiso | PGE_Valley | PGE_Valley | Pacific Gas and Electric Valley | PGE_Valley | CAISO | 1986-05-19 | 2050-12-31 | 16.2 | 1 | 16.2 | 16.2 | n/a | Hydro_Standard | Hydro | CAISO_Hydro |  |  |  | 1986 | 2050 | 0 | CAISO | 16.2 | 1899-12-31 | 1 |  | 22
3233 | Snedigar_1 | Snedigar-1 | teppc | IPFE | IPFE | Idaho Far East | IPCO | NW | 1985-11-01 | 2030-04-15 | 0.54 | 1 | 0.54 | 0.54 | Hydro | Hydro_Standard | Hydro | NW_Hydro |  |  |  | 1986 | 2029 | 0 | NW | 0.54 | 1899-12-31 | 1 |  | 22
3234 | SNMALF_6_UNITS | Sonoma County Landfill | caiso | PGE_Bay | PGE_Bay | Pacific Gas and Electric Bay | PGE_Bay | CAISO | 1993-04-30 | 2050-12-31 | 3.46 | 0.692 | 3.46 | 5 | n/a | Biogas_ | Biogas_LandfillGas | CAISO_Biomass |  |  |  | 1993 | 2050 | 0 | CAISO | 5 | 1899-12-31 | 1 |  | 22
3235 | SNOQCAV12 | SNOQ SW | teppc | PSEI | PSEI | Puget Sound Energy | BPAT | NW | 1950-01-01 | 2050-12-31 | 1.8 | 1 | 1.8 | 1.8 | HYDRO | Hydro_Standard | Hydro | NW_Hydro |  |  |  | 1950 | 2050 | 0 | NW | 1.8 | 1899-12-31 | 1 |  | 22
3236 | SNOQCAV13 | SNOQ SW | teppc | PSEI | PSEI | Puget Sound Energy | BPAT | NW | 1950-01-01 | 2050-12-31 | 1.8 | 1 | 1.8 | 1.8 | HYDRO | Hydro_Standard | Hydro | NW_Hydro |  |  |  | 1950 | 2050 | 0 | NW | 1.8 | 1899-12-31 | 1 |  | 22
3237 | SNOQCAV14 | SNOQ SW | teppc | PSEI | PSEI | Puget Sound Energy | BPAT | NW | 1950-01-01 | 2050-12-31 | 1.8 | 1 | 1.8 | 1.8 | HYDRO | Hydro_Standard | Hydro | NW_Hydro |  |  |  | 1950 | 2050 | 0 | NW | 1.8 | 1899-12-31 | 1 |  | 22
3238 | Snoqualmie1_1_4 | Snoqualmie-1 (Repowered) | teppc | PSEI | PSEI | Puget Sound Energy | BPAT | NW | 2013-06-01 | 2050-12-31 | 7.2 | 1 | 7.2 | 7.2 | Hydro | Hydro_Standard | Hydro | NW_Hydro |  |  |  | 2013 | 2050 | 0 | NW | 7.2 | 1899-12-31 | 1 |  | 22
3239 | Snoqualmie1_5 | Snoqualmie-5 (Repowered) | teppc | PSEI | PSEI | Puget Sound Energy | BPAT | NW | 2013-06-01 | 2050-12-31 | 6.7 | 1 | 6.7 | 6.7 | Hydro | Hydro_Standard | Hydro | NW_Hydro |  |  |  | 2013 | 2050 | 0 | NW | 6.7 | 1899-12-31 | 1 |  | 22
3240 | Snoqualmie2_6 | Snoqualmie 2-6 (Repowered) | teppc | PSEI | PSEI | Puget Sound Energy | BPAT | NW | 2013-06-01 | 2050-12-31 | 13.7 | 1 | 13.7 | 13.7 | Hydro | Hydro_Standard | Hydro | NW_Hydro |  |  |  | 2013 | 2050 | 0 | NW | 13.7 | 1899-12-31 | 1 |  | 22
3241 | Snoqualmie2_7 | Snoqualmie 2-7 (Repowered) | teppc | PSEI | PSEI | Puget Sound Energy | BPAT | NW | 2013-06-01 | 2050-12-31 | 27 | 1 | 27 | 27 | Hydro | Hydro_Standard | Hydro | NW_Hydro |  |  |  | 2013 | 2050 | 0 | NW | 27 | 1899-12-31 | 1 |  | 22
3242 | SNORA_2_SNRSLR | SG Sorrento | caiso | IID | SDGE | San Diego Gas and Electric | SDGE | CAISO |  | 2050-12-31 | 50 | 1 | 50 | 50 | PHOTO VOLTAIC_SUN | PVgeneric_sun | Solar_Fixed | CAISO_Solar |  |  |  | 1900 | 2050 | 0 | CAISO | 50 | 1899-12-31 | 1 |  | 22
3243 | Snowflake_White_Mtn | Novo-BioPower Plant G3¦Snowflake White Mountain Power G3¦Abitibi | teppc | AZPS | AZPS | Arizona Public Service Company | AZPS | SW | 2008-06-01 | 2050-12-31 | 16 | 1 | 16 | 16 | Bio-ST | ST_Biomass | Biomass/Wood | SW_Biomass |  |  |  | 2008 | 2050 | 0 | SW | 16 | 1899-12-31 | 1 |  | 22
3244 | Soda_1 | Soda-1 | teppc | PAID | PAID | Idaho, PACE Utility | IPCO | NW | 1923-12-01 | 2050-12-31 | 7 | 1 | 7 | 7 | Hydro | Hydro_Standard | Hydro | NW_Hydro |  |  |  | 1924 | 2050 | 0 | NW | 7 | 1899-12-31 | 1 |  | 22
3245 | Soda_2 | Soda-2 | teppc | PAID | PAID | Idaho, PACE Utility | IPCO | NW | 1923-12-01 | 2050-12-31 | 7 | 1 | 7 | 7 | Hydro | Hydro_Standard | Hydro | NW_Hydro |  |  |  | 1924 | 2050 | 0 | NW | 7 | 1899-12-31 | 1 |  | 22
3246 | Soda_Lake_Geothermal | Soda Lake Geothermal No I II-OEC1 | teppc | SPPC | SPPC | Nevada Power Company | NEVP | SW | 1990-10-01 | 2030-01-01 | 12 | 1 | 12 | 12 | Geo-BinaryCycle | Geothermal_steam | Geothermal | SW_Geothermal |  |  |  | 1991 | 2029 | 0 | SW | 12 | 1899-12-31 | 1 |  | 22
3247 | Soda_Springs_1 | Soda Springs-1 | teppc | PACW | PACW | PacifiCorp – West | PACW | NW | 1952-03-01 | 2050-12-31 | 11 | 1 | 11 | 11 | Hydro | Hydro_Standard | Hydro | NW_Hydro |  |  |  | 1952 | 2050 | 0 | NW | 11 | 1899-12-31 | 1 |  | 22
3248 | SODER_W1_1 | SODER_W1-1 | teppc | AESO | AESO | Alberta Electric System Operator | BCHA_AESO | Excluded | 2006-08-01 | 2050-12-01 | 34.5 | 1 | 34.5 | 34.5 | WT-Onshore | wind_onshorewind | Wind | Excluded_Wind |  |  |  | 2007 | 2050 | 0 | Excluded | 34.5 | 1899-12-31 | 1 |  | 22
3249 | SODER_W2_1 | SODER_W2-1 | teppc | AESO | AESO | Alberta Electric System Operator | BCHA_AESO | Excluded | 2006-08-01 | 2050-12-01 | 34.5 | 1 | 34.5 | 34.5 | WT-Onshore | wind_onshorewind | Wind | Excluded_Wind |  |  |  | 2007 | 2050 | 0 | Excluded | 34.5 | 1899-12-31 | 1 |  | 22
3250 | SOL_GEN | ELCEN_PV_13.8_GEN1 | teppc | IID | IID | Imperial Irrigation District | IID | IID | 1982-03-01 | 2050-12-31 | 20 | 1 | 20 | 20 | SolarPV-NonTracking | FixedPV_sun | Solar_Fixed | IID_Solar |  |  |  | 1982 | 2050 | 0 | IID | 20 | 1899-12-31 | 1 |  | 22
3251 | Solana_1 | Solana Generating Station GEN1¦Q044STG1 | teppc | AZPS | AZPS | Arizona Public Service Company | AZPS | SW | 2013-07-23 | 2050-12-31 | 140 | 1 | 140 | 140 | SolarThermal-CSP6 | SolarThermal_sun | Solar_Thermal | SW_Solar |  |  |  | 2014 | 2050 | 0 | SW | 140 | 1899-12-31 | 1 |  | 22
3252 | Solana_2 | Solana Generating Station GEN2¦Q044STG2 | teppc | AZPS | AZPS | Arizona Public Service Company | AZPS | SW | 2013-07-23 | 2050-12-31 | 140 | 1 | 140 | 140 | SolarThermal-CSP6 | SolarThermal_sun | Solar_Thermal | SW_Solar |  |  |  | 2014 | 2050 | 0 | SW | 140 | 1899-12-31 | 1 |  | 22
3253 | SONOMA_1_PN5SR1 |  | caiso | PGE_Bay | PGE_Bay | Pacific Gas and Electric Bay | PGE_Bay | CAISO |  | 2050-12-31 | 0 | 0 |  |  | Unknown | Unknown | None | CAISO_Unknown |  |  |  | 1900 | 2050 | 0 | CAISO | 0 | 1899-12-31 | 1 |  | 22
3254 | Soo_River_1 | Soo River-1_Soo River-1_IPP-SOR | teppc | BCHA | BCHA | British Columbia Transmission Company | BCHA_AESO | Excluded | 1994-05-25 | 2040-05-25 | 6.67 | 1 | 6.67 | 6.67 | Hydro | Hydro_Standard | Hydro | Excluded_Hydro |  |  |  | 1994 | 2039 | 0 | Excluded | 6.67 | 1899-12-31 | 1 |  | 22
3255 | Soo_River_2 | Soo River-2_Soo River-2_IPP-SOR | teppc | BCHA | BCHA | British Columbia Transmission Company | BCHA_AESO | Excluded | 1994-05-25 | 2040-05-25 | 6.67 | 1 | 6.67 | 6.67 | Hydro | Hydro_Standard | Hydro | Excluded_Hydro |  |  |  | 1994 | 2039 | 0 | Excluded | 6.67 | 1899-12-31 | 1 |  | 22
3256 | SoTreatmentCC_Total | South Treatment Plant (Total CC Plant) | teppc | PNM | PNM | Public Service Company of New Mexico | PNM_EPE | SW | 2005-01-01 | 2050-12-31 | 8 | 1 | 8 | 8 | Bio-CCWhole | CC_Biomass | Biomass/Wood | SW_Biomass |  |  |  | 2005 | 2050 | 0 | SW | 8 | 1899-12-31 | 1 |  | 22
3257 | SOUTH_2_UNIT | SOUTH HYDRO | caiso | PGE_Valley | PGE_Valley | Pacific Gas and Electric Valley | PGE_Valley | CAISO | 1979-01-01 | 2050-12-31 | 7.1 | 1 | 7.1 | 7.1 | n/a | Hydro_Standard | Hydro | CAISO_Small_Hydro |  |  |  | 1979 | 2050 | 0 | CAISO | 7.1 | 1899-12-31 | 1 |  | 22
3258 | South_Hurlburt_Wind | South Hurlburt Wind LLC-4 AKA Shepherds Flat | teppc | TPWR | TPWR | Tacoma Power | BPAT | NW | 2012-09-01 | 2050-12-31 | 145 | 1 | 145 | 145 | WT-Onshore | wind_onshorewind | Wind | NW_Wind | CAISO | 145 |  | 2013 | 2050 | 0 | CAISO | 145 | 1899-12-31 | 1 |  | 22
3259 | South_Peak_Wind |  | teppc | NWMT | NWMT | NorthWestern Energy | NWMT_WAUW | NW | 1950-01-01 | 2050-12-31 | 80 | 1 | 80 | 80 | WT-Onshore | wind_onshorewind | Wind | NW_Wind |  |  |  | 1950 | 2050 | 0 | NW | 80 | 1899-12-31 | 1 |  | 22
3260 | South_Point_CC | SouthPointCC (Total CC Plant) | teppc | WALC | WALC | Western Area Power Administration, Lower Colorado Region | WALC | SW | 2001-06-01 | 2050-12-31 | 550 | 1 | 550 | 550 | CCWhole-NatGas-Industrial | CC_NG | CC | SW_CCGT |  |  |  | 2001 | 2050 | 0 | SW | 550 | 1899-12-31 | 1 |  | 22
3261 | South_Valley | South Valley Solar Project 1 | teppc | PNM | PNM | Public Service Company of New Mexico | PNM_EPE | SW | 2015-12-29 | 2050-12-31 | 7.6 | 1 | 7.6 | 7.6 | SolarPV-Tracking | 1axPV_sun | Solar_1Axis | SW_Solar |  |  |  | 2016 | 2050 | 0 | SW | 7.6 | 1899-12-31 | 1 |  | 22
3262 | SouthDryCreekHydro1 | South Dry Creek Hydro-1 | teppc | IPFE | IPFE | Idaho Far East | IPCO | NW | 1985-09-01 | 2050-12-31 | 2 | 1 | 2 | 2 | Hydro | Hydro_Standard | Hydro | NW_Hydro |  |  |  | 1986 | 2050 | 0 | NW | 2 | 1899-12-31 | 1 |  | 22
3263 | SouthForkTolt | South Fork Tolt-1 | teppc | SCL | SCL | Seattle Department of Lighting | BPAT | NW | 1995-11-01 | 2050-12-31 | 16.8 | 1 | 16.8 | 16.8 | Hydro | Hydro_Standard | Hydro | NW_Hydro |  |  |  | 1996 | 2050 | 0 | NW | 16.8 | 1899-12-31 | 1 |  | 22
3264 | SPA_Cogen_3_CC | Campbells Cogen (Total CC Plant) | teppc | BANC | BANC | Balancing Authority of Northern California | SMUD | BANC | 1997-12-01 | 2050-12-31 | 157 | 1 | 157 | 157 | CCWhole-NatGas-Aero | CC_NG | CC | BANC_CCGT |  |  |  | 1998 | 2050 | 0 | BANC | 157 | 1899-12-31 | 1 |  | 22
3265 | SpanishForkWind2 | Spanish Fork Wind Park 2 LLC-1 | teppc | CISC | CISC | Southern California Edison | SCE | CAISO | 2008-08-01 | 2050-12-31 | 19 | 1 | 19 | 19 | WT-Onshore | wind_onshorewind | Wind | CAISO_Wind |  |  |  | 2009 | 2050 | 0 | CAISO | 19 | 1899-12-31 | 1 |  | 22
3266 | SPAULD_6_UNIT_3 | SPAULDING HYDRO PH 3 UNIT | caiso | PGE_Valley | PGE_Valley | Pacific Gas and Electric Valley | PGE_Valley | CAISO | 1928-01-01 | 2050-12-31 | 6.5 | 1 | 6.5 | 6.5 | n/a | Hydro_Standard | Hydro | CAISO_Hydro |  |  |  | 1928 | 2050 | 0 | CAISO | 6.5 | 1899-12-31 | 1 |  | 22
3267 | SPAULD_6_UNIT12 | SPAULDING HYDRO PH 1 & 2 AGGREGATE | caiso | PGE_Valley | PGE_Valley | Pacific Gas and Electric Valley | PGE_Valley | CAISO | 1929-01-01 | 2050-12-31 | 11.4 | 1 | 11.4 | 11.4 | n/a | Hydro_Standard | Hydro | CAISO_Hydro |  |  |  | 1929 | 2050 | 0 | CAISO | 11.4 | 1899-12-31 | 1 |  | 22
3268 | SPBURN_2_UNIT_1 |  | caiso | PGE_Valley | PGE_Valley | Pacific Gas and Electric Valley | PGE_Valley | CAISO | 1986-01-01 | 2050-12-31 | 13.05 | 0.59318 | 13.05 | 22 | n/a | ST_Biomass | Biomass/Wood | CAISO_Biomass |  |  |  | 1986 | 2050 | 0 | CAISO | 22 | 1899-12-31 | 1 |  | 22
3269 | SPBURN_7_SNOWMT | SPBURN_7_SNOWMT | caiso | PGE_Valley | PGE_Valley | Pacific Gas and Electric Valley | PGE_Valley | CAISO | 1990-03-28 | 2050-12-31 | 3 | 1 | 3 | 3 | n/a | Hydro_Standard | Hydro | CAISO_Small_Hydro |  |  |  | 1990 | 2050 | 0 | CAISO | 3 | 1899-12-31 | 1 |  | 22
3270 | Spectrum | Spectrum Nevada Solar-1 | teppc | NEVP | NEVP | Nevada Power Company | NEVP | SW | 1998-04-01 | 2050-12-31 | 30 | 1 | 30 | 30 | SolarPV-NonTracking | FixedPV_sun | Solar_Fixed | SW_Solar |  |  |  | 1998 | 2050 | 0 | SW | 30 | 1899-12-31 | 1 |  | 22
3271 | SPI_LI_2_UNIT_1 |  | caiso | PGE_Valley | PGE_Valley | Pacific Gas and Electric Valley | PGE_Valley | CAISO | 1986-06-03 | 2050-12-31 | 9.68 | 0.56279 | 9.68 | 17.2 | n/a | ST_Biomass | Biomass/Wood | CAISO_Biomass |  |  |  | 1986 | 2050 | 0 | CAISO | 17.2 | 1899-12-31 | 1 |  | 22
3272 | SPIAND_1_ANDSN2 |  | caiso | PGE_Valley | PGE_Valley | Pacific Gas and Electric Valley | PGE_Valley | CAISO | 2015-09-09 | 2050-12-31 | 18.93 | 0.69724 | 18.93 | 27.15 | n/a | ST_Biomass | Biomass/Wood | CAISO_Biomass |  |  |  | 2016 | 2050 | 0 | CAISO | 27.15 | 1899-12-31 | 1 |  | 22
3273 | SPICER_1_UNITS | SPICER HYDRO UNITS 1-3 AGGREGATE | caiso | PGE_Valley | PGE_Valley | Pacific Gas and Electric Valley | PGE_Valley | CAISO | 1990-01-01 | 2050-12-31 | 6 | 1 | 6 | 6 | n/a | Hydro_Standard | Hydro | CAISO_Small_Hydro |  |  |  | 1990 | 2050 | 0 | CAISO | 6 | 1899-12-31 | 1 |  | 22
3274 | SPIFBD_1_PL1X2 |  | caiso | PGE_Valley | PGE_Valley | Pacific Gas and Electric Valley | PGE_Valley | CAISO | 2001-05-29 | 2050-12-31 | 6.87 | 0.916 | 6.87 | 7.5 | n/a | Cogen_NG | Cogen | CAISO_CHP |  |  |  | 2001 | 2050 | 0 | CAISO | 7.5 | 1899-12-31 | 1 |  | 22
3275 | Spillimacheen_1 | Spillimacheen-1_Spillimacheen-1_BCH-SPN | teppc | BCHA | BCHA | British Columbia Transmission Company | BCHA_AESO | Excluded | 1954-12-01 | 2033-03-31 | 1 | 1 | 1 | 1 | Hydro | Hydro_Standard | Hydro | Excluded_Hydro |  |  |  | 1955 | 2032 | 0 | Excluded | 1 | 1899-12-31 | 1 |  | 22
3276 | Spillimacheen_2 | Spillimacheen-2_Spillimacheen-2_BCH-SPN | teppc | BCHA | BCHA | British Columbia Transmission Company | BCHA_AESO | Excluded | 1954-12-01 | 2033-03-31 | 1 | 1 | 1 | 1 | Hydro | Hydro_Standard | Hydro | Excluded_Hydro |  |  |  | 1955 | 2032 | 0 | Excluded | 1 | 1899-12-31 | 1 |  | 22
3277 | Spillimacheen_3 | Spillimacheen-3_Spillimacheen-3_BCH-SPN | teppc | BCHA | BCHA | British Columbia Transmission Company | BCHA_AESO | Excluded | 1954-12-01 | 2033-03-31 | 2.8 | 1 | 2.8 | 2.8 | Hydro | Hydro_Standard | Hydro | Excluded_Hydro |  |  |  | 1955 | 2032 | 0 | Excluded | 2.8 | 1899-12-31 | 1 |  | 22
3278 | Spindle_Hill_1 | Spindle Hill Energy Center GEN1 | teppc | PSCO | PSCO | Public Service Company of Colorado | PSCO | Excluded | 2007-06-01 | 2050-12-31 | 154 | 1 | 154 | 154 | CT-NatGas-Industrial | CT_NG | CT | Excluded_Peaker |  |  |  | 2007 | 2050 | 0 | Excluded | 154 | 1899-12-31 | 1 |  | 22
3279 | Spindle_Hill_2 | Spindle Hill Energy Center GEN2 | teppc | PSCO | PSCO | Public Service Company of Colorado | PSCO | Excluded | 2007-06-01 | 2050-12-31 | 154 | 1 | 154 | 154 | CT-NatGas-Industrial | CT_NG | CT | Excluded_Peaker |  |  |  | 2007 | 2050 | 0 | Excluded | 154 | 1899-12-31 | 1 |  | 22
3280 | Spion_Kop | Spion Kop Wind Farm-SKW25 | teppc | NWMT | NWMT | NorthWestern Energy | NWMT_WAUW | NW | 2012-12-31 | 2050-12-01 | 40 | 1 | 40 | 40 | WT-Onshore | wind_onshorewind | Wind | NW_Wind |  |  |  | 2013 | 2050 | 0 | NW | 40 | 1899-12-31 | 1 |  | 22
3281 | Spirit_Mountain | Spirit Mountain 1 | teppc | WACM | WACM | Western Area Power Administration, Colorado-Missouri Region | WACM | Excluded | 1995-06-01 | 2050-12-31 | 5 | 1 | 5 | 5 | Hydro | Hydro_Standard | Hydro | Excluded_Hydro |  |  |  | 1995 | 2050 | 0 | Excluded | 5 | 1899-12-31 | 1 |  | 22
3282 | Spokane1 | Wheelabrator Spokane-GEN1 | teppc | AVA | AVA | Avista Corp. | BPAT | NW | 1991-09-01 | 2050-12-31 | 26 | 1 | 26 | 26 | Bio-ST | ST_Biomass | Biomass/Wood | NW_Biomass |  |  |  | 1992 | 2050 | 0 | NW | 26 | 1899-12-31 | 1 |  | 22
3283 | SPQUIN_6_SRPCQU |  | caiso | PGE_Valley | PGE_Valley | Pacific Gas and Electric Valley | PGE_Valley | CAISO | 1983-01-14 | 2050-12-31 | 21.98 | 0.91583 | 21.98 | 24 | n/a | ST_Biomass | Biomass/Wood | CAISO_Biomass |  |  |  | 1983 | 2050 | 0 | CAISO | 24 | 1899-12-31 | 1 |  | 22
3284 | Spray1_1 | Spray1-1 | teppc | AESO | AESO | Alberta Electric System Operator | BCHA_AESO | Excluded | 1954-01-01 | 2050-12-01 | 46 | 1 | 46 | 46 | Hydro | Hydro_Standard | Hydro | Excluded_Hydro |  |  |  | 1954 | 2050 | 0 | Excluded | 46 | 1899-12-31 | 1 |  | 22
3285 | Spray2_1 | Spray2-1 | teppc | AESO | AESO | Alberta Electric System Operator | BCHA_AESO | Excluded | 1954-01-01 | 2050-12-01 | 46 | 1 | 46 | 46 | Hydro | Hydro_Standard | Hydro | Excluded_Hydro |  |  |  | 1954 | 2050 | 0 | Excluded | 46 | 1899-12-31 | 1 |  | 22
3286 | SPRGAP_1_UNIT_1 | SPRING GAP HYDRO | caiso | PGE_Valley | PGE_Valley | Pacific Gas and Electric Valley | PGE_Valley | CAISO | 1921-01-01 | 2050-12-31 | 7 | 1 | 7 | 7 | n/a | Hydro_Standard | Hydro | CAISO_Hydro |  |  |  | 1921 | 2050 | 0 | CAISO | 7 | 1899-12-31 | 1 |  | 22
3287 | SPRGVL_2_CREST |  | caiso | SCE | SCE | Southern California Edison | SCE | CAISO |  | 2050-12-31 | 14 | 1 | 14 | 14 | PVgeneric_sun | PVgeneric_sun | Solar_Fixed | CAISO_Solar |  |  |  | 1900 | 2050 | 0 | CAISO | 14 | 1899-12-31 | 1 |  | 22
3288 | SPRGVL_2_QF | SPRINGVILLE QFS | caiso | SCE | SCE | Southern California Edison | SCE | CAISO | 1909-01-01 | 2050-12-31 | 0.01 | 0.055556 | 0.01 | 0.18 | n/a | Cogen_NG | Cogen | CAISO_CHP |  |  |  | 1909 | 2050 | 0 | CAISO | 0.18 | 1899-12-31 | 1 |  | 22
3289 | SPRGVL_2_TULE | TULE RIVER HYDRO PLANT (PG&E) | caiso | SCE | SCE | Southern California Edison | SCE | CAISO | 1914-01-01 | 2050-12-31 | 6.4 | 1 | 6.4 | 6.4 | n/a | Hydro_Standard | Hydro | CAISO_Small_Hydro |  |  |  | 1914 | 2050 | 0 | CAISO | 6.4 | 1899-12-31 | 1 |  | 22
3290 | SPRGVL_2_TULESC | TULE RIVER HYDRO PLANT (SCE) | caiso | SCE | SCE | Southern California Edison | SCE | CAISO | 1909-01-01 | 2050-12-31 | 2.5 | 1 | 2.5 | 2.5 | n/a | Hydro_Standard | Hydro | CAISO_Small_Hydro |  |  |  | 1909 | 2050 | 0 | CAISO | 2.5 | 1899-12-31 | 1 |  | 22
3291 | Spring_Canyon_1 | Spring Canyon I Energy Center 1 | teppc | PSCO | PSCO | Public Service Company of Colorado | PSCO | Excluded | 2006-02-01 | 2050-12-31 | 60 | 1 | 60 | 60 | WT-Onshore | wind_onshorewind | Wind | Excluded_Wind |  |  |  | 2006 | 2050 | 0 | Excluded | 60 | 1899-12-31 | 1 |  | 22
3292 | Spring_Canyon_2_3 | Spring Canyon II & III Energy Center | teppc | PSCO | PSCO | Public Service Company of Colorado | PSCO | Excluded | 2014-12-01 | 2050-12-31 | 60 | 1 | 60 | 60 | WT-Onshore | wind_onshorewind | Wind | Excluded_Wind |  |  |  | 2015 | 2050 | 0 | Excluded | 60 | 1899-12-31 | 1 |  | 22
3293 | Spring_Creek_1 | Spring Creek Dam 1 | teppc | BANC | BANC | Balancing Authority of Northern California | SMUD | BANC | 1964-01-01 | 2050-12-31 | 96 | 1 | 96 | 96 | Hydro | Hydro_Standard | Hydro | BANC_Hydro |  |  |  | 1964 | 2050 | 0 | BANC | 96 | 1899-12-31 | 1 |  | 22
3294 | Spring_Creek_2 | Spring Creek Dam 2 | teppc | BANC | BANC | Balancing Authority of Northern California | SMUD | BANC | 1964-01-01 | 2050-12-31 | 96 | 1 | 96 | 96 | Hydro | Hydro_Standard | Hydro | BANC_Hydro |  |  |  | 1964 | 2050 | 0 | BANC | 96 | 1899-12-31 | 1 |  | 22
3295 | Spring_Valley_Wind | Spring Valley Wind Project-WTG¦Osceola | teppc | SPPC | SPPC | Nevada Power Company | NEVP | SW | 2012-08-16 | 2050-12-31 | 150 | 1 | 150 | 150 | WT-Onshore | wind_onshorewind | Wind | SW_Wind |  |  |  | 2013 | 2050 | 0 | SW | 150 | 1899-12-31 | 1 |  | 22
3296 | Springbok_1 | Springbok Solar Farm I Project SB1¦Q18PV¦Springbok 1 | teppc | LDWP | LDWP | Los Angeles Department of Water and Power | LADWP | LDWP | 2016-06-01 | 2050-12-31 | 108 | 1 | 108 | 108 | SolarPV-Tracking | 1axPV_sun | Solar_1Axis | LDWP_Solar |  |  |  | 2016 | 2050 | 0 | LDWP | 108 | 1899-12-31 | 1 |  | 22
3297 | Springbok_2 | Springbok 2 Solar Farm (Homes Ranch) SB2¦Q19PV | teppc | LDWP | LDWP | Los Angeles Department of Water and Power | LADWP | LDWP | 2016-06-01 | 2050-12-31 | 165 | 1 | 165 | 165 | SolarPV-Tracking | 1axPV_sun | Solar_1Axis | LDWP_Solar |  |  |  | 2016 | 2050 | 0 | LDWP | 165 | 1899-12-31 | 1 |  | 22
3298 | Springbok_3 | Springbok 3 Solar Farm (Sons Ranch) 1¦Q18Q19 | teppc | LDWP | LDWP | Los Angeles Department of Water and Power | LADWP | LDWP | 2018-06-01 | 2050-12-31 | 90 | 1 | 90 | 90 | SolarPV-Tracking | 1axPV_sun | Solar_1Axis | LDWP_Solar |  |  |  | 2018 | 2050 | 0 | LDWP | 90 | 1899-12-31 | 1 |  | 22
3299 | Springerville_1 | Springerville 1 | teppc | TEPC | TEPC | Tucson Electric Power Company | TEPC | SW | 1985-06-01 | 2050-12-31 | 387 | 1 | 387 | 387 | ST-Coal | Steam_Coal | Coal | SW_Coal |  |  |  | 1985 | 2050 | 0 | SW | 387 | 1899-12-31 | 1 |  | 22
3300 | Springerville_2 | Springerville 2 | teppc | TEPC | TEPC | Tucson Electric Power Company | TEPC | SW | 1990-06-01 | 2050-12-31 | 406 | 1 | 406 | 406 | ST-Coal | Steam_Coal | Coal | SW_Coal |  |  |  | 1990 | 2050 | 0 | SW | 406 | 1899-12-31 | 1 |  | 22
3301 | Springerville_3 | Springerville 3 | teppc | TEPC | TEPC | Tucson Electric Power Company | TEPC | SW | 2014-06-01 | 2050-12-31 | 417 | 1 | 417 | 417 | ST-Coal | Steam_Coal | Coal | SW_Coal |  |  |  | 2014 | 2050 | 0 | SW | 417 | 1899-12-31 | 1 |  | 22
3302 | Springerville_4 | Springerville 4 | teppc | TEPC | TEPC | Tucson Electric Power Company | TEPC | SW | 2009-12-17 | 2050-12-31 | 415 | 1 | 415 | 415 | ST-Coal | Steam_Coal | Coal | SW_Coal |  |  |  | 2010 | 2050 | 0 | SW | 415 | 1899-12-31 | 1 |  | 22
3303 | Sprott_FortGT_2 | Sprott Fort Macleod GT-2 | teppc | BCHA | BCHA | British Columbia Transmission Company | BCHA_AESO | Excluded | 2015-07-31 | 2050-12-31 | 20 | 1 | 20 | 20 | CT-NatGas-Industrial | CT_NG | CT | Excluded_Peaker |  |  |  | 2016 | 2050 | 0 | Excluded | 20 | 1899-12-31 | 1 |  | 22
3304 | Squamish | Squamish Power Project (aka woodfiber)-1_Squamish Power Project (aka woodfiber)-_IPP-WFR | teppc | BCHA | BCHA | British Columbia Transmission Company | BCHA_AESO | Excluded | 2013-04-01 | 2033-05-30 | 1.4 | 1 | 1.4 | 1.4 | Bio-ST | ST_Biomass | Biomass/Wood | Excluded_Biomass |  |  |  | 2013 | 2032 | 0 | Excluded | 1.4 | 1899-12-31 | 1 |  | 22
3305 | SRINTL_6_UNIT | SRI INTERNATIONAL | caiso | PGE_Bay | PGE_Bay | Pacific Gas and Electric Bay | PGE_Bay | CAISO | 1987-03-10 | 2050-12-31 | 0.78 | 0.11304 | 0.78 | 6.9 | CT-NatGas-Aero | Cogen_NG | Cogen | CAISO_CHP |  |  |  | 1987 | 2050 | 0 | CAISO | 6.9 | 1899-12-31 | 1 |  | 22
3306 | SS_Creek | SS Creek Hydro Project-1_SS Creek Hydro Project-1_IPP-SSZ | teppc | PSCO | PSCO | Public Service Company of Colorado | PSCO | Excluded | 2015-11-01 | 2045-11-01 | 7 | 1 | 7 | 7 | Hydro | Hydro_Standard | Hydro | Excluded_Hydro |  |  |  | 2016 | 2045 | 0 | Excluded | 7 | 1899-12-31 | 1 |  | 22
3307 | ST_DIST_PV | NRG-1_Roadrunner Solar-1 | teppc | EPE | EPE | El Paso Electric Company | PNM_EPE | SW | 2011-08-29 | 2031-08-31 | 20 | 1 | 20 | 20 | SolarPV-Tracking | 1axPV_sun | Solar_1Axis | SW_Solar |  |  |  | 2012 | 2031 | 0 | SW | 20 | 1899-12-31 | 1 |  | 22
3308 | St_Marys_Dam | CHD St Marys Dam-1 | teppc | AESO | AESO | Alberta Electric System Operator | BCHA_AESO | Excluded | 1986-04-15 | 2050-12-01 | 2.3 | 1 | 2.3 | 2.3 | Hydro | Hydro_Standard | Hydro | Excluded_Hydro |  |  |  | 1986 | 2050 | 0 | Excluded | 2.3 | 1899-12-31 | 1 |  | 22
3309 | Stagecoach | Stagecoach Hydro-1 | teppc | PSCO | PSCO | Public Service Company of Colorado | PSCO | Excluded | 1989-10-01 | 2030-04-15 | 0.82 | 1 | 0.82 | 0.82 | Hydro | Hydro_Standard | Hydro | Excluded_Hydro |  |  |  | 1990 | 2029 | 0 | Excluded | 0.82 | 1899-12-31 | 1 |  | 22
3310 | STANDBY_AGG__3 | STANDBY AGG.-3 | teppc | PNM | PNM | Public Service Company of New Mexico | PNM_EPE | SW | 2003-07-01 | 2030-04-15 | 62.2 | 1 | 62.2 | 62.2 | CT-OilDistillate | CT_Oil | CT | SW_Peaker |  |  |  | 2004 | 2029 | 0 | SW | 62.2 | 1899-12-31 | 1 |  | 22
3311 | STANIS_7_UNIT_1 | STANISLAUS HYDRO | caiso | PGE_Valley | PGE_Valley | Pacific Gas and Electric Valley | PGE_Valley | CAISO | 1963-01-01 | 2050-12-31 | 91 | 1 | 91 | 91 | n/a | Hydro_Standard | Hydro | CAISO_Hydro |  |  |  | 1963 | 2050 | 0 | CAISO | 91 | 1899-12-31 | 1 |  | 22
3312 | Stanton_1 | Stanton-1 | teppc | BPAT | BPAT | Bonneville Power Administration – Transmission | BPAT | NW | 2012-01-10 | 2037-01-10 | 0.31 | 1 | 0.31 | 0.31 | SolarPV-NonTracking | FixedPV_sun | Solar_Fixed | NW_Solar |  |  |  | 2012 | 2036 | 0 | NW | 0.31 | 1899-12-31 | 1 |  | 22
3313 | Star_Point_Wind | Star Point Wind Project LLC-1 | teppc | TPWR | TPWR | Tacoma Power | BPAT | NW | 2010-02-01 | 2050-12-31 | 98.7 | 1 | 98.7 | 98.7 | WT-Onshore | wind_onshorewind | Wind | NW_Wind |  |  |  | 2010 | 2050 | 0 | NW | 98.7 | 1899-12-31 | 1 |  | 22
3314 | Stateline |  | teppc | BPAT | BPAT | Bonneville Power Administration – Transmission | BPAT | NW | 2001-12-01 | 2050-12-31 | 100 | 1 | 100 | 100 | WT-Onshore | wind_onshorewind | Wind | NW_Wind |  |  |  | 2002 | 2050 | 0 | NW | 100 | 1899-12-31 | 1 |  | 22
3315 | STAUFF_1_UNIT | RHODIA INC. (RHONE-POULENC) | caiso | PGE_Bay | PGE_Bay | Pacific Gas and Electric Bay | PGE_Bay | CAISO | 1977-06-01 | 2050-12-31 | 0.01 | 0.0021739 | 0.01 | 4.6 | ST-Other | Cogen_NG | Cogen | CAISO_CHP |  |  |  | 1977 | 2050 | 0 | CAISO | 4.6 | 1899-12-31 | 1 |  | 22
3316 | Stave_Falls_1 | Stave Falls-1_Stave Falls New-1_BCH-SFN | teppc | BCHA | BCHA | British Columbia Transmission Company | BCHA_AESO | Excluded | 1999-10-01 | 2033-03-31 | 45.5 | 1 | 45.5 | 45.5 | Hydro | Hydro_Standard | Hydro | Excluded_Hydro |  |  |  | 2000 | 2032 | 0 | Excluded | 45.5 | 1899-12-31 | 1 |  | 22
3317 | Stave_Falls_2 | Stave Falls-2_Stave Falls New-2_BCH-SFN | teppc | BCHA | BCHA | British Columbia Transmission Company | BCHA_AESO | Excluded | 1999-10-01 | 2033-03-31 | 45.5 | 1 | 45.5 | 45.5 | Hydro | Hydro_Standard | Hydro | Excluded_Hydro |  |  |  | 2000 | 2032 | 0 | Excluded | 45.5 | 1899-12-31 | 1 |  | 22
3318 | Steamboat_2_1 | Steamboat II-T201¦Far West¦Steamboat Far West¦Steamboat 2 | teppc | SPPC | SPPC | Nevada Power Company | NEVP | SW | 1992-09-01 | 2050-12-31 | 11.3 | 1 | 11.3 | 11.3 | Geo-BinaryCycle | Geothermal_steam | Geothermal | SW_Geothermal |  |  |  | 1993 | 2050 | 0 | SW | 11.3 | 1899-12-31 | 1 |  | 22
3319 | Steamboat_2_2 | Steamboat II-T202¦Far West¦Steamboat Far West¦Steamboat 2 | teppc | SPPC | SPPC | Nevada Power Company | NEVP | SW | 1992-09-01 | 2050-12-31 | 11.3 | 1 | 11.3 | 11.3 | Geo-BinaryCycle | Geothermal_steam | Geothermal | SW_Geothermal |  |  |  | 1993 | 2050 | 0 | SW | 11.3 | 1899-12-31 | 1 |  | 22
3320 | Steamboat_3_1 | Steamboat III-T301¦Far West¦Steamboat Far West¦Steamboat 3 | teppc | SPPC | SPPC | Nevada Power Company | NEVP | SW | 1992-10-01 | 2050-12-31 | 11.3 | 1 | 11.3 | 11.3 | Geo-BinaryCycle | Geothermal_steam | Geothermal | SW_Geothermal |  |  |  | 1993 | 2050 | 0 | SW | 11.3 | 1899-12-31 | 1 |  | 22
3321 | Steamboat_3_2 | Steamboat III-T302¦Far West¦Steamboat Far West¦Steamboat 3 | teppc | SPPC | SPPC | Nevada Power Company | NEVP | SW | 1992-10-01 | 2050-12-31 | 11.3 | 1 | 11.3 | 11.3 | Geo-BinaryCycle | Geothermal_steam | Geothermal | SW_Geothermal |  |  |  | 1993 | 2050 | 0 | SW | 11.3 | 1899-12-31 | 1 |  | 22
3322 | Stegall_DCI | Stegall DC Intertie (Fictional Resource) | teppc | PSCO | PSCO | Public Service Company of Colorado | PSCO | Excluded | 1986-04-15 | 2050-12-31 | 110 | 1 | 110 | 110 | DC-Intertie | Intertie_NOTGEN | None | Excluded_Imports |  |  |  | 1986 | 2050 | 0 | Excluded | 110 | 1899-12-31 | 1 |  | 22
3323 | STEVENS_SOL | STEVENSVILLE | teppc | PAUT | PAUT | Utah, PACE Utility | PACE | NW | 2016-01-01 | 2050-12-31 | 79.2 | 1 | 79.2 | 79.2 | SolarPV-NonTracking | FixedPV_sun | Solar_Fixed | NW_Solar |  |  |  | 2016 | 2050 | 0 | NW | 79.2 | 1899-12-31 | 1 |  | 22
3324 | Stewart_Mountain | Stewart Mountain SM | teppc | SRP | SRP | Salt River Project | SRP | SW | 1930-03-01 | 2050-12-31 | 13 | 1 | 13 | 13 | Hydro | Hydro_Standard | Hydro | SW_Hydro |  |  |  | 1930 | 2050 | 0 | SW | 13 | 1899-12-31 | 1 |  | 22
3325 | STIGCT_2_LODI | LODI STIG UNIT | caiso | PGE_Valley | PGE_Valley | Pacific Gas and Electric Valley | PGE_Valley | CAISO | 1996-01-01 | 2050-12-31 | 49.5 | 0.99198 | 49.5 | 49.9 | CT-NatGas-Aero | CT_NG | CT | CAISO_Peaker1 |  |  |  | 1996 | 2050 | 0 | CAISO | 49.9 | 1899-12-31 | 1 |  | 22
3326 | Stillwater_Geo_1 | Enel Stillwater Facility 1¦CRD_IPP_GO_G1 | teppc | SPPC | SPPC | Nevada Power Company | NEVP | SW | 2009-09-01 | 2050-12-31 | 11.2 | 1 | 11.2 | 11.2 | Geo-BinaryCycle | Geothermal_steam | Geothermal | SW_Geothermal |  |  |  | 2010 | 2050 | 0 | SW | 11.2 | 1899-12-31 | 1 |  | 22
3327 | Stillwater_Geo_2 | Enel Stillwater Facility 2¦CRD_IPP_GO_G2 | teppc | SPPC | SPPC | Nevada Power Company | NEVP | SW | 2009-09-01 | 2050-12-31 | 11.2 | 1 | 11.2 | 11.2 | Geo-BinaryCycle | Geothermal_steam | Geothermal | SW_Geothermal |  |  |  | 2010 | 2050 | 0 | SW | 11.2 | 1899-12-31 | 1 |  | 22
3328 | Stillwater_Geo_3 | Enel Stillwater Facility 3¦CRD_IPP_GO_G3 | teppc | SPPC | SPPC | Nevada Power Company | NEVP | SW | 2009-09-01 | 2050-12-31 | 11.2 | 1 | 11.2 | 11.2 | Geo-BinaryCycle | Geothermal_steam | Geothermal | SW_Geothermal |  |  |  | 2010 | 2050 | 0 | SW | 11.2 | 1899-12-31 | 1 |  | 22
3329 | Stillwater_Geo_4 | Enel Stillwater Facility 4¦CRD_IPP_GO_G4 | teppc | SPPC | SPPC | Nevada Power Company | NEVP | SW | 2009-09-01 | 2050-12-31 | 11.2 | 1 | 11.2 | 11.2 | Geo-BinaryCycle | Geothermal_steam | Geothermal | SW_Geothermal |  |  |  | 2010 | 2050 | 0 | SW | 11.2 | 1899-12-31 | 1 |  | 22
3330 | Stillwater_Solar | Stillwater Facility-1¦CRD_IPP_PV_G1 | teppc | SPPC | SPPC | Nevada Power Company | NEVP | SW | 1988-02-01 | 2030-01-01 | 22 | 1 | 22 | 22 | SolarPV-NonTracking | FixedPV_sun | Solar_Fixed | SW_Solar |  |  |  | 1988 | 2029 | 0 | SW | 22 | 1899-12-31 | 1 |  | 22
3331 | STNRES_1_UNIT | Covanta Stanislaus | caiso | PGE_Valley | PGE_Valley | Pacific Gas and Electric Valley | PGE_Valley | CAISO | 1988-09-06 | 2050-12-31 | 19.48 | 0.97889 | 19.48 | 19.9 | n/a | ST_Biomass | Biomass/Wood | CAISO_Biomass |  |  |  | 1989 | 2050 | 0 | CAISO | 19.9 | 1899-12-31 | 1 |  | 22
3332 | STOILS_1_UNITS | STOILS_1_UNIT 2 | caiso | PGE_Bay | PGE_Bay | Pacific Gas and Electric Bay | PGE_Bay | CAISO | 1992-08-31 | 2050-12-31 | 0.06 | 0.0010676 | 0.06 | 56.2 | ST-NatGas | Cogen_NG | Cogen | CAISO_CHP |  |  |  | 1993 | 2050 | 0 | CAISO | 56.2 | 1899-12-31 | 1 |  | 22
3333 | Stokke1 | Stokke (SKK, Kwalsa Energy)-1_Stokke (SKK, Kwalsa Energy)-1_IPP-SKK | teppc | BCHA | BCHA | British Columbia Transmission Company | BCHA_AESO | Excluded | 2009-11-12 | 2049-10-19 | 11.02 | 1 | 11.02 | 11.02 | Hydro | Hydro_Standard | Hydro | Excluded_Hydro |  |  |  | 2010 | 2049 | 0 | Excluded | 11.02 | 1899-12-31 | 1 |  | 22
3334 | Stokke2 | Stokke (SKK, Kwalsa Energy)-2_Stokke (SKK, Kwalsa Energy)-2_IPP-SKK | teppc | BCHA | BCHA | British Columbia Transmission Company | BCHA_AESO | Excluded | 2009-11-12 | 2049-10-19 | 11.02 | 1 | 11.02 | 11.02 | Hydro | Hydro_Standard | Hydro | Excluded_Hydro |  |  |  | 2010 | 2049 | 0 | Excluded | 11.02 | 1899-12-31 | 1 |  | 22
3335 | Stone_Creek_1 | Stone Creek-1 | teppc | PGE | PGE | Portland General Electric Company | PortlandGE | NW | 1994-01-01 | 2050-12-31 | 12 | 1 | 12 | 12 | Hydro | Hydro_Standard | Hydro | NW_Hydro |  |  |  | 1994 | 2050 | 0 | NW | 12 | 1899-12-31 | 1 |  | 22
3336 | STOREY_2_MDRCH2 | Madera Chowchilla 2 | caiso | PGE_Valley | PGE_Valley | Pacific Gas and Electric Valley | PGE_Valley | CAISO | 1986-04-11 | 2050-12-31 | 0.56 | 1 | 0.56 | 0.56 | n/a | Hydro_Standard | Hydro | CAISO_Small_Hydro |  |  |  | 1986 | 2050 | 0 | CAISO | 0.56 | 1899-12-31 | 1 |  | 22
3337 | STOREY_2_MDRCH3 | Madera Chowchilla 3 | caiso | PGE_Valley | PGE_Valley | Pacific Gas and Electric Valley | PGE_Valley | CAISO | 1986-04-16 | 2050-12-31 | 0.42 | 1 | 0.42 | 0.42 | n/a | Hydro_Standard | Hydro | CAISO_Small_Hydro |  |  |  | 1986 | 2050 | 0 | CAISO | 0.42 | 1899-12-31 | 1 |  | 22
3338 | STOREY_2_MDRCH4 | Madera Chowchilla 4 | caiso | PGE_Valley | PGE_Valley | Pacific Gas and Electric Valley | PGE_Valley | CAISO |  | 2050-12-31 | 0.92 | 1 | 0.92 | 0.92 | HYDRO_WATER | Hydro_Standard | Hydro | CAISO_Small_Hydro |  |  |  | 1900 | 2050 | 0 | CAISO | 0.92 | 1899-12-31 | 1 |  | 22
3339 | STOREY_7_MDRCHW | Madera Canal Site 980 | caiso | PGE_Valley | PGE_Valley | Pacific Gas and Electric Valley | PGE_Valley | CAISO | 1985-02-02 | 2050-12-31 | 1.84 | 1 | 1.84 | 1.84 | n/a | Hydro_Standard | Hydro | CAISO_Small_Hydro |  |  |  | 1985 | 2050 | 0 | CAISO | 1.84 | 1899-12-31 | 1 |  | 22
3340 | Strathcona_1 | Strathcona-1_Strathcona-1_BCH-SCA | teppc | BCHA | BCHA | British Columbia Transmission Company | BCHA_AESO | Excluded | 1958-01-01 | 2033-03-31 | 32.5 | 1 | 32.5 | 32.5 | Hydro | Hydro_Standard | Hydro | Excluded_Hydro |  |  |  | 1958 | 2032 | 0 | Excluded | 32.5 | 1899-12-31 | 1 |  | 22
3341 | Strathcona_2 | Strathcona-2_Strathcona-2_BCH-SCA | teppc | BCHA | BCHA | British Columbia Transmission Company | BCHA_AESO | Excluded | 1958-01-01 | 2033-03-31 | 32.5 | 1 | 32.5 | 32.5 | Hydro | Hydro_Standard | Hydro | Excluded_Hydro |  |  |  | 1958 | 2032 | 0 | Excluded | 32.5 | 1899-12-31 | 1 |  | 22
3342 | StrawberryCreek1 | Strawberry Creek-1 | teppc | CISC | CISC | Southern California Edison | SCE | CAISO | 1951-01-01 | 2050-12-31 | 0.5 | 1 | 0.5 | 0.5 | Hydro | Hydro_Standard | Hydro | CAISO_Hydro |  |  |  | 1951 | 2050 | 0 | CAISO | 0.5 | 1899-12-31 | 1 |  | 22
3343 | StrawberryCreek2 | Strawberry Creek-2 | teppc | CISC | CISC | Southern California Edison | SCE | CAISO | 1951-01-01 | 2050-12-31 | 0.5 | 1 | 0.5 | 0.5 | Hydro | Hydro_Standard | Hydro | CAISO_Hydro |  |  |  | 1951 | 2050 | 0 | CAISO | 0.5 | 1899-12-31 | 1 |  | 22
3344 | StrawberryCreek3 | Strawberry Creek-3 | teppc | CISC | CISC | Southern California Edison | SCE | CAISO | 1951-01-01 | 2050-12-31 | 0.5 | 1 | 0.5 | 0.5 | Hydro | Hydro_Standard | Hydro | CAISO_Hydro |  |  |  | 1951 | 2050 | 0 | CAISO | 0.5 | 1899-12-31 | 1 |  | 22
3345 | Strontia_Springs | Strontia Springs Hydro Plant 1 and 2¦Strontia Springs | teppc | PSCO | PSCO | Public Service Company of Colorado | PSCO | Excluded | 1951-01-01 | 2050-12-31 | 1 | 1 | 1 | 1 | Hydro | Hydro_Standard | Hydro | Excluded_Hydro |  |  |  | 1951 | 2050 | 0 | Excluded | 1 | 1899-12-31 | 1 |  | 22
3346 | STROUD_6_SOLAR |  | caiso | PGE_Valley | PGE_Valley | Pacific Gas and Electric Valley | PGE_Valley | CAISO | 2011-10-04 | 2050-12-31 | 20 | 1 | 20 | 20 | n/a | PVgeneric_sun | Solar_Fixed | CAISO_Solar |  |  |  | 2012 | 2050 | 0 | CAISO | 20 | 1899-12-31 | 1 |  | 22
3347 | STROUD_6_WWHSR1 | Winter Wheat Solar Farm | caiso | PGE_Valley | PGE_Valley | Pacific Gas and Electric Valley | PGE_Valley | CAISO |  | 2050-12-31 | 1.5 | 1 | 1.5 | 1.5 | PHOTO VOLTAIC_SUN | PVgeneric_sun | Solar_Fixed | CAISO_Solar |  |  |  | 1900 | 2050 | 0 | CAISO | 1.5 | 1899-12-31 | 1 |  | 22
3348 | SUB10_13 | SUB10_13 | teppc | BCHA | BCHA | British Columbia Transmission Company | BCHA_AESO | Excluded | 1950-01-01 | 2050-12-31 | 4 | 1 | 4 | 4 | MotorLoad | Load | Load | Excluded_Load |  |  |  | 1950 | 2050 | 0 | Excluded | 4 | 1899-12-31 | 1 |  | 22
3349 | SUB12B | SUB12B | teppc | BCHA | BCHA | British Columbia Transmission Company | BCHA_AESO | Excluded | 1950-01-01 | 2050-12-31 | 7 | 1 | 7 | 7 | MotorLoad | Load | Load | Excluded_Load |  |  |  | 1950 | 2050 | 0 | Excluded | 7 | 1899-12-31 | 1 |  | 22
3350 | SUB12B24 | SUB12B24 | teppc | BCHA | BCHA | British Columbia Transmission Company | BCHA_AESO | Excluded | 1950-01-01 | 2050-12-31 | 1 | 1 | 1 | 1 | MotorLoad | Load | Load | Excluded_Load |  |  |  | 1950 | 2050 | 0 | Excluded | 1 | 1899-12-31 | 1 |  | 22
3351 | SUB5_2 | SUB5_2 | teppc | BCHA | BCHA | British Columbia Transmission Company | BCHA_AESO | Excluded | 1950-01-01 | 2050-12-31 | 5 | 1 | 5 | 5 | MotorLoad | Load | Load | Excluded_Load |  |  |  | 1950 | 2050 | 0 | Excluded | 5 | 1899-12-31 | 1 |  | 22
3352 | SUB7_2 | SUB7_2 | teppc | BCHA | BCHA | British Columbia Transmission Company | BCHA_AESO | Excluded | 1950-01-01 | 2050-12-31 | 5 | 1 | 5 | 5 | MotorLoad | Load | Load | Excluded_Load |  |  |  | 1950 | 2050 | 0 | Excluded | 5 | 1899-12-31 | 1 |  | 22
3353 | Sullivan_1 | Sullivan-1 | teppc | PGE | PGE | Portland General Electric Company | PortlandGE | NW | 1952-12-01 | 2050-12-31 | 1.2 | 1 | 1.2 | 1.2 | Hydro | Hydro_Standard | Hydro | NW_Hydro |  |  |  | 1953 | 2050 | 0 | NW | 1.2 | 1899-12-31 | 1 |  | 22
3354 | Sullivan_10 | Sullivan-10 | teppc | CISC | CISC | Southern California Edison | SCE | CAISO | 1952-12-01 | 2050-12-31 | 1.2 | 1 | 1.2 | 1.2 | Hydro | Hydro_Standard | Hydro | CAISO_Hydro |  |  |  | 1953 | 2050 | 0 | CAISO | 1.2 | 1899-12-31 | 1 |  | 22
3355 | Sullivan_11 | Sullivan-11 | teppc | CISC | CISC | Southern California Edison | SCE | CAISO | 1952-12-01 | 2050-12-31 | 1.2 | 1 | 1.2 | 1.2 | Hydro | Hydro_Standard | Hydro | CAISO_Hydro |  |  |  | 1953 | 2050 | 0 | CAISO | 1.2 | 1899-12-31 | 1 |  | 22
3356 | Sullivan_12 | Sullivan-12 | teppc | CISC | CISC | Southern California Edison | SCE | CAISO | 1952-12-01 | 2050-12-31 | 1.2 | 1 | 1.2 | 1.2 | Hydro | Hydro_Standard | Hydro | CAISO_Hydro |  |  |  | 1953 | 2050 | 0 | CAISO | 1.2 | 1899-12-31 | 1 |  | 22
3357 | Sullivan_13 | Sullivan-13 | teppc | CISC | CISC | Southern California Edison | SCE | CAISO | 1952-12-01 | 2050-12-31 | 1.2 | 1 | 1.2 | 1.2 | Hydro | Hydro_Standard | Hydro | CAISO_Hydro |  |  |  | 1953 | 2050 | 0 | CAISO | 1.2 | 1899-12-31 | 1 |  | 22
3358 | Sullivan_2 | Sullivan-2 | teppc | CISC | CISC | Southern California Edison | SCE | CAISO | 1952-12-01 | 2050-12-31 | 1.2 | 1 | 1.2 | 1.2 | Hydro | Hydro_Standard | Hydro | CAISO_Hydro |  |  |  | 1953 | 2050 | 0 | CAISO | 1.2 | 1899-12-31 | 1 |  | 22
3359 | Sullivan_3 | Sullivan-3 | teppc | CISC | CISC | Southern California Edison | SCE | CAISO | 1952-12-01 | 2050-12-31 | 1.2 | 1 | 1.2 | 1.2 | Hydro | Hydro_Standard | Hydro | CAISO_Hydro |  |  |  | 1953 | 2050 | 0 | CAISO | 1.2 | 1899-12-31 | 1 |  | 22
3360 | Sullivan_4 | Sullivan-4 | teppc | CISC | CISC | Southern California Edison | SCE | CAISO | 1952-12-01 | 2050-12-31 | 1.2 | 1 | 1.2 | 1.2 | Hydro | Hydro_Standard | Hydro | CAISO_Hydro |  |  |  | 1953 | 2050 | 0 | CAISO | 1.2 | 1899-12-31 | 1 |  | 22
3361 | Sullivan_5 | Sullivan-5 | teppc | CISC | CISC | Southern California Edison | SCE | CAISO | 1952-12-01 | 2050-12-31 | 1.2 | 1 | 1.2 | 1.2 | Hydro | Hydro_Standard | Hydro | CAISO_Hydro |  |  |  | 1953 | 2050 | 0 | CAISO | 1.2 | 1899-12-31 | 1 |  | 22
3362 | Sullivan_6 | Sullivan-6 | teppc | CISC | CISC | Southern California Edison | SCE | CAISO | 1952-12-01 | 2050-12-31 | 1.2 | 1 | 1.2 | 1.2 | Hydro | Hydro_Standard | Hydro | CAISO_Hydro |  |  |  | 1953 | 2050 | 0 | CAISO | 1.2 | 1899-12-31 | 1 |  | 22
3363 | Sullivan_7 | Sullivan-7 | teppc | CISC | CISC | Southern California Edison | SCE | CAISO | 1952-12-01 | 2050-12-31 | 1.2 | 1 | 1.2 | 1.2 | Hydro | Hydro_Standard | Hydro | CAISO_Hydro |  |  |  | 1953 | 2050 | 0 | CAISO | 1.2 | 1899-12-31 | 1 |  | 22
3364 | Sullivan_8 | Sullivan-8 | teppc | CISC | CISC | Southern California Edison | SCE | CAISO | 1952-12-01 | 2050-12-31 | 1.2 | 1 | 1.2 | 1.2 | Hydro | Hydro_Standard | Hydro | CAISO_Hydro |  |  |  | 1953 | 2050 | 0 | CAISO | 1.2 | 1899-12-31 | 1 |  | 22
3365 | Sullivan_9 | Sullivan-9 | teppc | CISC | CISC | Southern California Edison | SCE | CAISO | 1924-05-01 | 2050-12-31 | 1 | 1 | 1 | 1 | Hydro | Hydro_Standard | Hydro | CAISO_Hydro |  |  |  | 1924 | 2050 | 0 | CAISO | 1 | 1899-12-31 | 1 |  | 22
3366 | SumasPowerCC_Total | SumasPowerCC (Total CC Plant) | teppc | PSEI | PSEI | Puget Sound Energy | BPAT | NW | 1993-03-01 | 2050-12-31 | 139.2 | 1 | 139.2 | 139.2 | CCWhole-NatGas-Industrial | CC_NG | CC | NW_CCGT |  |  |  | 1993 | 2050 | 0 | NW | 139.2 | 1899-12-31 | 1 |  | 22
3367 | Summer_Falls1 | Summer Falls Power Plant-1 | teppc | TPWR | TPWR | Tacoma Power | BPAT | NW | 1985-01-01 | 2050-12-31 | 47 | 1 | 47 | 47 | Hydro | Hydro_Standard | Hydro | NW_Hydro |  |  |  | 1985 | 2050 | 0 | NW | 47 | 1899-12-31 | 1 |  | 22
3368 | Summer_Falls2 | Summer Falls Power Plant-2 | teppc | TPWR | TPWR | Tacoma Power | BPAT | NW | 1985-01-01 | 2050-12-31 | 47 | 1 | 47 | 47 | Hydro | Hydro_Standard | Hydro | NW_Hydro |  |  |  | 1985 | 2050 | 0 | NW | 47 | 1899-12-31 | 1 |  | 22
3369 | SummerviewG1 | SummerviewG1-1 | teppc | AESO | AESO | Alberta Electric System Operator | BCHA_AESO | Excluded | 2004-09-30 | 2050-12-01 | 41.4 | 1 | 41.4 | 41.4 | WT-Onshore | wind_onshorewind | Wind | Excluded_Wind |  |  |  | 2005 | 2050 | 0 | Excluded | 41.4 | 1899-12-31 | 1 |  | 22
3370 | SummerviewG2 | SummerviewG2-1 | teppc | AESO | AESO | Alberta Electric System Operator | BCHA_AESO | Excluded | 2004-09-30 | 2050-12-01 | 27 | 1 | 27 | 27 | WT-Onshore | wind_onshorewind | Wind | Excluded_Wind |  |  |  | 2005 | 2050 | 0 | Excluded | 27 | 1899-12-31 | 1 |  | 22
3371 | SummerviewG3 | SummerviewG3-1 | teppc | AESO | AESO | Alberta Electric System Operator | BCHA_AESO | Excluded | 2010-02-12 | 2050-12-31 | 45 | 1 | 45 | 45 | WT-Onshore | wind_onshorewind | Wind | Excluded_Wind |  |  |  | 2010 | 2050 | 0 | Excluded | 45 | 1899-12-31 | 1 |  | 22
3372 | SummerviewG4 | SummerviewG4-2 | teppc | AESO | AESO | Alberta Electric System Operator | BCHA_AESO | Excluded | 2010-02-12 | 2050-12-31 | 18 | 1 | 18 | 18 | WT-Onshore | wind_onshorewind | Wind | Excluded_Wind |  |  |  | 2010 | 2050 | 0 | Excluded | 18 | 1899-12-31 | 1 |  | 22
3373 | SummitG1 | SummitG1-1 | teppc | AESO | AESO | Alberta Electric System Operator | BCHA_AESO | Excluded | 2010-07-01 | 2050-12-31 | 48 | 1 | 48 | 48 | CT-NatGas-Industrial | CT_NG | CT | Excluded_Peaker |  |  |  | 2011 | 2050 | 0 | Excluded | 48 | 1899-12-31 | 1 |  | 22
3374 | SummitG2 | SummitG2-2 | teppc | AESO | AESO | Alberta Electric System Operator | BCHA_AESO | Excluded | 2010-07-01 | 2050-12-31 | 48 | 1 | 48 | 48 | CT-NatGas-Industrial | CT_NG | CT | Excluded_Peaker |  |  |  | 2011 | 2050 | 0 | Excluded | 48 | 1899-12-31 | 1 |  | 22
3375 | SummitG3 | SummitG3-3 | teppc | AESO | AESO | Alberta Electric System Operator | BCHA_AESO | Excluded | 2010-07-01 | 2050-12-31 | 48 | 1 | 48 | 48 | CT-NatGas-Industrial | CT_NG | CT | Excluded_Peaker |  |  |  | 2011 | 2050 | 0 | Excluded | 48 | 1899-12-31 | 1 |  | 22
3376 | SUMWHT_6_SWSSR1 |  | caiso | PGE_Valley | PGE_Valley | Pacific Gas and Electric Valley | PGE_Valley | CAISO |  | 2050-12-31 | 18.5 | 1 | 18.5 | 18.5 | PVgeneric_sun | PVgeneric_sun | Solar_Fixed | CAISO_Solar |  |  |  | 1900 | 2050 | 0 | CAISO | 18.5 | 1899-12-31 | 1 |  | 22
3377 | Sun_Edison_Victorville_Solar | Sun Edison Victorville Solar | rps | SCE | SDG&E | San Diego Gas and Electric | SDGE | CAISO | 2015-11-30 | 2050-12-31 | 10 | 1 | 10 | 10 | Solar PV - Ground mountSolar: Tracking (1 Axis) | 1axPV_sun | Solar_1Axis | CAISO_Solar |  |  |  | 2016 | 2050 | 0 | CAISO | 10 | 1899-12-31 | 1 |  | 22
3378 | Sun_Streams__LLC | Sun Streams, LLC | rps | SRP | SCE | Southern California Edison | SCE | CAISO | 2020-01-01 | 2050-12-31 | 160 | 1 | 160 | 160 | Solar PV - Ground mountSolar: Tracking (1 Axis) | 1axPV_sun | Solar_1Axis | CAISO_Solar |  |  |  | 2020 | 2050 | 0 | CAISO | 160 | 0.95 | 1 |  | 22
3379 | Suncor1 | Suncor 1-1 | teppc | AESO | AESO | Alberta Electric System Operator | BCHA_AESO | Excluded | 1986-04-15 | 2050-12-01 | 34.4 | 1 | 34.4 | 34.4 | CT-AB-Cogen | Cogen_NG | Cogen | Excluded_CHP |  |  |  | 1986 | 2050 | 0 | Excluded | 34.4 | 1899-12-31 | 1 |  | 22
3380 | Suncor2 | Suncor 2-1 | teppc | AESO | AESO | Alberta Electric System Operator | BCHA_AESO | Excluded | 1986-04-15 | 2050-12-01 | 31.4 | 1 | 31.4 | 31.4 | CT-AB-Cogen | Cogen_NG | Cogen | Excluded_CHP |  |  |  | 1986 | 2050 | 0 | Excluded | 31.4 | 1899-12-31 | 1 |  | 22
3381 | Sundance_AZ_01 | Sundance Energy CT1 | teppc | AZPS | AZPS | Arizona Public Service Company | AZPS | SW | 2002-05-01 | 2050-12-31 | 44 | 1 | 44 | 44 | CT-NatGas-Aero | CT_NG | CT | SW_Peaker |  |  |  | 2002 | 2050 | 0 | SW | 44 | 1899-12-31 | 1 |  | 22
3382 | Sundance_AZ_02 | Sundance Energy CT2 | teppc | AZPS | AZPS | Arizona Public Service Company | AZPS | SW | 2002-05-01 | 2050-12-31 | 44 | 1 | 44 | 44 | CT-NatGas-Aero | CT_NG | CT | SW_Peaker |  |  |  | 2002 | 2050 | 0 | SW | 44 | 1899-12-31 | 1 |  | 22
3383 | Sundance_AZ_03 | Sundance Energy CT3 | teppc | AZPS | AZPS | Arizona Public Service Company | AZPS | SW | 2002-05-01 | 2050-12-31 | 44 | 1 | 44 | 44 | CT-NatGas-Aero | CT_NG | CT | SW_Peaker |  |  |  | 2002 | 2050 | 0 | SW | 44 | 1899-12-31 | 1 |  | 22
3384 | Sundance_AZ_04 | Sundance Energy CT4 | teppc | AZPS | AZPS | Arizona Public Service Company | AZPS | SW | 2002-05-01 | 2050-12-31 | 44 | 1 | 44 | 44 | CT-NatGas-Aero | CT_NG | CT | SW_Peaker |  |  |  | 2002 | 2050 | 0 | SW | 44 | 1899-12-31 | 1 |  | 22
3385 | Sundance_AZ_05 | Sundance Energy CT5 | teppc | AZPS | AZPS | Arizona Public Service Company | AZPS | SW | 2002-05-01 | 2050-12-31 | 44 | 1 | 44 | 44 | CT-NatGas-Aero | CT_NG | CT | SW_Peaker |  |  |  | 2002 | 2050 | 0 | SW | 44 | 1899-12-31 | 1 |  | 22
3386 | Sundance_AZ_06 | Sundance Energy CT6 | teppc | AZPS | AZPS | Arizona Public Service Company | AZPS | SW | 2002-05-01 | 2050-12-31 | 44 | 1 | 44 | 44 | CT-NatGas-Aero | CT_NG | CT | SW_Peaker |  |  |  | 2002 | 2050 | 0 | SW | 44 | 1899-12-31 | 1 |  | 22
3387 | Sundance_AZ_07 | Sundance Energy CT7 | teppc | AZPS | AZPS | Arizona Public Service Company | AZPS | SW | 2002-05-01 | 2050-12-31 | 44 | 1 | 44 | 44 | CT-NatGas-Aero | CT_NG | CT | SW_Peaker |  |  |  | 2002 | 2050 | 0 | SW | 44 | 1899-12-31 | 1 |  | 22
3388 | Sundance_AZ_08 | Sundance Energy CT8 | teppc | AZPS | AZPS | Arizona Public Service Company | AZPS | SW | 2002-05-01 | 2050-12-31 | 44 | 1 | 44 | 44 | CT-NatGas-Aero | CT_NG | CT | SW_Peaker |  |  |  | 2002 | 2050 | 0 | SW | 44 | 1899-12-31 | 1 |  | 22
3389 | Sundance_AZ_09 | Sundance Energy CT9 | teppc | AZPS | AZPS | Arizona Public Service Company | AZPS | SW | 2002-05-01 | 2050-12-31 | 44 | 1 | 44 | 44 | CT-NatGas-Aero | CT_NG | CT | SW_Peaker |  |  |  | 2002 | 2050 | 0 | SW | 44 | 1899-12-31 | 1 |  | 22
3390 | Sundance_AZ_10 | Sundance Energy CT10 | teppc | AZPS | AZPS | Arizona Public Service Company | AZPS | SW | 2002-05-01 | 2050-12-31 | 44 | 1 | 44 | 44 | CT-NatGas-Aero | CT_NG | CT | SW_Peaker |  |  |  | 2002 | 2050 | 0 | SW | 44 | 1899-12-31 | 1 |  | 22
3391 | SundanceAB1 | SUNDANCE1-1 | teppc | AESO | AESO | Alberta Electric System Operator | BCHA_AESO | Excluded | 1970-01-01 | 2019-12-31 | 280 | 1 | 280 | 280 | ST-Coal | Steam_Coal | Coal | Excluded_Coal |  |  |  | 1970 | 2019 | 0 | Excluded | 280 | 1899-12-31 | 1 |  | 22
3392 | SundanceAB2 | SUNDANCE2-2 | teppc | AESO | AESO | Alberta Electric System Operator | BCHA_AESO | Excluded | 1973-01-01 | 2019-12-31 | 280 | 1 | 280 | 280 | ST-Coal | Steam_Coal | Coal | Excluded_Coal |  |  |  | 1973 | 2019 | 0 | Excluded | 280 | 1899-12-31 | 1 |  | 22
3393 | SundanceAB3 | SUNDANCE3-3 | teppc | BCHA | BCHA | British Columbia Transmission Company | BCHA_AESO | Excluded | 1976-01-01 | 2030-01-01 | 353 | 1 | 353 | 353 | ST-Coal | Steam_Coal | Coal | Excluded_Coal |  |  |  | 1976 | 2029 | 0 | Excluded | 353 | 1899-12-31 | 1 |  | 22
3394 | SundanceAB3_Gas | Sheerness 2-2 | teppc | AESO | AESO | Alberta Electric System Operator | BCHA_AESO | Excluded | 1990-01-01 | 2050-12-31 | 353 | 1 | 353 | 353 | ST-NatGas | ST_NG | Steam | Excluded_ST |  |  |  | 1990 | 2050 | 0 | Excluded | 353 | 1899-12-31 | 1 |  | 22
3395 | SundanceAB4 | SUNDANCE4-4 | teppc | BCHA | BCHA | British Columbia Transmission Company | BCHA_AESO | Excluded | 2007-09-01 | 2030-01-01 | 406 | 1 | 406 | 406 | ST-Coal | Steam_Coal | Coal | Excluded_Coal |  |  |  | 2008 | 2029 | 0 | Excluded | 406 | 1899-12-31 | 1 |  | 22
3396 | SundanceAB4_Gas | Sheerness 2-2 | teppc | AESO | AESO | Alberta Electric System Operator | BCHA_AESO | Excluded | 1990-01-01 | 2050-12-31 | 406 | 1 | 406 | 406 | ST-NatGas | ST_NG | Steam | Excluded_ST |  |  |  | 1990 | 2050 | 0 | Excluded | 406 | 1899-12-31 | 1 |  | 22
3397 | SundanceAB5 | SUNDANCE5-5 | teppc | BCHA | BCHA | British Columbia Transmission Company | BCHA_AESO | Excluded | 2009-10-01 | 2030-01-01 | 406 | 1 | 406 | 406 | ST-Coal | Steam_Coal | Coal | Excluded_Coal |  |  |  | 2010 | 2029 | 0 | Excluded | 406 | 1899-12-31 | 1 |  | 22
3398 | SundanceAB5_Gas | Sheerness 2-2 | teppc | AESO | AESO | Alberta Electric System Operator | BCHA_AESO | Excluded | 1990-01-01 | 2050-12-31 | 406 | 1 | 406 | 406 | ST-NatGas | ST_NG | Steam | Excluded_ST |  |  |  | 1990 | 2050 | 0 | Excluded | 406 | 1899-12-31 | 1 |  | 22
3399 | SundanceAB6 | SUNDANCE6-1 | teppc | BCHA | BCHA | British Columbia Transmission Company | BCHA_AESO | Excluded | 2001-10-01 | 2028-12-31 | 401 | 1 | 401 | 401 | ST-Coal | Steam_Coal | Coal | Excluded_Coal |  |  |  | 2002 | 2028 | 0 | Excluded | 401 | 1899-12-31 | 1 |  | 22
3400 | SundanceAB6_Gas | Sheerness 2-2 | teppc | AESO | AESO | Alberta Electric System Operator | BCHA_AESO | Excluded | 1990-01-01 | 2050-12-31 | 401 | 1 | 401 | 401 | ST-NatGas | ST_NG | Steam | Excluded_ST |  |  |  | 1990 | 2050 | 0 | Excluded | 401 | 1899-12-31 | 1 |  | 22
3401 | Sundt_RICE_01 | PortWestward1CC (Total CC Plant) | teppc | TEPC | TEPC | Tucson Electric Power Company | TEPC | SW | 2019-09-01 | 2050-12-31 | 18.9 | 1 | 18.9 | 18.9 | ICE-NatGas | ICE_NG | ICE | SW_Peaker |  |  |  | 2020 | 2050 | 0 | SW | 18.9 | 1899-12-31 | 1 |  | 22
3402 | Sundt_RICE_02 | PortWestward1CC (Total CC Plant) | teppc | TEPC | TEPC | Tucson Electric Power Company | TEPC | SW | 2019-09-01 | 2050-12-31 | 18.9 | 1 | 18.9 | 18.9 | ICE-NatGas | ICE_NG | ICE | SW_Peaker |  |  |  | 2020 | 2050 | 0 | SW | 18.9 | 1899-12-31 | 1 |  | 22
3403 | Sundt_RICE_03 | PortWestward1CC (Total CC Plant) | teppc | TEPC | TEPC | Tucson Electric Power Company | TEPC | SW | 2019-09-01 | 2050-12-31 | 18.9 | 1 | 18.9 | 18.9 | ICE-NatGas | ICE_NG | ICE | SW_Peaker |  |  |  | 2020 | 2050 | 0 | SW | 18.9 | 1899-12-31 | 1 |  | 22
3404 | Sundt_RICE_04 | PortWestward1CC (Total CC Plant) | teppc | TEPC | TEPC | Tucson Electric Power Company | TEPC | SW | 2019-09-01 | 2050-12-31 | 18.9 | 1 | 18.9 | 18.9 | ICE-NatGas | ICE_NG | ICE | SW_Peaker |  |  |  | 2020 | 2050 | 0 | SW | 18.9 | 1899-12-31 | 1 |  | 22
3405 | Sundt_RICE_05 | PortWestward1CC (Total CC Plant) | teppc | TEPC | TEPC | Tucson Electric Power Company | TEPC | SW | 2019-09-01 | 2050-12-31 | 18.9 | 1 | 18.9 | 18.9 | ICE-NatGas | ICE_NG | ICE | SW_Peaker |  |  |  | 2020 | 2050 | 0 | SW | 18.9 | 1899-12-31 | 1 |  | 22
3406 | Sundt_RICE_06 | PortWestward1CC (Total CC Plant) | teppc | TEPC | TEPC | Tucson Electric Power Company | TEPC | SW | 2019-09-01 | 2050-12-31 | 18.9 | 1 | 18.9 | 18.9 | ICE-NatGas | ICE_NG | ICE | SW_Peaker |  |  |  | 2020 | 2050 | 0 | SW | 18.9 | 1899-12-31 | 1 |  | 22
3407 | Sundt_RICE_07 | PortWestward1CC (Total CC Plant) | teppc | TEPC | TEPC | Tucson Electric Power Company | TEPC | SW | 2019-09-01 | 2050-12-31 | 18.9 | 1 | 18.9 | 18.9 | ICE-NatGas | ICE_NG | ICE | SW_Peaker |  |  |  | 2020 | 2050 | 0 | SW | 18.9 | 1899-12-31 | 1 |  | 22
3408 | Sundt_RICE_08 | PortWestward1CC (Total CC Plant) | teppc | TEPC | TEPC | Tucson Electric Power Company | TEPC | SW | 2019-09-01 | 2050-12-31 | 18.9 | 1 | 18.9 | 18.9 | ICE-NatGas | ICE_NG | ICE | SW_Peaker |  |  |  | 2020 | 2050 | 0 | SW | 18.9 | 1899-12-31 | 1 |  | 22
3409 | Sundt_RICE_09 | PortWestward1CC (Total CC Plant) | teppc | TEPC | TEPC | Tucson Electric Power Company | TEPC | SW | 2019-09-01 | 2050-12-31 | 18.9 | 1 | 18.9 | 18.9 | ICE-NatGas | ICE_NG | ICE | SW_Peaker |  |  |  | 2020 | 2050 | 0 | SW | 18.9 | 1899-12-31 | 1 |  | 22
3410 | Sundt_RICE_10 | PortWestward1CC (Total CC Plant) | teppc | TEPC | TEPC | Tucson Electric Power Company | TEPC | SW | 2019-09-01 | 2050-12-31 | 18.9 | 1 | 18.9 | 18.9 | ICE-NatGas | ICE_NG | ICE | SW_Peaker |  |  |  | 2020 | 2050 | 0 | SW | 18.9 | 1899-12-31 | 1 |  | 22
3411 | SunE_Alamosa | SunE Alamosa1 LLC 1 and 2¦SunE Alamosa 1 and 2 | teppc | PSCO | PSCO | Public Service Company of Colorado | PSCO | Excluded | 1987-02-23 | 2050-12-31 | 9 | 1 | 9 | 9 | SolarPV-NonTracking | FixedPV_sun | Solar_Fixed | Excluded_Solar |  |  |  | 1987 | 2050 | 0 | Excluded | 9 | 1899-12-31 | 1 |  | 22
3412 | Sunnyside_Cgn | Sunnyside Cogen Associates-GEN1 | teppc | PAUT | PAUT | Utah, PACE Utility | PACE | NW | 1993-02-01 | 2050-12-31 | 58.103 | 1 | 58.103 | 58.103 | ST-Coal | Steam_Coal | Coal | NW_Coal |  |  |  | 1993 | 2050 | 0 | NW | 58.103 | 1899-12-31 | 1 |  | 22
3413 | SunPeak_IID | Imperial Valley Solar Project (SunPeak) 1¦NILAND_13.2_SUNPEAK | teppc | IID | IID | Imperial Irrigation District | IID | IID | 1961-08-01 | 2030-04-15 | 23 | 1 | 23 | 23 | SolarPV-NonTracking | FixedPV_sun | Solar_Fixed | IID_Solar |  |  |  | 1962 | 2029 | 0 | IID | 23 | 1899-12-31 | 1 |  | 22
3414 | SunPeak_NVE_5657 | Sun Peak Project 5657 | teppc | NEVP | NEVP | Nevada Power Company | NEVP | SW | 1991-06-01 | 2030-01-01 | 70 | 1 | 70 | 70 | CT-NatGas-Industrial | CT_NG | CT | SW_Peaker |  |  |  | 1991 | 2029 | 0 | SW | 70 | 1899-12-31 | 1 |  | 22
3415 | SunPeak_NVE_5658 | Sun Peak Project 5658 | teppc | NEVP | NEVP | Nevada Power Company | NEVP | SW | 1991-06-01 | 2030-01-01 | 70 | 1 | 70 | 70 | CT-NatGas-Industrial | CT_NG | CT | SW_Peaker |  |  |  | 1991 | 2029 | 0 | SW | 70 | 1899-12-31 | 1 |  | 22
3416 | SunPeak_NVE_5659 | Sun Peak Project 5659 | teppc | NEVP | NEVP | Nevada Power Company | NEVP | SW | 1991-06-01 | 2030-01-01 | 70 | 1 | 70 | 70 | CT-NatGas-Industrial | CT_NG | CT | SW_Peaker |  |  |  | 1991 | 2029 | 0 | SW | 70 | 1899-12-31 | 1 |  | 22
3417 | SUNRIS_2_PL1X3 | Sunrise Power Project AGGREGATE II | caiso | PGE_Valley | PGE_Valley | Pacific Gas and Electric Valley | PGE_Valley | CAISO | 2001-06-07 | 2050-12-31 | 586.02 | 1 | 586.02 | 586.02 | CCWhole-NatGas-Industrial | CC_NG | CC | CAISO_CCGT1 |  |  |  | 2001 | 2050 | 0 | CAISO | 586.02 | 1899-12-31 | 1 |  | 22
3418 | SUNSET_2_UNITS | MIDWAY SUNSET COGENERATION PLANT | caiso | PGE_Valley | PGE_Valley | Pacific Gas and Electric Valley | PGE_Valley | CAISO | 1989-12-18 | 2050-12-31 | 232.23 | 0.93641 | 232.23 | 248 | CT-NatGas-Industrial | Cogen_NG | Cogen | CAISO_CHP |  |  |  | 1990 | 2050 | 0 | CAISO | 248 | 1899-12-31 | 1 |  | 22
3419 | Sunshine | Sunshine Hydro-1 | teppc | PSCO | PSCO | Public Service Company of Colorado | PSCO | Excluded | 1987-09-01 | 2030-04-15 | 0.7 | 1 | 0.7 | 0.7 | Hydro | Hydro_Standard | Hydro | Excluded_Hydro |  |  |  | 1988 | 2029 | 0 | Excluded | 0.7 | 1899-12-31 | 1 |  | 22
3420 | Sunshine_Valley_Solar__LLC | Sunshine Valley Solar, LLC | rps | NEVP | SCE | Southern California Edison | SCE | CAISO | 2020-01-01 | 2050-12-31 | 104 | 1 | 104 | 104 | Solar PV - Ground mountSolar: Fixed Tilt | FixedPV_sun | Solar_Fixed | CAISO_Solar |  |  |  | 2020 | 2050 | 0 | CAISO | 104 | 0.95 | 1 | SUNSLR_1_SSVSR1 | 22
3421 | SUNSHN_2_LNDFL | Sunshine Gas Producers | caiso | SCE | SCE | Southern California Edison | SCE | CAISO | 2014-09-01 | 2050-12-31 | 15.45 | 0.7725 | 15.45 | 20 | n/a | CT_Biomass | Biogas_LandfillGas | CAISO_Biomass |  |  |  | 2015 | 2050 | 0 | CAISO | 20 | 1899-12-31 | 1 |  | 22
3422 | SutterEnergyCC_Total | SutterEnergyCC (Total CC Plant) | teppc | BANC | BANC | Balancing Authority of Northern California | SMUD | BANC | 2001-08-01 | 2050-12-31 | 525 | 1 | 525 | 525 | CCWhole-NatGas-Industrial | CC_NG | CC | BANC_CCGT |  |  |  | 2002 | 2050 | 0 | BANC | 525 | 1899-12-31 | 1 |  | 22
3423 | Swan_Falls_1 | Swan Falls-1 | teppc | IPTV | IPTV | Idaho Treasure Valley | IPCO | NW | 1994-03-01 | 2050-12-31 | 12.5 | 1 | 12.5 | 12.5 | Hydro | Hydro_Standard | Hydro | NW_Hydro |  |  |  | 1994 | 2050 | 0 | NW | 12.5 | 1899-12-31 | 1 |  | 22
3424 | Swan_Falls_2 | Swan Falls-2 | teppc | IPTV | IPTV | Idaho Treasure Valley | IPCO | NW | 1994-05-01 | 2050-12-31 | 12.5 | 1 | 12.5 | 12.5 | Hydro | Hydro_Standard | Hydro | NW_Hydro |  |  |  | 1994 | 2050 | 0 | NW | 12.5 | 1899-12-31 | 1 |  | 22
3425 | SwanHillsSagCC | Swan Hills Sagitawah-1 | teppc | BCHA | BCHA | British Columbia Transmission Company | BCHA_AESO | Excluded | 2015-10-01 | 2050-12-31 | 75 | 1 | 75 | 75 | CCWhole-SynGas | CC_Syngas | CC | Excluded_CCGT |  |  |  | 2016 | 2050 | 0 | Excluded | 75 | 1899-12-31 | 1 |  | 22
3426 | SwanHillsSagCT | Swan Hills Sagitawah Generating Facility-2 | teppc | BCHA | BCHA | British Columbia Transmission Company | BCHA_AESO | Excluded | 2015-10-01 | 2050-12-31 | 344 | 1 | 344 | 344 | CT-SynGas | CT_Syngas | CT | Excluded_Peaker |  |  |  | 2016 | 2050 | 0 | Excluded | 344 | 1899-12-31 | 1 |  | 22
3427 | SwaukValleyRanchWind | Swauk Valley Ranch Wind | teppc | PNM | PNM | Public Service Company of New Mexico | PNM_EPE | SW | 2013-03-01 | 2050-12-31 | 4.3 | 1 | 4.3 | 4.3 | WT-Onshore | wind_onshorewind | Wind | SW_Wind |  |  |  | 2013 | 2050 | 0 | SW | 4.3 | 1899-12-31 | 1 |  | 22
3428 | SWEETWATER | SWEETWATER | teppc | PAWY | PAWY | Wyoming, PACE Utility | PACE | NW | 2018-01-01 | 2050-12-31 | 80 | 1 | 80 | 80 | SolarPV-NonTracking | FixedPV_sun | Solar_Fixed | NW_Solar |  |  |  | 2018 | 2050 | 0 | NW | 80 | 1899-12-31 | 1 |  | 22
3429 | Swift_1_HY11 | Swift 1-HY11 | teppc | PACW | PACW | PacifiCorp – West | PACW | NW | 1958-12-01 | 2050-12-31 | 80 | 1 | 80 | 80 | Hydro | Hydro_Standard | Hydro | NW_Hydro |  |  |  | 1959 | 2050 | 0 | NW | 80 | 1899-12-31 | 1 |  | 22
3430 | Swift_1_HY12 | Swift 1-HY12 | teppc | PACW | PACW | PacifiCorp – West | PACW | NW | 1958-12-02 | 2050-12-31 | 80 | 1 | 80 | 80 | Hydro | Hydro_Standard | Hydro | NW_Hydro |  |  |  | 1959 | 2050 | 0 | NW | 80 | 1899-12-31 | 1 |  | 22
3431 | Swift_1_HY13 | Swift 1-HY13 | teppc | PACW | PACW | PacifiCorp – West | PACW | NW | 1958-12-03 | 2050-12-31 | 80 | 1 | 80 | 80 | Hydro | Hydro_Standard | Hydro | NW_Hydro |  |  |  | 1959 | 2050 | 0 | NW | 80 | 1899-12-31 | 1 |  | 22
3432 | SWIFT_1_NAS |  | caiso | PGE_Valley | PGE_Valley | Pacific Gas and Electric Valley | PGE_Valley | CAISO |  | 2050-12-31 | 4.8 | 1 | 4.8 | 4.8 | Battery_ | Battery_ | Battery Storage | CAISO_Li_Battery |  |  |  | 1900 | 2050 | 0 | CAISO | 4.8 | 1899-12-31 | 1 |  | 22
3433 | Swift_2_21 | Swift 2-21 | teppc | BPAT | BPAT | Bonneville Power Administration – Transmission | BPAT | NW | 1959-01-01 | 2050-12-31 | 35 | 1 | 35 | 35 | Hydro | Hydro_Standard | Hydro | NW_Hydro |  |  |  | 1959 | 2050 | 0 | NW | 35 | 1899-12-31 | 1 |  | 22
3434 | Swift_2_22 | Swift 2-22 | teppc | BPAT | BPAT | Bonneville Power Administration – Transmission | BPAT | NW | 1958-12-01 | 2050-12-31 | 35 | 1 | 35 | 35 | Hydro | Hydro_Standard | Hydro | NW_Hydro |  |  |  | 1959 | 2050 | 0 | NW | 35 | 1899-12-31 | 1 |  | 22
3435 | SYCAMR_2_UNIT_1 | Sycamore Cogeneration Unit 1 | caiso | SCE | SCE | Southern California Edison | SCE | CAISO | 1987-01-01 | 2050-12-31 | 85 | 1 | 85 | 85 | CT-NatGas-Industrial | Cogen_NG | Cogen | CAISO_CHP |  |  |  | 1987 | 2050 | 0 | CAISO | 85 | 1899-12-31 | 1 |  | 22
3436 | SYCAMR_2_UNIT_2 | Sycamore Cogeneration Unit 2 | caiso | SCE | SCE | Southern California Edison | SCE | CAISO | 1987-01-01 | 2050-12-31 | 85 | 1 | 85 | 85 | CT-NatGas-Industrial | CT_NG | CT | CAISO_Peaker2 |  |  |  | 1987 | 2050 | 0 | CAISO | 85 | 1899-12-31 | 1 |  | 22
3437 | SYCAMR_2_UNIT_3 |  | caiso | SCE | SCE | Southern California Edison | SCE | CAISO | 1987-01-01 | 2050-12-31 | 85 | 1 | 85 | 85 | CT-NatGas-Industrial | Cogen_NG | Cogen | CAISO_CHP |  |  |  | 1987 | 2050 | 0 | CAISO | 85 | 1899-12-31 | 1 |  | 22
3438 | SYCAMR_2_UNIT_4 | Sycamore Cogeneration Unit 4 | caiso | SCE | SCE | Southern California Edison | SCE | CAISO | 1987-01-01 | 2050-12-31 | 85 | 1 | 85 | 85 |  | CT_NG | CT | CAISO_Peaker2 |  |  |  | 1987 | 2050 | 0 | CAISO | 85 | 1899-12-31 | 1 |  | 22
3439 | SygitowiczCreek | Sygitowicz Creek | teppc | PNM | PNM | Public Service Company of New Mexico | PNM_EPE | SW | 1986-01-01 | 2050-12-31 | 0.45 | 1 | 0.45 | 0.45 | Hydro | Hydro_Standard | Hydro | SW_Hydro |  |  |  | 1986 | 2050 | 0 | SW | 0.45 | 1899-12-31 | 1 |  | 22
3440 | SyncrudeCC_Total | SyncrudeCC (Total CC Plant) | teppc | AESO | AESO | Alberta Electric System Operator | BCHA_AESO | Excluded | 1978-01-01 | 2050-12-01 | 528.2 | 1 | 528.2 | 528.2 | CC-AB-Cogen | Cogen_NG | Cogen | Excluded_CHP |  |  |  | 1978 | 2050 | 0 | Excluded | 528.2 | 1899-12-31 | 1 |  | 22
3441 | TABER_WG1_1 | TABER_WG1-1 | teppc | AESO | AESO | Alberta Electric System Operator | BCHA_AESO | Excluded | 2007-09-01 | 2050-12-01 | 40 | 1 | 40 | 40 | WT-Onshore | wind_onshorewind | Wind | Excluded_Wind |  |  |  | 2008 | 2050 | 0 | Excluded | 40 | 1899-12-31 | 1 |  | 22
3442 | TABER_WG2_2 | TABER_WG2-2 | teppc | AESO | AESO | Alberta Electric System Operator | BCHA_AESO | Excluded | 2006-12-01 | 2050-12-01 | 40 | 1 | 40 | 40 | WT-Onshore | wind_onshorewind | Wind | Excluded_Wind |  |  |  | 2007 | 2050 | 0 | Excluded | 40 | 1899-12-31 | 1 |  | 22
3443 | Tacoma_1_2 | Tacoma 1 & 2 | teppc | PSCO | PSCO | Public Service Company of Colorado | PSCO | Excluded | 1983-01-01 | 2050-12-31 | 4.6 | 1 | 4.6 | 4.6 | Hydro | Hydro_Standard | Hydro | Excluded_Hydro |  |  |  | 1983 | 2050 | 0 | Excluded | 4.6 | 1899-12-31 | 1 |  | 22
3444 | Tamarack | Tamarack Energy Partnership-GEN1 | teppc | IPTV | IPTV | Idaho Treasure Valley | IPCO | NW | 1983-06-01 | 2050-12-31 | 5 | 1 | 5 | 5 | Bio-ST | ST_Biomass | Biomass/Wood | NW_Biomass |  |  |  | 1983 | 2050 | 0 | NW | 5 | 1899-12-31 | 1 |  | 22
3445 | TANHIL_6_SOLART | Berry Cogen 18 | caiso | PGE_Valley | PGE_Valley | Pacific Gas and Electric Valley | PGE_Valley | CAISO | 1986-01-01 | 2050-12-31 | 17 | 1 | 17 | 17 | CT-NatGas-Aero | PVgeneric_sun | Solar_Fixed | CAISO_Solar |  |  |  | 1986 | 2050 | 0 | CAISO | 17 | 1899-12-31 | 1 |  | 22
3446 | TaylorHydro | TaylorHydroPlant-G-1 | teppc | AESO | AESO | Alberta Electric System Operator | BCHA_AESO | Excluded | 2000-03-01 | 2050-12-01 | 14 | 1 | 14 | 14 | Hydro | Hydro_Standard | Hydro | Excluded_Hydro |  |  |  | 2000 | 2050 | 0 | Excluded | 14 | 1899-12-31 | 1 |  | 22
3447 | TaylorWind1_1 | TaylorWind1-1 | teppc | BCHA | BCHA | British Columbia Transmission Company | BCHA_AESO | Excluded | 2004-12-01 | 2050-12-01 | 1.01 | 1 | 1.01 | 1.01 | WT-Onshore | wind_onshorewind | Wind | Excluded_Wind |  |  |  | 2005 | 2050 | 0 | Excluded | 1.01 | 1899-12-31 | 1 |  | 22
3448 | TaylorWind2_2 | TaylorWind2-2 | teppc | BCHA | BCHA | British Columbia Transmission Company | BCHA_AESO | Excluded | 2004-12-01 | 2050-12-01 | 1.01 | 1 | 1.01 | 1.01 | WT-Onshore | wind_onshorewind | Wind | Excluded_Wind |  |  |  | 2005 | 2050 | 0 | Excluded | 1.01 | 1899-12-31 | 1 |  | 22
3449 | TaylorWind3_3 | TaylorWind3-3 | teppc | BCHA | BCHA | British Columbia Transmission Company | BCHA_AESO | Excluded | 2004-12-01 | 2050-12-01 | 1.01 | 1 | 1.01 | 1.01 | WT-Onshore | wind_onshorewind | Wind | Excluded_Wind |  |  |  | 2005 | 2050 | 0 | Excluded | 1.01 | 1899-12-31 | 1 |  | 22
3450 | TBLMTN_6_QF | SMALL QF AGGREGATION - PARADISE | caiso | PGE_Valley | PGE_Valley | Pacific Gas and Electric Valley | PGE_Valley | CAISO | 1983-01-01 | 2050-12-31 | 2.6 | 1 | 2.6 | 2.6 | n/a | Hydro_Standard | Hydro | CAISO_Small_Hydro |  |  |  | 1983 | 2050 | 0 | CAISO | 2.6 | 1899-12-31 | 1 |  | 22
3451 | Techren_V |  | teppc | NEVP | NEVP | Nevada Power Company | NEVP | SW | 2021-12-31 | 2050-12-31 | 26 | 1 | 26 | 26 | SolarPV-Tracking | 1axPV_sun | Solar_1Axis | SW_Solar |  |  |  | 2022 | 2050 | 0 | SW | 26 | 0.95 | 1 |  | 22
3452 | Teckla_DVAR_1 | Teckla DVAR 1 | teppc | WACM | WACM | Western Area Power Administration, Colorado-Missouri Region | WACM | Excluded | 2009-04-15 | 2050-12-31 | 0.5 | 1 | 0.5 | 0.5 | VAR-Device | VAR_NOTGEN | None | Excluded_Var-DEVICE |  |  |  | 2009 | 2050 | 0 | Excluded | 0.5 | 1899-12-31 | 1 |  | 22
3453 | Teckla_DVAR_2 | Teckla DVAR 2 | teppc | WACM | WACM | Western Area Power Administration, Colorado-Missouri Region | WACM | Excluded | 2009-04-15 | 2050-12-31 | 0.5 | 1 | 0.5 | 0.5 | VAR-Device | VAR_NOTGEN | None | Excluded_Var-DEVICE |  |  |  | 2009 | 2050 | 0 | Excluded | 0.5 | 1899-12-31 | 1 |  | 22
3454 | TEHAPI_2_WIND1 | Wind Wall Monolith 1 | caiso | SCE | SCE | Southern California Edison | SCE | CAISO | 1985-11-13 | 2050-12-31 | 14.89 | 1 | 14.89 | 14.89 | n/a | wind_onshorewind | Wind | CAISO_Wind |  |  |  | 1986 | 2050 | 0 | CAISO | 14.89 | 1899-12-31 | 1 |  | 22
3455 | TEHAPI_2_WIND2 | Wind Wall Monolith 2 | caiso | SCE | SCE | Southern California Edison | SCE | CAISO | 1986-12-05 | 2050-12-31 | 21.24 | 1 | 21.24 | 21.24 | n/a | wind_onshorewind | Wind | CAISO_Wind |  |  |  | 1987 | 2050 | 0 | CAISO | 21.24 | 1899-12-31 | 1 |  | 22
3456 | TENGEN_2_PL1X2 | Berry Petroleum Placerita, Unit 1 | caiso | SCE | SCE | Southern California Edison | SCE | CAISO | 1990-03-06 | 2050-12-31 | 37.64 | 0.93632 | 37.64 | 40.2 | CT-NatGas-Aero | Cogen_NG | Cogen | CAISO_CHP |  |  |  | 1990 | 2050 | 0 | CAISO | 40.2 | 1899-12-31 | 1 |  | 22
3457 | TERMEX_2_PL1X3 | TDM | caiso | CFE | SDGE | San Diego Gas and Electric | SDGE | CAISO | 2003-07-30 | 2050-12-31 | 596 | 0.9536 | 596 | 625 | CCWhole-NatGas-Industrial | CC_NG | CC | CAISO_CCGT1 |  |  |  | 2004 | 2050 | 0 | CAISO | 625 | 1899-12-31 | 1 |  | 22
3458 | Tesla | Tesla 1 | teppc | WACM | WACM | Western Area Power Administration, Colorado-Missouri Region | WACM | Excluded | 1997-04-01 | 2050-12-31 | 27.5 | 1 | 27.5 | 27.5 | Hydro | Hydro_Standard | Hydro | Excluded_Hydro |  |  |  | 1997 | 2050 | 0 | Excluded | 27.5 | 1899-12-31 | 1 |  | 22
3459 | TESLA_1_QF | SMALL QF AGGREGATION - STOCKTON | caiso | PGE_Valley | PGE_Valley | Pacific Gas and Electric Valley | PGE_Valley | CAISO | 1982-01-01 | 2050-12-31 | 2 | 1 | 2 | 2 | n/a | Cogen_NG | Cogen | CAISO_Small_Hydro |  |  |  | 1982 | 2050 | 0 | CAISO | 2 | 1899-12-31 | 1 |  | 22
3460 | TesoroCgn1 | Tesoro SLC Cogeneration Plant-1 | teppc | PAUT | PAUT | Utah, PACE Utility | PACE | NW | 2004-06-01 | 2050-12-31 | 12.5 | 1 | 12.5 | 12.5 | CT-NatGas-Industrial | CT_NG | CT | NW_Peaker |  |  |  | 2004 | 2050 | 0 | NW | 12.5 | 1899-12-31 | 1 |  | 22
3461 | TesoroCgn2 | Tesoro SLC Cogeneration Plant-2 | teppc | PAUT | PAUT | Utah, PACE Utility | PACE | NW | 2004-06-01 | 2050-12-31 | 12.5 | 1 | 12.5 | 12.5 | CT-NatGas-Industrial | CT_NG | CT | NW_Peaker |  |  |  | 2004 | 2050 | 0 | NW | 12.5 | 1899-12-31 | 1 |  | 22
3462 | TesoroICs | Tesoro ICs | teppc | PNM | PNM | Public Service Company of New Mexico | PNM_EPE | SW | 2002-01-01 | 2050-12-31 | 18 | 1 | 18 | 18 | ICE-NatGas | ICE_NG | ICE | SW_Peaker |  |  |  | 2002 | 2050 | 0 | SW | 18 | 1899-12-31 | 1 |  | 22
3463 | The_Dalles | The Dalles | teppc | BPAT | BPAT | Bonneville Power Administration – Transmission | BPAT | NW | 1957-10-01 | 2050-12-31 | 1823 | 1 | 1823 | 1823 | Hydro | Hydro_Standard | Hydro | NW_Hydro |  |  |  | 1958 | 2050 | 0 | NW | 1823 | 1899-12-31 | 1 |  | 22
3464 | ThermoNo1_2 | Thermo No 1-2 | teppc | CISC | CISC | Southern California Edison | SCE | CAISO | 2013-04-01 | 2050-12-31 | 0 | 0 | 0 | 14 | Geo-BinaryCycle | Geothermal_steam | Geothermal | CAISO_Geothermal |  |  |  | 2013 | 2050 | 0 | CAISO | 14 | 1899-12-31 | 1 |  | 22
3465 | THMENG_1_UNIT_1 |  | caiso | PGE_Valley | PGE_Valley | Pacific Gas and Electric Valley | PGE_Valley | CAISO | 1990-04-26 | 2018-08-29 | 0 | 0 |  | 0 | n/a | Cogen_NG | Cogen | CAISO_CHP |  |  |  | 1990 | 2018 | 0 | CAISO | 0 | 1899-12-31 | 1 |  | 22
3466 | Thompson_Falls1 | Thompson Falls-TF1 | teppc | NWMT | NWMT | NorthWestern Energy | NWMT_WAUW | NW | 1917-07-01 | 2050-12-31 | 5 | 1 | 5 | 5 | Hydro | Hydro_Standard | Hydro | NW_Hydro |  |  |  | 1918 | 2050 | 0 | NW | 5 | 1899-12-31 | 1 |  | 22
3467 | Thompson_Falls2 | Thompson Falls-TF2 | teppc | NWMT | NWMT | NorthWestern Energy | NWMT_WAUW | NW | 1917-05-01 | 2050-12-31 | 5 | 1 | 5 | 5 | Hydro | Hydro_Standard | Hydro | NW_Hydro |  |  |  | 1917 | 2050 | 0 | NW | 5 | 1899-12-31 | 1 |  | 22
3468 | Thompson_Falls3 | Thompson Falls-TF3 | teppc | NWMT | NWMT | NorthWestern Energy | NWMT_WAUW | NW | 1916-11-01 | 2050-12-31 | 5 | 1 | 5 | 5 | Hydro | Hydro_Standard | Hydro | NW_Hydro |  |  |  | 1917 | 2050 | 0 | NW | 5 | 1899-12-31 | 1 |  | 22
3469 | Thompson_Falls4 | Thompson Falls-TF4 | teppc | NWMT | NWMT | NorthWestern Energy | NWMT_WAUW | NW | 1916-11-01 | 2050-12-31 | 5 | 1 | 5 | 5 | Hydro | Hydro_Standard | Hydro | NW_Hydro |  |  |  | 1917 | 2050 | 0 | NW | 5 | 1899-12-31 | 1 |  | 22
3470 | Thompson_Falls5 | Thompson Falls-TF5 | teppc | NWMT | NWMT | NorthWestern Energy | NWMT_WAUW | NW | 1915-07-01 | 2050-12-31 | 5 | 1 | 5 | 5 | Hydro | Hydro_Standard | Hydro | NW_Hydro |  |  |  | 1916 | 2050 | 0 | NW | 5 | 1899-12-31 | 1 |  | 22
3471 | Thompson_Falls6 | Thompson Falls-TF6 | teppc | NWMT | NWMT | NorthWestern Energy | NWMT_WAUW | NW | 1915-07-01 | 2050-12-31 | 5 | 1 | 5 | 5 | Hydro | Hydro_Standard | Hydro | NW_Hydro |  |  |  | 1916 | 2050 | 0 | NW | 5 | 1899-12-31 | 1 |  | 22
3472 | Thompson_Falls7 | Thompson Falls-TF7 | teppc | NWMT | NWMT | NorthWestern Energy | NWMT_WAUW | NW | 1996-01-01 | 2050-12-31 | 57.1 | 1 | 57.1 | 57.1 | Hydro | Hydro_Standard | Hydro | NW_Hydro |  |  |  | 1996 | 2050 | 0 | NW | 57.1 | 1899-12-31 | 1 |  | 22
3473 | ThousandSpring1 | Thousand Springs-1 | teppc | IPFE | IPFE | Idaho Far East | IPCO | NW | 1912-08-01 | 2050-12-31 | 1 | 1 | 1 | 1 | Hydro | Hydro_Standard | Hydro | NW_Hydro |  |  |  | 1913 | 2050 | 0 | NW | 1 | 1899-12-31 | 1 |  | 22
3474 | ThousandSpring2 | Thousand Springs-2 | teppc | IPFE | IPFE | Idaho Far East | IPCO | NW | 1912-08-01 | 2050-12-31 | 1 | 1 | 1 | 1 | Hydro | Hydro_Standard | Hydro | NW_Hydro |  |  |  | 1913 | 2050 | 0 | NW | 1 | 1899-12-31 | 1 |  | 22
3475 | ThousandSpring3 | Thousand Springs-3 | teppc | IPFE | IPFE | Idaho Far East | IPCO | NW | 1920-05-01 | 2050-12-31 | 6.8 | 1 | 6.8 | 6.8 | Hydro | Hydro_Standard | Hydro | NW_Hydro |  |  |  | 1920 | 2050 | 0 | NW | 6.8 | 1899-12-31 | 1 |  | 22
3476 | ThousandSprings | Thousand Springs Wind Park-TSWP | teppc | IPFE | IPFE | Idaho Far East | IPCO | NW | 2010-12-22 | 2050-12-31 | 12 | 1 | 12 | 12 | WT-Onshore | wind_onshorewind | Wind | NW_Wind |  |  |  | 2011 | 2050 | 0 | NW | 12 | 1899-12-31 | 1 |  | 22
3477 | Three_Mile_Canyon |  | teppc | CISC | CISC | Southern California Edison | SCE | CAISO | 2009-06-01 | 2050-12-31 | 100 | 1 | 100 | 100 | WT-Onshore | wind_onshorewind | Wind | CAISO_Wind |  |  |  | 2009 | 2050 | 0 | CAISO | 100 | 1899-12-31 | 1 |  | 22
3478 | Three_Sisters_1 | Three Sisters-1 | teppc | AESO | AESO | Alberta Electric System Operator | BCHA_AESO | Excluded | 1954-01-01 | 2050-12-01 | 3 | 1 | 3 | 3 | Hydro | Hydro_Standard | Hydro | Excluded_Hydro |  |  |  | 1954 | 2050 | 0 | Excluded | 3 | 1899-12-31 | 1 |  | 22
3479 | Thunderegg_Solar |  | teppc | IPFE | IPFE | Idaho Far East | IPCO | NW | 2016-12-31 | 2050-12-31 | 140 | 1 | 140 | 140 | SolarPV-NonTracking | FixedPV_sun | Solar_Fixed | NW_Solar |  |  |  | 2017 | 2050 | 0 | NW | 140 | 1899-12-31 | 1 |  | 22
3480 | Tiber_Dam | Tiber Dam Hydroelectric Plant-HY1 | teppc | WAUW | WAUW | Western Area Power Administration, Upper Great Plains – West | NWMT_WAUW | NW | 2005-06-26 | 2040-12-31 | 7.5 | 1 | 7.5 | 7.5 | Hydro | Hydro_Standard | Hydro | NW_Hydro |  |  |  | 2005 | 2040 | 0 | NW | 7.5 | 1899-12-31 | 1 |  | 22
3481 | TIDWTR_2_UNITS |  | caiso | PGE_Bay | PGE_Bay | Pacific Gas and Electric Bay | PGE_Bay | CAISO | 1987-02-23 | 2050-12-31 | 14.84 | 0.12927 | 14.84 | 114.8 | CCWhole-NatGas-Aero | CT_NG | CT | CAISO_Peaker1 |  |  |  | 1987 | 2050 | 0 | CAISO | 114.8 | 1899-12-31 | 1 |  | 22
3482 | Tierra_del_Sol__Solar_Farm | Tierra del Sol Solar Farm | rps | IID | SDG&E | San Diego Gas and Electric | SDGE | CAISO | 2016-06-28 | 2050-12-31 | 45 | 1 | 45 | 45 | Solar PV - Ground mountSolar: Tracking (2 Axis) | 2axPV_sun | Solar_2Axis | CAISO_Solar |  |  |  | 2016 | 2050 | 0 | CAISO | 45 | 1899-12-31 | 1 |  | 22
3483 | TietonDamHydroUNIT1 | Tieton Dam Hydro Electric Project-UNIT1 | teppc | PACW | PACW | PacifiCorp – West | PACW | NW | 2006-09-01 | 2050-12-31 | 6.9 | 1 | 6.9 | 6.9 | Hydro | Hydro_Standard | Hydro | NW_Small_Hydro | CAISO | 6.9 |  | 2007 | 2050 | 0 | CAISO | 6.9 | 1899-12-31 | 1 |  | 22
3484 | TietonDamHydroUNIT2 | Tieton Dam Hydro Electric Project-UNIT2 | teppc | CISC | CISC | Southern California Edison | SCE | CAISO | 2006-09-01 | 2050-12-31 | 6.9 | 1 | 6.9 | 6.9 | Hydro | Hydro_Standard | Hydro | CAISO_Hydro |  |  |  | 2007 | 2050 | 0 | CAISO | 6.9 | 1899-12-31 | 1 |  | 22
3485 | TIFFNY_1_DILLON | TIFFNY_1_DILLON | caiso | SCE | SCE | Southern California Edison | SCE | CAISO | 2008-04-18 | 2050-12-31 | 45 | 1 | 45 | 45 | n/a | wind_onshorewind | Wind | CAISO_Wind |  |  |  | 2008 | 2050 | 0 | CAISO | 45 | 1899-12-31 | 1 |  | 22
3486 | TIGRCK_7_UNITS | TIGER CREEK HYDRO AGGREGATE | caiso | PGE_Valley | PGE_Valley | Pacific Gas and Electric Valley | PGE_Valley | CAISO | 1931-01-01 | 2050-12-31 | 62 | 1 | 62 | 62 | n/a | Hydro_Standard | Hydro | CAISO_Hydro |  |  |  | 1931 | 2050 | 0 | CAISO | 62 | 1899-12-31 | 1 |  | 22
3487 | Tipella1 | Tipella (TPA, Kwalsa Energy)-1_Tipella (TPA, Kwalsa Energy)-1_IPP-TPA | teppc | BCHA | BCHA | British Columbia Transmission Company | BCHA_AESO | Excluded | 2009-11-12 | 2049-10-19 | 9.68 | 1 | 9.68 | 9.68 | Hydro | Hydro_Standard | Hydro | Excluded_Hydro |  |  |  | 2010 | 2049 | 0 | Excluded | 9.68 | 1899-12-31 | 1 |  | 22
3488 | Tipella2 | Tipella (TPA, Kwalsa Energy)-2_Tipella (TPA, Kwalsa Energy)-2_IPP-TPA | teppc | BCHA | BCHA | British Columbia Transmission Company | BCHA_AESO | Excluded | 2009-11-12 | 2049-10-19 | 9.68 | 1 | 9.68 | 9.68 | Hydro | Hydro_Standard | Hydro | Excluded_Hydro |  |  |  | 2010 | 2049 | 0 | Excluded | 9.68 | 1899-12-31 | 1 |  | 22
3489 | TKOPWR_6_HYDRO | Bear Creek Hydroelectric Project | caiso | PGE_Valley | PGE_Valley | Pacific Gas and Electric Valley | PGE_Valley | CAISO | 1986-01-15 | 2050-12-31 | 2.83 | 1 | 2.83 | 2.83 | n/a | Hydro_Standard | Hydro | CAISO_Small_Hydro |  |  |  | 1986 | 2050 | 0 | CAISO | 2.83 | 1899-12-31 | 1 |  | 22
3490 | TMPLTN_2_SOLAR | Vintner Solar | caiso | PGE_Valley | PGE_Valley | Pacific Gas and Electric Valley | PGE_Valley | CAISO | 2014-03-05 | 2050-12-31 | 1.5 | 1 | 1.5 | 1.5 | n/a | PVgeneric_sun | Solar_Fixed | CAISO_Solar |  |  |  | 2014 | 2050 | 0 | CAISO | 1.5 | 1899-12-31 | 1 |  | 22
3491 | TOADTW_6_UNIT | TOAD TOWN | caiso | PGE_Valley | PGE_Valley | Pacific Gas and Electric Valley | PGE_Valley | CAISO | 1986-01-01 | 2050-12-31 | 1.5 | 1 | 1.5 | 1.5 | n/a | Hydro_Standard | Hydro | CAISO_Small_Hydro |  |  |  | 1986 | 2050 | 0 | CAISO | 1.5 | 1899-12-31 | 1 |  | 22
3492 | Toketee_Falls_1 | Toketee Falls-1 | teppc | PACW | PACW | PacifiCorp – West | PACW | NW | 1950-02-01 | 2050-12-31 | 14.67 | 1 | 14.67 | 14.67 | Hydro | Hydro_Standard | Hydro | NW_Hydro |  |  |  | 1950 | 2050 | 0 | NW | 14.67 | 1899-12-31 | 1 |  | 22
3493 | Toketee_Falls_2 | Toketee Falls-2 | teppc | PACW | PACW | PacifiCorp – West | PACW | NW | 1949-12-01 | 2050-12-31 | 14.67 | 1 | 14.67 | 14.67 | Hydro | Hydro_Standard | Hydro | NW_Hydro |  |  |  | 1950 | 2050 | 0 | NW | 14.67 | 1899-12-31 | 1 |  | 22
3494 | Toketee_Falls_3 | Toketee Falls-3 | teppc | PACW | PACW | PacifiCorp – West | PACW | NW | 1905-05-03 | 2050-12-31 | 14.67 | 1 | 14.67 | 14.67 | Hydro | Hydro_Standard | Hydro | NW_Hydro |  |  |  | 1905 | 2050 | 0 | NW | 14.67 | 1899-12-31 | 1 |  | 22
3495 | ToledoMill1 | Georgia Pacific Toledo Mill-TG1 | teppc | PNM | PNM | Public Service Company of New Mexico | PNM_EPE | SW | 2004-12-01 | 2050-12-31 | 15 | 1 | 15 | 15 | Bio-ST | ST_Biomass | Biomass/Wood | SW_Biomass |  |  |  | 2005 | 2050 | 0 | SW | 15 | 1899-12-31 | 1 |  | 22
3496 | TOPAZ_2_SOLAR | Topaz Solar Farms | caiso | PGE_Bay | PGE_Bay | Pacific Gas and Electric Bay | PGE_Bay | CAISO | 2014-10-27 | 2050-12-31 | 550 | 1 | 550 | 550 | n/a | PVgeneric_sun | Solar_Fixed | CAISO_Solar |  |  |  | 2015 | 2050 | 0 | CAISO | 550 | 1899-12-31 | 1 |  | 22
3497 | TopoftheWorld | Top of the World Windpower Project-TOTW1 | teppc | PAWY | PAWY | Wyoming, PACE Utility | PACE | NW | 2010-10-28 | 2050-12-31 | 200.2 | 1 | 200.2 | 200.2 | WT-Onshore | wind_onshorewind | Wind | NW_Wind |  |  |  | 2011 | 2050 | 0 | NW | 200.2 | 1899-12-31 | 1 |  | 22
3498 | TORTLA_1_SOLAR | Longboat Solar | caiso | SCE | SCE | Southern California Edison | SCE | CAISO | 2016-12-16 | 2050-12-31 | 20 | 1 | 20 | 20 | PVgeneric_sun | PVgeneric_sun | Solar_Fixed | CAISO_Solar |  |  |  | 2017 | 2050 | 0 | CAISO | 20 | 1899-12-31 | 1 |  | 22
3499 | Total_Joslyn_1 | Total Joslyn-1 | teppc | BCHA | BCHA | British Columbia Transmission Company | BCHA_AESO | Excluded | 2015-10-16 | 2050-12-31 | 85 | 1 | 85 | 85 | CT-NatGas-Industrial | CT_NG | CT | Excluded_Peaker |  |  |  | 2016 | 2050 | 0 | Excluded | 85 | 1899-12-31 | 1 |  | 22
3500 | Towaoc | Towaoc 1 | teppc | WACM | WACM | Western Area Power Administration, Colorado-Missouri Region | WACM | Excluded | 1993-05-01 | 2050-12-31 | 12.1 | 1 | 12.1 | 12.1 | Hydro | Hydro_Standard | Hydro | Excluded_Hydro |  |  |  | 1993 | 2050 | 0 | Excluded | 12.1 | 1899-12-31 | 1 |  | 22
3501 | Tracy_3 | Tracy ST 3 | teppc | SPPC | SPPC | Nevada Power Company | NEVP | SW | 1974-10-01 | 2030-01-01 | 113 | 1 | 113 | 113 | ST-NatGas | ST_NG | Steam | SW_ST |  |  |  | 1975 | 2029 | 0 | SW | 113 | 1899-12-31 | 1 |  | 22
3502 | Tracy_NV_CC1 | TracyNVCC1 (Total CC Plant) | teppc | SPPC | SPPC | Nevada Power Company | NEVP | SW | 2012-11-01 | 2050-12-31 | 110.2 | 1 | 110.2 | 110.2 | CCWhole-NatGas-Industrial | CC_NG | CC | SW_CCGT |  |  |  | 2013 | 2050 | 0 | SW | 110.2 | 1899-12-31 | 1 |  | 22
3503 | Tracy_NV_CC2 | TracyNVCC1 (Total CC Plant) | teppc | SPPC | SPPC | Nevada Power Company | NEVP | SW | 1997-03-01 | 2044-12-31 | 530 | 1 | 530 | 530 | CCWhole-NatGas-Industrial | CC_NG | CC | SW_CCGT |  |  |  | 1997 | 2044 | 0 | SW | 530 | 1899-12-31 | 1 |  | 22
3504 | Trail_Bridge | Trail Bridge-HY1 | teppc | PNM | PNM | Public Service Company of New Mexico | PNM_EPE | SW | 1962-12-01 | 2030-04-15 | 10 | 1 | 10 | 10 | Hydro | Hydro_Standard | Hydro | SW_Hydro |  |  |  | 1963 | 2029 | 0 | SW | 10 | 1899-12-31 | 1 |  | 22
3505 | TRANWND_25637_QF | TRANWND_25637 | teppc | CISC | CISC | Southern California Edison | SCE | CAISO | 2014-12-13 | 2050-12-31 | 40 | 1 | 40 | 40 | WT-Onshore | wind_onshorewind | Wind | CAISO_Wind |  |  |  | 2015 | 2050 | 0 | CAISO | 40 | 1899-12-31 | 1 |  | 22
3506 | TRE_G2 | TRE G2 | teppc | BCHA | BCHA | British Columbia Transmission Company | BCHA_AESO | Excluded | 2018-03-30 | 2050-03-30 | 3.5 | 1 | 3.5 | 3.5 | hydro | Hydro_Standard | Hydro | Excluded_Hydro |  |  |  | 2018 | 2049 | 0 | Excluded | 3.5 | 1899-12-31 | 1 |  | 22
3507 | TrethewayCreek1 | Tretheway Creek-1_Tretheway Creek-1_IPP-TWY | teppc | BCHA | BCHA | British Columbia Transmission Company | BCHA_AESO | Excluded | 2015-11-01 | 2055-11-01 | 10.59 | 1 | 10.59 | 10.59 | Hydro | Hydro_Standard | Hydro | Excluded_Hydro |  |  |  | 2016 | 2055 | 0 | Excluded | 10.59 | 1899-12-31 | 1 |  | 22
3508 | TrethewayCreek2 | Tretheway Creek-2_Tretheway Creek-2_IPP-TWY | teppc | BCHA | BCHA | British Columbia Transmission Company | BCHA_AESO | Excluded | 2015-11-01 | 2055-11-01 | 10.59 | 1 | 10.59 | 10.59 | Hydro | Hydro_Standard | Hydro | Excluded_Hydro |  |  |  | 2016 | 2055 | 0 | Excluded | 10.59 | 1899-12-31 | 1 |  | 22
3509 | Trinity_1 | Trinity 1 | teppc | BANC | BANC | Balancing Authority of Northern California | SMUD | BANC | 1963-12-01 | 2050-12-31 | 70 | 1 | 70 | 70 | Hydro | Hydro_Standard | Hydro | BANC_Hydro |  |  |  | 1964 | 2050 | 0 | BANC | 70 | 1899-12-31 | 1 |  | 22
3510 | Trinity_2 | Trinity 2 | teppc | BANC | BANC | Balancing Authority of Northern California | SMUD | BANC | 1963-12-01 | 2050-12-31 | 70 | 1 | 70 | 70 | Hydro | Hydro_Standard | Hydro | BANC_Hydro |  |  |  | 1964 | 2050 | 0 | BANC | 70 | 1899-12-31 | 1 |  | 22
3511 | Trio_1 | Trio-1_Trio-1_IPP-TRE | teppc | BCHA | BCHA | British Columbia Transmission Company | BCHA_AESO | Excluded | 2015-05-01 | 2055-05-01 | 25.5 | 1 | 25.5 | 25.5 | Hydro | Hydro_Standard | Hydro | Excluded_Hydro |  |  |  | 2015 | 2054 | 0 | Excluded | 25.5 | 1899-12-31 | 1 |  | 22
3512 | Trio_2 | Trio-2_Trio-2_IPP-TRE | teppc | PSCO | PSCO | Public Service Company of Colorado | PSCO | Excluded | 2015-05-01 | 2055-05-01 | 13.75 | 1 | 13.75 | 13.75 | Hydro | Hydro_Standard | Hydro | Excluded_Hydro |  |  |  | 2015 | 2054 | 0 | Excluded | 13.75 | 1899-12-31 | 1 |  | 22
3513 | TRNQL8_2_AMASR1 | Tranquillity 8 Amarillo | caiso | PGE_Valley | PGE_Valley | Pacific Gas and Electric Valley | PGE_Valley | CAISO | 2017-12-26 | 2050-12-31 | 20 | 1 | 20 | 20 | PHOTO VOLTAIC_SUN | PVgeneric_sun | Solar_Fixed | CAISO_Solar |  |  |  | 2018 | 2050 | 0 | CAISO | 20 | 1899-12-31 | 1 |  | 22
3514 | TRNQL8_2_AZUSR1 | Tranquillity 8 Azul | caiso | PGE_Valley | PGE_Valley | Pacific Gas and Electric Valley | PGE_Valley | CAISO | 2017-12-26 | 2050-12-31 | 20 | 1 | 20 | 20 | PHOTO VOLTAIC_SUN | PVgeneric_sun | Solar_Fixed | CAISO_Solar |  |  |  | 2018 | 2050 | 0 | CAISO | 20 | 1899-12-31 | 1 |  | 22
3515 | TRNQL8_2_ROJSR1 | Tranquillity 8 Rojo | caiso | PGE_Valley | PGE_Valley | Pacific Gas and Electric Valley | PGE_Valley | CAISO | 2018-04-14 | 2050-12-31 | 100 | 1 | 100 | 100 | PHOTO VOLTAIC_SUN | PVgeneric_sun | Solar_Fixed | CAISO_Solar |  |  |  | 2018 | 2050 | 0 | CAISO | 100 | 1899-12-31 | 1 |  | 22
3516 | TRNQL8_2_VERSR1 | Tranquillity 8 Verde | caiso | PGE_Valley | PGE_Valley | Pacific Gas and Electric Valley | PGE_Valley | CAISO | 2018-04-17 | 2050-12-31 | 60 | 1 | 60 | 60 | PHOTO VOLTAIC_SUN | PVgeneric_sun | Solar_Fixed | CAISO_Solar |  |  |  | 2018 | 2050 | 0 | CAISO | 60 | 1899-12-31 | 1 |  | 22
3517 | TRNQLT_2_SOLAR | Tranquillity | caiso | PGE_Valley | PGE_Valley | Pacific Gas and Electric Valley | PGE_Valley | CAISO | 2016-07-28 | 2050-12-31 | 200 | 1 | 200 | 200 | n/a | PVgeneric_sun | Solar_Fixed | CAISO_Solar |  |  |  | 2017 | 2050 | 0 | CAISO | 200 | 1899-12-31 | 1 |  | 22
3518 | TRNSWD_1_QF |  | caiso | SCE | SCE | Southern California Edison | SCE | CAISO | 1984-12-03 | 2050-12-31 | 38.97 | 1 | 38.97 | 38.97 | n/a | wind_onshorewind | Wind | CAISO_Wind |  |  |  | 1985 | 2050 | 0 | CAISO | 38.97 | 1899-12-31 | 1 |  | 22
3519 | TroutCoBillngsleyCrk | Trout-Co-1 a.k.a. Billingsley Creek | teppc | IPFE | IPFE | Idaho Far East | IPCO | NW | 1986-12-01 | 2030-04-15 | 0.24 | 1 | 0.24 | 0.24 | Hydro | Hydro_Standard | Hydro | NW_Hydro |  |  |  | 1987 | 2029 | 0 | NW | 0.24 | 1899-12-31 | 1 |  | 22
3520 | TuanaGulch | Tuana Gulch Wind Park-TGWP | teppc | IPFE | IPFE | Idaho Far East | IPCO | NW | 2010-12-22 | 2050-12-31 | 10.5 | 1 | 10.5 | 10.5 | WT-Onshore | wind_onshorewind | Wind | NW_Wind |  |  |  | 2011 | 2050 | 0 | NW | 10.5 | 1899-12-31 | 1 |  | 22
3521 | TuanaSprings | Tuana Springs-1 | teppc | IPMV | IPMV | Idaho Magic Valley | IPCO | NW | 2010-05-11 | 2050-12-31 | 35.7 | 1 | 35.7 | 35.7 | WT-Onshore | wind_onshorewind | Wind | NW_Wind |  |  |  | 2010 | 2050 | 0 | NW | 35.7 | 1899-12-31 | 1 |  | 22
3522 | Tucannon_River_Wind |  | teppc | PGE | PGE | Portland General Electric Company | PortlandGE | NW | 2014-12-16 | 2050-12-31 | 9 | 1 | 9 | 9 | WT-Onshore | wind_onshorewind | Wind | NW_Wind |  |  |  | 2015 | 2050 | 0 | NW | 9 | 1899-12-31 | 1 |  | 22
3523 | TULEWD_1_TULWD1 | Tule Wind | caiso | SDGE | SDGE | San Diego Gas and Electric | SDGE | CAISO |  | 2050-12-31 | 127.6 | 1 | 127.6 | 127.6 | WIND_WIND | wind_onshorewind | Wind | CAISO_Wind |  |  |  | 1900 | 2050 | 0 | CAISO | 127.6 | 1899-12-31 | 1 |  | 22
3524 | TULLCK_7_UNITS | Tullock Hydro | caiso | PGE_Valley | PGE_Valley | Pacific Gas and Electric Valley | PGE_Valley | CAISO | 1958-01-01 | 2050-12-31 | 25.9 | 1 | 25.9 | 25.9 | n/a | Hydro_Standard | Hydro | CAISO_Hydro |  |  |  | 1958 | 2050 | 0 | CAISO | 25.9 | 1899-12-31 | 1 |  | 22
3525 | Tumbler_Ridge1 | Tumbler Ridge Wind-1_Tumbler Ridge Wind-1_IPP-TRW | teppc | BCHA | BCHA | British Columbia Transmission Company | BCHA_AESO | Excluded | 2014-11-01 | 2039-11-01 | 10.5 | 1 | 10.5 | 10.5 | WT-Onshore | wind_onshorewind | Wind | Excluded_Wind |  |  |  | 2015 | 2039 | 0 | Excluded | 10.5 | 1899-12-31 | 1 |  | 22
3526 | Tumbler_Ridge2 | Tumbler Ridge Wind-2_Tumbler Ridge Wind-2_IPP-TRW | teppc | BCHA | BCHA | British Columbia Transmission Company | BCHA_AESO | Excluded | 2014-11-01 | 2039-11-01 | 11.2 | 1 | 11.2 | 11.2 | WT-Onshore | wind_onshorewind | Wind | Excluded_Wind |  |  |  | 2015 | 2039 | 0 | Excluded | 11.2 | 1899-12-31 | 1 |  | 22
3527 | Tumbler_Ridge3 | Tumbler Ridge Wind-3_Tumbler Ridge Wind-3_IPP-TRW | teppc | BCHA | BCHA | British Columbia Transmission Company | BCHA_AESO | Excluded | 2014-11-01 | 2039-11-01 | 4.8 | 1 | 4.8 | 4.8 | WT-Onshore | wind_onshorewind | Wind | Excluded_Wind |  |  |  | 2015 | 2039 | 0 | Excluded | 4.8 | 1899-12-31 | 1 |  | 22
3528 | Tumbler_Ridge4 | Tumbler Ridge Wind-4_Tumbler Ridge Wind-4_IPP-TRW | teppc | BCHA | BCHA | British Columbia Transmission Company | BCHA_AESO | Excluded | 2014-11-01 | 2039-11-01 | 19.2 | 1 | 19.2 | 19.2 | WT-Onshore | wind_onshorewind | Wind | Excluded_Wind |  |  |  | 2015 | 2039 | 0 | Excluded | 19.2 | 1899-12-31 | 1 |  | 22
3529 | Tumbler_Ridge5 | Tumbler Ridge Wind-5_Tumbler Ridge Wind-5_IPP-TRW | teppc | BCHA | BCHA | British Columbia Transmission Company | BCHA_AESO | Excluded | 2014-11-01 | 2039-11-01 | 1.5 | 1 | 1.5 | 1.5 | WT-Onshore | wind_onshorewind | Wind | Excluded_Wind |  |  |  | 2015 | 2039 | 0 | Excluded | 1.5 | 1899-12-31 | 1 |  | 22
3530 | TUNGSTEN_P1 | Tungsten Geothermal | teppc | SPPC | SPPC | Nevada Power Company | NEVP | SW | 2017-01-01 | 2050-12-31 | 43.5 | 1 | 43.5 | 43.5 | Renewable Thermal | Geothermal_steam | Geothermal | SW_Geothermal |  |  |  | 2017 | 2050 | 0 | SW | 43.5 | 1899-12-31 | 1 |  | 22
3531 | Tunnel | Tunnel 1 Power Project-GEN1_61023 | teppc | IPFE | IPFE | Idaho Far East | IPCO | NW | 1993-06-08 | 2050-12-31 | 7 | 1 | 7 | 7 | Hydro | Hydro_Standard | Hydro | NW_Hydro |  |  |  | 1993 | 2050 | 0 | NW | 7 | 1899-12-31 | 1 |  | 22
3532 | Tuolumne_Wind | Tuolumne Wind Project-W1 | teppc | TPWR | TPWR | Tacoma Power | BPAT | NW | 2009-05-01 | 2050-12-31 | 68.3 | 1 | 68.3 | 68.3 | WT-Onshore | wind_onshorewind | Wind | NW_Wind |  |  |  | 2009 | 2050 | 0 | NW | 68.3 | 1899-12-31 | 1 |  | 22
3533 | TUPMAN_1_BIOGAS | ABEC Bidart-Stockale #1 | caiso | PGE_Valley | PGE_Valley | Pacific Gas and Electric Valley | PGE_Valley | CAISO | 2013-03-20 | 2050-12-31 | 0.41 | 0.68333 | 0.41 | 0.6 | n/a | Biogas_ | Biogas_LandfillGas | CAISO_Biomass |  |  |  | 2013 | 2050 | 0 | CAISO | 0.6 | 1899-12-31 | 1 |  | 22
3534 | Turnbull1 | Turnbull Hydro-1 | teppc | CISC | CISC | Southern California Edison | SCE | CAISO | 2011-09-16 | 2050-12-31 | 5.3 | 1 | 5.3 | 5.3 | HydroRPS | Hydro_Standard | Hydro | CAISO_Hydro |  |  |  | 2012 | 2050 | 0 | CAISO | 5.3 | 1899-12-31 | 1 |  | 22
3535 | Turnbull2 | Turnbull Hydro-2 | teppc | CISC | CISC | Southern California Edison | SCE | CAISO | 2011-09-16 | 2050-12-31 | 7.7 | 1 | 7.7 | 7.7 | HydroRPS | Hydro_Standard | Hydro | CAISO_Hydro |  |  |  | 2012 | 2050 | 0 | CAISO | 7.7 | 1899-12-31 | 1 |  | 22
3536 | TURQ_GEN | Turquoise Solar | teppc | SPPC | SPPC | Nevada Power Company | NEVP | SW | 2018-01-01 | 2050-12-31 | 61 | 1 | 61 | 61 | SolarPV-NonTracking | FixedPV_sun | Solar_Fixed | SW_Solar | CAISO | 10 |  | 2018 | 2050 | 51 | CAISO | 10 | 1899-12-31 | 1 |  | 22
3537 | Tuscarora_G9200 | Hot Sulphur Springs (Tuscarora Project) G9200 | teppc | SPPC | SPPC | Nevada Power Company | NEVP | SW | 2012-01-11 | 2050-12-31 | 12 | 1 | 12 | 12 | Geo-BinaryCycle | Geothermal_steam | Geothermal | SW_Geothermal |  |  |  | 2012 | 2050 | 0 | SW | 12 | 1899-12-31 | 1 |  | 22
3538 | Tuscarora_G9201 | Hot Sulphur Springs (Tuscarora Project) G9250 | teppc | SPPC | SPPC | Nevada Power Company | NEVP | SW | 2012-01-11 | 2050-12-31 | 12 | 1 | 12 | 12 | Geo-BinaryCycle | Geothermal_steam | Geothermal | SW_Geothermal |  |  |  | 2012 | 2050 | 0 | SW | 12 | 1899-12-31 | 1 |  | 22
3539 | Twin_Buttes_1 | Twin Buttes WT1 | teppc | PSCO | PSCO | Public Service Company of Colorado | PSCO | Excluded | 2007-10-01 | 2050-12-01 | 75 | 1 | 75 | 75 | WT-Onshore | wind_onshorewind | Wind | Excluded_Wind |  |  |  | 2008 | 2050 | 0 | Excluded | 75 | 1899-12-31 | 1 |  | 22
3540 | Twin_Buttes_2 | Twin Buttes II Wind Project¦Twin Buttes Wind Project-WT2 | teppc | PSCO | PSCO | Public Service Company of Colorado | PSCO | Excluded | 2017-12-01 | 2050-12-31 | 76 | 1 | 76 | 76 | WT-Onshore | wind_onshorewind | Wind | Excluded_Wind |  |  |  | 2018 | 2050 | 0 | Excluded | 76 | 1899-12-31 | 1 |  | 22
3541 | Twin_Falls_1 | Twin Falls-1 | teppc | IPMV | IPMV | Idaho Magic Valley | IPCO | NW | 1935-03-01 | 2050-12-31 | 8.43 | 1 | 8.43 | 8.43 | Hydro | Hydro_Standard | Hydro | NW_Hydro |  |  |  | 1935 | 2050 | 0 | NW | 8.43 | 1899-12-31 | 1 |  | 22
3542 | Twin_Falls_2 | Twin Falls-2 | teppc | IPMV | IPMV | Idaho Magic Valley | IPCO | NW | 1995-07-01 | 2050-12-31 | 44.3 | 1 | 44.3 | 44.3 | Hydro | Hydro_Standard | Hydro | NW_Hydro |  |  |  | 1996 | 2050 | 0 | NW | 44.3 | 1899-12-31 | 1 |  | 22
3543 | Twin_Falls1 | Twin Falls Hydro-UNI1 | teppc | PSEI | PSEI | Puget Sound Energy | BPAT | NW | 1989-12-01 | 2050-12-31 | 12 | 1 | 12 | 12 | Hydro | Hydro_Standard | Hydro | NW_Hydro |  |  |  | 1990 | 2050 | 0 | NW | 12 | 1899-12-31 | 1 |  | 22
3544 | Twin_Falls2 | Twin Falls Hydro-UNI2 | teppc | PSEI | PSEI | Puget Sound Energy | BPAT | NW | 1989-12-01 | 2050-12-31 | 12 | 1 | 12 | 12 | Hydro | Hydro_Standard | Hydro | NW_Hydro |  |  |  | 1990 | 2050 | 0 | NW | 12 | 1899-12-31 | 1 |  | 22
3545 | TWISSL_6_SOLAR | Nickel 1 ("NLH1") | caiso | PGE_Valley | PGE_Valley | Pacific Gas and Electric Valley | PGE_Valley | CAISO | 2012-11-27 | 2050-12-31 | 1.5 | 1 | 1.5 | 1.5 | n/a | PVgeneric_sun | Solar_Fixed | CAISO_Solar |  |  |  | 2013 | 2050 | 0 | CAISO | 1.5 | 1899-12-31 | 1 |  | 22
3546 | TWISSL_6_SOLAR1 | Coronal Lost Hills | caiso | SCE | SCE | Southern California Edison | SCE | CAISO | 2015-05-15 | 2050-12-31 | 20 | 1 | 20 | 20 | n/a | PVgeneric_sun | Solar_Fixed | CAISO_Solar |  |  |  | 2015 | 2050 | 0 | CAISO | 20 | 1899-12-31 | 1 |  | 22
3547 | Two_Dot | Two Dot Wind Farm-1 | teppc | NWMT | NWMT | NorthWestern Energy | NWMT_WAUW | NW | 2013-03-31 | 2050-12-31 | 9.7 | 1 | 9.7 | 9.7 | WT-Onshore | wind_onshorewind | Wind | NW_Wind |  |  |  | 2013 | 2050 | 0 | NW | 9.7 | 1899-12-31 | 1 |  | 22
3548 | Two_Fiets | Two Fiets | rps | SCE | SCE | Southern California Edison | SCE | CAISO | 2019-01-25 | 2050-12-31 | 0 | 0 |  | 0.8 | Digester gasnan | Biogas_ | Biogas_LandfillGas | CAISO_Biomass |  |  |  | 2019 | 2050 | 0 | CAISO | 0.8 | 0.95 | 1 | RECTOR_2_TFDBM1 | 22
3549 | Two_Ponds | Two Ponds Windfarm-1 | teppc | IPFE | IPFE | Idaho Far East | IPCO | NW | 2012-07-21 | 2050-12-31 | 23 | 1 | 23 | 23 | WT-Onshore | wind_onshorewind | Wind | NW_Wind |  |  |  | 2013 | 2050 | 0 | NW | 23 | 1899-12-31 | 1 |  | 22
3550 | TX_ELK_6_SOLAR1 | Castor | caiso | PGE_Valley | PGE_Valley | Pacific Gas and Electric Valley | PGE_Valley | CAISO | 2016-04-02 | 2050-12-31 | 1.5 | 1 | 1.5 | 1.5 | n/a | PVgeneric_sun | Solar_Fixed | CAISO_Solar |  |  |  | 2016 | 2050 | 0 | CAISO | 1.5 | 1899-12-31 | 1 |  | 22
3551 | TXMCKT_6_UNIT |  | caiso | PGE_Valley | PGE_Valley | Pacific Gas and Electric Valley | PGE_Valley | CAISO | 1994-10-01 | 2050-12-31 | 3.39 | 0.30268 | 3.39 | 11.2 | CT-NatGas-Aero | Cogen_NG | Cogen | CAISO_CHP |  |  |  | 1995 | 2050 | 0 | CAISO | 11.2 | 1899-12-31 | 1 |  | 22
3552 | Tyson_Creek_1 | Tyson Creek-1_Tyson Creek-1_IPP-TYS | teppc | BCHA | BCHA | British Columbia Transmission Company | BCHA_AESO | Excluded | 2009-12-31 | 2049-12-22 | 9.3 | 1 | 9.3 | 9.3 | Hydro | Hydro_Standard | Hydro | Excluded_Hydro |  |  |  | 2010 | 2049 | 0 | Excluded | 9.3 | 1899-12-31 | 1 |  | 22
3553 | U_Bonnington_1 | U Bonnington-1_U Bonnington-1_FBC-UBO | teppc | BCHA | BCHA | British Columbia Transmission Company | BCHA_AESO | Excluded | 1999-11-11 | 2033-03-31 | 5.5 | 1 | 5.5 | 5.5 | Hydro | Hydro_Standard | Hydro | Excluded_Hydro |  |  |  | 2000 | 2032 | 0 | Excluded | 5.5 | 1899-12-31 | 1 |  | 22
3554 | U_Bonnington_2 | U Bonnington-2_U Bonnington-2_FBC-UBO | teppc | BCHA | BCHA | British Columbia Transmission Company | BCHA_AESO | Excluded | 1999-11-11 | 2033-03-31 | 5.5 | 1 | 5.5 | 5.5 | Hydro | Hydro_Standard | Hydro | Excluded_Hydro |  |  |  | 2000 | 2032 | 0 | Excluded | 5.5 | 1899-12-31 | 1 |  | 22
3555 | U_Bonnington_3 | U Bonnington-3_U Bonnington-3_FBC-UBO | teppc | BCHA | BCHA | British Columbia Transmission Company | BCHA_AESO | Excluded | 1999-11-11 | 2033-03-31 | 5.5 | 1 | 5.5 | 5.5 | Hydro | Hydro_Standard | Hydro | Excluded_Hydro |  |  |  | 2000 | 2032 | 0 | Excluded | 5.5 | 1899-12-31 | 1 |  | 22
3556 | U_Bonnington_4 | U Bonnington-4_U Bonnington-4_FBC-UBO | teppc | BCHA | BCHA | British Columbia Transmission Company | BCHA_AESO | Excluded | 1999-11-11 | 2033-03-31 | 5.5 | 1 | 5.5 | 5.5 | Hydro | Hydro_Standard | Hydro | Excluded_Hydro |  |  |  | 2000 | 2032 | 0 | Excluded | 5.5 | 1899-12-31 | 1 |  | 22
3557 | U_Bonnington_5 | U Bonnington-5_U Bonnington-5_FBC-UBO | teppc | BCHA | BCHA | British Columbia Transmission Company | BCHA_AESO | Excluded | 1999-11-11 | 2033-03-31 | 22 | 1 | 22 | 22 | Hydro | Hydro_Standard | Hydro | Excluded_Hydro |  |  |  | 2000 | 2032 | 0 | Excluded | 22 | 1899-12-31 | 1 |  | 22
3558 | U_Bonnington_6 | U Bonnington-6_U Bonnington-6_FBC-UBO | teppc | BCHA | BCHA | British Columbia Transmission Company | BCHA_AESO | Excluded | 1999-11-11 | 2033-03-31 | 19 | 1 | 19 | 19 | Hydro | Hydro_Standard | Hydro | Excluded_Hydro |  |  |  | 2000 | 2032 | 0 | Excluded | 19 | 1899-12-31 | 1 |  | 22
3559 | UC_Davis_MC | UC Davis Medical Center Cogen | teppc | BANC | BANC | Balancing Authority of Northern California | SMUD | BANC | 1998-08-01 | 2050-12-31 | 27 | 1 | 27 | 27 | CCWhole-NatGas-Aero | CC_NG | CC | BANC_CCGT |  |  |  | 1999 | 2050 | 0 | BANC | 27 | 1899-12-31 | 1 |  | 22
3560 | UKIAH_7_LAKEMN | UKIAH LAKE MENDOCINO HYDRO | caiso | PGE_Bay | PGE_Bay | Pacific Gas and Electric Bay | PGE_Bay | CAISO | 2007-07-02 | 2050-12-31 | 3.5 | 1 | 3.5 | 3.5 | n/a | Hydro_Standard | Hydro | CAISO_Small_Hydro |  |  |  | 2008 | 2050 | 0 | CAISO | 3.5 | 1899-12-31 | 1 |  | 22
3561 | ULTPCH_1_UNIT_1 | Pacific Ultrapower Chinese Station | caiso | PGE_Valley | PGE_Valley | Pacific Gas and Electric Valley | PGE_Valley | CAISO | 1986-06-04 | 2050-12-31 | 15.85 | 0.88056 | 15.85 | 18 | n/a | ST_Biomass | Biomass/Wood | CAISO_Biomass |  |  |  | 1986 | 2050 | 0 | CAISO | 18 | 1899-12-31 | 1 |  | 22
3562 | ULTPFR_1_UNIT_1 | Rio Bravo Fresno | caiso | PGE_Valley | PGE_Valley | Pacific Gas and Electric Valley | PGE_Valley | CAISO | 1988-07-20 | 2050-12-31 | 19.04 | 0.78354 | 19.04 | 24.3 | n/a | ST_Biomass | Biomass/Wood | CAISO_Biomass |  |  |  | 1989 | 2050 | 0 | CAISO | 24.3 | 1899-12-31 | 1 |  | 22
3563 | ULTRCK_2_UNIT | Rio Bravo Rocklin | caiso | PGE_Valley | PGE_Valley | Pacific Gas and Electric Valley | PGE_Valley | CAISO | 1989-06-09 | 2050-12-31 | 18.47 | 0.75697 | 18.47 | 24.4 | n/a | ST_Biomass | Biomass/Wood | CAISO_Biomass |  |  |  | 1989 | 2050 | 0 | CAISO | 24.4 | 1899-12-31 | 1 |  | 22
3564 | UNCHEM_1_UNIT | CONTRA COSTA CARBON PLANT | caiso | PGE_Bay | PGE_Bay | Pacific Gas and Electric Bay | PGE_Bay | CAISO | 1983-01-01 | 2050-12-31 | 9.14 | 0.48105 | 9.14 | 19 | ST-Coal | Cogen_NG | Cogen | CAISO_CHP |  |  |  | 1983 | 2050 | 0 | CAISO | 19 | 1899-12-31 | 1 |  | 22
3565 | Union_Valley | Union Valley 1 | teppc | BANC | BANC | Balancing Authority of Northern California | SMUD | BANC | 1963-10-01 | 2050-12-31 | 46 | 1 | 46 | 46 | Hydro | Hydro_Standard | Hydro | BANC_Hydro |  |  |  | 1964 | 2050 | 0 | BANC | 46 | 1899-12-31 | 1 |  | 22
3566 | UNOCAL_1_UNITS | TOSCO (RODEO PLANT) | caiso | PGE_Bay | PGE_Bay | Pacific Gas and Electric Bay | PGE_Bay | CAISO | 1987-05-21 | 2050-12-31 | 0.06 | 0.0012036 | 0.06 | 49.85 | CT-NatGas-Aero | CT_NG | CT | CAISO_Peaker1 |  |  |  | 1987 | 2050 | 0 | CAISO | 49.85 | 1899-12-31 | 1 |  | 22
3567 | UNVRSY_1_UNIT_1 |  | caiso | PGE_Valley | PGE_Valley | Pacific Gas and Electric Valley | PGE_Valley | CAISO | 1986-01-01 | 2050-12-31 | 35.65 | 0.93816 | 35.65 | 38 | n/a | Cogen_NG | Cogen | CAISO_CHP |  |  |  | 1986 | 2050 | 0 | CAISO | 38 | 1899-12-31 | 1 |  | 22
3568 | UofA1 | U of A 1-1 | teppc | AESO | AESO | Alberta Electric System Operator | BCHA_AESO | Excluded | 2000-01-01 | 2050-12-01 | 16 | 1 | 16 | 16 | CT-AB-Cogen | Cogen_NG | Cogen | Excluded_CHP |  |  |  | 2000 | 2050 | 0 | Excluded | 16 | 1899-12-31 | 1 |  | 22
3569 | UofA2 | U of A 2-1 | teppc | AESO | AESO | Alberta Electric System Operator | BCHA_AESO | Excluded | 1994-01-01 | 2050-12-01 | 26 | 1 | 26 | 26 | CT-AB-Cogen | Cogen_NG | Cogen | Excluded_CHP |  |  |  | 1994 | 2050 | 0 | Excluded | 26 | 1899-12-31 | 1 |  | 22
3570 | UofC_Cgn1 | UofC Cogeneration-1 | teppc | BCHA | BCHA | British Columbia Transmission Company | BCHA_AESO | Excluded | 2011-10-01 | 2050-12-31 | 15 | 1 | 15 | 15 | CT-NatGas-Industrial | CT_NG | CT | Excluded_Peaker |  |  |  | 2012 | 2050 | 0 | Excluded | 15 | 1899-12-31 | 1 |  | 22
3571 | UofOR_CC_Total | UofOR-CC (Total CC Plant) | teppc | BPAT | BPAT | Bonneville Power Administration – Transmission | BPAT | NW | 2012-10-01 | 2050-12-31 | 11 | 1 | 11 | 11 | CCWhole-NatGas-Aero | CC_NG | CC | NW_CCGT |  |  |  | 2013 | 2050 | 0 | NW | 11 | 1899-12-31 | 1 |  | 22
3572 | Upper_Baker_1 | Upper Baker-1 | teppc | PSEI | PSEI | Puget Sound Energy | BPAT | NW | 1958-12-01 | 2050-12-31 | 52.4 | 1 | 52.4 | 52.4 | Hydro | Hydro_Standard | Hydro | NW_Hydro |  |  |  | 1959 | 2050 | 0 | NW | 52.4 | 1899-12-31 | 1 |  | 22
3573 | Upper_Baker_2 | Upper Baker-2 | teppc | PSEI | PSEI | Puget Sound Energy | BPAT | NW | 1958-12-01 | 2050-12-31 | 52.4 | 1 | 52.4 | 52.4 | Hydro | Hydro_Standard | Hydro | NW_Hydro |  |  |  | 1959 | 2050 | 0 | NW | 52.4 | 1899-12-31 | 1 |  | 22
3574 | Upper_Bear | Upper Bear Hydro-1_Upper Bear Hydro-1_IPP-BHU | teppc | BCHA | BCHA | British Columbia Transmission Company | BCHA_AESO | Excluded | 2012-05-31 | 2052-05-13 | 10 | 1 | 10 | 10 | Hydro | Hydro_Standard | Hydro | Excluded_Hydro |  |  |  | 2012 | 2051 | 0 | Excluded | 10 | 1899-12-31 | 1 |  | 22
3575 | Upper_Beaver_1 | Upper Beaver-1_UPRBEAVR_UPPER BEAVER | teppc | IPFE | IPFE | Idaho Far East | IPCO | NW | 1906-12-01 | 2050-12-31 | 1.32 | 1 | 1.32 | 1.32 | Hydro | Hydro_Standard | Hydro | NW_Hydro |  |  |  | 1907 | 2050 | 0 | NW | 1.32 | 1899-12-31 | 1 |  | 22
3576 | Upper_Beaver_2 | Upper Beaver-2_UPRBEAVR_UPPER BEAVER_60032 | teppc | IPFE | IPFE | Idaho Far East | IPCO | NW | 1906-12-01 | 2050-12-31 | 1.2 | 1 | 1.2 | 1.2 | Hydro | Hydro_Standard | Hydro | NW_Hydro |  |  |  | 1907 | 2050 | 0 | NW | 1.2 | 1899-12-31 | 1 |  | 22
3577 | Upper_Clowhom_1 | Upper Clowhom-1_Upper Clowhom-1_IPP-UCH | teppc | BCHA | BCHA | British Columbia Transmission Company | BCHA_AESO | Excluded | 2010-03-15 | 2035-03-20 | 10.99 | 1 | 10.99 | 10.99 | Hydro | Hydro_Standard | Hydro | Excluded_Hydro |  |  |  | 2010 | 2034 | 0 | Excluded | 10.99 | 1899-12-31 | 1 |  | 22
3578 | Upper_Dawson_1 | Upper Dawson 1 | teppc | TIDC | TIDC | Turlock Irrigation District | TID | BANC | 1983-11-01 | 2050-12-31 | 5 | 1 | 5 | 5 | Hydro | Hydro_Standard | Hydro | BANC_Hydro |  |  |  | 1984 | 2050 | 0 | BANC | 5 | 1899-12-31 | 1 |  | 22
3579 | Upper_Falls_1 | Upper Falls-1 | teppc | AVA | AVA | Avista Corp. | BPAT | NW | 1922-04-01 | 2050-12-31 | 10 | 1 | 10 | 10 | Hydro | Hydro_Standard | Hydro | NW_Hydro |  |  |  | 1922 | 2050 | 0 | NW | 10 | 1899-12-31 | 1 |  | 22
3580 | Upper_Gorge | Upper Gorge 1 | teppc | LDWP | LDWP | Los Angeles Department of Water and Power | LADWP | LDWP | 1952-05-01 | 2050-12-31 | 37.5 | 1 | 37.5 | 37.5 | Hydro | Hydro_Standard | Hydro | LDWP_Hydro |  |  |  | 1952 | 2050 | 0 | LDWP | 37.5 | 1899-12-31 | 1 |  | 22
3581 | Upper_Lillooet1 | Upper Lillooet River-1_Upper Lillooet River-1_IPP-ULL | teppc | BCHA | BCHA | British Columbia Transmission Company | BCHA_AESO | Excluded | 2016-06-01 | 2056-06-01 | 18.5 | 1 | 18.5 | 18.5 | Hydro | Hydro_Standard | Hydro | Excluded_Hydro |  |  |  | 2016 | 2055 | 0 | Excluded | 18.5 | 1899-12-31 | 1 |  | 22
3582 | Upper_Lillooet2 | Upper Lillooet River-2_Upper Lillooet River-2_IPP-ULL | teppc | BCHA | BCHA | British Columbia Transmission Company | BCHA_AESO | Excluded | 2016-06-01 | 2056-06-01 | 18.5 | 1 | 18.5 | 18.5 | Hydro | Hydro_Standard | Hydro | Excluded_Hydro |  |  |  | 2016 | 2055 | 0 | Excluded | 18.5 | 1899-12-31 | 1 |  | 22
3583 | Upper_Lillooet3 | Upper Lillooet River-3_Upper Lillooet River-3_IPP-ULL | teppc | BCHA | BCHA | British Columbia Transmission Company | BCHA_AESO | Excluded | 2016-06-01 | 2056-06-01 | 18.5 | 1 | 18.5 | 18.5 | Hydro | Hydro_Standard | Hydro | Excluded_Hydro |  |  |  | 2016 | 2055 | 0 | Excluded | 18.5 | 1899-12-31 | 1 |  | 22
3584 | Upper_Lillooet4 | Upper Lillooet River-4_Upper Lillooet River-4_IPP-ULL | teppc | BCHA | BCHA | British Columbia Transmission Company | BCHA_AESO | Excluded | 2016-06-01 | 2056-06-01 | 18.5 | 1 | 18.5 | 18.5 | Hydro | Hydro_Standard | Hydro | Excluded_Hydro |  |  |  | 2016 | 2055 | 0 | Excluded | 18.5 | 1899-12-31 | 1 |  | 22
3585 | Upper_Malad_1 | Upper Malad-1 | teppc | IPFE | IPFE | Idaho Far East | IPCO | NW | 1948-06-01 | 2050-12-31 | 8.27 | 1 | 8.27 | 8.27 | Hydro | Hydro_Standard | Hydro | NW_Hydro |  |  |  | 1948 | 2050 | 0 | NW | 8.27 | 1899-12-31 | 1 |  | 22
3586 | Upper_Mamquam_1 | Upper Mamquam-1_Upper Mamquam-1_IPP-UMH | teppc | BCHA | BCHA | British Columbia Transmission Company | BCHA_AESO | Excluded | 2005-07-30 | 2040-07-23 | 12.5 | 1 | 12.5 | 12.5 | Hydro | Hydro_Standard | Hydro | Excluded_Hydro |  |  |  | 2006 | 2040 | 0 | Excluded | 12.5 | 1899-12-31 | 1 |  | 22
3587 | Upper_Mamquam_2 | Upper Mamquam-2_Upper Mamquam-2_IPP-UMH | teppc | BCHA | BCHA | British Columbia Transmission Company | BCHA_AESO | Excluded | 2005-07-30 | 2040-07-23 | 12.5 | 1 | 12.5 | 12.5 | Hydro | Hydro_Standard | Hydro | Excluded_Hydro |  |  |  | 2006 | 2040 | 0 | Excluded | 12.5 | 1899-12-31 | 1 |  | 22
3588 | Upper_Molina | Upper Molina 1 | teppc | WACM | WACM | Western Area Power Administration, Colorado-Missouri Region | WACM | Excluded | 1962-12-01 | 2050-12-31 | 8.6 | 1 | 8.6 | 8.6 | Hydro | Hydro_Standard | Hydro | Excluded_Hydro |  |  |  | 1963 | 2050 | 0 | Excluded | 8.6 | 1899-12-31 | 1 |  | 22
3589 | Upper_Salmon1 | Upper Salmon A-1 | teppc | IPMV | IPMV | Idaho Magic Valley | IPCO | NW | 1937-09-01 | 2050-12-31 | 9 | 1 | 9 | 9 | Hydro | Hydro_Standard | Hydro | NW_Hydro |  |  |  | 1938 | 2050 | 0 | NW | 9 | 1899-12-31 | 1 |  | 22
3590 | Upper_Salmon2 | Upper Salmon A-2 | teppc | IPMV | IPMV | Idaho Magic Valley | IPCO | NW | 1937-09-01 | 2050-12-31 | 9 | 1 | 9 | 9 | Hydro | Hydro_Standard | Hydro | NW_Hydro |  |  |  | 1938 | 2050 | 0 | NW | 9 | 1899-12-31 | 1 |  | 22
3591 | Upper_Salmon3 | Upper Salmon B-1 | teppc | IPMV | IPMV | Idaho Magic Valley | IPCO | NW | 1947-09-01 | 2050-12-31 | 8.25 | 1 | 8.25 | 8.25 | Hydro | Hydro_Standard | Hydro | NW_Hydro |  |  |  | 1948 | 2050 | 0 | NW | 8.25 | 1899-12-31 | 1 |  | 22
3592 | Upper_Salmon4 | Upper Salmon B-2 | teppc | IPMV | IPMV | Idaho Magic Valley | IPCO | NW | 1947-09-01 | 2050-12-31 | 8.25 | 1 | 8.25 | 8.25 | Hydro | Hydro_Standard | Hydro | NW_Hydro |  |  |  | 1948 | 2050 | 0 | NW | 8.25 | 1899-12-31 | 1 |  | 22
3593 | Upper_Stave1 | Upper Stave Energy (USR)-1_Upper Stave Energy (USR)-1_IPP-USR | teppc | BCHA | BCHA | British Columbia Transmission Company | BCHA_AESO | Excluded | 2009-10-01 | 2049-11-02 | 4.77 | 1 | 4.77 | 4.77 | Hydro | Hydro_Standard | Hydro | Excluded_Hydro |  |  |  | 2010 | 2049 | 0 | Excluded | 4.77 | 1899-12-31 | 1 |  | 22
3594 | Upper_Stave2 | Upper Stave Energy (USR)-2_Upper Stave Energy (USR)-2_IPP-USR | teppc | BCHA | BCHA | British Columbia Transmission Company | BCHA_AESO | Excluded | 2009-10-01 | 2049-11-02 | 11.04 | 1 | 11.04 | 11.04 | Hydro | Hydro_Standard | Hydro | Excluded_Hydro |  |  |  | 2010 | 2049 | 0 | Excluded | 11.04 | 1899-12-31 | 1 |  | 22
3595 | Upper_Stave3 | Upper Stave Energy (USR)-3_Upper Stave Energy (USR)-3_IPP-USR | teppc | BCHA | BCHA | British Columbia Transmission Company | BCHA_AESO | Excluded | 2009-10-01 | 2049-11-02 | 11.04 | 1 | 11.04 | 11.04 | Hydro | Hydro_Standard | Hydro | Excluded_Hydro |  |  |  | 2010 | 2049 | 0 | Excluded | 11.04 | 1899-12-31 | 1 |  | 22
3596 | Upper_Stave4 | Upper Stave Energy (USR)-4_Upper Stave Energy (USR)-4_IPP-USR | teppc | BCHA | BCHA | British Columbia Transmission Company | BCHA_AESO | Excluded | 2009-10-01 | 2049-11-02 | 11.04 | 1 | 11.04 | 11.04 | Hydro | Hydro_Standard | Hydro | Excluded_Hydro |  |  |  | 2010 | 2049 | 0 | Excluded | 11.04 | 1899-12-31 | 1 |  | 22
3597 | UpperPwr4 | Upper Power Plant-4 | teppc | CISC | CISC | Southern California Edison | SCE | CAISO | 1982-09-01 | 2050-12-31 | 8 | 1 | 8 | 8 | Hydro | Hydro_Standard | Hydro | CAISO_Hydro |  |  |  | 1983 | 2050 | 0 | CAISO | 8 | 1899-12-31 | 1 |  | 22
3598 | UpprTobaValley1 | Upper Toba Valley-1_Upper Toba Valley-1_IPP-UTR | teppc | BCHA | BCHA | British Columbia Transmission Company | BCHA_AESO | Excluded | 2016-05-01 | 2056-05-01 | 29.05 | 1 | 29.05 | 29.05 | Hydro | Hydro_Standard | Hydro | Excluded_Hydro |  |  |  | 2016 | 2055 | 0 | Excluded | 29.05 | 1899-12-31 | 1 |  | 22
3599 | UpprTobaValley2 | Upper Toba Valley-2_Upper Toba Valley-2_IPP-UTR | teppc | BCHA | BCHA | British Columbia Transmission Company | BCHA_AESO | Excluded | 2016-05-01 | 2056-05-01 | 29.05 | 1 | 29.05 | 29.05 | Hydro | Hydro_Standard | Hydro | Excluded_Hydro |  |  |  | 2016 | 2055 | 0 | Excluded | 29.05 | 1899-12-31 | 1 |  | 22
3600 | Upriver_Dam1 | Upriver Dam Hydro Plant-GEN1 | teppc | AVA | AVA | Avista Corp. | BPAT | NW | 1936-01-01 | 2050-12-31 | 2 | 1 | 2 | 2 | Hydro | Hydro_Standard | Hydro | NW_Hydro |  |  |  | 1936 | 2050 | 0 | NW | 2 | 1899-12-31 | 1 |  | 22
3601 | Upriver_Dam2 | Upriver Dam Hydro Plant-GEN2 | teppc | AVA | AVA | Avista Corp. | BPAT | NW | 1936-01-01 | 2050-12-31 | 2 | 1 | 2 | 2 | Hydro | Hydro_Standard | Hydro | NW_Hydro |  |  |  | 1936 | 2050 | 0 | NW | 2 | 1899-12-31 | 1 |  | 22
3602 | Upriver_Dam3 | Upriver Dam Hydro Plant-GEN3 | teppc | AVA | AVA | Avista Corp. | BPAT | NW | 1936-01-01 | 2050-12-31 | 2 | 1 | 2 | 2 | Hydro | Hydro_Standard | Hydro | NW_Hydro |  |  |  | 1936 | 2050 | 0 | NW | 2 | 1899-12-31 | 1 |  | 22
3603 | Upriver_Dam4 | Upriver Dam Hydro Plant-GEN4 | teppc | AVA | AVA | Avista Corp. | BPAT | NW | 1984-06-01 | 2050-12-31 | 5.85 | 1 | 5.85 | 5.85 | Hydro | Hydro_Standard | Hydro | NW_Hydro |  |  |  | 1984 | 2050 | 0 | NW | 5.85 | 1899-12-31 | 1 |  | 22
3604 | Upriver_Dam5 | Upriver Dam Hydro Plant-GEN5 | teppc | AVA | AVA | Avista Corp. | BPAT | NW | 1984-06-01 | 2050-12-31 | 5.85 | 1 | 5.85 | 5.85 | Hydro | Hydro_Standard | Hydro | NW_Hydro |  |  |  | 1984 | 2050 | 0 | NW | 5.85 | 1899-12-31 | 1 |  | 22
3605 | US_Magnesium1 | US Magnesium-GT1 | teppc | PAUT | PAUT | Utah, PACE Utility | PACE | NW | 1972-01-01 | 2050-12-31 | 16 | 1 | 16 | 16 | CT-NatGas-Aero | CT_NG | CT | NW_Peaker |  |  |  | 1972 | 2050 | 0 | NW | 16 | 1899-12-31 | 1 |  | 22
3606 | US_Magnesium2 | US Magnesium-GT2 | teppc | PAUT | PAUT | Utah, PACE Utility | PACE | NW | 1972-01-01 | 2050-12-31 | 16 | 1 | 16 | 16 | CT-NatGas-Aero | CT_NG | CT | NW_Peaker |  |  |  | 1972 | 2050 | 0 | NW | 16 | 1899-12-31 | 1 |  | 22
3607 | US_Magnesium3 | US Magnesium-GT3 | teppc | PAUT | PAUT | Utah, PACE Utility | PACE | NW | 1972-01-01 | 2050-12-31 | 16 | 1 | 16 | 16 | CT-NatGas-Aero | CT_NG | CT | NW_Peaker |  |  |  | 1972 | 2050 | 0 | NW | 16 | 1899-12-31 | 1 |  | 22
3608 | USWND2_1_WIND1 | Golden Hills A | caiso | PGE_Bay | PGE_Bay | Pacific Gas and Electric Bay | PGE_Bay | CAISO | 2015-12-18 | 2050-12-31 | 42.96 | 1 | 42.96 | 42.96 | n/a | wind_onshorewind | Wind | CAISO_Wind |  |  |  | 2016 | 2050 | 0 | CAISO | 42.96 | 1899-12-31 | 1 |  | 22
3609 | USWND2_1_WIND2 | Golden Hills B | caiso | PGE_Bay | PGE_Bay | Pacific Gas and Electric Bay | PGE_Bay | CAISO | 2015-12-18 | 2050-12-31 | 42.96 | 1 | 42.96 | 42.96 | n/a | wind_onshorewind | Wind | CAISO_Wind |  |  |  | 2016 | 2050 | 0 | CAISO | 42.96 | 1899-12-31 | 1 |  | 22
3610 | USWND2_1_WIND3 | Golden Hills C | caiso | PGE_Bay | PGE_Bay | Pacific Gas and Electric Bay | PGE_Bay | CAISO |  | 2050-12-31 | 46 | 1 | 46 | 46 | wind_onshorewind | wind_onshorewind | Wind | CAISO_Wind |  |  |  | 1900 | 2050 | 0 | CAISO | 46 | 1899-12-31 | 1 |  | 22
3611 | USWND4_2_UNIT2 | Altamont Landfill Gas to Energy | caiso | PGE_Bay | PGE_Bay | Pacific Gas and Electric Bay | PGE_Bay | CAISO |  | 2050-12-31 | 7.4 | 1 | 7.4 | 7.4 | COMBUSTION TURBINE_BIOGAS | CT_Biomass | Biogas_LandfillGas | CAISO_Biomass |  |  |  | 1900 | 2050 | 0 | CAISO | 7.4 | 1899-12-31 | 1 |  | 22
3612 | USWNDR_2_SMUD | SOLANO WIND FARM | caiso | PGE_Bay | PGE_Bay | Pacific Gas and Electric Bay | PGE_Bay | CAISO | 1994-01-01 | 2050-12-31 | 102.18 | 1 | 102.18 | 102.18 | n/a | wind_onshorewind | Wind | CAISO_Wind | BANC | 102.18 |  | 1994 | 2050 | 0 | BANC | 102.18 | 1899-12-31 | 1 |  | 22
3613 | USWNDR_2_SMUD2 | Solano Wind Project Phase 3 | caiso | PGE_Bay | PGE_Bay | Pacific Gas and Electric Bay | PGE_Bay | CAISO | 2012-04-18 | 2050-12-31 | 127.8 | 1 | 127.8 | 127.8 | n/a | wind_onshorewind | Wind | CAISO_Wind | BANC | 127.8 |  | 2012 | 2050 | 0 | BANC | 127.8 | 1899-12-31 | 1 |  | 22
3614 | USWNDR_2_UNITS |  | caiso | PGE_Bay | PGE_Bay | Pacific Gas and Electric Bay | PGE_Bay | CAISO | 1994-01-01 | 2050-12-31 | 8 | 1 | 8 | 8 | n/a | wind_onshorewind | Wind | CAISO_Wind |  |  |  | 1994 | 2050 | 0 | CAISO | 8 | 1899-12-31 | 1 |  | 22
3615 | USWPJR_2_UNITS | Vasco Wind | caiso | PGE_Bay | PGE_Bay | Pacific Gas and Electric Bay | PGE_Bay | CAISO | 1988-01-01 | 2050-12-31 | 78.2 | 1 | 78.2 | 78.2 | n/a | wind_onshorewind | Wind | CAISO_Wind |  |  |  | 1988 | 2050 | 0 | CAISO | 78.2 | 1899-12-31 | 1 |  | 22
3616 | V2_GEN | SMALL GEN UNKNOWN | teppc | IID | IID | Imperial Irrigation District | IID | IID | 2017-02-28 | 2050-12-31 | 3.1 | 1 | 3.1 | 3.1 | SolarPV-NonTracking | FixedPV_sun | Solar_Fixed | IID_Solar |  |  |  | 2017 | 2050 | 0 | IID | 3.1 | 1899-12-31 | 1 |  | 22
3617 | V3_GEN | SMALL GEN UNKNOWN | teppc | IID | IID | Imperial Irrigation District | IID | IID | 2017-03-21 | 2050-12-31 | 3.1 | 1 | 3.1 | 3.1 | SolarPV-NonTracking | FixedPV_sun | Solar_Fixed | IID_Solar |  |  |  | 2017 | 2050 | 0 | IID | 3.1 | 1899-12-31 | 1 |  | 22
3618 | VACADX_1_NAS | VACA-DIXON BATTERY | caiso | PGE_Valley | PGE_Valley | Pacific Gas and Electric Valley | PGE_Valley | CAISO | 2013-09-06 | 2050-12-31 | 1.85 | 1 | 1.85 | 1.85 | n/a | Battery_ | Battery Storage | CAISO_Li_Battery |  |  |  | 2014 | 2050 | 0 | CAISO | 1.85 | 1899-12-31 | 1 |  | 22
3619 | VACADX_1_SOLAR |  | caiso | PGE_Valley | PGE_Valley | Pacific Gas and Electric Valley | PGE_Valley | CAISO | 2009-12-23 | 2050-12-31 | 2.5 | 1 | 2.5 | 2.5 | n/a | PVgeneric_sun | Solar_Fixed | CAISO_Solar |  |  |  | 2010 | 2050 | 0 | CAISO | 2.5 | 1899-12-31 | 1 |  | 22
3620 | VACADX_1_UNITA1 | CalPeak Power Vaca Dixon Unit 1 | caiso | PGE_Valley | PGE_Valley | Pacific Gas and Electric Valley | PGE_Valley | CAISO | 2002-06-21 | 2050-12-31 | 48 | 0.94843 | 48 | 50.61 | CT-NatGas-Aero | CT_NG | CT | CAISO_Peaker2 |  |  |  | 2002 | 2050 | 0 | CAISO | 50.61 | 1899-12-31 | 1 |  | 22
N/A | VALCNTR_22870_DG | VALCNTR | teppc | CISC | CISC | Southern California Edison | SCE | CAISO | 2014-12-13 | 2050-12-31 | 14.5 | 1 | 14.5 | 14.5 | SolarPV-NonTracking | FixedPV_sun | Solar_Fixed | CAISO_Solar |  |  |  | 2015 | 2050 | 0 | CAISO | 14.5 | 1899-12-31 | 1 |  | 23
3621 | Vale_Solar__OR_ |  | teppc | IPTV | IPTV | Idaho Treasure Valley | IPCO | NW | 2016-12-31 | 2050-12-31 | 140 | 1 | 140 | 140 | SolarPV-NonTracking | FixedPV_sun | Solar_Fixed | NW_Solar |  |  |  | 2017 | 2050 | 0 | NW | 140 | 1899-12-31 | 1 |  | 23
3622 | Vale_Solar_2 |  | teppc | IPTV | IPTV | Idaho Treasure Valley | IPCO | NW | 1950-01-01 | 2050-12-31 | 3 | 1 | 3 | 3 | Solar | PVgeneric_sun | Solar_Fixed | NW_Solar |  |  |  | 1950 | 2050 | 0 | NW | 3 | 1899-12-31 | 1 |  | 23
3623 | Valencia_AZ_1 | Valencia GT1 | teppc | TEPC | TEPC | Tucson Electric Power Company | TEPC | SW | 1989-08-01 | 2050-12-31 | 14 | 1 | 14 | 14 | CT-NatGas-Aero | CT_NG | CT | SW_Peaker |  |  |  | 1990 | 2050 | 0 | SW | 14 | 1899-12-31 | 1 |  | 23
3624 | Valencia_AZ_2 | Valencia GT2 | teppc | TEPC | TEPC | Tucson Electric Power Company | TEPC | SW | 1989-08-01 | 2050-12-31 | 14 | 1 | 14 | 14 | CT-NatGas-Aero | CT_NG | CT | SW_Peaker |  |  |  | 1990 | 2050 | 0 | SW | 14 | 1899-12-31 | 1 |  | 23
3625 | Valencia_AZ_3 | Valencia GT3 | teppc | TEPC | TEPC | Tucson Electric Power Company | TEPC | SW | 1989-08-01 | 2050-12-31 | 14 | 1 | 14 | 14 | CT-NatGas-Aero | CT_NG | CT | SW_Peaker |  |  |  | 1990 | 2050 | 0 | SW | 14 | 1899-12-31 | 1 |  | 23
3626 | Valencia_AZ_4 | Valencia GT4 | teppc | TEPC | TEPC | Tucson Electric Power Company | TEPC | SW | 2006-06-01 | 2050-12-31 | 21 | 1 | 21 | 21 | CT-NatGas-Aero | CT_NG | CT | SW_Peaker |  |  |  | 2006 | 2050 | 0 | SW | 21 | 1899-12-31 | 1 |  | 23
3627 | Valencia_NM_1 | Valencia Energy Facility CTG1 | teppc | PNM | PNM | Public Service Company of New Mexico | PNM_EPE | SW | 2008-06-01 | 2050-12-31 | 145 | 1 | 145 | 145 | CT-NatGas-Industrial | CT_NG | CT | SW_Peaker |  |  |  | 2008 | 2050 | 0 | SW | 145 | 1899-12-31 | 1 |  | 23
3628 | Valentine_Solar__LLC | Valentine Solar, LLC | rps | SCE | SCE | Southern California Edison | SCE | CAISO | 2019-12-01 | 2050-12-31 | 100 | 1 | 100 | 100 | Solar PV - Ground mountSolar: Tracking (1 Axis) | 1axPV_sun | Solar_1Axis | CAISO_Solar |  |  |  | 2020 | 2050 | 0 | CAISO | 100 | 0.95 | 1 |  | 23
3629 | ValeSolar_3 |  | teppc | IPTV | IPTV | Idaho Treasure Valley | IPCO | NW | 1950-01-01 | 2050-12-31 | 3 | 1 | 3 | 3 | Solar | PVgeneric_sun | Solar_Fixed | NW_Solar |  |  |  | 1950 | 2050 | 0 | NW | 3 | 1899-12-31 | 1 |  | 23
3630 | VALLEY_5_PERRIS | MWD Perris Hydroelectric Recovery Plant | caiso | SCE | SCE | Southern California Edison | SCE | CAISO | 1983-01-01 | 2050-12-31 | 7.94 | 1 | 7.94 | 7.94 | n/a | Hydro_Standard | Hydro | CAISO_Small_Hydro |  |  |  | 1983 | 2050 | 0 | CAISO | 7.94 | 1899-12-31 | 1 |  | 23
3631 | VALLEY_5_REDMTN | MWD Red Mountain Hydroelectric Recovery | caiso | SCE | SCE | Southern California Edison | SCE | CAISO | 1985-01-01 | 2050-12-31 | 5.9 | 1 | 5.9 | 5.9 | n/a | Hydro_Standard | Hydro | CAISO_Hydro |  |  |  | 1985 | 2050 | 0 | CAISO | 5.9 | 1899-12-31 | 1 |  | 23
3632 | VALLEY_5_RTS044 | SPVP044 | caiso | SCE | SCE | Southern California Edison | SCE | CAISO | 2012-12-30 | 2050-12-31 | 8 | 1 | 8 | 8 | n/a | PVgeneric_sun | Solar_Fixed | CAISO_Solar |  |  |  | 2013 | 2050 | 0 | CAISO | 8 | 1899-12-31 | 1 |  | 23
3633 | VALLEY_5_SOLAR1 | Kona Solar - Meridian #1 | caiso | SCE | SCE | Southern California Edison | SCE | CAISO | 2015-04-13 | 2050-12-31 | 1.49 | 1 | 1.49 | 1.49 | n/a | PVgeneric_sun | Solar_Fixed | CAISO_Solar |  |  |  | 2015 | 2050 | 0 | CAISO | 1.49 | 1899-12-31 | 1 |  | 23
3634 | VALLEY_5_SOLAR2 | AP North Lake Solar | caiso | SCE | SCE | Southern California Edison | SCE | CAISO | 2015-08-11 | 2050-12-31 | 20 | 1 | 20 | 20 | n/a | PVgeneric_sun | Solar_Fixed | CAISO_Solar |  |  |  | 2016 | 2050 | 0 | CAISO | 20 | 1899-12-31 | 1 |  | 23
3635 | Valley_CC | ValleyCC (Total CC Plant) | teppc | LDWP | LDWP | Los Angeles Department of Water and Power | LADWP | LDWP | 1985-01-01 | 2050-12-31 | 529 | 1 | 529 | 529 | CCWhole-NatGas-Industrial | CC_NG | CC | LDWP_CCGT |  |  |  | 1985 | 2050 | 0 | LDWP | 529 | 1899-12-31 | 1 |  | 23
3636 | Valley_Unit_5 | Valley (Los Angeles) CT 5 | teppc | LDWP | LDWP | Los Angeles Department of Water and Power | LADWP | LDWP | 2001-08-01 | 2050-12-31 | 47 | 1 | 47 | 47 | CT-NatGas-Industrial | CT_NG | CT | LDWP_Peaker |  |  |  | 2002 | 2050 | 0 | LDWP | 47 | 1899-12-31 | 1 |  | 23
3637 | Valleyview1_1 | Valleyview1-1 | teppc | AESO | AESO | Alberta Electric System Operator | BCHA_AESO | Excluded | 2001-12-01 | 2050-12-01 | 45 | 1 | 45 | 45 | CT-NatGas-Industrial | CT_NG | CT | Excluded_Peaker |  |  |  | 2002 | 2050 | 0 | Excluded | 45 | 1899-12-31 | 1 |  | 23
3638 | Valleyview2_1 | Valleyview2-1 | teppc | AESO | AESO | Alberta Electric System Operator | BCHA_AESO | Excluded | 2008-12-01 | 2050-12-01 | 45 | 1 | 45 | 45 | CT-NatGas-Industrial | CT_NG | CT | Excluded_Peaker |  |  |  | 2009 | 2050 | 0 | Excluded | 45 | 1899-12-31 | 1 |  | 23
3639 | Valmont_6 | Valmont CT 6 | teppc | PSCO | PSCO | Public Service Company of Colorado | PSCO | Excluded | 1972-12-01 | 2050-12-31 | 53 | 1 | 53 | 53 | CT-NatGas-Industrial | CT_NG | CT | Excluded_Peaker |  |  |  | 1973 | 2050 | 0 | Excluded | 53 | 1899-12-31 | 1 |  | 23
3640 | Valmont_7 | Valmont CT Project UN7 | teppc | PSCO | PSCO | Public Service Company of Colorado | PSCO | Excluded | 2000-06-01 | 2050-12-31 | 37 | 1 | 37 | 37 | CT-NatGas-Aero | CT_NG | CT | Excluded_Peaker |  |  |  | 2000 | 2050 | 0 | Excluded | 37 | 1899-12-31 | 1 |  | 23
3641 | Valmont_8 | Valmont CT Project UN8 | teppc | PSCO | PSCO | Public Service Company of Colorado | PSCO | Excluded | 2001-07-01 | 2050-12-31 | 37 | 1 | 37 | 37 | CT-NatGas-Aero | CT_NG | CT | Excluded_Peaker |  |  |  | 2002 | 2050 | 0 | Excluded | 37 | 1899-12-31 | 1 |  | 23
3642 | Van_Der_Kooi_Dairy_Digester | Van Der Kooi Dairy Digester | rps | PGE_Valley | PGE_Valley | Pacific Gas and Electric Valley | PGE_Valley | CAISO | 2020-06-12 | 2050-12-31 | 0 | 0 |  | 0.8 | Digester gasnan | Biogas_ | Biogas_LandfillGas | CAISO_Biomass |  |  |  | 2020 | 2050 | 0 | CAISO | 0.8 | 0.95 | 1 |  | 23
3643 | Van_Horn_1 | Van Horn-1 | teppc | BPAT | BPAT | Bonneville Power Administration – Transmission | BPAT | NW | 2012-05-30 | 2032-05-30 | 0.17 | 1 | 0.17 | 0.17 | SolarPV-NonTracking | FixedPV_sun | Solar_Fixed | NW_Solar |  |  |  | 2012 | 2031 | 0 | NW | 0.17 | 1899-12-31 | 1 |  | 23
3644 | Vancouver1 | Vancouver Landfill Gas Utilization - Ph 1-1_Vancouver Landfill Gas Utilization - Ph 1-1_IPP-VLG | teppc | BCHA | BCHA | British Columbia Transmission Company | BCHA_AESO | Excluded | 2003-09-21 | 2040-09-21 | 1.6667 | 1 | 1.6667 | 1.6667 | Bio-ST | ST_Biomass | Biomass/Wood | Excluded_Biomass |  |  |  | 2004 | 2040 | 0 | Excluded | 1.6667 | 1899-12-31 | 1 |  | 23
3645 | Vancouver2 | Vancouver Landfill Gas Utilization - Ph 1-2_Vancouver Landfill Gas Utilization - Ph 1-2_IPP-VLG | teppc | BCHA | BCHA | British Columbia Transmission Company | BCHA_AESO | Excluded | 2003-09-21 | 2040-09-21 | 1.6667 | 1 | 1.6667 | 1.6667 | Bio-ST | ST_Biomass | Biomass/Wood | Excluded_Biomass |  |  |  | 2004 | 2040 | 0 | Excluded | 1.6667 | 1899-12-31 | 1 |  | 23
3646 | Vancouver3 | Vancouver Landfill Gas Utilization - Ph 1-3_Vancouver Landfill Gas Utilization - Ph 1-3_IPP-VLG | teppc | BCHA | BCHA | British Columbia Transmission Company | BCHA_AESO | Excluded | 2003-09-21 | 2040-09-21 | 1.6667 | 1 | 1.6667 | 1.6667 | Bio-ST | ST_Biomass | Biomass/Wood | Excluded_Biomass |  |  |  | 2004 | 2040 | 0 | Excluded | 1.6667 | 1899-12-31 | 1 |  | 23
3647 | Vancouver4 | Vancouver Landfill Gas Utilization - Ph 2-4_Vancouver Landfill Gas Utilization - Ph 2-4_IPP-VLG | teppc | BCHA | BCHA | British Columbia Transmission Company | BCHA_AESO | Excluded | 2006-10-02 | 2040-10-02 | 1.85 | 1 | 1.85 | 1.85 | Bio-ST | ST_Biomass | Biomass/Wood | Excluded_Biomass |  |  |  | 2007 | 2040 | 0 | Excluded | 1.85 | 1899-12-31 | 1 |  | 23
3648 | Vansycle_I | Vansycle-WGNS | teppc | BPAT | BPAT | Bonneville Power Administration – Transmission | BPAT | NW | 1998-10-01 | 2050-12-31 | 25.1 | 1 | 25.1 | 25.1 | WT-Onshore | wind_onshorewind | Wind | NW_Wind |  |  |  | 1999 | 2050 | 0 | NW | 25.1 | 1899-12-31 | 1 |  | 23
3649 | Vansycle_II | Vansycle II Wind Energy Center-SIE23 | teppc | PACW | PACW | PacifiCorp – West | PACW | NW | 2009-11-01 | 2050-12-31 | 100 | 1 | 100 | 100 | WT-Onshore | wind_onshorewind | Wind | NW_Wind |  |  |  | 2010 | 2050 | 0 | NW | 100 | 1899-12-31 | 1 |  | 23
3650 | Vansycle_OR | FPL Energy Vansycle LLC (OR)-V-47 | teppc | TPWR | TPWR | Tacoma Power | BPAT | NW | 2002-02-01 | 2050-12-31 | 119.46 | 1 | 119.46 | 119.46 | WT-Onshore | wind_onshorewind | Wind | NW_Wind |  |  |  | 2002 | 2050 | 0 | NW | 119.46 | 1899-12-31 | 1 |  | 23
3651 | Vansycle_WA | FPL Energy Vansycle LLC (WA)-V-47 | teppc | TPWR | TPWR | Tacoma Power | BPAT | NW | 2001-12-01 | 2050-12-31 | 180.18 | 1 | 180.18 | 180.18 | WT-Onshore | wind_onshorewind | Wind | NW_Wind |  |  |  | 2002 | 2050 | 0 | NW | 180.18 | 1899-12-31 | 1 |  | 23
3652 | Vantage | Vantage Wind Energy LLC-1 | teppc | PSEI | PSEI | Puget Sound Energy | BPAT | NW | 2010-10-01 | 2050-12-31 | 96 | 1 | 96 | 96 | WT-Onshore | wind_onshorewind | Wind | NW_Wind | CAISO | 96 |  | 2011 | 2050 | 0 | CAISO | 96 | 1899-12-31 | 1 |  | 23
3653 | VEAVST_1_SOLAR | Community Solar | caiso | IID | SCE | Southern California Edison | SCE | CAISO |  | 2050-12-31 | 14.4 | 1 | 14.4 | 14.4 | PVgeneric_sun | PVgeneric_sun | Solar_Fixed | CAISO_Solar |  |  |  | 1900 | 2050 | 0 | CAISO | 14.4 | 1899-12-31 | 1 |  | 23
3654 | VEDDER_1_SEKERN | TEXACO EXPLORATION & PROD (SE KERN RIVER | caiso | PGE_Valley | PGE_Valley | Pacific Gas and Electric Valley | PGE_Valley | CAISO | 1989-01-31 | 2050-12-31 | 3.55 | 0.10299 | 3.55 | 34.47 | CT-NatGas-Aero | Cogen_NG | Cogen | CAISO_CHP |  |  |  | 1989 | 2050 | 0 | CAISO | 34.47 | 1899-12-31 | 1 |  | 23
3655 | VEGA_6_SOLAR1 | Vega Solar | caiso | PGE_Valley | PGE_Valley | Pacific Gas and Electric Valley | PGE_Valley | CAISO | 2015-03-23 | 2050-12-31 | 20 | 1 | 20 | 20 | n/a | PVgeneric_sun | Solar_Fixed | CAISO_Solar |  |  |  | 2015 | 2050 | 0 | CAISO | 20 | 1899-12-31 | 1 |  | 23
3656 | VENWD_1_WIND1 | Windpark Unlimited 1 | caiso | SCE | SCE | Southern California Edison | SCE | CAISO | 1985-12-31 | 2050-12-31 | 9.43 | 1 | 9.43 | 9.43 | n/a | wind_onshorewind | Wind | CAISO_Wind |  |  |  | 1986 | 2050 | 0 | CAISO | 9.43 | 1899-12-31 | 1 |  | 23
3657 | VENWD_1_WIND2 | Windpark Unlimited 2 | caiso | SCE | SCE | Southern California Edison | SCE | CAISO | 1985-12-31 | 2050-12-31 | 16.05 | 1 | 16.05 | 16.05 | n/a | wind_onshorewind | Wind | CAISO_Wind |  |  |  | 1986 | 2050 | 0 | CAISO | 16.05 | 1899-12-31 | 1 |  | 23
3658 | VENWD_1_WIND3 | Painted Hills Windpark | caiso | SCE | SCE | Southern California Edison | SCE | CAISO | 1985-12-01 | 2050-12-31 | 19.04 | 1 | 19.04 | 19.04 | n/a | wind_onshorewind | Wind | CAISO_Wind |  |  |  | 1986 | 2050 | 0 | CAISO | 19.04 | 1899-12-31 | 1 |  | 23
3659 | VERNON_6_GONZL1 | H. Gonzales Unit #1 | caiso | SCE | SCE | Southern California Edison | SCE | CAISO | 1987-01-01 | 2050-12-31 | 5.75 | 1 | 5.75 | 5.75 | CT-NatGas-Aero | CT_NG | CT | CAISO_Peaker2 |  |  |  | 1987 | 2050 | 0 | CAISO | 5.75 | 1899-12-31 | 1 |  | 23
3660 | VERNON_6_GONZL2 | H. Gonzales Unit #2 | caiso | SCE | SCE | Southern California Edison | SCE | CAISO | 1987-01-01 | 2050-12-31 | 5.75 | 1 | 5.75 | 5.75 | CT-NatGas-Aero | CT_NG | CT | CAISO_Peaker2 |  |  |  | 1987 | 2050 | 0 | CAISO | 5.75 | 1899-12-31 | 1 |  | 23
3661 | VERNON_6_MALBRG | Malburg Generating Station | caiso | SCE | SCE | Southern California Edison | SCE | CAISO | 2005-10-17 | 2050-12-31 | 134 | 1 | 134 | 134 | CCWhole-NatGas-Industrial | CC_NG | CC | CAISO_CCGT2 |  |  |  | 2006 | 2050 | 0 | CAISO | 134 | 1899-12-31 | 1 |  | 23
3662 | Verwey_Hanford_Dairy_Digester_Genset__2 | Verwey-Hanford Dairy Digester Genset #2 | rps | PGE_Valley | PGE_Valley | Pacific Gas and Electric Valley | PGE_Valley | CAISO | 2019-02-13 | 2050-12-31 | 0 | 0 |  | 1.028 | Digester gasnan | Biogas_ | Biogas_LandfillGas | CAISO_Biomass |  |  |  | 2019 | 2050 | 0 | CAISO | 1.028 | 0.95 | 1 | GUERNS_6_VH2BM1 | 23
3663 | Verwey_Hanford_Dairy_Digester_III | Verwey-Hanford Dairy Digester III | rps | PGE_Valley | PGE_Valley | Pacific Gas and Electric Valley | PGE_Valley | CAISO | 2019-02-13 | 2050-12-31 | 0 | 0 |  | 1.028 | Digester gasnan | Biogas_ | Biogas_LandfillGas | CAISO_Biomass |  |  |  | 2019 | 2050 | 0 | CAISO | 1.028 | 0.95 | 1 | GUERNS_6_HD3BM3 | 23
3664 | Verwey_Madera_Dairy_Digester_Genset__2 | Verwey Madera Dairy Digester Genset #2 | rps | PGE_Valley | PGE_Valley | Pacific Gas and Electric Valley | PGE_Valley | CAISO | 2019-01-11 | 2050-12-31 | 0 | 0 |  | 0.8 | Digester gasnan | Biogas_ | Biogas_LandfillGas | CAISO_Biomass |  |  |  | 2019 | 2050 | 0 | CAISO | 0.8 | 0.95 | 1 |  | 23
3665 | VESTAL_2_KERN | KERN RIVER PH 3 UNITS 1 & 2 AGGREGATE | caiso | SCE | PGE_Valley | Pacific Gas and Electric Valley | PGE_Valley | CAISO | 1907-01-01 | 2050-12-31 | 36.8 | 1 | 36.8 | 36.8 | n/a | Hydro_Standard | Hydro | CAISO_Hydro |  |  |  | 1907 | 2050 | 0 | CAISO | 36.8 | 1899-12-31 | 1 |  | 23
3666 | VESTAL_2_RTS042 | SPVP042 Porterville Solar | caiso | SCE | SCE | Southern California Edison | SCE | CAISO | 2012-11-24 | 2050-12-31 | 5 | 1 | 5 | 5 | n/a | PVgeneric_sun | Solar_Fixed | CAISO_Solar |  |  |  | 2013 | 2050 | 0 | CAISO | 5 | 1899-12-31 | 1 |  | 23
3667 | VESTAL_2_SOLAR1 | NICOLIS | caiso | SCE | SCE | Southern California Edison | SCE | CAISO |  | 2050-12-31 | 20 | 1 | 20 | 20 | PVgeneric_sun | PVgeneric_sun | Solar_Fixed | CAISO_Solar |  |  |  | 1900 | 2050 | 0 | CAISO | 20 | 1899-12-31 | 1 |  | 23
3668 | VESTAL_2_SOLAR2 | TROPICO | caiso | SCE | SCE | Southern California Edison | SCE | CAISO |  | 2050-12-31 | 14 | 1 | 14 | 14 | PVgeneric_sun | PVgeneric_sun | Solar_Fixed | CAISO_Solar |  |  |  | 1900 | 2050 | 0 | CAISO | 14 | 1899-12-31 | 1 |  | 23
3669 | VESTAL_2_UNIT1 |  | caiso | SCE | SCE | Southern California Edison | SCE | CAISO | 2016-06-30 | 2050-12-31 | 5 | 1 | 5 | 5 | n/a | PVgeneric_sun | Solar_Fixed | CAISO_Solar |  |  |  | 2016 | 2050 | 0 | CAISO | 5 | 1899-12-31 | 1 |  | 23
3670 | VESTAL_2_WELLHD | Wellhead Power Delano | caiso | SCE | SCE | Southern California Edison | SCE | CAISO | 2013-01-16 | 2050-12-31 | 49 | 1 | 49 | 49 | CT-NatGas-Aero | CT_NG | CT | CAISO_Peaker2 |  |  |  | 2013 | 2050 | 0 | CAISO | 49 | 1899-12-31 | 1 |  | 23
3671 | VESTAL_6_QF | VESTAL QFS | caiso | SCE | SCE | Southern California Edison | SCE | CAISO | 1989-01-01 | 2050-12-31 | 12.3 | 1 | 12.3 | 12.3 | n/a | Hydro_Standard | Hydro | CAISO_Small_Hydro |  |  |  | 1989 | 2050 | 0 | CAISO | 12.3 | 1899-12-31 | 1 |  | 23
3672 | VI_MBUS_189201_1A | VI-MBUS WDAT1A | teppc | PNM | PNM | Public Service Company of New Mexico | PNM_EPE | SW | 2016-03-16 | 2050-12-31 | 7.5 | 1 | 7.5 | 7.5 | SolarPV-NonTracking | FixedPV_sun | Solar_Fixed | SW_Solar |  |  |  | 2016 | 2050 | 0 | SW | 7.5 | 1899-12-31 | 1 |  | 23
3673 | VI_MBUS_189203_1B | VI-MBUS WDAT1B | teppc | PNM | PNM | Public Service Company of New Mexico | PNM_EPE | SW | 2016-03-16 | 2050-12-31 | 7.5 | 1 | 7.5 | 7.5 | SolarPV-NonTracking | FixedPV_sun | Solar_Fixed | SW_Solar |  |  |  | 2016 | 2050 | 0 | SW | 7.5 | 1899-12-31 | 1 |  | 23
3674 | VICTOR_1_CREST |  | caiso | SCE | SCE | Southern California Edison | SCE | CAISO |  | 2050-12-31 | 24.49 | 1 | 24.49 | 24.49 | n/a | PVgeneric_sun | Solar_Fixed | CAISO_Solar |  |  |  | 1900 | 2050 | 0 | CAISO | 24.49 | 1899-12-31 | 1 |  | 23
3675 | VICTOR_1_EXSLRA | Expressway Solar A | caiso | SCE | SCE | Southern California Edison | SCE | CAISO | 2014-05-07 | 2050-12-31 | 2 | 1 | 2 | 2 | n/a | PVgeneric_sun | Solar_Fixed | CAISO_Solar |  |  |  | 2014 | 2050 | 0 | CAISO | 2 | 1899-12-31 | 1 |  | 23
3676 | VICTOR_1_EXSLRB | Expressway Solar B | caiso | SCE | SCE | Southern California Edison | SCE | CAISO | 2014-05-07 | 2050-12-31 | 2 | 1 | 2 | 2 | n/a | PVgeneric_sun | Solar_Fixed | CAISO_Solar |  |  |  | 2014 | 2050 | 0 | CAISO | 2 | 1899-12-31 | 1 |  | 23
3677 | VICTOR_1_LVSLR1 | Lone Valley Solar Park 1 | caiso | SCE | SCE | Southern California Edison | SCE | CAISO | 2014-11-19 | 2050-12-31 | 10 | 1 | 10 | 10 | n/a | PVgeneric_sun | Solar_Fixed | CAISO_Solar |  |  |  | 2015 | 2050 | 0 | CAISO | 10 | 1899-12-31 | 1 |  | 23
3678 | VICTOR_1_LVSLR2 | Lone Valley Solar Park 2 | caiso | SCE | SCE | Southern California Edison | SCE | CAISO | 2014-11-22 | 2050-12-31 | 20 | 1 | 20 | 20 | n/a | PVgeneric_sun | Solar_Fixed | CAISO_Solar |  |  |  | 2015 | 2050 | 0 | CAISO | 20 | 1899-12-31 | 1 |  | 23
3679 | VICTOR_1_SLRHES | Sunedison - Hesperia | caiso | SCE | SCE | Southern California Edison | SCE | CAISO | 2014-08-08 | 2050-12-31 | 1.5 | 1 | 1.5 | 1.5 | n/a | PVgeneric_sun | Solar_Fixed | CAISO_Solar |  |  |  | 2015 | 2050 | 0 | CAISO | 1.5 | 1899-12-31 | 1 |  | 23
3680 | VICTOR_1_SOLAR1 | Victor Phelan Solar One | caiso | SCE | SCE | Southern California Edison | SCE | CAISO | 2013-11-18 | 2050-12-31 | 17.5 | 1 | 17.5 | 17.5 | n/a | PVgeneric_sun | Solar_Fixed | CAISO_Solar |  |  |  | 2014 | 2050 | 0 | CAISO | 17.5 | 1899-12-31 | 1 |  | 23
3681 | VICTOR_1_SOLAR2 | Alamo Solar | caiso | SCE | SCE | Southern California Edison | SCE | CAISO | 2015-05-15 | 2050-12-31 | 20 | 1 | 20 | 20 | n/a | PVgeneric_sun | Solar_Fixed | CAISO_Solar |  |  |  | 2015 | 2050 | 0 | CAISO | 20 | 1899-12-31 | 1 |  | 23
3682 | VICTOR_1_SOLAR3 | Adelanto Solar 2 | caiso | SCE | SCE | Southern California Edison | SCE | CAISO | 2015-07-01 | 2050-12-31 | 7 | 1 | 7 | 7 | n/a | PVgeneric_sun | Solar_Fixed | CAISO_Solar |  |  |  | 2016 | 2050 | 0 | CAISO | 7 | 1899-12-31 | 1 |  | 23
3683 | VICTOR_1_SOLAR4 | Adelanto Solar | caiso | SCE | SCE | Southern California Edison | SCE | CAISO | 2015-09-03 | 2050-12-31 | 20 | 1 | 20 | 20 | n/a | PVgeneric_sun | Solar_Fixed | CAISO_Solar |  |  |  | 2016 | 2050 | 0 | CAISO | 20 | 1899-12-31 | 1 |  | 23
3684 | VICTOR_1_VDRYFA | Victor Dry Farm Ranch A | caiso | SCE | SCE | Southern California Edison | SCE | CAISO | 2015-06-12 | 2050-12-31 | 5 | 1 | 5 | 5 | n/a | PVgeneric_sun | Solar_Fixed | CAISO_Solar |  |  |  | 2015 | 2050 | 0 | CAISO | 5 | 1899-12-31 | 1 |  | 23
3685 | VICTOR_1_VDRYFB | Victor Dry Farm Ranch B | caiso | SCE | SCE | Southern California Edison | SCE | CAISO | 2015-06-12 | 2050-12-31 | 5 | 1 | 5 | 5 | n/a | PVgeneric_sun | Solar_Fixed | CAISO_Solar |  |  |  | 2015 | 2050 | 0 | CAISO | 5 | 1899-12-31 | 1 |  | 23
3686 | VILLPK_2_VALLYV | MWD Valley View Hydroelectric Recovery P | caiso | SCE | SCE | Southern California Edison | SCE | CAISO | 1985-01-01 | 2050-12-31 | 4.1 | 1 | 4.1 | 4.1 | n/a | Hydro_Standard | Hydro | CAISO_Hydro |  |  |  | 1985 | 2050 | 0 | CAISO | 4.1 | 1899-12-31 | 1 |  | 23
3687 | VILLPK_6_MWDYOR | Yorba Linda Hydroelectric Recovery Plant | caiso | SCE | SCE | Southern California Edison | SCE | CAISO | 1981-01-01 | 2050-12-31 | 5.1 | 1 | 5.1 | 5.1 | n/a | Hydro_Standard | Hydro | CAISO_Hydro |  |  |  | 1981 | 2050 | 0 | CAISO | 5.1 | 1899-12-31 | 1 |  | 23
3688 | VINCNT_2_QF | VINCENT QFS | caiso | SCE | SCE | Southern California Edison | SCE | CAISO | 1985-01-01 | 2050-12-31 | 207 | 1 | 207 | 207 | n/a | wind_onshorewind | Wind | CAISO_Wind |  |  |  | 1985 | 2050 | 0 | CAISO | 207 | 1899-12-31 | 1 |  | 23
3689 | VINCNT_2_WESTWD | Oasis Power Plant | caiso | SCE | SCE | Southern California Edison | SCE | CAISO | 2005-03-31 | 2050-12-31 | 59 | 1 | 59 | 59 | n/a | wind_onshorewind | Wind | CAISO_Wind |  |  |  | 2005 | 2050 | 0 | CAISO | 59 | 1899-12-31 | 1 |  | 23
3690 | Virginia_Smith_DCI | Virginia Smith DC Intertie (Fictional Resource) | teppc | WACM | WACM | Western Area Power Administration, Colorado-Missouri Region | WACM | Excluded | 1985-04-15 | 2050-12-31 | 200 | 1 | 200 | 200 | DC-Intertie | Intertie_NOTGEN | None | Excluded_Imports |  |  |  | 1985 | 2050 | 0 | Excluded | 200 | 1899-12-31 | 1 |  | 23
3691 | VISTA_2_FCELL | CSUSB fuel cell | caiso | SCE | SCE | Southern California Edison | SCE | CAISO | 2013-09-01 | 2050-12-31 | 0 | 0 |  | 1.4 | OTHER_NATURAL GAS | Cogen_NG | Cogen | CAISO_CHP |  |  |  | 2014 | 2050 | 0 | CAISO | 1.4 | 1899-12-31 | 1 |  | 23
3692 | VISTA_2_RIALTO | Rialto RT Solar | caiso | SCE | SCE | Southern California Edison | SCE | CAISO | 2011-03-01 | 2050-12-31 | 1 | 1 | 1 | 1 | n/a | PVgeneric_sun | Solar_Fixed | CAISO_Solar |  |  |  | 2011 | 2050 | 0 | CAISO | 1 | 1899-12-31 | 1 |  | 23
3693 | VISTA_2_RTS028 | SPVP028 | caiso | SCE | SCE | Southern California Edison | SCE | CAISO | 2013-08-08 | 2050-12-31 | 3.5 | 1 | 3.5 | 3.5 | n/a | PVgeneric_sun | Solar_Fixed | CAISO_Solar |  |  |  | 2014 | 2050 | 0 | CAISO | 3.5 | 1899-12-31 | 1 |  | 23
3694 | VISTA_6_QF | VISTA QFS | caiso | SCE | SCE | Southern California Edison | SCE | CAISO | 1983-01-01 | 2050-12-31 | 0.18 | 1 | 0.18 | 0.18 | n/a | Cogen_NG | Cogen | CAISO_Small_Hydro |  |  |  | 1983 | 2050 | 0 | CAISO | 0.18 | 1899-12-31 | 1 |  | 23
3695 | VLCNTR_6_VCSLR | Cole Grade | caiso | SDGE | SDGE | San Diego Gas and Electric | SDGE | CAISO |  | 2050-12-31 | 2.33 | 1 | 2.33 | 2.33 | PHOTO VOLTAIC_SUN | PVgeneric_sun | Solar_Fixed | CAISO_Solar |  |  |  | 1900 | 2050 | 0 | CAISO | 2.33 | 1899-12-31 | 1 |  | 23
3696 | VLCNTR_6_VCSLR1 | Valley Center 1 | caiso | SDGE | SDGE | San Diego Gas and Electric | SDGE | CAISO | 2013-12-31 | 2050-12-31 | 2.5 | 1 | 2.5 | 2.5 | n/a | PVgeneric_sun | Solar_Fixed | CAISO_Solar |  |  |  | 2014 | 2050 | 0 | CAISO | 2.5 | 1899-12-31 | 1 |  | 23
3697 | VLCNTR_6_VCSLR2 | Valley Center 2 | caiso | SDGE | SDGE | San Diego Gas and Electric | SDGE | CAISO | 2013-12-31 | 2050-12-31 | 5 | 1 | 5 | 5 | n/a | PVgeneric_sun | Solar_Fixed | CAISO_Solar |  |  |  | 2014 | 2050 | 0 | CAISO | 5 | 1899-12-31 | 1 |  | 23
3698 | VLYHOM_7_SSJID | Woodward Power Plant | caiso | PGE_Valley | PGE_Valley | Pacific Gas and Electric Valley | PGE_Valley | CAISO | 1982-04-16 | 2050-12-31 | 3 | 1 | 3 | 3 | n/a | Hydro_Standard | Hydro | CAISO_Small_Hydro |  |  |  | 1982 | 2050 | 0 | CAISO | 3 | 1899-12-31 | 1 |  | 23
3699 | Volcano_Creek_1 | Volcano Creek-1_Volcano Creek-1_IPP-VOL | teppc | BCHA | BCHA | British Columbia Transmission Company | BCHA_AESO | Excluded | 2015-11-01 | 2075-11-01 | 8.9 | 1 | 8.9 | 8.9 | Hydro | Hydro_Standard | Hydro | Excluded_Hydro |  |  |  | 2016 | 2075 | 0 | Excluded | 8.9 | 1899-12-31 | 1 |  | 23
3700 | Volcano_Creek_2 | Volcano Creek-2_Volcano Creek-2_IPP-VOL | teppc | BCHA | BCHA | British Columbia Transmission Company | BCHA_AESO | Excluded | 2015-11-01 | 2075-11-01 | 8.9 | 1 | 8.9 | 8.9 | Hydro | Hydro_Standard | Hydro | Excluded_Hydro |  |  |  | 2016 | 2075 | 0 | Excluded | 8.9 | 1899-12-31 | 1 |  | 23
3701 | VOLTA_2_UNIT_1 | VOLTA HYDRO UNIT 1 | caiso | PGE_Valley | PGE_Valley | Pacific Gas and Electric Valley | PGE_Valley | CAISO | 1980-01-01 | 2050-12-31 | 9.1 | 1 | 9.1 | 9.1 | n/a | Hydro_Standard | Hydro | CAISO_Hydro |  |  |  | 1980 | 2050 | 0 | CAISO | 9.1 | 1899-12-31 | 1 |  | 23
3702 | VOLTA_2_UNIT_2 | Volta Hydro Unit 2 | caiso | PGE_Valley | PGE_Valley | Pacific Gas and Electric Valley | PGE_Valley | CAISO | 1981-01-01 | 2050-12-31 | 1 | 1 | 1 | 1 | n/a | Hydro_Standard | Hydro | CAISO_Hydro |  |  |  | 1981 | 2050 | 0 | CAISO | 1 | 1899-12-31 | 1 |  | 23
3703 | VOLTA_6_BAILCK | Bailey Creek Ranch | caiso | PGE_Valley | PGE_Valley | Pacific Gas and Electric Valley | PGE_Valley | CAISO | 1982-05-26 | 2050-12-31 | 0.63 | 1 | 0.63 | 0.63 | n/a | Hydro_Standard | Hydro | CAISO_Hydro |  |  |  | 1982 | 2050 | 0 | CAISO | 0.63 | 1899-12-31 | 1 |  | 23
3704 | VOLTA_6_DIGHYD | Digger Creek Ranch Hydro | caiso | PGE_Valley | PGE_Valley | Pacific Gas and Electric Valley | PGE_Valley | CAISO | 2014-07-02 | 2050-12-31 | 0.6 | 1 | 0.6 | 0.6 | n/a | Hydro_Standard | Hydro | CAISO_Small_Hydro |  |  |  | 2015 | 2050 | 0 | CAISO | 0.6 | 1899-12-31 | 1 |  | 23
3705 | VOLTA_7_QFUNTS | VOLTA_7_QFUNTS | caiso | PGE_Valley | PGE_Valley | Pacific Gas and Electric Valley | PGE_Valley | CAISO | 2007-03-01 | 2050-12-31 | 1.3 | 1 | 1.3 | 1.3 | n/a | Hydro_Standard | Hydro | CAISO_Small_Hydro |  |  |  | 2007 | 2050 | 0 | CAISO | 1.3 | 1899-12-31 | 1 |  | 23
3706 | Voyager_Wind_I__LLC | Voyager Wind I, LLC | rps | SCE | SCE | Southern California Edison | SCE | CAISO | 2020-01-01 | 2050-12-31 | 132 | 1 | 132 | 132 | Windnan | wind_onshorewind | Wind | CAISO_Wind |  |  |  | 2020 | 2050 | 0 | CAISO | 132 | 0.95 | 1 | VOYAGR_2_VOYWD1 | 23
3707 | VOYAGR_2_VOYWD2 |  | caiso | SCE | SCE | Southern California Edison | SCE | CAISO | 2018-12-19 | 2050-12-31 | 128.7 | 1 | 128.7 | 128.7 | wind_onshorewind | wind_onshorewind | Wind | CAISO_Wind |  |  |  | 2019 | 2050 | 0 | CAISO | 128.7 | 1899-12-31 | 1 |  | 23
3708 | VOYAGR_2_VOYWD3 |  | caiso | SCE | SCE | Southern California Edison | SCE | CAISO | 2018-12-29 | 2050-12-31 | 43.2 | 1 | 43.2 | 43.2 | wind_onshorewind | wind_onshorewind | Wind | CAISO_Wind |  |  |  | 2019 | 2050 | 0 | CAISO | 43.2 | 1899-12-31 | 1 |  | 23
3709 | VOYAGR_2_VOYWD4 |  | caiso | SCE | SCE | Southern California Edison | SCE | CAISO | 2018-12-29 | 2050-12-31 | 21.6 | 1 | 21.6 | 21.6 | wind_onshorewind | wind_onshorewind | Wind | CAISO_Wind |  |  |  | 2019 | 2050 | 0 | CAISO | 21.6 | 1899-12-31 | 1 |  | 23
3711 | VSTAES_6_VESBT1 |  | caiso | SDGE | SDGE | San Diego Gas and Electric | SDGE | CAISO |  | 2050-12-31 | 40 | 1 | 40 | 40 | Battery_ | Battery_ | Battery Storage | CAISO_Li_Battery |  |  |  | 1900 | 2050 | 0 | CAISO | 40 | 1899-12-31 | 1 |  | 23
3712 | Vulcan_1 | Vulcan GEN1¦Geothermal Power Company-GEN1 | teppc | IID | IID | Imperial Irrigation District | IID | IID | 1973-06-01 | 2050-12-31 | 38 | 1 | 38 | 38 | Geo-DoubleFlash | Geothermal_steam | Geothermal | IID_Geothermal |  |  |  | 1973 | 2050 | 0 | IID | 38 | 1899-12-31 | 1 |  | 23
3713 | Vulcan_2 | Vulcan GEN2¦Geothermal Power Company-GEN2 | teppc | IID | IID | Imperial Irrigation District | IID | IID | 1993-06-01 | 2050-12-31 | 10.74 | 1 | 10.74 | 10.74 | Geo-DoubleFlash | Geothermal_steam | Geothermal | IID_Geothermal |  |  |  | 1993 | 2050 | 0 | IID | 10.74 | 1899-12-31 | 1 |  | 23
3714 | Vulcan_Expander | Vulcan 3¦Vulcan Expander¦Vulcan-BN Geothermal Power Company-GEN3 | teppc | IID | IID | Imperial Irrigation District | IID | IID | 1973-06-01 | 2050-12-31 | 10.5 | 1 | 10.5 | 10.5 | Geo-DoubleFlash | Geothermal_steam | Geothermal | IID_Geothermal |  |  |  | 1973 | 2050 | 0 | IID | 10.5 | 1899-12-31 | 1 |  | 23
3715 | Waddell_PS1 | Waddell Pumped Storage PS1 | teppc | WALC | WALC | Western Area Power Administration, Lower Colorado Region | WALC | SW | 1994-05-01 | 2050-12-31 | 10.9 | 1 | 10.9 | 10.9 | PS-Hydro | Hydro_PumpedStorage | PSH | SW_Existing_Pumped_Storage |  |  |  | 1994 | 2050 | 0 | SW | 10.9 | 1899-12-31 | 1 |  | 23
3716 | Waddell_PS3 | Waddell Pumped Storage PG3 | teppc | WALC | WALC | Western Area Power Administration, Lower Colorado Region | WALC | SW | 1994-05-01 | 2050-12-31 | 10.9 | 1 | 10.9 | 10.9 | PS-Hydro | Hydro_PumpedStorage | PSH | SW_Existing_Pumped_Storage |  |  |  | 1994 | 2050 | 0 | SW | 10.9 | 1899-12-31 | 1 |  | 23
3717 | Waddell_PS6 | Waddell Pumped Storage PG6 | teppc | WALC | WALC | Western Area Power Administration, Lower Colorado Region | WALC | SW | 1994-05-01 | 2050-12-31 | 10.9 | 1 | 10.9 | 10.9 | PS-Hydro | Hydro_PumpedStorage | PSH | SW_Existing_Pumped_Storage |  |  |  | 1994 | 2050 | 0 | SW | 10.9 | 1899-12-31 | 1 |  | 23
3718 | Waddell_PS7 | Waddell Pumped Storage PG7 | teppc | WALC | WALC | Western Area Power Administration, Lower Colorado Region | WALC | SW | 1994-05-01 | 2050-12-31 | 10.9 | 1 | 10.9 | 10.9 | PS-Hydro | Hydro_PumpedStorage | PSH | SW_Existing_Pumped_Storage |  |  |  | 1994 | 2050 | 0 | SW | 10.9 | 1899-12-31 | 1 |  | 23
3719 | WADHAM_6_UNIT | Wadham Energy LP | caiso | PGE_Valley | PGE_Valley | Pacific Gas and Electric Valley | PGE_Valley | CAISO | 1989-03-24 | 2050-12-31 | 24.49 | 0.84245 | 24.49 | 29.07 | n/a | ST_Biomass | Biomass/Wood | CAISO_Biomass |  |  |  | 1989 | 2050 | 0 | CAISO | 29.07 | 1899-12-31 | 1 |  | 23
3720 | Wahleach_1 | Wahleach-1_Wahleach-1_BCH-WAH | teppc | BCHA | BCHA | British Columbia Transmission Company | BCHA_AESO | Excluded | 1952-01-01 | 2033-03-31 | 65 | 1 | 65 | 65 | Hydro | Hydro_Standard | Hydro | Excluded_Hydro |  |  |  | 1952 | 2032 | 0 | Excluded | 65 | 1899-12-31 | 1 |  | 23
3721 | WALCRK_2_CTG1 |  | caiso | SCE | SCE | Southern California Edison | SCE | CAISO | 2013-03-21 | 2050-12-31 | 96 | 0.99554 | 96 | 96.43 | CT-NatGas-Industrial | CT_NG | CT | CAISO_Peaker1 |  |  |  | 2013 | 2050 | 0 | CAISO | 96.43 | 1899-12-31 | 1 |  | 23
3722 | WALCRK_2_CTG2 |  | caiso | SCE | SCE | Southern California Edison | SCE | CAISO | 2013-03-21 | 2050-12-31 | 96 | 0.99061 | 96 | 96.91 | CT-NatGas-Industrial | CT_NG | CT | CAISO_Peaker1 |  |  |  | 2013 | 2050 | 0 | CAISO | 96.91 | 1899-12-31 | 1 |  | 23
3723 | WALCRK_2_CTG3 |  | caiso | SCE | SCE | Southern California Edison | SCE | CAISO | 2013-03-21 | 2050-12-31 | 96 | 0.99327 | 96 | 96.65 | CT-NatGas-Industrial | CT_NG | CT | CAISO_Peaker1 |  |  |  | 2013 | 2050 | 0 | CAISO | 96.65 | 1899-12-31 | 1 |  | 23
3724 | WALCRK_2_CTG4 |  | caiso | SCE | SCE | Southern California Edison | SCE | CAISO | 2013-03-29 | 2050-12-31 | 96 | 0.99492 | 96 | 96.49 | CT-NatGas-Industrial | CT_NG | CT | CAISO_Peaker1 |  |  |  | 2013 | 2050 | 0 | CAISO | 96.49 | 1899-12-31 | 1 |  | 23
3725 | WALCRK_2_CTG5 |  | caiso | SCE | SCE | Southern California Edison | SCE | CAISO | 2013-04-30 | 2050-12-31 | 96.65 | 1 | 96.65 | 96.65 | CT-NatGas-Industrial | CT_NG | CT | CAISO_Peaker1 |  |  |  | 2013 | 2050 | 0 | CAISO | 96.65 | 1899-12-31 | 1 |  | 23
3726 | Walden_North_1 | Walden North-1_Walden North-1_IPP-WDN | teppc | BCHA | BCHA | British Columbia Transmission Company | BCHA_AESO | Excluded | 1994-04-01 | 2033-12-15 | 3.6 | 1 | 3.6 | 3.6 | Hydro | Hydro_Standard | Hydro | Excluded_Hydro |  |  |  | 1994 | 2033 | 0 | Excluded | 3.6 | 1899-12-31 | 1 |  | 23
3727 | Walden_North_2 | Walden North-2_Walden North-2_IPP-WDN | teppc | BCHA | BCHA | British Columbia Transmission Company | BCHA_AESO | Excluded | 1994-04-01 | 2033-12-15 | 3.6 | 1 | 3.6 | 3.6 | Hydro | Hydro_Standard | Hydro | Excluded_Hydro |  |  |  | 1994 | 2033 | 0 | Excluded | 3.6 | 1899-12-31 | 1 |  | 23
3728 | Walden_North_3 | Walden North-3_Walden North-3_IPP-WDN | teppc | BCHA | BCHA | British Columbia Transmission Company | BCHA_AESO | Excluded | 1994-04-01 | 2033-12-15 | 3.6 | 1 | 3.6 | 3.6 | Hydro | Hydro_Standard | Hydro | Excluded_Hydro |  |  |  | 1994 | 2033 | 0 | Excluded | 3.6 | 1899-12-31 | 1 |  | 23
3729 | Walden_North_4 | Walden North-4_Walden North-4_IPP-WDN | teppc | BCHA | BCHA | British Columbia Transmission Company | BCHA_AESO | Excluded | 1994-04-01 | 2033-12-15 | 3.6 | 1 | 3.6 | 3.6 | Hydro | Hydro_Standard | Hydro | Excluded_Hydro |  |  |  | 1994 | 2033 | 0 | Excluded | 3.6 | 1899-12-31 | 1 |  | 23
3730 | Walden_North_5 | Walden North-5_Walden North-5_IPP-WDN | teppc | BCHA | BCHA | British Columbia Transmission Company | BCHA_AESO | Excluded | 1993-03-01 | 2033-12-15 | 3.6 | 1 | 3.6 | 3.6 | Hydro | Hydro_Standard | Hydro | Excluded_Hydro |  |  |  | 1993 | 2033 | 0 | Excluded | 3.6 | 1899-12-31 | 1 |  | 23
3731 | Walnut_1 | Walnut 1 | teppc | TIDC | TIDC | Turlock Irrigation District | TID | BANC | 1986-04-01 | 2050-12-31 | 24.8 | 1 | 24.8 | 24.8 | CT-NatGas-Industrial | CT_NG | CT | BANC_Peaker |  |  |  | 1986 | 2050 | 0 | BANC | 24.8 | 1899-12-31 | 1 |  | 23
3732 | Walnut_2 | Walnut 2 | teppc | TIDC | TIDC | Turlock Irrigation District | TID | BANC | 1986-04-01 | 2050-12-31 | 24.8 | 1 | 24.8 | 24.8 | CT-NatGas-Industrial | CT_NG | CT | BANC_Peaker |  |  |  | 1986 | 2050 | 0 | BANC | 24.8 | 1899-12-31 | 1 |  | 23
3733 | WALNUT_2_SOLAR | Industry MetroLink PV 1 | caiso | SCE | SCE | Southern California Edison | SCE | CAISO | 2012-04-03 | 2050-12-31 | 1.5 | 1 | 1.5 | 1.5 | n/a | PVgeneric_sun | Solar_Fixed | CAISO_Solar |  |  |  | 2012 | 2050 | 0 | CAISO | 1.5 | 1899-12-31 | 1 |  | 23
3734 | WALNUT_6_HILLGEN | Puente Hills | caiso | SCE | SCE | Southern California Edison | SCE | CAISO | 1986-01-01 | 2050-12-31 | 38.62 | 0.8217 | 38.62 | 47 | n/a | Biogas_ | Biogas_LandfillGas | CAISO_Biomass |  |  |  | 1986 | 2050 | 0 | CAISO | 47 | 1899-12-31 | 1 |  | 23
3735 | WALNUT_7_WCOVCT |  | caiso | SCE | SCE | Southern California Edison | SCE | CAISO | 1996-10-05 | 2050-12-31 | 0 | 0 | 5 | 0 | n/a | Geothermal_steam | Geothermal | CAISO_Geothermal |  |  |  | 1997 | 2050 | 0 | CAISO | 0 | 1899-12-31 | 1 |  | 23
3736 | WALNUT_7_WCOVST | MM West Covina - ST Unit | caiso | SCE | SCE | Southern California Edison | SCE | CAISO | 1996-10-05 | 2050-12-31 | 5.68 | 0.87385 | 5.68 | 6.5 | n/a | Steam_Biogas | Biogas_LandfillGas | CAISO_Biomass |  |  |  | 1997 | 2050 | 0 | CAISO | 6.5 | 1899-12-31 | 1 |  | 23
3737 | Walnut_Energy_CC | WalnutEnergyCC (Total CC Plant) | teppc | TIDC | TIDC | Turlock Irrigation District | TID | BANC | 2006-03-01 | 2050-12-31 | 286 | 1 | 286 | 286 | CCWhole-NatGas-Industrial | CC_NG | CC | BANC_CCGT |  |  |  | 2006 | 2050 | 0 | BANC | 286 | 1899-12-31 | 1 |  | 23
3738 | WalterHardman1 | Walter Hardman-1_Walter Hardman-1_BCH-WHN | teppc | BCHA | BCHA | British Columbia Transmission Company | BCHA_AESO | Excluded | 1960-01-01 | 2033-03-31 | 4 | 1 | 4 | 4 | Hydro | Hydro_Standard | Hydro | Excluded_Hydro |  |  |  | 1960 | 2032 | 0 | Excluded | 4 | 1899-12-31 | 1 |  | 23
3739 | WalterHardman2 | Walter Hardman-2_Walter Hardman-2_BCH-WHN | teppc | BCHA | BCHA | British Columbia Transmission Company | BCHA_AESO | Excluded | 1960-01-01 | 2033-03-31 | 4 | 1 | 4 | 4 | Hydro | Hydro_Standard | Hydro | Excluded_Hydro |  |  |  | 1960 | 2032 | 0 | Excluded | 4 | 1899-12-31 | 1 |  | 23
3740 | Walterville_1 | Walterville-1 | teppc | BPAT | BPAT | Bonneville Power Administration – Transmission | BPAT | NW | 1948-12-01 | 2050-12-31 | 8 | 1 | 8 | 8 | Hydro | Hydro_Standard | Hydro | NW_Hydro |  |  |  | 1949 | 2050 | 0 | NW | 8 | 1899-12-31 | 1 |  | 23
3741 | Wanapum | Wanapum-1 | teppc | GCPD | GCPD | Grant County Public Utility District | BPAT | NW | 1963-09-01 | 2050-11-30 | 1175 | 1 | 1175 | 1175 | Hydro | Hydro_Standard | Hydro | NW_Hydro |  |  |  | 1964 | 2050 | 0 | NW | 1175 | 1899-12-31 | 1 |  | 23
3742 | Waneta1 | Waneta-1_Waneta-1_FBC-WAN | teppc | BCHA | BCHA | British Columbia Transmission Company | BCHA_AESO | Excluded | 2002-11-11 | 2033-03-31 | 120 | 1 | 120 | 120 | Hydro | Hydro_Standard | Hydro | Excluded_Hydro |  |  |  | 2003 | 2032 | 0 | Excluded | 120 | 1899-12-31 | 1 |  | 23
3743 | Waneta1_Exp | Waneta Expansion-1_Waneta Expansion-1_IPP-WAX | teppc | BCHA | BCHA | British Columbia Transmission Company | BCHA_AESO | Excluded | 2015-04-01 | 2033-03-31 | 167.5 | 1 | 167.5 | 167.5 | Hydro | Hydro_Standard | Hydro | Excluded_Hydro |  |  |  | 2015 | 2032 | 0 | Excluded | 167.5 | 1899-12-31 | 1 |  | 23
3744 | Waneta2 | Waneta-2_Waneta-2_FBC-WAN | teppc | BCHA | BCHA | British Columbia Transmission Company | BCHA_AESO | Excluded | 2002-11-11 | 2033-03-31 | 120 | 1 | 120 | 120 | Hydro | Hydro_Standard | Hydro | Excluded_Hydro |  |  |  | 2003 | 2032 | 0 | Excluded | 120 | 1899-12-31 | 1 |  | 23
3745 | Waneta2_Exp | Waneta Expansion-2_Waneta Expansion-2_IPP-WAX | teppc | BCHA | BCHA | British Columbia Transmission Company | BCHA_AESO | Excluded | 2015-04-01 | 2033-03-31 | 167.5 | 1 | 167.5 | 167.5 | Hydro | Hydro_Standard | Hydro | Excluded_Hydro |  |  |  | 2015 | 2032 | 0 | Excluded | 167.5 | 1899-12-31 | 1 |  | 23
3746 | Waneta3 | Waneta-3_Waneta-3_FBC-WAN | teppc | BCHA | BCHA | British Columbia Transmission Company | BCHA_AESO | Excluded | 2002-11-11 | 2033-03-31 | 120 | 1 | 120 | 120 | Hydro | Hydro_Standard | Hydro | Excluded_Hydro |  |  |  | 2003 | 2032 | 0 | Excluded | 120 | 1899-12-31 | 1 |  | 23
3747 | Waneta4 | Waneta-4_Waneta-4_FBC-WAN | teppc | BCHA | BCHA | British Columbia Transmission Company | BCHA_AESO | Excluded | 2002-11-11 | 2033-03-31 | 120 | 1 | 120 | 120 | Hydro | Hydro_Standard | Hydro | Excluded_Hydro |  |  |  | 2003 | 2032 | 0 | Excluded | 120 | 1899-12-31 | 1 |  | 23
3748 | WarmSpringsPwr | Warm Springs Power Enterprises-1 | teppc | PACW | PACW | PacifiCorp – West | PACW | NW | 1982-06-01 | 2050-12-31 | 19.6 | 1 | 19.6 | 19.6 | Hydro | Hydro_Standard | Hydro | NW_Hydro |  |  |  | 1982 | 2050 | 0 | NW | 19.6 | 1899-12-31 | 1 |  | 23
3749 | WARNE_2_UNIT | WARNE HYDRO AGGREGATE | caiso | SCE | SCE | Southern California Edison | SCE | CAISO | 1982-01-01 | 2050-12-31 | 76 | 1 | 76 | 76 | n/a | Hydro_Standard | Hydro | CAISO_Hydro |  |  |  | 1982 | 2050 | 0 | CAISO | 76 | 1899-12-31 | 1 |  | 23
3750 | WATERTON_2_2 | SHELL WATERTON 2-2 | teppc | AESO | AESO | Alberta Electric System Operator | BCHA_AESO | Excluded | 1986-04-15 | 2050-12-01 | 4.9 | 1 | 4.9 | 4.9 | CT-NatGas-Industrial | CT_NG | CT | Excluded_Peaker |  |  |  | 1986 | 2050 | 0 | Excluded | 4.9 | 1899-12-31 | 1 |  | 23
3751 | Waterton_Dam | CHD Waterton Dam-1 | teppc | AESO | AESO | Alberta Electric System Operator | BCHA_AESO | Excluded | 1986-04-15 | 2050-12-01 | 2.7 | 1 | 2.7 | 2.7 | Hydro | Hydro_Standard | Hydro | Excluded_Hydro |  |  |  | 1986 | 2050 | 0 | Excluded | 2.7 | 1899-12-31 | 1 |  | 23
3752 | WATERTON1_1 | SHELL WATERTON 1-1 | teppc | AESO | AESO | Alberta Electric System Operator | BCHA_AESO | Excluded | 1986-04-15 | 2050-12-01 | 5.4 | 1 | 5.4 | 5.4 | CT-NatGas-Industrial | CT_NG | CT | Excluded_Peaker |  |  |  | 1986 | 2050 | 0 | Excluded | 5.4 | 1899-12-31 | 1 |  | 23
3753 | WAUKNA_1_SOLAR | Corcoran Solar | caiso | PGE_Valley | PGE_Valley | Pacific Gas and Electric Valley | PGE_Valley | CAISO | 2013-08-14 | 2050-12-31 | 20 | 1 | 20 | 20 | n/a | PVgeneric_sun | Solar_Fixed | CAISO_Solar |  |  |  | 2014 | 2050 | 0 | CAISO | 20 | 1899-12-31 | 1 |  | 23
3754 | WAUKNA_1_SOLAR2 | Corcoran 2 | caiso | PGE_Valley | PGE_Valley | Pacific Gas and Electric Valley | PGE_Valley | CAISO | 2015-05-20 | 2050-12-31 | 19.75 | 1 | 19.75 | 19.75 | n/a | PVgeneric_sun | Solar_Fixed | CAISO_Solar |  |  |  | 2015 | 2050 | 0 | CAISO | 19.75 | 1899-12-31 | 1 |  | 23
3755 | WCH_4G1 | WCH 4G1 | teppc | BCHA | BCHA | British Columbia Transmission Company | BCHA_AESO | Excluded | 2018-03-18 | 2050-03-30 | 4.2 | 1 | 4.2 | 4.2 | hydro | Hydro_Standard | Hydro | Excluded_Hydro |  |  |  | 2018 | 2049 | 0 | Excluded | 4.2 | 1899-12-31 | 1 |  | 23
3756 | WDAT1_1A | WDAT (VEA) | teppc | VEA | VEA | Valley Electric Association | NEVP | SW | 2018-03-30 | 2050-12-31 | 7.5 | 1 | 7.5 | 7.5 | SolarPV-NonTracking | FixedPV_sun | Solar_Fixed | SW_Solar |  |  |  | 2018 | 2050 | 0 | SW | 7.5 | 1899-12-31 | 1 |  | 23
3757 | WDAT1_1B | WDAT (VEA) | teppc | VEA | VEA | Valley Electric Association | NEVP | SW | 2018-03-30 | 2050-12-31 | 7.5 | 1 | 7.5 | 7.5 | SolarPV-NonTracking | FixedPV_sun | Solar_Fixed | SW_Solar |  |  |  | 2018 | 2050 | 0 | SW | 7.5 | 1899-12-31 | 1 |  | 23
3758 | WDLEAF_7_UNIT_1 | WOODLEAF HYDRO | caiso | PGE_Valley | PGE_Valley | Pacific Gas and Electric Valley | PGE_Valley | CAISO | 1963-01-01 | 2050-12-31 | 60 | 1 | 60 | 60 | n/a | Hydro_Standard | Hydro | CAISO_Hydro |  |  |  | 1963 | 2050 | 0 | CAISO | 60 | 1899-12-31 | 1 |  | 23
3759 | WEBER_6_FORWRD | Forward | caiso | PGE_Valley | PGE_Valley | Pacific Gas and Electric Valley | PGE_Valley | CAISO | 2014-02-05 | 2050-12-31 | 4.2 | 1 | 4.2 | 4.2 |  | Biogas_ | Biogas_LandfillGas | CAISO_Biomass |  |  |  | 2014 | 2050 | 0 | CAISO | 4.2 | 1899-12-31 | 1 |  | 23
3760 | Weeks_Falls | Weeks Falls-GEN1 | teppc | PNM | PNM | Public Service Company of New Mexico | PNM_EPE | SW | 1990-06-01 | 2050-12-31 | 4.3 | 1 | 4.3 | 4.3 | Hydro | Hydro_Standard | Hydro | SW_Hydro |  |  |  | 1990 | 2050 | 0 | SW | 4.3 | 1899-12-31 | 1 |  | 23
3761 | WeldwoodTG1 | WeldwoodTG1-1 | teppc | AESO | AESO | Alberta Electric System Operator | BCHA_AESO | Excluded | 1958-01-01 | 2050-12-01 | 19 | 1 | 19 | 19 | Bio-ST | ST_Biomass | Biomass/Wood | Excluded_Biomass |  |  |  | 1958 | 2050 | 0 | Excluded | 19 | 1899-12-31 | 1 |  | 23
3762 | WeldwoodTG2 | WeldwoodTG2-1 | teppc | AESO | AESO | Alberta Electric System Operator | BCHA_AESO | Excluded | 1990-01-01 | 2050-12-01 | 29 | 1 | 29 | 29 | Bio-ST | ST_Biomass | Biomass/Wood | Excluded_Biomass |  |  |  | 1990 | 2050 | 0 | Excluded | 29 | 1899-12-31 | 1 |  | 23
3763 | Wells | Wells-U-1 | teppc | DOPD | DOPD | Douglas County Public Utility District | BPAT | NW | 1967-09-01 | 2050-12-31 | 840 | 1 | 840 | 840 | Hydro | Hydro_Standard | Hydro | NW_Hydro |  |  |  | 1968 | 2050 | 0 | NW | 840 | 1899-12-31 | 1 |  | 23
3764 | West_Cadotte_1 | Genalta West Cadotte 1 | teppc | AESO | AESO | Alberta Electric System Operator | BCHA_AESO | Excluded | 2015-04-01 | 2050-12-31 | 32.8 | 1 | 32.8 | 32.8 | CT-NatGas-Industrial | CT_NG | CT | Excluded_Peaker |  |  |  | 2015 | 2050 | 0 | Excluded | 32.8 | 1899-12-31 | 1 |  | 23
3765 | West_Cadotte_2 | Genalta West Cadotte 2 | teppc | BCHA | BCHA | British Columbia Transmission Company | BCHA_AESO | Excluded | 2015-04-01 | 2050-12-31 | 3.1 | 1 | 3.1 | 3.1 | CT-NatGas-Industrial | CT_NG | CT | Excluded_Peaker |  |  |  | 2015 | 2050 | 0 | Excluded | 3.1 | 1899-12-31 | 1 |  | 23
3766 | West_Cadotte_3 | Genalta West Cadotte 3 | teppc | BCHA | BCHA | British Columbia Transmission Company | BCHA_AESO | Excluded | 2015-04-01 | 2050-12-31 | 3.1 | 1 | 3.1 | 3.1 | CT-NatGas-Industrial | CT_NG | CT | Excluded_Peaker |  |  |  | 2015 | 2050 | 0 | Excluded | 3.1 | 1899-12-31 | 1 |  | 23
3767 | West_Phoenix_1B | West Phoenix CC 1B | teppc | AZPS | AZPS | Arizona Public Service Company | AZPS | SW | 1976-06-01 | 2050-12-31 | 95 | 1 | 95 | 95 | CCWhole-NatGas-SingleShaft | CC_NG | CC | SW_CCGT |  |  |  | 1976 | 2050 | 0 | SW | 95 | 1899-12-31 | 1 |  | 23
3768 | West_Phoenix_2B | West Phoenix CC 2B | teppc | AZPS | AZPS | Arizona Public Service Company | AZPS | SW | 1976-06-01 | 2050-12-31 | 95 | 1 | 95 | 95 | CCWhole-NatGas-SingleShaft | CC_NG | CC | SW_CCGT |  |  |  | 1976 | 2050 | 0 | SW | 95 | 1899-12-31 | 1 |  | 23
3769 | West_Phoenix_3B | West Phoenix CC 3B | teppc | AZPS | AZPS | Arizona Public Service Company | AZPS | SW | 1976-06-01 | 2050-12-31 | 95 | 1 | 95 | 95 | CCWhole-NatGas-SingleShaft | CC_NG | CC | SW_CCGT |  |  |  | 1976 | 2050 | 0 | SW | 95 | 1899-12-31 | 1 |  | 23
3770 | West_Phoenix_GT1 | West Phoenix 1 and 2 GT1 | teppc | AZPS | AZPS | Arizona Public Service Company | AZPS | SW | 1972-05-01 | 2050-12-31 | 50 | 1 | 50 | 50 | CT-NatGas-Industrial | CT_NG | CT | SW_Peaker |  |  |  | 1972 | 2050 | 0 | SW | 50 | 1899-12-31 | 1 |  | 23
3771 | West_Phoenix_GT2 | West Phoenix 1 and 2 GT2 | teppc | AZPS | AZPS | Arizona Public Service Company | AZPS | SW | 1973-07-01 | 2050-12-31 | 50 | 1 | 50 | 50 | CT-NatGas-Industrial | CT_NG | CT | SW_Peaker |  |  |  | 1974 | 2050 | 0 | SW | 50 | 1899-12-31 | 1 |  | 23
3772 | West_Valley1 | West Valley Generation Project-U1 | teppc | PAUT | PAUT | Utah, PACE Utility | PACE | NW | 2001-10-01 | 2050-12-31 | 39 | 1 | 39 | 39 | CT-NatGas-Aero | CT_NG | CT | NW_Peaker |  |  |  | 2002 | 2050 | 0 | NW | 39 | 1899-12-31 | 1 |  | 23
3773 | West_Valley2 | West Valley Generation Project-U2 | teppc | PAUT | PAUT | Utah, PACE Utility | PACE | NW | 2001-10-01 | 2050-12-31 | 39 | 1 | 39 | 39 | CT-NatGas-Aero | CT_NG | CT | NW_Peaker |  |  |  | 2002 | 2050 | 0 | NW | 39 | 1899-12-31 | 1 |  | 23
3774 | West_Valley3 | West Valley Generation Project-U3 | teppc | PAUT | PAUT | Utah, PACE Utility | PACE | NW | 2002-06-01 | 2050-12-31 | 39 | 1 | 39 | 39 | CT-NatGas-Aero | CT_NG | CT | NW_Peaker |  |  |  | 2002 | 2050 | 0 | NW | 39 | 1899-12-31 | 1 |  | 23
3775 | West_Valley4 | West Valley Generation Project-U4 | teppc | PAUT | PAUT | Utah, PACE Utility | PACE | NW | 2002-06-01 | 2050-12-31 | 39 | 1 | 39 | 39 | CT-NatGas-Aero | CT_NG | CT | NW_Peaker |  |  |  | 2002 | 2050 | 0 | NW | 39 | 1899-12-31 | 1 |  | 23
3776 | West_Valley5 | West Valley Generation Project-U5 | teppc | PAUT | PAUT | Utah, PACE Utility | PACE | NW | 2002-10-01 | 2050-12-31 | 39 | 1 | 39 | 39 | CT-NatGas-Aero | CT_NG | CT | NW_Peaker |  |  |  | 2003 | 2050 | 0 | NW | 39 | 1899-12-31 | 1 |  | 23
N/A | WestButteWind | West Butte Wind Power Project-WB-1 | teppc | CISC | CISC | Southern California Edison | SCE | CAISO | 2017-12-31 | 2050-12-31 | 104 | 1 | 104 | 104 | WT-Onshore | wind_onshorewind | Wind | CAISO_Wind |  |  |  | 2018 | 2050 | 0 | CAISO | 104 | 1899-12-31 | 1 |  | 24
3777 | Western_A101 | Western 102 Generating Station A101 | teppc | SPPC | SPPC | Nevada Power Company | NEVP | SW | 2005-11-01 | 2050-12-31 | 8.3 | 1 | 8.3 | 8.3 | ICE-NatGas | ICE_NG | ICE | SW_Peaker |  |  |  | 2006 | 2050 | 0 | SW | 8.3 | 1899-12-31 | 1 |  | 24
3778 | Western_B102 | Western 102 Generating Station B102 | teppc | SPPC | SPPC | Nevada Power Company | NEVP | SW | 2005-11-01 | 2050-12-31 | 8.3 | 1 | 8.3 | 8.3 | ICE-NatGas | ICE_NG | ICE | SW_Peaker |  |  |  | 2006 | 2050 | 0 | SW | 8.3 | 1899-12-31 | 1 |  | 24
3779 | Western_B202 | Western 102 Generating Station B202 | teppc | SPPC | SPPC | Nevada Power Company | NEVP | SW | 2005-11-01 | 2050-12-31 | 8.3 | 1 | 8.3 | 8.3 | ICE-NatGas | ICE_NG | ICE | SW_Peaker |  |  |  | 2006 | 2050 | 0 | SW | 8.3 | 1899-12-31 | 1 |  | 24
3780 | Western_C102 | Western 102 Generating Station C102 | teppc | SPPC | SPPC | Nevada Power Company | NEVP | SW | 2005-11-01 | 2050-12-31 | 8.3 | 1 | 8.3 | 8.3 | ICE-NatGas | ICE_NG | ICE | SW_Peaker |  |  |  | 2006 | 2050 | 0 | SW | 8.3 | 1899-12-31 | 1 |  | 24
3781 | Western_C202 | Western 102 Generating Station C202 | teppc | SPPC | SPPC | Nevada Power Company | NEVP | SW | 2005-11-01 | 2050-12-31 | 8.3 | 1 | 8.3 | 8.3 | ICE-NatGas | ICE_NG | ICE | SW_Peaker |  |  |  | 2006 | 2050 | 0 | SW | 8.3 | 1899-12-31 | 1 |  | 24
3782 | Western_D101 | Western 102 Generating Station D101 | teppc | SPPC | SPPC | Nevada Power Company | NEVP | SW | 2005-11-01 | 2050-12-31 | 8.3 | 1 | 8.3 | 8.3 | ICE-NatGas | ICE_NG | ICE | SW_Peaker |  |  |  | 2006 | 2050 | 0 | SW | 8.3 | 1899-12-31 | 1 |  | 24
3783 | Western_E102 | Western 102 Generating Station E102 | teppc | SPPC | SPPC | Nevada Power Company | NEVP | SW | 2005-11-01 | 2050-12-31 | 8.3 | 1 | 8.3 | 8.3 | ICE-NatGas | ICE_NG | ICE | SW_Peaker |  |  |  | 2006 | 2050 | 0 | SW | 8.3 | 1899-12-31 | 1 |  | 24
3784 | Western_E202 | Western 102 Generating Station E202 | teppc | SPPC | SPPC | Nevada Power Company | NEVP | SW | 2005-11-01 | 2050-12-31 | 8.3 | 1 | 8.3 | 8.3 | ICE-NatGas | ICE_NG | ICE | SW_Peaker |  |  |  | 2006 | 2050 | 0 | SW | 8.3 | 1899-12-31 | 1 |  | 24
3785 | Western_F102 | Western 102 Generating Station F102 | teppc | SPPC | SPPC | Nevada Power Company | NEVP | SW | 2005-11-01 | 2050-12-31 | 8.3 | 1 | 8.3 | 8.3 | ICE-NatGas | ICE_NG | ICE | SW_Peaker |  |  |  | 2006 | 2050 | 0 | SW | 8.3 | 1899-12-31 | 1 |  | 24
3786 | Western_F202 | Western 102 Generating Station F202 | teppc | SPPC | SPPC | Nevada Power Company | NEVP | SW | 2005-11-01 | 2050-12-31 | 8.3 | 1 | 8.3 | 8.3 | ICE-NatGas | ICE_NG | ICE | SW_Peaker |  |  |  | 2006 | 2050 | 0 | SW | 8.3 | 1899-12-31 | 1 |  | 24
3787 | Western_G102 | Western 102 Generating Station G102 | teppc | SPPC | SPPC | Nevada Power Company | NEVP | SW | 2005-11-01 | 2050-12-31 | 8.3 | 1 | 8.3 | 8.3 | ICE-NatGas | ICE_NG | ICE | SW_Peaker |  |  |  | 2006 | 2050 | 0 | SW | 8.3 | 1899-12-31 | 1 |  | 24
3788 | Western_G202 | Western 102 Generating Station G202 | teppc | SPPC | SPPC | Nevada Power Company | NEVP | SW | 2005-11-01 | 2050-12-31 | 8.3 | 1 | 8.3 | 8.3 | ICE-NatGas | ICE_NG | ICE | SW_Peaker |  |  |  | 2006 | 2050 | 0 | SW | 8.3 | 1899-12-31 | 1 |  | 24
3789 | Western_H102 | Western 102 Generating Station H102 | teppc | SPPC | SPPC | Nevada Power Company | NEVP | SW | 2005-11-01 | 2050-12-31 | 8.3 | 1 | 8.3 | 8.3 | ICE-NatGas | ICE_NG | ICE | SW_Peaker |  |  |  | 2006 | 2050 | 0 | SW | 8.3 | 1899-12-31 | 1 |  | 24
3790 | Western_H202 | Western 102 Generating Station H202 | teppc | SPPC | SPPC | Nevada Power Company | NEVP | SW | 2005-11-01 | 2050-12-31 | 8.3 | 1 | 8.3 | 8.3 | ICE-NatGas | ICE_NG | ICE | SW_Peaker |  |  |  | 2006 | 2050 | 0 | SW | 8.3 | 1899-12-31 | 1 |  | 24
3791 | WESTLOCKG1_1 | WESTLOCKG1-1 | teppc | AESO | AESO | Alberta Electric System Operator | BCHA_AESO | Excluded | 1996-01-01 | 2050-12-01 | 16.9 | 1 | 16.9 | 16.9 | Bio-ST | ST_Biomass | Biomass/Wood | Excluded_Biomass |  |  |  | 1996 | 2050 | 0 | Excluded | 16.9 | 1899-12-31 | 1 |  | 24
3792 | WestPhoenix_CC4 | WestPhoenixCC4 (Total CC Plant) | teppc | AZPS | AZPS | Arizona Public Service Company | AZPS | SW | 2001-06-01 | 2050-12-31 | 118.8 | 1 | 118.8 | 118.8 | CCWhole-NatGas-Industrial | CC_NG | CC | SW_CCGT |  |  |  | 2001 | 2050 | 0 | SW | 118.8 | 1899-12-31 | 1 |  | 24
3793 | WestPhoenix_CC5 | WestPhoenixCC5 (Total CC Plant) | teppc | AZPS | AZPS | Arizona Public Service Company | AZPS | SW | 2003-08-01 | 2050-12-31 | 515.6 | 1 | 515.6 | 515.6 | CCWhole-NatGas-Industrial | CC_NG | CC | SW_CCGT |  |  |  | 2004 | 2050 | 0 | SW | 515.6 | 1899-12-31 | 1 |  | 24
3794 | WESTPT_2_UNIT | West Point Hydro Plant | caiso | PGE_Valley | PGE_Valley | Pacific Gas and Electric Valley | PGE_Valley | CAISO | 1948-01-01 | 2050-12-31 | 14 | 1 | 14 | 14 |  | Hydro_Standard | Hydro | CAISO_Small_Hydro |  |  |  | 1948 | 2050 | 0 | CAISO | 14 | 1899-12-31 | 1 |  | 24
3795 | WestSide | West Side | teppc | PACW | PACW | PacifiCorp – West | PACW | NW | 1908-10-01 | 2030-01-01 | 0.6 | 1 | 0.6 | 0.6 | Hydro | Hydro_Standard | Hydro | NW_Hydro |  |  |  | 1909 | 2029 | 0 | NW | 0.6 | 1899-12-31 | 1 |  | 24
3796 | WEY_13G1 | WEY 13G1 | teppc | BCHA | BCHA | British Columbia Transmission Company | BCHA_AESO | Excluded | 2018-03-30 | 2050-03-30 | 24 | 1 | 24 | 24 | Bio-ICE | ICE_Biomass | Biomass/Wood | Excluded_Biomass |  |  |  | 2018 | 2049 | 0 | Excluded | 24 | 1899-12-31 | 1 |  | 24
3797 | WEY_13T1 | WEY 13T1 | teppc | BCHA | BCHA | British Columbia Transmission Company | BCHA_AESO | Excluded | 2018-03-30 | 2050-03-30 | 18 | 1 | 18 | 18 | Bio-ICE | ICE_Biomass | Biomass/Wood | Excluded_Biomass |  |  |  | 2018 | 2049 | 0 | Excluded | 18 | 1899-12-31 | 1 |  | 24
3798 | WeyerhaeuserBio | Weyerhaeuser Biomass-1 | teppc | AESO | AESO | Alberta Electric System Operator | BCHA_AESO | Excluded | 2011-03-01 | 2050-12-31 | 15 | 1 | 15 | 15 | Bio-ST | ST_Biomass | Biomass/Wood | Excluded_Biomass |  |  |  | 2011 | 2050 | 0 | Excluded | 15 | 1899-12-31 | 1 |  | 24
3799 | WeyerhaeuserWA2 | Weyerhaeuser Longview WA-TG2 | teppc | BPAT | BPAT | Bonneville Power Administration – Transmission | BPAT | NW | 1948-01-01 | 2050-12-31 | 7.8 | 1 | 7.8 | 7.8 | Bio-ST | ST_Biomass | Biomass/Wood | NW_Biomass |  |  |  | 1948 | 2050 | 0 | NW | 7.8 | 1899-12-31 | 1 |  | 24
3800 | WeyerhaeuserWA4 | Weyerhaeuser Longview WA-TG4 | teppc | BPAT | BPAT | Bonneville Power Administration – Transmission | BPAT | NW | 1954-01-01 | 2050-12-31 | 4 | 1 | 4 | 4 | Bio-ST | ST_Biomass | Biomass/Wood | NW_Biomass |  |  |  | 1954 | 2050 | 0 | NW | 4 | 1899-12-31 | 1 |  | 24
3801 | WeyerhaeuserWA5 | Weyerhaeuser Longview WA-TG5 | teppc | BPAT | BPAT | Bonneville Power Administration – Transmission | BPAT | NW | 1976-01-01 | 2050-12-31 | 37.2 | 1 | 37.2 | 37.2 | Bio-ST | ST_Biomass | Biomass/Wood | NW_Biomass |  |  |  | 1976 | 2050 | 0 | NW | 37.2 | 1899-12-31 | 1 |  | 24
3802 | WFRESN_1_SOLAR | Joya Del Sol | caiso | PGE_Valley | PGE_Valley | Pacific Gas and Electric Valley | PGE_Valley | CAISO | 2012-12-21 | 2050-12-31 | 1.5 | 1 | 1.5 | 1.5 |  | PVgeneric_sun | Solar_Fixed | CAISO_Solar |  |  |  | 2013 | 2050 | 0 | CAISO | 1.5 | 1899-12-31 | 1 |  | 24
3803 | WGM_4G1 | WGM 4G1 | teppc | BCHA | BCHA | British Columbia Transmission Company | BCHA_AESO | Excluded | 2018-08-31 | 2050-03-30 | 5.35 | 1 | 5.35 | 5.35 | hydro | Hydro_Standard | Hydro | Excluded_Hydro |  |  |  | 2019 | 2049 | 0 | Excluded | 5.35 | 1899-12-31 | 1 |  | 24
3804 | Whatshan_1 | Whatshan-1_Whatshan-1_BCH-WGS | teppc | BCHA | BCHA | British Columbia Transmission Company | BCHA_AESO | Excluded | 1951-01-01 | 2033-03-31 | 54 | 1 | 54 | 54 | Hydro | Hydro_Standard | Hydro | Excluded_Hydro |  |  |  | 1951 | 2032 | 0 | Excluded | 54 | 1899-12-31 | 1 |  | 24
3805 | Wheat_Field | Wheat Field Wind Power Project-GEN1 | teppc | TPWR | TPWR | Tacoma Power | BPAT | NW | 2009-04-01 | 2050-12-31 | 96.6 | 1 | 96.6 | 96.6 | WT-Onshore | wind_onshorewind | Wind | NW_Wind |  |  |  | 2009 | 2050 | 0 | NW | 96.6 | 1899-12-31 | 1 |  | 24
3806 | WHEATL_6_LNDFIL | G2 ENERGY, OSTROM ROAD LLC | caiso | PGE_Valley | PGE_Valley | Pacific Gas and Electric Valley | PGE_Valley | CAISO | 2009-01-08 | 2050-12-31 | 3.55 | 1 | 3.55 | 3.55 |  | Biogas_ | Biogas_LandfillGas | CAISO_Biomass |  |  |  | 2009 | 2050 | 0 | CAISO | 3.55 | 1899-12-31 | 1 |  | 24
3807 | Whiskeytown | Whiskeytown 1 | teppc | BANC | BANC | Balancing Authority of Northern California | SMUD | BANC | 1986-09-01 | 2050-12-31 | 5 | 1 | 5 | 5 | Hydro | Hydro_Standard | Hydro | BANC_Small_Hydro |  |  |  | 1987 | 2050 | 0 | BANC | 5 | 1899-12-31 | 1 |  | 24
3808 | WhistlingRidge1 | Whistling Ridge Wind-WT (1) | teppc | TPWR | TPWR | Tacoma Power | BPAT | NW | 2018-12-31 | 2050-04-15 | 70 | 1 | 70 | 70 | WT-Onshore | wind_onshorewind | Wind | NW_Wind |  |  |  | 2019 | 2049 | 0 | NW | 70 | 0.95 | 1 |  | 24
3809 | White_Creek1 | White Creek Wind Farm-1 | teppc | TPWR | TPWR | Tacoma Power | BPAT | NW | 2007-12-01 | 2050-12-31 | 102.35 | 1 | 102.35 | 102.35 | WT-Onshore | wind_onshorewind | Wind | NW_Wind |  |  |  | 2008 | 2050 | 0 | NW | 102.35 | 1899-12-31 | 1 |  | 24
3810 | White_Creek2 | White Creek Wind Farm-2 | teppc | TPWR | TPWR | Tacoma Power | BPAT | NW | 2007-12-01 | 2050-12-31 | 102.35 | 1 | 102.35 | 102.35 | WT-Onshore | wind_onshorewind | Wind | NW_Wind |  |  |  | 2008 | 2050 | 0 | NW | 102.35 | 1899-12-31 | 1 |  | 24
3811 | White_Rock_1 | White Rock H1 | teppc | BANC | BANC | Balancing Authority of Northern California | SMUD | BANC | 1968-06-01 | 2050-01-01 | 110 | 1 | 110 | 110 | Hydro | Hydro_Standard | Hydro | BANC_Hydro |  |  |  | 1968 | 2049 | 0 | BANC | 110 | 1899-12-31 | 1 |  | 24
3812 | White_Rock_2 | White Rock H2 | teppc | BANC | BANC | Balancing Authority of Northern California | SMUD | BANC | 2013-08-01 | 2050-12-31 | 125 | 1 | 125 | 125 | Hydro | Hydro_Standard | Hydro | BANC_Hydro |  |  |  | 2014 | 2050 | 0 | BANC | 125 | 1899-12-31 | 1 |  | 24
3813 | WHITECOURT_CGN | WHITECOURT COGEN-1 | teppc | AESO | AESO | Alberta Electric System Operator | BCHA_AESO | Excluded | 1994-12-01 | 2050-12-01 | 23 | 1 | 23 | 23 | Bio-ST | ST_Biomass | Biomass/Wood | Excluded_Biomass |  |  |  | 1995 | 2050 | 0 | Excluded | 23 | 1899-12-31 | 1 |  | 24
3814 | Whitehead_K1 | Whitehead-K1 | teppc | PAUT | PAUT | Utah, PACE Utility | PACE | NW | 1986-10-01 | 2050-12-31 | 7 | 1 | 7 | 7 | ICE-NatGas | ICE_NG | ICE | NW_Peaker |  |  |  | 1987 | 2050 | 0 | NW | 7 | 1899-12-31 | 1 |  | 24
3815 | Whitehead_K2 | Whitehead-K2 | teppc | PAUT | PAUT | Utah, PACE Utility | PACE | NW | 1986-08-01 | 2050-12-31 | 7 | 1 | 7 | 7 | ICE-NatGas | ICE_NG | ICE | NW_Peaker |  |  |  | 1987 | 2050 | 0 | NW | 7 | 1899-12-31 | 1 |  | 24
3816 | Whitehead_K3 | Whitehead-K3 | teppc | PAUT | PAUT | Utah, PACE Utility | PACE | NW | 2000-03-01 | 2050-12-31 | 7 | 1 | 7 | 7 | ICE-NatGas | ICE_NG | ICE | NW_Peaker |  |  |  | 2000 | 2050 | 0 | NW | 7 | 1899-12-31 | 1 |  | 24
3817 | Whitehead_K4 | Whitehead-K4 | teppc | PAUT | PAUT | Utah, PACE Utility | PACE | NW | 2002-12-01 | 2050-12-31 | 5 | 1 | 5 | 5 | ICE-NatGas | ICE_NG | ICE | NW_Peaker |  |  |  | 2003 | 2050 | 0 | NW | 5 | 1899-12-31 | 1 |  | 24
3818 | Whitehorn_2 | Whitehorn-2 | teppc | PSEI | PSEI | Puget Sound Energy | BPAT | NW | 1981-10-01 | 2050-12-31 | 84.6 | 1 | 84.6 | 84.6 | CT-NatGas-Industrial | CT_NG | CT | NW_Peaker |  |  |  | 1982 | 2050 | 0 | NW | 84.6 | 1899-12-31 | 1 |  | 24
3819 | Whitehorn_3 | Whitehorn-3 | teppc | PSEI | PSEI | Puget Sound Energy | BPAT | NW | 1981-10-01 | 2050-12-31 | 84.6 | 1 | 84.6 | 84.6 | CT-NatGas-Industrial | CT_NG | CT | NW_Peaker |  |  |  | 1982 | 2050 | 0 | NW | 84.6 | 1899-12-31 | 1 |  | 24
3820 | WhiteWaterRanch | White Water Ranch-1 | teppc | IPFE | IPFE | Idaho Far East | IPCO | NW | 1985-08-01 | 2030-04-15 | 0.16 | 1 | 0.16 | 0.16 | Hydro | Hydro_Standard | Hydro | NW_Hydro |  |  |  | 1986 | 2029 | 0 | NW | 0.16 | 1899-12-31 | 1 |  | 24
3821 | WHITNY_6_SOLAR | Whitney Point Solar | caiso | PGE_Valley | PGE_Valley | Pacific Gas and Electric Valley | PGE_Valley | CAISO |  | 2050-12-31 | 20 | 1 | 20 | 20 | PVgeneric_sun | PVgeneric_sun | Solar_Fixed | CAISO_Solar |  |  |  | 1900 | 2050 | 0 | CAISO | 20 | 1899-12-31 | 1 |  | 24
3822 | WHTWTR_1_WINDA1 | Whitewater Hill Wind Project | caiso | SCE | SCE | Southern California Edison | SCE | CAISO | 2002-08-31 | 2050-12-31 | 61.5 | 1 | 61.5 | 61.5 |  | wind_onshorewind | Wind | CAISO_Wind |  |  |  | 2003 | 2050 | 0 | CAISO | 61.5 | 1899-12-31 | 1 |  | 24
3823 | Wild_Horse_W3 | Wild Horse-W3 | teppc | PSEI | PSEI | Puget Sound Energy | BPAT | NW | 2009-11-01 | 2050-12-31 | 44 | 1 | 44 | 44 | WT-Onshore | wind_onshorewind | Wind | NW_Wind |  |  |  | 2010 | 2050 | 0 | NW | 44 | 1899-12-31 | 1 |  | 24
3824 | Wild_Horse_Wind_1 | Wild Horse-W1 | teppc | PSEI | PSEI | Puget Sound Energy | BPAT | NW | 2006-12-01 | 2050-12-31 | 113.3 | 1 | 113.3 | 113.3 | WT-Onshore | wind_onshorewind | Wind | NW_Wind |  |  |  | 2007 | 2050 | 0 | NW | 113.3 | 1899-12-31 | 1 |  | 24
3825 | Wild_Horse_Wind_2_3 | Wild Horse-W2 | teppc | PSEI | PSEI | Puget Sound Energy | BPAT | NW | 2006-09-01 | 2050-12-31 | 115.3 | 1 | 115.3 | 115.3 | WT-Onshore | wind_onshorewind | Wind | NW_Wind |  |  |  | 2007 | 2050 | 0 | NW | 115.3 | 1899-12-31 | 1 |  | 24
3826 | Wild_Rose_1 | Wild Rose 1¦Don A Campbell 1 | teppc | SPPC | SPPC | Nevada Power Company | NEVP | SW | 1985-08-01 | 2030-04-15 | 25 | 1 | 25 | 25 | Geo-BinaryCycle | Geothermal_steam | Geothermal | SW_Geothermal |  |  |  | 1986 | 2029 | 0 | SW | 25 | 1899-12-31 | 1 |  | 24
3827 | Wild_Rose_2 | Wild Rose 2¦Don Campbell 2 | teppc | SPPC | SPPC | Nevada Power Company | NEVP | SW | 2015-09-01 | 2050-12-31 | 25 | 1 | 25 | 25 | Geo-BinaryCycle | Geothermal_steam | Geothermal | SW_Geothermal |  |  |  | 2016 | 2050 | 0 | SW | 25 | 1899-12-31 | 1 |  | 24
3828 | Wildmare_Wind_1 | Wildmare Wind-1_Wildmare Wind-1_IPP-WDM | teppc | BCHA | BCHA | British Columbia Transmission Company | BCHA_AESO | Excluded | 2015-11-01 | 2040-11-01 | 36 | 1 | 36 | 36 | WT-Onshore | wind_onshorewind | Wind | Excluded_Wind |  |  |  | 2016 | 2040 | 0 | Excluded | 36 | 1899-12-31 | 1 |  | 24
3829 | Wildmare_Wind_2 | Wildmare Wind-2_Wildmare Wind-2_IPP-WDM | teppc | BCHA | BCHA | British Columbia Transmission Company | BCHA_AESO | Excluded | 2015-11-01 | 2040-11-01 | 14.4 | 1 | 14.4 | 14.4 | WT-Onshore | wind_onshorewind | Wind | Excluded_Wind |  |  |  | 2016 | 2040 | 0 | Excluded | 14.4 | 1899-12-31 | 1 |  | 24
3830 | Wildmare_Wind_3 | Wildmare Wind-3_Wildmare Wind-3_IPP-WDM | teppc | BCHA | BCHA | British Columbia Transmission Company | BCHA_AESO | Excluded | 2015-11-01 | 2040-11-01 | 27 | 1 | 27 | 27 | WT-Onshore | wind_onshorewind | Wind | Excluded_Wind |  |  |  | 2016 | 2040 | 0 | Excluded | 27 | 1899-12-31 | 1 |  | 24
3831 | WildRoseWind01 | Naturener Wild Rose Wind Farm Phase 1-01 | teppc | BCHA | BCHA | British Columbia Transmission Company | BCHA_AESO | Excluded | 2014-07-31 | 2050-12-31 | 21 | 1 | 21 | 21 | WT-Onshore | wind_onshorewind | Wind | Excluded_Wind |  |  |  | 2015 | 2050 | 0 | Excluded | 21 | 1899-12-31 | 1 |  | 24
3832 | WildRoseWind03 | Naturener Wild Rose Wind Farm Phase 1-03 | teppc | BCHA | BCHA | British Columbia Transmission Company | BCHA_AESO | Excluded | 2014-07-31 | 2050-12-31 | 21 | 1 | 21 | 21 | WT-Onshore | wind_onshorewind | Wind | Excluded_Wind |  |  |  | 2015 | 2050 | 0 | Excluded | 21 | 1899-12-31 | 1 |  | 24
3833 | WildRoseWind04 | Naturener Wild Rose Wind Farm Phase 1-04 | teppc | BCHA | BCHA | British Columbia Transmission Company | BCHA_AESO | Excluded | 2014-07-31 | 2050-12-31 | 19.5 | 1 | 19.5 | 19.5 | WT-Onshore | wind_onshorewind | Wind | Excluded_Wind |  |  |  | 2015 | 2050 | 0 | Excluded | 19.5 | 1899-12-31 | 1 |  | 24
3834 | WildRoseWind05 | Naturener Wild Rose Wind Farm Phase 1-05 | teppc | BCHA | BCHA | British Columbia Transmission Company | BCHA_AESO | Excluded | 2014-07-31 | 2050-12-31 | 19.5 | 1 | 19.5 | 19.5 | WT-Onshore | wind_onshorewind | Wind | Excluded_Wind |  |  |  | 2015 | 2050 | 0 | Excluded | 19.5 | 1899-12-31 | 1 |  | 24
3835 | WildRoseWind07 | Naturener Wild Rose Wind Farm Phase 1-07 | teppc | BCHA | BCHA | British Columbia Transmission Company | BCHA_AESO | Excluded | 2014-07-31 | 2050-12-31 | 19.5 | 1 | 19.5 | 19.5 | WT-Onshore | wind_onshorewind | Wind | Excluded_Wind |  |  |  | 2015 | 2050 | 0 | Excluded | 19.5 | 1899-12-31 | 1 |  | 24
3836 | WildRoseWind08 | Naturener Wild Rose Wind Farm Phase 1-08 | teppc | PNM | PNM | Public Service Company of New Mexico | PNM_EPE | SW | 2014-07-31 | 2050-12-31 | 21 | 1 | 21 | 21 | WT-Onshore | wind_onshorewind | Wind | SW_Wind |  |  |  | 2015 | 2050 | 0 | SW | 21 | 1899-12-31 | 1 |  | 24
3837 | WildRoseWind09 | Naturener Wild Rose Wind Farm Phase 1-09 | teppc | BCHA | BCHA | British Columbia Transmission Company | BCHA_AESO | Excluded | 2014-07-31 | 2050-12-31 | 21 | 1 | 21 | 21 | WT-Onshore | wind_onshorewind | Wind | Excluded_Wind |  |  |  | 2015 | 2050 | 0 | Excluded | 21 | 1899-12-31 | 1 |  | 24
3838 | Wilkins_Wind | Wilkins Wind-WT (10 x 2.5) | teppc | PNM | PNM | Public Service Company of New Mexico | PNM_EPE | SW | 2016-12-01 | 2050-04-15 | 25 | 1 | 25 | 25 | WT-Onshore | wind_onshorewind | Wind | SW_Wind |  |  |  | 2017 | 2049 | 0 | SW | 25 | 1899-12-31 | 1 |  | 24
3839 | Williams_Fork | Williams Fork Hydro Plant GEN1-GEN2 | teppc | WACM | WACM | Western Area Power Administration, Colorado-Missouri Region | WACM | Excluded | 1959-07-01 | 2050-12-31 | 3 | 1 | 3 | 3 | Hydro | Hydro_Standard | Hydro | Excluded_Hydro |  |  |  | 1960 | 2050 | 0 | Excluded | 3 | 1899-12-31 | 1 |  | 24
3840 | Willow_Springs_Solar__LLC | Willow Springs Solar, LLC | rps | SCE | SCE | Southern California Edison | SCE | CAISO | 2019-10-31 | 2050-12-31 | 108 | 1 | 108 | 108 | Solar PV - Ground mountSolar: Tracking (1 Axis) | 1axPV_sun | Solar_1Axis | CAISO_Solar |  |  |  | 2020 | 2050 | 0 | CAISO | 108 | 0.95 | 1 |  | 24
3841 | WillowCreekEC | Willow Creek Energy Center-1 | teppc | TPWR | TPWR | Tacoma Power | BPAT | NW | 2009-02-01 | 2050-12-31 | 72 | 1 | 72 | 72 | WT-Onshore | wind_onshorewind | Wind | NW_Wind |  |  |  | 2009 | 2050 | 0 | NW | 72 | 1899-12-31 | 1 |  | 24
3842 | WilsonLake1 | Wilson Lake Hydroelectric Project-1 | teppc | IPTV | IPTV | Idaho Treasure Valley | IPCO | NW | 1993-05-18 | 2050-12-31 | 7.3 | 1 | 7.3 | 7.3 | Hydro | Hydro_Standard | Hydro | NW_Hydro |  |  |  | 1993 | 2050 | 0 | NW | 7.3 | 1899-12-31 | 1 |  | 24
3843 | WilsonLake2 | Wilson Lake Hydroelectric Project-2 | teppc | IPFE | IPFE | Idaho Far East | IPCO | NW | 1993-05-18 | 2050-12-31 | 4.2 | 1 | 4.2 | 4.2 | Hydro | Hydro_Standard | Hydro | NW_Hydro |  |  |  | 1993 | 2050 | 0 | NW | 4.2 | 1899-12-31 | 1 |  | 24
3844 | Windhub_Solar_A_Solar_Project | Windhub Solar A Solar Project | rps | SCE | SCE | Southern California Edison | SCE | CAISO | 2019-12-01 | 2050-12-31 | 20 | 1 | 20 | 20 | Solar PV - Ground mountSolar: Tracking (1 Axis) | 1axPV_sun | Solar_1Axis | CAISO_Solar |  |  |  | 2020 | 2050 | 0 | CAISO | 20 | 0.95 | 1 | SUNSPT_2_WNASR1 | 24
3845 | Windy_Flats_Wind | Windy Flats Wind Project-1 | teppc | TPWR | TPWR | Tacoma Power | BPAT | NW | 2010-01-01 | 2050-12-31 | 202.4 | 1 | 202.4 | 202.4 | WT-Onshore | wind_onshorewind | Wind | NW_Wind |  |  |  | 2010 | 2050 | 0 | NW | 202.4 | 1899-12-31 | 1 |  | 24
3846 | WindyFlats2 | Windy Flats Wind Project-2 | teppc | TPWR | TPWR | Tacoma Power | BPAT | NW | 2010-01-01 | 2050-12-31 | 59.8 | 1 | 59.8 | 59.8 | WT-Onshore | wind_onshorewind | Wind | NW_Wind |  |  |  | 2010 | 2050 | 0 | NW | 59.8 | 1899-12-31 | 1 |  | 24
3847 | WindyFlats3 | Windy Flats 3 (Windy Point 3)-WT (43 x 2.3) | teppc | TPWR | TPWR | Tacoma Power | BPAT | NW | 2013-12-01 | 2050-12-31 | 98.9 | 1 | 98.9 | 98.9 | WT-Onshore | wind_onshorewind | Wind | NW_Wind |  |  |  | 2014 | 2050 | 0 | NW | 98.9 | 1899-12-31 | 1 |  | 24
3848 | WinteringHills1 | Suncor Wintering Hills-G1 | teppc | AESO | AESO | Alberta Electric System Operator | BCHA_AESO | Excluded | 2011-09-01 | 2050-12-31 | 16 | 1 | 16 | 16 | WT-Onshore | wind_onshorewind | Wind | Excluded_Wind |  |  |  | 2012 | 2050 | 0 | Excluded | 16 | 1899-12-31 | 1 |  | 24
3849 | WinteringHills2 | Suncor Wintering Hills-G2 | teppc | AESO | AESO | Alberta Electric System Operator | BCHA_AESO | Excluded | 2011-09-01 | 2050-12-31 | 14.4 | 1 | 14.4 | 14.4 | WT-Onshore | wind_onshorewind | Wind | Excluded_Wind |  |  |  | 2012 | 2050 | 0 | Excluded | 14.4 | 1899-12-31 | 1 |  | 24
3850 | WinteringHills3 | Suncor Wintering Hills-G3 | teppc | AESO | AESO | Alberta Electric System Operator | BCHA_AESO | Excluded | 2011-09-01 | 2050-12-31 | 12.8 | 1 | 12.8 | 12.8 | WT-Onshore | wind_onshorewind | Wind | Excluded_Wind |  |  |  | 2012 | 2050 | 0 | Excluded | 12.8 | 1899-12-31 | 1 |  | 24
3851 | WinteringHills4 | Suncor Wintering Hills-G4 | teppc | AESO | AESO | Alberta Electric System Operator | BCHA_AESO | Excluded | 2011-09-01 | 2050-12-31 | 16 | 1 | 16 | 16 | WT-Onshore | wind_onshorewind | Wind | Excluded_Wind |  |  |  | 2012 | 2050 | 0 | Excluded | 16 | 1899-12-31 | 1 |  | 24
3852 | WinteringHills5 | Suncor Wintering Hills-G5 | teppc | AESO | AESO | Alberta Electric System Operator | BCHA_AESO | Excluded | 2011-09-01 | 2050-12-31 | 14.4 | 1 | 14.4 | 14.4 | WT-Onshore | wind_onshorewind | Wind | Excluded_Wind |  |  |  | 2012 | 2050 | 0 | Excluded | 14.4 | 1899-12-31 | 1 |  | 24
3853 | WinteringHills6 | Suncor Wintering Hills-G6 | teppc | AESO | AESO | Alberta Electric System Operator | BCHA_AESO | Excluded | 2011-09-01 | 2050-12-31 | 14.4 | 1 | 14.4 | 14.4 | WT-Onshore | wind_onshorewind | Wind | Excluded_Wind |  |  |  | 2012 | 2050 | 0 | Excluded | 14.4 | 1899-12-31 | 1 |  | 24
3854 | WISE_1_UNIT_1 | Wise Hydro Unit 1 | caiso | PGE_Valley | PGE_Valley | Pacific Gas and Electric Valley | PGE_Valley | CAISO | 1917-01-01 | 2050-12-31 | 14.5 | 1 | 14.5 | 14.5 |  | Hydro_Standard | Hydro | CAISO_Hydro |  |  |  | 1917 | 2050 | 0 | CAISO | 14.5 | 1899-12-31 | 1 |  | 24
3855 | WISE_1_UNIT_2 | WISE HYDRO UNIT 2 | caiso | PGE_Valley | PGE_Valley | Pacific Gas and Electric Valley | PGE_Valley | CAISO | 1986-01-01 | 2050-12-31 | 3.2 | 1 | 3.2 | 3.2 |  | Hydro_Standard | Hydro | CAISO_Hydro |  |  |  | 1986 | 2050 | 0 | CAISO | 3.2 | 1899-12-31 | 1 |  | 24
3856 | WISHON_6_UNITS | Wishon/San Joaquin #1-A AGGREGATE | caiso | PGE_Valley | PGE_Valley | Pacific Gas and Electric Valley | PGE_Valley | CAISO | 1910-01-01 | 2050-12-31 | 18.4 | 1 | 18.4 | 18.4 |  | Hydro_Standard | Hydro | CAISO_Small_Hydro |  |  |  | 1910 | 2050 | 0 | CAISO | 18.4 | 1899-12-31 | 1 |  | 24
3857 | WISTRA_2_WRSSR1 | Wistaria Ranch Solar | caiso | SDGE | SDGE | San Diego Gas and Electric | SDGE | CAISO |  | 2050-12-31 | 100 | 1 | 100 | 100 | PHOTO VOLTAIC_SUN | PVgeneric_sun | Solar_Fixed | CAISO_Solar |  |  |  | 1900 | 2050 | 0 | CAISO | 100 | 1899-12-31 | 1 |  | 24
3858 | WLDWD_1_SOLAR1 | Wildwood Solar I | caiso | SCE | SCE | Southern California Edison | SCE | CAISO | 2015-02-19 | 2050-12-31 | 20 | 1 | 20 | 20 |  | PVgeneric_sun | Solar_Fixed | CAISO_Solar |  |  |  | 2015 | 2050 | 0 | CAISO | 20 | 1899-12-31 | 1 |  | 24
3859 | WLDWD_1_SOLAR2 | Wildwood Solar 2 | caiso | SCE | SCE | Southern California Edison | SCE | CAISO |  | 2050-12-31 | 15 | 1 | 15 | 15 | PVgeneric_sun | PVgeneric_sun | Solar_Fixed | CAISO_Solar |  |  |  | 1900 | 2050 | 0 | CAISO | 15 | 1899-12-31 | 1 |  | 24
3860 | WNDMAS_2_UNIT_1 | BUENA VISTA ENERGY, LLC | caiso | PGE_Bay | PGE_Bay | Pacific Gas and Electric Bay | PGE_Bay | CAISO | 1983-12-24 | 2050-12-31 | 38 | 1 | 38 | 38 |  | wind_onshorewind | Wind | CAISO_Wind |  |  |  | 1984 | 2050 | 0 | CAISO | 38 | 1899-12-31 | 1 |  | 24
3861 | WNDSTR_2_WIND | Windstar | caiso | SCE | SCE | Southern California Edison | SCE | CAISO | 2012-01-28 | 2050-12-31 | 120 | 1 | 120 | 120 |  | wind_onshorewind | Wind | CAISO_Wind |  |  |  | 2012 | 2050 | 0 | CAISO | 120 | 1899-12-31 | 1 |  | 24
3862 | WOLFSK_1_UNITA1 | Wolfskill Energy Center | caiso | PGE_Valley | PGE_Valley | Pacific Gas and Electric Valley | PGE_Valley | CAISO | 2003-03-22 | 2050-12-31 | 46.9 | 1 | 46.9 | 46.9 | CT-NatGas-Aero | CT_NG | CT | CAISO_Peaker1 |  |  |  | 2003 | 2050 | 0 | CAISO | 46.9 | 1899-12-31 | 1 |  | 24
3863 | Wolverine_Creek |  | teppc | PAID | PAID | Idaho, PACE Utility | IPCO | NW | 2006-02-01 | 2050-12-31 | 19 | 1 | 19 | 19 | WT-Onshore | wind_onshorewind | Wind | NW_Wind |  |  |  | 2006 | 2050 | 0 | NW | 19 | 1899-12-31 | 1 |  | 24
3864 | Woodland_1 | Woodland NA1 | teppc | BANC | BANC | Balancing Authority of Northern California | SMUD | BANC | 1993-11-01 | 2050-12-31 | 49 | 1 | 49 | 49 | CT-NatGas-Industrial | CT_NG | CT | BANC_Peaker |  |  |  | 1994 | 2050 | 0 | BANC | 49 | 1899-12-31 | 1 |  | 24
3865 | Woodland_3A | Woodland IC 3A | teppc | BANC | BANC | Balancing Authority of Northern California | SMUD | BANC | 2011-07-22 | 2050-12-31 | 8.2 | 1 | 8.2 | 8.2 | ICE-NatGas | ICE_NG | ICE | BANC_Peaker |  |  |  | 2012 | 2050 | 0 | BANC | 8.2 | 1899-12-31 | 1 |  | 24
3866 | Woodland_3B | Woodland IC 3B | teppc | BANC | BANC | Balancing Authority of Northern California | SMUD | BANC | 2011-07-22 | 2050-12-31 | 8.2 | 1 | 8.2 | 8.2 | ICE-NatGas | ICE_NG | ICE | BANC_Peaker |  |  |  | 2012 | 2050 | 0 | BANC | 8.2 | 1899-12-31 | 1 |  | 24
3867 | Woodland_3C | Woodland IC 3C | teppc | BANC | BANC | Balancing Authority of Northern California | SMUD | BANC | 2011-07-22 | 2050-12-31 | 8.2 | 1 | 8.2 | 8.2 | ICE-NatGas | ICE_NG | ICE | BANC_Peaker |  |  |  | 2012 | 2050 | 0 | BANC | 8.2 | 1899-12-31 | 1 |  | 24
3868 | Woodland_3D | Woodland IC 3D | teppc | BANC | BANC | Balancing Authority of Northern California | SMUD | BANC | 2011-07-22 | 2050-12-31 | 8.2 | 1 | 8.2 | 8.2 | ICE-NatGas | ICE_NG | ICE | BANC_Peaker |  |  |  | 2012 | 2050 | 0 | BANC | 8.2 | 1899-12-31 | 1 |  | 24
3869 | Woodland_3E | Woodland IC 3E | teppc | BANC | BANC | Balancing Authority of Northern California | SMUD | BANC | 2011-07-22 | 2050-12-31 | 8.2 | 1 | 8.2 | 8.2 | ICE-NatGas | ICE_NG | ICE | BANC_Peaker |  |  |  | 2012 | 2050 | 0 | BANC | 8.2 | 1899-12-31 | 1 |  | 24
3870 | Woodland_3F | Woodland IC 3F | teppc | BANC | BANC | Balancing Authority of Northern California | SMUD | BANC | 2011-07-22 | 2050-12-31 | 8.2 | 1 | 8.2 | 8.2 | ICE-NatGas | ICE_NG | ICE | BANC_Peaker |  |  |  | 2012 | 2050 | 0 | BANC | 8.2 | 1899-12-31 | 1 |  | 24
3871 | Woodland_CC | WoodlandCC (Total CC Plant) | teppc | BANC | BANC | Balancing Authority of Northern California | SMUD | BANC | 2003-08-01 | 2050-12-31 | 84.2 | 1 | 84.2 | 84.2 | CCWhole-NatGas-Industrial | CC_NG | CC | BANC_CCGT |  |  |  | 2004 | 2050 | 0 | BANC | 84.2 | 1899-12-31 | 1 |  | 24
3872 | WOODWR_1_HYDRO | Quinten Luallen | caiso | PGE_Valley | PGE_Valley | Pacific Gas and Electric Valley | PGE_Valley | CAISO |  | 2050-12-31 | 7.3 | 1 | 7.3 | 7.3 | Hydro_Standard | Hydro_Standard | Hydro | CAISO_Hydro |  |  |  | 1900 | 2050 | 0 | CAISO | 7.3 | 1899-12-31 | 1 |  | 24
3873 | Wrangler | Wrangler-1 | teppc | BPAT | BPAT | Bonneville Power Administration – Transmission | BPAT | NW | 2011-10-13 | 2036-10-13 | 0.48 | 1 | 0.48 | 0.48 | SolarPV-Tracking | 1axPV_sun | Solar_1Axis | NW_Solar |  |  |  | 2012 | 2036 | 0 | NW | 0.48 | 1899-12-31 | 1 |  | 24
3874 | WRGHTP_7_AMENGY | SMALL QF AGGREGATION - LOS BANOS | caiso | PGE_Valley | PGE_Valley | Pacific Gas and Electric Valley | PGE_Valley | CAISO | 1986-02-01 | 2050-12-31 | 2.5 | 1 | 2.5 | 2.5 |  | Hydro_Standard | Hydro | CAISO_Hydro |  |  |  | 1986 | 2050 | 0 | CAISO | 2.5 | 1899-12-31 | 1 |  | 24
3875 | WSENGY_1_UNIT_1 | Wheelabrator Shasta | caiso | PGE_Valley | PGE_Valley | Pacific Gas and Electric Valley | PGE_Valley | CAISO | 1987-10-30 | 2050-12-31 | 45.79 | 0.9158 | 45.79 | 50 |  | ST_Biomass | Biomass/Wood | CAISO_Biomass |  |  |  | 1988 | 2050 | 0 | CAISO | 50 | 1899-12-31 | 1 |  | 24
3876 | WSMR_I_WSMR1 | WSMR I-WSMR1 | teppc | BPAT | BPAT | Bonneville Power Administration – Transmission | BPAT | NW | 2009-12-01 | 2029-12-01 | 4.2 | 1 | 4.2 | 4.2 | SolarPV-NonTracking | FixedPV_sun | Solar_Fixed | NW_Solar |  |  |  | 2010 | 2029 | 0 | NW | 4.2 | 1899-12-31 | 1 |  | 24
3877 | WSMR_I_WSMR2 | WSMR I-WSMR2 | teppc | BPAT | BPAT | Bonneville Power Administration – Transmission | BPAT | NW | 2009-12-01 | 2029-12-01 | 0.4 | 1 | 0.4 | 0.4 | SolarPV-NonTracking | FixedPV_sun | Solar_Fixed | NW_Solar |  |  |  | 2010 | 2029 | 0 | NW | 0.4 | 1899-12-31 | 1 |  | 24
3878 | WSNR_2_CVPDYN | Central Valley 1 | caiso | BANC | PGE_Valley | Pacific Gas and Electric Valley | PGE_Valley | CAISO |  | 2050-12-31 | 5 | 1 | 5 | 5 | HYDRO_WATER | Hydro_Standard | Hydro | CAISO_Hydro |  |  |  | 1900 | 2050 | 0 | CAISO | 5 | 1899-12-31 | 1 |  | 24
3879 | WSNR_2_TESLADYN | Central Valley Tesla | caiso | BANC | PGE_Valley | Pacific Gas and Electric Valley | PGE_Valley | CAISO |  | 2050-12-31 | 5 | 1 | 5 | 5 | HYDRO_WATER | Hydro_Standard | Hydro | CAISO_Hydro |  |  |  | 1900 | 2050 | 0 | CAISO | 5 | 1899-12-31 | 1 |  | 24
3880 | WSNR_5_TRCYDYN | Central Valley Tracy | caiso | BANC | PGE_Valley | Pacific Gas and Electric Valley | PGE_Valley | CAISO |  | 2050-12-31 | 5 | 1 | 5 | 5 | HYDRO_WATER | Hydro_Standard | Hydro | CAISO_Hydro |  |  |  | 1900 | 2050 | 0 | CAISO | 5 | 1899-12-31 | 1 |  | 24
3881 | Wygen_1 | Wygen 1 1 | teppc | WACM | WACM | Western Area Power Administration, Colorado-Missouri Region | WACM | Excluded | 2003-02-01 | 2050-12-31 | 93.7 | 1 | 93.7 | 93.7 | ST-Coal | Steam_Coal | Coal | Excluded_Coal |  |  |  | 2003 | 2050 | 0 | Excluded | 93.7 | 1899-12-31 | 1 |  | 24
3882 | Wygen_2 | Wygen 2 1 | teppc | WACM | WACM | Western Area Power Administration, Colorado-Missouri Region | WACM | Excluded | 2008-01-01 | 2050-12-01 | 95 | 1 | 95 | 95 | ST-Coal | Steam_Coal | Coal | Excluded_Coal |  |  |  | 2008 | 2050 | 0 | Excluded | 95 | 1899-12-31 | 1 |  | 24
3883 | Wygen_3 | Wygen 3 5 | teppc | WACM | WACM | Western Area Power Administration, Colorado-Missouri Region | WACM | Excluded | 2010-04-01 | 2050-12-31 | 100 | 1 | 100 | 100 | ST-Coal | Steam_Coal | Coal | Excluded_Coal |  |  |  | 2010 | 2050 | 0 | Excluded | 100 | 1899-12-31 | 1 |  | 24
3884 | Wynoochee | Wynoochee-1 | teppc | TPWR | TPWR | Tacoma Power | BPAT | NW | 1994-01-01 | 2050-12-31 | 12.8 | 1 | 12.8 | 12.8 | Hydro | Hydro_Standard | Hydro | NW_Hydro |  |  |  | 1994 | 2050 | 0 | NW | 12.8 | 1899-12-31 | 1 |  | 24
3885 | Wyodak | Wyodak-1 | teppc | PAWY | PAWY | Wyoming, PACE Utility | PACE | NW | 1978-09-01 | 2050-12-31 | 340 | 1 | 340 | 340 | ST-Coal | Steam_Coal | Coal | NW_Coal |  |  |  | 1979 | 2050 | 0 | NW | 340 | 1899-12-31 | 1 |  | 24
3886 | YahooCreek | Yahoo Creek-YCWP_60032 | teppc | IPFE | IPFE | Idaho Far East | IPCO | NW | 2010-12-21 | 2050-12-31 | 21 | 1 | 21 | 21 | WT-Onshore | wind_onshorewind | Wind | NW_Wind |  |  |  | 2011 | 2050 | 0 | NW | 21 | 1899-12-31 | 1 |  | 24
3887 | YakamaDrop2 | Yakama Drop 2-1 | teppc | PNM | PNM | Public Service Company of New Mexico | PNM_EPE | SW | 1942-08-01 | 2050-12-31 | 2.5 | 1 | 2.5 | 2.5 | Hydro | Hydro_Standard | Hydro | SW_Hydro |  |  |  | 1943 | 2050 | 0 | SW | 2.5 | 1899-12-31 | 1 |  | 24
3888 | YakamaDrop3_1 | Yakama Drop 3-1 | teppc | PNM | PNM | Public Service Company of New Mexico | PNM_EPE | SW | 1931-12-01 | 2050-12-31 | 0.8 | 1 | 0.8 | 0.8 | Hydro | Hydro_Standard | Hydro | SW_Hydro |  |  |  | 1932 | 2050 | 0 | SW | 0.8 | 1899-12-31 | 1 |  | 24
3889 | YakamaDrop3_2 | Yakama Drop 3-2 | teppc | PNM | PNM | Public Service Company of New Mexico | PNM_EPE | SW | 1931-12-01 | 2050-12-31 | 0.8 | 1 | 0.8 | 0.8 | Hydro | Hydro_Standard | Hydro | SW_Hydro |  |  |  | 1932 | 2050 | 0 | SW | 0.8 | 1899-12-31 | 1 |  | 24
3890 | Yale1 | Yale-1 | teppc | PACW | PACW | PacifiCorp – West | PACW | NW | 1953-09-01 | 2050-12-31 | 67 | 1 | 67 | 67 | Hydro | Hydro_Standard | Hydro | NW_Hydro |  |  |  | 1954 | 2050 | 0 | NW | 67 | 1899-12-31 | 1 |  | 24
3891 | Yale2 | Yale-2 | teppc | PACW | PACW | PacifiCorp – West | PACW | NW | 1953-11-01 | 2050-12-31 | 67 | 1 | 67 | 67 | Hydro | Hydro_Standard | Hydro | NW_Hydro |  |  |  | 1954 | 2050 | 0 | NW | 67 | 1899-12-31 | 1 |  | 24
3892 | Yellowstone_Eng | Yellowstone Energy LP-GEN1 | teppc | NWMT | NWMT | NorthWestern Energy | NWMT_WAUW | NW | 1995-06-01 | 2050-12-31 | 64 | 1 | 64 | 64 | ST-Coal | Steam_Coal | Coal | NW_Coal |  |  |  | 1995 | 2050 | 0 | NW | 64 | 1899-12-31 | 1 |  | 24
3893 | Yellowtail_1 | Yellowtail 1 | teppc | WACM | WACM | Western Area Power Administration, Colorado-Missouri Region | WACM | Excluded | 1966-11-01 | 2050-12-31 | 65.79 | 1 | 65.79 | 65.79 | Hydro | Hydro_Standard | Hydro | Excluded_Hydro |  |  |  | 1967 | 2050 | 0 | Excluded | 65.79 | 1899-12-31 | 1 |  | 24
3894 | Yellowtail_2 | Yellowtail 2 | teppc | WACM | WACM | Western Area Power Administration, Colorado-Missouri Region | WACM | Excluded | 1966-10-01 | 2050-12-31 | 65.79 | 1 | 65.79 | 65.79 | Hydro | Hydro_Standard | Hydro | Excluded_Hydro |  |  |  | 1967 | 2050 | 0 | Excluded | 65.79 | 1899-12-31 | 1 |  | 24
3895 | Yellowtail_3 | Yellowtail 3 | teppc | WACM | WACM | Western Area Power Administration, Colorado-Missouri Region | WACM | Excluded | 1966-11-01 | 2050-12-31 | 65.79 | 1 | 65.79 | 65.79 | Hydro | Hydro_Standard | Hydro | Excluded_Hydro |  |  |  | 1967 | 2050 | 0 | Excluded | 65.79 | 1899-12-31 | 1 |  | 24
3896 | Yellowtail_4 | Yellowtail 4 | teppc | WACM | WACM | Western Area Power Administration, Colorado-Missouri Region | WACM | Excluded | 1966-10-01 | 2050-12-31 | 65.79 | 1 | 65.79 | 65.79 | Hydro | Hydro_Standard | Hydro | Excluded_Hydro |  |  |  | 1967 | 2050 | 0 | Excluded | 65.79 | 1899-12-31 | 1 |  | 24
3897 | Yelm_1 | Yelm-1 | teppc | PNM | PNM | Public Service Company of New Mexico | PNM_EPE | SW | 1929-12-01 | 2050-12-31 | 3 | 1 | 3 | 3 | Hydro | Hydro_Standard | Hydro | SW_Hydro |  |  |  | 1930 | 2050 | 0 | SW | 3 | 1899-12-31 | 1 |  | 24
3898 | Yelm_2 | Yelm-2 | teppc | PNM | PNM | Public Service Company of New Mexico | PNM_EPE | SW | 1929-12-01 | 2050-12-31 | 3 | 1 | 3 | 3 | Hydro | Hydro_Standard | Hydro | SW_Hydro |  |  |  | 1930 | 2050 | 0 | SW | 3 | 1899-12-31 | 1 |  | 24
3899 | Yelm_3 | Yelm-3 | teppc | PNM | PNM | Public Service Company of New Mexico | PNM_EPE | SW | 1954-12-01 | 2050-12-31 | 6 | 1 | 6 | 6 | Hydro | Hydro_Standard | Hydro | SW_Hydro |  |  |  | 1955 | 2050 | 0 | SW | 6 | 1899-12-31 | 1 |  | 24
3900 | YoungsCreek | Youngs Creek Hydroelectric Project-1 | teppc | PNM | PNM | Public Service Company of New Mexico | PNM_EPE | SW | 2010-12-01 | 2050-12-31 | 7.5 | 1 | 7.5 | 7.5 | Hydro | Hydro_Standard | Hydro | SW_Hydro |  |  |  | 2011 | 2050 | 0 | SW | 7.5 | 1899-12-31 | 1 |  | 24
3901 | YUBACT_1_SUNSWT | YUBA CITY COGEN | caiso | PGE_Valley | PGE_Valley | Pacific Gas and Electric Valley | PGE_Valley | CAISO | 1990-12-27 | 2050-12-31 | 49.97 | 1 | 49.97 | 49.97 | CT-NatGas-Aero | CT_NG | CT | CAISO_Peaker1 |  |  |  | 1991 | 2050 | 0 | CAISO | 49.97 | 1899-12-31 | 1 |  | 24
3902 | YUBACT_6_UNITA1 | Yuba City Energy Center (Calpine) | caiso | PGE_Valley | PGE_Valley | Pacific Gas and Electric Valley | PGE_Valley | CAISO | 2002-07-26 | 2050-12-31 | 47.6 | 1 | 47.6 | 47.6 | CT-NatGas-Aero | CT_NG | CT | CAISO_Peaker2 |  |  |  | 2003 | 2050 | 0 | CAISO | 47.6 | 1899-12-31 | 1 |  | 24
3903 | Yucca_GT1 | Yucca CT GT1 | teppc | AZPS | AZPS | Arizona Public Service Company | AZPS | SW | 1971-07-01 | 2050-12-31 | 22 | 1 | 22 | 22 | CT-NatGas-Industrial | CT_NG | CT | SW_Peaker |  |  |  | 1972 | 2050 | 0 | SW | 22 | 1899-12-31 | 1 |  | 24
3904 | Yucca_GT2 | Yucca CT GT2 | teppc | AZPS | AZPS | Arizona Public Service Company | AZPS | SW | 1971-07-01 | 2050-12-31 | 22 | 1 | 22 | 22 | CT-NatGas-Industrial | CT_NG | CT | SW_Peaker |  |  |  | 1972 | 2050 | 0 | SW | 22 | 1899-12-31 | 1 |  | 24
3905 | Yucca_GT21 | Yucca CT GT21 | teppc | IID | IID | Imperial Irrigation District | IID | IID | 1978-12-01 | 2050-12-31 | 22 | 1 | 22 | 22 | CT-OilDistillate | CT_Oil | CT | IID_Peaker |  |  |  | 1979 | 2050 | 0 | IID | 22 | 1899-12-31 | 1 |  | 24
3906 | Yucca_GT3 | Yucca CT GT3 | teppc | AZPS | AZPS | Arizona Public Service Company | AZPS | SW | 1973-06-01 | 2050-12-31 | 53 | 1 | 53 | 53 | CT-NatGas-Industrial | CT_NG | CT | SW_Peaker |  |  |  | 1973 | 2050 | 0 | SW | 53 | 1899-12-31 | 1 |  | 24
3907 | Yucca_GT4 | Yucca CT GT4 | teppc | AZPS | AZPS | Arizona Public Service Company | AZPS | SW | 1974-07-01 | 2050-12-31 | 53 | 1 | 53 | 53 | CT-OilDistillate | CT_Oil | CT | SW_Peaker |  |  |  | 1975 | 2050 | 0 | SW | 53 | 1899-12-31 | 1 |  | 24
3908 | Yucca_GT5 | Yucca CT GT5 | teppc | AZPS | AZPS | Arizona Public Service Company | AZPS | SW | 2008-06-01 | 2050-12-31 | 49.3 | 1 | 49.3 | 49.3 | CT-NatGas-Aero | CT_NG | CT | SW_Peaker |  |  |  | 2008 | 2050 | 0 | SW | 49.3 | 1899-12-31 | 1 |  | 24
3909 | Yucca_GT6 | Yucca CT GT6 | teppc | AZPS | AZPS | Arizona Public Service Company | AZPS | SW | 2008-06-01 | 2050-12-31 | 49.3 | 1 | 49.3 | 49.3 | CT-NatGas-Aero | CT_NG | CT | SW_Peaker |  |  |  | 2008 | 2050 | 0 | SW | 49.3 | 1899-12-31 | 1 |  | 24
3910 | Yucca_ST1 | Yucca ST1 | teppc | IID | IID | Imperial Irrigation District | IID | IID | 1959-04-01 | 2050-12-31 | 75 | 1 | 75 | 75 | ST-NatGas | ST_NG | Steam | IID_Peaker |  |  |  | 1959 | 2050 | 0 | IID | 75 | 1899-12-31 | 1 |  | 24
3911 | Yuma_Cogen_CC | YumaCogenCC (Total CC Plant) | teppc | AZPS | AZPS | Arizona Public Service Company | AZPS | SW | 1994-05-01 | 2050-12-31 | 56.2 | 1 | 56.2 | 56.2 | CCWhole-NatGas-Industrial | CC_NG | CC | SW_CCGT |  |  |  | 1994 | 2050 | 0 | SW | 56.2 | 1899-12-31 | 1 |  | 24
4009 | Zeballos_Lake_1 | Zeballos Lake-1_Zeballos Lake-1_IPP-ZBL | teppc | BCHA | BCHA | British Columbia Transmission Company | BCHA_AESO | Excluded | 2009-06-13 | 2029-06-13 | 9.38 | 1 | 9.38 | 9.38 | Hydro | Hydro_Standard | Hydro | Excluded_Hydro |  |  |  | 2009 | 2028 | 0 | Excluded | 9.38 | 1899-12-31 | 1 |  | 24
4010 | Zeballos_Lake_2 | Zeballos Lake-2_Zeballos Lake-2_IPP-ZBL | teppc | BCHA | BCHA | British Columbia Transmission Company | BCHA_AESO | Excluded | 2009-06-13 | 2029-06-13 | 9.38 | 1 | 9.38 | 9.38 | Hydro | Hydro_Standard | Hydro | Excluded_Hydro |  |  |  | 2009 | 2028 | 0 | Excluded | 9.38 | 1899-12-31 | 1 |  | 24
4011 | Zeballos_Lake_3 | Zeballos Lake-3_Zeballos Lake-3_IPP-ZBL | teppc | BCHA | BCHA | British Columbia Transmission Company | BCHA_AESO | Excluded | 2009-06-13 | 2029-06-13 | 3.09 | 1 | 3.09 | 3.09 | Hydro | Hydro_Standard | Hydro | Excluded_Hydro |  |  |  | 2009 | 2028 | 0 | Excluded | 3.09 | 1899-12-31 | 1 |  | 24
4012 | ZOND_6_UNIT | ZOND WINDSYSTEMS INC. | caiso | PGE_Bay | PGE_Bay | Pacific Gas and Electric Bay | PGE_Bay | CAISO | 1985-12-30 | 2017-08-24 | 17.1 | 1 | 17.1 | 17.1 |  | wind_onshorewind | Wind | CAISO_Wind |  |  |  | 1986 | 2017 | 0 | CAISO | 17.1 | 1899-12-31 | 1 |  | 24
4013 | zzebraGENWD13C |  | teppc | AESO | AESO | Alberta Electric System Operator | BCHA_AESO | Excluded | 1986-04-15 | 2030-01-01 | 155 | 1 | 155 | 155 | WT-Onshore | wind_onshorewind | Wind | Excluded_Wind |  |  |  | 1986 | 2029 | 0 | Excluded | 155 | 1899-12-31 | 1 |  | 24
4014 | zzebraHLG_25G_1 | Unknown Type & Dynamic Model in Power Flow | teppc | BCHA | BCHA | British Columbia Transmission Company | BCHA_AESO | Excluded | 1986-04-15 | 2030-01-01 | 1.6 | 1 | 1.6 | 1.6 | ST-NatGas | ST_NG | Steam | Excluded_ST |  |  |  | 1986 | 2029 | 0 | Excluded | 1.6 | 1899-12-31 | 1 |  | 24
4015 | zzebraLOI_6G1 | Unknown Type & Dynamic Model in Power Flow | teppc | BCHA | BCHA | British Columbia Transmission Company | BCHA_AESO | Excluded | 1986-04-15 | 2030-01-01 | 19.35 | 1 | 19.35 | 19.35 | Hydro | Hydro_Standard | Hydro | Excluded_Hydro |  |  |  | 1986 | 2029 | 0 | Excluded | 19.35 | 1899-12-31 | 1 |  | 24
4016 | zzebraNLG__4G_1 | Unknown Type & Dynamic Model in Power Flow | teppc | BCHA | BCHA | British Columbia Transmission Company | BCHA_AESO | Excluded | 1986-04-15 | 2030-01-01 | 0.63 | 1 | 0.63 | 0.63 | Bio-ST | ST_Biomass | Biomass/Wood | Excluded_Biomass |  |  |  | 1986 | 2029 | 0 | Excluded | 0.63 | 1899-12-31 | 1 |  | 24
4017 | zzebraNLG__4G_2 | Unknown Type & Dynamic Model in Power Flow | teppc | BCHA | BCHA | British Columbia Transmission Company | BCHA_AESO | Excluded | 1986-04-15 | 2030-01-01 | 0.63 | 1 | 0.63 | 0.63 | Bio-ST | ST_Biomass | Biomass/Wood | Excluded_Biomass |  |  |  | 1986 | 2029 | 0 | Excluded | 0.63 | 1899-12-31 | 1 |  | 24

## New_RESOLVE_Gen_List
Source: 2021 Proposed PSP Ruling RESOLVE Package analysis, 9/15/2021
| Generator List | [31 empty] | Thermal Retirement assumptions | User assumes early gas retirement after ,,,, years | 40
[34 empty] | User assumes early CHP retirement after … years | 40
| Count | 4017 | [31 empty] | Cut-off year to stop age-based retirement | 2026
[33 empty] | Renewable risk adjustment | Existing | 100%
[30 empty] | Discounts if > |  |  |  | New | 95%
2020-09-01
| SERVM ID | Generator Name | Dataset | Physical BAA | Primary Load BAA | BAA Name | SERVM Zone | RESOLVE Zone | Online Date | Planned Retirement Date | Capacity Weighted | NQC/MaxGen | CPUC NQC of Thermal, Biomass and Geothermal Units (MW) | MaxGen (MW) | StorageDuration (hr) | StorageEnergy (MWh) | Resource Type | Master Resource Type | SERVM Type | RESOLVE Type | REC contract (if different from RESOLVE Zone) | Contract Capacity (MW, if different from RESOLVE zone) | Electrical Zone (Post-2018 COD Renewables) | Hybrid Resource? | First Year to Count | Last Year to Count | Remaining capacity contracted to Resolve Zone | Contracting LSE | Contract Capacity (MW) | Risk Adjustment | Include in RESOLVE? | Include in Class Characteristics | Assumed Retirement Date | COUNT
| 150MileHouse | 150 Mile House ERG-1_IPP-HFH | teppc | BCHA | BCHA | British Columbia Transmission Company | BCHA_AESO | Excluded | 2008-06-01 | 2028-10-16 | 6.499 | 100% | 6.499 | 6.499 |  |  | ST-Other | ST_Unknown | Steam | Excluded_ST |  |  |  |  | 2008 | 2028 | 0 | Excluded | 6.499 | 1 | 1 | 1 | #VALUE! | 1
| LOTUS_6_LSFSR1 | Lotus Solar Farm | rps | PGE_Valley | SCE | Southern California Edison | SCE | CAISO | 2020-06-01 | 2050-12-31 | 51.3 | 100% | 51.3 | 51.3 |  |  | Solar PV - Ground mountSolar: Tracking (1 Axis) | 1axPV_sun | Solar_1Axis | CAISO_Solar |  |  |  |  | 2020 | 2050 | 0 | CAISO | 51.3 | 1 | 1 | 1 | #VALUE! | 1
| 7STDRD_1_SOLAR1 | Shafter Solar | caiso | PGE_Valley | PGE_Valley | Pacific Gas and Electric Valley | PGE_Valley | CAISO | 2015-06-04 | 2050-12-31 | 20 | 100% | 20 | 20 |  |  | n/a | PVgeneric_sun | Solar_Fixed | CAISO_Solar |  |  |  |  | 2015 | 2050 | 0 | CAISO | 20 | 1 | 1 | 1 | #VALUE! | 1
| 8MileCanyon | Eight Mile Canyon (Horn Butte)-WT (52 x 1.5 GE) | teppc | PNM | PNM | Public Service Company of New Mexico | PNM_EPE | SW | 2018-12-31 | 2050-12-31 | 78 | 100% | 78 | 78 |  |  | WT-Onshore | wind_onshorewind | Wind | SW_Wind |  |  |  |  | 2019 | 2050 | 0 | SW | 78 | 1 | 1 | 1 | #VALUE! | 1
| 97WI8ME_LLC__Midway_Solar_Farm_III_ | 97WI8ME LLC (Midway Solar Farm III) | rps | IID | SDG&E | San Diego Gas and Electric | SDGE | CAISO | 2018-09-06 | 2050-12-31 | 20 | 100% | 20 | 20 |  |  | Solar PV - Ground mountSolar: Fixed Tilt | FixedPV_sun | Solar_Fixed | CAISO_Solar |  |  |  |  | 2019 | 2050 | 0 | CAISO | 20 | 1 | 1 | 1 | #VALUE! | 1
| Aberdeen | Sierra Pacific Aberdeen-GEN1 | teppc | BPAT | BPAT | Bonneville Power Administration – Transmission | BPAT | NW | 2003-02-01 | 2050-12-31 | 18 | 100% | 18 | 18 |  |  | Bio-ST | ST_Biomass | Biomass/Wood | NW_Biomass |  |  |  |  | 2003 | 2050 | 0 | NW | 18 | 1 | 1 | 1 | #VALUE! | 1
| Aberfeldie2_1 | Aberfeldie 2-1_Aberfeldie 2 (New redeveloped)-1_BCH-ABN | teppc | BCHA | BCHA | British Columbia Transmission Company | BCHA_AESO | Excluded | 2008-08-30 | 2033-03-31 | 8 | 100% | 8 | 8 |  |  | Hydro | Hydro_Standard | Hydro | Excluded_Hydro |  |  |  |  | 2009 | 2032 | 0 | Excluded | 8 | 1 | 1 | 1 | #VALUE! | 1
| Aberfeldie2_2 | Aberfeldie 2-2_Aberfeldie 2 (New redeveloped)-2_BCH-ABN | teppc | BCHA | BCHA | British Columbia Transmission Company | BCHA_AESO | Excluded | 2008-08-30 | 2033-03-31 | 8 | 100% | 8 | 8 |  |  | Hydro | Hydro_Standard | Hydro | Excluded_Hydro |  |  |  |  | 2009 | 2032 | 0 | Excluded | 8 | 1 | 1 | 1 | #VALUE! | 1
| Aberfeldie2_3 | Aberfeldie 2-3_Aberfeldie 2 (New redeveloped)-3_BCH-ABN | teppc | BCHA | BCHA | British Columbia Transmission Company | BCHA_AESO | Excluded | 2008-08-30 | 2033-03-31 | 8 | 100% | 8 | 8 |  |  | Hydro | Hydro_Standard | Hydro | Excluded_Hydro |  |  |  |  | 2009 | 2032 | 0 | Excluded | 8 | 1 | 1 | 1 | #VALUE! | 1
| Abiquiu_1_3 | Abiquiu Dam Units 1-3 | teppc | PNM | PNM | Public Service Company of New Mexico | PNM_EPE | SW | 1989-12-01 | 2050-12-31 | 13.8 | 100% | 13.8 | 13.8 |  |  | Hydro | Hydro_Standard | Hydro | SW_Hydro |  |  |  |  | 1990 | 2050 | 0 | SW | 13.8 | 1 | 1 | 1 | #VALUE! | 1
| ACACIA_6_SOLAR | West Antelope Solar | caiso | SCE | SCE | Southern California Edison | SCE | CAISO | 2014-11-13 | 2050-12-31 | 20 | 100% | 20 | 20 |  |  | n/a | PVgeneric_sun | Solar_Fixed | CAISO_Solar |  |  |  |  | 2015 | 2050 | 0 | CAISO | 20 | 1 | 1 | 1 | #VALUE! | 1
| Adel_SVC | Adel SVC | teppc | LDWP | LDWP | Los Angeles Department of Water and Power | LADWP | LDWP | 1986-04-15 | 2050-12-31 | 0 | 0% | 0 | 0 |  |  | VAR-Device | VAR_NOTGEN | None | LDWP_Var-DEVICE |  |  |  |  | 1986 | 2050 | 0 | LDWP | 0 | 1 | 1 | 1 | #VALUE! | 1
| Adelanto_Solar | Adelanto Solar Project 1 | teppc | LDWP | LDWP | Los Angeles Department of Water and Power | LADWP | LDWP | 2012-06-30 | 2050-12-31 | 10 | 100% | 10 | 10 |  |  | SolarPV-NonTracking | FixedPV_sun | Solar_Fixed | LDWP_Solar |  |  |  |  | 2012 | 2050 | 0 | LDWP | 10 | 1 | 1 | 1 | #VALUE! | 1
| ADERA_1_SOLAR1 | Adera Solar | caiso | PGE_Valley | PGE_Valley | Pacific Gas and Electric Valley | PGE_Valley | CAISO | 2015-12-23 | 2050-12-31 | 20 | 100% | 20 | 20 |  |  | n/a | PVgeneric_sun | Solar_Fixed | CAISO_Solar |  |  |  |  | 2016 | 2050 | 0 | CAISO | 20 | 1 | 1 | 1 | #VALUE! | 1
| ADLIN_1_UNITS | GEYSERS AIDLIN AGGREGATE | caiso | PGE_Bay | PGE_Bay | Pacific Gas and Electric Bay | PGE_Bay | CAISO | 1989-05-01 | 2050-12-31 | 16 | 72.73% | 16 | 22 |  |  | n/a | Geothermal_steam | Geothermal | CAISO_Geothermal |  |  |  |  | 1989 | 2050 | 0 | CAISO | 22 | 1 | 1 | 1 | #VALUE! | 1
| ADMEST_6_SOLAR | Adams East | caiso | PGE_Valley | PGE_Valley | Pacific Gas and Electric Valley | PGE_Valley | CAISO | 2014-12-13 | 2050-12-31 | 19 | 100% | 19 | 19 |  |  | n/a | PVgeneric_sun | Solar_Fixed | CAISO_Solar |  |  |  |  | 2015 | 2050 | 0 | CAISO | 19 | 1 | 1 | 1 | #VALUE! | 1
| ADOBEE_1_SOLAR | Adobe Solar | caiso | PGE_Valley | PGE_Valley | Pacific Gas and Electric Valley | PGE_Valley | CAISO | 2014-05-21 | 2050-12-31 | 20 | 100% | 20 | 20 |  |  | n/a | PVgeneric_sun | Solar_Fixed | CAISO_Solar |  |  |  |  | 2014 | 2050 | 0 | CAISO | 20 | 1 | 1 | 1 | #VALUE! | 1
| Afton_CC | AftonCC (Total CC Plant) | teppc | PNM | PNM | Public Service Company of New Mexico | PNM_EPE | SW | 2007-10-01 | 2050-12-01 | 248.5 | 100% | 248.5 | 248.5 |  |  | CCWhole-NatGas-Industrial | CC_NG | CC | SW_CCGT |  |  |  |  | 2008 | 2050 | 0 | SW | 248.5 | 1 | 1 | 1 | #VALUE! | 1
| AGCANA_X_HOOVER | Hoover Power Plant | caiso | AZPS | SCE | Southern California Edison | SCE | CAISO | 1936-01-01 | 2050-12-31 | 40 | 100% | 40 | 40 |  |  | HYDRO_WATER | Hydro_Standard | Hydro | CAISO_Hydro |  |  |  |  | 1936 | 2050 | 0 | CAISO | 40 | 1 | 1 | 1 | #VALUE! | 1
| AGRICO_6_PL3N5 | Fresno Peaker | caiso | PGE_Valley | PGE_Valley | Pacific Gas and Electric Valley | PGE_Valley | CAISO | 2006-08-30 | 2050-12-31 | 22.69 | 100% | 22.69 | 22.69 |  |  | CT-NatGas-Aero | CT_NG | CT | CAISO_Peaker2 |  |  |  |  | 2007 | 2050 | 0 | CAISO | 22.69 | 1 | 1 | 1 | #VALUE! | 1
| AGRICO_7_UNIT | Fresno Cogen | caiso | PGE_Valley | PGE_Valley | Pacific Gas and Electric Valley | PGE_Valley | CAISO | 2001-01-01 | 2050-12-31 | 50.6 | 100% | 50.6 | 50.6 |  |  | CCWhole-NatGas-Industrial | CC_NG | CC | CAISO_CCGT2 |  |  |  |  | 2001 | 2050 | 0 | CAISO | 50.6 | 1 | 1 | 1 | #VALUE! | 1
| Agua_Fria_1 | Agua Fria AF1 | teppc | SRP | SRP | Salt River Project | SRP | SW | 1958-01-01 | 2050-12-31 | 113.5 | 100% | 113.5 | 113.5 |  |  | ST-NatGas | ST_NG | Steam | SW_ST |  |  |  |  | 1958 | 2050 | 0 | SW | 113.5 | 1 | 1 | 1 | #VALUE! | 1
| Agua_Fria_2 | Agua Fria AF2 | teppc | SRP | SRP | Salt River Project | SRP | SW | 1957-04-01 | 2050-12-31 | 113.5 | 100% | 113.5 | 113.5 |  |  | ST-NatGas | ST_NG | Steam | SW_ST |  |  |  |  | 1957 | 2050 | 0 | SW | 113.5 | 1 | 1 | 1 | #VALUE! | 1
| Agua_Fria_3 | Agua Fria AF3 | teppc | SRP | SRP | Salt River Project | SRP | SW | 1961-04-01 | 2050-12-31 | 182.5 | 100% | 182.5 | 182.5 |  |  | ST-NatGas | ST_NG | Steam | SW_ST |  |  |  |  | 1961 | 2050 | 0 | SW | 182.5 | 1 | 1 | 1 | #VALUE! | 1
| Agua_Fria_4 | Agua Fria CT AF4 | teppc | SRP | SRP | Salt River Project | SRP | SW | 1975-05-01 | 2050-12-31 | 74 | 100% | 74 | 74 |  |  | CT-NatGas-Industrial | CT_NG | CT | SW_Peaker |  |  |  |  | 1975 | 2050 | 0 | SW | 74 | 1 | 1 | 1 | #VALUE! | 1
| Agua_Fria_5 | Agua Fria CT AF5 | teppc | SRP | SRP | Salt River Project | SRP | SW | 1974-07-01 | 2050-12-31 | 74 | 100% | 74 | 74 |  |  | CT-NatGas-Industrial | CT_NG | CT | SW_Peaker |  |  |  |  | 1975 | 2050 | 0 | SW | 74 | 1 | 1 | 1 | #VALUE! | 1
| Agua_Fria_6 | Agua Fria CT AF6 | teppc | SRP | SRP | Salt River Project | SRP | SW | 1974-07-01 | 2050-12-31 | 74 | 100% | 74 | 74 |  |  | CT-NatGas-Industrial | CT_NG | CT | SW_Peaker |  |  |  |  | 1975 | 2050 | 0 | SW | 74 | 1 | 1 | 1 | #VALUE! | 1
| AGUCAL_5_SOLAR1 | Agua Caliente Solar | caiso | AZPS | SDGE | San Diego Gas and Electric | SDGE | CAISO | 2014-06-10 | 2050-12-31 | 290 | 100% | 290 | 290 |  |  | n/a | PVgeneric_sun | Solar_Fixed | CAISO_Solar |  |  |  |  | 2014 | 2050 | 0 | CAISO | 290 | 1 | 1 | 1 | #VALUE! | 1
| AirLiquide | AirLiquide G1-1 | teppc | AESO | AESO | Alberta Electric System Operator | BCHA_AESO | Excluded | 2000-04-01 | 2050-12-01 | 80 | 100% | 80 | 80 |  |  | Steam | ST_NG | Steam | Excluded_ST |  |  |  |  | 2000 | 2050 | 0 | Excluded | 80 | 1 | 1 | 1 | #VALUE! | 1
| Airport_5_1 | Airport 5-1¦Baculite Mesa Generation 5 | teppc | PSCO | PSCO | Public Service Company of Colorado | PSCO | Excluded | 2014-01-01 | 2030-04-15 | 40 | 100% | 40 | 40 |  |  | CT-NatGas-Aero | CT_NG | CT | Excluded_Peaker |  |  |  |  | 2014 | 2029 | 0 | Excluded | 40 | 1 | 1 | 1 | #VALUE! | 1
| Airport_Industrial | Airport Industrial IC1-IC4 | teppc | PSCO | PSCO | Public Service Company of Colorado | PSCO | Excluded | 2001-12-01 | 2050-12-31 | 10 | 100% | 10 | 10 |  |  | ICE-OilDistillate | ICE_Oil | ICE | Excluded_Reciprocating_Engine |  |  |  |  | 2002 | 2050 | 0 | Excluded | 10 | 1 | 1 | 1 | #VALUE! | 1
| AKO_4G1 | AKO 4G1 | teppc | BCHA | BCHA | British Columbia Transmission Company | BCHA_AESO | Excluded | 1995-04-01 | 2050-03-30 | 10 | 100% | 10 | 10 |  |  | hydro | Hydro_Standard | Hydro | Excluded_Hydro |  |  |  |  | 1995 | 2049 | 0 | Excluded | 10 | 1 | 1 | 1 | #VALUE! | 1
| Akolkolex | Akolkolex-1_Akolkolex-1_IPP-AKO | teppc | BCHA | BCHA | British Columbia Transmission Company | BCHA_AESO | Excluded | 1995-04-01 | 2033-03-31 | 10 | 100% | 10 | 10 |  |  | Hydro | Hydro_Standard | Hydro | Excluded_Hydro |  |  |  |  | 1995 | 2032 | 0 | Excluded | 10 | 1 | 1 | 1 | #VALUE! | 1
| ALAMIT_7_UNIT_1 | ALAMITOS GEN STA. UNIT 1 | caiso | SCE | SCE | Southern California Edison | SCE | CAISO | 1956-01-01 | 2019-12-31 | 174.56 | 100% | 174.56 | 174.56 |  |  | ST-NatGas | ST_NG | Steam | CAISO_ST |  |  |  |  | 1956 | 2019 | 0 | CAISO | 174.56 | 1 | 1 | 1 | #VALUE! | 1
| ALAMIT_7_UNIT_2 | ALAMITOS GEN STA. UNIT 2 | caiso | SCE | SCE | Southern California Edison | SCE | CAISO | 1957-01-01 | 2019-12-31 | 175 | 100% | 175 | 175 |  |  | ST-NatGas | ST_NG | Steam | CAISO_ST |  |  |  |  | 1957 | 2019 | 0 | CAISO | 175 | 1 | 1 | 1 | #VALUE! | 1
| ALAMIT_7_UNIT_3 | ALAMITOS GEN STA. UNIT 3 | caiso | SCE | SCE | Southern California Edison | SCE | CAISO | 1961-01-01 | 2020-12-31 | 332.18 | 100% | 332.18 | 332.18 |  |  | ST-NatGas | ST_NG | Steam | CAISO_ST |  |  |  |  | 1961 | 2020 | 0 | CAISO | 332.18 | 1 | 1 | 1 | #VALUE! | 1
| ALAMIT_7_UNIT_4 | ALAMITOS GEN STA. UNIT 4 | caiso | SCE | SCE | Southern California Edison | SCE | CAISO | 1962-01-01 | 2020-12-31 | 335.67 | 100% | 335.67 | 335.67 |  |  | ST-NatGas | ST_NG | Steam | CAISO_ST |  |  |  |  | 1962 | 2020 | 0 | CAISO | 335.67 | 1 | 1 | 1 | #VALUE! | 1
| ALAMIT_7_UNIT_5 | ALAMITOS GEN STA. UNIT 5 | caiso | SCE | SCE | Southern California Edison | SCE | CAISO | 1999-01-01 | 2020-12-31 | 497.97 | 100% | 497.97 | 497.97 |  |  | ST-NatGas | ST_NG | Steam | CAISO_ST |  |  |  |  | 1999 | 2020 | 0 | CAISO | 497.97 | 1 | 1 | 1 | #VALUE! | 1
| ALAMIT_7_UNIT_6 | ALAMITOS GEN STA. UNIT 6 | caiso | SCE | SCE | Southern California Edison | SCE | CAISO | 1966-01-01 | 2019-12-31 | 495 | 100% | 495 | 495 |  |  | ST-NatGas | ST_NG | Steam | CAISO_ST |  |  |  |  | 1966 | 2019 | 0 | CAISO | 495 | 1 | 1 | 1 | #VALUE! | 1
| AlamitosCC_Total | AlamitosCC-OTC replacement | teppc | CISC | CISC | Southern California Edison | SCE | CAISO | 2020-04-01 | 2050-12-31 | 640 | 100% | 640 | 640 |  |  | CCWhole-NatGas-Industrial | CC_NG | CC | CAISO_CCGT1 |  |  |  |  | 2020 | 2050 | 0 | CAISO | 640 | 1 | 1 | 1 | #VALUE! | 1
| ALAMO_6_UNIT | ALAMO POWER PLANT | caiso | SCE | SCE | Southern California Edison | SCE | CAISO | 1986-01-01 | 2050-12-31 | 17 | 100% | 17 | 17 |  |  | n/a | Hydro_Standard | Hydro | CAISO_Hydro |  |  |  |  | 1986 | 2050 | 0 | CAISO | 17 | 1 | 1 | 1 | #VALUE! | 1
| Alamogordo_PV | Alamogordo Solar PV Plant AGSEC | teppc | PNM | PNM | Public Service Company of New Mexico | PNM_EPE | SW | 2011-10-14 | 2050-12-31 | 5 | 100% | 5 | 5 |  |  | SolarPV-NonTracking | FixedPV_sun | Solar_Fixed | SW_Solar |  |  |  |  | 2012 | 2050 | 0 | SW | 5 | 1 | 1 | 1 | #VALUE! | 1
| Alamosa_1 | Alamosa CT1 | teppc | PSCO | PSCO | Public Service Company of Colorado | PSCO | Excluded | 1972-12-01 | 2050-12-31 | 17 | 100% | 17 | 17 |  |  | CT-NatGas-Industrial | CT_NG | CT | Excluded_Peaker |  |  |  |  | 1973 | 2050 | 0 | Excluded | 17 | 1 | 1 | 1 | #VALUE! | 1
| Alamosa_2 | Alamosa CT2 | teppc | PSCO | PSCO | Public Service Company of Colorado | PSCO | Excluded | 1976-12-01 | 2050-12-31 | 19 | 100% | 19 | 19 |  |  | CT-NatGas-Industrial | CT_NG | CT | Excluded_Peaker |  |  |  |  | 1977 | 2050 | 0 | Excluded | 19 | 1 | 1 | 1 | #VALUE! | 1
| AlbeniFalls1 | Albeni Falls-1 | teppc | BPAT | BPAT | Bonneville Power Administration – Transmission | BPAT | NW | 1955-12-01 | 2050-12-31 | 14.2 | 100% | 14.2 | 14.2 |  |  | Hydro | Hydro_Standard | Hydro | NW_Hydro |  |  |  |  | 1956 | 2050 | 0 | NW | 14.2 | 1 | 1 | 1 | #VALUE! | 1
| AlbeniFalls2 | Albeni Falls-2 | teppc | BPAT | BPAT | Bonneville Power Administration – Transmission | BPAT | NW | 1955-12-01 | 2050-12-31 | 14.2 | 100% | 14.2 | 14.2 |  |  | Hydro | Hydro_Standard | Hydro | NW_Hydro |  |  |  |  | 1956 | 2050 | 0 | NW | 14.2 | 1 | 1 | 1 | #VALUE! | 1
| AlbeniFalls3 | Albeni Falls-3 | teppc | BPAT | BPAT | Bonneville Power Administration – Transmission | BPAT | NW | 1955-12-01 | 2050-12-31 | 14.2 | 100% | 14.2 | 14.2 |  |  | Hydro | Hydro_Standard | Hydro | NW_Hydro |  |  |  |  | 1956 | 2050 | 0 | NW | 14.2 | 1 | 1 | 1 | #VALUE! | 1
| Albuquerque_PV | Albuquerque Solar Energy Center (Reeves) ASEC1 | teppc | PNM | PNM | Public Service Company of New Mexico | PNM_EPE | SW | 2011-04-08 | 2050-12-31 | 2 | 100% | 2 | 2 |  |  | SolarPV-NonTracking | FixedPV_sun | Solar_Fixed | SW_Solar |  |  |  |  | 2011 | 2050 | 0 | SW | 2 | 1 | 1 | 1 | #VALUE! | 1
| Alcova_1 | Alcova 1 | teppc | WACM | WACM | Western Area Power Administration, Colorado-Missouri Region | WACM | Excluded | 1955-07-01 | 2050-12-31 | 21.8 | 100% | 21.8 | 21.8 |  |  | Hydro | Hydro_Standard | Hydro | Excluded_Hydro |  |  |  |  | 1956 | 2050 | 0 | Excluded | 21.8 | 1 | 1 | 1 | #VALUE! | 1
| Alcova_2 | Alcova 2 | teppc | WACM | WACM | Western Area Power Administration, Colorado-Missouri Region | WACM | Excluded | 1955-07-01 | 2050-12-31 | 21.8 | 100% | 21.8 | 21.8 |  |  | Hydro | Hydro_Standard | Hydro | Excluded_Hydro |  |  |  |  | 1956 | 2050 | 0 | Excluded | 21.8 | 1 | 1 | 1 | #VALUE! | 1
| Alder11 | Alder-11 | teppc | TPWR | TPWR | Tacoma Power | BPAT | NW | 1947-05-01 | 2050-12-31 | 25 | 100% | 25 | 25 |  |  | Hydro | Hydro_Standard | Hydro | NW_Hydro |  |  |  |  | 1947 | 2050 | 0 | NW | 25 | 1 | 1 | 1 | #VALUE! | 1
| Alder12 | Alder-12 | teppc | TPWR | TPWR | Tacoma Power | BPAT | NW | 1945-12-01 | 2050-12-31 | 25 | 100% | 25 | 25 |  |  | Hydro | Hydro_Standard | Hydro | NW_Hydro |  |  |  |  | 1946 | 2050 | 0 | NW | 25 | 1 | 1 | 1 | #VALUE! | 1
| ALHMBR_1_ALHSLR | SG Alhambra | caiso | IID | SDGE | San Diego Gas and Electric | SDGE | CAISO | 2014-11-26 | 2050-12-31 | 50 | 100% | 50 | 50 |  |  | PHOTO VOLTAIC_SUN | PVgeneric_sun | Solar_Fixed | CAISO_Solar |  |  |  |  | 2015 | 2050 | 0 | CAISO | 50 | 1 | 1 | 1 | #VALUE! | 1
| ALLGNY_6_HYDRO1 | Salmon Creek Hydroelectric Project | caiso | PGE_Valley | PGE_Valley | Pacific Gas and Electric Valley | PGE_Valley | CAISO | 2014-12-03 | 2050-12-31 | 0.52 | 100% | 0.52 | 0.52 |  |  | n/a | Hydro_Standard | Hydro | CAISO_Small_Hydro |  |  |  |  | 2015 | 2050 | 0 | CAISO | 0.52 | 1 | 1 | 1 | #VALUE! | 1
| ALMEGT_1_UNIT_1 | ALAMEDA GT UNIT 1 | caiso | PGE_Bay | PGE_Bay | Pacific Gas and Electric Bay | PGE_Bay | CAISO | 1986-01-01 | 2050-12-31 | 23.4 | 93.6% | 23.4 | 25 |  |  | CT-NatGas-Aero | CT_NG | CT | CAISO_Peaker2 |  |  |  |  | 1986 | 2050 | 0 | CAISO | 25 | 1 | 1 | 1 | #VALUE! | 1
| ALMEGT_1_UNIT_2 | ALAMEDA GT UNIT 2 | caiso | PGE_Bay | PGE_Bay | Pacific Gas and Electric Bay | PGE_Bay | CAISO | 1986-01-01 | 2050-12-31 | 23.5 | 94% | 23.5 | 25 |  |  | CT-NatGas-Aero | CT_NG | CT | CAISO_Peaker2 |  |  |  |  | 1986 | 2050 | 0 | CAISO | 25 | 1 | 1 | 1 | #VALUE! | 1
| Almond_1 | Almond 1 | teppc | TIDC | TIDC | Turlock Irrigation District | TID | BANC | 1996-05-01 | 2050-12-31 | 49.9 | 100% | 49.9 | 49.9 |  |  | CT-NatGas-Aero | CT_NG | CT | BANC_Peaker |  |  |  |  | 1996 | 2050 | 0 | BANC | 49.9 | 1 | 1 | 1 | #VALUE! | 1
| Almond_2_2 | Almond 2 | teppc | TIDC | TIDC | Turlock Irrigation District | TID | BANC | 2012-07-13 | 2050-12-31 | 54 | 100% | 54 | 54 |  |  | CT-NatGas-Aero | CT_NG | CT | BANC_Peaker |  |  |  |  | 2013 | 2050 | 0 | BANC | 54 | 1 | 1 | 1 | #VALUE! | 1
| Almond_2_3 | Almond 3 | teppc | TIDC | TIDC | Turlock Irrigation District | TID | BANC | 2012-07-13 | 2050-12-31 | 54 | 100% | 54 | 54 |  |  | CT-NatGas-Aero | CT_NG | CT | BANC_Peaker |  |  |  |  | 2013 | 2050 | 0 | BANC | 54 | 1 | 1 | 1 | #VALUE! | 1
| Almond_2_4 | Almond 4 | teppc | TIDC | TIDC | Turlock Irrigation District | TID | BANC | 2012-07-13 | 2050-12-31 | 54 | 100% | 54 | 54 |  |  | CT-NatGas-Aero | CT_NG | CT | BANC_Peaker |  |  |  |  | 2013 | 2050 | 0 | BANC | 54 | 1 | 1 | 1 | #VALUE! | 1
| Alouette | Alouette-1_Alouette-1_BCH-ALU | teppc | BCHA | BCHA | British Columbia Transmission Company | BCHA_AESO | Excluded | 1928-01-01 | 2033-03-31 | 9 | 100% | 9 | 9 |  |  | Hydro | Hydro_Standard | Hydro | Excluded_Hydro |  |  |  |  | 1928 | 2032 | 0 | Excluded | 9 | 1 | 1 | 1 | #VALUE! | 1
| ALPAC1 | ALPAC1-1 | teppc | AESO | AESO | Alberta Electric System Operator | BCHA_AESO | Excluded | 2001-09-01 | 2050-12-01 | 40.8 | 100% | 40.8 | 40.8 |  |  | Bio-ST | ST_Biomass | Biomass/Wood | Excluded_Biomass |  |  |  |  | 2002 | 2050 | 0 | Excluded | 40.8 | 1 | 1 | 1 | #VALUE! | 1
| ALPAC2 | ALPAC2-1 | teppc | AESO | AESO | Alberta Electric System Operator | BCHA_AESO | Excluded | 2001-09-01 | 2050-12-01 | 40.8 | 100% | 40.8 | 40.8 |  |  | Bio-ST | ST_Biomass | Biomass/Wood | Excluded_Biomass |  |  |  |  | 2002 | 2050 | 0 | Excluded | 40.8 | 1 | 1 | 1 | #VALUE! | 1
| ALPAC3 | ALPAC3-1 | teppc | AESO | AESO | Alberta Electric System Operator | BCHA_AESO | Excluded | 2001-09-01 | 2050-12-01 | 17.6 | 100% | 17.6 | 17.6 |  |  | Bio-ST | ST_Biomass | Biomass/Wood | Excluded_Biomass |  |  |  |  | 2002 | 2050 | 0 | Excluded | 17.6 | 1 | 1 | 1 | #VALUE! | 1
| ALPAC4 | ALPAC4-1 | teppc | AESO | AESO | Alberta Electric System Operator | BCHA_AESO | Excluded | 2012-02-27 | 2050-12-31 | 32 | 100% | 32 | 32 |  |  | Bio-ST | ST_Biomass | Biomass/Wood | Excluded_Biomass |  |  |  |  | 2012 | 2050 | 0 | Excluded | 32 | 1 | 1 | 1 | #VALUE! | 1
| ALPSLR_1_NTHSLR | Alpaugh North, LLC | caiso | PGE_Valley | PGE_Valley | Pacific Gas and Electric Valley | PGE_Valley | CAISO | 2013-03-08 | 2050-12-31 | 20 | 100% | 20 | 20 |  |  | n/a | PVgeneric_sun | Solar_Fixed | CAISO_Solar |  |  |  |  | 2013 | 2050 | 0 | CAISO | 20 | 1 | 1 | 1 | #VALUE! | 1
| ALPSLR_1_SPSSLR | Alpaugh 50 LLC | caiso | PGE_Valley | PGE_Valley | Pacific Gas and Electric Valley | PGE_Valley | CAISO | 2013-03-08 | 2050-12-31 | 50 | 100% | 50 | 50 |  |  | n/a | PVgeneric_sun | Solar_Fixed | CAISO_Solar |  |  |  |  | 2013 | 2050 | 0 | CAISO | 50 | 1 | 1 | 1 | #VALUE! | 1
| ALT6DN_2_WIND7 | Pinyon Pines 1 | caiso | SCE | SCE | Southern California Edison | SCE | CAISO | 2013-01-01 | 2050-12-31 | 168 | 100% | 168 | 168 |  |  | n/a | wind_onshorewind | Wind | CAISO_Wind |  |  |  |  | 2013 | 2050 | 0 | CAISO | 168 | 1 | 1 | 1 | #VALUE! | 1
| ALT6DS_2_WIND9 | Pinyon Pines 2 | caiso | SCE | SCE | Southern California Edison | SCE | CAISO | 2013-01-01 | 2050-12-31 | 132 | 100% | 132 | 132 |  |  | n/a | wind_onshorewind | Wind | CAISO_Wind |  |  |  |  | 2013 | 2050 | 0 | CAISO | 132 | 1 | 1 | 1 | #VALUE! | 1
| Alta_Luna_Solar | Alta Luna Solar Project 1 | teppc | PNM | PNM | Public Service Company of New Mexico | PNM_EPE | SW | 2016-12-01 | 2050-12-31 | 25.2 | 100% | 25.2 | 25.2 |  |  | SolarPV-Tracking | 1axPV_sun | Solar_1Axis | SW_Solar |  |  |  |  | 2017 | 2050 | 0 | SW | 25.2 | 1 | 1 | 1 | #VALUE! | 1
| ALTA3A_2_CPCE4 | Alta Wind 4 | caiso | SCE | SCE | Southern California Edison | SCE | CAISO | 2011-03-12 | 2050-12-31 | 102 | 100% | 102 | 102 |  |  | n/a | wind_onshorewind | Wind | CAISO_Wind |  |  |  |  | 2011 | 2050 | 0 | CAISO | 102 | 1 | 1 | 1 | #VALUE! | 1
| ALTA3A_2_CPCE5 | Alta Wind 5 | caiso | SCE | SCE | Southern California Edison | SCE | CAISO | 2011-04-21 | 2050-12-31 | 168 | 100% | 168 | 168 |  |  | n/a | wind_onshorewind | Wind | CAISO_Wind |  |  |  |  | 2011 | 2050 | 0 | CAISO | 168 | 1 | 1 | 1 | #VALUE! | 1
| ALTA3A_2_CPCE8 | Alta Wind 8 | caiso | SCE | SCE | Southern California Edison | SCE | CAISO | 2012-02-01 | 2050-12-31 | 150 | 100% | 150 | 150 |  |  | n/a | wind_onshorewind | Wind | CAISO_Wind |  |  |  |  | 2012 | 2050 | 0 | CAISO | 150 | 1 | 1 | 1 | #VALUE! | 1
| ALTA4A_2_CPCW1 | Alta Wind 1 | caiso | SCE | SCE | Southern California Edison | SCE | CAISO | 2010-12-29 | 2050-12-31 | 150 | 100% | 150 | 150 |  |  | n/a | wind_onshorewind | Wind | CAISO_Wind |  |  |  |  | 2011 | 2050 | 0 | CAISO | 150 | 1 | 1 | 1 | #VALUE! | 1
| ALTA4B_2_CPCW2 | Alta Wind 2 | caiso | SCE | SCE | Southern California Edison | SCE | CAISO | 2010-12-29 | 2050-12-31 | 150 | 100% | 150 | 150 |  |  | n/a | wind_onshorewind | Wind | CAISO_Wind |  |  |  |  | 2011 | 2050 | 0 | CAISO | 150 | 1 | 1 | 1 | #VALUE! | 1
| ALTA4B_2_CPCW3 | Alta Wind 3 | caiso | SCE | SCE | Southern California Edison | SCE | CAISO | 2011-02-12 | 2050-12-31 | 150 | 100% | 150 | 150 |  |  | n/a | wind_onshorewind | Wind | CAISO_Wind |  |  |  |  | 2011 | 2050 | 0 | CAISO | 150 | 1 | 1 | 1 | #VALUE! | 1
| ALTA4B_2_CPCW6 | Mustang Hills | caiso | SCE | SCE | Southern California Edison | SCE | CAISO | 2012-05-09 | 2050-12-31 | 150 | 100% | 150 | 150 |  |  | n/a | wind_onshorewind | Wind | CAISO_Wind |  |  |  |  | 2012 | 2050 | 0 | CAISO | 150 | 1 | 1 | 1 | #VALUE! | 1
| ALTA6B_2_WIND11 | Alta Wind 11 | caiso | SCE | SCE | Southern California Edison | SCE | CAISO | 1989-12-31 | 2050-12-31 | 90 | 100% | 90 | 90 |  |  | n/a | wind_onshorewind | Wind | CAISO_Wind |  |  |  |  | 1990 | 2050 | 0 | CAISO | 90 | 1 | 1 | 1 | #VALUE! | 1
| ALTA6E_2_WIND10 | Alta Wind 10 | caiso | SCE | SCE | Southern California Edison | SCE | CAISO | 1989-12-31 | 2050-12-31 | 138 | 100% | 138 | 138 |  |  | n/a | wind_onshorewind | Wind | CAISO_Wind |  |  |  |  | 1990 | 2050 | 0 | CAISO | 138 | 1 | 1 | 1 | #VALUE! | 1
| AltaGasPark_1 | AltaGas Parkland 1 | teppc | AESO | AESO | Alberta Electric System Operator | BCHA_AESO | Excluded | 1985-01-01 | 2050-12-31 | 10 | 100% | 10 | 10 |  |  | CT-NatGas-Industrial | CT_NG | CT | Excluded_Peaker |  |  |  |  | 1985 | 2050 | 0 | Excluded | 10 | 1 | 1 | 1 | #VALUE! | 1
| ALTWD_1_QF |  | caiso | SCE | SCE | Southern California Edison | SCE | CAISO | 1985-12-18 | 2050-12-31 | 28.84 | 100% | 28.84 | 28.84 |  |  | n/a | wind_onshorewind | Wind | CAISO_Wind |  |  |  |  | 1986 | 2050 | 0 | CAISO | 28.84 | 1 | 1 | 1 | #VALUE! | 1
| American_Falls_Solar_II |  | teppc | CISC | CISC | Southern California Edison | IPCO | NW | 2016-12-31 | 2050-12-31 | 140 | 700% | 140 | 20 |  |  | SolarPV-Tracking | 1axPV_sun | Solar_1Axis | NW_Solar |  |  |  |  | 2017 | 2050 | 0 | NW | 20 | 1 | 1 | 1 | #VALUE! | 1
| American_Falls_Solar_I |  | teppc | IPMV | IPMV | Idaho Magic Valley | IPCO | NW | 2016-12-31 | 2050-12-31 | 140 | 700% | 140 | 20 |  |  | SolarPV-Tracking | 1axPV_sun | Solar_1Axis | NW_Solar |  |  |  |  | 2017 | 2050 | 0 | NW | 20 | 1 | 1 | 1 | #VALUE! | 1
| AKINGS_6_AMESR1 | American Kings Solar, LLC | rps | PGE_Valley | SCE | Southern California Edison | SCE | CAISO | 2020-12-01 | 2050-12-31 | 128 | 100% | 128 | 128 |  |  | Solar PV - Ground mountSolar: Fixed Tilt | FixedPV_sun | Solar_Fixed | CAISO_Solar |  |  |  |  | 2021 | 2050 | 0 | CAISO | 128 | 0.95 | 1 | 1 | #VALUE! | 1
| AmericanFalls1 | American Falls-1 | teppc | IPFE | IPFE | Idaho Far East | IPCO | NW | 1978-07-01 | 2050-12-31 | 30.78 | 100% | 30.78 | 30.78 |  |  | Hydro | Hydro_Standard | Hydro | NW_Hydro |  |  |  |  | 1979 | 2050 | 0 | NW | 30.78 | 1 | 1 | 1 | #VALUE! | 1
| AmericanFalls2 | American Falls-2 | teppc | IPFE | IPFE | Idaho Far East | IPCO | NW | 1978-06-01 | 2050-12-31 | 30.78 | 100% | 30.78 | 30.78 |  |  | Hydro | Hydro_Standard | Hydro | NW_Hydro |  |  |  |  | 1978 | 2050 | 0 | NW | 30.78 | 1 | 1 | 1 | #VALUE! | 1
| AmericanFalls3 | American Falls-3 | teppc | IPFE | IPFE | Idaho Far East | IPCO | NW | 1978-03-01 | 2050-12-31 | 30.78 | 100% | 30.78 | 30.78 |  |  | Hydro | Hydro_Standard | Hydro | NW_Hydro |  |  |  |  | 1978 | 2050 | 0 | NW | 30.78 | 1 | 1 | 1 | #VALUE! | 1
| Ames_Hydro | Ames Hydro 1 | teppc | PSCO | PSCO | Public Service Company of Colorado | PSCO | Excluded | 1905-12-01 | 2040-12-31 | 3.6 | 100% | 3.6 | 3.6 |  |  | Hydro | Hydro_Standard | Hydro | Excluded_Hydro |  |  |  |  | 1906 | 2040 | 0 | Excluded | 3.6 | 1 | 1 | 1 | #VALUE! | 1
| ANAHM_2_CANYN1 | CANYON POWER PLANT UNIT 1 | caiso | SCE | SCE | Southern California Edison | SCE | CAISO | 2011-09-16 | 2050-12-31 | 49.4 | 100% | 49.4 | 49.4 |  |  | CT-NatGas-Aero | CT_NG | CT | CAISO_Peaker1 |  |  |  |  | 2012 | 2050 | 0 | CAISO | 49.4 | 1 | 1 | 1 | #VALUE! | 1
| ANAHM_2_CANYN2 | CANYON POWER PLANT UNIT 2 | caiso | SCE | SCE | Southern California Edison | SCE | CAISO | 2011-09-16 | 2050-12-31 | 48 | 97.17% | 48 | 49.4 |  |  | CT-NatGas-Aero | CT_NG | CT | CAISO_Peaker1 |  |  |  |  | 2012 | 2050 | 0 | CAISO | 49.4 | 1 | 1 | 1 | #VALUE! | 1
| ANAHM_2_CANYN3 | CANYON POWER PLANT UNIT 3 | caiso | SCE | SCE | Southern California Edison | SCE | CAISO | 2011-07-30 | 2050-12-31 | 48 | 97.17% | 48 | 49.4 |  |  | CT-NatGas-Aero | CT_NG | CT | CAISO_Peaker1 |  |  |  |  | 2012 | 2050 | 0 | CAISO | 49.4 | 1 | 1 | 1 | #VALUE! | 1
| ANAHM_2_CANYN4 | CANYON POWER PLANT UNIT 4 | caiso | SCE | SCE | Southern California Edison | SCE | CAISO | 2011-07-30 | 2050-12-31 | 49.4 | 100% | 49.4 | 49.4 |  |  | CT-NatGas-Aero | CT_NG | CT | CAISO_Peaker1 |  |  |  |  | 2012 | 2050 | 0 | CAISO | 49.4 | 1 | 1 | 1 | #VALUE! | 1
| ANAHM_7_CT | ANAHEIM COMBUSTION TURBINE | caiso | SCE | SCE | Southern California Edison | SCE | CAISO | 1990-01-01 | 2020-06-30 | 40.64 | 94.93% | 40.64 | 42.81 |  |  | CT-NatGas-Aero | CT_NG | CT | CAISO_Peaker1 |  |  |  |  | 1990 | 2019 | 0 | CAISO | 42.81 | 1 | 1 | 1 | #VALUE! | 1
| ANC_CAT01 | Alberta Newsprint Co IC-01 | teppc | BCHA | BCHA | British Columbia Transmission Company | BCHA_AESO | Excluded | 2014-03-17 | 2050-12-31 | 6.5 | 100% | 6.5 | 6.5 |  |  | ICE-NatGas | ICE_NG | ICE | Excluded_Reciprocating_Engine |  |  |  |  | 2014 | 2050 | 0 | Excluded | 6.5 | 1 | 1 | 1 | #VALUE! | 1
| ANC_CAT02 | Alberta Newsprint Co IC-02 | teppc | AESO | AESO | Alberta Electric System Operator | BCHA_AESO | Excluded | 2014-03-17 | 2050-12-31 | 6.5 | 100% | 6.5 | 6.5 |  |  | ICE-NatGas | ICE_NG | ICE | Excluded_Reciprocating_Engine |  |  |  |  | 2014 | 2050 | 0 | Excluded | 6.5 | 1 | 1 | 1 | #VALUE! | 1
| ANC_CAT03 | Alberta Newsprint Co IC-03 | teppc | AESO | AESO | Alberta Electric System Operator | BCHA_AESO | Excluded | 2014-03-17 | 2050-12-31 | 6.5 | 100% | 6.5 | 6.5 |  |  | ICE-NatGas | ICE_NG | ICE | Excluded_Reciprocating_Engine |  |  |  |  | 2014 | 2050 | 0 | Excluded | 6.5 | 1 | 1 | 1 | #VALUE! | 1
| AndersonRanch1 | Anderson Ranch-1 | teppc | IPMV | IPMV | Idaho Magic Valley | IPCO | NW | 1983-09-01 | 2050-12-31 | 20 | 100% | 20 | 20 |  |  | Hydro | Hydro_Standard | Hydro | NW_Hydro |  |  |  |  | 1984 | 2050 | 0 | NW | 20 | 1 | 1 | 1 | #VALUE! | 1
| AndersonRanch2 | Anderson Ranch-2 | teppc | IPMV | IPMV | Idaho Magic Valley | IPCO | NW | 1983-09-01 | 2050-12-31 | 20 | 100% | 20 | 20 |  |  | Hydro | Hydro_Standard | Hydro | NW_Hydro |  |  |  |  | 1984 | 2050 | 0 | NW | 20 | 1 | 1 | 1 | #VALUE! | 1
| Antelope_DSR_3__LLC | Antelope DSR 3, LLC | rps | LADWP | SCE | Southern California Edison | SCE | CAISO | 2019-06-20 | 2050-12-31 | 20 | 100% | 20 | 20 |  |  | Solar PV - Ground mountSolar: Tracking (1 Axis) | 1axPV_sun | Solar_1Axis | CAISO_Solar |  |  |  |  | 2019 | 2050 | 0 | CAISO | 20 | 1 | 1 | 1 | #VALUE! | 1
| Antelope_Nuclear_1_1 |  | teppc | PAID | PAID | Idaho, PACE Utility | IPCO | NW | 2026-05-01 | 2050-12-31 | 48.88 | 100% | 48.88 | 48.88 |  |  | ST-Nuclear | ST_Nuclear | Nuclear | NW_Nuclear |  |  |  |  | 2026 | 2050 | 0 | NW | 48.88 | 1 | 1 | 1 | #VALUE! | 1
| Antelope_Nuclear_1_10 |  | teppc | PAID | PAID | Idaho, PACE Utility | IPCO | NW | 2027-01-01 | 2050-12-31 | 48.88 | 100% | 48.88 | 48.88 |  |  | ST-Nuclear | ST_Nuclear | Nuclear | NW_Nuclear |  |  |  |  | 2027 | 2050 | 0 | NW | 48.88 | 1 | 1 | 1 | #VALUE! | 1
| Antelope_Nuclear_1_11 |  | teppc | PAID | PAID | Idaho, PACE Utility | IPCO | NW | 2027-01-01 | 2050-12-31 | 48.88 | 100% | 48.88 | 48.88 |  |  | ST-Nuclear | ST_Nuclear | Nuclear | NW_Nuclear |  |  |  |  | 2027 | 2050 | 0 | NW | 48.88 | 1 | 1 | 1 | #VALUE! | 1
| Antelope_Nuclear_1_12 |  | teppc | PAID | PAID | Idaho, PACE Utility | IPCO | NW | 2027-01-01 | 2050-12-31 | 48.88 | 100% | 48.88 | 48.88 |  |  | ST-Nuclear | ST_Nuclear | Nuclear | NW_Nuclear |  |  |  |  | 2027 | 2050 | 0 | NW | 48.88 | 1 | 1 | 1 | #VALUE! | 1
| Antelope_Nuclear_1_2 |  | teppc | PAID | PAID | Idaho, PACE Utility | IPCO | NW | 2026-06-01 | 2050-12-31 | 48.88 | 100% | 48.88 | 48.88 |  |  | ST-Nuclear | ST_Nuclear | Nuclear | NW_Nuclear |  |  |  |  | 2026 | 2050 | 0 | NW | 48.88 | 1 | 1 | 1 | #VALUE! | 1
| Antelope_Nuclear_1_3 |  | teppc | PAID | PAID | Idaho, PACE Utility | IPCO | NW | 2027-01-01 | 2050-12-31 | 48.88 | 100% | 48.88 | 48.88 |  |  | ST-Nuclear | ST_Nuclear | Nuclear | NW_Nuclear |  |  |  |  | 2027 | 2050 | 0 | NW | 48.88 | 1 | 1 | 1 | #VALUE! | 1
| Antelope_Nuclear_1_4 |  | teppc | PAID | PAID | Idaho, PACE Utility | IPCO | NW | 2027-01-01 | 2050-12-31 | 48.88 | 100% | 48.88 | 48.88 |  |  | ST-Nuclear | ST_Nuclear | Nuclear | NW_Nuclear |  |  |  |  | 2027 | 2050 | 0 | NW | 48.88 | 1 | 1 | 1 | #VALUE! | 1
| Antelope_Nuclear_1_5 |  | teppc | PAID | PAID | Idaho, PACE Utility | IPCO | NW | 2027-01-01 | 2050-12-31 | 48.88 | 100% | 48.88 | 48.88 |  |  | ST-Nuclear | ST_Nuclear | Nuclear | NW_Nuclear |  |  |  |  | 2027 | 2050 | 0 | NW | 48.88 | 1 | 1 | 1 | #VALUE! | 1
| Antelope_Nuclear_1_6 |  | teppc | PAID | PAID | Idaho, PACE Utility | IPCO | NW | 2027-01-01 | 2050-12-31 | 48.88 | 100% | 48.88 | 48.88 |  |  | ST-Nuclear | ST_Nuclear | Nuclear | NW_Nuclear |  |  |  |  | 2027 | 2050 | 0 | NW | 48.88 | 1 | 1 | 1 | #VALUE! | 1
| Antelope_Nuclear_1_7 |  | teppc | PAID | PAID | Idaho, PACE Utility | IPCO | NW | 2027-01-01 | 2050-12-31 | 48.88 | 100% | 48.88 | 48.88 |  |  | ST-Nuclear | ST_Nuclear | Nuclear | NW_Nuclear |  |  |  |  | 2027 | 2050 | 0 | NW | 48.88 | 1 | 1 | 1 | #VALUE! | 1
| Antelope_Nuclear_1_8 |  | teppc | PAID | PAID | Idaho, PACE Utility | IPCO | NW | 2027-01-01 | 2050-12-31 | 48.88 | 100% | 48.88 | 48.88 |  |  | ST-Nuclear | ST_Nuclear | Nuclear | NW_Nuclear |  |  |  |  | 2027 | 2050 | 0 | NW | 48.88 | 1 | 1 | 1 | #VALUE! | 1
| Antelope_Nuclear_1_9 |  | teppc | PAID | PAID | Idaho, PACE Utility | IPCO | NW | 2027-01-01 | 2050-12-31 | 48.88 | 100% | 48.88 | 48.88 |  |  | ST-Nuclear | ST_Nuclear | Nuclear | NW_Nuclear |  |  |  |  | 2027 | 2050 | 0 | NW | 48.88 | 1 | 1 | 1 | #VALUE! | 1
| ANTLPE_2_QF | ANTELOPE QFS | caiso | PGE_Valley | PGE_Valley | Pacific Gas and Electric Valley | PGE_Valley | CAISO | 1982-01-01 | 2050-12-31 | 4 | 100% | 4 | 4 |  |  | n/a | wind_onshorewind | Wind | CAISO_Wind |  |  |  |  | 1982 | 2050 | 0 | CAISO | 4 | 1 | 1 | 1 | #VALUE! | 1
| ANZA_6_SOLAR1 | Seville Solar One | caiso | SDGE | SDGE | San Diego Gas and Electric | SDGE | CAISO | 2015-12-30 | 2050-12-31 | 20 | 100% | 20 | 20 |  |  | PVgeneric_sun | PVgeneric_sun | Solar_Fixed | CAISO_Solar |  |  |  |  | 2016 | 2050 | 0 | CAISO | 20 | 1 | 1 | 1 | #VALUE! | 1
| Apache_CC | ApacheCC (Total CC Plant) | teppc | WALC | WALC | Western Area Power Administration, Lower Colorado Region | WALC | SW | 1964-12-01 | 2050-12-31 | 85 | 100% | 85 | 85 |  |  | CCWhole-NatGas-Industrial | CC_NG | CC | SW_CCGT |  |  |  |  | 1965 | 2050 | 0 | SW | 85 | 1 | 1 | 1 | #VALUE! | 1
| Apache_GT2 | Apache CT GT2 | teppc | WALC | WALC | Western Area Power Administration, Lower Colorado Region | WALC | SW | 1972-06-01 | 2050-12-31 | 21.3 | 100% | 21.3 | 21.3 |  |  | CT-NatGas-Industrial | CT_NG | CT | SW_Peaker |  |  |  |  | 1972 | 2050 | 0 | SW | 21.3 | 1 | 1 | 1 | #VALUE! | 1
| Apache_GT3 | Apache CT GT3 | teppc | WALC | WALC | Western Area Power Administration, Lower Colorado Region | WALC | SW | 1973-12-01 | 2050-12-31 | 70 | 100% | 70 | 70 |  |  | CT-NatGas-Industrial | CT_NG | CT | SW_Peaker |  |  |  |  | 1974 | 2050 | 0 | SW | 70 | 1 | 1 | 1 | #VALUE! | 1
| Apache_GT4 | Apache CT GT4 | teppc | WALC | WALC | Western Area Power Administration, Lower Colorado Region | WALC | SW | 2002-09-01 | 2050-12-31 | 40.8 | 100% | 40.8 | 40.8 |  |  | CT-NatGas-Aero | CT_NG | CT | SW_Peaker |  |  |  |  | 2003 | 2050 | 0 | SW | 40.8 | 1 | 1 | 1 | #VALUE! | 1
| Apache_ST2 | Apache Station ST2 | teppc | WALC | WALC | Western Area Power Administration, Lower Colorado Region | WALC | SW | 1979-01-01 | 2050-12-31 | 194.7 | 100% | 194.7 | 194.7 |  |  | ST-Coal | Steam_Coal | Coal | SW_Coal |  |  |  |  | 1979 | 2050 | 0 | SW | 194.7 | 1 | 1 | 1 | #VALUE! | 1
| Apache_ST3 | Apache Station ST3 | teppc | WALC | WALC | Western Area Power Administration, Lower Colorado Region | WALC | SW | 1979-09-01 | 2050-12-31 | 194.7 | 100% | 194.7 | 194.7 |  |  | ST-Coal | Steam_Coal | Coal | SW_Coal |  |  |  |  | 1980 | 2050 | 0 | SW | 194.7 | 1 | 1 | 1 | #VALUE! | 1
| Apex_CC | ApexCC (Total CC Plant) | teppc | LDWP | LDWP | Los Angeles Department of Water and Power | LADWP | LDWP | 2003-05-01 | 2050-12-31 | 538.7 | 100% | 538.7 | 538.7 |  |  | CCWhole-NatGas-Industrial | CC_NG | CC | LDWP_CCGT |  |  |  |  | 2003 | 2050 | 0 | LDWP | 538.7 | 1 | 1 | 1 | #VALUE! | 1
| Apex_Solar_Power | RV Apex Solar Power-1¦COMP 77G¦APEX SOLAR¦APEX_SOLAR¦Apex Solar PV Power Project | teppc | NEVP | NEVP | Nevada Power Company | NEVP | SW | 1957-01-01 | 2050-12-31 | 20 | 100% | 20 | 20 |  |  | SolarPV-NonTracking | FixedPV_sun | Solar_Fixed | SW_Solar |  |  |  |  | 1957 | 2050 | 0 | SW | 20 | 1 | 1 | 1 | #VALUE! | 1
| APLHIL_1_SLABCK | SLAB CREEK HYDRO | caiso | PGE_Valley | PGE_Valley | Pacific Gas and Electric Valley | PGE_Valley | CAISO | 1983-07-01 | 2050-12-31 | 1 | 100% | 1 | 1 |  |  | n/a | Hydro_Standard | Hydro | CAISO_Small_Hydro |  |  |  |  | 1984 | 2050 | 0 | CAISO | 1 | 1 | 1 | 1 | #VALUE! | 1
| Apple_Solar | Apple Solar 1 | teppc | SPPC | SPPC | Nevada Power Company | NEVP | SW | 2015-03-05 | 2050-12-31 | 19.89 | 100% | 19.89 | 19.89 |  |  | SolarPV-NonTracking | FixedPV_sun | Solar_Fixed | SW_Solar |  |  |  |  | 2015 | 2050 | 0 | SW | 19.89 | 1 | 1 | 1 | #VALUE! | 1
| APT_DIST_PV | SunE EPE2 LLC-1 | teppc | EPE | EPE | El Paso Electric Company | PNM_EPE | SW | 2012-05-02 | 2032-03-31 | 12 | 100% | 12 | 12 |  |  | SolarPV-Tracking | 1axPV_sun | Solar_1Axis | SW_Solar |  |  |  |  | 2012 | 2031 | 0 | SW | 12 | 1 | 1 | 1 | #VALUE! | 1
| Aragonne_Mesa | Aragonne Mesa 1 | teppc | PNM | PNM | Public Service Company of New Mexico | PNM_EPE | SW | 2006-12-01 | 2050-12-31 | 90 | 100% | 90 | 90 |  |  | WT-Onshore | wind_onshorewind | Wind | SW_Wind |  |  |  |  | 2007 | 2050 | 0 | SW | 90 | 1 | 1 | 1 | #VALUE! | 1
| Arapahoe_CC | ArapahoeCC (Total CC Plant) | teppc | PSCO | PSCO | Public Service Company of Colorado | PSCO | Excluded | 2000-06-01 | 2050-12-31 | 127 | 100% | 127 | 127 |  |  | CCWhole-NatGas-Aero | CC_NG | CC | Excluded_CCGT |  |  |  |  | 2000 | 2050 | 0 | Excluded | 127 | 1 | 1 | 1 | #VALUE! | 1
| ARBWD_6_QF |  | caiso | SCE | SCE | Southern California Edison | SCE | CAISO | 1991-03-29 | 2050-12-31 | 19.95 | 100% | 19.95 | 19.95 |  |  | n/a | wind_onshorewind | Wind | CAISO_Wind |  |  |  |  | 1991 | 2050 | 0 | CAISO | 19.95 | 1 | 1 | 1 | #VALUE! | 1
| ARCOGN_2_UNITS |  | caiso | SCE | SCE | Southern California Edison | SCE | CAISO | 1987-12-04 | 2050-12-31 | 259.09 | 62.19% | 259.09 | 416.6 |  |  | CCWhole-NatGas-Industrial | Cogen_NG | Cogen | CAISO_CHP |  |  |  |  | 1988 | 2050 | 0 | CAISO | 416.6 | 1 | 1 | 1 | #VALUE! | 1
| ARD_G1 | ARD_G1-1 | teppc | AESO | AESO | Alberta Electric System Operator | BCHA_AESO | Excluded | 2010-11-01 | 2050-12-31 | 34 | 100% | 34 | 34 |  |  | WT-Onshore | wind_onshorewind | Wind | Excluded_Wind |  |  |  |  | 2011 | 2050 | 0 | Excluded | 34 | 1 | 1 | 1 | #VALUE! | 1
| ARD_G2 | ARD_G2-2 | teppc | AESO | AESO | Alberta Electric System Operator | BCHA_AESO | Excluded | 2010-11-01 | 2050-12-31 | 34 | 100% | 34 | 34 |  |  | WT-Onshore | wind_onshorewind | Wind | Excluded_Wind |  |  |  |  | 2011 | 2050 | 0 | Excluded | 34 | 1 | 1 | 1 | #VALUE! | 1
| ArenaDrop | Arena Drop-1 | teppc | CISC | CISC | Southern California Edison | SCE | CAISO | 2010-09-01 | 2030-04-15 | 0.45 | 100% | 0.45 | 0.45 |  |  | Hydro | Hydro_Standard | Hydro | CAISO_Hydro |  |  |  |  | 2011 | 2029 | 0 | CAISO | 0.45 | 1 | 1 | 1 | #VALUE! | 1
| ARKANS_1_ARKSLR | SG Arkansas | caiso | IID | SDGE | San Diego Gas and Electric | SDGE | CAISO | 2014-11-26 | 2050-12-31 | 50 | 100% | 50 | 50 |  |  | PHOTO VOLTAIC_SUN | PVgeneric_sun | Solar_Fixed | CAISO_Solar |  |  |  |  | 2015 | 2050 | 0 | CAISO | 50 | 1 | 1 | 1 | #VALUE! | 1
| ArlingtonWind | Arlington Wind Power Project-GEN1 | teppc | TPWR | TPWR | Tacoma Power | BPAT | NW | 2009-01-01 | 2050-12-31 | 102.9 | 100% | 102.9 | 102.9 |  |  | WT-Onshore | wind_onshorewind | Wind | NW_Wind | CAISO | 102.9 |  |  | 2009 | 2050 | 0 | CAISO | 102.9 | 1 | 1 | 1 | #VALUE! | 1
| ArlngtnVally_CC | ArlingtonValleyCC (Total CC Plant) | teppc | TH_PV | TH_PV | Palo Verde and Arlington Valley and Harquahala CC and Redhawk | AZPS | SW | 2002-07-01 | 2050-12-31 | 620 | 100% | 620 | 620 |  |  | CCWhole-NatGas-Industrial | CC_NG | CC | SW_CCGT |  |  |  |  | 2003 | 2050 | 0 | SW | 620 | 1 | 1 | 1 | #VALUE! | 1
| ARLVAL_5_SOLAR | Arlington Valley Solar Energy II | caiso | AZPS | SDGE | San Diego Gas and Electric | SDGE | CAISO | 2013-11-05 | 2050-12-31 | 127 | 100% | 127 | 127 |  |  | PVgeneric_sun | PVgeneric_sun | Solar_Fixed | CAISO_Solar |  |  |  |  | 2014 | 2050 | 0 | CAISO | 127 | 1 | 1 | 1 | #VALUE! | 1
| Armstrong_Cogen | Armstrong Cogen-1_Armstrong Cogen-1_IPP-RVG | teppc | BCHA | BCHA | British Columbia Transmission Company | BCHA_AESO | Excluded | 2009-11-20 | 2040-11-20 | 20.4 | 100% | 20.4 | 20.4 |  |  | Bio-ST | ST_Biomass | Biomass/Wood | Excluded_Biomass |  |  |  |  | 2010 | 2040 | 0 | Excluded | 20.4 | 1 | 1 | 1 | #VALUE! | 1
| Arrow_Lake1 | Arrow Lake-1_Arrow Lake-1_IPP-ALH | teppc | BCHA | BCHA | British Columbia Transmission Company | BCHA_AESO | Excluded | 2002-12-01 | 2033-03-31 | 92.5 | 100% | 92.5 | 92.5 |  |  | Hydro | Hydro_Standard | Hydro | Excluded_Hydro |  |  |  |  | 2003 | 2032 | 0 | Excluded | 92.5 | 1 | 1 | 1 | #VALUE! | 1
| Arrow_Lake2 | Arrow Lake-2_Arrow Lake-2_IPP-ALH | teppc | BCHA | BCHA | British Columbia Transmission Company | BCHA_AESO | Excluded | 2002-12-01 | 2033-03-31 | 92.5 | 100% | 92.5 | 92.5 |  |  | Hydro | Hydro_Standard | Hydro | Excluded_Hydro |  |  |  |  | 2003 | 2032 | 0 | Excluded | 92.5 | 1 | 1 | 1 | #VALUE! | 1
| Arvada_1 | Arvada CT 1 | teppc | WACM | WACM | Western Area Power Administration, Colorado-Missouri Region | WACM | Excluded | 2002-09-01 | 2050-12-31 | 7.2 | 100% | 7.2 | 7.2 |  |  | CT-NatGas-Industrial | CT_NG | CT | Excluded_Peaker |  |  |  |  | 2003 | 2050 | 0 | Excluded | 7.2 | 1 | 1 | 1 | #VALUE! | 1
| Arvada_2 | Arvada CT 2 | teppc | WACM | WACM | Western Area Power Administration, Colorado-Missouri Region | WACM | Excluded | 2002-09-01 | 2050-12-31 | 7.2 | 100% | 7.2 | 7.2 |  |  | CT-NatGas-Industrial | CT_NG | CT | Excluded_Peaker |  |  |  |  | 2003 | 2050 | 0 | Excluded | 7.2 | 1 | 1 | 1 | #VALUE! | 1
| Arvada_3 | Arvada CT 3 | teppc | WACM | WACM | Western Area Power Administration, Colorado-Missouri Region | WACM | Excluded | 2002-09-01 | 2050-12-31 | 7.2 | 100% | 7.2 | 7.2 |  |  | CT-NatGas-Industrial | CT_NG | CT | Excluded_Peaker |  |  |  |  | 2003 | 2050 | 0 | Excluded | 7.2 | 1 | 1 | 1 | #VALUE! | 1
| ARVINN_6_ORION1 | Orion 1 Solar | caiso | PGE_Valley | PGE_Valley | Pacific Gas and Electric Valley | PGE_Valley | CAISO | 2014-06-26 | 2050-12-31 | 12 | 100% | 12 | 12 |  |  | n/a | PVgeneric_sun | Solar_Fixed | CAISO_Solar |  |  |  |  | 2014 | 2050 | 0 | CAISO | 12 | 1 | 1 | 1 | #VALUE! | 1
| ARVINN_6_ORION2 | Orion 2 Solar | caiso | SCE | SCE | Southern California Edison | SCE | CAISO | 2014-06-26 | 2050-12-31 | 8 | 100% | 8 | 8 |  |  | n/a | PVgeneric_sun | Solar_Fixed | CAISO_Solar |  |  |  |  | 2014 | 2050 | 0 | CAISO | 8 | 1 | 1 | 1 | #VALUE! | 1
| Ash_River_1 | Ash River-1_Ash River-1_BCH-ASH | teppc | BCHA | BCHA | British Columbia Transmission Company | BCHA_AESO | Excluded | 1958-12-01 | 2033-03-31 | 28 | 100% | 28 | 28 |  |  | Hydro | Hydro_Standard | Hydro | Excluded_Hydro |  |  |  |  | 1959 | 2032 | 0 | Excluded | 28 | 1 | 1 | 1 | #VALUE! | 1
| Ashlu_Creek_1 | Ashlu Creek-1_Ashlu Creek-1_IPP-ASL | teppc | BCHA | BCHA | British Columbia Transmission Company | BCHA_AESO | Excluded | 2009-11-30 | 2039-11-29 | 16.63 | 100% | 16.63 | 16.63 |  |  | Hydro | Hydro_Standard | Hydro | Excluded_Hydro |  |  |  |  | 2010 | 2039 | 0 | Excluded | 16.63 | 1 | 1 | 1 | #VALUE! | 1
| Ashlu_Creek_2 | Ashlu Creek-2_Ashlu Creek-2_IPP-ASL | teppc | BCHA | BCHA | British Columbia Transmission Company | BCHA_AESO | Excluded | 2009-11-30 | 2039-11-29 | 16.63 | 100% | 16.63 | 16.63 |  |  | Hydro | Hydro_Standard | Hydro | Excluded_Hydro |  |  |  |  | 2010 | 2039 | 0 | Excluded | 16.63 | 1 | 1 | 1 | #VALUE! | 1
| Ashlu_Creek_3 | Ashlu Creek-3_Ashlu Creek-3_IPP-ASL | teppc | BCHA | BCHA | British Columbia Transmission Company | BCHA_AESO | Excluded | 2009-11-30 | 2039-11-29 | 16.63 | 100% | 16.63 | 16.63 |  |  | Hydro | Hydro_Standard | Hydro | Excluded_Hydro |  |  |  |  | 2010 | 2039 | 0 | Excluded | 16.63 | 1 | 1 | 1 | #VALUE! | 1
| ASTORA_2_SOLAR1 |  | caiso | SCE | SCE | Southern California Edison | SCE | CAISO | 2016-10-18 | 2050-12-31 | 100 | 100% | 100 | 100 |  |  | n/a | PVgeneric_sun | Solar_Fixed | CAISO_Solar |  |  |  |  | 2017 | 2050 | 0 | CAISO | 100 | 1 | 1 | 1 | #VALUE! | 1
| ASTORA_2_SOLAR2 | Astoria 2 | caiso | SCE | SCE | Southern California Edison | SCE | CAISO | 2016-10-31 | 2050-12-31 | 75 | 100% | 75 | 75 |  |  | n/a | PVgeneric_sun | Solar_Fixed | CAISO_Solar |  |  |  |  | 2017 | 2050 | 0 | CAISO | 75 | 1 | 1 | 1 | #VALUE! | 1
| ATWEL2_1_SOLAR1 | Atwell West | caiso | SCE | SCE | Southern California Edison | SCE | CAISO | 2015-06-11 | 2050-12-31 | 20 | 100% | 20 | 20 |  |  | n/a | PVgeneric_sun | Solar_Fixed | CAISO_Solar |  |  |  |  | 2015 | 2050 | 0 | CAISO | 20 | 1 | 1 | 1 | #VALUE! | 1
| ATWELL_1_SOLAR | Atwell Island PV Solar Generating Faci. | caiso | PGE_Valley | PGE_Valley | Pacific Gas and Electric Valley | PGE_Valley | CAISO | 2013-03-08 | 2050-12-31 | 20 | 100% | 20 | 20 |  |  | n/a | PVgeneric_sun | Solar_Fixed | CAISO_Solar |  |  |  |  | 2013 | 2050 | 0 | CAISO | 20 | 1 | 1 | 1 | #VALUE! | 1
| Avalon_Solar_II | Avalon Solar II Project ASII | teppc | TEPC | TEPC | Tucson Electric Power Company | TEPC | SW | 2016-03-01 | 2050-12-31 | 16 | 100% | 16 | 16 |  |  | SolarPV-NonTracking | FixedPV_sun | Solar_Fixed | SW_Solar |  |  |  |  | 2016 | 2050 | 0 | SW | 16 | 1 | 1 | 1 | #VALUE! | 1
| AVENAL_6_AVPARK | Avenal Park Solar Project | caiso | PGE_Valley | PGE_Valley | Pacific Gas and Electric Valley | PGE_Valley | CAISO | 2011-08-05 | 2050-12-31 | 6 | 100% | 6 | 6 |  |  | n/a | PVgeneric_sun | Solar_Fixed | CAISO_Solar |  |  |  |  | 2012 | 2050 | 0 | CAISO | 6 | 1 | 1 | 1 | #VALUE! | 1
| AVENAL_6_AVSLR1 | Avenal Solar 1 | caiso | PGE_Valley | PGE_Valley | Pacific Gas and Electric Valley | PGE_Valley | CAISO | 2017-01-26 | 2050-12-31 | 7.9 | 100% | 7.9 | 7.9 |  |  | PHOTO VOLTAIC_SUN | PVgeneric_sun | Solar_Fixed | CAISO_Solar |  |  |  |  | 2017 | 2050 | 0 | CAISO | 7.9 | 1 | 1 | 1 | #VALUE! | 1
| AVENAL_6_AVSLR2 | Avenal Solar 2 | caiso | PGE_Valley | PGE_Valley | Pacific Gas and Electric Valley | PGE_Valley | CAISO | 2017-01-26 | 2050-12-31 | 7.9 | 100% | 7.9 | 7.9 |  |  | PHOTO VOLTAIC_SUN | PVgeneric_sun | Solar_Fixed | CAISO_Solar |  |  |  |  | 2017 | 2050 | 0 | CAISO | 7.9 | 1 | 1 | 1 | #VALUE! | 1
| AVENAL_6_SANDDG | Sand Drag Solar Project | caiso | PGE_Valley | PGE_Valley | Pacific Gas and Electric Valley | PGE_Valley | CAISO | 2011-08-05 | 2050-12-31 | 19 | 100% | 19 | 19 |  |  | n/a | PVgeneric_sun | Solar_Fixed | CAISO_Solar |  |  |  |  | 2012 | 2050 | 0 | CAISO | 19 | 1 | 1 | 1 | #VALUE! | 1
| AVENAL_6_SUNCTY | Sun City Solar Project | caiso | PGE_Valley | PGE_Valley | Pacific Gas and Electric Valley | PGE_Valley | CAISO | 2011-08-05 | 2050-12-31 | 20 | 100% | 20 | 20 |  |  | n/a | PVgeneric_sun | Solar_Fixed | CAISO_Solar |  |  |  |  | 2012 | 2050 | 0 | CAISO | 20 | 1 | 1 | 1 | #VALUE! | 1
| AVS_Phase_2 | AVS Phase 2 | rps | LADWP | SCE | Southern California Edison | SCE | CAISO | 2018-11-06 | 2050-12-31 | 3 | 100% | 3 | 3 |  |  | Solar PV - Ground mountSolar: Tracking (1 Axis) | 1axPV_sun | Solar_1Axis | CAISO_Solar |  |  |  |  | 2019 | 2050 | 0 | CAISO | 3 | 1 | 1 | 1 | #VALUE! | 1
| AVSOLR_2_SOLAR | AV SOLAR RANCH 1 | caiso | SCE | SCE | Southern California Edison | SCE | CAISO | 2014-06-19 | 2050-12-31 | 241.5 | 100% | 241.5 | 241.5 |  |  | n/a | PVgeneric_sun | Solar_Fixed | CAISO_Solar |  |  |  |  | 2014 | 2050 | 0 | CAISO | 241.5 | 1 | 1 | 1 | #VALUE! | 1
| B_Hydro_Aggregate | Gross Hydro Plant GEN1¦Boulder Canyon Hydro 1 & 2¦Boulder City Lakewood Hydro 1¦Boulder City Silver Lake Hydro 1¦Orodell Hydro 1¦Boulder City Betasso Hydro Plant 1 | teppc | PSCO | PSCO | Public Service Company of Colorado | PSCO | Excluded | 2013-06-01 | 2050-12-31 | 30.02 | 100% | 30.02 | 30.02 |  |  | Hydro | Hydro_Standard | Hydro | Excluded_Hydro |  |  |  |  | 2013 | 2050 | 0 | Excluded | 30.02 | 1 | 1 | 1 | #VALUE! | 1
| Baja_CA_CC3 | BajaCA3CC (Total CC Plant) | teppc | CFE | CFE | Comisión Federal de Electricidad | CFE | Excluded | 2016-07-01 | 2050-12-31 | 303.1 | 100% | 303.1 | 303.1 |  |  | CCWhole-NatGas-Industrial | CC_NG | CC | Excluded_CCGT |  |  |  |  | 2017 | 2050 | 0 | Excluded | 303.1 | 1 | 1 | 1 | #VALUE! | 1
| Baja_CA_II_GT_1_1 | Baja California II TG Fase I-1 | teppc | CFE | CFE | Comisión Federal de Electricidad | CFE | Excluded | 2013-01-12 | 2050-12-01 | 39.7 | 100% | 39.7 | 39.7 |  |  | CT-NatGas-Aero | CT_NG | CT | Excluded_Peaker |  |  |  |  | 2013 | 2050 | 0 | Excluded | 39.7 | 1 | 1 | 1 | #VALUE! | 1
| Baja_CA_II_GT_1_2 | Baja California II TG Fase I-2 | teppc | CFE | CFE | Comisión Federal de Electricidad | CFE | Excluded | 2013-01-12 | 2050-12-01 | 39.7 | 100% | 39.7 | 39.7 |  |  | CT-NatGas-Aero | CT_NG | CT | Excluded_Peaker |  |  |  |  | 2013 | 2050 | 0 | Excluded | 39.7 | 1 | 1 | 1 | #VALUE! | 1
| Baja_CA_II_GT_1_3 | Baja California II TG Fase I-3 | teppc | CFE | CFE | Comisión Federal de Electricidad | CFE | Excluded | 2013-01-13 | 2050-12-01 | 39.7 | 100% | 39.7 | 39.7 |  |  | CT-NatGas-Aero | CT_NG | CT | Excluded_Peaker |  |  |  |  | 2013 | 2050 | 0 | Excluded | 39.7 | 1 | 1 | 1 | #VALUE! | 1
| BALCHS_7_UNIT_1 | BALCH 1 PH UNIT 1 | caiso | PGE_Valley | PGE_Valley | Pacific Gas and Electric Valley | PGE_Valley | CAISO | 1927-01-01 | 2050-12-31 | 33 | 100% | 33 | 33 |  |  | n/a | Hydro_Standard | Hydro | CAISO_Hydro |  |  |  |  | 1927 | 2050 | 0 | CAISO | 33 | 1 | 1 | 1 | #VALUE! | 1
| BALCHS_7_UNIT_2 | BALCH 2 PH UNIT 2 | caiso | PGE_Valley | PGE_Valley | Pacific Gas and Electric Valley | PGE_Valley | CAISO | 1958-01-01 | 2050-12-31 | 52.5 | 100% | 52.5 | 52.5 |  |  | n/a | Hydro_Standard | Hydro | CAISO_Hydro |  |  |  |  | 1958 | 2050 | 0 | CAISO | 52.5 | 1 | 1 | 1 | #VALUE! | 1
| BALCHS_7_UNIT_3 | BALCH 2 PH UNIT 3 | caiso | PGE_Valley | PGE_Valley | Pacific Gas and Electric Valley | PGE_Valley | CAISO | 1958-01-01 | 2050-12-31 | 54.6 | 100% | 54.6 | 54.6 |  |  | n/a | Hydro_Standard | Hydro | CAISO_Hydro |  |  |  |  | 1958 | 2050 | 0 | CAISO | 54.6 | 1 | 1 | 1 | #VALUE! | 1
| BalzacCC_Total | BalzacCC (Total CC Plant) | teppc | AESO | AESO | Alberta Electric System Operator | BCHA_AESO | Excluded | 2001-10-01 | 2050-12-01 | 120 | 100% | 120 | 120 |  |  | CCWhole-NatGas-Aero | CC_NG | CC | Excluded_CCGT |  |  |  |  | 2002 | 2050 | 0 | Excluded | 120 | 1 | 1 | 1 | #VALUE! | 1
| BANGOR_6_HYDRO | Virginia Ranch Dam Powerplant | caiso | PGE_Valley | PGE_Valley | Pacific Gas and Electric Valley | PGE_Valley | CAISO | 2012-06-14 | 2050-12-31 | 1 | 100% | 1 | 1 |  |  | n/a | Hydro_Standard | Hydro | CAISO_Small_Hydro |  |  |  |  | 2012 | 2050 | 0 | CAISO | 1 | 1 | 1 | 1 | #VALUE! | 1
| BangorSubmarineBase2 | Bangor Submarine Base-IC2 | teppc | PNM | PNM | Public Service Company of New Mexico | PNM_EPE | SW | 2001-12-01 | 2030-04-15 | 10 | 100% | 10 | 10 |  |  | CT-OilDistillate | CT_Oil | CT | SW_Peaker |  |  |  |  | 2002 | 2029 | 0 | SW | 10 | 1 | 1 | 1 | #VALUE! | 1
| Barber_Creek_1 | Barber Creek CT 1 | teppc | WACM | WACM | Western Area Power Administration, Colorado-Missouri Region | WACM | Excluded | 2002-09-01 | 2050-12-31 | 7.2 | 100% | 7.2 | 7.2 |  |  | CT-NatGas-Industrial | CT_NG | CT | Excluded_Peaker |  |  |  |  | 2003 | 2050 | 0 | Excluded | 7.2 | 1 | 1 | 1 | #VALUE! | 1
| Barber_Creek_2 | Barber Creek CT 2 | teppc | WACM | WACM | Western Area Power Administration, Colorado-Missouri Region | WACM | Excluded | 2002-09-01 | 2050-12-31 | 7.2 | 100% | 7.2 | 7.2 |  |  | CT-NatGas-Industrial | CT_NG | CT | Excluded_Peaker |  |  |  |  | 2003 | 2050 | 0 | Excluded | 7.2 | 1 | 1 | 1 | #VALUE! | 1
| Barber_Creek_3 | Barber Creek CT 3 | teppc | WACM | WACM | Western Area Power Administration, Colorado-Missouri Region | WACM | Excluded | 2002-09-01 | 2050-12-31 | 7.2 | 100% | 7.2 | 7.2 |  |  | CT-NatGas-Industrial | CT_NG | CT | Excluded_Peaker |  |  |  |  | 2003 | 2050 | 0 | Excluded | 7.2 | 1 | 1 | 1 | #VALUE! | 1
| BarberDamGEN1 | Barber Dam-GEN1 | teppc | IPFE | IPFE | Idaho Far East | IPCO | NW | 1990-08-01 | 2050-12-31 | 4.1 | 100% | 4.1 | 4.1 |  |  | Hydro | Hydro_Standard | Hydro | NW_Hydro |  |  |  |  | 1991 | 2050 | 0 | NW | 4.1 | 1 | 1 | 1 | #VALUE! | 1
| Barr_Creek_1 | Barr Creek-1_Barr Creek-1_IPP-BAC | teppc | BCHA | BCHA | British Columbia Transmission Company | BCHA_AESO | Excluded | 2012-02-02 | 2052-02-01 | 2 | 100% | 2 | 2 |  |  | Hydro | Hydro_Standard | Hydro | Excluded_Hydro |  |  |  |  | 2012 | 2051 | 0 | Excluded | 2 | 1 | 1 | 1 | #VALUE! | 1
| Barr_Creek_2 | Barr Creek-2_Barr Creek-2_IPP-BAC | teppc | BCHA | BCHA | British Columbia Transmission Company | BCHA_AESO | Excluded | 2012-02-02 | 2052-02-01 | 2 | 100% | 2 | 2 |  |  | Hydro | Hydro_Standard | Hydro | Excluded_Hydro |  |  |  |  | 2012 | 2051 | 0 | Excluded | 2 | 1 | 1 | 1 | #VALUE! | 1
| BARRE_2_QF | BARRE QFS | caiso | SCE | SCE | Southern California Edison | SCE | CAISO | 1994-01-01 | 2050-12-31 | 0.2 | 100% | 0.2 | 0.2 |  |  | n/a | Cogen_NG | Cogen | CAISO_Small_Hydro |  |  |  |  | 1994 | 2050 | 0 | CAISO | 0.2 | 1 | 1 | 1 | #VALUE! | 1
| BARRE_6_PEAKER | Barre Peaker | caiso | SCE | SCE | Southern California Edison | SCE | CAISO | 2007-09-20 | 2050-12-31 | 47 | 100% | 47 | 47 |  |  | CT-NatGas-Aero | CT_NG | CT | CAISO_Peaker1 |  |  |  |  | 2008 | 2050 | 0 | CAISO | 47 | 1 | 1 | 1 | #VALUE! | 1
| Barrier | Barrier-1 | teppc | AESO | AESO | Alberta Electric System Operator | BCHA_AESO | Excluded | 1954-01-01 | 2050-12-01 | 11.2 | 100% | 11.2 | 11.2 |  |  | Hydro | Hydro_Standard | Hydro | Excluded_Hydro |  |  |  |  | 1954 | 2050 | 0 | Excluded | 11.2 | 1 | 1 | 1 | #VALUE! | 1
| Base_battery_PGE_Bay_dur_2_unit_1 | Base_battery_PGE_Bay_dur_2 | cpuc_storage_data_request | PGE_Bay | PGE_Bay | Pacific Gas and Electric Bay | PGE_Bay | CAISO | 2017-12-31 | 2050-12-31 | 0 | 0% |  |  |  |  | Battery Storage | Battery_ | Battery Storage | CAISO_Li_Battery |  |  |  |  | 2018 | 2050 | 0 | CAISO | 0 | 1 | 1 | 1 | #VALUE! | 1
| Base_battery_PGE_Bay_dur_2_unit_10 | Base_battery_PGE_Bay_dur_2 | cpuc_storage_data_request | PGE_Bay | PGE_Bay | Pacific Gas and Electric Bay | PGE_Bay | CAISO | 2017-12-31 | 2050-12-31 | 0 | 0% |  |  |  |  | Battery Storage | Battery_ | Battery Storage | CAISO_Li_Battery |  |  |  |  | 2018 | 2050 | 0 | CAISO | 0 | 1 | 1 | 1 | #VALUE! | 1
| Base_battery_PGE_Bay_dur_2_unit_2 | Base_battery_PGE_Bay_dur_2 | cpuc_storage_data_request | PGE_Bay | PGE_Bay | Pacific Gas and Electric Bay | PGE_Bay | CAISO | 2017-12-31 | 2050-12-31 | 0 | 0% |  |  |  |  | Battery Storage | Battery_ | Battery Storage | CAISO_Li_Battery |  |  |  |  | 2018 | 2050 | 0 | CAISO | 0 | 1 | 1 | 1 | #VALUE! | 1
| Base_battery_PGE_Bay_dur_2_unit_3 | Base_battery_PGE_Bay_dur_2 | cpuc_storage_data_request | PGE_Bay | PGE_Bay | Pacific Gas and Electric Bay | PGE_Bay | CAISO | 2017-12-31 | 2050-12-31 | 0 | 0% |  |  |  |  | Battery Storage | Battery_ | Battery Storage | CAISO_Li_Battery |  |  |  |  | 2018 | 2050 | 0 | CAISO | 0 | 1 | 1 | 1 | #VALUE! | 1
| Base_battery_PGE_Bay_dur_2_unit_4 | Base_battery_PGE_Bay_dur_2 | cpuc_storage_data_request | PGE_Bay | PGE_Bay | Pacific Gas and Electric Bay | PGE_Bay | CAISO | 2017-12-31 | 2050-12-31 | 0 | 0% |  |  |  |  | Battery Storage | Battery_ | Battery Storage | CAISO_Li_Battery |  |  |  |  | 2018 | 2050 | 0 | CAISO | 0 | 1 | 1 | 1 | #VALUE! | 1
| Base_battery_PGE_Bay_dur_2_unit_5 | Base_battery_PGE_Bay_dur_2 | cpuc_storage_data_request | PGE_Bay | PGE_Bay | Pacific Gas and Electric Bay | PGE_Bay | CAISO | 2017-12-31 | 2050-12-31 | 0 | 0% |  |  |  |  | Battery Storage | Battery_ | Battery Storage | CAISO_Li_Battery |  |  |  |  | 2018 | 2050 | 0 | CAISO | 0 | 1 | 1 | 1 | #VALUE! | 1
| Base_battery_PGE_Bay_dur_2_unit_6 | Base_battery_PGE_Bay_dur_2 | cpuc_storage_data_request | PGE_Bay | PGE_Bay | Pacific Gas and Electric Bay | PGE_Bay | CAISO | 2017-12-31 | 2050-12-31 | 0 | 0% |  |  |  |  | Battery Storage | Battery_ | Battery Storage | CAISO_Li_Battery |  |  |  |  | 2018 | 2050 | 0 | CAISO | 0 | 1 | 1 | 1 | #VALUE! | 1
| Base_battery_PGE_Bay_dur_2_unit_7 | Base_battery_PGE_Bay_dur_2 | cpuc_storage_data_request | PGE_Bay | PGE_Bay | Pacific Gas and Electric Bay | PGE_Bay | CAISO | 2017-12-31 | 2050-12-31 | 0 | 0% |  |  |  |  | Battery Storage | Battery_ | Battery Storage | CAISO_Li_Battery |  |  |  |  | 2018 | 2050 | 0 | CAISO | 0 | 1 | 1 | 1 | #VALUE! | 1
| Base_battery_PGE_Bay_dur_2_unit_8 | Base_battery_PGE_Bay_dur_2 | cpuc_storage_data_request | PGE_Bay | PGE_Bay | Pacific Gas and Electric Bay | PGE_Bay | CAISO | 2017-12-31 | 2050-12-31 | 0 | 0% |  |  |  |  | Battery Storage | Battery_ | Battery Storage | CAISO_Li_Battery |  |  |  |  | 2018 | 2050 | 0 | CAISO | 0 | 1 | 1 | 1 | #VALUE! | 1
| Base_battery_PGE_Bay_dur_2_unit_9 | Base_battery_PGE_Bay_dur_2 | cpuc_storage_data_request | PGE_Bay | PGE_Bay | Pacific Gas and Electric Bay | PGE_Bay | CAISO | 2017-12-31 | 2050-12-31 | 0 | 0% |  |  |  |  | Battery Storage | Battery_ | Battery Storage | CAISO_Li_Battery |  |  |  |  | 2018 | 2050 | 0 | CAISO | 0 | 1 | 1 | 1 | #VALUE! | 1
| Base_battery_PGE_Bay_dur_4_unit_1 | Base_battery_PGE_Bay_dur_4 | cpuc_storage_data_request | PGE_Bay | PGE_Bay | Pacific Gas and Electric Bay | PGE_Bay | CAISO | 2017-12-31 | 2050-12-31 | 0 | 0% |  |  |  |  | Battery Storage | Battery_ | Battery Storage | CAISO_Li_Battery |  |  |  |  | 2018 | 2050 | 0 | CAISO | 0 | 1 | 1 | 1 | #VALUE! | 1
| Base_battery_PGE_Bay_dur_4_unit_10 | Base_battery_PGE_Bay_dur_4 | cpuc_storage_data_request | PGE_Bay | PGE_Bay | Pacific Gas and Electric Bay | PGE_Bay | CAISO | 2017-12-31 | 2050-12-31 | 0 | 0% |  |  |  |  | Battery Storage | Battery_ | Battery Storage | CAISO_Li_Battery |  |  |  |  | 2018 | 2050 | 0 | CAISO | 0 | 1 | 1 | 1 | #VALUE! | 1
| Base_battery_PGE_Bay_dur_4_unit_2 | Base_battery_PGE_Bay_dur_4 | cpuc_storage_data_request | PGE_Bay | PGE_Bay | Pacific Gas and Electric Bay | PGE_Bay | CAISO | 2017-12-31 | 2050-12-31 | 0 | 0% |  |  |  |  | Battery Storage | Battery_ | Battery Storage | CAISO_Li_Battery |  |  |  |  | 2018 | 2050 | 0 | CAISO | 0 | 1 | 1 | 1 | #VALUE! | 1
| Base_battery_PGE_Bay_dur_4_unit_3 | Base_battery_PGE_Bay_dur_4 | cpuc_storage_data_request | PGE_Bay | PGE_Bay | Pacific Gas and Electric Bay | PGE_Bay | CAISO | 2017-12-31 | 2050-12-31 | 0 | 0% |  |  |  |  | Battery Storage | Battery_ | Battery Storage | CAISO_Li_Battery |  |  |  |  | 2018 | 2050 | 0 | CAISO | 0 | 1 | 1 | 1 | #VALUE! | 1
| Base_battery_PGE_Bay_dur_4_unit_4 | Base_battery_PGE_Bay_dur_4 | cpuc_storage_data_request | PGE_Bay | PGE_Bay | Pacific Gas and Electric Bay | PGE_Bay | CAISO | 2017-12-31 | 2050-12-31 | 0 | 0% |  |  |  |  | Battery Storage | Battery_ | Battery Storage | CAISO_Li_Battery |  |  |  |  | 2018 | 2050 | 0 | CAISO | 0 | 1 | 1 | 1 | #VALUE! | 1
| Base_battery_PGE_Bay_dur_4_unit_5 | Base_battery_PGE_Bay_dur_4 | cpuc_storage_data_request | PGE_Bay | PGE_Bay | Pacific Gas and Electric Bay | PGE_Bay | CAISO | 2017-12-31 | 2050-12-31 | 0 | 0% |  |  |  |  | Battery Storage | Battery_ | Battery Storage | CAISO_Li_Battery |  |  |  |  | 2018 | 2050 | 0 | CAISO | 0 | 1 | 1 | 1 | #VALUE! | 1
| Base_battery_PGE_Bay_dur_4_unit_6 | Base_battery_PGE_Bay_dur_4 | cpuc_storage_data_request | PGE_Bay | PGE_Bay | Pacific Gas and Electric Bay | PGE_Bay | CAISO | 2017-12-31 | 2050-12-31 | 0 | 0% |  |  |  |  | Battery Storage | Battery_ | Battery Storage | CAISO_Li_Battery |  |  |  |  | 2018 | 2050 | 0 | CAISO | 0 | 1 | 1 | 1 | #VALUE! | 1
| Base_battery_PGE_Bay_dur_4_unit_7 | Base_battery_PGE_Bay_dur_4 | cpuc_storage_data_request | PGE_Bay | PGE_Bay | Pacific Gas and Electric Bay | PGE_Bay | CAISO | 2017-12-31 | 2050-12-31 | 0 | 0% |  |  |  |  | Battery Storage | Battery_ | Battery Storage | CAISO_Li_Battery |  |  |  |  | 2018 | 2050 | 0 | CAISO | 0 | 1 | 1 | 1 | #VALUE! | 1
| Base_battery_PGE_Bay_dur_4_unit_8 | Base_battery_PGE_Bay_dur_4 | cpuc_storage_data_request | PGE_Bay | PGE_Bay | Pacific Gas and Electric Bay | PGE_Bay | CAISO | 2017-12-31 | 2050-12-31 | 0 | 0% |  |  |  |  | Battery Storage | Battery_ | Battery Storage | CAISO_Li_Battery |  |  |  |  | 2018 | 2050 | 0 | CAISO | 0 | 1 | 1 | 1 | #VALUE! | 1
| Base_battery_PGE_Bay_dur_4_unit_9 | Base_battery_PGE_Bay_dur_4 | cpuc_storage_data_request | PGE_Bay | PGE_Bay | Pacific Gas and Electric Bay | PGE_Bay | CAISO | 2017-12-31 | 2050-12-31 | 0 | 0% |  |  |  |  | Battery Storage | Battery_ | Battery Storage | CAISO_Li_Battery |  |  |  |  | 2018 | 2050 | 0 | CAISO | 0 | 1 | 1 | 1 | #VALUE! | 1
| Base_battery_PGE_Valley_dur_2_unit_1 | Base_battery_PGE_Valley_dur_2 | cpuc_storage_data_request | PGE_Valley | PGE_Valley | Pacific Gas and Electric Valley | PGE_Valley | CAISO | 2017-12-31 | 2050-12-31 | 0 | 0% |  |  |  |  | Battery Storage | Battery_ | Battery Storage | CAISO_Li_Battery |  |  |  |  | 2018 | 2050 | 0 | CAISO | 0 | 1 | 1 | 1 | #VALUE! | 1
| Base_battery_PGE_Valley_dur_2_unit_10 | Base_battery_PGE_Valley_dur_2 | cpuc_storage_data_request | PGE_Valley | PGE_Valley | Pacific Gas and Electric Valley | PGE_Valley | CAISO | 2017-12-31 | 2050-12-31 | 0 | 0% |  |  |  |  | Battery Storage | Battery_ | Battery Storage | CAISO_Li_Battery |  |  |  |  | 2018 | 2050 | 0 | CAISO | 0 | 1 | 1 | 1 | #VALUE! | 1
| Base_battery_PGE_Valley_dur_2_unit_2 | Base_battery_PGE_Valley_dur_2 | cpuc_storage_data_request | PGE_Valley | PGE_Valley | Pacific Gas and Electric Valley | PGE_Valley | CAISO | 2017-12-31 | 2050-12-31 | 0 | 0% |  |  |  |  | Battery Storage | Battery_ | Battery Storage | CAISO_Li_Battery |  |  |  |  | 2018 | 2050 | 0 | CAISO | 0 | 1 | 1 | 1 | #VALUE! | 1
| Base_battery_PGE_Valley_dur_2_unit_3 | Base_battery_PGE_Valley_dur_2 | cpuc_storage_data_request | PGE_Valley | PGE_Valley | Pacific Gas and Electric Valley | PGE_Valley | CAISO | 2017-12-31 | 2050-12-31 | 0 | 0% |  |  |  |  | Battery Storage | Battery_ | Battery Storage | CAISO_Li_Battery |  |  |  |  | 2018 | 2050 | 0 | CAISO | 0 | 1 | 1 | 1 | #VALUE! | 1
| Base_battery_PGE_Valley_dur_2_unit_4 | Base_battery_PGE_Valley_dur_2 | cpuc_storage_data_request | PGE_Valley | PGE_Valley | Pacific Gas and Electric Valley | PGE_Valley | CAISO | 2017-12-31 | 2050-12-31 | 0 | 0% |  |  |  |  | Battery Storage | Battery_ | Battery Storage | CAISO_Li_Battery |  |  |  |  | 2018 | 2050 | 0 | CAISO | 0 | 1 | 1 | 1 | #VALUE! | 1
| Base_battery_PGE_Valley_dur_2_unit_5 | Base_battery_PGE_Valley_dur_2 | cpuc_storage_data_request | PGE_Valley | PGE_Valley | Pacific Gas and Electric Valley | PGE_Valley | CAISO | 2017-12-31 | 2050-12-31 | 0 | 0% |  |  |  |  | Battery Storage | Battery_ | Battery Storage | CAISO_Li_Battery |  |  |  |  | 2018 | 2050 | 0 | CAISO | 0 | 1 | 1 | 1 | #VALUE! | 1
| Base_battery_PGE_Valley_dur_2_unit_6 | Base_battery_PGE_Valley_dur_2 | cpuc_storage_data_request | PGE_Valley | PGE_Valley | Pacific Gas and Electric Valley | PGE_Valley | CAISO | 2017-12-31 | 2050-12-31 | 0 | 0% |  |  |  |  | Battery Storage | Battery_ | Battery Storage | CAISO_Li_Battery |  |  |  |  | 2018 | 2050 | 0 | CAISO | 0 | 1 | 1 | 1 | #VALUE! | 1
| Base_battery_PGE_Valley_dur_2_unit_7 | Base_battery_PGE_Valley_dur_2 | cpuc_storage_data_request | PGE_Valley | PGE_Valley | Pacific Gas and Electric Valley | PGE_Valley | CAISO | 2017-12-31 | 2050-12-31 | 0 | 0% |  |  |  |  | Battery Storage | Battery_ | Battery Storage | CAISO_Li_Battery |  |  |  |  | 2018 | 2050 | 0 | CAISO | 0 | 1 | 1 | 1 | #VALUE! | 1
| Base_battery_PGE_Valley_dur_2_unit_8 | Base_battery_PGE_Valley_dur_2 | cpuc_storage_data_request | PGE_Valley | PGE_Valley | Pacific Gas and Electric Valley | PGE_Valley | CAISO | 2017-12-31 | 2050-12-31 | 0 | 0% |  |  |  |  | Battery Storage | Battery_ | Battery Storage | CAISO_Li_Battery |  |  |  |  | 2018 | 2050 | 0 | CAISO | 0 | 1 | 1 | 1 | #VALUE! | 1
| Base_battery_PGE_Valley_dur_2_unit_9 | Base_battery_PGE_Valley_dur_2 | cpuc_storage_data_request | PGE_Valley | PGE_Valley | Pacific Gas and Electric Valley | PGE_Valley | CAISO | 2017-12-31 | 2050-12-31 | 0 | 0% |  |  |  |  | Battery Storage | Battery_ | Battery Storage | CAISO_Li_Battery |  |  |  |  | 2018 | 2050 | 0 | CAISO | 0 | 1 | 1 | 1 | #VALUE! | 1
| Base_battery_PGE_Valley_dur_4_unit_1 | Base_battery_PGE_Valley_dur_4 | cpuc_storage_data_request | PGE_Valley | PGE_Valley | Pacific Gas and Electric Valley | PGE_Valley | CAISO | 2017-12-31 | 2050-12-31 | 0 | 0% |  |  |  |  | Battery Storage | Battery_ | Battery Storage | CAISO_Li_Battery |  |  |  |  | 2018 | 2050 | 0 | CAISO | 0 | 1 | 1 | 1 | #VALUE! | 1
| Base_battery_PGE_Valley_dur_4_unit_10 | Base_battery_PGE_Valley_dur_4 | cpuc_storage_data_request | PGE_Valley | PGE_Valley | Pacific Gas and Electric Valley | PGE_Valley | CAISO | 2017-12-31 | 2050-12-31 | 0 | 0% |  |  |  |  | Battery Storage | Battery_ | Battery Storage | CAISO_Li_Battery |  |  |  |  | 2018 | 2050 | 0 | CAISO | 0 | 1 | 1 | 1 | #VALUE! | 1
| Base_battery_PGE_Valley_dur_4_unit_2 | Base_battery_PGE_Valley_dur_4 | cpuc_storage_data_request | PGE_Valley | PGE_Valley | Pacific Gas and Electric Valley | PGE_Valley | CAISO | 2017-12-31 | 2050-12-31 | 0 | 0% |  |  |  |  | Battery Storage | Battery_ | Battery Storage | CAISO_Li_Battery |  |  |  |  | 2018 | 2050 | 0 | CAISO | 0 | 1 | 1 | 1 | #VALUE! | 1
| Base_battery_PGE_Valley_dur_4_unit_3 | Base_battery_PGE_Valley_dur_4 | cpuc_storage_data_request | PGE_Valley | PGE_Valley | Pacific Gas and Electric Valley | PGE_Valley | CAISO | 2017-12-31 | 2050-12-31 | 0 | 0% |  |  |  |  | Battery Storage | Battery_ | Battery Storage | CAISO_Li_Battery |  |  |  |  | 2018 | 2050 | 0 | CAISO | 0 | 1 | 1 | 1 | #VALUE! | 1
| Base_battery_PGE_Valley_dur_4_unit_4 | Base_battery_PGE_Valley_dur_4 | cpuc_storage_data_request | PGE_Valley | PGE_Valley | Pacific Gas and Electric Valley | PGE_Valley | CAISO | 2017-12-31 | 2050-12-31 | 0 | 0% |  |  |  |  | Battery Storage | Battery_ | Battery Storage | CAISO_Li_Battery |  |  |  |  | 2018 | 2050 | 0 | CAISO | 0 | 1 | 1 | 1 | #VALUE! | 1
| Base_battery_PGE_Valley_dur_4_unit_5 | Base_battery_PGE_Valley_dur_4 | cpuc_storage_data_request | PGE_Valley | PGE_Valley | Pacific Gas and Electric Valley | PGE_Valley | CAISO | 2017-12-31 | 2050-12-31 | 0 | 0% |  |  |  |  | Battery Storage | Battery_ | Battery Storage | CAISO_Li_Battery |  |  |  |  | 2018 | 2050 | 0 | CAISO | 0 | 1 | 1 | 1 | #VALUE! | 1
| Base_battery_PGE_Valley_dur_4_unit_6 | Base_battery_PGE_Valley_dur_4 | cpuc_storage_data_request | PGE_Valley | PGE_Valley | Pacific Gas and Electric Valley | PGE_Valley | CAISO | 2017-12-31 | 2050-12-31 | 0 | 0% |  |  |  |  | Battery Storage | Battery_ | Battery Storage | CAISO_Li_Battery |  |  |  |  | 2018 | 2050 | 0 | CAISO | 0 | 1 | 1 | 1 | #VALUE! | 1
| Base_battery_PGE_Valley_dur_4_unit_7 | Base_battery_PGE_Valley_dur_4 | cpuc_storage_data_request | PGE_Valley | PGE_Valley | Pacific Gas and Electric Valley | PGE_Valley | CAISO | 2017-12-31 | 2050-12-31 | 0 | 0% |  |  |  |  | Battery Storage | Battery_ | Battery Storage | CAISO_Li_Battery |  |  |  |  | 2018 | 2050 | 0 | CAISO | 0 | 1 | 1 | 1 | #VALUE! | 1
| Base_battery_PGE_Valley_dur_4_unit_8 | Base_battery_PGE_Valley_dur_4 | cpuc_storage_data_request | PGE_Valley | PGE_Valley | Pacific Gas and Electric Valley | PGE_Valley | CAISO | 2017-12-31 | 2050-12-31 | 0 | 0% |  |  |  |  | Battery Storage | Battery_ | Battery Storage | CAISO_Li_Battery |  |  |  |  | 2018 | 2050 | 0 | CAISO | 0 | 1 | 1 | 1 | #VALUE! | 1
| Base_battery_PGE_Valley_dur_4_unit_9 | Base_battery_PGE_Valley_dur_4 | cpuc_storage_data_request | PGE_Valley | PGE_Valley | Pacific Gas and Electric Valley | PGE_Valley | CAISO | 2017-12-31 | 2050-12-31 | 0 | 0% |  |  |  |  | Battery Storage | Battery_ | Battery Storage | CAISO_Li_Battery |  |  |  |  | 2018 | 2050 | 0 | CAISO | 0 | 1 | 1 | 1 | #VALUE! | 1
| Base_battery_SCE_dur_2_unit_1 | Base_battery_SCE_dur_2 | cpuc_storage_data_request | SCE | SCE | Southern California Edison | SCE | CAISO | 2017-12-31 | 2050-12-31 | 0 | 0% |  |  |  |  | Battery Storage | Battery_ | Battery Storage | CAISO_Li_Battery |  |  |  |  | 2018 | 2050 | 0 | CAISO | 0 | 1 | 1 | 1 | #VALUE! | 1
| Base_battery_SCE_dur_2_unit_10 | Base_battery_SCE_dur_2 | cpuc_storage_data_request | SCE | SCE | Southern California Edison | SCE | CAISO | 2017-12-31 | 2050-12-31 | 0 | 0% |  |  |  |  | Battery Storage | Battery_ | Battery Storage | CAISO_Li_Battery |  |  |  |  | 2018 | 2050 | 0 | CAISO | 0 | 1 | 1 | 1 | #VALUE! | 1
| Base_battery_SCE_dur_2_unit_2 | Base_battery_SCE_dur_2 | cpuc_storage_data_request | SCE | SCE | Southern California Edison | SCE | CAISO | 2017-12-31 | 2050-12-31 | 0 | 0% |  |  |  |  | Battery Storage | Battery_ | Battery Storage | CAISO_Li_Battery |  |  |  |  | 2018 | 2050 | 0 | CAISO | 0 | 1 | 1 | 1 | #VALUE! | 1
| Base_battery_SCE_dur_2_unit_3 | Base_battery_SCE_dur_2 | cpuc_storage_data_request | SCE | SCE | Southern California Edison | SCE | CAISO | 2017-12-31 | 2050-12-31 | 0 | 0% |  |  |  |  | Battery Storage | Battery_ | Battery Storage | CAISO_Li_Battery |  |  |  |  | 2018 | 2050 | 0 | CAISO | 0 | 1 | 1 | 1 | #VALUE! | 1
| Base_battery_SCE_dur_2_unit_4 | Base_battery_SCE_dur_2 | cpuc_storage_data_request | SCE | SCE | Southern California Edison | SCE | CAISO | 2017-12-31 | 2050-12-31 | 0 | 0% |  |  |  |  | Battery Storage | Battery_ | Battery Storage | CAISO_Li_Battery |  |  |  |  | 2018 | 2050 | 0 | CAISO | 0 | 1 | 1 | 1 | #VALUE! | 1
| Base_battery_SCE_dur_2_unit_5 | Base_battery_SCE_dur_2 | cpuc_storage_data_request | SCE | SCE | Southern California Edison | SCE | CAISO | 2017-12-31 | 2050-12-31 | 0 | 0% |  |  |  |  | Battery Storage | Battery_ | Battery Storage | CAISO_Li_Battery |  |  |  |  | 2018 | 2050 | 0 | CAISO | 0 | 1 | 1 | 1 | #VALUE! | 1
| Base_battery_SCE_dur_2_unit_6 | Base_battery_SCE_dur_2 | cpuc_storage_data_request | SCE | SCE | Southern California Edison | SCE | CAISO | 2017-12-31 | 2050-12-31 | 0 | 0% |  |  |  |  | Battery Storage | Battery_ | Battery Storage | CAISO_Li_Battery |  |  |  |  | 2018 | 2050 | 0 | CAISO | 0 | 1 | 1 | 1 | #VALUE! | 1
| Base_battery_SCE_dur_2_unit_7 | Base_battery_SCE_dur_2 | cpuc_storage_data_request | SCE | SCE | Southern California Edison | SCE | CAISO | 2017-12-31 | 2050-12-31 | 0 | 0% |  |  |  |  | Battery Storage | Battery_ | Battery Storage | CAISO_Li_Battery |  |  |  |  | 2018 | 2050 | 0 | CAISO | 0 | 1 | 1 | 1 | #VALUE! | 1
| Base_battery_SCE_dur_2_unit_8 | Base_battery_SCE_dur_2 | cpuc_storage_data_request | SCE | SCE | Southern California Edison | SCE | CAISO | 2017-12-31 | 2050-12-31 | 0 | 0% |  |  |  |  | Battery Storage | Battery_ | Battery Storage | CAISO_Li_Battery |  |  |  |  | 2018 | 2050 | 0 | CAISO | 0 | 1 | 1 | 1 | #VALUE! | 1
| Base_battery_SCE_dur_2_unit_9 | Base_battery_SCE_dur_2 | cpuc_storage_data_request | SCE | SCE | Southern California Edison | SCE | CAISO | 2017-12-31 | 2050-12-31 | 0 | 0% |  |  |  |  | Battery Storage | Battery_ | Battery Storage | CAISO_Li_Battery |  |  |  |  | 2018 | 2050 | 0 | CAISO | 0 | 1 | 1 | 1 | #VALUE! | 1
| Base_battery_SCE_dur_4_unit_1 | Base_battery_SCE_dur_4 | cpuc_storage_data_request | SCE | SCE | Southern California Edison | SCE | CAISO | 2017-12-31 | 2050-12-31 | 0 | 0% |  |  |  |  | Battery Storage | Battery_ | Battery Storage | CAISO_Li_Battery |  |  |  |  | 2018 | 2050 | 0 | CAISO | 0 | 1 | 1 | 1 | #VALUE! | 1
| Base_battery_SCE_dur_4_unit_10 | Base_battery_SCE_dur_4 | cpuc_storage_data_request | SCE | SCE | Southern California Edison | SCE | CAISO | 2017-12-31 | 2050-12-31 | 0 | 0% |  |  |  |  | Battery Storage | Battery_ | Battery Storage | CAISO_Li_Battery |  |  |  |  | 2018 | 2050 | 0 | CAISO | 0 | 1 | 1 | 1 | #VALUE! | 1
| Base_battery_SCE_dur_4_unit_2 | Base_battery_SCE_dur_4 | cpuc_storage_data_request | SCE | SCE | Southern California Edison | SCE | CAISO | 2017-12-31 | 2050-12-31 | 0 | 0% |  |  |  |  | Battery Storage | Battery_ | Battery Storage | CAISO_Li_Battery |  |  |  |  | 2018 | 2050 | 0 | CAISO | 0 | 1 | 1 | 1 | #VALUE! | 1
| Base_battery_SCE_dur_4_unit_3 | Base_battery_SCE_dur_4 | cpuc_storage_data_request | SCE | SCE | Southern California Edison | SCE | CAISO | 2017-12-31 | 2050-12-31 | 0 | 0% |  |  |  |  | Battery Storage | Battery_ | Battery Storage | CAISO_Li_Battery |  |  |  |  | 2018 | 2050 | 0 | CAISO | 0 | 1 | 1 | 1 | #VALUE! | 1
| Base_battery_SCE_dur_4_unit_4 | Base_battery_SCE_dur_4 | cpuc_storage_data_request | SCE | SCE | Southern California Edison | SCE | CAISO | 2017-12-31 | 2050-12-31 | 0 | 0% |  |  |  |  | Battery Storage | Battery_ | Battery Storage | CAISO_Li_Battery |  |  |  |  | 2018 | 2050 | 0 | CAISO | 0 | 1 | 1 | 1 | #VALUE! | 1
| Base_battery_SCE_dur_4_unit_5 | Base_battery_SCE_dur_4 | cpuc_storage_data_request | SCE | SCE | Southern California Edison | SCE | CAISO | 2017-12-31 | 2050-12-31 | 0 | 0% |  |  |  |  | Battery Storage | Battery_ | Battery Storage | CAISO_Li_Battery |  |  |  |  | 2018 | 2050 | 0 | CAISO | 0 | 1 | 1 | 1 | #VALUE! | 1
| Base_battery_SCE_dur_4_unit_6 | Base_battery_SCE_dur_4 | cpuc_storage_data_request | SCE | SCE | Southern California Edison | SCE | CAISO | 2017-12-31 | 2050-12-31 | 0 | 0% |  |  |  |  | Battery Storage | Battery_ | Battery Storage | CAISO_Li_Battery |  |  |  |  | 2018 | 2050 | 0 | CAISO | 0 | 1 | 1 | 1 | #VALUE! | 1
| Base_battery_SCE_dur_4_unit_7 | Base_battery_SCE_dur_4 | cpuc_storage_data_request | SCE | SCE | Southern California Edison | SCE | CAISO | 2017-12-31 | 2050-12-31 | 0 | 0% |  |  |  |  | Battery Storage | Battery_ | Battery Storage | CAISO_Li_Battery |  |  |  |  | 2018 | 2050 | 0 | CAISO | 0 | 1 | 1 | 1 | #VALUE! | 1
| Base_battery_SCE_dur_4_unit_8 | Base_battery_SCE_dur_4 | cpuc_storage_data_request | SCE | SCE | Southern California Edison | SCE | CAISO | 2017-12-31 | 2050-12-31 | 0 | 0% |  |  |  |  | Battery Storage | Battery_ | Battery Storage | CAISO_Li_Battery |  |  |  |  | 2018 | 2050 | 0 | CAISO | 0 | 1 | 1 | 1 | #VALUE! | 1
| Base_battery_SCE_dur_4_unit_9 | Base_battery_SCE_dur_4 | cpuc_storage_data_request | SCE | SCE | Southern California Edison | SCE | CAISO | 2017-12-31 | 2050-12-31 | 0 | 0% |  |  |  |  | Battery Storage | Battery_ | Battery Storage | CAISO_Li_Battery |  |  |  |  | 2018 | 2050 | 0 | CAISO | 0 | 1 | 1 | 1 | #VALUE! | 1
| Base_battery_SDGE_dur_2_unit_1 | Base_battery_SDGE_dur_2 | cpuc_storage_data_request | SDGE | SDGE | San Diego Gas and Electric | SDGE | CAISO | 2017-12-31 | 2050-12-31 | 0 | 0% |  |  |  |  | Battery Storage | Battery_ | Battery Storage | CAISO_Li_Battery |  |  |  |  | 2018 | 2050 | 0 | CAISO | 0 | 1 | 1 | 1 | #VALUE! | 1
| Base_battery_SDGE_dur_2_unit_10 | Base_battery_SDGE_dur_2 | cpuc_storage_data_request | SDGE | SDGE | San Diego Gas and Electric | SDGE | CAISO | 2017-12-31 | 2050-12-31 | 0 | 0% |  |  |  |  | Battery Storage | Battery_ | Battery Storage | CAISO_Li_Battery |  |  |  |  | 2018 | 2050 | 0 | CAISO | 0 | 1 | 1 | 1 | #VALUE! | 1
| Base_battery_SDGE_dur_2_unit_2 | Base_battery_SDGE_dur_2 | cpuc_storage_data_request | SDGE | SDGE | San Diego Gas and Electric | SDGE | CAISO | 2017-12-31 | 2050-12-31 | 0 | 0% |  |  |  |  | Battery Storage | Battery_ | Battery Storage | CAISO_Li_Battery |  |  |  |  | 2018 | 2050 | 0 | CAISO | 0 | 1 | 1 | 1 | #VALUE! | 1
| Base_battery_SDGE_dur_2_unit_3 | Base_battery_SDGE_dur_2 | cpuc_storage_data_request | SDGE | SDGE | San Diego Gas and Electric | SDGE | CAISO | 2017-12-31 | 2050-12-31 | 0 | 0% |  |  |  |  | Battery Storage | Battery_ | Battery Storage | CAISO_Li_Battery |  |  |  |  | 2018 | 2050 | 0 | CAISO | 0 | 1 | 1 | 1 | #VALUE! | 1
| Base_battery_SDGE_dur_2_unit_4 | Base_battery_SDGE_dur_2 | cpuc_storage_data_request | SDGE | SDGE | San Diego Gas and Electric | SDGE | CAISO | 2017-12-31 | 2050-12-31 | 0 | 0% |  |  |  |  | Battery Storage | Battery_ | Battery Storage | CAISO_Li_Battery |  |  |  |  | 2018 | 2050 | 0 | CAISO | 0 | 1 | 1 | 1 | #VALUE! | 1
| Base_battery_SDGE_dur_2_unit_5 | Base_battery_SDGE_dur_2 | cpuc_storage_data_request | SDGE | SDGE | San Diego Gas and Electric | SDGE | CAISO | 2017-12-31 | 2050-12-31 | 0 | 0% |  |  |  |  | Battery Storage | Battery_ | Battery Storage | CAISO_Li_Battery |  |  |  |  | 2018 | 2050 | 0 | CAISO | 0 | 1 | 1 | 1 | #VALUE! | 1
| Base_battery_SDGE_dur_2_unit_6 | Base_battery_SDGE_dur_2 | cpuc_storage_data_request | SDGE | SDGE | San Diego Gas and Electric | SDGE | CAISO | 2017-12-31 | 2050-12-31 | 0 | 0% |  |  |  |  | Battery Storage | Battery_ | Battery Storage | CAISO_Li_Battery |  |  |  |  | 2018 | 2050 | 0 | CAISO | 0 | 1 | 1 | 1 | #VALUE! | 1
| Base_battery_SDGE_dur_2_unit_7 | Base_battery_SDGE_dur_2 | cpuc_storage_data_request | SDGE | SDGE | San Diego Gas and Electric | SDGE | CAISO | 2017-12-31 | 2050-12-31 | 0 | 0% |  |  |  |  | Battery Storage | Battery_ | Battery Storage | CAISO_Li_Battery |  |  |  |  | 2018 | 2050 | 0 | CAISO | 0 | 1 | 1 | 1 | #VALUE! | 1
| Base_battery_SDGE_dur_2_unit_8 | Base_battery_SDGE_dur_2 | cpuc_storage_data_request | SDGE | SDGE | San Diego Gas and Electric | SDGE | CAISO | 2017-12-31 | 2050-12-31 | 0 | 0% |  |  |  |  | Battery Storage | Battery_ | Battery Storage | CAISO_Li_Battery |  |  |  |  | 2018 | 2050 | 0 | CAISO | 0 | 1 | 1 | 1 | #VALUE! | 1
| Base_battery_SDGE_dur_2_unit_9 | Base_battery_SDGE_dur_2 | cpuc_storage_data_request | SDGE | SDGE | San Diego Gas and Electric | SDGE | CAISO | 2017-12-31 | 2050-12-31 | 0 | 0% |  |  |  |  | Battery Storage | Battery_ | Battery Storage | CAISO_Li_Battery |  |  |  |  | 2018 | 2050 | 0 | CAISO | 0 | 1 | 1 | 1 | #VALUE! | 1
| Base_battery_SDGE_dur_4_unit_1 | Base_battery_SDGE_dur_4 | cpuc_storage_data_request | SDGE | SDGE | San Diego Gas and Electric | SDGE | CAISO | 2017-12-31 | 2050-12-31 | 0 | 0% |  |  |  |  | Battery Storage | Battery_ | Battery Storage | CAISO_Li_Battery |  |  |  |  | 2018 | 2050 | 0 | CAISO | 0 | 1 | 1 | 1 | #VALUE! | 1
| Base_battery_SDGE_dur_4_unit_10 | Base_battery_SDGE_dur_4 | cpuc_storage_data_request | SDGE | SDGE | San Diego Gas and Electric | SDGE | CAISO | 2017-12-31 | 2050-12-31 | 0 | 0% |  |  |  |  | Battery Storage | Battery_ | Battery Storage | CAISO_Li_Battery |  |  |  |  | 2018 | 2050 | 0 | CAISO | 0 | 1 | 1 | 1 | #VALUE! | 1
| Base_battery_SDGE_dur_4_unit_2 | Base_battery_SDGE_dur_4 | cpuc_storage_data_request | SDGE | SDGE | San Diego Gas and Electric | SDGE | CAISO | 2017-12-31 | 2050-12-31 | 0 | 0% |  |  |  |  | Battery Storage | Battery_ | Battery Storage | CAISO_Li_Battery |  |  |  |  | 2018 | 2050 | 0 | CAISO | 0 | 1 | 1 | 1 | #VALUE! | 1
| Base_battery_SDGE_dur_4_unit_3 | Base_battery_SDGE_dur_4 | cpuc_storage_data_request | SDGE | SDGE | San Diego Gas and Electric | SDGE | CAISO | 2017-12-31 | 2050-12-31 | 0 | 0% |  |  |  |  | Battery Storage | Battery_ | Battery Storage | CAISO_Li_Battery |  |  |  |  | 2018 | 2050 | 0 | CAISO | 0 | 1 | 1 | 1 | #VALUE! | 1
| Base_battery_SDGE_dur_4_unit_4 | Base_battery_SDGE_dur_4 | cpuc_storage_data_request | SDGE | SDGE | San Diego Gas and Electric | SDGE | CAISO | 2017-12-31 | 2050-12-31 | 0 | 0% |  |  |  |  | Battery Storage | Battery_ | Battery Storage | CAISO_Li_Battery |  |  |  |  | 2018 | 2050 | 0 | CAISO | 0 | 1 | 1 | 1 | #VALUE! | 1
| Base_battery_SDGE_dur_4_unit_5 | Base_battery_SDGE_dur_4 | cpuc_storage_data_request | SDGE | SDGE | San Diego Gas and Electric | SDGE | CAISO | 2017-12-31 | 2050-12-31 | 0 | 0% |  |  |  |  | Battery Storage | Battery_ | Battery Storage | CAISO_Li_Battery |  |  |  |  | 2018 | 2050 | 0 | CAISO | 0 | 1 | 1 | 1 | #VALUE! | 1
| Base_battery_SDGE_dur_4_unit_6 | Base_battery_SDGE_dur_4 | cpuc_storage_data_request | SDGE | SDGE | San Diego Gas and Electric | SDGE | CAISO | 2017-12-31 | 2050-12-31 | 0 | 0% |  |  |  |  | Battery Storage | Battery_ | Battery Storage | CAISO_Li_Battery |  |  |  |  | 2018 | 2050 | 0 | CAISO | 0 | 1 | 1 | 1 | #VALUE! | 1
| Base_battery_SDGE_dur_4_unit_7 | Base_battery_SDGE_dur_4 | cpuc_storage_data_request | SDGE | SDGE | San Diego Gas and Electric | SDGE | CAISO | 2017-12-31 | 2050-12-31 | 0 | 0% |  |  |  |  | Battery Storage | Battery_ | Battery Storage | CAISO_Li_Battery |  |  |  |  | 2018 | 2050 | 0 | CAISO | 0 | 1 | 1 | 1 | #VALUE! | 1
| Base_battery_SDGE_dur_4_unit_8 | Base_battery_SDGE_dur_4 | cpuc_storage_data_request | SDGE | SDGE | San Diego Gas and Electric | SDGE | CAISO | 2017-12-31 | 2050-12-31 | 0 | 0% |  |  |  |  | Battery Storage | Battery_ | Battery Storage | CAISO_Li_Battery |  |  |  |  | 2018 | 2050 | 0 | CAISO | 0 | 1 | 1 | 1 | #VALUE! | 1
| Base_battery_SDGE_dur_4_unit_9 | Base_battery_SDGE_dur_4 | cpuc_storage_data_request | SDGE | SDGE | San Diego Gas and Electric | SDGE | CAISO | 2017-12-31 | 2050-12-31 | 0 | 0% |  |  |  |  | Battery Storage | Battery_ | Battery Storage | CAISO_Li_Battery |  |  |  |  | 2018 | 2050 | 0 | CAISO | 0 | 1 | 1 | 1 | #VALUE! | 1
| BASELINE_SG | BASELINE | teppc | PAUT | PAUT | Utah, PACE Utility | PACE | NW | 2016-01-01 | 2050-12-31 | 45.5 | 100% | 45.5 | 45.5 |  |  | SolarPV-NonTracking | FixedPV_sun | Solar_Fixed | NW_Solar |  |  |  |  | 2016 | 2050 | 0 | NW | 45.5 | 1 | 1 | 1 | #VALUE! | 1
| BASICE_2_UNITS | CALPINE AMERICAN I COGEN. | caiso | PGE_Valley | PGE_Valley | Pacific Gas and Electric Valley | PGE_Valley | CAISO | 1989-03-14 | 2050-12-31 | 120 | 100% | 120 | 120 |  |  | n/a | CT_NG | CT | CAISO_Peaker1 |  |  |  |  | 1989 | 2050 | 0 | CAISO | 120 | 1 | 1 | 1 | #VALUE! | 1
| BasinCreek1 | Basin Creek Plant-1 | teppc | NWMT | NWMT | NorthWestern Energy | NWMT_WAUW | NW | 2006-05-01 | 2050-01-01 | 5.75 | 100% | 5.75 | 5.75 |  |  | ICE-NatGas | ICE_NG | ICE | NW_Peaker |  |  |  |  | 2006 | 2049 | 0 | NW | 5.75 | 1 | 1 | 1 | #VALUE! | 1
| BasinCreek2 | Basin Creek Plant-2 | teppc | NWMT | NWMT | NorthWestern Energy | NWMT_WAUW | NW | 2006-05-01 | 2050-01-01 | 5.75 | 100% | 5.75 | 5.75 |  |  | ICE-NatGas | ICE_NG | ICE | NW_Peaker |  |  |  |  | 2006 | 2049 | 0 | NW | 5.75 | 1 | 1 | 1 | #VALUE! | 1
| BasinCreek3 | Basin Creek Plant-3 | teppc | NWMT | NWMT | NorthWestern Energy | NWMT_WAUW | NW | 2006-05-01 | 2050-01-01 | 5.75 | 100% | 5.75 | 5.75 |  |  | ICE-NatGas | ICE_NG | ICE | NW_Peaker |  |  |  |  | 2006 | 2049 | 0 | NW | 5.75 | 1 | 1 | 1 | #VALUE! | 1
| BasinCreek4 | Basin Creek Plant-4 | teppc | NWMT | NWMT | NorthWestern Energy | NWMT_WAUW | NW | 2006-05-01 | 2050-01-01 | 5.75 | 100% | 5.75 | 5.75 |  |  | ICE-NatGas | ICE_NG | ICE | NW_Peaker |  |  |  |  | 2006 | 2049 | 0 | NW | 5.75 | 1 | 1 | 1 | #VALUE! | 1
| BasinCreek5 | Basin Creek Plant-5 | teppc | NWMT | NWMT | NorthWestern Energy | NWMT_WAUW | NW | 2006-05-01 | 2050-01-01 | 5.75 | 100% | 5.75 | 5.75 |  |  | ICE-NatGas | ICE_NG | ICE | NW_Peaker |  |  |  |  | 2006 | 2049 | 0 | NW | 5.75 | 1 | 1 | 1 | #VALUE! | 1
| BasinCreek6 | Basin Creek Plant-6 | teppc | NWMT | NWMT | NorthWestern Energy | NWMT_WAUW | NW | 2006-05-01 | 2050-01-01 | 5.75 | 100% | 5.75 | 5.75 |  |  | ICE-NatGas | ICE_NG | ICE | NW_Peaker |  |  |  |  | 2006 | 2049 | 0 | NW | 5.75 | 1 | 1 | 1 | #VALUE! | 1
| BasinCreek7 | Basin Creek Plant-7 | teppc | NWMT | NWMT | NorthWestern Energy | NWMT_WAUW | NW | 2006-05-01 | 2050-01-01 | 5.75 | 100% | 5.75 | 5.75 |  |  | ICE-NatGas | ICE_NG | ICE | NW_Peaker |  |  |  |  | 2006 | 2049 | 0 | NW | 5.75 | 1 | 1 | 1 | #VALUE! | 1
| BasinCreek8 | Basin Creek Plant-8 | teppc | NWMT | NWMT | NorthWestern Energy | NWMT_WAUW | NW | 2006-05-01 | 2050-01-01 | 5.75 | 100% | 5.75 | 5.75 |  |  | ICE-NatGas | ICE_NG | ICE | NW_Peaker |  |  |  |  | 2006 | 2049 | 0 | NW | 5.75 | 1 | 1 | 1 | #VALUE! | 1
| BasinCreek9 | Basin Creek Plant-9 | teppc | NWMT | NWMT | NorthWestern Energy | NWMT_WAUW | NW | 2006-05-01 | 2050-01-01 | 5.75 | 100% | 5.75 | 5.75 |  |  | ICE-NatGas | ICE_NG | ICE | NW_Peaker |  |  |  |  | 2006 | 2049 | 0 | NW | 5.75 | 1 | 1 | 1 | #VALUE! | 1
| Battle_Mountain_Solar | Copper Mountain Solar V | teppc | SPPC | SPPC | Nevada Power Company | NEVP | SW | 2021-12-31 | 2050-12-31 | 26 | 100% | 26 | 26 |  |  | SolarPV-Tracking | 1axPV_sun | Solar_1Axis | SW_Solar |  |  |  |  | 2022 | 2050 | 0 | SW | 26 | 0.95 | 1 | 1 | #VALUE! | 1
| Battle_River_3 | Battle River 3-3 | teppc | AESO | AESO | Alberta Electric System Operator | BCHA_AESO | Excluded | 1969-01-01 | 2019-12-01 | 148 | 100% | 148 | 148 |  |  | ST-Coal | Steam_Coal | Coal | Excluded_Coal |  |  |  |  | 1969 | 2019 | 0 | Excluded | 148 | 1 | 1 | 1 | #VALUE! | 1
| Battle_River_4 | Battle River 4-4 | teppc | AESO | AESO | Alberta Electric System Operator | BCHA_AESO | Excluded | 1975-01-01 | 2025-12-31 | 148 | 100% | 148 | 148 |  |  | ST-Coal | Steam_Coal | Coal | Excluded_Coal |  |  |  |  | 1975 | 2025 | 0 | Excluded | 148 | 1 | 1 | 1 | #VALUE! | 1
| Battle_River_5 | Battle River 5-5 | teppc | AESO | AESO | Alberta Electric System Operator | BCHA_AESO | Excluded | 1981-01-01 | 2027-12-01 | 407 | 100% | 407 | 407 |  |  | ST-Coal | Steam_Coal | Coal | Excluded_Coal |  |  |  |  | 1981 | 2027 | 0 | Excluded | 407 | 1 | 1 | 1 | #VALUE! | 1
| BCTSYS_5_PWXDYN | BCTSYS_5_PWXDYN | caiso | BPAT | PGE_Valley | Pacific Gas and Electric Valley | PGE_Valley | CAISO |  | 2050-12-31 | 428 | 100% | 428 | 428 |  |  | CAISOImports_None | CAISOImports_None | None | CAISO_Imports |  |  |  |  | 1900 | 2050 | 0 | CAISO | 428 | 1 | 1 | 1 | #VALUE! | 1
| BDGRCK_1_UNITS | BADGER CREEK LIMITED | caiso | PGE_Valley | PGE_Valley | Pacific Gas and Electric Valley | PGE_Valley | CAISO | 1991-04-01 | 2050-12-31 | 43 | 89.43% | 43 | 48.08 |  |  | CT-NatGas-Industrial | CT_NG | CT | CAISO_Peaker1 |  |  |  |  | 1991 | 2050 | 0 | CAISO | 48.08 | 1 | 1 | 1 | #VALUE! | 1
| Beacon_Solar_B | Beacon Solar A¦Beacon Solar¦BCON18G | teppc | CISC | CISC | Southern California Edison | LADWP | LDWP | 2015-06-01 | 2050-12-31 | 125 | 100% | 125 | 125 |  |  | SolarPV-Tracking | 1axPV_sun | Solar_1Axis | LDWP_Solar |  |  |  |  | 2015 | 2050 | 0 | LDWP | 125 | 1 | 1 | 1 | #VALUE! | 1
| BearCreekCC_Total | BearCreekCC (Total CC Plant) | teppc | AESO | AESO | Alberta Electric System Operator | BCHA_AESO | Excluded | 2002-12-01 | 2050-12-01 | 80 | 100% | 80 | 80 |  |  | CC-AB-Cogen | Cogen_NG | Cogen | Excluded_CHP |  |  |  |  | 2003 | 2050 | 0 | Excluded | 80 | 1 | 1 | 1 | #VALUE! | 1
| BEARDS_7_UNIT_1 | Beardsley Hydro | caiso | PGE_Valley | PGE_Valley | Pacific Gas and Electric Valley | PGE_Valley | CAISO | 1957-01-01 | 2050-12-31 | 11.5 | 100% | 11.5 | 11.5 |  |  | n/a | Hydro_Standard | Hydro | CAISO_Hydro |  |  |  |  | 1957 | 2050 | 0 | CAISO | 11.5 | 1 | 1 | 1 | #VALUE! | 1
| BearMountain_BC | Bear Mountain-1_Bear Mountain-1_IPP-BMW | teppc | BCHA | BCHA | British Columbia Transmission Company | BCHA_AESO | Excluded | 2009-10-15 | 2034-10-24 | 102.5 | 100% | 102.5 | 102.5 |  |  | WT-Onshore | wind_onshorewind | Wind | Excluded_Wind |  |  |  |  | 2010 | 2034 | 0 | Excluded | 102.5 | 1 | 1 | 1 | #VALUE! | 1
| BEARMT_1_UNIT | Bear Mountain Limited | caiso | PGE_Valley | PGE_Valley | Pacific Gas and Electric Valley | PGE_Valley | CAISO | 1995-04-03 | 2050-12-31 | 47.4 | 96.32% | 47.4 | 49.21 |  |  | CT-NatGas-Aero | CT_NG | CT | CAISO_Peaker1 |  |  |  |  | 1995 | 2050 | 0 | CAISO | 49.21 | 1 | 1 | 1 | #VALUE! | 1
| Bearspaw_1 | Bearspaw-1 | teppc | AESO | AESO | Alberta Electric System Operator | BCHA_AESO | Excluded | 1954-01-01 | 2050-12-01 | 17 | 100% | 17 | 17 |  |  | Hydro | Hydro_Standard | Hydro | Excluded_Hydro |  |  |  |  | 1954 | 2050 | 0 | Excluded | 17 | 1 | 1 | 1 | #VALUE! | 1
| Beaver8 | Beaver-8 | teppc | PGE | PGE | Portland General Electric Company | PortlandGE | NW | 1999-09-01 | 2050-12-31 | 24.5 | 100% | 24.5 | 24.5 |  |  | CT-NatGas-Industrial | CT_NG | CT | NW_Peaker |  |  |  |  | 2000 | 2050 | 0 | NW | 24.5 | 1 | 1 | 1 | #VALUE! | 1
| BeaverCC_Total | BeaverCC (Total CC Plant) | teppc | PGE | PGE | Portland General Electric Company | PortlandGE | NW | 1974-08-01 | 2050-12-31 | 476.698 | 100% | 476.698 | 476.698 |  |  | CCWhole-NatGas-Industrial | CC_NG | CC | NW_CCGT |  |  |  |  | 1975 | 2050 | 0 | NW | 476.698 | 1 | 1 | 1 | #VALUE! | 1
| BEJNLS_5_BV2SCEDYN | Broadview 2 | caiso | AZPS | SCE | Southern California Edison | SCE | CAISO |  | 2050-12-31 | 167 | 100% | 167 | 167 |  |  | WIND_WIND | wind_onshorewind | Wind | CAISO_Wind |  |  |  |  | 1900 | 2050 | 0 | CAISO | 167 | 1 | 1 | 1 | #VALUE! | 1
| BEKWJS_5_BV1SCEDYN | Broadview 1 | caiso | AZPS | SCE | Southern California Edison | SCE | CAISO |  | 2050-12-31 | 130 | 100% | 130 | 130 |  |  | WIND_WIND | wind_onshorewind | Wind | CAISO_Wind |  |  |  |  | 1900 | 2050 | 0 | CAISO | 130 | 1 | 1 | 1 | #VALUE! | 1
| BELDEN_7_UNIT_1 | BELDEN HYDRO | caiso | PGE_Valley | PGE_Valley | Pacific Gas and Electric Valley | PGE_Valley | CAISO | 1969-01-01 | 2050-12-31 | 119 | 100% | 119 | 119 |  |  | n/a | Hydro_Standard | Hydro | CAISO_Hydro |  |  |  |  | 1969 | 2050 | 0 | CAISO | 119 | 1 | 1 | 1 | #VALUE! | 1
| BellevueSolarINV1 | Bellevue Solar Project-INV-1 | teppc | CISC | CISC | Southern California Edison | SCE | CAISO | 2011-10-01 | 2050-12-31 | 1.6 | 100% | 1.6 | 1.6 |  |  | SolarPV-NonTracking | FixedPV_sun | Solar_Fixed | CAISO_Solar |  |  |  |  | 2012 | 2050 | 0 | CAISO | 1.6 | 1 | 1 | 1 | #VALUE! | 1
| Belly_River | CHD Belly River-1 | teppc | AESO | AESO | Alberta Electric System Operator | BCHA_AESO | Excluded | 1986-04-15 | 2050-12-01 | 2.7 | 100% | 2.7 | 2.7 |  |  | Hydro | Hydro_Standard | Hydro | Excluded_Hydro |  |  |  |  | 1986 | 2050 | 0 | Excluded | 2.7 | 1 | 1 | 1 | #VALUE! | 1
| Ben_French_GT1 | Ben French GT GT1 | teppc | WACM | WACM | Western Area Power Administration, Colorado-Missouri Region | WACM | Excluded | 1977-07-01 | 2050-12-31 | 17 | 100% | 17 | 17 |  |  | CT-NatGas-Industrial | CT_NG | CT | Excluded_Peaker |  |  |  |  | 1978 | 2050 | 0 | Excluded | 17 | 1 | 1 | 1 | #VALUE! | 1
| Ben_French_GT2 | Ben French GT GT2 | teppc | WACM | WACM | Western Area Power Administration, Colorado-Missouri Region | WACM | Excluded | 1977-08-01 | 2050-12-31 | 17 | 100% | 17 | 17 |  |  | CT-NatGas-Industrial | CT_NG | CT | Excluded_Peaker |  |  |  |  | 1978 | 2050 | 0 | Excluded | 17 | 1 | 1 | 1 | #VALUE! | 1
| Ben_French_GT3 | Ben French GT GT3 | teppc | WACM | WACM | Western Area Power Administration, Colorado-Missouri Region | WACM | Excluded | 1978-06-01 | 2050-12-31 | 17 | 100% | 17 | 17 |  |  | CT-NatGas-Industrial | CT_NG | CT | Excluded_Peaker |  |  |  |  | 1978 | 2050 | 0 | Excluded | 17 | 1 | 1 | 1 | #VALUE! | 1
| Ben_French_GT4 | Ben French GT GT4 | teppc | WACM | WACM | Western Area Power Administration, Colorado-Missouri Region | WACM | Excluded | 1979-06-01 | 2050-12-31 | 17 | 100% | 17 | 17 |  |  | CT-NatGas-Industrial | CT_NG | CT | Excluded_Peaker |  |  |  |  | 1979 | 2050 | 0 | Excluded | 17 | 1 | 1 | 1 | #VALUE! | 1
| Bend1 | Bend-1 | teppc | PACW | PACW | PacifiCorp – West | PACW | NW | 1912-12-01 | 2050-12-31 | 0.2 | 100% | 0.2 | 0.2 |  |  | Hydro | Hydro_Standard | Hydro | NW_Hydro |  |  |  |  | 1913 | 2050 | 0 | NW | 0.2 | 1 | 1 | 1 | #VALUE! | 1
| Bend2 | Bend-2 | teppc | CISC | CISC | Southern California Edison | SCE | CAISO | 1915-12-01 | 2050-12-31 | 0.35 | 100% | 0.35 | 0.35 |  |  | Hydro | Hydro_Standard | Hydro | CAISO_Hydro |  |  |  |  | 1916 | 2050 | 0 | CAISO | 0.35 | 1 | 1 | 1 | #VALUE! | 1
| Bend3 | Bend-3 | teppc | CISC | CISC | Southern California Edison | SCE | CAISO | 1916-12-01 | 2050-12-31 | 0.56 | 100% | 0.56 | 0.56 |  |  | Hydro | Hydro_Standard | Hydro | CAISO_Hydro |  |  |  |  | 1917 | 2050 | 0 | CAISO | 0.56 | 1 | 1 | 1 | #VALUE! | 1
| BennettCreek | Bennett Creek Windfarm LLC-1 | teppc | IPTV | IPTV | Idaho Treasure Valley | IPCO | NW | 2008-06-01 | 2050-12-31 | 21 | 100% | 21 | 21 |  |  | WT-Onshore | wind_onshorewind | Wind | NW_Wind |  |  |  |  | 2008 | 2050 | 0 | NW | 21 | 1 | 1 | 1 | #VALUE! | 1
| BennettMountain | Bennett Mountain-1 | teppc | IPMV | IPMV | Idaho Magic Valley | IPCO | NW | 2005-04-01 | 2050-12-31 | 164 | 100% | 164 | 164 |  |  | CT-NatGas-Aero | CT_NG | CT | NW_Peaker |  |  |  |  | 2005 | 2050 | 0 | NW | 164 | 1 | 1 | 1 | #VALUE! | 1
| Benson_Creek_Wind__OR_ |  | teppc | IPMV | IPMV | Idaho Magic Valley | IPCO | NW | 2016-12-31 | 2050-12-31 | 40 | 100% | 40 | 40 |  |  | WT-Onshore | wind_onshorewind | Wind | NW_Wind |  |  |  |  | 2017 | 2050 | 0 | NW | 40 | 1 | 1 | 1 | #VALUE! | 1
| BEOWAWE | Beowawe Geothermal | teppc | SPPC | SPPC | Nevada Power Company | NEVP | SW | 2011-01-01 | 2050-12-31 | 1.7 | 100% | 1.7 | 1.7 |  |  | Renewable Thermal | Geothermal_steam | Geothermal | SW_Geothermal |  |  |  |  | 2011 | 2050 | 0 | SW | 1.7 | 1 | 1 | 1 | #VALUE! | 1
| Beowawe_Power_1_2 | Beowawe Power-GEN1 and Beowawe Power-GEN2 | teppc | SPPC | SPPC | Nevada Power Company | NEVP | SW | 1985-12-01 | 2050-12-31 | 18.9 | 100% | 18.9 | 18.9 |  |  | Geo-BinaryCycle | Geothermal_steam | Geothermal | SW_Geothermal |  |  |  |  | 1986 | 2050 | 0 | SW | 18.9 | 1 | 1 | 1 | #VALUE! | 1
| BGSKYN_2_AS2SR1 |  | caiso | SCE | SCE | Southern California Edison | SCE | CAISO | 2018-12-18 | 2050-12-31 | 105 | 100% | 105 | 105 |  |  | PVgeneric_sun | PVgeneric_sun | Solar_Fixed | CAISO_Solar |  |  |  |  | 2019 | 2050 | 0 | CAISO | 105 | 1 | 1 | 1 | #VALUE! | 1
| BHU_13G1 | BHU 13G1 | teppc | BCHA | BCHA | British Columbia Transmission Company | BCHA_AESO | Excluded | 2018-03-30 | 2050-03-30 | 12.9 | 100% | 12.9 | 12.9 |  |  | hydro | Hydro_Standard | Hydro | Excluded_Hydro |  |  |  |  | 2018 | 2049 | 0 | Excluded | 12.9 | 1 | 1 | 1 | #VALUE! | 1
| Big_Cliff_1 | Big Cliff-1 | teppc | BPAT | BPAT | Bonneville Power Administration – Transmission | BPAT | NW | 1954-08-01 | 2050-12-31 | 18 | 100% | 18 | 18 |  |  | Hydro | Hydro_Standard | Hydro | NW_Hydro |  |  |  |  | 1955 | 2050 | 0 | NW | 18 | 1 | 1 | 1 | #VALUE! | 1
| Big_Horn_Wind_1_2 | Big Horn Wind Project-1 | teppc | TPWR | TPWR | Tacoma Power | BPAT | NW | 2006-10-16 | 2050-01-01 | 199.5 | 100% | 199.5 | 199.5 |  |  | WT-Onshore | wind_onshorewind | Wind | NW_Wind | CAISO | 105 |  |  | 2007 | 2049 | 94.5 | CAISO | 105 | 1 | 1 | 1 | #VALUE! | 1
| Big_Pine | Big Pine Hydro 1 | teppc | LDWP | LDWP | Los Angeles Department of Water and Power | LADWP | LDWP | 1925-07-01 | 2050-12-31 | 2.4 | 100% | 2.4 | 2.4 |  |  | Hydro | Hydro_Standard | Hydro | LDWP_Hydro |  |  |  |  | 1926 | 2050 | 0 | LDWP | 2.4 | 1 | 1 | 1 | #VALUE! | 1
| Big_Timber_Wind |  | teppc | NWMT | NWMT | NorthWestern Energy | NWMT_WAUW | NW | 1950-01-01 | 2050-12-31 | 25 | 100% | 25 | 25 |  |  | WT-Onshore | wind_onshorewind | Wind | NW_Wind |  |  |  |  | 1950 | 2050 | 0 | NW | 25 | 1 | 1 | 1 | #VALUE! | 1
| BigBeau_Solar | BigBeau Solar | other | SCE | SCE | Southern California Edison | SCE | CAISO | 2021-12-01 | 2050-12-01 | 128 | 100% | 128 | 128 |  |  | Solar PV - Ground mountSolar: Tracking (1 Axis) | 1axPV_sun | 1axPV_sun | CAISO_Solar |  |  |  |  | 2022 | 2050 | 0 | CAISO | 128 | 0.95 | 1 | 1 | #VALUE! | 1
| BIGCRK_2_EXESWD | BIG CREEK HYDRO PROJECT PSP | caiso | SCE | SCE | Southern California Edison | SCE | CAISO | 1913-01-01 | 2050-12-31 | 820 | 100% | 820 | 820 |  |  | n/a | Hydro_Standard | Hydro | CAISO_Hydro |  |  |  |  | 1913 | 2050 | 0 | CAISO | 820 | 1 | 1 | 1 | #VALUE! | 1
| BIGCRK_7_DAM7 | DAM 7 AT BIG CREEK (FISHWATER GEN) | caiso | SCE | SCE | Southern California Edison | SCE | CAISO | 1986-01-01 | 2050-12-31 | 0.3 | 100% | 0.3 | 0.3 |  |  | n/a | Hydro_Standard | Hydro | CAISO_Hydro |  |  |  |  | 1986 | 2050 | 0 | CAISO | 0.3 | 1 | 1 | 1 | #VALUE! | 1
| BIGCRK_7_MAMRES | MAMMOTH POOL RESERVOIR (FISHWATER | caiso | SCE | SCE | Southern California Edison | SCE | CAISO |  | 2050-12-31 | 1.25 | 100% | 1.25 | 1.25 |  |  | n/a | Hydro_Standard | Hydro | CAISO_Small_Hydro |  |  |  |  | 1900 | 2050 | 0 | CAISO | 1.25 | 1 | 1 | 1 | #VALUE! | 1
| Bighorn_1 | Bighorn-1 | teppc | AESO | AESO | Alberta Electric System Operator | BCHA_AESO | Excluded | 1972-01-01 | 2050-12-01 | 60 | 100% | 60 | 60 |  |  | Hydro | Hydro_Standard | Hydro | Excluded_Hydro |  |  |  |  | 1972 | 2050 | 0 | Excluded | 60 | 1 | 1 | 1 | #VALUE! | 1
| Bighorn_2 | Bighorn-2 | teppc | AESO | AESO | Alberta Electric System Operator | BCHA_AESO | Excluded | 1972-01-01 | 2050-12-01 | 60 | 100% | 60 | 60 |  |  | Hydro | Hydro_Standard | Hydro | Excluded_Hydro |  |  |  |  | 1972 | 2050 | 0 | Excluded | 60 | 1 | 1 | 1 | #VALUE! | 1
| BigHorn2 | Big Horn Wind II-1 | teppc | TPWR | TPWR | Tacoma Power | BPAT | NW | 2010-10-15 | 2050-12-31 | 50 | 100% | 50 | 50 |  |  | WT-Onshore | wind_onshorewind | Wind | NW_Wind | CAISO | 17.5 |  |  | 2011 | 2050 | 32.5 | CAISO | 17.5 | 1 | 1 | 1 | #VALUE! | 1
| BiglowCanyon1 | Biglow Canyon Wind Farm-1 | teppc | PGE | PGE | Portland General Electric Company | PortlandGE | NW | 2008-01-01 | 2050-12-31 | 125.4 | 100% | 125.4 | 125.4 |  |  | WT-Onshore | wind_onshorewind | Wind | NW_Wind |  |  |  |  | 2008 | 2050 | 0 | NW | 125.4 | 1 | 1 | 1 | #VALUE! | 1
| BiglowCanyon2 | Biglow Canyon Wind Farm-2 | teppc | PGE | PGE | Portland General Electric Company | PortlandGE | NW | 2009-08-20 | 2050-12-31 | 149.5 | 100% | 149.5 | 149.5 |  |  | WT-Onshore | wind_onshorewind | Wind | NW_Wind |  |  |  |  | 2010 | 2050 | 0 | NW | 149.5 | 1 | 1 | 1 | #VALUE! | 1
| BiglowCanyon3 | Biglow Canyon Wind Farm-3 | teppc | PGE | PGE | Portland General Electric Company | PortlandGE | NW | 2011-01-01 | 2050-12-31 | 174.8 | 100% | 174.8 | 174.8 |  |  | WT-Onshore | wind_onshorewind | Wind | NW_Wind |  |  |  |  | 2011 | 2050 | 0 | NW | 174.8 | 1 | 1 | 1 | #VALUE! | 1
| BigSilver1 | Big Silver Hydro Project-1_Big Silver Hydro Project-1_IPPBSV | teppc | BCHA | BCHA | British Columbia Transmission Company | BCHA_AESO | Excluded | 2016-11-01 | 2056-10-31 | 11.6 | 100% | 11.6 | 11.6 |  |  | Hydro | Hydro_Standard | Hydro | Excluded_Hydro |  |  |  |  | 2017 | 2056 | 0 | Excluded | 11.6 | 1 | 1 | 1 | #VALUE! | 1
| BigSilver2 | Big Silver Hydro Project-2_Big Silver Hydro Project-2_IPPBSV | teppc | BCHA | BCHA | British Columbia Transmission Company | BCHA_AESO | Excluded | 2016-11-01 | 2056-10-31 | 11.6 | 100% | 11.6 | 11.6 |  |  | Hydro | Hydro_Standard | Hydro | Excluded_Hydro |  |  |  |  | 2017 | 2056 | 0 | Excluded | 11.6 | 1 | 1 | 1 | #VALUE! | 1
| BigSilver3 | Big Silver Hydro Project-3_Big Silver Hydro Project-3_IPPBSV | teppc | BCHA | BCHA | British Columbia Transmission Company | BCHA_AESO | Excluded | 2016-11-01 | 2056-10-31 | 11.6 | 100% | 11.6 | 11.6 |  |  | Hydro | Hydro_Standard | Hydro | Excluded_Hydro |  |  |  |  | 2017 | 2056 | 0 | Excluded | 11.6 | 1 | 1 | 1 | #VALUE! | 1
| BigSilver4 | Big Silver Hydro Project-4_Big Silver Hydro Project-4_IPPBSV | teppc | BCHA | BCHA | British Columbia Transmission Company | BCHA_AESO | Excluded | 2016-11-01 | 2056-10-31 | 5.8 | 100% | 5.8 | 5.8 |  |  | Hydro | Hydro_Standard | Hydro | Excluded_Hydro |  |  |  |  | 2017 | 2056 | 0 | Excluded | 5.8 | 1 | 1 | 1 | #VALUE! | 1
| BIGSKY_2_BSKSR6 | Big Sky Solar 6 | caiso | SCE | SCE | Southern California Edison | SCE | CAISO | 2017-12-08 | 2050-12-31 | 20 | 100% | 20 | 20 |  |  | PHOTO VOLTAIC_SUN | PVgeneric_sun | Solar_Fixed | CAISO_Solar |  |  |  |  | 2018 | 2050 | 0 | CAISO | 20 | 1 | 1 | 1 | #VALUE! | 1
| BIGSKY_2_BSKSR7 | Big Sky Solar 7 | caiso | SCE | SCE | Southern California Edison | SCE | CAISO | 2017-12-08 | 2050-12-31 | 20 | 100% | 20 | 20 |  |  | PHOTO VOLTAIC_SUN | PVgeneric_sun | Solar_Fixed | CAISO_Solar |  |  |  |  | 2018 | 2050 | 0 | CAISO | 20 | 1 | 1 | 1 | #VALUE! | 1
| BIGSKY_2_BSKSR8 | Big Sky Solar 8 | caiso | SCE | SCE | Southern California Edison | SCE | CAISO | 2017-12-08 | 2050-12-31 | 20 | 100% | 20 | 20 |  |  | PHOTO VOLTAIC_SUN | PVgeneric_sun | Solar_Fixed | CAISO_Solar |  |  |  |  | 2018 | 2050 | 0 | CAISO | 20 | 1 | 1 | 1 | #VALUE! | 1
| BIGSKY_2_SOLAR1 | Antelope Big Sky Ranch | caiso | SCE | SCE | Southern California Edison | SCE | CAISO | 2016-08-16 | 2050-12-31 | 20 | 100% | 20 | 20 |  |  | n/a | PVgeneric_sun | Solar_Fixed | CAISO_Solar |  |  |  |  | 2017 | 2050 | 0 | CAISO | 20 | 1 | 1 | 1 | #VALUE! | 1
| BIGSKY_2_SOLAR2 | Big Sky Solar 4 | caiso | SCE | SCE | Southern California Edison | SCE | CAISO | 2016-12-03 | 2050-12-31 | 40 | 100% | 40 | 40 |  |  | PVgeneric_sun | PVgeneric_sun | Solar_Fixed | CAISO_Solar |  |  |  |  | 2017 | 2050 | 0 | CAISO | 40 | 1 | 1 | 1 | #VALUE! | 1
| BIGSKY_2_SOLAR3 | Big Sky Summer | caiso | SCE | SCE | Southern California Edison | SCE | CAISO | 2020-01-01 | 2050-12-31 | 20 | 100% | 20 | 20 |  |  | n/a | PVgeneric_sun | Solar_Fixed | CAISO_Solar |  |  |  |  | 2020 | 2050 | 0 | CAISO | 20 | 1 | 1 | 1 | #VALUE! | 1
| BIGSKY_2_SOLAR4 | Western Antelope Blue Sky Ranch B | caiso | SCE | SCE | Southern California Edison | SCE | CAISO | 2016-12-03 | 2050-12-31 | 20 | 100% | 20 | 20 |  |  | PVgeneric_sun | PVgeneric_sun | Solar_Fixed | CAISO_Solar |  |  |  |  | 2017 | 2050 | 0 | CAISO | 20 | 1 | 1 | 1 | #VALUE! | 1
| BIGSKY_2_SOLAR5 | Big Sky Solar 2 | caiso | SCE | SCE | Southern California Edison | SCE | CAISO | 2016-11-30 | 2050-12-31 | 5 | 100% | 5 | 5 |  |  | PVgeneric_sun | PVgeneric_sun | Solar_Fixed | CAISO_Solar |  |  |  |  | 2017 | 2050 | 0 | CAISO | 5 | 1 | 1 | 1 | #VALUE! | 1
| BIGSKY_2_SOLAR6 | Solverde 1 | caiso | SCE | SCE | Southern California Edison | SCE | CAISO | 2016-12-17 | 2050-12-31 | 85 | 100% | 85 | 85 |  |  | PVgeneric_sun | PVgeneric_sun | Solar_Fixed | CAISO_Solar |  |  |  |  | 2017 | 2050 | 0 | CAISO | 85 | 1 | 1 | 1 | #VALUE! | 1
| BIGSKY_2_SOLAR7 | Big Sky Solar 1 | caiso | SCE | SCE | Southern California Edison | SCE | CAISO | 2016-12-15 | 2050-12-31 | 50 | 100% | 50 | 50 |  |  | PVgeneric_sun | PVgeneric_sun | Solar_Fixed | CAISO_Solar |  |  |  |  | 2017 | 2050 | 0 | CAISO | 50 | 1 | 1 | 1 | #VALUE! | 1
| BigSky1 | Big Sky Dairy Digester-GEN1 | teppc | CISC | CISC | Southern California Edison | SCE | CAISO | 2008-12-01 | 2050-12-31 | 0 | 0% |  | 0.75 |  |  | Bio-ICE | ICE_Biomass | Biomass/Wood | CAISO_Biomass |  |  |  |  | 2009 | 2050 | 0 | CAISO | 0.75 | 1 | 1 | 1 | #VALUE! | 1
| BigSky2 | Big Sky Dairy Digester-GEN2 | teppc | CISC | CISC | Southern California Edison | SCE | CAISO | 2008-12-01 | 2050-12-31 | 0 | 0% |  | 0.75 |  |  | Bio-ICE | ICE_Biomass | Biomass/Wood | CAISO_Biomass |  |  |  |  | 2009 | 2050 | 0 | CAISO | 0.75 | 1 | 1 | 1 | #VALUE! | 1
| BigThompson | Big Thompson 1 | teppc | WACM | WACM | Western Area Power Administration, Colorado-Missouri Region | WACM | Excluded | 1959-04-01 | 2050-12-31 | 4.5 | 100% | 4.5 | 4.5 |  |  | Hydro | Hydro_Standard | Hydro | Excluded_Hydro |  |  |  |  | 1959 | 2050 | 0 | Excluded | 4.5 | 1 | 1 | 1 | #VALUE! | 1
| BIOMAS_1_UNIT_1 |  | caiso | PGE_Valley | PGE_Valley | Pacific Gas and Electric Valley | PGE_Valley | CAISO | 1989-08-31 | 2050-12-31 | 24.28 | 95.22% | 24.28 | 25.5 |  |  | n/a | ST_Biomass | Biomass/Wood | CAISO_Biomass |  |  |  |  | 1990 | 2050 | 0 | CAISO | 25.5 | 1 | 1 | 1 | #VALUE! | 1
| BiomassOneGE1 | Biomass One LP-GE | teppc | CISC | CISC | Southern California Edison | SCE | CAISO | 1985-12-01 | 2050-12-31 | 0 | 0% |  | 14.4 |  |  | Bio-ST | ST_Biomass | Biomass/Wood | CAISO_Biomass |  |  |  |  | 1986 | 2050 | 0 | CAISO | 14.4 | 1 | 1 | 1 | #VALUE! | 1
| BiomassOneGE2 | Biomass One LP-GE-2 | teppc | PACW | PACW | PacifiCorp – West | PACW | NW | 2009-01-01 | 2050-12-31 | 15 | 100% | 15 | 15 |  |  | Bio-ST | ST_Biomass | Biomass/Wood | NW_Biomass |  |  |  |  | 2009 | 2050 | 0 | NW | 15 | 1 | 1 | 1 | #VALUE! | 1
| BirchCreek1 | Birch Creek-1 | teppc | CISC | CISC | Southern California Edison | SCE | CAISO | 1984-11-01 | 2050-12-31 | 2.6 | 100% | 2.6 | 2.6 |  |  | Hydro | Hydro_Standard | Hydro | CAISO_Hydro |  |  |  |  | 1985 | 2050 | 0 | CAISO | 2.6 | 1 | 1 | 1 | #VALUE! | 1
| Birdsall_1 | George Birdsall 1 | teppc | WACM | WACM | Western Area Power Administration, Colorado-Missouri Region | WACM | Excluded | 1953-08-01 | 2050-12-31 | 17.2 | 100% | 17.2 | 17.2 |  |  | ST-NatGas | ST_NG | Steam | Excluded_ST |  |  |  |  | 1954 | 2050 | 0 | Excluded | 17.2 | 1 | 1 | 1 | #VALUE! | 1
| Birdsall_2 | George Birdsall 2 | teppc | WACM | WACM | Western Area Power Administration, Colorado-Missouri Region | WACM | Excluded | 1954-03-01 | 2050-12-31 | 17.2 | 100% | 17.2 | 17.2 |  |  | ST-NatGas | ST_NG | Steam | Excluded_ST |  |  |  |  | 1954 | 2050 | 0 | Excluded | 17.2 | 1 | 1 | 1 | #VALUE! | 1
| Birdsall_3 | George Birdsall 3 | teppc | WACM | WACM | Western Area Power Administration, Colorado-Missouri Region | WACM | Excluded | 1957-03-01 | 2050-12-31 | 24.6 | 100% | 24.6 | 24.6 |  |  | ST-NatGas | ST_NG | Steam | Excluded_ST |  |  |  |  | 1957 | 2050 | 0 | Excluded | 24.6 | 1 | 1 | 1 | #VALUE! | 1
| BISHOP_1_ALAMO | BISHOP CREEK PLANT 2 AND 6 | caiso | SCE | SCE | Southern California Edison | SCE | CAISO | 1908-01-01 | 2050-12-31 | 13.4 | 100% | 13.4 | 13.4 |  |  | n/a | Hydro_Standard | Hydro | CAISO_Small_Hydro |  |  |  |  | 1908 | 2050 | 0 | CAISO | 13.4 | 1 | 1 | 1 | #VALUE! | 1
| BISHOP_1_UNITS | BISHOP CREEK PLANT 3 AND 4 | caiso | SCE | SCE | Southern California Edison | SCE | CAISO | 1905-01-01 | 2050-12-31 | 15.8 | 100% | 15.8 | 15.8 |  |  | n/a | Hydro_Standard | Hydro | CAISO_Small_Hydro |  |  |  |  | 1905 | 2050 | 0 | CAISO | 15.8 | 1 | 1 | 1 | #VALUE! | 1
| BishopCreek2_2 | Bishop Creek 2-2 | teppc | CISC | CISC | Southern California Edison | SCE | CAISO | 1908-01-01 | 2050-12-31 | 2.65 | 100% | 2.65 | 2.65 |  |  | HydroRPS | Hydro_Standard | Hydro | CAISO_Hydro |  |  |  |  | 1908 | 2050 | 0 | CAISO | 2.65 | 1 | 1 | 1 | #VALUE! | 1
| BishopCreek2_3 | Bishop Creek 2-3 | teppc | CISC | CISC | Southern California Edison | SCE | CAISO | 1908-01-01 | 2050-12-31 | 2.43 | 100% | 2.43 | 2.43 |  |  | HydroRPS | Hydro_Standard | Hydro | CAISO_Hydro |  |  |  |  | 1908 | 2050 | 0 | CAISO | 2.43 | 1 | 1 | 1 | #VALUE! | 1
| BishopCreek3_2 | Bishop Creek 3-2 | teppc | CISC | CISC | Southern California Edison | SCE | CAISO | 1905-01-01 | 2050-12-31 | 2.37 | 100% | 2.37 | 2.37 |  |  | HydroRPS | Hydro_Standard | Hydro | CAISO_Hydro |  |  |  |  | 1905 | 2050 | 0 | CAISO | 2.37 | 1 | 1 | 1 | #VALUE! | 1
| BishopCreek3_3 | Bishop Creek 3-3 | teppc | CISC | CISC | Southern California Edison | SCE | CAISO | 1905-01-01 | 2050-12-31 | 2.79 | 100% | 2.79 | 2.79 |  |  | HydroRPS | Hydro_Standard | Hydro | CAISO_Hydro |  |  |  |  | 1905 | 2050 | 0 | CAISO | 2.79 | 1 | 1 | 1 | #VALUE! | 1
| BishopCreek4_1 | Bishop Creek 4-1 | teppc | CISC | CISC | Southern California Edison | SCE | CAISO | 1905-01-01 | 2050-12-31 | 1.03 | 100% | 1.03 | 1.03 |  |  | HydroRPS | Hydro_Standard | Hydro | CAISO_Hydro |  |  |  |  | 1905 | 2050 | 0 | CAISO | 1.03 | 1 | 1 | 1 | #VALUE! | 1
| BishopCreek4_2 | Bishop Creek 4-2 | teppc | CISC | CISC | Southern California Edison | SCE | CAISO | 1905-01-01 | 2050-12-31 | 1.03 | 100% | 1.03 | 1.03 |  |  | HydroRPS | Hydro_Standard | Hydro | CAISO_Hydro |  |  |  |  | 1905 | 2050 | 0 | CAISO | 1.03 | 1 | 1 | 1 | #VALUE! | 1
| BishopCreek4_3 | Bishop Creek 4-3 | teppc | CISC | CISC | Southern California Edison | SCE | CAISO | 1905-01-01 | 2050-12-31 | 1.96 | 100% | 1.96 | 1.96 |  |  | HydroRPS | Hydro_Standard | Hydro | CAISO_Hydro |  |  |  |  | 1905 | 2050 | 0 | CAISO | 1.96 | 1 | 1 | 1 | #VALUE! | 1
| BishopCreek4_4 | Bishop Creek 4-4 | teppc | CISC | CISC | Southern California Edison | SCE | CAISO | 1905-01-01 | 2050-12-31 | 1.96 | 100% | 1.96 | 1.96 |  |  | HydroRPS | Hydro_Standard | Hydro | CAISO_Hydro |  |  |  |  | 1905 | 2050 | 0 | CAISO | 1.96 | 1 | 1 | 1 | #VALUE! | 1
| BishopCreek4_5 | Bishop Creek 4-5 | teppc | CISC | CISC | Southern California Edison | SCE | CAISO | 1905-01-01 | 2050-12-31 | 1.96 | 100% | 1.96 | 1.96 |  |  | HydroRPS | Hydro_Standard | Hydro | CAISO_Hydro |  |  |  |  | 1905 | 2050 | 0 | CAISO | 1.96 | 1 | 1 | 1 | #VALUE! | 1
| BishopCreek5_1 | Bishop Creek 5-1 | teppc | CISC | CISC | Southern California Edison | SCE | CAISO | 1908-01-01 | 2050-12-31 | 2.12 | 100% | 2.12 | 2.12 |  |  | HydroRPS | Hydro_Standard | Hydro | CAISO_Hydro |  |  |  |  | 1908 | 2050 | 0 | CAISO | 2.12 | 1 | 1 | 1 | #VALUE! | 1
| BishopCreek5_2 | Bishop Creek 5-2 | teppc | CISC | CISC | Southern California Edison | SCE | CAISO | 1908-01-01 | 2050-12-31 | 2.65 | 100% | 2.65 | 2.65 |  |  | HydroRPS | Hydro_Standard | Hydro | CAISO_Hydro |  |  |  |  | 1908 | 2050 | 0 | CAISO | 2.65 | 1 | 1 | 1 | #VALUE! | 1
| BishopCreek6_1 | Bishop Creek 6-1 | teppc | CISC | CISC | Southern California Edison | SCE | CAISO | 1908-01-01 | 2050-12-31 | 1.69 | 100% | 1.69 | 1.69 |  |  | HydroRPS | Hydro_Standard | Hydro | CAISO_Hydro |  |  |  |  | 1908 | 2050 | 0 | CAISO | 1.69 | 1 | 1 | 1 | #VALUE! | 1
| BKRFLD_2_SOLAR1 | Bakersfield 111 | caiso | PGE_Valley | PGE_Valley | Pacific Gas and Electric Valley | PGE_Valley | CAISO | 2015-07-28 | 2050-12-31 | 1.38 | 100% | 1.38 | 1.38 |  |  | n/a | PVgeneric_sun | Solar_Fixed | CAISO_Solar |  |  |  |  | 2016 | 2050 | 0 | CAISO | 1.38 | 1 | 1 | 1 | #VALUE! | 1
| BLACK_7_UNIT_1 | JAMES B. BLACK 1 | caiso | PGE_Valley | PGE_Valley | Pacific Gas and Electric Valley | PGE_Valley | CAISO | 1966-01-01 | 2050-12-31 | 85 | 100% | 85 | 85 |  |  | n/a | Hydro_Standard | Hydro | CAISO_Hydro |  |  |  |  | 1966 | 2050 | 0 | CAISO | 85 | 1 | 1 | 1 | #VALUE! | 1
| BLACK_7_UNIT_2 | JAMES B. BLACK 2 | caiso | PGE_Valley | PGE_Valley | Pacific Gas and Electric Valley | PGE_Valley | CAISO | 1965-01-01 | 2050-12-31 | 84.1 | 100% | 84.1 | 84.1 |  |  | n/a | Hydro_Standard | Hydro | CAISO_Hydro |  |  |  |  | 1965 | 2050 | 0 | CAISO | 84.1 | 1 | 1 | 1 | #VALUE! | 1
| Black_Mountain_1 | Black Mountain Generating Station 1 | teppc | TEPC | TEPC | Tucson Electric Power Company | TEPC | SW | 2008-06-01 | 2050-12-31 | 45.01 | 100% | 45.01 | 45.01 |  |  | CT-NatGas-Aero | CT_NG | CT | SW_Peaker |  |  |  |  | 2008 | 2050 | 0 | SW | 45.01 | 1 | 1 | 1 | #VALUE! | 1
| Black_Mountain_2 | Black Mountain Generating Station 2 | teppc | TEPC | TEPC | Tucson Electric Power Company | TEPC | SW | 2008-06-01 | 2050-12-31 | 45.01 | 100% | 45.01 | 45.01 |  |  | CT-NatGas-Aero | CT_NG | CT | SW_Peaker |  |  |  |  | 2008 | 2050 | 0 | SW | 45.01 | 1 | 1 | 1 | #VALUE! | 1
| BlackCanyon1 | Black Canyon-1 | teppc | IPTV | IPTV | Idaho Treasure Valley | IPCO | NW | 1925-12-01 | 2050-12-31 | 6 | 100% | 6 | 6 |  |  | Hydro | Hydro_Standard | Hydro | NW_Hydro |  |  |  |  | 1926 | 2050 | 0 | NW | 6 | 1 | 1 | 1 | #VALUE! | 1
| BlackCanyon2 | Black Canyon-2 | teppc | IPTV | IPTV | Idaho Treasure Valley | IPCO | NW | 1925-12-01 | 2050-12-31 | 6 | 100% | 6 | 6 |  |  | Hydro | Hydro_Standard | Hydro | NW_Hydro |  |  |  |  | 1926 | 2050 | 0 | NW | 6 | 1 | 1 | 1 | #VALUE! | 1
| BlackCanyon3 | Black Canyon-3 | teppc | CISC | CISC | Southern California Edison | SCE | CAISO | 2016-08-01 | 2050-12-31 | 12.5 | 100% | 12.5 | 12.5 |  |  | Hydro | Hydro_Standard | Hydro | CAISO_Hydro |  |  |  |  | 2017 | 2050 | 0 | CAISO | 12.5 | 1 | 1 | 1 | #VALUE! | 1
| BlackCanyon3MV | Black Canyon #3-1 | teppc | CISC | CISC | Southern California Edison | SCE | CAISO | 1984-04-16 | 2030-04-15 | 0.14 | 100% | 0.14 | 0.14 |  |  | Hydro | Hydro_Standard | Hydro | CAISO_Hydro |  |  |  |  | 1984 | 2029 | 0 | CAISO | 0.14 | 1 | 1 | 1 | #VALUE! | 1
| BlackCreek | Black Creek-GEN1 | teppc | PNM | PNM | Public Service Company of New Mexico | PNM_EPE | SW | 1994-02-01 | 2050-12-31 | 3.7 | 100% | 3.7 | 3.7 |  |  | Hydro | Hydro_Standard | Hydro | SW_Hydro |  |  |  |  | 1994 | 2050 | 0 | SW | 3.7 | 1 | 1 | 1 | #VALUE! | 1
| BlackEagle1 | Black Eagle-BLA1 | teppc | NWMT | NWMT | NorthWestern Energy | NWMT_WAUW | NW | 1927-09-01 | 2050-12-31 | 7.8 | 100% | 7.8 | 7.8 |  |  | Hydro | Hydro_Standard | Hydro | NW_Hydro |  |  |  |  | 1928 | 2050 | 0 | NW | 7.8 | 1 | 1 | 1 | #VALUE! | 1
| BlackEagle2 | Black Eagle-BLA2 | teppc | NWMT | NWMT | NorthWestern Energy | NWMT_WAUW | NW | 1927-09-01 | 2050-12-31 | 7.8 | 100% | 7.8 | 7.8 |  |  | Hydro | Hydro_Standard | Hydro | NW_Hydro |  |  |  |  | 1928 | 2050 | 0 | NW | 7.8 | 1 | 1 | 1 | #VALUE! | 1
| BlackEagle3 | Black Eagle-BLA3 | teppc | NWMT | NWMT | NorthWestern Energy | NWMT_WAUW | NW | 1927-09-01 | 2050-12-31 | 8.4 | 100% | 8.4 | 8.4 |  |  | Hydro | Hydro_Standard | Hydro | NW_Hydro |  |  |  |  | 1928 | 2050 | 0 | NW | 8.4 | 1 | 1 | 1 | #VALUE! | 1
| BlackspringRidge | Blackspring Ridge Wind-1 | teppc | AESO | AESO | Alberta Electric System Operator | BCHA_AESO | Excluded | 2014-03-31 | 2050-12-31 | 300 | 100% | 300 | 300 |  |  | WT-Onshore | wind_onshorewind | Wind | Excluded_Wind | CAISO | 150 |  |  | 2014 | 2050 | 150 | CAISO | 150 | 1 | 1 | 1 | #VALUE! | 1
| Blackwater_DCI | Blackwater DC Intertie (Fictional Resource)-1 | teppc | PNM | PNM | Public Service Company of New Mexico | PNM_EPE | SW | 2006-01-01 | 2050-12-31 | 200 | 100% | 200 | 200 |  |  | DC-Intertie | Intertie_NOTGEN | None | SW_Imports |  |  |  |  | 2006 | 2050 | 0 | SW | 200 | 1 | 1 | 1 | #VALUE! | 1
| BLAST_1_WIND | Mountain View IV Wind | caiso | SCE | SCE | Southern California Edison | SCE | CAISO | 2012-02-23 | 2050-12-31 | 49 | 100% | 49 | 49 |  |  | n/a | wind_onshorewind | Wind | CAISO_Wind |  |  |  |  | 2012 | 2050 | 0 | CAISO | 49 | 1 | 1 | 1 | #VALUE! | 1
| BLCKBT_2_STONEY | BLACK BUTTE HYDRO | caiso | PGE_Valley | PGE_Valley | Pacific Gas and Electric Valley | PGE_Valley | CAISO | 1988-01-01 | 2050-12-31 | 6.2 | 100% | 6.2 | 6.2 |  |  | n/a | Hydro_Standard | Hydro | CAISO_Small_Hydro |  |  |  |  | 1988 | 2050 | 0 | CAISO | 6.2 | 1 | 1 | 1 | #VALUE! | 1
| BLCKWL_6_SOLAR1 |  | caiso | PGE_Valley | PGE_Valley | Pacific Gas and Electric Valley | PGE_Valley | CAISO | 2015-04-16 | 2050-12-31 | 12 | 100% | 12 | 12 |  |  | n/a | PVgeneric_sun | Solar_Fixed | CAISO_Solar | BANC | 12 |  |  | 2015 | 2050 | 0 | BANC | 12 | 1 | 1 | 1 | #VALUE! | 1
| BlindCanyon | Blind Canyon Hydro-1 | teppc | IPMV | IPMV | Idaho Magic Valley | IPCO | NW | 1994-12-14 | 2050-12-31 | 10 | 100% | 10 | 10 |  |  | Hydro | Hydro_Standard | Hydro | NW_Hydro |  |  |  |  | 1995 | 2050 | 0 | NW | 10 | 1 | 1 | 1 | #VALUE! | 1
| Bliss1 | Bliss-1 | teppc | IPMV | IPMV | Idaho Magic Valley | IPCO | NW | 1949-11-01 | 2050-12-31 | 25 | 100% | 25 | 25 |  |  | Hydro | Hydro_Standard | Hydro | NW_Hydro |  |  |  |  | 1950 | 2050 | 0 | NW | 25 | 1 | 1 | 1 | #VALUE! | 1
| Bliss2 | Bliss-2 | teppc | IPMV | IPMV | Idaho Magic Valley | IPCO | NW | 1950-01-01 | 2050-12-31 | 25 | 100% | 25 | 25 |  |  | Hydro | Hydro_Standard | Hydro | NW_Hydro |  |  |  |  | 1950 | 2050 | 0 | NW | 25 | 1 | 1 | 1 | #VALUE! | 1
| Bliss3 | Bliss-3 | teppc | IPMV | IPMV | Idaho Magic Valley | IPCO | NW | 1950-03-01 | 2050-12-31 | 25 | 100% | 25 | 25 |  |  | Hydro | Hydro_Standard | Hydro | NW_Hydro |  |  |  |  | 1950 | 2050 | 0 | NW | 25 | 1 | 1 | 1 | #VALUE! | 1
| BLKCRK_2_SOLAR1 | McCoy Station | caiso | SCE | SCE | Southern California Edison | SCE | CAISO | 2016-06-14 | 2050-12-31 | 250 | 100% | 250 | 250 |  |  | n/a | PVgeneric_sun | Solar_Fixed | CAISO_Solar |  |  |  |  | 2016 | 2050 | 0 | CAISO | 250 | 1 | 1 | 1 | #VALUE! | 1
| BLM_2_UNITS | BLM EAST Facility | caiso | SCE | SCE | Southern California Edison | SCE | CAISO | 1988-12-05 | 2050-12-31 | 72 | 100% | 72 | 72 |  |  | n/a | Geothermal_steam | Geothermal | CAISO_Geothermal |  |  |  |  | 1989 | 2050 | 0 | CAISO | 72 | 1 | 1 | 1 | #VALUE! | 1
| BloomingtonPwr1 | Bloomington Power Plant-1 | teppc | PAUT | PAUT | Utah, PACE Utility | PACE | NW | 1999-03-01 | 2050-12-31 | 7 | 100% | 7 | 7 |  |  | ICE-OilDistillate | ICE_Oil | ICE | NW_Peaker |  |  |  |  | 1999 | 2050 | 0 | NW | 7 | 1 | 1 | 1 | #VALUE! | 1
| BloomingtonPwr2 | Bloomington Power Plant-2 | teppc | IPFE | IPFE | Idaho Far East | IPCO | NW | 1999-03-01 | 2050-12-31 | 1.7 | 100% | 1.7 | 1.7 |  |  | ICE-OilDistillate | ICE_Oil | ICE | NW_Peaker |  |  |  |  | 1999 | 2050 | 0 | NW | 1.7 | 1 | 1 | 1 | #VALUE! | 1
| BloomingtonPwr3 | Bloomington Power Plant-3 | teppc | IPFE | IPFE | Idaho Far East | IPCO | NW | 1999-03-01 | 2050-12-31 | 1.7 | 100% | 1.7 | 1.7 |  |  | ICE-OilDistillate | ICE_Oil | ICE | NW_Peaker |  |  |  |  | 1999 | 2050 | 0 | NW | 1.7 | 1 | 1 | 1 | #VALUE! | 1
| BloomingtonPwr4 | Bloomington Power Plant-4 | teppc | PAUT | PAUT | Utah, PACE Utility | PACE | NW | 1999-03-01 | 2050-12-31 | 7 | 100% | 7 | 7 |  |  | ICE-OilDistillate | ICE_Oil | ICE | NW_Peaker |  |  |  |  | 1999 | 2050 | 0 | NW | 7 | 1 | 1 | 1 | #VALUE! | 1
| BloomingtonPwr5 | Bloomington Power Plant-5 | teppc | IPFE | IPFE | Idaho Far East | IPCO | NW | 1999-03-01 | 2050-12-31 | 1.7 | 100% | 1.7 | 1.7 |  |  | ICE-OilDistillate | ICE_Oil | ICE | NW_Peaker |  |  |  |  | 1999 | 2050 | 0 | NW | 1.7 | 1 | 1 | 1 | #VALUE! | 1
| BloomingtonPwr6 | Bloomington Power Plant-6 | teppc | IPFE | IPFE | Idaho Far East | IPCO | NW | 1999-03-01 | 2050-12-31 | 1.7 | 100% | 1.7 | 1.7 |  |  | ICE-OilDistillate | ICE_Oil | ICE | NW_Peaker |  |  |  |  | 1999 | 2050 | 0 | NW | 1.7 | 1 | 1 | 1 | #VALUE! | 1
| Blue_Mesa_1 | Blue Mesa 1 | teppc | WACM | WACM | Western Area Power Administration, Colorado-Missouri Region | WACM | Excluded | 1967-09-01 | 2050-12-31 | 44 | 100% | 44 | 44 |  |  | Hydro | Hydro_Standard | Hydro | Excluded_Hydro |  |  |  |  | 1968 | 2050 | 0 | Excluded | 44 | 1 | 1 | 1 | #VALUE! | 1
| Blue_Mesa_2 | Blue Mesa 2 | teppc | WACM | WACM | Western Area Power Administration, Colorado-Missouri Region | WACM | Excluded | 1967-11-01 | 2050-12-31 | 44 | 100% | 44 | 44 |  |  | Hydro | Hydro_Standard | Hydro | Excluded_Hydro |  |  |  |  | 1968 | 2050 | 0 | Excluded | 44 | 1 | 1 | 1 | #VALUE! | 1
| Blue_Mountain_Electric_Company | Blue Mountain Electric Company | rps | PGE_Valley | PGE_Valley | Pacific Gas and Electric Valley | PGE_Valley | CAISO | 2021-12-31 | 2050-12-31 | 0 | 0% |  | 3 |  |  | Biomassnan | ST_Biomass | Biomass/Wood | CAISO_Biomass |  |  |  |  | 2022 | 2050 | 0 | CAISO | 3 | 0.95 | 1 | 1 | #VALUE! | 1
| Blue_Spruce_1 | Blue Spruce Energy Center CT01 | teppc | PSCO | PSCO | Public Service Company of Colorado | PSCO | Excluded | 2003-04-01 | 2050-12-31 | 146 | 100% | 146 | 146 |  |  | CT-NatGas-Industrial | CT_NG | CT | Excluded_Peaker |  |  |  |  | 2003 | 2050 | 0 | Excluded | 146 | 1 | 1 | 1 | #VALUE! | 1
| Blue_Spruce_2 | Blue Spruce Energy Center CT02 | teppc | PSCO | PSCO | Public Service Company of Colorado | PSCO | Excluded | 2003-04-01 | 2050-12-31 | 146 | 100% | 146 | 146 |  |  | CT-NatGas-Industrial | CT_NG | CT | Excluded_Peaker |  |  |  |  | 2003 | 2050 | 0 | Excluded | 146 | 1 | 1 | 1 | #VALUE! | 1
| Bluffview_1CC | BluffviewCC (Total CC Plant) | teppc | WALC | WALC | Western Area Power Administration, Lower Colorado Region | WALC | SW | 2005-04-01 | 2050-12-31 | 58 | 100% | 58 | 58 |  |  | CCWhole-NatGas-Aero | CC_NG | CC | SW_CCGT |  |  |  |  | 2005 | 2050 | 0 | SW | 58 | 1 | 1 | 1 | #VALUE! | 1
| Bluffview_2_3 | Bluffview 2-3 (Mothballed as of 2016) | teppc | PNM | PNM | Public Service Company of New Mexico | PNM_EPE | SW | 1950-01-01 | 2050-12-31 | 67.2 | 100% | 67.2 | 67.2 |  |  | CCWhole-NatGas-Aero | CC_NG | CC | SW_CCGT |  |  |  |  | 1950 | 2050 | 0 | SW | 67.2 | 1 | 1 | 1 | #VALUE! | 1
| Bluffview_2_4 | Bluffview 2-4 (Mothballed as of 2016) | teppc | PNM | PNM | Public Service Company of New Mexico | PNM_EPE | SW | 1950-01-01 | 2050-12-31 | 32.5 | 100% | 32.5 | 32.5 |  |  | CCWhole-NatGas-Aero | CC_NG | CC | SW_CCGT |  |  |  |  | 1950 | 2050 | 0 | SW | 32.5 | 1 | 1 | 1 | #VALUE! | 1
| BLULKE_6_BLUELK | Blue Lake Power | caiso | PGE_Bay | PGE_Bay | Pacific Gas and Electric Bay | PGE_Bay | CAISO | 2010-04-30 | 2050-12-31 | 0 | 0% |  | 12 |  |  | STEAM_BIOMASS | ST_Biomass | Biomass/Wood | CAISO_Biomass |  |  |  |  | 2010 | 2050 | 0 | CAISO | 12 | 1 | 1 | 1 | #VALUE! | 1
| Blundell1 | Blundell-1 | teppc | PAUT | PAUT | Utah, PACE Utility | PACE | NW | 1984-07-01 | 2050-12-31 | 26.095 | 100% | 26.095 | 26.095 |  |  | Geo-BinaryCycle | Geothermal_steam | Geothermal | NW_Geothermal |  |  |  |  | 1985 | 2050 | 0 | NW | 26.095 | 1 | 1 | 1 | #VALUE! | 1
| Blundell2 | Blundell-2 | teppc | PAUT | PAUT | Utah, PACE Utility | PACE | NW | 2007-12-01 | 2050-12-31 | 12 | 100% | 12 | 12 |  |  | Geo-BinaryCycle | Geothermal_steam | Geothermal | NW_Geothermal |  |  |  |  | 2008 | 2050 | 0 | NW | 12 | 1 | 1 | 1 | #VALUE! | 1
| BLYTHE_1_SOLAR1 | Blythe Solar 1 Project | caiso | SCE | SCE | Southern California Edison | SCE | CAISO | 2009-12-18 | 2050-12-31 | 21 | 100% | 21 | 21 |  |  | n/a | PVgeneric_sun | Solar_Fixed | CAISO_Solar |  |  |  |  | 2010 | 2050 | 0 | CAISO | 21 | 1 | 1 | 1 | #VALUE! | 1
| BLYTHE_1_SOLAR2 | Blythe Green 1 | caiso | SCE | SCE | Southern California Edison | SCE | CAISO | 2017-04-05 | 2050-12-31 | 20 | 100% | 20 | 20 |  |  | PVgeneric_sun | PVgeneric_sun | Solar_Fixed | CAISO_Solar |  |  |  |  | 2017 | 2050 | 0 | CAISO | 20 | 1 | 1 | 1 | #VALUE! | 1
| BNNIEN_7_ALTAPH | ALTA POWER HOUSE | caiso | PGE_Valley | PGE_Valley | Pacific Gas and Electric Valley | PGE_Valley | CAISO | 1902-01-01 | 2050-12-31 | 1 | 100% | 1 | 1 |  |  | n/a | Hydro_Standard | Hydro | CAISO_Small_Hydro |  |  |  |  | 1902 | 2050 | 0 | CAISO | 1 | 1 | 1 | 1 | #VALUE! | 1
| Boardman | Boardman-1 | teppc | BPAT | BPAT | Bonneville Power Administration – Transmission | BPAT | NW | 1980-08-01 | 2020-12-31 | 585 | 100% | 585 | 585 |  |  | ST-Coal | Steam_Coal | Coal | NW_Coal |  |  |  |  | 1981 | 2020 | 0 | NW | 585 | 1 | 1 | 1 | #VALUE! | 1
| BOGUE_1_UNITA1 | Feather River Energy Center, Unit #1 | caiso | PGE_Valley | PGE_Valley | Pacific Gas and Electric Valley | PGE_Valley | CAISO | 2002-12-23 | 2050-12-31 | 47.6 | 100% | 47.6 | 47.6 |  |  | CT-NatGas-Aero | CT_NG | CT | CAISO_Peaker2 |  |  |  |  | 2003 | 2050 | 0 | CAISO | 47.6 | 1 | 1 | 1 | #VALUE! | 1
| Boise_City_Solar |  | teppc | IPTV | IPTV | Idaho Treasure Valley | IPCO | NW | 2016-12-31 | 2050-12-31 | 140 | 100% | 140 | 140 |  |  | SolarPV-Tracking | 1axPV_sun | Solar_1Axis | NW_Solar |  |  |  |  | 2017 | 2050 | 0 | NW | 140 | 1 | 1 | 1 | #VALUE! | 1
| BoiseRDiversion1A | Boise R Diversion-1A | teppc | IPFE | IPFE | Idaho Far East | IPCO | NW | 2004-06-01 | 2050-12-31 | 1.1 | 100% | 1.1 | 1.1 |  |  | Hydro | Hydro_Standard | Hydro | NW_Hydro |  |  |  |  | 2004 | 2050 | 0 | NW | 1.1 | 1 | 1 | 1 | #VALUE! | 1
| BoiseRDiversion2A | Boise R Diversion-2A | teppc | IPFE | IPFE | Idaho Far East | IPCO | NW | 2004-06-01 | 2050-12-31 | 1.1 | 100% | 1.1 | 1.1 |  |  | Hydro | Hydro_Standard | Hydro | NW_Hydro |  |  |  |  | 2004 | 2050 | 0 | NW | 1.1 | 1 | 1 | 1 | #VALUE! | 1
| BoiseRDiversion3A | Boise R Diversion-3A | teppc | IPFE | IPFE | Idaho Far East | IPCO | NW | 2004-06-01 | 2050-12-31 | 1.1 | 100% | 1.1 | 1.1 |  |  | Hydro | Hydro_Standard | Hydro | NW_Hydro |  |  |  |  | 2004 | 2050 | 0 | NW | 1.1 | 1 | 1 | 1 | #VALUE! | 1
| Bonanza | Bonanza-1 | teppc | PAUT | PAUT | Utah, PACE Utility | PACE | NW | 1986-05-01 | 2050-12-31 | 458 | 100% | 458 | 458 |  |  | ST-Coal | Steam_Coal | Coal | NW_Coal |  |  |  |  | 1986 | 2050 | 0 | NW | 458 | 1 | 1 | 1 | #VALUE! | 1
| BoneCreek1 | Bone Creek Hydro-1_Bone Creek Hydro-1_IPP-BNC | teppc | BCHA | BCHA | British Columbia Transmission Company | BCHA_AESO | Excluded | 2011-05-15 | 2031-05-14 | 9.83 | 100% | 9.83 | 9.83 |  |  | Hydro | Hydro_Standard | Hydro | Excluded_Hydro |  |  |  |  | 2011 | 2030 | 0 | Excluded | 9.83 | 1 | 1 | 1 | #VALUE! | 1
| BoneCreek2 | Bone Creek Hydro-2_Bone Creek Hydro-2_IPP-BNC | teppc | BCHA | BCHA | British Columbia Transmission Company | BCHA_AESO | Excluded | 2011-05-15 | 2031-05-14 | 9.83 | 100% | 9.83 | 9.83 |  |  | Hydro | Hydro_Standard | Hydro | Excluded_Hydro |  |  |  |  | 2011 | 2030 | 0 | Excluded | 9.83 | 1 | 1 | 1 | #VALUE! | 1
| Bonneville | Bonneville | teppc | BPAT | BPAT | Bonneville Power Administration – Transmission | BPAT | NW | 1938-07-01 | 2050-12-31 | 1154 | 100% | 1154 | 1154 |  |  | Hydro | Hydro_Standard | Hydro | NW_Hydro |  |  |  |  | 1939 | 2050 | 0 | NW | 1154 | 1 | 1 | 1 | #VALUE! | 1
| Bonnybrook | Bonnybrook Energy Centre-1 | teppc | BCHA | BCHA | British Columbia Transmission Company | BCHA_AESO | Excluded | 2016-06-01 | 2050-12-31 | 165 | 100% | 165 | 165 |  |  | CT-NatGas-Industrial | CT_NG | CT | Excluded_Peaker |  |  |  |  | 2016 | 2050 | 0 | Excluded | 165 | 1 | 1 | 1 | #VALUE! | 1
| BORDER_6_UNITA1 | CalPeak Power Border Unit 1 | caiso | SDGE | SDGE | San Diego Gas and Electric | SDGE | CAISO | 2001-10-26 | 2050-12-31 | 48 | 93.66% | 48 | 51.25 |  |  | CT-NatGas-Industrial | CT_NG | CT | CAISO_Peaker2 |  |  |  |  | 2002 | 2050 | 0 | CAISO | 51.25 | 1 | 1 | 1 | #VALUE! | 1
| Borel2 | Borel-2 | teppc | CISC | CISC | Southern California Edison | SCE | CAISO | 1904-01-01 | 2050-12-31 | 2.75 | 100% | 2.75 | 2.75 |  |  | Hydro | Hydro_Standard | Hydro | CAISO_Hydro |  |  |  |  | 1904 | 2050 | 0 | CAISO | 2.75 | 1 | 1 | 1 | #VALUE! | 1
| Borel3 | Borel-3 | teppc | CISC | CISC | Southern California Edison | SCE | CAISO | 1904-01-01 | 2050-12-31 | 5.5 | 100% | 5.5 | 5.5 |  |  | Hydro | Hydro_Standard | Hydro | CAISO_Hydro |  |  |  |  | 1904 | 2050 | 0 | CAISO | 5.5 | 1 | 1 | 1 | #VALUE! | 1
| BostonBar1 | Boston Bar Hydro (Scuzzy Creek)-1_Boston Bar Hydro (Scuzzy Creek)-1_IPP-BBH | teppc | BCHA | BCHA | British Columbia Transmission Company | BCHA_AESO | Excluded | 1994-08-01 | 2033-03-31 | 3 | 100% | 3 | 3 |  |  | Hydro | Hydro_Standard | Hydro | Excluded_Hydro |  |  |  |  | 1995 | 2032 | 0 | Excluded | 3 | 1 | 1 | 1 | #VALUE! | 1
| BostonBar2 | Boston Bar Hydro (Scuzzy Creek)-2_Boston Bar Hydro (Scuzzy Creek)-2_IPP-BBH | teppc | BCHA | BCHA | British Columbia Transmission Company | BCHA_AESO | Excluded | 1994-08-01 | 2033-03-31 | 3 | 100% | 3 | 3 |  |  | Hydro | Hydro_Standard | Hydro | Excluded_Hydro |  |  |  |  | 1995 | 2032 | 0 | Excluded | 3 | 1 | 1 | 1 | #VALUE! | 1
| Boswell_Wind |  | teppc | PAWY | PAWY | Wyoming, PACE Utility | PACE | NW | 1950-01-01 | 2050-12-31 | 334.5 | 100% | 334.5 | 334.5 |  |  | WT-Onshore | wind_onshorewind | Wind | NW_Wind |  |  |  |  | 1950 | 2050 | 0 | NW | 334.5 | 1 | 1 | 1 | #VALUE! | 1
| BOULDER2PV_G | Boulder Solar PV | teppc | NEVP | NEVP | Nevada Power Company | NEVP | SW | 2017-01-01 | 2050-12-31 | 50 | 100% | 50 | 50 |  |  | SolarPV-NonTracking | FixedPV_sun | Solar_Fixed | SW_Solar |  |  |  |  | 2017 | 2050 | 0 | SW | 50 | 1 | 1 | 1 | #VALUE! | 1
| BoulderCreek1 | Boulder Creek Hydro Project-1_Boulder Creek Hydro Project-1_IPP-BLF | teppc | BCHA | BCHA | British Columbia Transmission Company | BCHA_AESO | Excluded | 2015-08-01 | 2055-07-31 | 7.67 | 100% | 7.67 | 7.67 |  |  | Hydro | Hydro_Standard | Hydro | Excluded_Hydro |  |  |  |  | 2016 | 2055 | 0 | Excluded | 7.67 | 1 | 1 | 1 | #VALUE! | 1
| BoulderCreek2 | Boulder Creek Hydro Project-2_Boulder Creek Hydro Project-2_IPP-BLF | teppc | BCHA | BCHA | British Columbia Transmission Company | BCHA_AESO | Excluded | 2015-08-01 | 2055-07-31 | 7.67 | 100% | 7.67 | 7.67 |  |  | Hydro | Hydro_Standard | Hydro | Excluded_Hydro |  |  |  |  | 2016 | 2055 | 0 | Excluded | 7.67 | 1 | 1 | 1 | #VALUE! | 1
| BoulderCreek3 | Boulder Creek Hydro Project-3_Boulder Creek Hydro Project-3_IPP-BLF | teppc | PSCO | PSCO | Public Service Company of Colorado | PSCO | Excluded | 2015-08-01 | 2055-07-31 | 7.67 | 100% | 7.67 | 7.67 |  |  | Hydro | Hydro_Standard | Hydro | Excluded_Hydro |  |  |  |  | 2016 | 2055 | 0 | Excluded | 7.67 | 1 | 1 | 1 | #VALUE! | 1
| BoulderPark1 | Boulder Park-1 | teppc | AVA | AVA | Avista Corp. | BPAT | NW | 2002-08-01 | 2050-12-31 | 4.1 | 100% | 4.1 | 4.1 |  |  | ICE-NatGas | ICE_NG | ICE | NW_Peaker |  |  |  |  | 2003 | 2050 | 0 | NW | 4.1 | 1 | 1 | 1 | #VALUE! | 1
| BoulderPark2 | Boulder Park-2 | teppc | AVA | AVA | Avista Corp. | BPAT | NW | 2002-08-01 | 2050-12-31 | 4.1 | 100% | 4.1 | 4.1 |  |  | ICE-NatGas | ICE_NG | ICE | NW_Peaker |  |  |  |  | 2003 | 2050 | 0 | NW | 4.1 | 1 | 1 | 1 | #VALUE! | 1
| BoulderPark3 | Boulder Park-3 | teppc | AVA | AVA | Avista Corp. | BPAT | NW | 2002-08-01 | 2050-12-31 | 4.1 | 100% | 4.1 | 4.1 |  |  | ICE-NatGas | ICE_NG | ICE | NW_Peaker |  |  |  |  | 2003 | 2050 | 0 | NW | 4.1 | 1 | 1 | 1 | #VALUE! | 1
| BoulderPark4 | Boulder Park-4 | teppc | AVA | AVA | Avista Corp. | BPAT | NW | 2002-08-01 | 2050-12-31 | 4.1 | 100% | 4.1 | 4.1 |  |  | ICE-NatGas | ICE_NG | ICE | NW_Peaker |  |  |  |  | 2003 | 2050 | 0 | NW | 4.1 | 1 | 1 | 1 | #VALUE! | 1
| BoulderPark5 | Boulder Park-5 | teppc | AVA | AVA | Avista Corp. | BPAT | NW | 2002-08-01 | 2050-12-31 | 4.1 | 100% | 4.1 | 4.1 |  |  | ICE-NatGas | ICE_NG | ICE | NW_Peaker |  |  |  |  | 2003 | 2050 | 0 | NW | 4.1 | 1 | 1 | 1 | #VALUE! | 1
| BoulderPark6 | Boulder Park-6 | teppc | AVA | AVA | Avista Corp. | BPAT | NW | 2002-08-01 | 2050-12-31 | 4.1 | 100% | 4.1 | 4.1 |  |  | ICE-NatGas | ICE_NG | ICE | NW_Peaker |  |  |  |  | 2003 | 2050 | 0 | NW | 4.1 | 1 | 1 | 1 | #VALUE! | 1
| Boundary51 | Boundary-51 | teppc | SCL | SCL | Seattle Department of Lighting | BPAT | NW | 1967-10-01 | 2050-12-31 | 158.4 | 100% | 158.4 | 158.4 |  |  | Hydro | Hydro_Standard | Hydro | NW_Hydro |  |  |  |  | 1968 | 2050 | 0 | NW | 158.4 | 1 | 1 | 1 | #VALUE! | 1
| Boundary52 | Boundary-52 | teppc | SCL | SCL | Seattle Department of Lighting | BPAT | NW | 1967-08-01 | 2050-12-31 | 161.5 | 100% | 161.5 | 161.5 |  |  | Hydro | Hydro_Standard | Hydro | NW_Hydro |  |  |  |  | 1968 | 2050 | 0 | NW | 161.5 | 1 | 1 | 1 | #VALUE! | 1
| Boundary53 | Boundary-53 | teppc | SCL | SCL | Seattle Department of Lighting | BPAT | NW | 1967-09-01 | 2050-12-31 | 158.4 | 100% | 158.4 | 158.4 |  |  | Hydro | Hydro_Standard | Hydro | NW_Hydro |  |  |  |  | 1968 | 2050 | 0 | NW | 158.4 | 1 | 1 | 1 | #VALUE! | 1
| Boundary54 | Boundary-54 | teppc | SCL | SCL | Seattle Department of Lighting | BPAT | NW | 1967-08-01 | 2050-12-31 | 161.5 | 100% | 161.5 | 161.5 |  |  | Hydro | Hydro_Standard | Hydro | NW_Hydro |  |  |  |  | 1968 | 2050 | 0 | NW | 161.5 | 1 | 1 | 1 | #VALUE! | 1
| Boundary55 | Boundary-55 | teppc | SCL | SCL | Seattle Department of Lighting | BPAT | NW | 1985-11-01 | 2050-12-31 | 200 | 100% | 200 | 200 |  |  | Hydro | Hydro_Standard | Hydro | NW_Hydro |  |  |  |  | 1986 | 2050 | 0 | NW | 200 | 1 | 1 | 1 | #VALUE! | 1
| Boundary56 | Boundary-56 | teppc | SCL | SCL | Seattle Department of Lighting | BPAT | NW | 1986-05-01 | 2050-12-31 | 200 | 100% | 200 | 200 |  |  | Hydro | Hydro_Standard | Hydro | NW_Hydro |  |  |  |  | 1986 | 2050 | 0 | NW | 200 | 1 | 1 | 1 | #VALUE! | 1
| BountifulCity1A | Bountiful City-1A_BNTF-GEN_BOUNTIFUL POWER-2-1 | teppc | PAUT | PAUT | Utah, PACE Utility | PACE | NW | 2001-08-01 | 2050-12-31 | 5.2 | 100% | 5.2 | 5.2 |  |  | CT-NatGas-Aero | CT_NG | CT | NW_Peaker |  |  |  |  | 2002 | 2050 | 0 | NW | 5.2 | 1 | 1 | 1 | #VALUE! | 1
| BountifulCity8 | Bountiful City-IC8_BNTF-GEN_BOUNTIFUL POWER-1-1 | teppc | PAUT | PAUT | Utah, PACE Utility | PACE | NW | 1986-10-01 | 2050-12-31 | 7 | 100% | 7 | 7 |  |  | ICE-NatGas | ICE_NG | ICE | NW_Peaker |  |  |  |  | 1987 | 2050 | 0 | NW | 7 | 1 | 1 | 1 | #VALUE! | 1
| BOWMN_6_HYDRO | NID Hydro Bowman Powerhouse | caiso | PGE_Valley | PGE_Valley | Pacific Gas and Electric Valley | PGE_Valley | CAISO | 1986-09-01 | 2050-12-31 | 3.6 | 100% | 3.6 | 3.6 |  |  | Hydro_Standard | Hydro_Standard | Hydro | CAISO_Small_Hydro |  |  |  |  | 1987 | 2050 | 0 | CAISO | 3.6 | 1 | 1 | 1 | #VALUE! | 1
| BowMontCapital | BowMont Capital-1 | teppc | BCHA | BCHA | British Columbia Transmission Company | BCHA_AESO | Excluded | 2014-01-15 | 2050-12-31 | 200 | 100% | 200 | 200 |  |  | CT-NatGas-Industrial | CT_NG | CT | Excluded_Peaker |  |  |  |  | 2014 | 2050 | 0 | Excluded | 200 | 1 | 1 | 1 | #VALUE! | 1
| BoxCanyonAVA1 | Box Canyon-1 | teppc | AVA | AVA | Avista Corp. | BPAT | NW | 1955-06-01 | 2050-12-31 | 22.5 | 100% | 22.5 | 22.5 |  |  | Hydro | Hydro_Standard | Hydro | NW_Hydro |  |  |  |  | 1955 | 2050 | 0 | NW | 22.5 | 1 | 1 | 1 | #VALUE! | 1
| BoxCanyonAVA2 | Box Canyon-2 | teppc | AVA | AVA | Avista Corp. | BPAT | NW | 1955-07-01 | 2050-12-31 | 22.5 | 100% | 22.5 | 22.5 |  |  | Hydro | Hydro_Standard | Hydro | NW_Hydro |  |  |  |  | 1956 | 2050 | 0 | NW | 22.5 | 1 | 1 | 1 | #VALUE! | 1
| BoxCanyonAVA3 | Box Canyon-3 | teppc | AVA | AVA | Avista Corp. | BPAT | NW | 1955-08-01 | 2050-12-31 | 22.5 | 100% | 22.5 | 22.5 |  |  | Hydro | Hydro_Standard | Hydro | NW_Hydro |  |  |  |  | 1956 | 2050 | 0 | NW | 22.5 | 1 | 1 | 1 | #VALUE! | 1
| BoxCanyonAVA4 | Box Canyon-4 | teppc | AVA | AVA | Avista Corp. | BPAT | NW | 1955-08-01 | 2050-12-31 | 17.25 | 100% | 17.25 | 17.25 |  |  | Hydro | Hydro_Standard | Hydro | NW_Hydro |  |  |  |  | 1956 | 2050 | 0 | NW | 17.25 | 1 | 1 | 1 | #VALUE! | 1
| BoxCanyonBC | Box Canyon-BC1_Box Canyon-1_IPP-BOX | teppc | BCHA | BCHA | British Columbia Transmission Company | BCHA_AESO | Excluded | 2015-11-01 | 2055-10-31 | 14.7 | 100% | 14.7 | 14.7 |  |  | Hydro | Hydro_Standard | Hydro | Excluded_Hydro |  |  |  |  | 2016 | 2055 | 0 | Excluded | 14.7 | 1 | 1 | 1 | #VALUE! | 1
| BoxCanyonID | Box Canyon-ID1 | teppc | IPFE | IPFE | Idaho Far East | IPCO | NW | 1984-02-11 | 2030-04-15 | 0.56 | 100% | 0.56 | 0.56 |  |  | Hydro | Hydro_Standard | Hydro | NW_Hydro |  |  |  |  | 1984 | 2029 | 0 | NW | 0.56 | 1 | 1 | 1 | #VALUE! | 1
| Boysen1 | Boysen 1 | teppc | WACM | WACM | Western Area Power Administration, Colorado-Missouri Region | WACM | Excluded | 1952-08-01 | 2050-12-31 | 7.5 | 100% | 7.5 | 7.5 |  |  | Hydro | Hydro_Standard | Hydro | Excluded_Hydro |  |  |  |  | 1953 | 2050 | 0 | Excluded | 7.5 | 1 | 1 | 1 | #VALUE! | 1
| Boysen2 | Boysen 2 | teppc | WACM | WACM | Western Area Power Administration, Colorado-Missouri Region | WACM | Excluded | 1952-08-01 | 2050-12-31 | 7.5 | 100% | 7.5 | 7.5 |  |  | Hydro | Hydro_Standard | Hydro | Excluded_Hydro |  |  |  |  | 1953 | 2050 | 0 | Excluded | 7.5 | 1 | 1 | 1 | #VALUE! | 1
| Brady_Hot_Springs_1 | Brady Power Project TG-1¦Brady Hot Springs 1¦Nightingale 1 | teppc | SPPC | SPPC | Nevada Power Company | NEVP | SW | 1992-06-01 | 2050-12-31 | 8 | 100% | 8 | 8 |  |  | Geo-BinaryCycle | Geothermal_steam | Geothermal | SW_Geothermal |  |  |  |  | 1992 | 2050 | 0 | SW | 8 | 1 | 1 | 1 | #VALUE! | 1
| Brady_Hot_Springs_2 | Brady Power Project TG-2¦Brady Hot Springs 2¦Nightingale 2 | teppc | SPPC | SPPC | Nevada Power Company | NEVP | SW | 1992-06-01 | 2050-12-31 | 8 | 100% | 8 | 8 |  |  | Geo-BinaryCycle | Geothermal_steam | Geothermal | SW_Geothermal |  |  |  |  | 1992 | 2050 | 0 | SW | 8 | 1 | 1 | 1 | #VALUE! | 1
| Brady_Hot_Springs_3 | Brady Power Project TG-3¦Brady Hot Springs 3¦Nightingale 3 | teppc | SPPC | SPPC | Nevada Power Company | NEVP | SW | 1992-06-01 | 2050-12-31 | 8 | 100% | 8 | 8 |  |  | Geo-BinaryCycle | Geothermal_steam | Geothermal | SW_Geothermal |  |  |  |  | 1992 | 2050 | 0 | SW | 8 | 1 | 1 | 1 | #VALUE! | 1
| Brandywine1 | Brandywine-1_Brandywine-1_IPP-BDW | teppc | BCHA | BCHA | British Columbia Transmission Company | BCHA_AESO | Excluded | 2003-10-01 | 2033-03-31 | 3.8 | 100% | 3.8 | 3.8 |  |  | Hydro | Hydro_Standard | Hydro | Excluded_Hydro |  |  |  |  | 2004 | 2032 | 0 | Excluded | 3.8 | 1 | 1 | 1 | #VALUE! | 1
| Brandywine2 | Brandywine-2_Brandywine-2_IPP-BDW | teppc | BCHA | BCHA | British Columbia Transmission Company | BCHA_AESO | Excluded | 2003-10-01 | 2033-03-31 | 3.8 | 100% | 3.8 | 3.8 |  |  | Hydro | Hydro_Standard | Hydro | Excluded_Hydro |  |  |  |  | 2004 | 2032 | 0 | Excluded | 3.8 | 1 | 1 | 1 | #VALUE! | 1
| BrazeauHydro1 | BRAZEAUHYDRO1-1 | teppc | AESO | AESO | Alberta Electric System Operator | BCHA_AESO | Excluded | 1966-01-01 | 2050-12-01 | 162 | 100% | 162 | 162 |  |  | Hydro | Hydro_Standard | Hydro | Excluded_Hydro |  |  |  |  | 1966 | 2050 | 0 | Excluded | 162 | 1 | 1 | 1 | #VALUE! | 1
| BrazeauHydro2 | BRAZEAUHYDRO2-2 | teppc | AESO | AESO | Alberta Electric System Operator | BCHA_AESO | Excluded | 1966-01-01 | 2050-12-01 | 200 | 100% | 200 | 200 |  |  | Hydro | Hydro_Standard | Hydro | Excluded_Hydro |  |  |  |  | 1966 | 2050 | 0 | Excluded | 200 | 1 | 1 | 1 | #VALUE! | 1
| BRDGVL_7_BAKER | Baker Station Hydro | caiso | PGE_Bay | PGE_Bay | Pacific Gas and Electric Bay | PGE_Bay | CAISO | 1987-12-10 | 2050-12-31 | 1.49 | 100% | 1.49 | 1.49 |  |  | n/a | Hydro_Standard | Hydro | CAISO_Small_Hydro |  |  |  |  | 1988 | 2050 | 0 | CAISO | 1.49 | 1 | 1 | 1 | #VALUE! | 1
| BRDSLD_2_HIWIND | High Winds Energy Center | caiso | PGE_Bay | PGE_Bay | Pacific Gas and Electric Bay | PGE_Bay | CAISO | 2003-12-23 | 2050-12-31 | 162 | 100% | 162 | 162 |  |  | n/a | wind_onshorewind | Wind | CAISO_Wind | BANC | 50 |  |  | 2004 | 2050 | 112 | BANC | 50 | 1 | 1 | 1 | #VALUE! | 1
| BRDSLD_2_MTZUM2 | NextEra Energy Montezuma Wind II | caiso | PGE_Bay | PGE_Bay | Pacific Gas and Electric Bay | PGE_Bay | CAISO | 2012-02-01 | 2050-12-31 | 78.2 | 100% | 78.2 | 78.2 |  |  | n/a | wind_onshorewind | Wind | CAISO_Wind |  |  |  |  | 2012 | 2050 | 0 | CAISO | 78.2 | 1 | 1 | 1 | #VALUE! | 1
| BRDSLD_2_MTZUMA | FPL Energy Montezuma Wind | caiso | PGE_Bay | PGE_Bay | Pacific Gas and Electric Bay | PGE_Bay | CAISO | 2011-01-25 | 2050-12-31 | 36.8 | 100% | 36.8 | 36.8 |  |  | n/a | wind_onshorewind | Wind | CAISO_Wind |  |  |  |  | 2011 | 2050 | 0 | CAISO | 36.8 | 1 | 1 | 1 | #VALUE! | 1
| BRDSLD_2_SHILO1 | Shiloh I Wind Project | caiso | PGE_Bay | PGE_Bay | Pacific Gas and Electric Bay | PGE_Bay | CAISO | 2006-03-30 | 2050-12-31 | 150 | 100% | 150 | 150 |  |  | n/a | wind_onshorewind | Wind | CAISO_Wind |  |  |  |  | 2006 | 2050 | 0 | CAISO | 150 | 1 | 1 | 1 | #VALUE! | 1
| BRDSLD_2_SHILO2 | SHILOH WIND PROJECT 2 | caiso | PGE_Bay | PGE_Bay | Pacific Gas and Electric Bay | PGE_Bay | CAISO | 2009-01-27 | 2050-12-31 | 150 | 100% | 150 | 150 |  |  | n/a | wind_onshorewind | Wind | CAISO_Wind |  |  |  |  | 2009 | 2050 | 0 | CAISO | 150 | 1 | 1 | 1 | #VALUE! | 1
| BRDSLD_2_SHLO3A | Shiloh III Wind Project, LLC | caiso | PGE_Bay | PGE_Bay | Pacific Gas and Electric Bay | PGE_Bay | CAISO | 2011-12-22 | 2050-12-31 | 102.5 | 100% | 102.5 | 102.5 |  |  | n/a | wind_onshorewind | Wind | CAISO_Wind |  |  |  |  | 2012 | 2050 | 0 | CAISO | 102.5 | 1 | 1 | 1 | #VALUE! | 1
| BRDSLD_2_SHLO3B | Shiloh IV Wind Project | caiso | PGE_Bay | PGE_Bay | Pacific Gas and Electric Bay | PGE_Bay | CAISO | 2012-12-07 | 2050-12-31 | 100 | 100% | 100 | 100 |  |  | n/a | wind_onshorewind | Wind | CAISO_Wind |  |  |  |  | 2013 | 2050 | 0 | CAISO | 100 | 1 | 1 | 1 | #VALUE! | 1
| BREGGO_6_DEGRSL | Desert Green Solar Farm | caiso | SDGE | SDGE | San Diego Gas and Electric | SDGE | CAISO | 2014-11-26 | 2050-12-31 | 6.3 | 100% | 6.3 | 6.3 |  |  | n/a | PVgeneric_sun | Solar_Fixed | CAISO_Solar |  |  |  |  | 2015 | 2050 | 0 | CAISO | 6.3 | 1 | 1 | 1 | #VALUE! | 1
| BREGGO_6_SOLAR | NRG Borrego Solar One | caiso | SDGE | SDGE | San Diego Gas and Electric | SDGE | CAISO | 2013-02-12 | 2050-12-31 | 26 | 100% | 26 | 26 |  |  | n/a | PVgeneric_sun | Solar_Fixed | CAISO_Solar |  |  |  |  | 2013 | 2050 | 0 | CAISO | 26 | 1 | 1 | 1 | #VALUE! | 1
| Bremner1 | Bremner-1_Bremner-1_IPP-BRE | teppc | BCHA | BCHA | British Columbia Transmission Company | BCHA_AESO | Excluded | 2015-05-01 | 2055-04-30 | 25.5 | 100% | 25.5 | 25.5 |  |  | Hydro | Hydro_Standard | Hydro | Excluded_Hydro |  |  |  |  | 2015 | 2054 | 0 | Excluded | 25.5 | 1 | 1 | 1 | #VALUE! | 1
| Bremner2 | Bremner-2_Bremner-2_IPP-BRE | teppc | PSCO | PSCO | Public Service Company of Colorado | PSCO | Excluded | 2015-05-01 | 2055-04-30 | 11 | 100% | 11 | 11 |  |  | Hydro | Hydro_Standard | Hydro | Excluded_Hydro |  |  |  |  | 2015 | 2054 | 0 | Excluded | 11 | 1 | 1 | 1 | #VALUE! | 1
| BRIDGE | Raft River Geothermal | teppc | BPAT | BPAT | Bonneville Power Administration – Transmission | BPAT | NW | 2007-01-01 | 2033-12-31 | 10 | 100% | 10 | 10 |  |  | Geo-BinaryCycle | Geothermal_steam | Geothermal | NW_Geothermal |  |  |  |  | 2007 | 2033 | 0 | NW | 10 | 1 | 1 | 1 | #VALUE! | 1
| BridgeRiver1 | Bridge River 1-1_Bridge River 1-1_BCH-BRT | teppc | BCHA | BCHA | British Columbia Transmission Company | BCHA_AESO | Excluded | 1934-01-01 | 2033-03-31 | 51.5 | 100% | 51.5 | 51.5 |  |  | Hydro | Hydro_Standard | Hydro | Excluded_Hydro |  |  |  |  | 1934 | 2032 | 0 | Excluded | 51.5 | 1 | 1 | 1 | #VALUE! | 1
| BridgeRiver2 | Bridge River 1-2_Bridge River 1-2_BCH-BRT | teppc | BCHA | BCHA | British Columbia Transmission Company | BCHA_AESO | Excluded | 1934-01-01 | 2033-03-31 | 51.5 | 100% | 51.5 | 51.5 |  |  | Hydro | Hydro_Standard | Hydro | Excluded_Hydro |  |  |  |  | 1934 | 2032 | 0 | Excluded | 51.5 | 1 | 1 | 1 | #VALUE! | 1
| BridgeRiver21 | Bridge River 2-1_Bridge River 2-1_BCH-BRT | teppc | BCHA | BCHA | British Columbia Transmission Company | BCHA_AESO | Excluded | 1934-01-01 | 2033-03-31 | 68.5 | 100% | 68.5 | 68.5 |  |  | Hydro | Hydro_Standard | Hydro | Excluded_Hydro |  |  |  |  | 1934 | 2032 | 0 | Excluded | 68.5 | 1 | 1 | 1 | #VALUE! | 1
| BridgeRiver22 | Bridge River 2-2_Bridge River 2-2_BCH-BRT | teppc | BCHA | BCHA | British Columbia Transmission Company | BCHA_AESO | Excluded | 1934-01-01 | 2033-03-31 | 68.5 | 100% | 68.5 | 68.5 |  |  | Hydro | Hydro_Standard | Hydro | Excluded_Hydro |  |  |  |  | 1934 | 2032 | 0 | Excluded | 68.5 | 1 | 1 | 1 | #VALUE! | 1
| BridgeRiver23 | Bridge River 2-3_Bridge River 2-3_BCH-BRT | teppc | BCHA | BCHA | British Columbia Transmission Company | BCHA_AESO | Excluded | 1934-01-01 | 2033-03-31 | 68.5 | 100% | 68.5 | 68.5 |  |  | Hydro | Hydro_Standard | Hydro | Excluded_Hydro |  |  |  |  | 1934 | 2032 | 0 | Excluded | 68.5 | 1 | 1 | 1 | #VALUE! | 1
| BridgeRiver24 | Bridge River 2-4_Bridge River 2-4_BCH-BRT | teppc | BCHA | BCHA | British Columbia Transmission Company | BCHA_AESO | Excluded | 1934-01-01 | 2033-03-31 | 68.5 | 100% | 68.5 | 68.5 |  |  | Hydro | Hydro_Standard | Hydro | Excluded_Hydro |  |  |  |  | 1934 | 2032 | 0 | Excluded | 68.5 | 1 | 1 | 1 | #VALUE! | 1
| BridgeRiver3 | Bridge River 1-3_Bridge River 1-3_BCH-BRT | teppc | BCHA | BCHA | British Columbia Transmission Company | BCHA_AESO | Excluded | 1934-01-01 | 2033-03-31 | 51.5 | 100% | 51.5 | 51.5 |  |  | Hydro | Hydro_Standard | Hydro | Excluded_Hydro |  |  |  |  | 1934 | 2032 | 0 | Excluded | 51.5 | 1 | 1 | 1 | #VALUE! | 1
| BridgeRiver4 | Bridge River 1-4_Bridge River 1-4_BCH-BRT | teppc | BCHA | BCHA | British Columbia Transmission Company | BCHA_AESO | Excluded | 1934-01-01 | 2033-03-31 | 51.5 | 100% | 51.5 | 51.5 |  |  | Hydro | Hydro_Standard | Hydro | Excluded_Hydro |  |  |  |  | 1934 | 2032 | 0 | Excluded | 51.5 | 1 | 1 | 1 | #VALUE! | 1
| BriggsCreek1 | Briggs Creek-1 | teppc | IPFE | IPFE | Idaho Far East | IPCO | NW | 1985-10-10 | 2030-04-15 | 0.6 | 100% | 0.6 | 0.6 |  |  | Hydro | Hydro_Standard | Hydro | NW_Hydro |  |  |  |  | 1986 | 2029 | 0 | NW | 0.6 | 1 | 1 | 1 | #VALUE! | 1
| Brilliant1 | Brilliant-1_Brilliant-1_FBC-BRD | teppc | BCHA | BCHA | British Columbia Transmission Company | BCHA_AESO | Excluded | 2002-11-11 | 2033-03-31 | 37.5 | 100% | 37.5 | 37.5 |  |  | Hydro | Hydro_Standard | Hydro | Excluded_Hydro |  |  |  |  | 2003 | 2032 | 0 | Excluded | 37.5 | 1 | 1 | 1 | #VALUE! | 1
| Brilliant2 | Brilliant-2_Brilliant-2_FBC-BRD | teppc | BCHA | BCHA | British Columbia Transmission Company | BCHA_AESO | Excluded | 2002-11-11 | 2033-03-31 | 37.5 | 100% | 37.5 | 37.5 |  |  | Hydro | Hydro_Standard | Hydro | Excluded_Hydro |  |  |  |  | 2003 | 2032 | 0 | Excluded | 37.5 | 1 | 1 | 1 | #VALUE! | 1
| Brilliant3 | Brilliant-3_Brilliant-3_FBC-BRD | teppc | BCHA | BCHA | British Columbia Transmission Company | BCHA_AESO | Excluded | 2002-11-11 | 2033-03-31 | 37.5 | 100% | 37.5 | 37.5 |  |  | Hydro | Hydro_Standard | Hydro | Excluded_Hydro |  |  |  |  | 2003 | 2032 | 0 | Excluded | 37.5 | 1 | 1 | 1 | #VALUE! | 1
| Brilliant4 | Brilliant-4_Brilliant-4_FBC-BRD | teppc | BCHA | BCHA | British Columbia Transmission Company | BCHA_AESO | Excluded | 2002-11-11 | 2033-03-31 | 37.5 | 100% | 37.5 | 37.5 |  |  | Hydro | Hydro_Standard | Hydro | Excluded_Hydro |  |  |  |  | 2003 | 2032 | 0 | Excluded | 37.5 | 1 | 1 | 1 | #VALUE! | 1
| BrilliantExp | Brilliant Exp-1_Brilliant Exp-1_FBC-BRX | teppc | BCHA | BCHA | British Columbia Transmission Company | BCHA_AESO | Excluded | 2010-02-01 | 2033-03-31 | 127.5 | 100% | 127.5 | 127.5 |  |  | Hydro | Hydro_Standard | Hydro | Excluded_Hydro |  |  |  |  | 2010 | 2032 | 0 | Excluded | 127.5 | 1 | 1 | 1 | #VALUE! | 1
| Broadwater | Broadwater Power Project-GEN1 | teppc | IPFE | IPFE | Idaho Far East | IPCO | NW | 1989-06-01 | 2050-12-31 | 10 | 100% | 10 | 10 |  |  | Hydro | Hydro_Standard | Hydro | NW_Hydro |  |  |  |  | 1989 | 2050 | 0 | NW | 10 | 1 | 1 | 1 | #VALUE! | 1
| BRODIE_2_WIND | Coram Brodie Wind Project | caiso | PGE_Valley | PGE_Valley | Pacific Gas and Electric Valley | PGE_Valley | CAISO | 2012-03-29 | 2050-12-31 | 102 | 100% | 102 | 102 |  |  | n/a | wind_onshorewind | Wind | CAISO_Wind |  |  |  |  | 2012 | 2050 | 0 | CAISO | 102 | 1 | 1 | 1 | #VALUE! | 1
| Brooks_JBS | Brooks JBS BluEarth | teppc | AESO | AESO | Alberta Electric System Operator | BCHA_AESO | Excluded | 2018-06-19 | 2050-03-30 | 15 | 100% | 15 | 15 |  |  | CT-NatGas-Industrial | CT_NG | CT | Excluded_Peaker |  |  |  |  | 2018 | 2049 | 0 | Excluded | 15 | 1 | 1 | 1 | #VALUE! | 1
| BrownLake | Brown Lake-1_Brown Lake-1_IPP-BRL | teppc | BCHA | BCHA | British Columbia Transmission Company | BCHA_AESO | Excluded | 1996-12-12 | 2040-12-31 | 7.2 | 100% | 7.2 | 7.2 |  |  | Hydro | Hydro_Standard | Hydro | Excluded_Hydro |  |  |  |  | 1997 | 2040 | 0 | Excluded | 7.2 | 1 | 1 | 1 | #VALUE! | 1
| Brownlee1 | Brownlee-1 | teppc | IPTV | IPTV | Idaho Treasure Valley | IPCO | NW | 1959-01-01 | 2050-12-31 | 90.1 | 100% | 90.1 | 90.1 |  |  | Hydro | Hydro_Standard | Hydro | NW_Hydro |  |  |  |  | 1959 | 2050 | 0 | NW | 90.1 | 1 | 1 | 1 | #VALUE! | 1
| Brownlee2 | Brownlee-2 | teppc | IPTV | IPTV | Idaho Treasure Valley | IPCO | NW | 1958-12-01 | 2050-12-31 | 90.1 | 100% | 90.1 | 90.1 |  |  | Hydro | Hydro_Standard | Hydro | NW_Hydro |  |  |  |  | 1959 | 2050 | 0 | NW | 90.1 | 1 | 1 | 1 | #VALUE! | 1
| Brownlee3 | Brownlee-3 | teppc | IPTV | IPTV | Idaho Treasure Valley | IPCO | NW | 1958-10-01 | 2050-12-31 | 90.1 | 100% | 90.1 | 90.1 |  |  | Hydro | Hydro_Standard | Hydro | NW_Hydro |  |  |  |  | 1959 | 2050 | 0 | NW | 90.1 | 1 | 1 | 1 | #VALUE! | 1
| Brownlee4 | Brownlee-4 | teppc | IPTV | IPTV | Idaho Treasure Valley | IPCO | NW | 1958-08-01 | 2050-12-31 | 90.1 | 100% | 90.1 | 90.1 |  |  | Hydro | Hydro_Standard | Hydro | NW_Hydro |  |  |  |  | 1959 | 2050 | 0 | NW | 90.1 | 1 | 1 | 1 | #VALUE! | 1
| Brownlee5 | Brownlee-5 | teppc | IPTV | IPTV | Idaho Treasure Valley | IPCO | NW | 1980-03-01 | 2050-12-31 | 225 | 100% | 225 | 225 |  |  | Hydro | Hydro_Standard | Hydro | NW_Hydro |  |  |  |  | 1980 | 2050 | 0 | NW | 225 | 1 | 1 | 1 | #VALUE! | 1
| Brush_CC1 | BrushCC1 (Total CC Plant) | teppc | PSCO | PSCO | Public Service Company of Colorado | PSCO | Excluded | 1990-10-01 | 2050-12-31 | 75 | 100% | 75 | 75 |  |  | CCWhole-NatGas-Industrial | CC_NG | CC | Excluded_CCGT |  |  |  |  | 1991 | 2050 | 0 | Excluded | 75 | 1 | 1 | 1 | #VALUE! | 1
| Brush_CC2 | BrushCC2 (Total CC Plant) | teppc | PSCO | PSCO | Public Service Company of Colorado | PSCO | Excluded | 1994-01-01 | 2050-12-31 | 67.1 | 100% | 67.1 | 67.1 |  |  | CCWhole-NatGas-Aero | CC_NG | CC | Excluded_CCGT |  |  |  |  | 1994 | 2050 | 0 | Excluded | 67.1 | 1 | 1 | 1 | #VALUE! | 1
| Brush_CC4 | BrushCC3 (Total CC Plant) | teppc | PSCO | PSCO | Public Service Company of Colorado | PSCO | Excluded | 2002-02-01 | 2050-12-31 | 118 | 100% | 118 | 118 |  |  | CCWhole-NatGas-Aero | CC_NG | CC | Excluded_CCGT |  |  |  |  | 2002 | 2050 | 0 | Excluded | 118 | 1 | 1 | 1 | #VALUE! | 1
| BUCKBL_2_PL1X3 | Blythe Energy Center | caiso | SCE | SCE | Southern California Edison | SCE | CAISO | 2010-06-11 | 2050-12-31 | 490 | 99.26% | 490 | 493.63 |  |  | CCWhole-NatGas-Industrial | CC_NG | CC | CAISO_CCGT1 |  |  |  |  | 2010 | 2050 | 0 | CAISO | 493.63 | 1 | 1 | 1 | #VALUE! | 1
| BUCKCK_2_HYDRO | Lassen Station Hydro | caiso | PGE_Valley | PGE_Valley | Pacific Gas and Electric Valley | PGE_Valley | CAISO | 1986-05-22 | 2050-12-31 | 0.99 | 100% | 0.99 | 0.99 |  |  | n/a | Hydro_Standard | Hydro | CAISO_Small_Hydro |  |  |  |  | 1986 | 2050 | 0 | CAISO | 0.99 | 1 | 1 | 1 | #VALUE! | 1
| BUCKCK_7_OAKFLT | Oak Flat | caiso | PGE_Valley | PGE_Valley | Pacific Gas and Electric Valley | PGE_Valley | CAISO | 1985-01-01 | 2050-12-31 | 1.3 | 100% | 1.3 | 1.3 |  |  | n/a | Hydro_Standard | Hydro | CAISO_Small_Hydro |  |  |  |  | 1985 | 2050 | 0 | CAISO | 1.3 | 1 | 1 | 1 | #VALUE! | 1
| BUCKCK_7_PL1X2 | BUCKS CREEK AGGREGATE | caiso | PGE_Valley | PGE_Valley | Pacific Gas and Electric Valley | PGE_Valley | CAISO | 1928-01-01 | 2050-12-31 | 57.25 | 100% | 57.25 | 57.25 |  |  | n/a | Hydro_Standard | Hydro | CAISO_Hydro |  |  |  |  | 1928 | 2050 | 0 | CAISO | 57.25 | 1 | 1 | 1 | #VALUE! | 1
| BUCKWD_1_NPALM1 | North Palm Springs 1A | caiso | SCE | SCE | Southern California Edison | SCE | CAISO | 2012-04-02 | 2050-12-31 | 2.4 | 100% | 2.4 | 2.4 |  |  | n/a | PVgeneric_sun | Solar_Fixed | CAISO_Solar |  |  |  |  | 2012 | 2050 | 0 | CAISO | 2.4 | 1 | 1 | 1 | #VALUE! | 1
| BUCKWD_1_QF |  | caiso | SCE | SCE | Southern California Edison | SCE | CAISO | 1984-12-13 | 2050-12-31 | 16.5 | 100% | 16.5 | 16.5 |  |  | n/a | wind_onshorewind | Wind | CAISO_Wind |  |  |  |  | 1985 | 2050 | 0 | CAISO | 16.5 | 1 | 1 | 1 | #VALUE! | 1
| BUCKWD_7_WINTCV | Wintec Energy, Ltd. | caiso | SCE | SCE | Southern California Edison | SCE | CAISO | 2003-12-30 | 2050-12-31 | 1.32 | 100% | 1.32 | 1.32 |  |  | n/a | wind_onshorewind | Wind | CAISO_Wind |  |  |  |  | 2004 | 2050 | 0 | CAISO | 1.32 | 1 | 1 | 1 | #VALUE! | 1
| Buffalo_Bill_1 | Buffalo Bill 1 | teppc | WACM | WACM | Western Area Power Administration, Colorado-Missouri Region | WACM | Excluded | 1995-04-01 | 2050-12-31 | 6.67 | 100% | 6.67 | 6.67 |  |  | Hydro | Hydro_Standard | Hydro | Excluded_Hydro |  |  |  |  | 1995 | 2050 | 0 | Excluded | 6.67 | 1 | 1 | 1 | #VALUE! | 1
| Buffalo_Bill_2 | Buffalo Bill 2 | teppc | WACM | WACM | Western Area Power Administration, Colorado-Missouri Region | WACM | Excluded | 1995-04-01 | 2050-12-31 | 6.67 | 100% | 6.67 | 6.67 |  |  | Hydro | Hydro_Standard | Hydro | Excluded_Hydro |  |  |  |  | 1995 | 2050 | 0 | Excluded | 6.67 | 1 | 1 | 1 | #VALUE! | 1
| Buffalo_Bill_3 | Buffalo Bill 3 | teppc | WACM | WACM | Western Area Power Administration, Colorado-Missouri Region | WACM | Excluded | 1995-04-01 | 2050-12-31 | 6.67 | 100% | 6.67 | 6.67 |  |  | Hydro | Hydro_Standard | Hydro | Excluded_Hydro |  |  |  |  | 1995 | 2050 | 0 | Excluded | 6.67 | 1 | 1 | 1 | #VALUE! | 1
| BUFFALO_G1 |  | teppc | PSCO | PSCO | Public Service Company of Colorado | PSCO | Excluded | 1950-01-01 | 2050-12-31 | 124 | 100% | 124 | 124 |  |  | WT-Onshore | wind_onshorewind | Wind | Excluded_Wind |  |  |  |  | 1950 | 2050 | 0 | Excluded | 124 | 1 | 1 | 1 | #VALUE! | 1
| BUFFALO_G2 |  | teppc | PSCO | PSCO | Public Service Company of Colorado | PSCO | Excluded | 1950-01-01 | 2050-12-31 | 126 | 100% | 126 | 126 |  |  | WT-Onshore | wind_onshorewind | Wind | Excluded_Wind |  |  |  |  | 1950 | 2050 | 0 | Excluded | 126 | 1 | 1 | 1 | #VALUE! | 1
| Buffalo_Trail_Wind |  | teppc | NWMT | NWMT | NorthWestern Energy | NWMT_WAUW | NW | 1950-01-01 | 2050-12-31 | 250 | 100% | 250 | 250 |  |  | WT-Onshore | wind_onshorewind | Wind | NW_Wind |  |  |  |  | 1950 | 2050 | 0 | NW | 250 | 1 | 1 | 1 | #VALUE! | 1
| BullCreekWind1 | Windlab Bull Creek Wind Project-1 | teppc | BCHA | BCHA | British Columbia Transmission Company | BCHA_AESO | Excluded | 2014-02-03 | 2050-12-31 | 57.5 | 100% | 57.5 | 57.5 |  |  | WT-Onshore | wind_onshorewind | Wind | Excluded_Wind |  |  |  |  | 2014 | 2050 | 0 | Excluded | 57.5 | 1 | 1 | 1 | #VALUE! | 1
| Bullmoose1 | Bullmoose Wind Project-1_Bullmoose Wind Project-1_IPP-BLL | teppc | BCHA | BCHA | British Columbia Transmission Company | BCHA_AESO | Excluded | 2016-11-01 | 2036-11-02 | 60 | 100% | 60 | 60 |  |  | WT-Onshore | wind_onshorewind | Wind | Excluded_Wind |  |  |  |  | 2017 | 2036 | 0 | Excluded | 60 | 1 | 1 | 1 | #VALUE! | 1
| Bullmoose2 | Bullmoose Wind Project-2_Bullmoose Wind Project-2_IPP-BLL | teppc | BCHA | BCHA | British Columbia Transmission Company | BCHA_AESO | Excluded | 2016-11-01 | 2036-11-02 | 60 | 100% | 60 | 60 |  |  | WT-Onshore | wind_onshorewind | Wind | Excluded_Wind |  |  |  |  | 2017 | 2036 | 0 | Excluded | 60 | 1 | 1 | 1 | #VALUE! | 1
| Buntzen1_1 | Buntzen 1-1_Buntzen 1-1_BCH-LB1 | teppc | BCHA | BCHA | British Columbia Transmission Company | BCHA_AESO | Excluded | 1903-01-01 | 2033-03-31 | 55 | 100% | 55 | 55 |  |  | Hydro | Hydro_Standard | Hydro | Excluded_Hydro |  |  |  |  | 1903 | 2032 | 0 | Excluded | 55 | 1 | 1 | 1 | #VALUE! | 1
| Burley_Butte | Burley Butte Windpark-BBWP | teppc | IPMV | IPMV | Idaho Magic Valley | IPCO | NW | 2010-12-01 | 2050-12-31 | 53 | 100% | 53 | 53 |  |  | WT-Onshore | wind_onshorewind | Wind | NW_Wind |  |  |  |  | 2011 | 2050 | 0 | NW | 53 | 1 | 1 | 1 | #VALUE! | 1
| Burlington | Sierra Pacific Burlington Facility-GEN1 | teppc | PSEI | PSEI | Puget Sound Energy | BPAT | NW | 2007-04-01 | 2050-12-01 | 28 | 100% | 28 | 28 |  |  | Bio-ST | ST_Biomass | Biomass/Wood | NW_Biomass |  |  |  |  | 2007 | 2050 | 0 | NW | 28 | 1 | 1 | 1 | #VALUE! | 1
| Burlington_Oil_1 | Burlington CT (CO) 1 | teppc | WACM | WACM | Western Area Power Administration, Colorado-Missouri Region | WACM | Excluded | 1977-06-01 | 2050-12-31 | 50.4 | 100% | 50.4 | 50.4 |  |  | CT-OilDistillate | CT_Oil | CT | Excluded_Peaker |  |  |  |  | 1977 | 2050 | 0 | Excluded | 50.4 | 1 | 1 | 1 | #VALUE! | 1
| Burlington_Oil_2 | Burlington CT (CO) 2 | teppc | WACM | WACM | Western Area Power Administration, Colorado-Missouri Region | WACM | Excluded | 1977-07-01 | 2050-12-31 | 50.4 | 100% | 50.4 | 50.4 |  |  | CT-OilDistillate | CT_Oil | CT | Excluded_Peaker |  |  |  |  | 1978 | 2050 | 0 | Excluded | 50.4 | 1 | 1 | 1 | #VALUE! | 1
| BURNYF_2_UNIT_1 |  | caiso | PGE_Valley | PGE_Valley | Pacific Gas and Electric Valley | PGE_Valley | CAISO | 1989-10-17 | 2050-12-31 | 22.05 | 71.13% | 22.05 | 31 |  |  | n/a | ST_Biomass | Biomass/Wood | CAISO_Biomass |  |  |  |  | 1990 | 2050 | 0 | CAISO | 31 | 1 | 1 | 1 | #VALUE! | 1
| BurrardThermal1 | Burrard Thermal-1_Burrard Thermal-1_BCH-BGS | teppc | BCHA | BCHA | British Columbia Transmission Company | BCHA_AESO | Excluded | 1961-12-01 | 2040-03-31 | 150.81 | 100% | 150.81 | 150.81 |  |  | ST-NatGas | ST_NG | Steam | Excluded_ST |  |  |  |  | 1962 | 2039 | 0 | Excluded | 150.81 | 1 | 1 | 1 | #VALUE! | 1
| Burton_Creek | Burton Creek Hydro (FERC 7577)-HY1 | teppc | PNM | PNM | Public Service Company of New Mexico | PNM_EPE | SW | 1985-09-25 | 2030-04-15 | 0.48 | 100% | 0.48 | 0.48 |  |  | Hydro | Hydro_Standard | Hydro | SW_Hydro |  |  |  |  | 1986 | 2029 | 0 | SW | 0.48 | 1 | 1 | 1 | #VALUE! | 1
| Busch_Ranch | Busch Ranch Wind WTG | teppc | PSCO | PSCO | Public Service Company of Colorado | PSCO | Excluded | 2012-10-16 | 2050-12-31 | 28.8 | 100% | 28.8 | 28.8 |  |  | WT-Onshore | wind_onshorewind | Wind | Excluded_Wind |  |  |  |  | 2013 | 2050 | 0 | Excluded | 28.8 | 1 | 1 | 1 | #VALUE! | 1
| Busch_Ranch_2 | Busch Ranch Wind Energy Farm-WTG2 | teppc | PSCO | PSCO | Public Service Company of Colorado | PSCO | Excluded | 2019-01-01 | 2050-12-31 | 28.8 | 100% | 28.8 | 28.8 |  |  | WT-Onshore | wind_onshorewind | Wind | Excluded_Wind |  |  |  |  | 2019 | 2050 | 0 | Excluded | 28.8 | 1 | 1 | 1 | #VALUE! | 1
| Busch_Ranch_3 | Busch Ranch Wind Energy Farm-WTG3 | teppc | PSCO | PSCO | Public Service Company of Colorado | PSCO | Excluded | 2019-01-01 | 2050-12-31 | 28.8 | 100% | 28.8 | 28.8 |  |  | WT-Onshore | wind_onshorewind | Wind | Excluded_Wind |  |  |  |  | 2019 | 2050 | 0 | Excluded | 28.8 | 1 | 1 | 1 | #VALUE! | 1
| BUTTVL_7_UNIT_1 | BUTT VALLEY HYDRO | caiso | PGE_Valley | PGE_Valley | Pacific Gas and Electric Valley | PGE_Valley | CAISO | 1958-01-01 | 2050-12-31 | 39.5 | 100% | 39.5 | 39.5 |  |  | n/a | Hydro_Standard | Hydro | CAISO_Hydro |  |  |  |  | 1958 | 2050 | 0 | CAISO | 39.5 | 1 | 1 | 1 | #VALUE! | 1
| Bypass_GEN1 | Bypass-GEN1 | teppc | IPMV | IPMV | Idaho Magic Valley | IPCO | NW | 1988-06-18 | 2050-12-31 | 7.5 | 100% | 7.5 | 7.5 |  |  | Hydro | Hydro_Standard | Hydro | NW_Hydro |  |  |  |  | 1988 | 2050 | 0 | NW | 7.5 | 1 | 1 | 1 | #VALUE! | 1
| Bypass_GEN2 | Bypass-GEN2_61420 | teppc | IPFE | IPFE | Idaho Far East | IPCO | NW | 1988-06-18 | 2050-12-31 | 3.32 | 100% | 3.32 | 3.32 |  |  | Hydro | Hydro_Standard | Hydro | NW_Hydro |  |  |  |  | 1988 | 2050 | 0 | NW | 3.32 | 1 | 1 | 1 | #VALUE! | 1
| Bypass_GEN3 | Bypass-GEN3_61420 | teppc | IPFE | IPFE | Idaho Far East | IPCO | NW | 1988-06-18 | 2050-12-31 | 3.32 | 100% | 3.32 | 3.32 |  |  | Hydro | Hydro_Standard | Hydro | NW_Hydro |  |  |  |  | 1988 | 2050 | 0 | NW | 3.32 | 1 | 1 | 1 | #VALUE! | 1
| C_J_Strike_1 | C J Strike-1 | teppc | IPTV | IPTV | Idaho Treasure Valley | IPCO | NW | 1952-03-01 | 2050-12-31 | 27.6 | 100% | 27.6 | 27.6 |  |  | Hydro | Hydro_Standard | Hydro | NW_Hydro |  |  |  |  | 1952 | 2050 | 0 | NW | 27.6 | 1 | 1 | 1 | #VALUE! | 1
| C_J_Strike_2 | C J Strike-2 | teppc | IPTV | IPTV | Idaho Treasure Valley | IPCO | NW | 1952-03-01 | 2050-12-31 | 27.6 | 100% | 27.6 | 27.6 |  |  | Hydro | Hydro_Standard | Hydro | NW_Hydro |  |  |  |  | 1952 | 2050 | 0 | NW | 27.6 | 1 | 1 | 1 | #VALUE! | 1
| C_J_Strike_3 | C J Strike-3 | teppc | IPTV | IPTV | Idaho Treasure Valley | IPCO | NW | 1952-03-01 | 2050-12-31 | 27.6 | 100% | 27.6 | 27.6 |  |  | Hydro | Hydro_Standard | Hydro | NW_Hydro |  |  |  |  | 1952 | 2050 | 0 | NW | 27.6 | 1 | 1 | 1 | #VALUE! | 1
| C_Lenzie_CC1 | C_LenzieCC1 (Total CC Plant) | teppc | NEVP | NEVP | Nevada Power Company | NEVP | SW | 2006-02-01 | 2042-12-31 | 585 | 100% | 585 | 585 |  |  | CCWhole-NatGas-Industrial | CC_NG | CC | SW_CCGT |  |  |  |  | 2006 | 2042 | 0 | SW | 585 | 1 | 1 | 1 | #VALUE! | 1
| C_Lenzie_CC2 | C_LenzieCC2 (Total CC Plant) | teppc | NEVP | NEVP | Nevada Power Company | NEVP | SW | 2006-04-01 | 2042-12-31 | 585 | 100% | 585 | 585 |  |  | CCWhole-NatGas-Industrial | CC_NG | CC | SW_CCGT |  |  |  |  | 2006 | 2042 | 0 | SW | 585 | 1 | 1 | 1 | #VALUE! | 1
| Cabin_Creek_A | Cabin Creek A | teppc | PSCO | PSCO | Public Service Company of Colorado | PSCO | Excluded | 1973-10-01 | 2050-12-31 | 162 | 100% | 162 | 162 |  |  | PS-Hydro | Hydro_PumpedStorage | PSH | Excluded_Pumped_Hydro |  |  |  |  | 1974 | 2050 | 0 | Excluded | 162 | 1 | 1 | 1 | #VALUE! | 1
| Cabin_Creek_B | Cabin Creek B | teppc | PSCO | PSCO | Public Service Company of Colorado | PSCO | Excluded | 1966-12-01 | 2050-12-31 | 162 | 100% | 162 | 162 |  |  | PS-Hydro | Hydro_PumpedStorage | PSH | Excluded_Pumped_Hydro |  |  |  |  | 1967 | 2050 | 0 | Excluded | 162 | 1 | 1 | 1 | #VALUE! | 1
| CabinetGorge1 | Cabinet Gorge-1 | teppc | AVA | AVA | Avista Corp. | BPAT | NW | 1953-08-01 | 2050-12-31 | 59.4 | 100% | 59.4 | 59.4 |  |  | Hydro | Hydro_Standard | Hydro | NW_Hydro |  |  |  |  | 1954 | 2050 | 0 | NW | 59.4 | 1 | 1 | 1 | #VALUE! | 1
| CabinetGorge2 | Cabinet Gorge-2 | teppc | AVA | AVA | Avista Corp. | BPAT | NW | 1953-02-01 | 2050-12-31 | 73.2 | 100% | 73.2 | 73.2 |  |  | Hydro | Hydro_Standard | Hydro | NW_Hydro |  |  |  |  | 1953 | 2050 | 0 | NW | 73.2 | 1 | 1 | 1 | #VALUE! | 1
| CabinetGorge3 | Cabinet Gorge-3 | teppc | AVA | AVA | Avista Corp. | BPAT | NW | 1952-11-01 | 2050-12-31 | 73.2 | 100% | 73.2 | 73.2 |  |  | Hydro | Hydro_Standard | Hydro | NW_Hydro |  |  |  |  | 1953 | 2050 | 0 | NW | 73.2 | 1 | 1 | 1 | #VALUE! | 1
| CabinetGorge4 | Cabinet Gorge-4 | teppc | AVA | AVA | Avista Corp. | BPAT | NW | 1952-09-01 | 2050-12-31 | 59.4 | 100% | 59.4 | 59.4 |  |  | Hydro | Hydro_Standard | Hydro | NW_Hydro |  |  |  |  | 1953 | 2050 | 0 | NW | 59.4 | 1 | 1 | 1 | #VALUE! | 1
| CABZON_1_WINDA1 | Cabazon Wind Project | caiso | SCE | SCE | Southern California Edison | SCE | CAISO | 2002-08-31 | 2050-12-31 | 41 | 100% | 41 | 41 |  |  | n/a | wind_onshorewind | Wind | CAISO_Wind |  |  |  |  | 2003 | 2050 | 0 | CAISO | 41 | 1 | 1 | 1 | #VALUE! | 1
| CacheCreekLandfill | Cache Creek Landfill Gas Utilization Plant-1_IPP-CCL | teppc | BCHA | BCHA | British Columbia Transmission Company | BCHA_AESO | Excluded | 2014-09-01 | 2033-03-31 | 4.8 | 100% | 4.8 | 4.8 |  |  | Bio-ST | ST_Biomass | Biomass/Wood | Excluded_Biomass |  |  |  |  | 2015 | 2032 | 0 | Excluded | 4.8 | 1 | 1 | 1 | #VALUE! | 1
| Cairo_Jt_Solar |  | teppc | IPTV | IPTV | Idaho Treasure Valley | IPCO | NW | 1950-01-01 | 2050-12-31 | 3 | 100% | 3 | 3 |  |  | Solar | PVgeneric_sun | Solar_Fixed | NW_Solar |  |  |  |  | 1950 | 2050 | 0 | NW | 3 | 1 | 1 | 1 | #VALUE! | 1
| CALFTN_2_SOLAR | California Flats North | caiso | PGE_Valley | PGE_Valley | Pacific Gas and Electric Valley | PGE_Valley | CAISO | 2017-11-29 | 2050-12-31 | 130 | 100% | 130 | 130 |  |  | PVgeneric_sun | PVgeneric_sun | Solar_Fixed | CAISO_Solar |  |  |  |  | 2018 | 2050 | 0 | CAISO | 130 | 1 | 1 | 1 | #VALUE! | 1
| CALFTS_2_CFSSR1 |  | caiso | PGE_Valley | PGE_Valley | Pacific Gas and Electric Valley | PGE_Valley | CAISO | 2019-03-05 | 2050-12-31 | 150 | 100% | 150 | 150 |  |  | PVgeneric_sun | PVgeneric_sun | Solar_Fixed | CAISO_Solar |  |  |  |  | 2019 | 2050 | 0 | CAISO | 150 | 1 | 1 | 1 | #VALUE! | 1
| CALGEN_1_UNITS | Coso Navy 1 | caiso | SCE | SCE | Southern California Edison | SCE | CAISO | 1987-07-13 | 2050-12-31 | 92.2 | 115.3% | 92.2 | 80 |  |  | n/a | Geothermal_steam | Geothermal | CAISO_Geothermal |  |  |  |  | 1988 | 2050 | 0 | CAISO | 80 | 1 | 1 | 1 | #VALUE! | 1
| CALPIN_1_AGNEW | Agnews Power Plant | caiso | PGE_Bay | PGE_Bay | Pacific Gas and Electric Bay | PGE_Bay | CAISO | 1990-10-19 | 2050-12-31 | 28.56 | 100% | 28.56 | 28.56 |  |  | CCWhole-NatGas-Aero | CC_NG | CC | CAISO_CCGT2 |  |  |  |  | 1991 | 2050 | 0 | CAISO | 28.56 | 1 | 1 | 1 | #VALUE! | 1
| CalpineCC_Total | CalpineCC (Total CC Plant) | teppc | AESO | AESO | Alberta Electric System Operator | BCHA_AESO | Excluded | 2003-01-01 | 2050-12-01 | 300 | 100% | 300 | 300 |  |  | CCWhole-NatGas-Industrial | CC_NG | CC | Excluded_CCGT |  |  |  |  | 2003 | 2050 | 0 | Excluded | 300 | 1 | 1 | 1 | #VALUE! | 1
| CALPSS_6_SOLAR1 | Calipatria Solar Farm | caiso | IID | SDGE | San Diego Gas and Electric | SDGE | CAISO | 2016-02-12 | 2050-12-31 | 19.9 | 100% | 19.9 | 19.9 |  |  | PVgeneric_sun | PVgeneric_sun | Solar_Fixed | CAISO_Solar |  |  |  |  | 2016 | 2050 | 0 | CAISO | 19.9 | 1 | 1 | 1 | #VALUE! | 1
| CAMCHE_1_PL1X3 | CAMANCHE UNITS 1, 2 & 3 AGGREGATE | caiso | PGE_Valley | PGE_Valley | Pacific Gas and Electric Valley | PGE_Valley | CAISO | 1983-01-01 | 2050-12-31 | 9.99 | 100% | 9.99 | 9.99 |  |  | n/a | Hydro_Standard | Hydro | CAISO_Hydro |  |  |  |  | 1983 | 2050 | 0 | CAISO | 9.99 | 1 | 1 | 1 | #VALUE! | 1
| Cameron | Cameron | rps | SDGE | SDG&E | San Diego Gas and Electric | SDGE | CAISO | 2021-07-15 | 2050-12-31 | 2.4 | 100% | 2.4 | 2.4 |  |  | Solar PV - Ground mountSolar: Fixed Tilt | FixedPV_sun | Solar_Fixed | CAISO_Solar |  |  |  |  | 2022 | 2050 | 0 | CAISO | 2.4 | 0.95 | 1 | 1 | #VALUE! | 1
| Camino_1 | Camino H1 | teppc | BANC | BANC | Balancing Authority of Northern California | SMUD | BANC | 1963-10-01 | 2050-01-01 | 75 | 100% | 75 | 75 |  |  | Hydro | Hydro_Standard | Hydro | BANC_Hydro |  |  |  |  | 1964 | 2049 | 0 | BANC | 75 | 1 | 1 | 1 | #VALUE! | 1
| Camino_2 | Camino H2 | teppc | BANC | BANC | Balancing Authority of Northern California | SMUD | BANC | 1968-08-01 | 2050-01-01 | 75 | 100% | 75 | 75 |  |  | Hydro | Hydro_Standard | Hydro | BANC_Hydro |  |  |  |  | 1969 | 2049 | 0 | BANC | 75 | 1 | 1 | 1 | #VALUE! | 1
| CAMLOT_2_SOLAR1 | Camelot | caiso | PGE_Valley | PGE_Valley | Pacific Gas and Electric Valley | PGE_Valley | CAISO | 2014-12-11 | 2050-12-31 | 45 | 100% | 45 | 45 |  |  | n/a | PVgeneric_sun | Solar_Fixed | CAISO_Solar |  |  |  |  | 2015 | 2050 | 0 | CAISO | 45 | 1 | 1 | 1 | #VALUE! | 1
| CAMLOT_2_SOLAR2 | Columbia Two | caiso | SCE | SCE | Southern California Edison | SCE | CAISO | 2014-12-10 | 2050-12-31 | 15 | 100% | 15 | 15 |  |  | n/a | PVgeneric_sun | Solar_Fixed | CAISO_Solar |  |  |  |  | 2015 | 2050 | 0 | CAISO | 15 | 1 | 1 | 1 | #VALUE! | 1
| Campbell_Hill | Campbell Hill Windpower-CHWF | teppc | PAWY | PAWY | Wyoming, PACE Utility | PACE | NW | 2009-11-01 | 2050-12-31 | 100.5 | 100% | 100.5 | 100.5 |  |  | WT-Onshore | wind_onshorewind | Wind | NW_Wind |  |  |  |  | 2010 | 2050 | 0 | NW | 100.5 | 1 | 1 | 1 | #VALUE! | 1
| CAMPFW_7_FARWST | CAMP FAR WEST HYDRO | caiso | PGE_Valley | PGE_Valley | Pacific Gas and Electric Valley | PGE_Valley | CAISO | 1985-01-01 | 2050-12-31 | 8 | 100% | 8 | 8 |  |  | n/a | Hydro_Standard | Hydro | CAISO_Small_Hydro | BANC | 8 |  |  | 1985 | 2050 | 0 | BANC | 8 | 1 | 1 | 1 | #VALUE! | 1
| CampReedWind | Camp Reed-CRWP | teppc | IPMV | IPMV | Idaho Magic Valley | IPCO | NW | 2010-12-21 | 2050-12-31 | 100.5 | 100% | 100.5 | 100.5 |  |  | WT-Onshore | wind_onshorewind | Wind | NW_Wind |  |  |  |  | 2011 | 2050 | 0 | NW | 100.5 | 1 | 1 | 1 | #VALUE! | 1
| Camrose_1 | Cargill Camrose CT1 | teppc | AESO | AESO | Alberta Electric System Operator | BCHA_AESO | Excluded | 2015-06-30 | 2050-12-31 | 11.3 | 100% | 11.3 | 11.3 |  |  | CT-AB-Cogen | Cogen_NG | Cogen | Excluded_CHP |  |  |  |  | 2015 | 2050 | 0 | Excluded | 11.3 | 1 | 1 | 1 | #VALUE! | 1
| CANCARB1_1 | CANCARB 1-1 | teppc | BCHA | BCHA | British Columbia Transmission Company | BCHA_AESO | Excluded | 2000-12-01 | 2050-12-01 | 36 | 100% | 36 | 36 |  |  | Bio-ST | ST_Biomass | Biomass/Wood | Excluded_Biomass |  |  |  |  | 2001 | 2050 | 0 | Excluded | 36 | 1 | 1 | 1 | #VALUE! | 1
| Canoe_Creek | Canoe Creek Hydro-1_Canoe Creek Hydro-1_IPP-CNK | teppc | BCHA | BCHA | British Columbia Transmission Company | BCHA_AESO | Excluded | 2010-06-21 | 2050-06-13 | 5.5 | 100% | 5.5 | 5.5 |  |  | Hydro | Hydro_Standard | Hydro | Excluded_Hydro |  |  |  |  | 2010 | 2049 | 0 | Excluded | 5.5 | 1 | 1 | 1 | #VALUE! | 1
| CANTUA_1_SOLAR |  | caiso | PGE_Valley | PGE_Valley | Pacific Gas and Electric Valley | PGE_Valley | CAISO | 2012-07-25 | 2050-12-31 | 20 | 100% | 20 | 20 |  |  | n/a | PVgeneric_sun | Solar_Fixed | CAISO_Solar |  |  |  |  | 2013 | 2050 | 0 | CAISO | 20 | 1 | 1 | 1 | #VALUE! | 1
| Canyon_Ferry_1 | Canyon Ferry-1 | teppc | NWMT | NWMT | NorthWestern Energy | NWMT_WAUW | NW | 1953-12-01 | 2050-12-31 | 16.6 | 100% | 16.6 | 16.6 |  |  | Hydro | Hydro_Standard | Hydro | NW_Hydro |  |  |  |  | 1954 | 2050 | 0 | NW | 16.6 | 1 | 1 | 1 | #VALUE! | 1
| Canyon_Ferry_2 | Canyon Ferry-2 | teppc | NWMT | NWMT | NorthWestern Energy | NWMT_WAUW | NW | 1954-04-01 | 2050-12-31 | 16.6 | 100% | 16.6 | 16.6 |  |  | Hydro | Hydro_Standard | Hydro | NW_Hydro |  |  |  |  | 1954 | 2050 | 0 | NW | 16.6 | 1 | 1 | 1 | #VALUE! | 1
| Canyon_Ferry_3 | Canyon Ferry-3 | teppc | NWMT | NWMT | NorthWestern Energy | NWMT_WAUW | NW | 1954-03-01 | 2050-12-31 | 16.6 | 100% | 16.6 | 16.6 |  |  | Hydro | Hydro_Standard | Hydro | NW_Hydro |  |  |  |  | 1954 | 2050 | 0 | NW | 16.6 | 1 | 1 | 1 | #VALUE! | 1
| Canyon_Springs | Canyon Springs-1 | teppc | IPFE | IPFE | Idaho Far East | IPCO | NW | 1984-10-01 | 2030-04-15 | 0.13 | 100% | 0.13 | 0.13 |  |  | Hydro | Hydro_Standard | Hydro | NW_Hydro |  |  |  |  | 1985 | 2029 | 0 | NW | 0.13 | 1 | 1 | 1 | #VALUE! | 1
| CapeScott1 | Cape Scott (formerly Knob Hill Wind)-_IPP-CSS1 | teppc | BCHA | BCHA | British Columbia Transmission Company | BCHA_AESO | Excluded | 2013-10-15 | 2033-10-15 | 18 | 100% | 18 | 18 |  |  | WT-Onshore | wind_onshorewind | Wind | Excluded_Wind | CAISO | 18 |  |  | 2014 | 2033 | 0 | CAISO | 18 | 1 | 1 | 1 | #VALUE! | 1
| CapeScott2 | Cape Scott (formerly Knob Hill Wind)-_IPP-CSS2 | teppc | BCHA | BCHA | British Columbia Transmission Company | BCHA_AESO | Excluded | 2013-10-15 | 2033-10-15 | 19.8 | 100% | 19.8 | 19.8 |  |  | WT-Onshore | wind_onshorewind | Wind | Excluded_Wind | CAISO | 19.8 |  |  | 2014 | 2033 | 0 | CAISO | 19.8 | 1 | 1 | 1 | #VALUE! | 1
| CapeScott3 | Cape Scott (formerly Knob Hill Wind)-_IPP-CSS3 | teppc | BCHA | BCHA | British Columbia Transmission Company | BCHA_AESO | Excluded | 2013-10-15 | 2033-10-15 | 18 | 100% | 18 | 18 |  |  | WT-Onshore | wind_onshorewind | Wind | Excluded_Wind | CAISO | 18 |  |  | 2014 | 2033 | 0 | CAISO | 18 | 1 | 1 | 1 | #VALUE! | 1
| CapeScott4 | Cape Scott (formerly Knob Hill Wind)-_IPP-CSS4 | teppc | BCHA | BCHA | British Columbia Transmission Company | BCHA_AESO | Excluded | 2013-10-15 | 2033-10-15 | 23.4 | 100% | 23.4 | 23.4 |  |  | WT-Onshore | wind_onshorewind | Wind | Excluded_Wind | CAISO | 23.4 |  |  | 2014 | 2033 | 0 | CAISO | 23.4 | 1 | 1 | 1 | #VALUE! | 1
| CapeScott5 | Cape Scott (formerly Knob Hill Wind)-_IPP-CSS5 | teppc | BCHA | BCHA | British Columbia Transmission Company | BCHA_AESO | Excluded | 2013-10-15 | 2033-10-15 | 19.8 | 100% | 19.8 | 19.8 |  |  | WT-Onshore | wind_onshorewind | Wind | Excluded_Wind | CAISO | 19.8 |  |  | 2014 | 2033 | 0 | CAISO | 19.8 | 1 | 1 | 1 | #VALUE! | 1
| CAPMAD_1_UNIT_1 |  | caiso | PGE_Valley | PGE_Valley | Pacific Gas and Electric Valley | PGE_Valley | CAISO | 2001-05-16 | 2014-07-24 | 4.64 | 100% | 4.64 | 4.64 |  |  | n/a |  |  | 0 |  |  |  |  | 2001 | 2014 | 0 | CAISO | 4.64 | 1 | 1 | 1 | #VALUE! | 1
| CAPWD_1_QF |  | caiso | SCE | SCE | Southern California Edison | SCE | CAISO | 1985-03-15 | 2050-12-31 | 19.55 | 100% | 19.55 | 19.55 |  |  | n/a | wind_onshorewind | Wind | CAISO_Wind |  |  |  |  | 1985 | 2050 | 0 | CAISO | 19.55 | 1 | 1 | 1 | #VALUE! | 1
| CARBOU_7_PL2X3 | CARIBOU PH 1 UNIT 2 & 3 AGGREGATE | caiso | PGE_Valley | PGE_Valley | Pacific Gas and Electric Valley | PGE_Valley | CAISO | 1921-01-01 | 2050-12-31 | 49 | 100% | 49 | 49 |  |  | n/a | Hydro_Standard | Hydro | CAISO_Hydro |  |  |  |  | 1921 | 2050 | 0 | CAISO | 49 | 1 | 1 | 1 | #VALUE! | 1
| CARBOU_7_PL4X5 | CARIBOU PH 2 UNIT 4 & 5 AGGREGATE | caiso | PGE_Valley | PGE_Valley | Pacific Gas and Electric Valley | PGE_Valley | CAISO | 1958-01-01 | 2050-12-31 | 120 | 100% | 120 | 120 |  |  | n/a | Hydro_Standard | Hydro | CAISO_Hydro |  |  |  |  | 1958 | 2050 | 0 | CAISO | 120 | 1 | 1 | 1 | #VALUE! | 1
| CARBOU_7_UNIT_1 | CARIBOU PH 1 UNIT 1 | caiso | PGE_Valley | PGE_Valley | Pacific Gas and Electric Valley | PGE_Valley | CAISO | 1921-01-01 | 2050-12-31 | 24 | 100% | 24 | 24 |  |  | n/a | Hydro_Standard | Hydro | CAISO_Hydro |  |  |  |  | 1921 | 2050 | 0 | CAISO | 24 | 1 | 1 | 1 | #VALUE! | 1
| CargillB6Bio1 | Cargill B6 Biofactory-1 | teppc | CISC | CISC | Southern California Edison | SCE | CAISO | 2009-09-01 | 2050-12-31 | 0 | 0% |  | 1.1 |  |  | Bio-ICE | ICE_Biomass | Biomass/Wood | CAISO_Biomass |  |  |  |  | 2010 | 2050 | 0 | CAISO | 1.1 | 1 | 1 | 1 | #VALUE! | 1
| CargillB6Bio2 | Cargill B6 Biofactory-2 | teppc | CISC | CISC | Southern California Edison | SCE | CAISO | 2009-09-01 | 2050-12-31 | 0 | 0% |  | 1.1 |  |  | Bio-ICE | ICE_Biomass | Biomass/Wood | CAISO_Biomass |  |  |  |  | 2010 | 2050 | 0 | CAISO | 1.1 | 1 | 1 | 1 | #VALUE! | 1
| CargillDryCreekBio1 | Cargill Dry Creek Biofactory-GS1 | teppc | IPFE | IPFE | Idaho Far East | IPCO | NW | 2008-08-28 | 2050-12-31 | 0.8 | 100% | 0.8 | 0.8 |  |  | Bio-ICE | ICE_Biomass | Biomass/Wood | NW_Biomass |  |  |  |  | 2009 | 2050 | 0 | NW | 0.8 | 1 | 1 | 1 | #VALUE! | 1
| CargillDryCreekBio2 | Cargill Dry Creek Biofactory-GS2 | teppc | IPFE | IPFE | Idaho Far East | IPCO | NW | 2008-08-28 | 2050-12-31 | 0.8 | 100% | 0.8 | 0.8 |  |  | Bio-ICE | ICE_Biomass | Biomass/Wood | NW_Biomass |  |  |  |  | 2009 | 2050 | 0 | NW | 0.8 | 1 | 1 | 1 | #VALUE! | 1
| CargillDryCreekBio3 | Cargill Dry Creek Biofactory-GS3 | teppc | IPFE | IPFE | Idaho Far East | IPCO | NW | 2008-08-28 | 2050-12-31 | 0.8 | 100% | 0.8 | 0.8 |  |  | Bio-ICE | ICE_Biomass | Biomass/Wood | NW_Biomass |  |  |  |  | 2009 | 2050 | 0 | NW | 0.8 | 1 | 1 | 1 | #VALUE! | 1
| CariboPulpPaper1 | Cariboo Pulp & Paper-1¦CBP-13-1 | teppc | BCHA | BCHA | British Columbia Transmission Company | BCHA_AESO | Excluded | 2012-09-01 | 2040-10-30 | 30.65 | 100% | 30.65 | 30.65 |  |  | Bio-ST | ST_Biomass | Biomass/Wood | Excluded_Biomass |  |  |  |  | 2013 | 2040 | 0 | Excluded | 30.65 | 1 | 1 | 1 | #VALUE! | 1
| CariboPulpPaper2 | Cariboo Pulp & Paper-2¦CBP-13-2 | teppc | BCHA | BCHA | British Columbia Transmission Company | BCHA_AESO | Excluded | 2012-09-01 | 2040-10-30 | 30.65 | 100% | 30.65 | 30.65 |  |  | Bio-ST | ST_Biomass | Biomass/Wood | Excluded_Biomass |  |  |  |  | 2013 | 2040 | 0 | Excluded | 30.65 | 1 | 1 | 1 | #VALUE! | 1
| CARLS1_2_CARCT1 | CARLS1_2_CTG7 | caiso | SDGE | SDGE | San Diego Gas and Electric | SDGE | CAISO | 2018-12-01 | 2050-12-31 | 422 | 100% | 422 | 422 |  |  | COMBUSTION TURBINE_NATURAL GAS | CT_NG | CT | CAISO_Peaker1 |  |  |  |  | 2019 | 2050 | 0 | CAISO | 422 | 1 | 1 | 1 | #VALUE! | 1
| CARLS2_1_CARCT1 |  | caiso | SDGE | SDGE | San Diego Gas and Electric | SDGE | CAISO | 2018-12-01 | 2050-12-31 | 105.5 | 100% | 105.5 | 105.5 |  |  | CT_NG | CT_NG | CT | CAISO_Peaker1 |  |  |  |  | 2019 | 2050 | 0 | CAISO | 105.5 | 1 | 1 | 1 | #VALUE! | 1
| Carmen_Smith_1 | Carmen Smith-1 | teppc | BPAT | BPAT | Bonneville Power Administration – Transmission | BPAT | NW | 1963-08-01 | 2050-12-31 | 52.2 | 100% | 52.2 | 52.2 |  |  | Hydro | Hydro_Standard | Hydro | NW_Hydro |  |  |  |  | 1964 | 2050 | 0 | NW | 52.2 | 1 | 1 | 1 | #VALUE! | 1
| Carmen_Smith_2 | Carmen Smith-2 | teppc | BPAT | BPAT | Bonneville Power Administration – Transmission | BPAT | NW | 1963-08-01 | 2050-12-31 | 52.2 | 100% | 52.2 | 52.2 |  |  | Hydro | Hydro_Standard | Hydro | NW_Hydro |  |  |  |  | 1964 | 2050 | 0 | NW | 52.2 | 1 | 1 | 1 | #VALUE! | 1
| Carmen_Smith_3 | Carmen Smith-3 | teppc | BPAT | BPAT | Bonneville Power Administration – Transmission | BPAT | NW | 1963-08-01 | 2050-12-31 | 9.9 | 100% | 9.9 | 9.9 |  |  | Hydro | Hydro_Standard | Hydro | NW_Hydro |  |  |  |  | 1964 | 2050 | 0 | NW | 9.9 | 1 | 1 | 1 | #VALUE! | 1
| CarmonCreekCC1 | Shell Carmon Creek 1 | teppc | BCHA | BCHA | British Columbia Transmission Company | BCHA_AESO | Excluded | 2015-08-01 | 2050-12-31 | 200 | 100% | 200 | 200 |  |  | CCWhole-NatGas-Industrial | CC_NG | CC | Excluded_CCGT |  |  |  |  | 2016 | 2050 | 0 | Excluded | 200 | 1 | 1 | 1 | #VALUE! | 1
| CarmonCreekCC2 | Shell Carmon Creek 2 | teppc | BCHA | BCHA | British Columbia Transmission Company | BCHA_AESO | Excluded | 2015-11-01 | 2050-12-31 | 200 | 100% | 200 | 200 |  |  | CCWhole-NatGas-Industrial | CC_NG | CC | Excluded_CCGT |  |  |  |  | 2016 | 2050 | 0 | Excluded | 200 | 1 | 1 | 1 | #VALUE! | 1
| CarmonCreekCC3 | Shell Carmon Creek 3 | teppc | BCHA | BCHA | British Columbia Transmission Company | BCHA_AESO | Excluded | 2016-02-01 | 2050-12-31 | 200 | 100% | 200 | 200 |  |  | CCWhole-NatGas-Industrial | CC_NG | CC | Excluded_CCGT |  |  |  |  | 2016 | 2050 | 0 | Excluded | 200 | 1 | 1 | 1 | #VALUE! | 1
| Carousel_Wind | Carousel Wind Farm (Kit Carson) CW1 | teppc | WACM | WACM | Western Area Power Administration, Colorado-Missouri Region | WACM | Excluded | 2015-12-01 | 2050-12-31 | 149.6 | 100% | 149.6 | 149.6 |  |  | WT-Onshore | wind_onshorewind | Wind | Excluded_Wind |  |  |  |  | 2016 | 2050 | 0 | Excluded | 149.6 | 1 | 1 | 1 | #VALUE! | 1
| Carsela1_1 | Carsela1-1 | teppc | AESO | AESO | Alberta Electric System Operator | BCHA_AESO | Excluded | 2001-09-01 | 2050-12-01 | 40 | 100% | 40 | 40 |  |  | CT-NatGas-Industrial | CT_NG | CT | Excluded_Peaker |  |  |  |  | 2002 | 2050 | 0 | Excluded | 40 | 1 | 1 | 1 | #VALUE! | 1
| Carsela2_2 | Carsela2-2 | teppc | AESO | AESO | Alberta Electric System Operator | BCHA_AESO | Excluded | 2001-09-01 | 2050-12-01 | 40 | 100% | 40 | 40 |  |  | CT-AB-Cogen | Cogen_NG | Cogen | Excluded_CHP |  |  |  |  | 2002 | 2050 | 0 | Excluded | 40 | 1 | 1 | 1 | #VALUE! | 1
| Carson_Ice_CC | Carson Ice Cogen (Total CC Plant) | teppc | BANC | BANC | Balancing Authority of Northern California | SMUD | BANC | 1995-10-01 | 2050-12-31 | 62.7 | 100% | 62.7 | 62.7 |  |  | CCWhole-NatGas-Aero | CC_NG | CC | BANC_CCGT |  |  |  |  | 1996 | 2050 | 0 | BANC | 62.7 | 1 | 1 | 1 | #VALUE! | 1
| Carson_Ice_Peaker | Carson Ice Cogeneration CT CCCT | teppc | BANC | BANC | Balancing Authority of Northern California | SMUD | BANC | 1995-10-01 | 2050-12-31 | 42 | 100% | 42 | 42 |  |  | CT-NatGas-Industrial | CT_NG | CT | BANC_Peaker |  |  |  |  | 1996 | 2050 | 0 | BANC | 42 | 1 | 1 | 1 | #VALUE! | 1
| CarsonCreek_1 | Pengrowth Carson Creek 1 | teppc | BCHA | BCHA | British Columbia Transmission Company | BCHA_AESO | Excluded | 2014-02-01 | 2050-12-31 | 15 | 100% | 15 | 15 |  |  | CT-NatGas-Industrial | CT_NG | CT | Excluded_Peaker |  |  |  |  | 2014 | 2050 | 0 | Excluded | 15 | 1 | 1 | 1 | #VALUE! | 1
| CartyGenStaCC_Total | Carty Generating Station Total CC Plant | teppc | PGE | PGE | Portland General Electric Company | PortlandGE | NW | 2016-01-01 | 2050-12-31 | 440 | 100% | 440 | 440 |  |  | CCWhole-NatGas-Industrial | CC_NG | CC | NW_CCGT |  |  |  |  | 2016 | 2050 | 0 | NW | 440 | 1 | 1 | 1 | #VALUE! | 1
| CartyGenStaCC2_Total | Carty Generating Station Total CC Plant | teppc | BPAT | BPAT | Bonneville Power Administration – Transmission | BPAT | NW | 2021-01-01 | 2050-12-31 | 505.12 | 100% | 505.12 | 505.12 |  |  | CCWhole-NatGas-Industrial | CC_NG | CC | NW_CCGT |  |  |  |  | 2021 | 2050 | 0 | NW | 505.12 | 1 | 1 | 1 | #VALUE! | 1
| Casa_Mesa_Wind | EL_CABO_1 | teppc | PNM | PNM | Public Service Company of New Mexico | PNM_EPE | SW | 2017-06-01 | 2050-12-31 | 50 | 100% | 50 | 50 |  |  | WT-Onshore | wind_onshorewind | Wind | SW_Wind |  |  |  |  | 2017 | 2050 | 0 | SW | 50 | 1 | 1 | 1 | #VALUE! | 1
| Cascade_ID_1 | Cascade (Idaho)-1 | teppc | IPTV | IPTV | Idaho Treasure Valley | IPCO | NW | 1984-05-01 | 2050-12-31 | 6.2 | 100% | 6.2 | 6.2 |  |  | Hydro | Hydro_Standard | Hydro | NW_Hydro |  |  |  |  | 1984 | 2050 | 0 | NW | 6.2 | 1 | 1 | 1 | #VALUE! | 1
| Cascade_ID_2 | Cascade (Idaho)-2 | teppc | IPTV | IPTV | Idaho Treasure Valley | IPCO | NW | 1983-12-01 | 2050-12-31 | 6.2 | 100% | 6.2 | 6.2 |  |  | Hydro | Hydro_Standard | Hydro | NW_Hydro |  |  |  |  | 1984 | 2050 | 0 | NW | 6.2 | 1 | 1 | 1 | #VALUE! | 1
| Cascade1_1 | Cascade1-1 | teppc | AESO | AESO | Alberta Electric System Operator | BCHA_AESO | Excluded | 1954-01-01 | 2050-12-01 | 17 | 100% | 17 | 17 |  |  | Hydro | Hydro_Standard | Hydro | Excluded_Hydro |  |  |  |  | 1954 | 2050 | 0 | Excluded | 17 | 1 | 1 | 1 | #VALUE! | 1
| Cascade2_2 | Cascade2-2 | teppc | AESO | AESO | Alberta Electric System Operator | BCHA_AESO | Excluded | 1954-01-01 | 2050-12-01 | 18 | 100% | 18 | 18 |  |  | Hydro | Hydro_Standard | Hydro | Excluded_Hydro |  |  |  |  | 1954 | 2050 | 0 | Excluded | 18 | 1 | 1 | 1 | #VALUE! | 1
| Casper_Wind | Casper Wind Farm-CWGT | teppc | PAWY | PAWY | Wyoming, PACE Utility | PACE | NW | 2009-11-01 | 2050-12-31 | 16.5 | 100% | 16.5 | 16.5 |  |  | WT-Onshore | wind_onshorewind | Wind | NW_Wind |  |  |  |  | 2010 | 2050 | 0 | NW | 16.5 | 1 | 1 | 1 | #VALUE! | 1
| CassiaGulch | Cassia Gulch Wind Park LLC-1 | teppc | IPMV | IPMV | Idaho Magic Valley | IPCO | NW | 2009-02-18 | 2050-12-31 | 18.9 | 100% | 18.9 | 18.9 |  |  | WT-Onshore | wind_onshorewind | Wind | NW_Wind |  |  |  |  | 2009 | 2050 | 0 | NW | 18.9 | 1 | 1 | 1 | #VALUE! | 1
| CassiaWind | Cassia Wind Farm LLC-1 | teppc | IPFE | IPFE | Idaho Far East | IPCO | NW | 2009-02-01 | 2050-12-31 | 10.5 | 100% | 10.5 | 10.5 |  |  | WT-Onshore | wind_onshorewind | Wind | NW_Wind |  |  |  |  | 2009 | 2050 | 0 | NW | 10.5 | 1 | 1 | 1 | #VALUE! | 1
| Castaic_1 | Castaic 1 | teppc | LDWP | LDWP | Los Angeles Department of Water and Power | LADWP | LDWP | 2013-07-01 | 2050-12-31 | 240 | 100% | 240 | 240 |  |  | PS-Hydro | Hydro_PumpedStorage | PSH | LDWP_Existing_Pumped_Storage |  |  |  |  | 2014 | 2050 | 0 | LDWP | 240 | 1 | 1 | 1 | #VALUE! | 1
| Castaic_2 | Castaic 2 | teppc | LDWP | LDWP | Los Angeles Department of Water and Power | LADWP | LDWP | 1974-07-01 | 2050-01-01 | 250 | 100% | 250 | 250 |  |  | PS-Hydro | Hydro_PumpedStorage | PSH | LDWP_Existing_Pumped_Storage |  |  |  |  | 1975 | 2049 | 0 | LDWP | 250 | 1 | 1 | 1 | #VALUE! | 1
| Castaic_3 | Castaic 3 | teppc | LDWP | LDWP | Los Angeles Department of Water and Power | LADWP | LDWP | 1976-07-01 | 2050-01-01 | 240 | 100% | 240 | 240 |  |  | PS-Hydro | Hydro_PumpedStorage | PSH | LDWP_Existing_Pumped_Storage |  |  |  |  | 1977 | 2049 | 0 | LDWP | 240 | 1 | 1 | 1 | #VALUE! | 1
| Castaic_4 | Castaic 4 | teppc | LDWP | LDWP | Los Angeles Department of Water and Power | LADWP | LDWP | 1977-06-01 | 2050-01-01 | 240 | 100% | 240 | 240 |  |  | PS-Hydro | Hydro_PumpedStorage | PSH | LDWP_Existing_Pumped_Storage |  |  |  |  | 1977 | 2049 | 0 | LDWP | 240 | 1 | 1 | 1 | #VALUE! | 1
| Castaic_5 | Castaic 5 | teppc | LDWP | LDWP | Los Angeles Department of Water and Power | LADWP | LDWP | 1977-12-01 | 2050-01-01 | 240 | 100% | 240 | 240 |  |  | PS-Hydro | Hydro_PumpedStorage | PSH | LDWP_Existing_Pumped_Storage |  |  |  |  | 1978 | 2049 | 0 | LDWP | 240 | 1 | 1 | 1 | #VALUE! | 1
| Castaic_6 | Castaic 6 | teppc | LDWP | LDWP | Los Angeles Department of Water and Power | LADWP | LDWP | 1978-08-01 | 2050-01-01 | 250 | 100% | 250 | 250 |  |  | PS-Hydro | Hydro_PumpedStorage | PSH | LDWP_Existing_Pumped_Storage |  |  |  |  | 1979 | 2049 | 0 | LDWP | 250 | 1 | 1 | 1 | #VALUE! | 1
| Castaic_7 | Castaic Hydro 7 | teppc | LDWP | LDWP | Los Angeles Department of Water and Power | LADWP | LDWP | 1950-01-01 | 2050-12-31 | 56 | 100% | 56 | 56 |  |  | Hydro | Hydro_Standard | Hydro | LDWP_Small_Hydro |  |  |  |  | 1950 | 2050 | 0 | LDWP | 56 | 1 | 1 | 1 | #VALUE! | 1
| Castle_Creek1 | Castle Creek (formerly Benjamin Creek)-1_IPP-CSL | teppc | BCHA | BCHA | British Columbia Transmission Company | BCHA_AESO | Excluded | 2014-04-01 | 2039-03-31 | 3 | 100% | 3 | 3 |  |  | Hydro | Hydro_Standard | Hydro | Excluded_Hydro |  |  |  |  | 2014 | 2038 | 0 | Excluded | 3 | 1 | 1 | 1 | #VALUE! | 1
| Castle_Creek2 | Castle Creek (formerly Benjamin Creek)-2_IPP-CSL | teppc | BCHA | BCHA | British Columbia Transmission Company | BCHA_AESO | Excluded | 2014-04-01 | 2039-03-31 | 3 | 100% | 3 | 3 |  |  | Hydro | Hydro_Standard | Hydro | Excluded_Hydro |  |  |  |  | 2014 | 2038 | 0 | Excluded | 3 | 1 | 1 | 1 | #VALUE! | 1
| CastlerockG1_1 | CastlerockG1-1 | teppc | AESO | AESO | Alberta Electric System Operator | BCHA_AESO | Excluded | 2012-05-31 | 2050-12-31 | 115 | 100% | 115 | 115 |  |  | WT-Onshore | wind_onshorewind | Wind | Excluded_Wind |  |  |  |  | 2012 | 2050 | 0 | Excluded | 115 | 1 | 1 | 1 | #VALUE! | 1
| CASTRIV1_1 | CASTRIV1-1 | teppc | AESO | AESO | Alberta Electric System Operator | BCHA_AESO | Excluded | 2000-10-21 | 2050-12-31 | 21.1 | 100% | 21.1 | 21.1 |  |  | WT-Onshore | wind_onshorewind | Wind | Excluded_Wind |  |  |  |  | 2001 | 2050 | 0 | Excluded | 21.1 | 1 | 1 | 1 | #VALUE! | 1
| CASTRIV2_2 | CASTRIV2-2 | teppc | AESO | AESO | Alberta Electric System Operator | BCHA_AESO | Excluded | 2001-09-15 | 2050-12-31 | 18.5 | 100% | 18.5 | 18.5 |  |  | WT-Onshore | wind_onshorewind | Wind | Excluded_Wind |  |  |  |  | 2002 | 2050 | 0 | Excluded | 18.5 | 1 | 1 | 1 | #VALUE! | 1
| CASTVL_2_FCELL |  | caiso | PGE_Valley | PGE_Valley | Pacific Gas and Electric Valley | PGE_Valley | CAISO |  | 2050-12-31 | 0 | 0% |  | 1.4 |  |  | ST_Biomass | ST_Biomass | Biomass/Wood | CAISO_Biomass |  |  |  |  | 1900 | 2050 | 0 | CAISO | 1.4 | 1 | 1 | 1 | #VALUE! | 1
| CATLNA_2_SOLAR | Catalina Solar - Phases 1 and 2 | caiso | SCE | SCE | Southern California Edison | SCE | CAISO | 2012-12-15 | 2050-12-31 | 110 | 100% | 110 | 110 |  |  | n/a | PVgeneric_sun | Solar_Fixed | CAISO_Solar |  |  |  |  | 2013 | 2050 | 0 | CAISO | 110 | 1 | 1 | 1 | #VALUE! | 1
| CATLNA_2_SOLAR2 | Catalina Solar 2 | caiso | SCE | SCE | Southern California Edison | SCE | CAISO | 2015-07-22 | 2050-12-31 | 18 | 100% | 18 | 18 |  |  | n/a | PVgeneric_sun | Solar_Fixed | CAISO_Solar |  |  |  |  | 2016 | 2050 | 0 | CAISO | 18 | 1 | 1 | 1 | #VALUE! | 1
| CavalierCC_Total | CavalierCC (Total CC Plant) | teppc | AESO | AESO | Alberta Electric System Operator | BCHA_AESO | Excluded | 2001-07-01 | 2050-12-01 | 120 | 100% | 120 | 120 |  |  | CCWhole-NatGas-Aero | CC_NG | CC | Excluded_CCGT |  |  |  |  | 2002 | 2050 | 0 | Excluded | 120 | 1 | 1 | 1 | #VALUE! | 1
| CAVLSR_2_BSOLAR | California Valley Solar Ranch-Phase B | caiso | PGE_Bay | PGE_Bay | Pacific Gas and Electric Bay | PGE_Bay | CAISO | 2013-01-01 | 2050-12-31 | 40 | 100% | 40 | 40 |  |  | n/a | PVgeneric_sun | Solar_Fixed | CAISO_Solar |  |  |  |  | 2013 | 2050 | 0 | CAISO | 40 | 1 | 1 | 1 | #VALUE! | 1
| CAVLSR_2_RSOLAR | California Valley Solar Ranch-Phase A | caiso | PGE_Bay | PGE_Bay | Pacific Gas and Electric Bay | PGE_Bay | CAISO | 2013-11-01 | 2050-12-31 | 210 | 100% | 210 | 210 |  |  | n/a | PVgeneric_sun | Solar_Fixed | CAISO_Solar |  |  |  |  | 2014 | 2050 | 0 | CAISO | 210 | 1 | 1 | 1 | #VALUE! | 1
| CAYTNO_2_VASCO | Vasco Road | caiso | PGE_Bay | PGE_Bay | Pacific Gas and Electric Bay | PGE_Bay | CAISO | 2014-02-05 | 2050-12-31 | 4.3 | 100% | 4.3 | 4.3 |  |  | n/a | Biogas_ | Biogas_LandfillGas | CAISO_Biomass |  |  |  |  | 2014 | 2050 | 0 | CAISO | 4.3 | 1 | 1 | 1 | #VALUE! | 1
| CBN_BIO_13 | CBN_BIO 13 | teppc | BCHA | BCHA | British Columbia Transmission Company | BCHA_AESO | Excluded | 2018-09-30 | 2050-03-30 | 10.5 | 100% | 10.5 | 10.5 |  |  | Steam | ST_NG | Steam | Excluded_ST |  |  |  |  | 2019 | 2049 | 0 | Excluded | 10.5 | 1 | 1 | 1 | #VALUE! | 1
| CC_Creek | CC Creek-1_CC Creek-1_IPP-CCC | teppc | PSCO | PSCO | Public Service Company of Colorado | PSCO | Excluded | 2015-11-01 | 2045-10-31 | 5 | 100% | 5 | 5 |  |  | Hydro | Hydro_Standard | Hydro | Excluded_Hydro |  |  |  |  | 2016 | 2045 | 0 | Excluded | 5 | 1 | 1 | 1 | #VALUE! | 1
| CDWR07_2_GEN | WNDGPP_2_NSPIN | caiso | PGE_Valley | PGE_Valley | Pacific Gas and Electric Valley | PGE_Valley | CAISO | 1899-12-31 | 2050-12-31 | 116 | 27.93% | 116 | 415.3 |  |  | n/a | Hydro_PumpedStorage | PSH | CAISO_Existing_Pumped_Storage |  |  |  |  | 1900 | 2050 | 0 | CAISO | 415.3 | 1 | 1 | 1 | #VALUE! | 1
| Cedar_Creek_1A | Cedar Creek Wind Project 1A | teppc | PSCO | PSCO | Public Service Company of Colorado | PSCO | Excluded | 2007-11-01 | 2050-12-31 | 220 | 100% | 220 | 220 |  |  | WT-Onshore | wind_onshorewind | Wind | Excluded_Wind |  |  |  |  | 2008 | 2050 | 0 | Excluded | 220 | 1 | 1 | 1 | #VALUE! | 1
| Cedar_Creek_1B | Cedar Creek Wind Project 1B | teppc | PSCO | PSCO | Public Service Company of Colorado | PSCO | Excluded | 2007-11-01 | 2050-12-31 | 80 | 100% | 80 | 80 |  |  | WT-Onshore | wind_onshorewind | Wind | Excluded_Wind |  |  |  |  | 2008 | 2050 | 0 | Excluded | 80 | 1 | 1 | 1 | #VALUE! | 1
| Cedar_Creek_2A | Cedar Creek Wind II 1A | teppc | PSCO | PSCO | Public Service Company of Colorado | PSCO | Excluded | 2011-10-01 | 2050-12-31 | 150 | 100% | 150 | 150 |  |  | WT-Onshore | wind_onshorewind | Wind | Excluded_Wind |  |  |  |  | 2012 | 2050 | 0 | Excluded | 150 | 1 | 1 | 1 | #VALUE! | 1
| Cedar_Creek_2B | Cedar Creek Wind II 1B | teppc | PSCO | PSCO | Public Service Company of Colorado | PSCO | Excluded | 2011-10-01 | 2050-12-31 | 100 | 100% | 100 | 100 |  |  | WT-Onshore | wind_onshorewind | Wind | Excluded_Wind |  |  |  |  | 2012 | 2050 | 0 | Excluded | 100 | 1 | 1 | 1 | #VALUE! | 1
| Cedar_Draw_1 | Cedar Draw-1 | teppc | IPFE | IPFE | Idaho Far East | IPCO | NW | 1984-06-01 | 2030-04-15 | 2.3 | 100% | 2.3 | 2.3 |  |  | Hydro | Hydro_Standard | Hydro | NW_Hydro |  |  |  |  | 1984 | 2029 | 0 | NW | 2.3 | 1 | 1 | 1 | #VALUE! | 1
| Cedar_Falls_5 | Cedar Falls-5 | teppc | PSEI | PSEI | Puget Sound Energy | BPAT | NW | 1921-11-01 | 2050-12-31 | 15 | 100% | 15 | 15 |  |  | Hydro | Hydro_Standard | Hydro | NW_Hydro |  |  |  |  | 1922 | 2050 | 0 | NW | 15 | 1 | 1 | 1 | #VALUE! | 1
| Cedar_Falls_6 | Cedar Falls-6 | teppc | PSEI | PSEI | Puget Sound Energy | BPAT | NW | 1929-11-01 | 2050-12-31 | 15 | 100% | 15 | 15 |  |  | Hydro | Hydro_Standard | Hydro | NW_Hydro |  |  |  |  | 1930 | 2050 | 0 | NW | 15 | 1 | 1 | 1 | #VALUE! | 1
| Cedar_Point | Cedar Point Wind Farm 1-139 | teppc | PSCO | PSCO | Public Service Company of Colorado | PSCO | Excluded | 2011-11-01 | 2050-12-31 | 250 | 100% | 250 | 250 |  |  | WT-Onshore | wind_onshorewind | Wind | Excluded_Wind |  |  |  |  | 2012 | 2050 | 0 | Excluded | 250 | 1 | 1 | 1 | #VALUE! | 1
| Cedar_Road_LFG | Cedar Road LFG Inc.-1_Cedar Road LFG Inc.-1_IPP-NLG | teppc | BCHA | BCHA | British Columbia Transmission Company | BCHA_AESO | Excluded | 2009-10-01 | 2029-11-27 | 1.26 | 100% | 1.26 | 1.26 |  |  | Bio-ST | ST_Biomass | Biomass/Wood | Excluded_Biomass |  |  |  |  | 2010 | 2029 | 0 | Excluded | 1.26 | 1 | 1 | 1 | #VALUE! | 1
| CEDRCK_6_UNIT | Water Wheel Ranch | caiso | PGE_Valley | PGE_Valley | Pacific Gas and Electric Valley | PGE_Valley | CAISO | 1984-03-22 | 2050-12-31 | 0.98 | 100% | 0.98 | 0.98 |  |  | n/a | Hydro_Standard | Hydro | CAISO_Small_Hydro |  |  |  |  | 1984 | 2050 | 0 | CAISO | 0.98 | 1 | 1 | 1 | #VALUE! | 1
| CEDUCR_2_SOLAR1 | Ducor Solar 1 | caiso | SCE | SCE | Southern California Edison | SCE | CAISO | 2016-12-23 | 2050-12-31 | 20 | 100% | 20 | 20 |  |  | PVgeneric_sun | PVgeneric_sun | Solar_Fixed | CAISO_Solar |  |  |  |  | 2017 | 2050 | 0 | CAISO | 20 | 1 | 1 | 1 | #VALUE! | 1
| CEDUCR_2_SOLAR2 | Ducor Solar 2 | caiso | SCE | SCE | Southern California Edison | SCE | CAISO | 2016-12-23 | 2050-12-31 | 20 | 100% | 20 | 20 |  |  | PVgeneric_sun | PVgeneric_sun | Solar_Fixed | CAISO_Solar |  |  |  |  | 2017 | 2050 | 0 | CAISO | 20 | 1 | 1 | 1 | #VALUE! | 1
| CEDUCR_2_SOLAR3 | Ducor Solar 3 | caiso | SCE | SCE | Southern California Edison | SCE | CAISO | 2016-12-23 | 2050-12-31 | 15 | 100% | 15 | 15 |  |  | PVgeneric_sun | PVgeneric_sun | Solar_Fixed | CAISO_Solar |  |  |  |  | 2017 | 2050 | 0 | CAISO | 15 | 1 | 1 | 1 | #VALUE! | 1
| CEDUCR_2_SOLAR4 | Ducor Solar 4 | caiso | SCE | SCE | Southern California Edison | SCE | CAISO | 2016-12-23 | 2050-12-31 | 20 | 100% | 20 | 20 |  |  | PVgeneric_sun | PVgeneric_sun | Solar_Fixed | CAISO_Solar |  |  |  |  | 2017 | 2050 | 0 | CAISO | 20 | 1 | 1 | 1 | #VALUE! | 1
| Celgar_1 | Celgar-1_Celgar-1_FBC-CEL | teppc | BCHA | BCHA | British Columbia Transmission Company | BCHA_AESO | Excluded | 2010-10-01 | 2040-09-27 | 40.67 | 100% | 40.67 | 40.67 |  |  | Bio-ST | ST_Biomass | Biomass/Wood | Excluded_Biomass |  |  |  |  | 2011 | 2040 | 0 | Excluded | 40.67 | 1 | 1 | 1 | #VALUE! | 1
| Celgar_2 | Celgar-2_Celgar-2_FBC-CEL | teppc | BCHA | BCHA | British Columbia Transmission Company | BCHA_AESO | Excluded | 2010-10-01 | 2040-09-27 | 37.33 | 100% | 37.33 | 37.33 |  |  | Bio-ST | ST_Biomass | Biomass/Wood | Excluded_Biomass |  |  |  |  | 2011 | 2040 | 0 | Excluded | 37.33 | 1 | 1 | 1 | #VALUE! | 1
| CENTER_2_RHONDO | MWD Rio Hondo Hydroelectric Recovery Pla | caiso | SCE | SCE | Southern California Edison | SCE | CAISO | 1984-01-01 | 2050-12-31 | 1.91 | 100% | 1.91 | 1.91 |  |  | n/a | Hydro_Standard | Hydro | CAISO_Hydro |  |  |  |  | 1984 | 2050 | 0 | CAISO | 1.91 | 1 | 1 | 1 | #VALUE! | 1
| CENTER_2_SOLAR1 | Pico Rivera | caiso | SCE | SCE | Southern California Edison | SCE | CAISO | 2015-11-20 | 2050-12-31 | 0.9 | 100% | 0.9 | 0.9 |  |  | n/a | PVgeneric_sun | Solar_Fixed | CAISO_Solar |  |  |  |  | 2016 | 2050 | 0 | CAISO | 0.9 | 1 | 1 | 1 | #VALUE! | 1
| CENTER_2_TECNG1 | TECHNICAST | caiso | SCE | SCE | Southern California Edison | SCE | CAISO | 2013-04-30 | 2050-12-31 | 0 | 0% |  | 0.99 |  |  | RECIPROCATING ENGINE_NATURAL GAS | Cogen_NG | Cogen | CAISO_CHP |  |  |  |  | 2013 | 2050 | 0 | CAISO | 0.99 | 1 | 1 | 1 | #VALUE! | 1
| CENTER_6_PEAKER | Center Peaker | caiso | SCE | SCE | Southern California Edison | SCE | CAISO | 2007-09-20 | 2050-12-31 | 47 | 99.77% | 47 | 47.11 |  |  | CT-NatGas-Aero | CT_NG | CT | CAISO_Peaker1 |  |  |  |  | 2008 | 2050 | 0 | CAISO | 47.11 | 1 | 1 | 1 | #VALUE! | 1
| Central_CA_Fuel_Cell_2 | Central CA Fuel Cell 2 | rps | SCE | SCE | Southern California Edison | SCE | CAISO | 2019-03-29 | 2050-12-31 | 0 | 0% |  | 3 |  |  | Biogasnan | ST_Biomass | Biogas_LandfillGas | CAISO_Biomass |  |  |  |  | 2019 | 2050 | 0 | CAISO | 3 | 1 | 1 | 1 | #VALUE! | 1
| Centralia1 | Transalta Centralia Generation-1 | teppc | BPAT | BPAT | Bonneville Power Administration – Transmission | BPAT | NW | 1972-12-01 | 2020-12-31 | 670 | 100% | 670 | 670 |  |  | ST-Coal | Steam_Coal | Coal | NW_Coal |  |  |  |  | 1973 | 2020 | 0 | NW | 670 | 1 | 1 | 1 | #VALUE! | 1
| Centralia2 | Transalta Centralia Generation-2 | teppc | BPAT | BPAT | Bonneville Power Administration – Transmission | BPAT | NW | 1973-07-01 | 2024-12-31 | 670 | 100% | 670 | 670 |  |  | ST-Coal | Steam_Coal | Coal | NW_Coal |  |  |  |  | 1974 | 2024 | 0 | NW | 670 | 1 | 1 | 1 | #VALUE! | 1
| CENTRY_6_PL1X4 | CENTURY GENERATING PLANT (AGGREGATE) | caiso | SCE | SCE | Southern California Edison | SCE | CAISO | 2001-09-17 | 2050-12-31 | 36 | 86.96% | 36 | 41.4 |  |  | CT-NatGas-Aero | CT_NG | CT | CAISO_Peaker2 |  |  |  |  | 2002 | 2050 | 0 | CAISO | 41.4 | 1 | 1 | 1 | #VALUE! | 1
| CEP_1 |  | teppc | PSCO | PSCO | Public Service Company of Colorado | PSCO | Excluded | 1950-01-01 | 2050-12-31 | 250 | 100% | 250 | 250 |  |  | SolarPV-Tracking | 1axPV_sun | Solar_1Axis | Excluded_Solar |  |  |  |  | 1950 | 2050 | 0 | Excluded | 250 | 1 | 1 | 1 | #VALUE! | 1
| CEP_2 |  | teppc | PSCO | PSCO | Public Service Company of Colorado | PSCO | Excluded | 1950-01-01 | 2050-12-31 | 200 | 100% | 200 | 200 |  |  | SolarPV-Tracking | 1axPV_sun | Solar_1Axis | Excluded_Solar |  |  |  |  | 1950 | 2050 | 0 | Excluded | 200 | 1 | 1 | 1 | #VALUE! | 1
| CEP_3 |  | teppc | PSCO | PSCO | Public Service Company of Colorado | PSCO | Excluded | 2020-04-15 | 2050-12-31 | 110 | 100% | 110 | 110 |  |  | SolarPV-Tracking | 1axPV_sun | Solar_1Axis | Excluded_Solar |  |  |  |  | 2020 | 2050 | 0 | Excluded | 110 | 1 | 1 | 1 | #VALUE! | 1
| CEP_4 |  | teppc | PSCO | PSCO | Public Service Company of Colorado | PSCO | Excluded | 1950-01-01 | 2050-12-31 | 75 | 100% | 75 | 75 |  |  | SolarPV-Tracking | 1axPV_sun | Solar_1Axis | Excluded_Solar |  |  |  |  | 1950 | 2050 | 0 | Excluded | 75 | 1 | 1 | 1 | #VALUE! | 1
| CEP_5 |  | teppc | PSCO | PSCO | Public Service Company of Colorado | PSCO | Excluded | 1950-01-01 | 2050-12-31 | 72 | 100% | 72 | 72 |  |  | SolarPV-Tracking | 1axPV_sun | Solar_1Axis | Excluded_Solar |  |  |  |  | 1950 | 2050 | 0 | Excluded | 72 | 1 | 1 | 1 | #VALUE! | 1
| CEP_6 |  | teppc | PSCO | PSCO | Public Service Company of Colorado | PSCO | Excluded | 1950-01-01 | 2050-12-31 | 500 | 100% | 500 | 500 |  |  | WT-Onshore | wind_onshorewind | Wind | Excluded_Wind |  |  |  |  | 1950 | 2050 | 0 | Excluded | 500 | 1 | 1 | 1 | #VALUE! | 1
| CEP_7 |  | teppc | PSCO | PSCO | Public Service Company of Colorado | PSCO | Excluded | 1950-01-01 | 2050-12-31 | 300 | 100% | 300 | 300 |  |  | WT-Onshore | wind_onshorewind | Wind | Excluded_Wind |  |  |  |  | 1950 | 2050 | 0 | Excluded | 300 | 1 | 1 | 1 | #VALUE! | 1
| CEP_8 |  | teppc | PSCO | PSCO | Public Service Company of Colorado | PSCO | Excluded | 1950-01-01 | 2050-12-31 | 169 | 100% | 169 | 169 |  |  | WT-Onshore | wind_onshorewind | Wind | Excluded_Wind |  |  |  |  | 1950 | 2050 | 0 | Excluded | 169 | 1 | 1 | 1 | #VALUE! | 1
| CerroPrieto1_5 | Cerro Prieto I-5 | teppc | CFE | CFE | Comisión Federal de Electricidad | CFE | Excluded | 1981-11-01 | 2050-12-31 | 30 | 100% | 30 | 30 |  |  | Geo-BinaryCycle | Geothermal_steam | Geothermal | Excluded_Geothermal |  |  |  |  | 1982 | 2050 | 0 | Excluded | 30 | 1 | 1 | 1 | #VALUE! | 1
| CerroPrieto2_1 | Cerro Prieto II-1 | teppc | CFE | CFE | Comisión Federal de Electricidad | CFE | Excluded | 1984-02-01 | 2050-12-31 | 110 | 100% | 110 | 110 |  |  | Geo-BinaryCycle | Geothermal_steam | Geothermal | Excluded_Geothermal |  |  |  |  | 1984 | 2050 | 0 | Excluded | 110 | 1 | 1 | 1 | #VALUE! | 1
| CerroPrieto2_2 | Cerro Prieto II-2 | teppc | CFE | CFE | Comisión Federal de Electricidad | CFE | Excluded | 1987-06-01 | 2050-12-31 | 110 | 100% | 110 | 110 |  |  | Geo-BinaryCycle | Geothermal_steam | Geothermal | Excluded_Geothermal |  |  |  |  | 1987 | 2050 | 0 | Excluded | 110 | 1 | 1 | 1 | #VALUE! | 1
| CerroPrieto3_1 | Cerro Prieto III-1 | teppc | CFE | CFE | Comisión Federal de Electricidad | CFE | Excluded | 1985-07-01 | 2050-12-31 | 110 | 100% | 110 | 110 |  |  | Geo-BinaryCycle | Geothermal_steam | Geothermal | Excluded_Geothermal |  |  |  |  | 1986 | 2050 | 0 | Excluded | 110 | 1 | 1 | 1 | #VALUE! | 1
| CerroPrieto3_2 | Cerro Prieto III-2 | teppc | CFE | CFE | Comisión Federal de Electricidad | CFE | Excluded | 1986-04-01 | 2050-12-31 | 110 | 100% | 110 | 110 |  |  | Geo-BinaryCycle | Geothermal_steam | Geothermal | Excluded_Geothermal |  |  |  |  | 1986 | 2050 | 0 | Excluded | 110 | 1 | 1 | 1 | #VALUE! | 1
| CerroPrieto4_1 | Cerro Prieto IV-1 | teppc | CFE | CFE | Comisión Federal de Electricidad | CFE | Excluded | 2000-07-01 | 2050-12-31 | 25 | 100% | 25 | 25 |  |  | Geo-BinaryCycle | Geothermal_steam | Geothermal | Excluded_Geothermal |  |  |  |  | 2001 | 2050 | 0 | Excluded | 25 | 1 | 1 | 1 | #VALUE! | 1
| CerroPrieto4_2 | Cerro Prieto IV-2 | teppc | CFE | CFE | Comisión Federal de Electricidad | CFE | Excluded | 2000-07-01 | 2050-12-31 | 25 | 100% | 25 | 25 |  |  | Geo-BinaryCycle | Geothermal_steam | Geothermal | Excluded_Geothermal |  |  |  |  | 2001 | 2050 | 0 | Excluded | 25 | 1 | 1 | 1 | #VALUE! | 1
| CerroPrieto4_3 | Cerro Prieto IV-3 | teppc | CFE | CFE | Comisión Federal de Electricidad | CFE | Excluded | 2000-07-01 | 2050-12-31 | 25 | 100% | 25 | 25 |  |  | Geo-BinaryCycle | Geothermal_steam | Geothermal | Excluded_Geothermal |  |  |  |  | 2001 | 2050 | 0 | Excluded | 25 | 1 | 1 | 1 | #VALUE! | 1
| CerroPrieto4_4 | Cerro Prieto IV-4 | teppc | CFE | CFE | Comisión Federal de Electricidad | CFE | Excluded | 2000-07-01 | 2050-12-31 | 25 | 100% | 25 | 25 |  |  | Geo-BinaryCycle | Geothermal_steam | Geothermal | Excluded_Geothermal |  |  |  |  | 2001 | 2050 | 0 | Excluded | 25 | 1 | 1 | 1 | #VALUE! | 1
| CerroPrieto5_1 | Cerro Prieto V-1 | teppc | BCHA | BCHA | British Columbia Transmission Company | CFE | Excluded | 2011-06-01 | 2050-12-31 | 107 | 100% | 107 | 107 |  |  | Geo-BinaryCycle | Geothermal_steam | Geothermal | Excluded_Geothermal |  |  |  |  | 2011 | 2050 | 0 | Excluded | 107 | 1 | 1 | 1 | #VALUE! | 1
| CerroPrietoPV | Planta Fotovoltaica Cerro Prieto-1 | teppc | CISC | CISC | Southern California Edison | CFE | Excluded | 2012-01-12 | 2050-12-01 | 35 | 700% | 35 | 5 |  |  | SolarPV-Tracking | 1axPV_sun | Solar_1Axis | Excluded_Solar |  |  |  |  | 2012 | 2050 | 0 | Excluded | 5 | 1 | 1 | 1 | #VALUE! | 1
| CFT_13C | CFT 13C | teppc | PSCO | PSCO | Public Service Company of Colorado | PSCO | Excluded | 2018-03-30 | 2050-03-30 | 38.7 | 100% | 38.7 | 38.7 |  |  | hydro | Hydro_Standard | Hydro | Excluded_Hydro |  |  |  |  | 2018 | 2049 | 0 | Excluded | 38.7 | 1 | 1 | 1 | #VALUE! | 1
| CHALK_1_UNIT | CHALK CLIFF LIMITED | caiso | PGE_Valley | PGE_Valley | Pacific Gas and Electric Valley | PGE_Valley | CAISO | 1990-03-20 | 2050-12-31 | 46.1 | 94.72% | 46.1 | 48.67 |  |  | CT-NatGas-Aero | CT_NG | CT | CAISO_Peaker1 |  |  |  |  | 1990 | 2050 | 0 | CAISO | 48.67 | 1 | 1 | 1 | #VALUE! | 1
| Chandler_1_2 | Chandler-1 and 2 | teppc | BPAT | BPAT | Bonneville Power Administration – Transmission | BPAT | NW | 1956-02-01 | 2050-12-31 | 6 | 100% | 6 | 6 |  |  | Hydro | Hydro_Standard | Hydro | NW_Hydro |  |  |  |  | 1956 | 2050 | 0 | NW | 6 | 1 | 1 | 1 | #VALUE! | 1
| CHAP_DIST_PV | SunE EPE1 LLC-1 | teppc | EPE | EPE | El Paso Electric Company | PNM_EPE | SW | 2012-06-25 | 2032-04-30 | 10 | 100% | 10 | 10 |  |  | SolarPV-Tracking | 1axPV_sun | Solar_1Axis | SW_Solar |  |  |  |  | 2012 | 2031 | 0 | SW | 10 | 1 | 1 | 1 | #VALUE! | 1
| CHAUT_SG | CHAUT_SG | teppc | PAUT | PAUT | Utah, PACE Utility | PACE | NW | 2016-01-01 | 2050-12-31 | 20 | 100% | 20 | 20 |  |  | SolarPV-NonTracking | FixedPV_sun | Solar_Fixed | NW_Solar |  |  |  |  | 2016 | 2050 | 0 | NW | 20 | 1 | 1 | 1 | #VALUE! | 1
| Cheakamus_1 | Cheakamus-1_Cheakamus-1_BCH-CMS | teppc | BCHA | BCHA | British Columbia Transmission Company | BCHA_AESO | Excluded | 1957-01-01 | 2033-03-31 | 90 | 100% | 90 | 90 |  |  | Hydro | Hydro_Standard | Hydro | Excluded_Hydro |  |  |  |  | 1957 | 2032 | 0 | Excluded | 90 | 1 | 1 | 1 | #VALUE! | 1
| Cheakamus_2 | Cheakamus-2_Cheakamus-2_BCH-CMS | teppc | BCHA | BCHA | British Columbia Transmission Company | BCHA_AESO | Excluded | 1957-01-01 | 2033-03-31 | 90 | 100% | 90 | 90 |  |  | Hydro | Hydro_Standard | Hydro | Excluded_Hydro |  |  |  |  | 1957 | 2032 | 0 | Excluded | 90 | 1 | 1 | 1 | #VALUE! | 1
| ChehalisCC_Total | ChehalisCC (Total CC Plant) | teppc | BPAT | BPAT | Bonneville Power Administration – Transmission | BPAT | NW | 2003-08-01 | 2050-12-31 | 577 | 100% | 577 | 577 |  |  | CCWhole-NatGas-Industrial | CC_NG | CC | NW_CCGT |  |  |  |  | 2004 | 2050 | 0 | NW | 577 | 1 | 1 | 1 | #VALUE! | 1
| Chelan_A_1 | Chelan-A-1 | teppc | CHPD | CHPD | Chelan County Public Utility District | BPAT | NW | 1927-09-01 | 2050-12-31 | 29.6 | 100% | 29.6 | 29.6 |  |  | Hydro | Hydro_Standard | Hydro | NW_Hydro |  |  |  |  | 1928 | 2050 | 0 | NW | 29.6 | 1 | 1 | 1 | #VALUE! | 1
| Chelan_A_2 | Chelan-A-2 | teppc | CHPD | CHPD | Chelan County Public Utility District | BPAT | NW | 1928-08-01 | 2050-12-31 | 29.6 | 100% | 29.6 | 29.6 |  |  | Hydro | Hydro_Standard | Hydro | NW_Hydro |  |  |  |  | 1929 | 2050 | 0 | NW | 29.6 | 1 | 1 | 1 | #VALUE! | 1
| Cherokee_4_Coal | Cherokee-4 | teppc | PSCO | PSCO | Public Service Company of Colorado | PSCO | Excluded | 1967-12-01 | 2030-01-01 | 383 | 100% | 383 | 383 |  |  | ST-Coal | Steam_Coal | Coal | Excluded_Coal |  |  |  |  | 1968 | 2029 | 0 | Excluded | 383 | 1 | 1 | 1 | #VALUE! | 1
| Cherokee_CC | CherokeeCC (Total CC Plant) | teppc | PSCO | PSCO | Public Service Company of Colorado | PSCO | Excluded | 2015-12-31 | 2050-12-31 | 602 | 100% | 602 | 602 |  |  | CCWhole-NatGas-Industrial | CC_NG | CC | Excluded_CCGT |  |  |  |  | 2016 | 2050 | 0 | Excluded | 602 | 1 | 1 | 1 | #VALUE! | 1
| Chetwynd_Bio1 | Chetwynd Biomass-1_Chetwynd Biomass-1_IPP-CIB | teppc | BCHA | BCHA | British Columbia Transmission Company | BCHA_AESO | Excluded | 2014-07-01 | 2034-07-01 | 12 | 100% | 12 | 12 |  |  | Bio-ST | ST_Biomass | Biomass/Wood | Excluded_Biomass |  |  |  |  | 2015 | 2034 | 0 | Excluded | 12 | 1 | 1 | 1 | #VALUE! | 1
| CHEVCD_6_UNIT | CHEVRON USA (TAFT/CADET) | caiso | PGE_Valley | PGE_Valley | Pacific Gas and Electric Valley | PGE_Valley | CAISO | 1982-07-26 | 2050-12-31 | 1.12 | 9.739% | 1.12 | 11.5 |  |  | n/a | Cogen_NG | Cogen | CAISO_CHP |  |  |  |  | 1983 | 2050 | 0 | CAISO | 11.5 | 1 | 1 | 1 | 2022-07-26 | 1
| CHEVCO_6_UNIT_1 | CHEVRON USA (COALINGA) | caiso | PGE_Valley | PGE_Valley | Pacific Gas and Electric Valley | PGE_Valley | CAISO | 1986-01-17 | 2050-12-31 | 1.55 | 9.394% | 1.55 | 16.5 |  |  | CT-NatGas-Aero | Cogen_NG | Cogen | CAISO_CHP |  |  |  |  | 1986 | 2050 | 0 | CAISO | 16.5 | 1 | 1 | 1 | 2026-01-17 | 1
| CHEVCO_6_UNIT_2 | AERA ENERGY LLC. (COALINGA) | caiso | PGE_Valley | PGE_Valley | Pacific Gas and Electric Valley | PGE_Valley | CAISO | 1988-06-03 | 2050-12-31 | 1.14 | 13.41% | 1.14 | 8.5 |  |  | n/a | Cogen_NG | Cogen | CAISO_CHP |  |  |  |  | 1988 | 2050 | 0 | CAISO | 8.5 | 1 | 1 | 1 | #VALUE! | 1
| CHEVCY_1_UNIT | CHEVRON USA (CYMRIC) | caiso | PGE_Valley | PGE_Valley | Pacific Gas and Electric Valley | PGE_Valley | CAISO | 1982-10-15 | 2050-12-31 | 4.19 | 17.24% | 4.19 | 24.3 |  |  | CT-NatGas-Aero | Cogen_NG | Cogen | CAISO_CHP |  |  |  |  | 1983 | 2050 | 0 | CAISO | 24.3 | 1 | 1 | 1 | 2022-10-15 | 1
| CHEVMN_2_UNITS |  | caiso | SCE | SCE | Southern California Edison | SCE | CAISO | 1987-12-29 | 2050-12-31 | 9.13 | 7.312% | 9.13 | 124.87 |  |  | CCWhole-NatGas-Aero | Cogen_NG | Cogen | CAISO_CHP |  |  |  |  | 1988 | 2050 | 0 | CAISO | 124.87 | 1 | 1 | 1 | #VALUE! | 1
| Cheyenne_Prairie_1CC | CheyennePrairieCC (Total CC Plant) | teppc | WACM | WACM | Western Area Power Administration, Colorado-Missouri Region | WACM | Excluded | 1985-04-01 | 2050-12-31 | 99.1 | 100% | 99.1 | 99.1 |  |  | CCWhole-NatGas-Aero | CC_NG | CC | Excluded_CCGT |  |  |  |  | 1985 | 2050 | 0 | Excluded | 99.1 | 1 | 1 | 1 | #VALUE! | 1
| Cheyenne_Prairie_2_1 | Cheyenne Prairie Gas CT Plant 02A | teppc | WACM | WACM | Western Area Power Administration, Colorado-Missouri Region | WACM | Excluded | 2014-11-01 | 2050-12-31 | 40 | 100% | 40 | 40 |  |  | CT-NatGas-Aero | CT_NG | CT | Excluded_Peaker |  |  |  |  | 2015 | 2050 | 0 | Excluded | 40 | 1 | 1 | 1 | #VALUE! | 1
| Cheyenne_Prairie_3CC | Cheyenne Prairie Generating Station-03A | teppc | WACM | WACM | Western Area Power Administration, Colorado-Missouri Region | WACM | Excluded | 2019-01-01 | 2050-12-31 | 104.8 | 100% | 104.8 | 104.8 |  |  | CCWhole-NatGas-Aero | CC_NG | CC | Excluded_CCGT |  |  |  |  | 2019 | 2050 | 0 | Excluded | 104.8 | 1 | 1 | 1 | #VALUE! | 1
| Chickwat_1 | Chickwat-1_Chickwat-1_IPP-CKW | teppc | BCHA | BCHA | British Columbia Transmission Company | BCHA_AESO | Excluded | 2015-11-01 | 2045-10-31 | 19 | 100% | 19 | 19 |  |  | Hydro | Hydro_Standard | Hydro | Excluded_Hydro |  |  |  |  | 2016 | 2045 | 0 | Excluded | 19 | 1 | 1 | 1 | #VALUE! | 1
| CHICPK_7_UNIT_1 | Chicago Park Powerhouse | caiso | PGE_Valley | PGE_Valley | Pacific Gas and Electric Valley | PGE_Valley | CAISO | 1965-01-01 | 2050-12-31 | 42 | 100% | 42 | 42 |  |  | n/a | Hydro_Standard | Hydro | CAISO_Hydro |  |  |  |  | 1965 | 2050 | 0 | CAISO | 42 | 1 | 1 | 1 | #VALUE! | 1
| Chief_Joseph | Chief Joseph-1 | teppc | BPAT | BPAT | Bonneville Power Administration – Transmission | BPAT | NW | 1958-10-01 | 2050-01-01 | 2456 | 100% | 2456 | 2456 |  |  | Hydro | Hydro_Standard | Hydro | NW_Hydro |  |  |  |  | 1959 | 2049 | 0 | NW | 2456 | 1 | 1 | 1 | #VALUE! | 1
| CHILLS_1_SYCENG | Sycamore Energy 1 | caiso | SDGE | SDGE | San Diego Gas and Electric | SDGE | CAISO | 2011-05-19 | 2050-12-31 | 0.69 | 46% | 0.69 | 1.5 |  |  | n/a | CT_Biomass | Biogas_LandfillGas | CAISO_Biomass |  |  |  |  | 2011 | 2050 | 0 | CAISO | 1.5 | 1 | 1 | 1 | #VALUE! | 1
| CHILLS_7_UNITA1 | Sycamore Energy 2 | caiso | SDGE | SDGE | San Diego Gas and Electric | SDGE | CAISO | 2004-07-14 | 2050-12-31 | 1.74 | 77.33% | 1.74 | 2.25 |  |  | n/a | Cogen_NG | Cogen | CAISO_CHP |  |  |  |  | 2005 | 2050 | 0 | CAISO | 2.25 | 1 | 1 | 1 | #VALUE! | 1
| China_Creek_1 | China Creek-1_China Creek-1_IPP-CHI | teppc | BCHA | BCHA | British Columbia Transmission Company | BCHA_AESO | Excluded | 2005-12-10 | 2040-10-12 | 3.15 | 100% | 3.15 | 3.15 |  |  | Hydro | Hydro_Standard | Hydro | Excluded_Hydro |  |  |  |  | 2006 | 2040 | 0 | Excluded | 3.15 | 1 | 1 | 1 | #VALUE! | 1
| China_Creek_2 | China Creek-2_China Creek-2_IPP-CHI | teppc | BCHA | BCHA | British Columbia Transmission Company | BCHA_AESO | Excluded | 2005-12-10 | 2040-10-12 | 3.15 | 100% | 3.15 | 3.15 |  |  | Hydro | Hydro_Standard | Hydro | Excluded_Hydro |  |  |  |  | 2006 | 2040 | 0 | Excluded | 3.15 | 1 | 1 | 1 | #VALUE! | 1
| ChinChute_Hydro | ChinChute-1 | teppc | AESO | AESO | Alberta Electric System Operator | BCHA_AESO | Excluded | 1994-06-10 | 2050-12-01 | 12 | 100% | 12 | 12 |  |  | Hydro | Hydro_Standard | Hydro | Excluded_Hydro |  |  |  |  | 1994 | 2050 | 0 | Excluded | 12 | 1 | 1 | 1 | #VALUE! | 1
| ChinChute_Wind | ChinChute Wind-1 | teppc | AESO | AESO | Alberta Electric System Operator | BCHA_AESO | Excluded | 2004-12-01 | 2050-12-01 | 30 | 100% | 30 | 30 |  |  | WT-Onshore | wind_onshorewind | Wind | Excluded_Wind |  |  |  |  | 2005 | 2050 | 0 | Excluded | 30 | 1 | 1 | 1 | #VALUE! | 1
| CHINO_2_APEBT1 | Pomona Energy Storage | caiso | SCE | SCE | Southern California Edison | SCE | CAISO | 2016-01-01 | 2050-12-31 | 20 | 100% | 20 | 20 | 4 | 80 | OTHER_LESR | Battery_ | Battery Storage | CAISO_Baseline_Li_Battery |  |  |  |  | 2016 | 2050 | 0 | CAISO | 20 | 1 | 1 | 1 | #VALUE! | 1
| CHINO_2_JURUPA | Jurupa | caiso | SCE | SCE | Southern California Edison | SCE | CAISO | 2013-12-20 | 2050-12-31 | 1.5 | 100% | 1.5 | 1.5 |  |  | n/a | PVgeneric_sun | Solar_Fixed | CAISO_Solar |  |  |  |  | 2014 | 2050 | 0 | CAISO | 1.5 | 1 | 1 | 1 | #VALUE! | 1
| CHINO_2_QF | CHINO QFS | caiso | SCE | SCE | Southern California Edison | SCE | CAISO | 1987-01-01 | 2050-12-31 | 0.58 | 100% | 0.58 | 0.58 |  |  | n/a | Cogen_NG | Cogen | CAISO_CHP |  |  |  |  | 1987 | 2050 | 0 | CAISO | 0.58 | 1 | 1 | 1 | #VALUE! | 1
| CHINO_2_SASOLR | SS San Antonio West LLC | caiso | SCE | SCE | Southern California Edison | SCE | CAISO | 2013-12-20 | 2050-12-31 | 1.5 | 100% | 1.5 | 1.5 |  |  | n/a | PVgeneric_sun | Solar_Fixed | CAISO_Solar |  |  |  |  | 2014 | 2050 | 0 | CAISO | 1.5 | 1 | 1 | 1 | #VALUE! | 1
| CHINO_2_SOLAR | Chino RT Solar 1 | caiso | SCE | SCE | Southern California Edison | SCE | CAISO | 2009-12-01 | 2050-12-31 | 1 | 100% | 1 | 1 |  |  | n/a | PVgeneric_sun | Solar_Fixed | CAISO_Solar |  |  |  |  | 2010 | 2050 | 0 | CAISO | 1 | 1 | 1 | 1 | #VALUE! | 1
| CHINO_2_SOLAR2 | Kona Solar - Terra Francesca | caiso | SCE | SCE | Southern California Edison | SCE | CAISO | 2015-04-13 | 2050-12-31 | 1.49 | 100% | 1.49 | 1.49 |  |  | n/a | PVgeneric_sun | Solar_Fixed | CAISO_Solar |  |  |  |  | 2015 | 2050 | 0 | CAISO | 1.49 | 1 | 1 | 1 | #VALUE! | 1
| CHINO_6_CIMGEN | Chino Co-Generation | caiso | SCE | SCE | Southern California Edison | SCE | CAISO | 1987-12-24 | 2050-12-31 | 26 | 100% | 26 | 26 |  |  | CCWhole-NatGas-Industrial | Cogen_NG | Cogen | CAISO_CHP |  |  |  |  | 1988 | 2050 | 0 | CAISO | 26 | 1 | 1 | 1 | #VALUE! | 1
| CHINO_6_SMPPAP | AltaGas Pomona Energy | caiso | SCE | SCE | Southern California Edison | SCE | CAISO | 1985-11-18 | 2019-09-06 | 22.78 | 51.77% | 22.78 | 44 |  |  | n/a | CT_NG | CT | CAISO_Peaker1 |  |  |  |  | 1986 | 2019 | 0 | CAISO | 44 | 1 | 1 | 1 | #VALUE! | 1
| CHINO_7_MILIKN | MN Milliken Genco LLC | caiso | SCE | SCE | Southern California Edison | SCE | CAISO | 2003-07-17 | 2050-12-31 | 1.21 | 63.68% | 1.21 | 1.9 |  |  | n/a | Biogas_ | Biogas_LandfillGas | CAISO_Biomass |  |  |  |  | 2004 | 2050 | 0 | CAISO | 1.9 | 1 | 1 | 1 | #VALUE! | 1
| Cholla_1 | Cholla 1 | teppc | PNM | PNM | Public Service Company of New Mexico | PNM_EPE | SW | 1962-05-01 | 2050-12-31 | 116 | 100% | 116 | 116 |  |  | ST-Coal | Steam_Coal | Coal | SW_Coal |  |  |  |  | 1962 | 2050 | 0 | SW | 116 | 1 | 1 | 1 | #VALUE! | 1
| Cholla_3 | Cholla 3 | teppc | PNM | PNM | Public Service Company of New Mexico | PNM_EPE | SW | 1980-05-01 | 2050-12-31 | 271 | 100% | 271 | 271 |  |  | ST-Coal | Steam_Coal | Coal | SW_Coal |  |  |  |  | 1980 | 2050 | 0 | SW | 271 | 1 | 1 | 1 | #VALUE! | 1
| Cholla_4 | Cholla-4 | teppc | PNM | PNM | Public Service Company of New Mexico | PNM_EPE | SW | 1981-06-01 | 2024-12-31 | 380 | 100% | 380 | 380 |  |  | ST-Coal | Steam_Coal | Coal | SW_Coal |  |  |  |  | 1981 | 2024 | 0 | SW | 380 | 1 | 1 | 1 | #VALUE! | 1
| ChristmasValley2 | Christmas Valley Solar II-PV(500) | teppc | PNM | PNM | Public Service Company of New Mexico | PNM_EPE | SW | 2012-10-15 | 2050-12-31 | 20 | 100% | 20 | 20 |  |  | SolarPV-NonTracking | FixedPV_sun | Solar_Fixed | SW_Solar |  |  |  |  | 2013 | 2050 | 0 | SW | 20 | 1 | 1 | 1 | #VALUE! | 1
| CHWCHL_1_BIOMAS | Chow II Biomass to Energy | caiso | PGE_Valley | PGE_Valley | Pacific Gas and Electric Valley | PGE_Valley | CAISO | 2008-05-08 | 2050-12-31 | 9.78 | 90.56% | 9.78 | 10.8 |  |  | n/a | ST_Biomass | Biomass/Wood | CAISO_Biomass |  |  |  |  | 2008 | 2050 | 0 | CAISO | 10.8 | 1 | 1 | 1 | #VALUE! | 1
| CHWCHL_1_UNIT | CHOW 2 PEAKER PLANT | caiso | PGE_Valley | PGE_Valley | Pacific Gas and Electric Valley | PGE_Valley | CAISO | 2001-06-13 | 2050-12-31 | 48 | 98.77% | 48 | 48.6 |  |  | ICE-NatGas | ICE_NG | ICE | CAISO_Reciprocating_Engine |  |  |  |  | 2001 | 2050 | 0 | CAISO | 48.6 | 1 | 1 | 1 | #VALUE! | 1
| CIB_4G2 | CIB 4G2 | teppc | BCHA | BCHA | British Columbia Transmission Company | BCHA_AESO | Excluded | 2015-06-01 | 2050-03-30 | 6.6 | 100% | 6.6 | 6.6 |  |  | Bio-ICE | ICE_Biomass | Biomass/Wood | Excluded_Biomass |  |  |  |  | 2015 | 2049 | 0 | Excluded | 6.6 | 1 | 1 | 1 | #VALUE! | 1
| Cimarron_Solar | Cimarron Solar¦Southern Turner Cimarron I Solar CIM1 | teppc | PNM | PNM | Public Service Company of New Mexico | PNM_EPE | SW | 2014-10-01 | 2050-12-31 | 30.2 | 100% | 30.2 | 30.2 |  |  | SolarPV-NonTracking | FixedPV_sun | Solar_Fixed | SW_Solar |  |  |  |  | 2015 | 2050 | 0 | SW | 30.2 | 1 | 1 | 1 | #VALUE! | 1
| Cipres1 | Cipres-1 | teppc | CFE | CFE | Comisión Federal de Electricidad | CFE | Excluded | 1981-12-01 | 2030-01-01 | 28 | 100% | 28 | 28 |  |  | CT-OilDistillate | CT_Oil | CT | Excluded_Peaker |  |  |  |  | 1982 | 2029 | 0 | Excluded | 28 | 1 | 1 | 1 | #VALUE! | 1
| CKY_ROR_13 | CKY_ROR 13 | teppc | BCHA | BCHA | British Columbia Transmission Company | BCHA_AESO | Excluded | 2040-09-30 | 2050-03-30 | 282.5 | 100% | 282.5 | 282.5 |  |  | hydro | Hydro_Standard | Hydro | Excluded_Hydro |  |  |  |  | 2041 | 2049 | 0 | Excluded | 282.5 | 1 | 1 | 1 | #VALUE! | 1
| Clark_11 | Clark CT 11 | teppc | NEVP | NEVP | Nevada Power Company | NEVP | SW | 2008-07-01 | 2039-12-31 | 57 | 100% | 57 | 57 |  |  | CT-NatGas-Aero | CT_NG | CT | SW_Peaker |  |  |  |  | 2009 | 2039 | 0 | SW | 57 | 1 | 1 | 1 | #VALUE! | 1
| Clark_12 | Clark CT 12 | teppc | NEVP | NEVP | Nevada Power Company | NEVP | SW | 2008-11-01 | 2039-12-31 | 57 | 100% | 57 | 57 |  |  | CT-NatGas-Aero | CT_NG | CT | SW_Peaker |  |  |  |  | 2009 | 2039 | 0 | SW | 57 | 1 | 1 | 1 | #VALUE! | 1
| Clark_13 | Clark CT 13 | teppc | NEVP | NEVP | Nevada Power Company | NEVP | SW | 2008-07-01 | 2039-12-31 | 57 | 100% | 57 | 57 |  |  | CT-NatGas-Aero | CT_NG | CT | SW_Peaker |  |  |  |  | 2009 | 2039 | 0 | SW | 57 | 1 | 1 | 1 | #VALUE! | 1
| Clark_14 | Clark CT 14 | teppc | NEVP | NEVP | Nevada Power Company | NEVP | SW | 2008-07-01 | 2039-12-31 | 57 | 100% | 57 | 57 |  |  | CT-NatGas-Aero | CT_NG | CT | SW_Peaker |  |  |  |  | 2009 | 2039 | 0 | SW | 57 | 1 | 1 | 1 | #VALUE! | 1
| Clark_15 | Clark CT 15 | teppc | NEVP | NEVP | Nevada Power Company | NEVP | SW | 2008-07-01 | 2039-12-31 | 57 | 100% | 57 | 57 |  |  | CT-NatGas-Aero | CT_NG | CT | SW_Peaker |  |  |  |  | 2009 | 2039 | 0 | SW | 57 | 1 | 1 | 1 | #VALUE! | 1
| Clark_16 | Clark CT 16 | teppc | NEVP | NEVP | Nevada Power Company | NEVP | SW | 2008-07-01 | 2039-12-31 | 57 | 100% | 57 | 57 |  |  | CT-NatGas-Aero | CT_NG | CT | SW_Peaker |  |  |  |  | 2009 | 2039 | 0 | SW | 57 | 1 | 1 | 1 | #VALUE! | 1
| Clark_17 | Clark CT 17 | teppc | NEVP | NEVP | Nevada Power Company | NEVP | SW | 2008-07-01 | 2039-12-31 | 57 | 100% | 57 | 57 |  |  | CT-NatGas-Aero | CT_NG | CT | SW_Peaker |  |  |  |  | 2009 | 2039 | 0 | SW | 57 | 1 | 1 | 1 | #VALUE! | 1
| Clark_18 | Clark CT 18 | teppc | NEVP | NEVP | Nevada Power Company | NEVP | SW | 2008-07-01 | 2039-12-31 | 57 | 100% | 57 | 57 |  |  | CT-NatGas-Aero | CT_NG | CT | SW_Peaker |  |  |  |  | 2009 | 2039 | 0 | SW | 57 | 1 | 1 | 1 | #VALUE! | 1
| Clark_19 | Clark CT 19 | teppc | NEVP | NEVP | Nevada Power Company | NEVP | SW | 2008-11-01 | 2039-12-31 | 57 | 100% | 57 | 57 |  |  | CT-NatGas-Aero | CT_NG | CT | SW_Peaker |  |  |  |  | 2009 | 2039 | 0 | SW | 57 | 1 | 1 | 1 | #VALUE! | 1
| Clark_20 | Clark CT 20 | teppc | NEVP | NEVP | Nevada Power Company | NEVP | SW | 2008-08-01 | 2039-12-31 | 57 | 100% | 57 | 57 |  |  | CT-NatGas-Aero | CT_NG | CT | SW_Peaker |  |  |  |  | 2009 | 2039 | 0 | SW | 57 | 1 | 1 | 1 | #VALUE! | 1
| Clark_21 | Clark CT 21 | teppc | NEVP | NEVP | Nevada Power Company | NEVP | SW | 2008-11-01 | 2039-12-31 | 57 | 100% | 57 | 57 |  |  | CT-NatGas-Aero | CT_NG | CT | SW_Peaker |  |  |  |  | 2009 | 2039 | 0 | SW | 57 | 1 | 1 | 1 | #VALUE! | 1
| Clark_22 | Clark CT 22 | teppc | NEVP | NEVP | Nevada Power Company | NEVP | SW | 2008-09-01 | 2039-12-31 | 57 | 100% | 57 | 57 |  |  | CT-NatGas-Aero | CT_NG | CT | SW_Peaker |  |  |  |  | 2009 | 2039 | 0 | SW | 57 | 1 | 1 | 1 | #VALUE! | 1
| Clark_4 | Clark-GT4 | teppc | PNM | PNM | Public Service Company of New Mexico | PNM_EPE | SW | 1973-06-01 | 2020-09-01 | 72.4 | 100% | 72.4 | 72.4 |  |  | CT-NatGas-Industrial | CT_NG | CT | SW_Peaker |  |  |  |  | 1973 | 2020 | 0 | SW | 72.4 | 1 | 1 | 1 | #VALUE! | 1
| Clark_Canyon | Clark Canyon Dam-1 | teppc | CISC | CISC | Southern California Edison | SCE | CAISO | 2013-03-01 | 2050-12-31 | 4.7 | 100% | 4.7 | 4.7 |  |  | Hydro | Hydro_Standard | Hydro | CAISO_Hydro |  |  |  |  | 2013 | 2050 | 0 | CAISO | 4.7 | 1 | 1 | 1 | #VALUE! | 1
| Clark_CC1 | ClarkCC1 (Total CC Plant) | teppc | NEVP | NEVP | Nevada Power Company | NEVP | SW | 1979-05-01 | 2033-12-31 | 250 | 100% | 250 | 250 |  |  | CCWhole-NatGas-Industrial | CC_NG | CC | SW_CCGT |  |  |  |  | 1979 | 2033 | 0 | SW | 250 | 1 | 1 | 1 | #VALUE! | 1
| Clark_CC2 | ClarkCC2 (Total CC Plant) | teppc | NEVP | NEVP | Nevada Power Company | NEVP | SW | 1980-06-01 | 2034-12-31 | 250 | 100% | 250 | 250 |  |  | CCWhole-NatGas-Industrial | CC_NG | CC | SW_CCGT |  |  |  |  | 1980 | 2034 | 0 | SW | 250 | 1 | 1 | 1 | #VALUE! | 1
| Clark_Mountain_3 | Tracy (Clark Mountain) GT3 | teppc | SPPC | SPPC | Nevada Power Company | NEVP | SW | 1994-07-01 | 2030-01-01 | 70 | 100% | 70 | 70 |  |  | CT-NatGas-Industrial | CT_NG | CT | SW_Peaker |  |  |  |  | 1995 | 2029 | 0 | SW | 70 | 1 | 1 | 1 | #VALUE! | 1
| Clark_Mountain_4 | Tracy (Clark Mountain) GT4 | teppc | SPPC | SPPC | Nevada Power Company | NEVP | SW | 1994-07-01 | 2030-01-01 | 70 | 100% | 70 | 70 |  |  | CT-NatGas-Industrial | CT_NG | CT | SW_Peaker |  |  |  |  | 1995 | 2029 | 0 | SW | 70 | 1 | 1 | 1 | #VALUE! | 1
| CLC_13G1 | CLC 13G1 | teppc | BCHA | BCHA | British Columbia Transmission Company | BCHA_AESO | Excluded | 2020-02-15 | 2050-03-30 | 11.1 | 100% | 11.1 | 11.1 |  |  | hydro | Hydro_Standard | Hydro | Excluded_Hydro |  |  |  |  | 2020 | 2049 | 0 | Excluded | 11.1 | 1 | 1 | 1 | #VALUE! | 1
| Clear_Lake_ID | Clear Lake-1 | teppc | IPMV | IPMV | Idaho Magic Valley | IPCO | NW | 1936-12-01 | 2050-12-31 | 15 | 100% | 15 | 15 |  |  | Hydro | Hydro_Standard | Hydro | NW_Hydro |  |  |  |  | 1937 | 2050 | 0 | NW | 15 | 1 | 1 | 1 | #VALUE! | 1
| Clearwater1 | Clearwater 1-1 | teppc | PACW | PACW | PacifiCorp – West | PACW | NW | 1953-06-01 | 2050-12-31 | 15 | 100% | 15 | 15 |  |  | Hydro | Hydro_Standard | Hydro | NW_Small_Hydro |  |  |  |  | 1953 | 2050 | 0 | NW | 15 | 1 | 1 | 1 | #VALUE! | 1
| Clearwater2 | Clearwater 2-1 | teppc | PACW | PACW | PacifiCorp – West | PACW | NW | 1953-11-01 | 2050-12-31 | 26 | 100% | 26 | 26 |  |  | Hydro | Hydro_Standard | Hydro | NW_Small_Hydro |  |  |  |  | 1954 | 2050 | 0 | NW | 26 | 1 | 1 | 1 | #VALUE! | 1
| ClearwaterPaper3 | Clearwater Paper IPP Lewiston-GEN3 | teppc | AVA | AVA | Avista Corp. | BPAT | NW | 1981-07-01 | 2050-12-31 | 28.8 | 100% | 28.8 | 28.8 |  |  | Bio-ST | ST_Biomass | Biomass/Wood | NW_Biomass |  |  |  |  | 1982 | 2050 | 0 | NW | 28.8 | 1 | 1 | 1 | #VALUE! | 1
| ClearwaterPaper4 | Clearwater Paper IPP Lewiston-GEN4 | teppc | AVA | AVA | Avista Corp. | BPAT | NW | 1991-02-01 | 2050-12-31 | 65 | 100% | 65 | 65 |  |  | Bio-ST | ST_Biomass | Biomass/Wood | NW_Biomass |  |  |  |  | 1991 | 2050 | 0 | NW | 65 | 1 | 1 | 1 | #VALUE! | 1
| CLOVDL_1_SOLAR | Cloverdale Solar I | caiso | PGE_Bay | PGE_Bay | Pacific Gas and Electric Bay | PGE_Bay | CAISO | 2014-06-26 | 2050-12-31 | 1.5 | 100% | 1.5 | 1.5 |  |  | n/a | PVgeneric_sun | Solar_Fixed | CAISO_Solar |  |  |  |  | 2014 | 2050 | 0 | CAISO | 1.5 | 1 | 1 | 1 | #VALUE! | 1
| CLOVER_2_UNIT | Clover Creek | caiso | PGE_Valley | PGE_Valley | Pacific Gas and Electric Valley | PGE_Valley | CAISO | 1986-02-21 | 2050-12-31 | 0.99 | 100% | 0.99 | 0.99 |  |  | n/a | Hydro_Standard | Hydro | CAISO_Small_Hydro |  |  |  |  | 1986 | 2050 | 0 | CAISO | 0.99 | 1 | 1 | 1 | #VALUE! | 1
| Cloverbar_GT1 | Cloverbar GT1-1 | teppc | AESO | AESO | Alberta Electric System Operator | BCHA_AESO | Excluded | 2008-06-01 | 2050-12-01 | 48 | 100% | 48 | 48 |  |  | CT-NatGas-Industrial | CT_NG | CT | Excluded_Peaker |  |  |  |  | 2008 | 2050 | 0 | Excluded | 48 | 1 | 1 | 1 | #VALUE! | 1
| Cloverbar_GT2 | Cloverbar GT2-2 | teppc | AESO | AESO | Alberta Electric System Operator | BCHA_AESO | Excluded | 2008-10-01 | 2050-12-01 | 101 | 100% | 101 | 101 |  |  | CT-NatGas-Industrial | CT_NG | CT | Excluded_Peaker |  |  |  |  | 2009 | 2050 | 0 | Excluded | 101 | 1 | 1 | 1 | #VALUE! | 1
| Cloverbar_GT3 | Cloverbar GT3-3 | teppc | AESO | AESO | Alberta Electric System Operator | BCHA_AESO | Excluded | 2010-02-01 | 2050-12-31 | 101 | 100% | 101 | 101 |  |  | CT-NatGas-Industrial | CT_NG | CT | Excluded_Peaker |  |  |  |  | 2010 | 2050 | 0 | Excluded | 101 | 1 | 1 | 1 | #VALUE! | 1
| Clowhom_1 | Clowhom-1_Clowhom-1_BCH-COM | teppc | BCHA | BCHA | British Columbia Transmission Company | BCHA_AESO | Excluded | 2015-10-01 | 2033-03-31 | 45 | 100% | 45 | 45 |  |  | Hydro | Hydro_Standard | Hydro | Excluded_Hydro |  |  |  |  | 2016 | 2032 | 0 | Excluded | 45 | 1 | 1 | 1 | #VALUE! | 1
| CLRKRD_6_LIMESD | Lime Saddle Hydro | caiso | PGE_Valley | PGE_Valley | Pacific Gas and Electric Valley | PGE_Valley | CAISO | 1906-01-01 | 2050-12-31 | 2 | 100% | 2 | 2 |  |  | n/a | Hydro_Standard | Hydro | CAISO_Small_Hydro |  |  |  |  | 1906 | 2050 | 0 | CAISO | 2 | 1 | 1 | 1 | #VALUE! | 1
| CLRMTK_1_QF | SMALL QF AGGREGATION - OAKLAND | caiso | PGE_Bay | PGE_Bay | Pacific Gas and Electric Bay | PGE_Bay | CAISO | 1983-12-05 | 2050-12-31 | 0 | 0% |  | 1.25 |  |  | n/a | Cogen_NG | Cogen | CAISO_CHP |  |  |  |  | 1984 | 2050 | 0 | CAISO | 1.25 | 1 | 1 | 1 | 2023-12-05 | 1
| ClrSpringsTrout | Clear Springs Trout-1 | teppc | IPFE | IPFE | Idaho Far East | IPCO | NW | 1983-11-02 | 2050-12-31 | 0.52 | 100% | 0.52 | 0.52 |  |  | Hydro | Hydro_Standard | Hydro | NW_Hydro |  |  |  |  | 1984 | 2050 | 0 | NW | 0.52 | 1 | 1 | 1 | #VALUE! | 1
| ClrwatrFishHtch | Dworshak_Clearwater Fish Hatchery-HY1 | teppc | PNM | PNM | Public Service Company of New Mexico | PNM_EPE | SW | 1998-06-01 | 2030-04-15 | 2.9 | 100% | 2.9 | 2.9 |  |  | Hydro | Hydro_Standard | Hydro | SW_Hydro |  |  |  |  | 1998 | 2029 | 0 | SW | 2.9 | 1 | 1 | 1 | #VALUE! | 1
| CMBHL_2 | CMBHL 2 | teppc | BPAT | BPAT | Bonneville Power Administration – Transmission | BPAT | NW | 1986-04-15 | 2050-12-31 | 0.1 | 100% | 0.1 | 0.1 |  |  | VAR-Device | VAR_NOTGEN | None | NW_Var-DEVICE |  |  |  |  | 1986 | 2050 | 0 | NW | 0.1 | 1 | 1 | 1 | #VALUE! | 1
| CMH_3_3 | CMH 3-3 | teppc | AESO | AESO | Alberta Electric System Operator | BCHA_AESO | Excluded | 1974-01-01 | 2050-12-01 | 37.8 | 100% | 37.8 | 37.8 |  |  | ST-NatGas | ST_NG | Steam | Excluded_ST |  |  |  |  | 1974 | 2050 | 0 | Excluded | 37.8 | 1 | 1 | 1 | #VALUE! | 1
| CNTNLA_2_SOLAR1 | Centinela Solar Energy I | caiso | SDGE | SDGE | San Diego Gas and Electric | SDGE | CAISO | 2014-07-30 | 2050-12-31 | 125 | 100% | 125 | 125 |  |  | n/a | PVgeneric_sun | Solar_Fixed | CAISO_Solar |  |  |  |  | 2015 | 2050 | 0 | CAISO | 125 | 1 | 1 | 1 | #VALUE! | 1
| CNTNLA_2_SOLAR2 | Centinels Solar Energy 2 | caiso | SDGE | SDGE | San Diego Gas and Electric | SDGE | CAISO | 2014-08-15 | 2050-12-31 | 45.6 | 100% | 45.6 | 45.6 |  |  | n/a | PVgeneric_sun | Solar_Fixed | CAISO_Solar |  |  |  |  | 2015 | 2050 | 0 | CAISO | 45.6 | 1 | 1 | 1 | #VALUE! | 1
| CNTRVL_6_UNIT | Centerville | caiso | PGE_Valley | PGE_Valley | Pacific Gas and Electric Valley | PGE_Valley | CAISO | 1899-12-31 | 2050-12-31 | 6.4 | 100% | 6.4 | 6.4 |  |  | n/a | Hydro_Standard | Hydro | CAISO_Small_Hydro |  |  |  |  | 1900 | 2050 | 0 | CAISO | 6.4 | 1 | 1 | 1 | #VALUE! | 1
| Coachella_1 | Coachella 1 | teppc | IID | IID | Imperial Irrigation District | IID | IID | 1973-06-01 | 2050-12-31 | 20 | 100% | 20 | 20 |  |  | CT-OilDistillate | CT_Oil | CT | IID_Peaker |  |  |  |  | 1973 | 2050 | 0 | IID | 20 | 1 | 1 | 1 | #VALUE! | 1
| Coachella_2 | Coachella 2 | teppc | IID | IID | Imperial Irrigation District | IID | IID | 1991-11-01 | 2050-12-31 | 20 | 100% | 20 | 20 |  |  | CT-OilDistillate | CT_Oil | CT | IID_Peaker |  |  |  |  | 1992 | 2050 | 0 | IID | 20 | 1 | 1 | 1 | #VALUE! | 1
| Coachella_3 | Coachella 3 | teppc | IID | IID | Imperial Irrigation District | IID | IID | 1974-04-01 | 2050-12-31 | 20 | 100% | 20 | 20 |  |  | CT-OilDistillate | CT_Oil | CT | IID_Peaker |  |  |  |  | 1974 | 2050 | 0 | IID | 20 | 1 | 1 | 1 | #VALUE! | 1
| Coachella_4 | Coachella 4 | teppc | IID | IID | Imperial Irrigation District | IID | IID | 1976-12-01 | 2050-12-31 | 20 | 100% | 20 | 20 |  |  | CT-OilDistillate | CT_Oil | CT | IID_Peaker |  |  |  |  | 1977 | 2050 | 0 | IID | 20 | 1 | 1 | 1 | #VALUE! | 1
| Coachella_Battery | Coachella Battery Storage Project 1¦BATTERY ENERGY STORAGE SYSTEM IID | teppc | IID | IID | Imperial Irrigation District | IID | IID | 2016-09-01 | 2050-12-31 | 31 | 100% | 31 | 31 |  |  | ES-4HR-Generic | Battery_ | Battery Storage | IID_Li_Battery |  |  |  |  | 2017 | 2050 | 0 | IID | 31 | 1 | 1 | 1 | #VALUE! | 1
| Coastal_Energy | Coastal Energy Project-1 | teppc | PNM | PNM | Public Service Company of New Mexico | PNM_EPE | SW | 2010-09-15 | 2050-12-31 | 6 | 100% | 6 | 6 |  |  | WT-Onshore | wind_onshorewind | Wind | SW_Wind |  |  |  |  | 2011 | 2050 | 0 | SW | 6 | 1 | 1 | 1 | #VALUE! | 1
| Cochrane_COC1 | Cochrane-COC1 | teppc | NWMT | NWMT | NorthWestern Energy | NWMT_WAUW | NW | 1958-07-01 | 2050-12-31 | 32 | 100% | 32 | 32 |  |  | Hydro | Hydro_Standard | Hydro | NW_Hydro |  |  |  |  | 1959 | 2050 | 0 | NW | 32 | 1 | 1 | 1 | #VALUE! | 1
| Cochrane_COC2 | Cochrane-COC2 | teppc | NWMT | NWMT | NorthWestern Energy | NWMT_WAUW | NW | 1958-07-01 | 2050-12-31 | 32 | 100% | 32 | 32 |  |  | Hydro | Hydro_Standard | Hydro | NW_Hydro |  |  |  |  | 1959 | 2050 | 0 | NW | 32 | 1 | 1 | 1 | #VALUE! | 1
| COCOPP_2_CTG1 | Marsh Landing 1 | caiso | PGE_Bay | PGE_Bay | Pacific Gas and Electric Bay | PGE_Bay | CAISO | 2013-05-01 | 2050-12-31 | 201.9 | 98.87% | 201.9 | 204.2 |  |  | CT-NatGas-Industrial | CT_NG | CT | CAISO_Peaker2 |  |  |  |  | 2013 | 2050 | 0 | CAISO | 204.2 | 1 | 1 | 1 | #VALUE! | 1
| COCOPP_2_CTG2 | Marsh Landing 2 | caiso | PGE_Bay | PGE_Bay | Pacific Gas and Electric Bay | PGE_Bay | CAISO | 2013-05-01 | 2050-12-31 | 201.4 | 99.36% | 201.4 | 202.7 |  |  | CT-NatGas-Industrial | CT_NG | CT | CAISO_Peaker2 |  |  |  |  | 2013 | 2050 | 0 | CAISO | 202.7 | 1 | 1 | 1 | #VALUE! | 1
| COCOPP_2_CTG3 | Marsh Landing 3 | caiso | PGE_Bay | PGE_Bay | Pacific Gas and Electric Bay | PGE_Bay | CAISO | 2013-05-01 | 2050-12-31 | 200.9 | 96.14% | 200.9 | 208.96 |  |  | CT-NatGas-Industrial | CT_NG | CT | CAISO_Peaker2 |  |  |  |  | 2013 | 2050 | 0 | CAISO | 208.96 | 1 | 1 | 1 | #VALUE! | 1
| COCOPP_2_CTG4 |  | caiso | PGE_Bay | PGE_Bay | Pacific Gas and Electric Bay | PGE_Bay | CAISO | 2013-05-01 | 2050-12-31 | 202.6 | 99.17% | 202.6 | 204.29 |  |  | CT-NatGas-Industrial | CT_NG | CT | CAISO_Peaker2 |  |  |  |  | 2013 | 2050 | 0 | CAISO | 204.29 | 1 | 1 | 1 | #VALUE! | 1
| COCOSB_6_SOLAR | Oakley Solar Project | caiso | PGE_Bay | PGE_Bay | Pacific Gas and Electric Bay | PGE_Bay | CAISO | 2013-06-12 | 2050-12-31 | 1.5 | 100% | 1.5 | 1.5 |  |  | n/a | PVgeneric_sun | Solar_Fixed | CAISO_Solar |  |  |  |  | 2013 | 2050 | 0 | CAISO | 1.5 | 1 | 1 | 1 | #VALUE! | 1
| Coffin_Butte_1 | Coffin Butte-1 | teppc | BPAT | BPAT | Bonneville Power Administration – Transmission | BPAT | NW | 1995-10-01 | 2050-12-31 | 14.7 | 100% | 14.7 | 14.7 |  |  | Bio-ICE | ICE_Biomass | Biomass/Wood | NW_Biomass |  |  |  |  | 1996 | 2050 | 0 | NW | 14.7 | 1 | 1 | 1 | #VALUE! | 1
| Coffin_Butte_2 | Coffin Butte-2 | teppc | BPAT | BPAT | Bonneville Power Administration – Transmission | BPAT | NW | 1995-10-01 | 2050-12-31 | 0.8 | 100% | 0.8 | 0.8 |  |  | Bio-ICE | ICE_Biomass | Biomass/Wood | NW_Biomass |  |  |  |  | 1996 | 2050 | 0 | NW | 0.8 | 1 | 1 | 1 | #VALUE! | 1
| Coffin_Butte_3 | Coffin Butte-3 | teppc | BPAT | BPAT | Bonneville Power Administration – Transmission | BPAT | NW | 1995-10-01 | 2050-12-31 | 0.8 | 100% | 0.8 | 0.8 |  |  | Bio-ICE | ICE_Biomass | Biomass/Wood | NW_Biomass |  |  |  |  | 1996 | 2050 | 0 | NW | 0.8 | 1 | 1 | 1 | #VALUE! | 1
| Coffin_Butte_4 | Coffin Butte-4 | teppc | BPAT | BPAT | Bonneville Power Administration – Transmission | BPAT | NW | 2007-10-01 | 2050-12-31 | 1.5 | 100% | 1.5 | 1.5 |  |  | Bio-ICE | ICE_Biomass | Biomass/Wood | NW_Biomass |  |  |  |  | 2008 | 2050 | 0 | NW | 1.5 | 1 | 1 | 1 | #VALUE! | 1
| Coffin_Butte_5 | Coffin Butte-5 | teppc | BPAT | BPAT | Bonneville Power Administration – Transmission | BPAT | NW | 2007-10-01 | 2050-12-31 | 1.5 | 100% | 1.5 | 1.5 |  |  | Bio-ICE | ICE_Biomass | Biomass/Wood | NW_Biomass |  |  |  |  | 2008 | 2050 | 0 | NW | 1.5 | 1 | 1 | 1 | #VALUE! | 1
| CoGen2DRJohnson | D.R.JohnsonLumber_Co-Gen II LLC-GEN1 | teppc | PACW | PACW | PacifiCorp – West | PACW | NW | 1987-10-01 | 2050-12-31 | 7.5 | 100% | 7.5 | 7.5 |  |  | Bio-ST | ST_Biomass | Biomass/Wood | NW_Biomass |  |  |  |  | 1988 | 2050 | 0 | NW | 7.5 | 1 | 1 | 1 | #VALUE! | 1
| Cogentrix | Alamosa Solar Generating Project-Cogentrix 1¦Cogentrix of Alamosa-1 | teppc | PSCO | PSCO | Public Service Company of Colorado | PSCO | Excluded | 2012-04-01 | 2050-12-31 | 30 | 100% | 30 | 30 |  |  | SolarPV-Tracking | 1axPV_sun | Solar_1Axis | Excluded_Solar |  |  |  |  | 2012 | 2050 | 0 | Excluded | 30 | 1 | 1 | 1 | #VALUE! | 1
| COGNAT_1_UNIT |  | caiso | PGE_Valley | PGE_Valley | Pacific Gas and Electric Valley | PGE_Valley | CAISO | 2014-02-12 | 2050-12-31 | 45.64 | 101.4% | 45.64 | 45 |  |  | n/a | Cogen_NG | Cogen | CAISO_CHP |  |  |  |  | 2014 | 2050 | 0 | CAISO | 45 | 1 | 1 | 1 | #VALUE! | 1
| Cold_Springs | Cold Springs Windfarm-1 | teppc | IPMV | IPMV | Idaho Magic Valley | IPCO | NW | 2012-08-11 | 2050-12-31 | 23 | 100% | 23 | 23 |  |  | WT-Onshore | wind_onshorewind | Wind | NW_Wind |  |  |  |  | 2013 | 2050 | 0 | NW | 23 | 1 | 1 | 1 | #VALUE! | 1
| COLEMN_2_UNIT | Coleman | caiso | PGE_Valley | PGE_Valley | Pacific Gas and Electric Valley | PGE_Valley | CAISO | 1979-01-01 | 2050-12-31 | 13 | 100% | 13 | 13 |  |  | n/a | Hydro_Standard | Hydro | CAISO_Small_Hydro |  |  |  |  | 1979 | 2050 | 0 | CAISO | 13 | 1 | 1 | 1 | #VALUE! | 1
| COLGAT_7_UNIT_1 | Colgate Powerhouse Unit 1 | caiso | PGE_Valley | PGE_Valley | Pacific Gas and Electric Valley | PGE_Valley | CAISO | 1969-01-01 | 2050-12-31 | 176.72 | 100% | 176.72 | 176.72 |  |  | n/a | Hydro_Standard | Hydro | CAISO_Hydro |  |  |  |  | 1969 | 2050 | 0 | CAISO | 176.72 | 1 | 1 | 1 | #VALUE! | 1
| COLGAT_7_UNIT_2 | Colgate Powerhouse Unit 2 | caiso | PGE_Valley | PGE_Valley | Pacific Gas and Electric Valley | PGE_Valley | CAISO | 1969-01-01 | 2050-12-31 | 175.67 | 100% | 175.67 | 175.67 |  |  | n/a | Hydro_Standard | Hydro | CAISO_Hydro |  |  |  |  | 1969 | 2050 | 0 | CAISO | 175.67 | 1 | 1 | 1 | #VALUE! | 1
| Colstrip_1 | Colstrip-1 | teppc | IPFE | IPFE | Idaho Far East | IPCO | NW | 1975-11-01 | 2022-07-31 | 307 | 100% | 307 | 307 |  |  | ST-Coal | Steam_Coal | Coal | NW_Coal |  |  |  |  | 1976 | 2022 | 0 | NW | 307 | 1 | 1 | 1 | #VALUE! | 1
| Colstrip_2 | Colstrip-2 | teppc | IPFE | IPFE | Idaho Far East | IPCO | NW | 1976-08-01 | 2022-07-31 | 307 | 100% | 307 | 307 |  |  | ST-Coal | Steam_Coal | Coal | NW_Coal |  |  |  |  | 1977 | 2022 | 0 | NW | 307 | 1 | 1 | 1 | #VALUE! | 1
| Colstrip_3 | Colstrip-3 | teppc | NWMT | NWMT | NorthWestern Energy | NWMT_WAUW | NW | 1984-01-01 | 2050-12-31 | 740 | 100% | 740 | 740 |  |  | ST-Coal | Steam_Coal | Coal | NW_Coal |  |  |  |  | 1984 | 2050 | 0 | NW | 740 | 1 | 1 | 1 | #VALUE! | 1
| Colstrip_4 | Colstrip-4 | teppc | NWMT | NWMT | NorthWestern Energy | NWMT_WAUW | NW | 1986-04-01 | 2050-12-31 | 740 | 100% | 740 | 740 |  |  | ST-Coal | Steam_Coal | Coal | NW_Coal |  |  |  |  | 1986 | 2050 | 0 | NW | 740 | 1 | 1 | 1 | #VALUE! | 1
| Colstrip_Energy | Colstrip Energy LP-GEN1 | teppc | NWMT | NWMT | NorthWestern Energy | NWMT_WAUW | NW | 1990-02-01 | 2050-12-31 | 43.7 | 100% | 43.7 | 43.7 |  |  | ST-Coal | Steam_Coal | Coal | NW_Coal |  |  |  |  | 1990 | 2050 | 0 | NW | 43.7 | 1 | 1 | 1 | #VALUE! | 1
| COLTON_6_AGUAM1 | AGUA MANSA UNIT 1 (CITY OF COLTON) | caiso | SCE | SCE | Southern California Edison | SCE | CAISO | 2003-06-27 | 2050-12-31 | 43 | 100% | 43 | 43 |  |  | CT-NatGas-Aero | CT_NG | CT | CAISO_Peaker1 |  |  |  |  | 2003 | 2050 | 0 | CAISO | 43 | 1 | 1 | 1 | #VALUE! | 1
| Columbia_Ridge1 | Waste Management Columbia Ridge LFGTE-GEN1 | teppc | PNM | PNM | Public Service Company of New Mexico | PNM_EPE | SW | 2009-03-01 | 2050-12-31 | 0.8 | 100% | 0.8 | 0.8 |  |  | Bio-ICE | ICE_Biomass | Biomass/Wood | SW_Biomass |  |  |  |  | 2009 | 2050 | 0 | SW | 0.8 | 1 | 1 | 1 | #VALUE! | 1
| Columbia_Ridge2 | Waste Management Columbia Ridge LFGTE-GEN2 | teppc | PNM | PNM | Public Service Company of New Mexico | PNM_EPE | SW | 2009-03-01 | 2050-12-31 | 0.8 | 100% | 0.8 | 0.8 |  |  | Bio-ICE | ICE_Biomass | Biomass/Wood | SW_Biomass |  |  |  |  | 2009 | 2050 | 0 | SW | 0.8 | 1 | 1 | 1 | #VALUE! | 1
| Columbia_Ridge4 | Waste Management Columbia Ridge LFGTE-GEN4 | teppc | PNM | PNM | Public Service Company of New Mexico | PNM_EPE | SW | 2009-03-01 | 2050-12-31 | 0.8 | 100% | 0.8 | 0.8 |  |  | Bio-ICE | ICE_Biomass | Biomass/Wood | SW_Biomass |  |  |  |  | 2009 | 2050 | 0 | SW | 0.8 | 1 | 1 | 1 | #VALUE! | 1
| Columbia_Ridge5 | Waste Management Columbia Ridge LFGTE-GEN5 | teppc | PNM | PNM | Public Service Company of New Mexico | PNM_EPE | SW | 2009-03-01 | 2050-12-31 | 0.8 | 100% | 0.8 | 0.8 |  |  | Bio-ICE | ICE_Biomass | Biomass/Wood | SW_Biomass |  |  |  |  | 2009 | 2050 | 0 | SW | 0.8 | 1 | 1 | 1 | #VALUE! | 1
| Columbia_Ridge6 | Waste Management Columbia Ridge LFGTE-GEN6 | teppc | PNM | PNM | Public Service Company of New Mexico | PNM_EPE | SW | 2009-03-01 | 2050-12-31 | 0.8 | 100% | 0.8 | 0.8 |  |  | Bio-ICE | ICE_Biomass | Biomass/Wood | SW_Biomass |  |  |  |  | 2009 | 2050 | 0 | SW | 0.8 | 1 | 1 | 1 | #VALUE! | 1
| Columbia_Ridge7 | Waste Management Columbia Ridge LFGTE-GEN7 | teppc | PNM | PNM | Public Service Company of New Mexico | PNM_EPE | SW | 2009-03-01 | 2050-12-31 | 0.8 | 100% | 0.8 | 0.8 |  |  | Bio-ICE | ICE_Biomass | Biomass/Wood | SW_Biomass |  |  |  |  | 2009 | 2050 | 0 | SW | 0.8 | 1 | 1 | 1 | #VALUE! | 1
| Columbia_Ridge8 | Waste Management Columbia Ridge LFGTE-GEN8 | teppc | PNM | PNM | Public Service Company of New Mexico | PNM_EPE | SW | 2009-03-01 | 2050-12-31 | 0.8 | 100% | 0.8 | 0.8 |  |  | Bio-ICE | ICE_Biomass | Biomass/Wood | SW_Biomass |  |  |  |  | 2009 | 2050 | 0 | SW | 0.8 | 1 | 1 | 1 | #VALUE! | 1
| Columbia2 | Columbia Generating Station-2 | teppc | BPAT | BPAT | Bonneville Power Administration – Transmission | BPAT | NW | 1984-12-01 | 2050-12-31 | 1170 | 100% | 1170 | 1170 |  |  | ST-Nuclear | ST_Nuclear | Nuclear | NW_Nuclear |  |  |  |  | 1985 | 2050 | 0 | NW | 1170 | 1 | 1 | 1 | #VALUE! | 1
| COLUSA_2_PL1X3 | Colusa Generating Station | caiso | PGE_Valley | PGE_Valley | Pacific Gas and Electric Valley | PGE_Valley | CAISO | 2010-12-22 | 2050-12-31 | 612.5 | 95.55% | 612.5 | 641 |  |  | CCWhole-NatGas-Industrial | CC_NG | CC | CAISO_CCGT1 |  |  |  |  | 2011 | 2050 | 0 | CAISO | 641 | 1 | 1 | 1 | #VALUE! | 1
| COLVIL_7_PL1X2 | COLLIERVILLE HYDRO UNIT 1 & 2 AGGREGATE | caiso | PGE_Valley | PGE_Valley | Pacific Gas and Electric Valley | PGE_Valley | CAISO | 1989-11-01 | 2050-12-31 | 246.86 | 100% | 246.86 | 246.86 |  |  | n/a | Hydro_Standard | Hydro | CAISO_Hydro |  |  |  |  | 1990 | 2050 | 0 | CAISO | 246.86 | 1 | 1 | 1 | #VALUE! | 1
| Comanche_1 | Comanche 1 | teppc | PSCO | PSCO | Public Service Company of Colorado | PSCO | Excluded | 1972-12-01 | 2022-12-31 | 325 | 100% | 325 | 325 |  |  | ST-Coal | Steam_Coal | Coal | Excluded_Coal |  |  |  |  | 1973 | 2022 | 0 | Excluded | 325 | 1 | 1 | 1 | #VALUE! | 1
| Comanche_2 | Comanche 2 | teppc | PSCO | PSCO | Public Service Company of Colorado | PSCO | Excluded | 1974-12-01 | 2025-12-31 | 335 | 100% | 335 | 335 |  |  | ST-Coal | Steam_Coal | Coal | Excluded_Coal |  |  |  |  | 1975 | 2025 | 0 | Excluded | 335 | 1 | 1 | 1 | #VALUE! | 1
| Comanche_3 | Comanche-3 | teppc | PSCO | PSCO | Public Service Company of Colorado | PSCO | Excluded | 2010-05-01 | 2069-12-31 | 766 | 100% | 766 | 766 |  |  | ST-Coal | Steam_Coal | Coal | Excluded_Coal |  |  |  |  | 2010 | 2069 | 0 | Excluded | 766 | 1 | 1 | 1 | #VALUE! | 1
| Comanche_Solar | Comanche Solar Project COMCH | teppc | PSCO | PSCO | Public Service Company of Colorado | PSCO | Excluded | 2016-04-15 | 2050-12-31 | 120 | 100% | 120 | 120 |  |  | SolarPV-Tracking | 1axPV_sun | Solar_1Axis | Excluded_Solar |  |  |  |  | 2016 | 2050 | 0 | Excluded | 120 | 1 | 1 | 1 | #VALUE! | 1
| Combine_Hills | Combine Hills I-1 | teppc | PACW | PACW | PacifiCorp – West | PACW | NW | 2003-12-01 | 2050-12-31 | 41 | 100% | 41 | 41 |  |  | WT-Onshore | wind_onshorewind | Wind | NW_Wind |  |  |  |  | 2004 | 2050 | 0 | NW | 41 | 1 | 1 | 1 | #VALUE! | 1
| Condon_Wind | Condon Windpower LLC-GEN1 & GEN2 | teppc | TPWR | TPWR | Tacoma Power | BPAT | NW | 2002-01-07 | 2050-12-31 | 24.6 | 100% | 24.6 | 24.6 |  |  | WT-Onshore | wind_onshorewind | Wind | NW_Wind |  |  |  |  | 2002 | 2050 | 0 | NW | 24.6 | 1 | 1 | 1 | #VALUE! | 1
| Conifex_Green | Conifex Green Energy-1_Conifex Green Energy-1_IPP-FFI | teppc | BCHA | BCHA | British Columbia Transmission Company | BCHA_AESO | Excluded | 2014-09-20 | 2034-09-20 | 36 | 100% | 36 | 36 |  |  | Bio-ST | ST_Biomass | Biomass/Wood | Excluded_Biomass |  |  |  |  | 2015 | 2034 | 0 | Excluded | 36 | 1 | 1 | 1 | #VALUE! | 1
| Conklin | Conklin GT1-1 | teppc | AESO | AESO | Alberta Electric System Operator | BCHA_AESO | Excluded | 2010-01-01 | 2050-12-31 | 92 | 100% | 92 | 92 |  |  | CT-AB-Cogen | Cogen_NG | Cogen | Excluded_CHP |  |  |  |  | 2010 | 2050 | 0 | Excluded | 92 | 1 | 1 | 1 | #VALUE! | 1
| CONTRL_1_CASAD1 | Mammoth G1 | caiso | SCE | SCE | Southern California Edison | SCE | CAISO | 1984-11-26 | 2050-12-31 | 5.66 | 56.6% | 5.66 | 10 |  |  | n/a | Geothermal_steam | Geothermal | CAISO_Geothermal |  |  |  |  | 1985 | 2050 | 0 | CAISO | 10 | 1 | 1 | 1 | #VALUE! | 1
| CONTRL_1_CASAD3 | Mammoth G3 | caiso | SCE | SCE | Southern California Edison | SCE | CAISO | 2013-04-01 | 2050-12-31 | 7.73 | 55.21% | 7.73 | 14 |  |  | n/a | Geothermal_steam | Geothermal | CAISO_Geothermal |  |  |  |  | 2013 | 2050 | 0 | CAISO | 14 | 1 | 1 | 1 | #VALUE! | 1
| CONTRL_1_LUNDY | LUNDY | caiso | SCE | SCE | Southern California Edison | SCE | CAISO | 1911-01-01 | 2050-12-31 | 3 | 100% | 3 | 3 |  |  | n/a | Hydro_Standard | Hydro | CAISO_Small_Hydro |  |  |  |  | 1911 | 2050 | 0 | CAISO | 3 | 1 | 1 | 1 | #VALUE! | 1
| CONTRL_1_OXBOW | Dixie Valley Geo | caiso | NEVP | SCE | Southern California Edison | SCE | CAISO | 1988-06-14 | 2050-12-31 | 53.57 | 89.28% | 53.57 | 60 |  |  | n/a | Geothermal_steam | Geothermal | CAISO_Geothermal |  |  |  |  | 1988 | 2050 | 0 | CAISO | 60 | 1 | 1 | 1 | #VALUE! | 1
| CONTRL_1_POOLE | POOLE HYDRO PLANT 1 | caiso | SCE | SCE | Southern California Edison | SCE | CAISO | 1924-01-01 | 2050-12-31 | 10.9 | 100% | 10.9 | 10.9 |  |  | n/a | Hydro_Standard | Hydro | CAISO_Small_Hydro |  |  |  |  | 1924 | 2050 | 0 | CAISO | 10.9 | 1 | 1 | 1 | #VALUE! | 1
| CONTRL_1_QF | CONTROL QFS | caiso | SCE | SCE | Southern California Edison | SCE | CAISO | 1982-01-01 | 2050-12-31 | 5.57 | 41.57% | 5.57 | 13.4 |  |  | n/a | Cogen_NG | Cogen | CAISO_CHP |  |  |  |  | 1982 | 2050 | 0 | CAISO | 13.4 | 1 | 1 | 1 | 2022-01-01 | 1
| CONTRL_1_RUSHCK | RUSH CREEK | caiso | SCE | SCE | Southern California Edison | SCE | CAISO | 1916-01-01 | 2050-12-31 | 11.94 | 100% | 11.94 | 11.94 |  |  | n/a | Hydro_Standard | Hydro | CAISO_Small_Hydro |  |  |  |  | 1916 | 2050 | 0 | CAISO | 11.94 | 1 | 1 | 1 | #VALUE! | 1
| Control_Gorge_1 | Control Gorge 1 | teppc | LDWP | LDWP | Los Angeles Department of Water and Power | LADWP | LDWP | 2009-06-02 | 2050-12-31 | 37.5 | 100% | 37.5 | 37.5 |  |  | Hydro | Hydro_Standard | Hydro | LDWP_Hydro |  |  |  |  | 2009 | 2050 | 0 | LDWP | 37.5 | 1 | 1 | 1 | #VALUE! | 1
| Coolidge_01 | Coolidge Generation Station-1 | teppc | SRP | SRP | Salt River Project | SRP | SW | 2011-05-01 | 2050-12-31 | 46.8 | 100% | 46.8 | 46.8 |  |  | CT-NatGas-Aero | CT_NG | CT | SW_Peaker |  |  |  |  | 2011 | 2050 | 0 | SW | 46.8 | 1 | 1 | 1 | #VALUE! | 1
| Coolidge_02 | Coolidge Generating Station 2 | teppc | SRP | SRP | Salt River Project | SRP | SW | 2011-05-01 | 2050-12-31 | 46.8 | 100% | 46.8 | 46.8 |  |  | CT-NatGas-Aero | CT_NG | CT | SW_Peaker |  |  |  |  | 2011 | 2050 | 0 | SW | 46.8 | 1 | 1 | 1 | #VALUE! | 1
| Coolidge_03 | Coolidge Generating Station 3 | teppc | SRP | SRP | Salt River Project | SRP | SW | 2011-05-01 | 2050-12-31 | 46.8 | 100% | 46.8 | 46.8 |  |  | CT-NatGas-Aero | CT_NG | CT | SW_Peaker |  |  |  |  | 2011 | 2050 | 0 | SW | 46.8 | 1 | 1 | 1 | #VALUE! | 1
| Coolidge_04 | Coolidge Generating Station 4 | teppc | SRP | SRP | Salt River Project | SRP | SW | 2011-05-01 | 2050-12-31 | 46.8 | 100% | 46.8 | 46.8 |  |  | CT-NatGas-Aero | CT_NG | CT | SW_Peaker |  |  |  |  | 2011 | 2050 | 0 | SW | 46.8 | 1 | 1 | 1 | #VALUE! | 1
| Coolidge_05 | Coolidge Generating Station 5 | teppc | SRP | SRP | Salt River Project | SRP | SW | 2011-05-01 | 2050-12-31 | 46.8 | 100% | 46.8 | 46.8 |  |  | CT-NatGas-Aero | CT_NG | CT | SW_Peaker |  |  |  |  | 2011 | 2050 | 0 | SW | 46.8 | 1 | 1 | 1 | #VALUE! | 1
| Coolidge_06 | Coolidge Generating Station 6 | teppc | SRP | SRP | Salt River Project | SRP | SW | 2011-05-01 | 2050-12-31 | 46.8 | 100% | 46.8 | 46.8 |  |  | CT-NatGas-Aero | CT_NG | CT | SW_Peaker |  |  |  |  | 2011 | 2050 | 0 | SW | 46.8 | 1 | 1 | 1 | #VALUE! | 1
| Coolidge_07 | Coolidge Generating Station 7 | teppc | SRP | SRP | Salt River Project | SRP | SW | 2011-05-01 | 2050-12-31 | 46.8 | 100% | 46.8 | 46.8 |  |  | CT-NatGas-Aero | CT_NG | CT | SW_Peaker |  |  |  |  | 2011 | 2050 | 0 | SW | 46.8 | 1 | 1 | 1 | #VALUE! | 1
| Coolidge_08 | Coolidge Generating Station 8 | teppc | SRP | SRP | Salt River Project | SRP | SW | 2011-05-01 | 2050-12-31 | 46.8 | 100% | 46.8 | 46.8 |  |  | CT-NatGas-Aero | CT_NG | CT | SW_Peaker |  |  |  |  | 2011 | 2050 | 0 | SW | 46.8 | 1 | 1 | 1 | #VALUE! | 1
| Coolidge_09 | Coolidge Generating Station 9 | teppc | SRP | SRP | Salt River Project | SRP | SW | 2011-05-01 | 2050-12-31 | 46.8 | 100% | 46.8 | 46.8 |  |  | CT-NatGas-Aero | CT_NG | CT | SW_Peaker |  |  |  |  | 2011 | 2050 | 0 | SW | 46.8 | 1 | 1 | 1 | #VALUE! | 1
| Coolidge_10 | Coolidge Generating Station 10 | teppc | SRP | SRP | Salt River Project | SRP | SW | 2011-05-01 | 2050-12-31 | 46.8 | 100% | 46.8 | 46.8 |  |  | CT-NatGas-Aero | CT_NG | CT | SW_Peaker |  |  |  |  | 2011 | 2050 | 0 | SW | 46.8 | 1 | 1 | 1 | #VALUE! | 1
| Coolidge_11 | Coolidge Generating Station 11 | teppc | SRP | SRP | Salt River Project | SRP | SW | 2011-05-01 | 2050-12-31 | 46.8 | 100% | 46.8 | 46.8 |  |  | CT-NatGas-Aero | CT_NG | CT | SW_Peaker |  |  |  |  | 2011 | 2050 | 0 | SW | 46.8 | 1 | 1 | 1 | #VALUE! | 1
| Coolidge_12 | Coolidge Generating Station 12 | teppc | SRP | SRP | Salt River Project | SRP | SW | 2011-05-01 | 2050-12-31 | 46.8 | 100% | 46.8 | 46.8 |  |  | CT-NatGas-Aero | CT_NG | CT | SW_Peaker |  |  |  |  | 2011 | 2050 | 0 | SW | 46.8 | 1 | 1 | 1 | #VALUE! | 1
| Copco_2_1 | Copco 2-1 | teppc | PACW | PACW | PacifiCorp – West | PACW | NW | 1925-07-01 | 2050-12-31 | 13.5 | 100% | 13.5 | 13.5 |  |  | HydroRPS | Hydro_Standard | Hydro | NW_Hydro |  |  |  |  | 1926 | 2050 | 0 | NW | 13.5 | 1 | 1 | 1 | #VALUE! | 1
| Copco_2_2 | Copco 2-2 | teppc | PACW | PACW | PacifiCorp – West | PACW | NW | 1925-08-01 | 2050-12-31 | 13.5 | 100% | 13.5 | 13.5 |  |  | HydroRPS | Hydro_Standard | Hydro | NW_Hydro |  |  |  |  | 1926 | 2050 | 0 | NW | 13.5 | 1 | 1 | 1 | #VALUE! | 1
| Copco1_1 | Copco 1-1 | teppc | PACW | PACW | PacifiCorp – West | PACW | NW | 1918-01-01 | 2030-01-01 | 10 | 100% | 10 | 10 |  |  | HydroRPS | Hydro_Standard | Hydro | NW_Hydro |  |  |  |  | 1918 | 2029 | 0 | NW | 10 | 1 | 1 | 1 | #VALUE! | 1
| Copco1_2 | Copco 1-2 | teppc | PACW | PACW | PacifiCorp – West | PACW | NW | 1922-11-01 | 2030-01-01 | 10 | 100% | 10 | 10 |  |  | HydroRPS | Hydro_Standard | Hydro | NW_Hydro |  |  |  |  | 1923 | 2029 | 0 | NW | 10 | 1 | 1 | 1 | #VALUE! | 1
| COPMT2_2_SOLAR2 | CMS2 | caiso | NEVP | SCE | Southern California Edison | SCE | CAISO | 2012-06-28 | 2050-12-31 | 155 | 100% | 155 | 155 |  |  | n/a | PVgeneric_sun | Solar_Fixed | CAISO_Solar |  |  |  |  | 2012 | 2050 | 0 | CAISO | 155 | 1 | 1 | 1 | #VALUE! | 1
| COPMT4_2_SOLAR4 | Copper Mountain Solar 4 | caiso | NEVP | SCE | Southern California Edison | SCE | CAISO | 2016-10-01 | 2050-12-31 | 92 | 100% | 92 | 92 |  |  | PVgeneric_sun | PVgeneric_sun | Solar_Fixed | CAISO_Solar |  |  |  |  | 2017 | 2050 | 0 | CAISO | 92 | 1 | 1 | 1 | #VALUE! | 1
| COPMTN_2_CM10 | Copper Mountain 10 | caiso | NEVP | SCE | Southern California Edison | SCE | CAISO | 2011-10-03 | 2050-12-31 | 10 | 100% | 10 | 10 |  |  | n/a | PVgeneric_sun | Solar_Fixed | CAISO_Solar |  |  |  |  | 2012 | 2050 | 0 | CAISO | 10 | 1 | 1 | 1 | #VALUE! | 1
| COPMTN_2_SOLAR1 | Copper Mountain 48 | caiso | NEVP | SCE | Southern California Edison | SCE | CAISO | 2010-06-15 | 2050-12-31 | 48 | 100% | 48 | 48 |  |  | n/a | PVgeneric_sun | Solar_Fixed | CAISO_Solar |  |  |  |  | 2010 | 2050 | 0 | CAISO | 48 | 1 | 1 | 1 | #VALUE! | 1
| Copper_1 | Copper-1 | teppc | EPE | EPE | El Paso Electric Company | PNM_EPE | SW | 1980-07-01 | 2030-12-31 | 64 | 100% | 64 | 64 |  |  | CT-NatGas-Industrial | CT_NG | CT | SW_Peaker |  |  |  |  | 1981 | 2030 | 0 | SW | 64 | 1 | 1 | 1 | #VALUE! | 1
| Copper_Crossing_1 | Copper Crossing Gen Station (Abel Peaking) CCGS1-5 1 | teppc | SRP | SRP | Salt River Project | SRP | SW | 2021-05-01 | 2050-12-31 | 91 | 100% | 91 | 91 |  |  | CT-NatGas-Industrial | CT_NG | CT | SW_Peaker |  |  |  |  | 2021 | 2050 | 0 | SW | 91 | 1 | 1 | 1 | #VALUE! | 1
| Copper_Crossing_2 | Copper Crossing Gen Station (Abel Peaking) CCGS1-5 2 | teppc | SRP | SRP | Salt River Project | SRP | SW | 2021-05-01 | 2050-12-31 | 91 | 100% | 91 | 91 |  |  | CT-NatGas-Industrial | CT_NG | CT | SW_Peaker |  |  |  |  | 2021 | 2050 | 0 | SW | 91 | 1 | 1 | 1 | #VALUE! | 1
| Copper_Crossing_3 | Copper Crossing Gen Station (Abel Peaking) CCGS1-5 3 | teppc | SRP | SRP | Salt River Project | SRP | SW | 2021-05-01 | 2050-12-31 | 91 | 100% | 91 | 91 |  |  | CT-NatGas-Industrial | CT_NG | CT | SW_Peaker |  |  |  |  | 2021 | 2050 | 0 | SW | 91 | 1 | 1 | 1 | #VALUE! | 1
| Copper_Crossing_4 | Copper Crossing Gen Station (Abel Peaking) CCGS1-5 4 | teppc | SRP | SRP | Salt River Project | SRP | SW | 2022-05-01 | 2050-12-31 | 91 | 100% | 91 | 91 |  |  | CT-NatGas-Industrial | CT_NG | CT | SW_Peaker |  |  |  |  | 2022 | 2050 | 0 | SW | 91 | 1 | 1 | 1 | #VALUE! | 1
| Copper_Crossing_5 | Copper Crossing Gen Station (Abel Peaking) CCGS1-5 5 | teppc | SRP | SRP | Salt River Project | SRP | SW | 2022-05-01 | 2050-12-31 | 91 | 100% | 91 | 91 |  |  | CT-NatGas-Industrial | CT_NG | CT | SW_Peaker |  |  |  |  | 2022 | 2050 | 0 | SW | 91 | 1 | 1 | 1 | #VALUE! | 1
| Copper_Crossing_6 | Copper Crossing Gen Station (Abel Peaking) CCGS1-5 6 | teppc | SRP | SRP | Salt River Project | SRP | SW | 2022-05-01 | 2050-12-31 | 91 | 100% | 91 | 91 |  |  | CT-NatGas-Industrial | CT_NG | CT | SW_Peaker |  |  |  |  | 2022 | 2050 | 0 | SW | 91 | 1 | 1 | 1 | #VALUE! | 1
| Copper_Crossing_7 | Copper Crossing Gen Station (Abel Peaking) CCGS1-5 7 | teppc | SRP | SRP | Salt River Project | SRP | SW | 2023-05-01 | 2050-12-31 | 91 | 100% | 91 | 91 |  |  | CT-NatGas-Industrial | CT_NG | CT | SW_Peaker |  |  |  |  | 2023 | 2050 | 0 | SW | 91 | 1 | 1 | 1 | #VALUE! | 1
| Copper_Crossing_8 | Copper Crossing Gen Station (Abel Peaking) CCGS1-5 8 | teppc | SRP | SRP | Salt River Project | SRP | SW | 2023-05-01 | 2050-12-31 | 91 | 100% | 91 | 91 |  |  | CT-NatGas-Industrial | CT_NG | CT | SW_Peaker |  |  |  |  | 2023 | 2050 | 0 | SW | 91 | 1 | 1 | 1 | #VALUE! | 1
| Copper_Crossing_9 | Copper Crossing Gen Station (Abel Peaking) CCGS1-5 9 | teppc | SRP | SRP | Salt River Project | SRP | SW | 2023-05-01 | 2050-12-31 | 91 | 100% | 91 | 91 |  |  | CT-NatGas-Industrial | CT_NG | CT | SW_Peaker |  |  |  |  | 2023 | 2050 | 0 | SW | 91 | 1 | 1 | 1 | #VALUE! | 1
| Copper_Mountain_3_01 | Copper Mountain Solar III 1 | teppc | LDWP | LDWP | Los Angeles Department of Water and Power | LADWP | LDWP | 2013-12-01 | 2050-12-31 | 26 | 100% | 26 | 26 |  |  | SolarPV-NonTracking | FixedPV_sun | Solar_Fixed | LDWP_Solar |  |  |  |  | 2014 | 2050 | 0 | LDWP | 26 | 1 | 1 | 1 | #VALUE! | 1
| Copper_Mountain_3_02 | Copper Mountain Solar III 2 | teppc | LDWP | LDWP | Los Angeles Department of Water and Power | LADWP | LDWP | 2013-12-01 | 2050-12-31 | 27 | 100% | 27 | 27 |  |  | SolarPV-NonTracking | FixedPV_sun | Solar_Fixed | LDWP_Solar |  |  |  |  | 2014 | 2050 | 0 | LDWP | 27 | 1 | 1 | 1 | #VALUE! | 1
| Copper_Mountain_3_03 | Copper Mountain Solar III 3 | teppc | LDWP | LDWP | Los Angeles Department of Water and Power | LADWP | LDWP | 2013-12-01 | 2050-12-31 | 26 | 100% | 26 | 26 |  |  | SolarPV-NonTracking | FixedPV_sun | Solar_Fixed | LDWP_Solar |  |  |  |  | 2014 | 2050 | 0 | LDWP | 26 | 1 | 1 | 1 | #VALUE! | 1
| Copper_Mountain_3_04 | Copper Mountain Solar III 4 | teppc | LDWP | LDWP | Los Angeles Department of Water and Power | LADWP | LDWP | 2013-12-01 | 2050-12-31 | 28 | 100% | 28 | 28 |  |  | SolarPV-NonTracking | FixedPV_sun | Solar_Fixed | LDWP_Solar |  |  |  |  | 2014 | 2050 | 0 | LDWP | 28 | 1 | 1 | 1 | #VALUE! | 1
| Copper_Mountain_3_05 | Copper Mountain 3-5 | teppc | LDWP | LDWP | Los Angeles Department of Water and Power | LADWP | LDWP | 2013-12-01 | 2050-12-31 | 25 | 100% | 25 | 25 |  |  | SolarPV-NonTracking | FixedPV_sun | Solar_Fixed | LDWP_Solar |  |  |  |  | 2014 | 2050 | 0 | LDWP | 25 | 1 | 1 | 1 | #VALUE! | 1
| Copper_Mountain_3_06 | Copper Mountain Solar III 6 | teppc | LDWP | LDWP | Los Angeles Department of Water and Power | LADWP | LDWP | 2013-12-01 | 2050-12-31 | 26 | 100% | 26 | 26 |  |  | SolarPV-NonTracking | FixedPV_sun | Solar_Fixed | LDWP_Solar |  |  |  |  | 2014 | 2050 | 0 | LDWP | 26 | 1 | 1 | 1 | #VALUE! | 1
| Copper_Mountain_3_07 | Copper Mountain Solar III 7 | teppc | LDWP | LDWP | Los Angeles Department of Water and Power | LADWP | LDWP | 2013-12-01 | 2050-12-31 | 27 | 100% | 27 | 27 |  |  | SolarPV-NonTracking | FixedPV_sun | Solar_Fixed | LDWP_Solar |  |  |  |  | 2014 | 2050 | 0 | LDWP | 27 | 1 | 1 | 1 | #VALUE! | 1
| Copper_Mountain_3_08 | Copper Mountain Solar III 8 | teppc | LDWP | LDWP | Los Angeles Department of Water and Power | LADWP | LDWP | 2013-12-01 | 2050-12-31 | 26 | 100% | 26 | 26 |  |  | SolarPV-NonTracking | FixedPV_sun | Solar_Fixed | LDWP_Solar |  |  |  |  | 2014 | 2050 | 0 | LDWP | 26 | 1 | 1 | 1 | #VALUE! | 1
| Copper_Mountain_3_09 | Copper Mountain Solar III 9 | teppc | LDWP | LDWP | Los Angeles Department of Water and Power | LADWP | LDWP | 2013-12-01 | 2050-12-31 | 24 | 100% | 24 | 24 |  |  | SolarPV-NonTracking | FixedPV_sun | Solar_Fixed | LDWP_Solar |  |  |  |  | 2014 | 2050 | 0 | LDWP | 24 | 1 | 1 | 1 | #VALUE! | 1
| Copper_Mountain_3_10 | Copper Mountain Solar III 10 | teppc | LDWP | LDWP | Los Angeles Department of Water and Power | LADWP | LDWP | 2013-12-01 | 2050-12-31 | 20 | 100% | 20 | 20 |  |  | SolarPV-NonTracking | FixedPV_sun | Solar_Fixed | LDWP_Solar |  |  |  |  | 2014 | 2050 | 0 | LDWP | 20 | 1 | 1 | 1 | #VALUE! | 1
| CORAL12T | CORAL12 | teppc | PAUT | PAUT | Utah, PACE Utility | PACE | NW | 2018-03-30 | 2050-12-31 | 4 | 100% | 4 | 4 |  |  | ICE-OilDistillate | ICE_Oil | ICE | NW_Peaker |  |  |  |  | 2018 | 2050 | 0 | NW | 4 | 1 | 1 | 1 | #VALUE! | 1
| CORCAN_1_SOLAR1 | CID Solar | caiso | PGE_Valley | PGE_Valley | Pacific Gas and Electric Valley | PGE_Valley | CAISO | 2015-01-09 | 2050-12-31 | 20 | 100% | 20 | 20 |  |  | n/a | PVgeneric_sun | Solar_Fixed | CAISO_Solar |  |  |  |  | 2015 | 2050 | 0 | CAISO | 20 | 1 | 1 | 1 | #VALUE! | 1
| CORCAN_1_SOLAR2 | Corcoran City | caiso | PGE_Valley | PGE_Valley | Pacific Gas and Electric Valley | PGE_Valley | CAISO | 2015-05-23 | 2050-12-31 | 11 | 100% | 11 | 11 |  |  | n/a | PVgeneric_sun | Solar_Fixed | CAISO_Solar |  |  |  |  | 2015 | 2050 | 0 | CAISO | 11 | 1 | 1 | 1 | #VALUE! | 1
| Cordova_FIR_Solar | Cordova Solar | teppc | BANC | BANC | Balancing Authority of Northern California | SMUD | BANC | 2012-01-01 | 2050-01-01 | 9.5 | 100% | 9.5 | 9.5 |  |  | SolarPV-NonTracking | FixedPV_sun | Solar_Fixed | BANC_Solar |  |  |  |  | 2012 | 2049 | 0 | BANC | 9.5 | 1 | 1 | 1 | #VALUE! | 1
| Coronado_CO1 | Coronado CO1 | teppc | SRP | SRP | Salt River Project | SRP | SW | 1979-12-01 | 2050-12-31 | 380 | 100% | 380 | 380 |  |  | ST-Coal | Steam_Coal | Coal | SW_Coal |  |  |  |  | 1980 | 2050 | 0 | SW | 380 | 1 | 1 | 1 | #VALUE! | 1
| Coronado_CO2 | Coronado CO2 | teppc | SRP | SRP | Salt River Project | SRP | SW | 1980-10-01 | 2050-12-31 | 382 | 100% | 382 | 382 |  |  | ST-Coal | Steam_Coal | Coal | SW_Coal |  |  |  |  | 1981 | 2050 | 0 | SW | 382 | 1 | 1 | 1 | #VALUE! | 1
| CORONS_2_SOLAR | Master Development Corona | caiso | SCE | SCE | Southern California Edison | SCE | CAISO | 2013-04-24 | 2050-12-31 | 0.99 | 100% | 0.99 | 0.99 |  |  | n/a | PVgeneric_sun | Solar_Fixed | CAISO_Solar |  |  |  |  | 2013 | 2050 | 0 | CAISO | 0.99 | 1 | 1 | 1 | #VALUE! | 1
| CORONS_6_CLRWTR | Clearwater Power Plant | caiso | SCE | SCE | Southern California Edison | SCE | CAISO | 2005-02-28 | 2050-12-31 | 28 | 100% | 28 | 28 |  |  | CCWhole-NatGas-Aero | CC_NG | CC | CAISO_CCGT2 |  |  |  |  | 2005 | 2050 | 0 | CAISO | 28 | 1 | 1 | 1 | #VALUE! | 1
| Corra_Linn_1 | Corra Linn-1_Corra Linn-1_FBC-COR | teppc | BCHA | BCHA | British Columbia Transmission Company | BCHA_AESO | Excluded | 1999-11-11 | 2033-03-31 | 17 | 100% | 17 | 17 |  |  | Hydro | Hydro_Standard | Hydro | Excluded_Hydro |  |  |  |  | 2000 | 2032 | 0 | Excluded | 17 | 1 | 1 | 1 | #VALUE! | 1
| Corra_Linn_2 | Corra Linn-2_Corra Linn-2_FBC-COR | teppc | BCHA | BCHA | British Columbia Transmission Company | BCHA_AESO | Excluded | 1999-11-11 | 2033-03-31 | 17 | 100% | 17 | 17 |  |  | Hydro | Hydro_Standard | Hydro | Excluded_Hydro |  |  |  |  | 2000 | 2032 | 0 | Excluded | 17 | 1 | 1 | 1 | #VALUE! | 1
| Corra_Linn_3 | Corra Linn-3_Corra Linn-3_FBC-COR | teppc | BCHA | BCHA | British Columbia Transmission Company | BCHA_AESO | Excluded | 1999-11-11 | 2033-03-31 | 17 | 100% | 17 | 17 |  |  | Hydro | Hydro_Standard | Hydro | Excluded_Hydro |  |  |  |  | 2000 | 2032 | 0 | Excluded | 17 | 1 | 1 | 1 | #VALUE! | 1
| CORRAL_6_SJOAQN | Ameresco San Joaquin | caiso | PGE_Valley | PGE_Valley | Pacific Gas and Electric Valley | PGE_Valley | CAISO | 2014-04-24 | 2050-12-31 | 4.3 | 100% | 4.3 | 4.3 |  |  | n/a | Biogas_ | Biogas_LandfillGas | CAISO_Biomass |  |  |  |  | 2014 | 2050 | 0 | CAISO | 4.3 | 1 | 1 | 1 | #VALUE! | 1
| Cosmo_1_2 | Cosmo Specialty Fibers Plant-TG1 | teppc | BPAT | BPAT | Bonneville Power Administration – Transmission | BPAT | NW | 1957-01-01 | 2050-12-31 | 17.2 | 100% | 17.2 | 17.2 |  |  | Bio-ST | ST_Biomass | Biomass/Wood | NW_Biomass |  |  |  |  | 1957 | 2050 | 0 | NW | 17.2 | 1 | 1 | 1 | #VALUE! | 1
| Cosumnes_CC | CosumnesCC (Total CC Plant) | teppc | BANC | BANC | Balancing Authority of Northern California | SMUD | BANC | 2006-03-01 | 2050-12-31 | 534.6 | 100% | 534.6 | 534.6 |  |  | CCWhole-NatGas-Aero | CC_NG | CC | BANC_CCGT |  |  |  |  | 2006 | 2050 | 0 | BANC | 534.6 | 1 | 1 | 1 | #VALUE! | 1
| COTTLE_2_FRNKNH | Frankenheimer Power Plant | caiso | PGE_Valley | PGE_Valley | Pacific Gas and Electric Valley | PGE_Valley | CAISO | 1983-02-12 | 2050-12-31 | 5.3 | 100% | 5.3 | 5.3 |  |  | n/a | Hydro_Standard | Hydro | CAISO_Small_Hydro | BANC | 5.3 |  |  | 1983 | 2050 | 0 | BANC | 5.3 | 1 | 1 | 1 | #VALUE! | 1
| Cottonwood_1 | Cottonwood 1 | teppc | LDWP | LDWP | Los Angeles Department of Water and Power | LADWP | LDWP | 1908-11-01 | 2050-12-31 | 0.75 | 100% | 0.75 | 0.75 |  |  | Hydro | Hydro_Standard | Hydro | LDWP_Hydro |  |  |  |  | 1909 | 2050 | 0 | LDWP | 0.75 | 1 | 1 | 1 | #VALUE! | 1
| Cottonwood_2 | Cottonwood 2 | teppc | LDWP | LDWP | Los Angeles Department of Water and Power | LADWP | LDWP | 1909-10-01 | 2050-12-31 | 0.75 | 100% | 0.75 | 0.75 |  |  | Hydro | Hydro_Standard | Hydro | LDWP_Hydro |  |  |  |  | 1910 | 2050 | 0 | LDWP | 0.75 | 1 | 1 | 1 | #VALUE! | 1
| Cougar_1 | Cougar-1 | teppc | BPAT | BPAT | Bonneville Power Administration – Transmission | BPAT | NW | 1964-04-01 | 2050-12-31 | 14 | 100% | 14 | 14 |  |  | Hydro | Hydro_Standard | Hydro | NW_Hydro |  |  |  |  | 1964 | 2050 | 0 | NW | 14 | 1 | 1 | 1 | #VALUE! | 1
| Cougar_2 | Cougar-2 | teppc | BPAT | BPAT | Bonneville Power Administration – Transmission | BPAT | NW | 1964-03-01 | 2050-12-31 | 14 | 100% | 14 | 14 |  |  | Hydro | Hydro_Standard | Hydro | NW_Hydro |  |  |  |  | 1964 | 2050 | 0 | NW | 14 | 1 | 1 | 1 | #VALUE! | 1
| COVERD_2_HCKHY1 | HATCHET CREEK | caiso | PGE_Valley | PGE_Valley | Pacific Gas and Electric Valley | PGE_Valley | CAISO | 2017-06-01 | 2050-12-31 | 6.89 | 100% | 6.89 | 6.89 |  |  | HYDRO_WATER | Hydro_Standard | Hydro | CAISO_Hydro |  |  |  |  | 2017 | 2050 | 0 | CAISO | 6.89 | 1 | 1 | 1 | #VALUE! | 1
| COVERD_2_MCKHY1 | Montgomery Creek Hydro | caiso | PGE_Valley | PGE_Valley | Pacific Gas and Electric Valley | PGE_Valley | CAISO | 1987-01-01 | 2050-12-31 | 2.8 | 100% | 2.8 | 2.8 |  |  | HYDRO_WATER | Hydro_Standard | Hydro | CAISO_Hydro |  |  |  |  | 1987 | 2050 | 0 | CAISO | 2.8 | 1 | 1 | 1 | #VALUE! | 1
| COVERD_2_QFUNTS | COVE ROAD HYDRO QF UNITS | caiso | PGE_Valley | PGE_Valley | Pacific Gas and Electric Valley | PGE_Valley | CAISO | 1987-01-05 | 2050-12-31 | 5.75 | 100% | 5.75 | 5.75 |  |  | n/a | Hydro_Standard | Hydro | CAISO_Small_Hydro |  |  |  |  | 1987 | 2050 | 0 | CAISO | 5.75 | 1 | 1 | 1 | #VALUE! | 1
| COVERD_2_RCKHY1 | ROARING CREEK | caiso | PGE_Valley | PGE_Valley | Pacific Gas and Electric Valley | PGE_Valley | CAISO | 2017-06-01 | 2050-12-31 | 2 | 100% | 2 | 2 |  |  | HYDRO_WATER | Hydro_Standard | Hydro | CAISO_Hydro |  |  |  |  | 2017 | 2050 | 0 | CAISO | 2 | 1 | 1 | 1 | #VALUE! | 1
| COWCRK_2_UNIT | Cow Creek Hydro | caiso | PGE_Valley | PGE_Valley | Pacific Gas and Electric Valley | PGE_Valley | CAISO | 1907-01-01 | 2050-12-31 | 2 | 100% | 2 | 2 |  |  | n/a | Hydro_Standard | Hydro | CAISO_Small_Hydro |  |  |  |  | 1907 | 2050 | 0 | CAISO | 2 | 1 | 1 | 1 | #VALUE! | 1
| Cowley_Ridge_1 | Cowley Ridge-1 | teppc | AESO | AESO | Alberta Electric System Operator | BCHA_AESO | Excluded | 2001-09-01 | 2050-12-31 | 21.4 | 100% | 21.4 | 21.4 |  |  | WT-Onshore | wind_onshorewind | Wind | Excluded_Wind |  |  |  |  | 2002 | 2050 | 0 | Excluded | 21.4 | 1 | 1 | 1 | #VALUE! | 1
| Cowlitz_Falls1 | Cowlitz Falls-U#1 | teppc | BPAT | BPAT | Bonneville Power Administration – Transmission | BPAT | NW | 1994-06-01 | 2050-12-31 | 35 | 100% | 35 | 35 |  |  | Hydro | Hydro_Standard | Hydro | NW_Hydro |  |  |  |  | 1994 | 2050 | 0 | NW | 35 | 1 | 1 | 1 | #VALUE! | 1
| Cowlitz_Falls2 | Cowlitz Falls-U#2 | teppc | BPAT | BPAT | Bonneville Power Administration – Transmission | BPAT | NW | 1994-06-01 | 2050-12-31 | 35 | 100% | 35 | 35 |  |  | Hydro | Hydro_Standard | Hydro | NW_Hydro |  |  |  |  | 1994 | 2050 | 0 | NW | 35 | 1 | 1 | 1 | #VALUE! | 1
| Coyote_Crest | Coyote Crest Wind-WT (47 x 2.5) | teppc | PNM | PNM | Public Service Company of New Mexico | PNM_EPE | SW | 2013-12-01 | 2050-12-31 | 118 | 100% | 118 | 118 |  |  | WT-Onshore | wind_onshorewind | Wind | SW_Wind |  |  |  |  | 2014 | 2050 | 0 | SW | 118 | 1 | 1 | 1 | #VALUE! | 1
| CoyoteSprgCC1_Total | CoyoteSprngsCC1 (Total CC Plant) | teppc | PGE | PGE | Portland General Electric Company | PortlandGE | NW | 1995-11-01 | 2050-12-31 | 246.1 | 100% | 246.1 | 246.1 |  |  | CCWhole-NatGas-Industrial | CC_NG | CC | NW_CCGT |  |  |  |  | 1996 | 2050 | 0 | NW | 246.1 | 1 | 1 | 1 | #VALUE! | 1
| CoyoteSprgCC2_Total | CoyoteSprngsCC2 (Total CC Plant) | teppc | AVA | AVA | Avista Corp. | BPAT | NW | 2003-07-01 | 2050-12-31 | 286 | 100% | 286 | 286 |  |  | CCWhole-NatGas-Industrial | CC_NG | CC | NW_CCGT |  |  |  |  | 2004 | 2050 | 0 | NW | 286 | 1 | 1 | 1 | #VALUE! | 1
| CPF_4G1 | CPF 4G1 | teppc | BCHA | BCHA | British Columbia Transmission Company | BCHA_AESO | Excluded | 2016-02-26 | 2050-03-30 | 4 | 100% | 4 | 4 |  |  | hydro | Hydro_Standard | Hydro | Excluded_Hydro |  |  |  |  | 2016 | 2049 | 0 | Excluded | 4 | 1 | 1 | 1 | #VALUE! | 1
| CPS_G3 | CPS G3 | teppc | BCHA | BCHA | British Columbia Transmission Company | BCHA_AESO | Excluded | 2015-09-30 | 2050-03-30 | 1.8 | 100% | 1.8 | 1.8 |  |  | hydro | Hydro_Standard | Hydro | Excluded_Hydro |  |  |  |  | 2016 | 2049 | 0 | Excluded | 1.8 | 1 | 1 | 1 | #VALUE! | 1
| CPSTNO_7_PRMADS |  | caiso | SDGE | SDGE | San Diego Gas and Electric | SDGE | CAISO | 1999-01-01 | 2050-12-31 | 5.83 | 95.57% | 5.83 | 6.1 |  |  | n/a | Cogen_NG | Cogen | CAISO_CHP |  |  |  |  | 1999 | 2050 | 0 | CAISO | 6.1 | 1 | 1 | 1 | #VALUE! | 1
| CPVERD_2_SOLAR | Campo Verde Solar | caiso | SDGE | SDGE | San Diego Gas and Electric | SDGE | CAISO | 2013-10-22 | 2050-12-31 | 139 | 100% | 139 | 139 |  |  | n/a | PVgeneric_sun | Solar_Fixed | CAISO_Solar |  |  |  |  | 2014 | 2050 | 0 | CAISO | 139 | 1 | 1 | 1 | #VALUE! | 1
| Craig_1 | Craig 1 | teppc | PSCO | PSCO | Public Service Company of Colorado | PSCO | Excluded | 1980-07-01 | 2050-12-31 | 428 | 100% | 428 | 428 |  |  | ST-Coal | Steam_Coal | Coal | Excluded_Coal |  |  |  |  | 1981 | 2050 | 0 | Excluded | 428 | 1 | 1 | 1 | #VALUE! | 1
| Craig_2 | Craig 2 | teppc | WACM | WACM | Western Area Power Administration, Colorado-Missouri Region | WACM | Excluded | 1979-12-01 | 2050-12-31 | 428 | 100% | 428 | 428 |  |  | ST-Coal | Steam_Coal | Coal | Excluded_Coal |  |  |  |  | 1980 | 2050 | 0 | Excluded | 428 | 1 | 1 | 1 | #VALUE! | 1
| Craig_3 | Craig 3 | teppc | WACM | WACM | Western Area Power Administration, Colorado-Missouri Region | WACM | Excluded | 1984-10-01 | 2050-12-31 | 448 | 100% | 448 | 448 |  |  | ST-Coal | Steam_Coal | Coal | Excluded_Coal |  |  |  |  | 1985 | 2050 | 0 | Excluded | 448 | 1 | 1 | 1 | #VALUE! | 1
| CranberryCreekPower1 | Cranberry Creek Power-1_Cranberry Creek Power-1_IPP-SCB | teppc | BCHA | BCHA | British Columbia Transmission Company | BCHA_AESO | Excluded | 2008-02-09 | 2038-02-09 | 2.83 | 100% | 2.83 | 2.83 |  |  | Hydro | Hydro_Standard | Hydro | Excluded_Hydro |  |  |  |  | 2008 | 2037 | 0 | Excluded | 2.83 | 1 | 1 | 1 | #VALUE! | 1
| CranberryCreekPower2 | Cranberry Creek Power-2_Cranberry Creek Power-2_IPP-SCB | teppc | BCHA | BCHA | British Columbia Transmission Company | BCHA_AESO | Excluded | 2008-02-09 | 2038-02-09 | 2.83 | 100% | 2.83 | 2.83 |  |  | Hydro | Hydro_Standard | Hydro | Excluded_Hydro |  |  |  |  | 2008 | 2037 | 0 | Excluded | 2.83 | 1 | 1 | 1 | #VALUE! | 1
| CranberryCreekPower3 | Cranberry Creek Power-3_Cranberry Creek Power-3_IPP-SCB | teppc | BCHA | BCHA | British Columbia Transmission Company | BCHA_AESO | Excluded | 2008-02-09 | 2038-02-09 | 2.83 | 100% | 2.83 | 2.83 |  |  | Hydro | Hydro_Standard | Hydro | Excluded_Hydro |  |  |  |  | 2008 | 2037 | 0 | Excluded | 2.83 | 1 | 1 | 1 | #VALUE! | 1
| CranberryCreekPower4 | Cranberry Creek Exp-4_Cranberry Creek Expansion-4_IPP-SCB | teppc | BCHA | BCHA | British Columbia Transmission Company | BCHA_AESO | Excluded | 2015-07-01 | 2045-06-30 | 3 | 100% | 3 | 3 |  |  | Hydro | Hydro_Standard | Hydro | Excluded_Hydro |  |  |  |  | 2016 | 2044 | 0 | Excluded | 3 | 1 | 1 | 1 | #VALUE! | 1
| CRELMN_6_RAMON1 | Ramona 1 | caiso | SDGE | SDGE | San Diego Gas and Electric | SDGE | CAISO | 2013-12-31 | 2050-12-31 | 2 | 100% | 2 | 2 |  |  | n/a | PVgeneric_sun | Solar_Fixed | CAISO_Solar |  |  |  |  | 2014 | 2050 | 0 | CAISO | 2 | 1 | 1 | 1 | #VALUE! | 1
| CRELMN_6_RAMON2 | Ramona 2 | caiso | SDGE | SDGE | San Diego Gas and Electric | SDGE | CAISO | 2013-12-31 | 2050-12-31 | 5 | 100% | 5 | 5 |  |  | n/a | PVgeneric_sun | Solar_Fixed | CAISO_Solar |  |  |  |  | 2014 | 2050 | 0 | CAISO | 5 | 1 | 1 | 1 | #VALUE! | 1
| CRELMN_6_RAMSR3 | Ramona Solar Energy | caiso | SDGE | SDGE | San Diego Gas and Electric | SDGE | CAISO | 2017-05-01 | 2050-12-31 | 4.32 | 100% | 4.32 | 4.32 |  |  | PHOTO VOLTAIC_SUN | PVgeneric_sun | Solar_Fixed | CAISO_Solar |  |  |  |  | 2017 | 2050 | 0 | CAISO | 4.32 | 1 | 1 | 1 | #VALUE! | 1
| Crescent_Dunes | Crescent Dunes Solar Energy-TSE-1 | teppc | SPPC | SPPC | Nevada Power Company | NEVP | SW | 2013-12-01 | 2050-12-31 | 120 | 100% | 120 | 120 |  |  | SolarThermal-CSP6 | SolarThermal_sun | Solar_Thermal | SW_Solar |  |  |  |  | 2014 | 2050 | 0 | SW | 120 | 1 | 1 | 1 | #VALUE! | 1
| CRESSY_1_PARKER | PARKER POWERHOUSE | caiso | PGE_Valley | PGE_Valley | Pacific Gas and Electric Valley | PGE_Valley | CAISO | 1981-09-23 | 2050-12-31 | 2.83 | 100% | 2.83 | 2.83 |  |  | n/a | Hydro_Standard | Hydro | CAISO_Small_Hydro |  |  |  |  | 1982 | 2050 | 0 | CAISO | 2.83 | 1 | 1 | 1 | #VALUE! | 1
| CRESTA_7_PL1X2 | CRESTA PH UNIT 1 & 2 AGGREGATE | caiso | PGE_Valley | PGE_Valley | Pacific Gas and Electric Valley | PGE_Valley | CAISO | 1949-01-01 | 2050-12-31 | 70.4 | 100% | 70.4 | 70.4 |  |  | n/a | Hydro_Standard | Hydro | CAISO_Hydro |  |  |  |  | 1949 | 2050 | 0 | CAISO | 70.4 | 1 | 1 | 1 | #VALUE! | 1
| CRNEVL_6_CRNVA | Crane Valley | caiso | PGE_Valley | PGE_Valley | Pacific Gas and Electric Valley | PGE_Valley | CAISO | 1919-01-01 | 2050-12-31 | 0.9 | 100% | 0.9 | 0.9 |  |  | n/a | Hydro_Standard | Hydro | CAISO_Small_Hydro |  |  |  |  | 1919 | 2050 | 0 | CAISO | 0.9 | 1 | 1 | 1 | #VALUE! | 1
| CRNEVL_6_SJQN_2 | SAN JOAQUIN 2 | caiso | PGE_Valley | PGE_Valley | Pacific Gas and Electric Valley | PGE_Valley | CAISO | 1917-01-01 | 2050-12-31 | 3.2 | 100% | 3.2 | 3.2 |  |  | n/a | Hydro_Standard | Hydro | CAISO_Hydro |  |  |  |  | 1917 | 2050 | 0 | CAISO | 3.2 | 1 | 1 | 1 | #VALUE! | 1
| CRNEVL_6_SJQN_3 | SAN JOAQUIN 3 | caiso | PGE_Valley | PGE_Valley | Pacific Gas and Electric Valley | PGE_Valley | CAISO | 1923-01-01 | 2050-12-31 | 4.2 | 100% | 4.2 | 4.2 |  |  | n/a | Hydro_Standard | Hydro | CAISO_Hydro |  |  |  |  | 1923 | 2050 | 0 | CAISO | 4.2 | 1 | 1 | 1 | #VALUE! | 1
| Crofton | Hartland LF-1_Hartland LF-1_IPP-HLG | teppc | BCHA | BCHA | British Columbia Transmission Company | BCHA_AESO | Excluded | 2004-02-10 | 2040-10-02 | 38.7 | 100% | 38.7 | 38.7 |  |  | Bio-ST | ST_Biomass | Biomass/Wood | Excluded_Biomass |  |  |  |  | 2004 | 2040 | 0 | Excluded | 38.7 | 1 | 1 | 1 | #VALUE! | 1
| CROKET_7_UNIT | CROCKETT COGEN | caiso | PGE_Bay | PGE_Bay | Pacific Gas and Electric Bay | PGE_Bay | CAISO | 1995-12-20 | 2050-12-31 | 166.72 | 69.47% | 166.72 | 240 |  |  | CCWhole-NatGas-SingleShaft | Cogen_NG | Cogen | CAISO_CHP |  |  |  |  | 1996 | 2050 | 0 | CAISO | 240 | 1 | 1 | 1 | #VALUE! | 1
| Crowsnest_Pass | Crowsnest Pass-1_Crowsnest Pass-1_IPP-CRW | teppc | BCHA | BCHA | British Columbia Transmission Company | BCHA_AESO | Excluded | 2012-11-30 | 2032-11-17 | 10.5 | 100% | 10.5 | 10.5 |  |  | ST-Other | ST_Unknown | Steam | Excluded_ST |  |  |  |  | 2013 | 2032 | 0 | Excluded | 10.5 | 1 | 1 | 1 | #VALUE! | 1
| CRSTWD_6_KUMYAY | Kumeyaay Wind Farm | caiso | SDGE | SDGE | San Diego Gas and Electric | SDGE | CAISO | 2005-12-21 | 2050-12-31 | 50 | 100% | 50 | 50 |  |  | n/a | wind_onshorewind | Wind | CAISO_Wind |  |  |  |  | 2006 | 2050 | 0 | CAISO | 50 | 1 | 1 | 1 | #VALUE! | 1
| CRWCKS_1_SOLAR1 | Crow Creek Solar 1 | caiso | PGE_Valley | PGE_Valley | Pacific Gas and Electric Valley | PGE_Valley | CAISO | 2016-06-30 | 2050-12-31 | 20 | 100% | 20 | 20 |  |  | n/a | PVgeneric_sun | Solar_Fixed | CAISO_Solar |  |  |  |  | 2016 | 2050 | 0 | CAISO | 20 | 1 | 1 | 1 | #VALUE! | 1
| Crystal_1 | Crystal 1 | teppc | WACM | WACM | Western Area Power Administration, Colorado-Missouri Region | WACM | Excluded | 1978-08-01 | 2050-12-31 | 35 | 100% | 35 | 35 |  |  | Hydro | Hydro_Standard | Hydro | Excluded_Hydro |  |  |  |  | 1979 | 2050 | 0 | Excluded | 35 | 1 | 1 | 1 | #VALUE! | 1
| CrystalSprings | Crystal Springs-GEN1 | teppc | IPFE | IPFE | Idaho Far East | IPCO | NW | 1986-04-01 | 2050-12-31 | 2.44 | 100% | 2.44 | 2.44 |  |  | Hydro | Hydro_Standard | Hydro | NW_Hydro |  |  |  |  | 1986 | 2050 | 0 | NW | 2.44 | 1 | 1 | 1 | #VALUE! | 1
| CSCCOG_1_UNIT_1 | SANTA CLARA CO-GEN | caiso | PGE_Bay | PGE_Bay | Pacific Gas and Electric Bay | PGE_Bay | CAISO | 1981-01-01 | 2050-12-31 | 6 | 85.71% | 6 | 7 |  |  | CT-NatGas-Aero | Cogen_NG | Cogen | CAISO_CHP |  |  |  |  | 1981 | 2050 | 0 | CAISO | 7 | 1 | 1 | 1 | 2021-01-01 | 1
| CSCGNR_1_UNIT_1 |  | caiso | PGE_Bay | PGE_Bay | Pacific Gas and Electric Bay | PGE_Bay | CAISO | 1987-01-01 | 2050-12-31 | 24 | 96.97% | 24 | 24.75 |  |  | CT-NatGas-Aero | CT_NG | CT | CAISO_Peaker2 |  |  |  |  | 1987 | 2050 | 0 | CAISO | 24.75 | 1 | 1 | 1 | #VALUE! | 1
| CSCGNR_1_UNIT_2 |  | caiso | PGE_Bay | PGE_Bay | Pacific Gas and Electric Bay | PGE_Bay | CAISO | 1986-01-01 | 2050-12-31 | 24 | 96.97% | 24 | 24.75 |  |  | CT-NatGas-Aero | CT_NG | CT | CAISO_Peaker2 |  |  |  |  | 1986 | 2050 | 0 | CAISO | 24.75 | 1 | 1 | 1 | #VALUE! | 1
| CSLR4S_2_SOLAR | Csolar IV South | caiso | SDGE | SDGE | San Diego Gas and Electric | SDGE | CAISO | 2013-10-11 | 2050-12-31 | 130 | 100% | 130 | 130 |  |  | n/a | PVgeneric_sun | Solar_Fixed | CAISO_Solar |  |  |  |  | 2014 | 2050 | 0 | CAISO | 130 | 1 | 1 | 1 | #VALUE! | 1
| CSTOGA_6_LNDFIL | Clover Flat Land Fill Gas | caiso | PGE_Bay | PGE_Bay | Pacific Gas and Electric Bay | PGE_Bay | CAISO | 2014-06-25 | 2050-12-31 | 0 | 0% |  | 0.85 |  |  | n/a | Biogas_ | Biogas_LandfillGas | CAISO_Biomass |  |  |  |  | 2014 | 2050 | 0 | CAISO | 0.85 | 1 | 1 | 1 | #VALUE! | 1
| CSTRVL_7_PL1X2 | Marina Land Fill Gas | caiso | PGE_Bay | PGE_Bay | Pacific Gas and Electric Bay | PGE_Bay | CAISO | 2007-09-01 | 2050-12-31 | 4.17 | 92.05% | 4.17 | 4.53 |  |  | n/a | RECIPROCATING ENGINE_BIOGAS | Biogas_LandfillGas | CAISO_Biomass |  |  |  |  | 2008 | 2050 | 0 | CAISO | 4.53 | 1 | 1 | 1 | #VALUE! | 1
| CSTRVL_7_QFUNTS | Castroville QF Aggregate | caiso | PGE_Valley | PGE_Valley | Pacific Gas and Electric Valley | PGE_Valley | CAISO | 2006-06-01 | 2050-12-31 | 0.09 | 4.5% | 0.09 | 2 |  |  | n/a | Cogen_NG | Cogen | CAISO_CHP |  |  |  |  | 2006 | 2050 | 0 | CAISO | 2 | 1 | 1 | 1 | #VALUE! | 1
| CTNWDP_1_QF | SMALL QF AGGREGATION - BURNEY | caiso | SCE | SCE | Southern California Edison | SCE | CAISO | 1982-01-01 | 2050-12-31 | 0.5 | 100% | 0.5 | 0.5 |  |  | n/a | Hydro_Standard | Hydro | CAISO_Small_Hydro | LDWP | 0.5 |  |  | 1982 | 2050 | 0 | LDWP | 0.5 | 1 | 1 | 1 | #VALUE! | 1
| CullitonCreek1 | Culliton Creek-1_Culliton Creek-1_IPP-CTN | teppc | BCHA | BCHA | British Columbia Transmission Company | BCHA_AESO | Excluded | 2014-10-01 | 2044-09-30 | 7.5 | 100% | 7.5 | 7.5 |  |  | Hydro | Hydro_Standard | Hydro | Excluded_Hydro |  |  |  |  | 2015 | 2044 | 0 | Excluded | 7.5 | 1 | 1 | 1 | #VALUE! | 1
| CullitonCreek2 | Culliton Creek-2_Culliton Creek-2_IPP-CTN | teppc | BCHA | BCHA | British Columbia Transmission Company | BCHA_AESO | Excluded | 2014-10-01 | 2044-09-30 | 7.5 | 100% | 7.5 | 7.5 |  |  | Hydro | Hydro_Standard | Hydro | Excluded_Hydro |  |  |  |  | 2015 | 2044 | 0 | Excluded | 7.5 | 1 | 1 | 1 | #VALUE! | 1
| CUMBIA_1_SOLAR | Columbia Solar Energy II | caiso | PGE_Bay | PGE_Bay | Pacific Gas and Electric Bay | PGE_Bay | CAISO | 2015-10-21 | 2050-12-31 | 19 | 100% | 19 | 19 |  |  | n/a | PVgeneric_sun | Solar_Fixed | CAISO_Solar |  |  |  |  | 2016 | 2050 | 0 | CAISO | 19 | 1 | 1 | 1 | #VALUE! | 1
| CUMMNG_6_SUNCT1 | SunSelect 1 | caiso | SCE | SCE | Southern California Edison | SCE | CAISO | 1899-12-31 | 2050-12-31 | 3.4 | 85% | 3.4 | 4 |  |  | RECIPROCATING ENGINE_NATURAL GAS | Cogen_NG | Cogen | CAISO_CHP |  |  |  |  | 1900 | 2050 | 0 | CAISO | 4 | 1 | 1 | 1 | 1940-01-01 | 1
| CurrantCreekCC_Total | CurrantCreekCC (Total CC Plant) | teppc | PAUT | PAUT | Utah, PACE Utility | PACE | NW | 2006-05-01 | 2050-12-31 | 529.7 | 100% | 529.7 | 529.7 |  |  | CCWhole-NatGas-Industrial | CC_NG | CC | NW_CCGT |  |  |  |  | 2006 | 2050 | 0 | NW | 529.7 | 1 | 1 | 1 | #VALUE! | 1
| Curry_Cattle | Curry Cattle Company-1 | teppc | IPFE | IPFE | Idaho Far East | IPCO | NW | 1983-06-16 | 2030-04-15 | 0.22 | 100% | 0.22 | 0.22 |  |  | Hydro | Hydro_Standard | Hydro | NW_Hydro |  |  |  |  | 1983 | 2029 | 0 | NW | 0.22 | 1 | 1 | 1 | #VALUE! | 1
| CURTIS_1_CANLCK | Canal Creek Powerhouse | caiso | PGE_Valley | PGE_Valley | Pacific Gas and Electric Valley | PGE_Valley | CAISO |  | 2050-12-31 | 0.9 | 100% | 0.9 | 0.9 |  |  | HYDRO_WATER | Hydro_Standard | Hydro | CAISO_Small_Hydro |  |  |  |  | 1900 | 2050 | 0 | CAISO | 0.9 | 1 | 1 | 1 | #VALUE! | 1
| CURTIS_1_FARFLD | Fairfield Powerhouse | caiso | PGE_Valley | PGE_Valley | Pacific Gas and Electric Valley | PGE_Valley | CAISO | 1983-08-02 | 2050-12-31 | 0.9 | 100% | 0.9 | 0.9 |  |  | HYDRO_WATER | Hydro_Standard | Hydro | CAISO_Small_Hydro |  |  |  |  | 1984 | 2050 | 0 | CAISO | 0.9 | 1 | 1 | 1 | #VALUE! | 1
| Cushman_2_31 | Cushman 2-31 | teppc | TPWR | TPWR | Tacoma Power | BPAT | NW | 1930-12-01 | 2050-12-31 | 27 | 100% | 27 | 27 |  |  | Hydro | Hydro_Standard | Hydro | NW_Hydro |  |  |  |  | 1931 | 2050 | 0 | NW | 27 | 1 | 1 | 1 | #VALUE! | 1
| Cushman_2_32 | Cushman 2-32 | teppc | TPWR | TPWR | Tacoma Power | BPAT | NW | 1931-08-01 | 2050-12-31 | 27 | 100% | 27 | 27 |  |  | Hydro | Hydro_Standard | Hydro | NW_Hydro |  |  |  |  | 1932 | 2050 | 0 | NW | 27 | 1 | 1 | 1 | #VALUE! | 1
| Cushman_2_33 | Cushman 2-33 | teppc | TPWR | TPWR | Tacoma Power | BPAT | NW | 1952-12-01 | 2050-12-31 | 27 | 100% | 27 | 27 |  |  | Hydro | Hydro_Standard | Hydro | NW_Hydro |  |  |  |  | 1953 | 2050 | 0 | NW | 27 | 1 | 1 | 1 | #VALUE! | 1
| Cushman1_21 | Cushman 1-21 | teppc | TPWR | TPWR | Tacoma Power | BPAT | NW | 1926-06-01 | 2050-12-31 | 21.6 | 100% | 21.6 | 21.6 |  |  | Hydro | Hydro_Standard | Hydro | NW_Hydro |  |  |  |  | 1926 | 2050 | 0 | NW | 21.6 | 1 | 1 | 1 | #VALUE! | 1
| Cushman1_22 | Cushman 1-22 | teppc | TPWR | TPWR | Tacoma Power | BPAT | NW | 1926-07-01 | 2050-12-31 | 21.6 | 100% | 21.6 | 21.6 |  |  | Hydro | Hydro_Standard | Hydro | NW_Hydro |  |  |  |  | 1927 | 2050 | 0 | NW | 21.6 | 1 | 1 | 1 | #VALUE! | 1
| Cutler_1 | Cutler-1 | teppc | PAUT | PAUT | Utah, PACE Utility | PACE | NW | 1926-12-01 | 2050-12-31 | 15 | 100% | 15 | 15 |  |  | Hydro | Hydro_Standard | Hydro | NW_Hydro |  |  |  |  | 1927 | 2050 | 0 | NW | 15 | 1 | 1 | 1 | #VALUE! | 1
| Cutler_2 | Cutler-2 | teppc | PAUT | PAUT | Utah, PACE Utility | PACE | NW | 1926-12-01 | 2050-12-31 | 15 | 100% | 15 | 15 |  |  | Hydro | Hydro_Standard | Hydro | NW_Hydro |  |  |  |  | 1927 | 2050 | 0 | NW | 15 | 1 | 1 | 1 | #VALUE! | 1
| CUYAMS_6_CUYSR1 |  | caiso | PGE_Valley | PGE_Valley | Pacific Gas and Electric Valley | PGE_Valley | CAISO |  | 2050-12-31 | 40 | 100% | 40 | 40 |  |  | 1axPV_sun | 1axPV_sun | Solar_1Axis | CAISO_Solar |  |  |  |  | 1900 | 2050 | 0 | CAISO | 40 | 1 | 1 | 1 | #VALUE! | 1
| Cypress_Creek_1 | Cypress Creek-1_Cypress Creek-1_IPP-CCH | teppc | BCHA | BCHA | British Columbia Transmission Company | BCHA_AESO | Excluded | 2009-04-24 | 2039-07-31 | 2.83 | 100% | 2.83 | 2.83 |  |  | Hydro | Hydro_Standard | Hydro | Excluded_Hydro |  |  |  |  | 2009 | 2039 | 0 | Excluded | 2.83 | 1 | 1 | 1 | #VALUE! | 1
| DAIRLD_1_MD1SL1 | Madera 1 | caiso | PGE_Valley | PGE_Valley | Pacific Gas and Electric Valley | PGE_Valley | CAISO |  | 2050-12-31 | 1.5 | 100% | 1.5 | 1.5 |  |  | PHOTO VOLTAIC_SUN | PVgeneric_sun | Solar_Fixed | CAISO_Solar |  |  |  |  | 1900 | 2050 | 0 | CAISO | 1.5 | 1 | 1 | 1 | #VALUE! | 1
| DAIRLD_1_MD2BM1 |  | caiso | PGE_Valley | PGE_Valley | Pacific Gas and Electric Valley | PGE_Valley | CAISO |  | 2050-12-31 | 0 | 0% |  | 0.8 |  |  | ST_Biomass | ST_Biomass | Biomass/Wood | CAISO_Biomass |  |  |  |  | 1900 | 2050 | 0 | CAISO | 0.8 | 1 | 1 | 1 | #VALUE! | 1
| Daishowa_G1_1 | Daishowa_G1-1 | teppc | AESO | AESO | Alberta Electric System Operator | BCHA_AESO | Excluded | 1986-04-15 | 2050-12-01 | 40 | 100% | 40 | 40 |  |  | CT-NatGas-Industrial | CT_NG | CT | Excluded_Peaker |  |  |  |  | 1986 | 2050 | 0 | Excluded | 40 | 1 | 1 | 1 | #VALUE! | 1
| Daishowa_G2_2 | Daishowa_G2-2 | teppc | AESO | AESO | Alberta Electric System Operator | BCHA_AESO | Excluded | 2011-06-01 | 2050-12-31 | 25.1 | 100% | 25.1 | 25.1 |  |  | Bio-ST | ST_Biomass | Biomass/Wood | Excluded_Biomass |  |  |  |  | 2011 | 2050 | 0 | Excluded | 25.1 | 1 | 1 | 1 | #VALUE! | 1
| DallesDamNorthFshwy | Dalles Dam North Fishway Project-1 | teppc | PNM | PNM | Public Service Company of New Mexico | PNM_EPE | SW | 1991-05-01 | 2050-12-31 | 6.5 | 100% | 6.5 | 6.5 |  |  | Hydro | Hydro_Standard | Hydro | SW_Hydro |  |  |  |  | 1991 | 2050 | 0 | SW | 6.5 | 1 | 1 | 1 | #VALUE! | 1
| DALYCT_1_FCELL |  | caiso | PGE_Valley | PGE_Valley | Pacific Gas and Electric Valley | PGE_Valley | CAISO | 1987-09-01 | 2050-12-31 | 0 | 0% |  | 1.6 |  |  | ST_Biomass | ST_Biomass | Biomass/Wood | CAISO_Biomass |  |  |  |  | 1988 | 2050 | 0 | CAISO | 1.6 | 1 | 1 | 1 | #VALUE! | 1
| Darrington_GEN1 | Darrington-GEN1 | teppc | PNM | PNM | Public Service Company of New Mexico | PNM_EPE | SW | 2006-12-01 | 2050-12-31 | 4.5 | 100% | 4.5 | 4.5 |  |  | Bio-ST | ST_Biomass | Biomass/Wood | SW_Biomass |  |  |  |  | 2007 | 2050 | 0 | SW | 4.5 | 1 | 1 | 1 | #VALUE! | 1
| Dasque_Middle1 | Dasque - Middle-1_Dasque - Middle-1_IPP-DSQ | teppc | BCHA | BCHA | British Columbia Transmission Company | BCHA_AESO | Excluded | 2014-04-01 | 2054-03-31 | 10.1 | 100% | 10.1 | 10.1 |  |  | Hydro | Hydro_Standard | Hydro | Excluded_Hydro |  |  |  |  | 2014 | 2053 | 0 | Excluded | 10.1 | 1 | 1 | 1 | #VALUE! | 1
| Dasque_Middle2 | Dasque - Middle-2_Dasque - Middle-2_IPP-DSQ | teppc | PSCO | PSCO | Public Service Company of Colorado | PSCO | Excluded | 2014-04-01 | 2054-03-31 | 5 | 100% | 5 | 5 |  |  | Hydro | Hydro_Standard | Hydro | Excluded_Hydro |  |  |  |  | 2014 | 2053 | 0 | Excluded | 5 | 1 | 1 | 1 | #VALUE! | 1
| Dave_Gates1 | Dave Gates Generating Station-1 | teppc | NWMT | NWMT | NorthWestern Energy | NWMT_WAUW | NW | 2011-01-01 | 2041-01-01 | 50 | 100% | 50 | 50 |  |  | CT-NatGas-Aero | CT_NG | CT | NW_Peaker |  |  |  |  | 2011 | 2040 | 0 | NW | 50 | 1 | 1 | 1 | #VALUE! | 1
| Dave_Gates2 | Dave Gates Generating Station-2 | teppc | NWMT | NWMT | NorthWestern Energy | NWMT_WAUW | NW | 2011-01-01 | 2041-01-01 | 50 | 100% | 50 | 50 |  |  | CT-NatGas-Aero | CT_NG | CT | NW_Peaker |  |  |  |  | 2011 | 2040 | 0 | NW | 50 | 1 | 1 | 1 | #VALUE! | 1
| Dave_Gates3 | Dave Gates Generating Station-3 | teppc | NWMT | NWMT | NorthWestern Energy | NWMT_WAUW | NW | 2011-01-01 | 2041-01-01 | 50 | 100% | 50 | 50 |  |  | CT-NatGas-Aero | CT_NG | CT | NW_Peaker |  |  |  |  | 2011 | 2040 | 0 | NW | 50 | 1 | 1 | 1 | #VALUE! | 1
| Dave_Johnston_1 | Dave Johnston-1 | teppc | PAWY | PAWY | Wyoming, PACE Utility | PACE | NW | 1959-02-01 | 2027-12-31 | 106 | 100% | 106 | 106 |  |  | ST-Coal | Steam_Coal | Coal | NW_Coal |  |  |  |  | 1959 | 2027 | 0 | NW | 106 | 1 | 1 | 1 | #VALUE! | 1
| Dave_Johnston_2 | Dave Johnston-2 | teppc | PAWY | PAWY | Wyoming, PACE Utility | PACE | NW | 1961-01-01 | 2027-12-31 | 106 | 100% | 106 | 106 |  |  | ST-Coal | Steam_Coal | Coal | NW_Coal |  |  |  |  | 1961 | 2027 | 0 | NW | 106 | 1 | 1 | 1 | #VALUE! | 1
| Dave_Johnston_3 | Dave Johnston-3 | teppc | PAWY | PAWY | Wyoming, PACE Utility | PACE | NW | 1964-12-01 | 2027-12-31 | 220 | 100% | 220 | 220 |  |  | ST-Coal | Steam_Coal | Coal | NW_Coal |  |  |  |  | 1965 | 2027 | 0 | NW | 220 | 1 | 1 | 1 | #VALUE! | 1
| Dave_Johnston_4 | Dave Johnston-4 | teppc | PAWY | PAWY | Wyoming, PACE Utility | PACE | NW | 1972-07-01 | 2027-12-31 | 330 | 100% | 330 | 330 |  |  | ST-Coal | Steam_Coal | Coal | NW_Coal |  |  |  |  | 1973 | 2027 | 0 | NW | 330 | 1 | 1 | 1 | #VALUE! | 1
| David_Tevelde_Dairy_Digester | David Tevelde Dairy Digester | rps | PGE_Valley | PGE_Valley | Pacific Gas and Electric Valley | PGE_Valley | CAISO | 2019-06-30 | 2050-12-31 | 0 | 0% |  | 1 |  |  | Digester gasnan | Biogas_ | Biogas_LandfillGas | CAISO_Biomass |  |  |  |  | 2019 | 2050 | 0 | CAISO | 1 | 1 | 1 | 1 | #VALUE! | 1
| DAVIS_1_SOLAR1 | Grasslands 3 | caiso | PGE_Valley | PGE_Valley | Pacific Gas and Electric Valley | PGE_Valley | CAISO | 2013-07-01 | 2050-12-31 | 1 | 100% | 1 | 1 |  |  | n/a | PVgeneric_sun | Solar_Fixed | CAISO_Solar |  |  |  |  | 2014 | 2050 | 0 | CAISO | 1 | 1 | 1 | 1 | #VALUE! | 1
| DAVIS_1_SOLAR2 | Grasslands 4 | caiso | PGE_Valley | PGE_Valley | Pacific Gas and Electric Valley | PGE_Valley | CAISO | 2013-08-05 | 2050-12-31 | 1 | 100% | 1 | 1 |  |  | n/a | PVgeneric_sun | Solar_Fixed | CAISO_Solar |  |  |  |  | 2014 | 2050 | 0 | CAISO | 1 | 1 | 1 | 1 | #VALUE! | 1
| DAVIS_7_MNMETH | MM Yolo Power LLC | caiso | PGE_Valley | PGE_Valley | Pacific Gas and Electric Valley | PGE_Valley | CAISO | 1997-01-01 | 2050-12-31 | 1.69 | 42.25% | 1.69 | 4 |  |  | n/a | Biogas_ | Biogas_LandfillGas | CAISO_Biomass | BANC | 4 |  |  | 1997 | 2050 | 0 | BANC | 4 | 1 | 1 | 1 | #VALUE! | 1
| Davis_Dam_1 | Davis Dam 1 | teppc | WALC | WALC | Western Area Power Administration, Lower Colorado Region | WALC | SW | 1951-01-01 | 2050-12-31 | 52 | 100% | 52 | 52 |  |  | Hydro | Hydro_Standard | Hydro | SW_Hydro |  |  |  |  | 1951 | 2050 | 0 | SW | 52 | 1 | 1 | 1 | #VALUE! | 1
| Davis_Dam_2 | Davis Dam 2 | teppc | WALC | WALC | Western Area Power Administration, Lower Colorado Region | WALC | SW | 1951-04-01 | 2050-12-31 | 52 | 100% | 52 | 52 |  |  | Hydro | Hydro_Standard | Hydro | SW_Hydro |  |  |  |  | 1951 | 2050 | 0 | SW | 52 | 1 | 1 | 1 | #VALUE! | 1
| Davis_Dam_3 | Davis Dam 3 | teppc | WALC | WALC | Western Area Power Administration, Lower Colorado Region | WALC | SW | 1951-04-01 | 2050-12-31 | 48 | 100% | 48 | 48 |  |  | Hydro | Hydro_Standard | Hydro | SW_Hydro |  |  |  |  | 1951 | 2050 | 0 | SW | 48 | 1 | 1 | 1 | #VALUE! | 1
| Davis_Dam_4 | Davis Dam 4 | teppc | WALC | WALC | Western Area Power Administration, Lower Colorado Region | WALC | SW | 1951-05-01 | 2050-12-31 | 52 | 100% | 52 | 52 |  |  | Hydro | Hydro_Standard | Hydro | SW_Hydro |  |  |  |  | 1951 | 2050 | 0 | SW | 52 | 1 | 1 | 1 | #VALUE! | 1
| Davis_Dam_5 | Davis Dam 5 | teppc | WALC | WALC | Western Area Power Administration, Lower Colorado Region | WALC | SW | 1951-06-01 | 2050-12-31 | 52 | 100% | 52 | 52 |  |  | Hydro | Hydro_Standard | Hydro | SW_Hydro |  |  |  |  | 1951 | 2050 | 0 | SW | 52 | 1 | 1 | 1 | #VALUE! | 1
| DCI_Artesia | Artesia DC Intertie (Fictional Resource) | teppc | PNM | PNM | Public Service Company of New Mexico | PNM_EPE | SW | 1986-04-15 | 2050-12-31 | 200 | 100% | 200 | 200 |  |  | DC-Intertie | Intertie_NOTGEN | None | SW_Imports |  |  |  |  | 1986 | 2050 | 0 | SW | 200 | 1 | 1 | 1 | #VALUE! | 1
| DCI_Miles_City | Miles City DC Intertie (Fictional Resource)-1 | teppc | CISC | CISC | Southern California Edison | SCE | CAISO | 2006-01-01 | 2050-12-31 | 200 | 100% | 200 | 200 |  |  | DC-Intertie | Intertie_NOTGEN | None | CAISO_Imports |  |  |  |  | 2006 | 2050 | 0 | CAISO | 200 | 1 | 1 | 1 | #VALUE! | 1
| DEADCK_1_UNIT | DEADCK_1_UNIT | caiso | PGE_Valley | PGE_Valley | Pacific Gas and Electric Valley | PGE_Valley | CAISO | 1990-01-29 | 2050-12-31 | 2 | 100% | 2 | 2 |  |  | n/a | Hydro_Standard | Hydro | CAISO_Small_Hydro |  |  |  |  | 1990 | 2050 | 0 | CAISO | 2 | 1 | 1 | 1 | #VALUE! | 1
| DEERCR_6_UNIT_1 | DEER CREEK | caiso | PGE_Valley | PGE_Valley | Pacific Gas and Electric Valley | PGE_Valley | CAISO | 1908-01-01 | 2050-12-31 | 7 | 100% | 7 | 7 |  |  | n/a | Hydro_Standard | Hydro | CAISO_Hydro |  |  |  |  | 1908 | 2050 | 0 | CAISO | 7 | 1 | 1 | 1 | #VALUE! | 1
| Del_Ranch_Company | Del Ranch Company-GEN1 | teppc | IID | IID | Imperial Irrigation District | SRP | SW | 1950-08-01 | 2050-12-31 | 42 | 100% | 42 | 42 |  |  | Geo-DoubleFlash | Geothermal_steam | Geothermal | SW_Geothermal |  |  |  |  | 1951 | 2050 | 0 | SW | 42 | 1 | 1 | 1 | #VALUE! | 1
| DELAMO_2_SOLAR1 | Golden Springs Building H | caiso | SCE | SCE | Southern California Edison | SCE | CAISO | 2015-04-22 | 2050-12-31 | 1.5 | 100% | 1.5 | 1.5 |  |  | n/a | PVgeneric_sun | Solar_Fixed | CAISO_Solar |  |  |  |  | 2015 | 2050 | 0 | CAISO | 1.5 | 1 | 1 | 1 | #VALUE! | 1
| DELAMO_2_SOLAR2 | Golden Springs Building M | caiso | SCE | SCE | Southern California Edison | SCE | CAISO | 2015-04-01 | 2050-12-31 | 1.75 | 100% | 1.75 | 1.75 |  |  | n/a | PVgeneric_sun | Solar_Fixed | CAISO_Solar |  |  |  |  | 2015 | 2050 | 0 | CAISO | 1.75 | 1 | 1 | 1 | #VALUE! | 1
| DELAMO_2_SOLAR3 | Golden Springs Building G | caiso | SCE | SCE | Southern California Edison | SCE | CAISO |  | 2050-12-31 | 1.25 | 100% | 1.25 | 1.25 |  |  | PVgeneric_sun | PVgeneric_sun | Solar_Fixed | CAISO_Solar |  |  |  |  | 1900 | 2050 | 0 | CAISO | 1.25 | 1 | 1 | 1 | #VALUE! | 1
| DELAMO_2_SOLAR4 | Golden Springs Building F | caiso | SCE | SCE | Southern California Edison | SCE | CAISO |  | 2050-12-31 | 1.3 | 100% | 1.3 | 1.3 |  |  | PVgeneric_sun | PVgeneric_sun | Solar_Fixed | CAISO_Solar |  |  |  |  | 1900 | 2050 | 0 | CAISO | 1.3 | 1 | 1 | 1 | #VALUE! | 1
| DELAMO_2_SOLAR5 | Golden Springs Building L | caiso | SCE | SCE | Southern California Edison | SCE | CAISO |  | 2050-12-31 | 1 | 100% | 1 | 1 |  |  | PVgeneric_sun | PVgeneric_sun | Solar_Fixed | CAISO_Solar |  |  |  |  | 1900 | 2050 | 0 | CAISO | 1 | 1 | 1 | 1 | #VALUE! | 1
| DELAMO_2_SOLAR6 | Freeway Springs | caiso | SCE | SCE | Southern California Edison | SCE | CAISO |  | 2050-12-31 | 2 | 100% | 2 | 2 |  |  | PVgeneric_sun | PVgeneric_sun | Solar_Fixed | CAISO_Solar |  |  |  |  | 1900 | 2050 | 0 | CAISO | 2 | 1 | 1 | 1 | #VALUE! | 1
| DELAMO_2_SOLRC1 | Golden Springs Building C1 | caiso | SCE | SCE | Southern California Edison | SCE | CAISO | 2012-02-10 | 2050-12-31 | 1.16 | 100% | 1.16 | 1.16 |  |  | n/a | PVgeneric_sun | Solar_Fixed | CAISO_Solar |  |  |  |  | 2012 | 2050 | 0 | CAISO | 1.16 | 1 | 1 | 1 | #VALUE! | 1
| DELAMO_2_SOLRD | Golden Solar Building D | caiso | SCE | SCE | Southern California Edison | SCE | CAISO | 2012-04-02 | 2050-12-31 | 1.25 | 100% | 1.25 | 1.25 |  |  | n/a | PVgeneric_sun | Solar_Fixed | CAISO_Solar |  |  |  |  | 2012 | 2050 | 0 | CAISO | 1.25 | 1 | 1 | 1 | #VALUE! | 1
| DELSUR_6_BSOLAR | Central Antelope Dry Ranch B | caiso | SCE | SCE | Southern California Edison | SCE | CAISO |  | 2050-12-31 | 3 | 100% | 3 | 3 |  |  | PVgeneric_sun | PVgeneric_sun | Solar_Fixed | CAISO_Solar |  |  |  |  | 1900 | 2050 | 0 | CAISO | 3 | 1 | 1 | 1 | #VALUE! | 1
| DELSUR_6_CREST | DELSUR_6_CREST1 | caiso | SCE | SCE | Southern California Edison | SCE | CAISO |  | 2050-12-31 | 10 | 100% | 10 | 10 |  |  | n/a | PVgeneric_sun | Solar_Fixed | CAISO_Solar |  |  |  |  | 1900 | 2050 | 0 | CAISO | 10 | 1 | 1 | 1 | #VALUE! | 1
| DELSUR_6_DRYFRB | Dry Farm Ranch B | caiso | SCE | SCE | Southern California Edison | SCE | CAISO | 2014-11-21 | 2050-12-31 | 5 | 100% | 5 | 5 |  |  | n/a | PVgeneric_sun | Solar_Fixed | CAISO_Solar |  |  |  |  | 2015 | 2050 | 0 | CAISO | 5 | 1 | 1 | 1 | #VALUE! | 1
| DELSUR_6_SOLAR1 | Summer Solar North | caiso | SCE | SCE | Southern California Edison | SCE | CAISO | 2015-06-03 | 2050-12-31 | 6.5 | 100% | 6.5 | 6.5 |  |  | n/a | PVgeneric_sun | Solar_Fixed | CAISO_Solar |  |  |  |  | 2015 | 2050 | 0 | CAISO | 6.5 | 1 | 1 | 1 | #VALUE! | 1
| DELSUR_6_SOLAR4 |  | caiso | SCE | SCE | Southern California Edison | SCE | CAISO |  | 2050-12-31 | 1.5 | 100% | 1.5 | 1.5 |  |  | PVgeneric_sun | PVgeneric_sun | Solar_Fixed | CAISO_Solar |  |  |  |  | 1900 | 2050 | 0 | CAISO | 1.5 | 1 | 1 | 1 | #VALUE! | 1
| DELSUR_6_SOLAR5 |  | caiso | SCE | SCE | Southern California Edison | SCE | CAISO |  | 2050-12-31 | 1.5 | 100% | 1.5 | 1.5 |  |  | PVgeneric_sun | PVgeneric_sun | Solar_Fixed | CAISO_Solar |  |  |  |  | 1900 | 2050 | 0 | CAISO | 1.5 | 1 | 1 | 1 | #VALUE! | 1
| DELTA_2_PL1X4 | DELTA ENERGY CENTER AGGREGATE | caiso | PGE_Bay | PGE_Bay | Pacific Gas and Electric Bay | PGE_Bay | CAISO | 2002-06-17 | 2050-12-31 | 813 | 92.39% | 813 | 880 |  |  | CCWhole-NatGas-Industrial | CC_NG | CC | CAISO_CCGT1 |  |  |  |  | 2002 | 2050 | 0 | CAISO | 880 | 1 | 1 | 1 | #VALUE! | 1
| Deming_Solar | Deming Solar Energy Center DSEC and HON2 | teppc | PNM | PNM | Public Service Company of New Mexico | PNM_EPE | SW | 2013-11-30 | 2050-12-31 | 9 | 100% | 9 | 9 |  |  | SolarPV-NonTracking | FixedPV_sun | Solar_Fixed | SW_Solar |  |  |  |  | 2014 | 2050 | 0 | SW | 9 | 1 | 1 | 1 | #VALUE! | 1
| DeMoss_Petrie | DeMoss Petrie CT 2 GT2 | teppc | TEPC | TEPC | Tucson Electric Power Company | TEPC | SW | 2001-06-01 | 2050-12-31 | 75 | 100% | 75 | 75 |  |  | CT-NatGas-Aero | CT_NG | CT | SW_Peaker |  |  |  |  | 2001 | 2050 | 0 | SW | 75 | 1 | 1 | 1 | #VALUE! | 1
| Desert_Meadow | Desert Meadow Windfarm-1 | teppc | IPFE | IPFE | Idaho Far East | IPCO | NW | 2012-02-27 | 2050-12-31 | 23 | 100% | 23 | 23 |  |  | WT-Onshore | wind_onshorewind | Wind | NW_Wind |  |  |  |  | 2012 | 2050 | 0 | NW | 23 | 1 | 1 | 1 | #VALUE! | 1
| Desert_Peak_2 | DesertPeak2_Desert Peak Power Plant-GEN2 | teppc | SPPC | SPPC | Nevada Power Company | NEVP | SW | 2007-05-01 | 2050-12-31 | 13.5 | 100% | 13.5 | 13.5 |  |  | Geo-BinaryCycle | Geothermal_steam | Geothermal | SW_Geothermal |  |  |  |  | 2007 | 2050 | 0 | SW | 13.5 | 1 | 1 | 1 | #VALUE! | 1
| Desert_Power_3 | SALTSEA_13.8_SSU3¦Desert Power 3 | teppc | IID | IID | Imperial Irrigation District | SRP | SW | 2010-04-15 | 2050-12-31 | 50 | 100% | 50 | 50 |  |  | Geo-DoubleFlash | Geothermal_steam | Geothermal | SW_Geothermal |  |  |  |  | 2010 | 2050 | 0 | SW | 50 | 1 | 1 | 1 | #VALUE! | 1
| Desert_View | Desert View Power Plant (Mecca) GEN1¦Desert View Power-GEN1 | teppc | IID | IID | Imperial Irrigation District | IID | IID | 1990-12-01 | 2050-12-31 | 50 | 100% | 50 | 50 |  |  | Bio-ST | ST_Biomass | Biomass/Wood | IID_Biomass |  |  |  |  | 1991 | 2050 | 0 | IID | 50 | 1 | 1 | 1 | #VALUE! | 1
| DesertBasin_CC | DesertBasinCC (Total CC Plant) | teppc | SRP | SRP | Salt River Project | SRP | SW | 2014-04-01 | 2050-12-31 | 591.1 | 100% | 591.1 | 591.1 |  |  | CCWhole-NatGas-Industrial | CC_NG | CC | SW_CCGT |  |  |  |  | 2014 | 2050 | 0 | SW | 591.1 | 1 | 1 | 1 | #VALUE! | 1
| DESRT_P2 | Desert Peak Geothermal | teppc | SPPC | SPPC | Nevada Power Company | NEVP | SW | 2006-01-01 | 2050-12-31 | 11 | 100% | 11 | 11 |  |  | Renewable Thermal | Geothermal_steam | Geothermal | SW_Geothermal |  |  |  |  | 2006 | 2050 | 0 | SW | 11 | 1 | 1 | 1 | #VALUE! | 1
| Detroit_1 | Detroit-1 | teppc | BPAT | BPAT | Bonneville Power Administration – Transmission | BPAT | NW | 1953-11-01 | 2050-12-31 | 50 | 100% | 50 | 50 |  |  | Hydro | Hydro_Standard | Hydro | NW_Hydro |  |  |  |  | 1954 | 2050 | 0 | NW | 50 | 1 | 1 | 1 | #VALUE! | 1
| Detroit_2 | Detroit-2 | teppc | BPAT | BPAT | Bonneville Power Administration – Transmission | BPAT | NW | 1953-07-01 | 2050-12-31 | 50 | 100% | 50 | 50 |  |  | Hydro | Hydro_Standard | Hydro | NW_Hydro |  |  |  |  | 1954 | 2050 | 0 | NW | 50 | 1 | 1 | 1 | #VALUE! | 1
| DEVERS_1_QF | DEVERS QFS | caiso | SCE | SCE | Southern California Edison | SCE | CAISO | 1983-01-01 | 2050-12-31 | 0 | 0% | 71.63 | 0 |  |  | n/a | wind_onshorewind | Wind | CAISO_Wind |  |  |  |  | 1983 | 2050 | 0 | CAISO | 0 | 1 | 1 | 1 | #VALUE! | 1
| DEVERS_1_SEPV05 | SEPV 5 | caiso | SCE | SCE | Southern California Edison | SCE | CAISO | 2012-05-10 | 2050-12-31 | 2 | 100% | 2 | 2 |  |  | n/a | PVgeneric_sun | Solar_Fixed | CAISO_Solar |  |  |  |  | 2012 | 2050 | 0 | CAISO | 2 | 1 | 1 | 1 | #VALUE! | 1
| DEVERS_1_SOLAR | Cascade Solar | caiso | SCE | SCE | Southern California Edison | SCE | CAISO | 2013-11-30 | 2050-12-31 | 18.5 | 100% | 18.5 | 18.5 |  |  | n/a | PVgeneric_sun | Solar_Fixed | CAISO_Solar |  |  |  |  | 2014 | 2050 | 0 | CAISO | 18.5 | 1 | 1 | 1 | #VALUE! | 1
| DEVERS_1_SOLAR1 | SEPV8 | caiso | SCE | SCE | Southern California Edison | SCE | CAISO | 2013-06-01 | 2050-12-31 | 12 | 100% | 12 | 12 |  |  | n/a | PVgeneric_sun | Solar_Fixed | CAISO_Solar |  |  |  |  | 2013 | 2050 | 0 | CAISO | 12 | 1 | 1 | 1 | #VALUE! | 1
| DEVERS_1_SOLAR2 | SEPV9 | caiso | SCE | SCE | Southern California Edison | SCE | CAISO | 2013-06-01 | 2050-12-31 | 9 | 100% | 9 | 9 |  |  | n/a | PVgeneric_sun | Solar_Fixed | CAISO_Solar |  |  |  |  | 2013 | 2050 | 0 | CAISO | 9 | 1 | 1 | 1 | #VALUE! | 1
| DEVERS_2_CS2SR4 | Caliente Solar 2 | caiso | SCE | SCE | Southern California Edison | SCE | CAISO |  | 2050-12-31 | 0.91 | 100% | 0.91 | 0.91 |  |  | PHOTO VOLTAIC_SUN | PVgeneric_sun | Solar_Fixed | CAISO_Solar |  |  |  |  | 1900 | 2050 | 0 | CAISO | 0.91 | 1 | 1 | 1 | #VALUE! | 1
| DEVERS_2_DHSPG2 | Desert Hot Springs 2 | caiso | SCE | SCE | Southern California Edison | SCE | CAISO | 2013-12-31 | 2050-12-31 | 1.4 | 100% | 1.4 | 1.4 |  |  | PHOTO VOLTAIC_SUN | PVgeneric_sun | Solar_Fixed | CAISO_Solar |  |  |  |  | 2014 | 2050 | 0 | CAISO | 1.4 | 1 | 1 | 1 | #VALUE! | 1
| Dexter_1 | Dexter-1 | teppc | BPAT | BPAT | Bonneville Power Administration – Transmission | BPAT | NW | 1955-06-01 | 2050-12-31 | 15 | 100% | 15 | 15 |  |  | Hydro | Hydro_Standard | Hydro | NW_Hydro |  |  |  |  | 1955 | 2050 | 0 | NW | 15 | 1 | 1 | 1 | #VALUE! | 1
| DEXZEL_1_UNIT | Western Power and Steam Cogeneration | caiso | PGE_Valley | PGE_Valley | Pacific Gas and Electric Valley | PGE_Valley | CAISO | 1989-11-30 | 2050-12-31 | 11.79 | 58.95% | 11.79 | 20 |  |  | n/a | Cogen_NG | Cogen | CAISO_CHP |  |  |  |  | 1990 | 2050 | 0 | CAISO | 20 | 1 | 1 | 1 | #VALUE! | 1
| DIABLO_7_UNIT_1 | Diablo Canyon Unit 1 | caiso | PGE_Bay | PGE_Bay | Pacific Gas and Electric Bay | PGE_Bay | CAISO | 1985-01-01 | 2024-11-02 | 1150 | 100% | 1150 | 1150 |  |  | ST-Nuclear | ST_Nuclear | Nuclear | CAISO_Nuclear |  |  |  |  | 1985 | 2024 | 0 | CAISO | 1150 | 1 | 1 | 1 | #VALUE! | 1
| DIABLO_7_UNIT_2 | Diablo Canyon Unit 2 | caiso | PGE_Bay | PGE_Bay | Pacific Gas and Electric Bay | PGE_Bay | CAISO | 1986-01-01 | 2025-08-26 | 1150 | 100% | 1150 | 1150 |  |  | ST-Nuclear | ST_Nuclear | Nuclear | CAISO_Nuclear |  |  |  |  | 1986 | 2025 | 0 | CAISO | 1150 | 1 | 1 | 1 | #VALUE! | 1
| DiabloHydro_31 | Diablo-31 | teppc | SCL | SCL | Seattle Department of Lighting | BPAT | NW | 1937-04-01 | 2050-12-31 | 83 | 100% | 83 | 83 |  |  | Hydro | Hydro_Standard | Hydro | NW_Hydro |  |  |  |  | 1937 | 2050 | 0 | NW | 83 | 1 | 1 | 1 | #VALUE! | 1
| DiabloHydro_32 | Diablo-32 | teppc | SCL | SCL | Seattle Department of Lighting | BPAT | NW | 1936-10-01 | 2050-12-31 | 83 | 100% | 83 | 83 |  |  | Hydro | Hydro_Standard | Hydro | NW_Hydro |  |  |  |  | 1937 | 2050 | 0 | NW | 83 | 1 | 1 | 1 | #VALUE! | 1
| Diamond_H_Dairy_Power | Diamond H Dairy Power | rps | PGE_Valley | PGE_Valley | Pacific Gas and Electric Valley | PGE_Valley | CAISO | 2020-06-02 | 2050-12-31 | 0 | 0% |  | 2 |  |  | Digester gasnan | Biogas_ | Biogas_LandfillGas | CAISO_Biomass |  |  |  |  | 2020 | 2050 | 0 | CAISO | 2 | 1 | 1 | 1 | #VALUE! | 1
| Dickson_Dam1 | Dickson Dam IPP 1-1 | teppc | AESO | AESO | Alberta Electric System Operator | BCHA_AESO | Excluded | 1992-01-16 | 2050-12-01 | 5.6 | 100% | 5.6 | 5.6 |  |  | Hydro | Hydro_Standard | Hydro | Excluded_Hydro |  |  |  |  | 1992 | 2050 | 0 | Excluded | 5.6 | 1 | 1 | 1 | #VALUE! | 1
| Dickson_Dam2 | Dickson Dam IPP 2-2 | teppc | AESO | AESO | Alberta Electric System Operator | BCHA_AESO | Excluded | 1992-01-16 | 2050-12-01 | 5.6 | 100% | 5.6 | 5.6 |  |  | Hydro | Hydro_Standard | Hydro | Excluded_Hydro |  |  |  |  | 1992 | 2050 | 0 | Excluded | 5.6 | 1 | 1 | 1 | #VALUE! | 1
| Dickson_Dam3 | Dickson Dam IPP 3-3 | teppc | AESO | AESO | Alberta Electric System Operator | BCHA_AESO | Excluded | 1992-01-16 | 2050-12-01 | 5.6 | 100% | 5.6 | 5.6 |  |  | Hydro | Hydro_Standard | Hydro | Excluded_Hydro |  |  |  |  | 1992 | 2050 | 0 | Excluded | 5.6 | 1 | 1 | 1 | #VALUE! | 1
| Dietrich_Drop | Dietrich Drop-GEN1 | teppc | IPFE | IPFE | Idaho Far East | IPCO | NW | 1988-08-29 | 2050-12-31 | 4.5 | 100% | 4.5 | 4.5 |  |  | Hydro | Hydro_Standard | Hydro | NW_Hydro |  |  |  |  | 1989 | 2050 | 0 | NW | 4.5 | 1 | 1 | 1 | #VALUE! | 1
| DillardComplexGEN4 | Dillard Complex-GEN4 | teppc | PNM | PNM | Public Service Company of New Mexico | PNM_EPE | SW | 1955-01-01 | 2050-12-31 | 11.5 | 100% | 11.5 | 11.5 |  |  | Bio-ST | ST_Biomass | Biomass/Wood | SW_Biomass |  |  |  |  | 1955 | 2050 | 0 | SW | 11.5 | 1 | 1 | 1 | #VALUE! | 1
| DillardComplexGEN5 | Dillard Complex-GEN5 | teppc | PNM | PNM | Public Service Company of New Mexico | PNM_EPE | SW | 1955-01-01 | 2050-12-31 | 11.5 | 100% | 11.5 | 11.5 |  |  | Bio-ST | ST_Biomass | Biomass/Wood | SW_Biomass |  |  |  |  | 1955 | 2050 | 0 | SW | 11.5 | 1 | 1 | 1 | #VALUE! | 1
| Dillon_Hydro | Dillon Hydro Plant GEN1 | teppc | PSCO | PSCO | Public Service Company of Colorado | PSCO | Excluded | 1987-10-01 | 2050-12-31 | 1.8 | 100% | 1.8 | 1.8 |  |  | Hydro | Hydro_Standard | Hydro | Excluded_Hydro |  |  |  |  | 1988 | 2050 | 0 | Excluded | 1.8 | 1 | 1 | 1 | #VALUE! | 1
| DINUBA_6_UNIT | Dinuba Energy, Inc. | caiso | PGE_Valley | PGE_Valley | Pacific Gas and Electric Valley | PGE_Valley | CAISO | 2001-07-05 | 2019-12-31 | 2.34 | 19.5% | 2.34 | 12 |  |  | STEAM_BIOMASS | ST_Biomass | Biomass/Wood | CAISO_Biomass |  |  |  |  | 2002 | 2019 | 0 | CAISO | 12 | 1 | 1 | 1 | #VALUE! | 1
| DISCOV_1_CHEVRN | CHEVRON USA (EASTRIDGE) | caiso | PGE_Valley | PGE_Valley | Pacific Gas and Electric Valley | PGE_Valley | CAISO | 1988-06-13 | 2050-12-31 | 3.74 | 7.664% | 3.74 | 48.8 |  |  | CT-NatGas-Aero | Cogen_NG | Cogen | CAISO_CHP |  |  |  |  | 1988 | 2050 | 0 | CAISO | 48.8 | 1 | 1 | 1 | #VALUE! | 1
| Division_Creek | Division Creek 1 | teppc | LDWP | LDWP | Los Angeles Department of Water and Power | LADWP | LDWP | 1909-03-01 | 2050-12-31 | 0.6 | 100% | 0.6 | 0.6 |  |  | Hydro | Hydro_Standard | Hydro | LDWP_Hydro |  |  |  |  | 1909 | 2050 | 0 | LDWP | 0.6 | 1 | 1 | 1 | #VALUE! | 1
| DIVSON_6_NSQF |  | caiso | SDGE | SDGE | San Diego Gas and Electric | SDGE | CAISO | 1989-01-01 | 2018-12-31 | 0 | 0% |  | 47 |  |  | CCWhole-NatGas-Aero | Cogen_NG | Cogen | CAISO_CHP |  |  |  |  | 1989 | 2018 | 0 | CAISO | 47 | 1 | 1 | 1 | #VALUE! | 1
| DIXIE_M_P1 | Dixie Meadows Geothermal | teppc | SPPC | SPPC | Nevada Power Company | NEVP | SW | 2021-01-01 | 2050-12-31 | 22.5 | 100% | 22.5 | 22.5 |  |  | Renewable Thermal | Geothermal_steam | Geothermal | SW_Geothermal |  |  |  |  | 2021 | 2050 | 0 | SW | 22.5 | 0.95 | 1 | 1 | #VALUE! | 1
| DIXIE_M_P12 | Dixie Meadows Geothermal | teppc | SPPC | SPPC | Nevada Power Company | NEVP | SW | 2021-01-01 | 2050-12-31 | 22.5 | 100% | 22.5 | 22.5 |  |  | Renewable Thermal | Geothermal_steam | Geothermal | SW_Geothermal |  |  |  |  | 2021 | 2050 | 0 | SW | 22.5 | 0.95 | 1 | 1 | #VALUE! | 1
| Dixie_Valley_Geo_1 | Caithness Dixie Valley-1¦Dixie Valley Geothermal GEN1 | teppc | SPPC | SPPC | Nevada Power Company | NEVP | SW | 1988-06-14 | 2050-12-31 | 13.3 | 100% | 13.3 | 13.3 |  |  | Geo-BinaryCycle | Geothermal_steam | Geothermal | SW_Geothermal |  |  |  |  | 1988 | 2050 | 0 | SW | 13.3 | 1 | 1 | 1 | #VALUE! | 1
| Dixie_Valley_Geo_2 | Caithness Dixie Valley-2¦Dixie Valley Geothermal GEN1 | teppc | SPPC | SPPC | Nevada Power Company | NEVP | SW | 1988-06-14 | 2050-12-31 | 10.1 | 100% | 10.1 | 10.1 |  |  | Geo-BinaryCycle | Geothermal_steam | Geothermal | SW_Geothermal |  |  |  |  | 1988 | 2050 | 0 | SW | 10.1 | 1 | 1 | 1 | #VALUE! | 1
| Dixie_Valley_Geo_3 | Caithness Dixie Valley-3¦Dixie Valley Geothermal GEN1 | teppc | SPPC | SPPC | Nevada Power Company | NEVP | SW | 1988-06-14 | 2050-12-31 | 19.2 | 100% | 19.2 | 19.2 |  |  | Geo-BinaryCycle | Geothermal_steam | Geothermal | SW_Geothermal |  |  |  |  | 1988 | 2050 | 0 | SW | 19.2 | 1 | 1 | 1 | #VALUE! | 1
| DIXNLD_1_LNDFL | Zero Waste Energy | caiso | PGE_Bay | PGE_Bay | Pacific Gas and Electric Bay | PGE_Bay | CAISO | 2015-11-13 | 2050-12-31 | 0.88 | 55% | 0.88 | 1.6 |  |  | n/a | CT_Biomass | Biomass/Wood | CAISO_Biomass |  |  |  |  | 2016 | 2050 | 0 | CAISO | 1.6 | 1 | 1 | 1 | #VALUE! | 1
| DMDVLY_1_UNITS | DIAMOND VALLEY LAKE PUMP-GEN PLANT | caiso | SCE | SCE | Southern California Edison | SCE | CAISO | 2001-01-01 | 2050-12-31 | 21 | 100% | 21 | 21 |  |  | n/a | Hydro_Standard | Hydro | CAISO_Hydro |  |  |  |  | 2001 | 2050 | 0 | CAISO | 21 | 1 | 1 | 1 | #VALUE! | 1
| Dodge_Flat_Solar |  | teppc | SPPC | SPPC | Nevada Power Company | NEVP | SW | 2021-12-31 | 2050-12-31 | 26 | 100% | 26 | 26 |  |  | SolarPV-Tracking | 1axPV_sun | Solar_1Axis | SW_Solar |  |  |  |  | 2022 | 2050 | 0 | SW | 26 | 0.95 | 1 | 1 | #VALUE! | 1
| DokieWind1 | Dokie Wind-1_Dokie Wind-1_IPP-DKW | teppc | BCHA | BCHA | British Columbia Transmission Company | BCHA_AESO | Excluded | 2011-02-28 | 2036-02-16 | 24 | 100% | 24 | 24 |  |  | WT-Onshore | wind_onshorewind | Wind | Excluded_Wind | CAISO | 24 |  |  | 2011 | 2035 | 0 | CAISO | 24 | 1 | 1 | 1 | #VALUE! | 1
| DokieWind2 | Dokie Wind-2_Dokie Wind-2_IPP-DKW | teppc | BCHA | BCHA | British Columbia Transmission Company | BCHA_AESO | Excluded | 2011-02-28 | 2036-02-16 | 24 | 100% | 24 | 24 |  |  | WT-Onshore | wind_onshorewind | Wind | Excluded_Wind | CAISO | 24 |  |  | 2011 | 2035 | 0 | CAISO | 24 | 1 | 1 | 1 | #VALUE! | 1
| DokieWind3 | Dokie Wind-3_Dokie Wind-3_IPP-DKW | teppc | BCHA | BCHA | British Columbia Transmission Company | BCHA_AESO | Excluded | 2011-02-28 | 2036-02-16 | 24 | 100% | 24 | 24 |  |  | WT-Onshore | wind_onshorewind | Wind | Excluded_Wind | CAISO | 24 |  |  | 2011 | 2035 | 0 | CAISO | 24 | 1 | 1 | 1 | #VALUE! | 1
| DokieWind4 | Dokie Wind-4_Dokie Wind-4_IPP-DKW | teppc | BCHA | BCHA | British Columbia Transmission Company | BCHA_AESO | Excluded | 2011-02-28 | 2036-02-16 | 27 | 100% | 27 | 27 |  |  | WT-Onshore | wind_onshorewind | Wind | Excluded_Wind | CAISO | 27 |  |  | 2011 | 2035 | 0 | CAISO | 27 | 1 | 1 | 1 | #VALUE! | 1
| DokieWind5 | Dokie Wind-5_Dokie Wind-5_IPP-DKW | teppc | BCHA | BCHA | British Columbia Transmission Company | BCHA_AESO | Excluded | 2011-02-28 | 2036-02-16 | 24 | 100% | 24 | 24 |  |  | WT-Onshore | wind_onshorewind | Wind | Excluded_Wind | CAISO | 24 |  |  | 2011 | 2035 | 0 | CAISO | 24 | 1 | 1 | 1 | #VALUE! | 1
| DokieWind6 | Dokie Wind-6_Dokie Wind-6_IPP-DKW | teppc | BCHA | BCHA | British Columbia Transmission Company | BCHA_AESO | Excluded | 2011-02-28 | 2036-02-16 | 21 | 100% | 21 | 21 |  |  | WT-Onshore | wind_onshorewind | Wind | Excluded_Wind | CAISO | 21 |  |  | 2011 | 2035 | 0 | CAISO | 21 | 1 | 1 | 1 | #VALUE! | 1
| Don_Pedro_1 | Don Pedro 1 | teppc | TIDC | TIDC | Turlock Irrigation District | TID | BANC | 1971-05-01 | 2050-12-31 | 55 | 100% | 55 | 55 |  |  | Hydro | Hydro_Standard | Hydro | BANC_Hydro |  |  |  |  | 1971 | 2050 | 0 | BANC | 55 | 1 | 1 | 1 | #VALUE! | 1
| Don_Pedro_2 | Don Pedro 2 | teppc | TIDC | TIDC | Turlock Irrigation District | TID | BANC | 1971-05-01 | 2050-12-31 | 55 | 100% | 55 | 55 |  |  | Hydro | Hydro_Standard | Hydro | BANC_Hydro |  |  |  |  | 1971 | 2050 | 0 | BANC | 55 | 1 | 1 | 1 | #VALUE! | 1
| Don_Pedro_3 | Don Pedro 3 | teppc | BANC | BANC | Balancing Authority of Northern California | SMUD | BANC | 1971-05-01 | 2050-12-31 | 55 | 100% | 55 | 55 |  |  | Hydro | Hydro_Standard | Hydro | BANC_Hydro |  |  |  |  | 1971 | 2050 | 0 | BANC | 55 | 1 | 1 | 1 | #VALUE! | 1
| Don_Pedro_4 | Don Pedro 4 | teppc | TIDC | TIDC | Turlock Irrigation District | TID | BANC | 1989-04-01 | 2050-12-31 | 38.2 | 100% | 38.2 | 38.2 |  |  | Hydro | Hydro_Standard | Hydro | BANC_Hydro |  |  |  |  | 1989 | 2050 | 0 | BANC | 38.2 | 1 | 1 | 1 | #VALUE! | 1
| DONNLS_7_UNIT |  | caiso | PGE_Valley | PGE_Valley | Pacific Gas and Electric Valley | PGE_Valley | CAISO | 1957-01-01 | 2050-12-31 | 72 | 100% | 72 | 72 |  |  | n/a | Hydro_Standard | Hydro | CAISO_Hydro |  |  |  |  | 1957 | 2050 | 0 | CAISO | 72 | 1 | 1 | 1 | #VALUE! | 1
| DoranTaylor1 | Doran Taylor-1_Doran Taylor-1_IPP-DTR | teppc | BCHA | BCHA | British Columbia Transmission Company | BCHA_AESO | Excluded | 1996-07-08 | 2036-07-08 | 5.6 | 100% | 5.6 | 5.6 |  |  | Hydro | Hydro_Standard | Hydro | Excluded_Hydro |  |  |  |  | 1997 | 2036 | 0 | Excluded | 5.6 | 1 | 1 | 1 | #VALUE! | 1
| DoranTaylor2 | Doran Taylor-2_Doran Taylor-2_IPP-DTR | teppc | BCHA | BCHA | British Columbia Transmission Company | BCHA_AESO | Excluded | 1996-07-08 | 2036-07-08 | 2.8 | 100% | 2.8 | 2.8 |  |  | Hydro | Hydro_Standard | Hydro | Excluded_Hydro |  |  |  |  | 1997 | 2036 | 0 | Excluded | 2.8 | 1 | 1 | 1 | #VALUE! | 1
| DOUBLC_1_UNITS | DOUBLE "C" LIMITED | caiso | PGE_Valley | PGE_Valley | Pacific Gas and Electric Valley | PGE_Valley | CAISO | 1989-03-14 | 2050-12-31 | 52.23 | 100% | 52.23 | 52.23 |  |  | CT-NatGas-Aero | CT_NG | CT | CAISO_Peaker2 |  |  |  |  | 1989 | 2050 | 0 | CAISO | 52.23 | 1 | 1 | 1 | #VALUE! | 1
| DoubleADigester1 | Double A Digester-1 | teppc | CISC | CISC | Southern California Edison | SCE | CAISO | 2011-12-01 | 2030-04-15 | 0 | 0% |  | 1.5 |  |  | Bio-ICE | ICE_Biomass | Biomass/Wood | CAISO_Biomass |  |  |  |  | 2012 | 2029 | 0 | CAISO | 1.5 | 1 | 1 | 1 | #VALUE! | 1
| DoubleADigester2 | Double A Digester-2 | teppc | CISC | CISC | Southern California Edison | SCE | CAISO | 2012-01-01 | 2050-12-31 | 0 | 0% |  | 1.5 |  |  | Bio-ICE | ICE_Biomass | Biomass/Wood | CAISO_Biomass |  |  |  |  | 2012 | 2050 | 0 | CAISO | 1.5 | 1 | 1 | 1 | #VALUE! | 1
| DoubleADigester3 | Double A Digester-3 | teppc | CISC | CISC | Southern California Edison | SCE | CAISO | 2012-02-01 | 2050-12-31 | 0 | 0% |  | 1.5 |  |  | Bio-ICE | ICE_Biomass | Biomass/Wood | CAISO_Biomass |  |  |  |  | 2012 | 2050 | 0 | CAISO | 1.5 | 1 | 1 | 1 | #VALUE! | 1
| Douglas_1 | Douglas 1 | teppc | AZPS | AZPS | Arizona Public Service Company | AZPS | SW | 1972-05-01 | 2050-12-31 | 16 | 100% | 16 | 16 |  |  | CT-OilDistillate | CT_Oil | CT | SW_Peaker |  |  |  |  | 1972 | 2050 | 0 | SW | 16 | 1 | 1 | 1 | #VALUE! | 1
| Douglas_Kwalsa1 | Douglas (DGL,Kwalsa Energy)-1_Douglas (DGL,Kwalsa Energy)-1_IPP-DGL | teppc | BCHA | BCHA | British Columbia Transmission Company | BCHA_AESO | Excluded | 2009-11-12 | 2049-10-19 | 14.38 | 100% | 14.38 | 14.38 |  |  | Hydro | Hydro_Standard | Hydro | Excluded_Hydro |  |  |  |  | 2010 | 2049 | 0 | Excluded | 14.38 | 1 | 1 | 1 | #VALUE! | 1
| Douglas_Kwalsa2 | Douglas (DGL,Kwalsa Energy)-2_Douglas (DGL,Kwalsa Energy)-2_IPP-DGL | teppc | BCHA | BCHA | British Columbia Transmission Company | BCHA_AESO | Excluded | 2009-11-12 | 2049-10-19 | 14.38 | 100% | 14.38 | 14.38 |  |  | Hydro | Hydro_Standard | Hydro | Excluded_Hydro |  |  |  |  | 2010 | 2049 | 0 | Excluded | 14.38 | 1 | 1 | 1 | #VALUE! | 1
| DowCC_Total | DowCC (Total CC Plant) | teppc | AESO | AESO | Alberta Electric System Operator | BCHA_AESO | Excluded | 1999-10-01 | 2050-12-01 | 129.5 | 100% | 129.5 | 129.5 |  |  | CCWhole-NatGas-Industrial | CC_NG | CC | Excluded_CCGT |  |  |  |  | 2000 | 2050 | 0 | Excluded | 129.5 | 1 | 1 | 1 | #VALUE! | 1
| DowG101_1 | DowG101-1 | teppc | AESO | AESO | Alberta Electric System Operator | BCHA_AESO | Excluded | 1999-01-01 | 2050-12-01 | 110 | 100% | 110 | 110 |  |  | CT-AB-Cogen | Cogen_NG | Cogen | Excluded_CHP |  |  |  |  | 1999 | 2050 | 0 | Excluded | 110 | 1 | 1 | 1 | #VALUE! | 1
| DowG201_2 | DowG201-2 | teppc | AESO | AESO | Alberta Electric System Operator | BCHA_AESO | Excluded | 1999-01-01 | 2050-12-01 | 110 | 100% | 110 | 110 |  |  | CT-AB-Cogen | Cogen_NG | Cogen | Excluded_CHP |  |  |  |  | 1999 | 2050 | 0 | Excluded | 110 | 1 | 1 | 1 | #VALUE! | 1
| DRACKR_2_SOLAR1 | Dracker Solar Unit 1 | caiso | SCE | SCE | Southern California Edison | SCE | CAISO | 2016-05-02 | 2050-12-31 | 110 | 100% | 110 | 110 |  |  | n/a | PVgeneric_sun | Solar_Fixed | CAISO_Solar |  |  |  |  | 2016 | 2050 | 0 | CAISO | 110 | 1 | 1 | 1 | #VALUE! | 1
| DRACKR_2_SOLAR2 | Dracker Solar Unit 2 | caiso | SCE | SCE | Southern California Edison | SCE | CAISO | 2016-10-28 | 2050-12-31 | 125 | 100% | 125 | 125 |  |  | n/a | PVgeneric_sun | Solar_Fixed | CAISO_Solar |  |  |  |  | 2017 | 2050 | 0 | CAISO | 125 | 1 | 1 | 1 | #VALUE! | 1
| DREWS_6_PL1X4 | Drews Generating Plant | caiso | SCE | SCE | Southern California Edison | SCE | CAISO | 2001-08-14 | 2050-12-31 | 36 | 86.96% | 36 | 41.4 |  |  | CT-NatGas-Aero | CT_NG | CT | CAISO_Peaker2 |  |  |  |  | 2002 | 2050 | 0 | CAISO | 41.4 | 1 | 1 | 1 | #VALUE! | 1
| Drop_1 | IID DROP 1 HYDRO PLANT (AGGREGATE) | teppc | IID | IID | Imperial Irrigation District | IID | IID | 2010-04-15 | 2050-12-31 | 5.8 | 100% | 5.8 | 5.8 |  |  | Hydro | Hydro_Standard | Hydro | IID_Hydro |  |  |  |  | 2010 | 2050 | 0 | IID | 5.8 | 1 | 1 | 1 | #VALUE! | 1
| Drop_2_1 | Drop 2 (CA) 1 | teppc | IID | IID | Imperial Irrigation District | IID | IID | 2010-04-15 | 2050-12-31 | 5 | 100% | 5 | 5 |  |  | Hydro | Hydro_Standard | Hydro | IID_Hydro |  |  |  |  | 2010 | 2050 | 0 | IID | 5 | 1 | 1 | 1 | #VALUE! | 1
| Drop_2_2 | Drop 2 (CA) 2 | teppc | IID | IID | Imperial Irrigation District | IID | IID | 2010-04-15 | 2050-12-31 | 5 | 100% | 5 | 5 |  |  | Hydro | Hydro_Standard | Hydro | IID_Hydro |  |  |  |  | 2010 | 2050 | 0 | IID | 5 | 1 | 1 | 1 | #VALUE! | 1
| Drop_3_1 | Drop 3 (CA) 1 | teppc | IID | IID | Imperial Irrigation District | IID | IID | 1994-01-01 | 2050-12-31 | 6 | 100% | 6 | 6 |  |  | Hydro | Hydro_Standard | Hydro | IID_Hydro |  |  |  |  | 1994 | 2050 | 0 | IID | 6 | 1 | 1 | 1 | #VALUE! | 1
| Drop_3_2 | Drop 3 (CA) 2 | teppc | IID | IID | Imperial Irrigation District | IID | IID | 1941-02-01 | 2050-12-31 | 4 | 100% | 4 | 4 |  |  | Hydro | Hydro_Standard | Hydro | IID_Hydro |  |  |  |  | 1941 | 2050 | 0 | IID | 4 | 1 | 1 | 1 | #VALUE! | 1
| Drop_4_1 | Drop 4 1 | teppc | IID | IID | Imperial Irrigation District | IID | IID | 1968-08-01 | 2050-12-31 | 9.8 | 100% | 9.8 | 9.8 |  |  | Hydro | Hydro_Standard | Hydro | IID_Hydro |  |  |  |  | 1969 | 2050 | 0 | IID | 9.8 | 1 | 1 | 1 | #VALUE! | 1
| Drop_4_2 | Drop 4 2 | teppc | IID | IID | Imperial Irrigation District | IID | IID | 2010-04-15 | 2050-12-31 | 9.8 | 100% | 9.8 | 9.8 |  |  | Hydro | Hydro_Standard | Hydro | IID_Hydro |  |  |  |  | 2010 | 2050 | 0 | IID | 9.8 | 1 | 1 | 1 | #VALUE! | 1
| Drop_5 | IID DROP 5 HYDRO PLANT (AGGREGATE)¦BRAVO_4.16_DROP_5_1 | teppc | IID | IID | Imperial Irrigation District | IID | IID | 2010-04-15 | 2050-12-31 | 4 | 100% | 4 | 4 |  |  | Hydro | Hydro_Standard | Hydro | IID_Hydro |  |  |  |  | 2010 | 2050 | 0 | IID | 4 | 1 | 1 | 1 | #VALUE! | 1
| DRUM_7_PL1X2 | Drum PH 1 Units 1 & 2 Aggregate | caiso | PGE_Valley | PGE_Valley | Pacific Gas and Electric Valley | PGE_Valley | CAISO | 1913-01-01 | 2050-12-31 | 26 | 100% | 26 | 26 |  |  | n/a | Hydro_Standard | Hydro | CAISO_Hydro |  |  |  |  | 1913 | 2050 | 0 | CAISO | 26 | 1 | 1 | 1 | #VALUE! | 1
| DRUM_7_PL3X4 | Drum PH 1 Units 3 & 4 Aggregate | caiso | PGE_Valley | PGE_Valley | Pacific Gas and Electric Valley | PGE_Valley | CAISO | 1922-01-01 | 2050-12-31 | 28.9 | 100% | 28.9 | 28.9 |  |  | n/a | Hydro_Standard | Hydro | CAISO_Hydro |  |  |  |  | 1922 | 2050 | 0 | CAISO | 28.9 | 1 | 1 | 1 | #VALUE! | 1
| DRUM_7_UNIT_5 | DRUM PH 2 UNIT 5 | caiso | PGE_Valley | PGE_Valley | Pacific Gas and Electric Valley | PGE_Valley | CAISO | 1965-01-01 | 2050-12-31 | 50 | 100% | 50 | 50 |  |  | n/a | Hydro_Standard | Hydro | CAISO_Hydro |  |  |  |  | 1965 | 2050 | 0 | CAISO | 50 | 1 | 1 | 1 | #VALUE! | 1
| Dry_Fork_Station | Dry Fork Station 1 | teppc | WACM | WACM | Western Area Power Administration, Colorado-Missouri Region | WACM | Excluded | 2011-11-01 | 2050-12-31 | 440 | 100% | 440 | 440 |  |  | ST-Coal | Steam_Coal | Coal | Excluded_Coal |  |  |  |  | 2012 | 2050 | 0 | Excluded | 440 | 1 | 1 | 1 | #VALUE! | 1
| Dry_Lake_Wind_1_1 | Dry Lake Wind LLC (RC-W)-1 | teppc | AZPS | AZPS | Arizona Public Service Company | AZPS | SW | 2010-12-01 | 2050-12-31 | 21 | 100% | 21 | 21 |  |  | WT-Onshore | wind_onshorewind | Wind | SW_Wind |  |  |  |  | 2011 | 2050 | 0 | SW | 21 | 1 | 1 | 1 | #VALUE! | 1
| Dry_Lake_Wind_1_2 | Dry Lake Wind LLC (RC-W)-2 | teppc | AZPS | AZPS | Arizona Public Service Company | AZPS | SW | 2009-09-04 | 2050-12-31 | 21 | 100% | 21 | 21 |  |  | WT-Onshore | wind_onshorewind | Wind | SW_Wind |  |  |  |  | 2010 | 2050 | 0 | SW | 21 | 1 | 1 | 1 | #VALUE! | 1
| Dry_Lake_Wind_1_3 | Dry Lake Wind LLC (RC-W)-3 | teppc | AZPS | AZPS | Arizona Public Service Company | AZPS | SW | 2009-09-04 | 2050-12-31 | 21 | 100% | 21 | 21 |  |  | WT-Onshore | wind_onshorewind | Wind | SW_Wind |  |  |  |  | 2010 | 2050 | 0 | SW | 21 | 1 | 1 | 1 | #VALUE! | 1
| Dry_Lake_Wind_2_1 | Dry Lake Wind II LLC (RC-E)-1 | teppc | AZPS | AZPS | Arizona Public Service Company | AZPS | SW | 2010-12-01 | 2050-12-31 | 21 | 100% | 21 | 21 |  |  | WT-Onshore | wind_onshorewind | Wind | SW_Wind |  |  |  |  | 2011 | 2050 | 0 | SW | 21 | 1 | 1 | 1 | #VALUE! | 1
| Dry_Lake_Wind_2_2 | Dry Lake Wind II LLC (RC-E)-2 | teppc | AZPS | AZPS | Arizona Public Service Company | AZPS | SW | 2010-12-01 | 2050-12-31 | 21 | 100% | 21 | 21 |  |  | WT-Onshore | wind_onshorewind | Wind | SW_Wind |  |  |  |  | 2011 | 2050 | 0 | SW | 21 | 1 | 1 | 1 | #VALUE! | 1
| Dry_Lake_Wind_2_3 | Dry Lake Wind II LLC (RC-E)-3 | teppc | AZPS | AZPS | Arizona Public Service Company | AZPS | SW | 2016-06-01 | 2050-12-31 | 21 | 100% | 21 | 21 |  |  | WT-Onshore | wind_onshorewind | Wind | SW_Wind |  |  |  |  | 2016 | 2050 | 0 | SW | 21 | 1 | 1 | 1 | #VALUE! | 1
| Drywood_2_2 | Drywood 2-2 | teppc | AESO | AESO | Alberta Electric System Operator | BCHA_AESO | Excluded | 1999-10-01 | 2050-12-01 | 3 | 100% | 3 | 3 |  |  | CT-NatGas-Industrial | CT_NG | CT | Excluded_Peaker |  |  |  |  | 2000 | 2050 | 0 | Excluded | 3 | 1 | 1 | 1 | #VALUE! | 1
| Drywood1_1 | Drywood 1-1 | teppc | AESO | AESO | Alberta Electric System Operator | BCHA_AESO | Excluded | 1999-10-01 | 2050-12-01 | 3 | 100% | 3 | 3 |  |  | CT-NatGas-Industrial | CT_NG | CT | Excluded_Peaker |  |  |  |  | 2000 | 2050 | 0 | Excluded | 3 | 1 | 1 | 1 | #VALUE! | 1
| DSABLA_7_UNIT | De Sabla Hydro | caiso | PGE_Valley | PGE_Valley | Pacific Gas and Electric Valley | PGE_Valley | CAISO | 1963-01-01 | 2050-12-31 | 18.5 | 100% | 18.5 | 18.5 |  |  | n/a | Hydro_Standard | Hydro | CAISO_Small_Hydro |  |  |  |  | 1963 | 2050 | 0 | CAISO | 18.5 | 1 | 1 | 1 | #VALUE! | 1
| DSFLWR_2_WS2SR1 |  | caiso | SCE | SCE | Southern California Edison | SCE | CAISO | 2019-01-29 | 2050-12-31 | 100 | 100% | 100 | 100 |  |  | PVgeneric_sun | PVgeneric_sun | Solar_Fixed | CAISO_Solar |  |  |  |  | 2019 | 2050 | 0 | CAISO | 100 | 1 | 1 | 1 | #VALUE! | 1
| DSRTSL_2_SOLAR1 | Desert Stateline | caiso | SCE | SCE | Southern California Edison | SCE | CAISO | 2016-08-30 | 2050-12-31 | 296.19 | 100% | 296.19 | 296.19 |  |  | n/a | PVgeneric_sun | Solar_Fixed | CAISO_Solar |  |  |  |  | 2017 | 2050 | 0 | CAISO | 296.19 | 1 | 1 | 1 | #VALUE! | 1
| DSRTSN_2_SOLAR1 | Desert Sunlight 300 | caiso | SCE | SCE | Southern California Edison | SCE | CAISO | 2014-12-05 | 2050-12-31 | 300 | 100% | 300 | 300 |  |  | n/a | PVgeneric_sun | Solar_Fixed | CAISO_Solar |  |  |  |  | 2015 | 2050 | 0 | CAISO | 300 | 1 | 1 | 1 | #VALUE! | 1
| DSRTSN_2_SOLAR2 | Desert Sunlight 250 | caiso | SCE | SCE | Southern California Edison | SCE | CAISO | 2014-12-05 | 2050-12-31 | 250 | 100% | 250 | 250 |  |  | n/a | PVgeneric_sun | Solar_Fixed | CAISO_Solar |  |  |  |  | 2015 | 2050 | 0 | CAISO | 250 | 1 | 1 | 1 | #VALUE! | 1
| DTCHWD_2_BT3WND | Brookfield Tehachapi 3 | caiso | SCE | SCE | Southern California Edison | SCE | CAISO | 1986-04-22 | 2050-12-31 | 4.5 | 100% | 4.5 | 4.5 |  |  | n/a | wind_onshorewind | Wind | CAISO_Wind |  |  |  |  | 1986 | 2050 | 0 | CAISO | 4.5 | 1 | 1 | 1 | #VALUE! | 1
| DTCHWD_2_BT4WND | Brookfield Tehachapi 4 | caiso | SCE | SCE | Southern California Edison | SCE | CAISO | 1986-04-22 | 2050-12-31 | 6.52 | 100% | 6.52 | 6.52 |  |  | n/a | wind_onshorewind | Wind | CAISO_Wind |  |  |  |  | 1986 | 2050 | 0 | CAISO | 6.52 | 1 | 1 | 1 | #VALUE! | 1
| DUANE_1_PL1X3 | DONALD VON RAESFELD POWER PROJECT | caiso | PGE_Bay | PGE_Bay | Pacific Gas and Electric Bay | PGE_Bay | CAISO | 2005-03-24 | 2050-12-31 | 147.8 | 100% | 147.8 | 147.8 |  |  | CCWhole-NatGas-Industrial | CC_NG | CC | CAISO_CCGT2 |  |  |  |  | 2005 | 2050 | 0 | CAISO | 147.8 | 1 | 1 | 1 | #VALUE! | 1
| Dundurn_GT_1 | Dundurn GT-1 | teppc | BCHA | BCHA | British Columbia Transmission Company | BCHA_AESO | Excluded | 2014-10-24 | 2050-12-31 | 25 | 100% | 25 | 25 |  |  | CT-NatGas-Industrial | CT_NG | CT | Excluded_Peaker |  |  |  |  | 2015 | 2050 | 0 | Excluded | 25 | 1 | 1 | 1 | #VALUE! | 1
| Dunlap_1 | Dunlap-1 | teppc | PAWY | PAWY | Wyoming, PACE Utility | PACE | NW | 2010-09-30 | 2050-12-31 | 111 | 100% | 111 | 111 |  |  | WT-Onshore | wind_onshorewind | Wind | NW_Wind |  |  |  |  | 2011 | 2050 | 0 | NW | 111 | 1 | 1 | 1 | #VALUE! | 1
| Durbin_Creek_Wind__OR_ | NA_60367 | teppc | IPFE | IPFE | Idaho Far East | IPCO | NW | 2016-12-31 | 2050-12-31 | 40 | 100% | 40 | 40 |  |  | WT-Onshore | wind_onshorewind | Wind | NW_Wind |  |  |  |  | 2017 | 2050 | 0 | NW | 40 | 1 | 1 | 1 | #VALUE! | 1
| DUTCH1_7_UNIT_1 | DUTCH FLAT 1 PH | caiso | PGE_Valley | PGE_Valley | Pacific Gas and Electric Valley | PGE_Valley | CAISO | 1943-01-01 | 2050-12-31 | 22 | 100% | 22 | 22 |  |  | n/a | Hydro_Standard | Hydro | CAISO_Hydro |  |  |  |  | 1943 | 2050 | 0 | CAISO | 22 | 1 | 1 | 1 | #VALUE! | 1
| DUTCH2_7_UNIT_1 | DUTCH FLAT 2 PH | caiso | PGE_Valley | PGE_Valley | Pacific Gas and Electric Valley | PGE_Valley | CAISO | 1965-01-01 | 2050-12-31 | 26 | 100% | 26 | 26 |  |  | n/a | Hydro_Standard | Hydro | CAISO_Hydro |  |  |  |  | 1965 | 2050 | 0 | CAISO | 26 | 1 | 1 | 1 | #VALUE! | 1
| DVLCYN_1_UNITS | DEVIL CANYON HYDRO UNITS 1-4 AGGREGATE | caiso | SCE | SCE | Southern California Edison | SCE | CAISO | 1972-01-01 | 2050-12-31 | 236.8 | 100% | 236.8 | 236.8 |  |  | n/a | Hydro_Standard | Hydro | CAISO_Hydro |  |  |  |  | 1972 | 2050 | 0 | CAISO | 236.8 | 1 | 1 | 1 | #VALUE! | 1
| DVPL_IPP13_8_1 | DVPL IPP13.8-1 | teppc | AESO | AESO | Alberta Electric System Operator | BCHA_AESO | Excluded | 1995-01-01 | 2050-12-31 | 11.6 | 100% | 11.6 | 11.6 |  |  | Bio-ST | ST_Biomass | Biomass/Wood | Excluded_Biomass |  |  |  |  | 1995 | 2050 | 0 | Excluded | 11.6 | 1 | 1 | 1 | #VALUE! | 1
| Dworshak_1 | Dworshak-1 | teppc | BPAT | BPAT | Bonneville Power Administration – Transmission | BPAT | NW | 1975-06-01 | 2050-12-31 | 90 | 100% | 90 | 90 |  |  | Hydro | Hydro_Standard | Hydro | NW_Hydro |  |  |  |  | 1975 | 2050 | 0 | NW | 90 | 1 | 1 | 1 | #VALUE! | 1
| Dworshak_2 | Dworshak-2 | teppc | BPAT | BPAT | Bonneville Power Administration – Transmission | BPAT | NW | 1975-09-01 | 2050-12-31 | 90 | 100% | 90 | 90 |  |  | Hydro | Hydro_Standard | Hydro | NW_Hydro |  |  |  |  | 1976 | 2050 | 0 | NW | 90 | 1 | 1 | 1 | #VALUE! | 1
| Dworshak_3 | Dworshak-3 | teppc | BPAT | BPAT | Bonneville Power Administration – Transmission | BPAT | NW | 1974-09-01 | 2050-12-31 | 220 | 100% | 220 | 220 |  |  | Hydro | Hydro_Standard | Hydro | NW_Hydro |  |  |  |  | 1975 | 2050 | 0 | NW | 220 | 1 | 1 | 1 | #VALUE! | 1
| Eagle_Lake_1 | Eagle Lake-1_Eagle Lake-1_IPP-PCI | teppc | BCHA | BCHA | British Columbia Transmission Company | BCHA_AESO | Excluded | 2003-05-16 | 2040-05-15 | 0.2 | 100% | 0.2 | 0.2 |  |  | Hydro | Hydro_Standard | Hydro | Excluded_Hydro |  |  |  |  | 2003 | 2039 | 0 | Excluded | 0.2 | 1 | 1 | 1 | #VALUE! | 1
| Eagle_Point_1 | Eagle Point-1 | teppc | PACW | PACW | PacifiCorp – West | PACW | NW | 1957-11-01 | 2050-12-31 | 2.813 | 100% | 2.813 | 2.813 |  |  | Hydro | Hydro_Standard | Hydro | NW_Hydro |  |  |  |  | 1958 | 2050 | 0 | NW | 2.813 | 1 | 1 | 1 | #VALUE! | 1
| Eagle_Shadow_Mountain |  | teppc | NEVP | NEVP | Nevada Power Company | NEVP | SW | 2021-12-31 | 2050-12-31 | 26 | 100% | 26 | 26 |  |  | SolarPV-Tracking | 1axPV_sun | Solar_1Axis | SW_Solar |  |  |  |  | 2022 | 2050 | 0 | SW | 26 | 0.95 | 1 | 1 | #VALUE! | 1
| TX-ELK_6_ECKSR2 | Eagle Solar | rps | SCE | PGE_Valley | Pacific Gas and Electric Valley | PGE_Valley | CAISO | 2019-03-01 | 2050-12-31 | 3 | 100% | 3 | 3 |  |  | Solar PV - Ground mountSolar: Tracking (1 Axis) | 1axPV_sun | Solar_1Axis | CAISO_Solar |  |  |  |  | 2019 | 2050 | 0 | CAISO | 3 | 1 | 1 | 1 | #VALUE! | 1
| Earth_Energy_1 | CALIPAT_13.8_EARTH_E1 | teppc | IID | IID | Imperial Irrigation District | BANC | BANC | 2010-04-15 | 2050-12-31 | 11 | 100% | 11 | 11 |  |  | Geo-DoubleFlash | Geothermal_steam | Geothermal | BANC_Geothermal |  |  |  |  | 2010 | 2050 | 0 | BANC | 11 | 1 | 1 | 1 | #VALUE! | 1
| East_Highline | East Highline 1¦BRAVO_4.16_EAST_HLINE¦ESTHIGHL | teppc | IID | IID | Imperial Irrigation District | IID | IID | 1984-09-01 | 2050-12-31 | 1.1 | 100% | 1.1 | 1.1 |  |  | Hydro | Hydro_Standard | Hydro | IID_Hydro |  |  |  |  | 1985 | 2050 | 0 | IID | 1.1 | 1 | 1 | 1 | #VALUE! | 1
| East_Toba1 | East Toba and Montrose Creek (ETR)-1_East Toba and Montrose Creek (ETR)-1_IPP-ETR | teppc | BCHA | BCHA | British Columbia Transmission Company | BCHA_AESO | Excluded | 2010-07-01 | 2045-05-27 | 73.65 | 100% | 73.65 | 73.65 |  |  | Hydro | Hydro_Standard | Hydro | Excluded_Hydro |  |  |  |  | 2011 | 2044 | 0 | Excluded | 73.65 | 1 | 1 | 1 | #VALUE! | 1
| East_Toba2 | East Toba and Montrose Creek (ETR)-2_East Toba and Montrose Creek (ETR)-2_IPP-ETR | teppc | BCHA | BCHA | British Columbia Transmission Company | BCHA_AESO | Excluded | 2010-07-01 | 2045-05-27 | 73.65 | 100% | 73.65 | 73.65 |  |  | Hydro | Hydro_Standard | Hydro | Excluded_Hydro |  |  |  |  | 2011 | 2044 | 0 | Excluded | 73.65 | 1 | 1 | 1 | #VALUE! | 1
| EastSide | East Side-1 | teppc | PACW | PACW | PacifiCorp – West | PACW | NW | 1924-09-01 | 2030-01-01 | 3.2 | 100% | 3.2 | 3.2 |  |  | Hydro | Hydro_Standard | Hydro | NW_Hydro |  |  |  |  | 1925 | 2029 | 0 | NW | 3.2 | 1 | 1 | 1 | #VALUE! | 1
| EastTwinCreek1 | East Twin Creek-1_East Twin Creek-1_IPP-ETC | teppc | BCHA | BCHA | British Columbia Transmission Company | BCHA_AESO | Excluded | 1991-11-01 | 2031-11-01 | 0.53 | 100% | 0.53 | 0.53 |  |  | Hydro | Hydro_Standard | Hydro | Excluded_Hydro |  |  |  |  | 1992 | 2031 | 0 | Excluded | 0.53 | 1 | 1 | 1 | #VALUE! | 1
| EastTwinCreek2 | East Twin Creek-2_East Twin Creek-2_IPP-ETC | teppc | BCHA | BCHA | British Columbia Transmission Company | BCHA_AESO | Excluded | 1991-11-01 | 2031-11-01 | 0.53 | 100% | 0.53 | 0.53 |  |  | Hydro | Hydro_Standard | Hydro | Excluded_Hydro |  |  |  |  | 1992 | 2031 | 0 | Excluded | 0.53 | 1 | 1 | 1 | #VALUE! | 1
| EastTwinCreek3 | East Twin Creek-3_East Twin Creek-3_IPP-ETC | teppc | BCHA | BCHA | British Columbia Transmission Company | BCHA_AESO | Excluded | 1991-11-01 | 2031-11-01 | 0.53 | 100% | 0.53 | 0.53 |  |  | Hydro | Hydro_Standard | Hydro | Excluded_Hydro |  |  |  |  | 1992 | 2031 | 0 | Excluded | 0.53 | 1 | 1 | 1 | #VALUE! | 1
| EASTWD_7_UNIT |  | caiso | SCE | PGE_Valley | Pacific Gas and Electric Valley | PGE_Valley | CAISO | 1987-01-01 | 2050-12-31 | 200 | 100% | 200 | 200 |  |  | n/a | Hydro_PumpedStorage | PSH | CAISO_Existing_Pumped_Storage |  |  |  |  | 1987 | 2050 | 0 | CAISO | 200 | 1 | 1 | 1 | #VALUE! | 1
| Echanis_Wind | Echanis Wind Project-WT (1) | teppc | PNM | PNM | Public Service Company of New Mexico | PNM_EPE | SW | 2015-12-01 | 2050-04-15 | 104 | 100% | 104 | 104 |  |  | WT-Onshore | wind_onshorewind | Wind | SW_Wind |  |  |  |  | 2016 | 2049 | 0 | SW | 104 | 1 | 1 | 1 | #VALUE! | 1
| EchoDam1 | Echo Dam-NA1_BNTF-GEN_BOUNTIFUL POWER-2-2 | teppc | PAUT | PAUT | Utah, PACE Utility | PACE | NW | 1987-03-01 | 2050-12-31 | 11.5 | 100% | 11.5 | 11.5 |  |  | Hydro | Hydro_Standard | Hydro | NW_Hydro |  |  |  |  | 1987 | 2050 | 0 | NW | 11.5 | 1 | 1 | 1 | #VALUE! | 1
| EchoDam2 | Echo Dam-NA2_BNTF-GEN_BOUNTIFUL POWER-2-2 | teppc | IPFE | IPFE | Idaho Far East | IPCO | NW | 1987-03-01 | 2050-12-31 | 1.75 | 100% | 1.75 | 1.75 |  |  | Hydro | Hydro_Standard | Hydro | NW_Hydro |  |  |  |  | 1987 | 2050 | 0 | NW | 1.75 | 1 | 1 | 1 | #VALUE! | 1
| EchoDam3 | Echo Dam-3_BNTF-GEN_BOUNTIFUL POWER-2-2 | teppc | IPFE | IPFE | Idaho Far East | IPCO | NW | 1987-03-01 | 2050-12-31 | 1 | 100% | 1 | 1 |  |  | Hydro | Hydro_Standard | Hydro | NW_Hydro |  |  |  |  | 1987 | 2050 | 0 | NW | 1 | 1 | 1 | 1 | #VALUE! | 1
| ECHOWIND | Oregon Trail Wind Park-OTWP | teppc | PACW | PACW | PacifiCorp – West | PACW | NW | 2010-12-22 | 2050-12-31 | 13.5 | 100% | 13.5 | 13.5 |  |  | WT-Onshore | wind_onshorewind | Wind | NW_Wind |  |  |  |  | 2011 | 2050 | 0 | NW | 13.5 | 1 | 1 | 1 | #VALUE! | 1
| ECHOWIND2 | ECHOWIND | teppc | PACW | PACW | PacifiCorp – West | PACW | NW | 1950-01-01 | 2050-12-31 | 64.6 | 100% | 64.6 | 64.6 |  |  | WT-Onshore | wind_onshorewind | Wind | NW_Wind |  |  |  |  | 1950 | 2050 | 0 | NW | 64.6 | 1 | 1 | 1 | #VALUE! | 1
| ECKERT | Arrow Rock Hydro Project | teppc | IPTV | IPTV | Idaho Treasure Valley | IPCO | NW | 2010-01-01 | 2050-12-31 | 21 | 100% | 21 | 21 |  |  | Hydro | Hydro_Standard | Hydro | NW_Hydro |  |  |  |  | 2010 | 2050 | 0 | NW | 21 | 1 | 1 | 1 | #VALUE! | 1
| Edson_1 | Talisman Edson GT1 | teppc | AESO | AESO | Alberta Electric System Operator | BCHA_AESO | Excluded | 2004-01-01 | 2050-12-31 | 11.5 | 100% | 11.5 | 11.5 |  |  | CT-AB-Cogen | Cogen_NG | Cogen | Excluded_CHP |  |  |  |  | 2004 | 2050 | 0 | Excluded | 11.5 | 1 | 1 | 1 | #VALUE! | 1
| Edson_2 | Talisman Edson GT2 | teppc | BCHA | BCHA | British Columbia Transmission Company | BCHA_AESO | Excluded | 2004-01-01 | 2050-12-31 | 6.5 | 100% | 6.5 | 6.5 |  |  | AB-Cogen | Cogen_NG | Cogen | Excluded_CHP |  |  |  |  | 2004 | 2050 | 0 | Excluded | 6.5 | 1 | 1 | 1 | #VALUE! | 1
| EEKTMN_6_SOLAR1 | EE K Solar 1 | caiso | PGE_Valley | PGE_Valley | Pacific Gas and Electric Valley | PGE_Valley | CAISO | 2015-08-12 | 2050-12-31 | 20 | 100% | 20 | 20 |  |  | n/a | PVgeneric_sun | Solar_Fixed | CAISO_Solar |  |  |  |  | 2016 | 2050 | 0 | CAISO | 20 | 1 | 1 | 1 | #VALUE! | 1
| El_Centro_4 | El Centro ST 4 | teppc | IID | IID | Imperial Irrigation District | IID | IID | 1985-06-01 | 2023-06-01 | 70 | 100% | 70 | 70 |  |  | ST-NatGas | ST_NG | Steam | IID_Peaker |  |  |  |  | 1985 | 2022 | 0 | IID | 70 | 1 | 1 | 1 | #VALUE! | 1
| El_Centro_CC2 | ElCentroCC2 (Total CC Plant) | teppc | IID | IID | Imperial Irrigation District | IID | IID | 1993-06-01 | 2050-12-31 | 108.8 | 100% | 108.8 | 108.8 |  |  | CCWhole-NatGas-Industrial | CC_NG | CC | IID_CCGT |  |  |  |  | 1993 | 2050 | 0 | IID | 108.8 | 1 | 1 | 1 | #VALUE! | 1
| El_Centro_CC3 | ElCentroCC3 (Total CC Plant) | teppc | IID | IID | Imperial Irrigation District | IID | IID | 2012-10-01 | 2050-12-31 | 146.5 | 100% | 146.5 | 146.5 |  |  | CCWhole-NatGas-Industrial | CC_NG | CC | IID_CCGT |  |  |  |  | 2013 | 2050 | 0 | IID | 146.5 | 1 | 1 | 1 | #VALUE! | 1
| El_Vado_Dam | El Vado Dam 1 | teppc | PNM | PNM | Public Service Company of New Mexico | PNM_EPE | SW | 1987-12-01 | 2050-12-31 | 9.5 | 100% | 9.5 | 9.5 |  |  | Hydro | Hydro_Standard | Hydro | SW_Hydro |  |  |  |  | 1988 | 2050 | 0 | SW | 9.5 | 1 | 1 | 1 | #VALUE! | 1
| ELCABO_5_ECWSCEDYN | El Cabo Wind | caiso | AZPS | SCE | Southern California Edison | SCE | CAISO | 2017-10-01 | 2050-12-31 | 298 | 100% | 298 | 298 |  |  | WIND_WIND | wind_onshorewind | Wind | CAISO_Wind |  |  |  |  | 2018 | 2050 | 0 | CAISO | 298 | 1 | 1 | 1 | #VALUE! | 1
| ELCAJN_6_EB1BT1 | Eastern BESS 1 | caiso | SDGE | SDGE | San Diego Gas and Electric | SDGE | CAISO | 2017-02-18 | 2050-12-31 | 7.5 | 100% | 7.5 | 7.5 | 4 | 30 | OTHER_LESR | Battery_ | Battery Storage | CAISO_Baseline_Li_Battery |  |  |  |  | 2017 | 2050 | 0 | CAISO | 7.5 | 1 | 1 | 1 | #VALUE! | 1
| ELCAJN_6_LM6K |  | caiso | SDGE | SDGE | San Diego Gas and Electric | SDGE | CAISO | 2010-06-16 | 2050-12-31 | 48.1 | 100% | 48.1 | 48.1 |  |  | CT-NatGas-Industrial | CT_NG | CT | CAISO_Peaker1 |  |  |  |  | 2010 | 2050 | 0 | CAISO | 48.1 | 1 | 1 | 1 | #VALUE! | 1
| ELCAJN_6_UNITA1 | Cuyamaca Peak Energy Plant | caiso | SDGE | SDGE | San Diego Gas and Electric | SDGE | CAISO | 2002-05-29 | 2050-12-31 | 45.42 | 100% | 45.42 | 45.42 |  |  | n/a | CT_NG | CT | CAISO_Peaker2 |  |  |  |  | 2002 | 2050 | 0 | CAISO | 45.42 | 1 | 1 | 1 | #VALUE! | 1
| ELCAP_1_SOLAR |  | caiso | PGE_Valley | PGE_Valley | Pacific Gas and Electric Valley | PGE_Valley | CAISO | 2015-05-01 | 2050-12-31 | 1.5 | 100% | 1.5 | 1.5 |  |  | n/a | PVgeneric_sun | Solar_Fixed | CAISO_Solar |  |  |  |  | 2015 | 2050 | 0 | CAISO | 1.5 | 1 | 1 | 1 | #VALUE! | 1
| EldoradoResrvr | Eldorado Reservoir-1_Eldorado Reservoir-1_IPP-ELD | teppc | BCHA | BCHA | British Columbia Transmission Company | BCHA_AESO | Excluded | 2008-12-01 | 2029-06-03 | 1.13 | 100% | 1.13 | 1.13 |  |  | Hydro | Hydro_Standard | Hydro | Excluded_Hydro |  |  |  |  | 2009 | 2028 | 0 | Excluded | 1.13 | 1 | 1 | 1 | #VALUE! | 1
| ELDORO_7_UNIT_1 | El Dorado Unit 1 | caiso | PGE_Valley | PGE_Valley | Pacific Gas and Electric Valley | PGE_Valley | CAISO | 2005-05-21 | 2050-12-31 | 11 | 100% | 11 | 11 |  |  | n/a | Hydro_Standard | Hydro | CAISO_Hydro |  |  |  |  | 2005 | 2050 | 0 | CAISO | 11 | 1 | 1 | 1 | #VALUE! | 1
| ELDORO_7_UNIT_2 | El Dorado Unit 2 | caiso | PGE_Valley | PGE_Valley | Pacific Gas and Electric Valley | PGE_Valley | CAISO | 2005-05-21 | 2050-12-31 | 11 | 100% | 11 | 11 |  |  | n/a | Hydro_Standard | Hydro | CAISO_Hydro |  |  |  |  | 2005 | 2050 | 0 | CAISO | 11 | 1 | 1 | 1 | #VALUE! | 1
| ELECTR_7_PL1X3 | ELECTRA PH UNIT 1 & 2 AGGREGATE | caiso | PGE_Valley | PGE_Valley | Pacific Gas and Electric Valley | PGE_Valley | CAISO | 1948-01-01 | 2050-12-31 | 93 | 100% | 93 | 93 |  |  | n/a | Hydro_Standard | Hydro | CAISO_Hydro |  |  |  |  | 1948 | 2050 | 0 | CAISO | 93 | 1 | 1 | 1 | #VALUE! | 1
| Electron_1 | Electron-1 | teppc | PSEI | PSEI | Puget Sound Energy | BPAT | NW | 1903-12-01 | 2050-12-31 | 5.1 | 100% | 5.1 | 5.1 |  |  | Hydro | Hydro_Standard | Hydro | NW_Hydro |  |  |  |  | 1904 | 2050 | 0 | NW | 5.1 | 1 | 1 | 1 | #VALUE! | 1
| Electron_2 | Electron-2 | teppc | PSEI | PSEI | Puget Sound Energy | BPAT | NW | 1903-12-01 | 2050-12-31 | 5.1 | 100% | 5.1 | 5.1 |  |  | Hydro | Hydro_Standard | Hydro | NW_Hydro |  |  |  |  | 1904 | 2050 | 0 | NW | 5.1 | 1 | 1 | 1 | #VALUE! | 1
| Electron_3 | Electron-3 | teppc | PSEI | PSEI | Puget Sound Energy | BPAT | NW | 1903-12-01 | 2050-12-31 | 5.1 | 100% | 5.1 | 5.1 |  |  | Hydro | Hydro_Standard | Hydro | NW_Hydro |  |  |  |  | 1904 | 2050 | 0 | NW | 5.1 | 1 | 1 | 1 | #VALUE! | 1
| Electron_4 | Electron-4 | teppc | PSEI | PSEI | Puget Sound Energy | BPAT | NW | 1928-12-01 | 2050-12-31 | 7.5 | 100% | 7.5 | 7.5 |  |  | Hydro | Hydro_Standard | Hydro | NW_Hydro |  |  |  |  | 1929 | 2050 | 0 | NW | 7.5 | 1 | 1 | 1 | #VALUE! | 1
| Elk_Creek | El Dorado Hydro Elk Creek-GEN1 | teppc | CISC | CISC | Southern California Edison | SCE | CAISO | 1986-05-16 | 2050-12-31 | 2 | 100% | 2 | 2 |  |  | Hydro | Hydro_Standard | Hydro | CAISO_Hydro |  |  |  |  | 1986 | 2050 | 0 | CAISO | 2 | 1 | 1 | 1 | #VALUE! | 1
| Elk_Grove_1_Solar | Elk Grove 1 Solar | teppc | BANC | BANC | Balancing Authority of Northern California | SMUD | BANC | 2012-01-01 | 2050-01-01 | 50.9 | 100% | 50.9 | 50.9 |  |  | SolarPV-NonTracking | FixedPV_sun | Solar_Fixed | BANC_Solar |  |  |  |  | 2012 | 2049 | 0 | BANC | 50.9 | 1 | 1 | 1 | #VALUE! | 1
| Elk_Grove_2_Solar | Elk Grove 2 Solar | teppc | BANC | BANC | Balancing Authority of Northern California | SMUD | BANC | 2012-01-01 | 2050-01-01 | 37.9 | 100% | 37.9 | 37.9 |  |  | SolarPV-NonTracking | FixedPV_sun | Solar_Fixed | BANC_Solar |  |  |  |  | 2012 | 2049 | 0 | BANC | 37.9 | 1 | 1 | 1 | #VALUE! | 1
| ELKCRK_6_STONYG | STONEY GORGE HYDRO AGGREGATE | caiso | PGE_Valley | PGE_Valley | Pacific Gas and Electric Valley | PGE_Valley | CAISO | 1986-01-01 | 2050-12-31 | 4.9 | 100% | 4.9 | 4.9 |  |  | n/a | Hydro_Standard | Hydro | CAISO_Small_Hydro |  |  |  |  | 1986 | 2050 | 0 | CAISO | 4.9 | 1 | 1 | 1 | #VALUE! | 1
| ELKHIL_2_PL1X3 | ELK HILLS STEAM TURBINE UNIT | caiso | PGE_Valley | PGE_Valley | Pacific Gas and Electric Valley | PGE_Valley | CAISO | 2003-07-24 | 2050-12-31 | 400 | 72.5% | 400 | 551.7 |  |  | CCWhole-NatGas-Industrial | CC_NG | CC | CAISO_CCGT1 |  |  |  |  | 2004 | 2050 | 0 | CAISO | 551.7 | 1 | 1 | 1 | #VALUE! | 1
| Elkhorn_Valley | Elkhorn Valley Wind Farm-EH1 | teppc | IPTV | IPTV | Idaho Treasure Valley | IPCO | NW | 2007-11-01 | 2050-12-31 | 100 | 100% | 100 | 100 |  |  | WT-Onshore | wind_onshorewind | Wind | NW_Wind |  |  |  |  | 2008 | 2050 | 0 | NW | 100 | 1 | 1 | 1 | #VALUE! | 1
| Elko_1 | Elko-1_Elko-1_BCH-ELK | teppc | BCHA | BCHA | British Columbia Transmission Company | BCHA_AESO | Excluded | 1924-01-01 | 2033-03-31 | 6 | 100% | 6 | 6 |  |  | Hydro | Hydro_Standard | Hydro | Excluded_Hydro |  |  |  |  | 1924 | 2032 | 0 | Excluded | 6 | 1 | 1 | 1 | #VALUE! | 1
| Elko_2 | Elko-2_Elko-2_BCH-ELK | teppc | BCHA | BCHA | British Columbia Transmission Company | BCHA_AESO | Excluded | 1924-01-01 | 2033-03-31 | 6 | 100% | 6 | 6 |  |  | Hydro | Hydro_Standard | Hydro | Excluded_Hydro |  |  |  |  | 1924 | 2032 | 0 | Excluded | 6 | 1 | 1 | 1 | #VALUE! | 1
| ELLIS_2_QF | ELLIS QFS | caiso | SCE | SCE | Southern California Edison | SCE | CAISO | 1993-01-01 | 2050-12-31 | 0.08 | 0.6667% | 0.08 | 12 |  |  | n/a | CT_NG | CT | CAISO_Peaker1 |  |  |  |  | 1993 | 2050 | 0 | CAISO | 12 | 1 | 1 | 1 | #VALUE! | 1
| ElmworthG5_5 | ElmworthG5-5 | teppc | AESO | AESO | Alberta Electric System Operator | BCHA_AESO | Excluded | 2001-09-01 | 2050-12-01 | 2.4 | 100% | 2.4 | 2.4 |  |  | CT-NatGas-Industrial | CT_NG | CT | Excluded_Peaker |  |  |  |  | 2002 | 2050 | 0 | Excluded | 2.4 | 1 | 1 | 1 | #VALUE! | 1
| ElmworthG6_6 | ElmworthG6-6 | teppc | AESO | AESO | Alberta Electric System Operator | BCHA_AESO | Excluded | 2003-07-01 | 2050-12-01 | 2.4 | 100% | 2.4 | 2.4 |  |  | CT-NatGas-Industrial | CT_NG | CT | Excluded_Peaker |  |  |  |  | 2004 | 2050 | 0 | Excluded | 2.4 | 1 | 1 | 1 | #VALUE! | 1
| ElmworthG7_7 | ElmworthG7-7 | teppc | AESO | AESO | Alberta Electric System Operator | BCHA_AESO | Excluded | 2004-02-01 | 2050-12-01 | 2.4 | 100% | 2.4 | 2.4 |  |  | CT-NatGas-Industrial | CT_NG | CT | Excluded_Peaker |  |  |  |  | 2004 | 2050 | 0 | Excluded | 2.4 | 1 | 1 | 1 | #VALUE! | 1
| ElmworthG8_8 | ElmworthG8-8 | teppc | AESO | AESO | Alberta Electric System Operator | BCHA_AESO | Excluded | 2004-11-01 | 2050-12-01 | 2.4 | 100% | 2.4 | 2.4 |  |  | CT-NatGas-Industrial | CT_NG | CT | Excluded_Peaker |  |  |  |  | 2005 | 2050 | 0 | Excluded | 2.4 | 1 | 1 | 1 | #VALUE! | 1
| ElmworthG9_9 | ElmworthG9-9 | teppc | BCHA | BCHA | British Columbia Transmission Company | BCHA_AESO | Excluded | 2004-12-01 | 2050-12-01 | 2.4 | 100% | 2.4 | 2.4 |  |  | CT-NatGas-Industrial | CT_NG | CT | Excluded_Peaker |  |  |  |  | 2005 | 2050 | 0 | Excluded | 2.4 | 1 | 1 | 1 | #VALUE! | 1
| ELNIDP_6_BIOMAS | El Nido Biomass to Energy | caiso | PGE_Valley | PGE_Valley | Pacific Gas and Electric Valley | PGE_Valley | CAISO | 2008-08-24 | 2050-12-31 | 9.15 | 87.14% | 9.15 | 10.5 |  |  | n/a | ST_Biomass | Biomass/Wood | CAISO_Biomass |  |  |  |  | 2009 | 2050 | 0 | CAISO | 10.5 | 1 | 1 | 1 | #VALUE! | 1
| ELSEGN_2_UN1011 | El Segundo Energy Center 5/6 | caiso | SCE | SCE | Southern California Edison | SCE | CAISO | 2013-06-29 | 2050-12-31 | 263 | 100% | 263 | 263 |  |  | CCWhole-NatGas-Industrial | CC_NG | CC | CAISO_CCGT2 |  |  |  |  | 2013 | 2050 | 0 | CAISO | 263 | 1 | 1 | 1 | #VALUE! | 1
| ELSEGN_2_UN2021 | El Segundo Energy Center 7/8 | caiso | SCE | SCE | Southern California Edison | SCE | CAISO | 2013-06-29 | 2050-12-31 | 263.68 | 100% | 263.68 | 263.68 |  |  | CCWhole-NatGas-Industrial | CC_NG | CC | CAISO_CCGT2 |  |  |  |  | 2013 | 2050 | 0 | CAISO | 263.68 | 1 | 1 | 1 | #VALUE! | 1
| Eltopia_Branch | Eltopia Branch Canal 4.6-1 | teppc | BPAT | BPAT | Bonneville Power Administration – Transmission | BPAT | NW | 1983-05-01 | 2050-12-31 | 2.2 | 100% | 2.2 | 2.2 |  |  | Hydro | Hydro_Standard | Hydro | NW_Hydro |  |  |  |  | 1983 | 2050 | 0 | NW | 2.2 | 1 | 1 | 1 | #VALUE! | 1
| Enchanted_Mesa | Enchanted Mesa Solar | teppc | PNM | PNM | Public Service Company of New Mexico | PNM_EPE | SW | 2015-12-31 | 2050-12-31 | 7.6 | 100% | 7.6 | 7.6 |  |  | SolarPV-Tracking | 1axPV_sun | Solar_1Axis | SW_Solar |  |  |  |  | 2016 | 2050 | 0 | SW | 7.6 | 1 | 1 | 1 | #VALUE! | 1
| ENCINA_7_EA2 |  | caiso | SDGE | SDGE | San Diego Gas and Electric | SDGE | CAISO | 1956-01-01 | 2018-12-12 | 104 | 100% | 104 | 104 |  |  | ST-NatGas | ST_NG | Steam | CAISO_ST |  |  |  |  | 1956 | 2018 | 0 | CAISO | 104 | 1 | 1 | 1 | #VALUE! | 1
| ENCINA_7_EA3 |  | caiso | SDGE | SDGE | San Diego Gas and Electric | SDGE | CAISO | 1958-01-01 | 2018-12-12 | 110 | 100% | 110 | 110 |  |  | ST-NatGas | ST_NG | Steam | CAISO_ST |  |  |  |  | 1958 | 2018 | 0 | CAISO | 110 | 1 | 1 | 1 | #VALUE! | 1
| ENCINA_7_EA4 |  | caiso | SDGE | SDGE | San Diego Gas and Electric | SDGE | CAISO | 1973-01-01 | 2018-12-12 | 300 | 100% | 300 | 300 |  |  | ST-NatGas | ST_NG | Steam | CAISO_ST |  |  |  |  | 1973 | 2018 | 0 | CAISO | 300 | 1 | 1 | 1 | #VALUE! | 1
| ENCINA_7_EA5 |  | caiso | SDGE | SDGE | San Diego Gas and Electric | SDGE | CAISO | 1978-01-01 | 2018-12-12 | 330 | 100% | 330 | 330 |  |  | ST-NatGas | ST_NG | Steam | CAISO_ST |  |  |  |  | 1978 | 2018 | 0 | CAISO | 330 | 1 | 1 | 1 | #VALUE! | 1
| ENCINA_7_GT1 |  | caiso | SDGE | SDGE | San Diego Gas and Electric | SDGE | CAISO | 1968-01-01 | 2018-12-12 | 0 | 0% |  | 14.5 |  |  | CT-NatGas-Aero | CT_NG | CT | CAISO_Peaker2 |  |  |  |  | 1968 | 2018 | 0 | CAISO | 14.5 | 1 | 1 | 1 | #VALUE! | 1
| EncogenCC_Total | EncogenCC (Total CC Plant) | teppc | PSEI | PSEI | Puget Sound Energy | BPAT | NW | 1993-03-01 | 2050-12-31 | 176.4 | 100% | 176.4 | 176.4 |  |  | CCWhole-NatGas-Industrial | CC_NG | CC | NW_CCGT |  |  |  |  | 1993 | 2050 | 0 | NW | 176.4 | 1 | 1 | 1 | #VALUE! | 1
| EnelCoveFort1_1 | Enel Cove Fort-1-1 | teppc | PAUT | PAUT | Utah, PACE Utility | PACE | NW | 2013-12-31 | 2050-04-15 | 16.25 | 100% | 16.25 | 16.25 |  |  | Geo-BinaryCycle | Geothermal_steam | Geothermal | NW_Geothermal |  |  |  |  | 2014 | 2049 | 0 | NW | 16.25 | 1 | 1 | 1 | #VALUE! | 1
| EnelCoveFort1_2 | Enel Cove Fort-1-2 | teppc | PAUT | PAUT | Utah, PACE Utility | PACE | NW | 2013-12-31 | 2050-04-15 | 16.25 | 100% | 16.25 | 16.25 |  |  | Geo-BinaryCycle | Geothermal_steam | Geothermal | NW_Geothermal |  |  |  |  | 2014 | 2049 | 0 | NW | 16.25 | 1 | 1 | 1 | #VALUE! | 1
| EnelCoveFort1_3 | Enel Cove Fort-1-3 | teppc | PAUT | PAUT | Utah, PACE Utility | PACE | NW | 2013-12-31 | 2050-04-15 | 16.25 | 100% | 16.25 | 16.25 |  |  | Geo-BinaryCycle | Geothermal_steam | Geothermal | NW_Geothermal |  |  |  |  | 2014 | 2049 | 0 | NW | 16.25 | 1 | 1 | 1 | #VALUE! | 1
| EnelCoveFort1_4 | Enel Cove Fort-1-4 | teppc | PAUT | PAUT | Utah, PACE Utility | PACE | NW | 2013-12-31 | 2050-04-15 | 16.25 | 100% | 16.25 | 16.25 |  |  | Geo-BinaryCycle | Geothermal_steam | Geothermal | NW_Geothermal |  |  |  |  | 2014 | 2049 | 0 | NW | 16.25 | 1 | 1 | 1 | #VALUE! | 1
| Energetics_PV | Energetics Solar-PV(22,000) | teppc | CISC | CISC | Southern California Edison | SCE | CAISO | 2016-04-15 | 2050-04-15 | 4.8 | 100% | 4.8 | 4.8 |  |  | SolarPV-NonTracking | FixedPV_sun | Solar_Fixed | CAISO_Solar |  |  |  |  | 2016 | 2049 | 0 | CAISO | 4.8 | 1 | 1 | 1 | #VALUE! | 1
| Energia_Sierra_Juarez_2_US_LLC | Energia Sierra Juarez 2 US LLC | rps | SDG&E | SDG&E | San Diego Gas and Electric | SDGE | CAISO | 2022-01-15 | 2050-12-31 | 105 | 100% | 105 | 105 |  |  | Windnan | wind_onshorewind | Wind | CAISO_Wind |  |  |  |  | 2022 | 2050 | 0 | CAISO | 105 | 0.95 | 1 | 1 | #VALUE! | 1
| Energy_Vision_10 |  | teppc | PAWY | PAWY | Wyoming, PACE Utility | PACE | NW | 1950-01-01 | 2050-12-31 | 134 | 100% | 134 | 134 |  |  | WT-Onshore | wind_onshorewind | Wind | NW_Wind |  |  |  |  | 1950 | 2050 | 0 | NW | 134 | 1 | 1 | 1 | #VALUE! | 1
| Energy_Vision_11 |  | teppc | PAWY | PAWY | Wyoming, PACE Utility | PACE | NW | 1950-01-01 | 2050-12-31 | 120 | 100% | 120 | 120 |  |  | WT-Onshore | wind_onshorewind | Wind | NW_Wind |  |  |  |  | 1950 | 2050 | 0 | NW | 120 | 1 | 1 | 1 | #VALUE! | 1
| Energy_Vision_12 |  | teppc | PAWY | PAWY | Wyoming, PACE Utility | PACE | NW | 1950-01-01 | 2050-12-31 | 101 | 100% | 101 | 101 |  |  | WT-Onshore | wind_onshorewind | Wind | NW_Wind |  |  |  |  | 1950 | 2050 | 0 | NW | 101 | 1 | 1 | 1 | #VALUE! | 1
| Energy_Vision_2 |  | teppc | PAWY | PAWY | Wyoming, PACE Utility | PACE | NW | 1950-01-01 | 2050-12-31 | 100 | 100% | 100 | 100 |  |  | WT-Onshore | wind_onshorewind | Wind | NW_Wind |  |  |  |  | 1950 | 2050 | 0 | NW | 100 | 1 | 1 | 1 | #VALUE! | 1
| Energy_Vision_3 |  | teppc | PAWY | PAWY | Wyoming, PACE Utility | PACE | NW | 1950-01-01 | 2050-12-31 | 100 | 100% | 100 | 100 |  |  | WT-Onshore | wind_onshorewind | Wind | NW_Wind |  |  |  |  | 1950 | 2050 | 0 | NW | 100 | 1 | 1 | 1 | #VALUE! | 1
| Energy_Vision_4 |  | teppc | PAWY | PAWY | Wyoming, PACE Utility | PACE | NW | 1950-01-01 | 2050-12-31 | 124 | 100% | 124 | 124 |  |  | WT-Onshore | wind_onshorewind | Wind | NW_Wind |  |  |  |  | 1950 | 2050 | 0 | NW | 124 | 1 | 1 | 1 | #VALUE! | 1
| Energy_Vision_5 |  | teppc | PAWY | PAWY | Wyoming, PACE Utility | PACE | NW | 1950-01-01 | 2050-12-31 | 126 | 100% | 126 | 126 |  |  | WT-Onshore | wind_onshorewind | Wind | NW_Wind |  |  |  |  | 1950 | 2050 | 0 | NW | 126 | 1 | 1 | 1 | #VALUE! | 1
| Energy_Vision_6 |  | teppc | PAWY | PAWY | Wyoming, PACE Utility | PACE | NW | 1950-01-01 | 2050-12-31 | 134 | 100% | 134 | 134 |  |  | WT-Onshore | wind_onshorewind | Wind | NW_Wind |  |  |  |  | 1950 | 2050 | 0 | NW | 134 | 1 | 1 | 1 | #VALUE! | 1
| Energy_Vision_7 |  | teppc | PAWY | PAWY | Wyoming, PACE Utility | PACE | NW | 1950-01-01 | 2050-12-31 | 200 | 100% | 200 | 200 |  |  | WT-Onshore | wind_onshorewind | Wind | NW_Wind |  |  |  |  | 1950 | 2050 | 0 | NW | 200 | 1 | 1 | 1 | #VALUE! | 1
| Energy_Vision_8 |  | teppc | PAWY | PAWY | Wyoming, PACE Utility | PACE | NW | 1950-01-01 | 2050-12-31 | 100 | 100% | 100 | 100 |  |  | WT-Onshore | wind_onshorewind | Wind | NW_Wind |  |  |  |  | 1950 | 2050 | 0 | NW | 100 | 1 | 1 | 1 | #VALUE! | 1
| Energy_Vision_9 |  | teppc | PAWY | PAWY | Wyoming, PACE Utility | PACE | NW | 1950-01-01 | 2050-12-31 | 100 | 100% | 100 | 100 |  |  | WT-Onshore | wind_onshorewind | Wind | NW_Wind |  |  |  |  | 1950 | 2050 | 0 | NW | 100 | 1 | 1 | 1 | #VALUE! | 1
| ENERSJ_2_WIND | ESJ Wind Energy | caiso | SDGE | SDGE | San Diego Gas and Electric | SDGE | CAISO | 2015-03-27 | 2050-12-31 | 155.1 | 100% | 155.1 | 155.1 |  |  | n/a | wind_onshorewind | Wind | CAISO_Wind |  |  |  |  | 2015 | 2050 | 0 | CAISO | 155.1 | 1 | 1 | 1 | #VALUE! | 1
| ENWIND_2_WIND1 | Cameron Ridge | caiso | SCE | SCE | Southern California Edison | SCE | CAISO | 2014-12-10 | 2050-12-31 | 47.1 | 100% | 47.1 | 47.1 |  |  | n/a | wind_onshorewind | Wind | CAISO_Wind |  |  |  |  | 2015 | 2050 | 0 | CAISO | 47.1 | 1 | 1 | 1 | #VALUE! | 1
| ENWIND_2_WIND2 | Ridgetop I | caiso | SCE | SCE | Southern California Edison | SCE | CAISO | 1983-12-31 | 2050-12-31 | 38.24 | 100% | 38.24 | 38.24 |  |  | n/a | wind_onshorewind | Wind | CAISO_Wind |  |  |  |  | 1984 | 2050 | 0 | CAISO | 38.24 | 1 | 1 | 1 | #VALUE! | 1
| EPCC_1 | EPCC-1 | teppc | BPAT | BPAT | Bonneville Power Administration – Transmission | BPAT | NW | 2012-01-10 | 2037-01-10 | 0.14 | 100% | 0.14 | 0.14 |  |  | SolarPV-NonTracking | FixedPV_sun | Solar_Fixed | NW_Solar |  |  |  |  | 2012 | 2036 | 0 | NW | 0.14 | 1 | 1 | 1 | #VALUE! | 1
| Escalante_1 | Escalante-1¦Plains Escalante | teppc | PNM | PNM | Public Service Company of New Mexico | PNM_EPE | SW | 1984-12-01 | 2050-12-31 | 268 | 100% | 268 | 268 |  |  | ST-Coal | Steam_Coal | Coal | SW_Coal |  |  |  |  | 1985 | 2050 | 0 | SW | 268 | 1 | 1 | 1 | #VALUE! | 1
| ESCNDO_6_EB1BT1 | Escondido BESS 1 | caiso | SDGE | SDGE | San Diego Gas and Electric | SDGE | CAISO | 2017-02-01 | 2050-12-31 | 10 | 100% | 10 | 10 | 4 | 40 | OTHER_LESR | Battery_ | Battery Storage | CAISO_Baseline_Li_Battery |  |  |  |  | 2017 | 2050 | 0 | CAISO | 10 | 1 | 1 | 1 | #VALUE! | 1
| ESCNDO_6_EB2BT2 | Escondido BESS 2 | caiso | SDGE | SDGE | San Diego Gas and Electric | SDGE | CAISO | 2017-02-01 | 2050-12-31 | 10 | 100% | 10 | 10 | 4 | 40 | OTHER_LESR | Battery_ | Battery Storage | CAISO_Baseline_Li_Battery |  |  |  |  | 2017 | 2050 | 0 | CAISO | 10 | 1 | 1 | 1 | #VALUE! | 1
| ESCNDO_6_EB3BT3 | Escondido BESS 3 | caiso | SDGE | SDGE | San Diego Gas and Electric | SDGE | CAISO | 2017-02-01 | 2050-12-31 | 10 | 100% | 10 | 10 | 4 | 40 | OTHER_LESR | Battery_ | Battery Storage | CAISO_Baseline_Li_Battery |  |  |  |  | 2017 | 2050 | 0 | CAISO | 10 | 1 | 1 | 1 | #VALUE! | 1
| ESCNDO_6_PL1X2 |  | caiso | SDGE | SDGE | San Diego Gas and Electric | SDGE | CAISO | 2006-06-07 | 2050-12-31 | 48.71 | 100% | 48.71 | 48.71 |  |  | CT-NatGas-Industrial | CT_NG | CT | CAISO_Peaker2 |  |  |  |  | 2006 | 2050 | 0 | CAISO | 48.71 | 1 | 1 | 1 | #VALUE! | 1
| ESCNDO_6_UNITB1 | CalPeak Power Enterprise Unit 1 | caiso | SDGE | SDGE | San Diego Gas and Electric | SDGE | CAISO | 2001-10-23 | 2050-12-31 | 48 | 99.92% | 48 | 48.04 |  |  | CT-NatGas-Industrial | CT_NG | CT | CAISO_Peaker2 |  |  |  |  | 2002 | 2050 | 0 | CAISO | 48.04 | 1 | 1 | 1 | #VALUE! | 1
| ESCO_6_GLMQF | Goal Line Cogen | caiso | SDGE | SDGE | San Diego Gas and Electric | SDGE | CAISO | 1994-01-01 | 2050-12-31 | 34.79 | 69.72% | 34.79 | 49.9 |  |  | CCWhole-NatGas-Industrial | CT_NG | CT | CAISO_Peaker1 |  |  |  |  | 1994 | 2050 | 0 | CAISO | 49.9 | 1 | 1 | 1 | #VALUE! | 1
| EsquatzelCanal | Esquatzel Canal-HY1 | teppc | PNM | PNM | Public Service Company of New Mexico | PNM_EPE | SW | 2011-12-01 | 2030-04-15 | 1.1 | 100% | 1.1 | 1.1 |  |  | Hydro | Hydro_Standard | Hydro | SW_Hydro |  |  |  |  | 2012 | 2029 | 0 | SW | 1.1 | 1 | 1 | 1 | #VALUE! | 1
| ESQUON_6_LNDFIL | Neal Road Landfill Generating Facility | caiso | PGE_Valley | PGE_Valley | Pacific Gas and Electric Valley | PGE_Valley | CAISO | 2012-09-27 | 2050-12-31 | 0 | 0% |  | 2.1 |  |  | n/a | Biogas_ | Biogas_LandfillGas | CAISO_Biomass |  |  |  |  | 2013 | 2050 | 0 | CAISO | 2.1 | 1 | 1 | 1 | #VALUE! | 1
| Estes_1 | Estes 1 | teppc | WACM | WACM | Western Area Power Administration, Colorado-Missouri Region | WACM | Excluded | 1950-09-01 | 2050-12-31 | 19.17 | 100% | 19.17 | 19.17 |  |  | Hydro | Hydro_Standard | Hydro | Excluded_Hydro |  |  |  |  | 1951 | 2050 | 0 | Excluded | 19.17 | 1 | 1 | 1 | #VALUE! | 1
| Estes_2 | Estes 2 | teppc | WACM | WACM | Western Area Power Administration, Colorado-Missouri Region | WACM | Excluded | 1950-12-01 | 2050-12-31 | 19.17 | 100% | 19.17 | 19.17 |  |  | Hydro | Hydro_Standard | Hydro | Excluded_Hydro |  |  |  |  | 1951 | 2050 | 0 | Excluded | 19.17 | 1 | 1 | 1 | #VALUE! | 1
| Estes_3 | Estes 3 | teppc | WACM | WACM | Western Area Power Administration, Colorado-Missouri Region | WACM | Excluded | 1950-12-01 | 2050-12-31 | 19.17 | 100% | 19.17 | 19.17 |  |  | Hydro | Hydro_Standard | Hydro | Excluded_Hydro |  |  |  |  | 1951 | 2050 | 0 | Excluded | 19.17 | 1 | 1 | 1 | #VALUE! | 1
| ETIWND_2_CHMPNE | Champagne | caiso | SCE | SCE | Southern California Edison | SCE | CAISO | 2013-12-20 | 2050-12-31 | 1 | 100% | 1 | 1 |  |  | n/a | PVgeneric_sun | Solar_Fixed | CAISO_Solar |  |  |  |  | 2014 | 2050 | 0 | CAISO | 1 | 1 | 1 | 1 | #VALUE! | 1
| ETIWND_2_FONTNA | FONTANALYTLE CREEK POWERHOUSE P | caiso | SCE | SCE | Southern California Edison | SCE | CAISO | 1904-01-01 | 2050-12-31 | 2.56 | 100% | 2.56 | 2.56 |  |  | n/a | Hydro_Standard | Hydro | CAISO_Small_Hydro |  |  |  |  | 1904 | 2050 | 0 | CAISO | 2.56 | 1 | 1 | 1 | #VALUE! | 1
| ETIWND_2_RTS010 | SPVP010 Fontana RT Solar | caiso | SCE | SCE | Southern California Edison | SCE | CAISO | 2013-01-08 | 2050-12-31 | 1.5 | 100% | 1.5 | 1.5 |  |  | n/a | PVgeneric_sun | Solar_Fixed | CAISO_Solar |  |  |  |  | 2013 | 2050 | 0 | CAISO | 1.5 | 1 | 1 | 1 | #VALUE! | 1
| ETIWND_2_RTS015 | SPVP015 | caiso | SCE | SCE | Southern California Edison | SCE | CAISO | 2013-01-15 | 2050-12-31 | 3 | 100% | 3 | 3 |  |  | n/a | PVgeneric_sun | Solar_Fixed | CAISO_Solar |  |  |  |  | 2013 | 2050 | 0 | CAISO | 3 | 1 | 1 | 1 | #VALUE! | 1
| ETIWND_2_RTS017 | SPVP017 | caiso | SCE | SCE | Southern California Edison | SCE | CAISO | 2013-06-17 | 2050-12-31 | 3.5 | 100% | 3.5 | 3.5 |  |  | n/a | PVgeneric_sun | Solar_Fixed | CAISO_Solar |  |  |  |  | 2013 | 2050 | 0 | CAISO | 3.5 | 1 | 1 | 1 | #VALUE! | 1
| ETIWND_2_RTS018 | SPVP018 Fontana RT Solar | caiso | SCE | SCE | Southern California Edison | SCE | CAISO | 2012-11-24 | 2050-12-31 | 1.5 | 100% | 1.5 | 1.5 |  |  | n/a | PVgeneric_sun | Solar_Fixed | CAISO_Solar |  |  |  |  | 2013 | 2050 | 0 | CAISO | 1.5 | 1 | 1 | 1 | #VALUE! | 1
| ETIWND_2_RTS023 | SPVP023 Fontana RT Solar | caiso | SCE | SCE | Southern California Edison | SCE | CAISO | 2013-01-16 | 2050-12-31 | 2.5 | 100% | 2.5 | 2.5 |  |  | n/a | PVgeneric_sun | Solar_Fixed | CAISO_Solar |  |  |  |  | 2013 | 2050 | 0 | CAISO | 2.5 | 1 | 1 | 1 | #VALUE! | 1
| ETIWND_2_RTS026 | SPVP026 | caiso | SCE | SCE | Southern California Edison | SCE | CAISO | 2016-02-05 | 2050-12-31 | 6 | 100% | 6 | 6 |  |  | n/a | PVgeneric_sun | Solar_Fixed | CAISO_Solar |  |  |  |  | 2016 | 2050 | 0 | CAISO | 6 | 1 | 1 | 1 | #VALUE! | 1
| ETIWND_2_RTS027 | SPVP027 | caiso | SCE | SCE | Southern California Edison | SCE | CAISO | 2013-06-17 | 2050-12-31 | 2 | 100% | 2 | 2 |  |  | n/a | PVgeneric_sun | Solar_Fixed | CAISO_Solar |  |  |  |  | 2013 | 2050 | 0 | CAISO | 2 | 1 | 1 | 1 | #VALUE! | 1
| ETIWND_2_SOLAR1 | Dedeaux Ontario | caiso | SCE | SCE | Southern California Edison | SCE | CAISO | 2016-03-23 | 2050-12-31 | 1 | 100% | 1 | 1 |  |  | n/a | PVgeneric_sun | Solar_Fixed | CAISO_Solar |  |  |  |  | 2016 | 2050 | 0 | CAISO | 1 | 1 | 1 | 1 | #VALUE! | 1
| ETIWND_2_SOLAR2 | Rochester | caiso | SCE | SCE | Southern California Edison | SCE | CAISO |  | 2050-12-31 | 1 | 100% | 1 | 1 |  |  | PVgeneric_sun | PVgeneric_sun | Solar_Fixed | CAISO_Solar |  |  |  |  | 1900 | 2050 | 0 | CAISO | 1 | 1 | 1 | 1 | #VALUE! | 1
| ETIWND_2_SOLAR5 | Dulles | caiso | SCE | SCE | Southern California Edison | SCE | CAISO |  | 2050-12-31 | 2 | 100% | 2 | 2 |  |  | PVgeneric_sun | PVgeneric_sun | Solar_Fixed | CAISO_Solar |  |  |  |  | 1900 | 2050 | 0 | CAISO | 2 | 1 | 1 | 1 | #VALUE! | 1
| ETIWND_2_UNIT1 |  | caiso | SCE | SCE | Southern California Edison | SCE | CAISO | 1985-09-01 | 2050-12-31 | 33.6 | 100% | 33.6 | 33.6 |  |  | n/a | PVgeneric_sun | Solar_Fixed | CAISO_Solar |  |  |  |  | 1986 | 2050 | 0 | CAISO | 33.6 | 1 | 1 | 1 | #VALUE! | 1
| ETIWND_6_GRPLND | Grapeland Peaker | caiso | SCE | SCE | Southern California Edison | SCE | CAISO | 2007-09-20 | 2050-12-31 | 46 | 97.07% | 46 | 47.39 |  |  | CT-NatGas-Aero | CT_NG | CT | CAISO_Peaker1 |  |  |  |  | 2008 | 2050 | 0 | CAISO | 47.39 | 1 | 1 | 1 | #VALUE! | 1
| ETIWND_6_MWDETI | ETIWANDA RECOVERY HYDRO | caiso | SCE | SCE | Southern California Edison | SCE | CAISO | 1994-01-01 | 2050-12-31 | 24 | 100% | 24 | 24 |  |  | n/a | Hydro_Standard | Hydro | CAISO_Small_Hydro |  |  |  |  | 1994 | 2050 | 0 | CAISO | 24 | 1 | 1 | 1 | #VALUE! | 1
| EurusCombinHill | Eurus Combine Hills Turbine Ranch 2-1 | teppc | BPAT | BPAT | Bonneville Power Administration – Transmission | BPAT | NW | 2010-01-01 | 2050-12-31 | 63 | 100% | 63 | 63 |  |  | WT-Onshore | wind_onshorewind | Wind | NW_Wind |  |  |  |  | 2010 | 2050 | 0 | NW | 63 | 1 | 1 | 1 | #VALUE! | 1
| EvanderAndrews1 | Evander Andrews Power Complex-1 | teppc | IPTV | IPTV | Idaho Treasure Valley | IPCO | NW | 2008-06-01 | 2050-12-31 | 171 | 100% | 171 | 171 |  |  | CT-NatGas-Aero | CT_NG | CT | NW_Peaker |  |  |  |  | 2008 | 2050 | 0 | NW | 171 | 1 | 1 | 1 | #VALUE! | 1
| EvanderAndrews2 | Evander Andrews Power Complex-2 | teppc | IPTV | IPTV | Idaho Treasure Valley | IPCO | NW | 2001-09-01 | 2050-12-31 | 45.4 | 100% | 45.4 | 45.4 |  |  | CT-NatGas-Aero | CT_NG | CT | NW_Peaker |  |  |  |  | 2002 | 2050 | 0 | NW | 45.4 | 1 | 1 | 1 | #VALUE! | 1
| EvanderAndrews3 | Evander Andrews Power Complex-3 | teppc | IPTV | IPTV | Idaho Treasure Valley | IPCO | NW | 2001-09-01 | 2050-12-31 | 45 | 100% | 45 | 45 |  |  | CT-NatGas-Aero | CT_NG | CT | NW_Peaker |  |  |  |  | 2002 | 2050 | 0 | NW | 45 | 1 | 1 | 1 | #VALUE! | 1
| Evergreen_Bio | Evergreen BioPower LLC-1 | teppc | PACW | PACW | PacifiCorp – West | PACW | NW | 2007-09-01 | 2050-12-31 | 10 | 100% | 10 | 10 |  |  | Bio-ST | ST_Biomass | Biomass/Wood | NW_Biomass |  |  |  |  | 2008 | 2050 | 0 | NW | 10 | 1 | 1 | 1 | #VALUE! | 1
| EXCHEC_7_UNIT_1 |  | caiso | PGE_Valley | PGE_Valley | Pacific Gas and Electric Valley | PGE_Valley | CAISO | 1967-01-01 | 2050-12-31 | 94.5 | 100% | 94.5 | 94.5 |  |  | n/a | Hydro_Standard | Hydro | CAISO_Hydro |  |  |  |  | 1967 | 2050 | 0 | CAISO | 94.5 | 1 | 1 | 1 | #VALUE! | 1
| EXCLSG_1_SOLAR | Excelsior Solar | caiso | PGE_Valley | PGE_Valley | Pacific Gas and Electric Valley | PGE_Valley | CAISO |  | 2050-12-31 | 60 | 100% | 60 | 60 |  |  | PVgeneric_sun | PVgeneric_sun | Solar_Fixed | CAISO_Solar |  |  |  |  | 1900 | 2050 | 0 | CAISO | 60 | 1 | 1 | 1 | #VALUE! | 1
| Fairfield_Wind | Fairfield Wind-1 | teppc | CISC | CISC | Southern California Edison | SCE | CAISO | 2013-12-31 | 2050-12-31 | 10 | 100% | 10 | 10 |  |  | WT-Onshore | wind_onshorewind | Wind | CAISO_Wind |  |  |  |  | 2014 | 2050 | 0 | CAISO | 10 | 1 | 1 | 1 | #VALUE! | 1
| FAIRFLD_WIND | FAIRFIELD_WIND | teppc | NWMT | NWMT | NorthWestern Energy | NWMT_WAUW | NW | 2015-01-01 | 2050-12-31 | 10 | 100% | 10 | 10 |  |  | WT-Onshore | wind_onshorewind | Wind | NW_Wind |  |  |  |  | 2015 | 2050 | 0 | NW | 10 | 1 | 1 | 1 | #VALUE! | 1
| FAIRHV_6_UNIT | FAIRHAVEN POWER CO. | caiso | PGE_Bay | PGE_Bay | Pacific Gas and Electric Bay | PGE_Bay | CAISO | 1986-09-15 | 2050-12-31 | 14.61 | 77.92% | 14.61 | 18.75 |  |  | n/a | ST_Biomass | Biomass/Wood | CAISO_Biomass |  |  |  |  | 1987 | 2050 | 0 | CAISO | 18.75 | 1 | 1 | 1 | #VALUE! | 1
| Fall_Creek_1 | Fall Creek-1 | teppc | PACW | PACW | PacifiCorp – West | PACW | NW | 1903-09-01 | 2050-12-31 | 2.2 | 100% | 2.2 | 2.2 |  |  | HydroRPS | Hydro_Standard | Hydro | NW_Hydro |  |  |  |  | 1904 | 2050 | 0 | NW | 2.2 | 1 | 1 | 1 | #VALUE! | 1
| Fall_Creek_2 | Fall Creek-2 | teppc | BPAT | BPAT | Bonneville Power Administration – Transmission | BPAT | NW | 1907-08-01 | 2050-12-31 | 0.45 | 100% | 0.45 | 0.45 |  |  | HydroRPS | Hydro_Standard | Hydro | NW_Hydro |  |  |  |  | 1908 | 2050 | 0 | NW | 0.45 | 1 | 1 | 1 | #VALUE! | 1
| Fall_Creek_3 | Fall Creek-3 | teppc | BPAT | BPAT | Bonneville Power Administration – Transmission | BPAT | NW | 1910-01-01 | 2050-12-31 | 1.25 | 100% | 1.25 | 1.25 |  |  | HydroRPS | Hydro_Standard | Hydro | NW_Hydro |  |  |  |  | 1910 | 2050 | 0 | NW | 1.25 | 1 | 1 | 1 | #VALUE! | 1
| FallsRiver_BC_1 | Falls River (BC)-1_Falls River-1_BCH-FLS | teppc | BCHA | BCHA | British Columbia Transmission Company | BCHA_AESO | Excluded | 1930-01-01 | 2033-03-31 | 3.5 | 100% | 3.5 | 3.5 |  |  | Hydro | Hydro_Standard | Hydro | Excluded_Hydro |  |  |  |  | 1930 | 2032 | 0 | Excluded | 3.5 | 1 | 1 | 1 | #VALUE! | 1
| FallsRiver_BC_2 | Falls River (BC)-2_Falls River-2_BCH-FLS | teppc | BCHA | BCHA | British Columbia Transmission Company | BCHA_AESO | Excluded | 1930-01-01 | 2033-03-31 | 3.5 | 100% | 3.5 | 3.5 |  |  | Hydro | Hydro_Standard | Hydro | Excluded_Hydro |  |  |  |  | 1930 | 2032 | 0 | Excluded | 3.5 | 1 | 1 | 1 | #VALUE! | 1
| FallsRiver_ID1 | Falls River Hydro-1 | teppc | CISC | CISC | Southern California Edison | SCE | CAISO | 1993-08-01 | 2050-12-31 | 4.55 | 100% | 4.55 | 4.55 |  |  | Hydro | Hydro_Standard | Hydro | CAISO_Hydro |  |  |  |  | 1994 | 2050 | 0 | CAISO | 4.55 | 1 | 1 | 1 | #VALUE! | 1
| FallsRiver_ID2 | Falls River Hydro-2 | teppc | CISC | CISC | Southern California Edison | SCE | CAISO | 1993-08-01 | 2050-12-31 | 4.55 | 100% | 4.55 | 4.55 |  |  | Hydro | Hydro_Standard | Hydro | CAISO_Hydro |  |  |  |  | 1994 | 2050 | 0 | CAISO | 4.55 | 1 | 1 | 1 | #VALUE! | 1
| Faraday_1 | Faraday-1 | teppc | PGE | PGE | Portland General Electric Company | PortlandGE | NW | 1907-02-01 | 2050-12-31 | 3.1 | 100% | 3.1 | 3.1 |  |  | Hydro | Hydro_Standard | Hydro | NW_Hydro |  |  |  |  | 1907 | 2050 | 0 | NW | 3.1 | 1 | 1 | 1 | #VALUE! | 1
| Faraday_2 | Faraday-2 | teppc | PGE | PGE | Portland General Electric Company | PortlandGE | NW | 1907-02-01 | 2050-12-31 | 3.1 | 100% | 3.1 | 3.1 |  |  | Hydro | Hydro_Standard | Hydro | NW_Hydro |  |  |  |  | 1907 | 2050 | 0 | NW | 3.1 | 1 | 1 | 1 | #VALUE! | 1
| Faraday_3 | Faraday-3 | teppc | PGE | PGE | Portland General Electric Company | PortlandGE | NW | 1908-07-01 | 2050-12-31 | 2.7 | 100% | 2.7 | 2.7 |  |  | Hydro | Hydro_Standard | Hydro | NW_Hydro |  |  |  |  | 1909 | 2050 | 0 | NW | 2.7 | 1 | 1 | 1 | #VALUE! | 1
| Faraday_4 | Faraday-4 | teppc | PGE | PGE | Portland General Electric Company | PortlandGE | NW | 1909-10-01 | 2050-12-31 | 4.5 | 100% | 4.5 | 4.5 |  |  | Hydro | Hydro_Standard | Hydro | NW_Hydro |  |  |  |  | 1910 | 2050 | 0 | NW | 4.5 | 1 | 1 | 1 | #VALUE! | 1
| Faraday_5 | Faraday-5 | teppc | PGE | PGE | Portland General Electric Company | PortlandGE | NW | 1910-08-01 | 2050-12-31 | 4 | 100% | 4 | 4 |  |  | Hydro | Hydro_Standard | Hydro | NW_Hydro |  |  |  |  | 1911 | 2050 | 0 | NW | 4 | 1 | 1 | 1 | #VALUE! | 1
| Faraday_6 | Faraday-6 | teppc | PGE | PGE | Portland General Electric Company | PortlandGE | NW | 1958-09-01 | 2050-12-31 | 19.2 | 100% | 19.2 | 19.2 |  |  | Hydro | Hydro_Standard | Hydro | NW_Hydro |  |  |  |  | 1959 | 2050 | 0 | NW | 19.2 | 1 | 1 | 1 | #VALUE! | 1
| FargoDrop | Fargo Drop Hydro-1_Fargo Drop-GEN1 | teppc | CISC | CISC | Southern California Edison | SCE | CAISO | 2013-04-30 | 2050-12-31 | 1.27 | 100% | 1.27 | 1.27 |  |  | Hydro | Hydro_Standard | Hydro | CAISO_Hydro |  |  |  |  | 2013 | 2050 | 0 | CAISO | 1.27 | 1 | 1 | 1 | #VALUE! | 1
| FarmPowerTillamook | Farm Power Tillamook-IC1 | teppc | PNM | PNM | Public Service Company of New Mexico | PNM_EPE | SW | 2012-06-28 | 2030-04-15 | 1 | 100% | 1 | 1 |  |  | Bio-ICE | ICE_Biomass | Biomass/Wood | SW_Biomass |  |  |  |  | 2012 | 2029 | 0 | SW | 1 | 1 | 1 | 1 | #VALUE! | 1
| Faulkner_Ranch | Faulkner Ranch-1 | teppc | IPFE | IPFE | Idaho Far East | IPCO | NW | 1987-05-15 | 2030-04-15 | 0.87 | 100% | 0.87 | 0.87 |  |  | Hydro | Hydro_Standard | Hydro | NW_Hydro |  |  |  |  | 1987 | 2029 | 0 | NW | 0.87 | 1 | 1 | 1 | #VALUE! | 1
| FELLOW_7_QFUNTS | Fellow QF Aggregate | caiso | PGE_Valley | PGE_Valley | Pacific Gas and Electric Valley | PGE_Valley | CAISO | 2006-06-01 | 2050-12-31 | 1.32 | 21.29% | 1.32 | 6.2 |  |  | n/a | Cogen_NG | Cogen | CAISO_CHP |  |  |  |  | 2006 | 2050 | 0 | CAISO | 6.2 | 1 | 1 | 1 | #VALUE! | 1
| FeltHydro1 | Felt Hydroelectric Plant-GEN1 | teppc | CISC | CISC | Southern California Edison | SCE | CAISO | 1985-12-01 | 2050-12-31 | 2.7 | 100% | 2.7 | 2.7 |  |  | Hydro | Hydro_Standard | Hydro | CAISO_Hydro |  |  |  |  | 1986 | 2050 | 0 | CAISO | 2.7 | 1 | 1 | 1 | #VALUE! | 1
| FeltHydro2 | Felt Hydroelectric Plant-GEN2 | teppc | CISC | CISC | Southern California Edison | SCE | CAISO | 1985-12-01 | 2050-12-31 | 2.7 | 100% | 2.7 | 2.7 |  |  | Hydro | Hydro_Standard | Hydro | CAISO_Hydro |  |  |  |  | 1986 | 2050 | 0 | CAISO | 2.7 | 1 | 1 | 1 | #VALUE! | 1
| FeltHydro3 | Felt Hydroelectric Plant-GEN3 | teppc | CISC | CISC | Southern California Edison | SCE | CAISO | 1986-04-01 | 2050-12-31 | 1.1 | 100% | 1.1 | 1.1 |  |  | Hydro | Hydro_Standard | Hydro | CAISO_Hydro |  |  |  |  | 1986 | 2050 | 0 | CAISO | 1.1 | 1 | 1 | 1 | #VALUE! | 1
| FerndaleCC_Total | FerndaleCC (Total CC Plant) | teppc | PSEI | PSEI | Puget Sound Energy | BPAT | NW | 1994-04-01 | 2050-12-31 | 253.47 | 100% | 253.47 | 253.47 |  |  | CCWhole-NatGas-Industrial | CC_NG | CC | NW_CCGT |  |  |  |  | 1994 | 2050 | 0 | NW | 253.47 | 1 | 1 | 1 | #VALUE! | 1
| Finley_Bio1 | Finley BioEnergy-IC1 | teppc | PNM | PNM | Public Service Company of New Mexico | PNM_EPE | SW | 2009-05-01 | 2030-04-15 | 1.6 | 100% | 1.6 | 1.6 |  |  | Bio-ICE | ICE_Biomass | Biomass/Wood | SW_Biomass |  |  |  |  | 2009 | 2029 | 0 | SW | 1.6 | 1 | 1 | 1 | #VALUE! | 1
| Finley_Bio2 | Finley BioEnergy-IC2 | teppc | PNM | PNM | Public Service Company of New Mexico | PNM_EPE | SW | 2009-05-01 | 2030-04-15 | 1.6 | 100% | 1.6 | 1.6 |  |  | Bio-ICE | ICE_Biomass | Biomass/Wood | SW_Biomass |  |  |  |  | 2009 | 2029 | 0 | SW | 1.6 | 1 | 1 | 1 | #VALUE! | 1
| Finley_Bio3 | Finley BioEnergy-IC3 | teppc | PNM | PNM | Public Service Company of New Mexico | PNM_EPE | SW | 2009-05-01 | 2030-04-15 | 1.6 | 100% | 1.6 | 1.6 |  |  | Bio-ICE | ICE_Biomass | Biomass/Wood | SW_Biomass |  |  |  |  | 2009 | 2029 | 0 | SW | 1.6 | 1 | 1 | 1 | #VALUE! | 1
| Fire_Kwalsa1 | Fire (FRE,Kwalsa Energy)-1_Fire (FRE,Kwalsa Energy)-1_IPP-FRE | teppc | BCHA | BCHA | British Columbia Transmission Company | BCHA_AESO | Excluded | 2009-11-12 | 2049-10-19 | 12.64 | 100% | 12.64 | 12.64 |  |  | Hydro | Hydro_Standard | Hydro | Excluded_Hydro |  |  |  |  | 2010 | 2049 | 0 | Excluded | 12.64 | 1 | 1 | 1 | #VALUE! | 1
| Fire_Kwalsa2 | Fire (FRE,Kwalsa Energy)-2_Fire (FRE,Kwalsa Energy)-2_IPP-FRE | teppc | BCHA | BCHA | British Columbia Transmission Company | BCHA_AESO | Excluded | 2009-11-12 | 2049-10-19 | 12.64 | 100% | 12.64 | 12.64 |  |  | Hydro | Hydro_Standard | Hydro | Excluded_Hydro |  |  |  |  | 2010 | 2049 | 0 | Excluded | 12.64 | 1 | 1 | 1 | #VALUE! | 1
| Firebag_7 | Firebag-7 (91TG-5720-1) | teppc | AESO | AESO | Alberta Electric System Operator | BCHA_AESO | Excluded | 2007-01-01 | 2050-12-01 | 96 | 100% | 96 | 96 |  |  | CT-AB-Cogen | Cogen_NG | Cogen | Excluded_CHP |  |  |  |  | 2007 | 2050 | 0 | Excluded | 96 | 1 | 1 | 1 | #VALUE! | 1
| Firebag3_1 | Firebag 3-1 | teppc | AESO | AESO | Alberta Electric System Operator | BCHA_AESO | Excluded | 2011-04-01 | 2050-12-31 | 85 | 100% | 85 | 85 |  |  | CT-AB-Cogen | Cogen_NG | Cogen | Excluded_CHP |  |  |  |  | 2011 | 2050 | 0 | Excluded | 85 | 1 | 1 | 1 | #VALUE! | 1
| Firebag3_2 | Firebag 3-2 | teppc | BCHA | BCHA | British Columbia Transmission Company | BCHA_AESO | Excluded | 2012-01-19 | 2050-12-31 | 85 | 100% | 85 | 85 |  |  | CT-NatGas-Industrial | CT_NG | CT | Excluded_Peaker |  |  |  |  | 2012 | 2050 | 0 | Excluded | 85 | 1 | 1 | 1 | #VALUE! | 1
| Firebag4_1 | Firebag 4-1 | teppc | AESO | AESO | Alberta Electric System Operator | BCHA_AESO | Excluded | 2012-09-17 | 2050-12-31 | 90 | 100% | 90 | 90 |  |  | CT-NatGas-Industrial | CT_NG | CT | Excluded_Peaker |  |  |  |  | 2013 | 2050 | 0 | Excluded | 90 | 1 | 1 | 1 | #VALUE! | 1
| Firebag4_2 | Firebag 4-2 | teppc | AESO | AESO | Alberta Electric System Operator | BCHA_AESO | Excluded | 2012-09-17 | 2050-12-31 | 89 | 100% | 89 | 89 |  |  | CT-NatGas-Industrial | CT_NG | CT | Excluded_Peaker |  |  |  |  | 2013 | 2050 | 0 | Excluded | 89 | 1 | 1 | 1 | #VALUE! | 1
| Fish_Creek_1 | Fish Creek-1 | teppc | PACW | PACW | PacifiCorp – West | PACW | NW | 1952-06-01 | 2050-12-31 | 11 | 100% | 11 | 11 |  |  | Hydro | Hydro_Standard | Hydro | NW_Hydro |  |  |  |  | 1952 | 2050 | 0 | NW | 11 | 1 | 1 | 1 | #VALUE! | 1
| Fish_Springs_Solar |  | teppc | SPPC | SPPC | Nevada Power Company | NEVP | SW | 2021-12-31 | 2050-12-31 | 26 | 100% | 26 | 26 |  |  | SolarPV-Tracking | 1axPV_sun | Solar_1Axis | SW_Solar |  |  |  |  | 2022 | 2050 | 0 | SW | 26 | 0.95 | 1 | 1 | #VALUE! | 1
| Fisheries_Dev | Fisheries Dev.-1 | teppc | IPFE | IPFE | Idaho Far East | IPCO | NW | 1990-07-03 | 2030-04-15 | 0.26 | 100% | 0.26 | 0.26 |  |  | Hydro | Hydro_Standard | Hydro | NW_Hydro |  |  |  |  | 1991 | 2029 | 0 | NW | 0.26 | 1 | 1 | 1 | #VALUE! | 1
| FitzsimonsCreek | Fitzsimmons Creek-1_Fitzsimmons Creek-1_IPP-FTZ | teppc | BCHA | BCHA | British Columbia Transmission Company | BCHA_AESO | Excluded | 2010-01-29 | 2050-01-26 | 8 | 100% | 8 | 8 |  |  | Hydro | Hydro_Standard | Hydro | Excluded_Hydro |  |  |  |  | 2010 | 2049 | 0 | Excluded | 8 | 1 | 1 | 1 | #VALUE! | 1
| Flaming_Gorge_1 | Flaming Gorge 1 | teppc | WACM | WACM | Western Area Power Administration, Colorado-Missouri Region | WACM | Excluded | 1963-12-01 | 2050-12-31 | 56.1 | 100% | 56.1 | 56.1 |  |  | Hydro | Hydro_Standard | Hydro | Excluded_Hydro |  |  |  |  | 1964 | 2050 | 0 | Excluded | 56.1 | 1 | 1 | 1 | #VALUE! | 1
| Flaming_Gorge_2 | Flaming Gorge 2 | teppc | WACM | WACM | Western Area Power Administration, Colorado-Missouri Region | WACM | Excluded | 1964-02-01 | 2050-12-31 | 56.1 | 100% | 56.1 | 56.1 |  |  | Hydro | Hydro_Standard | Hydro | Excluded_Hydro |  |  |  |  | 1964 | 2050 | 0 | Excluded | 56.1 | 1 | 1 | 1 | #VALUE! | 1
| Flaming_Gorge_3 | Flaming Gorge 3 | teppc | WACM | WACM | Western Area Power Administration, Colorado-Missouri Region | WACM | Excluded | 1996-02-01 | 2050-12-31 | 56.1 | 100% | 56.1 | 56.1 |  |  | Hydro | Hydro_Standard | Hydro | Excluded_Hydro |  |  |  |  | 1996 | 2050 | 0 | Excluded | 56.1 | 1 | 1 | 1 | #VALUE! | 1
| Flatiron_1 | Flatiron 1 | teppc | WACM | WACM | Western Area Power Administration, Colorado-Missouri Region | WACM | Excluded | 1954-01-01 | 2050-12-31 | 47.8 | 100% | 47.8 | 47.8 |  |  | Hydro | Hydro_Standard | Hydro | Excluded_Hydro |  |  |  |  | 1954 | 2050 | 0 | Excluded | 47.8 | 1 | 1 | 1 | #VALUE! | 1
| Flatiron_2 | Flatiron 2 | teppc | WACM | WACM | Western Area Power Administration, Colorado-Missouri Region | WACM | Excluded | 1954-01-01 | 2050-12-31 | 47.8 | 100% | 47.8 | 47.8 |  |  | Hydro | Hydro_Standard | Hydro | Excluded_Hydro |  |  |  |  | 1954 | 2050 | 0 | Excluded | 47.8 | 1 | 1 | 1 | #VALUE! | 1
| Flatiron_3 | Flatiron PS 3 | teppc | WACM | WACM | Western Area Power Administration, Colorado-Missouri Region | WACM | Excluded | 1954-05-01 | 2050-12-31 | 8.5 | 100% | 8.5 | 8.5 |  |  | PS-Hydro | Hydro_PumpedStorage | PSH | Excluded_Pumped_Hydro |  |  |  |  | 1954 | 2050 | 0 | Excluded | 8.5 | 1 | 1 | 1 | #VALUE! | 1
| FlintCreek | Flint Creek Hydroelectric-1 | teppc | CISC | CISC | Southern California Edison | SCE | CAISO | 2013-03-01 | 2050-12-31 | 2 | 100% | 2 | 2 |  |  | Hydro | Hydro_Standard | Hydro | CAISO_Hydro |  |  |  |  | 2013 | 2050 | 0 | CAISO | 2 | 1 | 1 | 1 | #VALUE! | 1
| FLOWD_2_RT2WD2 | Ridgetop 2 | caiso | SCE | SCE | Southern California Edison | SCE | CAISO | 1982-01-01 | 2050-12-31 | 27.39 | 100% | 27.39 | 27.39 |  |  | WIND_WIND | wind_onshorewind | Wind | CAISO_Wind |  |  |  |  | 1982 | 2050 | 0 | CAISO | 27.39 | 1 | 1 | 1 | #VALUE! | 1
| FLOWD_2_WIND1 | Cameron Ridge 2 | caiso | SCE | SCE | Southern California Edison | SCE | CAISO | 2016-01-15 | 2050-12-31 | 11.9 | 100% | 11.9 | 11.9 |  |  | n/a | wind_onshorewind | Wind | CAISO_Wind |  |  |  |  | 2016 | 2050 | 0 | CAISO | 11.9 | 1 | 1 | 1 | #VALUE! | 1
| FLOWD2_2_FPLWND | DIABLO WINDS | caiso | PGE_Bay | PGE_Bay | Pacific Gas and Electric Bay | PGE_Bay | CAISO | 2005-05-01 | 2050-12-31 | 18 | 100% | 18 | 18 |  |  | n/a | wind_onshorewind | Wind | CAISO_Wind |  |  |  |  | 2005 | 2050 | 0 | CAISO | 18 | 1 | 1 | 1 | #VALUE! | 1
| FMEADO_6_HELLHL | FMEADO_6_HELLHL | caiso | PGE_Valley | PGE_Valley | Pacific Gas and Electric Valley | PGE_Valley | CAISO | 1983-04-30 | 2050-12-31 | 0.6 | 100% | 0.6 | 0.6 |  |  | n/a | Hydro_Standard | Hydro | CAISO_Hydro |  |  |  |  | 1983 | 2050 | 0 | CAISO | 0.6 | 1 | 1 | 1 | #VALUE! | 1
| FMEADO_7_UNIT | FRENCH MEADOWS HYDRO | caiso | PGE_Valley | PGE_Valley | Pacific Gas and Electric Valley | PGE_Valley | CAISO | 1966-01-01 | 2050-12-31 | 16 | 100% | 16 | 16 |  |  | n/a | Hydro_Standard | Hydro | CAISO_Small_Hydro |  |  |  |  | 1966 | 2050 | 0 | CAISO | 16 | 1 | 1 | 1 | #VALUE! | 1
| Folsom_1 | Folsom 1 | teppc | BANC | BANC | Balancing Authority of Northern California | SMUD | BANC | 1955-12-01 | 2050-12-31 | 69 | 100% | 69 | 69 |  |  | Hydro | Hydro_Standard | Hydro | BANC_Hydro |  |  |  |  | 1956 | 2050 | 0 | BANC | 69 | 1 | 1 | 1 | #VALUE! | 1
| Folsom_2 | Folsom 2 | teppc | BANC | BANC | Balancing Authority of Northern California | SMUD | BANC | 1955-10-01 | 2050-12-31 | 69 | 100% | 69 | 69 |  |  | Hydro | Hydro_Standard | Hydro | BANC_Hydro |  |  |  |  | 1956 | 2050 | 0 | BANC | 69 | 1 | 1 | 1 | #VALUE! | 1
| Folsom_3 | Folsom 3 | teppc | BANC | BANC | Balancing Authority of Northern California | SMUD | BANC | 1955-05-01 | 2050-12-31 | 69 | 100% | 69 | 69 |  |  | Hydro | Hydro_Standard | Hydro | BANC_Hydro |  |  |  |  | 1955 | 2050 | 0 | BANC | 69 | 1 | 1 | 1 | #VALUE! | 1
| Fontenelle | Fontenelle 1 | teppc | WACM | WACM | Western Area Power Administration, Colorado-Missouri Region | WACM | Excluded | 1968-05-01 | 2050-12-31 | 11.11 | 100% | 11.11 | 11.11 |  |  | Hydro | Hydro_Standard | Hydro | Excluded_Hydro |  |  |  |  | 1968 | 2050 | 0 | Excluded | 11.11 | 1 | 1 | 1 | #VALUE! | 1
| Foote_Creek1 | Foote Creek I-GEN1 | teppc | PAWY | PAWY | Wyoming, PACE Utility | PACE | NW | 1999-04-01 | 2050-12-31 | 40.8 | 100% | 40.8 | 40.8 |  |  | WT-Onshore | wind_onshorewind | Wind | NW_Wind |  |  |  |  | 1999 | 2050 | 0 | NW | 40.8 | 1 | 1 | 1 | #VALUE! | 1
| Foote_Creek2 | Foote Creek II-GEN1 | teppc | IPFE | IPFE | Idaho Far East | IPCO | NW | 1999-06-01 | 2050-12-31 | 1 | 100% | 1 | 1 |  |  | WT-Onshore | wind_onshorewind | Wind | NW_Wind |  |  |  |  | 1999 | 2050 | 0 | NW | 1 | 1 | 1 | 1 | #VALUE! | 1
| Foote_Creek3 | Foote Creek III-GEN1 | teppc | IPFE | IPFE | Idaho Far East | IPCO | NW | 1999-06-01 | 2050-12-31 | 24.8 | 100% | 24.8 | 24.8 |  |  | WT-Onshore | wind_onshorewind | Wind | NW_Wind |  |  |  |  | 1999 | 2050 | 0 | NW | 24.8 | 1 | 1 | 1 | #VALUE! | 1
| Foote_Creek4 | Foote Creek IV-GEN1 | teppc | IPFE | IPFE | Idaho Far East | IPCO | NW | 2000-08-01 | 2050-12-31 | 16.8 | 100% | 16.8 | 16.8 |  |  | WT-Onshore | wind_onshorewind | Wind | NW_Wind |  |  |  |  | 2001 | 2050 | 0 | NW | 16.8 | 1 | 1 | 1 | #VALUE! | 1
| Foothills_CO | Foothills Hydroelectric GEN1 | teppc | PSCO | PSCO | Public Service Company of Colorado | PSCO | Excluded | 1981-04-01 | 2050-12-31 | 3.1 | 100% | 3.1 | 3.1 |  |  | Hydro | Hydro_Standard | Hydro | Excluded_Hydro |  |  |  |  | 1981 | 2050 | 0 | Excluded | 3.1 | 1 | 1 | 1 | #VALUE! | 1
| Foothills_Solar_1 | Foothills Solar 1¦Desert Sands¦Gila Bend Solar Power Plant | teppc | AZPS | AZPS | Arizona Public Service Company | AZPS | SW | 2013-01-01 | 2050-12-31 | 18 | 100% | 18 | 18 |  |  | SolarPV-Tracking | 1axPV_sun | Solar_1Axis | SW_Solar |  |  |  |  | 2013 | 2050 | 0 | SW | 18 | 1 | 1 | 1 | #VALUE! | 1
| Foothills_Solar_2 | Foothills Solar 2¦Desert Sands¦Gila Bend Solar Power Plant | teppc | AZPS | AZPS | Arizona Public Service Company | AZPS | SW | 2013-01-01 | 2050-12-31 | 20 | 100% | 20 | 20 |  |  | SolarPV-Tracking | 1axPV_sun | Solar_1Axis | SW_Solar |  |  |  |  | 2013 | 2050 | 0 | SW | 20 | 1 | 1 | 1 | #VALUE! | 1
| FORBST_7_UNIT_1 | FORBESTOWN HYDRO | caiso | PGE_Valley | PGE_Valley | Pacific Gas and Electric Valley | PGE_Valley | CAISO | 1963-01-01 | 2050-12-31 | 37.5 | 100% | 37.5 | 37.5 |  |  | n/a | Hydro_Standard | Hydro | CAISO_Hydro |  |  |  |  | 1963 | 2050 | 0 | CAISO | 37.5 | 1 | 1 | 1 | #VALUE! | 1
| FORKBU_6_UNIT | HYPOWER, INC. (FORKS OF BUTTE) | caiso | PGE_Valley | PGE_Valley | Pacific Gas and Electric Valley | PGE_Valley | CAISO | 1992-03-16 | 2050-12-31 | 14.3 | 100% | 14.3 | 14.3 |  |  | n/a | Hydro_Standard | Hydro | CAISO_Small_Hydro |  |  |  |  | 1992 | 2050 | 0 | CAISO | 14.3 | 1 | 1 | 1 | #VALUE! | 1
| Forrest_Kerr1 | Forrest Kerr Hydroelectric-1_Forrest Kerr Hydroelectric-1.1_IPP-FKR | teppc | BCHA | BCHA | British Columbia Transmission Company | BCHA_AESO | Excluded | 2014-07-01 | 2074-06-30 | 23.5 | 100% | 23.5 | 23.5 |  |  | Hydro | Hydro_Standard | Hydro | Excluded_Hydro |  |  |  |  | 2015 | 2073 | 0 | Excluded | 23.5 | 1 | 1 | 1 | #VALUE! | 1
| Forrest_Kerr2 | Forrest Kerr Hydroelectric-2_Forrest Kerr Hydroelectric-1.2_IPP-FKR | teppc | BCHA | BCHA | British Columbia Transmission Company | BCHA_AESO | Excluded | 2014-07-01 | 2074-06-30 | 23.5 | 100% | 23.5 | 23.5 |  |  | Hydro | Hydro_Standard | Hydro | Excluded_Hydro |  |  |  |  | 2015 | 2073 | 0 | Excluded | 23.5 | 1 | 1 | 1 | #VALUE! | 1
| Forrest_Kerr3 | Forrest Kerr Hydroelectric-3_Forrest Kerr Hydroelectric-2.1_IPP-FKR | teppc | BCHA | BCHA | British Columbia Transmission Company | BCHA_AESO | Excluded | 2014-07-01 | 2074-06-30 | 23.5 | 100% | 23.5 | 23.5 |  |  | Hydro | Hydro_Standard | Hydro | Excluded_Hydro |  |  |  |  | 2015 | 2073 | 0 | Excluded | 23.5 | 1 | 1 | 1 | #VALUE! | 1
| Forrest_Kerr4 | Forrest Kerr Hydroelectric-4_Forrest Kerr Hydroelectric-2.2_IPP-FKR | teppc | BCHA | BCHA | British Columbia Transmission Company | BCHA_AESO | Excluded | 2014-07-01 | 2074-06-30 | 23.5 | 100% | 23.5 | 23.5 |  |  | Hydro | Hydro_Standard | Hydro | Excluded_Hydro |  |  |  |  | 2015 | 2073 | 0 | Excluded | 23.5 | 1 | 1 | 1 | #VALUE! | 1
| Forrest_Kerr5 | Forrest Kerr Hydroelectric-5_Forrest Kerr Hydroelectric-2.3_IPP-FKR | teppc | BCHA | BCHA | British Columbia Transmission Company | BCHA_AESO | Excluded | 2014-07-01 | 2074-06-30 | 23.5 | 100% | 23.5 | 23.5 |  |  | Hydro | Hydro_Standard | Hydro | Excluded_Hydro |  |  |  |  | 2015 | 2073 | 0 | Excluded | 23.5 | 1 | 1 | 1 | #VALUE! | 1
| Forrest_Kerr6 | Forrest Kerr Hydroelectric-6_Forrest Kerr Hydroelectric-3.1_IPP-FKR | teppc | BCHA | BCHA | British Columbia Transmission Company | BCHA_AESO | Excluded | 2014-07-01 | 2074-06-30 | 23.5 | 100% | 23.5 | 23.5 |  |  | Hydro | Hydro_Standard | Hydro | Excluded_Hydro |  |  |  |  | 2015 | 2073 | 0 | Excluded | 23.5 | 1 | 1 | 1 | #VALUE! | 1
| Forrest_Kerr7 | Forrest Kerr Hydroelectric-7_Forrest Kerr Hydroelectric-3.2_IPP-FKR | teppc | BCHA | BCHA | British Columbia Transmission Company | BCHA_AESO | Excluded | 2014-07-01 | 2074-06-30 | 23.5 | 100% | 23.5 | 23.5 |  |  | Hydro | Hydro_Standard | Hydro | Excluded_Hydro |  |  |  |  | 2015 | 2073 | 0 | Excluded | 23.5 | 1 | 1 | 1 | #VALUE! | 1
| Forrest_Kerr8 | Forrest Kerr Hydroelectric-8_Forrest Kerr Hydroelectric-3.3_IPP-FKR | teppc | BCHA | BCHA | British Columbia Transmission Company | BCHA_AESO | Excluded | 2014-07-01 | 2074-06-30 | 23.5 | 100% | 23.5 | 23.5 |  |  | Hydro | Hydro_Standard | Hydro | Excluded_Hydro |  |  |  |  | 2015 | 2073 | 0 | Excluded | 23.5 | 1 | 1 | 1 | #VALUE! | 1
| Forrest_Kerr9 | Forrest Kerr Hydroelectric-9_Forrest Kerr Hydroelectric-4_IPP-FKR | teppc | BCHA | BCHA | British Columbia Transmission Company | BCHA_AESO | Excluded | 2014-07-01 | 2074-06-30 | 23.5 | 100% | 23.5 | 23.5 |  |  | Hydro | Hydro_Standard | Hydro | Excluded_Hydro |  |  |  |  | 2015 | 2073 | 0 | Excluded | 23.5 | 1 | 1 | 1 | #VALUE! | 1
| Fort_Churchill_1 | Fort Churchill 1 | teppc | SPPC | SPPC | Nevada Power Company | NEVP | SW | 1968-09-01 | 2030-01-01 | 117 | 100% | 117 | 117 |  |  | ST-NatGas | ST_NG | Steam | SW_ST |  |  |  |  | 1969 | 2029 | 0 | SW | 117 | 1 | 1 | 1 | #VALUE! | 1
| Fort_Churchill_2 | Fort Churchill 2 | teppc | SPPC | SPPC | Nevada Power Company | NEVP | SW | 1971-09-01 | 2029-12-31 | 117 | 100% | 117 | 117 |  |  | ST-NatGas | ST_NG | Steam | SW_ST |  |  |  |  | 1972 | 2029 | 0 | SW | 117 | 1 | 1 | 1 | #VALUE! | 1
| Fort_Huachuca_1 | Fort Huachuca Solar Project FHUAC | teppc | TEPC | TEPC | Tucson Electric Power Company | TEPC | SW | 2014-12-01 | 2050-12-31 | 9 | 100% | 9 | 9 |  |  | SolarPV-NonTracking | FixedPV_sun | Solar_Fixed | SW_Solar |  |  |  |  | 2015 | 2050 | 0 | SW | 9 | 1 | 1 | 1 | #VALUE! | 1
| Fort_Huachuca_2 | Fort Huachuca Solar Project FHUA2 | teppc | PNM | PNM | Public Service Company of New Mexico | PNM_EPE | SW | 2017-01-01 | 2050-12-31 | 9 | 100% | 9 | 9 |  |  | SolarPV-NonTracking | FixedPV_sun | Solar_Fixed | SW_Solar |  |  |  |  | 2017 | 2050 | 0 | SW | 9 | 1 | 1 | 1 | #VALUE! | 1
| Fort_Lupton_1 | Fort Lupton 1 | teppc | PSCO | PSCO | Public Service Company of Colorado | PSCO | Excluded | 1971-12-01 | 2030-01-01 | 50 | 100% | 50 | 50 |  |  | CT-NatGas-Industrial | CT_NG | CT | Excluded_Peaker |  |  |  |  | 1972 | 2029 | 0 | Excluded | 50 | 1 | 1 | 1 | #VALUE! | 1
| Fort_Lupton_2 | Fort Lupton 2 | teppc | PSCO | PSCO | Public Service Company of Colorado | PSCO | Excluded | 1971-12-01 | 2030-01-01 | 50 | 100% | 50 | 50 |  |  | CT-NatGas-Industrial | CT_NG | CT | Excluded_Peaker |  |  |  |  | 1972 | 2029 | 0 | Excluded | 50 | 1 | 1 | 1 | #VALUE! | 1
| Fort_St_James | Fort St. James Green Energy-1_Fort St. James Green Energy-1_IPP-FGE | teppc | BCHA | BCHA | British Columbia Transmission Company | BCHA_AESO | Excluded | 2015-09-01 | 2045-09-01 | 40 | 100% | 40 | 40 |  |  | Bio-ST | ST_Biomass | Biomass/Wood | Excluded_Biomass |  |  |  |  | 2016 | 2045 | 0 | Excluded | 40 | 1 | 1 | 1 | #VALUE! | 1
| Fort_St_Vrain_5 | Fort St Vrain CT 5 | teppc | PSCO | PSCO | Public Service Company of Colorado | PSCO | Excluded | 2009-05-01 | 2050-12-31 | 158 | 100% | 158 | 158 |  |  | CT-NatGas-Industrial | CT_NG | CT | Excluded_Peaker |  |  |  |  | 2009 | 2050 | 0 | Excluded | 158 | 1 | 1 | 1 | #VALUE! | 1
| Fort_St_Vrain_6 | Fort St Vrain CT 6 | teppc | PSCO | PSCO | Public Service Company of Colorado | PSCO | Excluded | 2009-05-01 | 2050-12-31 | 155 | 100% | 155 | 155 |  |  | CT-NatGas-Industrial | CT_NG | CT | Excluded_Peaker |  |  |  |  | 2009 | 2050 | 0 | Excluded | 155 | 1 | 1 | 1 | #VALUE! | 1
| Fort_St_Vrain_CC | FortStVrainCC (Total CC Plant) | teppc | PSCO | PSCO | Public Service Company of Colorado | PSCO | Excluded | 1986-04-15 | 2050-12-31 | 582.51 | 100% | 582.51 | 582.51 |  |  | CCWhole-NatGas-Industrial | CC_NG | CC | Excluded_CCGT |  |  |  |  | 1986 | 2050 | 0 | Excluded | 582.51 | 1 | 1 | 1 | #VALUE! | 1
| FortNelson1 | Fort Nelson 1-1 | teppc | AESO | AESO | Alberta Electric System Operator | BCHA_AESO | Excluded | 1999-04-01 | 2050-12-01 | 52.2 | 100% | 52.2 | 52.2 |  |  | CT-NatGas-Industrial | CT_NG | CT | Excluded_Peaker |  |  |  |  | 1999 | 2050 | 0 | Excluded | 52.2 | 1 | 1 | 1 | #VALUE! | 1
| FortNelson2 | Fort Nelson 1-2 | teppc | AESO | AESO | Alberta Electric System Operator | BCHA_AESO | Excluded | 1999-04-01 | 2050-12-01 | 28 | 100% | 28 | 28 |  |  | CT-NatGas-Industrial | CT_NG | CT | Excluded_Peaker |  |  |  |  | 1999 | 2050 | 0 | Excluded | 28 | 1 | 1 | 1 | #VALUE! | 1
| FortPeck1 | Fort Peck-1 | teppc | WAUW | WAUW | Western Area Power Administration, Upper Great Plains – West | NWMT_WAUW | NW | 1943-07-01 | 2050-12-31 | 43.5 | 100% | 43.5 | 43.5 |  |  | Hydro | Hydro_Standard | Hydro | NW_Hydro |  |  |  |  | 1944 | 2050 | 0 | NW | 43.5 | 1 | 1 | 1 | #VALUE! | 1
| FortPeck2 | Fort Peck-2 | teppc | WAUW | WAUW | Western Area Power Administration, Upper Great Plains – West | NWMT_WAUW | NW | 1948-02-01 | 2050-12-31 | 18.3 | 100% | 18.3 | 18.3 |  |  | Hydro | Hydro_Standard | Hydro | NW_Hydro |  |  |  |  | 1948 | 2050 | 0 | NW | 18.3 | 1 | 1 | 1 | #VALUE! | 1
| FortPeck3 | Fort Peck-3 | teppc | WAUW | WAUW | Western Area Power Administration, Upper Great Plains – West | NWMT_WAUW | NW | 1951-12-01 | 2050-12-31 | 43.5 | 100% | 43.5 | 43.5 |  |  | Hydro | Hydro_Standard | Hydro | NW_Hydro |  |  |  |  | 1952 | 2050 | 0 | NW | 43.5 | 1 | 1 | 1 | #VALUE! | 1
| Foster_1 | Foster-1 | teppc | BPAT | BPAT | Bonneville Power Administration – Transmission | BPAT | NW | 1968-09-01 | 2050-12-31 | 10 | 100% | 10 | 10 |  |  | Hydro | Hydro_Standard | Hydro | NW_Hydro |  |  |  |  | 1969 | 2050 | 0 | NW | 10 | 1 | 1 | 1 | #VALUE! | 1
| Foster_2 | Foster-2 | teppc | BPAT | BPAT | Bonneville Power Administration – Transmission | BPAT | NW | 1968-10-01 | 2050-12-31 | 10 | 100% | 10 | 10 |  |  | Hydro | Hydro_Standard | Hydro | NW_Hydro |  |  |  |  | 1969 | 2050 | 0 | NW | 10 | 1 | 1 | 1 | #VALUE! | 1
| FosterCreek1 | FOSTER CREEK 1-1 | teppc | AESO | AESO | Alberta Electric System Operator | BCHA_AESO | Excluded | 2003-03-01 | 2050-12-01 | 47 | 100% | 47 | 47 |  |  | CT-AB-Cogen | Cogen_NG | Cogen | Excluded_CHP |  |  |  |  | 2003 | 2050 | 0 | Excluded | 47 | 1 | 1 | 1 | #VALUE! | 1
| FosterCreek2 | FOSTER CREEK 2-2 | teppc | AESO | AESO | Alberta Electric System Operator | BCHA_AESO | Excluded | 2003-03-01 | 2050-12-01 | 47 | 100% | 47 | 47 |  |  | CT-AB-Cogen | Cogen_NG | Cogen | Excluded_CHP |  |  |  |  | 2003 | 2050 | 0 | Excluded | 47 | 1 | 1 | 1 | #VALUE! | 1
| Fountain_Valley_1 | Fountain Valley Power Facility S1 | teppc | PSCO | PSCO | Public Service Company of Colorado | PSCO | Excluded | 2001-09-01 | 2050-12-31 | 40 | 100% | 40 | 40 |  |  | CT-NatGas-Industrial | CT_NG | CT | Excluded_Peaker |  |  |  |  | 2002 | 2050 | 0 | Excluded | 40 | 1 | 1 | 1 | #VALUE! | 1
| Fountain_Valley_2 | Fountain Valley Power Facility S2 | teppc | PSCO | PSCO | Public Service Company of Colorado | PSCO | Excluded | 2001-09-01 | 2050-12-31 | 40 | 100% | 40 | 40 |  |  | CT-NatGas-Industrial | CT_NG | CT | Excluded_Peaker |  |  |  |  | 2002 | 2050 | 0 | Excluded | 40 | 1 | 1 | 1 | #VALUE! | 1
| Fountain_Valley_3 | Fountain Valley Power Facility S3 | teppc | PSCO | PSCO | Public Service Company of Colorado | PSCO | Excluded | 2001-09-01 | 2050-12-31 | 40 | 100% | 40 | 40 |  |  | CT-NatGas-Industrial | CT_NG | CT | Excluded_Peaker |  |  |  |  | 2002 | 2050 | 0 | Excluded | 40 | 1 | 1 | 1 | #VALUE! | 1
| Fountain_Valley_4 | Fountain Valley Power Facility S4 | teppc | PSCO | PSCO | Public Service Company of Colorado | PSCO | Excluded | 2001-09-01 | 2050-12-31 | 40 | 100% | 40 | 40 |  |  | CT-NatGas-Industrial | CT_NG | CT | Excluded_Peaker |  |  |  |  | 2002 | 2050 | 0 | Excluded | 40 | 1 | 1 | 1 | #VALUE! | 1
| Fountain_Valley_5 | Fountain Valley Power Facility S5 | teppc | PSCO | PSCO | Public Service Company of Colorado | PSCO | Excluded | 2001-09-01 | 2050-12-31 | 40 | 100% | 40 | 40 |  |  | CT-NatGas-Industrial | CT_NG | CT | Excluded_Peaker |  |  |  |  | 2002 | 2050 | 0 | Excluded | 40 | 1 | 1 | 1 | #VALUE! | 1
| Fountain_Valley_6 | Fountain Valley Power Facility S6 | teppc | PSCO | PSCO | Public Service Company of Colorado | PSCO | Excluded | 2001-09-01 | 2050-12-31 | 40 | 100% | 40 | 40 |  |  | CT-NatGas-Industrial | CT_NG | CT | Excluded_Peaker |  |  |  |  | 2002 | 2050 | 0 | Excluded | 40 | 1 | 1 | 1 | #VALUE! | 1
| Four_Corners_4 | Four Corners 4 (Total Cross Compound Plant) | teppc | AZPS | AZPS | Arizona Public Service Company | AZPS | SW | 1969-07-01 | 2050-12-31 | 818.1 | 100% | 818.1 | 818.1 |  |  | CrossCompoundWhole-Coal | Steam_Coal | Coal | SW_Coal |  |  |  |  | 1970 | 2050 | 0 | SW | 818.1 | 1 | 1 | 1 | #VALUE! | 1
| Four_Corners_5 | Four Corners 5 (Total Cross Compound Plant) | teppc | AZPS | AZPS | Arizona Public Service Company | AZPS | SW | 1970-07-01 | 2050-12-31 | 818.1 | 100% | 818.1 | 818.1 |  |  | CrossCompoundWhole-Coal | Steam_Coal | Coal | SW_Coal |  |  |  |  | 1971 | 2050 | 0 | SW | 818.1 | 1 | 1 | 1 | #VALUE! | 1
| FourBrothers | Four Brothers Solar | teppc | PAUT | PAUT | Utah, PACE Utility | PACE | NW | 2015-04-15 | 2050-12-31 | 320 | 100% | 320 | 320 |  |  | SolarPV-NonTracking | FixedPV_sun | Solar_Fixed | NW_Solar |  |  |  |  | 2015 | 2050 | 0 | NW | 320 | 1 | 1 | 1 | #VALUE! | 1
| Frank_Knutson_1 | Frank R. Knutson BR1 | teppc | PSCO | PSCO | Public Service Company of Colorado | PSCO | Excluded | 2002-06-01 | 2050-12-31 | 64.5 | 100% | 64.5 | 64.5 |  |  | CT-NatGas-Aero | CT_NG | CT | Excluded_Peaker |  |  |  |  | 2002 | 2050 | 0 | Excluded | 64.5 | 1 | 1 | 1 | #VALUE! | 1
| Frank_Knutson_2 | Frank R. Knutson BR2 | teppc | PSCO | PSCO | Public Service Company of Colorado | PSCO | Excluded | 2002-06-01 | 2050-12-31 | 64.5 | 100% | 64.5 | 64.5 |  |  | CT-NatGas-Aero | CT_NG | CT | Excluded_Peaker |  |  |  |  | 2002 | 2050 | 0 | Excluded | 64.5 | 1 | 1 | 1 | #VALUE! | 1
| FranklinGrays1 | Franklin_Grays-GT1 | teppc | PNM | PNM | Public Service Company of New Mexico | PNM_EPE | SW | 2002-07-01 | 2050-12-31 | 11.4 | 100% | 11.4 | 11.4 |  |  | CT-NatGas-Aero | CT_NG | CT | SW_Peaker |  |  |  |  | 2003 | 2050 | 0 | SW | 11.4 | 1 | 1 | 1 | #VALUE! | 1
| FranklinGrays2 | Franklin_Grays-GT2 | teppc | PNM | PNM | Public Service Company of New Mexico | PNM_EPE | SW | 2002-07-01 | 2050-12-31 | 11.4 | 100% | 11.4 | 11.4 |  |  | CT-NatGas-Aero | CT_NG | CT | SW_Peaker |  |  |  |  | 2003 | 2050 | 0 | SW | 11.4 | 1 | 1 | 1 | #VALUE! | 1
| FranklinGrays3 | Franklin_Grays-GT3 | teppc | PNM | PNM | Public Service Company of New Mexico | PNM_EPE | SW | 2002-07-01 | 2050-12-31 | 11.4 | 100% | 11.4 | 11.4 |  |  | CT-NatGas-Aero | CT_NG | CT | SW_Peaker |  |  |  |  | 2003 | 2050 | 0 | SW | 11.4 | 1 | 1 | 1 | #VALUE! | 1
| FranklinGrays4 | Franklin_Grays-GT4 | teppc | PNM | PNM | Public Service Company of New Mexico | PNM_EPE | SW | 2002-07-01 | 2050-12-31 | 11.4 | 100% | 11.4 | 11.4 |  |  | CT-NatGas-Aero | CT_NG | CT | SW_Peaker |  |  |  |  | 2003 | 2050 | 0 | SW | 11.4 | 1 | 1 | 1 | #VALUE! | 1
| FraserLake1 | Fraser Lake Biomass-1_Fraser Lake Biomass-1_IPP-FLB | teppc | BCHA | BCHA | British Columbia Transmission Company | BCHA_AESO | Excluded | 2014-07-01 | 2034-07-01 | 6 | 100% | 6 | 6 |  |  | Bio-ST | ST_Biomass | Biomass/Wood | Excluded_Biomass |  |  |  |  | 2015 | 2034 | 0 | Excluded | 6 | 1 | 1 | 1 | #VALUE! | 1
| FraserLake2 | Fraser Lake Biomass-2_Fraser Lake Biomass-2_IPP-FLB | teppc | BCHA | BCHA | British Columbia Transmission Company | BCHA_AESO | Excluded | 2014-07-01 | 2034-07-01 | 6 | 100% | 6 | 6 |  |  | Bio-ST | ST_Biomass | Biomass/Wood | Excluded_Biomass |  |  |  |  | 2015 | 2034 | 0 | Excluded | 6 | 1 | 1 | 1 | #VALUE! | 1
| FraserRichmond | Fraser Richmond Soil and Fibre-1_Fraser Richmond Soil and Fibre-1_IPP-FRS | teppc | BCHA | BCHA | British Columbia Transmission Company | BCHA_AESO | Excluded | 2013-03-24 | 2028-03-24 | 1.03 | 100% | 1.03 | 1.03 |  |  | Bio-ST | ST_Biomass | Biomass/Wood | Excluded_Biomass |  |  |  |  | 2013 | 2027 | 0 | Excluded | 1.03 | 1 | 1 | 1 | #VALUE! | 1
| Frederickson1 | Frederickson-1 | teppc | PSEI | PSEI | Puget Sound Energy | BPAT | NW | 1981-11-01 | 2049-01-01 | 88.9 | 100% | 88.9 | 88.9 |  |  | CT-NatGas-Aero | CT_NG | CT | NW_Peaker |  |  |  |  | 1982 | 2048 | 0 | NW | 88.9 | 1 | 1 | 1 | #VALUE! | 1
| Frederickson2 | Frederickson-2 | teppc | PSEI | PSEI | Puget Sound Energy | BPAT | NW | 1981-11-01 | 2049-01-01 | 88.9 | 100% | 88.9 | 88.9 |  |  | CT-NatGas-Aero | CT_NG | CT | NW_Peaker |  |  |  |  | 1982 | 2048 | 0 | NW | 88.9 | 1 | 1 | 1 | #VALUE! | 1
| FredericksonCC_Total | FredericksonCC (Total CC Plant) | teppc | BPAT | BPAT | Bonneville Power Administration – Transmission | BPAT | NW | 2002-08-01 | 2050-12-31 | 270 | 100% | 270 | 270 |  |  | CCWhole-NatGas-Industrial | CC_NG | CC | NW_CCGT |  |  |  |  | 2003 | 2050 | 0 | NW | 270 | 1 | 1 | 1 | #VALUE! | 1
| Fredonia_1 | Fredonia-1 | teppc | PSEI | PSEI | Puget Sound Energy | BPAT | NW | 1984-05-01 | 2050-12-31 | 129.1 | 100% | 129.1 | 129.1 |  |  | CT-NatGas-Industrial | CT_NG | CT | NW_Peaker |  |  |  |  | 1984 | 2050 | 0 | NW | 129.1 | 1 | 1 | 1 | #VALUE! | 1
| Fredonia_2 | Fredonia-2 | teppc | PSEI | PSEI | Puget Sound Energy | BPAT | NW | 1984-05-01 | 2050-12-31 | 129.1 | 100% | 129.1 | 129.1 |  |  | CT-NatGas-Industrial | CT_NG | CT | NW_Peaker |  |  |  |  | 1984 | 2050 | 0 | NW | 129.1 | 1 | 1 | 1 | #VALUE! | 1
| Fredonia_3 | Fredonia-3 | teppc | PSEI | PSEI | Puget Sound Energy | BPAT | NW | 2001-07-01 | 2050-12-31 | 58.9 | 100% | 58.9 | 58.9 |  |  | CT-NatGas-Industrial | CT_NG | CT | NW_Peaker |  |  |  |  | 2002 | 2050 | 0 | NW | 58.9 | 1 | 1 | 1 | #VALUE! | 1
| Fredonia_4 | Fredonia-4 | teppc | PSEI | PSEI | Puget Sound Energy | BPAT | NW | 2001-07-01 | 2050-12-31 | 58.9 | 100% | 58.9 | 58.9 |  |  | CT-NatGas-Industrial | CT_NG | CT | NW_Peaker |  |  |  |  | 2002 | 2050 | 0 | NW | 58.9 | 1 | 1 | 1 | #VALUE! | 1
| Fremont_Canyon_1 | Fremont Canyon 1 | teppc | WACM | WACM | Western Area Power Administration, Colorado-Missouri Region | WACM | Excluded | 1960-12-01 | 2050-12-31 | 35.16 | 100% | 35.16 | 35.16 |  |  | Hydro | Hydro_Standard | Hydro | Excluded_Hydro |  |  |  |  | 1961 | 2050 | 0 | Excluded | 35.16 | 1 | 1 | 1 | #VALUE! | 1
| Fremont_Canyon_2 | Fremont Canyon 2 | teppc | WACM | WACM | Western Area Power Administration, Colorado-Missouri Region | WACM | Excluded | 1961-01-01 | 2050-12-31 | 35.16 | 100% | 35.16 | 35.16 |  |  | Hydro | Hydro_Standard | Hydro | Excluded_Hydro |  |  |  |  | 1961 | 2050 | 0 | Excluded | 35.16 | 1 | 1 | 1 | #VALUE! | 1
| FRESHW_1_SOLAR1 | Corcoran 3 | caiso | PGE_Valley | PGE_Valley | Pacific Gas and Electric Valley | PGE_Valley | CAISO | 2016-03-04 | 2050-12-31 | 20 | 100% | 20 | 20 |  |  | n/a | PVgeneric_sun | Solar_Fixed | CAISO_Solar |  |  |  |  | 2016 | 2050 | 0 | CAISO | 20 | 1 | 1 | 1 | #VALUE! | 1
| FRIANT_6_UNITS | FRIANT DAM | caiso | PGE_Valley | PGE_Valley | Pacific Gas and Electric Valley | PGE_Valley | CAISO | 1985-04-16 | 2050-12-31 | 25 | 100% | 25 | 25 |  |  | n/a | Hydro_Standard | Hydro | CAISO_Small_Hydro |  |  |  |  | 1985 | 2050 | 0 | CAISO | 25 | 1 | 1 | 1 | #VALUE! | 1
| Fries_Creek_1 | Fries Creek-1_Fries Creek-1_IPP-FCR | teppc | PSCO | PSCO | Public Service Company of Colorado | PSCO | Excluded | 2023-01-01 | 2063-12-31 | 9 | 100% | 9 | 9 |  |  | Hydro | Hydro_Standard | Hydro | Excluded_Hydro |  |  |  |  | 2023 | 2063 | 0 | Excluded | 9 | 1 | 1 | 1 | #VALUE! | 1
| FRITO_1_LAY |  | caiso | PGE_Valley | PGE_Valley | Pacific Gas and Electric Valley | PGE_Valley | CAISO | 1986-01-01 | 2050-12-31 | 0.08 | 1.333% | 0.08 | 6 |  |  | CT-NatGas-Aero | Cogen_NG | Cogen | CAISO_CHP |  |  |  |  | 1986 | 2050 | 0 | CAISO | 6 | 1 | 1 | 1 | 2026-01-01 | 1
| FRNTBW_6_SOLAR1 | Frontier Solar | caiso | PGE_Valley | PGE_Valley | Pacific Gas and Electric Valley | PGE_Valley | CAISO | 2016-06-01 | 2050-12-31 | 20 | 100% | 20 | 20 |  |  | PVgeneric_sun | PVgeneric_sun | Solar_Fixed | CAISO_Solar |  |  |  |  | 2016 | 2050 | 0 | CAISO | 20 | 1 | 1 | 1 | #VALUE! | 1
| FROGTN_1_UTICAA | Angels Powerhouse | caiso | PGE_Valley | PGE_Valley | Pacific Gas and Electric Valley | PGE_Valley | CAISO | 1940-01-01 | 2050-12-31 | 1.4 | 100% | 1.4 | 1.4 |  |  | HYDRO_WATER | Hydro_Standard | Hydro | CAISO_Hydro |  |  |  |  | 1940 | 2050 | 0 | CAISO | 1.4 | 1 | 1 | 1 | #VALUE! | 1
| FROGTN_1_UTICAM | Murphys Powerhouse | caiso | PGE_Valley | PGE_Valley | Pacific Gas and Electric Valley | PGE_Valley | CAISO | 1954-01-01 | 2050-12-31 | 3.6 | 100% | 3.6 | 3.6 |  |  | HYDRO_WATER | Hydro_Standard | Hydro | CAISO_Hydro |  |  |  |  | 1954 | 2050 | 0 | CAISO | 3.6 | 1 | 1 | 1 | #VALUE! | 1
| Front_Range_CC | FrontRangeCC (Total CC Plant) | teppc | WACM | WACM | Western Area Power Administration, Colorado-Missouri Region | WACM | Excluded | 2002-08-01 | 2050-12-31 | 491 | 100% | 491 | 491 |  |  | CCWhole-NatGas-Industrial | CC_NG | CC | Excluded_CCGT |  |  |  |  | 2003 | 2050 | 0 | Excluded | 491 | 1 | 1 | 1 | #VALUE! | 1
| Fruita | Fruita 1 | teppc | PSCO | PSCO | Public Service Company of Colorado | PSCO | Excluded | 1972-12-01 | 2030-01-01 | 17 | 100% | 17 | 17 |  |  | CT-NatGas-Industrial | CT_NG | CT | Excluded_Peaker |  |  |  |  | 1973 | 2029 | 0 | Excluded | 17 | 1 | 1 | 1 | #VALUE! | 1
| FRV_SunEdison | Picture Rocks Solar (Avra Valley-FRV Tucson) 1 | teppc | TEPC | TEPC | Tucson Electric Power Company | TEPC | SW | 2012-12-31 | 2050-12-31 | 20 | 100% | 20 | 20 |  |  | SolarPV-Tracking | 1axPV_sun | Solar_1Axis | SW_Solar |  |  |  |  | 2013 | 2050 | 0 | SW | 20 | 1 | 1 | 1 | #VALUE! | 1
| Ft_James_Cogen | Ft. James Cogen-1_Consumer Products (Camas) LLC-STG1 | teppc | PACW | PACW | PacifiCorp – West | PACW | NW | 1996-01-01 | 2050-12-31 | 53 | 100% | 53 | 53 |  |  | ST-WasteHeat | Cogen_NG | Cogen | NW_Peaker |  |  |  |  | 1996 | 2050 | 0 | NW | 53 | 1 | 1 | 1 | #VALUE! | 1
| FTSWRD_6_TRFORK | Three Forks Water Power Project | caiso | PGE_Bay | PGE_Bay | Pacific Gas and Electric Bay | PGE_Bay | CAISO | 2011-11-01 | 2050-12-31 | 1.63 | 100% | 1.63 | 1.63 |  |  | n/a | Hydro_Standard | Hydro | CAISO_Small_Hydro |  |  |  |  | 2012 | 2050 | 0 | CAISO | 1.63 | 1 | 1 | 1 | #VALUE! | 1
| FTSWRD_7_QFUNTS | FTSWRD_7_QFUNTS | caiso | PGE_Bay | PGE_Bay | Pacific Gas and Electric Bay | PGE_Bay | CAISO |  | 2050-12-31 | 1.6 | 100% | 1.6 | 1.6 |  |  | n/a | Hydro_Standard | Hydro | CAISO_Small_Hydro |  |  |  |  | 1900 | 2050 | 0 | CAISO | 1.6 | 1 | 1 | 1 | #VALUE! | 1
| FULTON_1_QF | SMALL QF AGGREGATION - ZENIA | caiso | PGE_Bay | PGE_Bay | Pacific Gas and Electric Bay | PGE_Bay | CAISO | 1983-01-01 | 2050-12-31 | 1 | 100% | 1 | 1 |  |  | n/a | Hydro_Standard | Hydro | CAISO_Small_Hydro |  |  |  |  | 1983 | 2050 | 0 | CAISO | 1 | 1 | 1 | 1 | #VALUE! | 1
| Furry_Creek | Furry Creek-1_Furry Creek-1_IPP-FRI | teppc | BCHA | BCHA | British Columbia Transmission Company | BCHA_AESO | Excluded | 2004-06-10 | 2040-05-31 | 10.4 | 100% | 10.4 | 10.4 |  |  | Hydro | Hydro_Standard | Hydro | Excluded_Hydro |  |  |  |  | 2004 | 2039 | 0 | Excluded | 10.4 | 1 | 1 | 1 | #VALUE! | 1
| Gadsby_1 | Gadsby-1 | teppc | PAUT | PAUT | Utah, PACE Utility | PACE | NW | 1951-09-01 | 2040-01-01 | 69 | 100% | 69 | 69 |  |  | ST-NatGas | ST_NG | Steam | NW_Peaker |  |  |  |  | 1952 | 2039 | 0 | NW | 69 | 1 | 1 | 1 | #VALUE! | 1
| Gadsby_2 | Gadsby-2 | teppc | PAUT | PAUT | Utah, PACE Utility | PACE | NW | 1952-12-01 | 2040-01-01 | 73 | 100% | 73 | 73 |  |  | ST-NatGas | ST_NG | Steam | NW_Peaker |  |  |  |  | 1953 | 2039 | 0 | NW | 73 | 1 | 1 | 1 | #VALUE! | 1
| Gadsby_3 | Gadsby-3 | teppc | PAUT | PAUT | Utah, PACE Utility | PACE | NW | 1955-06-01 | 2040-01-01 | 113.64 | 100% | 113.64 | 113.64 |  |  | ST-NatGas | ST_NG | Steam | NW_Peaker |  |  |  |  | 1955 | 2039 | 0 | NW | 113.64 | 1 | 1 | 1 | #VALUE! | 1
| Gadsby_4 | Gadsby-4 | teppc | PAUT | PAUT | Utah, PACE Utility | PACE | NW | 2002-07-01 | 2050-12-31 | 38 | 100% | 38 | 38 |  |  | CT-NatGas-Aero | CT_NG | CT | NW_Peaker |  |  |  |  | 2003 | 2050 | 0 | NW | 38 | 1 | 1 | 1 | #VALUE! | 1
| Gadsby_5 | Gadsby-5 | teppc | PAUT | PAUT | Utah, PACE Utility | PACE | NW | 2002-07-01 | 2050-12-31 | 38 | 100% | 38 | 38 |  |  | CT-NatGas-Aero | CT_NG | CT | NW_Peaker |  |  |  |  | 2003 | 2050 | 0 | NW | 38 | 1 | 1 | 1 | #VALUE! | 1
| Gadsby_6 | Gadsby-6 | teppc | PAUT | PAUT | Utah, PACE Utility | PACE | NW | 2002-08-01 | 2050-12-31 | 38 | 100% | 38 | 38 |  |  | CT-NatGas-Aero | CT_NG | CT | NW_Peaker |  |  |  |  | 2003 | 2050 | 0 | NW | 38 | 1 | 1 | 1 | #VALUE! | 1
| GALE_1_SR3SR3 | Sunray 3 | caiso | SCE | SCE | Southern California Edison | SCE | CAISO | 2017-06-01 | 2050-12-31 | 13.8 | 100% | 13.8 | 13.8 |  |  | PHOTO VOLTAIC_SUN | PVgeneric_sun | Solar_Fixed | CAISO_Solar |  |  |  |  | 2017 | 2050 | 0 | CAISO | 13.8 | 1 | 1 | 1 | #VALUE! | 1
| Galena_3_1 | Galena 3 Geothermal GEN1 | teppc | SPPC | SPPC | Nevada Power Company | NEVP | SW | 2008-02-01 | 2050-12-31 | 15 | 100% | 15 | 15 |  |  | Geo-BinaryCycle | Geothermal_steam | Geothermal | SW_Geothermal |  |  |  |  | 2008 | 2050 | 0 | SW | 15 | 1 | 1 | 1 | #VALUE! | 1
| Galena_3_2 | Galena 3 Geothermal Power Plant-GEN2 | teppc | SPPC | SPPC | Nevada Power Company | NEVP | SW | 2008-02-01 | 2050-12-31 | 15 | 100% | 15 | 15 |  |  | Geo-BinaryCycle | Geothermal_steam | Geothermal | SW_Geothermal |  |  |  |  | 2008 | 2050 | 0 | SW | 15 | 1 | 1 | 1 | #VALUE! | 1
| GANSO_1_WSTBM1 | Weststar Dairy Biogas | caiso | PGE_Valley | PGE_Valley | Pacific Gas and Electric Valley | PGE_Valley | CAISO |  | 2050-12-31 | 0 | 0% |  | 1 |  |  | RECIPROCATING ENGINE_BIOGAS | Biogas_ | Biogas_LandfillGas | CAISO_Biomass |  |  |  |  | 1900 | 2050 | 0 | CAISO | 1 | 1 | 1 | 1 | #VALUE! | 1
| GARLND_2_GASLR | Garland B | caiso | SCE | SCE | Southern California Edison | SCE | CAISO | 2016-10-27 | 2050-12-31 | 180 | 100% | 180 | 180 |  |  | n/a | PVgeneric_sun | Solar_Fixed | CAISO_Solar |  |  |  |  | 2017 | 2050 | 0 | CAISO | 180 | 1 | 1 | 1 | #VALUE! | 1
| GARLND_2_GASLRA | Garland A | caiso | SCE | SCE | Southern California Edison | SCE | CAISO | 2016-09-23 | 2050-12-31 | 20 | 100% | 20 | 20 |  |  | n/a | PVgeneric_sun | Solar_Fixed | CAISO_Solar |  |  |  |  | 2017 | 2050 | 0 | CAISO | 20 | 1 | 1 | 1 | #VALUE! | 1
| GARNET_1_SOLAR | North Palm Springs 4A | caiso | SCE | SCE | Southern California Edison | SCE | CAISO | 2012-11-02 | 2050-12-31 | 4 | 100% | 4 | 4 |  |  | n/a | PVgeneric_sun | Solar_Fixed | CAISO_Solar |  |  |  |  | 2013 | 2050 | 0 | CAISO | 4 | 1 | 1 | 1 | #VALUE! | 1
| GARNET_1_SOLAR2 | Garnet Solar Power Generation Station 1 | caiso | SCE | SCE | Southern California Edison | SCE | CAISO | 2014-12-23 | 2050-12-31 | 4 | 100% | 4 | 4 |  |  | n/a | PVgeneric_sun | Solar_Fixed | CAISO_Solar |  |  |  |  | 2015 | 2050 | 0 | CAISO | 4 | 1 | 1 | 1 | #VALUE! | 1
| GARNET_1_UNITS |  | caiso | SCE | SCE | Southern California Edison | SCE | CAISO | 1975-07-01 | 2050-12-31 | 16.5 | 100% | 16.5 | 16.5 |  |  | n/a | wind_onshorewind | Wind | CAISO_Wind |  |  |  |  | 1976 | 2050 | 0 | CAISO | 16.5 | 1 | 1 | 1 | #VALUE! | 1
| GARNET_1_WIND | GARNET WIND ENERGY CENTER | caiso | SCE | SCE | Southern California Edison | SCE | CAISO | 2009-06-02 | 2050-12-31 | 6.5 | 100% | 6.5 | 6.5 |  |  | n/a | wind_onshorewind | Wind | CAISO_Wind |  |  |  |  | 2009 | 2050 | 0 | CAISO | 6.5 | 1 | 1 | 1 | #VALUE! | 1
| GARNET_1_WINDS | Garnet Winds Aggregation | caiso | SCE | SCE | Southern California Edison | SCE | CAISO | 2011-02-21 | 2050-12-31 | 22.5 | 100% | 22.5 | 22.5 |  |  | n/a | wind_onshorewind | Wind | CAISO_Wind |  |  |  |  | 2011 | 2050 | 0 | CAISO | 22.5 | 1 | 1 | 1 | #VALUE! | 1
| GARNET_1_WT3WND | Wagner Wind | caiso | SCE | SCE | Southern California Edison | SCE | CAISO | 2012-12-24 | 2050-12-31 | 6 | 100% | 6 | 6 |  |  | n/a | wind_onshorewind | Wind | CAISO_Wind |  |  |  |  | 2013 | 2050 | 0 | CAISO | 6 | 1 | 1 | 1 | #VALUE! | 1
| GARNET_2_DIFWD1 | Difwind | caiso | SCE | SCE | Southern California Edison | SCE | CAISO | 1983-01-01 | 2050-12-31 | 7.88 | 100% | 7.88 | 7.88 |  |  | WIND_WIND | wind_onshorewind | Wind | CAISO_Wind |  |  |  |  | 1983 | 2050 | 0 | CAISO | 7.88 | 1 | 1 | 1 | #VALUE! | 1
| GARNET_2_HYDRO | Whitewater Hydro | caiso | SCE | SCE | Southern California Edison | SCE | CAISO | 1986-04-11 | 2050-12-31 | 1 | 100% | 1 | 1 |  |  | n/a | Hydro_Standard | Hydro | CAISO_Small_Hydro |  |  |  |  | 1986 | 2050 | 0 | CAISO | 1 | 1 | 1 | 1 | #VALUE! | 1
| GARNET_2_WIND1 | Phoenix | caiso | SCE | SCE | Southern California Edison | SCE | CAISO | 2015-01-26 | 2050-12-31 | 11.2 | 100% | 11.2 | 11.2 |  |  | n/a | wind_onshorewind | Wind | CAISO_Wind |  |  |  |  | 2015 | 2050 | 0 | CAISO | 11.2 | 1 | 1 | 1 | #VALUE! | 1
| GARNET_2_WIND2 | Karen Avenue Wind Farm | caiso | SCE | SCE | Southern California Edison | SCE | CAISO | 2015-08-01 | 2050-12-31 | 11.7 | 100% | 11.7 | 11.7 |  |  | n/a | wind_onshorewind | Wind | CAISO_Wind |  |  |  |  | 2016 | 2050 | 0 | CAISO | 11.7 | 1 | 1 | 1 | #VALUE! | 1
| GARNET_2_WIND3 | San Gorgonio East | caiso | SCE | SCE | Southern California Edison | SCE | CAISO | 1985-12-01 | 2050-12-31 | 12.6 | 100% | 12.6 | 12.6 |  |  | n/a | wind_onshorewind | Wind | CAISO_Wind |  |  |  |  | 1986 | 2050 | 0 | CAISO | 12.6 | 1 | 1 | 1 | #VALUE! | 1
| GARNET_2_WIND4 | Windustries | caiso | SCE | SCE | Southern California Edison | SCE | CAISO | 1985-11-24 | 2050-12-31 | 9.8 | 100% | 9.8 | 9.8 |  |  | n/a | wind_onshorewind | Wind | CAISO_Wind |  |  |  |  | 1986 | 2050 | 0 | CAISO | 9.8 | 1 | 1 | 1 | #VALUE! | 1
| GARNET_2_WIND5 | Eastwind | caiso | SCE | SCE | Southern California Edison | SCE | CAISO | 1985-01-07 | 2050-12-31 | 3 | 100% | 3 | 3 |  |  | n/a | wind_onshorewind | Wind | CAISO_Wind |  |  |  |  | 1985 | 2050 | 0 | CAISO | 3 | 1 | 1 | 1 | #VALUE! | 1
| GARNET_2_WPMWD6 | WINTEC PALM | caiso | SCE | SCE | Southern California Edison | SCE | CAISO | 1986-12-22 | 2050-12-31 | 5.93 | 100% | 5.93 | 5.93 |  |  | WIND_WIND | wind_onshorewind | Wind | CAISO_Wind |  |  |  |  | 1987 | 2050 | 0 | CAISO | 5.93 | 1 | 1 | 1 | #VALUE! | 1
| GASKW1_2_GW1SR1 | Gaskell West 1 | caiso | SCE | SCE | Southern California Edison | SCE | CAISO | 2018-03-23 | 2050-12-31 | 20 | 100% | 20 | 20 |  |  | PHOTO VOLTAIC_SUN | PVgeneric_sun | Solar_Fixed | CAISO_Solar |  |  |  |  | 2018 | 2050 | 0 | CAISO | 20 | 1 | 1 | 1 | #VALUE! | 1
| GATES_2_SOLAR |  | caiso | PGE_Valley | PGE_Valley | Pacific Gas and Electric Valley | PGE_Valley | CAISO | 2013-06-24 | 2050-12-31 | 20 | 100% | 20 | 20 |  |  | n/a | PVgeneric_sun | Solar_Fixed | CAISO_Solar |  |  |  |  | 2013 | 2050 | 0 | CAISO | 20 | 1 | 1 | 1 | #VALUE! | 1
| GATES_2_WSOLAR |  | caiso | PGE_Valley | PGE_Valley | Pacific Gas and Electric Valley | PGE_Valley | CAISO | 2013-06-24 | 2050-12-31 | 10 | 100% | 10 | 10 |  |  | n/a | PVgeneric_sun | Solar_Fixed | CAISO_Solar |  |  |  |  | 2013 | 2050 | 0 | CAISO | 10 | 1 | 1 | 1 | #VALUE! | 1
| GATWAY_2_PL1X3 | GATEWAY GENERATING STATION | caiso | PGE_Bay | PGE_Bay | Pacific Gas and Electric Bay | PGE_Bay | CAISO | 2009-01-04 | 2050-12-31 | 558.6 | 95.49% | 558.6 | 585 |  |  | CCWhole-NatGas-Industrial | CC_NG | CC | CAISO_CCGT1 |  |  |  |  | 2009 | 2050 | 0 | CAISO | 585 | 1 | 1 | 1 | #VALUE! | 1
| Gem_State_1 | Gem State-1 | teppc | PAID | PAID | Idaho, PACE Utility | IPCO | NW | 1988-11-01 | 2050-12-31 | 22.6 | 100% | 22.6 | 22.6 |  |  | Hydro | Hydro_Standard | Hydro | NW_Hydro |  |  |  |  | 1989 | 2050 | 0 | NW | 22.6 | 1 | 1 | 1 | #VALUE! | 1
| Genesee_2_2 | Genesee 2-2 | teppc | AESO | AESO | Alberta Electric System Operator | BCHA_AESO | Excluded | 1989-01-01 | 2030-01-01 | 422 | 100% | 422 | 422 |  |  | ST-Coal | Steam_Coal | Coal | Excluded_Coal |  |  |  |  | 1989 | 2029 | 0 | Excluded | 422 | 1 | 1 | 1 | #VALUE! | 1
| Genesee_2_2_Gas | Sheerness 2-2 | teppc | BCHA | BCHA | British Columbia Transmission Company | BCHA_AESO | Excluded | 1990-01-01 | 2050-12-31 | 430 | 100% | 430 | 430 |  |  | CCWhole-NatGas-Industrial | CC_NG | CC | Excluded_CCGT |  |  |  |  | 1990 | 2050 | 0 | Excluded | 430 | 1 | 1 | 1 | #VALUE! | 1
| Genesee_3_3 | Genesee 3-3 | teppc | AESO | AESO | Alberta Electric System Operator | BCHA_AESO | Excluded | 2004-11-01 | 2029-12-31 | 527 | 100% | 527 | 527 |  |  | ST-Coal | Steam_Coal | Coal | Excluded_Coal |  |  |  |  | 2005 | 2029 | 0 | Excluded | 527 | 1 | 1 | 1 | #VALUE! | 1
| Genesee_Combined_Cycle | Genesee CC | teppc | BCHA | BCHA | British Columbia Transmission Company | BCHA_AESO | Excluded | 2025-01-01 | 2029-12-31 | 249.8 | 100% | 249.8 | 249.8 |  |  | CCWhole-NatGas-Industrial | CC_NG | CC | Excluded_CCGT |  |  |  |  | 2025 | 2029 | 0 | Excluded | 249.8 | 1 | 1 | 1 | #VALUE! | 1
| Genesee1_1 | Genesee 1-1 | teppc | AESO | AESO | Alberta Electric System Operator | BCHA_AESO | Excluded | 1994-01-01 | 2029-12-31 | 422 | 100% | 422 | 422 |  |  | ST-Coal | Steam_Coal | Coal | Excluded_Coal |  |  |  |  | 1994 | 2029 | 0 | Excluded | 422 | 1 | 1 | 1 | #VALUE! | 1
| GENESI_2_STG | Genesis Station | caiso | PGE_Valley | PGE_Valley | Pacific Gas and Electric Valley | PGE_Valley | CAISO | 2013-11-27 | 2050-12-31 | 250 | 100% | 250 | 250 |  |  | n/a | SolarThermal_sun | Solar_Thermal | CAISO_Solar |  |  |  |  | 2014 | 2050 | 0 | CAISO | 250 | 1 | 1 | 1 | #VALUE! | 1
| Geo_East_Mesa_2_1 | Geo East Mesa (GEM) II GEN1 | teppc | IID | IID | Imperial Irrigation District | IID | IID | 1989-05-01 | 2050-12-31 | 22 | 100% | 22 | 22 |  |  | Geo-DoubleFlash | Geothermal_steam | Geothermal | IID_Geothermal |  |  |  |  | 1989 | 2050 | 0 | IID | 22 | 1 | 1 | 1 | #VALUE! | 1
| Geo_East_Mesa_3_1 | Geo East Mesa (GEM) III GBU (Bottoming Unit) | teppc | IID | IID | Imperial Irrigation District | IID | IID | 1978-12-01 | 2050-12-31 | 22 | 100% | 22 | 22 |  |  | Geo-BinaryCycle | Geothermal_steam | Geothermal | IID_Geothermal |  |  |  |  | 1979 | 2050 | 0 | IID | 22 | 1 | 1 | 1 | #VALUE! | 1
| Geo_East_Mesa_3_2 | Geo East Mesa (GEM) III GEN1 | teppc | IID | IID | Imperial Irrigation District | IID | IID | 2008-09-01 | 2050-12-01 | 10 | 100% | 10 | 10 |  |  | Geo-DoubleFlash | Geothermal_steam | Geothermal | IID_Geothermal |  |  |  |  | 2009 | 2050 | 0 | IID | 10 | 1 | 1 | 1 | #VALUE! | 1
| Georgetown_1_2 | Georgetown 1 and 2 | teppc | PSCO | PSCO | Public Service Company of Colorado | PSCO | Excluded | 1907-12-01 | 2050-12-31 | 1.2 | 100% | 1.2 | 1.2 |  |  | Hydro | Hydro_Standard | Hydro | Excluded_Hydro |  |  |  |  | 1908 | 2050 | 0 | Excluded | 1.2 | 1 | 1 | 1 | #VALUE! | 1
| GEYS11_7_UNIT11 | GEYSERS UNIT 11 (HEALDSBURG) | caiso | PGE_Bay | PGE_Bay | Pacific Gas and Electric Bay | PGE_Bay | CAISO | 1975-01-01 | 2050-12-31 | 68 | 91.4% | 68 | 74.4 |  |  | n/a | Geothermal_steam | Geothermal | CAISO_Geothermal |  |  |  |  | 1975 | 2050 | 0 | CAISO | 74.4 | 1 | 1 | 1 | #VALUE! | 1
| GEYS12_7_UNIT12 | GEYSERS UNIT 12 (HEALDSBURG) | caiso | PGE_Bay | PGE_Bay | Pacific Gas and Electric Bay | PGE_Bay | CAISO | 1979-01-01 | 2050-12-31 | 50 | 87.72% | 50 | 57 |  |  | n/a | Geothermal_steam | Geothermal | CAISO_Geothermal |  |  |  |  | 1979 | 2050 | 0 | CAISO | 57 | 1 | 1 | 1 | #VALUE! | 1
| GEYS13_7_UNIT13 | GEYSERS UNIT 13 (HEALDSBURG) | caiso | PGE_Bay | PGE_Bay | Pacific Gas and Electric Bay | PGE_Bay | CAISO | 1980-01-01 | 2050-12-31 | 56 | 58.95% | 56 | 95 |  |  | n/a | Geothermal_steam | Geothermal | CAISO_Geothermal |  |  |  |  | 1980 | 2050 | 0 | CAISO | 95 | 1 | 1 | 1 | #VALUE! | 1
| GEYS14_7_UNIT14 | GEYSERS UNIT 14 (HEALDSBURG) | caiso | PGE_Bay | PGE_Bay | Pacific Gas and Electric Bay | PGE_Bay | CAISO | 1980-01-01 | 2050-12-31 | 50 | 71.43% | 50 | 70 |  |  | n/a | Geothermal_steam | Geothermal | CAISO_Geothermal |  |  |  |  | 1980 | 2050 | 0 | CAISO | 70 | 1 | 1 | 1 | #VALUE! | 1
| GEYS16_7_UNIT16 | GEYSERS UNIT 16 (HEALDSBURG) | caiso | PGE_Bay | PGE_Bay | Pacific Gas and Electric Bay | PGE_Bay | CAISO | 1985-01-01 | 2050-12-31 | 49 | 57.65% | 49 | 85 |  |  | n/a | Geothermal_steam | Geothermal | CAISO_Geothermal |  |  |  |  | 1985 | 2050 | 0 | CAISO | 85 | 1 | 1 | 1 | #VALUE! | 1
| GEYS17_7_UNIT17 | GEYSERS UNIT 17 (HEALDSBURG) | caiso | PGE_Bay | PGE_Bay | Pacific Gas and Electric Bay | PGE_Bay | CAISO | 1982-01-01 | 2050-12-31 | 56 | 93.33% | 56 | 60 |  |  | n/a | Geothermal_steam | Geothermal | CAISO_Geothermal |  |  |  |  | 1982 | 2050 | 0 | CAISO | 60 | 1 | 1 | 1 | #VALUE! | 1
| GEYS18_7_UNIT18 | GEYSERS UNIT 18 (HEALDSBURG) | caiso | PGE_Bay | PGE_Bay | Pacific Gas and Electric Bay | PGE_Bay | CAISO | 1983-01-01 | 2050-12-31 | 45 | 62.5% | 45 | 72 |  |  | n/a | Geothermal_steam | Geothermal | CAISO_Geothermal |  |  |  |  | 1983 | 2050 | 0 | CAISO | 72 | 1 | 1 | 1 | #VALUE! | 1
| GEYS20_7_UNIT20 | GEYSERS UNIT 20 (HEALDSBURG) | caiso | PGE_Bay | PGE_Bay | Pacific Gas and Electric Bay | PGE_Bay | CAISO | 1985-01-01 | 2050-12-31 | 40 | 64.52% | 40 | 62 |  |  | n/a | Geothermal_steam | Geothermal | CAISO_Geothermal |  |  |  |  | 1985 | 2050 | 0 | CAISO | 62 | 1 | 1 | 1 | #VALUE! | 1
| Ghost_Pine_G1_1 | Ghost Pine G1-1 | teppc | AESO | AESO | Alberta Electric System Operator | BCHA_AESO | Excluded | 2010-12-01 | 2050-12-31 | 16.32 | 100% | 16.32 | 16.32 |  |  | WT-Onshore | wind_onshorewind | Wind | Excluded_Wind |  |  |  |  | 2011 | 2050 | 0 | Excluded | 16.32 | 1 | 1 | 1 | #VALUE! | 1
| Ghost_Pine_G2_2 | Ghost Pine G2-2 | teppc | AESO | AESO | Alberta Electric System Operator | BCHA_AESO | Excluded | 2010-12-01 | 2050-12-31 | 16.32 | 100% | 16.32 | 16.32 |  |  | WT-Onshore | wind_onshorewind | Wind | Excluded_Wind |  |  |  |  | 2011 | 2050 | 0 | Excluded | 16.32 | 1 | 1 | 1 | #VALUE! | 1
| Ghost_Pine_G3_3 | Ghost Pine G3-3 | teppc | AESO | AESO | Alberta Electric System Operator | BCHA_AESO | Excluded | 2010-12-01 | 2050-12-31 | 16.32 | 100% | 16.32 | 16.32 |  |  | WT-Onshore | wind_onshorewind | Wind | Excluded_Wind |  |  |  |  | 2011 | 2050 | 0 | Excluded | 16.32 | 1 | 1 | 1 | #VALUE! | 1
| Ghost_Pine_G4_4 | Ghost Pine G4-4 | teppc | AESO | AESO | Alberta Electric System Operator | BCHA_AESO | Excluded | 2010-12-01 | 2050-12-31 | 16.32 | 100% | 16.32 | 16.32 |  |  | WT-Onshore | wind_onshorewind | Wind | Excluded_Wind |  |  |  |  | 2011 | 2050 | 0 | Excluded | 16.32 | 1 | 1 | 1 | #VALUE! | 1
| Ghost_Pine_G5_5 | Ghost Pine G5-5 | teppc | AESO | AESO | Alberta Electric System Operator | BCHA_AESO | Excluded | 2010-12-01 | 2050-12-31 | 16.32 | 100% | 16.32 | 16.32 |  |  | WT-Onshore | wind_onshorewind | Wind | Excluded_Wind |  |  |  |  | 2011 | 2050 | 0 | Excluded | 16.32 | 1 | 1 | 1 | #VALUE! | 1
| GHOST1_1 | GHOST1-1 | teppc | AESO | AESO | Alberta Electric System Operator | BCHA_AESO | Excluded | 1929-01-01 | 2050-12-01 | 1 | 100% | 1 | 1 |  |  | Hydro | Hydro_Standard | Hydro | Excluded_Hydro |  |  |  |  | 1929 | 2050 | 0 | Excluded | 1 | 1 | 1 | 1 | #VALUE! | 1
| GHOST2_2 | GHOST2-2 | teppc | AESO | AESO | Alberta Electric System Operator | BCHA_AESO | Excluded | 1929-01-01 | 2050-12-01 | 16 | 100% | 16 | 16 |  |  | Hydro | Hydro_Standard | Hydro | Excluded_Hydro |  |  |  |  | 1929 | 2050 | 0 | Excluded | 16 | 1 | 1 | 1 | #VALUE! | 1
| GHOST3_3 | GHOST3-3 | teppc | AESO | AESO | Alberta Electric System Operator | BCHA_AESO | Excluded | 1929-01-01 | 2050-12-01 | 16 | 100% | 16 | 16 |  |  | Hydro | Hydro_Standard | Hydro | Excluded_Hydro |  |  |  |  | 1929 | 2050 | 0 | Excluded | 16 | 1 | 1 | 1 | #VALUE! | 1
| GHOST4_4 | GHOST4-4 | teppc | AESO | AESO | Alberta Electric System Operator | BCHA_AESO | Excluded | 1929-01-01 | 2050-12-01 | 28 | 100% | 28 | 28 |  |  | Hydro | Hydro_Standard | Hydro | Excluded_Hydro |  |  |  |  | 1929 | 2050 | 0 | Excluded | 28 | 1 | 1 | 1 | #VALUE! | 1
| GIFENS_6_BUGSL1 | Burford Giffen | caiso | PGE_Valley | PGE_Valley | Pacific Gas and Electric Valley | PGE_Valley | CAISO | 2017-06-01 | 2050-12-31 | 20 | 100% | 20 | 20 |  |  | PHOTO VOLTAIC_SUN | PVgeneric_sun | Solar_Fixed | CAISO_Solar |  |  |  |  | 2017 | 2050 | 0 | CAISO | 20 | 1 | 1 | 1 | #VALUE! | 1
| GIFFEN_6_SOLAR |  | caiso | PGE_Valley | PGE_Valley | Pacific Gas and Electric Valley | PGE_Valley | CAISO | 2012-07-25 | 2050-12-31 | 10 | 100% | 10 | 10 |  |  | n/a | PVgeneric_sun | Solar_Fixed | CAISO_Solar |  |  |  |  | 2013 | 2050 | 0 | CAISO | 10 | 1 | 1 | 1 | #VALUE! | 1
| GIFFEN_6_SOLAR1 | Aspiration Solar G | caiso | PGE_Valley | PGE_Valley | Pacific Gas and Electric Valley | PGE_Valley | CAISO |  | 2050-12-31 | 9 | 100% | 9 | 9 |  |  | PVgeneric_sun | PVgeneric_sun | Solar_Fixed | CAISO_Solar |  |  |  |  | 1900 | 2050 | 0 | CAISO | 9 | 1 | 1 | 1 | #VALUE! | 1
| Gila_River_CC1 | GilaRiverCC1 (Total CC Plant) | teppc | AZPS | AZPS | Arizona Public Service Company | AZPS | SW | 2003-05-01 | 2050-12-31 | 590 | 100% | 590 | 590 |  |  | CCWhole-NatGas-Industrial | CC_NG | CC | SW_CCGT |  |  |  |  | 2003 | 2050 | 0 | SW | 590 | 1 | 1 | 1 | #VALUE! | 1
| Gila_River_CC2 | GilaRiverCC2 (Total CC Plant) | teppc | AZPS | AZPS | Arizona Public Service Company | AZPS | SW | 2018-06-01 | 2050-12-31 | 550 | 100% | 550 | 550 |  |  | CCWhole-NatGas-Industrial | CC_NG | CC | SW_CCGT |  |  |  |  | 2018 | 2050 | 0 | SW | 550 | 1 | 1 | 1 | #VALUE! | 1
| Gila_River_CC3 | GilaRiverCC3 (Total CC Plant) | teppc | TEPC | TEPC | Tucson Electric Power Company | TEPC | SW | 2003-07-01 | 2050-12-31 | 550 | 100% | 550 | 550 |  |  | CCWhole-NatGas-Industrial | CC_NG | CC | SW_CCGT |  |  |  |  | 2004 | 2050 | 0 | SW | 550 | 1 | 1 | 1 | #VALUE! | 1
| Gila_River_CC4 | GilaRiverCC4 (Total CC Plant) | teppc | AZPS | AZPS | Arizona Public Service Company | AZPS | SW | 2003-07-01 | 2050-12-31 | 600 | 100% | 600 | 600 |  |  | CCWhole-NatGas-Industrial | CC_NG | CC | SW_CCGT |  |  |  |  | 2004 | 2050 | 0 | SW | 600 | 1 | 1 | 1 | #VALUE! | 1
| GILROY_1_UNIT | GILROY COGEN - UNIT 2 | caiso | PGE_Bay | PGE_Bay | Pacific Gas and Electric Bay | PGE_Bay | CAISO | 1987-01-01 | 2050-12-31 | 110 | 91.67% | 110 | 120 |  |  | CCWhole-NatGas-Industrial | CT_NG | CT | CAISO_Peaker1 |  |  |  |  | 1987 | 2050 | 0 | CAISO | 120 | 1 | 1 | 1 | #VALUE! | 1
| GILRPP_1_PL1X2 | GILROY ENERGY CENTER UNITS 1&2 AGGREGATE | caiso | PGE_Bay | PGE_Bay | Pacific Gas and Electric Bay | PGE_Bay | CAISO | 2002-01-29 | 2050-12-31 | 95.2 | 100% | 95.2 | 95.2 |  |  | CT-NatGas-Aero | CT_NG | CT | CAISO_Peaker2 |  |  |  |  | 2002 | 2050 | 0 | CAISO | 95.2 | 1 | 1 | 1 | #VALUE! | 1
| GILRPP_1_PL3X4 | GILROY ENERGY CENTER, UNIT #3 | caiso | PGE_Bay | PGE_Bay | Pacific Gas and Electric Bay | PGE_Bay | CAISO | 2002-02-28 | 2050-12-31 | 46.2 | 100% | 46.2 | 46.2 |  |  | CT-NatGas-Aero | CT_NG | CT | CAISO_Peaker2 |  |  |  |  | 2002 | 2050 | 0 | CAISO | 46.2 | 1 | 1 | 1 | #VALUE! | 1
| GlacierWind1 | NaturEner Glacier Wind Energy 1-NGW1 | teppc | NWMT | NWMT | NorthWestern Energy | NWMT_WAUW | NW | 2008-10-01 | 2050-12-31 | 106.5 | 100% | 106.5 | 106.5 |  |  | WT-Onshore | wind_onshorewind | Wind | NW_Wind | CAISO | 106.5 |  |  | 2009 | 2050 | 0 | CAISO | 106.5 | 1 | 1 | 1 | #VALUE! | 1
| GlacierWind2 | NaturEner Glacier Wind Energy 2-NGW2 | teppc | NWMT | NWMT | NorthWestern Energy | NWMT_WAUW | NW | 2009-07-01 | 2050-12-31 | 103.5 | 100% | 103.5 | 103.5 |  |  | WT-Onshore | wind_onshorewind | Wind | NW_Wind | CAISO | 103.5 |  |  | 2010 | 2050 | 0 | CAISO | 103.5 | 1 | 1 | 1 | #VALUE! | 1
| GLDFGR_6_SOLAR1 | Portal Ridge B | caiso | SCE | SCE | Southern California Edison | SCE | CAISO | 2017-02-01 | 2050-12-31 | 20 | 100% | 20 | 20 |  |  | PVgeneric_sun | PVgeneric_sun | Solar_Fixed | CAISO_Solar |  |  |  |  | 2017 | 2050 | 0 | CAISO | 20 | 1 | 1 | 1 | #VALUE! | 1
| GLDFGR_6_SOLAR2 | Portal Ridge C | caiso | SCE | SCE | Southern California Edison | SCE | CAISO | 2017-02-01 | 2050-12-31 | 11.4 | 100% | 11.4 | 11.4 |  |  | PVgeneric_sun | PVgeneric_sun | Solar_Fixed | CAISO_Solar |  |  |  |  | 2017 | 2050 | 0 | CAISO | 11.4 | 1 | 1 | 1 | #VALUE! | 1
| GLDTWN_6_COLUM3 | Columbia 3 | caiso | SCE | SCE | Southern California Edison | SCE | CAISO | 2013-12-10 | 2050-12-31 | 10 | 100% | 10 | 10 |  |  | n/a | PVgeneric_sun | Solar_Fixed | CAISO_Solar |  |  |  |  | 2014 | 2050 | 0 | CAISO | 10 | 1 | 1 | 1 | #VALUE! | 1
| GLDTWN_6_SOLAR | Rio Grande | caiso | SCE | SCE | Southern California Edison | SCE | CAISO | 2013-11-18 | 2050-12-31 | 5 | 100% | 5 | 5 |  |  | n/a | PVgeneric_sun | Solar_Fixed | CAISO_Solar |  |  |  |  | 2014 | 2050 | 0 | CAISO | 5 | 1 | 1 | 1 | #VALUE! | 1
| Glen_Canyon_1 | Glen Canyon 1 | teppc | WACM | WACM | Western Area Power Administration, Colorado-Missouri Region | WACM | Excluded | 1964-09-01 | 2050-12-31 | 165 | 100% | 165 | 165 |  |  | Hydro | Hydro_Standard | Hydro | Excluded_Hydro |  |  |  |  | 1965 | 2050 | 0 | Excluded | 165 | 1 | 1 | 1 | #VALUE! | 1
| Glen_Canyon_2 | Glen Canyon 2 | teppc | WACM | WACM | Western Area Power Administration, Colorado-Missouri Region | WACM | Excluded | 1964-09-01 | 2050-12-31 | 157 | 100% | 157 | 157 |  |  | Hydro | Hydro_Standard | Hydro | Excluded_Hydro |  |  |  |  | 1965 | 2050 | 0 | Excluded | 157 | 1 | 1 | 1 | #VALUE! | 1
| Glen_Canyon_3 | Glen Canyon 3 | teppc | WACM | WACM | Western Area Power Administration, Colorado-Missouri Region | WACM | Excluded | 1964-12-01 | 2050-12-31 | 165 | 100% | 165 | 165 |  |  | Hydro | Hydro_Standard | Hydro | Excluded_Hydro |  |  |  |  | 1965 | 2050 | 0 | Excluded | 165 | 1 | 1 | 1 | #VALUE! | 1
| Glen_Canyon_4 | Glen Canyon 4 | teppc | WACM | WACM | Western Area Power Administration, Colorado-Missouri Region | WACM | Excluded | 1965-02-01 | 2050-12-31 | 157 | 100% | 157 | 157 |  |  | Hydro | Hydro_Standard | Hydro | Excluded_Hydro |  |  |  |  | 1965 | 2050 | 0 | Excluded | 157 | 1 | 1 | 1 | #VALUE! | 1
| Glen_Canyon_5 | Glen Canyon 5 | teppc | WACM | WACM | Western Area Power Administration, Colorado-Missouri Region | WACM | Excluded | 1965-07-01 | 2050-12-31 | 165 | 100% | 165 | 165 |  |  | Hydro | Hydro_Standard | Hydro | Excluded_Hydro |  |  |  |  | 1966 | 2050 | 0 | Excluded | 165 | 1 | 1 | 1 | #VALUE! | 1
| Glen_Canyon_6 | Glen Canyon 6 | teppc | WACM | WACM | Western Area Power Administration, Colorado-Missouri Region | WACM | Excluded | 1965-10-01 | 2050-12-31 | 165 | 100% | 165 | 165 |  |  | Hydro | Hydro_Standard | Hydro | Excluded_Hydro |  |  |  |  | 1966 | 2050 | 0 | Excluded | 165 | 1 | 1 | 1 | #VALUE! | 1
| Glen_Canyon_7 | Glen Canyon 7 | teppc | WACM | WACM | Western Area Power Administration, Colorado-Missouri Region | WACM | Excluded | 1966-01-01 | 2050-12-31 | 157 | 100% | 157 | 157 |  |  | Hydro | Hydro_Standard | Hydro | Excluded_Hydro |  |  |  |  | 1966 | 2050 | 0 | Excluded | 157 | 1 | 1 | 1 | #VALUE! | 1
| Glen_Canyon_8 | Glen Canyon 8 | teppc | WACM | WACM | Western Area Power Administration, Colorado-Missouri Region | WACM | Excluded | 1966-02-01 | 2050-12-31 | 165 | 100% | 165 | 165 |  |  | Hydro | Hydro_Standard | Hydro | Excluded_Hydro |  |  |  |  | 1966 | 2050 | 0 | Excluded | 165 | 1 | 1 | 1 | #VALUE! | 1
| Glen_Canyon_Solar_1 |  | teppc | PAUT | PAUT | Utah, PACE Utility | PACE | NW | 1950-01-01 | 2050-12-31 | 82.2 | 100% | 82.2 | 82.2 |  |  | Solar | PVgeneric_sun | Solar_Fixed | NW_Solar |  |  |  |  | 1950 | 2050 | 0 | NW | 82.2 | 1 | 1 | 1 | #VALUE! | 1
| Glen_Canyon_Solar_2 |  | teppc | PAUT | PAUT | Utah, PACE Utility | PACE | NW | 1950-01-01 | 2050-12-31 | 23.3 | 100% | 23.3 | 23.3 |  |  | Solar | PVgeneric_sun | Solar_Fixed | NW_Solar |  |  |  |  | 1950 | 2050 | 0 | NW | 23.3 | 1 | 1 | 1 | #VALUE! | 1
| Glendo_1 | Glendo 1 | teppc | WACM | WACM | Western Area Power Administration, Colorado-Missouri Region | WACM | Excluded | 1958-12-01 | 2050-12-31 | 19 | 100% | 19 | 19 |  |  | Hydro | Hydro_Standard | Hydro | Excluded_Hydro |  |  |  |  | 1959 | 2050 | 0 | Excluded | 19 | 1 | 1 | 1 | #VALUE! | 1
| Glendo_2 | Glendo 2 | teppc | WACM | WACM | Western Area Power Administration, Colorado-Missouri Region | WACM | Excluded | 1959-04-01 | 2050-12-31 | 19 | 100% | 19 | 19 |  |  | Hydro | Hydro_Standard | Hydro | Excluded_Hydro |  |  |  |  | 1959 | 2050 | 0 | Excluded | 19 | 1 | 1 | 1 | #VALUE! | 1
| Glenrock_1 | Glenrock-1 | teppc | PAWY | PAWY | Wyoming, PACE Utility | PACE | NW | 2008-12-01 | 2050-12-31 | 99 | 100% | 99 | 99 |  |  | WT-Onshore | wind_onshorewind | Wind | NW_Wind |  |  |  |  | 2009 | 2050 | 0 | NW | 99 | 1 | 1 | 1 | #VALUE! | 1
| Glenrock_2 | Glenrock-2 | teppc | IPFE | IPFE | Idaho Far East | IPCO | NW | 2008-12-01 | 2050-12-31 | 39 | 100% | 39 | 39 |  |  | WT-Onshore | wind_onshorewind | Wind | NW_Wind |  |  |  |  | 2009 | 2050 | 0 | NW | 39 | 1 | 1 | 1 | #VALUE! | 1
| GLNARM_2_UNIT_5 | Glenarm Turbine 5 | caiso | SCE | SCE | Southern California Edison | SCE | CAISO | 2016-12-01 | 2050-12-31 | 65 | 98.77% | 65 | 65.81 |  |  | COMBINED CYCLE_NATURAL GAS | CC_NG | CC | CAISO_CCGT2 |  |  |  |  | 2017 | 2050 | 0 | CAISO | 65.81 | 1 | 1 | 1 | #VALUE! | 1
| GLNARM_7_UNIT_1 | GLEN ARM UNIT 1 | caiso | SCE | SCE | Southern California Edison | SCE | CAISO | 1976-01-01 | 2050-12-31 | 22.07 | 100% | 22.07 | 22.07 |  |  | CT-NatGas-Aero | CT_NG | CT | CAISO_Peaker2 |  |  |  |  | 1976 | 2050 | 0 | CAISO | 22.07 | 1 | 1 | 1 | #VALUE! | 1
| GLNARM_7_UNIT_2 | GLEN ARM UNIT 2 | caiso | SCE | SCE | Southern California Edison | SCE | CAISO | 1976-01-01 | 2050-12-31 | 22.3 | 100% | 22.3 | 22.3 |  |  | CT-NatGas-Aero | CT_NG | CT | CAISO_Peaker2 |  |  |  |  | 1976 | 2050 | 0 | CAISO | 22.3 | 1 | 1 | 1 | #VALUE! | 1
| GLNARM_7_UNIT_3 |  | caiso | SCE | SCE | Southern California Edison | SCE | CAISO | 2004-01-08 | 2050-12-31 | 44.83 | 100% | 44.83 | 44.83 |  |  | CT-NatGas-Aero | CT_NG | CT | CAISO_Peaker2 |  |  |  |  | 2004 | 2050 | 0 | CAISO | 44.83 | 1 | 1 | 1 | #VALUE! | 1
| GLNARM_7_UNIT_4 | GLEN ARM UNIT 4 | caiso | SCE | SCE | Southern California Edison | SCE | CAISO | 2004-01-08 | 2050-12-31 | 42.42 | 100% | 42.42 | 42.42 |  |  | CT-NatGas-Aero | CT_NG | CT | CAISO_Peaker2 |  |  |  |  | 2004 | 2050 | 0 | CAISO | 42.42 | 1 | 1 | 1 | #VALUE! | 1
| GLOW_6_SOLAR | Antelope Power Plant | caiso | SCE | SCE | Southern California Edison | SCE | CAISO | 2013-03-25 | 2050-12-31 | 20 | 100% | 20 | 20 |  |  | n/a | PVgeneric_sun | Solar_Fixed | CAISO_Solar |  |  |  |  | 2013 | 2050 | 0 | CAISO | 20 | 1 | 1 | 1 | #VALUE! | 1
| GMS_GX1 | GMS_GX1 | teppc | BCHA | BCHA | British Columbia Transmission Company | BCHA_AESO | Excluded | 2020-10-01 | 2050-03-30 | 4.7 | 100% | 4.7 | 4.7 |  |  | CCWhole-NatGas-SingleShaft | CC_NG | CC | Excluded_CCGT |  |  |  |  | 2021 | 2049 | 0 | Excluded | 4.7 | 1 | 1 | 1 | #VALUE! | 1
| GMS_GX2 | GMS_GX2 | teppc | BCHA | BCHA | British Columbia Transmission Company | BCHA_AESO | Excluded | 2021-10-01 | 2050-03-30 | 9.5 | 100% | 9.5 | 9.5 |  |  | CCWhole-NatGas-SingleShaft | CC_NG | CC | Excluded_CCGT |  |  |  |  | 2022 | 2049 | 0 | Excluded | 9.5 | 1 | 1 | 1 | #VALUE! | 1
| GMS_GX3 | GMS_GX3 | teppc | BCHA | BCHA | British Columbia Transmission Company | BCHA_AESO | Excluded | 2022-10-01 | 2050-03-30 | 5.9 | 100% | 5.9 | 5.9 |  |  | CCWhole-NatGas-SingleShaft | CC_NG | CC | Excluded_CCGT |  |  |  |  | 2023 | 2049 | 0 | Excluded | 5.9 | 1 | 1 | 1 | #VALUE! | 1
| GMS_WND_13 | GMS_WND 13 | teppc | BCHA | BCHA | British Columbia Transmission Company | BCHA_AESO | Excluded | 2018-03-30 | 2050-03-30 | 141.3 | 100% | 141.3 | 141.3 |  |  | WT-Onshore | wind_onshorewind | Wind | Excluded_Wind |  |  |  |  | 2018 | 2049 | 0 | Excluded | 141.3 | 1 | 1 | 1 | #VALUE! | 1
| Gold_Creek1_1 | Gold Creek 1-1 | teppc | AESO | AESO | Alberta Electric System Operator | BCHA_AESO | Excluded | 1999-01-01 | 2050-12-01 | 5 | 100% | 5 | 5 |  |  | CT-NatGas-Industrial | CT_NG | CT | Excluded_Peaker |  |  |  |  | 1999 | 2050 | 0 | Excluded | 5 | 1 | 1 | 1 | #VALUE! | 1
| Golden_Biomass | LP Golden Biomass-1_LP Golden Biomass-1_IPP-EVP | teppc | BCHA | BCHA | British Columbia Transmission Company | BCHA_AESO | Excluded | 2011-06-01 | 2031-05-25 | 7.5 | 100% | 7.5 | 7.5 |  |  | Bio-ST | ST_Biomass | Biomass/Wood | Excluded_Biomass |  |  |  |  | 2011 | 2030 | 0 | Excluded | 7.5 | 1 | 1 | 1 | #VALUE! | 1
| Golden_Hills_Wind | Golden Hills Wind-WT (267 x 1.5) | teppc | TPWR | TPWR | Tacoma Power | BPAT | NW | 2018-12-01 | 2050-04-15 | 400 | 100% | 400 | 400 |  |  | WT-Onshore | wind_onshorewind | Wind | NW_Wind |  |  |  |  | 2019 | 2049 | 0 | NW | 400 | 1 | 1 | 1 | #VALUE! | 1
| Golden_Valley | Golden Valley Wind Park LLC-GVWP | teppc | IPFE | IPFE | Idaho Far East | IPCO | NW | 2010-11-23 | 2050-12-31 | 12.82 | 100% | 12.82 | 12.82 |  |  | WT-Onshore | wind_onshorewind | Wind | NW_Wind |  |  |  |  | 2011 | 2050 | 0 | NW | 12.82 | 1 | 1 | 1 | #VALUE! | 1
| GoldendaleCC_Total | GoldendaleCC (Total CC Plant) | teppc | TPWR | TPWR | Tacoma Power | BPAT | NW | 2004-08-01 | 2050-12-31 | 291.8 | 100% | 291.8 | 291.8 |  |  | CCWhole-NatGas-Industrial | CC_NG | CC | NW_CCGT |  |  |  |  | 2005 | 2050 | 0 | NW | 291.8 | 1 | 1 | 1 | #VALUE! | 1
| GOLETA_2_QF | GOLETA QFS | caiso | SCE | SCE | Southern California Edison | SCE | CAISO | 1986-01-01 | 2050-12-31 | 0.4 | 100% | 0.4 | 0.4 |  |  | n/a | Cogen_NG | Cogen | CAISO_Small_Hydro |  |  |  |  | 1986 | 2050 | 0 | CAISO | 0.4 | 1 | 1 | 1 | #VALUE! | 1
| GOLETA_6_ELLWOD | ELLWOOD ENERGY SUPPORT FACILITY | caiso | SCE | SCE | Southern California Edison | SCE | CAISO | 1974-08-01 | 2050-12-31 | 0 | 0% |  | 54 |  |  | CT-NatGas-Industrial | CT_NG | CT | CAISO_Peaker2 |  |  |  |  | 1975 | 2050 | 0 | CAISO | 54 | 1 | 1 | 1 | #VALUE! | 1
| GOLETA_6_EXGEN | EXXON COMPANY USA | caiso | SCE | SCE | Southern California Edison | SCE | CAISO | 1993-08-19 | 2050-12-31 | 3.4 | 7.054% | 3.4 | 48.2 |  |  | CCWhole-NatGas-Aero | CT_NG | CT | CAISO_Peaker1 |  |  |  |  | 1994 | 2050 | 0 | CAISO | 48.2 | 1 | 1 | 1 | #VALUE! | 1
| GOLETA_6_GAVOTA | Point Arguello Pipeline Company | caiso | SCE | SCE | Southern California Edison | SCE | CAISO | 1987-01-01 | 2019-11-02 | 0 | 0% |  | 9.9 |  |  | CT-NatGas-Aero | Cogen_NG | Cogen | CAISO_CHP |  |  |  |  | 1987 | 2019 | 0 | CAISO | 9.9 | 1 | 1 | 1 | #VALUE! | 1
| GOLETA_6_TAJIGS | GOLETA_6_TAJIGS | caiso | SCE | SCE | Southern California Edison | SCE | CAISO | 2000-08-05 | 2050-12-31 | 2.84 | 100% | 2.84 | 2.84 |  |  | n/a | Biogas_ | Biogas_LandfillGas | CAISO_Biomass |  |  |  |  | 2001 | 2050 | 0 | CAISO | 2.84 | 1 | 1 | 1 | #VALUE! | 1
| GONZLS_6_UNIT | Johnson Canyon Landfill | caiso | PGE_Valley | PGE_Valley | Pacific Gas and Electric Valley | PGE_Valley | CAISO | 2013-07-08 | 2050-12-31 | 1.42 | 100% | 1.42 | 1.42 |  |  | n/a | Biogas_ | Biogas_LandfillGas | CAISO_Biomass |  |  |  |  | 2014 | 2050 | 0 | CAISO | 1.42 | 1 | 1 | 1 | #VALUE! | 1
| Goodnoe_Hills1 | Goodnoe Hills-1 | teppc | TPWR | TPWR | Tacoma Power | BPAT | NW | 2008-06-01 | 2050-12-31 | 94 | 100% | 94 | 94 |  |  | WT-Onshore | wind_onshorewind | Wind | NW_Wind |  |  |  |  | 2008 | 2050 | 0 | NW | 94 | 1 | 1 | 1 | #VALUE! | 1
| Goodnoe_Hills2 | Goodnoe Hills 2-WT(1) | teppc | PNM | PNM | Public Service Company of New Mexico | PNM_EPE | SW | 2014-12-01 | 2050-12-31 | 34 | 100% | 34 | 34 |  |  | WT-Onshore | wind_onshorewind | Wind | SW_Wind |  |  |  |  | 2015 | 2050 | 0 | SW | 34 | 1 | 1 | 1 | #VALUE! | 1
| GOOSLK_1_SOLAR1 | Goose Lake | caiso | PGE_Valley | PGE_Valley | Pacific Gas and Electric Valley | PGE_Valley | CAISO | 2015-05-23 | 2050-12-31 | 12 | 100% | 12 | 12 |  |  | n/a | PVgeneric_sun | Solar_Fixed | CAISO_Solar |  |  |  |  | 2015 | 2050 | 0 | CAISO | 12 | 1 | 1 | 1 | #VALUE! | 1
| GordonButte | Gordon Butte Wind LLC-GBW | teppc | NWMT | NWMT | NorthWestern Energy | NWMT_WAUW | NW | 2011-12-31 | 2050-12-01 | 9.6 | 100% | 9.6 | 9.6 |  |  | WT-Onshore | wind_onshorewind | Wind | NW_Wind |  |  |  |  | 2012 | 2050 | 0 | NW | 9.6 | 1 | 1 | 1 | #VALUE! | 1
| GordonMShrum01 | Gordon M Shrum-1_Gordon M Shrum-1_BCH-GMS | teppc | BCHA | BCHA | British Columbia Transmission Company | BCHA_AESO | Excluded | 1968-01-01 | 2033-03-31 | 305 | 100% | 305 | 305 |  |  | Hydro | Hydro_Standard | Hydro | Excluded_Hydro |  |  |  |  | 1968 | 2032 | 0 | Excluded | 305 | 1 | 1 | 1 | #VALUE! | 1
| GordonMShrum02 | Gordon M Shrum-2_Gordon M Shrum-2_BCH-GMS | teppc | BCHA | BCHA | British Columbia Transmission Company | BCHA_AESO | Excluded | 1968-01-01 | 2033-03-31 | 305 | 100% | 305 | 305 |  |  | Hydro | Hydro_Standard | Hydro | Excluded_Hydro |  |  |  |  | 1968 | 2032 | 0 | Excluded | 305 | 1 | 1 | 1 | #VALUE! | 1
| GordonMShrum03 | Gordon M Shrum-3_Gordon M Shrum-3_BCH-GMS | teppc | BCHA | BCHA | British Columbia Transmission Company | BCHA_AESO | Excluded | 1968-01-01 | 2033-03-31 | 305 | 100% | 305 | 305 |  |  | Hydro | Hydro_Standard | Hydro | Excluded_Hydro |  |  |  |  | 1968 | 2032 | 0 | Excluded | 305 | 1 | 1 | 1 | #VALUE! | 1
| GordonMShrum04 | Gordon M Shrum-4_Gordon M Shrum-4_BCH-GMS | teppc | BCHA | BCHA | British Columbia Transmission Company | BCHA_AESO | Excluded | 1968-01-01 | 2033-03-31 | 305 | 100% | 305 | 305 |  |  | Hydro | Hydro_Standard | Hydro | Excluded_Hydro |  |  |  |  | 1968 | 2032 | 0 | Excluded | 305 | 1 | 1 | 1 | #VALUE! | 1
| GordonMShrum05 | Gordon M Shrum-5_Gordon M Shrum-5_BCH-GMS | teppc | BCHA | BCHA | British Columbia Transmission Company | BCHA_AESO | Excluded | 1968-01-01 | 2033-03-31 | 305 | 100% | 305 | 305 |  |  | Hydro | Hydro_Standard | Hydro | Excluded_Hydro |  |  |  |  | 1968 | 2032 | 0 | Excluded | 305 | 1 | 1 | 1 | #VALUE! | 1
| GordonMShrum06 | Gordon M Shrum-6_Gordon M Shrum-6_BCH-GMS | teppc | BCHA | BCHA | British Columbia Transmission Company | BCHA_AESO | Excluded | 1968-01-01 | 2033-03-31 | 305 | 100% | 305 | 305 |  |  | Hydro | Hydro_Standard | Hydro | Excluded_Hydro |  |  |  |  | 1968 | 2032 | 0 | Excluded | 305 | 1 | 1 | 1 | #VALUE! | 1
| GordonMShrum07 | Gordon M Shrum-7_Gordon M Shrum-7_BCH-GMS | teppc | BCHA | BCHA | British Columbia Transmission Company | BCHA_AESO | Excluded | 1968-01-01 | 2033-03-31 | 305 | 100% | 305 | 305 |  |  | Hydro | Hydro_Standard | Hydro | Excluded_Hydro |  |  |  |  | 1968 | 2032 | 0 | Excluded | 305 | 1 | 1 | 1 | #VALUE! | 1
| GordonMShrum08 | Gordon M Shrum-8_Gordon M Shrum-8_BCH-GMS | teppc | BCHA | BCHA | British Columbia Transmission Company | BCHA_AESO | Excluded | 1968-01-01 | 2033-03-31 | 305 | 100% | 305 | 305 |  |  | Hydro | Hydro_Standard | Hydro | Excluded_Hydro |  |  |  |  | 1968 | 2032 | 0 | Excluded | 305 | 1 | 1 | 1 | #VALUE! | 1
| GordonMShrum09 | Gordon M Shrum-9_Gordon M Shrum-9_BCH-GMS | teppc | BCHA | BCHA | British Columbia Transmission Company | BCHA_AESO | Excluded | 1968-01-01 | 2033-03-31 | 305 | 100% | 305 | 305 |  |  | Hydro | Hydro_Standard | Hydro | Excluded_Hydro |  |  |  |  | 1968 | 2032 | 0 | Excluded | 305 | 1 | 1 | 1 | #VALUE! | 1
| GordonMShrum10 | Gordon M Shrum-10_Gordon M Shrum-10_BCH-GMS | teppc | BCHA | BCHA | British Columbia Transmission Company | BCHA_AESO | Excluded | 1968-01-01 | 2033-03-31 | 305 | 100% | 305 | 305 |  |  | Hydro | Hydro_Standard | Hydro | Excluded_Hydro |  |  |  |  | 1968 | 2032 | 0 | Excluded | 305 | 1 | 1 | 1 | #VALUE! | 1
| Gorge21 | Gorge-21 | teppc | SCL | SCL | Seattle Department of Lighting | BPAT | NW | 1924-09-01 | 2050-12-31 | 36.8 | 100% | 36.8 | 36.8 |  |  | Hydro | Hydro_Standard | Hydro | NW_Hydro |  |  |  |  | 1925 | 2050 | 0 | NW | 36.8 | 1 | 1 | 1 | #VALUE! | 1
| Gorge22 | Gorge-22 | teppc | SCL | SCL | Seattle Department of Lighting | BPAT | NW | 1924-09-01 | 2050-12-31 | 36.8 | 100% | 36.8 | 36.8 |  |  | Hydro | Hydro_Standard | Hydro | NW_Hydro |  |  |  |  | 1925 | 2050 | 0 | NW | 36.8 | 1 | 1 | 1 | #VALUE! | 1
| Gorge23 | Gorge-23 | teppc | SCL | SCL | Seattle Department of Lighting | BPAT | NW | 1929-05-01 | 2050-12-31 | 36.8 | 100% | 36.8 | 36.8 |  |  | Hydro | Hydro_Standard | Hydro | NW_Hydro |  |  |  |  | 1929 | 2050 | 0 | NW | 36.8 | 1 | 1 | 1 | #VALUE! | 1
| Gorge24 | Gorge-24 | teppc | SCL | SCL | Seattle Department of Lighting | BPAT | NW | 1951-06-01 | 2050-12-31 | 96.9 | 100% | 96.9 | 96.9 |  |  | Hydro | Hydro_Standard | Hydro | NW_Hydro |  |  |  |  | 1951 | 2050 | 0 | NW | 96.9 | 1 | 1 | 1 | #VALUE! | 1
| Goshen2_JollyHills_1 | Goshen Phase II-1_Jolly Hills | teppc | PAID | PAID | Idaho, PACE Utility | IPCO | NW | 2010-09-01 | 2050-12-31 | 90 | 100% | 90 | 90 |  |  | WT-Onshore | wind_onshorewind | Wind | NW_Wind | CAISO | 90 |  |  | 2011 | 2050 | 0 | CAISO | 90 | 1 | 1 | 1 | #VALUE! | 1
| Goshen2_JollyHills_2 | Goshen Phase II-2_Jolly Hills | teppc | PAID | PAID | Idaho, PACE Utility | IPCO | NW | 2010-09-01 | 2050-12-31 | 39 | 100% | 39 | 39 |  |  | WT-Onshore | wind_onshorewind | Wind | NW_Wind | CAISO | 39 |  |  | 2011 | 2050 | 0 | CAISO | 39 | 1 | 1 | 1 | #VALUE! | 1
| GP_CHP1_1 | GP-CHP1-1 | teppc | AESO | AESO | Alberta Electric System Operator | BCHA_AESO | Excluded | 2004-12-01 | 2050-12-31 | 27 | 100% | 27 | 27 |  |  | Bio-ST | ST_Biomass | Biomass/Wood | Excluded_Biomass |  |  |  |  | 2005 | 2050 | 0 | Excluded | 27 | 1 | 1 | 1 | #VALUE! | 1
| GP_Wauna_Mill__CG_ |  | teppc | BPAT | BPAT | Bonneville Power Administration – Transmission | BPAT | NW | 1950-01-01 | 2050-12-31 | 23.7 | 100% | 23.7 | 23.7 |  |  | Bio-ST | ST_Biomass | Biomass/Wood | NW_Biomass |  |  |  |  | 1950 | 2050 | 0 | NW | 23.7 | 1 | 1 | 1 | #VALUE! | 1
| Grace_3 | Grace-3 | teppc | PAID | PAID | Idaho, PACE Utility | IPCO | NW | 1913-12-01 | 2050-12-31 | 11 | 100% | 11 | 11 |  |  | Hydro | Hydro_Standard | Hydro | NW_Hydro |  |  |  |  | 1914 | 2050 | 0 | NW | 11 | 1 | 1 | 1 | #VALUE! | 1
| Grace_4 | Grace-4 | teppc | PAID | PAID | Idaho, PACE Utility | IPCO | NW | 1913-12-01 | 2050-12-31 | 11 | 100% | 11 | 11 |  |  | Hydro | Hydro_Standard | Hydro | NW_Hydro |  |  |  |  | 1914 | 2050 | 0 | NW | 11 | 1 | 1 | 1 | #VALUE! | 1
| Grace_5 | Grace-5 | teppc | PAID | PAID | Idaho, PACE Utility | IPCO | NW | 1922-12-01 | 2050-12-31 | 11 | 100% | 11 | 11 |  |  | Hydro | Hydro_Standard | Hydro | NW_Hydro |  |  |  |  | 1923 | 2050 | 0 | NW | 11 | 1 | 1 | 1 | #VALUE! | 1
| Grand_Coulee | Grand Coulee | teppc | BPAT | BPAT | Bonneville Power Administration – Transmission | BPAT | NW | 1942-04-01 | 2050-12-31 | 6765 | 100% | 6765 | 6765 |  |  | Hydro | Hydro_Standard | Hydro | NW_Hydro |  |  |  |  | 1942 | 2050 | 0 | NW | 6765 | 1 | 1 | 1 | #VALUE! | 1
| Grand_Valley_1_2 | Grand Valley Project Power Plant 1 & 2¦Palisade | teppc | PSCO | PSCO | Public Service Company of Colorado | PSCO | Excluded | 1931-12-01 | 2050-12-31 | 3 | 100% | 3 | 3 |  |  | Hydro | Hydro_Standard | Hydro | Excluded_Hydro |  |  |  |  | 1932 | 2050 | 0 | Excluded | 3 | 1 | 1 | 1 | #VALUE! | 1
| Grand_View_PV_Solar_Two |  | teppc | IPMV | IPMV | Idaho Magic Valley | IPCO | NW | 2016-12-31 | 2050-12-31 | 140 | 100% | 140 | 140 |  |  | SolarPV-Tracking | 1axPV_sun | Solar_1Axis | NW_Solar |  |  |  |  | 2017 | 2050 | 0 | NW | 140 | 1 | 1 | 1 | #VALUE! | 1
| GrandCouleePG07 | Grand Coulee-PG7 | teppc | BPAT | BPAT | Bonneville Power Administration – Transmission | BPAT | NW | 1973-10-01 | 2050-12-31 | 83.33 | 100% | 83.33 | 83.33 |  |  | PS-Hydro | Hydro_PumpedStorage | PSH | NW_Existing_Pumped_Storage |  |  |  |  | 1974 | 2050 | 0 | NW | 83.33 | 1 | 1 | 1 | #VALUE! | 1
| GrandCouleePG08 | Grand Coulee-PG8 | teppc | BPAT | BPAT | Bonneville Power Administration – Transmission | BPAT | NW | 1973-11-01 | 2050-12-31 | 83.33 | 100% | 83.33 | 83.33 |  |  | PS-Hydro | Hydro_PumpedStorage | PSH | NW_Existing_Pumped_Storage |  |  |  |  | 1974 | 2050 | 0 | NW | 83.33 | 1 | 1 | 1 | #VALUE! | 1
| GrandCouleePG09 | Grand Coulee-PG9 | teppc | BPAT | BPAT | Bonneville Power Administration – Transmission | BPAT | NW | 1983-04-01 | 2050-12-31 | 83.33 | 100% | 83.33 | 83.33 |  |  | PS-Hydro | Hydro_PumpedStorage | PSH | NW_Existing_Pumped_Storage |  |  |  |  | 1983 | 2050 | 0 | NW | 83.33 | 1 | 1 | 1 | #VALUE! | 1
| GrandCouleePG10 | Grand Coulee-PG10 | teppc | BPAT | BPAT | Bonneville Power Administration – Transmission | BPAT | NW | 1983-06-01 | 2050-12-31 | 83.33 | 100% | 83.33 | 83.33 |  |  | PS-Hydro | Hydro_PumpedStorage | PSH | NW_Existing_Pumped_Storage |  |  |  |  | 1983 | 2050 | 0 | NW | 83.33 | 1 | 1 | 1 | #VALUE! | 1
| GrandCouleePG11 | Grand Coulee-PG11 | teppc | BPAT | BPAT | Bonneville Power Administration – Transmission | BPAT | NW | 1983-11-01 | 2050-12-31 | 83.33 | 100% | 83.33 | 83.33 |  |  | PS-Hydro | Hydro_PumpedStorage | PSH | NW_Existing_Pumped_Storage |  |  |  |  | 1984 | 2050 | 0 | NW | 83.33 | 1 | 1 | 1 | #VALUE! | 1
| GrandCouleePG12 | Grand Coulee-PG12 | teppc | BPAT | BPAT | Bonneville Power Administration – Transmission | BPAT | NW | 1984-04-01 | 2050-12-31 | 83.33 | 100% | 83.33 | 83.33 |  |  | PS-Hydro | Hydro_PumpedStorage | PSH | NW_Existing_Pumped_Storage |  |  |  |  | 1984 | 2050 | 0 | NW | 83.33 | 1 | 1 | 1 | #VALUE! | 1
| GrandPrairie | Grand Prairie Harmattan Energy Center-1 | teppc | BCHA | BCHA | British Columbia Transmission Company | BCHA_AESO | Excluded | 2013-12-31 | 2050-12-31 | 93 | 100% | 93 | 93 |  |  | CT-NatGas-Industrial | CT_NG | CT | Excluded_Peaker |  |  |  |  | 2014 | 2050 | 0 | Excluded | 93 | 1 | 1 | 1 | #VALUE! | 1
| GRANT_MTE_SG | GRANT MTE_LS | teppc | PAUT | PAUT | Utah, PACE Utility | PACE | NW | 2016-01-01 | 2050-12-31 | 80 | 100% | 80 | 80 |  |  | SolarPV-NonTracking | FixedPV_sun | Solar_Fixed | NW_Solar |  |  |  |  | 2016 | 2050 | 0 | NW | 80 | 1 | 1 | 1 | #VALUE! | 1
| GRANT_MTW_SG | GRANT MTW_LS | teppc | PAUT | PAUT | Utah, PACE Utility | PACE | NW | 2016-01-01 | 2050-12-31 | 50 | 100% | 50 | 50 |  |  | SolarPV-NonTracking | FixedPV_sun | Solar_Fixed | NW_Solar |  |  |  |  | 2016 | 2050 | 0 | NW | 50 | 1 | 1 | 1 | #VALUE! | 1
| Grasshopper_Flat | Grasshopper Flat | rps | PGE_Valley | PGE_Valley | Pacific Gas and Electric Valley | PGE_Valley | CAISO | 2019-01-21 | 2050-12-31 | 1.1 | 100% | 1.1 | 1.1 |  |  | Small hydroHydro: Unknown | Hydro_small | Hydro | CAISO_Small_Hydro |  |  |  |  | 2019 | 2050 | 0 | CAISO | 1.1 | 1 | 1 | 1 | #VALUE! | 1
| Graycliff_Wind_Prime |  | teppc | CISC | CISC | Southern California Edison | SCE | CAISO | 2015-12-01 | 2050-12-31 | 9.7 | 100% | 9.7 | 9.7 |  |  | WT-Onshore | wind_onshorewind | Wind | CAISO_Wind |  |  |  |  | 2016 | 2050 | 0 | CAISO | 9.7 | 1 | 1 | 1 | #VALUE! | 1
| GraysHarborCC_Total | GraysHarborCC (Total CC Plant) | teppc | BPAT | BPAT | Bonneville Power Administration – Transmission | BPAT | NW | 2008-05-01 | 2050-12-01 | 657 | 100% | 657 | 657 |  |  | CCWhole-NatGas-Industrial | CC_NG | CC | NW_CCGT |  |  |  |  | 2008 | 2050 | 0 | NW | 657 | 1 | 1 | 1 | #VALUE! | 1
| Grayson_3 | Grayson 3 | teppc | LDWP | LDWP | Los Angeles Department of Water and Power | LADWP | LDWP | 1953-12-01 | 2050-12-31 | 18 | 100% | 18 | 18 |  |  | ST-NatGas | ST_NG | Steam | LDWP_ST |  |  |  |  | 1954 | 2050 | 0 | LDWP | 18 | 1 | 1 | 1 | #VALUE! | 1
| Grayson_4 | Grayson 4 | teppc | LDWP | LDWP | Los Angeles Department of Water and Power | LADWP | LDWP | 1959-09-01 | 2050-12-31 | 40 | 100% | 40 | 40 |  |  | ST-NatGas | ST_NG | Steam | LDWP_ST |  |  |  |  | 1960 | 2050 | 0 | LDWP | 40 | 1 | 1 | 1 | #VALUE! | 1
| Grayson_5 | Grayson 5 | teppc | LDWP | LDWP | Los Angeles Department of Water and Power | LADWP | LDWP | 1964-11-01 | 2050-12-31 | 40 | 100% | 40 | 40 |  |  | ST-NatGas | ST_NG | Steam | LDWP_ST |  |  |  |  | 1965 | 2050 | 0 | LDWP | 40 | 1 | 1 | 1 | #VALUE! | 1
| Grayson_9 | Grayson CT 9 | teppc | LDWP | LDWP | Los Angeles Department of Water and Power | LADWP | LDWP | 2003-12-01 | 2050-12-31 | 48 | 100% | 48 | 48 |  |  | CT-NatGas-Aero | CT_NG | CT | LDWP_Peaker |  |  |  |  | 2004 | 2050 | 0 | LDWP | 48 | 1 | 1 | 1 | #VALUE! | 1
| Grayson_CC | GraysonCC (Total CC Plant) | teppc | LDWP | LDWP | Los Angeles Department of Water and Power | LADWP | LDWP | 2008-05-01 | 2025-12-31 | 102 | 100% | 102 | 102 |  |  | CCWhole-NatGas-Industrial | CC_NG | CC | LDWP_CCGT |  |  |  |  | 2008 | 2025 | 0 | LDWP | 102 | 1 | 1 | 1 | #VALUE! | 1
| Grayson_CT8A | Grayson CT8A | teppc | LDWP | LDWP | Los Angeles Department of Water and Power | LADWP | LDWP | 2026-01-01 | 2050-12-31 | 34 | 100% | 34 | 34 |  |  | CT-NatGas-Industrial | CT_NG | CT | LDWP_Peaker |  |  |  |  | 2026 | 2050 | 0 | LDWP | 34 | 1 | 1 | 1 | #VALUE! | 1
| Grayson_CT8BC | Grayson 8BC | teppc | LDWP | LDWP | Los Angeles Department of Water and Power | LADWP | LDWP | 2026-01-01 | 2050-12-31 | 68 | 100% | 68 | 68 |  |  | CT-NatGas-Industrial | CT_NG | CT | LDWP_Peaker |  |  |  |  | 2026 | 2050 | 0 | LDWP | 68 | 1 | 1 | 1 | #VALUE! | 1
| Greater_Nanaimo | Greater Nanaimo PCC Cogeneration-1_Greater Nanaimo PCC Cogeneration-1_IPP-GNP | teppc | BCHA | BCHA | British Columbia Transmission Company | BCHA_AESO | Excluded | 2012-09-30 | 2032-09-26 | 0.34 | 100% | 0.34 | 0.34 |  |  | Bio-ST | ST_Biomass | Biomass/Wood | Excluded_Biomass |  |  |  |  | 2013 | 2032 | 0 | Excluded | 0.34 | 1 | 1 | 1 | #VALUE! | 1
| Greater_Sandhill_1 | Greater Sandhill I-GS-P1 | teppc | PSCO | PSCO | Public Service Company of Colorado | PSCO | Excluded | 2011-01-01 | 2050-12-31 | 16 | 100% | 16 | 16 |  |  | SolarPV-Tracking | 1axPV_sun | Solar_1Axis | Excluded_Solar |  |  |  |  | 2011 | 2050 | 0 | Excluded | 16 | 1 | 1 | 1 | #VALUE! | 1
| Green_Holdings_1 | Colorado Green Holdings LLC-CG1 | teppc | PSCO | PSCO | Public Service Company of Colorado | PSCO | Excluded | 2003-12-01 | 2050-12-31 | 81 | 100% | 81 | 81 |  |  | WT-Onshore | wind_onshorewind | Wind | Excluded_Wind |  |  |  |  | 2004 | 2050 | 0 | Excluded | 81 | 1 | 1 | 1 | #VALUE! | 1
| Green_Holdings_2 | Colorado Green Holdings LLC-CG2 | teppc | PSCO | PSCO | Public Service Company of Colorado | PSCO | Excluded | 2003-12-01 | 2050-12-31 | 81 | 100% | 81 | 81 |  |  | WT-Onshore | wind_onshorewind | Wind | Excluded_Wind |  |  |  |  | 2004 | 2050 | 0 | Excluded | 81 | 1 | 1 | 1 | #VALUE! | 1
| Green_Mountain_1 | Green Mountain 1 | teppc | WACM | WACM | Western Area Power Administration, Colorado-Missouri Region | WACM | Excluded | 1943-05-01 | 2050-12-31 | 14.44 | 100% | 14.44 | 14.44 |  |  | Hydro | Hydro_Standard | Hydro | Excluded_Hydro |  |  |  |  | 1943 | 2050 | 0 | Excluded | 14.44 | 1 | 1 | 1 | #VALUE! | 1
| Green_Mountain_2 | Green Mountain 2 | teppc | WACM | WACM | Western Area Power Administration, Colorado-Missouri Region | WACM | Excluded | 1943-05-01 | 2050-12-31 | 14.44 | 100% | 14.44 | 14.44 |  |  | Hydro | Hydro_Standard | Hydro | Excluded_Hydro |  |  |  |  | 1943 | 2050 | 0 | Excluded | 14.44 | 1 | 1 | 1 | #VALUE! | 1
| Green_Peter_1 | Green Peter-1 | teppc | BPAT | BPAT | Bonneville Power Administration – Transmission | BPAT | NW | 1967-07-01 | 2050-12-31 | 40 | 100% | 40 | 40 |  |  | Hydro | Hydro_Standard | Hydro | NW_Hydro |  |  |  |  | 1968 | 2050 | 0 | NW | 40 | 1 | 1 | 1 | #VALUE! | 1
| Green_Peter_2 | Green Peter-2 | teppc | BPAT | BPAT | Bonneville Power Administration – Transmission | BPAT | NW | 1967-07-01 | 2050-12-31 | 40 | 100% | 40 | 40 |  |  | Hydro | Hydro_Standard | Hydro | NW_Hydro |  |  |  |  | 1968 | 2050 | 0 | NW | 40 | 1 | 1 | 1 | #VALUE! | 1
| Green_Springs | Green Springs-1 | teppc | PACW | PACW | PacifiCorp – West | PACW | NW | 1960-05-01 | 2050-12-31 | 17.2 | 100% | 17.2 | 17.2 |  |  | Hydro | Hydro_Standard | Hydro | NW_Hydro |  |  |  |  | 1960 | 2050 | 0 | NW | 17.2 | 1 | 1 | 1 | #VALUE! | 1
| GREENFLDWIND | GREENFIELD_WIND | teppc | NWMT | NWMT | NorthWestern Energy | NWMT_WAUW | NW | 2017-01-01 | 2050-12-31 | 25 | 100% | 25 | 25 |  |  | WT-Onshore | wind_onshorewind | Wind | NW_Wind |  |  |  |  | 2017 | 2050 | 0 | NW | 25 | 1 | 1 | 1 | #VALUE! | 1
| GRIDLY_6_SOLAR | GRIDLEY MAIN TWO | caiso | PGE_Valley | PGE_Bay | Pacific Gas and Electric Bay | PGE_Bay | CAISO | 2013-04-01 | 2050-12-31 | 2.5 | 100% | 2.5 | 2.5 |  |  | n/a | PVgeneric_sun | Solar_Fixed | CAISO_Solar |  |  |  |  | 2013 | 2050 | 0 | CAISO | 2.5 | 1 | 1 | 1 | #VALUE! | 1
| Griffith_CC | GriffithCC (Total CC Plant) | teppc | WALC | WALC | Western Area Power Administration, Lower Colorado Region | WALC | SW | 2001-10-01 | 2050-12-31 | 590.8 | 100% | 590.8 | 590.8 |  |  | CCWhole-NatGas-Industrial | CC_NG | CC | SW_CCGT |  |  |  |  | 2002 | 2050 | 0 | SW | 590.8 | 1 | 1 | 1 | #VALUE! | 1
| GRIZLY_1_UNIT_1 | GRIZZLY HYDRO | caiso | PGE_Valley | PGE_Valley | Pacific Gas and Electric Valley | PGE_Valley | CAISO | 1993-01-01 | 2050-12-31 | 20 | 100% | 20 | 20 |  |  | n/a | Hydro_Standard | Hydro | CAISO_Hydro |  |  |  |  | 1993 | 2050 | 0 | CAISO | 20 | 1 | 1 | 1 | #VALUE! | 1
| GRNLF1_1_UNITS | Greenleaf 1 | caiso | PGE_Valley | PGE_Valley | Pacific Gas and Electric Valley | PGE_Valley | CAISO | 1989-01-11 | 2019-03-11 | 0 | 0% |  | 49.2 |  |  | CCWhole-NatGas-Aero | CT_NG | CT | CAISO_Peaker1 |  |  |  |  | 1989 | 2018 | 0 | CAISO | 49.2 | 1 | 1 | 1 | #VALUE! | 1
| GRNLF2_1_UNIT | GREENLEAF II COGEN | caiso | PGE_Valley | PGE_Valley | Pacific Gas and Electric Valley | PGE_Valley | CAISO | 1989-10-12 | 2050-12-31 | 33.13 | 66.93% | 33.13 | 49.5 |  |  | CT-NatGas-Aero | Cogen_NG | Cogen | CAISO_CHP |  |  |  |  | 1990 | 2050 | 0 | CAISO | 49.5 | 1 | 1 | 1 | #VALUE! | 1
| GRNVLY_7_SCLAND | SANTA CRUZ LANDFILL GENERATING PLANT | caiso | PGE_Valley | PGE_Valley | Pacific Gas and Electric Valley | PGE_Valley | CAISO | 2006-02-02 | 2050-12-31 | 3.04 | 100% | 3.04 | 3.04 |  |  | n/a | Biogas_ | Biogas_LandfillGas | CAISO_Biomass |  |  |  |  | 2006 | 2050 | 0 | CAISO | 3.04 | 1 | 1 | 1 | #VALUE! | 1
| Grove_Solar_Center_LLC |  | teppc | IPTV | IPTV | Idaho Treasure Valley | IPCO | NW | 2016-12-31 | 2050-12-31 | 140 | 100% | 140 | 140 |  |  | SolarPV-NonTracking | FixedPV_sun | Solar_Fixed | NW_Solar |  |  |  |  | 2017 | 2050 | 0 | NW | 140 | 1 | 1 | 1 | #VALUE! | 1
| GRSCRK_6_BGCKWW | BIG CREEK WATER WORKS - CEDAR FLAT | caiso | PGE_Bay | PGE_Bay | Pacific Gas and Electric Bay | PGE_Bay | CAISO | 1987-01-01 | 2050-12-31 | 5 | 100% | 5 | 5 |  |  | n/a | Hydro_Standard | Hydro | CAISO_Small_Hydro |  |  |  |  | 1987 | 2050 | 0 | CAISO | 5 | 1 | 1 | 1 | #VALUE! | 1
| GRZZLY_1_BERKLY |  | caiso | PGE_Bay | PGE_Bay | Pacific Gas and Electric Bay | PGE_Bay | CAISO | 1987-05-19 | 2050-12-31 | 22.38 | 84.93% | 22.38 | 26.35 |  |  | CCWhole-NatGas-Industrial | CT_NG | CT | CAISO_Peaker2 |  |  |  |  | 1987 | 2050 | 0 | CAISO | 26.35 | 1 | 1 | 1 | #VALUE! | 1
| GUERNS_6_SOLAR |  | caiso | PGE_Valley | PGE_Valley | Pacific Gas and Electric Valley | PGE_Valley | CAISO | 2013-09-18 | 2050-12-31 | 20 | 100% | 20 | 20 |  |  | n/a | PVgeneric_sun | Solar_Fixed | CAISO_Solar |  |  |  |  | 2014 | 2050 | 0 | CAISO | 20 | 1 | 1 | 1 | #VALUE! | 1
| Guernsey_1 | Guernsey 1 | teppc | WACM | WACM | Western Area Power Administration, Colorado-Missouri Region | WACM | Excluded | 1927-07-01 | 2050-12-31 | 3.2 | 100% | 3.2 | 3.2 |  |  | Hydro | Hydro_Standard | Hydro | Excluded_Hydro |  |  |  |  | 1928 | 2050 | 0 | Excluded | 3.2 | 1 | 1 | 1 | #VALUE! | 1
| Guernsey_2 | Guernsey 2 | teppc | WACM | WACM | Western Area Power Administration, Colorado-Missouri Region | WACM | Excluded | 1928-01-01 | 2050-12-31 | 3.2 | 100% | 3.2 | 3.2 |  |  | Hydro | Hydro_Standard | Hydro | Excluded_Hydro |  |  |  |  | 1928 | 2050 | 0 | Excluded | 3.2 | 1 | 1 | 1 | #VALUE! | 1
| GWFPWR_1_UNITS | HEP PEAKER PLANT UNIT 2 | caiso | PGE_Valley | PGE_Valley | Pacific Gas and Electric Valley | PGE_Valley | CAISO | 2001-08-27 | 2050-12-31 | 98.46 | 100% | 98.46 | 98.46 |  |  | CT-NatGas-Aero | CT_NG | CT | CAISO_Peaker1 |  |  |  |  | 2002 | 2050 | 0 | CAISO | 98.46 | 1 | 1 | 1 | #VALUE! | 1
| GYS5X6_7_UNITS | GEYSERS UNITS 5 & 6 AGGREGATE | caiso | PGE_Bay | PGE_Bay | Pacific Gas and Electric Bay | PGE_Bay | CAISO | 1971-01-01 | 2050-12-31 | 85 | 100% | 85 | 85 |  |  | n/a | Geothermal_steam | Geothermal | CAISO_Geothermal |  |  |  |  | 1971 | 2050 | 0 | CAISO | 85 | 1 | 1 | 1 | #VALUE! | 1
| GYS7X8_7_UNITS | GEYSERS UNITS 7 & 8 AGGREGATE | caiso | PGE_Bay | PGE_Bay | Pacific Gas and Electric Bay | PGE_Bay | CAISO | 1972-01-01 | 2050-12-31 | 76 | 92.68% | 76 | 82 |  |  | n/a | Geothermal_steam | Geothermal | CAISO_Geothermal |  |  |  |  | 1972 | 2050 | 0 | CAISO | 82 | 1 | 1 | 1 | #VALUE! | 1
| GYSRVL_7_WSPRNG | Warm Springs Hydro | caiso | PGE_Bay | PGE_Bay | Pacific Gas and Electric Bay | PGE_Bay | CAISO | 1988-12-22 | 2050-12-31 | 3.75 | 100% | 3.75 | 3.75 |  |  | n/a | Hydro_Standard | Hydro | CAISO_Small_Hydro |  |  |  |  | 1989 | 2050 | 0 | CAISO | 3.75 | 1 | 1 | 1 | #VALUE! | 1
| H_M_Jackson_1 | H M Jackson-1 | teppc | BPAT | BPAT | Bonneville Power Administration – Transmission | BPAT | NW | 1984-06-01 | 2050-12-31 | 47.5 | 100% | 47.5 | 47.5 |  |  | Hydro | Hydro_Standard | Hydro | NW_Hydro |  |  |  |  | 1984 | 2050 | 0 | NW | 47.5 | 1 | 1 | 1 | #VALUE! | 1
| H_M_Jackson_2 | H M Jackson-2 | teppc | BPAT | BPAT | Bonneville Power Administration – Transmission | BPAT | NW | 1984-06-01 | 2050-12-31 | 47.5 | 100% | 47.5 | 47.5 |  |  | Hydro | Hydro_Standard | Hydro | NW_Hydro |  |  |  |  | 1984 | 2050 | 0 | NW | 47.5 | 1 | 1 | 1 | #VALUE! | 1
| H_M_Jackson_3 | H M Jackson-3 | teppc | BPAT | BPAT | Bonneville Power Administration – Transmission | BPAT | NW | 1984-06-01 | 2050-12-31 | 8.4 | 100% | 8.4 | 8.4 |  |  | Hydro | Hydro_Standard | Hydro | NW_Hydro |  |  |  |  | 1984 | 2050 | 0 | NW | 8.4 | 1 | 1 | 1 | #VALUE! | 1
| H_M_Jackson_4 | H M Jackson-4 | teppc | BPAT | BPAT | Bonneville Power Administration – Transmission | BPAT | NW | 1984-06-01 | 2050-12-31 | 8.4 | 100% | 8.4 | 8.4 |  |  | Hydro | Hydro_Standard | Hydro | NW_Hydro |  |  |  |  | 1984 | 2050 | 0 | NW | 8.4 | 1 | 1 | 1 | #VALUE! | 1
| H_Wilson_Sundt_4_Coal | H. Wilson Sundt Generating Station 4 | teppc | PNM | PNM | Public Service Company of New Mexico | PNM_EPE | SW | 1967-07-01 | 2030-01-01 | 125 | 100% | 125 | 125 |  |  | ST-Coal | Steam_Coal | Coal | SW_Coal |  |  |  |  | 1968 | 2029 | 0 | SW | 125 | 1 | 1 | 1 | #VALUE! | 1
| H_Wilson_Sundt_4_Gas | Gas Replacement for H. Wilson Sundt Generating Station 4 | teppc | TEPC | TEPC | Tucson Electric Power Company | TEPC | SW | 2017-01-01 | 2050-12-31 | 156 | 100% | 156 | 156 |  |  | ST-NatGas | ST_NG | Steam | SW_ST |  |  |  |  | 2017 | 2050 | 0 | SW | 156 | 1 | 1 | 1 | #VALUE! | 1
| H_Wilson_Sundt_GT1 | H. Wilson Sundt CT GT1 | teppc | TEPC | TEPC | Tucson Electric Power Company | TEPC | SW | 1972-12-01 | 2050-12-31 | 22 | 100% | 22 | 22 |  |  | CT-NatGas-Aero | CT_NG | CT | SW_Peaker |  |  |  |  | 1973 | 2050 | 0 | SW | 22 | 1 | 1 | 1 | #VALUE! | 1
| H_Wilson_Sundt_GT2 | H. Wilson Sundt CT GT2 | teppc | TEPC | TEPC | Tucson Electric Power Company | TEPC | SW | 1972-12-01 | 2050-12-31 | 22 | 100% | 22 | 22 |  |  | CT-NatGas-Aero | CT_NG | CT | SW_Peaker |  |  |  |  | 1973 | 2050 | 0 | SW | 22 | 1 | 1 | 1 | #VALUE! | 1
| H_Wilson_Sundt_ST1 | H. Wilson Sundt Generating Station ST1 | teppc | TEPC | TEPC | Tucson Electric Power Company | TEPC | SW | 1958-12-01 | 2019-08-31 | 75 | 100% | 75 | 75 |  |  | ST-NatGas | ST_NG | Steam | SW_ST |  |  |  |  | 1959 | 2019 | 0 | SW | 75 | 1 | 1 | 1 | #VALUE! | 1
| H_Wilson_Sundt_ST2 | H. Wilson Sundt Generating Station ST2 | teppc | TEPC | TEPC | Tucson Electric Power Company | TEPC | SW | 1960-10-01 | 2019-08-31 | 75 | 100% | 75 | 75 |  |  | ST-NatGas | ST_NG | Steam | SW_ST |  |  |  |  | 1961 | 2019 | 0 | SW | 75 | 1 | 1 | 1 | #VALUE! | 1
| H_Wilson_Sundt_ST3 | H. Wilson Sundt Generating Station ST3 | teppc | TEPC | TEPC | Tucson Electric Power Company | TEPC | SW | 1962-06-01 | 2050-12-31 | 105 | 100% | 105 | 105 |  |  | ST-NatGas | ST_NG | Steam | SW_ST |  |  |  |  | 1962 | 2050 | 0 | SW | 105 | 1 | 1 | 1 | #VALUE! | 1
| HAASPH_7_PL1X2 | HAAS PH UNIT 1 & 2 AGGREGATE | caiso | PGE_Valley | PGE_Valley | Pacific Gas and Electric Valley | PGE_Valley | CAISO | 1958-01-01 | 2050-12-31 | 144 | 100% | 144 | 144 |  |  | n/a | Hydro_Standard | Hydro | CAISO_Hydro |  |  |  |  | 1958 | 2050 | 0 | CAISO | 144 | 1 | 1 | 1 | #VALUE! | 1
| Hailey_Cspp_1 | Hailey Cspp-1 | teppc | IPFE | IPFE | Idaho Far East | IPCO | NW | 1985-06-25 | 2030-04-15 | 0.06 | 100% | 0.06 | 0.06 |  |  | Hydro | Hydro_Standard | Hydro | NW_Hydro |  |  |  |  | 1985 | 2029 | 0 | NW | 0.06 | 1 | 1 | 1 | #VALUE! | 1
| Haiwee_1 | Haiwee 1 | teppc | LDWP | LDWP | Los Angeles Department of Water and Power | LADWP | LDWP | 1927-07-01 | 2050-12-31 | 2.8 | 100% | 2.8 | 2.8 |  |  | Hydro | Hydro_Standard | Hydro | LDWP_Hydro |  |  |  |  | 1928 | 2050 | 0 | LDWP | 2.8 | 1 | 1 | 1 | #VALUE! | 1
| Haiwee_2 | Haiwee 2 | teppc | LDWP | LDWP | Los Angeles Department of Water and Power | LADWP | LDWP | 1927-07-01 | 2050-12-31 | 2.7 | 100% | 2.7 | 2.7 |  |  | Hydro | Hydro_Standard | Hydro | LDWP_Hydro |  |  |  |  | 1928 | 2050 | 0 | LDWP | 2.7 | 1 | 1 | 1 | #VALUE! | 1
| Halkirk1 | Halkirk-WG1-1 | teppc | AESO | AESO | Alberta Electric System Operator | BCHA_AESO | Excluded | 2012-12-01 | 2050-12-31 | 75.6 | 100% | 75.6 | 75.6 |  |  | WT-Onshore | wind_onshorewind | Wind | Excluded_Wind | CAISO | 75.6 |  |  | 2013 | 2050 | 0 | CAISO | 75.6 | 1 | 1 | 1 | #VALUE! | 1
| Halkirk2 | Halkirk-WG1-2 | teppc | AESO | AESO | Alberta Electric System Operator | BCHA_AESO | Excluded | 2012-12-01 | 2050-12-31 | 73.8 | 100% | 73.8 | 73.8 |  |  | WT-Onshore | wind_onshorewind | Wind | Excluded_Wind |  |  |  |  | 2013 | 2050 | 0 | Excluded | 73.8 | 1 | 1 | 1 | #VALUE! | 1
| HALSEY_6_UNIT | HALSEY HYDRO | caiso | PGE_Valley | PGE_Valley | Pacific Gas and Electric Valley | PGE_Valley | CAISO | 1916-01-01 | 2050-12-31 | 13.5 | 100% | 13.5 | 13.5 |  |  | n/a | Hydro_Standard | Hydro | CAISO_Small_Hydro |  |  |  |  | 1916 | 2050 | 0 | CAISO | 13.5 | 1 | 1 | 1 | #VALUE! | 1
| Hammett_Hill | Hammett Hill Windfarm-1 | teppc | IPFE | IPFE | Idaho Far East | IPCO | NW | 2012-08-02 | 2050-12-31 | 23 | 100% | 23 | 23 |  |  | WT-Onshore | wind_onshorewind | Wind | NW_Wind |  |  |  |  | 2013 | 2050 | 0 | NW | 23 | 1 | 1 | 1 | #VALUE! | 1
| Happy_Jack | Happy Jack Windpower HJW01 | teppc | WACM | WACM | Western Area Power Administration, Colorado-Missouri Region | WACM | Excluded | 2008-09-01 | 2050-12-31 | 29.4 | 100% | 29.4 | 29.4 |  |  | WT-Onshore | wind_onshorewind | Wind | Excluded_Wind |  |  |  |  | 2009 | 2050 | 0 | Excluded | 29.4 | 1 | 1 | 1 | #VALUE! | 1
| HARBGN_7_UNITS | Harbor Cogen Unit 2 | caiso | SCE | SCE | Southern California Edison | SCE | CAISO | 2001-06-14 | 2050-12-31 | 100 | 91.73% | 100 | 109.01 |  |  | CCWhole-NatGas-Industrial | CC_NG | CC | CAISO_CCGT2 |  |  |  |  | 2001 | 2050 | 0 | CAISO | 109.01 | 1 | 1 | 1 | #VALUE! | 1
| Harbor_CC | HarborCC (Total CC Plant) | teppc | LDWP | LDWP | Los Angeles Department of Water and Power | LADWP | LDWP | 1995-01-01 | 2026-12-31 | 231 | 100% | 231 | 231 |  |  | CCWhole-NatGas-Industrial | CC_NG | CC | LDWP_CCGT |  |  |  |  | 1995 | 2026 | 0 | LDWP | 231 | 1 | 1 | 1 | #VALUE! | 1
| Harbor_Unit_10 | Harbor CT GT10 | teppc | LDWP | LDWP | Los Angeles Department of Water and Power | LADWP | LDWP | 2001-10-01 | 2050-12-31 | 49 | 100% | 49 | 49 |  |  | CT-NatGas-Aero | CT_NG | CT | LDWP_Peaker |  |  |  |  | 2002 | 2050 | 0 | LDWP | 49 | 1 | 1 | 1 | #VALUE! | 1
| Harbor_Unit_11 | Harbor CT GT11 | teppc | LDWP | LDWP | Los Angeles Department of Water and Power | LADWP | LDWP | 2001-10-01 | 2050-12-31 | 49 | 100% | 49 | 49 |  |  | CT-NatGas-Aero | CT_NG | CT | LDWP_Peaker |  |  |  |  | 2002 | 2050 | 0 | LDWP | 49 | 1 | 1 | 1 | #VALUE! | 1
| Harbor_Unit_12 | Harbor CT GT12 | teppc | LDWP | LDWP | Los Angeles Department of Water and Power | LADWP | LDWP | 2001-10-01 | 2050-12-31 | 49 | 100% | 49 | 49 |  |  | CT-NatGas-Aero | CT_NG | CT | LDWP_Peaker |  |  |  |  | 2002 | 2050 | 0 | LDWP | 49 | 1 | 1 | 1 | #VALUE! | 1
| Harbor_Unit_13 | Harbor CT GT13 | teppc | LDWP | LDWP | Los Angeles Department of Water and Power | LADWP | LDWP | 2001-10-01 | 2050-12-31 | 49 | 100% | 49 | 49 |  |  | CT-NatGas-Aero | CT_NG | CT | LDWP_Peaker |  |  |  |  | 2002 | 2050 | 0 | LDWP | 49 | 1 | 1 | 1 | #VALUE! | 1
| Harbor_Unit_14 | Harbor CT GT14 | teppc | LDWP | LDWP | Los Angeles Department of Water and Power | LADWP | LDWP | 2001-10-01 | 2050-12-31 | 49 | 100% | 49 | 49 |  |  | CT-NatGas-Aero | CT_NG | CT | LDWP_Peaker |  |  |  |  | 2002 | 2050 | 0 | LDWP | 49 | 1 | 1 | 1 | #VALUE! | 1
| Hardin | Hardin Generator Project-UNT1 | teppc | NWMT | NWMT | NorthWestern Energy | NWMT_WAUW | NW | 2006-04-01 | 2050-01-01 | 107 | 100% | 107 | 107 |  |  | ST-Coal | Steam_Coal | Coal | NW_Coal |  |  |  |  | 2006 | 2049 | 0 | NW | 107 | 1 | 1 | 1 | #VALUE! | 1
| Harmac_Biomass | Harmac Biomass-1_Harmac Biomass-1_IPP-HMC | teppc | BCHA | BCHA | British Columbia Transmission Company | BCHA_AESO | Excluded | 2013-08-12 | 2028-08-12 | 55 | 100% | 55 | 55 |  |  | Bio-ST | ST_Biomass | Biomass/Wood | Excluded_Biomass |  |  |  |  | 2014 | 2028 | 0 | Excluded | 55 | 1 | 1 | 1 | #VALUE! | 1
| HARMATT10 | AltaGas Harmattan 2 | teppc | AESO | AESO | Alberta Electric System Operator | BCHA_AESO | Excluded | 1950-01-01 | 2050-12-31 | 12.3 | 100% | 12.3 | 12.3 |  |  | CT-NatGas-Industrial | CT_NG | CT | Excluded_Peaker |  |  |  |  | 1950 | 2050 | 0 | Excluded | 12.3 | 1 | 1 | 1 | #VALUE! | 1
| HARMATT11 |  | teppc | AESO | AESO | Alberta Electric System Operator | BCHA_AESO | Excluded | 1950-01-01 | 2050-12-31 | 13.5 | 100% | 13.5 | 13.5 |  |  | CT-NatGas-Industrial | CT_NG | CT | Excluded_Peaker |  |  |  |  | 1950 | 2050 | 0 | Excluded | 13.5 | 1 | 1 | 1 | #VALUE! | 1
| HARMATT12 |  | teppc | AESO | AESO | Alberta Electric System Operator | BCHA_AESO | Excluded | 1950-01-01 | 2050-12-31 | 395 | 100% | 395 | 395 |  |  | CT-NatGas-Industrial | CT_NG | CT | Excluded_Peaker |  |  |  |  | 1950 | 2050 | 0 | Excluded | 395 | 1 | 1 | 1 | #VALUE! | 1
| HARMATT9 |  | teppc | AESO | AESO | Alberta Electric System Operator | BCHA_AESO | Excluded | 1950-01-01 | 2050-12-31 | 15 | 100% | 15 | 15 |  |  | CT-AB-Cogen | Cogen_NG | Cogen | Excluded_CHP |  |  |  |  | 1950 | 2050 | 0 | Excluded | 15 | 1 | 1 | 1 | #VALUE! | 1
| HarquahalaCC1_Total | HarquahalaCC1 (Total CC Plant) | teppc | TH_PV | TH_PV | Palo Verde and Arlington Valley and Harquahala CC and Redhawk | AZPS | SW | 2003-09-01 | 2050-12-31 | 360 | 100% | 360 | 360 |  |  | CCWhole-NatGas-Industrial | CC_NG | CC | SW_CCGT |  |  |  |  | 2004 | 2050 | 0 | SW | 360 | 1 | 1 | 1 | #VALUE! | 1
| HarquahalaCC2_Total | HarquahalaCC2 (Total CC Plant) | teppc | TH_PV | TH_PV | Palo Verde and Arlington Valley and Harquahala CC and Redhawk | AZPS | SW | 2003-09-01 | 2050-12-31 | 360 | 100% | 360 | 360 |  |  | CCWhole-NatGas-Industrial | CC_NG | CC | SW_CCGT |  |  |  |  | 2004 | 2050 | 0 | SW | 360 | 1 | 1 | 1 | #VALUE! | 1
| HarquahalaCC3_Total | HarquahalaCC3 (Total CC Plant) | teppc | TH_PV | TH_PV | Palo Verde and Arlington Valley and Harquahala CC and Redhawk | AZPS | SW | 2003-09-01 | 2050-12-31 | 360 | 100% | 360 | 360 |  |  | CCWhole-NatGas-Industrial | CC_NG | CC | SW_CCGT |  |  |  |  | 2004 | 2050 | 0 | SW | 360 | 1 | 1 | 1 | #VALUE! | 1
| Harry_Allen_CC | HarryAllenCC (Total CC Plant) | teppc | NEVP | NEVP | Nevada Power Company | NEVP | SW | 2011-05-30 | 2050-12-31 | 521.7 | 100% | 521.7 | 521.7 |  |  | CCWhole-NatGas-Industrial | CC_NG | CC | SW_CCGT |  |  |  |  | 2011 | 2050 | 0 | SW | 521.7 | 1 | 1 | 1 | #VALUE! | 1
| Harry_Allen_GT1 | Harry Allen GT1 | teppc | NEVP | NEVP | Nevada Power Company | NEVP | SW | 1995-06-01 | 2030-01-01 | 72 | 100% | 72 | 72 |  |  | CT-NatGas-Aero | CT_NG | CT | SW_Peaker |  |  |  |  | 1995 | 2029 | 0 | SW | 72 | 1 | 1 | 1 | #VALUE! | 1
| Harry_Allen_GT4 | Harry Allen GT4 | teppc | NEVP | NEVP | Nevada Power Company | NEVP | SW | 2006-06-01 | 2037-12-31 | 72 | 100% | 72 | 72 |  |  | CT-NatGas-Aero | CT_NG | CT | SW_Peaker |  |  |  |  | 2006 | 2037 | 0 | SW | 72 | 1 | 1 | 1 | #VALUE! | 1
| Hartzog_1 | Hartzog CT 1 | teppc | WACM | WACM | Western Area Power Administration, Colorado-Missouri Region | WACM | Excluded | 2002-08-01 | 2050-12-31 | 7.2 | 100% | 7.2 | 7.2 |  |  | CT-NatGas-Industrial | CT_NG | CT | Excluded_Peaker |  |  |  |  | 2003 | 2050 | 0 | Excluded | 7.2 | 1 | 1 | 1 | #VALUE! | 1
| Hartzog_2 | Hartzog CT 2 | teppc | WACM | WACM | Western Area Power Administration, Colorado-Missouri Region | WACM | Excluded | 2002-08-01 | 2050-12-31 | 7.2 | 100% | 7.2 | 7.2 |  |  | CT-NatGas-Industrial | CT_NG | CT | Excluded_Peaker |  |  |  |  | 2003 | 2050 | 0 | Excluded | 7.2 | 1 | 1 | 1 | #VALUE! | 1
| Hartzog_3 | Hartzog CT 3 | teppc | WACM | WACM | Western Area Power Administration, Colorado-Missouri Region | WACM | Excluded | 2002-08-01 | 2050-12-31 | 7.2 | 100% | 7.2 | 7.2 |  |  | CT-NatGas-Industrial | CT_NG | CT | Excluded_Peaker |  |  |  |  | 2003 | 2050 | 0 | Excluded | 7.2 | 1 | 1 | 1 | #VALUE! | 1
| Harvest_Wind | Harvest Wind Project-HWP1 | teppc | TPWR | TPWR | Tacoma Power | BPAT | NW | 2010-01-01 | 2050-12-31 | 98.9 | 100% | 98.9 | 98.9 |  |  | WT-Onshore | wind_onshorewind | Wind | NW_Wind |  |  |  |  | 2010 | 2050 | 0 | NW | 98.9 | 1 | 1 | 1 | #VALUE! | 1
| Hat_Creek_Bioenergy__LLC | Hat Creek Bioenergy, LLC | rps | PGE_Valley | PGE_Valley | Pacific Gas and Electric Valley | PGE_Valley | CAISO | 2021-10-01 | 2050-12-31 | 0 | 0% |  | 2.88 |  |  | Biomassnan | ST_Biomass | Biomass/Wood | CAISO_Biomass |  |  |  |  | 2022 | 2050 | 0 | CAISO | 2.88 | 0.95 | 1 | 1 | #VALUE! | 1
| Hatch_Solar_EC | Hatch Solar Energy Center I, LLC-1 | teppc | EPE | EPE | El Paso Electric Company | PNM_EPE | SW | 2011-07-08 | 2036-07-08 | 5 | 100% | 5 | 5 |  |  | SolarPV-Tracking | 1axPV_sun | Solar_1Axis | SW_Solar |  |  |  |  | 2012 | 2036 | 0 | SW | 5 | 1 | 1 | 1 | #VALUE! | 1
| HATCR1_7_UNIT | Hat Creek #1 | caiso | PGE_Valley | PGE_Valley | Pacific Gas and Electric Valley | PGE_Valley | CAISO | 1921-01-01 | 2050-12-31 | 8.5 | 100% | 8.5 | 8.5 |  |  | n/a | Hydro_Standard | Hydro | CAISO_Small_Hydro |  |  |  |  | 1921 | 2050 | 0 | CAISO | 8.5 | 1 | 1 | 1 | #VALUE! | 1
| HATCR2_7_UNIT | Hat Creek #2 | caiso | PGE_Valley | PGE_Valley | Pacific Gas and Electric Valley | PGE_Valley | CAISO | 1921-01-01 | 2050-12-31 | 8.5 | 100% | 8.5 | 8.5 |  |  | n/a | Hydro_Standard | Hydro | CAISO_Small_Hydro |  |  |  |  | 1921 | 2050 | 0 | CAISO | 8.5 | 1 | 1 | 1 | #VALUE! | 1
| HATLOS_6_BWDHY1 | Bidwell Ditch | caiso | PGE_Bay | PGE_Bay | Pacific Gas and Electric Bay | PGE_Bay | CAISO | 2017-06-29 | 2050-12-31 | 2 | 100% | 2 | 2 |  |  | HYDRO_WATER | Hydro_Standard | Hydro | CAISO_Hydro |  |  |  |  | 2017 | 2050 | 0 | CAISO | 2 | 1 | 1 | 1 | #VALUE! | 1
| HATLOS_6_LSCRK | Lost Creek 1 & 2 Hydro Conversion | caiso | PGE_Valley | PGE_Valley | Pacific Gas and Electric Valley | PGE_Valley | CAISO | 1989-06-15 | 2050-12-31 | 1.7 | 100% | 1.7 | 1.7 |  |  | n/a | Hydro_Standard | Hydro | CAISO_Small_Hydro |  |  |  |  | 1989 | 2050 | 0 | CAISO | 1.7 | 1 | 1 | 1 | #VALUE! | 1
| HATRDG_2_WIND | Hatchet Ridge Wind Farm | caiso | PGE_Valley | PGE_Valley | Pacific Gas and Electric Valley | PGE_Valley | CAISO | 2010-11-19 | 2050-12-31 | 102 | 100% | 102 | 102 |  |  | n/a | wind_onshorewind | Wind | CAISO_Wind |  |  |  |  | 2011 | 2050 | 0 | CAISO | 102 | 1 | 1 | 1 | #VALUE! | 1
| Hauer_Creek_1 | Hauer Creek-1_Hauer Creek-1_IPP-HAC | teppc | BCHA | BCHA | British Columbia Transmission Company | BCHA_AESO | Excluded | 2007-06-15 | 2047-04-30 | 2.4 | 100% | 2.4 | 2.4 |  |  | Hydro | Hydro_Standard | Hydro | Excluded_Hydro |  |  |  |  | 2007 | 2046 | 0 | Excluded | 2.4 | 1 | 1 | 1 | #VALUE! | 1
| Hauser_HAU1 | Hauser-HAU1 | teppc | CISC | CISC | Southern California Edison | SCE | CAISO | 1911-11-01 | 2050-12-31 | 2.8 | 100% | 2.8 | 2.8 |  |  | Hydro | Hydro_Standard | Hydro | CAISO_Hydro |  |  |  |  | 1912 | 2050 | 0 | CAISO | 2.8 | 1 | 1 | 1 | #VALUE! | 1
| Hauser_HAU2 | Hauser-HAU2 | teppc | CISC | CISC | Southern California Edison | SCE | CAISO | 1911-11-01 | 2050-12-31 | 2.8 | 100% | 2.8 | 2.8 |  |  | Hydro | Hydro_Standard | Hydro | CAISO_Hydro |  |  |  |  | 1912 | 2050 | 0 | CAISO | 2.8 | 1 | 1 | 1 | #VALUE! | 1
| Hauser_HAU3 | Hauser-HAU3 | teppc | CISC | CISC | Southern California Edison | SCE | CAISO | 1911-11-01 | 2050-12-31 | 2.8 | 100% | 2.8 | 2.8 |  |  | Hydro | Hydro_Standard | Hydro | CAISO_Hydro |  |  |  |  | 1912 | 2050 | 0 | CAISO | 2.8 | 1 | 1 | 1 | #VALUE! | 1
| Hauser_HAU4 | Hauser-HAU4 | teppc | CISC | CISC | Southern California Edison | SCE | CAISO | 1911-11-01 | 2050-12-31 | 2.8 | 100% | 2.8 | 2.8 |  |  | Hydro | Hydro_Standard | Hydro | CAISO_Hydro |  |  |  |  | 1912 | 2050 | 0 | CAISO | 2.8 | 1 | 1 | 1 | #VALUE! | 1
| Hauser_HAU5 | Hauser-HAU5 | teppc | CISC | CISC | Southern California Edison | SCE | CAISO | 1911-11-01 | 2050-12-31 | 2.8 | 100% | 2.8 | 2.8 |  |  | Hydro | Hydro_Standard | Hydro | CAISO_Hydro |  |  |  |  | 1912 | 2050 | 0 | CAISO | 2.8 | 1 | 1 | 1 | #VALUE! | 1
| Hauser_HAU6 | Hauser-HAU6 | teppc | CISC | CISC | Southern California Edison | SCE | CAISO | 1915-09-01 | 2050-12-31 | 3 | 100% | 3 | 3 |  |  | Hydro | Hydro_Standard | Hydro | CAISO_Hydro |  |  |  |  | 1916 | 2050 | 0 | CAISO | 3 | 1 | 1 | 1 | #VALUE! | 1
| Hay_Canyon_Wind | Hay Canyon Wind Power LLC-1 | teppc | TPWR | TPWR | Tacoma Power | BPAT | NW | 2009-04-01 | 2050-12-31 | 100.8 | 100% | 100.8 | 100.8 |  |  | WT-Onshore | wind_onshorewind | Wind | NW_Wind |  |  |  |  | 2009 | 2050 | 0 | NW | 100.8 | 1 | 1 | 1 | #VALUE! | 1
| Hayden_1 | Hayden 1 | teppc | WACM | WACM | Western Area Power Administration, Colorado-Missouri Region | WACM | Excluded | 1965-07-01 | 2030-12-31 | 212 | 100% | 212 | 212 |  |  | ST-Coal | Steam_Coal | Coal | Excluded_Coal |  |  |  |  | 1966 | 2030 | 0 | Excluded | 212 | 1 | 1 | 1 | #VALUE! | 1
| Hayden_2 | Hayden 2 | teppc | WACM | WACM | Western Area Power Administration, Colorado-Missouri Region | WACM | Excluded | 1976-09-01 | 2029-12-31 | 286 | 100% | 286 | 286 |  |  | ST-Coal | Steam_Coal | Coal | Excluded_Coal |  |  |  |  | 1977 | 2029 | 0 | Excluded | 286 | 1 | 1 | 1 | #VALUE! | 1
| Haynes_1 | Haynes 1 | teppc | LDWP | LDWP | Los Angeles Department of Water and Power | LADWP | LDWP | 1962-09-01 | 2023-12-31 | 222 | 100% | 222 | 222 |  |  | ST-NatGas | ST_NG | Steam | LDWP_ST |  |  |  |  | 1963 | 2023 | 0 | LDWP | 222 | 1 | 1 | 1 | #VALUE! | 1
| Haynes_11 | Haynes (Unit 5 & 6) Repowering Project 11 | teppc | LDWP | LDWP | Los Angeles Department of Water and Power | LADWP | LDWP | 2013-06-01 | 2050-12-31 | 96 | 100% | 96 | 96 |  |  | CT-NatGas-Industrial | CT_NG | CT | LDWP_Peaker |  |  |  |  | 2013 | 2050 | 0 | LDWP | 96 | 1 | 1 | 1 | #VALUE! | 1
| Haynes_12 | Haynes (Unit 5 & 6) Repowering Project 12 | teppc | LDWP | LDWP | Los Angeles Department of Water and Power | LADWP | LDWP | 2013-06-01 | 2050-12-31 | 96 | 100% | 96 | 96 |  |  | CT-NatGas-Industrial | CT_NG | CT | LDWP_Peaker |  |  |  |  | 2013 | 2050 | 0 | LDWP | 96 | 1 | 1 | 1 | #VALUE! | 1
| Haynes_13 | Haynes (Unit 5 & 6) Repowering Project 13 | teppc | LDWP | LDWP | Los Angeles Department of Water and Power | LADWP | LDWP | 2013-06-01 | 2050-12-31 | 96 | 100% | 96 | 96 |  |  | CT-NatGas-Industrial | CT_NG | CT | LDWP_Peaker |  |  |  |  | 2013 | 2050 | 0 | LDWP | 96 | 1 | 1 | 1 | #VALUE! | 1
| Haynes_14 | Haynes (Unit 5 & 6) Repowering Project 14 | teppc | LDWP | LDWP | Los Angeles Department of Water and Power | LADWP | LDWP | 2013-06-01 | 2050-12-31 | 96 | 100% | 96 | 96 |  |  | CT-NatGas-Industrial | CT_NG | CT | LDWP_Peaker |  |  |  |  | 2013 | 2050 | 0 | LDWP | 96 | 1 | 1 | 1 | #VALUE! | 1
| Haynes_15 | Haynes (Unit 5 & 6) Repowering Project 15 | teppc | LDWP | LDWP | Los Angeles Department of Water and Power | LADWP | LDWP | 2013-06-01 | 2050-12-31 | 96 | 100% | 96 | 96 |  |  | CT-NatGas-Industrial | CT_NG | CT | LDWP_Peaker |  |  |  |  | 2013 | 2050 | 0 | LDWP | 96 | 1 | 1 | 1 | #VALUE! | 1
| Haynes_16 | Haynes (Unit 5 & 6) Repowering Project 16 | teppc | LDWP | LDWP | Los Angeles Department of Water and Power | LADWP | LDWP | 2013-06-01 | 2050-12-31 | 96 | 100% | 96 | 96 |  |  | CT-NatGas-Industrial | CT_NG | CT | LDWP_Peaker |  |  |  |  | 2013 | 2050 | 0 | LDWP | 96 | 1 | 1 | 1 | #VALUE! | 1
| Haynes_2 | Haynes 2 | teppc | LDWP | LDWP | Los Angeles Department of Water and Power | LADWP | LDWP | 1963-04-01 | 2023-12-31 | 222 | 100% | 222 | 222 |  |  | ST-NatGas | ST_NG | Steam | LDWP_ST |  |  |  |  | 1963 | 2023 | 0 | LDWP | 222 | 1 | 1 | 1 | #VALUE! | 1
| Haynes_CC | HaynesCC (Total CC Plant) | teppc | LDWP | LDWP | Los Angeles Department of Water and Power | LADWP | LDWP | 1967-03-01 | 2050-12-31 | 590 | 100% | 590 | 590 |  |  | CCWhole-NatGas-Industrial | CC_NG | CC | LDWP_CCGT |  |  |  |  | 1967 | 2050 | 0 | LDWP | 590 | 1 | 1 | 1 | #VALUE! | 1
| HAYPRS_6_QFUNTS | HAYPRESS HYDRO QF UNITS | caiso | PGE_Valley | PGE_Valley | Pacific Gas and Electric Valley | PGE_Valley | CAISO | 1989-04-11 | 2050-12-31 | 14.8 | 100% | 14.8 | 14.8 |  |  | n/a | Hydro_Standard | Hydro | CAISO_Small_Hydro |  |  |  |  | 1989 | 2050 | 0 | CAISO | 14.8 | 1 | 1 | 1 | #VALUE! | 1
| Hazelton_B1 | Hazelton B Hydro-U1 | teppc | IPTV | IPTV | Idaho Treasure Valley | IPCO | NW | 1993-05-08 | 2050-12-31 | 6.5 | 100% | 6.5 | 6.5 |  |  | Hydro | Hydro_Standard | Hydro | NW_Hydro |  |  |  |  | 1993 | 2050 | 0 | NW | 6.5 | 1 | 1 | 1 | #VALUE! | 1
| Hazelton_B2 | Hazelton B Hydro-U2 | teppc | IPFE | IPFE | Idaho Far East | IPCO | NW | 1993-05-08 | 2050-12-31 | 3.8 | 100% | 3.8 | 3.8 |  |  | Hydro | Hydro_Standard | Hydro | NW_Hydro |  |  |  |  | 1993 | 2050 | 0 | NW | 3.8 | 1 | 1 | 1 | #VALUE! | 1
| Headgate_Rock_1 | Headgate Rock 1 | teppc | WALC | WALC | Western Area Power Administration, Lower Colorado Region | WALC | SW | 1993-12-01 | 2050-12-31 | 6.5 | 100% | 6.5 | 6.5 |  |  | Hydro | Hydro_Standard | Hydro | SW_Hydro |  |  |  |  | 1994 | 2050 | 0 | SW | 6.5 | 1 | 1 | 1 | #VALUE! | 1
| Headgate_Rock_2 | Headgate Rock 2 | teppc | WALC | WALC | Western Area Power Administration, Lower Colorado Region | WALC | SW | 1993-10-01 | 2050-12-31 | 6.5 | 100% | 6.5 | 6.5 |  |  | Hydro | Hydro_Standard | Hydro | SW_Hydro |  |  |  |  | 1994 | 2050 | 0 | SW | 6.5 | 1 | 1 | 1 | #VALUE! | 1
| Headgate_Rock_3 | Headgate Rock 3 | teppc | WALC | WALC | Western Area Power Administration, Lower Colorado Region | WALC | SW | 1993-07-01 | 2050-12-31 | 6.5 | 100% | 6.5 | 6.5 |  |  | Hydro | Hydro_Standard | Hydro | SW_Hydro |  |  |  |  | 1994 | 2050 | 0 | SW | 6.5 | 1 | 1 | 1 | #VALUE! | 1
| Heart_Mountain | Heart Mountain 1 | teppc | WACM | WACM | Western Area Power Administration, Colorado-Missouri Region | WACM | Excluded | 1947-12-01 | 2050-12-31 | 6.9 | 100% | 6.9 | 6.9 |  |  | Hydro | Hydro_Standard | Hydro | Excluded_Hydro |  |  |  |  | 1948 | 2050 | 0 | Excluded | 6.9 | 1 | 1 | 1 | #VALUE! | 1
| Heartland_CC15 | Genesee CC | teppc | BCHA | BCHA | British Columbia Transmission Company | BCHA_AESO | Excluded | 2025-01-01 | 2029-12-31 | 249.8 | 100% | 249.8 | 249.8 |  |  | CCWhole-NatGas-Industrial | CC_NG | CC | Excluded_CCGT |  |  |  |  | 2025 | 2029 | 0 | Excluded | 249.8 | 1 | 1 | 1 | #VALUE! | 1
| Heartland_CC16 | Genesee CC | teppc | BCHA | BCHA | British Columbia Transmission Company | BCHA_AESO | Excluded | 2025-01-01 | 2029-12-31 | 249.8 | 100% | 249.8 | 249.8 |  |  | CCWhole-NatGas-Industrial | CC_NG | CC | Excluded_CCGT |  |  |  |  | 2025 | 2029 | 0 | Excluded | 249.8 | 1 | 1 | 1 | #VALUE! | 1
| Heber_Geo_1 | Heber I BT 2¦HEBER1 unit 11¦Heber 1-11 | teppc | IID | IID | Imperial Irrigation District | IID | IID | 2006-06-01 | 2050-12-31 | 8.75 | 100% | 8.75 | 8.75 |  |  | Geo-BinaryCycle | Geothermal_steam | Geothermal | IID_Geothermal |  |  |  |  | 2006 | 2050 | 0 | IID | 8.75 | 1 | 1 | 1 | #VALUE! | 1
| Heber_Geo_2 | Heber I BT 3¦HEBERSCE_13.8_HEBER1 unit 12¦Heber 1-12 | teppc | IID | IID | Imperial Irrigation District | IID | IID | 2006-06-01 | 2050-12-31 | 4.37 | 100% | 4.37 | 4.37 |  |  | Geo-BinaryCycle | Geothermal_steam | Geothermal | IID_Geothermal |  |  |  |  | 2006 | 2050 | 0 | IID | 4.37 | 1 | 1 | 1 | #VALUE! | 1
| Heber_Geo_Complex | Heber I Geothermal 1¦HEBER GEOTHEMAL COMPLEX PLANT¦HGC | teppc | IID | IID | Imperial Irrigation District | IID | IID | 1985-06-01 | 2050-12-31 | 52 | 100% | 52 | 52 |  |  | Geo-BinaryCycle | Geothermal_steam | Geothermal | IID_Geothermal |  |  |  |  | 1985 | 2050 | 0 | IID | 52 | 1 | 1 | 1 | #VALUE! | 1
| Heber_II | Second Imperial Geothermal Company - Heber II 13-14¦SIGC92_13.8_HEBER_IMPERIAL¦GPGOII | teppc | IID | IID | Imperial Irrigation District | IID | IID | 2008-04-01 | 2050-12-31 | 16 | 100% | 16 | 16 |  |  | Geo-BinaryCycle | Geothermal_steam | Geothermal | IID_Geothermal |  |  |  |  | 2008 | 2050 | 0 | IID | 16 | 1 | 1 | 1 | #VALUE! | 1
| Heber_Solar_PV | Heber Solar PV Project 1¦HEBR200 | teppc | IID | IID | Imperial Irrigation District | IID | IID | 2014-05-01 | 2050-12-31 | 10 | 100% | 10 | 10 |  |  | SolarPV-NonTracking | FixedPV_sun | Solar_Fixed | IID_Solar |  |  |  |  | 2014 | 2050 | 0 | IID | 10 | 1 | 1 | 1 | #VALUE! | 1
| Heber_South_1 | Heber South 1¦HEBER SOUTH GEOTHERMAL¦GPHEBS | teppc | IID | IID | Imperial Irrigation District | IID | IID | 2008-04-01 | 2050-12-31 | 16 | 100% | 16 | 16 |  |  | Geo-BinaryCycle | Geothermal_steam | Geothermal | IID_Geothermal |  |  |  |  | 2008 | 2050 | 0 | IID | 16 | 1 | 1 | 1 | #VALUE! | 1
| Hedge_Solar | Hedge PV 1 | teppc | BANC | BANC | Balancing Authority of Northern California | SMUD | BANC | 2012-01-01 | 2050-01-01 | 1.5 | 100% | 1.5 | 1.5 |  |  | SolarPV-NonTracking | FixedPV_sun | Solar_Fixed | BANC_Solar |  |  |  |  | 2012 | 2049 | 0 | BANC | 1.5 | 1 | 1 | 1 | #VALUE! | 1
| Hellroaring1 | Hellroaring Hydro-HY1 | teppc | PNM | PNM | Public Service Company of New Mexico | PNM_EPE | SW | 1916-04-01 | 2030-04-15 | 0.2 | 100% | 0.2 | 0.2 |  |  | Hydro | Hydro_Standard | Hydro | SW_Hydro |  |  |  |  | 1916 | 2029 | 0 | SW | 0.2 | 1 | 1 | 1 | #VALUE! | 1
| Hellroaring2 | Hellroaring Hydro-HY2 | teppc | PNM | PNM | Public Service Company of New Mexico | PNM_EPE | SW | 1916-04-02 | 2030-04-15 | 0.2 | 100% | 0.2 | 0.2 |  |  | Hydro | Hydro_Standard | Hydro | SW_Hydro |  |  |  |  | 1916 | 2029 | 0 | SW | 0.2 | 1 | 1 | 1 | #VALUE! | 1
| Hells_Canyon_1 | Hells Canyon-1 | teppc | IPTV | IPTV | Idaho Treasure Valley | IPCO | NW | 1967-12-01 | 2050-12-31 | 130.5 | 100% | 130.5 | 130.5 |  |  | Hydro | Hydro_Standard | Hydro | NW_Hydro |  |  |  |  | 1968 | 2050 | 0 | NW | 130.5 | 1 | 1 | 1 | #VALUE! | 1
| Hells_Canyon_2 | Hells Canyon-2 | teppc | IPTV | IPTV | Idaho Treasure Valley | IPCO | NW | 1967-12-01 | 2050-12-31 | 130.5 | 100% | 130.5 | 130.5 |  |  | Hydro | Hydro_Standard | Hydro | NW_Hydro |  |  |  |  | 1968 | 2050 | 0 | NW | 130.5 | 1 | 1 | 1 | #VALUE! | 1
| Hells_Canyon_3 | Hells Canyon-3 | teppc | IPTV | IPTV | Idaho Treasure Valley | IPCO | NW | 1967-10-01 | 2050-12-31 | 130.5 | 100% | 130.5 | 130.5 |  |  | Hydro | Hydro_Standard | Hydro | NW_Hydro |  |  |  |  | 1968 | 2050 | 0 | NW | 130.5 | 1 | 1 | 1 | #VALUE! | 1
| HELMPG_7_UNIT_1 |  | caiso | PGE_Valley | PGE_Valley | Pacific Gas and Electric Valley | PGE_Valley | CAISO | 1984-01-01 | 2050-12-31 | 407 | 100% | 407 | 407 |  |  | n/a | Hydro_PumpedStorage | PSH | CAISO_Existing_Pumped_Storage |  |  |  |  | 1984 | 2050 | 0 | CAISO | 407 | 1 | 1 | 1 | #VALUE! | 1
| HELMPG_7_UNIT_2 |  | caiso | PGE_Valley | PGE_Valley | Pacific Gas and Electric Valley | PGE_Valley | CAISO | 1984-01-01 | 2050-12-31 | 407 | 100% | 407 | 407 |  |  | n/a | Hydro_PumpedStorage | PSH | CAISO_Existing_Pumped_Storage |  |  |  |  | 1984 | 2050 | 0 | CAISO | 407 | 1 | 1 | 1 | #VALUE! | 1
| HELMPG_7_UNIT_3 |  | caiso | PGE_Valley | PGE_Valley | Pacific Gas and Electric Valley | PGE_Valley | CAISO | 1984-01-01 | 2050-12-31 | 404 | 100% | 404 | 404 |  |  | n/a | Hydro_PumpedStorage | PSH | CAISO_Existing_Pumped_Storage |  |  |  |  | 1984 | 2050 | 0 | CAISO | 404 | 1 | 1 | 1 | #VALUE! | 1
| HENRTA_6_SOLAR1 | Lemoore 1 | caiso | PGE_Valley | PGE_Valley | Pacific Gas and Electric Valley | PGE_Valley | CAISO | 2016-01-29 | 2050-12-31 | 1.5 | 100% | 1.5 | 1.5 |  |  | n/a | PVgeneric_sun | Solar_Fixed | CAISO_Solar |  |  |  |  | 2016 | 2050 | 0 | CAISO | 1.5 | 1 | 1 | 1 | #VALUE! | 1
| HENRTA_6_SOLAR2 | Westside Solar Power PV1 | caiso | PGE_Valley | PGE_Valley | Pacific Gas and Electric Valley | PGE_Valley | CAISO | 2016-05-07 | 2050-12-31 | 2 | 100% | 2 | 2 |  |  | n/a | PVgeneric_sun | Solar_Fixed | CAISO_Solar |  |  |  |  | 2016 | 2050 | 0 | CAISO | 2 | 1 | 1 | 1 | #VALUE! | 1
| HENRTA_6_UNITA1 |  | caiso | PGE_Valley | PGE_Valley | Pacific Gas and Electric Valley | PGE_Valley | CAISO | 2002-07-01 | 2050-12-31 | 49.98 | 100% | 49.98 | 49.98 |  |  | CT-NatGas-Aero | CT_NG | CT | CAISO_Peaker2 |  |  |  |  | 2003 | 2050 | 0 | CAISO | 49.98 | 1 | 1 | 1 | #VALUE! | 1
| HENRTA_6_UNITA2 |  | caiso | PGE_Valley | PGE_Valley | Pacific Gas and Electric Valley | PGE_Valley | CAISO | 2002-07-01 | 2050-12-31 | 49.42 | 100% | 49.42 | 49.42 |  |  | CT-NatGas-Aero | CT_NG | CT | CAISO_Peaker2 |  |  |  |  | 2003 | 2050 | 0 | CAISO | 49.42 | 1 | 1 | 1 | #VALUE! | 1
| HENRTS_1_SOLAR | Henrietta Solar Project | caiso | PGE_Valley | PGE_Valley | Pacific Gas and Electric Valley | PGE_Valley | CAISO | 2016-08-19 | 2050-12-31 | 100 | 100% | 100 | 100 |  |  | n/a | PVgeneric_sun | Solar_Fixed | CAISO_Solar |  |  |  |  | 2017 | 2050 | 0 | CAISO | 100 | 1 | 1 | 1 | #VALUE! | 1
| HermistnCC_Total | HermistonCC (Total CC Plant) | teppc | TPWR | TPWR | Tacoma Power | BPAT | NW | 2002-08-01 | 2050-12-31 | 648 | 100% | 648 | 648 |  |  | CCWhole-NatGas-Industrial | CC_NG | CC | NW_CCGT |  |  |  |  | 2003 | 2050 | 0 | NW | 648 | 1 | 1 | 1 | #VALUE! | 1
| HermistnGenCC1_Total | HermistonGenCC1 (Total CC Plant) | teppc | PACW | PACW | PacifiCorp – West | PACW | NW | 1996-07-01 | 2050-12-31 | 243 | 100% | 243 | 243 |  |  | CCWhole-NatGas-Industrial | CC_NG | CC | NW_CCGT |  |  |  |  | 1997 | 2050 | 0 | NW | 243 | 1 | 1 | 1 | #VALUE! | 1
| HermistnGenCC2_Total | HermistonGenCC2 (Total CC Plant) | teppc | PACW | PACW | PacifiCorp – West | PACW | NW | 1996-07-01 | 2050-12-31 | 243 | 100% | 243 | 243 |  |  | CCWhole-NatGas-Industrial | CC_NG | CC | NW_CCGT |  |  |  |  | 1997 | 2050 | 0 | NW | 243 | 1 | 1 | 1 | #VALUE! | 1
| HiddenHollow1 | Hidden Hollow Energy-UNT1 | teppc | IPFE | IPFE | Idaho Far East | IPCO | NW | 2007-01-01 | 2050-12-31 | 1.6 | 100% | 1.6 | 1.6 |  |  | Bio-ICE | ICE_Biomass | Biomass/Wood | NW_Biomass |  |  |  |  | 2007 | 2050 | 0 | NW | 1.6 | 1 | 1 | 1 | #VALUE! | 1
| HiddenHollow2 | Hidden Hollow Energy-UNT2 | teppc | IPFE | IPFE | Idaho Far East | IPCO | NW | 2007-01-01 | 2050-12-31 | 1.6 | 100% | 1.6 | 1.6 |  |  | Bio-ICE | ICE_Biomass | Biomass/Wood | NW_Biomass |  |  |  |  | 2007 | 2050 | 0 | NW | 1.6 | 1 | 1 | 1 | #VALUE! | 1
| HIDSRT_2_UNITS | HIGH DESERT POWER PROJECT AGGREGATE | caiso | SCE | SCE | Southern California Edison | SCE | CAISO | 2003-04-21 | 2050-12-31 | 830 | 100% | 830 | 830 |  |  | CCWhole-NatGas-Industrial | CC_NG | CC | CAISO_CCGT1 |  |  |  |  | 2003 | 2050 | 0 | CAISO | 830 | 1 | 1 | 1 | #VALUE! | 1
| Higgins_CC | HigginsCC (Total CC Plant) | teppc | NEVP | NEVP | Nevada Power Company | NEVP | SW | 2003-12-01 | 2040-12-31 | 641.4 | 100% | 641.4 | 641.4 |  |  | CCWhole-NatGas-Industrial | CC_NG | CC | SW_CCGT |  |  |  |  | 2004 | 2040 | 0 | SW | 641.4 | 1 | 1 | 1 | #VALUE! | 1
| HIGGNS_1_COMBIE | Combie South | caiso | PGE_Valley | PGE_Valley | Pacific Gas and Electric Valley | PGE_Valley | CAISO | 1984-04-27 | 2050-12-31 | 1.5 | 100% | 1.5 | 1.5 |  |  | n/a | Hydro_Standard | Hydro | CAISO_Small_Hydro |  |  |  |  | 1984 | 2050 | 0 | CAISO | 1.5 | 1 | 1 | 1 | #VALUE! | 1
| HIGGNS_7_QFUNTS | HIGGNS_7_QFUNTS | caiso | PGE_Valley | PGE_Valley | Pacific Gas and Electric Valley | PGE_Valley | CAISO |  | 2050-12-31 | 0.5 | 100% | 0.5 | 0.5 |  |  | n/a | Hydro_Standard | Hydro | CAISO_Hydro |  |  |  |  | 1900 | 2050 | 0 | CAISO | 0.5 | 1 | 1 | 1 | #VALUE! | 1
| High_Lonesome_Mesa | High Lonesome Mesa Wind Farm 1 | teppc | PNM | PNM | Public Service Company of New Mexico | PNM_EPE | SW | 2009-06-01 | 2050-12-31 | 100 | 100% | 100 | 100 |  |  | WT-Onshore | wind_onshorewind | Wind | SW_Wind |  |  |  |  | 2009 | 2050 | 0 | SW | 100 | 1 | 1 | 1 | #VALUE! | 1
| High_Mesa | High Mesa Energy LLC-1 | teppc | IPMV | IPMV | Idaho Magic Valley | IPCO | NW | 2012-12-08 | 2050-12-31 | 40 | 100% | 40 | 40 |  |  | WT-Onshore | wind_onshorewind | Wind | NW_Wind |  |  |  |  | 2013 | 2050 | 0 | NW | 40 | 1 | 1 | 1 | #VALUE! | 1
| High_Plains | High Plains-1 | teppc | PAWY | PAWY | Wyoming, PACE Utility | PACE | NW | 2009-10-01 | 2050-12-31 | 99 | 100% | 99 | 99 |  |  | WT-Onshore | wind_onshorewind | Wind | NW_Wind |  |  |  |  | 2010 | 2050 | 0 | NW | 99 | 1 | 1 | 1 | #VALUE! | 1
| Highlands_Wind_1 | Colorado Highlands Wind Project CHW1 | teppc | WACM | WACM | Western Area Power Administration, Colorado-Missouri Region | WACM | Excluded | 2012-12-01 | 2050-12-31 | 67 | 100% | 67 | 67 |  |  | WT-Onshore | wind_onshorewind | Wind | Excluded_Wind |  |  |  |  | 2013 | 2050 | 0 | Excluded | 67 | 1 | 1 | 1 | #VALUE! | 1
| Highlands_Wind_2 | Colorado Highlands Wind Project CHW2 | teppc | WACM | WACM | Western Area Power Administration, Colorado-Missouri Region | WACM | Excluded | 2013-09-01 | 2050-12-31 | 23.1 | 100% | 23.1 | 23.1 |  |  | WT-Onshore | wind_onshorewind | Wind | Excluded_Wind |  |  |  |  | 2014 | 2050 | 0 | Excluded | 23.1 | 1 | 1 | 1 | #VALUE! | 1
| HILAND_7_YOLOWD | CLEAR LAKE UNIT 1 | caiso | PGE_Bay | PGE_Bay | Pacific Gas and Electric Bay | PGE_Bay | CAISO | 1985-09-07 | 2050-12-31 | 3.75 | 100% | 3.75 | 3.75 |  |  | n/a | Hydro_Standard | Hydro | CAISO_Hydro |  |  |  |  | 1986 | 2050 | 0 | CAISO | 3.75 | 1 | 1 | 1 | #VALUE! | 1
| Hillcrest_PS | Hillcrest Pump Station GEN1 | teppc | PSCO | PSCO | Public Service Company of Colorado | PSCO | Excluded | 2004-01-01 | 2050-12-31 | 2 | 100% | 2 | 2 |  |  | Hydro | Hydro_Standard | Hydro | Excluded_Hydro |  |  |  |  | 2004 | 2050 | 0 | Excluded | 2 | 1 | 1 | 1 | #VALUE! | 1
| HillsCreek1 | Hills Creek-1 | teppc | BPAT | BPAT | Bonneville Power Administration – Transmission | BPAT | NW | 1962-02-01 | 2050-12-31 | 15 | 100% | 15 | 15 |  |  | Hydro | Hydro_Standard | Hydro | NW_Hydro |  |  |  |  | 1962 | 2050 | 0 | NW | 15 | 1 | 1 | 1 | #VALUE! | 1
| HillsCreek2 | Hills Creek-2 | teppc | BPAT | BPAT | Bonneville Power Administration – Transmission | BPAT | NW | 1962-02-01 | 2050-12-31 | 15 | 100% | 15 | 15 |  |  | Hydro | Hydro_Standard | Hydro | NW_Hydro |  |  |  |  | 1962 | 2050 | 0 | NW | 15 | 1 | 1 | 1 | #VALUE! | 1
| HINSON_6_CARBGN |  | caiso | SCE | SCE | Southern California Edison | SCE | CAISO | 1982-01-01 | 2050-12-31 | 29.88 | 99.6% | 29.88 | 30 |  |  | ST-WasteHeat | Cogen_NG | Cogen | CAISO_CHP |  |  |  |  | 1982 | 2050 | 0 | CAISO | 30 | 1 | 1 | 1 | 2022-01-01 | 1
| HINSON_6_LBECH1 | Long Beach Unit 1 | caiso | SCE | SCE | Southern California Edison | SCE | CAISO | 2007-08-01 | 2050-12-31 | 65 | 103.2% | 65 | 63 |  |  | CT-NatGas-Aero | CT_NG | CT | CAISO_Peaker2 |  |  |  |  | 2008 | 2050 | 0 | CAISO | 63 | 1 | 1 | 1 | #VALUE! | 1
| HINSON_6_LBECH2 | Long Beach Unit 2 | caiso | SCE | SCE | Southern California Edison | SCE | CAISO | 2007-08-01 | 2050-12-31 | 65 | 103.2% | 65 | 63 |  |  | CT-NatGas-Aero | CT_NG | CT | CAISO_Peaker2 |  |  |  |  | 2008 | 2050 | 0 | CAISO | 63 | 1 | 1 | 1 | #VALUE! | 1
| HINSON_6_LBECH3 | Long Beach Unit 3 | caiso | SCE | SCE | Southern California Edison | SCE | CAISO | 2007-08-01 | 2050-12-31 | 65 | 103.2% | 65 | 63 |  |  | CT-NatGas-Aero | CT_NG | CT | CAISO_Peaker2 |  |  |  |  | 2008 | 2050 | 0 | CAISO | 63 | 1 | 1 | 1 | #VALUE! | 1
| HINSON_6_LBECH4 | Long Beach Unit 4 | caiso | SCE | SCE | Southern California Edison | SCE | CAISO | 2007-08-01 | 2050-12-31 | 65 | 103.2% | 65 | 63 |  |  | CT-NatGas-Aero | CT_NG | CT | CAISO_Peaker2 |  |  |  |  | 2008 | 2050 | 0 | CAISO | 63 | 1 | 1 | 1 | #VALUE! | 1
| HINSON_6_SERRGN |  | caiso | SCE | SCE | Southern California Edison | SCE | CAISO | 1988-01-01 | 2050-12-31 | 28.98 | 85.24% | 28.98 | 34 |  |  | n/a | Cogen_NG | Cogen | CAISO_CHP |  |  |  |  | 1988 | 2050 | 0 | CAISO | 34 | 1 | 1 | 1 | #VALUE! | 1
| HMLTBR_6_UNITS | HAMILTON BRANCH PH (AGGREGATE) | caiso | PGE_Valley | PGE_Valley | Pacific Gas and Electric Valley | PGE_Valley | CAISO | 1921-01-01 | 2050-12-31 | 4.9 | 100% | 4.9 | 4.9 |  |  | n/a | Hydro_Standard | Hydro | CAISO_Small_Hydro |  |  |  |  | 1921 | 2050 | 0 | CAISO | 4.9 | 1 | 1 | 1 | #VALUE! | 1
| HNC_13G1 | HNC 13G1 | teppc | BCHA | BCHA | British Columbia Transmission Company | BCHA_AESO | Excluded | 2018-06-01 | 2050-03-30 | 11 | 100% | 11 | 11 |  |  | hydro | Hydro_Standard | Hydro | Excluded_Hydro |  |  |  |  | 2018 | 2049 | 0 | Excluded | 11 | 1 | 1 | 1 | #VALUE! | 1
| HNL_G1 | HNL G1 | teppc | BCHA | BCHA | British Columbia Transmission Company | BCHA_AESO | Excluded | 2016-01-01 | 2050-03-30 | 4.3 | 100% | 4.3 | 4.3 |  |  | Thermal | CC_NG | CC | Excluded_CCGT |  |  |  |  | 2016 | 2049 | 0 | Excluded | 4.3 | 1 | 1 | 1 | #VALUE! | 1
| HNL_G2 | HNL G2 | teppc | BCHA | BCHA | British Columbia Transmission Company | BCHA_AESO | Excluded | 2016-01-01 | 2050-03-30 | 4.3 | 100% | 4.3 | 4.3 |  |  | Thermal | CC_NG | CC | Excluded_CCGT |  |  |  |  | 2016 | 2049 | 0 | Excluded | 4.3 | 1 | 1 | 1 | #VALUE! | 1
| HNTGBH_7_UNIT_1 | HUNTINGTON BEACH GEN STA. UNIT 1 | caiso | SCE | SCE | Southern California Edison | SCE | CAISO | 1958-06-01 | 2019-10-31 | 225.75 | 100% | 225.75 | 225.75 |  |  | ST-NatGas | ST_NG | Steam | CAISO_ST |  |  |  |  | 1958 | 2019 | 0 | CAISO | 225.75 | 1 | 1 | 1 | #VALUE! | 1
| HNTGBH_7_UNIT_2 | HUNTINGTON BEACH GEN STA. UNIT 2 | caiso | SCE | SCE | Southern California Edison | SCE | CAISO | 1958-12-01 | 2020-12-31 | 225.8 | 100% | 225.8 | 225.8 |  |  | ST-NatGas | ST_NG | Steam | CAISO_ST |  |  |  |  | 1959 | 2020 | 0 | CAISO | 225.8 | 1 | 1 | 1 | #VALUE! | 1
| HOLGAT_1_BORAX |  | caiso | PGE_Valley | PGE_Valley | Pacific Gas and Electric Valley | PGE_Valley | CAISO | 1984-06-01 | 2050-12-31 | 14.72 | 30.54% | 14.72 | 48.2 |  |  | CT-NatGas-Aero | Cogen_NG | Cogen | CAISO_CHP |  |  |  |  | 1984 | 2050 | 0 | CAISO | 48.2 | 1 | 1 | 1 | 2024-06-01 | 1
| HOLSTR_1_SOLAR | San Benito Smart Park | caiso | PGE_Valley | PGE_Valley | Pacific Gas and Electric Valley | PGE_Valley | CAISO | 2014-06-16 | 2050-12-31 | 1.5 | 100% | 1.5 | 1.5 |  |  | n/a | PVgeneric_sun | Solar_Fixed | CAISO_Solar |  |  |  |  | 2014 | 2050 | 0 | CAISO | 1.5 | 1 | 1 | 1 | #VALUE! | 1
| HOLSTR_1_SOLAR2 | Hollister Solar | caiso | PGE_Valley | PGE_Valley | Pacific Gas and Electric Valley | PGE_Valley | CAISO | 2015-04-17 | 2050-12-31 | 1.5 | 100% | 1.5 | 1.5 |  |  | n/a | PVgeneric_sun | Solar_Fixed | CAISO_Solar |  |  |  |  | 2015 | 2050 | 0 | CAISO | 1.5 | 1 | 1 | 1 | #VALUE! | 1
| Holter_HOL1 | Holter-HOL1 | teppc | NWMT | NWMT | NorthWestern Energy | NWMT_WAUW | NW | 1918-07-01 | 2050-12-31 | 9.6 | 100% | 9.6 | 9.6 |  |  | Hydro | Hydro_Standard | Hydro | NW_Hydro |  |  |  |  | 1919 | 2050 | 0 | NW | 9.6 | 1 | 1 | 1 | #VALUE! | 1
| Holter_HOL2 | Holter-HOL2 | teppc | NWMT | NWMT | NorthWestern Energy | NWMT_WAUW | NW | 1918-07-01 | 2050-12-31 | 9.6 | 100% | 9.6 | 9.6 |  |  | Hydro | Hydro_Standard | Hydro | NW_Hydro |  |  |  |  | 1919 | 2050 | 0 | NW | 9.6 | 1 | 1 | 1 | #VALUE! | 1
| Holter_HOL3 | Holter-HOL3 | teppc | NWMT | NWMT | NorthWestern Energy | NWMT_WAUW | NW | 1918-07-01 | 2050-12-31 | 9.6 | 100% | 9.6 | 9.6 |  |  | Hydro | Hydro_Standard | Hydro | NW_Hydro |  |  |  |  | 1919 | 2050 | 0 | NW | 9.6 | 1 | 1 | 1 | #VALUE! | 1
| Holter_HOL4 | Holter-HOL4 | teppc | NWMT | NWMT | NorthWestern Energy | NWMT_WAUW | NW | 1918-07-01 | 2050-12-31 | 9.6 | 100% | 9.6 | 9.6 |  |  | Hydro | Hydro_Standard | Hydro | NW_Hydro |  |  |  |  | 1919 | 2050 | 0 | NW | 9.6 | 1 | 1 | 1 | #VALUE! | 1
| HooleyDigester1 | Hooley Digester-IC1 | teppc | CISC | CISC | Southern California Edison | SCE | CAISO | 2003-01-01 | 2030-04-15 | 0 | 0% |  | 0.2 |  |  | Bio-ICE | ICE_Biomass | Biomass/Wood | CAISO_Biomass |  |  |  |  | 2003 | 2029 | 0 | CAISO | 0.2 | 1 | 1 | 1 | #VALUE! | 1
| HooleyDigester2 | Hooley Digester-IC2 | teppc | CISC | CISC | Southern California Edison | SCE | CAISO | 2003-01-02 | 2030-04-15 | 0 | 0% |  | 0.2 |  |  | Bio-ICE | ICE_Biomass | Biomass/Wood | CAISO_Biomass |  |  |  |  | 2003 | 2029 | 0 | CAISO | 0.2 | 1 | 1 | 1 | #VALUE! | 1
| Hooper_Solar | Hooper Solar Project (San Luis Valley) SCCO3 | teppc | PSCO | PSCO | Public Service Company of Colorado | PSCO | Excluded | 2015-12-31 | 2050-12-31 | 52 | 100% | 52 | 52 |  |  | SolarPV-Tracking | 1axPV_sun | Solar_1Axis | Excluded_Solar |  |  |  |  | 2016 | 2050 | 0 | Excluded | 52 | 1 | 1 | 1 | #VALUE! | 1
| Hoover_Dam_A1 | Hoover Dam AZ A1 | teppc | TH_Mead | TH_Mead | Hoover | WALC | SW | 2003-01-02 | 2030-04-15 | 130 | 100% | 130 | 130 |  |  | Hydro | Hydro_Standard | Hydro | SW_Hydro |  |  |  |  | 2003 | 2029 | 0 | SW | 130 | 1 | 1 | 1 | #VALUE! | 1
| Hoover_Dam_A2 | Hoover Dam AZ A2 | teppc | TH_Mead | TH_Mead | Hoover | WALC | SW | 1941-10-01 | 2050-12-31 | 130 | 100% | 130 | 130 |  |  | Hydro | Hydro_Standard | Hydro | SW_Hydro |  |  |  |  | 1942 | 2050 | 0 | SW | 130 | 1 | 1 | 1 | #VALUE! | 1
| Hoover_Dam_A3 | Hoover Dam AZ A3 | teppc | TH_Mead | TH_Mead | Hoover | WALC | SW | 1952-09-01 | 2050-12-31 | 130 | 100% | 130 | 130 |  |  | Hydro | Hydro_Standard | Hydro | SW_Hydro |  |  |  |  | 1953 | 2050 | 0 | SW | 130 | 1 | 1 | 1 | #VALUE! | 1
| Hoover_Dam_A4 | Hoover Dam AZ A4 | teppc | TH_Mead | TH_Mead | Hoover | WALC | SW | 1942-07-01 | 2050-12-31 | 130 | 100% | 130 | 130 |  |  | Hydro | Hydro_Standard | Hydro | SW_Hydro |  |  |  |  | 1943 | 2050 | 0 | SW | 130 | 1 | 1 | 1 | #VALUE! | 1
| Hoover_Dam_A5 | Hoover Dam AZ A5 | teppc | TH_Mead | TH_Mead | Hoover | WALC | SW | 1952-05-01 | 2050-12-31 | 127 | 100% | 127 | 127 |  |  | Hydro | Hydro_Standard | Hydro | SW_Hydro |  |  |  |  | 1952 | 2050 | 0 | SW | 127 | 1 | 1 | 1 | #VALUE! | 1
| Hoover_Dam_A6 | Hoover Dam AZ A6 | teppc | TH_Mead | TH_Mead | Hoover | WALC | SW | 1943-01-01 | 2050-12-31 | 130 | 100% | 130 | 130 |  |  | Hydro | Hydro_Standard | Hydro | SW_Hydro |  |  |  |  | 1943 | 2050 | 0 | SW | 130 | 1 | 1 | 1 | #VALUE! | 1
| Hoover_Dam_A7 | Hoover Dam AZ A7 | teppc | TH_Mead | TH_Mead | Hoover | WALC | SW | 1939-09-01 | 2050-12-31 | 130 | 100% | 130 | 130 |  |  | Hydro | Hydro_Standard | Hydro | SW_Hydro |  |  |  |  | 1940 | 2050 | 0 | SW | 130 | 1 | 1 | 1 | #VALUE! | 1
| Hoover_Dam_A8 | Hoover Dam AZ A8 | teppc | TH_Mead | TH_Mead | Hoover | WALC | SW | 1939-06-01 | 2050-12-31 | 61.5 | 100% | 61.5 | 61.5 |  |  | Hydro | Hydro_Standard | Hydro | SW_Hydro |  |  |  |  | 1939 | 2050 | 0 | SW | 61.5 | 1 | 1 | 1 | #VALUE! | 1
| Hoover_Dam_A9 | Hoover Dam AZ A9 | teppc | TH_Mead | TH_Mead | Hoover | WALC | SW | 1937-08-01 | 2050-12-31 | 68.5 | 100% | 68.5 | 68.5 |  |  | Hydro | Hydro_Standard | Hydro | SW_Hydro |  |  |  |  | 1938 | 2050 | 0 | SW | 68.5 | 1 | 1 | 1 | #VALUE! | 1
| Hoover_Dam_N1 | Hoover Dam NV N1 | teppc | TH_Mead | TH_Mead | Hoover | WALC | SW | 1952-04-01 | 2050-12-31 | 130 | 100% | 130 | 130 |  |  | Hydro | Hydro_Standard | Hydro | SW_Hydro |  |  |  |  | 1952 | 2050 | 0 | SW | 130 | 1 | 1 | 1 | #VALUE! | 1
| Hoover_Dam_N2 | Hoover Dam NV N2 | teppc | TH_Mead | TH_Mead | Hoover | WALC | SW | 1936-12-01 | 2050-12-31 | 130 | 100% | 130 | 130 |  |  | Hydro | Hydro_Standard | Hydro | SW_Hydro |  |  |  |  | 1937 | 2050 | 0 | SW | 130 | 1 | 1 | 1 | #VALUE! | 1
| Hoover_Dam_N3 | Hoover Dam NV N3 | teppc | TH_Mead | TH_Mead | Hoover | WALC | SW | 1937-10-01 | 2050-12-31 | 130 | 100% | 130 | 130 |  |  | Hydro | Hydro_Standard | Hydro | SW_Hydro |  |  |  |  | 1938 | 2050 | 0 | SW | 130 | 1 | 1 | 1 | #VALUE! | 1
| Hoover_Dam_N4 | Hoover Dam NV N4 | teppc | TH_Mead | TH_Mead | Hoover | WALC | SW | 1936-03-01 | 2050-12-31 | 130 | 100% | 130 | 130 |  |  | Hydro | Hydro_Standard | Hydro | SW_Hydro |  |  |  |  | 1936 | 2050 | 0 | SW | 130 | 1 | 1 | 1 | #VALUE! | 1
| Hoover_Dam_N5 | Hoover Dam NV N5 | teppc | TH_Mead | TH_Mead | Hoover | WALC | SW | 1938-11-01 | 2050-12-31 | 130 | 100% | 130 | 130 |  |  | Hydro | Hydro_Standard | Hydro | SW_Hydro |  |  |  |  | 1939 | 2050 | 0 | SW | 130 | 1 | 1 | 1 | #VALUE! | 1
| Hoover_Dam_N6 | Hoover Dam NV N6 | teppc | TH_Mead | TH_Mead | Hoover | WALC | SW | 1938-06-01 | 2050-12-31 | 130 | 100% | 130 | 130 |  |  | Hydro | Hydro_Standard | Hydro | SW_Hydro |  |  |  |  | 1938 | 2050 | 0 | SW | 130 | 1 | 1 | 1 | #VALUE! | 1
| Hoover_Dam_N7 | Hoover Dam NV N7 | teppc | TH_Mead | TH_Mead | Hoover | WALC | SW | 1938-08-01 | 2050-12-31 | 127 | 100% | 127 | 127 |  |  | Hydro | Hydro_Standard | Hydro | SW_Hydro |  |  |  |  | 1939 | 2050 | 0 | SW | 127 | 1 | 1 | 1 | #VALUE! | 1
| Hoover_Dam_N8 | Hoover Dam NV N8 | teppc | TH_Mead | TH_Mead | Hoover | WALC | SW | 1961-12-01 | 2050-12-31 | 130 | 100% | 130 | 130 |  |  | Hydro | Hydro_Standard | Hydro | SW_Hydro |  |  |  |  | 1962 | 2050 | 0 | SW | 130 | 1 | 1 | 1 | #VALUE! | 1
| Hopkins_Ridge_Wind_1_2 | Hopkins Ridge Wind-1 | teppc | PSEI | PSEI | Puget Sound Energy | BPAT | NW | 2005-11-01 | 2050-01-01 | 149.4 | 100% | 149.4 | 149.4 |  |  | WT-Onshore | wind_onshorewind | Wind | NW_Wind |  |  |  |  | 2006 | 2049 | 0 | NW | 149.4 | 1 | 1 | 1 | #VALUE! | 1
| HorizonCC_Total | HorizonCC (Total CC Plant) | teppc | AESO | AESO | Alberta Electric System Operator | BCHA_AESO | Excluded | 2007-08-01 | 2050-12-01 | 103 | 100% | 103 | 103 |  |  | CC-AB-Cogen | Cogen_NG | Cogen | Excluded_CHP |  |  |  |  | 2008 | 2050 | 0 | Excluded | 103 | 1 | 1 | 1 | #VALUE! | 1
| Horse_Mesa_HM1 | Horse Mesa Hydro HM1 | teppc | SRP | SRP | Salt River Project | SRP | SW | 1927-04-01 | 2050-12-31 | 10 | 100% | 10 | 10 |  |  | Hydro | Hydro_Standard | Hydro | SW_Hydro |  |  |  |  | 1927 | 2050 | 0 | SW | 10 | 1 | 1 | 1 | #VALUE! | 1
| Horse_Mesa_HM2 | Horse Mesa Hydro HM2 | teppc | SRP | SRP | Salt River Project | SRP | SW | 1927-04-01 | 2050-12-31 | 10 | 100% | 10 | 10 |  |  | Hydro | Hydro_Standard | Hydro | SW_Hydro |  |  |  |  | 1927 | 2050 | 0 | SW | 10 | 1 | 1 | 1 | #VALUE! | 1
| Horse_Mesa_HM3 | Horse Mesa Hydro HM3 | teppc | SRP | SRP | Salt River Project | SRP | SW | 1927-04-01 | 2050-12-31 | 10 | 100% | 10 | 10 |  |  | Hydro | Hydro_Standard | Hydro | SW_Hydro |  |  |  |  | 1927 | 2050 | 0 | SW | 10 | 1 | 1 | 1 | #VALUE! | 1
| Horse_Mesa_HM4 | Horse Mesa HM4 | teppc | SRP | SRP | Salt River Project | SRP | SW | 1972-06-01 | 2050-12-31 | 119 | 100% | 119 | 119 |  |  | PS-Hydro | Hydro_PumpedStorage | PSH | SW_Existing_Pumped_Storage |  |  |  |  | 1972 | 2050 | 0 | SW | 119 | 1 | 1 | 1 | #VALUE! | 1
| HorseButteWind1 | Horse Butte Wind I, LLC-1 | teppc | PAID | PAID | Idaho, PACE Utility | IPCO | NW | 2012-08-01 | 2050-12-31 | 57.6 | 100% | 57.6 | 57.6 |  |  | WT-Onshore | wind_onshorewind | Wind | NW_Wind | CAISO | 6.98 |  |  | 2013 | 2050 | 50.62 | CAISO | 6.98 | 1 | 1 | 1 | #VALUE! | 1
| HorseshoBendHY1 | Horseshoe Bend Hydroelectric Company-GEN1 | teppc | IPTV | IPTV | Idaho Treasure Valley | IPCO | NW | 1995-09-13 | 2050-12-31 | 9 | 100% | 9 | 9 |  |  | Hydro | Hydro_Standard | Hydro | NW_Hydro |  |  |  |  | 1996 | 2050 | 0 | NW | 9 | 1 | 1 | 1 | #VALUE! | 1
| HorseshoBendHY2 | Horseshoe Bend Hydroelectric Company-GEN2_61248 | teppc | IPFE | IPFE | Idaho Far East | IPCO | NW | 1995-09-13 | 2050-12-31 | 4.75 | 100% | 4.75 | 4.75 |  |  | Hydro | Hydro_Standard | Hydro | NW_Hydro |  |  |  |  | 1996 | 2050 | 0 | NW | 4.75 | 1 | 1 | 1 | #VALUE! | 1
| HorseshoBendWP | Horseshoe Bend Wind Park-HBWP | teppc | NWMT | NWMT | NorthWestern Energy | NWMT_WAUW | NW | 2006-02-01 | 2050-12-01 | 9 | 100% | 9 | 9 |  |  | WT-Onshore | wind_onshorewind | Wind | NW_Wind |  |  |  |  | 2006 | 2050 | 0 | NW | 9 | 1 | 1 | 1 | #VALUE! | 1
| Horseshoe_Bend_Wind | Horseshoe Bend Wind LLC-1 AKA Shepherds Flat - South | teppc | TPWR | TPWR | Tacoma Power | BPAT | NW | 2012-08-01 | 2050-12-31 | 145 | 100% | 145 | 145 |  |  | WT-Onshore | wind_onshorewind | Wind | NW_Wind | CAISO | 145 |  |  | 2013 | 2050 | 0 | CAISO | 145 | 1 | 1 | 1 | #VALUE! | 1
| Horseshoe1_HY1 | Horseshoe1-HY1 | teppc | AESO | AESO | Alberta Electric System Operator | BCHA_AESO | Excluded | 1911-01-01 | 2050-12-01 | 5 | 100% | 5 | 5 |  |  | Hydro | Hydro_Standard | Hydro | Excluded_Hydro |  |  |  |  | 1911 | 2050 | 0 | Excluded | 5 | 1 | 1 | 1 | #VALUE! | 1
| Horseshoe2_HY2 | Horseshoe2-HY2 | teppc | AESO | AESO | Alberta Electric System Operator | BCHA_AESO | Excluded | 1911-01-01 | 2050-12-01 | 3 | 100% | 3 | 3 |  |  | Hydro | Hydro_Standard | Hydro | Excluded_Hydro |  |  |  |  | 1911 | 2050 | 0 | Excluded | 3 | 1 | 1 | 1 | #VALUE! | 1
| Horseshoe3_HY3 | Horseshoe3-HY3 | teppc | AESO | AESO | Alberta Electric System Operator | BCHA_AESO | Excluded | 1911-01-01 | 2050-12-01 | 3 | 100% | 3 | 3 |  |  | Hydro | Hydro_Standard | Hydro | Excluded_Hydro |  |  |  |  | 1911 | 2050 | 0 | Excluded | 3 | 1 | 1 | 1 | #VALUE! | 1
| Horseshoe4_HY4 | Horseshoe4-HY4 | teppc | AESO | AESO | Alberta Electric System Operator | BCHA_AESO | Excluded | 1911-01-01 | 2050-12-01 | 5 | 100% | 5 | 5 |  |  | Hydro | Hydro_Standard | Hydro | Excluded_Hydro |  |  |  |  | 1911 | 2050 | 0 | Excluded | 5 | 1 | 1 | 1 | #VALUE! | 1
| HotSpringsWind | Hot Springs Windfarm LLC-1 | teppc | IPFE | IPFE | Idaho Far East | IPCO | NW | 2008-12-01 | 2050-12-31 | 21 | 100% | 21 | 21 |  |  | WT-Onshore | wind_onshorewind | Wind | NW_Wind |  |  |  |  | 2009 | 2050 | 0 | NW | 21 | 1 | 1 | 1 | #VALUE! | 1
| HoweSoundGreen1 | Howe Sound Green Energy-1_Howe Sound Green Energy-1_IPP-HSP | teppc | BCHA | BCHA | British Columbia Transmission Company | BCHA_AESO | Excluded | 2011-11-11 | 2030-01-01 | 62.5 | 100% | 62.5 | 62.5 |  |  | Bio-ST | ST_Biomass | Biomass/Wood | Excluded_Biomass |  |  |  |  | 2012 | 2029 | 0 | Excluded | 62.5 | 1 | 1 | 1 | #VALUE! | 1
| HoweSoundGreen2 | Howe Sound Green Energy-2_Howe Sound Green Energy-2_IPP-HSP | teppc | BCHA | BCHA | British Columbia Transmission Company | BCHA_AESO | Excluded | 2011-11-11 | 2040-01-01 | 50 | 100% | 50 | 50 |  |  | Bio-ST | ST_Biomass | Biomass/Wood | Excluded_Biomass |  |  |  |  | 2012 | 2039 | 0 | Excluded | 50 | 1 | 1 | 1 | #VALUE! | 1
| HR_Milner | HR Milner-1 | teppc | AESO | AESO | Alberta Electric System Operator | BCHA_AESO | Excluded | 1972-06-01 | 2019-12-31 | 151 | 100% | 151 | 151 |  |  | ST-Coal | Steam_Coal | Coal | Excluded_Coal |  |  |  |  | 1972 | 2019 | 0 | Excluded | 151 | 1 | 1 | 1 | #VALUE! | 1
| Hudson_Ranch_I | John L. Featherstone Plant HRP1¦Hudson Ranch I HRP1¦HUDSON_13.8_HUDSON_RNCH | teppc | IID | IID | Imperial Irrigation District | IID | IID | 2012-03-09 | 2050-12-31 | 64.8 | 100% | 64.8 | 64.8 |  |  | Geo-BinaryCycle | Geothermal_steam | Geothermal | IID_Geothermal |  |  |  |  | 2012 | 2050 | 0 | IID | 64.8 | 1 | 1 | 1 | #VALUE! | 1
| HuecoMtnWind | Hueco Mountain Wind Ranch-EXIS | teppc | BPAT | BPAT | Bonneville Power Administration – Transmission | BPAT | NW | 2001-03-01 | 2021-12-31 | 1.3 | 100% | 1.3 | 1.3 |  |  | WT-Onshore | wind_onshorewind | Wind | NW_Wind |  |  |  |  | 2001 | 2021 | 0 | NW | 1.3 | 1 | 1 | 1 | #VALUE! | 1
| HUMBPP_1_UNITS3 | Humboldt Bay Generating Station 3 | caiso | PGE_Bay | PGE_Bay | Pacific Gas and Electric Bay | PGE_Bay | CAISO | 2010-09-29 | 2050-12-31 | 65.08 | 100% | 65.08 | 65.08 |  |  | ICE-NatGas | ICE_NG | ICE | CAISO_Reciprocating_Engine |  |  |  |  | 2011 | 2050 | 0 | CAISO | 65.08 | 1 | 1 | 1 | #VALUE! | 1
| HUMBPP_6_UNITS | Humboldt Bay Generating Station 1 | caiso | PGE_Bay | PGE_Bay | Pacific Gas and Electric Bay | PGE_Bay | CAISO | 2010-09-29 | 2050-12-31 | 97.62 | 100% | 97.62 | 97.62 |  |  | ICE-NatGas | ICE_NG | ICE | CAISO_Reciprocating_Engine |  |  |  |  | 2011 | 2050 | 0 | CAISO | 97.62 | 1 | 1 | 1 | #VALUE! | 1
| HUMBSB_1_QF | SMALL QF AGGREGATION - TRINITY | caiso | PGE_Bay | PGE_Bay | Pacific Gas and Electric Bay | PGE_Bay | CAISO |  | 2050-12-31 | 1.25 | 100% | 1.25 | 1.25 |  |  | n/a | Hydro_Standard | Hydro | CAISO_Hydro |  |  |  |  | 1900 | 2050 | 0 | CAISO | 1.25 | 1 | 1 | 1 | #VALUE! | 1
| Hungry_Horse_1 | Hungry Horse-1 | teppc | BPAT | BPAT | Bonneville Power Administration – Transmission | BPAT | NW | 1952-10-01 | 2050-12-31 | 107 | 100% | 107 | 107 |  |  | Hydro | Hydro_Standard | Hydro | NW_Hydro |  |  |  |  | 1953 | 2050 | 0 | NW | 107 | 1 | 1 | 1 | #VALUE! | 1
| Hungry_Horse_2 | Hungry Horse-2 | teppc | BPAT | BPAT | Bonneville Power Administration – Transmission | BPAT | NW | 1952-12-01 | 2050-12-31 | 107 | 100% | 107 | 107 |  |  | Hydro | Hydro_Standard | Hydro | NW_Hydro |  |  |  |  | 1953 | 2050 | 0 | NW | 107 | 1 | 1 | 1 | #VALUE! | 1
| Hungry_Horse_3 | Hungry Horse-3 | teppc | BPAT | BPAT | Bonneville Power Administration – Transmission | BPAT | NW | 1953-07-01 | 2050-12-31 | 107 | 100% | 107 | 107 |  |  | Hydro | Hydro_Standard | Hydro | NW_Hydro |  |  |  |  | 1954 | 2050 | 0 | NW | 107 | 1 | 1 | 1 | #VALUE! | 1
| Hungry_Horse_4 | Hungry Horse-4 | teppc | BPAT | BPAT | Bonneville Power Administration – Transmission | BPAT | NW | 1953-07-01 | 2050-12-31 | 107 | 100% | 107 | 107 |  |  | Hydro | Hydro_Standard | Hydro | NW_Hydro |  |  |  |  | 1954 | 2050 | 0 | NW | 107 | 1 | 1 | 1 | #VALUE! | 1
| HNTGBH_2_PL1X3 | HuntingtonBeachCC-OTC replacement | teppc | CISC | CISC | Southern California Edison | SCE | CAISO | 2020-04-01 | 2050-12-31 | 644 | 95.58% | 644 | 673.8 |  |  | CCWhole-NatGas-Industrial | CC_NG | CC | CAISO_CCGT1 |  |  |  |  | 2020 | 2050 | 0 | CAISO | 673.8 | 1 | 1 | 1 | #VALUE! | 1
| Hunter_1 | Hunter-1 | teppc | PAUT | PAUT | Utah, PACE Utility | PACE | NW | 1978-06-01 | 2050-12-31 | 471 | 100% | 471 | 471 |  |  | ST-Coal | Steam_Coal | Coal | NW_Coal |  |  |  |  | 1978 | 2050 | 0 | NW | 471 | 1 | 1 | 1 | #VALUE! | 1
| Hunter_2 | Hunter-2 | teppc | PAUT | PAUT | Utah, PACE Utility | PACE | NW | 1980-06-01 | 2050-12-31 | 430 | 100% | 430 | 430 |  |  | ST-Coal | Steam_Coal | Coal | NW_Coal |  |  |  |  | 1980 | 2050 | 0 | NW | 430 | 1 | 1 | 1 | #VALUE! | 1
| Hunter_3 | Hunter-3 | teppc | PAUT | PAUT | Utah, PACE Utility | PACE | NW | 1983-06-01 | 2050-12-31 | 460 | 100% | 460 | 460 |  |  | ST-Coal | Steam_Coal | Coal | NW_Coal |  |  |  |  | 1983 | 2050 | 0 | NW | 460 | 1 | 1 | 1 | #VALUE! | 1
| Huntington_1 | Huntington-1 | teppc | PAUT | PAUT | Utah, PACE Utility | PACE | NW | 1977-06-01 | 2050-12-31 | 459 | 100% | 459 | 459 |  |  | ST-Coal | Steam_Coal | Coal | NW_Coal |  |  |  |  | 1977 | 2050 | 0 | NW | 459 | 1 | 1 | 1 | #VALUE! | 1
| Huntington_2 | Huntington-2 | teppc | PAUT | PAUT | Utah, PACE Utility | PACE | NW | 1974-07-01 | 2050-12-31 | 450 | 100% | 450 | 450 |  |  | ST-Coal | Steam_Coal | Coal | NW_Coal |  |  |  |  | 1975 | 2050 | 0 | NW | 450 | 1 | 1 | 1 | #VALUE! | 1
| HURON_6_SOLAR |  | caiso | PGE_Valley | PGE_Valley | Pacific Gas and Electric Valley | PGE_Valley | CAISO | 2012-08-30 | 2050-12-31 | 20 | 100% | 20 | 20 |  |  | n/a | PVgeneric_sun | Solar_Fixed | CAISO_Solar |  |  |  |  | 2013 | 2050 | 0 | CAISO | 20 | 1 | 1 | 1 | #VALUE! | 1
| HurricaneCityPwr3 | Hurricane City Power-3 | teppc | PAUT | PAUT | Utah, PACE Utility | PACE | NW | 1999-12-01 | 2050-12-31 | 4.8 | 100% | 4.8 | 4.8 |  |  | ICE-OilDistillate | ICE_Oil | ICE | NW_Peaker |  |  |  |  | 2000 | 2050 | 0 | NW | 4.8 | 1 | 1 | 1 | #VALUE! | 1
| HurricaneCityPwr4 | Hurricane City Power-4 | teppc | PAUT | PAUT | Utah, PACE Utility | PACE | NW | 2004-07-01 | 2050-12-31 | 4 | 100% | 4 | 4 |  |  | ICE-NatGas | ICE_NG | ICE | NW_Peaker |  |  |  |  | 2005 | 2050 | 0 | NW | 4 | 1 | 1 | 1 | #VALUE! | 1
| HurricaneCityPwr5 | Hurricane City Power-5 | teppc | IPFE | IPFE | Idaho Far East | IPCO | NW | 2004-07-01 | 2050-12-31 | 2 | 100% | 2 | 2 |  |  | ICE-NatGas | ICE_NG | ICE | NW_Peaker |  |  |  |  | 2005 | 2050 | 0 | NW | 2 | 1 | 1 | 1 | #VALUE! | 1
| HurricaneCityPwr6 | Hurricane City Power-6 | teppc | PAUT | PAUT | Utah, PACE Utility | PACE | NW | 2006-06-01 | 2050-12-31 | 4 | 100% | 4 | 4 |  |  | ICE-NatGas | ICE_NG | ICE | NW_Peaker |  |  |  |  | 2006 | 2050 | 0 | NW | 4 | 1 | 1 | 1 | #VALUE! | 1
| HurricaneCityPwr7 | Hurricane City Power-7 | teppc | PAUT | PAUT | Utah, PACE Utility | PACE | NW | 2007-05-01 | 2050-12-31 | 4 | 100% | 4 | 4 |  |  | ICE-NatGas | ICE_NG | ICE | NW_Peaker |  |  |  |  | 2007 | 2050 | 0 | NW | 4 | 1 | 1 | 1 | #VALUE! | 1
| HurricaneCityPwr8 | Hurricane City Power-8 | teppc | IPFE | IPFE | Idaho Far East | IPCO | NW | 2007-05-01 | 2050-12-31 | 2 | 100% | 2 | 2 |  |  | ICE-NatGas | ICE_NG | ICE | NW_Peaker |  |  |  |  | 2007 | 2050 | 0 | NW | 2 | 1 | 1 | 1 | #VALUE! | 1
| HurricaneCityPwr9 | Hurricane City Power-9 | teppc | IPFE | IPFE | Idaho Far East | IPCO | NW | 2007-05-01 | 2050-12-31 | 2 | 100% | 2 | 2 |  |  | ICE-NatGas | ICE_NG | ICE | NW_Peaker |  |  |  |  | 2007 | 2050 | 0 | NW | 2 | 1 | 1 | 1 | #VALUE! | 1
| HutchinsnCreek1 | Hutchinson Creek-1 | teppc | PNM | PNM | Public Service Company of New Mexico | PNM_EPE | SW | 1983-01-01 | 2030-04-15 | 1 | 100% | 1 | 1 |  |  | Hydro | Hydro_Standard | Hydro | SW_Hydro |  |  |  |  | 1983 | 2029 | 0 | SW | 1 | 1 | 1 | 1 | #VALUE! | 1
| Hyline_Solar_Center |  | teppc | IPTV | IPTV | Idaho Treasure Valley | IPCO | NW | 2016-12-31 | 2050-12-31 | 140 | 100% | 140 | 140 |  |  | SolarPV-NonTracking | FixedPV_sun | Solar_Fixed | NW_Solar |  |  |  |  | 2017 | 2050 | 0 | NW | 140 | 1 | 1 | 1 | #VALUE! | 1
| Hystad_Creek_1 | Hystad Creek-1_Hystad Creek-1_IPP-HYC | teppc | BCHA | BCHA | British Columbia Transmission Company | BCHA_AESO | Excluded | 2002-05-21 | 2042-05-31 | 3 | 100% | 3 | 3 |  |  | Hydro | Hydro_Standard | Hydro | Excluded_Hydro |  |  |  |  | 2002 | 2041 | 0 | Excluded | 3 | 1 | 1 | 1 | #VALUE! | 1
| Hystad_Creek_2 | Hystad Creek-2_Hystad Creek-2_IPP-HYC | teppc | BCHA | BCHA | British Columbia Transmission Company | BCHA_AESO | Excluded | 2002-05-21 | 2042-05-31 | 3 | 100% | 3 | 3 |  |  | Hydro | Hydro_Standard | Hydro | Excluded_Hydro |  |  |  |  | 2002 | 2041 | 0 | Excluded | 3 | 1 | 1 | 1 | #VALUE! | 1
| HYTTHM_2_UNITS | HYATT-THERMALITO PUMP-GEN (AGGREGATE) | caiso | PGE_Valley | PGE_Valley | Pacific Gas and Electric Valley | PGE_Valley | CAISO | 1968-01-01 | 2050-12-31 | 933.1 | 100% | 933.1 | 933.1 |  |  | n/a | Hydro_Standard | Hydro | CAISO_Hydro |  |  |  |  | 1968 | 2050 | 0 | CAISO | 933.1 | 1 | 1 | 1 | #VALUE! | 1
| Ice_Harbor | Ice Harbor-1 | teppc | BPAT | BPAT | Bonneville Power Administration – Transmission | BPAT | NW | 1962-01-01 | 2050-12-31 | 603 | 100% | 603 | 603 |  |  | Hydro | Hydro_Standard | Hydro | NW_Hydro |  |  |  |  | 1962 | 2050 | 0 | NW | 603 | 1 | 1 | 1 | #VALUE! | 1
| IGNACO_1_QF | SMALL QF AGGREGATION - VALLEJO/DINSMORE | caiso | PGE_Bay | PGE_Bay | Pacific Gas and Electric Bay | PGE_Bay | CAISO | 1985-01-01 | 2050-12-31 | 0.5 | 100% | 0.5 | 0.5 |  |  | n/a | Cogen_NG | Cogen | CAISO_Small_Hydro |  |  |  |  | 1985 | 2050 | 0 | CAISO | 0.5 | 1 | 1 | 1 | #VALUE! | 1
| Imperial_ValleyIVSC2 | Imperial Valley Solar PV Project (Mount Signal) 1B¦Imperial Valley Solar Co (IVSC) 2 | teppc | IID | IID | Imperial Irrigation District | IID | IID | 2014-11-13 | 2050-12-31 | 20 | 100% | 20 | 20 |  |  | SolarPV-NonTracking | FixedPV_sun | Solar_Fixed | IID_Solar |  |  |  |  | 2015 | 2050 | 0 | IID | 20 | 1 | 1 | 1 | #VALUE! | 1
| ImpOilKearlOilSands | Imperial Oil Kearl Oil Sands Project-1 | teppc | BCHA | BCHA | British Columbia Transmission Company | BCHA_AESO | Excluded | 2014-11-13 | 2050-12-31 | 100 | 100% | 100 | 100 |  |  | CT-NatGas-Industrial | CT_NG | CT | Excluded_Peaker |  |  |  |  | 2015 | 2050 | 0 | Excluded | 100 | 1 | 1 | 1 | #VALUE! | 1
| INDIGO_1_UNIT_1 | INDIGO PEAKER UNIT 1 | caiso | SCE | SCE | Southern California Edison | SCE | CAISO | 2001-09-19 | 2050-12-31 | 42 | 95.45% | 42 | 44 |  |  | CT-NatGas-Aero | CT_NG | CT | CAISO_Peaker2 |  |  |  |  | 2002 | 2050 | 0 | CAISO | 44 | 1 | 1 | 1 | #VALUE! | 1
| INDIGO_1_UNIT_2 | INDIGO PEAKER UNIT 2 | caiso | SCE | SCE | Southern California Edison | SCE | CAISO | 2001-09-19 | 2050-12-31 | 42 | 94.32% | 42 | 44.53 |  |  | CT-NatGas-Aero | CT_NG | CT | CAISO_Peaker2 |  |  |  |  | 2002 | 2050 | 0 | CAISO | 44.53 | 1 | 1 | 1 | #VALUE! | 1
| INDIGO_1_UNIT_3 | INDIGO PEAKER UNIT 3 | caiso | SCE | SCE | Southern California Edison | SCE | CAISO | 2001-09-19 | 2050-12-31 | 42 | 96.13% | 42 | 43.69 |  |  | CT-NatGas-Aero | CT_NG | CT | CAISO_Peaker2 |  |  |  |  | 2002 | 2050 | 0 | CAISO | 43.69 | 1 | 1 | 1 | #VALUE! | 1
| INDVLY_1_UNITS | Indian Valley Hydro | caiso | PGE_Bay | PGE_Bay | Pacific Gas and Electric Bay | PGE_Bay | CAISO | 1983-09-15 | 2050-12-31 | 3.01 | 100% | 3.01 | 3.01 |  |  | n/a | Hydro_Standard | Hydro | CAISO_Small_Hydro |  |  |  |  | 1984 | 2050 | 0 | CAISO | 3.01 | 1 | 1 | 1 | #VALUE! | 1
| INLDEM_5_UNIT_1 | Inland Empire Energy Center, Unit 1 | caiso | SCE | SCE | Southern California Edison | SCE | CAISO | 2009-06-29 | 2020-01-15 | 0 | 0% |  |  |  |  | CCWhole-NatGas-SingleShaft | CC_NG | CC | CAISO_CCGT1 |  |  |  |  | 2009 | 2019 | 0 | CAISO | 0 | 1 | 1 | 1 | #VALUE! | 1
| IntercontPulp | Inter-continental Pulp (ICP, Canfor)-1_Inter-continental Pulp (ICP, Canfor)-1_IPP-ICP | teppc | BCHA | BCHA | British Columbia Transmission Company | BCHA_AESO | Excluded | 2015-04-01 | 2040-03-31 | 31.7 | 100% | 31.7 | 31.7 |  |  | Bio-ST | ST_Biomass | Biomass/Wood | Excluded_Biomass |  |  |  |  | 2015 | 2039 | 0 | Excluded | 31.7 | 1 | 1 | 1 | #VALUE! | 1
| Interlakes_1 | Interlakes-1 | teppc | AESO | AESO | Alberta Electric System Operator | BCHA_AESO | Excluded | 1954-01-01 | 2050-12-01 | 5 | 100% | 5 | 5 |  |  | Hydro | Hydro_Standard | Hydro | Excluded_Hydro |  |  |  |  | 1954 | 2050 | 0 | Excluded | 5 | 1 | 1 | 1 | #VALUE! | 1
| Intermountain_1 | Intermountain Power Project (IPP) 1 | teppc | PACE | LDWP | Los Angeles Department of Water and Power | LADWP | LDWP | 1986-06-09 | 2025-06-30 | 849.97 | 100% | 849.97 | 849.97 |  |  | ST-Coal | Steam_Coal | Coal | LDWP_Coal |  |  |  |  | 1986 | 2024 | 0 | LDWP | 849.97 | 1 | 1 | 1 | #VALUE! | 1
| Intermountain_2 | Intermountain Power Project (IPP) 2 | teppc | PACE | LDWP | Los Angeles Department of Water and Power | LADWP | LDWP | 1987-04-30 | 2025-06-30 | 849.97 | 100% | 849.97 | 849.97 |  |  | ST-Coal | Steam_Coal | Coal | LDWP_Coal |  |  |  |  | 1987 | 2024 | 0 | LDWP | 849.97 | 1 | 1 | 1 | #VALUE! | 1
| Intermountain_CC1 | Intermountain Power Project Replacement CC1 (Total CC Plant)_26039 | teppc | LDWP | LDWP | Los Angeles Department of Water and Power | LADWP | LDWP | 2025-07-01 | 2050-12-31 | 398 | 100% | 398 | 398 |  |  | CCWhole-NatGas-Aero | CC_NG | CC | LDWP_CCGT |  |  |  |  | 2026 | 2050 | 0 | LDWP | 398 | 1 | 1 | 1 | #VALUE! | 1
| Intermountain_CC2 | Intermountain Power Project Replacement CC2 (Total CC Plant)_26040 | teppc | LDWP | LDWP | Los Angeles Department of Water and Power | LADWP | LDWP | 2025-07-01 | 2050-12-31 | 398 | 100% | 398 | 398 |  |  | CCWhole-NatGas-Aero | CC_NG | CC | LDWP_CCGT |  |  |  |  | 2026 | 2050 | 0 | LDWP | 398 | 1 | 1 | 1 | #VALUE! | 1
| InternationalPaperEnergyCenter | InternationalPaperEnergyCenter | teppc | BPAT | BPAT | Bonneville Power Administration – Transmission | BPAT | NW | 1953-01-01 | 2050-12-31 | 12.5 | 100% | 12.5 | 12.5 |  |  | Bio-ST | ST_Biomass | Biomass/Wood | NW_Biomass |  |  |  |  | 1953 | 2050 | 0 | NW | 12.5 | 1 | 1 | 1 | #VALUE! | 1
| INTKEP_2_UNITS | CCSF Hetch_Hetchy Hydro Aggregate | caiso | PGE_Valley | PGE_Valley | Pacific Gas and Electric Valley | PGE_Valley | CAISO | 2006-07-01 | 2050-12-31 | 405 | 100% | 405 | 405 |  |  | n/a | Hydro_Standard | Hydro | CAISO_Small_Hydro |  |  |  |  | 2007 | 2050 | 0 | CAISO | 405 | 1 | 1 | 1 | #VALUE! | 1
| INTMNT_3_ANAHEIM | Intermountain Power Project | caiso | PACE | SCE | Southern California Edison | SCE | CAISO | 1986-06-01 | 2025-06-30 | 236 | 100% | 236 | 236 |  |  | STEAM_COAL | Steam_Coal | Coal | CAISO_Coal |  |  |  |  | 1986 | 2024 | 0 | CAISO | 236 | 1 | 1 | 1 | #VALUE! | 1
| INTMNT_3_PASADENA | Intermountain Power Project | caiso | PACE | SCE | Southern California Edison | SCE | CAISO | 1986-06-01 | 2025-06-30 | 107 | 100% | 107 | 107 |  |  | STEAM_COAL | Steam_Coal | Coal | CAISO_Coal |  |  |  |  | 1986 | 2024 | 0 | CAISO | 107 | 1 | 1 | 1 | #VALUE! | 1
| INTMNT_3_RIVERSIDE | IPPDYN | caiso | PACE | SCE | Southern California Edison | SCE | CAISO | 1986-06-01 | 2025-06-30 | 137 | 100% | 137 | 137 |  |  | STEAM_COAL | Steam_Coal | Coal | CAISO_Coal |  |  |  |  | 1986 | 2024 | 0 | CAISO | 137 | 1 | 1 | 1 | #VALUE! | 1
| INTTRB_6_UNIT |  | caiso | PGE_Valley | PGE_Valley | Pacific Gas and Electric Valley | PGE_Valley | CAISO | 1988-06-14 | 2050-12-31 | 18.4 | 100% | 18.4 | 18.4 |  |  | n/a | wind_onshorewind | Wind | CAISO_Wind |  |  |  |  | 1988 | 2050 | 0 | CAISO | 18.4 | 1 | 1 | 1 | #VALUE! | 1
| IP_Springfield4 | IP Springfield Oregon-TG4 | teppc | BPAT | BPAT | Bonneville Power Administration – Transmission | BPAT | NW | 1976-10-01 | 2030-01-01 | 40 | 100% | 40 | 40 |  |  | Bio-ST | ST_Biomass | Biomass/Wood | NW_Biomass |  |  |  |  | 1977 | 2029 | 0 | NW | 40 | 1 | 1 | 1 | #VALUE! | 1
| Iron_Gate | Iron Gate-1 | teppc | PACW | PACW | PacifiCorp – West | PACW | NW | 1962-02-01 | 2030-01-01 | 18 | 100% | 18 | 18 |  |  | HydroRPS | Hydro_Standard | Hydro | NW_Hydro |  |  |  |  | 1962 | 2029 | 0 | NW | 18 | 1 | 1 | 1 | #VALUE! | 1
| IRON_SPRG_SG | IRON SPRINGS | teppc | PAUT | PAUT | Utah, PACE Utility | PACE | NW | 2016-01-01 | 2050-12-31 | 80 | 100% | 80 | 80 |  |  | SolarPV-NonTracking | FixedPV_sun | Solar_Fixed | NW_Solar |  |  |  |  | 2016 | 2050 | 0 | NW | 80 | 1 | 1 | 1 | #VALUE! | 1
| Irrican | IRRICAN1-1 | teppc | AESO | AESO | Alberta Electric System Operator | BCHA_AESO | Excluded | 2004-06-01 | 2050-12-01 | 7 | 100% | 7 | 7 |  |  | Hydro | Hydro_Standard | Hydro | Excluded_Hydro |  |  |  |  | 2004 | 2050 | 0 | Excluded | 7 | 1 | 1 | 1 | #VALUE! | 1
| IslandCogenCC_Total | Island Cogen-1_Island Cogen-1_IPP-ICG | teppc | BCHA | BCHA | British Columbia Transmission Company | BCHA_AESO | Excluded | 2002-04-12 | 2040-04-12 | 290 | 100% | 290 | 290 |  |  | CCWhole-NatGas-Industrial | CC_NG | CC | Excluded_CCGT |  |  |  |  | 2002 | 2039 | 0 | Excluded | 290 | 1 | 1 | 1 | #VALUE! | 1
| IVANPA_1_UNIT1 | Ivanpah 1 | caiso | SCE | SCE | Southern California Edison | SCE | CAISO | 2013-12-30 | 2050-12-31 | 126 | 100% | 126 | 126 |  |  | n/a | SolarThermal_sun | Solar_Thermal | CAISO_Solar |  |  |  |  | 2014 | 2050 | 0 | CAISO | 126 | 1 | 1 | 1 | #VALUE! | 1
| IVANPA_1_UNIT2 | Ivanpah 2 | caiso | SCE | SCE | Southern California Edison | SCE | CAISO | 2013-12-30 | 2050-12-31 | 133 | 100% | 133 | 133 |  |  | n/a | SolarThermal_sun | Solar_Thermal | CAISO_Solar |  |  |  |  | 2014 | 2050 | 0 | CAISO | 133 | 1 | 1 | 1 | #VALUE! | 1
| IVANPA_1_UNIT3 | Ivanpah 3 | caiso | SCE | SCE | Southern California Edison | SCE | CAISO | 2013-12-30 | 2050-12-31 | 133 | 100% | 133 | 133 |  |  | n/a | SolarThermal_sun | Solar_Thermal | CAISO_Solar |  |  |  |  | 2014 | 2050 | 0 | CAISO | 133 | 1 | 1 | 1 | #VALUE! | 1
| IVSLRP_2_SOLAR1 | Silver Ridge Mount Signal | caiso | SDGE | SDGE | San Diego Gas and Electric | SDGE | CAISO | 2014-03-04 | 2050-12-31 | 150 | 75% | 150 | 200 |  |  | n/a | PVgeneric_sun | Solar_Fixed | CAISO_Solar |  |  |  |  | 2014 | 2050 | 0 | CAISO | 200 | 1 | 1 | 1 | #VALUE! | 1
| IVSLRP2_2_SRMSR1 | Silver Ridge Mount Signal 2 | caiso | SDGE | SDGE | San Diego Gas and Electric | SDGE | CAISO | 2019-09-20 | 2050-12-31 | 200 | 133.3% | 200 | 150 |  |  | n/a | PVgeneric_sun | Solar_Fixed | CAISO_Solar |  |  |  |  | 2020 | 2050 | 0 | CAISO | 150 | 1 | 1 | 1 | #VALUE! | 1
| IVWEST_2_SOLAR1 | Imperial Valley West ( Q # 608) | caiso | SDGE | SDGE | San Diego Gas and Electric | SDGE | CAISO | 2016-01-21 | 2050-12-31 | 150 | 100% | 150 | 150 |  |  | n/a | PVgeneric_sun | Solar_Fixed | CAISO_Solar |  |  |  |  | 2016 | 2050 | 0 | CAISO | 150 | 1 | 1 | 1 | #VALUE! | 1
| Jackson_Fuller_1 | JacksonFullwer Wind 1 | teppc | PSCO | PSCO | Public Service Company of Colorado | PSCO | Excluded | 2015-12-31 | 2050-12-31 | 124.1 | 100% | 124.1 | 124.1 |  |  | WT-Onshore | wind_onshorewind | Wind | Excluded_Wind |  |  |  |  | 2016 | 2050 | 0 | Excluded | 124.1 | 1 | 1 | 1 | #VALUE! | 1
| Jackson_Fuller_2 | JacksonFullwer Wind 2 | teppc | PSCO | PSCO | Public Service Company of Colorado | PSCO | Excluded | 2015-12-31 | 2050-12-31 | 125.8 | 100% | 125.8 | 125.8 |  |  | WT-Onshore | wind_onshorewind | Wind | Excluded_Wind |  |  |  |  | 2016 | 2050 | 0 | Excluded | 125.8 | 1 | 1 | 1 | #VALUE! | 1
| JACMSR_1_JACSR1 | Jacumba Solar Farm | caiso | SDGE | SDGE | San Diego Gas and Electric | SDGE | CAISO | 2017-06-01 | 2050-12-31 | 20 | 100% | 20 | 20 |  |  | PHOTO VOLTAIC_SUN | PVgeneric_sun | Solar_Fixed | CAISO_Solar |  |  |  |  | 2017 | 2050 | 0 | CAISO | 20 | 1 | 1 | 1 | #VALUE! | 1
| Jamie_Creek_1 | Jamie Creek-1_Jamie Creek-1_IPP-JME | teppc | BCHA | BCHA | British Columbia Transmission Company | BCHA_AESO | Excluded | 2014-01-01 | 2054-01-01 | 10.67 | 100% | 10.67 | 10.67 |  |  | Hydro | Hydro_Standard | Hydro | Excluded_Hydro |  |  |  |  | 2014 | 2053 | 0 | Excluded | 10.67 | 1 | 1 | 1 | #VALUE! | 1
| Jamie_Creek_2 | Jamie Creek-2_Jamie Creek-2_IPP-JME | teppc | BCHA | BCHA | British Columbia Transmission Company | BCHA_AESO | Excluded | 2014-01-01 | 2054-01-01 | 10.67 | 100% | 10.67 | 10.67 |  |  | Hydro | Hydro_Standard | Hydro | Excluded_Hydro |  |  |  |  | 2014 | 2053 | 0 | Excluded | 10.67 | 1 | 1 | 1 | #VALUE! | 1
| Java_Solar | Java Solar | rps | PGE_Valley | PGE_Valley | Pacific Gas and Electric Valley | PGE_Valley | CAISO | 2022-10-01 | 2050-12-31 | 13.5 | 100% | 13.5 | 13.5 |  |  | Solar PV - Ground mountSolar: Tracking (1 Axis) | 1axPV_sun | Solar_1Axis | CAISO_Solar |  |  |  |  | 2023 | 2050 | 0 | CAISO | 13.5 | 0.95 | 1 | 1 | #VALUE! | 1
| JAWBNE_2_NSRWND | North Sky River Wind Project | caiso | PGE_Valley | PGE_Valley | Pacific Gas and Electric Valley | PGE_Valley | CAISO | 2012-12-07 | 2050-12-31 | 160 | 100% | 160 | 160 |  |  | n/a | wind_onshorewind | Wind | CAISO_Wind |  |  |  |  | 2013 | 2050 | 0 | CAISO | 160 | 1 | 1 | 1 | #VALUE! | 1
| JAWBNE_2_SRWND | Sky River | caiso | SCE | SCE | Southern California Edison | SCE | CAISO | 2012-12-11 | 2050-12-31 | 77 | 100% | 77 | 77 |  |  | n/a | wind_onshorewind | Wind | CAISO_Wind |  |  |  |  | 2013 | 2050 | 0 | CAISO | 77 | 1 | 1 | 1 | #VALUE! | 1
| Jaybird_H1 | Jaybird H1 | teppc | BANC | BANC | Balancing Authority of Northern California | SMUD | BANC | 1961-04-01 | 2050-01-01 | 77 | 100% | 77 | 77 |  |  | Hydro | Hydro_Standard | Hydro | BANC_Hydro |  |  |  |  | 1961 | 2049 | 0 | BANC | 77 | 1 | 1 | 1 | #VALUE! | 1
| Jaybird_H2 | Jaybird H2 | teppc | BANC | BANC | Balancing Authority of Northern California | SMUD | BANC | 1987-01-01 | 2050-12-31 | 77 | 100% | 77 | 77 |  |  | Hydro | Hydro_Standard | Hydro | BANC_Hydro |  |  |  |  | 1987 | 2050 | 0 | BANC | 77 | 1 | 1 | 1 | #VALUE! | 1
| JAYNE_6_WLSLR | Westlands Solar Farm PV 1 | caiso | PGE_Valley | PGE_Valley | Pacific Gas and Electric Valley | PGE_Valley | CAISO | 2014-02-14 | 2050-12-31 | 18 | 100% | 18 | 18 |  |  | n/a | PVgeneric_sun | Solar_Fixed | CAISO_Solar |  |  |  |  | 2014 | 2050 | 0 | CAISO | 18 | 1 | 1 | 1 | #VALUE! | 1
| Jersey_Valley_1 | Jersey Valley Geothermal OEC 1 | teppc | SPPC | SPPC | Nevada Power Company | NEVP | SW | 1962-03-01 | 2050-12-31 | 18 | 100% | 18 | 18 |  |  | Geo-BinaryCycle | Geothermal_steam | Geothermal | SW_Geothermal |  |  |  |  | 1962 | 2050 | 0 | SW | 18 | 1 | 1 | 1 | #VALUE! | 1
| Jersey_Valley_2 | Jersey Valley Geothermal OEC 2 | teppc | SPPC | SPPC | Nevada Power Company | NEVP | SW | 2011-08-30 | 2050-12-31 | 15 | 100% | 15 | 15 |  |  | Geo-BinaryCycle | Geothermal_steam | Geothermal | SW_Geothermal |  |  |  |  | 2012 | 2050 | 0 | SW | 15 | 1 | 1 | 1 | #VALUE! | 1
| Jett_Creek_Wind__OR_ | NA_60367 | teppc | IPFE | IPFE | Idaho Far East | IPCO | NW | 2016-12-31 | 2050-12-31 | 40 | 100% | 40 | 40 |  |  | WT-Onshore | wind_onshorewind | Wind | NW_Wind |  |  |  |  | 2017 | 2050 | 0 | NW | 40 | 1 | 1 | 1 | #VALUE! | 1
| Jim_Bridger_1 | Jim Bridger-1 | teppc | PAWY | PAWY | Wyoming, PACE Utility | PACE | NW | 1974-11-01 | 2050-12-31 | 531 | 100% | 531 | 531 |  |  | ST-Coal | Steam_Coal | Coal | NW_Coal |  |  |  |  | 1975 | 2050 | 0 | NW | 531 | 1 | 1 | 1 | #VALUE! | 1
| Jim_Bridger_2 | Jim Bridger-2 | teppc | PAWY | PAWY | Wyoming, PACE Utility | PACE | NW | 1975-12-01 | 2050-12-31 | 527 | 100% | 527 | 527 |  |  | ST-Coal | Steam_Coal | Coal | NW_Coal |  |  |  |  | 1976 | 2050 | 0 | NW | 527 | 1 | 1 | 1 | #VALUE! | 1
| Jim_Bridger_3 | Jim Bridger-3 | teppc | PAWY | PAWY | Wyoming, PACE Utility | PACE | NW | 1976-09-01 | 2050-12-31 | 523 | 100% | 523 | 523 |  |  | ST-Coal | Steam_Coal | Coal | NW_Coal |  |  |  |  | 1977 | 2050 | 0 | NW | 523 | 1 | 1 | 1 | #VALUE! | 1
| Jim_Bridger_4 | Jim Bridger-4 | teppc | PAWY | PAWY | Wyoming, PACE Utility | PACE | NW | 1979-11-01 | 2050-12-31 | 530 | 100% | 530 | 530 |  |  | ST-Coal | Steam_Coal | Coal | NW_Coal |  |  |  |  | 1980 | 2050 | 0 | NW | 530 | 1 | 1 | 1 | #VALUE! | 1
| Jim_Knight_1 | Jim Knight-1 | teppc | IPFE | IPFE | Idaho Far East | IPCO | NW | 1985-06-10 | 2030-04-15 | 0.34 | 100% | 0.34 | 0.34 |  |  | Hydro | Hydro_Standard | Hydro | NW_Hydro |  |  |  |  | 1985 | 2029 | 0 | NW | 0.34 | 1 | 1 | 1 | #VALUE! | 1
| JimmieCreek1 | Jimmie Creek Hydro Project-1_Jimmie Creek Hydro Project-1_IPP-JMC | teppc | BCHA | BCHA | British Columbia Transmission Company | BCHA_AESO | Excluded | 2016-05-01 | 2056-04-30 | 33.1 | 100% | 33.1 | 33.1 |  |  | Hydro | Hydro_Standard | Hydro | Excluded_Hydro |  |  |  |  | 2016 | 2055 | 0 | Excluded | 33.1 | 1 | 1 | 1 | #VALUE! | 1
| JimmieCreek2 | Jimmie Creek Hydro Project-2_Jimmie Creek Hydro Project-2_IPP-JMC | teppc | BCHA | BCHA | British Columbia Transmission Company | BCHA_AESO | Excluded | 2016-05-01 | 2056-04-30 | 33.1 | 100% | 33.1 | 33.1 |  |  | Hydro | Hydro_Standard | Hydro | Excluded_Hydro |  |  |  |  | 2016 | 2055 | 0 | Excluded | 33.1 | 1 | 1 | 1 | #VALUE! | 1
| JJ_Elmore | J.J. Elmore GEN1¦Elmore Company GEN1¦Elmore Calipatria | teppc | IID | IID | Imperial Irrigation District | SCE | CAISO | 1988-11-01 | 2050-12-31 | 42 | 100% | 42 | 42 |  |  | Geo-DoubleFlash | Geothermal_steam | Geothermal | CAISO_Geothermal |  |  |  |  | 1989 | 2050 | 0 | CAISO | 42 | 1 | 1 | 1 | #VALUE! | 1
| JM_Shafer_CC | JMShaferCC1 (Total CC Plant) | teppc | PSCO | PSCO | Public Service Company of Colorado | PSCO | Excluded | 1985-06-10 | 2030-04-15 | 275.4 | 100% | 275.4 | 275.4 |  |  | CCWhole-NatGas-Industrial | CC_NG | CC | Excluded_CCGT |  |  |  |  | 1985 | 2029 | 0 | Excluded | 275.4 | 1 | 1 | 1 | #VALUE! | 1
| John_C_Boyle_1 | John C Boyle-1 | teppc | PACW | PACW | PacifiCorp – West | PACW | NW | 1958-10-01 | 2030-01-01 | 50.35 | 100% | 50.35 | 50.35 |  |  | Hydro | Hydro_Standard | Hydro | NW_Hydro |  |  |  |  | 1959 | 2029 | 0 | NW | 50.35 | 1 | 1 | 1 | #VALUE! | 1
| John_C_Boyle_2 | John C Boyle-2 | teppc | PACW | PACW | PacifiCorp – West | PACW | NW | 1958-10-01 | 2030-01-01 | 47.63 | 100% | 47.63 | 47.63 |  |  | Hydro | Hydro_Standard | Hydro | NW_Hydro |  |  |  |  | 1959 | 2029 | 0 | NW | 47.63 | 1 | 1 | 1 | #VALUE! | 1
| John_Day | John Day | teppc | BPAT | BPAT | Bonneville Power Administration – Transmission | BPAT | NW | 1968-08-01 | 2050-12-31 | 2160 | 100% | 2160 | 2160 |  |  | Hydro | Hydro_Standard | Hydro | NW_Hydro |  |  |  |  | 1969 | 2050 | 0 | NW | 2160 | 1 | 1 | 1 | #VALUE! | 1
| JohnHart1_Exp | John Hart Upgrade Project-1_BCH-JHT | teppc | BCHA | BCHA | British Columbia Transmission Company | BCHA_AESO | Excluded | 2016-03-01 | 2060-03-31 | 46 | 100% | 46 | 46 |  |  | Hydro | Hydro_Standard | Hydro | Excluded_Hydro |  |  |  |  | 2016 | 2059 | 0 | Excluded | 46 | 1 | 1 | 1 | #VALUE! | 1
| JohnHart2_Exp | John Hart Upgrade Project-2_BCH-JHT | teppc | BCHA | BCHA | British Columbia Transmission Company | BCHA_AESO | Excluded | 2016-03-01 | 2060-03-31 | 46 | 100% | 46 | 46 |  |  | Hydro | Hydro_Standard | Hydro | Excluded_Hydro |  |  |  |  | 2016 | 2059 | 0 | Excluded | 46 | 1 | 1 | 1 | #VALUE! | 1
| JohnHart3_Exp | John Hart Upgrade Project-3_BCH-JHT | teppc | BCHA | BCHA | British Columbia Transmission Company | BCHA_AESO | Excluded | 2016-03-01 | 2060-03-31 | 46 | 100% | 46 | 46 |  |  | Hydro | Hydro_Standard | Hydro | Excluded_Hydro |  |  |  |  | 2016 | 2059 | 0 | Excluded | 46 | 1 | 1 | 1 | #VALUE! | 1
| JohnHart4 | John Hart-4_John Hart-4_BCH-JHT | teppc | BCHA | BCHA | British Columbia Transmission Company | BCHA_AESO | Excluded | 1947-01-01 | 2019-03-01 | 21 | 100% | 21 | 21 |  |  | Hydro | Hydro_Standard | Hydro | Excluded_Hydro |  |  |  |  | 1947 | 2018 | 0 | Excluded | 21 | 1 | 1 | 1 | #VALUE! | 1
| JohnHart5 | John Hart-5_John Hart-5_BCH-JHT | teppc | BCHA | BCHA | British Columbia Transmission Company | BCHA_AESO | Excluded | 1947-01-01 | 2019-03-01 | 21 | 100% | 21 | 21 |  |  | Hydro | Hydro_Standard | Hydro | Excluded_Hydro |  |  |  |  | 1947 | 2018 | 0 | Excluded | 21 | 1 | 1 | 1 | #VALUE! | 1
| JohnHart6 | John Hart-6_John Hart-6_BCH-JHT | teppc | BCHA | BCHA | British Columbia Transmission Company | BCHA_AESO | Excluded | 1947-01-01 | 2019-03-01 | 21 | 100% | 21 | 21 |  |  | Hydro | Hydro_Standard | Hydro | Excluded_Hydro |  |  |  |  | 1947 | 2018 | 0 | Excluded | 21 | 1 | 1 | 1 | #VALUE! | 1
| Jones_Fork_H1 | Jones Fork 1 | teppc | BANC | BANC | Balancing Authority of Northern California | SMUD | BANC | 1985-06-01 | 2050-12-31 | 9.5 | 100% | 9.5 | 9.5 |  |  | Hydro | Hydro_Standard | Hydro | BANC_Small_Hydro |  |  |  |  | 1985 | 2050 | 0 | BANC | 9.5 | 1 | 1 | 1 | #VALUE! | 1
| Jordan_River | Jordan River-1_Jordan River-1_BCH-JOR | teppc | BCHA | BCHA | British Columbia Transmission Company | BCHA_AESO | Excluded | 1912-01-01 | 2033-03-31 | 170 | 100% | 170 | 170 |  |  | Hydro | Hydro_Standard | Hydro | Excluded_Hydro |  |  |  |  | 1912 | 2032 | 0 | Excluded | 170 | 1 | 1 | 1 | #VALUE! | 1
| Judge_F_Carr_1 | Judge Francis Carr 1¦Judge F Carr 1 | teppc | BANC | BANC | Balancing Authority of Northern California | SMUD | BANC | 1963-05-01 | 2050-12-31 | 86 | 100% | 86 | 86 |  |  | Hydro | Hydro_Standard | Hydro | BANC_Hydro |  |  |  |  | 1963 | 2050 | 0 | BANC | 86 | 1 | 1 | 1 | #VALUE! | 1
| Judge_F_Carr_2 | Judge Francis Carr 2 | teppc | BANC | BANC | Balancing Authority of Northern California | SMUD | BANC | 1963-07-01 | 2050-12-31 | 86 | 100% | 86 | 86 |  |  | Hydro | Hydro_Standard | Hydro | BANC_Hydro |  |  |  |  | 1964 | 2050 | 0 | BANC | 86 | 1 | 1 | 1 | #VALUE! | 1
| Judith_Gap | Judith Gap Wind Energy Center-1 | teppc | NWMT | NWMT | NorthWestern Energy | NWMT_WAUW | NW | 2006-02-01 | 2050-01-01 | 135 | 100% | 135 | 135 |  |  | WT-Onshore | wind_onshorewind | Wind | NW_Wind |  |  |  |  | 2006 | 2049 | 0 | NW | 135 | 1 | 1 | 1 | #VALUE! | 1
| Judy_Creek_1 | Pengrowth Judy Creek 1 | teppc | BCHA | BCHA | British Columbia Transmission Company | BCHA_AESO | Excluded | 2014-06-01 | 2050-12-31 | 15 | 100% | 15 | 15 |  |  | CT-NatGas-Industrial | CT_NG | CT | Excluded_Peaker |  |  |  |  | 2014 | 2050 | 0 | Excluded | 15 | 1 | 1 | 1 | #VALUE! | 1
| JuniperCanyon1 | Juniper Canyon I Wind Project-1 | teppc | TPWR | TPWR | Tacoma Power | BPAT | NW | 2011-03-01 | 2050-12-31 | 151.2 | 100% | 151.2 | 151.2 |  |  | WT-Onshore | wind_onshorewind | Wind | NW_Wind | CAISO | 4.6721 |  |  | 2011 | 2050 | 146.5279 | CAISO | 4.6721 | 1 | 1 | 1 | #VALUE! | 1
| JuniperCanyon2 | Juniper Canyon 2-WT( 48 x 2.1) | teppc | TPWR | TPWR | Tacoma Power | BPAT | NW | 2015-12-01 | 2030-04-15 | 101 | 100% | 101 | 101 |  |  | WT-Onshore | wind_onshorewind | Wind | NW_Wind |  |  |  |  | 2016 | 2029 | 0 | NW | 101 | 1 | 1 | 1 | #VALUE! | 1
| K_Road_Moapa | Moapa Southern Paiute Solar Project (K Road Moapa) | teppc | LDWP | LDWP | Los Angeles Department of Water and Power | LADWP | LDWP | 2016-12-01 | 2050-12-31 | 250 | 100% | 250 | 250 |  |  | SolarPV-NonTracking | FixedPV_sun | Solar_Fixed | LDWP_Solar |  |  |  |  | 2017 | 2050 | 0 | LDWP | 250 | 1 | 1 | 1 | #VALUE! | 1
| K_Road_Modesto | K Road Modesto Solar-1¦McHenry Solar Farm (Modesto) 1 | teppc | BANC | BANC | Balancing Authority of Northern California | SMUD | BANC | 2012-07-01 | 2050-12-31 | 26.32 | 100% | 26.32 | 26.32 |  |  | SolarPV-Tracking | 1axPV_sun | Solar_1Axis | BANC_Solar |  |  |  |  | 2013 | 2050 | 0 | BANC | 26.32 | 1 | 1 | 1 | #VALUE! | 1
| KamloopsGreen1 | Kamloops Green Energy-1_Kamloops Green Energy-1_IPP-WEY | teppc | BCHA | BCHA | British Columbia Transmission Company | BCHA_AESO | Excluded | 2012-12-01 | 2027-12-15 | 28 | 100% | 28 | 28 |  |  | Bio-ST | ST_Biomass | Biomass/Wood | Excluded_Biomass |  |  |  |  | 2013 | 2027 | 0 | Excluded | 28 | 1 | 1 | 1 | #VALUE! | 1
| KamloopsGreen2 | Kamloops Green Energy-2_Kamloops Green Energy-2_IPP-WEY | teppc | BCHA | BCHA | British Columbia Transmission Company | BCHA_AESO | Excluded | 2012-12-01 | 2027-12-15 | 16 | 100% | 16 | 16 |  |  | Bio-ST | ST_Biomass | Biomass/Wood | Excluded_Biomass |  |  |  |  | 2013 | 2027 | 0 | Excluded | 16 | 1 | 1 | 1 | #VALUE! | 1
| KamloopsGreen3 | Kamloops Green Energy-3_Kamloops Green Energy-3_IPP-WEY | teppc | BCHA | BCHA | British Columbia Transmission Company | BCHA_AESO | Excluded | 2012-12-01 | 2027-12-15 | 32 | 100% | 32 | 32 |  |  | Bio-ST | ST_Biomass | Biomass/Wood | Excluded_Biomass |  |  |  |  | 2013 | 2027 | 0 | Excluded | 32 | 1 | 1 | 1 | #VALUE! | 1
| KANAKA_1_UNIT | KANAKA | caiso | PGE_Valley | PGE_Valley | Pacific Gas and Electric Valley | PGE_Valley | CAISO | 1989-02-13 | 2019-03-20 | 2.5 | 100% | 2.5 | 2.5 |  |  | n/a | Hydro_Standard | Hydro | CAISO_Small_Hydro |  |  |  |  | 1989 | 2018 | 0 | CAISO | 2.5 | 1 | 1 | 1 | #VALUE! | 1
| Kananaskis1_1 | Kananaskis1-1 | teppc | AESO | AESO | Alberta Electric System Operator | BCHA_AESO | Excluded | 1954-01-01 | 2050-12-01 | 4.5 | 100% | 4.5 | 4.5 |  |  | Hydro | Hydro_Standard | Hydro | Excluded_Hydro |  |  |  |  | 1954 | 2050 | 0 | Excluded | 4.5 | 1 | 1 | 1 | #VALUE! | 1
| Kananaskis2_HY2 | Kananaskis2-HY2 | teppc | AESO | AESO | Alberta Electric System Operator | BCHA_AESO | Excluded | 1954-01-01 | 2050-12-01 | 4.5 | 100% | 4.5 | 4.5 |  |  | Hydro | Hydro_Standard | Hydro | Excluded_Hydro |  |  |  |  | 1954 | 2050 | 0 | Excluded | 4.5 | 1 | 1 | 1 | #VALUE! | 1
| Kananaskis3_HY3 | Kananaskis3-HY3 | teppc | AESO | AESO | Alberta Electric System Operator | BCHA_AESO | Excluded | 1954-01-01 | 2050-12-01 | 10 | 100% | 10 | 10 |  |  | Hydro | Hydro_Standard | Hydro | Excluded_Hydro |  |  |  |  | 1954 | 2050 | 0 | Excluded | 10 | 1 | 1 | 1 | #VALUE! | 1
| KANSAS_6_SOLAR | RE Kansas South | caiso | PGE_Valley | PGE_Valley | Pacific Gas and Electric Valley | PGE_Valley | CAISO | 2013-06-06 | 2050-12-31 | 20 | 100% | 20 | 20 |  |  | n/a | PVgeneric_sun | Solar_Fixed | CAISO_Solar |  |  |  |  | 2013 | 2050 | 0 | CAISO | 20 | 1 | 1 | 1 | #VALUE! | 1
| KaselWitherpoonCoLS1 | K W Company-LS1 | teppc | IPFE | IPFE | Idaho Far East | IPCO | NW | 1985-06-01 | 2050-12-31 | 0.1 | 100% | 0.1 | 0.1 |  |  | Hydro | Hydro_Standard | Hydro | NW_Hydro |  |  |  |  | 1985 | 2050 | 0 | NW | 0.1 | 1 | 1 | 1 | #VALUE! | 1
| KaselWitherpoonCoLS2 | K W Company-LS2 | teppc | IPFE | IPFE | Idaho Far East | IPCO | NW | 1985-06-01 | 2050-12-31 | 0.1 | 100% | 0.1 | 0.1 |  |  | Hydro | Hydro_Standard | Hydro | NW_Hydro |  |  |  |  | 1985 | 2050 | 0 | NW | 0.1 | 1 | 1 | 1 | #VALUE! | 1
| KaselWitherpoonCoLS3 | K W Company-LS3 | teppc | IPFE | IPFE | Idaho Far East | IPCO | NW | 1985-06-01 | 2050-12-31 | 0.1 | 100% | 0.1 | 0.1 |  |  | Hydro | Hydro_Standard | Hydro | NW_Hydro |  |  |  |  | 1985 | 2050 | 0 | NW | 0.1 | 1 | 1 | 1 | #VALUE! | 1
| KaselWitherpoonCoLS4 | K W Company-LS4 | teppc | IPFE | IPFE | Idaho Far East | IPCO | NW | 1985-06-01 | 2050-12-31 | 0.1 | 100% | 0.1 | 0.1 |  |  | Hydro | Hydro_Standard | Hydro | NW_Hydro |  |  |  |  | 1985 | 2050 | 0 | NW | 0.1 | 1 | 1 | 1 | #VALUE! | 1
| KaselWitherpoonCoLS5 | K W Company-LS5 | teppc | IPFE | IPFE | Idaho Far East | IPCO | NW | 1985-06-01 | 2050-12-31 | 0.1 | 100% | 0.1 | 0.1 |  |  | Hydro | Hydro_Standard | Hydro | NW_Hydro |  |  |  |  | 1985 | 2050 | 0 | NW | 0.1 | 1 | 1 | 1 | #VALUE! | 1
| KaselWitherpoonCoUE5 | K W Company-UE5 | teppc | IPFE | IPFE | Idaho Far East | IPCO | NW | 1997-04-01 | 2050-12-31 | 0.1 | 100% | 0.1 | 0.1 |  |  | Hydro | Hydro_Standard | Hydro | NW_Hydro |  |  |  |  | 1997 | 2050 | 0 | NW | 0.1 | 1 | 1 | 1 | #VALUE! | 1
| KaselWitherpoonCoUW1 | K W Company-UW1 | teppc | IPFE | IPFE | Idaho Far East | IPCO | NW | 1983-12-01 | 2050-12-31 | 0.2 | 100% | 0.2 | 0.2 |  |  | Hydro | Hydro_Standard | Hydro | NW_Hydro |  |  |  |  | 1984 | 2050 | 0 | NW | 0.2 | 1 | 1 | 1 | #VALUE! | 1
| KaselWitherpoonCoUW2 | K W Company-UW2 | teppc | IPFE | IPFE | Idaho Far East | IPCO | NW | 1983-12-01 | 2050-12-31 | 0.2 | 100% | 0.2 | 0.2 |  |  | Hydro | Hydro_Standard | Hydro | NW_Hydro |  |  |  |  | 1984 | 2050 | 0 | NW | 0.2 | 1 | 1 | 1 | #VALUE! | 1
| KaselWitherpoonCoUW3 | K W Company-UW3 | teppc | IPFE | IPFE | Idaho Far East | IPCO | NW | 1983-12-01 | 2050-12-31 | 0.2 | 100% | 0.2 | 0.2 |  |  | Hydro | Hydro_Standard | Hydro | NW_Hydro |  |  |  |  | 1984 | 2050 | 0 | NW | 0.2 | 1 | 1 | 1 | #VALUE! | 1
| KaselWitherpoonCoUW4 | K W Company-UW4 | teppc | IPFE | IPFE | Idaho Far East | IPCO | NW | 1983-12-01 | 2050-12-31 | 0.2 | 100% | 0.2 | 0.2 |  |  | Hydro | Hydro_Standard | Hydro | NW_Hydro |  |  |  |  | 1984 | 2050 | 0 | NW | 0.2 | 1 | 1 | 1 | #VALUE! | 1
| KEARL13C |  | teppc | AESO | AESO | Alberta Electric System Operator | BCHA_AESO | Excluded | 1950-01-01 | 2050-12-31 | 81.1 | 100% | 81.1 | 81.1 |  |  | CT-AB-Cogen | Cogen_NG | Cogen | Excluded_CHP |  |  |  |  | 1950 | 2050 | 0 | Excluded | 81.1 | 1 | 1 | 1 | #VALUE! | 1
| Keephills1 | Keephills1-1 | teppc | BCHA | BCHA | British Columbia Transmission Company | BCHA_AESO | Excluded | 1983-01-01 | 2030-01-01 | 411 | 100% | 411 | 411 |  |  | ST-Coal | Steam_Coal | Coal | Excluded_Coal |  |  |  |  | 1983 | 2029 | 0 | Excluded | 411 | 1 | 1 | 1 | #VALUE! | 1
| Keephills1_Exp | TransAlta Keephills 1 Uprate-1 | teppc | BCHA | BCHA | British Columbia Transmission Company | BCHA_AESO | Excluded | 2012-05-01 | 2028-12-31 | 434 | 100% | 434 | 434 |  |  | ST-Coal | Steam_Coal | Coal | Excluded_Coal |  |  |  |  | 2012 | 2028 | 0 | Excluded | 434 | 1 | 1 | 1 | #VALUE! | 1
| Keephills1_Gas | Sheerness 2-2 | teppc | AESO | AESO | Alberta Electric System Operator | BCHA_AESO | Excluded | 1990-01-01 | 2050-12-31 | 411 | 100% | 411 | 411 |  |  | ST-NatGas | ST_NG | Steam | Excluded_ST |  |  |  |  | 1990 | 2050 | 0 | Excluded | 411 | 1 | 1 | 1 | #VALUE! | 1
| Keephills2 | Keephills2-2 | teppc | BCHA | BCHA | British Columbia Transmission Company | BCHA_AESO | Excluded | 1984-01-01 | 2030-01-01 | 411 | 100% | 411 | 411 |  |  | ST-Coal | Steam_Coal | Coal | Excluded_Coal |  |  |  |  | 1984 | 2029 | 0 | Excluded | 411 | 1 | 1 | 1 | #VALUE! | 1
| Keephills2_Exp | TransAlta Keephills 2 Uprate-1 | teppc | BCHA | BCHA | British Columbia Transmission Company | BCHA_AESO | Excluded | 2012-04-01 | 2028-12-31 | 434 | 100% | 434 | 434 |  |  | ST-Coal | Steam_Coal | Coal | Excluded_Coal |  |  |  |  | 2012 | 2028 | 0 | Excluded | 434 | 1 | 1 | 1 | #VALUE! | 1
| Keephills3_1 | Keephills3-1 | teppc | AESO | AESO | Alberta Electric System Operator | BCHA_AESO | Excluded | 2011-06-01 | 2029-12-31 | 498 | 100% | 498 | 498 |  |  | ST-Coal | Steam_Coal | Coal | Excluded_Coal |  |  |  |  | 2011 | 2029 | 0 | Excluded | 498 | 1 | 1 | 1 | #VALUE! | 1
| Keephils2_Gas | Sheerness 2-2 | teppc | AESO | AESO | Alberta Electric System Operator | BCHA_AESO | Excluded | 1990-01-01 | 2050-12-31 | 411 | 100% | 411 | 411 |  |  | ST-NatGas | ST_NG | Steam | Excluded_ST |  |  |  |  | 1990 | 2050 | 0 | Excluded | 411 | 1 | 1 | 1 | #VALUE! | 1
| KEKAWK_6_UNIT | STS HYDROPOWER LTD. (KEKAWAKA) | caiso | PGE_Bay | PGE_Bay | Pacific Gas and Electric Bay | PGE_Bay | CAISO | 1989-12-27 | 2050-12-31 | 5.5 | 100% | 5.5 | 5.5 |  |  | n/a | Hydro_Standard | Hydro | CAISO_Small_Hydro |  |  |  |  | 1990 | 2050 | 0 | CAISO | 5.5 | 1 | 1 | 1 | #VALUE! | 1
| KELSO_2_UNITS | Mariposa Energy | caiso | PGE_Bay | PGE_Bay | Pacific Gas and Electric Bay | PGE_Bay | CAISO | 2012-10-01 | 2050-12-31 | 198.03 | 100% | 198.03 | 198.03 |  |  | CT-NatGas-Aero | CT_NG | CT | CAISO_Peaker1 |  |  |  |  | 2013 | 2050 | 0 | CAISO | 198.03 | 1 | 1 | 1 | #VALUE! | 1
| KELYRG_6_UNIT | KELLY RIDGE HYDRO | caiso | PGE_Valley | PGE_Valley | Pacific Gas and Electric Valley | PGE_Valley | CAISO | 1963-01-01 | 2050-12-31 | 11 | 100% | 11 | 11 |  |  | n/a | Hydro_Standard | Hydro | CAISO_Small_Hydro |  |  |  |  | 1963 | 2050 | 0 | CAISO | 11 | 1 | 1 | 1 | #VALUE! | 1
| Kemano_1 | Kemano-1_Kemano (RTA 2007 EPA)-1_IPP-KMO | teppc | BCHA | BCHA | British Columbia Transmission Company | BCHA_AESO | Excluded | 1949-12-01 | 2033-03-31 | 112.5 | 100% | 112.5 | 112.5 |  |  | Hydro | Hydro_Standard | Hydro | Excluded_Hydro |  |  |  |  | 1950 | 2032 | 0 | Excluded | 112.5 | 1 | 1 | 1 | #VALUE! | 1
| Kemano_2 | Kemano-2_Kemano (RTA 2007 EPA)-2_IPP-KMO | teppc | BCHA | BCHA | British Columbia Transmission Company | BCHA_AESO | Excluded | 1949-12-01 | 2033-03-31 | 112.5 | 100% | 112.5 | 112.5 |  |  | Hydro | Hydro_Standard | Hydro | Excluded_Hydro |  |  |  |  | 1950 | 2032 | 0 | Excluded | 112.5 | 1 | 1 | 1 | #VALUE! | 1
| Kemano_3 | Kemano-3_Kemano (RTA 2007 EPA)-3_IPP-KMO | teppc | BCHA | BCHA | British Columbia Transmission Company | BCHA_AESO | Excluded | 1949-12-01 | 2033-03-31 | 112.5 | 100% | 112.5 | 112.5 |  |  | Hydro | Hydro_Standard | Hydro | Excluded_Hydro |  |  |  |  | 1950 | 2032 | 0 | Excluded | 112.5 | 1 | 1 | 1 | #VALUE! | 1
| Kemano_4 | Kemano-4_Kemano (RTA 2007 EPA)-4_IPP-KMO | teppc | BCHA | BCHA | British Columbia Transmission Company | BCHA_AESO | Excluded | 1949-12-01 | 2040-03-31 | 112.5 | 100% | 112.5 | 112.5 |  |  | Hydro | Hydro_Standard | Hydro | Excluded_Hydro |  |  |  |  | 1950 | 2039 | 0 | Excluded | 112.5 | 1 | 1 | 1 | #VALUE! | 1
| Kemano_5 | Kemano-5_Kemano (RTA 2007 EPA)-5_IPP-KMO | teppc | BCHA | BCHA | British Columbia Transmission Company | BCHA_AESO | Excluded | 1949-12-01 | 2040-03-31 | 112.5 | 100% | 112.5 | 112.5 |  |  | Hydro | Hydro_Standard | Hydro | Excluded_Hydro |  |  |  |  | 1950 | 2039 | 0 | Excluded | 112.5 | 1 | 1 | 1 | #VALUE! | 1
| Kemano_6 | Kemano-6_Kemano (RTA 2007 EPA)-6_IPP-KMO | teppc | BCHA | BCHA | British Columbia Transmission Company | BCHA_AESO | Excluded | 1949-12-01 | 2040-03-31 | 112.5 | 100% | 112.5 | 112.5 |  |  | Hydro | Hydro_Standard | Hydro | Excluded_Hydro |  |  |  |  | 1950 | 2039 | 0 | Excluded | 112.5 | 1 | 1 | 1 | #VALUE! | 1
| Kemano_7 | Kemano-7_Kemano (RTA 2007 EPA)-7_IPP-KMO | teppc | BCHA | BCHA | British Columbia Transmission Company | BCHA_AESO | Excluded | 1949-12-01 | 2040-03-31 | 112.5 | 100% | 112.5 | 112.5 |  |  | Hydro | Hydro_Standard | Hydro | Excluded_Hydro |  |  |  |  | 1950 | 2039 | 0 | Excluded | 112.5 | 1 | 1 | 1 | #VALUE! | 1
| Kemano_8 | Kemano-8_Kemano (RTA 2007 EPA)-8_IPP-KMO | teppc | BCHA | BCHA | British Columbia Transmission Company | BCHA_AESO | Excluded | 1949-12-01 | 2040-03-31 | 112.5 | 100% | 112.5 | 112.5 |  |  | Hydro | Hydro_Standard | Hydro | Excluded_Hydro |  |  |  |  | 1950 | 2039 | 0 | Excluded | 112.5 | 1 | 1 | 1 | #VALUE! | 1
| KERKH1_7_UNIT_1 | KERKHOFF PH 1 UNIT #1 | caiso | PGE_Valley | PGE_Valley | Pacific Gas and Electric Valley | PGE_Valley | CAISO | 1920-01-01 | 2050-12-31 | 13 | 100% | 13 | 13 |  |  | n/a | Hydro_Standard | Hydro | CAISO_Hydro |  |  |  |  | 1920 | 2050 | 0 | CAISO | 13 | 1 | 1 | 1 | #VALUE! | 1
| KERKH1_7_UNIT_3 | KERKHOFF PH 1 UNIT #3 | caiso | PGE_Valley | PGE_Valley | Pacific Gas and Electric Valley | PGE_Valley | CAISO | 1920-01-01 | 2050-12-31 | 12.8 | 100% | 12.8 | 12.8 |  |  | n/a | Hydro_Standard | Hydro | CAISO_Hydro |  |  |  |  | 1920 | 2050 | 0 | CAISO | 12.8 | 1 | 1 | 1 | #VALUE! | 1
| KERKH2_7_UNIT_1 | KERKHOFF PH 2 UNIT #1 | caiso | PGE_Valley | PGE_Valley | Pacific Gas and Electric Valley | PGE_Valley | CAISO | 1983-01-01 | 2050-12-31 | 153.9 | 100% | 153.9 | 153.9 |  |  | n/a | Hydro_Standard | Hydro | CAISO_Hydro |  |  |  |  | 1983 | 2050 | 0 | CAISO | 153.9 | 1 | 1 | 1 | #VALUE! | 1
| KERMAN_6_SOLAR1 | Fresno Solar South | caiso | PGE_Valley | PGE_Valley | Pacific Gas and Electric Valley | PGE_Valley | CAISO | 2015-10-21 | 2050-12-31 | 1.5 | 100% | 1.5 | 1.5 |  |  | n/a | PVgeneric_sun | Solar_Fixed | CAISO_Solar |  |  |  |  | 2016 | 2050 | 0 | CAISO | 1.5 | 1 | 1 | 1 | #VALUE! | 1
| KERMAN_6_SOLAR2 | Fresno Solar West | caiso | PGE_Valley | PGE_Valley | Pacific Gas and Electric Valley | PGE_Valley | CAISO | 2015-10-20 | 2050-12-31 | 1.5 | 100% | 1.5 | 1.5 |  |  | n/a | PVgeneric_sun | Solar_Fixed | CAISO_Solar |  |  |  |  | 2016 | 2050 | 0 | CAISO | 1.5 | 1 | 1 | 1 | #VALUE! | 1
| KERNFT_1_UNITS | KERN FRONT LIMITED | caiso | PGE_Valley | PGE_Valley | Pacific Gas and Electric Valley | PGE_Valley | CAISO | 1989-01-07 | 2050-12-31 | 52.4 | 100% | 52.4 | 52.4 |  |  | CT-NatGas-Aero | CT_NG | CT | CAISO_Peaker2 |  |  |  |  | 1989 | 2050 | 0 | CAISO | 52.4 | 1 | 1 | 1 | #VALUE! | 1
| KERNRG_1_UNITS |  | caiso | PGE_Valley | PGE_Valley | Pacific Gas and Electric Valley | PGE_Valley | CAISO | 1985-01-01 | 2050-12-31 | 0.29 | 0.5254% | 0.29 | 55.2 |  |  | CT-NatGas-Aero | CT_NG | CT | CAISO_Peaker1 |  |  |  |  | 1985 | 2050 | 0 | CAISO | 55.2 | 1 | 1 | 1 | #VALUE! | 1
| Kerr_KER1 | Kerr-KER1 | teppc | NWMT | NWMT | NorthWestern Energy | NWMT_WAUW | NW | 1938-10-01 | 2050-12-31 | 70.6 | 100% | 70.6 | 70.6 |  |  | Hydro | Hydro_Standard | Hydro | NW_Hydro |  |  |  |  | 1939 | 2050 | 0 | NW | 70.6 | 1 | 1 | 1 | #VALUE! | 1
| Kerr_KER2 | Kerr-KER2 | teppc | NWMT | NWMT | NorthWestern Energy | NWMT_WAUW | NW | 1949-05-01 | 2050-12-31 | 50.4 | 100% | 50.4 | 50.4 |  |  | Hydro | Hydro_Standard | Hydro | NW_Hydro |  |  |  |  | 1949 | 2050 | 0 | NW | 50.4 | 1 | 1 | 1 | #VALUE! | 1
| Kerr_KER3 | Kerr-KER3 | teppc | NWMT | NWMT | NorthWestern Energy | NWMT_WAUW | NW | 1954-11-01 | 2050-12-31 | 86.6 | 100% | 86.6 | 86.6 |  |  | Hydro | Hydro_Standard | Hydro | NW_Hydro |  |  |  |  | 1955 | 2050 | 0 | NW | 86.6 | 1 | 1 | 1 | #VALUE! | 1
| KERRGN_1_UNIT_1 | KERN RIVER HYDRO UNITS 1-4 AGGREGATE | caiso | SCE | PGE_Valley | Pacific Gas and Electric Valley | PGE_Valley | CAISO | 1907-01-01 | 2050-12-31 | 25.6 | 100% | 25.6 | 25.6 |  |  | n/a | Hydro_Standard | Hydro | CAISO_Hydro |  |  |  |  | 1907 | 2050 | 0 | CAISO | 25.6 | 1 | 1 | 1 | #VALUE! | 1
| Keswick_1 | Keswick 1 | teppc | BANC | BANC | Balancing Authority of Northern California | SMUD | BANC | 1950-03-01 | 2050-12-31 | 25 | 100% | 25 | 25 |  |  | Hydro | Hydro_Standard | Hydro | BANC_Hydro |  |  |  |  | 1950 | 2050 | 0 | BANC | 25 | 1 | 1 | 1 | #VALUE! | 1
| Keswick_2 | Keswick 2 | teppc | BANC | BANC | Balancing Authority of Northern California | SMUD | BANC | 1949-12-01 | 2050-12-31 | 25 | 100% | 25 | 25 |  |  | Hydro | Hydro_Standard | Hydro | BANC_Hydro |  |  |  |  | 1950 | 2050 | 0 | BANC | 25 | 1 | 1 | 1 | #VALUE! | 1
| Keswick_3 | Keswick 3 | teppc | BANC | BANC | Balancing Authority of Northern California | SMUD | BANC | 1949-10-01 | 2050-12-31 | 25 | 100% | 25 | 25 |  |  | Hydro | Hydro_Standard | Hydro | BANC_Hydro |  |  |  |  | 1950 | 2050 | 0 | BANC | 25 | 1 | 1 | 1 | #VALUE! | 1
| KettleFalls1 | Kettle Falls Generating Station-1 | teppc | AVA | AVA | Avista Corp. | BPAT | NW | 1983-12-01 | 2050-12-31 | 50.7 | 100% | 50.7 | 50.7 |  |  | Bio-ST | ST_Biomass | Biomass/Wood | NW_Biomass |  |  |  |  | 1984 | 2050 | 0 | NW | 50.7 | 1 | 1 | 1 | #VALUE! | 1
| KettleFalls2 | Kettle Falls Generating Station-2 | teppc | AVA | AVA | Avista Corp. | BPAT | NW | 2002-05-01 | 2050-12-31 | 7.2 | 100% | 7.2 | 7.2 |  |  | CT-NatGas-Aero | CT_NG | CT | NW_Peaker |  |  |  |  | 2002 | 2050 | 0 | NW | 7.2 | 1 | 1 | 1 | #VALUE! | 1
| KettlesHills2_1 | Kettle Hills 2-1_KettlesHill1a | teppc | AESO | AESO | Alberta Electric System Operator | BCHA_AESO | Excluded | 2007-09-01 | 2050-12-01 | 1.8 | 100% | 1.8 | 1.8 |  |  | WT-Onshore | wind_onshorewind | Wind | Excluded_Wind |  |  |  |  | 2008 | 2050 | 0 | Excluded | 1.8 | 1 | 1 | 1 | #VALUE! | 1
| KettlesHills2_2 | Kettle Hills 2-2_KettlesHill1b | teppc | AESO | AESO | Alberta Electric System Operator | BCHA_AESO | Excluded | 2007-09-01 | 2050-12-01 | 14.4 | 100% | 14.4 | 14.4 |  |  | WT-Onshore | wind_onshorewind | Wind | Excluded_Wind |  |  |  |  | 2008 | 2050 | 0 | Excluded | 14.4 | 1 | 1 | 1 | #VALUE! | 1
| KettlesHills2_3 | Kettle Hills 2-3_KettlesHill2a | teppc | BCHA | BCHA | British Columbia Transmission Company | BCHA_AESO | Excluded | 2007-09-01 | 2050-12-01 | 1.8 | 100% | 1.8 | 1.8 |  |  | WT-Onshore | wind_onshorewind | Wind | Excluded_Wind |  |  |  |  | 2008 | 2050 | 0 | Excluded | 1.8 | 1 | 1 | 1 | #VALUE! | 1
| KettlesHills2_4 | Kettle Hills 2-4_KettlesHill2b | teppc | AESO | AESO | Alberta Electric System Operator | BCHA_AESO | Excluded | 2007-09-01 | 2050-12-01 | 18 | 100% | 18 | 18 |  |  | WT-Onshore | wind_onshorewind | Wind | Excluded_Wind |  |  |  |  | 2008 | 2050 | 0 | Excluded | 18 | 1 | 1 | 1 | #VALUE! | 1
| KettlesHills3_1 | Kettle Hills 3-1_KettlesHill3a | teppc | BCHA | BCHA | British Columbia Transmission Company | BCHA_AESO | Excluded | 2007-09-01 | 2050-12-01 | 1.8 | 100% | 1.8 | 1.8 |  |  | WT-Onshore | wind_onshorewind | Wind | Excluded_Wind |  |  |  |  | 2008 | 2050 | 0 | Excluded | 1.8 | 1 | 1 | 1 | #VALUE! | 1
| KettlesHills3_2 | Kettle Hills 3-2_KettlesHill3b_58402 | teppc | BCHA | BCHA | British Columbia Transmission Company | BCHA_AESO | Excluded | 2007-09-01 | 2050-12-01 | 5.4 | 100% | 5.4 | 5.4 |  |  | WT-Onshore | wind_onshorewind | Wind | Excluded_Wind |  |  |  |  | 2008 | 2050 | 0 | Excluded | 5.4 | 1 | 1 | 1 | #VALUE! | 1
| KettlesHills3_3 | Kettle Hills 3-3_KettlesHill4a | teppc | AESO | AESO | Alberta Electric System Operator | BCHA_AESO | Excluded | 2007-09-01 | 2050-12-01 | 1.8 | 100% | 1.8 | 1.8 |  |  | WT-Onshore | wind_onshorewind | Wind | Excluded_Wind |  |  |  |  | 2008 | 2050 | 0 | Excluded | 1.8 | 1 | 1 | 1 | #VALUE! | 1
| KettlesHills3_4 | Kettle Hills 3-4_KettlesHill4b_5000 | teppc | BCHA | BCHA | British Columbia Transmission Company | BCHA_AESO | Excluded | 2007-09-01 | 2050-12-01 | 5.4 | 100% | 5.4 | 5.4 |  |  | WT-Onshore | wind_onshorewind | Wind | Excluded_Wind |  |  |  |  | 2008 | 2050 | 0 | Excluded | 5.4 | 1 | 1 | 1 | #VALUE! | 1
| KettlesHills3_5 | Kettle Hills 3-5_KettlesHill5a | teppc | BCHA | BCHA | British Columbia Transmission Company | BCHA_AESO | Excluded | 2007-09-01 | 2050-12-01 | 1.8 | 100% | 1.8 | 1.8 |  |  | WT-Onshore | wind_onshorewind | Wind | Excluded_Wind |  |  |  |  | 2008 | 2050 | 0 | Excluded | 1.8 | 1 | 1 | 1 | #VALUE! | 1
| KettlesHills3_6 | Kettle Hills 3-6_KettlesHill5b | teppc | BCHA | BCHA | British Columbia Transmission Company | BCHA_AESO | Excluded | 2007-09-01 | 2050-12-01 | 16.2 | 100% | 16.2 | 16.2 |  |  | WT-Onshore | wind_onshorewind | Wind | Excluded_Wind |  |  |  |  | 2008 | 2050 | 0 | Excluded | 16.2 | 1 | 1 | 1 | #VALUE! | 1
| Kiefer_Landfill_1_1 | Kiefer Landfill 1-1¦Kiefer Landfill 361A | teppc | BANC | BANC | Balancing Authority of Northern California | SMUD | BANC | 1999-12-01 | 2050-12-31 | 3.5 | 100% | 3.5 | 3.5 |  |  | Bio-ICE | ICE_Biomass | Biomass/Wood | BANC_Biomass |  |  |  |  | 2000 | 2050 | 0 | BANC | 3.5 | 1 | 1 | 1 | #VALUE! | 1
| Kiefer_Landfill_1_2 | Kiefer Landfill 1-2¦Kiefer Landfill 361B | teppc | BANC | BANC | Balancing Authority of Northern California | SMUD | BANC | 1999-12-01 | 2050-12-31 | 3.5 | 100% | 3.5 | 3.5 |  |  | Bio-ICE | ICE_Biomass | Biomass/Wood | BANC_Biomass |  |  |  |  | 2000 | 2050 | 0 | BANC | 3.5 | 1 | 1 | 1 | #VALUE! | 1
| Kiefer_Landfill_1_3 | Kiefer Landfill 1-3¦Kiefer Landfill 361C | teppc | BANC | BANC | Balancing Authority of Northern California | SMUD | BANC | 1999-12-01 | 2050-12-31 | 3.5 | 100% | 3.5 | 3.5 |  |  | Bio-ICE | ICE_Biomass | Biomass/Wood | BANC_Biomass |  |  |  |  | 2000 | 2050 | 0 | BANC | 3.5 | 1 | 1 | 1 | #VALUE! | 1
| Kiefer_Landfill_2_1 | Kiefer Landfill 2-1¦Kiefer Landfill 1 | teppc | BANC | BANC | Balancing Authority of Northern California | SMUD | BANC | 2006-03-01 | 2050-12-31 | 3.5 | 100% | 3.5 | 3.5 |  |  | Bio-ICE | ICE_Biomass | Biomass/Wood | BANC_Biomass |  |  |  |  | 2006 | 2050 | 0 | BANC | 3.5 | 1 | 1 | 1 | #VALUE! | 1
| Kiefer_Landfill_2_2 | Kiefer Landfill 2-2¦Kiefer Landfill 2 | teppc | BANC | BANC | Balancing Authority of Northern California | SMUD | BANC | 2006-03-01 | 2050-12-31 | 3.5 | 100% | 3.5 | 3.5 |  |  | Bio-ICE | ICE_Biomass | Biomass/Wood | BANC_Biomass |  |  |  |  | 2006 | 2050 | 0 | BANC | 3.5 | 1 | 1 | 1 | #VALUE! | 1
| KINGCO_1_KINGBR |  | caiso | PGE_Valley | PGE_Valley | Pacific Gas and Electric Valley | PGE_Valley | CAISO | 1990-12-05 | 2050-12-31 | 34.5 | 100% | 34.5 | 34.5 |  |  | CCWhole-NatGas-Industrial | CT_NG | CT | CAISO_Peaker2 |  |  |  |  | 1991 | 2050 | 0 | CAISO | 34.5 | 1 | 1 | 1 | #VALUE! | 1
| KINGRV_7_UNIT_1 | KINGS RIVER HYDRO UNIT 1 | caiso | PGE_Valley | PGE_Valley | Pacific Gas and Electric Valley | PGE_Valley | CAISO | 1962-01-01 | 2050-12-31 | 51.2 | 100% | 51.2 | 51.2 |  |  | n/a | Hydro_Standard | Hydro | CAISO_Hydro |  |  |  |  | 1962 | 2050 | 0 | CAISO | 51.2 | 1 | 1 | 1 | #VALUE! | 1
| Kings_Estate | Kings Estate Solar-PV(4144) | teppc | PNM | PNM | Public Service Company of New Mexico | PNM_EPE | SW | 2012-04-01 | 2030-04-15 | 0.97 | 100% | 0.97 | 0.97 |  |  | SolarPV-NonTracking | FixedPV_sun | Solar_Fixed | SW_Solar |  |  |  |  | 2012 | 2029 | 0 | SW | 0.97 | 1 | 1 | 1 | #VALUE! | 1
| KIRKER_7_KELCYN | KELLER CANYON LANDFILL GEN FACILICITY | caiso | PGE_Bay | PGE_Bay | Pacific Gas and Electric Bay | PGE_Bay | CAISO | 2009-08-01 | 2050-12-31 | 3.21 | 90.17% | 3.21 | 3.56 |  |  | n/a | Biogas_ | Biogas_LandfillGas | CAISO_Biomass |  |  |  |  | 2010 | 2050 | 0 | CAISO | 3.56 | 1 | 1 | 1 | #VALUE! | 1
| Kit_Carson_Wind | Kit Carson Windpower Project KCW | teppc | WACM | WACM | Western Area Power Administration, Colorado-Missouri Region | WACM | Excluded | 2010-12-01 | 2050-12-31 | 51.2 | 100% | 51.2 | 51.2 |  |  | WT-Onshore | wind_onshorewind | Wind | Excluded_Wind |  |  |  |  | 2011 | 2050 | 0 | Excluded | 51.2 | 1 | 1 | 1 | #VALUE! | 1
| KITTVALY | KITTVALY | teppc | BPAT | BPAT | Bonneville Power Administration – Transmission | BPAT | NW | 1986-04-15 | 2050-12-31 | 0.1 | 100% | 0.1 | 0.1 |  |  | VAR-Device | VAR_NOTGEN | None | NW_Var-DEVICE |  |  |  |  | 1986 | 2050 | 0 | NW | 0.1 | 1 | 1 | 1 | #VALUE! | 1
| KlamathCogenCC_Total | KlamathCogenCC (Total CC Plant) | teppc | PACW | PACW | PacifiCorp – West | PACW | NW | 2001-07-01 | 2050-12-31 | 540 | 100% | 540 | 540 |  |  | CCWhole-NatGas-Industrial | CC_NG | CC | NW_CCGT |  |  |  |  | 2002 | 2050 | 0 | NW | 540 | 1 | 1 | 1 | #VALUE! | 1
| KlamathExpGT1 | Klamath Expansion Project-GT1 | teppc | PACW | PACW | PacifiCorp – West | PACW | NW | 2002-05-01 | 2050-12-31 | 29.4 | 100% | 29.4 | 29.4 |  |  | CT-NatGas-Aero | CT_NG | CT | NW_Peaker |  |  |  |  | 2002 | 2050 | 0 | NW | 29.4 | 1 | 1 | 1 | #VALUE! | 1
| KlamathExpGT2 | Klamath Expansion Project-GT2 | teppc | PACW | PACW | PacifiCorp – West | PACW | NW | 2002-05-01 | 2050-12-31 | 29.4 | 100% | 29.4 | 29.4 |  |  | CT-NatGas-Aero | CT_NG | CT | NW_Peaker |  |  |  |  | 2002 | 2050 | 0 | NW | 29.4 | 1 | 1 | 1 | #VALUE! | 1
| Klondike_Wind_1_2 | Klondike Wind Power-Ph 1 | teppc | TPWR | TPWR | Tacoma Power | BPAT | NW | 2002-01-06 | 2050-12-31 | 24 | 100% | 24 | 24 |  |  | WT-Onshore | wind_onshorewind | Wind | NW_Wind | CAISO | 24 |  |  | 2002 | 2050 | 0 | CAISO | 24 | 1 | 1 | 1 | #VALUE! | 1
| Klondike_Wind_III_1 | Klondike Windpower III-1 | teppc | TPWR | TPWR | Tacoma Power | BPAT | NW | 2008-01-01 | 2050-12-31 | 221 | 100% | 221 | 221 |  |  | WT-Onshore | wind_onshorewind | Wind | NW_Wind | CAISO | 90 |  |  | 2008 | 2050 | 131 | CAISO | 90 | 1 | 1 | 1 | #VALUE! | 1
| Klondike_Wind_III_2 | Klondike Windpower III-2 | teppc | TPWR | TPWR | Tacoma Power | BPAT | NW | 2009-01-01 | 2050-12-31 | 76.5 | 100% | 76.5 | 76.5 |  |  | WT-Onshore | wind_onshorewind | Wind | NW_Wind |  |  |  |  | 2009 | 2050 | 0 | NW | 76.5 | 1 | 1 | 1 | #VALUE! | 1
| KNGBRD_2_SOLAR1 | Kingbird Solar A | caiso | SCE | SCE | Southern California Edison | SCE | CAISO | 2016-04-30 | 2050-12-31 | 20 | 100% | 20 | 20 |  |  | n/a | PVgeneric_sun | Solar_Fixed | CAISO_Solar |  |  |  |  | 2016 | 2050 | 0 | CAISO | 20 | 1 | 1 | 1 | #VALUE! | 1
| KNGBRD_2_SOLAR2 | Kingbird Solar B | caiso | SCE | SCE | Southern California Edison | SCE | CAISO | 2016-04-30 | 2050-12-31 | 20 | 100% | 20 | 20 |  |  | n/a | PVgeneric_sun | Solar_Fixed | CAISO_Solar |  |  |  |  | 2016 | 2050 | 0 | CAISO | 20 | 1 | 1 | 1 | #VALUE! | 1
| KNGBRG_1_KBSLR1 | Kingsburg1 | caiso | PGE_Valley | PGE_Valley | Pacific Gas and Electric Valley | PGE_Valley | CAISO | 2013-12-06 | 2050-12-31 | 1.5 | 100% | 1.5 | 1.5 |  |  | n/a | PVgeneric_sun | Solar_Fixed | CAISO_Solar |  |  |  |  | 2014 | 2050 | 0 | CAISO | 1.5 | 1 | 1 | 1 | #VALUE! | 1
| KNGBRG_1_KBSLR2 | Kingsburg2 | caiso | PGE_Valley | PGE_Valley | Pacific Gas and Electric Valley | PGE_Valley | CAISO | 2013-12-06 | 2050-12-31 | 1.5 | 100% | 1.5 | 1.5 |  |  | n/a | PVgeneric_sun | Solar_Fixed | CAISO_Solar |  |  |  |  | 2014 | 2050 | 0 | CAISO | 1.5 | 1 | 1 | 1 | #VALUE! | 1
| KNGCTY_6_UNITA1 | King City Energy Center, Unit 1 | caiso | PGE_Valley | PGE_Valley | Pacific Gas and Electric Valley | PGE_Valley | CAISO | 2002-01-14 | 2050-12-31 | 44.6 | 100% | 44.6 | 44.6 |  |  | CT-NatGas-Aero | CT_NG | CT | CAISO_Peaker1 |  |  |  |  | 2002 | 2050 | 0 | CAISO | 44.6 | 1 | 1 | 1 | #VALUE! | 1
| KNTSTH_6_SOLAR | Kent South | caiso | PGE_Valley | PGE_Valley | Pacific Gas and Electric Valley | PGE_Valley | CAISO | 2014-12-24 | 2050-12-31 | 20 | 100% | 20 | 20 |  |  | n/a | PVgeneric_sun | Solar_Fixed | CAISO_Solar |  |  |  |  | 2015 | 2050 | 0 | CAISO | 20 | 1 | 1 | 1 | #VALUE! | 1
| Kohler_Hydro_1_2 | Kohler Hydro 1 & 2 | teppc | PSCO | PSCO | Public Service Company of Colorado | PSCO | Excluded | 1986-10-01 | 2050-12-31 | 0.16 | 100% | 0.16 | 0.16 |  |  | Hydro | Hydro_Standard | Hydro | Excluded_Hydro |  |  |  |  | 1987 | 2050 | 0 | Excluded | 0.16 | 1 | 1 | 1 | #VALUE! | 1
| Kokish_River_1 | Kokish River-1_Kokish River-1_IPP-KKS | teppc | BCHA | BCHA | British Columbia Transmission Company | BCHA_AESO | Excluded | 2014-04-01 | 2054-04-01 | 15 | 100% | 15 | 15 |  |  | Hydro | Hydro_Standard | Hydro | Excluded_Hydro |  |  |  |  | 2014 | 2053 | 0 | Excluded | 15 | 1 | 1 | 1 | #VALUE! | 1
| Kokish_River_2 | Kokish River-2_Kokish River-2_IPP-KKS | teppc | BCHA | BCHA | British Columbia Transmission Company | BCHA_AESO | Excluded | 2014-04-01 | 2054-04-01 | 15 | 100% | 15 | 15 |  |  | Hydro | Hydro_Standard | Hydro | Excluded_Hydro |  |  |  |  | 2014 | 2053 | 0 | Excluded | 15 | 1 | 1 | 1 | #VALUE! | 1
| Kokish_River_3 | Kokish River-3_Kokish River-3_IPP-KKS | teppc | BCHA | BCHA | British Columbia Transmission Company | BCHA_AESO | Excluded | 2014-04-01 | 2054-04-01 | 15 | 100% | 15 | 15 |  |  | Hydro | Hydro_Standard | Hydro | Excluded_Hydro |  |  |  |  | 2014 | 2053 | 0 | Excluded | 15 | 1 | 1 | 1 | #VALUE! | 1
| Kokish_River_4 |  | teppc | BCHA | BCHA | British Columbia Transmission Company | BCHA_AESO | Excluded | 1950-01-01 | 2050-12-31 | 12.2 | 100% | 12.2 | 12.2 |  |  | Hydro | Hydro_Standard | Hydro | Excluded_Hydro |  |  |  |  | 1950 | 2050 | 0 | Excluded | 12.2 | 1 | 1 | 1 | #VALUE! | 1
| Koma_Kulshan | Koma Kulshan Associates-GEN1 | teppc | PSEI | PSEI | Puget Sound Energy | BPAT | NW | 1990-10-01 | 2050-12-31 | 12 | 100% | 12 | 12 |  |  | Hydro | Hydro_Standard | Hydro | NW_Hydro |  |  |  |  | 1991 | 2050 | 0 | NW | 12 | 1 | 1 | 1 | #VALUE! | 1
| KootenayCanal1 | Kootenay Canal-1_Kootenay Canal-1_BCH-KCL | teppc | BCHA | BCHA | British Columbia Transmission Company | BCHA_AESO | Excluded | 1975-01-01 | 2033-03-31 | 146.25 | 100% | 146.25 | 146.25 |  |  | Hydro | Hydro_Standard | Hydro | Excluded_Hydro |  |  |  |  | 1975 | 2032 | 0 | Excluded | 146.25 | 1 | 1 | 1 | #VALUE! | 1
| KootenayCanal2 | Kootenay Canal-2_Kootenay Canal-2_BCH-KCL | teppc | BCHA | BCHA | British Columbia Transmission Company | BCHA_AESO | Excluded | 1975-01-01 | 2033-03-31 | 147.25 | 100% | 147.25 | 147.25 |  |  | Hydro | Hydro_Standard | Hydro | Excluded_Hydro |  |  |  |  | 1975 | 2032 | 0 | Excluded | 147.25 | 1 | 1 | 1 | #VALUE! | 1
| KootenayCanal3 | Kootenay Canal-3_Kootenay Canal-3_BCH-KCL | teppc | BCHA | BCHA | British Columbia Transmission Company | BCHA_AESO | Excluded | 1975-01-01 | 2033-03-31 | 148.25 | 100% | 148.25 | 148.25 |  |  | Hydro | Hydro_Standard | Hydro | Excluded_Hydro |  |  |  |  | 1975 | 2032 | 0 | Excluded | 148.25 | 1 | 1 | 1 | #VALUE! | 1
| KootenayCanal4 | Kootenay Canal-4_Kootenay Canal-4_BCH-KCL | teppc | BCHA | BCHA | British Columbia Transmission Company | BCHA_AESO | Excluded | 1975-01-01 | 2033-03-31 | 149.25 | 100% | 149.25 | 149.25 |  |  | Hydro | Hydro_Standard | Hydro | Excluded_Hydro |  |  |  |  | 1975 | 2032 | 0 | Excluded | 149.25 | 1 | 1 | 1 | #VALUE! | 1
| Kortes_1 | Kortes 1 | teppc | WACM | WACM | Western Area Power Administration, Colorado-Missouri Region | WACM | Excluded | 1951-01-01 | 2050-12-31 | 13.3 | 100% | 13.3 | 13.3 |  |  | Hydro | Hydro_Standard | Hydro | Excluded_Hydro |  |  |  |  | 1951 | 2050 | 0 | Excluded | 13.3 | 1 | 1 | 1 | #VALUE! | 1
| Kortes_2 | Kortes 2 | teppc | WACM | WACM | Western Area Power Administration, Colorado-Missouri Region | WACM | Excluded | 1950-01-01 | 2050-12-31 | 13.3 | 100% | 13.3 | 13.3 |  |  | Hydro | Hydro_Standard | Hydro | Excluded_Hydro |  |  |  |  | 1950 | 2050 | 0 | Excluded | 13.3 | 1 | 1 | 1 | #VALUE! | 1
| Kortes_3 | Kortes 3 | teppc | WACM | WACM | Western Area Power Administration, Colorado-Missouri Region | WACM | Excluded | 1950-06-01 | 2050-12-31 | 13.3 | 100% | 13.3 | 13.3 |  |  | Hydro | Hydro_Standard | Hydro | Excluded_Hydro |  |  |  |  | 1950 | 2050 | 0 | Excluded | 13.3 | 1 | 1 | 1 | #VALUE! | 1
| Koyle_Ranch | Koyle Ranch Hydroelectric Project-GEN1 | teppc | IPFE | IPFE | Idaho Far East | IPCO | NW | 1984-04-02 | 2050-12-31 | 1.25 | 100% | 1.25 | 1.25 |  |  | Hydro | Hydro_Standard | Hydro | NW_Hydro |  |  |  |  | 1984 | 2050 | 0 | NW | 1.25 | 1 | 1 | 1 | #VALUE! | 1
| KRAMER_1_KJ5SR5 | Kramer Junction 5 | caiso | SCE | SCE | Southern California Edison | SCE | CAISO |  | 2019-11-01 | 30 | 100% | 30 | 30 |  |  | STEAM_SUN | SolarThermal_sun | Solar_Thermal | CAISO_Solar |  |  |  |  | 1900 | 2019 | 0 | CAISO | 30 | 1 | 1 | 1 | #VALUE! | 1
| KRAMER_1_SEGS37 | LUZ SOLAR PARTNERS 3-7 AGGREGATE | caiso | SCE | SCE | Southern California Edison | SCE | CAISO | 1986-01-01 | 2019-11-01 | 70 | 100% | 70 | 70 |  |  | n/a | SolarThermal_sun | Solar_Thermal | CAISO_Solar |  |  |  |  | 1986 | 2019 | 0 | CAISO | 70 | 1 | 1 | 1 | #VALUE! | 1
| KRAMER_1_SEGSR3 | Kramer Junction 3 | caiso | SCE | SCE | Southern California Edison | SCE | CAISO |  | 2019-11-01 | 30 | 100% | 30 | 30 |  |  | STEAM_SUN | SolarThermal_sun | Solar_Thermal | CAISO_Solar |  |  |  |  | 1900 | 2019 | 0 | CAISO | 30 | 1 | 1 | 1 | #VALUE! | 1
| KRAMER_1_SEGSR4 | Kramer Junction 4 | caiso | SCE | SCE | Southern California Edison | SCE | CAISO |  | 2019-11-01 | 30 | 100% | 30 | 30 |  |  | STEAM_SUN | SolarThermal_sun | Solar_Thermal | CAISO_Solar |  |  |  |  | 1900 | 2019 | 0 | CAISO | 30 | 1 | 1 | 1 | #VALUE! | 1
| KRAMER_2_SEGS89 | LUZ SOLAR PARTNERS 8-9 AGGREGATE | caiso | SCE | SCE | Southern California Edison | SCE | CAISO | 1986-01-01 | 2050-12-31 | 160 | 200% | 160 | 80 |  |  | n/a | SolarThermal_sun | Solar_Thermal | CAISO_Solar |  |  |  |  | 1986 | 2050 | 0 | CAISO | 80 | 1 | 1 | 1 | #VALUE! | 1
| KRNCNY_6_UNIT | KERN CANYON | caiso | PGE_Valley | PGE_Valley | Pacific Gas and Electric Valley | PGE_Valley | CAISO | 1921-01-01 | 2050-12-31 | 11.5 | 100% | 11.5 | 11.5 |  |  | n/a | Hydro_Standard | Hydro | CAISO_Small_Hydro |  |  |  |  | 1921 | 2050 | 0 | CAISO | 11.5 | 1 | 1 | 1 | #VALUE! | 1
| KUCC_4 | KUCC-4 | teppc | PAUT | PAUT | Utah, PACE Utility | PACE | NW | 1958-01-01 | 2050-12-31 | 75 | 100% | 75 | 75 |  |  | ST-Coal | Steam_Coal | Coal | NW_Coal |  |  |  |  | 1958 | 2050 | 0 | NW | 75 | 1 | 1 | 1 | #VALUE! | 1
| KwoiekCreek1 | Kwoiek Creek-1_Kwoiek Creek-1.1_IPP-KCH | teppc | BCHA | BCHA | British Columbia Transmission Company | BCHA_AESO | Excluded | 2013-10-15 | 2053-09-30 | 12.48 | 100% | 12.48 | 12.48 |  |  | Hydro | Hydro_Standard | Hydro | Excluded_Hydro |  |  |  |  | 2014 | 2053 | 0 | Excluded | 12.48 | 1 | 1 | 1 | #VALUE! | 1
| KwoiekCreek2 | Kwoiek Creek-2_Kwoiek Creek-1.2_IPP-KCH | teppc | BCHA | BCHA | British Columbia Transmission Company | BCHA_AESO | Excluded | 2013-10-15 | 2053-09-30 | 12.48 | 100% | 12.48 | 12.48 |  |  | Hydro | Hydro_Standard | Hydro | Excluded_Hydro |  |  |  |  | 2014 | 2053 | 0 | Excluded | 12.48 | 1 | 1 | 1 | #VALUE! | 1
| KwoiekCreek3 | Kwoiek Creek-3_Kwoiek Creek-2.1_IPP-KCH | teppc | BCHA | BCHA | British Columbia Transmission Company | BCHA_AESO | Excluded | 2013-10-15 | 2053-09-30 | 12.48 | 100% | 12.48 | 12.48 |  |  | Hydro | Hydro_Standard | Hydro | Excluded_Hydro |  |  |  |  | 2014 | 2053 | 0 | Excluded | 12.48 | 1 | 1 | 1 | #VALUE! | 1
| KwoiekCreek4 | Kwoiek Creek-4_Kwoiek Creek-2.2_IPP-KCH | teppc | BCHA | BCHA | British Columbia Transmission Company | BCHA_AESO | Excluded | 2013-10-15 | 2053-09-30 | 12.48 | 100% | 12.48 | 12.48 |  |  | Hydro | Hydro_Standard | Hydro | Excluded_Hydro |  |  |  |  | 2014 | 2053 | 0 | Excluded | 12.48 | 1 | 1 | 1 | #VALUE! | 1
| Kyrene_4 | Kyrene CT KY4 | teppc | SRP | SRP | Salt River Project | SRP | SW | 1971-12-01 | 2050-12-31 | 60 | 100% | 60 | 60 |  |  | CT-NatGas-Industrial | CT_NG | CT | SW_Peaker |  |  |  |  | 1972 | 2050 | 0 | SW | 60 | 1 | 1 | 1 | #VALUE! | 1
| Kyrene_5 | Kyrene CT KY5 | teppc | SRP | SRP | Salt River Project | SRP | SW | 1973-07-01 | 2050-12-31 | 54 | 100% | 54 | 54 |  |  | CT-NatGas-Industrial | CT_NG | CT | SW_Peaker |  |  |  |  | 1974 | 2050 | 0 | SW | 54 | 1 | 1 | 1 | #VALUE! | 1
| Kyrene_6 | Kyrene CT KY6 | teppc | SRP | SRP | Salt River Project | SRP | SW | 1973-06-01 | 2050-12-31 | 54 | 100% | 54 | 54 |  |  | CT-NatGas-Industrial | CT_NG | CT | SW_Peaker |  |  |  |  | 1973 | 2050 | 0 | SW | 54 | 1 | 1 | 1 | #VALUE! | 1
| Kyrene_7_CC | Kyrene7CC (Total CC Plant) | teppc | SRP | SRP | Salt River Project | SRP | SW | 2002-10-01 | 2050-12-31 | 259 | 100% | 259 | 259 |  |  | CCWhole-NatGas-Industrial | CC_NG | CC | SW_CCGT |  |  |  |  | 2003 | 2050 | 0 | SW | 259 | 1 | 1 | 1 | #VALUE! | 1
| L_Bonnington_1 | L Bonnington-1_L Bonnington-1_FBC-LBO | teppc | BCHA | BCHA | British Columbia Transmission Company | BCHA_AESO | Excluded | 1999-11-11 | 2033-03-31 | 16 | 100% | 16 | 16 |  |  | Hydro | Hydro_Standard | Hydro | Excluded_Hydro |  |  |  |  | 2000 | 2032 | 0 | Excluded | 16 | 1 | 1 | 1 | #VALUE! | 1
| L_Bonnington_2 | L Bonnington-2_L Bonnington-2_FBC-LBO | teppc | BCHA | BCHA | British Columbia Transmission Company | BCHA_AESO | Excluded | 1999-11-11 | 2033-03-31 | 16 | 100% | 16 | 16 |  |  | Hydro | Hydro_Standard | Hydro | Excluded_Hydro |  |  |  |  | 2000 | 2032 | 0 | Excluded | 16 | 1 | 1 | 1 | #VALUE! | 1
| L_Bonnington_3 | L Bonnington-3_L Bonnington-3_FBC-LBO | teppc | BCHA | BCHA | British Columbia Transmission Company | BCHA_AESO | Excluded | 1999-11-11 | 2033-03-31 | 14 | 100% | 14 | 14 |  |  | Hydro | Hydro_Standard | Hydro | Excluded_Hydro |  |  |  |  | 2000 | 2032 | 0 | Excluded | 14 | 1 | 1 | 1 | #VALUE! | 1
| La_Grange_1_2 | La Grange 1 & 2 | teppc | TIDC | TIDC | Turlock Irrigation District | TID | BANC | 1924-12-01 | 2050-12-31 | 5 | 100% | 5 | 5 |  |  | Hydro | Hydro_Standard | Hydro | BANC_Hydro |  |  |  |  | 1925 | 2050 | 0 | BANC | 5 | 1 | 1 | 1 | #VALUE! | 1
| La_Joie_1 | La Joie-1_La Joie-1_BCH-LAJ | teppc | BCHA | BCHA | British Columbia Transmission Company | BCHA_AESO | Excluded | 1957-01-01 | 2033-03-31 | 25 | 100% | 25 | 25 |  |  | Hydro | Hydro_Standard | Hydro | Excluded_Hydro |  |  |  |  | 1957 | 2032 | 0 | Excluded | 25 | 1 | 1 | 1 | #VALUE! | 1
| La_Joya_Wind | EL_CABO_1 | teppc | PNM | PNM | Public Service Company of New Mexico | PNM_EPE | SW | 2017-06-01 | 2050-12-31 | 165 | 100% | 165 | 165 |  |  | WT-Onshore | wind_onshorewind | Wind | SW_Wind |  |  |  |  | 2017 | 2050 | 0 | SW | 165 | 1 | 1 | 1 | #VALUE! | 1
| La_Luz_Energy_Center | La Luz Energy Center 1 | teppc | PNM | PNM | Public Service Company of New Mexico | PNM_EPE | SW | 2016-01-27 | 2050-12-31 | 42 | 100% | 42 | 42 |  |  | CT-NatGas-Aero | CT_NG | CT | SW_Peaker |  |  |  |  | 2016 | 2050 | 0 | SW | 42 | 1 | 1 | 1 | #VALUE! | 1
| LACIEN_2_VENICE | MWD Venice Hydroelectric Recovery Plant | caiso | SCE | SCE | Southern California Edison | SCE | CAISO | 1982-01-01 | 2050-12-31 | 9.95 | 100% | 9.95 | 9.95 |  |  | n/a | Hydro_Standard | Hydro | CAISO_Hydro |  |  |  |  | 1982 | 2050 | 0 | CAISO | 9.95 | 1 | 1 | 1 | #VALUE! | 1
| Ladore_Falls_1 | Ladore Falls-1_Ladore Falls-1_BCH-LDR | teppc | BCHA | BCHA | British Columbia Transmission Company | BCHA_AESO | Excluded | 1956-01-01 | 2033-03-31 | 23.5 | 100% | 23.5 | 23.5 |  |  | Hydro | Hydro_Standard | Hydro | Excluded_Hydro |  |  |  |  | 1956 | 2032 | 0 | Excluded | 23.5 | 1 | 1 | 1 | #VALUE! | 1
| Ladore_Falls_2 | Ladore Falls-2_Ladore Falls-2_BCH-LDR | teppc | BCHA | BCHA | British Columbia Transmission Company | BCHA_AESO | Excluded | 1956-01-01 | 2033-03-31 | 23.5 | 100% | 23.5 | 23.5 |  |  | Hydro | Hydro_Standard | Hydro | Excluded_Hydro |  |  |  |  | 1956 | 2032 | 0 | Excluded | 23.5 | 1 | 1 | 1 | #VALUE! | 1
| LAGBEL_6_QF | LAGUNA BELL QFS | caiso | SCE | SCE | Southern California Edison | SCE | CAISO | 1993-01-01 | 2019-12-31 | 0.35 | 100% | 0.35 | 0.35 |  |  | n/a | Cogen_NG | Cogen | CAISO_CHP |  |  |  |  | 1993 | 2019 | 0 | CAISO | 0.35 | 1 | 1 | 1 | #VALUE! | 1
| LaGrande_1 | LaGrande-1 | teppc | TPWR | TPWR | Tacoma Power | BPAT | NW | 1912-11-01 | 2050-12-31 | 6 | 100% | 6 | 6 |  |  | Hydro | Hydro_Standard | Hydro | NW_Hydro |  |  |  |  | 1913 | 2050 | 0 | NW | 6 | 1 | 1 | 1 | #VALUE! | 1
| LaGrande_2 | LaGrande-2 | teppc | TPWR | TPWR | Tacoma Power | BPAT | NW | 1912-11-01 | 2050-12-31 | 6 | 100% | 6 | 6 |  |  | Hydro | Hydro_Standard | Hydro | NW_Hydro |  |  |  |  | 1913 | 2050 | 0 | NW | 6 | 1 | 1 | 1 | #VALUE! | 1
| LaGrande_3 | LaGrande-3 | teppc | TPWR | TPWR | Tacoma Power | BPAT | NW | 1912-11-01 | 2050-12-31 | 6 | 100% | 6 | 6 |  |  | Hydro | Hydro_Standard | Hydro | NW_Hydro |  |  |  |  | 1913 | 2050 | 0 | NW | 6 | 1 | 1 | 1 | #VALUE! | 1
| LaGrande_4 | LaGrande-4 | teppc | TPWR | TPWR | Tacoma Power | BPAT | NW | 1912-11-01 | 2050-12-31 | 6 | 100% | 6 | 6 |  |  | Hydro | Hydro_Standard | Hydro | NW_Hydro |  |  |  |  | 1913 | 2050 | 0 | NW | 6 | 1 | 1 | 1 | #VALUE! | 1
| LaGrande_5 | LaGrande-5 | teppc | TPWR | TPWR | Tacoma Power | BPAT | NW | 1945-09-01 | 2050-12-31 | 40 | 100% | 40 | 40 |  |  | Hydro | Hydro_Standard | Hydro | NW_Hydro |  |  |  |  | 1946 | 2050 | 0 | NW | 40 | 1 | 1 | 1 | #VALUE! | 1
| Lake | Lake L1 | teppc | LDWP | LDWP | Los Angeles Department of Water and Power | LADWP | LDWP | 2002-07-01 | 2050-12-31 | 51 | 100% | 51 | 51 |  |  | CT-NatGas-Aero | CT_NG | CT | LDWP_Peaker |  |  |  |  | 2003 | 2050 | 0 | LDWP | 51 | 1 | 1 | 1 | #VALUE! | 1
| LakeCreek_BPA1 | Lake Creek FERC P-2594-HY1 | teppc | BPAT | BPAT | Bonneville Power Administration – Transmission | BPAT | NW | 1917-06-01 | 2030-04-15 | 3 | 100% | 3 | 3 |  |  | Hydro | Hydro_Standard | Hydro | NW_Hydro |  |  |  |  | 1917 | 2029 | 0 | NW | 3 | 1 | 1 | 1 | #VALUE! | 1
| LakeCreek_BPA2 | Lake Creek FERC P-2594-HY2 | teppc | BPAT | BPAT | Bonneville Power Administration – Transmission | BPAT | NW | 1949-08-01 | 2030-04-15 | 3.5 | 100% | 3.5 | 3.5 |  |  | Hydro | Hydro_Standard | Hydro | NW_Hydro |  |  |  |  | 1950 | 2029 | 0 | NW | 3.5 | 1 | 1 | 1 | #VALUE! | 1
| Lakeside_Biogas_LLC | Lakeside Biogas LLC | rps | SDGE | SDG&E | San Diego Gas and Electric | SDGE | CAISO | 2021-02-15 | 2050-12-31 | 0 | 0% |  | 3 |  |  | Digester gasnan | Biogas_ | Biogas_LandfillGas | CAISO_Biomass |  |  |  |  | 2021 | 2050 | 0 | CAISO | 3 | 0.95 | 1 | 1 | #VALUE! | 1
| LakeSide2CC_Total | LakeSide2CC (Total CC Plant) | teppc | PAUT | PAUT | Utah, PACE Utility | PACE | NW | 2014-06-01 | 2050-12-31 | 628.1 | 100% | 628.1 | 628.1 |  |  | CCWhole-NatGas-Industrial | CC_NG | CC | NW_CCGT |  |  |  |  | 2014 | 2050 | 0 | NW | 628.1 | 1 | 1 | 1 | #VALUE! | 1
| LakeSideCC_Total | LakeSideCC (Total CC Plant) | teppc | PAUT | PAUT | Utah, PACE Utility | PACE | NW | 2007-06-01 | 2050-12-01 | 538 | 100% | 538 | 538 |  |  | CCWhole-NatGas-Industrial | CC_NG | CC | NW_CCGT |  |  |  |  | 2007 | 2050 | 0 | NW | 538 | 1 | 1 | 1 | #VALUE! | 1
| LAKESISK | LAKESISK | teppc | PACW | PACW | PacifiCorp – West | PACW | NW | 1950-01-01 | 2050-12-31 | 5 | 100% | 5 | 5 |  |  | Hydro | Hydro_Standard | Hydro | NW_Hydro |  |  |  |  | 1950 | 2050 | 0 | NW | 5 | 1 | 1 | 1 | #VALUE! | 1
| LAKHDG_6_UNIT_1 | Lake Hodges Pumped Storage-Unit1 | caiso | SDGE | SDGE | San Diego Gas and Electric | SDGE | CAISO | 2011-09-08 | 2050-12-31 | 20 | 100% | 20 | 20 |  |  | n/a | Hydro_PumpedStorage | PSH | CAISO_Existing_Pumped_Storage |  |  |  |  | 2012 | 2050 | 0 | CAISO | 20 | 1 | 1 | 1 | #VALUE! | 1
| LAKHDG_6_UNIT_2 | Lake Hodges Pumped Storage-Unit2 | caiso | SDGE | SDGE | San Diego Gas and Electric | SDGE | CAISO | 2012-08-27 | 2050-12-31 | 20 | 100% | 20 | 20 |  |  | n/a | Hydro_PumpedStorage | PSH | CAISO_Existing_Pumped_Storage |  |  |  |  | 2013 | 2050 | 0 | CAISO | 20 | 1 | 1 | 1 | #VALUE! | 1
| Lamar_DCI | Lamar DC Intertie (Fictional Resource)-1 | teppc | PSCO | PSCO | Public Service Company of Colorado | PSCO | Excluded | 1950-01-01 | 2050-12-31 | 210 | 100% | 210 | 210 |  |  | DC-Intertie | Intertie_NOTGEN | None | Excluded_Imports |  |  |  |  | 1950 | 2050 | 0 | Excluded | 210 | 1 | 1 | 1 | #VALUE! | 1
| LAMONT_1_SOLAR1 | Regulus Solar | caiso | PGE_Valley | PGE_Valley | Pacific Gas and Electric Valley | PGE_Valley | CAISO | 2014-11-11 | 2050-12-31 | 60 | 100% | 60 | 60 |  |  | n/a | PVgeneric_sun | Solar_Fixed | CAISO_Solar |  |  |  |  | 2015 | 2050 | 0 | CAISO | 60 | 1 | 1 | 1 | #VALUE! | 1
| LAMONT_1_SOLAR2 | Redwood Solar Farm 4 | caiso | PGE_Valley | PGE_Valley | Pacific Gas and Electric Valley | PGE_Valley | CAISO | 2018-01-06 | 2050-12-31 | 20 | 100% | 20 | 20 |  |  | PVgeneric_sun | PVgeneric_sun | Solar_Fixed | CAISO_Solar |  |  |  |  | 2018 | 2050 | 0 | CAISO | 20 | 1 | 1 | 1 | #VALUE! | 1
| LAMONT_1_SOLAR3 | Woodmere Solar Farm | caiso | PGE_Valley | PGE_Valley | Pacific Gas and Electric Valley | PGE_Valley | CAISO | 2015-12-23 | 2050-12-31 | 14.99 | 100% | 14.99 | 14.99 |  |  | n/a | PVgeneric_sun | Solar_Fixed | CAISO_Solar |  |  |  |  | 2016 | 2050 | 0 | CAISO | 14.99 | 1 | 1 | 1 | #VALUE! | 1
| LAMONT_1_SOLAR4 | Hayworth Solar Farm | caiso | PGE_Valley | PGE_Valley | Pacific Gas and Electric Valley | PGE_Valley | CAISO | 2015-12-23 | 2050-12-31 | 26.66 | 100% | 26.66 | 26.66 |  |  | n/a | PVgeneric_sun | Solar_Fixed | CAISO_Solar |  |  |  |  | 2016 | 2050 | 0 | CAISO | 26.66 | 1 | 1 | 1 | #VALUE! | 1
| LAMONT_1_SOLAR5 | Redcrest Solar Farm | caiso | PGE_Valley | PGE_Valley | Pacific Gas and Electric Valley | PGE_Valley | CAISO | 2015-10-30 | 2050-12-31 | 16.66 | 100% | 16.66 | 16.66 |  |  | n/a | PVgeneric_sun | Solar_Fixed | CAISO_Solar |  |  |  |  | 2016 | 2050 | 0 | CAISO | 16.66 | 1 | 1 | 1 | #VALUE! | 1
| LamontUprStave1 | Lamont (LMN, Upper Stave Energy)-1_Lamont (LMN, Upper Stave Energy)-1_IPP-LMN | teppc | BCHA | BCHA | British Columbia Transmission Company | BCHA_AESO | Excluded | 2009-10-01 | 2049-11-02 | 16.26 | 100% | 16.26 | 16.26 |  |  | Hydro | Hydro_Standard | Hydro | Excluded_Hydro |  |  |  |  | 2010 | 2049 | 0 | Excluded | 16.26 | 1 | 1 | 1 | #VALUE! | 1
| LamontUprStave2 | Lamont (LMN, Upper Stave Energy)-2_Lamont (LMN, Upper Stave Energy)-2_IPP-LMN | teppc | BCHA | BCHA | British Columbia Transmission Company | BCHA_AESO | Excluded | 2009-10-01 | 2049-11-02 | 16.26 | 100% | 16.26 | 16.26 |  |  | Hydro | Hydro_Standard | Hydro | Excluded_Hydro |  |  |  |  | 2010 | 2049 | 0 | Excluded | 16.26 | 1 | 1 | 1 | #VALUE! | 1
| Lange | Lange Peaking Power 1 | teppc | WACM | WACM | Western Area Power Administration, Colorado-Missouri Region | WACM | Excluded | 2002-03-01 | 2050-12-31 | 40 | 100% | 40 | 40 |  |  | CT-NatGas-Aero | CT_NG | CT | Excluded_Peaker |  |  |  |  | 2002 | 2050 | 0 | Excluded | 40 | 1 | 1 | 1 | #VALUE! | 1
| LangleyGulchCC_Total | LangleyGulchCC (Total CC Plant) | teppc | IPTV | IPTV | Idaho Treasure Valley | IPCO | NW | 2012-06-29 | 2050-12-31 | 274.3 | 100% | 274.3 | 274.3 |  |  | CCWhole-NatGas-Aero | CC_NG | CC | NW_CCGT |  |  |  |  | 2012 | 2050 | 0 | NW | 274.3 | 1 | 1 | 1 | #VALUE! | 1
| LANL_TA_3_1 | LANL TA-3-1 | teppc | PNM | PNM | Public Service Company of New Mexico | PNM_EPE | SW | 1945-12-01 | 2030-04-15 | 5 | 100% | 5 | 5 |  |  | ST-NatGas | ST_NG | Steam | SW_ST |  |  |  |  | 1946 | 2029 | 0 | SW | 5 | 1 | 1 | 1 | #VALUE! | 1
| LANL_TA_3_GT1 | LANL TA-3-GT1 | teppc | PNM | PNM | Public Service Company of New Mexico | PNM_EPE | SW | 2009-09-01 | 2050-12-31 | 24 | 100% | 24 | 24 |  |  | CT-NatGas-Aero | CT_NG | CT | SW_Peaker |  |  |  |  | 2010 | 2050 | 0 | SW | 24 | 1 | 1 | 1 | #VALUE! | 1
| LAPAC_6_UNIT | LOUISIANA PACIFIC SAMOA | caiso | PGE_Bay | PGE_Bay | Pacific Gas and Electric Bay | PGE_Bay | CAISO | 1992-01-01 | 2050-12-31 | 0 | 0% |  | 20 |  |  | n/a | ST_Biomass | Biomass/Wood | CAISO_Biomass |  |  |  |  | 1992 | 2050 | 0 | CAISO | 20 | 1 | 1 | 1 | #VALUE! | 1
| LAPLMA_2_UNIT_1 | La Paloma Generating Plant Unit #1 | caiso | PGE_Valley | PGE_Valley | Pacific Gas and Electric Valley | PGE_Valley | CAISO | 2003-01-10 | 2050-12-31 | 259.8 | 97.3% | 259.8 | 267 |  |  | CCWhole-NatGas-SingleShaft | CC_NG | CC | CAISO_CCGT1 |  |  |  |  | 2003 | 2050 | 0 | CAISO | 267 | 1 | 1 | 1 | #VALUE! | 1
| LAPLMA_2_UNIT_2 | La Paloma Generating Plant Unit #2 | caiso | PGE_Valley | PGE_Valley | Pacific Gas and Electric Valley | PGE_Valley | CAISO | 2003-03-05 | 2050-12-31 | 260.2 | 97.82% | 260.2 | 266 |  |  | CCWhole-NatGas-SingleShaft | CC_NG | CC | CAISO_CCGT1 |  |  |  |  | 2003 | 2050 | 0 | CAISO | 266 | 1 | 1 | 1 | #VALUE! | 1
| LAPLMA_2_UNIT_3 | La Paloma Generating Plant Unit #3 | caiso | PGE_Valley | PGE_Valley | Pacific Gas and Electric Valley | PGE_Valley | CAISO | 2003-01-13 | 2050-12-31 | 256.15 | 96.3% | 256.15 | 266 |  |  | CCWhole-NatGas-SingleShaft | CC_NG | CC | CAISO_CCGT1 |  |  |  |  | 2003 | 2050 | 0 | CAISO | 266 | 1 | 1 | 1 | #VALUE! | 1
| LAPLMA_2_UNIT_4 | La Paloma Generating Plant Unit #4 | caiso | PGE_Valley | PGE_Valley | Pacific Gas and Electric Valley | PGE_Valley | CAISO | 2003-03-05 | 2050-12-31 | 260 | 102.6% | 260 | 253.29 |  |  | CCWhole-NatGas-SingleShaft | CC_NG | CC | CAISO_CCGT2 |  |  |  |  | 2003 | 2050 | 0 | CAISO | 253.29 | 1 | 1 | 1 | #VALUE! | 1
| LaramieRiver2 | Laramie River Station 2 | teppc | WACM | WACM | Western Area Power Administration, Colorado-Missouri Region | WACM | Excluded | 1981-08-01 | 2050-12-31 | 605 | 100% | 605 | 605 |  |  | ST-Coal | Steam_Coal | Coal | Excluded_Coal |  |  |  |  | 1982 | 2050 | 0 | Excluded | 605 | 1 | 1 | 1 | #VALUE! | 1
| LaramieRiver3 | Laramie River Station 3 | teppc | WACM | WACM | Western Area Power Administration, Colorado-Missouri Region | WACM | Excluded | 1982-12-01 | 2050-12-31 | 605 | 100% | 605 | 605 |  |  | ST-Coal | Steam_Coal | Coal | Excluded_Coal |  |  |  |  | 1983 | 2050 | 0 | Excluded | 605 | 1 | 1 | 1 | #VALUE! | 1
| LARKSP_6_UNIT_1 | LARKSPUR PEAKER UNIT 1 | caiso | SDGE | SDGE | San Diego Gas and Electric | SDGE | CAISO | 2001-09-13 | 2050-12-31 | 46 | 99.78% | 46 | 46.1 |  |  | CT-NatGas-Industrial | CT_NG | CT | CAISO_Peaker2 |  |  |  |  | 2002 | 2050 | 0 | CAISO | 46.1 | 1 | 1 | 1 | #VALUE! | 1
| LARKSP_6_UNIT_2 | LARKSPUR PEAKER UNIT 2 | caiso | SDGE | SDGE | San Diego Gas and Electric | SDGE | CAISO | 2001-09-13 | 2050-12-31 | 46 | 95.87% | 46 | 47.98 |  |  | CT-NatGas-Industrial | CT_NG | CT | CAISO_Peaker2 |  |  |  |  | 2002 | 2050 | 0 | CAISO | 47.98 | 1 | 1 | 1 | #VALUE! | 1
| LAROA2_2_UNITA1 | LR2 | caiso | CFE | SDGE | San Diego Gas and Electric | SDGE | CAISO | 2003-07-22 | 2050-12-31 | 322 | 100% | 322 | 322 |  |  | CCWhole-NatGas-Industrial | CC_NG | CC | CAISO_CCGT2 |  |  |  |  | 2004 | 2050 | 0 | CAISO | 322 | 1 | 1 | 1 | #VALUE! | 1
| LaRosita1CC_Total | LaRosita1CC (Total CC Plant) | teppc | CFE | CFE | Comisión Federal de Electricidad | CFE | Excluded | 2003-07-01 | 2050-12-31 | 793 | 100% | 793 | 793 |  |  | CCWhole-NatGas-Industrial | CC_NG | CC | Excluded_CCGT |  |  |  |  | 2004 | 2050 | 0 | Excluded | 793 | 1 | 1 | 1 | #VALUE! | 1
| Las_Vegas_Cogen_1CC | LasVegasCogen1CC (Total CC Plant) | teppc | NEVP | NEVP | Nevada Power Company | NEVP | SW | 1994-06-01 | 2050-12-31 | 54.9 | 100% | 54.9 | 54.9 |  |  | CCWhole-NatGas-Aero | CC_NG | CC | SW_CCGT |  |  |  |  | 1994 | 2050 | 0 | SW | 54.9 | 1 | 1 | 1 | #VALUE! | 1
| Las_Vegas_Cogen_2CC1 | LasVegasCogen2CC1 (Total CC Plant) | teppc | NEVP | NEVP | Nevada Power Company | NEVP | SW | 2003-01-01 | 2050-12-31 | 112.4 | 100% | 112.4 | 112.4 |  |  | CCWhole-NatGas-Aero | CC_NG | CC | SW_CCGT |  |  |  |  | 2003 | 2050 | 0 | SW | 112.4 | 1 | 1 | 1 | #VALUE! | 1
| Las_Vegas_Cogen_2CC2 | LasVegasCogen2CC2 (Total CC Plant) | teppc | NEVP | NEVP | Nevada Power Company | NEVP | SW | 2003-01-01 | 2050-12-31 | 112.4 | 100% | 112.4 | 112.4 |  |  | CCWhole-NatGas-Aero | CC_NG | CC | SW_CCGT |  |  |  |  | 2003 | 2050 | 0 | SW | 112.4 | 1 | 1 | 1 | #VALUE! | 1
| LASSEN_6_UNITS | Honey Lake Power | caiso | PGE_Valley | PGE_Valley | Pacific Gas and Electric Valley | PGE_Valley | CAISO | 2005-12-01 | 2050-12-31 | 30 | 100% | 30 | 30 |  |  | n/a | ST_Biomass | Biomass/Wood | CAISO_Biomass |  |  |  |  | 2006 | 2050 | 0 | CAISO | 30 | 1 | 1 | 1 | #VALUE! | 1
| LasVegasSolarEC | Las Vegas Solar PV Plant LVSEC | teppc | PNM | PNM | Public Service Company of New Mexico | PNM_EPE | SW | 2011-11-24 | 2050-12-31 | 5 | 100% | 5 | 5 |  |  | SolarPV-NonTracking | FixedPV_sun | Solar_Fixed | SW_Solar |  |  |  |  | 2012 | 2050 | 0 | SW | 5 | 1 | 1 | 1 | #VALUE! | 1
| LateralVentures | Lateral 10 Ventures-GEN1 | teppc | IPFE | IPFE | Idaho Far East | IPCO | NW | 1985-05-04 | 2050-12-31 | 2.06 | 100% | 2.06 | 2.06 |  |  | Hydro | Hydro_Standard | Hydro | NW_Hydro |  |  |  |  | 1985 | 2050 | 0 | NW | 2.06 | 1 | 1 | 1 | #VALUE! | 1
| LAWRNC_7_SUNYVL | City of Sunnyvale Unit 1 and 2 | caiso | PGE_Bay | PGE_Bay | Pacific Gas and Electric Bay | PGE_Bay | CAISO | 1999-01-01 | 2050-12-31 | 0.13 | 43.33% | 0.13 | 0.3 |  |  | n/a | Cogen_NG | Cogen | CAISO_CHP |  |  |  |  | 1999 | 2050 | 0 | CAISO | 0.3 | 1 | 1 | 1 | #VALUE! | 1
| Leaburg__EWEB_ | Leaburg-1 | teppc | BPAT | BPAT | Bonneville Power Administration – Transmission | BPAT | NW | 1929-12-01 | 2050-12-31 | 6 | 100% | 6 | 6 |  |  | Hydro | Hydro_Standard | Hydro | NW_Hydro |  |  |  |  | 1930 | 2050 | 0 | NW | 6 | 1 | 1 | 1 | #VALUE! | 1
| Leaning_Juniper_Wind_1 | Leaning Juniper-1 | teppc | PACW | PACW | PacifiCorp – West | PACW | NW | 2006-08-10 | 2050-12-31 | 100.5 | 100% | 100.5 | 100.5 |  |  | WT-Onshore | wind_onshorewind | Wind | NW_Wind |  |  |  |  | 2007 | 2050 | 0 | NW | 100.5 | 1 | 1 | 1 | #VALUE! | 1
| Leaning_Juniper_Wind_2A | Leaning Juniper Wind Power II | teppc | TPWR | TPWR | Tacoma Power | BPAT | NW | 2011-04-01 | 2050-12-31 | 91 | 100% | 91 | 91 |  |  | WT-Onshore | wind_onshorewind | Wind | NW_Wind |  |  |  |  | 2011 | 2050 | 0 | NW | 91 | 1 | 1 | 1 | #VALUE! | 1
| Leaning_Juniper_Wind_2B | Leaning Juniper Wind Power II-B | teppc | TPWR | TPWR | Tacoma Power | BPAT | NW | 2011-04-01 | 2050-12-31 | 110 | 100% | 110 | 110 |  |  | WT-Onshore | wind_onshorewind | Wind | NW_Wind |  |  |  |  | 2011 | 2050 | 0 | NW | 110 | 1 | 1 | 1 | #VALUE! | 1
| LeaningJunipr3 | Leaning Juniper 3-WT (1) | teppc | BPAT | BPAT | Bonneville Power Administration – Transmission | BPAT | NW | 2018-12-31 | 2050-04-15 | 200 | 100% | 200 | 200 |  |  | WT-Onshore | wind_onshorewind | Wind | NW_Wind |  |  |  |  | 2019 | 2049 | 0 | NW | 200 | 1 | 1 | 1 | #VALUE! | 1
| Leathers | J.M. Leathers GEN1¦Cal Energy Leathers-GEN1¦Leathers Calipatria | teppc | IID | IID | Imperial Irrigation District | SCE | CAISO | 1989-11-01 | 2050-12-31 | 42 | 100% | 42 | 42 |  |  | Geo-DoubleFlash | Geothermal_steam | Geothermal | CAISO_Geothermal |  |  |  |  | 1990 | 2050 | 0 | CAISO | 42 | 1 | 1 | 1 | #VALUE! | 1
| LEBECS_2_UNITS | Pastoria Energy Facility | caiso | SCE | PGE_Valley | Pacific Gas and Electric Valley | PGE_Valley | CAISO | 2005-05-04 | 2050-12-31 | 750 | 93.81% | 750 | 799.47 |  |  | CCWhole-NatGas-Industrial | CC_NG | CC | CAISO_CCGT1 |  |  |  |  | 2005 | 2050 | 0 | CAISO | 799.47 | 1 | 1 | 1 | #VALUE! | 1
| LECEF_1_UNITS | LOS ESTEROS ENERGY FACILITY AGGREGATE | caiso | PGE_Bay | PGE_Bay | Pacific Gas and Electric Bay | PGE_Bay | CAISO | 2013-07-31 | 2050-12-31 | 309.84 | 100% | 309.84 | 309.84 |  |  | CCWhole-NatGas-Aero | CT_NG | CT | CAISO_CCGT2 |  |  |  |  | 2014 | 2050 | 0 | CAISO | 309.84 | 1 | 1 | 1 | #VALUE! | 1
| Lemolo_2_1 | Lemolo 2-1 | teppc | PACW | PACW | PacifiCorp – West | PACW | NW | 1956-11-01 | 2050-12-31 | 38.5 | 100% | 38.5 | 38.5 |  |  | Hydro | Hydro_Standard | Hydro | NW_Hydro |  |  |  |  | 1957 | 2050 | 0 | NW | 38.5 | 1 | 1 | 1 | #VALUE! | 1
| Lemolo1_1 | Lemolo 1-1 | teppc | PACW | PACW | PacifiCorp – West | PACW | NW | 1955-07-01 | 2050-12-31 | 31.99 | 100% | 31.99 | 31.99 |  |  | Hydro | Hydro_Standard | Hydro | NW_Hydro |  |  |  |  | 1956 | 2050 | 0 | NW | 31.99 | 1 | 1 | 1 | #VALUE! | 1
| Lemoyne_1 | Lemoyne-1 | teppc | IPFE | IPFE | Idaho Far East | IPCO | NW | 1985-06-23 | 2030-04-15 | 0.08 | 100% | 0.08 | 0.08 |  |  | Hydro | Hydro_Standard | Hydro | NW_Hydro |  |  |  |  | 1985 | 2029 | 0 | NW | 0.08 | 1 | 1 | 1 | #VALUE! | 1
| LEPRFD_1_KANSAS | Kansas | caiso | PGE_Valley | PGE_Valley | Pacific Gas and Electric Valley | PGE_Valley | CAISO | 2014-12-18 | 2050-12-31 | 20 | 100% | 20 | 20 |  |  | n/a | PVgeneric_sun | Solar_Fixed | CAISO_Solar |  |  |  |  | 2015 | 2050 | 0 | CAISO | 20 | 1 | 1 | 1 | #VALUE! | 1
| Lethbridge_EC | Lethbridge Energy Centre-1 | teppc | BCHA | BCHA | British Columbia Transmission Company | BCHA_AESO | Excluded | 2014-12-19 | 2050-12-31 | 130 | 100% | 130 | 130 |  |  | CT-NatGas-Industrial | CT_NG | CT | Excluded_Peaker |  |  |  |  | 2015 | 2050 | 0 | Excluded | 130 | 1 | 1 | 1 | #VALUE! | 1
| LGHTHP_6_ICEGEN |  | caiso | SCE | SCE | Southern California Edison | SCE | CAISO | 1989-12-22 | 2050-12-31 | 48 | 100% | 48 | 48 |  |  | CCWhole-NatGas-Aero | CT_NG | CT | CAISO_Peaker1 |  |  |  |  | 1990 | 2050 | 0 | CAISO | 48 | 1 | 1 | 1 | #VALUE! | 1
| LHILLS_6_SOLAR1 |  | caiso | PGE_Valley | PGE_Valley | Pacific Gas and Electric Valley | PGE_Valley | CAISO | 2015-04-02 | 2050-12-31 | 20 | 100% | 20 | 20 |  |  | n/a | PVgeneric_sun | Solar_Fixed | CAISO_Solar |  |  |  |  | 2015 | 2050 | 0 | CAISO | 20 | 1 | 1 | 1 | #VALUE! | 1
| Libby_1 | Libby-1 | teppc | BPAT | BPAT | Bonneville Power Administration – Transmission | BPAT | NW | 1975-08-01 | 2050-12-31 | 105 | 100% | 105 | 105 |  |  | Hydro | Hydro_Standard | Hydro | NW_Hydro |  |  |  |  | 1976 | 2050 | 0 | NW | 105 | 1 | 1 | 1 | #VALUE! | 1
| Libby_2 | Libby-2 | teppc | BPAT | BPAT | Bonneville Power Administration – Transmission | BPAT | NW | 1975-10-01 | 2050-12-31 | 105 | 100% | 105 | 105 |  |  | Hydro | Hydro_Standard | Hydro | NW_Hydro |  |  |  |  | 1976 | 2050 | 0 | NW | 105 | 1 | 1 | 1 | #VALUE! | 1
| Libby_3 | Libby-3 | teppc | BPAT | BPAT | Bonneville Power Administration – Transmission | BPAT | NW | 1976-01-01 | 2050-12-31 | 105 | 100% | 105 | 105 |  |  | Hydro | Hydro_Standard | Hydro | NW_Hydro |  |  |  |  | 1976 | 2050 | 0 | NW | 105 | 1 | 1 | 1 | #VALUE! | 1
| Libby_4 | Libby-4 | teppc | BPAT | BPAT | Bonneville Power Administration – Transmission | BPAT | NW | 1976-04-01 | 2050-12-31 | 105 | 100% | 105 | 105 |  |  | Hydro | Hydro_Standard | Hydro | NW_Hydro |  |  |  |  | 1976 | 2050 | 0 | NW | 105 | 1 | 1 | 1 | #VALUE! | 1
| Libby_5 | Libby-5 | teppc | BPAT | BPAT | Bonneville Power Administration – Transmission | BPAT | NW | 1984-09-01 | 2050-12-31 | 105 | 100% | 105 | 105 |  |  | Hydro | Hydro_Standard | Hydro | NW_Hydro |  |  |  |  | 1985 | 2050 | 0 | NW | 105 | 1 | 1 | 1 | #VALUE! | 1
| Lightning_Dock_1_4 | Lightning Dock Geothermal HI-01 PB01-PB04 | teppc | PNM | PNM | Public Service Company of New Mexico | PNM_EPE | SW | 2013-12-01 | 2050-12-31 | 4 | 100% | 4 | 4 |  |  | Geo-BinaryCycle | Geothermal_steam | Geothermal | SW_Geothermal |  |  |  |  | 2014 | 2050 | 0 | SW | 4 | 1 | 1 | 1 | #VALUE! | 1
| LILIAC_6_SOLAR | Mesa Crest | caiso | SDGE | SDGE | San Diego Gas and Electric | SDGE | CAISO |  | 2050-12-31 | 3 | 100% | 3 | 3 |  |  | PVgeneric_sun | PVgeneric_sun | Solar_Fixed | CAISO_Solar |  |  |  |  | 1900 | 2050 | 0 | CAISO | 3 | 1 | 1 | 1 | #VALUE! | 1
| LimeWind | Lime Wind-T1-6 | teppc | IPTV | IPTV | Idaho Treasure Valley | IPCO | NW | 2011-11-18 | 2050-12-31 | 3 | 100% | 3 | 3 |  |  | WT-Onshore | wind_onshorewind | Wind | NW_Wind |  |  |  |  | 2012 | 2050 | 0 | NW | 3 | 1 | 1 | 1 | #VALUE! | 1
| Limon_CT_1 | Limon Generation Station L1 | teppc | WACM | WACM | Western Area Power Administration, Colorado-Missouri Region | WACM | Excluded | 2002-01-01 | 2050-12-31 | 64.5 | 100% | 64.5 | 64.5 |  |  | CT-NatGas-Industrial | CT_NG | CT | Excluded_Peaker |  |  |  |  | 2002 | 2050 | 0 | Excluded | 64.5 | 1 | 1 | 1 | #VALUE! | 1
| Limon_CT_2 | Limon Generation Station L2 | teppc | WACM | WACM | Western Area Power Administration, Colorado-Missouri Region | WACM | Excluded | 2002-01-01 | 2050-12-31 | 64.5 | 100% | 64.5 | 64.5 |  |  | CT-NatGas-Industrial | CT_NG | CT | Excluded_Peaker |  |  |  |  | 2002 | 2050 | 0 | Excluded | 64.5 | 1 | 1 | 1 | #VALUE! | 1
| Limon_Wind_1 | Limon I Wind Farm 1 | teppc | PSCO | PSCO | Public Service Company of Colorado | PSCO | Excluded | 2012-12-31 | 2050-12-31 | 201 | 100% | 201 | 201 |  |  | WT-Onshore | wind_onshorewind | Wind | Excluded_Wind | CAISO | 201 |  |  | 2013 | 2050 | 0 | CAISO | 201 | 1 | 1 | 1 | #VALUE! | 1
| Limon_Wind_2 | Limon II Wind Farm 1 | teppc | PSCO | PSCO | Public Service Company of Colorado | PSCO | Excluded | 2012-12-31 | 2050-12-31 | 201 | 100% | 201 | 201 |  |  | WT-Onshore | wind_onshorewind | Wind | Excluded_Wind |  |  |  |  | 2013 | 2050 | 0 | Excluded | 201 | 1 | 1 | 1 | #VALUE! | 1
| Limon_Wind_3 | Limon III Wind Farm WT1 | teppc | PSCO | PSCO | Public Service Company of Colorado | PSCO | Excluded | 2015-12-31 | 2050-12-31 | 201 | 100% | 201 | 201 |  |  | WT-Onshore | wind_onshorewind | Wind | Excluded_Wind |  |  |  |  | 2016 | 2050 | 0 | Excluded | 201 | 1 | 1 | 1 | #VALUE! | 1
| LindenWind | Linden Wind Energy Project-LW1 | teppc | TPWR | TPWR | Tacoma Power | BPAT | NW | 2010-06-15 | 2050-12-31 | 50 | 100% | 50 | 50 |  |  | WT-Onshore | wind_onshorewind | Wind | NW_Wind |  |  |  |  | 2010 | 2050 | 0 | NW | 50 | 1 | 1 | 1 | #VALUE! | 1
| LITLRK_6_GBCSR1 | Green Beanworks C | caiso | SCE | SCE | Southern California Edison | SCE | CAISO | 2018-08-18 | 2050-12-31 | 3 | 100% | 3 | 3 |  |  | PHOTO VOLTAIC_SUN | PVgeneric_sun | Solar_Fixed | CAISO_Solar |  |  |  |  | 2019 | 2050 | 0 | CAISO | 3 | 1 | 1 | 1 | #VALUE! | 1
| LITLRK_6_SEPV01 | Gestamp Solar 1 | caiso | SCE | SCE | Southern California Edison | SCE | CAISO | 2012-05-08 | 2050-12-31 | 2 | 100% | 2 | 2 |  |  | n/a | PVgeneric_sun | Solar_Fixed | CAISO_Solar |  |  |  |  | 2012 | 2050 | 0 | CAISO | 2 | 1 | 1 | 1 | #VALUE! | 1
| LITLRK_6_SOLAR1 | Lancaster Little Rock C | caiso | SCE | SCE | Southern California Edison | SCE | CAISO | 2015-01-17 | 2050-12-31 | 5 | 100% | 5 | 5 |  |  | n/a | PVgeneric_sun | Solar_Fixed | CAISO_Solar |  |  |  |  | 2015 | 2050 | 0 | CAISO | 5 | 1 | 1 | 1 | #VALUE! | 1
| LITLRK_6_SOLAR2 | Palmdale 18 | caiso | SCE | SCE | Southern California Edison | SCE | CAISO | 2016-01-13 | 2050-12-31 | 2 | 100% | 2 | 2 |  |  | n/a | PVgeneric_sun | Solar_Fixed | CAISO_Solar |  |  |  |  | 2016 | 2050 | 0 | CAISO | 2 | 1 | 1 | 1 | #VALUE! | 1
| LITLRK_6_SOLAR3 | One Ten Partners | caiso | SCE | SCE | Southern California Edison | SCE | CAISO | 2017-09-30 | 2050-12-31 | 2 | 100% | 2 | 2 |  |  | PVgeneric_sun | PVgeneric_sun | Solar_Fixed | CAISO_Solar |  |  |  |  | 2018 | 2050 | 0 | CAISO | 2 | 1 | 1 | 1 | #VALUE! | 1
| LITLRK_6_SOLAR4 | Little Rock Pham Solar | caiso | SCE | SCE | Southern California Edison | SCE | CAISO | 2016-03-22 | 2050-12-31 | 3 | 100% | 3 | 3 |  |  | n/a | PVgeneric_sun | Solar_Fixed | CAISO_Solar |  |  |  |  | 2016 | 2050 | 0 | CAISO | 3 | 1 | 1 | 1 | #VALUE! | 1
| Little_Falls_1 | Little Falls-1 | teppc | AVA | AVA | Avista Corp. | BPAT | NW | 1910-07-01 | 2050-12-31 | 8 | 100% | 8 | 8 |  |  | Hydro | Hydro_Standard | Hydro | NW_Hydro |  |  |  |  | 1911 | 2050 | 0 | NW | 8 | 1 | 1 | 1 | #VALUE! | 1
| Little_Falls_2 | Little Falls-2 | teppc | AVA | AVA | Avista Corp. | BPAT | NW | 1910-09-01 | 2050-12-31 | 8 | 100% | 8 | 8 |  |  | Hydro | Hydro_Standard | Hydro | NW_Hydro |  |  |  |  | 1911 | 2050 | 0 | NW | 8 | 1 | 1 | 1 | #VALUE! | 1
| Little_Falls_3 | Little Falls-3 | teppc | AVA | AVA | Avista Corp. | BPAT | NW | 1910-12-01 | 2050-12-31 | 8 | 100% | 8 | 8 |  |  | Hydro | Hydro_Standard | Hydro | NW_Hydro |  |  |  |  | 1911 | 2050 | 0 | NW | 8 | 1 | 1 | 1 | #VALUE! | 1
| Little_Falls_4 | Little Falls-4 | teppc | AVA | AVA | Avista Corp. | BPAT | NW | 1911-11-01 | 2050-12-31 | 8 | 100% | 8 | 8 |  |  | Hydro | Hydro_Standard | Hydro | NW_Hydro |  |  |  |  | 1912 | 2050 | 0 | NW | 8 | 1 | 1 | 1 | #VALUE! | 1
| Little_Goose | Little Goose | teppc | BPAT | BPAT | Bonneville Power Administration – Transmission | BPAT | NW | 1970-04-01 | 2050-12-31 | 810 | 100% | 810 | 810 |  |  | Hydro | Hydro_Standard | Hydro | NW_Hydro |  |  |  |  | 1970 | 2050 | 0 | NW | 810 | 1 | 1 | 1 | #VALUE! | 1
| LittleMac1 | Little Mac Project-1 | teppc | IPFE | IPFE | Idaho Far East | IPCO | NW | 1984-05-01 | 2050-12-31 | 0.3 | 100% | 0.3 | 0.3 |  |  | Hydro | Hydro_Standard | Hydro | NW_Hydro |  |  |  |  | 1984 | 2050 | 0 | NW | 0.3 | 1 | 1 | 1 | #VALUE! | 1
| LittleMac2 | Little Mac Project-2 | teppc | IPFE | IPFE | Idaho Far East | IPCO | NW | 1984-05-01 | 2050-12-31 | 0.4 | 100% | 0.4 | 0.4 |  |  | Hydro | Hydro_Standard | Hydro | NW_Hydro |  |  |  |  | 1984 | 2050 | 0 | NW | 0.4 | 1 | 1 | 1 | #VALUE! | 1
| LittleMac3 | Little Mac Project-3 | teppc | IPFE | IPFE | Idaho Far East | IPCO | NW | 1984-05-01 | 2050-12-31 | 0.4 | 100% | 0.4 | 0.4 |  |  | Hydro | Hydro_Standard | Hydro | NW_Hydro |  |  |  |  | 1984 | 2050 | 0 | NW | 0.4 | 1 | 1 | 1 | #VALUE! | 1
| LittleMac4 | Little Mac Project-4 | teppc | IPFE | IPFE | Idaho Far East | IPCO | NW | 1984-05-01 | 2050-12-31 | 0.4 | 100% | 0.4 | 0.4 |  |  | Hydro | Hydro_Standard | Hydro | NW_Hydro |  |  |  |  | 1984 | 2050 | 0 | NW | 0.4 | 1 | 1 | 1 | #VALUE! | 1
| LittlewoodArksh | Littlewood_Arkoosh-1 | teppc | IPFE | IPFE | Idaho Far East | IPCO | NW | 1986-08-08 | 2030-04-15 | 0.87 | 100% | 0.87 | 0.87 |  |  | Hydro | Hydro_Standard | Hydro | NW_Hydro |  |  |  |  | 1987 | 2029 | 0 | NW | 0.87 | 1 | 1 | 1 | #VALUE! | 1
| LittleWoodHydro | Little Wood Hydro Project-GEN1 | teppc | IPFE | IPFE | Idaho Far East | IPCO | NW | 1985-02-24 | 2050-12-31 | 2.85 | 100% | 2.85 | 2.85 |  |  | Hydro | Hydro_Standard | Hydro | NW_Hydro |  |  |  |  | 1985 | 2050 | 0 | NW | 2.85 | 1 | 1 | 1 | #VALUE! | 1
| LIVEOK_6_SOLAR |  | caiso | PGE_Valley | PGE_Valley | Pacific Gas and Electric Valley | PGE_Valley | CAISO | 2014-11-27 | 2050-12-31 | 1.25 | 100% | 1.25 | 1.25 |  |  | n/a | PVgeneric_sun | Solar_Fixed | CAISO_Solar |  |  |  |  | 2015 | 2050 | 0 | CAISO | 1.25 | 1 | 1 | 1 | #VALUE! | 1
| LIVOAK_1_UNIT_1 | LIVE OAK LIMITED | caiso | PGE_Valley | PGE_Valley | Pacific Gas and Electric Valley | PGE_Valley | CAISO | 1991-03-16 | 2050-12-31 | 45.1 | 90.74% | 45.1 | 49.7 |  |  | CT-NatGas-Aero | CT_NG | CT | CAISO_Peaker1 |  |  |  |  | 1991 | 2050 | 0 | CAISO | 49.7 | 1 | 1 | 1 | #VALUE! | 1
| LMBEPK_2_UNITA1 | Lambie Energy Center, Unit #1 | caiso | PGE_Bay | PGE_Bay | Pacific Gas and Electric Bay | PGE_Bay | CAISO | 2003-01-06 | 2050-12-31 | 47.5 | 100% | 47.5 | 47.5 |  |  | CT-NatGas-Aero | CT_NG | CT | CAISO_Peaker2 |  |  |  |  | 2003 | 2050 | 0 | CAISO | 47.5 | 1 | 1 | 1 | #VALUE! | 1
| LMBEPK_2_UNITA2 | Creed Energy Center, Unit #1 | caiso | PGE_Bay | PGE_Bay | Pacific Gas and Electric Bay | PGE_Bay | CAISO | 2003-01-06 | 2050-12-31 | 47.6 | 100% | 47.6 | 47.6 |  |  | CT-NatGas-Aero | CT_NG | CT | CAISO_Peaker2 |  |  |  |  | 2003 | 2050 | 0 | CAISO | 47.6 | 1 | 1 | 1 | #VALUE! | 1
| LMBEPK_2_UNITA3 | Goose Haven Energy Center, Unit #1 | caiso | PGE_Bay | PGE_Bay | Pacific Gas and Electric Bay | PGE_Bay | CAISO | 2003-01-06 | 2050-12-31 | 47.4 | 100% | 47.4 | 47.4 |  |  | CT-NatGas-Aero | CT_NG | CT | CAISO_Peaker2 |  |  |  |  | 2003 | 2050 | 0 | CAISO | 47.4 | 1 | 1 | 1 | #VALUE! | 1
| LMEC_1_PL1X3 | Los Medanos Energy Center AGGREGATE | caiso | PGE_Bay | PGE_Bay | Pacific Gas and Electric Bay | PGE_Bay | CAISO | 2001-06-09 | 2050-12-31 | 574.53 | 102.4% | 574.53 | 561.29 |  |  | CCWhole-NatGas-Industrial | CC_NG | CC | CAISO_CCGT2 |  |  |  |  | 2001 | 2050 | 0 | CAISO | 561.29 | 1 | 1 | 1 | #VALUE! | 1
| LNCSTR_6_CREST |  | caiso | SCE | SCE | Southern California Edison | SCE | CAISO | 2015-09-09 | 2050-12-31 | 5.5 | 100% | 5.5 | 5.5 |  |  | n/a | PVgeneric_sun | Solar_Fixed | CAISO_Solar |  |  |  |  | 2016 | 2050 | 0 | CAISO | 5.5 | 1 | 1 | 1 | #VALUE! | 1
| LOCKFD_1_BEARCK | Bear Creek Solar | caiso | PGE_Valley | PGE_Valley | Pacific Gas and Electric Valley | PGE_Valley | CAISO | 2014-02-05 | 2050-12-31 | 1.5 | 100% | 1.5 | 1.5 |  |  | n/a | PVgeneric_sun | Solar_Fixed | CAISO_Solar |  |  |  |  | 2014 | 2050 | 0 | CAISO | 1.5 | 1 | 1 | 1 | #VALUE! | 1
| LOCKFD_1_KSOLAR | Kettleman Solar | caiso | PGE_Valley | PGE_Valley | Pacific Gas and Electric Valley | PGE_Valley | CAISO | 2014-03-14 | 2050-12-31 | 1 | 100% | 1 | 1 |  |  | n/a | PVgeneric_sun | Solar_Fixed | CAISO_Solar |  |  |  |  | 2014 | 2050 | 0 | CAISO | 1 | 1 | 1 | 1 | #VALUE! | 1
| LODI25_2_UNIT_1 | LODI GAS TURBINE | caiso | PGE_Valley | PGE_Valley | Pacific Gas and Electric Valley | PGE_Valley | CAISO | 1986-01-01 | 2050-12-31 | 23.8 | 95.2% | 23.8 | 25 |  |  | CT-NatGas-Aero | CT_NG | CT | CAISO_Peaker2 |  |  |  |  | 1986 | 2050 | 0 | CAISO | 25 | 1 | 1 | 1 | #VALUE! | 1
| LODIEC_2_PL1X2 | Lodi Energy Center | caiso | PGE_Valley | PGE_Valley | Pacific Gas and Electric Valley | PGE_Valley | CAISO | 2012-11-27 | 2050-12-31 | 302.58 | 100% | 302.58 | 302.58 |  |  | CCWhole-NatGas-Industrial | CC_NG | CC | CAISO_CCGT1 |  |  |  |  | 2013 | 2050 | 0 | CAISO | 302.58 | 1 | 1 | 1 | #VALUE! | 1
| Log_Creek_1 | Log Creek-1_Log Creek-1_IPP-LGC | teppc | BCHA | BCHA | British Columbia Transmission Company | BCHA_AESO | Excluded | 2023-01-01 | 2063-12-31 | 10 | 100% | 10 | 10 |  |  | Hydro | Hydro_Standard | Hydro | Excluded_Hydro |  |  |  |  | 2023 | 2063 | 0 | Excluded | 10 | 1 | 1 | 1 | #VALUE! | 1
| Logan_County | Logan Wind Energy Center (Peetz Table -II) 1 | teppc | PSCO | PSCO | Public Service Company of Colorado | PSCO | Excluded | 2008-01-01 | 2050-12-01 | 201 | 100% | 201 | 201 |  |  | WT-Onshore | wind_onshorewind | Wind | Excluded_Wind |  |  |  |  | 2008 | 2050 | 0 | Excluded | 201 | 1 | 1 | 1 | #VALUE! | 1
| LoganCity1 | Logan City-1¦LNPLT4KV¦LOGAN CITY NATURAL GAS TURBINE PLANT 1-1 | teppc | PAUT | PAUT | Utah, PACE Utility | PACE | NW | 2002-07-01 | 2050-12-31 | 5.3 | 100% | 5.3 | 5.3 |  |  | CT-NatGas-Aero | CT_NG | CT | NW_Peaker |  |  |  |  | 2003 | 2050 | 0 | NW | 5.3 | 1 | 1 | 1 | #VALUE! | 1
| LoganCity2 | Logan City-2¦LNPLT4KV¦LOGAN CITY NATURAL GAS TURBINE PLANT 1-2 | teppc | PAUT | PAUT | Utah, PACE Utility | PACE | NW | 2002-07-01 | 2050-12-31 | 5.3 | 100% | 5.3 | 5.3 |  |  | CT-NatGas-Aero | CT_NG | CT | NW_Peaker |  |  |  |  | 2003 | 2050 | 0 | NW | 5.3 | 1 | 1 | 1 | #VALUE! | 1
| LoganCity3 | Logan City-3¦LNPLT4KV¦LOGAN CITY NATURAL GAS TURBINE PLANT 1-3 | teppc | PAUT | PAUT | Utah, PACE Utility | PACE | NW | 2002-07-01 | 2050-12-31 | 5.3 | 100% | 5.3 | 5.3 |  |  | CT-NatGas-Aero | CT_NG | CT | NW_Peaker |  |  |  |  | 2003 | 2050 | 0 | NW | 5.3 | 1 | 1 | 1 | #VALUE! | 1
| Long_Hollow | Wyoming Wind Energy Center-GE15 | teppc | PAWY | PAWY | Wyoming, PACE Utility | PACE | NW | 2003-12-01 | 2050-04-15 | 160 | 100% | 160 | 160 |  |  | WT-Onshore | wind_onshorewind | Wind | NW_Wind |  |  |  |  | 2004 | 2049 | 0 | NW | 160 | 1 | 1 | 1 | #VALUE! | 1
| Long_Lake_1 | Long Lake-1 | teppc | AVA | AVA | Avista Corp. | BPAT | NW | 1915-10-01 | 2050-12-31 | 17.5 | 100% | 17.5 | 17.5 |  |  | Hydro | Hydro_Standard | Hydro | NW_Hydro |  |  |  |  | 1916 | 2050 | 0 | NW | 17.5 | 1 | 1 | 1 | #VALUE! | 1
| Long_Lake_2 | Long Lake-2 | teppc | AVA | AVA | Avista Corp. | BPAT | NW | 1915-10-01 | 2050-12-31 | 17.5 | 100% | 17.5 | 17.5 |  |  | Hydro | Hydro_Standard | Hydro | NW_Hydro |  |  |  |  | 1916 | 2050 | 0 | NW | 17.5 | 1 | 1 | 1 | #VALUE! | 1
| Long_Lake_3 | Long Lake-3 | teppc | AVA | AVA | Avista Corp. | BPAT | NW | 1919-12-01 | 2050-12-31 | 17.5 | 100% | 17.5 | 17.5 |  |  | Hydro | Hydro_Standard | Hydro | NW_Hydro |  |  |  |  | 1920 | 2050 | 0 | NW | 17.5 | 1 | 1 | 1 | #VALUE! | 1
| Long_Lake_4 | Long Lake-4 | teppc | AVA | AVA | Avista Corp. | BPAT | NW | 1924-02-01 | 2050-12-31 | 17.5 | 100% | 17.5 | 17.5 |  |  | Hydro | Hydro_Standard | Hydro | NW_Hydro |  |  |  |  | 1924 | 2050 | 0 | NW | 17.5 | 1 | 1 | 1 | #VALUE! | 1
| LongLake1 | Long Lake Hydro-1_Long Lake Hydro-1_IPP-LNL | teppc | BCHA | BCHA | British Columbia Transmission Company | BCHA_AESO | Excluded | 2013-10-30 | 2053-09-30 | 15.5 | 100% | 15.5 | 15.5 |  |  | Hydro | Hydro_Standard | Hydro | Excluded_Hydro |  |  |  |  | 2014 | 2053 | 0 | Excluded | 15.5 | 1 | 1 | 1 | #VALUE! | 1
| LongLake2 | Long Lake Hydro-2_Long Lake Hydro-2_IPP-LNL | teppc | BCHA | BCHA | British Columbia Transmission Company | BCHA_AESO | Excluded | 2013-10-30 | 2053-09-30 | 15.5 | 100% | 15.5 | 15.5 |  |  | Hydro | Hydro_Standard | Hydro | Excluded_Hydro |  |  |  |  | 2014 | 2053 | 0 | Excluded | 15.5 | 1 | 1 | 1 | #VALUE! | 1
| LONGLAKEG1_2 | LONGLAKEG1-2 | teppc | AESO | AESO | Alberta Electric System Operator | BCHA_AESO | Excluded | 2008-01-01 | 2050-12-01 | 80 | 100% | 80 | 80 |  |  | CT-AB-Cogen | Cogen_NG | Cogen | Excluded_CHP |  |  |  |  | 2008 | 2050 | 0 | Excluded | 80 | 1 | 1 | 1 | #VALUE! | 1
| LONGLAKEG2_1 | LONGLAKEG2-1 | teppc | AESO | AESO | Alberta Electric System Operator | BCHA_AESO | Excluded | 2008-01-01 | 2050-12-01 | 80 | 100% | 80 | 80 |  |  | CT-AB-Cogen | Cogen_NG | Cogen | Excluded_CHP |  |  |  |  | 2008 | 2050 | 0 | Excluded | 80 | 1 | 1 | 1 | #VALUE! | 1
| LONGLAKEGT3_1 | LONGLAKEGT3-1 | teppc | AESO | AESO | Alberta Electric System Operator | BCHA_AESO | Excluded | 2008-01-01 | 2050-12-01 | 11.5 | 100% | 11.5 | 11.5 |  |  | CT-AB-Cogen | Cogen_NG | Cogen | Excluded_CHP |  |  |  |  | 2008 | 2050 | 0 | Excluded | 11.5 | 1 | 1 | 1 | #VALUE! | 1
| LONGLAKEGT4_1 | LONGLAKEGT4-1 | teppc | AESO | AESO | Alberta Electric System Operator | BCHA_AESO | Excluded | 2008-01-01 | 2050-12-01 | 11.5 | 100% | 11.5 | 11.5 |  |  | CT-AB-Cogen | Cogen_NG | Cogen | Excluded_CHP |  |  |  |  | 2008 | 2050 | 0 | Excluded | 11.5 | 1 | 1 | 1 | #VALUE! | 1
| LongviewFibre4 | Longview Fibre-4 | teppc | BPAT | BPAT | Bonneville Power Administration – Transmission | BPAT | NW | 1949-01-01 | 2050-12-31 | 10 | 100% | 10 | 10 |  |  | Bio-ST | ST_Biomass | Biomass/Wood | NW_Biomass |  |  |  |  | 1949 | 2050 | 0 | NW | 10 | 1 | 1 | 1 | #VALUE! | 1
| LongviewFibre6 | Longview Fibre-6 | teppc | BPAT | BPAT | Bonneville Power Administration – Transmission | BPAT | NW | 1958-01-01 | 2050-12-31 | 20 | 100% | 20 | 20 |  |  | Bio-ICE | ICE_Biomass | Biomass/Wood | NW_Biomass |  |  |  |  | 1958 | 2050 | 0 | NW | 20 | 1 | 1 | 1 | #VALUE! | 1
| LongviewFibre7 | Longview Fibre-7 | teppc | BPAT | BPAT | Bonneville Power Administration – Transmission | BPAT | NW | 1966-04-01 | 2050-12-31 | 25 | 100% | 25 | 25 |  |  | Bio-ICE | ICE_Biomass | Biomass/Wood | NW_Biomass |  |  |  |  | 1966 | 2050 | 0 | NW | 25 | 1 | 1 | 1 | #VALUE! | 1
| Lookout_Point_1 | Lookout Point-1 | teppc | BPAT | BPAT | Bonneville Power Administration – Transmission | BPAT | NW | 1955-05-01 | 2050-12-31 | 40 | 100% | 40 | 40 |  |  | Hydro | Hydro_Standard | Hydro | NW_Hydro |  |  |  |  | 1955 | 2050 | 0 | NW | 40 | 1 | 1 | 1 | #VALUE! | 1
| Lookout_Point_2 | Lookout Point-2 | teppc | BPAT | BPAT | Bonneville Power Administration – Transmission | BPAT | NW | 1955-03-01 | 2050-12-31 | 40 | 100% | 40 | 40 |  |  | Hydro | Hydro_Standard | Hydro | NW_Hydro |  |  |  |  | 1955 | 2050 | 0 | NW | 40 | 1 | 1 | 1 | #VALUE! | 1
| Lookout_Point_3 | Lookout Point-3 | teppc | BPAT | BPAT | Bonneville Power Administration – Transmission | BPAT | NW | 1955-01-01 | 2050-12-31 | 40 | 100% | 40 | 40 |  |  | Hydro | Hydro_Standard | Hydro | NW_Hydro |  |  |  |  | 1955 | 2050 | 0 | NW | 40 | 1 | 1 | 1 | #VALUE! | 1
| Loon_Lake | Loon Lake H1 | teppc | BANC | BANC | Balancing Authority of Northern California | SMUD | BANC | 1971-09-01 | 2050-12-31 | 77 | 100% | 77 | 77 |  |  | Hydro | Hydro_Standard | Hydro | BANC_Hydro |  |  |  |  | 1972 | 2050 | 0 | BANC | 77 | 1 | 1 | 1 | #VALUE! | 1
| Lordsburg_1 | Lordsburg Generating Station GT1 | teppc | PNM | PNM | Public Service Company of New Mexico | PNM_EPE | SW | 2002-07-01 | 2050-12-31 | 40 | 100% | 40 | 40 |  |  | CT-NatGas-Aero | CT_NG | CT | SW_Peaker |  |  |  |  | 2003 | 2050 | 0 | SW | 40 | 1 | 1 | 1 | #VALUE! | 1
| Lordsburg_2 | Lordsburg Generating Station GT2 | teppc | PNM | PNM | Public Service Company of New Mexico | PNM_EPE | SW | 2002-07-01 | 2050-12-31 | 40 | 100% | 40 | 40 |  |  | CT-NatGas-Aero | CT_NG | CT | SW_Peaker |  |  |  |  | 2003 | 2050 | 0 | SW | 40 | 1 | 1 | 1 | #VALUE! | 1
| Los_Alamos_PV | Los Alamos Smart Grid (East Jemez Road) 1 | teppc | PNM | PNM | Public Service Company of New Mexico | PNM_EPE | SW | 2012-09-01 | 2050-12-31 | 1 | 100% | 1 | 1 |  |  | SolarPV-Tracking | 1axPV_sun | Solar_1Axis | SW_Solar |  |  |  |  | 2013 | 2050 | 0 | SW | 1 | 1 | 1 | 1 | #VALUE! | 1
| Los_Lunas_Solar | Los Lunas Solar Energy Center LLSEC and LMS2 | teppc | PNM | PNM | Public Service Company of New Mexico | PNM_EPE | SW | 2013-10-31 | 2050-12-31 | 7 | 100% | 7 | 7 |  |  | SolarPV-NonTracking | FixedPV_sun | Solar_Fixed | SW_Solar |  |  |  |  | 2014 | 2050 | 0 | SW | 7 | 1 | 1 | 1 | #VALUE! | 1
| LOS_MOR1 | FACEBOOK SOLAR CENTER 1 | teppc | PNM | PNM | Public Service Company of New Mexico | PNM_EPE | SW | 2018-01-01 | 2050-12-31 | 10 | 100% | 10 | 10 |  |  | SolarPV-NonTracking | FixedPV_sun | Solar_Fixed | SW_Solar |  |  |  |  | 2018 | 2050 | 0 | SW | 10 | 1 | 1 | 1 | #VALUE! | 1
| LostCreek_OR1 | Lost Creek-1 | teppc | BPAT | BPAT | Bonneville Power Administration – Transmission | BPAT | NW | 1977-09-01 | 2050-12-31 | 24.5 | 100% | 24.5 | 24.5 |  |  | Hydro | Hydro_Standard | Hydro | NW_Hydro |  |  |  |  | 1978 | 2050 | 0 | NW | 24.5 | 1 | 1 | 1 | #VALUE! | 1
| LostCreek_OR2 | Lost Creek-2 | teppc | BPAT | BPAT | Bonneville Power Administration – Transmission | BPAT | NW | 1977-12-01 | 2050-12-31 | 24.5 | 100% | 24.5 | 24.5 |  |  | Hydro | Hydro_Standard | Hydro | NW_Hydro |  |  |  |  | 1978 | 2050 | 0 | NW | 24.5 | 1 | 1 | 1 | #VALUE! | 1
| LOSTHRZN2 | FACEBOOK SOLAR CENTER 2 | teppc | PNM | PNM | Public Service Company of New Mexico | PNM_EPE | SW | 2018-03-01 | 2050-12-31 | 10 | 100% | 10 | 10 |  |  | SolarPV-Tracking | 1axPV_sun | Solar_1Axis | SW_Solar |  |  |  |  | 2018 | 2050 | 0 | SW | 10 | 1 | 1 | 1 | #VALUE! | 1
| LOSTHRZN3 | FACEBOOK SOLAR CENTER 3 | teppc | PNM | PNM | Public Service Company of New Mexico | PNM_EPE | SW | 2018-05-01 | 2050-12-31 | 10 | 100% | 10 | 10 |  |  | SolarPV-Tracking | 1axPV_sun | Solar_1Axis | SW_Solar |  |  |  |  | 2018 | 2050 | 0 | SW | 10 | 1 | 1 | 1 | #VALUE! | 1
| LOTTWWTP | LOTT WWTP | teppc | PNM | PNM | Public Service Company of New Mexico | PNM_EPE | SW | 2010-05-01 | 2050-12-31 | 0.335 | 100% | 0.335 | 0.335 |  |  | Bio-ICE | ICE_Biomass | Biomass/Wood | SW_Biomass |  |  |  |  | 2010 | 2050 | 0 | SW | 0.335 | 1 | 1 | 1 | #VALUE! | 1
| Lowe1_1 | Lowe1-1 | teppc | AESO | AESO | Alberta Electric System Operator | BCHA_AESO | Excluded | 2009-03-01 | 2050-12-01 | 93 | 100% | 93 | 93 |  |  | CT-NatGas-Industrial | CT_NG | CT | Excluded_Peaker |  |  |  |  | 2009 | 2050 | 0 | Excluded | 93 | 1 | 1 | 1 | #VALUE! | 1
| Lower_Baker_3 | Lower Baker-3 | teppc | PSEI | PSEI | Puget Sound Energy | BPAT | NW | 2013-06-01 | 2050-12-31 | 31 | 100% | 31 | 31 |  |  | Hydro | Hydro_Standard | Hydro | NW_Hydro |  |  |  |  | 2013 | 2050 | 0 | NW | 31 | 1 | 1 | 1 | #VALUE! | 1
| Lower_Clowhom_1 | Lower Clowhom-1_Lower Clowhom-1_IPP-LCH | teppc | BCHA | BCHA | British Columbia Transmission Company | BCHA_AESO | Excluded | 2010-04-01 | 2035-03-20 | 10.99 | 100% | 10.99 | 10.99 |  |  | Hydro | Hydro_Standard | Hydro | Excluded_Hydro |  |  |  |  | 2010 | 2034 | 0 | Excluded | 10.99 | 1 | 1 | 1 | #VALUE! | 1
| Lower_Duck_Wind |  | teppc | NWMT | NWMT | NorthWestern Energy | NWMT_WAUW | NW | 1950-01-01 | 2050-12-31 | 80 | 100% | 80 | 80 |  |  | WT-Onshore | wind_onshorewind | Wind | NW_Wind |  |  |  |  | 1950 | 2050 | 0 | NW | 80 | 1 | 1 | 1 | #VALUE! | 1
| Lower_Granite | Lower Granite | teppc | BPAT | BPAT | Bonneville Power Administration – Transmission | BPAT | NW | 1975-04-01 | 2050-12-31 | 810 | 100% | 810 | 810 |  |  | Hydro | Hydro_Standard | Hydro | NW_Hydro |  |  |  |  | 1975 | 2050 | 0 | NW | 810 | 1 | 1 | 1 | #VALUE! | 1
| Lower_Malad_1 | Lower Malad-1 | teppc | IPMV | IPMV | Idaho Magic Valley | IPCO | NW | 1948-10-01 | 2050-12-31 | 13.5 | 100% | 13.5 | 13.5 |  |  | Hydro | Hydro_Standard | Hydro | NW_Hydro |  |  |  |  | 1949 | 2050 | 0 | NW | 13.5 | 1 | 1 | 1 | #VALUE! | 1
| Lower_Molina | Lower Molina 1 | teppc | WACM | WACM | Western Area Power Administration, Colorado-Missouri Region | WACM | Excluded | 1962-12-01 | 2030-01-01 | 4.9 | 100% | 4.9 | 4.9 |  |  | Hydro | Hydro_Standard | Hydro | Excluded_Hydro |  |  |  |  | 1963 | 2029 | 0 | Excluded | 4.9 | 1 | 1 | 1 | #VALUE! | 1
| Lower_Monumental | Lower Monumental | teppc | BPAT | BPAT | Bonneville Power Administration – Transmission | BPAT | NW | 1969-06-01 | 2050-12-31 | 794 | 100% | 794 | 794 |  |  | Hydro | Hydro_Standard | Hydro | NW_Hydro |  |  |  |  | 1969 | 2050 | 0 | NW | 794 | 1 | 1 | 1 | #VALUE! | 1
| Lower_Salmon_1 | Lower Salmon-1 | teppc | IPMV | IPMV | Idaho Magic Valley | IPCO | NW | 1949-07-01 | 2050-12-31 | 15 | 100% | 15 | 15 |  |  | Hydro | Hydro_Standard | Hydro | NW_Hydro |  |  |  |  | 1950 | 2050 | 0 | NW | 15 | 1 | 1 | 1 | #VALUE! | 1
| Lower_Salmon_2 | Lower Salmon-2 | teppc | IPMV | IPMV | Idaho Magic Valley | IPCO | NW | 1949-09-01 | 2050-12-31 | 15 | 100% | 15 | 15 |  |  | Hydro | Hydro_Standard | Hydro | NW_Hydro |  |  |  |  | 1950 | 2050 | 0 | NW | 15 | 1 | 1 | 1 | #VALUE! | 1
| Lower_Salmon_3 | Lower Salmon-3 | teppc | IPMV | IPMV | Idaho Magic Valley | IPCO | NW | 1949-02-01 | 2050-12-31 | 15 | 100% | 15 | 15 |  |  | Hydro | Hydro_Standard | Hydro | NW_Hydro |  |  |  |  | 1949 | 2050 | 0 | NW | 15 | 1 | 1 | 1 | #VALUE! | 1
| Lower_Salmon_4 | Lower Salmon-4 | teppc | IPMV | IPMV | Idaho Magic Valley | IPCO | NW | 1949-03-01 | 2050-12-31 | 15 | 100% | 15 | 15 |  |  | Hydro | Hydro_Standard | Hydro | NW_Hydro |  |  |  |  | 1949 | 2050 | 0 | NW | 15 | 1 | 1 | 1 | #VALUE! | 1
| Lower_Snake_River_A | Lower Snake River Wind Energy Project (Oliphant Ridge)-LSR 1_PHLNG W1-Z1 | teppc | PSEI | PSEI | Puget Sound Energy | BPAT | NW | 2012-04-01 | 2050-12-31 | 151.8 | 100% | 151.8 | 151.8 |  |  | WT-Onshore | wind_onshorewind | Wind | NW_Wind |  |  |  |  | 2012 | 2050 | 0 | NW | 151.8 | 1 | 1 | 1 | #VALUE! | 1
| Lower_Snake_River_B | Lower Snake River Wind Energy Project (Oliphant Ridge)-LSR 1_DOGJN W1-Z1 | teppc | PSEI | PSEI | Puget Sound Energy | BPAT | NW | 2012-04-01 | 2050-12-31 | 190.9 | 100% | 190.9 | 190.9 |  |  | WT-Onshore | wind_onshorewind | Wind | NW_Wind |  |  |  |  | 2012 | 2050 | 0 | NW | 190.9 | 1 | 1 | 1 | #VALUE! | 1
| LowerBaker4 | Lower Baker-4 | teppc | PSEI | PSEI | Puget Sound Energy | BPAT | NW | 1959-12-01 | 2050-12-31 | 80.75 | 100% | 80.75 | 80.75 |  |  | Hydro | Hydro_Standard | Hydro | NW_Hydro |  |  |  |  | 1960 | 2050 | 0 | NW | 80.75 | 1 | 1 | 1 | #VALUE! | 1
| LowerBear1 | Lower Bear Hydro-1_Lower Bear Hydro-1_IPP-BHL | teppc | BCHA | BCHA | British Columbia Transmission Company | BCHA_AESO | Excluded | 2011-12-30 | 2051-12-21 | 5 | 100% | 5 | 5 |  |  | Hydro | Hydro_Standard | Hydro | Excluded_Hydro |  |  |  |  | 2012 | 2051 | 0 | Excluded | 5 | 1 | 1 | 1 | #VALUE! | 1
| LowerBear2 | Lower Bear Hydro-2_Lower Bear Hydro-2_IPP-BHL | teppc | BCHA | BCHA | British Columbia Transmission Company | BCHA_AESO | Excluded | 2011-12-30 | 2051-12-21 | 5 | 100% | 5 | 5 |  |  | Hydro | Hydro_Standard | Hydro | Excluded_Hydro |  |  |  |  | 2012 | 2051 | 0 | Excluded | 5 | 1 | 1 | 1 | #VALUE! | 1
| LowerNo12 | Lower No 1-2 | teppc | CISC | CISC | Southern California Edison | SCE | CAISO | 1982-04-01 | 2050-12-31 | 8 | 100% | 8 | 8 |  |  | Hydro | Hydro_Standard | Hydro | CAISO_Hydro |  |  |  |  | 1982 | 2050 | 0 | CAISO | 8 | 1 | 1 | 1 | #VALUE! | 1
| LowerNo21 | Lower No 2-1 | teppc | CISC | CISC | Southern California Edison | SCE | CAISO | 1940-08-01 | 2050-12-31 | 3 | 100% | 3 | 3 |  |  | Hydro | Hydro_Standard | Hydro | CAISO_Hydro |  |  |  |  | 1941 | 2050 | 0 | CAISO | 3 | 1 | 1 | 1 | #VALUE! | 1
| LOWGAP_1_SUPHR | Mill & Sulphur Creek Hydro | caiso | PGE_Bay | PGE_Bay | Pacific Gas and Electric Bay | PGE_Bay | CAISO | 1988-02-23 | 2050-12-31 | 0.99 | 100% | 0.99 | 0.99 |  |  | n/a | Hydro_Standard | Hydro | CAISO_Small_Hydro |  |  |  |  | 1988 | 2050 | 0 | CAISO | 0.99 | 1 | 1 | 1 | #VALUE! | 1
| LOWGAP_7_QFUNTS | Matthews Dam Hydro | caiso | PGE_Bay | PGE_Bay | Pacific Gas and Electric Bay | PGE_Bay | CAISO | 2007-03-01 | 2050-12-31 | 1.35 | 100% | 1.35 | 1.35 |  |  | n/a | Hydro_Standard | Hydro | CAISO_Hydro |  |  |  |  | 2007 | 2050 | 0 | CAISO | 1.35 | 1 | 1 | 1 | #VALUE! | 1
| LowLineMdwy2SoForks1 | South Forks Hydro-GEN1_Low Line Midway-2 | teppc | IPFE | IPFE | Idaho Far East | IPCO | NW | 1984-12-01 | 2050-12-31 | 4 | 100% | 4 | 4 |  |  | Hydro | Hydro_Standard | Hydro | NW_Hydro |  |  |  |  | 1985 | 2050 | 0 | NW | 4 | 1 | 1 | 1 | #VALUE! | 1
| LowLineMdwy2SoForks2 | South Forks Hydro-GEN2_Low Line Midway-2 | teppc | IPFE | IPFE | Idaho Far East | IPCO | NW | 1984-12-01 | 2050-12-31 | 4 | 100% | 4 | 4 |  |  | Hydro | Hydro_Standard | Hydro | NW_Hydro |  |  |  |  | 1985 | 2050 | 0 | NW | 4 | 1 | 1 | 1 | #VALUE! | 1
| LowLineMidway1 | Low Line Midway-1 | teppc | IPMV | IPMV | Idaho Magic Valley | IPCO | NW | 2007-08-01 | 2050-12-01 | 9.3 | 100% | 9.3 | 9.3 |  |  | Hydro | Hydro_Standard | Hydro | NW_Hydro |  |  |  |  | 2008 | 2050 | 0 | NW | 9.3 | 1 | 1 | 1 | #VALUE! | 1
| LowLineRapids | Low Line Rapids-GEN1 | teppc | IPFE | IPFE | Idaho Far East | IPCO | NW | 1985-05-01 | 2050-12-31 | 7.97 | 100% | 7.97 | 7.97 |  |  | Hydro | Hydro_Standard | Hydro | NW_Hydro |  |  |  |  | 1985 | 2050 | 0 | NW | 7.97 | 1 | 1 | 1 | #VALUE! | 1
| LRC_4G1 | LRC 4G1 | teppc | BCHA | BCHA | British Columbia Transmission Company | BCHA_AESO | Excluded | 2016-11-01 | 2050-03-30 | 3.2 | 100% | 3.2 | 3.2 |  |  | hydro | Hydro_Standard | Hydro | Excluded_Hydro |  |  |  |  | 2017 | 2049 | 0 | Excluded | 3.2 | 1 | 1 | 1 | #VALUE! | 1
| LSRW_DutchFlats | Lower Snake River Wind Energy Project (Dutch Flats)-1 | teppc | PNM | PNM | Public Service Company of New Mexico | PNM_EPE | SW | 2013-06-01 | 2050-12-31 | 222.5 | 100% | 222.5 | 222.5 |  |  | WT-Onshore | wind_onshorewind | Wind | SW_Wind |  |  |  |  | 2013 | 2050 | 0 | SW | 222.5 | 1 | 1 | 1 | #VALUE! | 1
| LSRW_KuhlRidge | Lower Snake River Wind Energy Project (Kuhl Ridge)-1 | teppc | PNM | PNM | Public Service Company of New Mexico | PNM_EPE | SW | 2013-06-01 | 2050-12-31 | 168 | 100% | 168 | 168 |  |  | WT-Onshore | wind_onshorewind | Wind | SW_Wind |  |  |  |  | 2013 | 2050 | 0 | SW | 168 | 1 | 1 | 1 | #VALUE! | 1
| LuckyPeak131 | Lucky Peak Power Plant Project-U131 | teppc | IPMV | IPMV | Idaho Magic Valley | IPCO | NW | 1988-10-01 | 2050-12-31 | 15 | 100% | 15 | 15 |  |  | Hydro | Hydro_Standard | Hydro | NW_Hydro |  |  |  |  | 1989 | 2050 | 0 | NW | 15 | 1 | 1 | 1 | #VALUE! | 1
| LuckyPeak132 | Lucky Peak Power Plant Project-U132 | teppc | IPMV | IPMV | Idaho Magic Valley | IPCO | NW | 1988-10-01 | 2050-12-31 | 45 | 100% | 45 | 45 |  |  | Hydro | Hydro_Standard | Hydro | NW_Hydro |  |  |  |  | 1989 | 2050 | 0 | NW | 45 | 1 | 1 | 1 | #VALUE! | 1
| LuckyPeak133 | Lucky Peak Power Plant Project-U133 | teppc | IPMV | IPMV | Idaho Magic Valley | IPCO | NW | 1988-10-01 | 2050-12-31 | 11.25 | 100% | 11.25 | 11.25 |  |  | Hydro | Hydro_Standard | Hydro | NW_Hydro |  |  |  |  | 1989 | 2050 | 0 | NW | 11.25 | 1 | 1 | 1 | #VALUE! | 1
| Luna_CC | LunaCC (Total CC Plant) | teppc | PNM | PNM | Public Service Company of New Mexico | PNM_EPE | SW | 2006-05-01 | 2050-12-31 | 596 | 100% | 596 | 596 |  |  | CCWhole-NatGas-Industrial | CC_NG | CC | SW_CCGT |  |  |  |  | 2006 | 2050 | 0 | SW | 596 | 1 | 1 | 1 | #VALUE! | 1
| Lund_Hill | Lund Hill Wind-WT (32 x 2.5) | teppc | PNM | PNM | Public Service Company of New Mexico | PNM_EPE | SW | 2014-12-01 | 2050-04-15 | 80 | 100% | 80 | 80 |  |  | WT-Onshore | wind_onshorewind | Wind | SW_Wind |  |  |  |  | 2015 | 2049 | 0 | SW | 80 | 1 | 1 | 1 | #VALUE! | 1
| Lundy2 | Lundy 2_LUNDY HYDRO PLANT (AGGREGATE)-1_24784 | teppc | CISC | CISC | Southern California Edison | SCE | CAISO | 1912-03-01 | 2050-12-31 | 1.5 | 100% | 1.5 | 1.5 |  |  | Hydro | Hydro_Standard | Hydro | CAISO_Hydro |  |  |  |  | 1912 | 2050 | 0 | CAISO | 1.5 | 1 | 1 | 1 | #VALUE! | 1
| Luning_Solar | Luning Solar Energy Project 1 | teppc | SPPC | SPPC | Nevada Power Company | NEVP | SW | 2016-09-01 | 2050-12-31 | 55 | 100% | 55 | 55 |  |  | SolarPV-NonTracking | FixedPV_sun | Solar_Fixed | SW_Solar | CAISO | 55 |  |  | 2017 | 2050 | 0 | CAISO | 55 | 1 | 1 | 1 | #VALUE! | 1
| Macho_Springs_Wind | Macho Springs Wind Farm GEN | teppc | TEPC | TEPC | Tucson Electric Power Company | TEPC | SW | 2011-10-31 | 2050-12-31 | 50.4 | 100% | 50.4 | 50.4 |  |  | WT-Onshore | wind_onshorewind | Wind | SW_Wind | CAISO | 50.4 |  |  | 2012 | 2050 | 0 | CAISO | 50.4 | 1 | 1 | 1 | #VALUE! | 1
| MACKAY1_1 | MACKAY1-1 | teppc | AESO | AESO | Alberta Electric System Operator | BCHA_AESO | Excluded | 2004-05-01 | 2050-12-01 | 165 | 100% | 165 | 165 |  |  | CT-AB-Cogen | Cogen_NG | Cogen | Excluded_CHP |  |  |  |  | 2004 | 2050 | 0 | Excluded | 165 | 1 | 1 | 1 | #VALUE! | 1
| MacleodG1_1 | MacleodG1-1 | teppc | AESO | AESO | Alberta Electric System Operator | BCHA_AESO | Excluded | 2010-02-01 | 2050-12-31 | 33 | 100% | 33 | 33 |  |  | WT-Onshore | wind_onshorewind | Wind | Excluded_Wind |  |  |  |  | 2010 | 2050 | 0 | Excluded | 33 | 1 | 1 | 1 | #VALUE! | 1
| MacleodG2_2 | MacleodG2-2 | teppc | AESO | AESO | Alberta Electric System Operator | BCHA_AESO | Excluded | 2010-02-01 | 2050-12-31 | 33 | 100% | 33 | 33 |  |  | WT-Onshore | wind_onshorewind | Wind | Excluded_Wind |  |  |  |  | 2010 | 2050 | 0 | Excluded | 33 | 1 | 1 | 1 | #VALUE! | 1
| Madison_MAD1 | Madison-MAD1 | teppc | CISC | CISC | Southern California Edison | SCE | CAISO | 1906-09-01 | 2050-12-31 | 2.2 | 100% | 2.2 | 2.2 |  |  | Hydro | Hydro_Standard | Hydro | CAISO_Hydro |  |  |  |  | 1907 | 2050 | 0 | CAISO | 2.2 | 1 | 1 | 1 | #VALUE! | 1
| Madison_MAD2 | Madison-MAD2 | teppc | CISC | CISC | Southern California Edison | SCE | CAISO | 1906-09-01 | 2050-12-31 | 2.2 | 100% | 2.2 | 2.2 |  |  | Hydro | Hydro_Standard | Hydro | CAISO_Hydro |  |  |  |  | 1907 | 2050 | 0 | CAISO | 2.2 | 1 | 1 | 1 | #VALUE! | 1
| Madison_MAD3 | Madison-MAD3 | teppc | CISC | CISC | Southern California Edison | SCE | CAISO | 1906-09-01 | 2050-12-31 | 2.2 | 100% | 2.2 | 2.2 |  |  | Hydro | Hydro_Standard | Hydro | CAISO_Hydro |  |  |  |  | 1907 | 2050 | 0 | CAISO | 2.2 | 1 | 1 | 1 | #VALUE! | 1
| Madison_MAD4 | Madison-MAD4 | teppc | CISC | CISC | Southern California Edison | SCE | CAISO | 1908-07-01 | 2050-12-31 | 2.2 | 100% | 2.2 | 2.2 |  |  | Hydro | Hydro_Standard | Hydro | CAISO_Hydro |  |  |  |  | 1909 | 2050 | 0 | CAISO | 2.2 | 1 | 1 | 1 | #VALUE! | 1
| MagicDam1 | Magic Dam Hydroelectric Project-GEN1 | teppc | IPMV | IPMV | Idaho Magic Valley | IPCO | NW | 1989-06-01 | 2050-12-31 | 10 | 100% | 10 | 10 |  |  | Hydro | Hydro_Standard | Hydro | NW_Hydro |  |  |  |  | 1989 | 2050 | 0 | NW | 10 | 1 | 1 | 1 | #VALUE! | 1
| MagicDam2 | Magic Dam Hydroelectric Project-GEN2_61469 | teppc | IPFE | IPFE | Idaho Far East | IPCO | NW | 1989-06-01 | 2050-12-31 | 3 | 100% | 3 | 3 |  |  | Hydro | Hydro_Standard | Hydro | NW_Hydro |  |  |  |  | 1989 | 2050 | 0 | NW | 3 | 1 | 1 | 1 | #VALUE! | 1
| MagicDam3 | Magic Dam Hydroelectric Project-GEN3--61469 | teppc | IPFE | IPFE | Idaho Far East | IPCO | NW | 1989-06-01 | 2050-12-31 | 3 | 100% | 3 | 3 |  |  | Hydro | Hydro_Standard | Hydro | NW_Hydro |  |  |  |  | 1989 | 2050 | 0 | NW | 3 | 1 | 1 | 1 | #VALUE! | 1
| Magnolia_CC | MagnoliaCC (Total CC Plant) | teppc | LDWP | LDWP | Los Angeles Department of Water and Power | LADWP | LDWP | 1989-06-01 | 2050-12-31 | 301 | 100% | 301 | 301 |  |  | CCWhole-NatGas-Industrial | CC_NG | CC | LDWP_CCGT |  |  |  |  | 1989 | 2050 | 0 | LDWP | 301 | 1 | 1 | 1 | #VALUE! | 1
| Magrath | Suncor Magrath-1 | teppc | AESO | AESO | Alberta Electric System Operator | BCHA_AESO | Excluded | 2004-12-01 | 2050-12-01 | 30 | 100% | 30 | 30 |  |  | WT-Onshore | wind_onshorewind | Wind | Excluded_Wind |  |  |  |  | 2005 | 2050 | 0 | Excluded | 30 | 1 | 1 | 1 | #VALUE! | 1
| MAGUND_1_BKISR1 | Bakersfield Industrial 1 | caiso | PGE_Valley | PGE_Valley | Pacific Gas and Electric Valley | PGE_Valley | CAISO | 2017-12-27 | 2050-12-31 | 1 | 100% | 1 | 1 |  |  | PHOTO VOLTAIC_SUN | PVgeneric_sun | Solar_Fixed | CAISO_Solar |  |  |  |  | 2018 | 2050 | 0 | CAISO | 1 | 1 | 1 | 1 | #VALUE! | 1
| MAGUND_1_BKSSR2 | Bakersfield Solar 1 | caiso | PGE_Valley | PGE_Valley | Pacific Gas and Electric Valley | PGE_Valley | CAISO | 2017-12-26 | 2050-12-31 | 5.25 | 100% | 5.25 | 5.25 |  |  | PHOTO VOLTAIC_SUN | PVgeneric_sun | Solar_Fixed | CAISO_Solar |  |  |  |  | 2018 | 2050 | 0 | CAISO | 5.25 | 1 | 1 | 1 | #VALUE! | 1
| MAHKESESG1_1 | MAHKESESG1-1 | teppc | AESO | AESO | Alberta Electric System Operator | BCHA_AESO | Excluded | 2002-11-01 | 2050-12-01 | 90 | 100% | 90 | 90 |  |  | CT-AB-Cogen | Cogen_NG | Cogen | Excluded_CHP |  |  |  |  | 2003 | 2050 | 0 | Excluded | 90 | 1 | 1 | 1 | #VALUE! | 1
| MAHKESESG2_2 | MAHKESESG2-2 | teppc | AESO | AESO | Alberta Electric System Operator | BCHA_AESO | Excluded | 2002-11-01 | 2050-12-01 | 90 | 100% | 90 | 90 |  |  | CT-AB-Cogen | Cogen_NG | Cogen | Excluded_CHP |  |  |  |  | 2003 | 2050 | 0 | Excluded | 90 | 1 | 1 | 1 | #VALUE! | 1
| MainCanal | Main Canal Headworks-1 | teppc | TPWR | TPWR | Tacoma Power | BPAT | NW | 1987-01-01 | 2050-12-31 | 26.8 | 100% | 26.8 | 26.8 |  |  | Hydro | Hydro_Standard | Hydro | NW_Hydro |  |  |  |  | 1987 | 2050 | 0 | NW | 26.8 | 1 | 1 | 1 | #VALUE! | 1
| MainlineWind | Mainline Windfarm-1 | teppc | IPFE | IPFE | Idaho Far East | IPCO | NW | 2012-07-01 | 2050-12-31 | 23 | 100% | 23 | 23 |  |  | WT-Onshore | wind_onshorewind | Wind | NW_Wind |  |  |  |  | 2013 | 2050 | 0 | NW | 23 | 1 | 1 | 1 | #VALUE! | 1
| Malad_River_1 | Malad River-1 | teppc | IPFE | IPFE | Idaho Far East | IPCO | NW | 1984-05-01 | 2030-04-15 | 0.62 | 100% | 0.62 | 0.62 |  |  | Hydro | Hydro_Standard | Hydro | NW_Hydro |  |  |  |  | 1984 | 2029 | 0 | NW | 0.62 | 1 | 1 | 1 | #VALUE! | 1
| MALAGA_1_PL1X2 | Malaga Power Aggregate | caiso | PGE_Valley | PGE_Valley | Pacific Gas and Electric Valley | PGE_Valley | CAISO | 2005-09-19 | 2050-12-31 | 96 | 100% | 96 | 96 |  |  | CT-NatGas-Aero | CT_NG | CT | CAISO_Peaker1 |  |  |  |  | 2006 | 2050 | 0 | CAISO | 96 | 1 | 1 | 1 | #VALUE! | 1
| MALCHQ_7_UNIT_1 | MALACHA HYDRO L.P. | caiso | PGE_Valley | PGE_Valley | Pacific Gas and Electric Valley | PGE_Valley | CAISO | 1988-12-07 | 2050-12-31 | 32.5 | 100% | 32.5 | 32.5 |  |  | n/a | Hydro_Standard | Hydro | CAISO_Hydro |  |  |  |  | 1989 | 2050 | 0 | CAISO | 32.5 | 1 | 1 | 1 | #VALUE! | 1
| MALIN_5_BPADYN | MALIN_5_BPADYN | caiso | BPAT | PGE_Valley | Pacific Gas and Electric Valley | PGE_Valley | CAISO |  | 2050-12-31 | 250 | 100% | 250 | 250 |  |  | CAISOImports_None | CAISOImports_None | None | CAISO_Imports |  |  |  |  | 1900 | 2050 | 0 | CAISO | 250 | 1 | 1 | 1 | #VALUE! | 1
| MALIN_5_GCPDDYN | Grant County Hydro Facilities | caiso | BPAT | PGE_Valley | Pacific Gas and Electric Valley | PGE_Valley | CAISO |  | 2050-12-31 | 125 | 100% | 125 | 125 |  |  | HYDRO_WATER | Hydro_Standard | Hydro | CAISO_Hydro |  |  |  |  | 1900 | 2050 | 0 | CAISO | 125 | 1 | 1 | 1 | #VALUE! | 1
| MALIN_5_IBERDR | Iberdrola Centroid Sytem Resource | caiso | BPAT | PGE_Valley | Pacific Gas and Electric Valley | PGE_Valley | CAISO |  | 2050-12-31 | 100 | 100% | 100 | 100 |  |  | WIND_WIND | wind_onshorewind | Wind | CAISO_Wind |  |  |  |  | 1900 | 2050 | 0 | CAISO | 100 | 1 | 1 | 1 | #VALUE! | 1
| MALIN_5_INHRED | CSF Columbia Gorge | caiso | BPAT | PGE_Valley | Pacific Gas and Electric Valley | PGE_Valley | CAISO |  | 2050-12-31 | 50 | 100% | 50 | 50 |  |  | WIND_WIND | wind_onshorewind | Wind | CAISO_Wind |  |  |  |  | 1900 | 2050 | 0 | CAISO | 50 | 1 | 1 | 1 | #VALUE! | 1
| MALIN_5_INHRPG | BIGLOW CANYON | caiso | PortlandGE | PGE_Valley | Pacific Gas and Electric Valley | PGE_Valley | CAISO |  | 2050-12-31 | 50 | 100% | 50 | 50 |  |  | WIND_WIND | wind_onshorewind | Wind | CAISO_Wind |  |  |  |  | 1900 | 2050 | 0 | CAISO | 50 | 1 | 1 | 1 | #VALUE! | 1
| MAM_13G2 | MAM 13G2 | teppc | BCHA | BCHA | British Columbia Transmission Company | BCHA_AESO | Excluded | 2018-03-30 | 2050-03-30 | 25 | 100% | 25 | 25 |  |  | hydro | Hydro_Standard | Hydro | Excluded_Hydro |  |  |  |  | 2018 | 2049 | 0 | Excluded | 25 | 1 | 1 | 1 | #VALUE! | 1
| Mamquam_1 | Mamquam-1_Mamquam-1_IPP-MAM | teppc | BCHA | BCHA | British Columbia Transmission Company | BCHA_AESO | Excluded | 1996-11-15 | 2040-10-01 | 29 | 100% | 29 | 29 |  |  | Hydro | Hydro_Standard | Hydro | Excluded_Hydro |  |  |  |  | 1997 | 2040 | 0 | Excluded | 29 | 1 | 1 | 1 | #VALUE! | 1
| Mamquam_2 | Mamquam-2_Mamquam-2_IPP-MAM | teppc | BCHA | BCHA | British Columbia Transmission Company | BCHA_AESO | Excluded | 1996-11-15 | 2040-10-01 | 29 | 100% | 29 | 29 |  |  | Hydro | Hydro_Standard | Hydro | Excluded_Hydro |  |  |  |  | 1997 | 2040 | 0 | Excluded | 29 | 1 | 1 | 1 | #VALUE! | 1
| Manchief_1 | Manchief Electric Generating Station UN1 | teppc | PSCO | PSCO | Public Service Company of Colorado | PSCO | Excluded | 2000-05-01 | 2050-12-31 | 133 | 100% | 133 | 133 |  |  | CT-NatGas-Industrial | CT_NG | CT | Excluded_Peaker |  |  |  |  | 2000 | 2050 | 0 | Excluded | 133 | 1 | 1 | 1 | #VALUE! | 1
| Manchief_2 | Manchief Electric Generating Station UN2 | teppc | PSCO | PSCO | Public Service Company of Colorado | PSCO | Excluded | 2000-05-01 | 2050-12-31 | 133 | 100% | 133 | 133 |  |  | CT-NatGas-Industrial | CT_NG | CT | Excluded_Peaker |  |  |  |  | 2000 | 2050 | 0 | Excluded | 133 | 1 | 1 | 1 | #VALUE! | 1
| MANTEC_1_ML1SR1 | Manteca Land 1 | caiso | PGE_Valley | PGE_Valley | Pacific Gas and Electric Valley | PGE_Valley | CAISO | 2017-12-28 | 2050-12-31 | 1 | 100% | 1 | 1 |  |  | PHOTO VOLTAIC_SUN | PVgeneric_sun | Solar_Fixed | CAISO_Solar |  |  |  |  | 2018 | 2050 | 0 | CAISO | 1 | 1 | 1 | 1 | #VALUE! | 1
| Manzano_Solar | PNM Manzano Solar Energy Center MAN1 | teppc | PNM | PNM | Public Service Company of New Mexico | PNM_EPE | SW | 2012-12-20 | 2052-02-12 | 7 | 100% | 7 | 7 |  |  | SolarPV-NonTracking | FixedPV_sun | Solar_Fixed | SW_Solar |  |  |  |  | 2013 | 2051 | 0 | SW | 7 | 1 | 1 | 1 | #VALUE! | 1
| MANZNA_2_WIND | Manzana Wind | caiso | SCE | SCE | Southern California Edison | SCE | CAISO | 2012-12-20 | 2050-12-31 | 189 | 100% | 189 | 189 |  |  | n/a | wind_onshorewind | Wind | CAISO_Wind |  |  |  |  | 2013 | 2050 | 0 | CAISO | 189 | 1 | 1 | 1 | #VALUE! | 1
| MarchPointCC_Total | MarchPointCC (Total CC Plant) | teppc | PSEI | PSEI | Puget Sound Energy | BPAT | NW | 1991-09-01 | 2050-12-31 | 167.04 | 100% | 167.04 | 167.04 |  |  | CCWhole-NatGas-Aero | CC_NG | CC | NW_CCGT |  |  |  |  | 1992 | 2050 | 0 | NW | 167.04 | 1 | 1 | 1 | #VALUE! | 1
| Marco_Ranch_1 | Marco Ranch-1 | teppc | IPFE | IPFE | Idaho Far East | IPCO | NW | 1985-08-01 | 2050-12-31 | 0.3 | 100% | 0.3 | 0.3 |  |  | Hydro | Hydro_Standard | Hydro | NW_Hydro |  |  |  |  | 1986 | 2050 | 0 | NW | 0.3 | 1 | 1 | 1 | #VALUE! | 1
| Marco_Ranch_2 | Marco Ranch-2 | teppc | IPFE | IPFE | Idaho Far East | IPCO | NW | 1985-08-01 | 2050-12-31 | 0.3 | 100% | 0.3 | 0.3 |  |  | Hydro | Hydro_Standard | Hydro | NW_Hydro |  |  |  |  | 1986 | 2050 | 0 | NW | 0.3 | 1 | 1 | 1 | #VALUE! | 1
| Marco_Ranch_3 | Marco Ranch-3 | teppc | IPFE | IPFE | Idaho Far East | IPCO | NW | 1985-08-01 | 2050-12-31 | 0.3 | 100% | 0.3 | 0.3 |  |  | Hydro | Hydro_Standard | Hydro | NW_Hydro |  |  |  |  | 1986 | 2050 | 0 | NW | 0.3 | 1 | 1 | 1 | #VALUE! | 1
| Marco_Ranch_4 | Marco Ranch-4 | teppc | IPFE | IPFE | Idaho Far East | IPCO | NW | 1985-08-01 | 2050-12-31 | 0.3 | 100% | 0.3 | 0.3 |  |  | Hydro | Hydro_Standard | Hydro | NW_Hydro |  |  |  |  | 1986 | 2050 | 0 | NW | 0.3 | 1 | 1 | 1 | #VALUE! | 1
| MARCPW_6_SOLAR1 | Maricopa West Solar PV | caiso | PGE_Valley | PGE_Valley | Pacific Gas and Electric Valley | PGE_Valley | CAISO | 2015-12-12 | 2050-12-31 | 20 | 100% | 20 | 20 |  |  | n/a | PVgeneric_sun | Solar_Fixed | CAISO_Solar |  |  |  |  | 2016 | 2050 | 0 | CAISO | 20 | 1 | 1 | 1 | #VALUE! | 1
| MarengoWind1 | Marengo Wind Plant-1 | teppc | PACW | PACW | PacifiCorp – West | PACW | NW | 2007-08-01 | 2050-12-01 | 140.4 | 100% | 140.4 | 140.4 |  |  | WT-Onshore | wind_onshorewind | Wind | NW_Wind |  |  |  |  | 2008 | 2050 | 0 | NW | 140.4 | 1 | 1 | 1 | #VALUE! | 1
| MarengoWind2 | Marengo Wind Plant-2 | teppc | PACW | PACW | PacifiCorp – West | PACW | NW | 2008-07-01 | 2050-12-31 | 70.2 | 100% | 70.2 | 70.2 |  |  | WT-Onshore | wind_onshorewind | Wind | NW_Wind |  |  |  |  | 2009 | 2050 | 0 | NW | 70.2 | 1 | 1 | 1 | #VALUE! | 1
| Mariah_Wind |  | teppc | PACW | PACW | PacifiCorp – West | PACW | NW | 1950-01-01 | 2050-12-31 | 10 | 100% | 10 | 10 |  |  | WT-Onshore | wind_onshorewind | Wind | NW_Wind |  |  |  |  | 1950 | 2050 | 0 | NW | 10 | 1 | 1 | 1 | #VALUE! | 1
| Marion_Inc | Covanta Marion Inc-GEN1 | teppc | PGE | PGE | Portland General Electric Company | PortlandGE | NW | 1985-12-01 | 2050-12-31 | 13.1 | 100% | 13.1 | 13.1 |  |  | Bio-ST | ST_Biomass | Biomass/Wood | NW_Biomass |  |  |  |  | 1986 | 2050 | 0 | NW | 13.1 | 1 | 1 | 1 | #VALUE! | 1
| Marion3_Creek | Marion 3 Creek-1_Marion 3 Creek-1_IPP-M3C | teppc | BCHA | BCHA | British Columbia Transmission Company | BCHA_AESO | Excluded | 2005-01-23 | 2040-01-23 | 4.6 | 100% | 4.6 | 4.6 |  |  | Hydro | Hydro_Standard | Hydro | Excluded_Hydro |  |  |  |  | 2005 | 2039 | 0 | Excluded | 4.6 | 1 | 1 | 1 | #VALUE! | 1
| Marquez | Cibola Solar Energy Center | teppc | PNM | PNM | Public Service Company of New Mexico | PNM_EPE | SW | 2014-12-30 | 2050-12-31 | 7.6 | 100% | 7.6 | 7.6 |  |  | SolarPV-Tracking | 1axPV_sun | Solar_1Axis | SW_Solar |  |  |  |  | 2015 | 2050 | 0 | SW | 7.6 | 1 | 1 | 1 | #VALUE! | 1
| MARTIN_1_SUNSET | Sunset Reservoir - North Basin | caiso | PGE_Bay | PGE_Bay | Pacific Gas and Electric Bay | PGE_Bay | CAISO | 2010-10-29 | 2050-12-31 | 4.5 | 100% | 4.5 | 4.5 |  |  | n/a | PVgeneric_sun | Solar_Fixed | CAISO_Solar |  |  |  |  | 2011 | 2050 | 0 | CAISO | 4.5 | 1 | 1 | 1 | #VALUE! | 1
| Martin_Drake_6 | Martin Drake Plant 6 | teppc | WACM | WACM | Western Area Power Administration, Colorado-Missouri Region | WACM | Excluded | 1968-10-01 | 2050-12-31 | 83.19 | 100% | 83.19 | 83.19 |  |  | ST-Coal | Steam_Coal | Coal | Excluded_Coal |  |  |  |  | 1969 | 2050 | 0 | Excluded | 83.19 | 1 | 1 | 1 | #VALUE! | 1
| Martin_Drake_7 | Martin Drake Plant 7 | teppc | WACM | WACM | Western Area Power Administration, Colorado-Missouri Region | WACM | Excluded | 1974-07-01 | 2050-12-31 | 141.03 | 100% | 141.03 | 141.03 |  |  | ST-Coal | Steam_Coal | Coal | Excluded_Coal |  |  |  |  | 1975 | 2050 | 0 | Excluded | 141.03 | 1 | 1 | 1 | #VALUE! | 1
| Marys_Lake | Marys Lake 1 | teppc | WACM | WACM | Western Area Power Administration, Colorado-Missouri Region | WACM | Excluded | 1951-05-01 | 2050-12-31 | 10.35 | 100% | 10.35 | 10.35 |  |  | Hydro | Hydro_Standard | Hydro | Excluded_Hydro |  |  |  |  | 1951 | 2050 | 0 | Excluded | 10.35 | 1 | 1 | 1 | #VALUE! | 1
| ALMASL_2_GS1SR1 | Maverick Solar, LLC | rps | SCE | SCE | Southern California Edison | SCE | CAISO | 2020-12-01 | 2050-12-31 | 125 | 100% | 125 | 125 |  |  | Solar PV - Ground mountSolar: Fixed Tilt | FixedPV_sun | Solar_Fixed | CAISO_Solar |  |  |  |  | 2021 | 2050 | 0 | CAISO | 125 | 0.95 | 1 | 1 | #VALUE! | 1
| Maxim_Burdett | Maxim - Burdett-1 | teppc | AESO | AESO | Alberta Electric System Operator | BCHA_AESO | Excluded | 2001-08-01 | 2050-12-01 | 8 | 100% | 8 | 8 |  |  | CT-NatGas-Industrial | CT_NG | CT | Excluded_Peaker |  |  |  |  | 2002 | 2050 | 0 | Excluded | 8 | 1 | 1 | 1 | #VALUE! | 1
| Maxim_Coaldale | Maxim - Coaldale-1 | teppc | AESO | AESO | Alberta Electric System Operator | BCHA_AESO | Excluded | 2001-09-01 | 2050-12-01 | 7 | 100% | 7 | 7 |  |  | CT-NatGas-Industrial | CT_NG | CT | Excluded_Peaker |  |  |  |  | 2002 | 2050 | 0 | Excluded | 7 | 1 | 1 | 1 | #VALUE! | 1
| Maxim_FtMcLeod | Maxim -Ft McLeod-1 | teppc | BCHA | BCHA | British Columbia Transmission Company | BCHA_AESO | Excluded | 2001-09-01 | 2050-12-01 | 4.1 | 100% | 4.1 | 4.1 |  |  | CT-NatGas-Industrial | CT_NG | CT | Excluded_Peaker |  |  |  |  | 2002 | 2050 | 0 | Excluded | 4.1 | 1 | 1 | 1 | #VALUE! | 1
| Maxim_Taber | Maxim - Taber-1 | teppc | AESO | AESO | Alberta Electric System Operator | BCHA_AESO | Excluded | 2001-08-01 | 2050-12-01 | 6 | 100% | 6 | 6 |  |  | CT-NatGas-Industrial | CT_NG | CT | Excluded_Peaker |  |  |  |  | 2002 | 2050 | 0 | Excluded | 6 | 1 | 1 | 1 | #VALUE! | 1
| Maxwell_Hydro | Maxwell Hydro-1 | teppc | PSCO | PSCO | Public Service Company of Colorado | PSCO | Excluded | 2001-08-01 | 2050-12-01 | 0.07 | 100% | 0.07 | 0.07 |  |  | Hydro | Hydro_Standard | Hydro | Excluded_Hydro |  |  |  |  | 2002 | 2050 | 0 | Excluded | 0.07 | 1 | 1 | 1 | #VALUE! | 1
| Mayfield_41 | Mayfield-41 | teppc | TPWR | TPWR | Tacoma Power | BPAT | NW | 1963-05-01 | 2050-12-31 | 40.5 | 100% | 40.5 | 40.5 |  |  | Hydro | Hydro_Standard | Hydro | NW_Hydro |  |  |  |  | 1963 | 2050 | 0 | NW | 40.5 | 1 | 1 | 1 | #VALUE! | 1
| Mayfield_42 | Mayfield-42 | teppc | TPWR | TPWR | Tacoma Power | BPAT | NW | 1963-03-01 | 2050-12-31 | 40.5 | 100% | 40.5 | 40.5 |  |  | Hydro | Hydro_Standard | Hydro | NW_Hydro |  |  |  |  | 1963 | 2050 | 0 | NW | 40.5 | 1 | 1 | 1 | #VALUE! | 1
| Mayfield_43 | Mayfield-43 | teppc | TPWR | TPWR | Tacoma Power | BPAT | NW | 1963-04-01 | 2050-12-31 | 40.5 | 100% | 40.5 | 40.5 |  |  | Hydro | Hydro_Standard | Hydro | NW_Hydro |  |  |  |  | 1963 | 2050 | 0 | NW | 40.5 | 1 | 1 | 1 | #VALUE! | 1
| Mayfield_44 | Mayfield-44 | teppc | TPWR | TPWR | Tacoma Power | BPAT | NW | 1963-06-01 | 2050-12-31 | 40.5 | 100% | 40.5 | 40.5 |  |  | Hydro | Hydro_Standard | Hydro | NW_Hydro |  |  |  |  | 1963 | 2050 | 0 | NW | 40.5 | 1 | 1 | 1 | #VALUE! | 1
| Mazeppa_1 | MFC Mazeppa 1 | teppc | AESO | AESO | Alberta Electric System Operator | BCHA_AESO | Excluded | 2015-05-01 | 2050-12-31 | 16.5 | 100% | 16.5 | 16.5 |  |  | CT-NatGas-Industrial | CT_NG | CT | Excluded_Peaker |  |  |  |  | 2015 | 2050 | 0 | Excluded | 16.5 | 1 | 1 | 1 | #VALUE! | 1
| MCARTH_6_FRIVRB | Fall River Mills Project B | caiso | PGE_Valley | PGE_Valley | Pacific Gas and Electric Valley | PGE_Valley | CAISO | 2014-03-05 | 2050-12-31 | 1.5 | 100% | 1.5 | 1.5 |  |  | n/a | PVgeneric_sun | Solar_Fixed | CAISO_Solar |  |  |  |  | 2014 | 2050 | 0 | CAISO | 1.5 | 1 | 1 | 1 | #VALUE! | 1
| McBride_Lake_1 | McBride Lake-1 | teppc | AESO | AESO | Alberta Electric System Operator | BCHA_AESO | Excluded | 2002-12-01 | 2050-12-31 | 26.4 | 100% | 26.4 | 26.4 |  |  | WT-Onshore | wind_onshorewind | Wind | Excluded_Wind |  |  |  |  | 2003 | 2050 | 0 | Excluded | 26.4 | 1 | 1 | 1 | #VALUE! | 1
| McBride_Lake_2 | McBride Lake-2 | teppc | AESO | AESO | Alberta Electric System Operator | BCHA_AESO | Excluded | 2002-12-01 | 2050-12-31 | 21.8 | 100% | 21.8 | 21.8 |  |  | WT-Onshore | wind_onshorewind | Wind | Excluded_Wind |  |  |  |  | 2003 | 2050 | 0 | Excluded | 21.8 | 1 | 1 | 1 | #VALUE! | 1
| McBride_Lake_3 | McBride Lake-3 | teppc | BCHA | BCHA | British Columbia Transmission Company | BCHA_AESO | Excluded | 2002-12-01 | 2050-12-31 | 12.5 | 100% | 12.5 | 12.5 |  |  | WT-Onshore | wind_onshorewind | Wind | Excluded_Wind |  |  |  |  | 2003 | 2050 | 0 | Excluded | 12.5 | 1 | 1 | 1 | #VALUE! | 1
| McBride_Lake_4 | McBride Lake-4 | teppc | AESO | AESO | Alberta Electric System Operator | BCHA_AESO | Excluded | 2002-12-01 | 2050-12-31 | 27.2 | 100% | 27.2 | 27.2 |  |  | WT-Onshore | wind_onshorewind | Wind | Excluded_Wind |  |  |  |  | 2003 | 2050 | 0 | Excluded | 27.2 | 1 | 1 | 1 | #VALUE! | 1
| MCCALL_1_QF | SMALL QF AGGREGATION - FRESNO | caiso | PGE_Valley | PGE_Valley | Pacific Gas and Electric Valley | PGE_Valley | CAISO | 1990-01-01 | 2050-12-31 | 2.5 | 100% | 2.5 | 2.5 |  |  | n/a | Hydro_Standard | Hydro | CAISO_Small_Hydro |  |  |  |  | 1990 | 2050 | 0 | CAISO | 2.5 | 1 | 1 | 1 | #VALUE! | 1
| McClellan_1 | McClellan 1 | teppc | BANC | BANC | Balancing Authority of Northern California | SMUD | BANC | 1986-03-01 | 2050-12-31 | 74 | 100% | 74 | 74 |  |  | CT-NatGas-Industrial | CT_NG | CT | BANC_Peaker |  |  |  |  | 1986 | 2050 | 0 | BANC | 74 | 1 | 1 | 1 | #VALUE! | 1
| McClure_1 | McClure CT 1 | teppc | BANC | BANC | Balancing Authority of Northern California | SMUD | BANC | 1980-07-01 | 2050-12-31 | 62 | 100% | 62 | 62 |  |  | CT-OilDistillate | CT_Oil | CT | BANC_Peaker |  |  |  |  | 1981 | 2050 | 0 | BANC | 62 | 1 | 1 | 1 | #VALUE! | 1
| McClure_2 | McClure CT 2 | teppc | BANC | BANC | Balancing Authority of Northern California | SMUD | BANC | 1981-07-01 | 2050-12-31 | 62 | 100% | 62 | 62 |  |  | CT-OilDistillate | CT_Oil | CT | BANC_Peaker |  |  |  |  | 1982 | 2050 | 0 | BANC | 62 | 1 | 1 | 1 | #VALUE! | 1
| McFaddenRidge | McFadden Ridge-1 | teppc | PAWY | PAWY | Wyoming, PACE Utility | PACE | NW | 2009-10-01 | 2050-12-31 | 28.5 | 100% | 28.5 | 28.5 |  |  | WT-Onshore | wind_onshorewind | Wind | NW_Wind |  |  |  |  | 2010 | 2050 | 0 | NW | 28.5 | 1 | 1 | 1 | #VALUE! | 1
| McGinness_Hills_1_1 | McGinness Hills 1-1 | teppc | SPPC | SPPC | Nevada Power Company | NEVP | SW | 2012-06-12 | 2050-12-31 | 20 | 100% | 20 | 20 |  |  | Geo-BinaryCycle | Geothermal_steam | Geothermal | SW_Geothermal |  |  |  |  | 2012 | 2050 | 0 | SW | 20 | 1 | 1 | 1 | #VALUE! | 1
| McGinness_Hills_1_2 | McGinness Hills 1-2 | teppc | SPPC | SPPC | Nevada Power Company | NEVP | SW | 2012-06-12 | 2050-12-31 | 20 | 100% | 20 | 20 |  |  | Geo-BinaryCycle | Geothermal_steam | Geothermal | SW_Geothermal |  |  |  |  | 2012 | 2050 | 0 | SW | 20 | 1 | 1 | 1 | #VALUE! | 1
| McGinness_Hills_1_3 | McGinness Hills 1-3 | teppc | SPPC | SPPC | Nevada Power Company | NEVP | SW | 2012-06-12 | 2050-12-31 | 12 | 100% | 12 | 12 |  |  | Geo-BinaryCycle | Geothermal_steam | Geothermal | SW_Geothermal |  |  |  |  | 2012 | 2050 | 0 | SW | 12 | 1 | 1 | 1 | #VALUE! | 1
| McGinness_Hills_2_1 | McGinness Hills 2-1¦McGinness Hills OEC21 | teppc | SPPC | SPPC | Nevada Power Company | NEVP | SW | 2015-09-01 | 2050-12-31 | 20 | 100% | 20 | 20 |  |  | Geo-BinaryCycle | Geothermal_steam | Geothermal | SW_Geothermal |  |  |  |  | 2016 | 2050 | 0 | SW | 20 | 1 | 1 | 1 | #VALUE! | 1
| McGinness_Hills_2_2 | McGinness Hills 2-2¦McGinness Hills OEC22 | teppc | SPPC | SPPC | Nevada Power Company | NEVP | SW | 2015-09-01 | 2050-12-31 | 20 | 100% | 20 | 20 |  |  | Geo-BinaryCycle | Geothermal_steam | Geothermal | SW_Geothermal |  |  |  |  | 2016 | 2050 | 0 | SW | 20 | 1 | 1 | 1 | #VALUE! | 1
| McGinness_Hills_2_3 | McGinness Hills 2-3¦McGinness Hills OEC23 | teppc | SPPC | SPPC | Nevada Power Company | NEVP | SW | 2015-09-01 | 2050-12-31 | 12 | 100% | 12 | 12 |  |  | Geo-BinaryCycle | Geothermal_steam | Geothermal | SW_Geothermal |  |  |  |  | 2016 | 2050 | 0 | SW | 12 | 1 | 1 | 1 | #VALUE! | 1
| McLymontCreek | McLymont Creek-1_McLymont Creek-1_IPP-MCY | teppc | BCHA | BCHA | British Columbia Transmission Company | BCHA_AESO | Excluded | 2015-11-01 | 2075-10-31 | 66 | 100% | 66 | 66 |  |  | Hydro | Hydro_Standard | Hydro | Excluded_Hydro |  |  |  |  | 2016 | 2075 | 0 | Excluded | 66 | 1 | 1 | 1 | #VALUE! | 1
| McMahon_1 | McMahon-1_McMahon-1_IPP-MCM | teppc | BCHA | BCHA | British Columbia Transmission Company | BCHA_AESO | Excluded | 1993-11-02 | 2040-10-01 | 55 | 100% | 55 | 55 |  |  | CT-NatGas-Industrial | CT_NG | CT | Excluded_Peaker |  |  |  |  | 1994 | 2040 | 0 | Excluded | 55 | 1 | 1 | 1 | #VALUE! | 1
| McMahon_2 | McMahon-2_McMahon-2_IPP-MCM | teppc | BCHA | BCHA | British Columbia Transmission Company | BCHA_AESO | Excluded | 1993-11-02 | 2040-10-01 | 55 | 100% | 55 | 55 |  |  | CT-NatGas-Industrial | CT_NG | CT | Excluded_Peaker |  |  |  |  | 1994 | 2040 | 0 | Excluded | 55 | 1 | 1 | 1 | #VALUE! | 1
| McNair_Creek_1 | McNair Creek-1_McNair Creek-1_IPP-MCH | teppc | BCHA | BCHA | British Columbia Transmission Company | BCHA_AESO | Excluded | 2004-11-03 | 2030-01-01 | 9.8 | 100% | 9.8 | 9.8 |  |  | Hydro | Hydro_Standard | Hydro | Excluded_Hydro |  |  |  |  | 2005 | 2029 | 0 | Excluded | 9.8 | 1 | 1 | 1 | #VALUE! | 1
| McNary | McNary-1 | teppc | BPAT | BPAT | Bonneville Power Administration – Transmission | BPAT | NW | 1953-12-01 | 2050-12-31 | 990 | 100% | 990 | 990 |  |  | Hydro | Hydro_Standard | Hydro | NW_Hydro |  |  |  |  | 1954 | 2050 | 0 | NW | 990 | 1 | 1 | 1 | #VALUE! | 1
| McNaryFishway | McNary Dam Fish Attraction Project-1 | teppc | BPAT | BPAT | Bonneville Power Administration – Transmission | BPAT | NW | 1997-11-01 | 2050-12-31 | 10 | 100% | 10 | 10 |  |  | Hydro | Hydro_Standard | Hydro | NW_Hydro |  |  |  |  | 1998 | 2050 | 0 | NW | 10 | 1 | 1 | 1 | #VALUE! | 1
| McPhee | McPhee 1 | teppc | WACM | WACM | Western Area Power Administration, Colorado-Missouri Region | WACM | Excluded | 1992-12-01 | 2050-12-31 | 1.3 | 100% | 1.3 | 1.3 |  |  | Hydro | Hydro_Standard | Hydro | Excluded_Hydro |  |  |  |  | 1993 | 2050 | 0 | Excluded | 1.3 | 1 | 1 | 1 | #VALUE! | 1
| MCSWAN_6_UNITS | MC SWAIN HYDRO | caiso | PGE_Valley | PGE_Valley | Pacific Gas and Electric Valley | PGE_Valley | CAISO | 1967-01-01 | 2050-12-31 | 10 | 100% | 10 | 10 |  |  | n/a | Hydro_Standard | Hydro | CAISO_Hydro |  |  |  |  | 1967 | 2050 | 0 | CAISO | 10 | 1 | 1 | 1 | #VALUE! | 1
| MDFKRL_2_PROJCT | MIDDLE FORK AND RALSTON PSP | caiso | PGE_Valley | PGE_Valley | Pacific Gas and Electric Valley | PGE_Valley | CAISO | 1966-01-01 | 2050-12-31 | 210 | 100% | 210 | 210 |  |  | n/a | Hydro_Standard | Hydro | CAISO_Hydro |  |  |  |  | 1966 | 2050 | 0 | CAISO | 210 | 1 | 1 | 1 | #VALUE! | 1
| Meadow_Lake | PNM Meadow Lake Solar Energy Center MLK | teppc | PNM | PNM | Public Service Company of New Mexico | PNM_EPE | SW | 2015-01-01 | 2050-12-31 | 9.1 | 100% | 9.1 | 9.1 |  |  | SolarPV-NonTracking | FixedPV_sun | Solar_Fixed | SW_Solar |  |  |  |  | 2015 | 2050 | 0 | SW | 9.1 | 1 | 1 | 1 | #VALUE! | 1
| MeadowCreek_5P | Meadow Creek-FivePine | teppc | PAID | PAID | Idaho, PACE Utility | IPCO | NW | 2012-12-22 | 2050-12-31 | 40 | 100% | 40 | 40 |  |  | WT-Onshore | wind_onshorewind | Wind | NW_Wind |  |  |  |  | 2013 | 2050 | 0 | NW | 40 | 1 | 1 | 1 | #VALUE! | 1
| Mears_Creek_1 | Mears Creek-1_Mears Creek-1_IPP-MEA | teppc | BCHA | BCHA | British Columbia Transmission Company | BCHA_AESO | Excluded | 2004-01-26 | 2040-01-26 | 3.8 | 100% | 3.8 | 3.8 |  |  | Hydro | Hydro_Standard | Hydro | Excluded_Hydro |  |  |  |  | 2004 | 2039 | 0 | Excluded | 3.8 | 1 | 1 | 1 | #VALUE! | 1
| MedicineHat10 | CMH 10-10 | teppc | AESO | AESO | Alberta Electric System Operator | BCHA_AESO | Excluded | 2007-02-01 | 2050-12-01 | 28.2 | 100% | 28.2 | 28.2 |  |  | CT-NatGas-Industrial | CT_NG | CT | Excluded_Peaker |  |  |  |  | 2007 | 2050 | 0 | Excluded | 28.2 | 1 | 1 | 1 | #VALUE! | 1
| MedicineHat11 | CMH 11-11 | teppc | AESO | AESO | Alberta Electric System Operator | BCHA_AESO | Excluded | 2007-02-01 | 2050-12-01 | 27.9 | 100% | 27.9 | 27.9 |  |  | CT-NatGas-Industrial | CT_NG | CT | Excluded_Peaker |  |  |  |  | 2007 | 2050 | 0 | Excluded | 27.9 | 1 | 1 | 1 | #VALUE! | 1
| MedicineHat12 | CMH 12-12 | teppc | AESO | AESO | Alberta Electric System Operator | BCHA_AESO | Excluded | 1996-10-01 | 2050-12-01 | 39.8 | 100% | 39.8 | 39.8 |  |  | ST-NatGas | ST_NG | Steam | Excluded_ST |  |  |  |  | 1997 | 2050 | 0 | Excluded | 39.8 | 1 | 1 | 1 | #VALUE! | 1
| MedicineHat13 | CMH 14-14 | teppc | AESO | AESO | Alberta Electric System Operator | BCHA_AESO | Excluded | 2003-06-01 | 2050-12-01 | 41 | 100% | 41 | 41 |  |  | CT-NatGas-Industrial | CT_NG | CT | Excluded_Peaker |  |  |  |  | 2003 | 2050 | 0 | Excluded | 41 | 1 | 1 | 1 | #VALUE! | 1
| MedicineHat15 | CMH 15-1 | teppc | AESO | AESO | Alberta Electric System Operator | BCHA_AESO | Excluded | 2010-07-01 | 2050-12-31 | 64 | 100% | 64 | 64 |  |  | CT-NatGas-Industrial | CT_NG | CT | Excluded_Peaker |  |  |  |  | 2011 | 2050 | 0 | Excluded | 64 | 1 | 1 | 1 | #VALUE! | 1
| MEG_ChristinaLk | Meg Christina Lake 2B-1 | teppc | BCHA | BCHA | British Columbia Transmission Company | BCHA_AESO | Excluded | 2013-08-01 | 2050-12-31 | 94 | 100% | 94 | 94 |  |  | CT-NatGas-Industrial | CT_NG | CT | Excluded_Peaker |  |  |  |  | 2014 | 2050 | 0 | Excluded | 94 | 1 | 1 | 1 | #VALUE! | 1
| MEG_ChristingLk | MEG Christing Lake 3A-3A | teppc | AESO | AESO | Alberta Electric System Operator | BCHA_AESO | Excluded | 2015-06-29 | 2050-12-31 | 85 | 100% | 85 | 85 |  |  | CT-AB-Cogen | Cogen_NG | Cogen | Excluded_CHP |  |  |  |  | 2015 | 2050 | 0 | Excluded | 85 | 1 | 1 | 1 | #VALUE! | 1
| Meikle_Wind_1 | Meikle Wind-1_Meikle Wind-_IPP-MKL | teppc | BCHA | BCHA | British Columbia Transmission Company | BCHA_AESO | Excluded | 2015-11-01 | 2035-11-01 | 117 | 100% | 117 | 117 |  |  | WT-Onshore | wind_onshorewind | Wind | Excluded_Wind | CAISO | 117 |  |  | 2016 | 2035 | 0 | CAISO | 117 | 1 | 1 | 1 | #VALUE! | 1
| Meikle_Wind_2 |  | teppc | BCHA | BCHA | British Columbia Transmission Company | BCHA_AESO | Excluded | 2017-02-27 | 2050-01-31 | 33 | 100% | 33 | 33 |  |  | WT-Onshore | wind_onshorewind | Wind | Excluded_Wind |  |  |  |  | 2017 | 2049 | 0 | Excluded | 33 | 1 | 1 | 1 | #VALUE! | 1
| Meikle_Wind_3 |  | teppc | BCHA | BCHA | British Columbia Transmission Company | BCHA_AESO | Excluded | 2017-02-27 | 2050-12-31 | 25.84 | 100% | 25.84 | 25.84 |  |  | WT-Onshore | wind_onshorewind | Wind | Excluded_Wind |  |  |  |  | 2017 | 2050 | 0 | Excluded | 25.84 | 1 | 1 | 1 | #VALUE! | 1
| Meikle_Wind_4 |  | teppc | BCHA | BCHA | British Columbia Transmission Company | BCHA_AESO | Excluded | 2017-02-27 | 2050-12-31 | 29.07 | 100% | 29.07 | 29.07 |  |  | WT-Onshore | wind_onshorewind | Wind | Excluded_Wind |  |  |  |  | 2017 | 2050 | 0 | Excluded | 29.07 | 1 | 1 | 1 | #VALUE! | 1
| MENBIO_6_RENEW1 | CalRENEW - 1(A) | caiso | PGE_Valley | PGE_Valley | Pacific Gas and Electric Valley | PGE_Valley | CAISO | 2010-04-30 | 2050-12-31 | 5 | 100% | 5 | 5 |  |  | n/a | PVgeneric_sun | Solar_Fixed | CAISO_Solar |  |  |  |  | 2010 | 2050 | 0 | CAISO | 5 | 1 | 1 | 1 | #VALUE! | 1
| MENBIO_6_UNIT | MENDOTA BIOMASS POWER | caiso | PGE_Valley | PGE_Valley | Pacific Gas and Electric Valley | PGE_Valley | CAISO | 1989-06-29 | 2019-04-10 | 25 | 100% | 25 | 25 |  |  | n/a | ST_Biomass | Biomass/Wood | CAISO_Biomass |  |  |  |  | 1989 | 2018 | 0 | CAISO | 25 | 1 | 1 | 1 | #VALUE! | 1
| MERCED_1_SOLAR1 | Mission Solar | caiso | PGE_Valley | PGE_Valley | Pacific Gas and Electric Valley | PGE_Valley | CAISO | 2015-05-23 | 2050-12-31 | 1.5 | 100% | 1.5 | 1.5 |  |  | n/a | PVgeneric_sun | Solar_Fixed | CAISO_Solar |  |  |  |  | 2015 | 2050 | 0 | CAISO | 1.5 | 1 | 1 | 1 | #VALUE! | 1
| MERCED_1_SOLAR2 | Merced Solar | caiso | PGE_Valley | PGE_Valley | Pacific Gas and Electric Valley | PGE_Valley | CAISO | 2015-05-12 | 2050-12-31 | 1.5 | 100% | 1.5 | 1.5 |  |  | n/a | PVgeneric_sun | Solar_Fixed | CAISO_Solar |  |  |  |  | 2015 | 2050 | 0 | CAISO | 1.5 | 1 | 1 | 1 | #VALUE! | 1
| MERCFL_6_UNIT | Merced Falls Powerhouse | caiso | PGE_Valley | PGE_Valley | Pacific Gas and Electric Valley | PGE_Valley | CAISO | 1930-01-01 | 2050-12-31 | 3.5 | 100% | 3.5 | 3.5 |  |  | n/a | Hydro_Standard | Hydro | CAISO_Small_Hydro |  |  |  |  | 1930 | 2050 | 0 | CAISO | 3.5 | 1 | 1 | 1 | #VALUE! | 1
| MerrittGreen | Merritt Green Energy-1_Merritt Green Energy-1_IPP-MIG | teppc | BCHA | BCHA | British Columbia Transmission Company | BCHA_AESO | Excluded | 2015-11-01 | 2045-11-01 | 40 | 100% | 40 | 40 |  |  | Bio-ST | ST_Biomass | Biomass/Wood | Excluded_Biomass |  |  |  |  | 2016 | 2045 | 0 | Excluded | 40 | 1 | 1 | 1 | #VALUE! | 1
| Merwin_1 | Merwin-1 | teppc | PACW | PACW | PacifiCorp – West | PACW | NW | 1932-01-01 | 2050-12-31 | 45 | 100% | 45 | 45 |  |  | Hydro | Hydro_Standard | Hydro | NW_Hydro |  |  |  |  | 1932 | 2050 | 0 | NW | 45 | 1 | 1 | 1 | #VALUE! | 1
| Merwin_2 | Merwin-2 | teppc | PACW | PACW | PacifiCorp – West | PACW | NW | 1949-12-01 | 2050-12-31 | 45 | 100% | 45 | 45 |  |  | Hydro | Hydro_Standard | Hydro | NW_Hydro |  |  |  |  | 1950 | 2050 | 0 | NW | 45 | 1 | 1 | 1 | #VALUE! | 1
| Merwin_3 | Merwin-3 | teppc | PACW | PACW | PacifiCorp – West | PACW | NW | 1958-09-01 | 2050-12-31 | 45 | 100% | 45 | 45 |  |  | Hydro | Hydro_Standard | Hydro | NW_Hydro |  |  |  |  | 1959 | 2050 | 0 | NW | 45 | 1 | 1 | 1 | #VALUE! | 1
| MESAP_1_QF | SMALL QF AGGREGATION - SAN LUIS OBISPO | caiso | PGE_Valley | PGE_Valley | Pacific Gas and Electric Valley | PGE_Valley | CAISO | 1899-12-31 | 2050-12-31 | 0 | 0% |  | 1 |  |  | n/a | Cogen_NG | Cogen | CAISO_CHP |  |  |  |  | 1900 | 2050 | 0 | CAISO | 1 | 1 | 1 | 1 | 1940-01-01 | 1
| Mesquite_CC1 | MesquiteCC1 (Total CC Plant) | teppc | TH_PV | TH_PV | Palo Verde and Arlington Valley and Harquahala CC and Redhawk | AZPS | SW | 2003-06-01 | 2050-12-31 | 609 | 100% | 609 | 609 |  |  | CCWhole-NatGas-Industrial | CC_NG | CC | SW_CCGT |  |  |  |  | 2003 | 2050 | 0 | SW | 609 | 1 | 1 | 1 | #VALUE! | 1
| Mesquite_Recovery | Mesquite Resource Recovery Project L313 | teppc | IID | IID | Imperial Irrigation District | IID | IID | 1987-11-01 | 2050-12-31 | 27 | 100% | 27 | 27 |  |  | Bio-ST | ST_Biomass | Biomass/Wood | IID_Biomass |  |  |  |  | 1988 | 2050 | 0 | IID | 27 | 1 | 1 | 1 | #VALUE! | 1
| MesquiteCC2_Total | MesquiteCC2 (Total CC Plant) | teppc | TH_PV | TH_PV | Palo Verde and Arlington Valley and Harquahala CC and Redhawk | AZPS | SW | 2003-11-01 | 2050-12-31 | 601 | 100% | 601 | 601 |  |  | CCWhole-NatGas-Industrial | CC_NG | CC | SW_CCGT |  |  |  |  | 2004 | 2050 | 0 | SW | 601 | 1 | 1 | 1 | #VALUE! | 1
| METCLF_1_QF |  | caiso | PGE_Bay | PGE_Bay | Pacific Gas and Electric Bay | PGE_Bay | CAISO |  | 2018-12-31 | 0.16 | 100% | 0.16 | 0.16 |  |  | n/a | Hydro_Standard | Hydro | CAISO_Hydro |  |  |  |  | 1900 | 2018 | 0 | CAISO | 0.16 | 1 | 1 | 1 | #VALUE! | 1
| METEC_2_PL1X3 | Metcalf Energy Center Unit 3 | caiso | PGE_Bay | PGE_Bay | Pacific Gas and Electric Bay | PGE_Bay | CAISO | 2005-05-27 | 2050-12-31 | 580 | 97.78% | 580 | 593.16 |  |  | CCWhole-NatGas-Industrial | CC_NG | CC | CAISO_CCGT1 |  |  |  |  | 2005 | 2050 | 0 | CAISO | 593.16 | 1 | 1 | 1 | #VALUE! | 1
| Mexicali1 | Mexicali-1 | teppc | CFE | CFE | Comisión Federal de Electricidad | CFE | Excluded | 1974-10-01 | 2030-01-01 | 25.55 | 100% | 25.55 | 25.55 |  |  | CT-OilDistillate | CT_Oil | CT | Excluded_Peaker |  |  |  |  | 1975 | 2029 | 0 | Excluded | 25.55 | 1 | 1 | 1 | #VALUE! | 1
| Mexicali2 | Mexicali-2 | teppc | CFE | CFE | Comisión Federal de Electricidad | CFE | Excluded | 1977-08-01 | 2030-01-01 | 17.73 | 100% | 17.73 | 17.73 |  |  | CT-OilDistillate | CT_Oil | CT | Excluded_Peaker |  |  |  |  | 1978 | 2029 | 0 | Excluded | 17.73 | 1 | 1 | 1 | #VALUE! | 1
| Mexicali3 | Mexicali-3 | teppc | CFE | CFE | Comisión Federal de Electricidad | CFE | Excluded | 1977-08-01 | 2030-01-01 | 17.68 | 100% | 17.68 | 17.68 |  |  | CT-OilDistillate | CT_Oil | CT | Excluded_Peaker |  |  |  |  | 1978 | 2029 | 0 | Excluded | 17.68 | 1 | 1 | 1 | #VALUE! | 1
| MeyersFalls1 | Meyers Falls-UN1 | teppc | AVA | AVA | Avista Corp. | BPAT | NW | 1915-09-01 | 2050-12-31 | 0.9 | 100% | 0.9 | 0.9 |  |  | Hydro | Hydro_Standard | Hydro | NW_Hydro |  |  |  |  | 1916 | 2050 | 0 | NW | 0.9 | 1 | 1 | 1 | #VALUE! | 1
| MeyersFalls2 | Meyers Falls-UN2 | teppc | AVA | AVA | Avista Corp. | BPAT | NW | 1917-08-01 | 2050-12-31 | 0.3 | 100% | 0.3 | 0.3 |  |  | Hydro | Hydro_Standard | Hydro | NW_Hydro |  |  |  |  | 1918 | 2050 | 0 | NW | 0.3 | 1 | 1 | 1 | #VALUE! | 1
| Mica_1 | Mica-1_Mica-1_BCH-MCA | teppc | BCHA | BCHA | British Columbia Transmission Company | BCHA_AESO | Excluded | 1976-01-01 | 2033-03-31 | 492 | 100% | 492 | 492 |  |  | Hydro | Hydro_Standard | Hydro | Excluded_Hydro |  |  |  |  | 1976 | 2032 | 0 | Excluded | 492 | 1 | 1 | 1 | #VALUE! | 1
| Mica_2 | Mica-2_Mica-2_BCH-MCA | teppc | BCHA | BCHA | British Columbia Transmission Company | BCHA_AESO | Excluded | 1976-01-01 | 2033-03-31 | 492 | 100% | 492 | 492 |  |  | Hydro | Hydro_Standard | Hydro | Excluded_Hydro |  |  |  |  | 1976 | 2032 | 0 | Excluded | 492 | 1 | 1 | 1 | #VALUE! | 1
| Mica_3 | Mica-3_Mica-3_BCH-MCA | teppc | BCHA | BCHA | British Columbia Transmission Company | BCHA_AESO | Excluded | 1976-01-01 | 2033-03-31 | 493.5 | 100% | 493.5 | 493.5 |  |  | Hydro | Hydro_Standard | Hydro | Excluded_Hydro |  |  |  |  | 1976 | 2032 | 0 | Excluded | 493.5 | 1 | 1 | 1 | #VALUE! | 1
| Mica_4 | Mica-4_Mica-4_BCH-MCA | teppc | BCHA | BCHA | British Columbia Transmission Company | BCHA_AESO | Excluded | 1976-01-01 | 2033-03-31 | 493.5 | 100% | 493.5 | 493.5 |  |  | Hydro | Hydro_Standard | Hydro | Excluded_Hydro |  |  |  |  | 1976 | 2032 | 0 | Excluded | 493.5 | 1 | 1 | 1 | #VALUE! | 1
| Mica_G5_5 | Mica G5-5_Mica G5-5_BCH-MCA | teppc | BCHA | BCHA | British Columbia Transmission Company | BCHA_AESO | Excluded | 2014-04-01 | 2033-03-31 | 500 | 100% | 500 | 500 |  |  | Hydro | Hydro_Standard | Hydro | Excluded_Hydro |  |  |  |  | 2014 | 2032 | 0 | Excluded | 500 | 1 | 1 | 1 | #VALUE! | 1
| Mica_G6_6 | Mica G6-6_Mica G6-6_BCH-MCA | teppc | BCHA | BCHA | British Columbia Transmission Company | BCHA_AESO | Excluded | 2015-04-01 | 2033-03-31 | 500 | 100% | 500 | 500 |  |  | Hydro | Hydro_Standard | Hydro | Excluded_Hydro |  |  |  |  | 2015 | 2032 | 0 | Excluded | 500 | 1 | 1 | 1 | #VALUE! | 1
| MichellButte | Mitchell Butte Power Project-GEN1 | teppc | IPTV | IPTV | Idaho Treasure Valley | IPCO | NW | 1989-05-18 | 2050-12-31 | 2 | 100% | 2 | 2 |  |  | Hydro | Hydro_Standard | Hydro | NW_Hydro |  |  |  |  | 1989 | 2050 | 0 | NW | 2 | 1 | 1 | 1 | #VALUE! | 1
| Middle_Gorge | Middle Gorge 1 | teppc | LDWP | LDWP | Los Angeles Department of Water and Power | LADWP | LDWP | 1952-04-01 | 2050-12-31 | 37.5 | 100% | 37.5 | 37.5 |  |  | Hydro | Hydro_Standard | Hydro | LDWP_Hydro |  |  |  |  | 1952 | 2050 | 0 | LDWP | 37.5 | 1 | 1 | 1 | #VALUE! | 1
| MiddleCreek1 | Middle Creek Hydro Project-1_Middle Creek Hydro Project-1_IPP-MDL | teppc | BCHA | BCHA | British Columbia Transmission Company | BCHA_AESO | Excluded | 2014-04-01 | 2054-03-31 | 5 | 100% | 5 | 5 |  |  | Hydro | Hydro_Standard | Hydro | Excluded_Hydro |  |  |  |  | 2014 | 2053 | 0 | Excluded | 5 | 1 | 1 | 1 | #VALUE! | 1
| MiddleCreek2 | Middle Creek Hydro Project-2_Middle Creek Hydro Project-2_IPP-MDL | teppc | PSCO | PSCO | Public Service Company of Colorado | PSCO | Excluded | 2014-04-01 | 2054-03-31 | 5 | 100% | 5 | 5 |  |  | Hydro | Hydro_Standard | Hydro | Excluded_Hydro |  |  |  |  | 2014 | 2053 | 0 | Excluded | 5 | 1 | 1 | 1 | #VALUE! | 1
| MiddleForkIrrD1 | Middle Fork Irrigation District-GEN1 | teppc | BPAT | BPAT | Bonneville Power Administration – Transmission | BPAT | NW | 1986-03-01 | 2050-12-31 | 2 | 100% | 2 | 2 |  |  | Hydro | Hydro_Standard | Hydro | NW_Hydro |  |  |  |  | 1986 | 2050 | 0 | NW | 2 | 1 | 1 | 1 | #VALUE! | 1
| MiddleForkIrrD2 | Middle Fork Irrigation District-GEN2 | teppc | PNM | PNM | Public Service Company of New Mexico | PNM_EPE | SW | 1986-03-01 | 2050-12-31 | 0.5 | 100% | 0.5 | 0.5 |  |  | Hydro | Hydro_Standard | Hydro | SW_Hydro |  |  |  |  | 1986 | 2050 | 0 | SW | 0.5 | 1 | 1 | 1 | #VALUE! | 1
| MiddleForkIrrD3 | Middle Fork Irrigation District-GEN3 | teppc | PNM | PNM | Public Service Company of New Mexico | PNM_EPE | SW | 1986-03-01 | 2050-12-31 | 0.8 | 100% | 0.8 | 0.8 |  |  | Hydro | Hydro_Standard | Hydro | SW_Hydro |  |  |  |  | 1986 | 2050 | 0 | SW | 0.8 | 1 | 1 | 1 | #VALUE! | 1
| MIDWD_2_WIND1 | Windland Refresh 2 | caiso | SCE | SCE | Southern California Edison | SCE | CAISO | 1985-12-27 | 2050-12-31 | 0 | 0% | 7.81 | 0 |  |  | n/a | wind_onshorewind | Wind | CAISO_Wind |  |  |  |  | 1986 | 2050 | 0 | CAISO | 0 | 1 | 1 | 1 | #VALUE! | 1
| MIDWD_2_WIND2 | Coram Energy | caiso | SCE | SCE | Southern California Edison | SCE | CAISO | 1985-12-06 | 2050-12-31 | 0 | 0% | 3 | 0 |  |  | n/a | wind_onshorewind | Wind | CAISO_Wind |  |  |  |  | 1986 | 2050 | 0 | CAISO | 0 | 1 | 1 | 1 | #VALUE! | 1
| MIDWD_6_WNDLND | Windland Refresh 1 | caiso | SCE | SCE | Southern California Edison | SCE | CAISO | 2014-06-03 | 2050-12-31 | 7.45 | 100% | 7.45 | 7.45 |  |  | n/a | wind_onshorewind | Wind | CAISO_Wind |  |  |  |  | 2014 | 2050 | 0 | CAISO | 7.45 | 1 | 1 | 1 | #VALUE! | 1
| MIDWD_7_CORAMB | CELLC 7.5 MW Tehachapi Project | caiso | SCE | SCE | Southern California Edison | SCE | CAISO | 1983-12-01 | 2050-12-31 | 7.5 | 100% | 7.5 | 7.5 |  |  | n/a | wind_onshorewind | Wind | CAISO_Wind |  |  |  |  | 1984 | 2050 | 0 | CAISO | 7.5 | 1 | 1 | 1 | #VALUE! | 1
| MIDWY3_2_MDSSR1 | Midway South Solar Farm | caiso | IID | IID | Imperial Irrigation District | IID | IID | 2018-01-01 | 2050-12-31 | 20 | 100% | 20 | 20 |  |  | PHOTO VOLTAIC_SUN | PVgeneric_sun | Solar_Fixed | IID_Solar |  |  |  |  | 2018 | 2050 | 0 | IID | 20 | 1 | 1 | 1 | #VALUE! | 1
| MIDWYS_2_MIDSL1 | Midway Solar Farm | caiso | IID | IID | Imperial Irrigation District | IID | IID | 2018-01-01 | 2050-12-31 | 49.9 | 100% | 49.9 | 49.9 |  |  | PHOTO VOLTAIC_SUN | PVgeneric_sun | Solar_Fixed | IID_Solar | CAISO | 49.9 |  |  | 2018 | 2050 | 0 | CAISO | 49.9 | 1 | 1 | 1 | #VALUE! | 1
| MIK_4G2 | MIK 4G2 | teppc | PSCO | PSCO | Public Service Company of Colorado | PSCO | Excluded | 2016-03-25 | 2050-03-30 | 0.6 | 100% | 0.6 | 0.6 |  |  | hydro | Hydro_Standard | Hydro | Excluded_Hydro |  |  |  |  | 2016 | 2049 | 0 | Excluded | 0.6 | 1 | 1 | 1 | #VALUE! | 1
| Milagro_Cogen_A | Milagro Cogen Plant GO1A | teppc | PNM | PNM | Public Service Company of New Mexico | PNM_EPE | SW | 1996-01-01 | 2050-12-31 | 30 | 100% | 30 | 30 |  |  | CT-NatGas-Aero | CT_NG | CT | SW_Peaker |  |  |  |  | 1996 | 2050 | 0 | SW | 30 | 1 | 1 | 1 | #VALUE! | 1
| Milagro_Cogen_B | Milagro Cogen Plant GO1B | teppc | PNM | PNM | Public Service Company of New Mexico | PNM_EPE | SW | 1996-01-01 | 2050-12-31 | 30 | 100% | 30 | 30 |  |  | CT-NatGas-Aero | CT_NG | CT | SW_Peaker |  |  |  |  | 1996 | 2050 | 0 | SW | 30 | 1 | 1 | 1 | #VALUE! | 1
| Mile28Water1 | Mile 28 Water Power Project-1 | teppc | CISC | CISC | Southern California Edison | SCE | CAISO | 1994-06-01 | 2050-12-31 | 1.5 | 100% | 1.5 | 1.5 |  |  | Hydro | Hydro_Standard | Hydro | CAISO_Hydro |  |  |  |  | 1994 | 2050 | 0 | CAISO | 1.5 | 1 | 1 | 1 | #VALUE! | 1
| Mile28Water2 | Mile 28 Water Power Project-2 | teppc | CISC | CISC | Southern California Edison | SCE | CAISO | 1994-06-01 | 2050-12-31 | 1.5 | 100% | 1.5 | 1.5 |  |  | Hydro | Hydro_Standard | Hydro | CAISO_Hydro |  |  |  |  | 1994 | 2050 | 0 | CAISO | 1.5 | 1 | 1 | 1 | #VALUE! | 1
| Milford_Wind_1_1 | Milford Wind Corridor Project 1A | teppc | LDWP | LDWP | Los Angeles Department of Water and Power | LADWP | LDWP | 2009-11-15 | 2050-12-31 | 145 | 100% | 145 | 145 |  |  | WT-Onshore | wind_onshorewind | Wind | LDWP_Wind | CAISO | 5.0875 |  |  | 2010 | 2050 | 139.9125 | CAISO | 5.0875 | 1 | 1 | 1 | #VALUE! | 1
| Milford_Wind_1_2 | Milford Wind Corridor I LLC-1-part2¦Milford Wind Corridor Project 1B | teppc | LDWP | LDWP | Los Angeles Department of Water and Power | LADWP | LDWP | 2010-09-01 | 2050-12-31 | 58.5 | 100% | 58.5 | 58.5 |  |  | WT-Onshore | wind_onshorewind | Wind | LDWP_Wind |  |  |  |  | 2011 | 2050 | 0 | LDWP | 58.5 | 1 | 1 | 1 | #VALUE! | 1
| Milford_Wind_2 | Milford Wind Corridor Project II 1 | teppc | LDWP | LDWP | Los Angeles Department of Water and Power | LADWP | LDWP | 1994-06-01 | 2050-12-31 | 100 | 100% | 100 | 100 |  |  | WT-Onshore | wind_onshorewind | Wind | LDWP_Wind |  |  |  |  | 1994 | 2050 | 0 | LDWP | 100 | 1 | 1 | 1 | #VALUE! | 1
| Milford_Wind_3 | Milford Wind Corridor Project III 1 | teppc | LDWP | LDWP | Los Angeles Department of Water and Power | LADWP | LDWP | 2025-04-15 | 2050-12-31 | 100.5 | 100% | 100.5 | 100.5 |  |  | WT-Onshore | wind_onshorewind | Wind | LDWP_Wind |  |  |  |  | 2025 | 2050 | 0 | LDWP | 100.5 | 0.95 | 1 | 1 | #VALUE! | 1
| Milford_Wind_4 | Milford Wind 4 | teppc | LDWP | LDWP | Los Angeles Department of Water and Power | LADWP | LDWP | 2025-04-15 | 2050-12-31 | 100.5 | 100% | 100.5 | 100.5 |  |  | WT-Onshore | wind_onshorewind | Wind | LDWP_Wind |  |  |  |  | 2025 | 2050 | 0 | LDWP | 100.5 | 0.95 | 1 | 1 | #VALUE! | 1
| Milford_Wind_5 | Milford Wind 5 | teppc | LDWP | LDWP | Los Angeles Department of Water and Power | LADWP | LDWP | 2025-04-15 | 2050-12-31 | 100.5 | 100% | 100.5 | 100.5 |  |  | WT-Onshore | wind_onshorewind | Wind | LDWP_Wind |  |  |  |  | 2025 | 2050 | 0 | LDWP | 100.5 | 0.95 | 1 | 1 | #VALUE! | 1
| MILFRD_7_PASADENA | Milford I | caiso | LDWP | SCE | Southern California Edison | SCE | CAISO |  | 2050-12-31 | 5 | 100% | 5 | 5 |  |  | WIND_WIND | wind_onshorewind | Wind | CAISO_Wind |  |  |  |  | 1900 | 2050 | 0 | CAISO | 5 | 1 | 1 | 1 | #VALUE! | 1
| MillCreek_OR | Mill Creek (Cove FERC P-5390)-HY1 | teppc | PNM | PNM | Public Service Company of New Mexico | PNM_EPE | SW | 1984-01-01 | 2030-04-15 | 0.5 | 100% | 0.5 | 0.5 |  |  | Hydro | Hydro_Standard | Hydro | SW_Hydro |  |  |  |  | 1984 | 2029 | 0 | SW | 0.5 | 1 | 1 | 1 | #VALUE! | 1
| MillcreekPwrGen1 | Millcreek Power Generation-MC1_McElmo Creek 1 | teppc | PAUT | PAUT | Utah, PACE Utility | PACE | NW | 2006-04-01 | 2050-12-31 | 40 | 100% | 40 | 40 |  |  | CT-NatGas-Aero | CT_NG | CT | NW_Peaker |  |  |  |  | 2006 | 2050 | 0 | NW | 40 | 1 | 1 | 1 | #VALUE! | 1
| MillcreekPwrGen2 | Millcreek Power Generation-MC2_McElmo Creek 2 | teppc | PAUT | PAUT | Utah, PACE Utility | PACE | NW | 2010-06-01 | 2050-12-31 | 40 | 100% | 40 | 40 |  |  | CT-NatGas-Aero | CT_NG | CT | NW_Peaker |  |  |  |  | 2010 | 2050 | 0 | NW | 40 | 1 | 1 | 1 | #VALUE! | 1
| MillenniumCC_Total | MillenniumCC (Total CC Plant) | teppc | AESO | AESO | Alberta Electric System Operator | BCHA_AESO | Excluded | 2000-05-01 | 2050-12-01 | 310 | 100% | 310 | 310 |  |  | CC-AB-Cogen | Cogen_NG | Cogen | Excluded_CHP |  |  |  |  | 2000 | 2050 | 0 | Excluded | 310 | 1 | 1 | 1 | #VALUE! | 1
| Miller_North | Miller North-WT (1) | teppc | PNM | PNM | Public Service Company of New Mexico | PNM_EPE | SW | 2014-12-01 | 2030-04-15 | 150 | 100% | 150 | 150 |  |  | WT-Onshore | wind_onshorewind | Wind | SW_Wind |  |  |  |  | 2015 | 2029 | 0 | SW | 150 | 1 | 1 | 1 | #VALUE! | 1
| MillerCreek1 | Miller Creek-1_Miller Creek-1_IPP-MCP | teppc | BCHA | BCHA | British Columbia Transmission Company | BCHA_AESO | Excluded | 2003-05-14 | 2040-05-14 | 14.75 | 100% | 14.75 | 14.75 |  |  | Hydro | Hydro_Standard | Hydro | Excluded_Hydro |  |  |  |  | 2003 | 2039 | 0 | Excluded | 14.75 | 1 | 1 | 1 | #VALUE! | 1
| MillerCreek2 | Miller Creek-2_Miller Creek-2_IPP-MCP | teppc | BCHA | BCHA | British Columbia Transmission Company | BCHA_AESO | Excluded | 2003-05-14 | 2030-01-01 | 14.75 | 100% | 14.75 | 14.75 |  |  | Hydro | Hydro_Standard | Hydro | Excluded_Hydro |  |  |  |  | 2003 | 2029 | 0 | Excluded | 14.75 | 1 | 1 | 1 | #VALUE! | 1
| MillerRanchWind | Miller Ranch Wind-WT(49 x 2.0) | teppc | BPAT | BPAT | Bonneville Power Administration – Transmission | BPAT | NW | 2013-08-01 | 2050-12-31 | 98 | 100% | 98 | 98 |  |  | WT-Onshore | wind_onshorewind | Wind | NW_Wind |  |  |  |  | 2014 | 2050 | 0 | NW | 98 | 1 | 1 | 1 | #VALUE! | 1
| Milner_Hydro_1 | Milner Hydro-1 | teppc | IPMV | IPMV | Idaho Magic Valley | IPCO | NW | 1992-12-01 | 2050-12-31 | 58.62 | 100% | 58.62 | 58.62 |  |  | Hydro | Hydro_Standard | Hydro | NW_Hydro |  |  |  |  | 1993 | 2050 | 0 | NW | 58.62 | 1 | 1 | 1 | #VALUE! | 1
| Milner_Hydro_2 | Milner Hydro-2 | teppc | IPMV | IPMV | Idaho Magic Valley | IPCO | NW | 1992-09-01 | 2050-12-31 | 58.62 | 100% | 58.62 | 58.62 |  |  | Hydro | Hydro_Standard | Hydro | NW_Hydro |  |  |  |  | 1993 | 2050 | 0 | NW | 58.62 | 1 | 1 | 1 | #VALUE! | 1
| Milner_Hydro_3 | Milner Hydro-3 | teppc | IPFE | IPFE | Idaho Far East | IPCO | NW | 1992-12-01 | 2050-12-31 | 0.83 | 100% | 0.83 | 0.83 |  |  | Hydro | Hydro_Standard | Hydro | NW_Hydro |  |  |  |  | 1993 | 2050 | 0 | NW | 0.83 | 1 | 1 | 1 | #VALUE! | 1
| MilnerDamWind | Milner Dam Wind Park LLC-MDWP | teppc | IPFE | IPFE | Idaho Far East | IPCO | NW | 2010-12-13 | 2050-12-31 | 19.92 | 100% | 19.92 | 19.92 |  |  | WT-Onshore | wind_onshorewind | Wind | NW_Wind |  |  |  |  | 2011 | 2050 | 0 | NW | 19.92 | 1 | 1 | 1 | #VALUE! | 1
| Minidoka_6 | Minidoka-6 | teppc | IPMV | IPMV | Idaho Magic Valley | IPCO | NW | 1998-06-01 | 2050-12-31 | 2.7 | 100% | 2.7 | 2.7 |  |  | Hydro | Hydro_Standard | Hydro | NW_Hydro |  |  |  |  | 1998 | 2050 | 0 | NW | 2.7 | 1 | 1 | 1 | #VALUE! | 1
| Minidoka_7 | Minidoka-7 | teppc | IPMV | IPMV | Idaho Magic Valley | IPCO | NW | 1998-05-01 | 2050-12-31 | 5 | 100% | 5 | 5 |  |  | Hydro | Hydro_Standard | Hydro | NW_Hydro |  |  |  |  | 1998 | 2050 | 0 | NW | 5 | 1 | 1 | 1 | #VALUE! | 1
| Minidoka_8 | Minidoka-8 | teppc | IPMV | IPMV | Idaho Magic Valley | IPCO | NW | 1997-04-01 | 2050-12-31 | 10 | 100% | 10 | 10 |  |  | Hydro | Hydro_Standard | Hydro | NW_Hydro |  |  |  |  | 1997 | 2050 | 0 | NW | 10 | 1 | 1 | 1 | #VALUE! | 1
| Minidoka_9 | Minidoka-9 | teppc | IPMV | IPMV | Idaho Magic Valley | IPCO | NW | 1997-05-01 | 2050-12-31 | 10 | 100% | 10 | 10 |  |  | Hydro | Hydro_Standard | Hydro | NW_Hydro |  |  |  |  | 1997 | 2050 | 0 | NW | 10 | 1 | 1 | 1 | #VALUE! | 1
| Minnehik_1A_1 | Minnehik 1A-1 | teppc | AESO | AESO | Alberta Electric System Operator | BCHA_AESO | Excluded | 2001-09-01 | 2050-12-01 | 3 | 100% | 3 | 3 |  |  | CT-NatGas-Industrial | CT_NG | CT | Excluded_Peaker |  |  |  |  | 2002 | 2050 | 0 | Excluded | 3 | 1 | 1 | 1 | #VALUE! | 1
| Minnehik_1B_1 | Minnehik 1B-1 | teppc | AESO | AESO | Alberta Electric System Operator | BCHA_AESO | Excluded | 2001-09-01 | 2050-12-01 | 2 | 100% | 2 | 2 |  |  | CT-NatGas-Industrial | CT_NG | CT | Excluded_Peaker |  |  |  |  | 2002 | 2050 | 0 | Excluded | 2 | 1 | 1 | 1 | #VALUE! | 1
| Minnehik_2_1 | Minnehik 2-1 | teppc | AESO | AESO | Alberta Electric System Operator | BCHA_AESO | Excluded | 2001-09-01 | 2050-12-01 | 0.8 | 100% | 0.8 | 0.8 |  |  | ST-WasteHeat | Cogen_NG | Cogen | Excluded_CHP |  |  |  |  | 2002 | 2050 | 0 | Excluded | 0.8 | 1 | 1 | 1 | #VALUE! | 1
| MintFarmCC_Total | MintFarmCC (Total CC Plant) | teppc | PSEI | PSEI | Puget Sound Energy | BPAT | NW | 2008-01-01 | 2050-12-01 | 312.5 | 100% | 312.5 | 312.5 |  |  | CCWhole-NatGas-Industrial | CC_NG | CC | NW_CCGT |  |  |  |  | 2008 | 2050 | 0 | NW | 312.5 | 1 | 1 | 1 | #VALUE! | 1
| MIRLOM_2_CORONA | MWD Corona Hydroelectric Recovery Plant | caiso | SCE | SCE | Southern California Edison | SCE | CAISO | 1987-01-01 | 2050-12-31 | 2.85 | 100% | 2.85 | 2.85 |  |  | n/a | Hydro_Standard | Hydro | CAISO_Hydro |  |  |  |  | 1987 | 2050 | 0 | CAISO | 2.85 | 1 | 1 | 1 | #VALUE! | 1
| MIRLOM_2_LNDFL | Milliken Landfill Solar | caiso | SCE | SCE | Southern California Edison | SCE | CAISO | 2017-06-23 | 2050-12-31 | 3 | 100% | 3 | 3 |  |  | PHOTO VOLTAIC_SUN | PVgeneric_sun | Solar_Fixed | CAISO_Solar |  |  |  |  | 2017 | 2050 | 0 | CAISO | 3 | 1 | 1 | 1 | #VALUE! | 1
| MIRLOM_2_MLBBTA | Mira Loma BESS A | caiso | SCE | SCE | Southern California Edison | SCE | CAISO | 2016-12-01 | 2050-12-31 | 10 | 100% | 10 | 10 | 4 | 40 | OTHER_LESR | Battery_ | Battery Storage | CAISO_Baseline_Li_Battery |  |  |  |  | 2017 | 2050 | 0 | CAISO | 10 | 1 | 1 | 1 | #VALUE! | 1
| MIRLOM_2_MLBBTB | Mira Loma BESS B | caiso | SCE | SCE | Southern California Edison | SCE | CAISO | 2016-12-01 | 2050-12-31 | 10 | 100% | 10 | 10 | 4 | 40 | OTHER_LESR | Battery_ | Battery Storage | CAISO_Baseline_Li_Battery |  |  |  |  | 2017 | 2050 | 0 | CAISO | 10 | 1 | 1 | 1 | #VALUE! | 1
| MIRLOM_2_ONTARO | Ontario RT Solar | caiso | SCE | SCE | Southern California Edison | SCE | CAISO | 2011-08-25 | 2050-12-31 | 5.5 | 100% | 5.5 | 5.5 |  |  | n/a | PVgeneric_sun | Solar_Fixed | CAISO_Solar |  |  |  |  | 2012 | 2050 | 0 | CAISO | 5.5 | 1 | 1 | 1 | #VALUE! | 1
| MIRLOM_2_RTS032 | SPVP032 | caiso | SCE | SCE | Southern California Edison | SCE | CAISO | 2013-06-17 | 2050-12-31 | 1.5 | 100% | 1.5 | 1.5 |  |  | n/a | PVgeneric_sun | Solar_Fixed | CAISO_Solar |  |  |  |  | 2013 | 2050 | 0 | CAISO | 1.5 | 1 | 1 | 1 | #VALUE! | 1
| MIRLOM_2_RTS033 | SPVP033 | caiso | SCE | SCE | Southern California Edison | SCE | CAISO | 2013-08-05 | 2050-12-31 | 1 | 100% | 1 | 1 |  |  | n/a | PVgeneric_sun | Solar_Fixed | CAISO_Solar |  |  |  |  | 2014 | 2050 | 0 | CAISO | 1 | 1 | 1 | 1 | #VALUE! | 1
| MIRLOM_2_TEMESC | MWD Temescal Hydroelectric Recovery Plan | caiso | SCE | SCE | Southern California Edison | SCE | CAISO | 1987-01-01 | 2050-12-31 | 2.85 | 100% | 2.85 | 2.85 |  |  | n/a | Hydro_Standard | Hydro | CAISO_Hydro |  |  |  |  | 1987 | 2050 | 0 | CAISO | 2.85 | 1 | 1 | 1 | #VALUE! | 1
| MIRLOM_6_PEAKER | Mira Loma Peaker | caiso | SCE | SCE | Southern California Edison | SCE | CAISO | 2007-09-20 | 2050-12-31 | 46 | 100% | 46 | 46 |  |  | CT-NatGas-Aero | CT_NG | CT | CAISO_Peaker1 |  |  |  |  | 2008 | 2050 | 0 | CAISO | 46 | 1 | 1 | 1 | #VALUE! | 1
| MIRLOM_7_MWDLKM | Lake Mathews Hydroelectric Recovery Plan | caiso | SCE | SCE | Southern California Edison | SCE | CAISO | 1980-01-01 | 2050-12-31 | 5 | 100% | 5 | 5 |  |  | n/a | Hydro_Standard | Hydro | CAISO_Hydro |  |  |  |  | 1980 | 2050 | 0 | CAISO | 5 | 1 | 1 | 1 | #VALUE! | 1
| MISSIX_1_QF | SMALL QF AGGREGATION - SAB FRABCUSCI | caiso | PGE_Bay | PGE_Bay | Pacific Gas and Electric Bay | PGE_Bay | CAISO | 1987-01-01 | 2050-12-31 | 0.01 | 1% | 0.01 | 1 |  |  | n/a | Cogen_NG | Cogen | CAISO_CHP |  |  |  |  | 1987 | 2050 | 0 | CAISO | 1 | 1 | 1 | 1 | #VALUE! | 1
| MKL__6W1B | MKL 230 | teppc | BCHA | BCHA | British Columbia Transmission Company | BCHA_AESO | Excluded | 2016-11-01 | 2050-03-30 | 11 | 100% | 11 | 11 |  |  | WT-Onshore | wind_onshorewind | Wind | Excluded_Wind |  |  |  |  | 2017 | 2049 | 0 | Excluded | 11 | 1 | 1 | 1 | #VALUE! | 1
| MKL__6W6B | MKL 230 | teppc | BCHA | BCHA | British Columbia Transmission Company | BCHA_AESO | Excluded | 2016-11-01 | 2050-03-30 | 22 | 100% | 22 | 22 |  |  | WT-Onshore | wind_onshorewind | Wind | Excluded_Wind |  |  |  |  | 2017 | 2049 | 0 | Excluded | 22 | 1 | 1 | 1 | #VALUE! | 1
| MKTPSVC | MKTPSVC | teppc | LDWP | LDWP | Los Angeles Department of Water and Power | LADWP | LDWP | 1986-04-15 | 2050-12-31 | 0 | 0% | 0 | 0 |  |  | VAR-Device | VAR_NOTGEN | None | LDWP_Var-DEVICE |  |  |  |  | 1986 | 2050 | 0 | LDWP | 0 | 1 | 1 | 1 | #VALUE! | 1
| MKTRCK_1_UNIT_1 | MCKITTRICK LIMITED | caiso | PGE_Valley | PGE_Valley | Pacific Gas and Electric Valley | PGE_Valley | CAISO | 1991-10-16 | 2050-12-31 | 44.9 | 94.55% | 44.9 | 47.49 |  |  | CT-NatGas-Industrial | CT_NG | CT | CAISO_Peaker1 |  |  |  |  | 1992 | 2050 | 0 | CAISO | 47.49 | 1 | 1 | 1 | #VALUE! | 1
| MLPTAS_7_QFUNTS | MLPTAS_7_QFUNTS | caiso | PGE_Bay | PGE_Bay | Pacific Gas and Electric Bay | PGE_Bay | CAISO | 2000-01-01 | 2050-12-31 | 0 | 0% |  | 1 |  |  | n/a | Cogen_NG | Cogen | CAISO_CHP |  |  |  |  | 2000 | 2050 | 0 | CAISO | 1 | 1 | 1 | 1 | #VALUE! | 1
| MLW_W | MLW W | teppc | BCHA | BCHA | British Columbia Transmission Company | BCHA_AESO | Excluded | 2018-03-30 | 2050-03-30 | 15 | 100% | 15 | 15 |  |  | WT-Onshore | wind_onshorewind | Wind | Excluded_Wind |  |  |  |  | 2018 | 2049 | 0 | Excluded | 15 | 1 | 1 | 1 | #VALUE! | 1
| MM_SD_Miramar2 | MM San Diego-Miramar-UNT2_22448 | teppc | CISC | CISC | Southern California Edison | SCE | CAISO | 2003-05-21 | 2050-12-31 | 0 | 0% |  | 1.6 |  |  | Bio-ICE | ICE_Biomass | Biomass/Wood | CAISO_Biomass |  |  |  |  | 2003 | 2050 | 0 | CAISO | 1.6 | 1 | 1 | 1 | #VALUE! | 1
| MNDALY_6_MCGRTH | McGrath Beach Peaker | caiso | SCE | SCE | Southern California Edison | SCE | CAISO | 2012-11-01 | 2050-12-31 | 47.2 | 100% | 47.2 | 47.2 |  |  | CT-NatGas-Aero | CT_NG | CT | CAISO_Peaker1 |  |  |  |  | 2013 | 2050 | 0 | CAISO | 47.2 | 1 | 1 | 1 | #VALUE! | 1
| MNDOTA_1_SOLAR1 | North Star Solar 1 | caiso | PGE_Valley | PGE_Valley | Pacific Gas and Electric Valley | PGE_Valley | CAISO | 2015-06-20 | 2050-12-31 | 60 | 100% | 60 | 60 |  |  | n/a | PVgeneric_sun | Solar_Fixed | CAISO_Solar |  |  |  |  | 2015 | 2050 | 0 | CAISO | 60 | 1 | 1 | 1 | #VALUE! | 1
| MNDOTA_1_SOLAR2 | Citizen Solar B | caiso | PGE_Valley | PGE_Valley | Pacific Gas and Electric Valley | PGE_Valley | CAISO | 2015-12-11 | 2050-12-31 | 5 | 100% | 5 | 5 |  |  | n/a | PVgeneric_sun | Solar_Fixed | CAISO_Solar |  |  |  |  | 2016 | 2050 | 0 | CAISO | 5 | 1 | 1 | 1 | #VALUE! | 1
| MOE_34_5 | SAN FRANCISCO COGENERACION | teppc | CFE | CFE | Comisión Federal de Electricidad | CFE | Excluded | 1950-01-01 | 2050-12-31 | 22.5 | 100% | 22.5 | 22.5 |  |  | CT-NatGas-Aero | CT_NG | CT | Excluded_Peaker |  |  |  |  | 1950 | 2050 | 0 | Excluded | 22.5 | 1 | 1 | 1 | #VALUE! | 1
| MOJAVE_1_SIPHON | MOJAVE SIPHON POWER PLANT | caiso | SCE | SCE | Southern California Edison | SCE | CAISO | 1996-01-01 | 2050-12-31 | 14.36 | 100% | 14.36 | 14.36 |  |  | n/a | Hydro_Standard | Hydro | CAISO_Hydro |  |  |  |  | 1996 | 2050 | 0 | CAISO | 14.36 | 1 | 1 | 1 | #VALUE! | 1
| MOJAVW_2_SOLAR | Mojave West | caiso | SCE | SCE | Southern California Edison | SCE | CAISO | 2016-06-15 | 2050-12-31 | 20 | 100% | 20 | 20 |  |  | n/a | PVgeneric_sun | Solar_Fixed | CAISO_Solar |  |  |  |  | 2016 | 2050 | 0 | CAISO | 20 | 1 | 1 | 1 | #VALUE! | 1
| MONLTH_6_BATTRY | Tehachapi Storage Project | caiso | SCE | SCE | Southern California Edison | SCE | CAISO |  | 2050-12-31 | 7.99 | 100% | 7.99 | 7.99 | 4 | 31.96 | Battery_ | Battery_ | Battery Storage | CAISO_Baseline_Li_Battery |  |  |  |  | 1900 | 2050 | 0 | CAISO | 7.99 | 1 | 1 | 1 | #VALUE! | 1
| MONLTH_6_BOREL | BOREL HYDRO UNITS 1-3 AGGREGATE | caiso | PGE_Valley | PGE_Valley | Pacific Gas and Electric Valley | PGE_Valley | CAISO | 1904-01-01 | 2050-12-31 | 11 | 100% | 11 | 11 |  |  | n/a | Hydro_Standard | Hydro | CAISO_Small_Hydro |  |  |  |  | 1904 | 2050 | 0 | CAISO | 11 | 1 | 1 | 1 | #VALUE! | 1
| MONLTS_2_MONWD4 | Monolith 4 | caiso | SCE | SCE | Southern California Edison | SCE | CAISO |  | 2020-02-07 | 4.75 | 100% | 4.75 | 4.75 |  |  | WIND_WIND | wind_onshorewind | Wind | CAISO_Wind |  |  |  |  | 1900 | 2019 | 0 | CAISO | 4.75 | 1 | 1 | 1 | #VALUE! | 1
| MONLTS_2_MONWD5 | Monolith 5 | caiso | SCE | SCE | Southern California Edison | SCE | CAISO |  | 2020-02-07 | 4.04 | 100% | 4.04 | 4.04 |  |  | WIND_WIND | wind_onshorewind | Wind | CAISO_Wind |  |  |  |  | 1900 | 2019 | 0 | CAISO | 4.04 | 1 | 1 | 1 | #VALUE! | 1
| MONLTS_2_MONWD6 | Monolith 6 | caiso | SCE | SCE | Southern California Edison | SCE | CAISO |  | 2020-02-07 | 5.25 | 100% | 5.25 | 5.25 |  |  | WIND_WIND | wind_onshorewind | Wind | CAISO_Wind |  |  |  |  | 1900 | 2019 | 0 | CAISO | 5.25 | 1 | 1 | 1 | #VALUE! | 1
| MONLTS_2_MONWD7 | Monolith 7 | caiso | SCE | SCE | Southern California Edison | SCE | CAISO |  | 2020-02-07 | 4.76 | 100% | 4.76 | 4.76 |  |  | WIND_WIND | wind_onshorewind | Wind | CAISO_Wind |  |  |  |  | 1900 | 2019 | 0 | CAISO | 4.76 | 1 | 1 | 1 | #VALUE! | 1
| Monroe_Street_6 | Monroe Street-6 | teppc | AVA | AVA | Avista Corp. | BPAT | NW | 1992-12-01 | 2050-12-31 | 14.8 | 100% | 14.8 | 14.8 |  |  | Hydro | Hydro_Standard | Hydro | NW_Hydro |  |  |  |  | 1993 | 2050 | 0 | NW | 14.8 | 1 | 1 | 1 | #VALUE! | 1
| Montague_Wind | Montague Wind Power Facility LLC-1 | teppc | TPWR | TPWR | Tacoma Power | BPAT | NW | 2018-04-15 | 2050-12-31 | 404 | 100% | 404 | 404 |  |  | WT-Onshore | wind_onshorewind | Wind | NW_Wind |  |  |  |  | 2018 | 2050 | 0 | NW | 404 | 1 | 1 | 1 | #VALUE! | 1
| Montana_1_G1 | Montana 1-G1 | teppc | EPE | EPE | El Paso Electric Company | PNM_EPE | SW | 2015-03-19 | 2055-12-31 | 88.2 | 100% | 88.2 | 88.2 |  |  | CT-NatGas-Aero | CT_NG | CT | SW_Peaker |  |  |  |  | 2015 | 2055 | 0 | SW | 88.2 | 1 | 1 | 1 | #VALUE! | 1
| Montana_2_G2 | Montana 2-G2 | teppc | EPE | EPE | El Paso Electric Company | PNM_EPE | SW | 2015-03-20 | 2055-12-31 | 88.2 | 100% | 88.2 | 88.2 |  |  | CT-NatGas-Aero | CT_NG | CT | SW_Peaker |  |  |  |  | 2015 | 2055 | 0 | SW | 88.2 | 1 | 1 | 1 | #VALUE! | 1
| Montana_3_G3 | Montana 3-G3 | teppc | EPE | EPE | El Paso Electric Company | PNM_EPE | SW | 2016-05-03 | 2056-12-31 | 89.2 | 100% | 89.2 | 89.2 |  |  | CT-NatGas-Aero | CT_NG | CT | SW_Peaker |  |  |  |  | 2016 | 2056 | 0 | SW | 89.2 | 1 | 1 | 1 | #VALUE! | 1
| Montana_4_G4 | Montana 4-G4 | teppc | EPE | EPE | El Paso Electric Company | PNM_EPE | SW | 2016-09-15 | 2056-12-31 | 89.2 | 100% | 89.2 | 89.2 |  |  | CT-NatGas-Aero | CT_NG | CT | SW_Peaker |  |  |  |  | 2017 | 2056 | 0 | SW | 89.2 | 1 | 1 | 1 | #VALUE! | 1
| Monticello_Wind |  | teppc | PAUT | PAUT | Utah, PACE Utility | PACE | NW | 1950-01-01 | 2050-12-31 | 79.2 | 100% | 79.2 | 79.2 |  |  | WT-Onshore | wind_onshorewind | Wind | NW_Wind |  |  |  |  | 1950 | 2050 | 0 | NW | 79.2 | 1 | 1 | 1 | #VALUE! | 1
| MONTPH_7_UNITS | MONTICELLO HYDRO AGGREGATE | caiso | PGE_Bay | PGE_Bay | Pacific Gas and Electric Bay | PGE_Bay | CAISO | 1974-01-01 | 2050-12-31 | 12.5 | 100% | 12.5 | 12.5 |  |  | n/a | Hydro_Standard | Hydro | CAISO_Small_Hydro |  |  |  |  | 1974 | 2050 | 0 | CAISO | 12.5 | 1 | 1 | 1 | #VALUE! | 1
| Montrose_Creek1 | East Toba and Montrose Creek (MTC)-1_East Toba and Montrose Creek (MTC)-1_IPP-MTC | teppc | BCHA | BCHA | British Columbia Transmission Company | BCHA_AESO | Excluded | 2010-07-01 | 2045-05-27 | 43.95 | 100% | 43.95 | 43.95 |  |  | Hydro | Hydro_Standard | Hydro | Excluded_Hydro |  |  |  |  | 2011 | 2044 | 0 | Excluded | 43.95 | 1 | 1 | 1 | #VALUE! | 1
| Montrose_Creek2 | East Toba and Montrose Creek (MTC)-2_East Toba and Montrose Creek (MTC)-2_IPP-MTC | teppc | BCHA | BCHA | British Columbia Transmission Company | BCHA_AESO | Excluded | 2010-07-01 | 2045-05-27 | 43.95 | 100% | 43.95 | 43.95 |  |  | Hydro | Hydro_Standard | Hydro | Excluded_Hydro |  |  |  |  | 2011 | 2044 | 0 | Excluded | 43.95 | 1 | 1 | 1 | #VALUE! | 1
| MOORPK_2_CALABS | Calabasas Gas-to-Energy Facility | caiso | SCE | SCE | Southern California Edison | SCE | CAISO | 2010-09-20 | 2050-12-31 | 4.95 | 71.12% | 4.95 | 6.96 |  |  | n/a | CT_Biomass | Biogas_LandfillGas | CAISO_Biomass |  |  |  |  | 2011 | 2050 | 0 | CAISO | 6.96 | 1 | 1 | 1 | #VALUE! | 1
| MOORPK_6_QF | MOORPARK QFS | caiso | SCE | SCE | Southern California Edison | SCE | CAISO | 1976-01-01 | 2050-12-31 | 0.8 | 100% | 0.8 | 0.8 |  |  | n/a | Cogen_NG | Cogen | CAISO_Small_Hydro |  |  |  |  | 1976 | 2050 | 0 | CAISO | 0.8 | 1 | 1 | 1 | #VALUE! | 1
| MoraDrop | Mora Drop Hydroelectric Project-1 | teppc | IPTV | IPTV | Idaho Treasure Valley | IPCO | NW | 2006-09-01 | 2050-12-31 | 1.85 | 100% | 1.85 | 1.85 |  |  | Hydro | Hydro_Standard | Hydro | NW_Hydro |  |  |  |  | 2007 | 2050 | 0 | NW | 1.85 | 1 | 1 | 1 | #VALUE! | 1
| Mormon_Flat_1 | Mormon Flat Hydro MF1 | teppc | SRP | SRP | Salt River Project | SRP | SW | 1926-05-01 | 2050-12-31 | 11.5 | 100% | 11.5 | 11.5 |  |  | Hydro | Hydro_Standard | Hydro | SW_Hydro |  |  |  |  | 1926 | 2050 | 0 | SW | 11.5 | 1 | 1 | 1 | #VALUE! | 1
| Mormon_Flat_2 | Mormon Flat MF2 | teppc | SRP | SRP | Salt River Project | SRP | SW | 1971-06-01 | 2050-12-31 | 57 | 100% | 57 | 57 |  |  | PS-Hydro | Hydro_PumpedStorage | PSH | SW_Existing_Pumped_Storage |  |  |  |  | 1971 | 2050 | 0 | SW | 57 | 1 | 1 | 1 | #VALUE! | 1
| Morony_MOR1 | Morony-MOR1 | teppc | NWMT | NWMT | NorthWestern Energy | NWMT_WAUW | NW | 1930-01-01 | 2050-12-31 | 22.5 | 100% | 22.5 | 22.5 |  |  | Hydro | Hydro_Standard | Hydro | NW_Hydro |  |  |  |  | 1930 | 2050 | 0 | NW | 22.5 | 1 | 1 | 1 | #VALUE! | 1
| Morony_MOR2 | Morony-MOR2 | teppc | NWMT | NWMT | NorthWestern Energy | NWMT_WAUW | NW | 1930-01-01 | 2050-12-31 | 22.5 | 100% | 22.5 | 22.5 |  |  | Hydro | Hydro_Standard | Hydro | NW_Hydro |  |  |  |  | 1930 | 2050 | 0 | NW | 22.5 | 1 | 1 | 1 | #VALUE! | 1
| Morrow_Point_1 | Morrow Point 1 | teppc | WACM | WACM | Western Area Power Administration, Colorado-Missouri Region | WACM | Excluded | 1970-12-01 | 2050-12-31 | 81 | 100% | 81 | 81 |  |  | Hydro | Hydro_Standard | Hydro | Excluded_Hydro |  |  |  |  | 1971 | 2050 | 0 | Excluded | 81 | 1 | 1 | 1 | #VALUE! | 1
| Morrow_Point_2 | Morrow Point 2 | teppc | WACM | WACM | Western Area Power Administration, Colorado-Missouri Region | WACM | Excluded | 1971-01-01 | 2050-12-31 | 81 | 100% | 81 | 81 |  |  | Hydro | Hydro_Standard | Hydro | Excluded_Hydro |  |  |  |  | 1971 | 2050 | 0 | Excluded | 81 | 1 | 1 | 1 | #VALUE! | 1
| MorrowPwrGT | Morrow Power-GT1 | teppc | BPAT | BPAT | Bonneville Power Administration – Transmission | BPAT | NW | 2003-04-18 | 2050-12-31 | 31 | 100% | 31 | 31 |  |  | CT-NatGas-Aero | CT_NG | CT | NW_Peaker |  |  |  |  | 2003 | 2050 | 0 | NW | 31 | 1 | 1 | 1 | #VALUE! | 1
| MORWD_6_QF |  | caiso | SCE | SCE | Southern California Edison | SCE | CAISO | 1982-01-01 | 2050-12-31 | 38.16 | 100% | 38.16 | 38.16 |  |  | wind_onshorewind | wind_onshorewind | Wind | CAISO_Wind |  |  |  |  | 1982 | 2050 | 0 | CAISO | 38.16 | 1 | 1 | 1 | #VALUE! | 1
| MOSSLD_1_QF | SMALL QF AGGREGATION - SANTA CRUZ | caiso | PGE_Bay | PGE_Bay | Pacific Gas and Electric Bay | PGE_Bay | CAISO | 1985-01-01 | 2050-12-31 | 0 | 0% |  | 1 |  |  | n/a | Cogen_NG | Cogen | CAISO_CHP |  |  |  |  | 1985 | 2050 | 0 | CAISO | 1 | 1 | 1 | 1 | 2025-01-01 | 1
| MOSSLD_2_PSP1 | MOSS LANDING POWER BLOCK 1 | caiso | PGE_Bay | PGE_Bay | Pacific Gas and Electric Bay | PGE_Bay | CAISO | 2002-07-01 | 2050-12-31 | 510 | 100% | 510 | 510 |  |  | CCWhole-NatGas-Industrial | CC_NG | CC | CAISO_CCGT1 |  |  |  |  | 2003 | 2050 | 0 | CAISO | 510 | 1 | 1 | 1 | #VALUE! | 1
| MOSSLD_2_PSP2 | MOSS LANDING POWER BLOCK 2 | caiso | PGE_Bay | PGE_Bay | Pacific Gas and Electric Bay | PGE_Bay | CAISO | 2002-07-11 | 2050-12-31 | 510 | 100% | 510 | 510 |  |  | CCWhole-NatGas-Industrial | CC_NG | CC | CAISO_CCGT1 |  |  |  |  | 2003 | 2050 | 0 | CAISO | 510 | 1 | 1 | 1 | #VALUE! | 1
| Mossyrock_51 | Mossyrock-51 | teppc | TPWR | TPWR | Tacoma Power | BPAT | NW | 1968-11-01 | 2050-12-31 | 150 | 100% | 150 | 150 |  |  | Hydro | Hydro_Standard | Hydro | NW_Hydro |  |  |  |  | 1969 | 2050 | 0 | NW | 150 | 1 | 1 | 1 | #VALUE! | 1
| Mossyrock_52 | Mossyrock-52 | teppc | TPWR | TPWR | Tacoma Power | BPAT | NW | 1968-10-01 | 2050-12-31 | 150 | 100% | 150 | 150 |  |  | Hydro | Hydro_Standard | Hydro | NW_Hydro |  |  |  |  | 1969 | 2050 | 0 | NW | 150 | 1 | 1 | 1 | #VALUE! | 1
| Mount_Elbert_1 | Mount Elbert 1 | teppc | WACM | WACM | Western Area Power Administration, Colorado-Missouri Region | WACM | Excluded | 1983-07-01 | 2050-12-31 | 105.26 | 100% | 105.26 | 105.26 |  |  | PS-Hydro | Hydro_PumpedStorage | PSH | Excluded_Pumped_Hydro |  |  |  |  | 1984 | 2050 | 0 | Excluded | 105.26 | 1 | 1 | 1 | #VALUE! | 1
| Mount_Elbert_2 | Mount Elbert 2 | teppc | WACM | WACM | Western Area Power Administration, Colorado-Missouri Region | WACM | Excluded | 1984-09-01 | 2050-12-31 | 105.26 | 100% | 105.26 | 105.26 |  |  | PS-Hydro | Hydro_PumpedStorage | PSH | Excluded_Pumped_Hydro |  |  |  |  | 1985 | 2050 | 0 | Excluded | 105.26 | 1 | 1 | 1 | #VALUE! | 1
| Mountain_Home_Solar |  | teppc | IPTV | IPTV | Idaho Treasure Valley | IPCO | NW | 2016-12-31 | 2050-12-31 | 20 | 100% | 20 | 20 |  |  | SolarPV-Tracking | 1axPV_sun | Solar_1Axis | NW_Solar |  |  |  |  | 2017 | 2050 | 0 | NW | 20 | 1 | 1 | 1 | #VALUE! | 1
| Mountain_View_PV | Mountain View Solar Plant 1 | teppc | PNM | PNM | Public Service Company of New Mexico | PNM_EPE | SW | 2002-07-11 | 2030-12-31 | 20 | 100% | 20 | 20 |  |  | SolarPV-NonTracking | FixedPV_sun | Solar_Fixed | SW_Solar |  |  |  |  | 2003 | 2030 | 0 | SW | 20 | 1 | 1 | 1 | #VALUE! | 1
| MountainWind1 | Mountain Wind Power LLC-1 | teppc | PAWY | PAWY | Wyoming, PACE Utility | PACE | NW | 2008-04-01 | 2050-12-31 | 60 | 100% | 60 | 60 |  |  | WT-Onshore | wind_onshorewind | Wind | NW_Wind |  |  |  |  | 2008 | 2050 | 0 | NW | 60 | 1 | 1 | 1 | #VALUE! | 1
| MountainWind2 | Mountain Wind Power II LLC-1 | teppc | PAWY | PAWY | Wyoming, PACE Utility | PACE | NW | 2008-04-01 | 2050-12-31 | 80 | 100% | 80 | 80 |  |  | WT-Onshore | wind_onshorewind | Wind | NW_Wind |  |  |  |  | 2008 | 2050 | 0 | NW | 80 | 1 | 1 | 1 | #VALUE! | 1
| MoyieSprings1 | Moyie Springs-1 | teppc | BPAT | BPAT | Bonneville Power Administration – Transmission | BPAT | NW | 1941-12-01 | 2050-12-31 | 2 | 100% | 2 | 2 |  |  | Hydro | Hydro_Standard | Hydro | NW_Hydro |  |  |  |  | 1942 | 2050 | 0 | NW | 2 | 1 | 1 | 1 | #VALUE! | 1
| MoyieSprings2 | Moyie Springs-2 | teppc | PNM | PNM | Public Service Company of New Mexico | PNM_EPE | SW | 1921-12-01 | 2050-12-31 | 0.4 | 100% | 0.4 | 0.4 |  |  | Hydro | Hydro_Standard | Hydro | SW_Hydro |  |  |  |  | 1922 | 2050 | 0 | SW | 0.4 | 1 | 1 | 1 | #VALUE! | 1
| MoyieSprings3 | Moyie Springs-3 | teppc | PNM | PNM | Public Service Company of New Mexico | PNM_EPE | SW | 1950-12-01 | 2050-12-31 | 1 | 100% | 1 | 1 |  |  | Hydro | Hydro_Standard | Hydro | SW_Hydro |  |  |  |  | 1951 | 2050 | 0 | SW | 1 | 1 | 1 | 1 | #VALUE! | 1
| MoyieSprings4 | Moyie Springs-4 | teppc | PNM | PNM | Public Service Company of New Mexico | PNM_EPE | SW | 1982-02-01 | 2050-12-31 | 1.5 | 100% | 1.5 | 1.5 |  |  | Hydro | Hydro_Standard | Hydro | SW_Hydro |  |  |  |  | 1982 | 2050 | 0 | SW | 1.5 | 1 | 1 | 1 | #VALUE! | 1
| MRCHNT_2_PL1X3 | Desert Star Energy Center | caiso | NEVP | SCE | Southern California Edison | SCE | CAISO | 2012-06-18 | 2050-12-31 | 419.25 | 84.77% | 419.25 | 494.58 |  |  | CCWhole-NatGas-Industrial | CC_NG | CC | CAISO_CCGT1 |  |  |  |  | 2012 | 2050 | 0 | CAISO | 494.58 | 1 | 1 | 1 | #VALUE! | 1
| MRGT_6_MEF2 | Miramar Energy Facility II | caiso | SDGE | SDGE | San Diego Gas and Electric | SDGE | CAISO | 2009-08-07 | 2050-12-31 | 44 | 100% | 44 | 44 |  |  | CT-NatGas-Industrial | CT_NG | CT | CAISO_Peaker1 |  |  |  |  | 2010 | 2050 | 0 | CAISO | 44 | 1 | 1 | 1 | #VALUE! | 1
| MRGT_6_MMAREF | Miramar Energy Facility | caiso | SDGE | SDGE | San Diego Gas and Electric | SDGE | CAISO | 2005-07-27 | 2050-12-31 | 45 | 100% | 45 | 45 |  |  | CT-NatGas-Industrial | CT_NG | CT | CAISO_Peaker1 |  |  |  |  | 2006 | 2050 | 0 | CAISO | 45 | 1 | 1 | 1 | #VALUE! | 1
| MRLSDS_6_SOLAR1 | Morelos Solar | caiso | PGE_Valley | PGE_Valley | Pacific Gas and Electric Valley | PGE_Valley | CAISO | 2015-11-25 | 2050-12-31 | 15 | 100% | 15 | 15 |  |  | n/a | PVgeneric_sun | Solar_Fixed | CAISO_Solar |  |  |  |  | 2016 | 2050 | 0 | CAISO | 15 | 1 | 1 | 1 | #VALUE! | 1
| MS_G1 | Macho Springs-PV1_16536 | teppc | EPE | EPE | El Paso Electric Company | PNM_EPE | SW | 2014-05-23 | 2034-05-31 | 48.5 | 100% | 48.5 | 48.5 |  |  | SolarPV-Tracking | 1axPV_sun | Solar_1Axis | SW_Solar |  |  |  |  | 2014 | 2033 | 0 | SW | 48.5 | 1 | 1 | 1 | #VALUE! | 1
| MS_G2 | Macho Springs-PV2_16536 | teppc | EPE | EPE | El Paso Electric Company | PNM_EPE | SW | 2014-05-23 | 2034-05-31 | 28.13 | 100% | 28.13 | 28.13 |  |  | SolarPV-Tracking | 1axPV_sun | Solar_1Axis | SW_Solar |  |  |  |  | 2014 | 2033 | 0 | SW | 28.13 | 1 | 1 | 1 | #VALUE! | 1
| MSG_13 | MSG 13 | teppc | BCHA | BCHA | British Columbia Transmission Company | BCHA_AESO | Excluded | 2018-03-30 | 2050-03-30 | 11.4 | 100% | 11.4 | 11.4 |  |  | SCGT | CT_NG | CT | Excluded_Peaker |  |  |  |  | 2018 | 2049 | 0 | Excluded | 11.4 | 1 | 1 | 1 | #VALUE! | 1
| MSHGTS_6_MMARLF | MIRAMAR LANDFILL | caiso | SDGE | SDGE | San Diego Gas and Electric | SDGE | CAISO | 2003-05-21 | 2050-12-31 | 4.05 | 81% | 4.05 | 5 |  |  | n/a | Biogas_ | Biogas_LandfillGas | CAISO_Biomass |  |  |  |  | 2003 | 2050 | 0 | CAISO | 5 | 1 | 1 | 1 | #VALUE! | 1
| MSOLAR_2_SOLAR1 | Mesquite Solar 1 | caiso | AZPS | SDGE | San Diego Gas and Electric | SDGE | CAISO | 2014-01-01 | 2050-12-31 | 165 | 100% | 165 | 165 |  |  | n/a | PVgeneric_sun | Solar_Fixed | CAISO_Solar |  |  |  |  | 2014 | 2050 | 0 | CAISO | 165 | 1 | 1 | 1 | #VALUE! | 1
| MSOLAR_2_SOLAR2 | Mesquite Solar 2 | caiso | AZPS | SDGE | San Diego Gas and Electric | SDGE | CAISO | 2016-11-01 | 2050-12-31 | 100.81 | 100% | 100.81 | 100.81 |  |  | PVgeneric_sun | PVgeneric_sun | Solar_Fixed | CAISO_Solar |  |  |  |  | 2017 | 2050 | 0 | CAISO | 100.81 | 1 | 1 | 1 | #VALUE! | 1
| MSOLAR_2_SOLAR3 | Mesquite Solar 3, LLC | caiso | AZPS | SDGE | San Diego Gas and Electric | SDGE | CAISO | 2016-08-01 | 2050-12-31 | 152 | 100% | 152 | 152 |  |  | PVgeneric_sun | PVgeneric_sun | Solar_Fixed | CAISO_Solar |  |  |  |  | 2017 | 2050 | 0 | CAISO | 152 | 1 | 1 | 1 | #VALUE! | 1
| MSSION_2_QF | SMALL QF AGGREGATION - SAN DIEGO | caiso | SDGE | SDGE | San Diego Gas and Electric | SDGE | CAISO | 1980-01-01 | 2050-12-31 | 2 | 100% | 2 | 2 |  |  | n/a | Unknown | None | CAISO_Small_Hydro |  |  |  |  | 1980 | 2050 | 0 | CAISO | 2 | 1 | 1 | 1 | #VALUE! | 1
| MSTANG_2_SOLAR | Mustang | caiso | PGE_Valley | PGE_Valley | Pacific Gas and Electric Valley | PGE_Valley | CAISO | 2016-07-12 | 2050-12-31 | 30 | 100% | 30 | 30 |  |  | n/a | PVgeneric_sun | Solar_Fixed | CAISO_Solar |  |  |  |  | 2017 | 2050 | 0 | CAISO | 30 | 1 | 1 | 1 | #VALUE! | 1
| MSTANG_2_SOLAR3 | Mustang 3 | caiso | PGE_Valley | PGE_Valley | Pacific Gas and Electric Valley | PGE_Valley | CAISO | 2016-05-03 | 2050-12-31 | 40 | 100% | 40 | 40 |  |  | n/a | PVgeneric_sun | Solar_Fixed | CAISO_Solar |  |  |  |  | 2016 | 2050 | 0 | CAISO | 40 | 1 | 1 | 1 | #VALUE! | 1
| MSTANG_2_SOLAR4 | Mustang 4 | caiso | PGE_Valley | PGE_Valley | Pacific Gas and Electric Valley | PGE_Valley | CAISO | 2016-06-09 | 2050-12-31 | 30 | 100% | 30 | 30 |  |  | n/a | PVgeneric_sun | Solar_Fixed | CAISO_Solar |  |  |  |  | 2016 | 2050 | 0 | CAISO | 30 | 1 | 1 | 1 | #VALUE! | 1
| MT_Sun_Solar |  | teppc | NWMT | NWMT | NorthWestern Energy | NWMT_WAUW | NW | 1950-01-01 | 2050-12-31 | 80 | 100% | 80 | 80 |  |  | Solar | PVgeneric_sun | Solar_Fixed | NW_Solar |  |  |  |  | 1950 | 2050 | 0 | NW | 80 | 1 | 1 | 1 | #VALUE! | 1
| MTHSE_G_38380_1 | MTHSE_G | teppc | BANC | BANC | Balancing Authority of Northern California | SMUD | BANC | 2014-12-13 | 2050-12-31 | 20 | 100% | 20 | 20 |  |  | SolarPV-NonTracking | FixedPV_sun | Solar_Fixed | BANC_Solar |  |  |  |  | 2015 | 2050 | 0 | BANC | 20 | 1 | 1 | 1 | #VALUE! | 1
| MTNPOS_1_UNIT |  | caiso | PGE_Valley | PGE_Valley | Pacific Gas and Electric Valley | PGE_Valley | CAISO | 1989-04-01 | 2050-12-31 | 46.64 | 100% | 46.64 | 46.64 |  |  | Bio-ST | Cogen_NG | Cogen | CAISO_CHP |  |  |  |  | 1989 | 2050 | 0 | CAISO | 46.64 | 1 | 1 | 1 | #VALUE! | 1
| MTV_G1 | Mountain View Solar Plant 1 | teppc | NEVP | NEVP | Nevada Power Company | NEVP | SW | 2002-07-11 | 2030-12-31 | 20 | 100% | 20 | 20 |  |  | SolarPV-NonTracking | FixedPV_sun | Solar_Fixed | SW_Solar |  |  |  |  | 2003 | 2030 | 0 | SW | 20 | 1 | 1 | 1 | #VALUE! | 1
| MTV_G2 | Mountain View Solar Plant 1 | teppc | NEVP | NEVP | Nevada Power Company | NEVP | SW | 2002-07-11 | 2030-12-31 | 20 | 100% | 20 | 20 |  |  | SolarPV-NonTracking | FixedPV_sun | Solar_Fixed | SW_Solar |  |  |  |  | 2003 | 2030 | 0 | SW | 20 | 1 | 1 | 1 | #VALUE! | 1
| MTWIND_1_UNIT_1 | Mountain View Power Project I | caiso | SCE | SCE | Southern California Edison | SCE | CAISO | 2001-03-24 | 2050-12-31 | 44.4 | 100% | 44.4 | 44.4 |  |  | n/a | wind_onshorewind | Wind | CAISO_Wind |  |  |  |  | 2001 | 2050 | 0 | CAISO | 44.4 | 1 | 1 | 1 | #VALUE! | 1
| MTWIND_1_UNIT_2 | Mountain View Power Project II | caiso | SCE | SCE | Southern California Edison | SCE | CAISO | 2001-09-17 | 2050-12-31 | 22.2 | 100% | 22.2 | 22.2 |  |  | n/a | wind_onshorewind | Wind | CAISO_Wind |  |  |  |  | 2002 | 2050 | 0 | CAISO | 22.2 | 1 | 1 | 1 | #VALUE! | 1
| MTWIND_1_UNIT_3 | Mountain View Power Project III | caiso | SCE | SCE | Southern California Edison | SCE | CAISO | 2003-12-15 | 2050-12-31 | 22.44 | 100% | 22.44 | 22.44 |  |  | n/a | wind_onshorewind | Wind | CAISO_Wind |  |  |  |  | 2004 | 2050 | 0 | CAISO | 22.44 | 1 | 1 | 1 | #VALUE! | 1
| MudCreek_S_S_1 | Mud Creek_S+S-1 | teppc | IPFE | IPFE | Idaho Far East | IPCO | NW | 1982-02-20 | 2030-04-15 | 0.52 | 100% | 0.52 | 0.52 |  |  | Hydro | Hydro_Standard | Hydro | NW_Hydro |  |  |  |  | 1982 | 2029 | 0 | NW | 0.52 | 1 | 1 | 1 | #VALUE! | 1
| MudCreek_White | Mud Creek_White-1 | teppc | IPFE | IPFE | Idaho Far East | IPCO | NW | 1986-01-10 | 2030-04-15 | 0.21 | 100% | 0.21 | 0.21 |  |  | Hydro | Hydro_Standard | Hydro | NW_Hydro |  |  |  |  | 1986 | 2029 | 0 | NW | 0.21 | 1 | 1 | 1 | #VALUE! | 1
| Murphy_Flat_Power |  | teppc | IPTV | IPTV | Idaho Treasure Valley | IPCO | NW | 2016-12-31 | 2050-12-31 | 140 | 100% | 140 | 140 |  |  | SolarPV-Tracking | 1axPV_sun | Solar_1Axis | NW_Solar |  |  |  |  | 2017 | 2050 | 0 | NW | 140 | 1 | 1 | 1 | #VALUE! | 1
| MURRAY_6_UNIT | Grossmont Hospital | caiso | SDGE | SDGE | San Diego Gas and Electric | SDGE | CAISO | 2016-12-01 | 2050-12-31 | 0 | 0% |  | 4.12 |  |  | COMBUSTION TURBINE_NATURAL GAS | Cogen_NG | Cogen | CAISO_CHP |  |  |  |  | 2017 | 2050 | 0 | CAISO | 4.12 | 1 | 1 | 1 | #VALUE! | 1
| MurrayTurbine1 | Murray Turbine-1 | teppc | PAUT | PAUT | Utah, PACE Utility | PACE | NW | 2002-01-01 | 2050-12-31 | 13.5 | 100% | 13.5 | 13.5 |  |  | CT-NatGas-Aero | CT_NG | CT | NW_Peaker |  |  |  |  | 2002 | 2050 | 0 | NW | 13.5 | 1 | 1 | 1 | #VALUE! | 1
| MurrayTurbine2 | Murray Turbine-2 | teppc | PAUT | PAUT | Utah, PACE Utility | PACE | NW | 2002-01-01 | 2050-12-31 | 13.5 | 100% | 13.5 | 13.5 |  |  | CT-NatGas-Aero | CT_NG | CT | NW_Peaker |  |  |  |  | 2002 | 2050 | 0 | NW | 13.5 | 1 | 1 | 1 | #VALUE! | 1
| MurrayTurbine3 | Murray Turbine-3 | teppc | PAUT | PAUT | Utah, PACE Utility | PACE | NW | 2002-01-01 | 2050-12-31 | 13.5 | 100% | 13.5 | 13.5 |  |  | CT-NatGas-Aero | CT_NG | CT | NW_Peaker |  |  |  |  | 2002 | 2050 | 0 | NW | 13.5 | 1 | 1 | 1 | #VALUE! | 1
| MuskegG1_1 | MuskegG1-1 | teppc | AESO | AESO | Alberta Electric System Operator | BCHA_AESO | Excluded | 2001-09-01 | 2050-12-01 | 85 | 100% | 85 | 85 |  |  | CT-AB-Cogen | Cogen_NG | Cogen | Excluded_CHP |  |  |  |  | 2002 | 2050 | 0 | Excluded | 85 | 1 | 1 | 1 | #VALUE! | 1
| MuskegG2_2 | MuskegG2-2 | teppc | AESO | AESO | Alberta Electric System Operator | BCHA_AESO | Excluded | 2001-09-01 | 2050-12-01 | 85 | 100% | 85 | 85 |  |  | CT-AB-Cogen | Cogen_NG | Cogen | Excluded_CHP |  |  |  |  | 2002 | 2050 | 0 | Excluded | 85 | 1 | 1 | 1 | #VALUE! | 1
| Musselshell_Wind_Two |  | teppc | CISC | CISC | Southern California Edison | NWMT_WAUW | NW | 2012-12-31 | 2050-12-31 | 106.5 | 1065% | 106.5 | 10 |  |  | WT-Onshore | wind_onshorewind | Wind | NW_Wind |  |  |  |  | 2013 | 2050 | 0 | NW | 10 | 1 | 1 | 1 | #VALUE! | 1
| Musselshell1 | Musselshell Wind Project-MWP1¦Musselshell Wind Project Two LLC-MWP2 | teppc | NWMT | NWMT | NorthWestern Energy | NWMT_WAUW | NW | 2012-12-31 | 2050-12-01 | 20 | 100% | 20 | 20 |  |  | WT-Onshore | wind_onshorewind | Wind | NW_Wind |  |  |  |  | 2013 | 2050 | 0 | NW | 20 | 1 | 1 | 1 | #VALUE! | 1
| MustusEnergy | MustusEnergy | teppc | AESO | AESO | Alberta Electric System Operator | BCHA_AESO | Excluded | 2016-03-01 | 2050-12-31 | 41 | 100% | 41 | 41 |  |  | Bio-ST | ST_Biomass | Biomass/Wood | Excluded_Biomass |  |  |  |  | 2016 | 2050 | 0 | Excluded | 41 | 1 | 1 | 1 | #VALUE! | 1
| Mystic_MYS1 | Mystic-MYS1 | teppc | IPFE | IPFE | Idaho Far East | IPCO | NW | 1925-05-01 | 2050-12-31 | 5 | 100% | 5 | 5 |  |  | Hydro | Hydro_Standard | Hydro | NW_Hydro |  |  |  |  | 1925 | 2050 | 0 | NW | 5 | 1 | 1 | 1 | #VALUE! | 1
| Mystic_MYS2 | Mystic-MYS2 | teppc | IPFE | IPFE | Idaho Far East | IPCO | NW | 1925-05-01 | 2050-12-31 | 5 | 100% | 5 | 5 |  |  | Hydro | Hydro_Standard | Hydro | NW_Hydro |  |  |  |  | 1925 | 2050 | 0 | NW | 5 | 1 | 1 | 1 | #VALUE! | 1
| N_FORK | N_FORK | teppc | TPWR | TPWR | Tacoma Power | BPAT | NW | 2012-01-01 | 2050-12-31 | 2 | 100% | 2 | 2 |  |  | HYDRO | Hydro_Standard | Hydro | NW_Hydro |  |  |  |  | 2012 | 2050 | 0 | NW | 2 | 1 | 1 | 1 | #VALUE! | 1
| N_FORK2 | N_FORK | teppc | TPWR | TPWR | Tacoma Power | BPAT | NW | 2012-01-01 | 2050-12-31 | 2 | 100% | 2 | 2 |  |  | HYDRO | Hydro_Standard | Hydro | NW_Hydro |  |  |  |  | 2012 | 2050 | 0 | NW | 2 | 1 | 1 | 1 | #VALUE! | 1
| NabiyeColdLake1 | NABIYEG1-G1 | teppc | AESO | AESO | Alberta Electric System Operator | BCHA_AESO | Excluded | 2014-02-28 | 2050-12-31 | 85 | 100% | 85 | 85 |  |  | CT-AB-Cogen | Cogen_NG | Cogen | Excluded_CHP |  |  |  |  | 2014 | 2050 | 0 | Excluded | 85 | 1 | 1 | 1 | #VALUE! | 1
| NabiyeColdLake2 | NABIYEG1-G2 | teppc | AESO | AESO | Alberta Electric System Operator | BCHA_AESO | Excluded | 2014-02-28 | 2050-12-31 | 85 | 100% | 85 | 85 |  |  | CT-AB-Cogen | Cogen_NG | Cogen | Excluded_CHP |  |  |  |  | 2014 | 2050 | 0 | Excluded | 85 | 1 | 1 | 1 | #VALUE! | 1
| Napa_Recycling_Biomass_Plant | Napa Recycling Biomass Plant | rps | PGE_Valley | PGE_Valley | Pacific Gas and Electric Valley | PGE_Valley | CAISO | 2020-04-30 | 2050-12-31 | 0 | 0% |  | 1 |  |  | Biomassnan | ST_Biomass | Biomass/Wood | CAISO_Biomass |  |  |  |  | 2020 | 2050 | 0 | CAISO | 1 | 1 | 1 | 1 | #VALUE! | 1
| NAROW1_2_UNIT | NARROWS PH 1 UNIT | caiso | PGE_Valley | PGE_Valley | Pacific Gas and Electric Valley | PGE_Valley | CAISO | 1942-01-01 | 2050-12-31 | 12 | 100% | 12 | 12 |  |  | n/a | Hydro_Standard | Hydro | CAISO_Small_Hydro |  |  |  |  | 1942 | 2050 | 0 | CAISO | 12 | 1 | 1 | 1 | #VALUE! | 1
| NAROW2_2_UNIT | Narrows Powerhouse Unit 2 | caiso | PGE_Valley | PGE_Valley | Pacific Gas and Electric Valley | PGE_Valley | CAISO | 1969-01-01 | 2050-12-31 | 55 | 100% | 55 | 55 |  |  | n/a | Hydro_Standard | Hydro | CAISO_Hydro |  |  |  |  | 1969 | 2050 | 0 | CAISO | 55 | 1 | 1 | 1 | #VALUE! | 1
| Naughton1 | Naughton-1 | teppc | PAWY | PAWY | Wyoming, PACE Utility | PACE | NW | 1963-12-01 | 2050-12-31 | 156 | 100% | 156 | 156 |  |  | ST-Coal | Steam_Coal | Coal | NW_Coal |  |  |  |  | 1964 | 2050 | 0 | NW | 156 | 1 | 1 | 1 | #VALUE! | 1
| Naughton2 | Naughton-2 | teppc | PAWY | PAWY | Wyoming, PACE Utility | PACE | NW | 1968-10-01 | 2050-12-31 | 201 | 100% | 201 | 201 |  |  | ST-Coal | Steam_Coal | Coal | NW_Coal |  |  |  |  | 1969 | 2050 | 0 | NW | 201 | 1 | 1 | 1 | #VALUE! | 1
| Navajo_1 | Navajo NAV1 | teppc | SRP | SRP | Salt River Project | SRP | SW | 1974-05-01 | 2019-09-22 | 750 | 100% | 750 | 750 |  |  | ST-Coal | Steam_Coal | Coal | SW_Coal |  |  |  |  | 1974 | 2019 | 0 | SW | 750 | 1 | 1 | 1 | #VALUE! | 1
| Navajo_2 | Navajo NAV2 | teppc | SRP | SRP | Salt River Project | SRP | SW | 1975-04-01 | 2019-12-31 | 750 | 100% | 750 | 750 |  |  | ST-Coal | Steam_Coal | Coal | SW_Coal |  |  |  |  | 1975 | 2019 | 0 | SW | 750 | 1 | 1 | 1 | #VALUE! | 1
| Navajo_3 | Navajo NAV3 | teppc | SRP | SRP | Salt River Project | SRP | SW | 1976-04-01 | 2019-12-31 | 750 | 100% | 750 | 750 |  |  | ST-Coal | Steam_Coal | Coal | SW_Coal |  |  |  |  | 1976 | 2019 | 0 | SW | 750 | 1 | 1 | 1 | #VALUE! | 1
| Navajo_Dam_1 | Navajo Dam 1 | teppc | WALC | WALC | Western Area Power Administration, Lower Colorado Region | WALC | SW | 1989-01-01 | 2050-12-31 | 16 | 100% | 16 | 16 |  |  | Hydro | Hydro_Standard | Hydro | SW_Hydro |  |  |  |  | 1989 | 2050 | 0 | SW | 16 | 1 | 1 | 1 | #VALUE! | 1
| Navajo_Dam_2 | Navajo Dam 2 | teppc | WALC | WALC | Western Area Power Administration, Lower Colorado Region | WALC | SW | 1989-01-01 | 2050-12-31 | 16 | 100% | 16 | 16 |  |  | Hydro | Hydro_Standard | Hydro | SW_Hydro |  |  |  |  | 1989 | 2050 | 0 | SW | 16 | 1 | 1 | 1 | #VALUE! | 1
| NAVYII_2_UNITS | COSO POWER DEVELOPER (NAVY II) AGGREGATE | caiso | SCE | SCE | Southern California Edison | SCE | CAISO | 1989-12-23 | 2050-12-31 | 90 | 100% | 90 | 90 |  |  | n/a | Geothermal_steam | Geothermal | CAISO_Geothermal |  |  |  |  | 1990 | 2050 | 0 | CAISO | 90 | 1 | 1 | 1 | #VALUE! | 1
| NCPA_7_GP1UN1 | NCPA GEO PLANT 1 UNIT 1 | caiso | PGE_Bay | PGE_Bay | Pacific Gas and Electric Bay | PGE_Bay | CAISO | 1983-01-01 | 2050-12-31 | 31 | 79.79% | 31 | 38.85 |  |  | n/a | Geothermal_steam | Geothermal | CAISO_Geothermal | BANC | 4.334 |  |  | 1983 | 2050 | 34.516 | BANC | 4.334 | 1 | 1 | 1 | #VALUE! | 1
| NCPA_7_GP1UN2 | NCPA GEO PLANT 1 UNIT 2 | caiso | PGE_Bay | PGE_Bay | Pacific Gas and Electric Bay | PGE_Bay | CAISO | 1983-01-01 | 2050-12-31 | 28 | 70.11% | 28 | 39.94 |  |  | n/a | Geothermal_steam | Geothermal | CAISO_Geothermal |  |  |  |  | 1983 | 2050 | 0 | CAISO | 39.94 | 1 | 1 | 1 | #VALUE! | 1
| NCPA_7_GP2UN3 | NCPA GEO PLANT 2 UNIT 3 | caiso | PGE_Bay | PGE_Bay | Pacific Gas and Electric Bay | PGE_Bay | CAISO | 1985-01-01 | 2050-12-31 | 0 | 0% |  | 42.42 |  |  | n/a | Geothermal_steam | Geothermal | CAISO_Geothermal | BANC | 4.334 |  |  | 1985 | 2050 | 38.086 | BANC | 4.334 | 1 | 1 | 1 | #VALUE! | 1
| NCPA_7_GP2UN4 | NCPA GEO PLANT 2 UNIT 4 | caiso | PGE_Bay | PGE_Bay | Pacific Gas and Electric Bay | PGE_Bay | CAISO | 1986-01-01 | 2050-12-31 | 52.73 | 100% | 52.73 | 52.73 |  |  | n/a | Geothermal_steam | Geothermal | CAISO_Geothermal |  |  |  |  | 1986 | 2050 | 0 | CAISO | 52.73 | 1 | 1 | 1 | #VALUE! | 1
| NealHotSprings1 | Neal Hot Springs Geothermal Project-NHS1 | teppc | IPTV | IPTV | Idaho Treasure Valley | IPCO | NW | 2012-07-09 | 2050-12-31 | 11 | 100% | 11 | 11 |  |  | Geo-BinaryCycle | Geothermal_steam | Geothermal | NW_Geothermal |  |  |  |  | 2013 | 2050 | 0 | NW | 11 | 1 | 1 | 1 | #VALUE! | 1
| NealHotSprings2 | Neal Hot Springs Geothermal Project-NHS2 | teppc | CISC | CISC | Southern California Edison | IPCO | NW | 2012-07-09 | 2050-12-31 | 0 | 0% | 0 | 11 |  |  | Geo-BinaryCycle | Geothermal_steam | Geothermal | NW_Geothermal |  |  |  |  | 2013 | 2050 | 0 | NW | 11 | 1 | 1 | 1 | #VALUE! | 1
| NealHotSprings3 | Neal Hot Springs Geothermal Project-NHS3 | teppc | CISC | CISC | Southern California Edison | IPCO | NW | 2012-07-09 | 2050-12-31 | 0 | 0% | 0 | 11 |  |  | Geo-BinaryCycle | Geothermal_steam | Geothermal | NW_Geothermal |  |  |  |  | 2013 | 2050 | 0 | NW | 11 | 1 | 1 | 1 | #VALUE! | 1
| NeboPwrStaCC_Total | NeboPwrStaCC (Total CC Plant) | teppc | PAUT | PAUT | Utah, PACE Utility | PACE | NW | 2004-06-01 | 2050-12-31 | 140 | 100% | 140 | 140 |  |  | CCWhole-NatGas-Aero | CC_NG | CC | NW_CCGT |  |  |  |  | 2004 | 2050 | 0 | NW | 140 | 1 | 1 | 1 | #VALUE! | 1
| NEENACH_SOLAR_ | NEENACH SOLAR | rps | LADWP | SCE | Southern California Edison | SCE | CAISO | 2019-05-21 | 2050-12-31 | 3 | 100% | 3 | 3 |  |  | Solar PV - Ground mountSolar: Tracking (1 Axis) | 1axPV_sun | Solar_1Axis | CAISO_Solar |  |  |  |  | 2019 | 2050 | 0 | CAISO | 3 | 1 | 1 | 1 | #VALUE! | 1
| NEENCH_6_SOLAR | Alpine Solar | caiso | SCE | SCE | Southern California Edison | SCE | CAISO | 2013-01-18 | 2050-12-31 | 66 | 100% | 66 | 66 |  |  | n/a | PVgeneric_sun | Solar_Fixed | CAISO_Solar |  |  |  |  | 2013 | 2050 | 0 | CAISO | 66 | 1 | 1 | 1 | #VALUE! | 1
| Neil_Simpson_GT1 | Neil Simpson II CT GT1 | teppc | WACM | WACM | Western Area Power Administration, Colorado-Missouri Region | WACM | Excluded | 2000-07-01 | 2050-12-31 | 40 | 100% | 40 | 40 |  |  | CT-NatGas-Aero | CT_NG | CT | Excluded_Peaker |  |  |  |  | 2001 | 2050 | 0 | Excluded | 40 | 1 | 1 | 1 | #VALUE! | 1
| Neil_Simpson_GT2 | Neil Simpson Gas Turbine #2 GT2 | teppc | WACM | WACM | Western Area Power Administration, Colorado-Missouri Region | WACM | Excluded | 2001-05-01 | 2050-12-31 | 40 | 100% | 40 | 40 |  |  | CT-NatGas-Aero | CT_NG | CT | Excluded_Peaker |  |  |  |  | 2001 | 2050 | 0 | Excluded | 40 | 1 | 1 | 1 | #VALUE! | 1
| Neil_Simpson_ST2 | Neil Simpson II 2 | teppc | WACM | WACM | Western Area Power Administration, Colorado-Missouri Region | WACM | Excluded | 1995-09-01 | 2050-12-31 | 80 | 100% | 80 | 80 |  |  | ST-Coal | Steam_Coal | Coal | Excluded_Coal |  |  |  |  | 1996 | 2050 | 0 | Excluded | 80 | 1 | 1 | 1 | #VALUE! | 1
| Nevada_Solar_One | Nevada Solar One ONE | teppc | NEVP | NEVP | Nevada Power Company | NEVP | SW | 2007-07-01 | 2050-12-31 | 65 | 100% | 65 | 65 |  |  | SolarThermal-CSP6 | SolarThermal_sun | Solar_Thermal | SW_Solar |  |  |  |  | 2008 | 2050 | 0 | SW | 65 | 1 | 1 | 1 | #VALUE! | 1
| NevadaCogen_CC1 | NevadaCogenCC1 (Total CC Plant) | teppc | NEVP | NEVP | Nevada Power Company | NEVP | SW | 1991-12-01 | 2030-12-31 | 88.5 | 100% | 88.5 | 88.5 |  |  | CCWhole-NatGas-Industrial | CC_NG | CC | SW_CCGT |  |  |  |  | 1992 | 2030 | 0 | SW | 88.5 | 1 | 1 | 1 | #VALUE! | 1
| NevadaCogen_CC2 | NevadaCogenCC2 (Total CC Plant) | teppc | NEVP | NEVP | Nevada Power Company | NEVP | SW | 1991-12-01 | 2039-12-31 | 88.5 | 100% | 88.5 | 88.5 |  |  | CCWhole-NatGas-Industrial | CC_NG | CC | SW_CCGT |  |  |  |  | 1992 | 2039 | 0 | SW | 88.5 | 1 | 1 | 1 | #VALUE! | 1
| NEW_539S_13_8_G1_58379_G1 |  | teppc | AESO | AESO | Alberta Electric System Operator | BCHA_AESO | Excluded | 2018-03-30 | 2050-03-30 | 50 | 100% | 50 | 50 |  |  | CT-AB-Cogen | Cogen_NG | Cogen | Excluded_CHP |  |  |  |  | 2018 | 2049 | 0 | Excluded | 50 | 1 | 1 | 1 | #VALUE! | 1
| NEW_539S_13_8_G2_58380_G2 |  | teppc | AESO | AESO | Alberta Electric System Operator | BCHA_AESO | Excluded | 2018-03-30 | 2050-03-30 | 50 | 100% | 50 | 50 |  |  | CT-NatGas-Industrial | CT_NG | CT | Excluded_Peaker |  |  |  |  | 2018 | 2049 | 0 | Excluded | 50 | 1 | 1 | 1 | #VALUE! | 1
| NEW_APACHST4_17036_H |  | teppc | WALC | WALC | Western Area Power Administration, Lower Colorado Region | WALC | SW | 2018-03-30 | 2050-03-30 | 434.7 | 100% | 434.7 | 434.7 |  |  | CCWhole-NatGas-SingleShaft | CC_NG | CC | SW_CCGT |  |  |  |  | 2018 | 2049 | 0 | SW | 434.7 | 1 | 1 | 1 | #VALUE! | 1
| NEW_BELLSHILL_58088_G1 |  | teppc | AESO | AESO | Alberta Electric System Operator | BCHA_AESO | Excluded | 2018-09-14 | 2050-03-30 | 5.4 | 100% | 5.4 | 5.4 |  |  | CT-NatGas-Industrial | CT_NG | CT | Excluded_Peaker |  |  |  |  | 2019 | 2049 | 0 | Excluded | 5.4 | 1 | 1 | 1 | #VALUE! | 1
| NEW_BFDIESEL_73520_1 | BF_Diesels | teppc | WACM | WACM | Western Area Power Administration, Colorado-Missouri Region | WACM | Excluded | 1965-01-01 | 2050-03-30 | 10 | 100% | 10 | 10 |  |  | ICE-OilDistillate | ICE_Oil | ICE | Excluded_Reciprocating_Engine |  |  |  |  | 1965 | 2049 | 0 | Excluded | 10 | 1 | 1 | 1 | #VALUE! | 1
| NEW_CMH16_550001_16 | City of Medicine Hat 16 | teppc | AESO | AESO | Alberta Electric System Operator | BCHA_AESO | Excluded | 2018-10-22 | 2050-03-30 | 41.5 | 100% | 41.5 | 41.5 |  |  | CT-NatGas-Industrial | CT_NG | CT | Excluded_Peaker |  |  |  |  | 2019 | 2049 | 0 | Excluded | 41.5 | 1 | 1 | 1 | #VALUE! | 1
| New_Colony_Wind |  | teppc | NWMT | NWMT | NorthWestern Energy | NWMT_WAUW | NW | 1950-01-01 | 2050-12-31 | 25 | 100% | 25 | 25 |  |  | WT-Onshore | wind_onshorewind | Wind | NW_Wind |  |  |  |  | 1950 | 2050 | 0 | NW | 25 | 1 | 1 | 1 | #VALUE! | 1
| NEW_FCC_13C1_80587_1 | FCC-13 80587 | teppc | BCHA | BCHA | British Columbia Transmission Company | BCHA_AESO | Excluded | 1986-04-15 | 2030-01-01 | 19.55 | 100% | 19.55 | 19.55 |  |  | CT-NatGas-Industrial | CT_NG | CT | Excluded_Peaker |  |  |  |  | 1986 | 2029 | 0 | Excluded | 19.55 | 1 | 1 | 1 | #VALUE! | 1
| NEW_GEN_B_26901_1 | Beacon Solar A¦Beacon Solar¦BCON18G | teppc | LDWP | LDWP | Los Angeles Department of Water and Power | LADWP | LDWP | 2015-06-01 | 2050-12-31 | 27.5 | 100% | 27.5 | 27.5 |  |  | HourlyResource | Unknown | Unknown | LDWP_Solar |  |  |  |  | 2015 | 2050 | 0 | LDWP | 27.5 | 1 | 1 | 1 | #VALUE! | 1
| New_Hogan_1 | New Hogan GEN1 | teppc | BANC | BANC | Balancing Authority of Northern California | SMUD | BANC | 1986-04-15 | 2050-12-31 | 2.2 | 100% | 2.2 | 2.2 |  |  | Hydro | Hydro_Standard | Hydro | BANC_Small_Hydro |  |  |  |  | 1986 | 2050 | 0 | BANC | 2.2 | 1 | 1 | 1 | #VALUE! | 1
| New_Hogan_2 | New Hogan GEN2 | teppc | BANC | BANC | Balancing Authority of Northern California | SMUD | BANC | 1986-04-15 | 2050-12-31 | 2.2 | 100% | 2.2 | 2.2 |  |  | Hydro | Hydro_Standard | Hydro | BANC_Hydro |  |  |  |  | 1986 | 2050 | 0 | BANC | 2.2 | 1 | 1 | 1 | #VALUE! | 1
| New_Melones_1 | New Melones 1 | teppc | BANC | BANC | Balancing Authority of Northern California | SMUD | BANC | 1979-06-01 | 2050-12-31 | 166.7 | 100% | 166.7 | 166.7 |  |  | Hydro | Hydro_Standard | Hydro | BANC_Hydro |  |  |  |  | 1979 | 2050 | 0 | BANC | 166.7 | 1 | 1 | 1 | #VALUE! | 1
| New_Melones_2 | New Melones 2 | teppc | BANC | BANC | Balancing Authority of Northern California | SMUD | BANC | 1979-06-01 | 2050-12-31 | 166.7 | 100% | 166.7 | 166.7 |  |  | Hydro | Hydro_Standard | Hydro | BANC_Hydro |  |  |  |  | 1979 | 2050 | 0 | BANC | 166.7 | 1 | 1 | 1 | #VALUE! | 1
| New_Mexico_Wind_EC | New Mexico Wind Energy Center GE15 | teppc | PNM | PNM | Public Service Company of New Mexico | PNM_EPE | SW | 2003-09-01 | 2028-07-01 | 204 | 100% | 204 | 204 |  |  | WT-Onshore | wind_onshorewind | Wind | SW_Wind |  |  |  |  | 2004 | 2028 | 0 | SW | 204 | 1 | 1 | 1 | #VALUE! | 1
| NEW_MGP_4C1_51696 | HLG-25 51696 | teppc | BCHA | BCHA | British Columbia Transmission Company | BCHA_AESO | Excluded | 1986-04-15 | 2030-01-01 | 2.9 | 100% | 2.9 | 2.9 |  |  | CT-NatGas-Industrial | CT_NG | CT | Excluded_Peaker |  |  |  |  | 1986 | 2029 | 0 | Excluded | 2.9 | 1 | 1 | 1 | #VALUE! | 1
| NEW_NLV_4C1_80692 | NLV 4C1 80692 | teppc | BCHA | BCHA | British Columbia Transmission Company | BCHA_AESO | Excluded | 1986-04-15 | 2030-01-01 | 2.3 | 100% | 2.3 | 2.3 |  |  | CT-NatGas-Industrial | CT_NG | CT | Excluded_Peaker |  |  |  |  | 1986 | 2029 | 0 | Excluded | 2.3 | 1 | 1 | 1 | #VALUE! | 1
| NEW_PAM_25C1_80786 | PAM 25C1_80786 | teppc | BCHA | BCHA | British Columbia Transmission Company | BCHA_AESO | Excluded | 1986-04-15 | 2030-01-01 | 7 | 100% | 7 | 7 |  |  | CT-NatGas-Industrial | CT_NG | CT | Excluded_Peaker |  |  |  |  | 1986 | 2029 | 0 | Excluded | 7 | 1 | 1 | 1 | #VALUE! | 1
| NEW_SPFSHPRK_76502_1 | Spearfish Park Hydro | teppc | WACM | WACM | Western Area Power Administration, Colorado-Missouri Region | WACM | Excluded | 1912-01-01 | 2050-03-30 | 4 | 100% | 4 | 4 |  |  | Hydro | Hydro_Standard | Hydro | Excluded_Hydro |  |  |  |  | 1912 | 2049 | 0 | Excluded | 4 | 1 | 1 | 1 | #VALUE! | 1
| NEW_SWAN_RV8_55240_1 |  | teppc | AESO | AESO | Alberta Electric System Operator | BCHA_AESO | Excluded | 2016-05-01 | 2050-03-30 | 6.5 | 100% | 6.5 | 6.5 |  |  | CCWhole-NatGas-Industrial | CC_NG | CC | Excluded_CCGT |  |  |  |  | 2016 | 2049 | 0 | Excluded | 6.5 | 1 | 1 | 1 | #VALUE! | 1
| NEW_SWAN_RV8_55240_2 |  | teppc | AESO | AESO | Alberta Electric System Operator | BCHA_AESO | Excluded | 2016-05-01 | 2050-03-30 | 6.5 | 100% | 6.5 | 6.5 |  |  | CCWhole-NatGas-Industrial | CC_NG | CC | Excluded_CCGT |  |  |  |  | 2016 | 2049 | 0 | Excluded | 6.5 | 1 | 1 | 1 | #VALUE! | 1
| NEW_SWAN_RV8_55240_3 |  | teppc | AESO | AESO | Alberta Electric System Operator | BCHA_AESO | Excluded | 2016-05-01 | 2050-03-30 | 6.5 | 100% | 6.5 | 6.5 |  |  | CCWhole-NatGas-Industrial | CC_NG | CC | Excluded_CCGT |  |  |  |  | 2016 | 2049 | 0 | Excluded | 6.5 | 1 | 1 | 1 | #VALUE! | 1
| NEW_SWAN_RV8_55240_4 |  | teppc | AESO | AESO | Alberta Electric System Operator | BCHA_AESO | Excluded | 2016-05-01 | 2050-03-30 | 6.5 | 100% | 6.5 | 6.5 |  |  | CCWhole-NatGas-Industrial | CC_NG | CC | Excluded_CCGT |  |  |  |  | 2016 | 2049 | 0 | Excluded | 6.5 | 1 | 1 | 1 | #VALUE! | 1
| NEW_SWAN_RV8_55240_5 |  | teppc | AESO | AESO | Alberta Electric System Operator | BCHA_AESO | Excluded | 2016-05-01 | 2050-03-30 | 6.5 | 100% | 6.5 | 6.5 |  |  | CCWhole-NatGas-Industrial | CC_NG | CC | Excluded_CCGT |  |  |  |  | 2016 | 2049 | 0 | Excluded | 6.5 | 1 | 1 | 1 | #VALUE! | 1
| NEWARK_1_QF | NEWARK 1 QF | caiso | PGE_Bay | PGE_Bay | Pacific Gas and Electric Bay | PGE_Bay | CAISO | 1899-12-31 | 2050-12-31 | 0.29 | 26.36% | 0.29 | 1.1 |  |  | n/a | Cogen_NG | Cogen | CAISO_CHP |  |  |  |  | 1900 | 2050 | 0 | CAISO | 1.1 | 1 | 1 | 1 | 1940-01-01 | 1
| Newman_1 | Newman-1 | teppc | EPE | EPE | El Paso Electric Company | PNM_EPE | SW | 1960-05-01 | 2022-12-31 | 74 | 100% | 74 | 74 |  |  | ST-NatGas | ST_NG | Steam | SW_ST |  |  |  |  | 1960 | 2022 | 0 | SW | 74 | 1 | 1 | 1 | #VALUE! | 1
| Newman_2 | Newman-2 | teppc | EPE | EPE | El Paso Electric Company | PNM_EPE | SW | 1963-06-01 | 2023-12-31 | 76 | 100% | 76 | 76 |  |  | ST-NatGas | ST_NG | Steam | SW_ST |  |  |  |  | 1963 | 2023 | 0 | SW | 76 | 1 | 1 | 1 | #VALUE! | 1
| Newman_3 | Newman-3 | teppc | EPE | EPE | El Paso Electric Company | PNM_EPE | SW | 1966-03-01 | 2024-12-31 | 97 | 100% | 97 | 97 |  |  | ST-NatGas | ST_NG | Steam | SW_ST |  |  |  |  | 1966 | 2024 | 0 | SW | 97 | 1 | 1 | 1 | #VALUE! | 1
| Newman_PV | Newman-PV | teppc | BPAT | BPAT | Bonneville Power Administration – Transmission | BPAT | NW | 2009-12-01 | 2029-12-01 | 0.64 | 100% | 0.64 | 0.64 |  |  | SolarPV-NonTracking | FixedPV_sun | Solar_Fixed | NW_Solar |  |  |  |  | 2010 | 2029 | 0 | NW | 0.64 | 1 | 1 | 1 | #VALUE! | 1
| Newman4CC_Total | Newman4CC (Total CC Plant) | teppc | EPE | EPE | El Paso Electric Company | PNM_EPE | SW | 1975-06-01 | 2023-12-31 | 227 | 100% | 227 | 227 |  |  | CCWhole-NatGas-Industrial | CC_NG | CC | SW_CCGT |  |  |  |  | 1975 | 2023 | 0 | SW | 227 | 1 | 1 | 1 | #VALUE! | 1
| Newman5CC_Total | Newman5CC (Total CC Plant) | teppc | EPE | EPE | El Paso Electric Company | PNM_EPE | SW | 2009-05-01 | 2059-12-31 | 278 | 100% | 278 | 278 |  |  | CCWhole-NatGas-Industrial | CC_NG | CC | SW_CCGT |  |  |  |  | 2009 | 2059 | 0 | SW | 278 | 1 | 1 | 1 | #VALUE! | 1
| Newman6CC_Total | Newman6CC (Total CC Plant) | teppc | EPE | EPE | El Paso Electric Company | PNM_EPE | SW | 2023-01-01 | 2063-12-31 | 320 | 100% | 320 | 320 |  |  | CCWhole-NatGas-Industrial | CC_NG | CC | SW_CCGT |  |  |  |  | 2023 | 2063 | 0 | SW | 320 | 1 | 1 | 1 | #VALUE! | 1
| Newman7CC | Newman7CC (Total CC Plant) | teppc | EPE | EPE | El Paso Electric Company | PNM_EPE | SW | 2027-01-01 | 2067-12-31 | 320 | 100% | 320 | 320 |  |  | CCWhole-NatGas-Industrial | CC_NG | CC | SW_CCGT |  |  |  |  | 2027 | 2067 | 0 | SW | 320 | 1 | 1 | 1 | #VALUE! | 1
| Newmont_TS_Power | Newmont TS Power¦TS Power Plant-1 | teppc | SPPC | SPPC | Nevada Power Company | NEVP | SW | 2008-05-01 | 2050-12-31 | 226 | 100% | 226 | 226 |  |  | ST-Coal | Steam_Coal | Coal | SW_Coal |  |  |  |  | 2008 | 2050 | 0 | SW | 226 | 1 | 1 | 1 | #VALUE! | 1
| NGP_Blue_Mountain_1 | NGP Blue Mountain I LLC-BM1¦NVGEOG1-1¦Blue Mountain Geothermal - Faulkner 1 BM1 | teppc | SPPC | SPPC | Nevada Power Company | NEVP | SW | 1979-06-01 | 2050-12-31 | 14.2 | 100% | 14.2 | 14.2 |  |  | Geo-BinaryCycle | Geothermal_steam | Geothermal | SW_Geothermal |  |  |  |  | 1979 | 2050 | 0 | SW | 14.2 | 1 | 1 | 1 | #VALUE! | 1
| NGP_Blue_Mountain_2 | NGP Blue Mountain I LLC-BM2¦NVGEOG1-2¦Blue Mountain Geothermal - Faulkner 1 BM2 | teppc | SPPC | SPPC | Nevada Power Company | NEVP | SW | 2009-11-30 | 2050-12-31 | 13.8 | 100% | 13.8 | 13.8 |  |  | Geo-BinaryCycle | Geothermal_steam | Geothermal | SW_Geothermal |  |  |  |  | 2010 | 2050 | 0 | SW | 13.8 | 1 | 1 | 1 | #VALUE! | 1
| NGP_Blue_Mountain_3 | NGP Blue Mountain I LLC-BM3¦NVGEOG1-3¦Blue Mountain Geothermal - Faulkner 1 BM3 | teppc | SPPC | SPPC | Nevada Power Company | NEVP | SW | 2009-11-30 | 2050-12-31 | 11.7 | 100% | 11.7 | 11.7 |  |  | Geo-BinaryCycle | Geothermal_steam | Geothermal | SW_Geothermal |  |  |  |  | 2010 | 2050 | 0 | SW | 11.7 | 1 | 1 | 1 | #VALUE! | 1
| NGPPGEN | NGPP / Nightingale / Brady Geothermal | teppc | SPPC | SPPC | Nevada Power Company | NEVP | SW | 1992-01-01 | 2050-12-31 | 6.5 | 100% | 6.5 | 6.5 |  |  | Renewable Thermal | Geothermal_steam | Geothermal | SW_Geothermal |  |  |  |  | 1992 | 2050 | 0 | SW | 6.5 | 1 | 1 | 1 | #VALUE! | 1
| NHOGAN_6_UNITS | NEW HOGAN PH AGGREGATE | caiso | PGE_Valley | PGE_Valley | Pacific Gas and Electric Valley | PGE_Valley | CAISO | 1986-04-15 | 2050-12-31 | 4 | 100% | 4 | 4 |  |  | n/a | Hydro_Standard | Hydro | CAISO_Hydro |  |  |  |  | 1986 | 2050 | 0 | CAISO | 4 | 1 | 1 | 1 | #VALUE! | 1
| NIC_SUN_13 | NIC_SUN 13 | teppc | BCHA | BCHA | British Columbia Transmission Company | BCHA_AESO | Excluded | 2018-03-30 | 2050-03-30 | 72.4 | 100% | 72.4 | 72.4 |  |  | SolarPV-NonTracking | FixedPV_sun | Solar_Fixed | Excluded_Solar |  |  |  |  | 2018 | 2049 | 0 | Excluded | 72.4 | 1 | 1 | 1 | #VALUE! | 1
| Niland_1 | Niland Peaking 1 | teppc | IID | IID | Imperial Irrigation District | IID | IID | 1993-06-01 | 2050-12-31 | 50 | 100% | 50 | 50 |  |  | CT-NatGas-Aero | CT_NG | CT | IID_Peaker |  |  |  |  | 1993 | 2050 | 0 | IID | 50 | 1 | 1 | 1 | #VALUE! | 1
| Niland_2 | Niland Peaking 2 | teppc | IID | IID | Imperial Irrigation District | IID | IID | 2008-06-01 | 2050-12-01 | 50 | 100% | 50 | 50 |  |  | CT-NatGas-Aero | CT_NG | CT | IID_Peaker |  |  |  |  | 2008 | 2050 | 0 | IID | 50 | 1 | 1 | 1 | #VALUE! | 1
| Nimbus_1 | Nimbus-1 | teppc | BANC | BANC | Balancing Authority of Northern California | SMUD | BANC | 1955-05-01 | 2050-12-31 | 8.63 | 100% | 8.63 | 8.63 |  |  | HydroRPS | Hydro_Standard | Hydro | BANC_Hydro |  |  |  |  | 1955 | 2050 | 0 | BANC | 8.63 | 1 | 1 | 1 | #VALUE! | 1
| Nimbus_2 | Nimbus-2 | teppc | BANC | BANC | Balancing Authority of Northern California | SMUD | BANC | 1955-06-01 | 2050-12-31 | 8.63 | 100% | 8.63 | 8.63 |  |  | HydroRPS | Hydro_Standard | Hydro | BANC_Hydro |  |  |  |  | 1955 | 2050 | 0 | BANC | 8.63 | 1 | 1 | 1 | #VALUE! | 1
| NIMTG_6_NICOGN | NORTH ISLAND COGEN | caiso | SDGE | SDGE | San Diego Gas and Electric | SDGE | CAISO | 1989-01-01 | 2050-12-31 | 0 | 0% |  | 4.05 |  |  | Cogen_NG | Cogen_NG | Cogen | CAISO_CHP |  |  |  |  | 1989 | 2050 | 0 | CAISO | 4.05 | 1 | 1 | 1 | #VALUE! | 1
| NIMTG_6_NIQF |  | caiso | SDGE | SDGE | San Diego Gas and Electric | SDGE | CAISO | 1989-01-01 | 2018-03-01 | 0 | 0% |  | 42.7 |  |  | CCWhole-NatGas-Industrial | Cogen_NG | Cogen | CAISO_CHP |  |  |  |  | 1989 | 2017 | 0 | CAISO | 42.7 | 1 | 1 | 1 | #VALUE! | 1
| Nine_Canyon_Wind | Nine Canyon Wind-1 | teppc | TPWR | TPWR | Tacoma Power | BPAT | NW | 2002-09-11 | 2050-12-31 | 48.1 | 100% | 48.1 | 48.1 |  |  | WT-Onshore | wind_onshorewind | Wind | NW_Wind |  |  |  |  | 2003 | 2050 | 0 | NW | 48.1 | 1 | 1 | 1 | #VALUE! | 1
| NineMile1Exp | Nine Mile-1 | teppc | AVA | AVA | Avista Corp. | BPAT | NW | 2015-04-01 | 2050-12-31 | 11.3 | 100% | 11.3 | 11.3 |  |  | Hydro | Hydro_Standard | Hydro | NW_Hydro |  |  |  |  | 2015 | 2050 | 0 | NW | 11.3 | 1 | 1 | 1 | #VALUE! | 1
| NineMile2Exp | Nine Mile-2 | teppc | AVA | AVA | Avista Corp. | BPAT | NW | 2015-04-01 | 2050-12-31 | 9.1 | 100% | 9.1 | 9.1 |  |  | Hydro | Hydro_Standard | Hydro | NW_Hydro |  |  |  |  | 2015 | 2050 | 0 | NW | 9.1 | 1 | 1 | 1 | #VALUE! | 1
| NineMile3 | Nine Mile-3N | teppc | AVA | AVA | Avista Corp. | BPAT | NW | 1994-06-01 | 2050-12-31 | 10 | 100% | 10 | 10 |  |  | Hydro | Hydro_Standard | Hydro | NW_Hydro |  |  |  |  | 1994 | 2050 | 0 | NW | 10 | 1 | 1 | 1 | #VALUE! | 1
| NineMile4 | Nine Mile-4N | teppc | AVA | AVA | Avista Corp. | BPAT | NW | 1994-06-01 | 2050-12-31 | 10 | 100% | 10 | 10 |  |  | Hydro | Hydro_Standard | Hydro | NW_Hydro |  |  |  |  | 1994 | 2050 | 0 | NW | 10 | 1 | 1 | 1 | #VALUE! | 1
| NipponBiomass | Nippon Biomass-ST1 | teppc | BPAT | BPAT | Bonneville Power Administration – Transmission | BPAT | NW | 2013-04-01 | 2050-04-15 | 20 | 100% | 20 | 20 |  |  | Bio-ST | ST_Biomass | Biomass/Wood | NW_Biomass | CAISO | 20 |  |  | 2013 | 2049 | 0 | CAISO | 20 | 1 | 1 | 1 | #VALUE! | 1
| Nooksack | Nooksack-1 | teppc | PNM | PNM | Public Service Company of New Mexico | PNM_EPE | SW | 1905-12-01 | 2030-04-15 | 1.5 | 100% | 1.5 | 1.5 |  |  | Hydro | Hydro_Standard | Hydro | SW_Hydro |  |  |  |  | 1906 | 2029 | 0 | SW | 1.5 | 1 | 1 | 1 | #VALUE! | 1
| North_Brawley_01 | North Brawley GE1 | teppc | IID | IID | Imperial Irrigation District | IID | IID | 2010-04-15 | 2050-12-31 | 16 | 100% | 16 | 16 |  |  | Geo-BinaryCycle | Geothermal_steam | Geothermal | IID_Geothermal |  |  |  |  | 2010 | 2050 | 0 | IID | 16 | 1 | 1 | 1 | #VALUE! | 1
| North_Brawley_02 | North Brawley GE2 | teppc | IID | IID | Imperial Irrigation District | IID | IID | 2010-04-15 | 2050-12-31 | 16 | 100% | 16 | 16 |  |  | Geo-BinaryCycle | Geothermal_steam | Geothermal | IID_Geothermal |  |  |  |  | 2010 | 2050 | 0 | IID | 16 | 1 | 1 | 1 | #VALUE! | 1
| North_Brawley_03 | North Brawley GE3 | teppc | IID | IID | Imperial Irrigation District | IID | IID | 2010-04-15 | 2050-12-31 | 16 | 100% | 16 | 16 |  |  | Geo-BinaryCycle | Geothermal_steam | Geothermal | IID_Geothermal |  |  |  |  | 2010 | 2050 | 0 | IID | 16 | 1 | 1 | 1 | #VALUE! | 1
| North_Brawley_04 | North Brawley GE4 | teppc | IID | IID | Imperial Irrigation District | IID | IID | 2010-04-15 | 2050-12-31 | 16 | 100% | 16 | 16 |  |  | Geo-BinaryCycle | Geothermal_steam | Geothermal | IID_Geothermal |  |  |  |  | 2010 | 2050 | 0 | IID | 16 | 1 | 1 | 1 | #VALUE! | 1
| North_Brawley_05 | North Brawley Geothermal Plant 5 | teppc | IID | IID | Imperial Irrigation District | IID | IID | 2010-04-15 | 2050-12-31 | 16 | 100% | 16 | 16 |  |  | Geo-BinaryCycle | Geothermal_steam | Geothermal | IID_Geothermal |  |  |  |  | 2010 | 2050 | 0 | IID | 16 | 1 | 1 | 1 | #VALUE! | 1
| North_Brawley_06 | North Brawley Geothermal Plant 6 | teppc | IID | IID | Imperial Irrigation District | IID | IID | 2010-04-15 | 2050-12-31 | 16 | 100% | 16 | 16 |  |  | Geo-BinaryCycle | Geothermal_steam | Geothermal | IID_Geothermal |  |  |  |  | 2010 | 2050 | 0 | IID | 16 | 1 | 1 | 1 | #VALUE! | 1
| North_Fork_Community_Power | North Fork Community Power | rps | PGE_Valley | PGE_Valley | Pacific Gas and Electric Valley | PGE_Valley | CAISO | 2021-02-22 | 2050-12-31 | 0 | 0% |  | 2 |  |  | Biomassnan | ST_Biomass | Biomass/Wood | CAISO_Biomass |  |  |  |  | 2021 | 2050 | 0 | CAISO | 2 | 0.95 | 1 | 1 | #VALUE! | 1
| North_Hurlburt_Wind | North Hurlburt Wind LLC-1 AKA Shepherds Flat | teppc | TPWR | TPWR | Tacoma Power | BPAT | NW | 2012-03-01 | 2050-12-31 | 132.5 | 100% | 132.5 | 132.5 |  |  | WT-Onshore | wind_onshorewind | Wind | NW_Wind | CAISO | 132.5 |  |  | 2012 | 2050 | 0 | CAISO | 132.5 | 1 | 1 | 1 | #VALUE! | 1
| North_Loop_1 | North Loop 1 | teppc | TEPC | TEPC | Tucson Electric Power Company | TEPC | SW | 1972-12-01 | 2050-12-31 | 25 | 100% | 25 | 25 |  |  | CT-NatGas-Aero | CT_NG | CT | SW_Peaker |  |  |  |  | 1973 | 2050 | 0 | SW | 25 | 1 | 1 | 1 | #VALUE! | 1
| North_Loop_2 | North Loop 2 | teppc | TEPC | TEPC | Tucson Electric Power Company | TEPC | SW | 1972-12-01 | 2050-12-31 | 25 | 100% | 25 | 25 |  |  | CT-NatGas-Aero | CT_NG | CT | SW_Peaker |  |  |  |  | 1973 | 2050 | 0 | SW | 25 | 1 | 1 | 1 | #VALUE! | 1
| North_Loop_3 | North Loop 3 | teppc | TEPC | TEPC | Tucson Electric Power Company | TEPC | SW | 1972-12-01 | 2050-12-31 | 23 | 100% | 23 | 23 |  |  | CT-NatGas-Aero | CT_NG | CT | SW_Peaker |  |  |  |  | 1973 | 2050 | 0 | SW | 23 | 1 | 1 | 1 | #VALUE! | 1
| North_Loop_4 | North Loop 4 | teppc | TEPC | TEPC | Tucson Electric Power Company | TEPC | SW | 2001-07-01 | 2050-12-31 | 21 | 100% | 21 | 21 |  |  | CT-NatGas-Aero | CT_NG | CT | SW_Peaker |  |  |  |  | 2002 | 2050 | 0 | SW | 21 | 1 | 1 | 1 | #VALUE! | 1
| North_Rosamond_Solar__LLC | North Rosamond Solar, LLC | rps | SCE | SCE | Southern California Edison | SCE | CAISO | 2019-04-01 | 2050-12-31 | 160 | 106.7% | 160 | 150 |  |  | Solar PV - Ground mountSolar: Tracking (1 Axis) | 1axPV_sun | Solar_1Axis | CAISO_Solar |  |  |  |  | 2019 | 2050 | 0 | CAISO | 150 | 1 | 1 | 1 | #VALUE! | 1
| Northeast | Northeast 1&2 SwiftPac only 1 gen | teppc | AVA | AVA | Avista Corp. | BPAT | NW | 1978-12-01 | 2050-12-31 | 60 | 100% | 60 | 60 |  |  | CT-NatGas-Aero | CT_NG | CT | NW_Peaker |  |  |  |  | 1979 | 2050 | 0 | NW | 60 | 1 | 1 | 1 | #VALUE! | 1
| Northern_Colorado | Northern Colorado Wind LLC-SIEM¦Northern CO Siemens | teppc | PSCO | PSCO | Public Service Company of Colorado | PSCO | Excluded | 2009-08-25 | 2050-12-31 | 175 | 100% | 175 | 175 |  |  | WT-Onshore | wind_onshorewind | Wind | Excluded_Wind |  |  |  |  | 2010 | 2050 | 0 | Excluded | 175 | 1 | 1 | 1 | #VALUE! | 1
| NorthFork_OR1 | North Fork-1 | teppc | PGE | PGE | Portland General Electric Company | PortlandGE | NW | 1958-12-01 | 2050-12-31 | 19.2 | 100% | 19.2 | 19.2 |  |  | Hydro | Hydro_Standard | Hydro | NW_Hydro |  |  |  |  | 1959 | 2050 | 0 | NW | 19.2 | 1 | 1 | 1 | #VALUE! | 1
| NorthFork_OR2 | North Fork-2 | teppc | PGE | PGE | Portland General Electric Company | PortlandGE | NW | 1958-11-01 | 2050-12-31 | 21.6 | 100% | 21.6 | 21.6 |  |  | Hydro | Hydro_Standard | Hydro | NW_Hydro |  |  |  |  | 1959 | 2050 | 0 | NW | 21.6 | 1 | 1 | 1 | #VALUE! | 1
| NorthValmy1 | North Valmy Station 1 | teppc | SPPC | SPPC | Nevada Power Company | NEVP | SW | 1981-12-01 | 2025-12-31 | 254 | 100% | 254 | 254 |  |  | ST-Coal | Steam_Coal | Coal | SW_Coal |  |  |  |  | 1982 | 2025 | 0 | SW | 254 | 1 | 1 | 1 | #VALUE! | 1
| NorthValmy2 | North Valmy Station 2 | teppc | SPPC | SPPC | Nevada Power Company | NEVP | SW | 1985-05-01 | 2025-12-31 | 268 | 100% | 268 | 268 |  |  | ST-Coal | Steam_Coal | Coal | SW_Coal |  |  |  |  | 1985 | 2025 | 0 | SW | 268 | 1 | 1 | 1 | #VALUE! | 1
| NotchButteGeoBon2 | Notch Butte Hydro-HYD1 a.k.a. Geo Bon #2 | teppc | CISC | CISC | Southern California Edison | SCE | CAISO | 1986-11-15 | 2050-12-31 | 0.93 | 100% | 0.93 | 0.93 |  |  | Hydro | Hydro_Standard | Hydro | CAISO_Hydro |  |  |  |  | 1987 | 2050 | 0 | CAISO | 0.93 | 1 | 1 | 1 | #VALUE! | 1
| NovaJoffreCC_Total | NovaJoffreCC (Total CC Plant) | teppc | AESO | AESO | Alberta Electric System Operator | BCHA_AESO | Excluded | 1999-09-01 | 2050-12-01 | 504 | 100% | 504 | 504 |  |  | CC-AB-Cogen | Cogen_NG | Cogen | Excluded_CHP |  |  |  |  | 2000 | 2050 | 0 | Excluded | 504 | 1 | 1 | 1 | #VALUE! | 1
| NOVATO_6_LNDFL | Redwood Renewable Energy | caiso | PGE_Bay | PGE_Bay | Pacific Gas and Electric Bay | PGE_Bay | CAISO | 2017-05-27 | 2050-12-31 | 3.6 | 92.31% | 3.6 | 3.9 |  |  | RECIPROCATING ENGINE_BIOGAS | Biogas_ | Biogas_LandfillGas | CAISO_Biomass |  |  |  |  | 2017 | 2050 | 0 | CAISO | 3.9 | 1 | 1 | 1 | #VALUE! | 1
| Noxon_Rapids_1 | Noxon Rapids-1 | teppc | AVA | AVA | Avista Corp. | BPAT | NW | 1959-09-01 | 2050-12-31 | 113.9 | 100% | 113.9 | 113.9 |  |  | Hydro | Hydro_Standard | Hydro | NW_Hydro |  |  |  |  | 1960 | 2050 | 0 | NW | 113.9 | 1 | 1 | 1 | #VALUE! | 1
| Noxon_Rapids_2 | Noxon Rapids-2 | teppc | AVA | AVA | Avista Corp. | BPAT | NW | 1959-10-01 | 2050-12-31 | 76.8 | 100% | 76.8 | 76.8 |  |  | Hydro | Hydro_Standard | Hydro | NW_Hydro |  |  |  |  | 1960 | 2050 | 0 | NW | 76.8 | 1 | 1 | 1 | #VALUE! | 1
| Noxon_Rapids_3 | Noxon Rapids-3 | teppc | AVA | AVA | Avista Corp. | BPAT | NW | 1959-12-01 | 2050-12-31 | 113.9 | 100% | 113.9 | 113.9 |  |  | Hydro | Hydro_Standard | Hydro | NW_Hydro |  |  |  |  | 1960 | 2050 | 0 | NW | 113.9 | 1 | 1 | 1 | #VALUE! | 1
| Noxon_Rapids_4 | Noxon Rapids-4 | teppc | AVA | AVA | Avista Corp. | BPAT | NW | 1960-04-01 | 2050-12-31 | 113.8 | 100% | 113.8 | 113.8 |  |  | Hydro | Hydro_Standard | Hydro | NW_Hydro |  |  |  |  | 1960 | 2050 | 0 | NW | 113.8 | 1 | 1 | 1 | #VALUE! | 1
| Noxon_Rapids_5 | Noxon Rapids-5 | teppc | AVA | AVA | Avista Corp. | BPAT | NW | 1977-12-01 | 2050-12-31 | 114 | 100% | 114 | 114 |  |  | Hydro | Hydro_Standard | Hydro | NW_Hydro |  |  |  |  | 1978 | 2050 | 0 | NW | 114 | 1 | 1 | 1 | #VALUE! | 1
| NRG_Avra_Valley | Avra Valley Solar Project (NRG) 1 | teppc | TEPC | TEPC | Tucson Electric Power Company | TEPC | SW | 2012-12-01 | 2050-12-31 | 27 | 100% | 27 | 27 |  |  | SolarPV-Tracking | 1axPV_sun | Solar_1Axis | SW_Solar |  |  |  |  | 2013 | 2050 | 0 | SW | 27 | 1 | 1 | 1 | #VALUE! | 1
| NRGrnWndfallPwr | NRGreen Power Windfall Power-1 | teppc | AESO | AESO | Alberta Electric System Operator | BCHA_AESO | Excluded | 2013-08-01 | 2050-12-31 | 16 | 100% | 16 | 16 |  |  | CT-NatGas-Industrial | CT_NG | CT | Excluded_Peaker |  |  |  |  | 2014 | 2050 | 0 | Excluded | 16 | 1 | 1 | 1 | #VALUE! | 1
| NrthwdGreenPwr | Northwood Green Power-1_Northwood Green Power-1_IPP-NWP | teppc | BCHA | BCHA | British Columbia Transmission Company | BCHA_AESO | Excluded | 2014-03-01 | 2050-03-01 | 60.42 | 100% | 60.42 | 60.42 |  |  | Bio-ST | ST_Biomass | Biomass/Wood | Excluded_Biomass |  |  |  |  | 2014 | 2049 | 0 | Excluded | 60.42 | 1 | 1 | 1 | #VALUE! | 1
| Nucla_1_4 | Nucla 1¦Nucla 2¦Nucla 3¦Nucla ST4 | teppc | PSCO | PSCO | Public Service Company of Colorado | PSCO | Excluded | 1959-12-01 | 2050-12-31 | 110 | 100% | 110 | 110 |  |  | ST-Coal | Steam_Coal | Coal | Excluded_Coal |  |  |  |  | 1960 | 2050 | 0 | Excluded | 110 | 1 | 1 | 1 | #VALUE! | 1
| NVE_IRP_SH_CC | NVE IRP SH CC (Total CC Plant) | teppc | NEVP | NEVP | Nevada Power Company | NEVP | SW | 2025-04-15 | 2050-12-31 | 735 | 100% | 735 | 735 |  |  | CCWhole-NatGas-Industrial | CC_NG | CC | SW_CCGT |  |  |  |  | 2025 | 2050 | 0 | SW | 735 | 1 | 1 | 1 | #VALUE! | 1
| NW_Energy_1 | NW Energy-1_NW Energy-1_IPP-NWE | teppc | BCHA | BCHA | British Columbia Transmission Company | BCHA_AESO | Excluded | 1993-04-01 | 2040-03-31 | 67.69 | 100% | 67.69 | 67.69 |  |  | Bio-ST | ST_Biomass | Biomass/Wood | Excluded_Biomass |  |  |  |  | 1993 | 2039 | 0 | Excluded | 67.69 | 1 | 1 | 1 | #VALUE! | 1
| NW_StaveRiver1 | Northwest Stave River-1_Northwest Stave River-1_IPP-NWS | teppc | BCHA | BCHA | British Columbia Transmission Company | BCHA_AESO | Excluded | 2013-12-01 | 2053-12-01 | 7.2 | 100% | 7.2 | 7.2 |  |  | Hydro | Hydro_Standard | Hydro | Excluded_Hydro |  |  |  |  | 2014 | 2053 | 0 | Excluded | 7.2 | 1 | 1 | 1 | #VALUE! | 1
| NW_StaveRiver2 | Northwest Stave River-2_Northwest Stave River-2_IPP-NWS | teppc | BCHA | BCHA | British Columbia Transmission Company | BCHA_AESO | Excluded | 2013-12-01 | 2053-12-01 | 7.2 | 100% | 7.2 | 7.2 |  |  | Hydro | Hydro_Standard | Hydro | Excluded_Hydro |  |  |  |  | 2014 | 2053 | 0 | Excluded | 7.2 | 1 | 1 | 1 | #VALUE! | 1
| NW_StaveRiver3 | Northwest Stave River-3_Northwest Stave River-3_IPP-NWS | teppc | BCHA | BCHA | British Columbia Transmission Company | BCHA_AESO | Excluded | 2013-12-01 | 2053-12-01 | 3 | 100% | 3 | 3 |  |  | Hydro | Hydro_Standard | Hydro | Excluded_Hydro |  |  |  |  | 2014 | 2053 | 0 | Excluded | 3 | 1 | 1 | 1 | #VALUE! | 1
| NWCSTL_7_UNIT_1 | NEWCASTLE HYDRO | caiso | PGE_Valley | PGE_Valley | Pacific Gas and Electric Valley | PGE_Valley | CAISO | 1986-01-01 | 2050-12-31 | 12 | 100% | 12 | 12 |  |  | n/a | Hydro_Standard | Hydro | CAISO_Hydro |  |  |  |  | 1986 | 2050 | 0 | CAISO | 12 | 1 | 1 | 1 | #VALUE! | 1
| NZWIND_2_WDSTR5 | Windstream 6111 | caiso | PGE_Valley | PGE_Valley | Pacific Gas and Electric Valley | PGE_Valley | CAISO | 1986-01-24 | 2050-12-31 | 6.31 | 100% | 6.31 | 6.31 |  |  | n/a | wind_onshorewind | Wind | CAISO_Wind |  |  |  |  | 1986 | 2050 | 0 | CAISO | 6.31 | 1 | 1 | 1 | #VALUE! | 1
| NZWIND_6_CALWND | Wind Resource I | caiso | SCE | SCE | Southern California Edison | SCE | CAISO | 2012-03-24 | 2050-12-31 | 9 | 100% | 9 | 9 |  |  | n/a | wind_onshorewind | Wind | CAISO_Wind |  |  |  |  | 2012 | 2050 | 0 | CAISO | 9 | 1 | 1 | 1 | #VALUE! | 1
| NZWIND_6_WDSTR | Windstream 39 | caiso | SCE | SCE | Southern California Edison | SCE | CAISO | 1984-02-01 | 2050-12-31 | 3.35 | 100% | 3.35 | 3.35 |  |  | n/a | wind_onshorewind | Wind | CAISO_Wind |  |  |  |  | 1984 | 2050 | 0 | CAISO | 3.35 | 1 | 1 | 1 | #VALUE! | 1
| NZWIND_6_WDSTR2 | Windstream 6040 | caiso | SCE | SCE | Southern California Edison | SCE | CAISO | 1984-09-01 | 2050-12-31 | 4.07 | 100% | 4.07 | 4.07 |  |  | n/a | wind_onshorewind | Wind | CAISO_Wind |  |  |  |  | 1985 | 2050 | 0 | CAISO | 4.07 | 1 | 1 | 1 | #VALUE! | 1
| NZWIND_6_WDSTR3 | Windstream 6041 | caiso | SCE | SCE | Southern California Edison | SCE | CAISO | 1984-12-01 | 2050-12-31 | 3.86 | 100% | 3.86 | 3.86 |  |  | n/a | wind_onshorewind | Wind | CAISO_Wind |  |  |  |  | 1985 | 2050 | 0 | CAISO | 3.86 | 1 | 1 | 1 | #VALUE! | 1
| NZWIND_6_WDSTR4 | Windstream 6042 | caiso | SCE | SCE | Southern California Edison | SCE | CAISO | 1985-10-17 | 2050-12-31 | 6.77 | 100% | 6.77 | 6.77 |  |  | n/a | wind_onshorewind | Wind | CAISO_Wind |  |  |  |  | 1986 | 2050 | 0 | CAISO | 6.77 | 1 | 1 | 1 | #VALUE! | 1
| OAK_C_1_EBMUD | MWWTP PGS 1 - ENGINES | caiso | PGE_Bay | PGE_Bay | Pacific Gas and Electric Bay | PGE_Bay | CAISO | 1991-10-21 | 2050-12-31 | 1.8 | 26.09% | 1.8 | 6.9 |  |  | n/a | Biogas_ | Biogas_LandfillGas | CAISO_Biomass |  |  |  |  | 1992 | 2050 | 0 | CAISO | 6.9 | 1 | 1 | 1 | #VALUE! | 1
| OAK_C_7_UNIT_1 | OAKLAND STATION C GT UNIT 1 | caiso | PGE_Bay | PGE_Bay | Pacific Gas and Electric Bay | PGE_Bay | CAISO | 1978-01-01 | 2050-12-31 | 55 | 100% | 55 | 55 |  |  | CT-OilDistillate | CT_Oil | CT | CAISO_Peaker2 |  |  |  |  | 1978 | 2050 | 0 | CAISO | 55 | 1 | 1 | 1 | #VALUE! | 1
| OAK_C_7_UNIT_2 | OAKLAND STATION C GT UNIT 2 | caiso | PGE_Bay | PGE_Bay | Pacific Gas and Electric Bay | PGE_Bay | CAISO | 1978-01-01 | 2050-12-31 | 55 | 100% | 55 | 55 |  |  | CT-OilDistillate | CT_Oil | CT | CAISO_Peaker2 |  |  |  |  | 1978 | 2050 | 0 | CAISO | 55 | 1 | 1 | 1 | #VALUE! | 1
| OAK_C_7_UNIT_3 | OAKLAND STATION C GT UNIT 3 | caiso | PGE_Bay | PGE_Bay | Pacific Gas and Electric Bay | PGE_Bay | CAISO | 1978-01-01 | 2050-12-31 | 55 | 100% | 55 | 55 |  |  | CT-OilDistillate | CT_Oil | CT | CAISO_Peaker2 |  |  |  |  | 1978 | 2050 | 0 | CAISO | 55 | 1 | 1 | 1 | #VALUE! | 1
| Oak_Grove_1 | Oak Grove-1 | teppc | PGE | PGE | Portland General Electric Company | PortlandGE | NW | 1924-08-01 | 2050-12-31 | 25.5 | 100% | 25.5 | 25.5 |  |  | Hydro | Hydro_Standard | Hydro | NW_Hydro |  |  |  |  | 1925 | 2050 | 0 | NW | 25.5 | 1 | 1 | 1 | #VALUE! | 1
| Oak_Grove_2 | Oak Grove-2 | teppc | PGE | PGE | Portland General Electric Company | PortlandGE | NW | 1931-03-01 | 2050-12-31 | 25.5 | 100% | 25.5 | 25.5 |  |  | Hydro | Hydro_Standard | Hydro | NW_Hydro |  |  |  |  | 1931 | 2050 | 0 | NW | 25.5 | 1 | 1 | 1 | #VALUE! | 1
| OAK_L_1_GTG1 | MWWTP PGS 2 - Turbine | caiso | PGE_Bay | PGE_Bay | Pacific Gas and Electric Bay | PGE_Bay | CAISO |  | 2050-12-31 | 0 | 0% |  | 4.6 |  |  | COMBUSTION TURBINE_BIOGAS | CT_Biomass | Biogas_LandfillGas | CAISO_Biomass |  |  |  |  | 1900 | 2050 | 0 | CAISO | 4.6 | 1 | 1 | 1 | #VALUE! | 1
| OAKWD_6_QF |  | caiso | SCE | SCE | Southern California Edison | SCE | CAISO | 2014-02-07 | 2050-12-31 | 27.87 | 100% | 27.87 | 27.87 |  |  | wind_onshorewind | wind_onshorewind | Wind | CAISO_Wind |  |  |  |  | 2014 | 2050 | 0 | CAISO | 27.87 | 1 | 1 | 1 | #VALUE! | 1
| OAKWD_6_ZEPHWD | Zephyr Park | caiso | SCE | SCE | Southern California Edison | SCE | CAISO | 2014-02-07 | 2050-12-31 | 3.5 | 100% | 3.5 | 3.5 |  |  | n/a | wind_onshorewind | Wind | CAISO_Wind |  |  |  |  | 2014 | 2050 | 0 | CAISO | 3.5 | 1 | 1 | 1 | #VALUE! | 1
| OASIS_6_CREST |  | caiso | SCE | SCE | Southern California Edison | SCE | CAISO |  | 2050-12-31 | 13.5 | 100% | 13.5 | 13.5 |  |  | n/a | 1axPV_sun | Solar_1Axis | CAISO_Solar |  |  |  |  | 1900 | 2050 | 0 | CAISO | 13.5 | 1 | 1 | 1 | #VALUE! | 1
| OASIS_6_GBDSR4 | Green Beanworks D | caiso | SCE | SCE | Southern California Edison | SCE | CAISO | 2018-08-25 | 2050-12-31 | 3 | 100% | 3 | 3 |  |  | PHOTO VOLTAIC_SUN | PVgeneric_sun | Solar_Fixed | CAISO_Solar |  |  |  |  | 2019 | 2050 | 0 | CAISO | 3 | 1 | 1 | 1 | #VALUE! | 1
| OASIS_6_SOLAR1 | Morgan Lancaster I | caiso | SCE | SCE | Southern California Edison | SCE | CAISO | 2015-12-09 | 2050-12-31 | 1.5 | 100% | 1.5 | 1.5 |  |  | n/a | PVgeneric_sun | Solar_Fixed | CAISO_Solar |  |  |  |  | 2016 | 2050 | 0 | CAISO | 1.5 | 1 | 1 | 1 | #VALUE! | 1
| OASIS_6_SOLAR2 | Oasis Solar | caiso | SCE | SCE | Southern California Edison | SCE | CAISO | 2016-01-19 | 2050-12-31 | 20 | 100% | 20 | 20 |  |  | n/a | PVgeneric_sun | Solar_Fixed | CAISO_Solar |  |  |  |  | 2016 | 2050 | 0 | CAISO | 20 | 1 | 1 | 1 | #VALUE! | 1
| OASIS_6_SOLAR3 | Soccer Center | caiso | SCE | SCE | Southern California Edison | SCE | CAISO |  | 2050-12-31 | 3 | 100% | 3 | 3 |  |  | PVgeneric_sun | PVgeneric_sun | Solar_Fixed | CAISO_Solar |  |  |  |  | 1900 | 2050 | 0 | CAISO | 3 | 1 | 1 | 1 | #VALUE! | 1
| OCI_Solar_Lakeside | OCI Solar Lakeside | rps | SDGE | SDG&E | San Diego Gas and Electric | SDGE | CAISO | 2016-03-28 | 2050-12-31 | 2 | 100% | 2 | 2 |  |  | Solar PV - Ground mountSolar: Tracking (2 Axis) | 2axPV_sun | Solar_2Axis | CAISO_Solar |  |  |  |  | 2016 | 2050 | 0 | CAISO | 2 | 1 | 1 | 1 | #VALUE! | 1
| Ocotillo_GT1 | Ocotillo CT GT1 | teppc | AZPS | AZPS | Arizona Public Service Company | AZPS | SW | 1972-05-01 | 2050-12-31 | 62 | 100% | 62 | 62 |  |  | CT-NatGas-Aero | CT_NG | CT | SW_Peaker |  |  |  |  | 1972 | 2050 | 0 | SW | 62 | 1 | 1 | 1 | #VALUE! | 1
| Ocotillo_GT2 | Ocotillo CT GT2 | teppc | AZPS | AZPS | Arizona Public Service Company | AZPS | SW | 1973-07-01 | 2050-12-31 | 62 | 100% | 62 | 62 |  |  | CT-NatGas-Aero | CT_NG | CT | SW_Peaker |  |  |  |  | 1974 | 2050 | 0 | SW | 62 | 1 | 1 | 1 | #VALUE! | 1
| Ocotillo_GT3 | Ocotillo Gas Project GT3 | teppc | AZPS | AZPS | Arizona Public Service Company | AZPS | SW | 2019-01-01 | 2050-12-31 | 104.7 | 100% | 104.7 | 104.7 |  |  | CT-NatGas-Aero | CT_NG | CT | SW_Peaker |  |  |  |  | 2019 | 2050 | 0 | SW | 104.7 | 1 | 1 | 1 | #VALUE! | 1
| Ocotillo_GT4 | Ocotillo Gas Project GT4 | teppc | AZPS | AZPS | Arizona Public Service Company | AZPS | SW | 2019-01-01 | 2050-12-31 | 104.7 | 100% | 104.7 | 104.7 |  |  | CT-NatGas-Aero | CT_NG | CT | SW_Peaker |  |  |  |  | 2019 | 2050 | 0 | SW | 104.7 | 1 | 1 | 1 | #VALUE! | 1
| Ocotillo_GT5 | Ocotillo Gas Project GT5 | teppc | AZPS | AZPS | Arizona Public Service Company | AZPS | SW | 2019-01-01 | 2050-12-31 | 104.7 | 100% | 104.7 | 104.7 |  |  | CT-NatGas-Aero | CT_NG | CT | SW_Peaker |  |  |  |  | 2019 | 2050 | 0 | SW | 104.7 | 1 | 1 | 1 | #VALUE! | 1
| Ocotillo_GT6 | Ocotillo Gas Project GT6 | teppc | AZPS | AZPS | Arizona Public Service Company | AZPS | SW | 2019-01-01 | 2050-12-31 | 104.7 | 100% | 104.7 | 104.7 |  |  | CT-NatGas-Aero | CT_NG | CT | SW_Peaker |  |  |  |  | 2019 | 2050 | 0 | SW | 104.7 | 1 | 1 | 1 | #VALUE! | 1
| Ocotillo_GT7 | Ocotillo Gas Project GT7 | teppc | AZPS | AZPS | Arizona Public Service Company | AZPS | SW | 2019-01-01 | 2050-12-31 | 104.7 | 100% | 104.7 | 104.7 |  |  | CT-NatGas-Aero | CT_NG | CT | SW_Peaker |  |  |  |  | 2019 | 2050 | 0 | SW | 104.7 | 1 | 1 | 1 | #VALUE! | 1
| OCTILO_5_WIND | Ocotillo Wind Energy Facility | caiso | SDGE | SDGE | San Diego Gas and Electric | SDGE | CAISO | 2013-07-30 | 2050-12-31 | 265 | 100% | 265 | 265 |  |  | n/a | wind_onshorewind | Wind | CAISO_Wind |  |  |  |  | 2014 | 2050 | 0 | CAISO | 265 | 1 | 1 | 1 | #VALUE! | 1
| OGROVE_6_PL1X2 | Orange Grove | caiso | SDGE | SDGE | San Diego Gas and Electric | SDGE | CAISO | 2010-06-17 | 2050-12-31 | 96 | 100% | 96 | 96 |  |  | CT-NatGas-Industrial | CT_NG | CT | CAISO_Peaker1 |  |  |  |  | 2010 | 2050 | 0 | CAISO | 96 | 1 | 1 | 1 | #VALUE! | 1
| OILFLD_7_QFUNTS | Nacimiento Hydroelectric Plant | caiso | PGE_Bay | PGE_Bay | Pacific Gas and Electric Bay | PGE_Bay | CAISO | 1987-07-01 | 2050-12-31 | 3.8 | 100% | 3.8 | 3.8 |  |  | n/a | Hydro_Standard | Hydro | CAISO_Hydro |  |  |  |  | 1988 | 2050 | 0 | CAISO | 3.8 | 1 | 1 | 1 | #VALUE! | 1
| Okotoks_Combined_Cycle | Genesee CC | teppc | BCHA | BCHA | British Columbia Transmission Company | BCHA_AESO | Excluded | 2025-01-01 | 2029-12-31 | 249.8 | 100% | 249.8 | 249.8 |  |  | CCWhole-NatGas-Industrial | CC_NG | CC | Excluded_CCGT |  |  |  |  | 2025 | 2029 | 0 | Excluded | 249.8 | 1 | 1 | 1 | #VALUE! | 1
| Oldman_2_2 | Oldman 2-2 | teppc | AESO | AESO | Alberta Electric System Operator | BCHA_AESO | Excluded | 2003-10-01 | 2050-12-01 | 32 | 100% | 32 | 32 |  |  | Hydro | Hydro_Standard | Hydro | Excluded_Hydro |  |  |  |  | 2004 | 2050 | 0 | Excluded | 32 | 1 | 1 | 1 | #VALUE! | 1
| Oldman1_1 | Oldman 1-1 | teppc | AESO | AESO | Alberta Electric System Operator | BCHA_AESO | Excluded | 2003-10-01 | 2050-12-01 | 32 | 100% | 32 | 32 |  |  | Hydro | Hydro_Standard | Hydro | Excluded_Hydro |  |  |  |  | 2004 | 2050 | 0 | Excluded | 32 | 1 | 1 | 1 | #VALUE! | 1
| OldManRiver | Old Man River Wind-1 | teppc | AESO | AESO | Alberta Electric System Operator | BCHA_AESO | Excluded | 2013-11-01 | 2050-12-31 | 46.8 | 100% | 46.8 | 46.8 |  |  | WT-Onshore | wind_onshorewind | Wind | Excluded_Wind |  |  |  |  | 2014 | 2050 | 0 | Excluded | 46.8 | 1 | 1 | 1 | #VALUE! | 1
| OLDRIV_6_BIOGAS | Bidart Old River 1 | caiso | PGE_Valley | PGE_Valley | Pacific Gas and Electric Valley | PGE_Valley | CAISO | 2014-03-10 | 2050-12-31 | 1.71 | 85.5% | 1.71 | 2 |  |  | n/a | Biogas_ | Biogas_LandfillGas | CAISO_Biomass |  |  |  |  | 2014 | 2050 | 0 | CAISO | 2 | 1 | 1 | 1 | #VALUE! | 1
| OLDRIV_6_CESDBM | Ces Dairy Biogas | caiso | PGE_Valley | PGE_Valley | Pacific Gas and Electric Valley | PGE_Valley | CAISO | 2018-02-02 | 2050-12-31 | 0.92 | 92% | 0.92 | 1 |  |  | RECIPROCATING ENGINE_BIOGAS | Biogas_ | Biogas_LandfillGas | CAISO_Biomass |  |  |  |  | 2018 | 2050 | 0 | CAISO | 1 | 1 | 1 | 1 | #VALUE! | 1
| OLDRIV_6_LKVBM1 | Lakeview Dairy Biogas | caiso | PGE_Valley | PGE_Valley | Pacific Gas and Electric Valley | PGE_Valley | CAISO | 2018-02-02 | 2050-12-31 | 0.92 | 92% | 0.92 | 1 |  |  | RECIPROCATING ENGINE_BIOGAS | Biogas_ | Biogas_LandfillGas | CAISO_Biomass |  |  |  |  | 2018 | 2050 | 0 | CAISO | 1 | 1 | 1 | 1 | #VALUE! | 1
| OLDRV1_6_SOLAR | Old River One | caiso | PGE_Valley | PGE_Valley | Pacific Gas and Electric Valley | PGE_Valley | CAISO | 2014-12-30 | 2050-12-31 | 20 | 100% | 20 | 20 |  |  | n/a | PVgeneric_sun | Solar_Fixed | CAISO_Solar |  |  |  |  | 2015 | 2050 | 0 | CAISO | 20 | 1 | 1 | 1 | #VALUE! | 1
| OLINDA_2_COYCRK | MWD Coyote Creek Hydroelectric Recovery | caiso | SCE | SCE | Southern California Edison | SCE | CAISO | 1979-02-21 | 2050-12-31 | 3.13 | 100% | 3.13 | 3.13 |  |  | n/a | Hydro_Standard | Hydro | CAISO_Hydro |  |  |  |  | 1979 | 2050 | 0 | CAISO | 3.13 | 1 | 1 | 1 | #VALUE! | 1
| OLINDA_2_LNDFL2 | Brea Power II | caiso | SCE | SCE | Southern California Edison | SCE | CAISO | 2012-11-01 | 2050-12-31 | 24.78 | 88.19% | 24.78 | 28.1 |  |  | COMBINED CYCLE_BIOGAS | CC_Biogas | Biogas_LandfillGas | CAISO_Biomass |  |  |  |  | 2013 | 2050 | 0 | CAISO | 28.1 | 1 | 1 | 1 | #VALUE! | 1
| OLINDA_2_QF | OLINDA QFS | caiso | SCE | SCE | Southern California Edison | SCE | CAISO | 1984-01-01 | 2050-12-31 | 0.4 | 100% | 0.4 | 0.4 |  |  | n/a | Cogen_NG | Cogen | CAISO_Small_Hydro |  |  |  |  | 1984 | 2050 | 0 | CAISO | 0.4 | 1 | 1 | 1 | #VALUE! | 1
| OLINDA_7_BLKSND | BlackSand Generating Facility | caiso | SCE | SCE | Southern California Edison | SCE | CAISO | 2012-09-01 | 2050-12-31 | 0.37 | 4.625% | 0.37 | 8 |  |  | COMBUSTION TURBINE_WASTE TO POWER | CT_Biomass | Biomass/Wood | CAISO_Biomass |  |  |  |  | 2013 | 2050 | 0 | CAISO | 8 | 1 | 1 | 1 | #VALUE! | 1
| OLINDA_7_LNDFIL | OLINDA_7_LNDFIL | caiso | SCE | SCE | Southern California Edison | SCE | CAISO | 2002-05-01 | 2020-04-30 | 0 | 0% |  | 5.6 |  |  | n/a | ST_Biomass | Biomass/Wood | CAISO_Biomass |  |  |  |  | 2002 | 2019 | 0 | CAISO | 5.6 | 1 | 1 | 1 | #VALUE! | 1
| Olive_O1 | Olive O1 | teppc | LDWP | LDWP | Los Angeles Department of Water and Power | LADWP | LDWP | 1959-10-01 | 2050-12-31 | 44 | 100% | 44 | 44 |  |  | ST-NatGas | ST_NG | Steam | LDWP_ST |  |  |  |  | 1960 | 2050 | 0 | LDWP | 44 | 1 | 1 | 1 | #VALUE! | 1
| Olive_O2 | Olive O2 | teppc | LDWP | LDWP | Los Angeles Department of Water and Power | LADWP | LDWP | 1964-09-01 | 2050-12-31 | 55 | 100% | 55 | 55 |  |  | ST-NatGas | ST_NG | Steam | LDWP_ST |  |  |  |  | 1965 | 2050 | 0 | LDWP | 55 | 1 | 1 | 1 | #VALUE! | 1
| OLIVEP_1_SOLAR | White River Solar | caiso | PGE_Valley | PGE_Valley | Pacific Gas and Electric Valley | PGE_Valley | CAISO | 2013-06-22 | 2050-12-31 | 20 | 100% | 20 | 20 |  |  | n/a | PVgeneric_sun | Solar_Fixed | CAISO_Solar |  |  |  |  | 2013 | 2050 | 0 | CAISO | 20 | 1 | 1 | 1 | #VALUE! | 1
| OLIVEP_1_SOLAR2 | White River West | caiso | PGE_Valley | PGE_Valley | Pacific Gas and Electric Valley | PGE_Valley | CAISO | 2014-10-01 | 2050-12-31 | 19.75 | 100% | 19.75 | 19.75 |  |  | n/a | PVgeneric_sun | Solar_Fixed | CAISO_Solar |  |  |  |  | 2015 | 2050 | 0 | CAISO | 19.75 | 1 | 1 | 1 | #VALUE! | 1
| OLSEN_2_UNIT | OLSEN POWER PARTNERS | caiso | PGE_Valley | PGE_Valley | Pacific Gas and Electric Valley | PGE_Valley | CAISO | 1990-01-03 | 2050-12-31 | 5.8 | 100% | 5.8 | 5.8 |  |  | n/a | Hydro_Standard | Hydro | CAISO_Small_Hydro |  |  |  |  | 1990 | 2050 | 0 | CAISO | 5.8 | 1 | 1 | 1 | #VALUE! | 1
| OMAR_2_UNIT_1 | KERN RIVER COGENERATION CO. UNIT 1 | caiso | SCE | PGE_Valley | Pacific Gas and Electric Valley | PGE_Valley | CAISO | 1985-05-01 | 2050-12-31 | 75.9 | 97.31% | 75.9 | 78 |  |  |  | CT_NG | CT | CAISO_Peaker2 |  |  |  |  | 1985 | 2050 | 0 | CAISO | 78 | 1 | 1 | 1 | #VALUE! | 1
| OMAR_2_UNIT_2 | KERN RIVER COGENERATION CO. UNIT 2 | caiso | SCE | PGE_Valley | Pacific Gas and Electric Valley | PGE_Valley | CAISO | 1985-05-01 | 2050-12-31 | 77.1 | 98.71% | 77.1 | 78.11 |  |  |  | CT_NG | CT | CAISO_Peaker2 |  |  |  |  | 1985 | 2050 | 0 | CAISO | 78.11 | 1 | 1 | 1 | #VALUE! | 1
| OMAR_2_UNIT_3 | KERN RIVER COGENERATION CO. UNIT 3 | caiso | SCE | PGE_Valley | Pacific Gas and Electric Valley | PGE_Valley | CAISO | 1985-05-01 | 2050-12-31 | 79.1 | 97.16% | 79.1 | 81.41 |  |  |  | CT_NG | CT | CAISO_Peaker2 |  |  |  |  | 1985 | 2050 | 0 | CAISO | 81.41 | 1 | 1 | 1 | #VALUE! | 1
| OMAR_2_UNIT_4 |  | caiso | SCE | PGE_Valley | Pacific Gas and Electric Valley | PGE_Valley | CAISO | 1985-05-01 | 2050-12-31 | 81.44 | 100% | 81.44 | 81.44 |  |  |  | Cogen_NG | Cogen | CAISO_CHP |  |  |  |  | 1985 | 2050 | 0 | CAISO | 81.44 | 1 | 1 | 1 | 2025-05-01 | 1
| Oneida_1 | Oneida-1 | teppc | PAID | PAID | Idaho, PACE Utility | IPCO | NW | 1914-12-01 | 2050-12-31 | 10 | 100% | 10 | 10 |  |  | Hydro | Hydro_Standard | Hydro | NW_Hydro |  |  |  |  | 1915 | 2050 | 0 | NW | 10 | 1 | 1 | 1 | #VALUE! | 1
| Oneida_2 | Oneida-2 | teppc | PAID | PAID | Idaho, PACE Utility | IPCO | NW | 1915-12-01 | 2050-12-31 | 10 | 100% | 10 | 10 |  |  | Hydro | Hydro_Standard | Hydro | NW_Hydro |  |  |  |  | 1916 | 2050 | 0 | NW | 10 | 1 | 1 | 1 | #VALUE! | 1
| Oneida_3 | Oneida-3 | teppc | PAID | PAID | Idaho, PACE Utility | IPCO | NW | 1919-12-01 | 2050-12-31 | 10 | 100% | 10 | 10 |  |  | Hydro | Hydro_Standard | Hydro | NW_Hydro |  |  |  |  | 1920 | 2050 | 0 | NW | 10 | 1 | 1 | 1 | #VALUE! | 1
| ONLLPP_6_UNITS | O'NEILL PUMP-GEN (AGGREGATE) | caiso | PGE_Valley | PGE_Valley | Pacific Gas and Electric Valley | PGE_Valley | CAISO | 1967-01-01 | 2050-12-31 | 25.2 | 100% | 25.2 | 25.2 |  |  | n/a | Hydro_PumpedStorage | PSH | CAISO_Existing_Pumped_Storage |  |  |  |  | 1967 | 2050 | 0 | CAISO | 25.2 | 1 | 1 | 1 | #VALUE! | 1
| OpalSpringsHydro1 | Opal Springs Hydro-1 | teppc | PACW | PACW | PacifiCorp – West | PACW | NW | 1985-01-01 | 2050-12-31 | 4.3 | 100% | 4.3 | 4.3 |  |  | Hydro | Hydro_Standard | Hydro | NW_Hydro |  |  |  |  | 1985 | 2050 | 0 | NW | 4.3 | 1 | 1 | 1 | #VALUE! | 1
| Open_Range_Solar__OR_ |  | teppc | IPTV | IPTV | Idaho Treasure Valley | IPCO | NW | 2016-12-31 | 2050-12-31 | 140 | 100% | 140 | 140 |  |  | SolarPV-NonTracking | FixedPV_sun | Solar_Fixed | NW_Solar |  |  |  |  | 2017 | 2050 | 0 | NW | 140 | 1 | 1 | 1 | #VALUE! | 1
| Open_Sky_Dairy_Digester__2 | Open Sky Dairy Digester #2 | rps | PGE_Valley | PGE_Valley | Pacific Gas and Electric Valley | PGE_Valley | CAISO | 2019-02-22 | 2050-12-31 | 0 | 0% |  | 0.8 |  |  | Digester gasnan | Biogas_ | Biogas_LandfillGas | CAISO_Biomass |  |  |  |  | 2019 | 2050 | 0 | CAISO | 0.8 | 1 | 1 | 1 | #VALUE! | 1
| Orchard_Ranch_Solar |  | teppc | CISC | CISC | Southern California Edison | IPCO | NW | 2016-12-31 | 2050-12-31 | 140 | 700% | 140 | 20 |  |  | SolarPV-Tracking | 1axPV_sun | Solar_1Axis | NW_Solar |  |  |  |  | 2017 | 2050 | 0 | NW | 20 | 1 | 1 | 1 | #VALUE! | 1
| Orchard_Wind_1 |  | teppc | PACW | PACW | PacifiCorp – West | PACW | NW | 1950-01-01 | 2050-12-31 | 10 | 100% | 10 | 10 |  |  | WT-Onshore | wind_onshorewind | Wind | NW_Wind |  |  |  |  | 1950 | 2050 | 0 | NW | 10 | 1 | 1 | 1 | #VALUE! | 1
| Orchard_Wind_2 |  | teppc | PACW | PACW | PacifiCorp – West | PACW | NW | 1950-01-01 | 2050-12-31 | 10 | 100% | 10 | 10 |  |  | WT-Onshore | wind_onshorewind | Wind | NW_Wind |  |  |  |  | 1950 | 2050 | 0 | NW | 10 | 1 | 1 | 1 | #VALUE! | 1
| Orchard_Wind_3 |  | teppc | PACW | PACW | PacifiCorp – West | PACW | NW | 1950-01-01 | 2050-12-31 | 10 | 100% | 10 | 10 |  |  | WT-Onshore | wind_onshorewind | Wind | NW_Wind |  |  |  |  | 1950 | 2050 | 0 | NW | 10 | 1 | 1 | 1 | #VALUE! | 1
| Orchard_Wind_4 |  | teppc | PACW | PACW | PacifiCorp – West | PACW | NW | 1950-01-01 | 2050-12-31 | 10 | 100% | 10 | 10 |  |  | WT-Onshore | wind_onshorewind | Wind | NW_Wind |  |  |  |  | 1950 | 2050 | 0 | NW | 10 | 1 | 1 | 1 | #VALUE! | 1
| Orem_Family_Wind |  | teppc | BPAT | BPAT | Bonneville Power Administration – Transmission | BPAT | NW | 1950-01-01 | 2050-12-31 | 10 | 100% | 10 | 10 |  |  | WT-Onshore | wind_onshorewind | Wind | NW_Wind |  |  |  |  | 1950 | 2050 | 0 | NW | 10 | 1 | 1 | 1 | #VALUE! | 1
| SHANDN_2_SBBBM1 | Organic Energy Solutions | rps | SCE | SCE | Southern California Edison | SCE | CAISO | 2020-09-14 | 2050-12-31 | 0 | 0% |  | 2.6 |  |  | Biogasnan | ST_Biomass | Biogas_LandfillGas | CAISO_Biomass |  |  |  |  | 2021 | 2050 | 0 | CAISO | 2.6 | 0.95 | 1 | 1 | #VALUE! | 1
| ORION_WIND |  | teppc | NWMT | NWMT | NorthWestern Energy | NWMT_WAUW | NW | 1950-01-01 | 2050-12-31 | 300.9 | 100% | 300.9 | 300.9 |  |  | WT-Onshore | wind_onshorewind | Wind | NW_Wind |  |  |  |  | 1950 | 2050 | 0 | NW | 300.9 | 1 | 1 | 1 | #VALUE! | 1
| ORLND_6_HIGHLI | High Line Canal Hydro | caiso | PGE_Valley | PGE_Valley | Pacific Gas and Electric Valley | PGE_Valley | CAISO | 2014-06-11 | 2050-12-31 | 0.5 | 100% | 0.5 | 0.5 |  |  | n/a | Hydro_Standard | Hydro | CAISO_Hydro |  |  |  |  | 2014 | 2050 | 0 | CAISO | 0.5 | 1 | 1 | 1 | #VALUE! | 1
| ORLND_6_SOLAR1 | Enerparc California 2 | caiso | PGE_Valley | PGE_Valley | Pacific Gas and Electric Valley | PGE_Valley | CAISO | 2016-03-23 | 2050-12-31 | 1.5 | 100% | 1.5 | 1.5 |  |  | n/a | PVgeneric_sun | Solar_Fixed | CAISO_Solar |  |  |  |  | 2016 | 2050 | 0 | CAISO | 1.5 | 1 | 1 | 1 | #VALUE! | 1
| Ormesa_1_E | Ormesa 1 E | teppc | IID | IID | Imperial Irrigation District | IID | IID | 2010-04-15 | 2050-12-31 | 12.9 | 100% | 12.9 | 12.9 |  |  | Geo-DoubleFlash | Geothermal_steam | Geothermal | IID_Geothermal |  |  |  |  | 2010 | 2050 | 0 | IID | 12.9 | 1 | 1 | 1 | #VALUE! | 1
| Ormesa_1_H | Ormesa 1 H | teppc | IID | IID | Imperial Irrigation District | IID | IID | 2010-04-15 | 2050-12-31 | 12.9 | 100% | 12.9 | 12.9 |  |  | Geo-DoubleFlash | Geothermal_steam | Geothermal | IID_Geothermal |  |  |  |  | 2010 | 2050 | 0 | IID | 12.9 | 1 | 1 | 1 | #VALUE! | 1
| Ormesa_I | Ormesa I ITLU1-2/OE31-31 | teppc | IID | IID | Imperial Irrigation District | IID | IID | 2010-04-15 | 2050-12-31 | 33.5 | 100% | 33.5 | 33.5 |  |  | Geo-DoubleFlash | Geothermal_steam | Geothermal | IID_Geothermal |  |  |  |  | 2010 | 2050 | 0 | IID | 33.5 | 1 | 1 | 1 | #VALUE! | 1
| Ormesa_I_1M | Ormesa I 1M Parasitic Well | teppc | IID | IID | Imperial Irrigation District | IID | IID | 2010-04-15 | 2050-12-31 | 26 | 100% | 26 | 26 |  |  | MotorLoad | Load | Load | IID_Load |  |  |  |  | 2010 | 2050 | 0 | IID | 26 | 1 | 1 | 1 | #VALUE! | 1
| Ormesa_I_E_1M | Ormesa 1 E 1M Parasitic Well | teppc | IID | IID | Imperial Irrigation District | IID | IID | 2010-04-15 | 2050-12-31 | 12 | 100% | 12 | 12 |  |  | MotorLoad | Load | Load | IID_Load |  |  |  |  | 2010 | 2050 | 0 | IID | 12 | 1 | 1 | 1 | #VALUE! | 1
| Ormesa_I_H_1M | Ormesa 1 H 1M Parasitic Well | teppc | IID | IID | Imperial Irrigation District | IID | IID | 2010-04-15 | 2050-12-31 | 6.4 | 100% | 6.4 | 6.4 |  |  | MotorLoad | Load | Load | IID_Load |  |  |  |  | 2010 | 2050 | 0 | IID | 6.4 | 1 | 1 | 1 | #VALUE! | 1
| Ormesa_II_OEC21 | Ormesa Geothermal II OEC21¦Ormat ORMESA_2 unit 1 | teppc | IID | IID | Imperial Irrigation District | IID | IID | 2010-04-15 | 2050-12-31 | 15 | 100% | 15 | 15 |  |  | Geo-BinaryCycle | Geothermal_steam | Geothermal | IID_Geothermal |  |  |  |  | 2010 | 2050 | 0 | IID | 15 | 1 | 1 | 1 | #VALUE! | 1
| Ormesa_II_OEC22 | Ormesa Geothermal II OEC22¦Ormat ORMESA_2 unit 2 | teppc | IID | IID | Imperial Irrigation District | IID | IID | 2010-04-15 | 2050-12-31 | 15 | 100% | 15 | 15 |  |  | Geo-BinaryCycle | Geothermal_steam | Geothermal | IID_Geothermal |  |  |  |  | 2010 | 2050 | 0 | IID | 15 | 1 | 1 | 1 | #VALUE! | 1
| ORMOND_7_UNIT_1 | ORMOND BEACH GEN STA. UNIT 1 | caiso | SCE | SCE | Southern California Edison | SCE | CAISO | 1971-01-01 | 2020-12-31 | 741.27 | 100% | 741.27 | 741.27 |  |  | ST-NatGas | ST_NG | Steam | CAISO_ST |  |  |  |  | 1971 | 2020 | 0 | CAISO | 741.27 | 1 | 1 | 1 | #VALUE! | 1
| ORMOND_7_UNIT_2 | ORMOND BEACH GEN STA. UNIT 2 | caiso | SCE | SCE | Southern California Edison | SCE | CAISO | 1971-01-01 | 2020-12-31 | 750 | 100% | 750 | 750 |  |  | ST-NatGas | ST_NG | Steam | CAISO_ST |  |  |  |  | 1971 | 2020 | 0 | CAISO | 750 | 1 | 1 | 1 | #VALUE! | 1
| ORNI33__LLC | ORNI33, LLC | rps | IID | SDG&E | San Diego Gas and Electric | SDGE | CAISO | 2021-07-01 | 2050-12-31 | 20 | 100% | 20 | 20 |  |  | Solar PV - Ground mountSolar: Fixed Tilt | FixedPV_sun | Solar_Fixed | CAISO_Solar |  |  |  |  | 2022 | 2050 | 0 | CAISO | 20 | 0.95 | 1 | 1 | #VALUE! | 1
| OROLOM_1_SOLAR1 | Oro Loma Solar 1 | caiso | PGE_Valley | PGE_Valley | Pacific Gas and Electric Valley | PGE_Valley | CAISO | 2017-01-01 | 2050-12-31 | 10 | 100% | 10 | 10 |  |  | PVgeneric_sun | PVgeneric_sun | Solar_Fixed | CAISO_Solar |  |  |  |  | 2017 | 2050 | 0 | CAISO | 10 | 1 | 1 | 1 | #VALUE! | 1
| OROLOM_1_SOLAR2 | Oro Loma Solar 2 | caiso | PGE_Valley | PGE_Valley | Pacific Gas and Electric Valley | PGE_Valley | CAISO | 2017-01-26 | 2050-12-31 | 10 | 100% | 10 | 10 |  |  | PVgeneric_sun | PVgeneric_sun | Solar_Fixed | CAISO_Solar |  |  |  |  | 2017 | 2050 | 0 | CAISO | 10 | 1 | 1 | 1 | #VALUE! | 1
| OROVIL_6_UNIT | Oroville Cogeneration, LP | caiso | PGE_Valley | PGE_Valley | Pacific Gas and Electric Valley | PGE_Valley | CAISO | 1989-12-18 | 2050-12-31 | 7.5 | 100% | 7.5 | 7.5 |  |  | ICE-NatGas | Cogen_NG | Cogen | CAISO_CHP |  |  |  |  | 1990 | 2050 | 0 | CAISO | 7.5 | 1 | 1 | 1 | #VALUE! | 1
| ORTGA_6_ME1SL1 | Merced 1 | caiso | PGE_Valley | PGE_Valley | Pacific Gas and Electric Valley | PGE_Valley | CAISO |  | 2050-12-31 | 3 | 100% | 3 | 3 |  |  | PHOTO VOLTAIC_SUN | PVgeneric_sun | Solar_Fixed | CAISO_Solar |  |  |  |  | 1900 | 2050 | 0 | CAISO | 3 | 1 | 1 | 1 | #VALUE! | 1
| OTAY_6_LNDFL5 | Otay 5 | caiso | SDGE | SDGE | San Diego Gas and Electric | SDGE | CAISO | 2014-03-14 | 2019-12-13 | 0 | 0% |  | 1.5 |  |  | n/a | Biogas_ | Biogas_LandfillGas | CAISO_Biomass |  |  |  |  | 2014 | 2019 | 0 | CAISO | 1.5 | 1 | 1 | 1 | #VALUE! | 1
| OTAY_6_LNDFL6 | Otay 6 | caiso | SDGE | SDGE | San Diego Gas and Electric | SDGE | CAISO | 2014-03-14 | 2019-12-13 | 0 | 0% |  | 1.5 |  |  | n/a | Biogas_ | Biogas_LandfillGas | CAISO_Biomass |  |  |  |  | 2014 | 2019 | 0 | CAISO | 1.5 | 1 | 1 | 1 | #VALUE! | 1
| OTAY_6_PL1X2 | Chula Vista Energy Center, LLC | caiso | SDGE | SDGE | San Diego Gas and Electric | SDGE | CAISO | 2006-06-08 | 2050-12-31 | 35.5 | 100% | 35.5 | 35.5 |  |  | CT-NatGas-Aero | CT_NG | CT | CAISO_Peaker2 |  |  |  |  | 2006 | 2050 | 0 | CAISO | 35.5 | 1 | 1 | 1 | #VALUE! | 1
| OTAY_6_UNITB1 | OTAY LANDFILL UNITS AGGREGATE | caiso | SDGE | SDGE | San Diego Gas and Electric | SDGE | CAISO | 1987-01-01 | 2019-12-13 | 2.21 | 73.67% | 2.21 | 3 |  |  | n/a | Biogas_ | Biogas_LandfillGas | CAISO_Biomass |  |  |  |  | 1987 | 2019 | 0 | CAISO | 3 | 1 | 1 | 1 | #VALUE! | 1
| OtayLF1 | OTAY LANDFILL UNIT 1_22604 | teppc | CISC | CISC | Southern California Edison | SCE | CAISO | 1987-01-01 | 2050-12-31 | 0 | 0% |  | 1.88 |  |  | Bio-ICE | ICE_Biomass | Biomass/Wood | CAISO_Biomass |  |  |  |  | 1987 | 2050 | 0 | CAISO | 1.88 | 1 | 1 | 1 | #VALUE! | 1
| OtayLF3 | Otay-OTA3_22604 | teppc | CISC | CISC | Southern California Edison | SCE | CAISO | 2007-03-08 | 2050-12-31 | 0 | 0% |  | 3.75 |  |  | Bio-ICE | ICE_Biomass | Biomass/Wood | CAISO_Biomass |  |  |  |  | 2007 | 2050 | 0 | CAISO | 3.75 | 1 | 1 | 1 | #VALUE! | 1
| Otero_County | PNM Otero County Solar (Tularosa Solar Energy Center) OTE1 | teppc | PNM | PNM | Public Service Company of New Mexico | PNM_EPE | SW | 2009-10-03 | 2050-12-31 | 7.5 | 100% | 7.5 | 7.5 |  |  | SolarPV-NonTracking | FixedPV_sun | Solar_Fixed | SW_Solar |  |  |  |  | 2010 | 2050 | 0 | SW | 7.5 | 1 | 1 | 1 | #VALUE! | 1
| OTMESA_2_PL1X3 | OTAY MESA ENERGY CENTER | caiso | SDGE | SDGE | San Diego Gas and Electric | SDGE | CAISO | 2009-10-03 | 2050-12-31 | 603.6 | 99.99% | 603.6 | 603.68 |  |  | CCWhole-NatGas-Industrial | CC_NG | CC | CAISO_CCGT1 |  |  |  |  | 2010 | 2050 | 0 | CAISO | 603.68 | 1 | 1 | 1 | #VALUE! | 1
| OutbackChristms | Outback Solar At Christmas Valley-PV1 | teppc | PNM | PNM | Public Service Company of New Mexico | PNM_EPE | SW | 2012-10-12 | 2050-12-31 | 5 | 100% | 5 | 5 |  |  | SolarPV-NonTracking | FixedPV_sun | Solar_Fixed | SW_Solar |  |  |  |  | 2013 | 2050 | 0 | SW | 5 | 1 | 1 | 1 | #VALUE! | 1
| OwyheeDam | Owyhee Dam Power Project-GEN1_61023 | teppc | IPFE | IPFE | Idaho Far East | IPCO | NW | 1985-08-10 | 2050-12-31 | 5 | 100% | 5 | 5 |  |  | Hydro | Hydro_Standard | Hydro | NW_Hydro |  |  |  |  | 1986 | 2050 | 0 | NW | 5 | 1 | 1 | 1 | #VALUE! | 1
| Oxbow__OR__1 | Oxbow (OR)-1 | teppc | IPTV | IPTV | Idaho Treasure Valley | IPCO | NW | 1961-07-01 | 2050-12-31 | 55.4 | 100% | 55.4 | 55.4 |  |  | Hydro | Hydro_Standard | Hydro | NW_Hydro |  |  |  |  | 1962 | 2050 | 0 | NW | 55.4 | 1 | 1 | 1 | #VALUE! | 1
| Oxbow__OR__2 | Oxbow (OR)-2 | teppc | IPTV | IPTV | Idaho Treasure Valley | IPCO | NW | 1961-07-01 | 2050-12-31 | 55.4 | 100% | 55.4 | 55.4 |  |  | Hydro | Hydro_Standard | Hydro | NW_Hydro |  |  |  |  | 1962 | 2050 | 0 | NW | 55.4 | 1 | 1 | 1 | #VALUE! | 1
| Oxbow__OR__3 | Oxbow (OR)-3 | teppc | IPTV | IPTV | Idaho Treasure Valley | IPCO | NW | 1961-09-01 | 2050-12-31 | 55.4 | 100% | 55.4 | 55.4 |  |  | Hydro | Hydro_Standard | Hydro | NW_Hydro |  |  |  |  | 1962 | 2050 | 0 | NW | 55.4 | 1 | 1 | 1 | #VALUE! | 1
| Oxbow__OR__4 | Oxbow (OR)-4 | teppc | IPTV | IPTV | Idaho Treasure Valley | IPCO | NW | 1961-11-01 | 2050-12-31 | 55.4 | 100% | 55.4 | 55.4 |  |  | Hydro | Hydro_Standard | Hydro | NW_Hydro |  |  |  |  | 1962 | 2050 | 0 | NW | 55.4 | 1 | 1 | 1 | #VALUE! | 1
| OXBOW_6_DRUM | OXBOW HYDRO | caiso | PGE_Valley | PGE_Valley | Pacific Gas and Electric Valley | PGE_Valley | CAISO | 1966-01-01 | 2050-12-31 | 5.8 | 100% | 5.8 | 5.8 |  |  | n/a | Hydro_Standard | Hydro | CAISO_Hydro |  |  |  |  | 1966 | 2050 | 0 | CAISO | 5.8 | 1 | 1 | 1 | #VALUE! | 1
| OXMTN_6_LNDFIL | Ox Mountain Landfill Generating Plant | caiso | PGE_Bay | PGE_Bay | Pacific Gas and Electric Bay | PGE_Bay | CAISO | 2009-04-01 | 2050-12-31 | 10.14 | 95.48% | 10.14 | 10.62 |  |  | n/a | Biogas_ | Biogas_LandfillGas | CAISO_Biomass |  |  |  |  | 2009 | 2050 | 0 | CAISO | 10.62 | 1 | 1 | 1 | #VALUE! | 1
| Packwood | Packwood-1 | teppc | BPAT | BPAT | Bonneville Power Administration – Transmission | BPAT | NW | 1964-04-01 | 2050-12-31 | 27.5 | 100% | 27.5 | 27.5 |  |  | Hydro | Hydro_Standard | Hydro | NW_Hydro |  |  |  |  | 1964 | 2050 | 0 | NW | 27.5 | 1 | 1 | 1 | #VALUE! | 1
| PACLUM_6_UNIT | Humboldt Redwood | caiso | PGE_Bay | PGE_Bay | Pacific Gas and Electric Bay | PGE_Bay | CAISO | 1986-03-22 | 2050-12-31 | 20.12 | 69.86% | 20.12 | 28.8 |  |  | n/a | ST_Biomass | Biomass/Wood | CAISO_Biomass |  |  |  |  | 1986 | 2050 | 0 | CAISO | 28.8 | 1 | 1 | 1 | #VALUE! | 1
| PACW_1 |  | teppc | PACW | PACW | PacifiCorp – West | PACW | NW | 1950-01-01 | 2050-12-31 | 6.6 | 100% | 6.6 | 6.6 |  |  | Solar | PVgeneric_sun | Solar_Fixed | NW_Solar |  |  |  |  | 1950 | 2050 | 0 | NW | 6.6 | 1 | 1 | 1 | #VALUE! | 1
| PACW_10 |  | teppc | PACW | PACW | PacifiCorp – West | PACW | NW | 1950-01-01 | 2050-12-31 | 10 | 100% | 10 | 10 |  |  | Solar | PVgeneric_sun | Solar_Fixed | NW_Solar |  |  |  |  | 1950 | 2050 | 0 | NW | 10 | 1 | 1 | 1 | #VALUE! | 1
| PACW_11 |  | teppc | PACW | PACW | PacifiCorp – West | PACW | NW | 1950-01-01 | 2050-12-31 | 10 | 100% | 10 | 10 |  |  | Solar | PVgeneric_sun | Solar_Fixed | NW_Solar |  |  |  |  | 1950 | 2050 | 0 | NW | 10 | 1 | 1 | 1 | #VALUE! | 1
| PACW_12 |  | teppc | PACW | PACW | PacifiCorp – West | PACW | NW | 1950-01-01 | 2050-12-31 | 8 | 100% | 8 | 8 |  |  | Solar | PVgeneric_sun | Solar_Fixed | NW_Solar |  |  |  |  | 1950 | 2050 | 0 | NW | 8 | 1 | 1 | 1 | #VALUE! | 1
| PACW_13 |  | teppc | PACW | PACW | PacifiCorp – West | PACW | NW | 1950-01-01 | 2050-12-31 | 10 | 100% | 10 | 10 |  |  | Solar | PVgeneric_sun | Solar_Fixed | NW_Solar |  |  |  |  | 1950 | 2050 | 0 | NW | 10 | 1 | 1 | 1 | #VALUE! | 1
| PACW_2 |  | teppc | PACW | PACW | PacifiCorp – West | PACW | NW | 1950-01-01 | 2050-12-31 | 4.8 | 100% | 4.8 | 4.8 |  |  | Solar | PVgeneric_sun | Solar_Fixed | NW_Solar |  |  |  |  | 1950 | 2050 | 0 | NW | 4.8 | 1 | 1 | 1 | #VALUE! | 1
| PACW_3 |  | teppc | PACW | PACW | PacifiCorp – West | PACW | NW | 1950-01-01 | 2050-12-31 | 10 | 100% | 10 | 10 |  |  | Solar | PVgeneric_sun | Solar_Fixed | NW_Solar |  |  |  |  | 1950 | 2050 | 0 | NW | 10 | 1 | 1 | 1 | #VALUE! | 1
| PACW_4 |  | teppc | PACW | PACW | PacifiCorp – West | PACW | NW | 1950-01-01 | 2050-12-31 | 9.9 | 100% | 9.9 | 9.9 |  |  | Solar | PVgeneric_sun | Solar_Fixed | NW_Solar |  |  |  |  | 1950 | 2050 | 0 | NW | 9.9 | 1 | 1 | 1 | #VALUE! | 1
| PACW_5 |  | teppc | PACW | PACW | PacifiCorp – West | PACW | NW | 1950-01-01 | 2050-12-31 | 8.5 | 100% | 8.5 | 8.5 |  |  | Solar | PVgeneric_sun | Solar_Fixed | NW_Solar |  |  |  |  | 1950 | 2050 | 0 | NW | 8.5 | 1 | 1 | 1 | #VALUE! | 1
| PACW_6 |  | teppc | PACW | PACW | PacifiCorp – West | PACW | NW | 1950-01-01 | 2050-12-31 | 10 | 100% | 10 | 10 |  |  | Solar | PVgeneric_sun | Solar_Fixed | NW_Solar |  |  |  |  | 1950 | 2050 | 0 | NW | 10 | 1 | 1 | 1 | #VALUE! | 1
| PACW_7 |  | teppc | PACW | PACW | PacifiCorp – West | PACW | NW | 1950-01-01 | 2050-12-31 | 9.9 | 100% | 9.9 | 9.9 |  |  | Solar | PVgeneric_sun | Solar_Fixed | NW_Solar |  |  |  |  | 1950 | 2050 | 0 | NW | 9.9 | 1 | 1 | 1 | #VALUE! | 1
| PACW_8 |  | teppc | PACW | PACW | PacifiCorp – West | PACW | NW | 1950-01-01 | 2050-12-31 | 10 | 100% | 10 | 10 |  |  | Solar | PVgeneric_sun | Solar_Fixed | NW_Solar |  |  |  |  | 1950 | 2050 | 0 | NW | 10 | 1 | 1 | 1 | #VALUE! | 1
| PACW_9 |  | teppc | PACW | PACW | PacifiCorp – West | PACW | NW | 1950-01-01 | 2050-12-31 | 10 | 100% | 10 | 10 |  |  | Solar | PVgeneric_sun | Solar_Fixed | NW_Solar |  |  |  |  | 1950 | 2050 | 0 | NW | 10 | 1 | 1 | 1 | #VALUE! | 1
| PADUA_2_ONTARO | ONTARIO/SIERRA HYDRO PSP | caiso | SCE | SCE | Southern California Edison | SCE | CAISO | 1902-01-01 | 2050-12-31 | 1.92 | 100% | 1.92 | 1.92 |  |  | n/a | Hydro_Standard | Hydro | CAISO_Small_Hydro |  |  |  |  | 1902 | 2050 | 0 | CAISO | 1.92 | 1 | 1 | 1 | #VALUE! | 1
| PADUA_2_SOLAR1 | Kona Solar - Rancho DC #1 | caiso | SCE | SCE | Southern California Edison | SCE | CAISO | 2015-06-02 | 2050-12-31 | 1.75 | 100% | 1.75 | 1.75 |  |  | n/a | PVgeneric_sun | Solar_Fixed | CAISO_Solar |  |  |  |  | 2015 | 2050 | 0 | CAISO | 1.75 | 1 | 1 | 1 | #VALUE! | 1
| PADUA_6_MWDSDM | San Dimas Hydroelectric Recovery Plant | caiso | SCE | SCE | Southern California Edison | SCE | CAISO | 1981-01-01 | 2050-12-31 | 9.9 | 100% | 9.9 | 9.9 |  |  | n/a | Hydro_Standard | Hydro | CAISO_Hydro |  |  |  |  | 1981 | 2050 | 0 | CAISO | 9.9 | 1 | 1 | 1 | #VALUE! | 1
| PADUA_6_QF | PADUA QFS | caiso | SCE | SCE | Southern California Edison | SCE | CAISO | 1984-01-01 | 2050-12-31 | 1.82 | 100% | 1.82 | 1.82 |  |  | n/a | Cogen_NG | Cogen | CAISO_Small_Hydro |  |  |  |  | 1984 | 2050 | 0 | CAISO | 1.82 | 1 | 1 | 1 | #VALUE! | 1
| PADUA_7_SDIMAS | San Dimas Wash Hydro | caiso | SCE | SCE | Southern California Edison | SCE | CAISO | 1986-01-28 | 2050-12-31 | 1.05 | 100% | 1.05 | 1.05 |  |  | n/a | Hydro_Standard | Hydro | CAISO_Small_Hydro |  |  |  |  | 1986 | 2050 | 0 | CAISO | 1.05 | 1 | 1 | 1 | #VALUE! | 1
| PAIGES_6_SOLAR | Paige Solar | caiso | PGE_Valley | PGE_Valley | Pacific Gas and Electric Valley | PGE_Valley | CAISO |  | 2050-12-31 | 20 | 100% | 20 | 20 |  |  | PVgeneric_sun | PVgeneric_sun | Solar_Fixed | CAISO_Solar |  |  |  |  | 1900 | 2050 | 0 | CAISO | 20 | 1 | 1 | 1 | #VALUE! | 1
| PALALT_7_COBUG | Cooperatively Owned Back Up Generator | caiso | PGE_Bay | PGE_Bay | Pacific Gas and Electric Bay | PGE_Bay | CAISO | 2007-10-15 | 2050-12-31 | 4.5 | 100% | 4.5 | 4.5 |  |  | n/a | CT_NG | CT | CAISO_Peaker2 |  |  |  |  | 2008 | 2050 | 0 | CAISO | 4.5 | 1 | 1 | 1 | #VALUE! | 1
| Palisades_1 | Palisades-1 | teppc | PAID | PAID | Idaho, PACE Utility | IPCO | NW | 1957-08-01 | 2050-12-31 | 44.1 | 100% | 44.1 | 44.1 |  |  | Hydro | Hydro_Standard | Hydro | NW_Hydro |  |  |  |  | 1958 | 2050 | 0 | NW | 44.1 | 1 | 1 | 1 | #VALUE! | 1
| Palisades_2 | Palisades-2 | teppc | PAID | PAID | Idaho, PACE Utility | IPCO | NW | 1957-05-01 | 2050-12-31 | 44.1 | 100% | 44.1 | 44.1 |  |  | Hydro | Hydro_Standard | Hydro | NW_Hydro |  |  |  |  | 1957 | 2050 | 0 | NW | 44.1 | 1 | 1 | 1 | #VALUE! | 1
| Palisades_3 | Palisades-3 | teppc | PAID | PAID | Idaho, PACE Utility | IPCO | NW | 1957-02-01 | 2050-12-31 | 44.1 | 100% | 44.1 | 44.1 |  |  | Hydro | Hydro_Standard | Hydro | NW_Hydro |  |  |  |  | 1957 | 2050 | 0 | NW | 44.1 | 1 | 1 | 1 | #VALUE! | 1
| Palisades_4 | Palisades-4 | teppc | PAID | PAID | Idaho, PACE Utility | IPCO | NW | 1958-05-01 | 2050-12-31 | 44.1 | 100% | 44.1 | 44.1 |  |  | Hydro | Hydro_Standard | Hydro | NW_Hydro |  |  |  |  | 1958 | 2050 | 0 | NW | 44.1 | 1 | 1 | 1 | #VALUE! | 1
| Palo_Verde_1 | Palo Verde 1 | teppc | TH_PV | TH_PV | Palo Verde and Arlington Valley and Harquahala CC and Redhawk | AZPS | SW | 1986-01-01 | 2046-12-31 | 1311 | 100% | 1311 | 1311 |  |  | ST-Nuclear | ST_Nuclear | Nuclear | SW_Nuclear |  |  |  |  | 1986 | 2046 | 0 | SW | 1311 | 1 | 1 | 1 | #VALUE! | 1
| Palo_Verde_2 | Palo Verde 2 | teppc | TH_PV | TH_PV | Palo Verde and Arlington Valley and Harquahala CC and Redhawk | AZPS | SW | 1986-09-01 | 2047-12-31 | 1314 | 100% | 1314 | 1314 |  |  | ST-Nuclear | ST_Nuclear | Nuclear | SW_Nuclear |  |  |  |  | 1987 | 2047 | 0 | SW | 1314 | 1 | 1 | 1 | #VALUE! | 1
| Palo_Verde_3 | Palo Verde 3 | teppc | TH_PV | TH_PV | Palo Verde and Arlington Valley and Harquahala CC and Redhawk | AZPS | SW | 1988-01-01 | 2048-12-31 | 373 | 100% | 373 | 373 |  |  | ST-Nuclear | ST_Nuclear | Nuclear | SW_Nuclear |  |  |  |  | 1988 | 2048 | 0 | SW | 373 | 1 | 1 | 1 | #VALUE! | 1
| Palo_Verde_3_LADWP_slice | Palo Verde 3 | teppc | TH_PV | TH_PV | Palo Verde and Arlington Valley and Harquahala CC and Redhawk | AZPS | LDWP | 1988-01-01 | 2048-12-31 | 407 | 100% | 407 | 407 |  |  | ST-Nuclear | ST_Nuclear | Nuclear | LDWP_Nuclear |  |  |  |  | 1988 | 2048 | 0 | LDWP | 407 | 1 | 1 | 1 | #VALUE! | 1
| PALOMR_2_PL1X3 | Palomar Energy Center | caiso | SDGE | SDGE | San Diego Gas and Electric | SDGE | CAISO | 2006-03-31 | 2050-12-31 | 590.2017 | 98.37% | 590.2017 | 600 |  |  | CCWhole-NatGas-Industrial | CC_NG | CC | CAISO_CCGT1 |  |  |  |  | 2006 | 2050 | 0 | CAISO | 600 | 1 | 1 | 1 | #VALUE! | 1
| Palouse_1 | Palouse-1 | teppc | AVA | AVA | Avista Corp. | BPAT | NW | 2012-12-13 | 2050-12-31 | 105 | 100% | 105 | 105 |  |  | WT-Onshore | wind_onshorewind | Wind | NW_Wind |  |  |  |  | 2013 | 2050 | 0 | NW | 105 | 1 | 1 | 1 | #VALUE! | 1
| PANDOL_6_UNIT | Covanta Delano, Inc. | caiso | SCE | PGE_Valley | Pacific Gas and Electric Valley | PGE_Valley | CAISO | 1990-01-01 | 2019-04-10 | 46.12 | 94.12% | 46.12 | 49 |  |  | n/a | ST_Biomass | Biomass/Wood | CAISO_Biomass |  |  |  |  | 1990 | 2018 | 0 | CAISO | 49 | 1 | 1 | 1 | #VALUE! | 1
| PANSEA_1_PANARO |  | caiso | SCE | SCE | Southern California Edison | SCE | CAISO | 1998-12-31 | 2050-12-31 | 30 | 100% | 30 | 30 |  |  | n/a | wind_onshorewind | Wind | CAISO_Wind |  |  |  |  | 1999 | 2050 | 0 | CAISO | 30 | 1 | 1 | 1 | #VALUE! | 1
| PARDEB_6_UNITS | Pardee Power House | caiso | PGE_Bay | PGE_Bay | Pacific Gas and Electric Bay | PGE_Bay | CAISO | 1930-01-01 | 2050-12-31 | 30 | 100% | 30 | 30 |  |  | n/a | Hydro_Standard | Hydro | CAISO_Hydro |  |  |  |  | 1930 | 2050 | 0 | CAISO | 30 | 1 | 1 | 1 | #VALUE! | 1
| Parker_Dam_1 | Parker Dam 1 | teppc | WALC | WALC | Western Area Power Administration, Lower Colorado Region | WALC | SW | 1942-12-01 | 2050-12-31 | 30 | 100% | 30 | 30 |  |  | Hydro | Hydro_Standard | Hydro | SW_Hydro |  |  |  |  | 1943 | 2050 | 0 | SW | 30 | 1 | 1 | 1 | #VALUE! | 1
| Parker_Dam_2 | Parker Dam 2 | teppc | WALC | WALC | Western Area Power Administration, Lower Colorado Region | WALC | SW | 1981-09-23 | 2050-12-31 | 30 | 100% | 30 | 30 |  |  | Hydro | Hydro_Standard | Hydro | SW_Hydro |  |  |  |  | 1982 | 2050 | 0 | SW | 30 | 1 | 1 | 1 | #VALUE! | 1
| Parker_Dam_3 | Parker Dam 3 | teppc | WALC | WALC | Western Area Power Administration, Lower Colorado Region | WALC | SW | 1943-01-01 | 2050-12-31 | 30 | 100% | 30 | 30 |  |  | Hydro | Hydro_Standard | Hydro | SW_Hydro |  |  |  |  | 1943 | 2050 | 0 | SW | 30 | 1 | 1 | 1 | #VALUE! | 1
| Parker_Dam_4 | Parker Dam 4 | teppc | WALC | WALC | Western Area Power Administration, Lower Colorado Region | WALC | SW | 1942-12-01 | 2050-12-31 | 30 | 100% | 30 | 30 |  |  | Hydro | Hydro_Standard | Hydro | SW_Hydro |  |  |  |  | 1943 | 2050 | 0 | SW | 30 | 1 | 1 | 1 | #VALUE! | 1
| ParqueEolico | Parque Eolico Rumorosa-1 | teppc | CISC | CISC | Southern California Edison | SCE | CAISO | 2010-10-01 | 2050-12-01 | 10 | 100% | 10 | 10 |  |  | WT-Onshore | wind_onshorewind | Wind | CAISO_Wind |  |  |  |  | 2011 | 2050 | 0 | CAISO | 10 | 1 | 1 | 1 | #VALUE! | 1
| PAT_DIST_PV | Juwi Solar Inc. PVTX (JSI PV) | teppc | EPE | EPE | El Paso Electric Company | PNM_EPE | SW | 2014-12-30 | 2044-12-31 | 10 | 100% | 10 | 10 |  |  | SolarPV-Tracking | 1axPV_sun | Solar_1Axis | SW_Solar |  |  |  |  | 2015 | 2044 | 0 | SW | 10 | 1 | 1 | 1 | #VALUE! | 1
| PaTu_Wind | PaTu Wind Farm LLC-PATU | teppc | TPWR | TPWR | Tacoma Power | BPAT | NW | 2011-01-01 | 2050-12-31 | 9 | 100% | 9 | 9 |  |  | WT-Onshore | wind_onshorewind | Wind | NW_Wind |  |  |  |  | 2011 | 2050 | 0 | NW | 9 | 1 | 1 | 1 | #VALUE! | 1
| Patua_1A1 | Patua Geothermal Project Phase 1A-1¦PATUA-1 | teppc | SPPC | SPPC | Nevada Power Company | NEVP | SW | 2013-12-01 | 2050-12-31 | 12 | 100% | 12 | 12 |  |  | Geo-BinaryCycle | Geothermal_steam | Geothermal | SW_Geothermal |  |  |  |  | 2014 | 2050 | 0 | SW | 12 | 1 | 1 | 1 | #VALUE! | 1
| Patua_1A3 | Patua Geothermal Project Phase 1A 3¦PATUA-2 | teppc | SPPC | SPPC | Nevada Power Company | NEVP | SW | 2013-12-01 | 2050-12-31 | 12 | 100% | 12 | 12 |  |  | Geo-BinaryCycle | Geothermal_steam | Geothermal | SW_Geothermal |  |  |  |  | 2014 | 2050 | 0 | SW | 12 | 1 | 1 | 1 | #VALUE! | 1
| Patua_1A5 | Patua Geothermal Project Phase 1A 5¦PATUA-3 | teppc | SPPC | SPPC | Nevada Power Company | NEVP | SW | 2013-12-01 | 2050-12-31 | 12 | 100% | 12 | 12 |  |  | Geo-BinaryCycle | Geothermal_steam | Geothermal | SW_Geothermal |  |  |  |  | 2014 | 2050 | 0 | SW | 12 | 1 | 1 | 1 | #VALUE! | 1
| Pawnee_1 | Pawnee 1 | teppc | PSCO | PSCO | Public Service Company of Colorado | PSCO | Excluded | 1981-11-01 | 2041-12-31 | 505 | 100% | 505 | 505 |  |  | ST-Coal | Steam_Coal | Coal | Excluded_Coal |  |  |  |  | 1982 | 2041 | 0 | Excluded | 505 | 1 | 1 | 1 | #VALUE! | 1
| Pawnee_CC_Plant | Pawnee Future Whole Combined Cycle Plant | teppc | PSCO | PSCO | Public Service Company of Colorado | PSCO | Excluded | 2024-12-01 | 2050-12-31 | 530 | 100% | 530 | 530 |  |  | CCWhole-NatGas-SingleShaft | CC_NG | CC | Excluded_CCGT |  |  |  |  | 2025 | 2050 | 0 | Excluded | 530 | 1 | 1 | 1 | #VALUE! | 1
| PaynesFerry | Paynes Ferry-PFWP | teppc | IPFE | IPFE | Idaho Far East | IPCO | NW | 2010-12-21 | 2050-12-31 | 21 | 100% | 21 | 21 |  |  | WT-Onshore | wind_onshorewind | Wind | NW_Wind |  |  |  |  | 2011 | 2050 | 0 | NW | 21 | 1 | 1 | 1 | #VALUE! | 1
| Payson_86_1 | Payson-86-1 | teppc | PAUT | PAUT | Utah, PACE Utility | PACE | NW | 1988-06-01 | 2050-12-31 | 2.65 | 100% | 2.65 | 2.65 |  |  | ICE-NatGas | ICE_NG | ICE | NW_Peaker |  |  |  |  | 1988 | 2050 | 0 | NW | 2.65 | 1 | 1 | 1 | #VALUE! | 1
| Payson_86_2 | Payson-86-2 | teppc | PAUT | PAUT | Utah, PACE Utility | PACE | NW | 1988-06-01 | 2050-12-31 | 2.65 | 100% | 2.65 | 2.65 |  |  | ICE-NatGas | ICE_NG | ICE | NW_Peaker |  |  |  |  | 1988 | 2050 | 0 | NW | 2.65 | 1 | 1 | 1 | #VALUE! | 1
| Payson_86_3 | Payson-86-3 | teppc | PAUT | PAUT | Utah, PACE Utility | PACE | NW | 1995-08-01 | 2050-12-31 | 2.5 | 100% | 2.5 | 2.5 |  |  | ICE-NatGas | ICE_NG | ICE | NW_Peaker |  |  |  |  | 1996 | 2050 | 0 | NW | 2.5 | 1 | 1 | 1 | #VALUE! | 1
| Payson_86_4 | Payson-86-4 | teppc | PAUT | PAUT | Utah, PACE Utility | PACE | NW | 1995-04-01 | 2050-12-31 | 2 | 100% | 2 | 2 |  |  | ICE-NatGas | ICE_NG | ICE | NW_Peaker |  |  |  |  | 1995 | 2050 | 0 | NW | 2 | 1 | 1 | 1 | #VALUE! | 1
| PBLOSM_2_SOLAR | PearBlossom | caiso | SCE | SCE | Southern California Edison | SCE | CAISO |  | 2050-12-31 | 9.5 | 100% | 9.5 | 9.5 |  |  | PVgeneric_sun | PVgeneric_sun | Solar_Fixed | CAISO_Solar |  |  |  |  | 1900 | 2050 | 0 | CAISO | 9.5 | 1 | 1 | 1 | #VALUE! | 1
| PdteJuarez05 | Pdte. Juarez-5 | teppc | CFE | CFE | Comisión Federal de Electricidad | CFE | Excluded | 1991-08-01 | 2050-12-31 | 160 | 100% | 160 | 160 |  |  | ST-NatGas | ST_NG | Steam | Excluded_ST |  |  |  |  | 1992 | 2050 | 0 | Excluded | 160 | 1 | 1 | 1 | #VALUE! | 1
| PdteJuarez06 | Pdte. Juarez-6 | teppc | CFE | CFE | Comisión Federal de Electricidad | CFE | Excluded | 1992-06-01 | 2050-12-31 | 160 | 100% | 160 | 160 |  |  | ST-NatGas | ST_NG | Steam | Excluded_ST |  |  |  |  | 1992 | 2050 | 0 | Excluded | 160 | 1 | 1 | 1 | #VALUE! | 1
| PdteJuarez07 | Pdte.Juarez-7 | teppc | CFE | CFE | Comisión Federal de Electricidad | CFE | Excluded | 1999-06-01 | 2050-12-31 | 147.85 | 100% | 147.85 | 147.85 |  |  | CT-NatGas-Industrial | CT_NG | CT | Excluded_Peaker |  |  |  |  | 1999 | 2050 | 0 | Excluded | 147.85 | 1 | 1 | 1 | #VALUE! | 1
| PdteJuarez08_CC | Pdte. Juarez-8 | teppc | CFE | CFE | Comisión Federal de Electricidad | CFE | Excluded | 2001-07-01 | 2050-12-31 | 241.2 | 100% | 241.2 | 241.2 |  |  | CCWhole-NatGas-SingleShaft | CC_NG | CC | Excluded_CCGT |  |  |  |  | 2002 | 2050 | 0 | Excluded | 241.2 | 1 | 1 | 1 | #VALUE! | 1
| PdteJuarez09_CC | Pdte. Juarez-9 | teppc | CFE | CFE | Comisión Federal de Electricidad | CFE | Excluded | 2001-07-01 | 2050-12-31 | 241.2 | 100% | 241.2 | 241.2 |  |  | CCWhole-NatGas-SingleShaft | CC_NG | CC | Excluded_CCGT |  |  |  |  | 2002 | 2050 | 0 | Excluded | 241.2 | 1 | 1 | 1 | #VALUE! | 1
| PdteJuarezCC_Total | PdteJuarezCC (Total CC Plant) | teppc | CFE | CFE | Comisión Federal de Electricidad | CFE | Excluded | 2009-07-01 | 2050-12-01 | 277 | 100% | 277 | 277 |  |  | CCWhole-NatGas-Industrial | CC_NG | CC | Excluded_CCGT |  |  |  |  | 2010 | 2050 | 0 | Excluded | 277 | 1 | 1 | 1 | #VALUE! | 1
| PdteJuarezGT1 | Pdte.Juarez GT-1 | teppc | CFE | CFE | Comisión Federal de Electricidad | CFE | Excluded | 1982-07-01 | 2050-12-31 | 28 | 100% | 28 | 28 |  |  | CT-NatGas-Industrial | CT_NG | CT | Excluded_Peaker |  |  |  |  | 1983 | 2050 | 0 | Excluded | 28 | 1 | 1 | 1 | #VALUE! | 1
| PdteJuarezGT2 | Pdte.Juarez GT-2 | teppc | CFE | CFE | Comisión Federal de Electricidad | CFE | Excluded | 1982-08-01 | 2050-12-31 | 28 | 100% | 28 | 28 |  |  | CT-NatGas-Industrial | CT_NG | CT | Excluded_Peaker |  |  |  |  | 1983 | 2050 | 0 | Excluded | 28 | 1 | 1 | 1 | #VALUE! | 1
| PEABDY_2_LNDFIL | G2 Energy Hay Road Power Plant | caiso | PGE_Valley | PGE_Valley | Pacific Gas and Electric Valley | PGE_Valley | CAISO | 2013-07-09 | 2050-12-31 | 1.5 | 93.75% | 1.5 | 1.6 |  |  | n/a | Biogas_ | Biogas_LandfillGas | CAISO_Biomass |  |  |  |  | 2014 | 2050 | 0 | CAISO | 1.6 | 1 | 1 | 1 | #VALUE! | 1
| PEABDY_2_LNDFL1 | Potrero Hills Energy Producers | caiso | PGE_Bay | PGE_Bay | Pacific Gas and Electric Bay | PGE_Bay | CAISO | 2016-04-07 | 2050-12-31 | 6.65 | 83.12% | 6.65 | 8 |  |  | n/a | Biogas_ | Biogas_LandfillGas | CAISO_Biomass |  |  |  |  | 2016 | 2050 | 0 | CAISO | 8 | 1 | 1 | 1 | #VALUE! | 1
| Peace_Canyon_1 | Peace Canyon-1_Peace Canyon-1_BCH-PCN | teppc | BCHA | BCHA | British Columbia Transmission Company | BCHA_AESO | Excluded | 1980-01-01 | 2033-03-31 | 175 | 100% | 175 | 175 |  |  | Hydro | Hydro_Standard | Hydro | Excluded_Hydro |  |  |  |  | 1980 | 2032 | 0 | Excluded | 175 | 1 | 1 | 1 | #VALUE! | 1
| Peace_Canyon_2 | Peace Canyon-2_Peace Canyon-2_BCH-PCN | teppc | BCHA | BCHA | British Columbia Transmission Company | BCHA_AESO | Excluded | 1980-01-01 | 2033-03-31 | 175 | 100% | 175 | 175 |  |  | Hydro | Hydro_Standard | Hydro | Excluded_Hydro |  |  |  |  | 1980 | 2032 | 0 | Excluded | 175 | 1 | 1 | 1 | #VALUE! | 1
| Peace_Canyon_3 | Peace Canyon-3_Peace Canyon-3_BCH-PCN | teppc | BCHA | BCHA | British Columbia Transmission Company | BCHA_AESO | Excluded | 1980-01-01 | 2033-03-31 | 175 | 100% | 175 | 175 |  |  | Hydro | Hydro_Standard | Hydro | Excluded_Hydro |  |  |  |  | 1980 | 2032 | 0 | Excluded | 175 | 1 | 1 | 1 | #VALUE! | 1
| Peace_Canyon_4 | Peace Canyon-4_Peace Canyon-4_BCH-PCN | teppc | BCHA | BCHA | British Columbia Transmission Company | BCHA_AESO | Excluded | 1980-01-01 | 2033-03-31 | 175 | 100% | 175 | 175 |  |  | Hydro | Hydro_Standard | Hydro | Excluded_Hydro |  |  |  |  | 1980 | 2032 | 0 | Excluded | 175 | 1 | 1 | 1 | #VALUE! | 1
| Peak_View_Rattlsnake | Peak View Wind Energy Farm¦Rattlesnake Wind | teppc | PSCO | PSCO | Public Service Company of Colorado | PSCO | Excluded | 2016-10-01 | 2050-12-31 | 60 | 100% | 60 | 60 |  |  | WT-Onshore | wind_onshorewind | Wind | Excluded_Wind |  |  |  |  | 2017 | 2050 | 0 | Excluded | 60 | 1 | 1 | 1 | #VALUE! | 1
| PebbleSprings | Pebble Springs Wind LLC-1 | teppc | TPWR | TPWR | Tacoma Power | BPAT | NW | 2009-04-01 | 2050-12-31 | 98.7 | 100% | 98.7 | 98.7 |  |  | WT-Onshore | wind_onshorewind | Wind | NW_Wind | CAISO | 19.74 |  |  | 2009 | 2050 | 78.96 | CAISO | 19.74 | 1 | 1 | 1 | #VALUE! | 1
| PEC_Headworks_1 | PEC Headworks-1 | teppc | GCPD | GCPD | Grant County Public Utility District | BPAT | NW | 1990-09-01 | 2050-12-31 | 6.6 | 100% | 6.6 | 6.6 |  |  | Hydro | Hydro_Standard | Hydro | NW_Hydro |  |  |  |  | 1991 | 2050 | 0 | NW | 6.6 | 1 | 1 | 1 | #VALUE! | 1
| Peetz_Table_1 | Peetz Table Wind Energy GE¦PTZLOGN2 | teppc | PSCO | PSCO | Public Service Company of Colorado | PSCO | Excluded | 2008-01-01 | 2050-12-01 | 120 | 100% | 120 | 120 |  |  | WT-Onshore | wind_onshorewind | Wind | Excluded_Wind |  |  |  |  | 2008 | 2050 | 0 | Excluded | 120 | 1 | 1 | 1 | #VALUE! | 1
| Peetz_Table_2 | Peetz Table Wind Energy GE¦PTZLOGN3 | teppc | PSCO | PSCO | Public Service Company of Colorado | PSCO | Excluded | 2008-01-01 | 2050-12-01 | 79.5 | 100% | 79.5 | 79.5 |  |  | WT-Onshore | wind_onshorewind | Wind | Excluded_Wind |  |  |  |  | 2008 | 2050 | 0 | Excluded | 79.5 | 1 | 1 | 1 | #VALUE! | 1
| Pelton_1 | Pelton-1 | teppc | PGE | PGE | Portland General Electric Company | PortlandGE | NW | 1957-12-01 | 2050-12-31 | 45 | 100% | 45 | 45 |  |  | Hydro | Hydro_Standard | Hydro | NW_Hydro |  |  |  |  | 1958 | 2050 | 0 | NW | 45 | 1 | 1 | 1 | #VALUE! | 1
| Pelton_2 | Pelton-2 | teppc | PGE | PGE | Portland General Electric Company | PortlandGE | NW | 1958-03-01 | 2050-12-31 | 32.4 | 100% | 32.4 | 32.4 |  |  | Hydro | Hydro_Standard | Hydro | NW_Hydro |  |  |  |  | 1958 | 2050 | 0 | NW | 32.4 | 1 | 1 | 1 | #VALUE! | 1
| Pelton_3 | Pelton-3 | teppc | PGE | PGE | Portland General Electric Company | PortlandGE | NW | 1958-04-01 | 2050-12-31 | 32.4 | 100% | 32.4 | 32.4 |  |  | Hydro | Hydro_Standard | Hydro | NW_Hydro |  |  |  |  | 1958 | 2050 | 0 | NW | 32.4 | 1 | 1 | 1 | #VALUE! | 1
| PembinaRedwater | Pembina Redwater-1 | teppc | BCHA | BCHA | British Columbia Transmission Company | BCHA_AESO | Excluded | 2015-07-01 | 2050-12-31 | 46 | 100% | 46 | 46 |  |  | CT-NatGas-Industrial | CT_NG | CT | Excluded_Peaker |  |  |  |  | 2016 | 2050 | 0 | Excluded | 46 | 1 | 1 | 1 | #VALUE! | 1
| PEORIA_1_SOLAR | Sonora 1 | caiso | PGE_Valley | PGE_Valley | Pacific Gas and Electric Valley | PGE_Valley | CAISO | 2013-12-23 | 2050-12-31 | 1.5 | 100% | 1.5 | 1.5 |  |  | n/a | PVgeneric_sun | Solar_Fixed | CAISO_Solar |  |  |  |  | 2014 | 2050 | 0 | CAISO | 1.5 | 1 | 1 | 1 | #VALUE! | 1
| Perrin_Ranch_CedarMt | Perrin Ranch Wind Energy Center GEN1¦Cedar Mountain Wind 1 | teppc | AZPS | AZPS | Arizona Public Service Company | AZPS | SW | 2012-01-01 | 2050-12-31 | 100.8 | 100% | 100.8 | 100.8 |  |  | WT-Onshore | wind_onshorewind | Wind | SW_Wind |  |  |  |  | 2012 | 2050 | 0 | SW | 100.8 | 1 | 1 | 1 | #VALUE! | 1
| PGP_Bio | PGP Bio Energy Project-1_PGP Bio Energy Project-1_IPP-PGP | teppc | BCHA | BCHA | British Columbia Transmission Company | BCHA_AESO | Excluded | 2009-08-11 | 2040-09-14 | 60.6 | 100% | 60.6 | 60.6 |  |  | Bio-ST | ST_Biomass | Biomass/Wood | Excluded_Biomass |  |  |  |  | 2010 | 2040 | 0 | Excluded | 60.6 | 1 | 1 | 1 | #VALUE! | 1
| PHOENX_1_UNIT | PHOENIX PH | caiso | PGE_Valley | PGE_Valley | Pacific Gas and Electric Valley | PGE_Valley | CAISO | 1940-01-01 | 2050-12-31 | 2 | 100% | 2 | 2 |  |  | n/a | Hydro_Standard | Hydro | CAISO_Small_Hydro |  |  |  |  | 1940 | 2050 | 0 | CAISO | 2 | 1 | 1 | 1 | #VALUE! | 1
| PHP_2_2 | PHP 2-2 | teppc | PGE | PGE | Portland General Electric Company | PortlandGE | NW | 1982-02-01 | 2050-12-31 | 11.8 | 100% | 11.8 | 11.8 |  |  | Hydro | Hydro_Standard | Hydro | NW_Hydro |  |  |  |  | 1982 | 2050 | 0 | NW | 11.8 | 1 | 1 | 1 | #VALUE! | 1
| PHP1_1 | PHP 1-1 | teppc | PGE | PGE | Portland General Electric Company | PortlandGE | NW | 1982-02-01 | 2050-12-31 | 23.7 | 100% | 23.7 | 23.7 |  |  | Hydro | Hydro_Standard | Hydro | NW_Hydro |  |  |  |  | 1982 | 2050 | 0 | NW | 23.7 | 1 | 1 | 1 | #VALUE! | 1
| Pigeon_Cove_1 | Pigeon Cove-1 | teppc | IPFE | IPFE | Idaho Far East | IPCO | NW | 1984-10-31 | 2050-12-31 | 1.89 | 100% | 1.89 | 1.89 |  |  | Hydro | Hydro_Standard | Hydro | NW_Hydro |  |  |  |  | 1985 | 2050 | 0 | NW | 1.89 | 1 | 1 | 1 | #VALUE! | 1
| Pilgrim_Stage | Pilgrim Stage Wind Park-PSWP | teppc | IPMV | IPMV | Idaho Magic Valley | IPCO | NW | 2010-12-27 | 2050-12-31 | 10.5 | 100% | 10.5 | 10.5 |  |  | WT-Onshore | wind_onshorewind | Wind | NW_Wind |  |  |  |  | 2011 | 2050 | 0 | NW | 10.5 | 1 | 1 | 1 | #VALUE! | 1
| Pilot_Knob_1 | Pilot Knob 1 | teppc | IID | IID | Imperial Irrigation District | IID | IID | 2008-06-01 | 2050-12-01 | 16.5 | 100% | 16.5 | 16.5 |  |  | Hydro | Hydro_Standard | Hydro | IID_Hydro |  |  |  |  | 2008 | 2050 | 0 | IID | 16.5 | 1 | 1 | 1 | #VALUE! | 1
| Pilot_Knob_2 | Pilot Knob 2 | teppc | IID | IID | Imperial Irrigation District | IID | IID | 1991-12-01 | 2050-12-31 | 16.5 | 100% | 16.5 | 16.5 |  |  | Hydro | Hydro_Standard | Hydro | IID_Hydro |  |  |  |  | 1992 | 2050 | 0 | IID | 16.5 | 1 | 1 | 1 | #VALUE! | 1
| Pine_Tree_Solar | Pine Tree Solar Project 1 | teppc | LDWP | LDWP | Los Angeles Department of Water and Power | LADWP | LDWP | 2013-03-01 | 2050-12-31 | 8.5 | 100% | 8.5 | 8.5 |  |  | SolarPV-NonTracking | FixedPV_sun | Solar_Fixed | LDWP_Solar |  |  |  |  | 2013 | 2050 | 0 | LDWP | 8.5 | 1 | 1 | 1 | #VALUE! | 1
| Pine_Tree_Wind | Pine Tree Wind Power Project-1 | teppc | LDWP | LDWP | Los Angeles Department of Water and Power | LADWP | LDWP | 2009-07-01 | 2050-12-31 | 120 | 100% | 120 | 120 |  |  | WT-Onshore | wind_onshorewind | Wind | LDWP_Wind |  |  |  |  | 2010 | 2050 | 0 | LDWP | 120 | 1 | 1 | 1 | #VALUE! | 1
| PINFLT_7_UNITS | PINE FLAT HYDRO AGGREGATE | caiso | PGE_Valley | PGE_Valley | Pacific Gas and Electric Valley | PGE_Valley | CAISO | 1984-01-01 | 2050-12-31 | 210 | 100% | 210 | 210 |  |  | n/a | Hydro_Standard | Hydro | CAISO_Hydro |  |  |  |  | 1984 | 2050 | 0 | CAISO | 210 | 1 | 1 | 1 | #VALUE! | 1
| Pingston_1 | Pingston-1_Pingston-1_IPP-PIN | teppc | BCHA | BCHA | British Columbia Transmission Company | BCHA_AESO | Excluded | 2003-05-08 | 2043-05-08 | 15 | 100% | 15 | 15 |  |  | Hydro | Hydro_Standard | Hydro | Excluded_Hydro |  |  |  |  | 2003 | 2042 | 0 | Excluded | 15 | 1 | 1 | 1 | #VALUE! | 1
| Pingston_2 | Pingston-2_Pingston-2_IPP-PIN | teppc | BCHA | BCHA | British Columbia Transmission Company | BCHA_AESO | Excluded | 2003-05-08 | 2043-05-08 | 15 | 100% | 15 | 15 |  |  | Hydro | Hydro_Standard | Hydro | Excluded_Hydro |  |  |  |  | 2003 | 2042 | 0 | Excluded | 15 | 1 | 1 | 1 | #VALUE! | 1
| Pingston_3 | Pingston-3_Pingston-3_IPP-PIN | teppc | BCHA | BCHA | British Columbia Transmission Company | BCHA_AESO | Excluded | 2003-05-08 | 2043-05-08 | 15 | 100% | 15 | 15 |  |  | Hydro | Hydro_Standard | Hydro | Excluded_Hydro |  |  |  |  | 2003 | 2042 | 0 | Excluded | 15 | 1 | 1 | 1 | #VALUE! | 1
| PIOPIC_2_CTG1 |  | caiso | SDGE | SDGE | San Diego Gas and Electric | SDGE | CAISO | 2014-05-01 | 2050-12-31 | 111.3 | 100% | 111.3 | 111.3 |  |  | CT-NatGas-Aero | CT_NG | CT | CAISO_Peaker1 |  |  |  |  | 2014 | 2050 | 0 | CAISO | 111.3 | 1 | 1 | 1 | #VALUE! | 1
| PIOPIC_2_CTG2 |  | caiso | SDGE | SDGE | San Diego Gas and Electric | SDGE | CAISO | 2014-05-01 | 2050-12-31 | 112.7 | 100% | 112.7 | 112.7 |  |  | CT-NatGas-Aero | CT_NG | CT | CAISO_Peaker1 |  |  |  |  | 2014 | 2050 | 0 | CAISO | 112.7 | 1 | 1 | 1 | #VALUE! | 1
| PIOPIC_2_CTG3 |  | caiso | SDGE | SDGE | San Diego Gas and Electric | SDGE | CAISO | 2014-05-01 | 2050-12-31 | 112 | 100% | 112 | 112 |  |  | CT-NatGas-Aero | CT_NG | CT | CAISO_Peaker1 |  |  |  |  | 2014 | 2050 | 0 | CAISO | 112 | 1 | 1 | 1 | #VALUE! | 1
| PIT1_6_FRIVRA | Fall River Mills Project A | caiso | PGE_Valley | PGE_Valley | Pacific Gas and Electric Valley | PGE_Valley | CAISO | 2014-03-05 | 2050-12-31 | 1.5 | 100% | 1.5 | 1.5 |  |  | n/a | PVgeneric_sun | Solar_Fixed | CAISO_Solar |  |  |  |  | 2014 | 2050 | 0 | CAISO | 1.5 | 1 | 1 | 1 | #VALUE! | 1
| PIT1_7_UNIT_1 | PIT PH 1 UNIT 1 | caiso | PGE_Valley | PGE_Valley | Pacific Gas and Electric Valley | PGE_Valley | CAISO | 1922-01-01 | 2050-12-31 | 32 | 100% | 32 | 32 |  |  | n/a | Hydro_Standard | Hydro | CAISO_Hydro |  |  |  |  | 1922 | 2050 | 0 | CAISO | 32 | 1 | 1 | 1 | #VALUE! | 1
| PIT1_7_UNIT_2 | PIT PH 1 UNIT 2 | caiso | PGE_Valley | PGE_Valley | Pacific Gas and Electric Valley | PGE_Valley | CAISO | 1922-01-01 | 2050-12-31 | 32 | 100% | 32 | 32 |  |  | n/a | Hydro_Standard | Hydro | CAISO_Hydro |  |  |  |  | 1922 | 2050 | 0 | CAISO | 32 | 1 | 1 | 1 | #VALUE! | 1
| PIT3_7_PL1X3 | PIT PH 3 UNITS 1, 2 & 3 AGGREGATE | caiso | PGE_Valley | PGE_Valley | Pacific Gas and Electric Valley | PGE_Valley | CAISO | 1925-01-01 | 2050-12-31 | 70.6 | 100% | 70.6 | 70.6 |  |  | n/a | Hydro_Standard | Hydro | CAISO_Hydro |  |  |  |  | 1925 | 2050 | 0 | CAISO | 70.6 | 1 | 1 | 1 | #VALUE! | 1
| PIT4_7_PL1X2 | PIT PH 4 UNITS 1 & 2 AGGREGATE | caiso | PGE_Valley | PGE_Valley | Pacific Gas and Electric Valley | PGE_Valley | CAISO | 1955-01-01 | 2050-12-31 | 95 | 100% | 95 | 95 |  |  | n/a | Hydro_Standard | Hydro | CAISO_Hydro |  |  |  |  | 1955 | 2050 | 0 | CAISO | 95 | 1 | 1 | 1 | #VALUE! | 1
| PIT5_7_PL1X2 | PIT PH 5 UNITS 1 & 2 AGGREGATE | caiso | PGE_Valley | PGE_Valley | Pacific Gas and Electric Valley | PGE_Valley | CAISO | 1944-01-01 | 2050-12-31 | 82 | 100% | 82 | 82 |  |  | n/a | Hydro_Standard | Hydro | CAISO_Hydro |  |  |  |  | 1944 | 2050 | 0 | CAISO | 82 | 1 | 1 | 1 | #VALUE! | 1
| PIT5_7_PL3X4 | PIT PH 5 UNITS 3 & 4 AGGREGATE | caiso | PGE_Valley | PGE_Valley | Pacific Gas and Electric Valley | PGE_Valley | CAISO | 1944-01-01 | 2050-12-31 | 82 | 100% | 82 | 82 |  |  | n/a | Hydro_Standard | Hydro | CAISO_Hydro |  |  |  |  | 1944 | 2050 | 0 | CAISO | 82 | 1 | 1 | 1 | #VALUE! | 1
| PIT5_7_QFUNTS |  | caiso | PGE_Valley | PGE_Valley | Pacific Gas and Electric Valley | PGE_Valley | CAISO | 1987-08-15 | 2050-12-31 | 1.1 | 100% | 1.1 | 1.1 |  |  | n/a | Hydro_Standard | Hydro | CAISO_Hydro |  |  |  |  | 1988 | 2050 | 0 | CAISO | 1.1 | 1 | 1 | 1 | #VALUE! | 1
| PIT6_7_UNIT_1 | PIT PH 6 UNIT 1 | caiso | PGE_Valley | PGE_Valley | Pacific Gas and Electric Valley | PGE_Valley | CAISO | 1965-01-01 | 2050-12-31 | 39 | 100% | 39 | 39 |  |  | n/a | Hydro_Standard | Hydro | CAISO_Hydro |  |  |  |  | 1965 | 2050 | 0 | CAISO | 39 | 1 | 1 | 1 | #VALUE! | 1
| PIT6_7_UNIT_2 | PIT PH 6 UNIT 2 | caiso | PGE_Valley | PGE_Valley | Pacific Gas and Electric Valley | PGE_Valley | CAISO | 1965-01-01 | 2050-12-31 | 40 | 100% | 40 | 40 |  |  | n/a | Hydro_Standard | Hydro | CAISO_Hydro |  |  |  |  | 1965 | 2050 | 0 | CAISO | 40 | 1 | 1 | 1 | #VALUE! | 1
| PIT7_7_UNIT_1 | PIT PH 7 UNIT 1 | caiso | PGE_Valley | PGE_Valley | Pacific Gas and Electric Valley | PGE_Valley | CAISO | 1965-01-01 | 2050-12-31 | 55.7 | 100% | 55.7 | 55.7 |  |  | n/a | Hydro_Standard | Hydro | CAISO_Hydro |  |  |  |  | 1965 | 2050 | 0 | CAISO | 55.7 | 1 | 1 | 1 | #VALUE! | 1
| PIT7_7_UNIT_2 | PIT PH 7 UNIT 2 | caiso | PGE_Valley | PGE_Valley | Pacific Gas and Electric Valley | PGE_Valley | CAISO | 1965-01-01 | 2050-12-31 | 54.6 | 100% | 54.6 | 54.6 |  |  | n/a | Hydro_Standard | Hydro | CAISO_Hydro |  |  |  |  | 1965 | 2050 | 0 | CAISO | 54.6 | 1 | 1 | 1 | #VALUE! | 1
| PLACVL_1_CHILIB | Chili Bar Hydro | caiso | PGE_Valley | PGE_Valley | Pacific Gas and Electric Valley | PGE_Valley | CAISO | 1965-01-01 | 2050-12-31 | 8.4 | 100% | 8.4 | 8.4 |  |  | n/a | Hydro_Standard | Hydro | CAISO_Small_Hydro |  |  |  |  | 1965 | 2050 | 0 | CAISO | 8.4 | 1 | 1 | 1 | #VALUE! | 1
| PLACVL_1_RCKCRE | Rock Creek Hydro | caiso | PGE_Valley | PGE_Valley | Pacific Gas and Electric Valley | PGE_Valley | CAISO | 1986-04-24 | 2050-12-31 | 5 | 100% | 5 | 5 |  |  | n/a | Hydro_Standard | Hydro | CAISO_Small_Hydro |  |  |  |  | 1986 | 2050 | 0 | CAISO | 5 | 1 | 1 | 1 | #VALUE! | 1
| Plains_End_1_G01 | Plains End GEN1 | teppc | PSCO | PSCO | Public Service Company of Colorado | PSCO | Excluded | 2002-05-01 | 2050-12-31 | 5.5 | 100% | 5.5 | 5.5 |  |  | ICE-NatGas | ICE_NG | ICE | Excluded_Reciprocating_Engine |  |  |  |  | 2002 | 2050 | 0 | Excluded | 5.5 | 1 | 1 | 1 | #VALUE! | 1
| Plains_End_1_G02 | Plains End GEN2 | teppc | PSCO | PSCO | Public Service Company of Colorado | PSCO | Excluded | 2002-05-01 | 2050-12-31 | 5.5 | 100% | 5.5 | 5.5 |  |  | ICE-NatGas | ICE_NG | ICE | Excluded_Reciprocating_Engine |  |  |  |  | 2002 | 2050 | 0 | Excluded | 5.5 | 1 | 1 | 1 | #VALUE! | 1
| Plains_End_1_G03 | Plains End GEN3 | teppc | PSCO | PSCO | Public Service Company of Colorado | PSCO | Excluded | 2002-05-01 | 2050-12-31 | 5.5 | 100% | 5.5 | 5.5 |  |  | ICE-NatGas | ICE_NG | ICE | Excluded_Reciprocating_Engine |  |  |  |  | 2002 | 2050 | 0 | Excluded | 5.5 | 1 | 1 | 1 | #VALUE! | 1
| Plains_End_1_G04 | Plains End GEN4 | teppc | PSCO | PSCO | Public Service Company of Colorado | PSCO | Excluded | 2002-05-01 | 2050-12-31 | 5.5 | 100% | 5.5 | 5.5 |  |  | ICE-NatGas | ICE_NG | ICE | Excluded_Reciprocating_Engine |  |  |  |  | 2002 | 2050 | 0 | Excluded | 5.5 | 1 | 1 | 1 | #VALUE! | 1
| Plains_End_1_G05 | Plains End GEN5 | teppc | PSCO | PSCO | Public Service Company of Colorado | PSCO | Excluded | 2002-05-01 | 2050-12-31 | 5.5 | 100% | 5.5 | 5.5 |  |  | ICE-NatGas | ICE_NG | ICE | Excluded_Reciprocating_Engine |  |  |  |  | 2002 | 2050 | 0 | Excluded | 5.5 | 1 | 1 | 1 | #VALUE! | 1
| Plains_End_1_G06 | Plains End GEN6 | teppc | PSCO | PSCO | Public Service Company of Colorado | PSCO | Excluded | 2002-05-01 | 2050-12-31 | 5.5 | 100% | 5.5 | 5.5 |  |  | ICE-NatGas | ICE_NG | ICE | Excluded_Reciprocating_Engine |  |  |  |  | 2002 | 2050 | 0 | Excluded | 5.5 | 1 | 1 | 1 | #VALUE! | 1
| Plains_End_1_G07 | Plains End GEN7 | teppc | PSCO | PSCO | Public Service Company of Colorado | PSCO | Excluded | 2002-05-01 | 2050-12-31 | 5.5 | 100% | 5.5 | 5.5 |  |  | ICE-NatGas | ICE_NG | ICE | Excluded_Reciprocating_Engine |  |  |  |  | 2002 | 2050 | 0 | Excluded | 5.5 | 1 | 1 | 1 | #VALUE! | 1
| Plains_End_1_G08 | Plains End GEN8 | teppc | PSCO | PSCO | Public Service Company of Colorado | PSCO | Excluded | 2002-05-01 | 2050-12-31 | 5.5 | 100% | 5.5 | 5.5 |  |  | ICE-NatGas | ICE_NG | ICE | Excluded_Reciprocating_Engine |  |  |  |  | 2002 | 2050 | 0 | Excluded | 5.5 | 1 | 1 | 1 | #VALUE! | 1
| Plains_End_1_G09 | Plains End GEN9 | teppc | PSCO | PSCO | Public Service Company of Colorado | PSCO | Excluded | 2002-05-01 | 2050-12-31 | 5.5 | 100% | 5.5 | 5.5 |  |  | ICE-NatGas | ICE_NG | ICE | Excluded_Reciprocating_Engine |  |  |  |  | 2002 | 2050 | 0 | Excluded | 5.5 | 1 | 1 | 1 | #VALUE! | 1
| Plains_End_1_G10 | Plains End GE10 | teppc | PSCO | PSCO | Public Service Company of Colorado | PSCO | Excluded | 2002-05-01 | 2050-12-31 | 5.5 | 100% | 5.5 | 5.5 |  |  | ICE-NatGas | ICE_NG | ICE | Excluded_Reciprocating_Engine |  |  |  |  | 2002 | 2050 | 0 | Excluded | 5.5 | 1 | 1 | 1 | #VALUE! | 1
| Plains_End_1_G11 | Plains End GE11 | teppc | PSCO | PSCO | Public Service Company of Colorado | PSCO | Excluded | 2002-05-01 | 2050-12-31 | 5.5 | 100% | 5.5 | 5.5 |  |  | ICE-NatGas | ICE_NG | ICE | Excluded_Reciprocating_Engine |  |  |  |  | 2002 | 2050 | 0 | Excluded | 5.5 | 1 | 1 | 1 | #VALUE! | 1
| Plains_End_1_G12 | Plains End GE12 | teppc | PSCO | PSCO | Public Service Company of Colorado | PSCO | Excluded | 2002-05-01 | 2050-12-31 | 5.5 | 100% | 5.5 | 5.5 |  |  | ICE-NatGas | ICE_NG | ICE | Excluded_Reciprocating_Engine |  |  |  |  | 2002 | 2050 | 0 | Excluded | 5.5 | 1 | 1 | 1 | #VALUE! | 1
| Plains_End_1_G13 | Plains End GE13 | teppc | PSCO | PSCO | Public Service Company of Colorado | PSCO | Excluded | 2002-05-01 | 2050-12-31 | 5.5 | 100% | 5.5 | 5.5 |  |  | ICE-NatGas | ICE_NG | ICE | Excluded_Reciprocating_Engine |  |  |  |  | 2002 | 2050 | 0 | Excluded | 5.5 | 1 | 1 | 1 | #VALUE! | 1
| Plains_End_1_G14 | Plains End GE14 | teppc | PSCO | PSCO | Public Service Company of Colorado | PSCO | Excluded | 2002-05-01 | 2050-12-31 | 5.5 | 100% | 5.5 | 5.5 |  |  | ICE-NatGas | ICE_NG | ICE | Excluded_Reciprocating_Engine |  |  |  |  | 2002 | 2050 | 0 | Excluded | 5.5 | 1 | 1 | 1 | #VALUE! | 1
| Plains_End_1_G15 | Plains End GE15 | teppc | PSCO | PSCO | Public Service Company of Colorado | PSCO | Excluded | 2002-05-01 | 2050-12-31 | 5.5 | 100% | 5.5 | 5.5 |  |  | ICE-NatGas | ICE_NG | ICE | Excluded_Reciprocating_Engine |  |  |  |  | 2002 | 2050 | 0 | Excluded | 5.5 | 1 | 1 | 1 | #VALUE! | 1
| Plains_End_1_G16 | Plains End GE16 | teppc | PSCO | PSCO | Public Service Company of Colorado | PSCO | Excluded | 2002-05-01 | 2050-12-31 | 5.5 | 100% | 5.5 | 5.5 |  |  | ICE-NatGas | ICE_NG | ICE | Excluded_Reciprocating_Engine |  |  |  |  | 2002 | 2050 | 0 | Excluded | 5.5 | 1 | 1 | 1 | #VALUE! | 1
| Plains_End_1_G17 | Plains End GE17 | teppc | PSCO | PSCO | Public Service Company of Colorado | PSCO | Excluded | 2002-05-01 | 2050-12-31 | 5.5 | 100% | 5.5 | 5.5 |  |  | ICE-NatGas | ICE_NG | ICE | Excluded_Reciprocating_Engine |  |  |  |  | 2002 | 2050 | 0 | Excluded | 5.5 | 1 | 1 | 1 | #VALUE! | 1
| Plains_End_1_G18 | Plains End GE18 | teppc | PSCO | PSCO | Public Service Company of Colorado | PSCO | Excluded | 2002-05-01 | 2050-12-31 | 5.5 | 100% | 5.5 | 5.5 |  |  | ICE-NatGas | ICE_NG | ICE | Excluded_Reciprocating_Engine |  |  |  |  | 2002 | 2050 | 0 | Excluded | 5.5 | 1 | 1 | 1 | #VALUE! | 1
| Plains_End_1_G19 | Plains End GE19 | teppc | PSCO | PSCO | Public Service Company of Colorado | PSCO | Excluded | 2002-05-01 | 2050-12-31 | 5.5 | 100% | 5.5 | 5.5 |  |  | ICE-NatGas | ICE_NG | ICE | Excluded_Reciprocating_Engine |  |  |  |  | 2002 | 2050 | 0 | Excluded | 5.5 | 1 | 1 | 1 | #VALUE! | 1
| Plains_End_1_G20 | Plains End GE20 | teppc | PSCO | PSCO | Public Service Company of Colorado | PSCO | Excluded | 2002-05-01 | 2050-12-31 | 5.5 | 100% | 5.5 | 5.5 |  |  | ICE-NatGas | ICE_NG | ICE | Excluded_Reciprocating_Engine |  |  |  |  | 2002 | 2050 | 0 | Excluded | 5.5 | 1 | 1 | 1 | #VALUE! | 1
| Plains_End_2_G01 | Plains End Expansion Facility 2G01 | teppc | PSCO | PSCO | Public Service Company of Colorado | PSCO | Excluded | 2008-05-01 | 2050-12-01 | 8.4 | 100% | 8.4 | 8.4 |  |  | ICE-NatGas | ICE_NG | ICE | Excluded_Reciprocating_Engine |  |  |  |  | 2008 | 2050 | 0 | Excluded | 8.4 | 1 | 1 | 1 | #VALUE! | 1
| Plains_End_2_G02 | Plains End Expansion Facility 2G02 | teppc | PSCO | PSCO | Public Service Company of Colorado | PSCO | Excluded | 2008-05-01 | 2050-12-01 | 8.4 | 100% | 8.4 | 8.4 |  |  | ICE-NatGas | ICE_NG | ICE | Excluded_Reciprocating_Engine |  |  |  |  | 2008 | 2050 | 0 | Excluded | 8.4 | 1 | 1 | 1 | #VALUE! | 1
| Plains_End_2_G03 | Plains End Expansion Facility 2G03 | teppc | PSCO | PSCO | Public Service Company of Colorado | PSCO | Excluded | 2008-05-01 | 2050-12-01 | 8.4 | 100% | 8.4 | 8.4 |  |  | ICE-NatGas | ICE_NG | ICE | Excluded_Reciprocating_Engine |  |  |  |  | 2008 | 2050 | 0 | Excluded | 8.4 | 1 | 1 | 1 | #VALUE! | 1
| Plains_End_2_G04 | Plains End Expansion Facility 2G04 | teppc | PSCO | PSCO | Public Service Company of Colorado | PSCO | Excluded | 2008-05-01 | 2050-12-01 | 8.4 | 100% | 8.4 | 8.4 |  |  | ICE-NatGas | ICE_NG | ICE | Excluded_Reciprocating_Engine |  |  |  |  | 2008 | 2050 | 0 | Excluded | 8.4 | 1 | 1 | 1 | #VALUE! | 1
| Plains_End_2_G05 | Plains End Expansion Facility 2G05 | teppc | PSCO | PSCO | Public Service Company of Colorado | PSCO | Excluded | 2008-05-01 | 2050-12-01 | 8.4 | 100% | 8.4 | 8.4 |  |  | ICE-NatGas | ICE_NG | ICE | Excluded_Reciprocating_Engine |  |  |  |  | 2008 | 2050 | 0 | Excluded | 8.4 | 1 | 1 | 1 | #VALUE! | 1
| Plains_End_2_G06 | Plains End Expansion Facility 2G06 | teppc | PSCO | PSCO | Public Service Company of Colorado | PSCO | Excluded | 2008-05-01 | 2050-12-01 | 8.4 | 100% | 8.4 | 8.4 |  |  | ICE-NatGas | ICE_NG | ICE | Excluded_Reciprocating_Engine |  |  |  |  | 2008 | 2050 | 0 | Excluded | 8.4 | 1 | 1 | 1 | #VALUE! | 1
| Plains_End_2_G07 | Plains End Expansion Facility 2G07 | teppc | PSCO | PSCO | Public Service Company of Colorado | PSCO | Excluded | 2008-05-01 | 2050-12-01 | 8.4 | 100% | 8.4 | 8.4 |  |  | ICE-NatGas | ICE_NG | ICE | Excluded_Reciprocating_Engine |  |  |  |  | 2008 | 2050 | 0 | Excluded | 8.4 | 1 | 1 | 1 | #VALUE! | 1
| Plains_End_2_G08 | Plains End Expansion Facility 2G08 | teppc | PSCO | PSCO | Public Service Company of Colorado | PSCO | Excluded | 2008-05-01 | 2050-12-01 | 8.4 | 100% | 8.4 | 8.4 |  |  | ICE-NatGas | ICE_NG | ICE | Excluded_Reciprocating_Engine |  |  |  |  | 2008 | 2050 | 0 | Excluded | 8.4 | 1 | 1 | 1 | #VALUE! | 1
| Plains_End_2_G09 | Plains End Expansion Facility 2G09 | teppc | PSCO | PSCO | Public Service Company of Colorado | PSCO | Excluded | 2008-05-01 | 2050-12-01 | 8.4 | 100% | 8.4 | 8.4 |  |  | ICE-NatGas | ICE_NG | ICE | Excluded_Reciprocating_Engine |  |  |  |  | 2008 | 2050 | 0 | Excluded | 8.4 | 1 | 1 | 1 | #VALUE! | 1
| Plains_End_2_G10 | Plains End Expansion Facility 2G10 | teppc | PSCO | PSCO | Public Service Company of Colorado | PSCO | Excluded | 2008-05-01 | 2050-12-01 | 8.4 | 100% | 8.4 | 8.4 |  |  | ICE-NatGas | ICE_NG | ICE | Excluded_Reciprocating_Engine |  |  |  |  | 2008 | 2050 | 0 | Excluded | 8.4 | 1 | 1 | 1 | #VALUE! | 1
| Plains_End_2_G11 | Plains End Expansion Facility 2G11 | teppc | PSCO | PSCO | Public Service Company of Colorado | PSCO | Excluded | 2008-05-01 | 2050-12-01 | 8.4 | 100% | 8.4 | 8.4 |  |  | ICE-NatGas | ICE_NG | ICE | Excluded_Reciprocating_Engine |  |  |  |  | 2008 | 2050 | 0 | Excluded | 8.4 | 1 | 1 | 1 | #VALUE! | 1
| Plains_End_2_G12 | Plains End Expansion Facility 2G12 | teppc | PSCO | PSCO | Public Service Company of Colorado | PSCO | Excluded | 2008-05-01 | 2050-12-01 | 8.4 | 100% | 8.4 | 8.4 |  |  | ICE-NatGas | ICE_NG | ICE | Excluded_Reciprocating_Engine |  |  |  |  | 2008 | 2050 | 0 | Excluded | 8.4 | 1 | 1 | 1 | #VALUE! | 1
| Plains_End_2_G13 | Plains End Expansion Facility 2G13 | teppc | PSCO | PSCO | Public Service Company of Colorado | PSCO | Excluded | 2008-05-01 | 2050-12-01 | 8.4 | 100% | 8.4 | 8.4 |  |  | ICE-NatGas | ICE_NG | ICE | Excluded_Reciprocating_Engine |  |  |  |  | 2008 | 2050 | 0 | Excluded | 8.4 | 1 | 1 | 1 | #VALUE! | 1
| Plains_End_2_G14 | Plains End Expansion Facility 2G14 | teppc | PSCO | PSCO | Public Service Company of Colorado | PSCO | Excluded | 2008-05-01 | 2050-12-01 | 8.4 | 100% | 8.4 | 8.4 |  |  | ICE-NatGas | ICE_NG | ICE | Excluded_Reciprocating_Engine |  |  |  |  | 2008 | 2050 | 0 | Excluded | 8.4 | 1 | 1 | 1 | #VALUE! | 1
| PLAINV_6_BSOLAR | Western Antelope Blue Sky Ranch A | caiso | SCE | SCE | Southern California Edison | SCE | CAISO | 2014-11-07 | 2050-12-31 | 20 | 100% | 20 | 20 |  |  | n/a | PVgeneric_sun | Solar_Fixed | CAISO_Solar |  |  |  |  | 2015 | 2050 | 0 | CAISO | 20 | 1 | 1 | 1 | #VALUE! | 1
| PLAINV_6_DSOLAR | Western Antelope Dry Ranch | caiso | SCE | SCE | Southern California Edison | SCE | CAISO | 2016-12-01 | 2050-12-31 | 10 | 100% | 10 | 10 |  |  | PVgeneric_sun | PVgeneric_sun | Solar_Fixed | CAISO_Solar |  |  |  |  | 2017 | 2050 | 0 | CAISO | 10 | 1 | 1 | 1 | #VALUE! | 1
| PLAINV_6_NLRSR1 | North Lancaster Ranch | caiso | SCE | SCE | Southern California Edison | SCE | CAISO | 2016-12-01 | 2050-12-31 | 20 | 100% | 20 | 20 |  |  | PHOTO VOLTAIC_SUN | PVgeneric_sun | Solar_Fixed | CAISO_Solar |  |  |  |  | 2017 | 2050 | 0 | CAISO | 20 | 1 | 1 | 1 | #VALUE! | 1
| PLAINV_6_SOLAR3 | Sierra Solar Greenworks LLC | caiso | SCE | SCE | Southern California Edison | SCE | CAISO | 2015-11-30 | 2050-12-31 | 20 | 100% | 20 | 20 |  |  | n/a | PVgeneric_sun | Solar_Fixed | CAISO_Solar |  |  |  |  | 2016 | 2050 | 0 | CAISO | 20 | 1 | 1 | 1 | #VALUE! | 1
| PLAINV_6_SOLARC | Central Antelope Dry Ranch C | caiso | SCE | SCE | Southern California Edison | SCE | CAISO | 2016-05-06 | 2050-12-31 | 20 | 100% | 20 | 20 |  |  | n/a | PVgeneric_sun | Solar_Fixed | CAISO_Solar |  |  |  |  | 2016 | 2050 | 0 | CAISO | 20 | 1 | 1 | 1 | #VALUE! | 1
| PLAYA2_G | Playa Solar PV | teppc | NEVP | NEVP | Nevada Power Company | NEVP | SW | 2017-01-01 | 2050-12-31 | 79 | 100% | 79 | 79 |  |  | SolarPV-NonTracking | FixedPV_sun | Solar_Fixed | SW_Solar |  |  |  |  | 2017 | 2050 | 0 | SW | 79 | 1 | 1 | 1 | #VALUE! | 1
| Pleasant_Valley | Pleasant Valley 1 | teppc | LDWP | LDWP | Los Angeles Department of Water and Power | LADWP | LDWP | 1958-02-01 | 2050-12-31 | 3.2 | 100% | 3.2 | 3.2 |  |  | Hydro | Hydro_Standard | Hydro | LDWP_Hydro |  |  |  |  | 1958 | 2050 | 0 | LDWP | 3.2 | 1 | 1 | 1 | #VALUE! | 1
| PLMSSR_6_HISIER | High Sierra Cogeneration Aggregate | caiso | PGE_Valley | PGE_Valley | Pacific Gas and Electric Valley | PGE_Valley | CAISO | 2010-04-22 | 2050-12-31 | 0 | 0% |  | 6 |  |  | RECIPROCATING ENGINE_NATURAL GAS | Cogen_NG | Cogen | CAISO_CHP |  |  |  |  | 2010 | 2050 | 0 | CAISO | 6 | 1 | 1 | 1 | #VALUE! | 1
| PLSNTG_7_LNCLND | Lincoln Landfill Power Plant | caiso | PGE_Valley | PGE_Valley | Pacific Gas and Electric Valley | PGE_Valley | CAISO | 1985-01-01 | 2050-12-31 | 2.95 | 59.24% | 2.95 | 4.98 |  |  | n/a | Biogas_ | Biogas_LandfillGas | CAISO_Biomass |  |  |  |  | 1985 | 2050 | 0 | CAISO | 4.98 | 1 | 1 | 1 | #VALUE! | 1
| Plummer_Cgn | Plummer Cogen-GEN1 | teppc | AVA | AVA | Avista Corp. | BPAT | NW | 1982-12-01 | 2050-12-31 | 6.2 | 100% | 6.2 | 6.2 |  |  | Bio-ST | ST_Biomass | Biomass/Wood | NW_Biomass |  |  |  |  | 1983 | 2050 | 0 | NW | 6.2 | 1 | 1 | 1 | #VALUE! | 1
| PMDLET_6_SOLAR1 | SEPV Palmdale East, LLC | caiso | SCE | SCE | Southern California Edison | SCE | CAISO | 2015-07-31 | 2050-12-31 | 10 | 100% | 10 | 10 |  |  | n/a | PVgeneric_sun | Solar_Fixed | CAISO_Solar |  |  |  |  | 2016 | 2050 | 0 | CAISO | 10 | 1 | 1 | 1 | #VALUE! | 1
| PMPJCK_1_RB2SLR | Rio Bravo Solar 2 | caiso | SCE | SCE | Southern California Edison | SCE | CAISO | 2016-12-01 | 2050-12-31 | 20 | 100% | 20 | 20 |  |  | PHOTO VOLTAIC_SUN | PVgeneric_sun | Solar_Fixed | CAISO_Solar |  |  |  |  | 2017 | 2050 | 0 | CAISO | 20 | 1 | 1 | 1 | #VALUE! | 1
| PMPJCK_1_SOLAR1 | Pumpjack Solar I | caiso | SCE | SCE | Southern California Edison | SCE | CAISO | 2015-01-27 | 2050-12-31 | 19.48 | 100% | 19.48 | 19.48 |  |  | n/a | PVgeneric_sun | Solar_Fixed | CAISO_Solar |  |  |  |  | 2015 | 2050 | 0 | CAISO | 19.48 | 1 | 1 | 1 | #VALUE! | 1
| PMPJCK_1_SOLAR2 | Rio Bravo Solar 1 | caiso | SCE | SCE | Southern California Edison | SCE | CAISO | 2016-12-01 | 2050-12-31 | 20 | 100% | 20 | 20 |  |  | PVgeneric_sun | PVgeneric_sun | Solar_Fixed | CAISO_Solar |  |  |  |  | 2017 | 2050 | 0 | CAISO | 20 | 1 | 1 | 1 | #VALUE! | 1
| PNCHEG_2_PL1X4 | PANOCHE ENERGY CENTER (Aggregated) | caiso | PGE_Valley | PGE_Valley | Pacific Gas and Electric Valley | PGE_Valley | CAISO | 2009-05-28 | 2050-12-31 | 401 | 100% | 401 | 401 |  |  | CT-NatGas-Aero | CT_NG | CT | CAISO_Peaker1 |  |  |  |  | 2009 | 2050 | 0 | CAISO | 401 | 1 | 1 | 1 | #VALUE! | 1
| PNCHPP_1_PL1X2 | Midway Peaking Aggregate | caiso | PGE_Valley | PGE_Valley | Pacific Gas and Electric Valley | PGE_Valley | CAISO | 2009-05-04 | 2050-12-31 | 119.91 | 100% | 119.91 | 119.91 |  |  | CT-NatGas-Aero | CT_NG | CT | CAISO_Peaker2 |  |  |  |  | 2009 | 2050 | 0 | CAISO | 119.91 | 1 | 1 | 1 | #VALUE! | 1
| PNCHVS_2_SOLAR | PNCHVS_2_SOLARB | caiso | PGE_Valley | PGE_Valley | Pacific Gas and Electric Valley | PGE_Valley | CAISO | 2017-12-29 | 2050-12-31 | 140 | 100% | 140 | 140 |  |  | PVgeneric_sun | PVgeneric_sun | Solar_Fixed | CAISO_Solar |  |  |  |  | 2018 | 2050 | 0 | CAISO | 140 | 1 | 1 | 1 | #VALUE! | 1
| PNM_RPS_Compliant_PV | RPS Compliant Solar | teppc | PNM | PNM | Public Service Company of New Mexico | PNM_EPE | SW | 2025-01-01 | 2050-12-31 | 192.6 | 100% | 192.6 | 192.6 |  |  | SolarPV-Tracking | 1axPV_sun | Solar_1Axis | SW_Solar |  |  |  |  | 2025 | 2050 | 0 | SW | 192.6 | 0.95 | 1 | 1 | #VALUE! | 1
| PNOCHE_1_PL1X2 | Panoche Peaker | caiso | PGE_Valley | PGE_Valley | Pacific Gas and Electric Valley | PGE_Valley | CAISO | 2005-06-14 | 2050-12-31 | 49.97 | 100% | 49.97 | 49.97 |  |  | CT-NatGas-Aero | CT_NG | CT | CAISO_Peaker2 |  |  |  |  | 2005 | 2050 | 0 | CAISO | 49.97 | 1 | 1 | 1 | #VALUE! | 1
| PNOCHE_1_UNITA1 | CalPeak Power Panoche Unit 1 | caiso | PGE_Valley | PGE_Valley | Pacific Gas and Electric Valley | PGE_Valley | CAISO | 2001-12-27 | 2050-12-31 | 48 | 92.29% | 48 | 52.01 |  |  | CT-NatGas-Aero | CT_NG | CT | CAISO_Peaker2 |  |  |  |  | 2002 | 2050 | 0 | CAISO | 52.01 | 1 | 1 | 1 | #VALUE! | 1
| Pocatello_Waste | Pocatello Waste-1 | teppc | CISC | CISC | Southern California Edison | SCE | CAISO | 1984-12-01 | 2050-12-31 | 0 | 0% |  | 0.46 |  |  | Bio-ICE | ICE_Biomass | Biomass/Wood | CAISO_Biomass |  |  |  |  | 1985 | 2050 | 0 | CAISO | 0.46 | 1 | 1 | 1 | #VALUE! | 1
| POCATERA_1 | POCATERA-1 | teppc | AESO | AESO | Alberta Electric System Operator | BCHA_AESO | Excluded | 1955-01-01 | 2050-12-01 | 12 | 100% | 12 | 12 |  |  | Hydro | Hydro_Standard | Hydro | Excluded_Hydro |  |  |  |  | 1955 | 2050 | 0 | Excluded | 12 | 1 | 1 | 1 | #VALUE! | 1
| POEPH_7_UNIT_1 | POE HYDRO UNIT 1 | caiso | PGE_Valley | PGE_Valley | Pacific Gas and Electric Valley | PGE_Valley | CAISO | 1958-01-01 | 2050-12-31 | 69 | 100% | 69 | 69 |  |  | n/a | Hydro_Standard | Hydro | CAISO_Hydro |  |  |  |  | 1958 | 2050 | 0 | CAISO | 69 | 1 | 1 | 1 | #VALUE! | 1
| POEPH_7_UNIT_2 | POE HYDRO UNIT 2 | caiso | PGE_Valley | PGE_Valley | Pacific Gas and Electric Valley | PGE_Valley | CAISO | 1958-01-01 | 2050-12-31 | 68.5 | 100% | 68.5 | 68.5 |  |  | n/a | Hydro_Standard | Hydro | CAISO_Hydro |  |  |  |  | 1958 | 2050 | 0 | CAISO | 68.5 | 1 | 1 | 1 | #VALUE! | 1
| PointLoma1 | Point Loma 1_POINT LOMA WASTEWATER TREATMENT PLANT-1_CABRILLO_Point Loma | teppc | CISC | CISC | Southern California Edison | SCE | CAISO | 1985-01-01 | 2050-12-31 | 0 | 0% |  | 2.29 |  |  | Bio-ICE | ICE_Biomass | Biomass/Wood | CAISO_Biomass |  |  |  |  | 1985 | 2050 | 0 | CAISO | 2.29 | 1 | 1 | 1 | #VALUE! | 1
| PointLoma2 | Point Loma 2_POINT LOMA WASTEWATER TREATMENT PLANT-1 | teppc | CISC | CISC | Southern California Edison | SCE | CAISO | 1985-01-01 | 2050-12-31 | 0 | 0% |  | 2.29 |  |  | Bio-ICE | ICE_Biomass | Biomass/Wood | CAISO_Biomass |  |  |  |  | 1985 | 2050 | 0 | CAISO | 2.29 | 1 | 1 | 1 | #VALUE! | 1
| PointLomaHY | POINT LOMA WASTEWATER PERP HYDRO_POINT LOMA WASTEWATER TREATMENT PLANT-1 | teppc | CISC | CISC | Southern California Edison | SCE | CAISO | 1985-01-01 | 2050-12-31 | 1.35 | 100% | 1.35 | 1.35 |  |  | Hydro | Hydro_Standard | Hydro | CAISO_Hydro |  |  |  |  | 1985 | 2050 | 0 | CAISO | 1.35 | 1 | 1 | 1 | #VALUE! | 1
| Pole_Hill | Pole Hill 1 | teppc | WACM | WACM | Western Area Power Administration, Colorado-Missouri Region | WACM | Excluded | 1954-01-01 | 2050-12-31 | 40.25 | 100% | 40.25 | 40.25 |  |  | Hydro | Hydro_Standard | Hydro | Excluded_Hydro |  |  |  |  | 1954 | 2050 | 0 | Excluded | 40.25 | 1 | 1 | 1 | #VALUE! | 1
| Poplar_Hill_1 | Poplar Hill-1 | teppc | AESO | AESO | Alberta Electric System Operator | BCHA_AESO | Excluded | 1998-11-01 | 2050-12-01 | 48 | 100% | 48 | 48 |  |  | CT-NatGas-Industrial | CT_NG | CT | Excluded_Peaker |  |  |  |  | 1999 | 2050 | 0 | Excluded | 48 | 1 | 1 | 1 | #VALUE! | 1
| Port_Townsend4 | Port Townsend Paper-GEN4 | teppc | PNM | PNM | Public Service Company of New Mexico | PNM_EPE | SW | 1929-01-01 | 2050-12-31 | 3 | 100% | 3 | 3 |  |  | Bio-ST | ST_Biomass | Biomass/Wood | SW_Biomass |  |  |  |  | 1929 | 2050 | 0 | SW | 3 | 1 | 1 | 1 | #VALUE! | 1
| Port_Townsend6 | Port Townsend Paper-GEN6 | teppc | PNM | PNM | Public Service Company of New Mexico | PNM_EPE | SW | 1986-01-01 | 2050-12-31 | 7.5 | 100% | 7.5 | 7.5 |  |  | Bio-ST | ST_Biomass | Biomass/Wood | SW_Biomass |  |  |  |  | 1986 | 2050 | 0 | SW | 7.5 | 1 | 1 | 1 | #VALUE! | 1
| PortTownsend | Port Townsend Paper-HDRO | teppc | PNM | PNM | Public Service Company of New Mexico | PNM_EPE | SW | 1982-08-01 | 2050-12-31 | 0.4 | 100% | 0.4 | 0.4 |  |  | Hydro | Hydro_Standard | Hydro | SW_Hydro |  |  |  |  | 1983 | 2050 | 0 | SW | 0.4 | 1 | 1 | 1 | #VALUE! | 1
| PORTW2D | PORTW2D | teppc | BPAT | BPAT | Bonneville Power Administration – Transmission | BPAT | NW | 1950-01-01 | 2050-12-31 | 19.3 | 100% | 19.3 | 19.3 |  |  | 0 | Unknown | Unknown | NW_Unknown |  |  |  |  | 1950 | 2050 | 0 | NW | 19.3 | 1 | 1 | 1 | #VALUE! | 1
| PortWestwrd1CC_Total | PortWestward1CC (Total CC Plant) | teppc | PGE | PGE | Portland General Electric Company | PortlandGE | NW | 2007-07-01 | 2050-12-31 | 430 | 100% | 430 | 430 |  |  | CCWhole-NatGas-Industrial | CC_NG | CC | NW_CCGT |  |  |  |  | 2008 | 2050 | 0 | NW | 430 | 1 | 1 | 1 | #VALUE! | 1
| PortWestwrd2_01 | PortWestward1CC (Total CC Plant) | teppc | PGE | PGE | Portland General Electric Company | PortlandGE | NW | 2007-07-01 | 2050-12-31 | 18.7 | 100% | 18.7 | 18.7 |  |  | ICE-NatGas | ICE_NG | ICE | NW_Peaker |  |  |  |  | 2008 | 2050 | 0 | NW | 18.7 | 1 | 1 | 1 | #VALUE! | 1
| PortWestwrd2_02 | Port Westward Unit 2-1 | teppc | PGE | PGE | Portland General Electric Company | PortlandGE | NW | 2015-02-01 | 2050-12-31 | 18.7 | 100% | 18.7 | 18.7 |  |  | ICE-NatGas | ICE_NG | ICE | NW_Peaker |  |  |  |  | 2015 | 2050 | 0 | NW | 18.7 | 1 | 1 | 1 | #VALUE! | 1
| PortWestwrd2_03 | Port Westward Unit 2-2 | teppc | PGE | PGE | Portland General Electric Company | PortlandGE | NW | 2015-02-01 | 2050-12-31 | 18.7 | 100% | 18.7 | 18.7 |  |  | ICE-NatGas | ICE_NG | ICE | NW_Peaker |  |  |  |  | 2015 | 2050 | 0 | NW | 18.7 | 1 | 1 | 1 | #VALUE! | 1
| PortWestwrd2_04 | Port Westward Unit 2-3 | teppc | PGE | PGE | Portland General Electric Company | PortlandGE | NW | 2015-02-01 | 2050-12-31 | 18.7 | 100% | 18.7 | 18.7 |  |  | ICE-NatGas | ICE_NG | ICE | NW_Peaker |  |  |  |  | 2015 | 2050 | 0 | NW | 18.7 | 1 | 1 | 1 | #VALUE! | 1
| PortWestwrd2_05 | Port Westward Unit 2-4 | teppc | PGE | PGE | Portland General Electric Company | PortlandGE | NW | 2015-02-01 | 2050-12-31 | 18.7 | 100% | 18.7 | 18.7 |  |  | ICE-NatGas | ICE_NG | ICE | NW_Peaker |  |  |  |  | 2015 | 2050 | 0 | NW | 18.7 | 1 | 1 | 1 | #VALUE! | 1
| PortWestwrd2_06 | Port Westward Unit 2-5 | teppc | PGE | PGE | Portland General Electric Company | PortlandGE | NW | 2015-02-01 | 2050-12-31 | 18.7 | 100% | 18.7 | 18.7 |  |  | ICE-NatGas | ICE_NG | ICE | NW_Peaker |  |  |  |  | 2015 | 2050 | 0 | NW | 18.7 | 1 | 1 | 1 | #VALUE! | 1
| PortWestwrd2_07 | Port Westward Unit 2-6 | teppc | PGE | PGE | Portland General Electric Company | PortlandGE | NW | 2015-02-01 | 2050-12-31 | 18.7 | 100% | 18.7 | 18.7 |  |  | ICE-NatGas | ICE_NG | ICE | NW_Peaker |  |  |  |  | 2015 | 2050 | 0 | NW | 18.7 | 1 | 1 | 1 | #VALUE! | 1
| PortWestwrd2_08 | Port Westward Unit 2-7 | teppc | PGE | PGE | Portland General Electric Company | PortlandGE | NW | 2015-02-01 | 2050-12-31 | 18.7 | 100% | 18.7 | 18.7 |  |  | ICE-NatGas | ICE_NG | ICE | NW_Peaker |  |  |  |  | 2015 | 2050 | 0 | NW | 18.7 | 1 | 1 | 1 | #VALUE! | 1
| PortWestwrd2_09 | Port Westward Unit 2-8 | teppc | PGE | PGE | Portland General Electric Company | PortlandGE | NW | 2015-02-01 | 2050-12-31 | 18.7 | 100% | 18.7 | 18.7 |  |  | ICE-NatGas | ICE_NG | ICE | NW_Peaker |  |  |  |  | 2015 | 2050 | 0 | NW | 18.7 | 1 | 1 | 1 | #VALUE! | 1
| PortWestwrd2_10 | Port Westward Unit 2-9 | teppc | PGE | PGE | Portland General Electric Company | PortlandGE | NW | 2015-02-01 | 2050-12-31 | 18.7 | 100% | 18.7 | 18.7 |  |  | ICE-NatGas | ICE_NG | ICE | NW_Peaker |  |  |  |  | 2015 | 2050 | 0 | NW | 18.7 | 1 | 1 | 1 | #VALUE! | 1
| PortWestwrd2_11 | Port Westward Unit 2-10 | teppc | PGE | PGE | Portland General Electric Company | PortlandGE | NW | 2015-02-01 | 2050-12-31 | 18.7 | 100% | 18.7 | 18.7 |  |  | ICE-NatGas | ICE_NG | ICE | NW_Peaker |  |  |  |  | 2015 | 2050 | 0 | NW | 18.7 | 1 | 1 | 1 | #VALUE! | 1
| PortWestwrd2_12 | Port Westward Unit 2-12 | teppc | PGE | PGE | Portland General Electric Company | PortlandGE | NW | 2015-02-01 | 2050-12-31 | 18.7 | 100% | 18.7 | 18.7 |  |  | ICE-NatGas | ICE_NG | ICE | NW_Peaker |  |  |  |  | 2015 | 2050 | 0 | NW | 18.7 | 1 | 1 | 1 | #VALUE! | 1
| Post_Falls_1 | Post Falls-1 | teppc | AVA | AVA | Avista Corp. | BPAT | NW | 1907-12-01 | 2050-12-31 | 2.2 | 100% | 2.2 | 2.2 |  |  | Hydro | Hydro_Standard | Hydro | NW_Hydro |  |  |  |  | 1908 | 2050 | 0 | NW | 2.2 | 1 | 1 | 1 | #VALUE! | 1
| Post_Falls_2 | Post Falls-2 | teppc | AVA | AVA | Avista Corp. | BPAT | NW | 1906-07-01 | 2050-12-31 | 2.2 | 100% | 2.2 | 2.2 |  |  | Hydro | Hydro_Standard | Hydro | NW_Hydro |  |  |  |  | 1907 | 2050 | 0 | NW | 2.2 | 1 | 1 | 1 | #VALUE! | 1
| Post_Falls_3 | Post Falls-3 | teppc | AVA | AVA | Avista Corp. | BPAT | NW | 1906-08-01 | 2050-12-31 | 2.2 | 100% | 2.2 | 2.2 |  |  | Hydro | Hydro_Standard | Hydro | NW_Hydro |  |  |  |  | 1907 | 2050 | 0 | NW | 2.2 | 1 | 1 | 1 | #VALUE! | 1
| Post_Falls_4 | Post Falls-4 | teppc | AVA | AVA | Avista Corp. | BPAT | NW | 1906-11-01 | 2050-12-31 | 2.2 | 100% | 2.2 | 2.2 |  |  | Hydro | Hydro_Standard | Hydro | NW_Hydro |  |  |  |  | 1907 | 2050 | 0 | NW | 2.2 | 1 | 1 | 1 | #VALUE! | 1
| Post_Falls_5 | Post Falls-5 | teppc | AVA | AVA | Avista Corp. | BPAT | NW | 1908-08-01 | 2050-12-31 | 2.2 | 100% | 2.2 | 2.2 |  |  | Hydro | Hydro_Standard | Hydro | NW_Hydro |  |  |  |  | 1909 | 2050 | 0 | NW | 2.2 | 1 | 1 | 1 | #VALUE! | 1
| Post_Falls_6 | Post Falls-6 | teppc | AVA | AVA | Avista Corp. | BPAT | NW | 1980-12-01 | 2050-12-31 | 3.5 | 100% | 3.5 | 3.5 |  |  | Hydro | Hydro_Standard | Hydro | NW_Hydro |  |  |  |  | 1981 | 2050 | 0 | NW | 3.5 | 1 | 1 | 1 | #VALUE! | 1
| Potholes_East | Potholes East Canal 66.0-1 | teppc | BPAT | BPAT | Bonneville Power Administration – Transmission | BPAT | NW | 1985-03-01 | 2050-12-31 | 2.3 | 100% | 2.3 | 2.3 |  |  | Hydro | Hydro_Standard | Hydro | NW_Hydro |  |  |  |  | 1985 | 2050 | 0 | NW | 2.3 | 1 | 1 | 1 | #VALUE! | 1
| POTTER_6_UNITS | Potter Valley | caiso | PGE_Bay | PGE_Bay | Pacific Gas and Electric Bay | PGE_Bay | CAISO | 1910-01-01 | 2050-12-31 | 10.1 | 100% | 10.1 | 10.1 |  |  | n/a | Hydro_Standard | Hydro | CAISO_Small_Hydro |  |  |  |  | 1910 | 2050 | 0 | CAISO | 10.1 | 1 | 1 | 1 | #VALUE! | 1
| POTTER_7_VECINO | Vecino Vineyards LLC | caiso | PGE_Bay | PGE_Bay | Pacific Gas and Electric Bay | PGE_Bay | CAISO | 1990-03-27 | 2050-12-31 | 1.25 | 100% | 1.25 | 1.25 |  |  | n/a | Hydro_Standard | Hydro | CAISO_Hydro |  |  |  |  | 1990 | 2050 | 0 | CAISO | 1.25 | 1 | 1 | 1 | #VALUE! | 1
| POW_6G1 | POW 6G1 | teppc | BCHA | BCHA | British Columbia Transmission Company | BCHA_AESO | Excluded | 2018-03-30 | 2050-03-30 | 11.5 | 100% | 11.5 | 11.5 |  |  | hydro | Hydro_Standard | Hydro | Excluded_Hydro |  |  |  |  | 2018 | 2049 | 0 | Excluded | 11.5 | 1 | 1 | 1 | #VALUE! | 1
| POW_G13 | POW G13 | teppc | BCHA | BCHA | British Columbia Transmission Company | BCHA_AESO | Excluded | 2015-03-30 | 2050-03-30 | 12 | 100% | 12 | 12 |  |  | Bio-ICE | ICE_Biomass | Biomass/Wood | Excluded_Biomass |  |  |  |  | 2015 | 2049 | 0 | Excluded | 12 | 1 | 1 | 1 | #VALUE! | 1
| Powell_River_5 | Powell River-5_Powell River-5_IPP-POW | teppc | BCHA | BCHA | British Columbia Transmission Company | BCHA_AESO | Excluded | 2012-12-01 | 2040-12-01 | 28 | 100% | 28 | 28 |  |  | Hydro | Hydro_Standard | Hydro | Excluded_Hydro |  |  |  |  | 2013 | 2040 | 0 | Excluded | 28 | 1 | 1 | 1 | #VALUE! | 1
| Powell_River12 | Powell River CG (Catalyst)-12¦IPP-POW¦Catalyst Paper Steam Unit G12 on Powell River | teppc | BCHA | BCHA | British Columbia Transmission Company | BCHA_AESO | Excluded | 2012-04-01 | 2021-12-01 | 38 | 100% | 38 | 38 |  |  | Bio-ST | ST_Biomass | Biomass/Wood | Excluded_Biomass |  |  |  |  | 2012 | 2021 | 0 | Excluded | 38 | 1 | 1 | 1 | #VALUE! | 1
| PowerInvest | Power Investments Hydro | teppc | IPFE | IPFE | Idaho Far East | IPCO | NW | 1985-04-15 | 2050-12-31 | 1.2 | 100% | 1.2 | 1.2 |  |  | Hydro | Hydro_Standard | Hydro | NW_Hydro |  |  |  |  | 1985 | 2050 | 0 | NW | 1.2 | 1 | 1 | 1 | #VALUE! | 1
| PrairieWoodProducts | Co-Gen LLC-GEN1_Prairie Wood Products (Cogen 1) | teppc | IPFE | IPFE | Idaho Far East | IPCO | NW | 2009-07-01 | 2020-12-31 | 7.5 | 100% | 7.5 | 7.5 |  |  | Bio-ST | ST_Biomass | Biomass/Wood | NW_Biomass |  |  |  |  | 2010 | 2020 | 0 | NW | 7.5 | 1 | 1 | 1 | #VALUE! | 1
| Priest_Rapids | Priest Rapids-1 | teppc | GCPD | GCPD | Grant County Public Utility District | BPAT | NW | 1961-07-01 | 2050-12-31 | 858 | 100% | 858 | 858 |  |  | Hydro | Hydro_Standard | Hydro | NW_Hydro |  |  |  |  | 1962 | 2050 | 0 | NW | 858 | 1 | 1 | 1 | #VALUE! | 1
| Prima_Plant1 | Prima Plant-UNT1_22112 | teppc | CISC | CISC | Southern California Edison | SCE | CAISO | 1999-01-01 | 2050-12-31 | 0 | 0% |  | 3 |  |  | Bio-ICE | ICE_Biomass | Biomass/Wood | CAISO_Biomass |  |  |  |  | 1999 | 2050 | 0 | CAISO | 3 | 1 | 1 | 1 | #VALUE! | 1
| Prima_Plant2 | Prima Plant-UNT2_22112 | teppc | CISC | CISC | Southern California Edison | SCE | CAISO | 1999-01-01 | 2050-12-31 | 0 | 0% |  | 3 |  |  | Bio-ICE | ICE_Biomass | Biomass/Wood | CAISO_Biomass |  |  |  |  | 1999 | 2050 | 0 | CAISO | 3 | 1 | 1 | 1 | #VALUE! | 1
| PRIMM_2_SOLAR1 | Silver State South | caiso | NEVP | SCE | Southern California Edison | SCE | CAISO | 2016-08-23 | 2050-12-31 | 250 | 100% | 250 | 250 |  |  | n/a | PVgeneric_sun | Solar_Fixed | CAISO_Solar |  |  |  |  | 2017 | 2050 | 0 | CAISO | 250 | 1 | 1 | 1 | #VALUE! | 1
| Primrose_1 | Primrose-1 | teppc | AESO | AESO | Alberta Electric System Operator | BCHA_AESO | Excluded | 1998-12-01 | 2050-12-01 | 75 | 100% | 75 | 75 |  |  | CT-AB-Cogen | Cogen_NG | Cogen | Excluded_CHP |  |  |  |  | 1999 | 2050 | 0 | Excluded | 75 | 1 | 1 | 1 | #VALUE! | 1
| PristineSpgs1_1 | Pristine Springs #1-1 | teppc | IPFE | IPFE | Idaho Far East | IPCO | NW | 1995-03-29 | 2050-12-31 | 0.13 | 100% | 0.13 | 0.13 |  |  | Hydro | Hydro_Standard | Hydro | NW_Hydro |  |  |  |  | 1995 | 2050 | 0 | NW | 0.13 | 1 | 1 | 1 | #VALUE! | 1
| PristineSpgs3_1 | Pristine Springs Hydro #3-1 | teppc | IPFE | IPFE | Idaho Far East | IPCO | NW | 2005-05-01 | 2050-12-31 | 0.2 | 100% | 0.2 | 0.2 |  |  | Hydro | Hydro_Standard | Hydro | NW_Hydro |  |  |  |  | 2005 | 2050 | 0 | NW | 0.2 | 1 | 1 | 1 | #VALUE! | 1
| Prospect1 | Prospect 1-1 | teppc | PACW | PACW | PacifiCorp – West | PACW | NW | 1912-01-01 | 2050-12-31 | 3.76 | 100% | 3.76 | 3.76 |  |  | Hydro | Hydro_Standard | Hydro | NW_Hydro |  |  |  |  | 1912 | 2050 | 0 | NW | 3.76 | 1 | 1 | 1 | #VALUE! | 1
| Prospect2_1 | Prospect 2-1 | teppc | PACW | PACW | PacifiCorp – West | PACW | NW | 1928-01-01 | 2050-12-31 | 16 | 100% | 16 | 16 |  |  | Hydro | Hydro_Standard | Hydro | NW_Hydro |  |  |  |  | 1928 | 2050 | 0 | NW | 16 | 1 | 1 | 1 | #VALUE! | 1
| Prospect2_2 | Prospect 2-2 | teppc | PACW | PACW | PacifiCorp – West | PACW | NW | 1928-02-01 | 2050-12-31 | 16 | 100% | 16 | 16 |  |  | Hydro | Hydro_Standard | Hydro | NW_Hydro |  |  |  |  | 1928 | 2050 | 0 | NW | 16 | 1 | 1 | 1 | #VALUE! | 1
| Prospect3 | Prospect 3-1 | teppc | PACW | PACW | PacifiCorp – West | PACW | NW | 1932-04-01 | 2050-12-31 | 7.2 | 100% | 7.2 | 7.2 |  |  | Hydro | Hydro_Standard | Hydro | NW_Hydro |  |  |  |  | 1932 | 2050 | 0 | NW | 7.2 | 1 | 1 | 1 | #VALUE! | 1
| Prospect4 | Prospect 4-1 | teppc | PACW | PACW | PacifiCorp – West | PACW | NW | 1944-11-01 | 2050-12-31 | 1 | 100% | 1 | 1 |  |  | Hydro | Hydro_Standard | Hydro | NW_Hydro |  |  |  |  | 1945 | 2050 | 0 | NW | 1 | 1 | 1 | 1 | #VALUE! | 1
| Prospector_Wind__OR_ | NA_60367 | teppc | IPFE | IPFE | Idaho Far East | IPCO | NW | 2016-12-31 | 2050-12-31 | 40 | 100% | 40 | 40 |  |  | WT-Onshore | wind_onshorewind | Wind | NW_Wind |  |  |  |  | 2017 | 2050 | 0 | NW | 40 | 1 | 1 | 1 | #VALUE! | 1
| Prosperity_Solar | Prosperity Energy Storage Facility GEN-1¦Prosperity Energy Battery Storage Facility GEN-2 | teppc | PNM | PNM | Public Service Company of New Mexico | PNM_EPE | SW | 2005-05-01 | 2030-04-15 | 0.75 | 100% | 0.75 | 0.75 |  |  | SolarPV-NonTracking | FixedPV_sun | Solar_Fixed | SW_Solar |  |  |  |  | 2005 | 2029 | 0 | SW | 0.75 | 1 | 1 | 1 | #VALUE! | 1
| PSWEET_1_STCRUZ | Santa Cruz Energy LLC | caiso | SMUD | PGE_Valley | Pacific Gas and Electric Valley | PGE_Valley | CAISO | 2010-02-06 | 2050-12-31 | 0 | 0% |  | 1.6 |  |  | n/a | Biogas_ | Biogas_LandfillGas | CAISO_Biomass | BANC | 1.6 |  |  | 2010 | 2050 | 0 | BANC | 1.6 | 1 | 1 | 1 | #VALUE! | 1
| PSWEET_7_QFUNTS | PSWEET_7_QFUNTS | caiso | PGE_Valley | PGE_Valley | Pacific Gas and Electric Valley | PGE_Valley | CAISO | 2000-01-01 | 2050-12-31 | 0 | 0% |  | 1 |  |  | n/a | Cogen_NG | Cogen | CAISO_CHP |  |  |  |  | 2000 | 2050 | 0 | CAISO | 1 | 1 | 1 | 1 | #VALUE! | 1
| PtarmiganCreek1 | Ptarmigan Creek (Robson Valley)-1_Ptarmigan Creek (Robson Valley)-1_IPP-RBV | teppc | BCHA | BCHA | British Columbia Transmission Company | BCHA_AESO | Excluded | 1993-01-01 | 2033-03-31 | 1.8 | 100% | 1.8 | 1.8 |  |  | Hydro | Hydro_Standard | Hydro | Excluded_Hydro |  |  |  |  | 1993 | 2032 | 0 | Excluded | 1.8 | 1 | 1 | 1 | #VALUE! | 1
| PtarmiganCreek2 | Ptarmigan Creek (Robson Valley)-2_Ptarmigan Creek (Robson Valley)-2_IPP-RBV | teppc | BCHA | BCHA | British Columbia Transmission Company | BCHA_AESO | Excluded | 1993-01-01 | 2033-03-31 | 1.8 | 100% | 1.8 | 1.8 |  |  | Hydro | Hydro_Standard | Hydro | Excluded_Hydro |  |  |  |  | 1993 | 2032 | 0 | Excluded | 1.8 | 1 | 1 | 1 | #VALUE! | 1
| PtarminganCreek3 | Unknown Type & Dynamic Model in Power Flow | teppc | BCHA | BCHA | British Columbia Transmission Company | BCHA_AESO | Excluded | 1986-04-15 | 2030-01-01 | 1.2 | 100% | 1.2 | 1.2 |  |  | Hydro | Hydro_Standard | Hydro | Excluded_Hydro |  |  |  |  | 1986 | 2029 | 0 | Excluded | 1.2 | 1 | 1 | 1 | #VALUE! | 1
| Pteragen_Butte1 | Pteragen Peace Butte-1 | teppc | AESO | AESO | Alberta Electric System Operator | BCHA_AESO | Excluded | 2013-10-04 | 2050-12-31 | 58 | 100% | 58 | 58 |  |  | WT-Onshore | wind_onshorewind | Wind | Excluded_Wind |  |  |  |  | 2014 | 2050 | 0 | Excluded | 58 | 1 | 1 | 1 | #VALUE! | 1
| Pteragen_Butte2 | Pteragen Peace Butte-2 | teppc | AESO | AESO | Alberta Electric System Operator | BCHA_AESO | Excluded | 2013-10-04 | 2050-12-31 | 58 | 100% | 58 | 58 |  |  | WT-Onshore | wind_onshorewind | Wind | Excluded_Wind |  |  |  |  | 2014 | 2050 | 0 | Excluded | 58 | 1 | 1 | 1 | #VALUE! | 1
| PTLOMA_6_NTCCGN | AEI MCRD STEAM TURBINE | caiso | SDGE | SDGE | San Diego Gas and Electric | SDGE | CAISO | 1989-01-01 | 2019-02-08 | 2.26 | 87.6% | 2.26 | 2.58 |  |  | CCWhole-NatGas-Industrial | Cogen_NG | Cogen | CAISO_CHP |  |  |  |  | 1989 | 2018 | 0 | CAISO | 2.58 | 1 | 1 | 1 | #VALUE! | 1
| PTLOMA_6_NTCQF | NTC/MCRD COGENERATION | caiso | SDGE | SDGE | San Diego Gas and Electric | SDGE | CAISO | 1989-01-01 | 2018-12-31 | 0 | 0% |  | 22.3 |  |  | CCWhole-NatGas-Industrial | CT_Unknown | CT | CAISO_Peaker2 |  |  |  |  | 1989 | 2018 | 0 | CAISO | 22.3 | 1 | 1 | 1 | #VALUE! | 1
| Pueblo_Airport_1 | Pueblo Airport Generating Station GT1¦Baculite Mesa Generation 1 | teppc | PSCO | PSCO | Public Service Company of Colorado | PSCO | Excluded | 2012-01-01 | 2050-12-31 | 90 | 100% | 90 | 90 |  |  | CT-NatGas-Aero | CT_NG | CT | Excluded_Peaker |  |  |  |  | 2012 | 2050 | 0 | Excluded | 90 | 1 | 1 | 1 | #VALUE! | 1
| Pueblo_Airport_2 | Pueblo Airport Generating Station-GT2¦Baculite Mesa Generation 2 | teppc | PSCO | PSCO | Public Service Company of Colorado | PSCO | Excluded | 2012-01-01 | 2050-12-31 | 90 | 100% | 90 | 90 |  |  | CT-NatGas-Aero | CT_NG | CT | Excluded_Peaker |  |  |  |  | 2012 | 2050 | 0 | Excluded | 90 | 1 | 1 | 1 | #VALUE! | 1
| Pueblo_Airport_3_CC | PuebloAirport3CC (Total CC Plant) | teppc | PSCO | PSCO | Public Service Company of Colorado | PSCO | Excluded | 2009-07-01 | 2050-12-31 | 99 | 100% | 99 | 99 |  |  | CCWhole-NatGas-Aero | CC_NG | CC | Excluded_CCGT |  |  |  |  | 2010 | 2050 | 0 | Excluded | 99 | 1 | 1 | 1 | #VALUE! | 1
| Pueblo_Airport_4_CC | PuebloAirport4CC (Total CC Plant) | teppc | PSCO | PSCO | Public Service Company of Colorado | PSCO | Excluded | 2012-01-01 | 2050-12-31 | 99 | 100% | 99 | 99 |  |  | CCWhole-NatGas-Aero | CC_NG | CC | Excluded_CCGT |  |  |  |  | 2012 | 2050 | 0 | Excluded | 99 | 1 | 1 | 1 | #VALUE! | 1
| Pueblo_IC_1_5 | Pueblo IC1-IC5 | teppc | PSCO | PSCO | Public Service Company of Colorado | PSCO | Excluded | 1964-12-01 | 2050-12-31 | 10 | 100% | 10 | 10 |  |  | ICE-OilDistillate | ICE_Oil | ICE | Excluded_Reciprocating_Engine |  |  |  |  | 1965 | 2050 | 0 | Excluded | 10 | 1 | 1 | 1 | #VALUE! | 1
| Puget_Sound | Puget Sound Navy Shipyard-IC1 | teppc | PNM | PNM | Public Service Company of New Mexico | PNM_EPE | SW | 2001-01-01 | 2030-04-15 | 12 | 100% | 12 | 12 |  |  | CT-OilDistillate | CT_Oil | CT | SW_Peaker |  |  |  |  | 2001 | 2029 | 0 | SW | 12 | 1 | 1 | 1 | #VALUE! | 1
| Puntledge_1 | Puntledge-1_Puntledge-1_BCH-PUN | teppc | BCHA | BCHA | British Columbia Transmission Company | BCHA_AESO | Excluded | 1955-01-01 | 2033-03-31 | 24 | 100% | 24 | 24 |  |  | Hydro | Hydro_Standard | Hydro | Excluded_Hydro |  |  |  |  | 1955 | 2032 | 0 | Excluded | 24 | 1 | 1 | 1 | #VALUE! | 1
| PUTHCR_1_SOLAR1 | Putah Creek Solar Farm | caiso | PGE_Valley | PGE_Valley | Pacific Gas and Electric Valley | PGE_Valley | CAISO | 2014-12-19 | 2050-12-31 | 1.98 | 100% | 1.98 | 1.98 |  |  | n/a | PVgeneric_sun | Solar_Fixed | CAISO_Solar |  |  |  |  | 2015 | 2050 | 0 | CAISO | 1.98 | 1 | 1 | 1 | #VALUE! | 1
| PVERDE_5_SCEDYN | PVERDE_5_SCEDYN | caiso | SRP | SCE | Southern California Edison | SCE | CAISO | 1986-09-19 | 2050-12-31 | 635 | 100% | 635 | 635 |  |  | ST-Nuclear | ST_Nuclear | Nuclear | CAISO_Nuclear |  |  |  |  | 1987 | 2050 | 0 | CAISO | 635 | 1 | 1 | 1 | #VALUE! | 1
| PWEST_1_UNIT | PACIFIC WEST 1 WIND GENERATION | caiso | SCE | SCE | Southern California Edison | SCE | CAISO |  | 2050-12-31 | 2.1 | 100% | 2.1 | 2.1 |  |  | n/a | wind_onshorewind | Wind | CAISO_Wind |  |  |  |  | 1900 | 2050 | 0 | CAISO | 2.1 | 1 | 1 | 1 | #VALUE! | 1
| PWF_W | PWF W | teppc | BCHA | BCHA | British Columbia Transmission Company | BCHA_AESO | Excluded | 2016-12-07 | 2050-03-30 | 15 | 100% | 15 | 15 |  |  | Hydro | Hydro_Standard | Hydro | Excluded_Hydro |  |  |  |  | 2017 | 2049 | 0 | Excluded | 15 | 1 | 1 | 1 | #VALUE! | 1
| PwrCountyN | Power County Wind Park North-PCWPN | teppc | PAID | PAID | Idaho, PACE Utility | IPCO | NW | 2011-11-23 | 2050-12-31 | 21.6 | 100% | 21.6 | 21.6 |  |  | WT-Onshore | wind_onshorewind | Wind | NW_Wind |  |  |  |  | 2012 | 2050 | 0 | NW | 21.6 | 1 | 1 | 1 | #VALUE! | 1
| PwrCountyS | Power County Wind Park South-PCWPS | teppc | IPFE | IPFE | Idaho Far East | IPCO | NW | 2011-11-23 | 2050-12-31 | 21.6 | 100% | 21.6 | 21.6 |  |  | WT-Onshore | wind_onshorewind | Wind | NW_Wind |  |  |  |  | 2012 | 2050 | 0 | NW | 21.6 | 1 | 1 | 1 | #VALUE! | 1
| Pyramid_1 | Pyramid Station 1 | teppc | PNM | PNM | Public Service Company of New Mexico | PNM_EPE | SW | 2003-06-01 | 2050-12-31 | 40.4 | 100% | 40.4 | 40.4 |  |  | CT-NatGas-Aero | CT_NG | CT | SW_Peaker |  |  |  |  | 2003 | 2050 | 0 | SW | 40.4 | 1 | 1 | 1 | #VALUE! | 1
| Pyramid_2 | Pyramid Station 2 | teppc | PNM | PNM | Public Service Company of New Mexico | PNM_EPE | SW | 2003-06-01 | 2050-12-31 | 40.4 | 100% | 40.4 | 40.4 |  |  | CT-NatGas-Aero | CT_NG | CT | SW_Peaker |  |  |  |  | 2003 | 2050 | 0 | SW | 40.4 | 1 | 1 | 1 | #VALUE! | 1
| Pyramid_3 | Pyramid Station 3 | teppc | PNM | PNM | Public Service Company of New Mexico | PNM_EPE | SW | 2003-06-01 | 2050-12-31 | 40.4 | 100% | 40.4 | 40.4 |  |  | CT-NatGas-Aero | CT_NG | CT | SW_Peaker |  |  |  |  | 2003 | 2050 | 0 | SW | 40.4 | 1 | 1 | 1 | #VALUE! | 1
| Pyramid_4 | Pyramid Station 4 | teppc | PNM | PNM | Public Service Company of New Mexico | PNM_EPE | SW | 2003-06-01 | 2050-12-31 | 40.4 | 100% | 40.4 | 40.4 |  |  | CT-NatGas-Aero | CT_NG | CT | SW_Peaker |  |  |  |  | 2003 | 2050 | 0 | SW | 40.4 | 1 | 1 | 1 | #VALUE! | 1
| Quality_Wind_1 | Quality Wind-1_Quality Wind-1_IPP-QTY | teppc | BCHA | BCHA | British Columbia Transmission Company | BCHA_AESO | Excluded | 2012-11-02 | 2037-11-05 | 20.31 | 100% | 20.31 | 20.31 |  |  | WT-Onshore | wind_onshorewind | Wind | Excluded_Wind | CAISO | 20.31 |  |  | 2013 | 2037 | 0 | CAISO | 20.31 | 1 | 1 | 1 | #VALUE! | 1
| Quality_Wind_2 | Quality Wind-2_Quality Wind-2_IPP-QTY | teppc | BCHA | BCHA | British Columbia Transmission Company | BCHA_AESO | Excluded | 2012-11-02 | 2037-11-05 | 20.31 | 100% | 20.31 | 20.31 |  |  | WT-Onshore | wind_onshorewind | Wind | Excluded_Wind | CAISO | 20.31 |  |  | 2013 | 2037 | 0 | CAISO | 20.31 | 1 | 1 | 1 | #VALUE! | 1
| Quality_Wind_3 | Quality Wind-3_Quality Wind-3_IPP-QTY | teppc | BCHA | BCHA | British Columbia Transmission Company | BCHA_AESO | Excluded | 2012-11-02 | 2037-11-05 | 20.31 | 100% | 20.31 | 20.31 |  |  | WT-Onshore | wind_onshorewind | Wind | Excluded_Wind | CAISO | 20.31 |  |  | 2013 | 2037 | 0 | CAISO | 20.31 | 1 | 1 | 1 | #VALUE! | 1
| Quality_Wind_4 | Quality Wind-4_Quality Wind-4_IPP-QTY | teppc | BCHA | BCHA | British Columbia Transmission Company | BCHA_AESO | Excluded | 2012-11-02 | 2037-11-05 | 20.31 | 100% | 20.31 | 20.31 |  |  | WT-Onshore | wind_onshorewind | Wind | Excluded_Wind | CAISO | 20.31 |  |  | 2013 | 2037 | 0 | CAISO | 20.31 | 1 | 1 | 1 | #VALUE! | 1
| Quality_Wind_5 | Quality Wind-5_Quality Wind-5_IPP-QTY | teppc | BCHA | BCHA | British Columbia Transmission Company | BCHA_AESO | Excluded | 2012-11-02 | 2037-11-05 | 20.31 | 100% | 20.31 | 20.31 |  |  | WT-Onshore | wind_onshorewind | Wind | Excluded_Wind | CAISO | 20.31 |  |  | 2013 | 2037 | 0 | CAISO | 20.31 | 1 | 1 | 1 | #VALUE! | 1
| Quality_Wind_6 | Quality Wind-6_Quality Wind-6_IPP-QTY | teppc | BCHA | BCHA | British Columbia Transmission Company | BCHA_AESO | Excluded | 2012-11-02 | 2037-11-05 | 20.31 | 100% | 20.31 | 20.31 |  |  | WT-Onshore | wind_onshorewind | Wind | Excluded_Wind | CAISO | 20.31 |  |  | 2013 | 2037 | 0 | CAISO | 20.31 | 1 | 1 | 1 | #VALUE! | 1
| Quality_Wind_7 | Quality Wind-7_Quality Wind-7_IPP-QTY | teppc | BCHA | BCHA | British Columbia Transmission Company | BCHA_AESO | Excluded | 2012-11-02 | 2037-11-05 | 20.31 | 100% | 20.31 | 20.31 |  |  | WT-Onshore | wind_onshorewind | Wind | Excluded_Wind | CAISO | 20.31 |  |  | 2013 | 2037 | 0 | CAISO | 20.31 | 1 | 1 | 1 | #VALUE! | 1
| Quartz_Solar |  | teppc | IPTV | IPTV | Idaho Treasure Valley | IPCO | NW | 1950-01-01 | 2050-12-31 | 15 | 100% | 15 | 15 |  |  | Solar | PVgeneric_sun | Solar_Fixed | NW_Solar |  |  |  |  | 1950 | 2050 | 0 | NW | 15 | 1 | 1 | 1 | #VALUE! | 1
| Queenstown | Queenstown Power Plant-1 | teppc | AESO | AESO | Alberta Electric System Operator | BCHA_AESO | Excluded | 2020-10-01 | 2050-12-31 | 141 | 100% | 141 | 141 |  |  | CT-NatGas-Industrial | CT_NG | CT | Excluded_Peaker |  |  |  |  | 2021 | 2050 | 0 | Excluded | 141 | 1 | 1 | 1 | #VALUE! | 1
| QuincyChute | Quincy Chute-1 | teppc | GCPD | GCPD | Grant County Public Utility District | BPAT | NW | 1985-10-01 | 2050-12-31 | 9.4 | 100% | 9.4 | 9.4 |  |  | Hydro | Hydro_Standard | Hydro | NW_Hydro |  |  |  |  | 1986 | 2050 | 0 | NW | 9.4 | 1 | 1 | 1 | #VALUE! | 1
| Radar_Ridge | Radar Ridge-WT(1) | teppc | PNM | PNM | Public Service Company of New Mexico | PNM_EPE | SW | 2017-12-31 | 2050-12-31 | 82 | 100% | 82 | 82 |  |  | WT-Onshore | wind_onshorewind | Wind | SW_Wind |  |  |  |  | 2018 | 2050 | 0 | SW | 82 | 1 | 1 | 1 | #VALUE! | 1
| Raft_River1 | Raft River Geothermal Power Plant-1 | teppc | IPFE | IPFE | Idaho Far East | IPCO | NW | 2007-11-01 | 2050-12-01 | 18 | 100% | 18 | 18 |  |  | Geo-BinaryCycle | Geothermal_steam | Geothermal | NW_Geothermal |  |  |  |  | 2008 | 2050 | 0 | NW | 18 | 1 | 1 | 1 | #VALUE! | 1
| Raging_River2_1 | Raging River 2-1_Raging River 2-1_IPP-RRH | teppc | BCHA | BCHA | British Columbia Transmission Company | BCHA_AESO | Excluded | 2012-05-31 | 2032-01-29 | 4 | 100% | 4 | 4 |  |  | Hydro | Hydro_Standard | Hydro | Excluded_Hydro |  |  |  |  | 2012 | 2031 | 0 | Excluded | 4 | 1 | 1 | 1 | #VALUE! | 1
| Raging_River2_2 | Raging River 2-2_Raging River 2-2_IPP-RRH | teppc | BCHA | BCHA | British Columbia Transmission Company | BCHA_AESO | Excluded | 2012-05-31 | 2032-01-29 | 4 | 100% | 4 | 4 |  |  | Hydro | Hydro_Standard | Hydro | Excluded_Hydro |  |  |  |  | 2012 | 2031 | 0 | Excluded | 4 | 1 | 1 | 1 | #VALUE! | 1
| Railroad_Solar_Center |  | teppc | IPTV | IPTV | Idaho Treasure Valley | IPCO | NW | 2016-12-31 | 2050-12-31 | 140 | 100% | 140 | 140 |  |  | SolarPV-NonTracking | FixedPV_sun | Solar_Fixed | NW_Solar |  |  |  |  | 2017 | 2050 | 0 | NW | 140 | 1 | 1 | 1 | #VALUE! | 1
| Railroad_Solar_Center_LLC | Cascade (Idaho)-1 | teppc | IPTV | IPTV | Idaho Treasure Valley | IPCO | NW | 1984-05-01 | 2050-12-31 | 4.5 | 100% | 4.5 | 4.5 |  |  | Hydro | Hydro_Standard | Hydro | NW_Hydro |  |  |  |  | 1984 | 2050 | 0 | NW | 4.5 | 1 | 1 | 1 | #VALUE! | 1
| Rainbow4_4 | Rainbow4-4 | teppc | AESO | AESO | Alberta Electric System Operator | BCHA_AESO | Excluded | 1999-02-01 | 2050-12-01 | 45 | 100% | 45 | 45 |  |  | CT-NatGas-Industrial | CT_NG | CT | Excluded_Peaker |  |  |  |  | 1999 | 2050 | 0 | Excluded | 45 | 1 | 1 | 1 | #VALUE! | 1
| Rainbow5_5 | Rainbow5-5 | teppc | AESO | AESO | Alberta Electric System Operator | BCHA_AESO | Excluded | 2001-12-01 | 2050-12-01 | 45 | 100% | 45 | 45 |  |  | CT-NatGas-Industrial | CT_NG | CT | Excluded_Peaker |  |  |  |  | 2002 | 2050 | 0 | Excluded | 45 | 1 | 1 | 1 | #VALUE! | 1
| Rainbow9 | Rainbow-RAI9 | teppc | NWMT | NWMT | NorthWestern Energy | NWMT_WAUW | NW | 2013-06-30 | 2050-12-31 | 60 | 100% | 60 | 60 |  |  | Hydro | Hydro_Standard | Hydro | NW_Hydro |  |  |  |  | 2013 | 2050 | 0 | NW | 60 | 1 | 1 | 1 | #VALUE! | 1
| Ralston_1 | NEP Ralston CT1 | teppc | AESO | AESO | Alberta Electric System Operator | BCHA_AESO | Excluded | 2015-07-01 | 2050-12-31 | 20 | 100% | 20 | 20 |  |  | CT-NatGas-Industrial | CT_NG | CT | Excluded_Peaker |  |  |  |  | 2016 | 2050 | 0 | Excluded | 20 | 1 | 1 | 1 | #VALUE! | 1
| Ramonas_L_1 | Ramonas L-1_Ramonas L-1_IPP-RML | teppc | BCHA | BCHA | British Columbia Transmission Company | BCHA_AESO | Excluded | 2015-11-01 | 2045-11-01 | 7 | 100% | 7 | 7 |  |  | Hydro | Hydro_Standard | Hydro | Excluded_Hydro |  |  |  |  | 2016 | 2045 | 0 | Excluded | 7 | 1 | 1 | 1 | #VALUE! | 1
| Ramonas_U_1 | Ramonas U-1_Ramonas U-1_IPP-RMU | teppc | BCHA | BCHA | British Columbia Transmission Company | BCHA_AESO | Excluded | 2015-11-01 | 2045-11-01 | 7 | 100% | 7 | 7 |  |  | Hydro | Hydro_Standard | Hydro | Excluded_Hydro |  |  |  |  | 2016 | 2045 | 0 | Excluded | 7 | 1 | 1 | 1 | #VALUE! | 1
| Rapid_City_DCI | Rapid City DC Intertie (Fictional Resource)-1 | teppc | WACM | WACM | Western Area Power Administration, Colorado-Missouri Region | WACM | Excluded | 2003-12-31 | 2050-12-31 | 200 | 100% | 200 | 200 |  |  | DC-Intertie | Intertie_NOTGEN | None | Excluded_Imports |  |  |  |  | 2004 | 2050 | 0 | Excluded | 200 | 1 | 1 | 1 | #VALUE! | 1
| Rathdrum_1 | Rathdrum-1 | teppc | AVA | AVA | Avista Corp. | BPAT | NW | 1994-12-01 | 2050-12-31 | 83.2 | 100% | 83.2 | 83.2 |  |  | CT-NatGas-Industrial | CT_NG | CT | NW_Peaker |  |  |  |  | 1995 | 2050 | 0 | NW | 83.2 | 1 | 1 | 1 | #VALUE! | 1
| Rathdrum_2 | Rathdrum-2 | teppc | AVA | AVA | Avista Corp. | BPAT | NW | 1994-12-01 | 2050-12-31 | 83.2 | 100% | 83.2 | 83.2 |  |  | CT-NatGas-Industrial | CT_NG | CT | NW_Peaker |  |  |  |  | 1995 | 2050 | 0 | NW | 83.2 | 1 | 1 | 1 | #VALUE! | 1
| RathdrumCC_Total | RathdrumCC (Total CC Plant) | teppc | AVA | AVA | Avista Corp. | BPAT | NW | 2001-09-01 | 2050-12-31 | 291.6 | 100% | 291.6 | 291.6 |  |  | CCWhole-NatGas-Industrial | CC_NG | CC | NW_CCGT |  |  |  |  | 2002 | 2050 | 0 | NW | 291.6 | 1 | 1 | 1 | #VALUE! | 1
| Rawhide_1 | Rawhide 1 | teppc | PSCO | PSCO | Public Service Company of Colorado | PSCO | Excluded | 1984-04-01 | 2050-12-31 | 280 | 100% | 280 | 280 |  |  | ST-Coal | Steam_Coal | Coal | Excluded_Coal |  |  |  |  | 1984 | 2050 | 0 | Excluded | 280 | 1 | 1 | 1 | #VALUE! | 1
| Rawhide_A | Rawhide CT A | teppc | PSCO | PSCO | Public Service Company of Colorado | PSCO | Excluded | 2002-06-01 | 2050-12-31 | 65 | 100% | 65 | 65 |  |  | CT-NatGas-Industrial | CT_NG | CT | Excluded_Peaker |  |  |  |  | 2002 | 2050 | 0 | Excluded | 65 | 1 | 1 | 1 | #VALUE! | 1
| Rawhide_B | Rawhide CT B | teppc | PSCO | PSCO | Public Service Company of Colorado | PSCO | Excluded | 2002-08-01 | 2050-12-31 | 70 | 100% | 70 | 70 |  |  | CT-NatGas-Industrial | CT_NG | CT | Excluded_Peaker |  |  |  |  | 2003 | 2050 | 0 | Excluded | 70 | 1 | 1 | 1 | #VALUE! | 1
| Rawhide_C | Rawhide CT C | teppc | PSCO | PSCO | Public Service Company of Colorado | PSCO | Excluded | 2002-10-01 | 2050-12-31 | 70 | 100% | 70 | 70 |  |  | CT-NatGas-Industrial | CT_NG | CT | Excluded_Peaker |  |  |  |  | 2003 | 2050 | 0 | Excluded | 70 | 1 | 1 | 1 | #VALUE! | 1
| Rawhide_D | Rawhide CT D | teppc | PSCO | PSCO | Public Service Company of Colorado | PSCO | Excluded | 2004-06-01 | 2050-12-31 | 70 | 100% | 70 | 70 |  |  | CT-NatGas-Industrial | CT_NG | CT | Excluded_Peaker |  |  |  |  | 2004 | 2050 | 0 | Excluded | 70 | 1 | 1 | 1 | #VALUE! | 1
| Rawhide_F | Rawhide CT F | teppc | PSCO | PSCO | Public Service Company of Colorado | PSCO | Excluded | 2008-06-01 | 2050-01-01 | 128 | 100% | 128 | 128 |  |  | CT-NatGas-Industrial | CT_NG | CT | Excluded_Peaker |  |  |  |  | 2008 | 2049 | 0 | Excluded | 128 | 1 | 1 | 1 | #VALUE! | 1
| Rawhide_PV | PSEG Larimer Solar Energy Center (Rawhide Solar) 1A | teppc | PSCO | PSCO | Public Service Company of Colorado | PSCO | Excluded | 2016-12-01 | 2050-12-31 | 32.7 | 100% | 32.7 | 32.7 |  |  | SolarPV-NonTracking | FixedPV_sun | Solar_Fixed | Excluded_Solar |  |  |  |  | 2017 | 2050 | 0 | Excluded | 32.7 | 1 | 1 | 1 | #VALUE! | 1
| Ray_D_Nixon_1 | Ray D Nixon 1 | teppc | WACM | WACM | Western Area Power Administration, Colorado-Missouri Region | WACM | Excluded | 1980-04-01 | 2050-12-31 | 208 | 100% | 208 | 208 |  |  | ST-Coal | Steam_Coal | Coal | Excluded_Coal |  |  |  |  | 1980 | 2050 | 0 | Excluded | 208 | 1 | 1 | 1 | #VALUE! | 1
| Ray_D_Nixon_GT1 | Ray D Nixon CT GT1 | teppc | WACM | WACM | Western Area Power Administration, Colorado-Missouri Region | WACM | Excluded | 1999-07-01 | 2050-12-31 | 27 | 100% | 27 | 27 |  |  | CT-NatGas-Industrial | CT_NG | CT | Excluded_Peaker |  |  |  |  | 2000 | 2050 | 0 | Excluded | 27 | 1 | 1 | 1 | #VALUE! | 1
| Ray_D_Nixon_GT2 | Ray D Nixon CT GT2 | teppc | WACM | WACM | Western Area Power Administration, Colorado-Missouri Region | WACM | Excluded | 1999-07-01 | 2050-12-31 | 27 | 100% | 27 | 27 |  |  | CT-NatGas-Industrial | CT_NG | CT | Excluded_Peaker |  |  |  |  | 2000 | 2050 | 0 | Excluded | 27 | 1 | 1 | 1 | #VALUE! | 1
| Raymond | Raymond Reservoir-1 | teppc | AESO | AESO | Alberta Electric System Operator | BCHA_AESO | Excluded | 1994-05-17 | 2050-12-01 | 20 | 100% | 20 | 20 |  |  | Hydro | Hydro_Standard | Hydro | Excluded_Hydro |  |  |  |  | 1994 | 2050 | 0 | Excluded | 20 | 1 | 1 | 1 | #VALUE! | 1
| RCKCRK_7_UNIT_1 | ROCK CREEK HYDRO UNIT 1 | caiso | PGE_Valley | PGE_Valley | Pacific Gas and Electric Valley | PGE_Valley | CAISO | 1950-01-01 | 2050-12-31 | 57 | 100% | 57 | 57 |  |  | n/a | Hydro_Standard | Hydro | CAISO_Hydro |  |  |  |  | 1950 | 2050 | 0 | CAISO | 57 | 1 | 1 | 1 | #VALUE! | 1
| RCKCRK_7_UNIT_2 | ROCK CREEK HYDRO UNIT 2 | caiso | PGE_Valley | PGE_Valley | Pacific Gas and Electric Valley | PGE_Valley | CAISO | 1950-01-01 | 2050-12-31 | 56.9 | 100% | 56.9 | 56.9 |  |  | n/a | Hydro_Standard | Hydro | CAISO_Hydro |  |  |  |  | 1950 | 2050 | 0 | CAISO | 56.9 | 1 | 1 | 1 | #VALUE! | 1
| RDWAY_1_CREST |  | caiso | SCE | SCE | Southern California Edison | SCE | CAISO | 2015-01-01 | 2050-12-31 | 6.5 | 100% | 6.5 | 6.5 |  |  | n/a | 1axPV_sun | Solar_1Axis | CAISO_Solar |  |  |  |  | 2015 | 2050 | 0 | CAISO | 6.5 | 1 | 1 | 1 | #VALUE! | 1
| RE_BR1_26960_1 | Recurrent Solar | teppc | LDWP | LDWP | Los Angeles Department of Water and Power | LADWP | LDWP | 2015-06-01 | 2050-12-31 | 61.1 | 100% | 61.1 | 61.1 |  |  | SolarPV-NonTracking | FixedPV_sun | Solar_Fixed | LDWP_Solar |  |  |  |  | 2015 | 2050 | 0 | LDWP | 61.1 | 1 | 1 | 1 | #VALUE! | 1
| RE_Gaskell_West_3 | RE Gaskell West 3 | rps | SCE | PGE_Valley | Pacific Gas and Electric Valley | PGE_Valley | CAISO | 2022-12-01 | 2050-12-31 | 20 | 100% | 20 | 20 |  |  | Solar PV - Ground mountSolar: Tracking (1 Axis) | 1axPV_sun | Solar_1Axis | CAISO_Solar |  |  |  |  | 2023 | 2050 | 0 | CAISO | 20 | 0.95 | 1 | 1 | #VALUE! | 1
| RE_Gaskell_West_4 | RE Gaskell West 4 | rps | SCE | PGE_Valley | Pacific Gas and Electric Valley | PGE_Valley | CAISO | 2022-12-01 | 2050-12-31 | 20 | 100% | 20 | 20 |  |  | Solar PV - Ground mountSolar: Tracking (1 Axis) | 1axPV_sun | Solar_1Axis | CAISO_Solar |  |  |  |  | 2023 | 2050 | 0 | CAISO | 20 | 0.95 | 1 | 1 | #VALUE! | 1
| RE_Gaskell_West_5 | RE Gaskell West 5 | rps | SCE | PGE_Valley | Pacific Gas and Electric Valley | PGE_Valley | CAISO | 2022-12-01 | 2050-12-31 | 20 | 100% | 20 | 20 |  |  | Solar PV - Ground mountSolar: Tracking (1 Axis) | 1axPV_sun | Solar_1Axis | CAISO_Solar |  |  |  |  | 2023 | 2050 | 0 | CAISO | 20 | 0.95 | 1 | 1 | #VALUE! | 1
| ReardanTwin | Reardan Twin Buttes-1 | teppc | PNM | PNM | Public Service Company of New Mexico | PNM_EPE | SW | 2016-12-01 | 2030-04-15 | 50 | 100% | 50 | 50 |  |  | WT-Onshore | wind_onshorewind | Wind | SW_Wind |  |  |  |  | 2017 | 2029 | 0 | SW | 50 | 1 | 1 | 1 | #VALUE! | 1
| RECTOR_2_CREST |  | caiso | SCE | SCE | Southern California Edison | SCE | CAISO |  | 2050-12-31 | 14 | 100% | 14 | 14 |  |  | PVgeneric_sun | PVgeneric_sun | Solar_Fixed | CAISO_Solar |  |  |  |  | 1900 | 2050 | 0 | CAISO | 14 | 1 | 1 | 1 | #VALUE! | 1
| RECTOR_2_KAWEAH | KAWEAH PH 2 & 3 PSP AGGREGATE | caiso | SCE | SCE | Southern California Edison | SCE | CAISO | 1913-01-01 | 2050-12-31 | 6.55 | 100% | 6.55 | 6.55 |  |  | n/a | Hydro_Standard | Hydro | CAISO_Small_Hydro |  |  |  |  | 1913 | 2050 | 0 | CAISO | 6.55 | 1 | 1 | 1 | #VALUE! | 1
| RECTOR_2_KAWH_1 | KAWEAH PH 1 UNIT 1 | caiso | SCE | SCE | Southern California Edison | SCE | CAISO | 1929-01-01 | 2050-12-31 | 2.25 | 100% | 2.25 | 2.25 |  |  | n/a | Hydro_Standard | Hydro | CAISO_Hydro |  |  |  |  | 1929 | 2050 | 0 | CAISO | 2.25 | 1 | 1 | 1 | #VALUE! | 1
| RECTOR_2_QF | RECTOR QFS | caiso | SCE | SCE | Southern California Edison | SCE | CAISO | 1984-01-01 | 2050-12-31 | 17 | 100% | 17 | 17 |  |  | n/a | Cogen_NG | Cogen | CAISO_Small_Hydro |  |  |  |  | 1984 | 2050 | 0 | CAISO | 17 | 1 | 1 | 1 | #VALUE! | 1
| RECTOR_7_TULARE | MM Tulare | caiso | SCE | SCE | Southern California Edison | SCE | CAISO | 1998-05-08 | 2050-12-31 | 0 | 0% |  | 1.5 |  |  | n/a | CT_Biomass | Biomass/Wood | CAISO_Biomass |  |  |  |  | 1998 | 2050 | 0 | CAISO | 1.5 | 1 | 1 | 1 | #VALUE! | 1
| Red_Horse_2_Solar | Red Horse 2 Solar Farm RH2S | teppc | TEPC | TEPC | Tucson Electric Power Company | TEPC | SW | 2015-08-01 | 2050-12-31 | 58.5 | 100% | 58.5 | 58.5 |  |  | SolarPV-Tracking | 1axPV_sun | Solar_1Axis | SW_Solar |  |  |  |  | 2016 | 2050 | 0 | SW | 58.5 | 1 | 1 | 1 | #VALUE! | 1
| Red_Horse_2_Wind | Red Horse 2 Wind Farm RH2W | teppc | TEPC | TEPC | Tucson Electric Power Company | TEPC | SW | 2015-08-01 | 2050-12-31 | 30 | 100% | 30 | 30 |  |  | WT-Onshore | wind_onshorewind | Wind | SW_Wind |  |  |  |  | 2016 | 2050 | 0 | SW | 30 | 1 | 1 | 1 | #VALUE! | 1
| Red_Horse_3_Solar | Red Horse 3 Solar Farm 1 | teppc | TEPC | TEPC | Tucson Electric Power Company | TEPC | SW | 2016-05-01 | 2050-12-31 | 30 | 100% | 30 | 30 |  |  | SolarPV-Tracking | 1axPV_sun | Solar_1Axis | SW_Solar |  |  |  |  | 2016 | 2050 | 0 | SW | 30 | 1 | 1 | 1 | #VALUE! | 1
| Red_Mesa | Red Mesa Wind Farm EXIS | teppc | PNM | PNM | Public Service Company of New Mexico | PNM_EPE | SW | 2010-12-15 | 2050-12-31 | 102 | 100% | 102 | 102 |  |  | WT-Onshore | wind_onshorewind | Wind | SW_Wind |  |  |  |  | 2011 | 2050 | 0 | SW | 102 | 1 | 1 | 1 | #VALUE! | 1
| REDBLF_6_UNIT | RED BLUFF PEAKER PLANT | caiso | PGE_Valley | PGE_Valley | Pacific Gas and Electric Valley | PGE_Valley | CAISO | 2001-08-11 | 2050-12-31 | 44 | 100% | 44 | 44 |  |  | ICE-NatGas | ICE_NG | ICE | CAISO_Reciprocating_Engine |  |  |  |  | 2002 | 2050 | 0 | CAISO | 44 | 1 | 1 | 1 | #VALUE! | 1
| Redding_Power_1 | Redding Power 1 | teppc | BANC | BANC | Balancing Authority of Northern California | SMUD | BANC | 1996-05-01 | 2050-12-31 | 17.03 | 100% | 17.03 | 17.03 |  |  | CT-NatGas-Aero | CT_NG | CT | BANC_Peaker |  |  |  |  | 1996 | 2050 | 0 | BANC | 17.03 | 1 | 1 | 1 | #VALUE! | 1
| Redding_Power_2 | Redding Power 2 | teppc | BANC | BANC | Balancing Authority of Northern California | SMUD | BANC | 1996-05-01 | 2050-12-31 | 25.03 | 100% | 25.03 | 25.03 |  |  | CT-NatGas-Aero | CT_NG | CT | BANC_Peaker |  |  |  |  | 1996 | 2050 | 0 | BANC | 25.03 | 1 | 1 | 1 | #VALUE! | 1
| Redding_Power_3 | Redding Power 3 | teppc | BANC | BANC | Balancing Authority of Northern California | SMUD | BANC | 1994-06-01 | 2050-12-31 | 25.03 | 100% | 25.03 | 25.03 |  |  | CT-NatGas-Aero | CT_NG | CT | BANC_Peaker |  |  |  |  | 1994 | 2050 | 0 | BANC | 25.03 | 1 | 1 | 1 | #VALUE! | 1
| Redding_Power_CC | ReddingPowerCC (Total CC Plant) | teppc | BANC | BANC | Balancing Authority of Northern California | SMUD | BANC | 2002-04-01 | 2050-12-31 | 121 | 100% | 121 | 121 |  |  | CCWhole-NatGas-Industrial | CC_NG | CC | BANC_CCGT |  |  |  |  | 2002 | 2050 | 0 | BANC | 121 | 1 | 1 | 1 | #VALUE! | 1
| Redhawk_CC1 | RedhawkCC1 (Total CC Plant) | teppc | TH_PV | TH_PV | Palo Verde and Arlington Valley and Harquahala CC and Redhawk | AZPS | SW | 2002-07-01 | 2050-12-31 | 487.1 | 100% | 487.1 | 487.1 |  |  | CCWhole-NatGas-Industrial | CC_NG | CC | SW_CCGT |  |  |  |  | 2003 | 2050 | 0 | SW | 487.1 | 1 | 1 | 1 | #VALUE! | 1
| Redhawk_CC2 | RedhawkCC2 (Total CC Plant) | teppc | TH_PV | TH_PV | Palo Verde and Arlington Valley and Harquahala CC and Redhawk | AZPS | SW | 2002-07-01 | 2050-12-31 | 487.1 | 100% | 487.1 | 487.1 |  |  | CCWhole-NatGas-Industrial | CC_NG | CC | SW_CCGT |  |  |  |  | 2003 | 2050 | 0 | SW | 487.1 | 1 | 1 | 1 | #VALUE! | 1
| Redhawk_CC3 | RedhawkCC3 (Total CC Plant) | teppc | AZPS | AZPS | Arizona Public Service Company | AZPS | SW | 2025-04-15 | 2050-12-31 | 486.4 | 100% | 486.4 | 486.4 |  |  | CCWhole-NatGas-Industrial | CC_NG | CC | SW_CCGT |  |  |  |  | 2025 | 2050 | 0 | SW | 486.4 | 1 | 1 | 1 | #VALUE! | 1
| Redhawk_CC4 | RedhawkCC4 (Total CC Plant) | teppc | AZPS | AZPS | Arizona Public Service Company | AZPS | SW | 2025-04-15 | 2050-12-31 | 486.4 | 100% | 486.4 | 486.4 |  |  | CCWhole-NatGas-Industrial | CC_NG | CC | SW_CCGT |  |  |  |  | 2025 | 2050 | 0 | SW | 486.4 | 1 | 1 | 1 | #VALUE! | 1
| RedHillsSolar | Utah Red Hills Renewable Energy Park-1 | teppc | PAUT | PAUT | Utah, PACE Utility | PACE | NW | 2015-06-01 | 2050-12-31 | 80 | 100% | 80 | 80 |  |  | SolarPV-NonTracking | FixedPV_sun | Solar_Fixed | NW_Solar |  |  |  |  | 2015 | 2050 | 0 | NW | 80 | 1 | 1 | 1 | #VALUE! | 1
| Redlands | Redlands Water and Power Company RED1 | teppc | PSCO | PSCO | Public Service Company of Colorado | PSCO | Excluded | 2002-07-01 | 2050-12-31 | 1.4 | 100% | 1.4 | 1.4 |  |  | Hydro | Hydro_Standard | Hydro | Excluded_Hydro |  |  |  |  | 2003 | 2050 | 0 | Excluded | 1.4 | 1 | 1 | 1 | #VALUE! | 1
| REDMAN_2_SOLAR | Lancaster East Avenue F | caiso | SCE | SCE | Southern California Edison | SCE | CAISO | 2017-08-25 | 2050-12-31 | 3.75 | 100% | 3.75 | 3.75 |  |  | PVgeneric_sun | PVgeneric_sun | Solar_Fixed | CAISO_Solar |  |  |  |  | 2018 | 2050 | 0 | CAISO | 3.75 | 1 | 1 | 1 | #VALUE! | 1
| REDMAN_6_AVSSR1 | Antelope Valley Solar | caiso | SCE | SCE | Southern California Edison | SCE | CAISO | 2019-01-01 | 2050-12-31 | 3 | 100% | 3 | 3 |  |  | PHOTO VOLTAIC_SUN | PVgeneric_sun | Solar_Fixed | CAISO_Solar |  |  |  |  | 2019 | 2050 | 0 | CAISO | 3 | 1 | 1 | 1 | #VALUE! | 1
| REDOND_7_UNIT_5 | REDONDO GEN STA. UNIT 5 | caiso | SCE | SCE | Southern California Edison | SCE | CAISO | 1954-01-01 | 2020-12-31 | 178.87 | 100% | 178.87 | 178.87 |  |  | ST-NatGas | ST_NG | Steam | CAISO_ST |  |  |  |  | 1954 | 2020 | 0 | CAISO | 178.87 | 1 | 1 | 1 | #VALUE! | 1
| REDOND_7_UNIT_6 | REDONDO GEN STA. UNIT 6 | caiso | SCE | SCE | Southern California Edison | SCE | CAISO | 1957-01-01 | 2020-12-31 | 175 | 100% | 175 | 175 |  |  | ST-NatGas | ST_NG | Steam | CAISO_ST |  |  |  |  | 1957 | 2020 | 0 | CAISO | 175 | 1 | 1 | 1 | #VALUE! | 1
| REDOND_7_UNIT_7 | REDONDO GEN STA. UNIT 7 | caiso | SCE | SCE | Southern California Edison | SCE | CAISO | 1967-01-01 | 2019-10-31 | 505.96 | 100% | 505.96 | 505.96 |  |  | ST-NatGas | ST_NG | Steam | CAISO_ST |  |  |  |  | 1967 | 2019 | 0 | CAISO | 505.96 | 1 | 1 | 1 | #VALUE! | 1
| REDOND_7_UNIT_8 | REDONDO GEN STA. UNIT 8 | caiso | SCE | SCE | Southern California Edison | SCE | CAISO | 1967-01-01 | 2020-12-31 | 495.9 | 103.3% | 495.9 | 480 |  |  | ST-NatGas | ST_NG | Steam | CAISO_ST |  |  |  |  | 1967 | 2020 | 0 | CAISO | 480 | 1 | 1 | 1 | #VALUE! | 1
| REDWATER_GT_1 | REDWATER GT-1 | teppc | AESO | AESO | Alberta Electric System Operator | BCHA_AESO | Excluded | 2001-09-01 | 2050-12-01 | 46 | 100% | 46 | 46 |  |  | CT-NatGas-Industrial | CT_NG | CT | Excluded_Peaker |  |  |  |  | 2002 | 2050 | 0 | Excluded | 46 | 1 | 1 | 1 | #VALUE! | 1
| REEDLY_6_SOLAR | Terzian | caiso | PGE_Valley | PGE_Valley | Pacific Gas and Electric Valley | PGE_Valley | CAISO | 2014-06-17 | 2050-12-31 | 1.23 | 100% | 1.23 | 1.23 |  |  | n/a | PVgeneric_sun | Solar_Fixed | CAISO_Solar |  |  |  |  | 2014 | 2050 | 0 | CAISO | 1.23 | 1 | 1 | 1 | #VALUE! | 1
| Reeves_1 | Reeves 1 | teppc | PNM | PNM | Public Service Company of New Mexico | PNM_EPE | SW | 1960-08-01 | 2050-12-31 | 44 | 100% | 44 | 44 |  |  | ST-NatGas | ST_NG | Steam | SW_ST |  |  |  |  | 1961 | 2050 | 0 | SW | 44 | 1 | 1 | 1 | #VALUE! | 1
| Reeves_2 | Reeves 2 | teppc | PNM | PNM | Public Service Company of New Mexico | PNM_EPE | SW | 1958-12-01 | 2050-12-31 | 44 | 100% | 44 | 44 |  |  | ST-NatGas | ST_NG | Steam | SW_ST |  |  |  |  | 1959 | 2050 | 0 | SW | 44 | 1 | 1 | 1 | #VALUE! | 1
| Reeves_3 | Reeves 3 | teppc | PNM | PNM | Public Service Company of New Mexico | PNM_EPE | SW | 1962-07-01 | 2050-12-31 | 66 | 100% | 66 | 66 |  |  | ST-NatGas | ST_NG | Steam | SW_ST |  |  |  |  | 1963 | 2050 | 0 | SW | 66 | 1 | 1 | 1 | #VALUE! | 1
| RENWD_1_QF |  | caiso | SCE | SCE | Southern California Edison | SCE | CAISO | 2000-01-01 | 2050-12-31 | 10 | 100% | 10 | 10 |  |  | n/a | wind_onshorewind | Wind | CAISO_Wind |  |  |  |  | 2000 | 2050 | 0 | CAISO | 10 | 1 | 1 | 1 | #VALUE! | 1
| Revelstoke_1 | Revelstoke-1_Revelstoke-1_BCH-REV | teppc | BCHA | BCHA | British Columbia Transmission Company | BCHA_AESO | Excluded | 1984-01-01 | 2033-03-31 | 500 | 100% | 500 | 500 |  |  | Hydro | Hydro_Standard | Hydro | Excluded_Hydro |  |  |  |  | 1984 | 2032 | 0 | Excluded | 500 | 1 | 1 | 1 | #VALUE! | 1
| Revelstoke_2 | Revelstoke-2_Revelstoke-2_BCH-REV | teppc | BCHA | BCHA | British Columbia Transmission Company | BCHA_AESO | Excluded | 1984-01-01 | 2033-03-31 | 500 | 100% | 500 | 500 |  |  | Hydro | Hydro_Standard | Hydro | Excluded_Hydro |  |  |  |  | 1984 | 2032 | 0 | Excluded | 500 | 1 | 1 | 1 | #VALUE! | 1
| Revelstoke_3 | Revelstoke-3_Revelstoke-3_BCH-REV | teppc | BCHA | BCHA | British Columbia Transmission Company | BCHA_AESO | Excluded | 1984-01-01 | 2033-03-31 | 500 | 100% | 500 | 500 |  |  | Hydro | Hydro_Standard | Hydro | Excluded_Hydro |  |  |  |  | 1984 | 2032 | 0 | Excluded | 500 | 1 | 1 | 1 | #VALUE! | 1
| Revelstoke_4 | Revelstoke-4_Revelstoke-4_BCH-REV | teppc | BCHA | BCHA | British Columbia Transmission Company | BCHA_AESO | Excluded | 1984-01-01 | 2033-03-31 | 500 | 100% | 500 | 500 |  |  | Hydro | Hydro_Standard | Hydro | Excluded_Hydro |  |  |  |  | 1984 | 2032 | 0 | Excluded | 500 | 1 | 1 | 1 | #VALUE! | 1
| Revelstoke_5 | Revelstoke-5_Revelstoke-5_BCH-REV | teppc | BCHA | BCHA | British Columbia Transmission Company | BCHA_AESO | Excluded | 2010-10-01 | 2033-03-31 | 500 | 100% | 500 | 500 |  |  | Hydro | Hydro_Standard | Hydro | Excluded_Hydro |  |  |  |  | 2011 | 2032 | 0 | Excluded | 500 | 1 | 1 | 1 | #VALUE! | 1
| Revelstoke_6 | Revelstoke-6_Revelstoke-6_BCH-REV | teppc | BCHA | BCHA | British Columbia Transmission Company | BCHA_AESO | Excluded | 2030-04-01 | 2033-03-31 | 500 | 100% | 500 | 500 |  |  | Hydro | Hydro_Standard | Hydro | Excluded_Hydro |  |  |  |  | 2030 | 2032 | 0 | Excluded | 500 | 1 | 1 | 1 | #VALUE! | 1
| Reynolds | Reynolds Irrigation-1 | teppc | CISC | CISC | Southern California Edison | SCE | CAISO | 1986-05-19 | 2050-12-31 | 0.26 | 100% | 0.26 | 0.26 |  |  | Hydro | Hydro_Standard | Hydro | CAISO_Hydro |  |  |  |  | 1986 | 2050 | 0 | CAISO | 0.26 | 1 | 1 | 1 | #VALUE! | 1
| RHONDO_6_PUENTE | Puente Hills GTE Facility Phase II | caiso | SCE | SCE | Southern California Edison | SCE | CAISO | 2007-12-07 | 2018-03-11 | 4 | 100% | 4 | 4 |  |  | n/a | Biogas_ | Biogas_LandfillGas | CAISO_Biomass |  |  |  |  | 2008 | 2017 | 0 | CAISO | 4 | 1 | 1 | 1 | #VALUE! | 1
| Richard_Burdette_1 | Richard Burdette Geothermal Project (Galena 1-1) 1 | teppc | SPPC | SPPC | Nevada Power Company | NEVP | SW | 2005-11-01 | 2050-12-31 | 15 | 100% | 15 | 15 |  |  | Geo-BinaryCycle | Geothermal_steam | Geothermal | SW_Geothermal |  |  |  |  | 2006 | 2050 | 0 | SW | 15 | 1 | 1 | 1 | #VALUE! | 1
| Richard_Burdette_2 | Richard Burdette Geothermal Project (Galena 1-2) OEC2 | teppc | SPPC | SPPC | Nevada Power Company | NEVP | SW | 2005-11-01 | 2050-12-31 | 15 | 100% | 15 | 15 |  |  | Geo-BinaryCycle | Geothermal_steam | Geothermal | SW_Geothermal |  |  |  |  | 2006 | 2050 | 0 | SW | 15 | 1 | 1 | 1 | #VALUE! | 1
| RICHMN_1_CHVSR2 | Chevron 8.5 | caiso | PGE_Bay | PGE_Bay | Pacific Gas and Electric Bay | PGE_Bay | CAISO | 2017-12-21 | 2050-12-31 | 8.5 | 100% | 8.5 | 8.5 |  |  | PHOTO VOLTAIC_SUN | PVgeneric_sun | Solar_Fixed | CAISO_Solar |  |  |  |  | 2018 | 2050 | 0 | CAISO | 8.5 | 1 | 1 | 1 | #VALUE! | 1
| RICHMN_1_SOLAR | Chevron 2 | caiso | PGE_Bay | PGE_Bay | Pacific Gas and Electric Bay | PGE_Bay | CAISO | 2017-12-21 | 2050-12-31 | 2 | 100% | 2 | 2 |  |  | PVgeneric_sun | PVgeneric_sun | Solar_Fixed | CAISO_Solar |  |  |  |  | 2018 | 2050 | 0 | CAISO | 2 | 1 | 1 | 1 | #VALUE! | 1
| RICHMN_7_BAYENV | BAY ENVIRONMENTAL (NOVE POWER) | caiso | PGE_Bay | PGE_Bay | Pacific Gas and Electric Bay | PGE_Bay | CAISO | 1985-01-01 | 2050-12-31 | 2 | 80% | 2 | 2.5 |  |  | n/a | Biogas_ | Biogas_LandfillGas | CAISO_Biomass |  |  |  |  | 1985 | 2050 | 0 | CAISO | 2.5 | 1 | 1 | 1 | #VALUE! | 1
| Ridge_Crest | Ridge Crest Wind Partners-A1 | teppc | PSCO | PSCO | Public Service Company of Colorado | PSCO | Excluded | 2001-11-01 | 2050-12-31 | 29.7 | 100% | 29.7 | 29.7 |  |  | WT-Onshore | wind_onshorewind | Wind | Excluded_Wind |  |  |  |  | 2002 | 2050 | 0 | Excluded | 29.7 | 1 | 1 | 1 | #VALUE! | 1
| Ridgeway_1 | Ridgeway Hydro-1 | teppc | WACM | WACM | Western Area Power Administration, Colorado-Missouri Region | WACM | Excluded | 2014-06-01 | 2050-12-31 | 7.2 | 100% | 7.2 | 7.2 |  |  | Hydro | Hydro_Standard | Hydro | Excluded_Hydro |  |  |  |  | 2014 | 2050 | 0 | Excluded | 7.2 | 1 | 1 | 1 | #VALUE! | 1
| Ridgeway_2 | Ridgeway Hydro-2 | teppc | WACM | WACM | Western Area Power Administration, Colorado-Missouri Region | WACM | Excluded | 2014-06-01 | 2050-12-31 | 0.8 | 100% | 0.8 | 0.8 |  |  | Hydro | Hydro_Standard | Hydro | Excluded_Hydro |  |  |  |  | 2014 | 2050 | 0 | Excluded | 0.8 | 1 | 1 | 1 | #VALUE! | 1
| Rifle_CC | RifleCC (Total CC Plant) | teppc | WACM | WACM | Western Area Power Administration, Colorado-Missouri Region | WACM | Excluded | 2012-09-01 | 2030-04-15 | 78.9 | 100% | 78.9 | 78.9 |  |  | CCWhole-NatGas-Aero | CC_NG | CC | Excluded_CCGT |  |  |  |  | 2013 | 2029 | 0 | Excluded | 78.9 | 1 | 1 | 1 | #VALUE! | 1
| Rim_View_1 | Rim View-1 | teppc | CISC | CISC | Southern California Edison | SCE | CAISO | 2000-11-01 | 2050-12-31 | 0.2 | 100% | 0.2 | 0.2 |  |  | Hydro | Hydro_Standard | Hydro | CAISO_Hydro |  |  |  |  | 2001 | 2050 | 0 | CAISO | 0.2 | 1 | 1 | 1 | #VALUE! | 1
| RimRockEnergy | NaturEner Rim Rock Energy-RR | teppc | NWMT | NWMT | NorthWestern Energy | NWMT_WAUW | NW | 2012-08-21 | 2050-12-31 | 189 | 100% | 189 | 189 |  |  | WT-Onshore | wind_onshorewind | Wind | NW_Wind | CAISO | 189 |  |  | 2013 | 2050 | 0 | CAISO | 189 | 1 | 1 | 1 | #VALUE! | 1
| Rio_Bravo | Rio Bravo Energy Station | teppc | PNM | PNM | Public Service Company of New Mexico | PNM_EPE | SW | 2000-04-01 | 2050-12-31 | 142 | 100% | 142 | 142 |  |  | CT-NatGas-Industrial | CT_NG | CT | SW_Peaker |  |  |  |  | 2000 | 2050 | 0 | SW | 142 | 1 | 1 | 1 | #VALUE! | 1
| RIOBRV_6_UNIT_1 | KERN HYDRO (OLCESE) | caiso | PGE_Valley | PGE_Valley | Pacific Gas and Electric Valley | PGE_Valley | CAISO | 1989-05-18 | 2050-12-31 | 18.4 | 100% | 18.4 | 18.4 |  |  | n/a | Hydro_Standard | Hydro | CAISO_Hydro |  |  |  |  | 1989 | 2050 | 0 | CAISO | 18.4 | 1 | 1 | 1 | #VALUE! | 1
| RioGrande7 | Rio Grande-7 | teppc | EPE | EPE | El Paso Electric Company | PNM_EPE | SW | 1958-06-01 | 2022-12-31 | 46 | 100% | 46 | 46 |  |  | ST-NatGas | ST_NG | Steam | SW_ST |  |  |  |  | 1958 | 2022 | 0 | SW | 46 | 1 | 1 | 1 | #VALUE! | 1
| RioGrande8 | Rio Grande-8 | teppc | EPE | EPE | El Paso Electric Company | PNM_EPE | SW | 1972-07-01 | 2033-12-31 | 142 | 100% | 142 | 142 |  |  | ST-NatGas | ST_NG | Steam | SW_ST |  |  |  |  | 1973 | 2033 | 0 | SW | 142 | 1 | 1 | 1 | #VALUE! | 1
| RioGrande9 | Rio Grande-9 | teppc | EPE | EPE | El Paso Electric Company | PNM_EPE | SW | 2013-05-13 | 2053-12-31 | 87.9 | 100% | 87.9 | 87.9 |  |  | CT-NatGas-Aero | CT_NG | CT | SW_Peaker |  |  |  |  | 2013 | 2053 | 0 | SW | 87.9 | 1 | 1 | 1 | #VALUE! | 1
| RIOOSO_1_QF | SMALL QF AGGREGATION - GRASS VALLEY | caiso | PGE_Valley | PGE_Valley | Pacific Gas and Electric Valley | PGE_Valley | CAISO | 1984-01-01 | 2050-12-31 | 1.7 | 100% | 1.7 | 1.7 |  |  | n/a | Hydro_Standard | Hydro | CAISO_Small_Hydro |  |  |  |  | 1984 | 2050 | 0 | CAISO | 1.7 | 1 | 1 | 1 | #VALUE! | 1
| Ripon_1 | Ripon 1 | teppc | BANC | BANC | Balancing Authority of Northern California | SMUD | BANC | 2006-06-01 | 2050-12-31 | 50 | 100% | 50 | 50 |  |  | CT-NatGas-Aero | CT_NG | CT | BANC_Peaker |  |  |  |  | 2006 | 2050 | 0 | BANC | 50 | 1 | 1 | 1 | #VALUE! | 1
| Ripon_2 | Ripon 2 | teppc | BANC | BANC | Balancing Authority of Northern California | SMUD | BANC | 2006-06-01 | 2050-12-31 | 50 | 100% | 50 | 50 |  |  | CT-NatGas-Aero | CT_NG | CT | BANC_Peaker |  |  |  |  | 2006 | 2050 | 0 | BANC | 50 | 1 | 1 | 1 | #VALUE! | 1
| River_Mill_1 | River Mill-1 | teppc | PGE | PGE | Portland General Electric Company | PortlandGE | NW | 1911-11-01 | 2050-12-31 | 3.3 | 100% | 3.3 | 3.3 |  |  | Hydro | Hydro_Standard | Hydro | NW_Hydro |  |  |  |  | 1912 | 2050 | 0 | NW | 3.3 | 1 | 1 | 1 | #VALUE! | 1
| River_Mill_2 | River Mill-2 | teppc | PGE | PGE | Portland General Electric Company | PortlandGE | NW | 1911-12-01 | 2050-12-31 | 3.3 | 100% | 3.3 | 3.3 |  |  | Hydro | Hydro_Standard | Hydro | NW_Hydro |  |  |  |  | 1912 | 2050 | 0 | NW | 3.3 | 1 | 1 | 1 | #VALUE! | 1
| River_Mill_3 | River Mill-3 | teppc | PGE | PGE | Portland General Electric Company | PortlandGE | NW | 1912-01-01 | 2050-12-31 | 3.3 | 100% | 3.3 | 3.3 |  |  | Hydro | Hydro_Standard | Hydro | NW_Hydro |  |  |  |  | 1912 | 2050 | 0 | NW | 3.3 | 1 | 1 | 1 | #VALUE! | 1
| River_Mill_4 | River Mill-4 | teppc | PGE | PGE | Portland General Electric Company | PortlandGE | NW | 1927-12-01 | 2050-12-31 | 3.9 | 100% | 3.9 | 3.9 |  |  | Hydro | Hydro_Standard | Hydro | NW_Hydro |  |  |  |  | 1928 | 2050 | 0 | NW | 3.9 | 1 | 1 | 1 | #VALUE! | 1
| River_Mill_5 | River Mill-5 | teppc | PGE | PGE | Portland General Electric Company | PortlandGE | NW | 1952-05-01 | 2050-12-31 | 5 | 100% | 5 | 5 |  |  | Hydro | Hydro_Standard | Hydro | NW_Hydro |  |  |  |  | 1952 | 2050 | 0 | NW | 5 | 1 | 1 | 1 | #VALUE! | 1
| River_Road | River Road Gen Plant-1 | teppc | BPAT | BPAT | Bonneville Power Administration – Transmission | BPAT | NW | 1997-12-01 | 2050-12-31 | 248 | 100% | 248 | 248 |  |  | CCWhole-NatGas-SingleShaft | CC_NG | CC | NW_CCGT |  |  |  |  | 1998 | 2050 | 0 | NW | 248 | 1 | 1 | 1 | #VALUE! | 1
| Riverbend_LF1 | Riverbend Landfill-GEN1 | teppc | PNM | PNM | Public Service Company of New Mexico | PNM_EPE | SW | 2010-01-01 | 2050-12-31 | 0.8 | 100% | 0.8 | 0.8 |  |  | Bio-ICE | ICE_Biomass | Biomass/Wood | SW_Biomass |  |  |  |  | 2010 | 2050 | 0 | SW | 0.8 | 1 | 1 | 1 | #VALUE! | 1
| Riverbend_LF2 | Riverbend Landfill-GEN2 | teppc | PNM | PNM | Public Service Company of New Mexico | PNM_EPE | SW | 2010-01-02 | 2050-12-31 | 0.8 | 100% | 0.8 | 0.8 |  |  | Bio-ICE | ICE_Biomass | Biomass/Wood | SW_Biomass |  |  |  |  | 2010 | 2050 | 0 | SW | 0.8 | 1 | 1 | 1 | #VALUE! | 1
| Riverbend_LF3 | Riverbend Landfill-GEN3 | teppc | PNM | PNM | Public Service Company of New Mexico | PNM_EPE | SW | 2010-01-03 | 2050-12-31 | 0.8 | 100% | 0.8 | 0.8 |  |  | Bio-ICE | ICE_Biomass | Biomass/Wood | SW_Biomass |  |  |  |  | 2010 | 2050 | 0 | SW | 0.8 | 1 | 1 | 1 | #VALUE! | 1
| Riverbend_LF4 | Riverbend Landfill-GEN4 | teppc | PNM | PNM | Public Service Company of New Mexico | PNM_EPE | SW | 2010-01-04 | 2050-12-31 | 0.8 | 100% | 0.8 | 0.8 |  |  | Bio-ICE | ICE_Biomass | Biomass/Wood | SW_Biomass |  |  |  |  | 2010 | 2050 | 0 | SW | 0.8 | 1 | 1 | 1 | #VALUE! | 1
| Riverbend_LF5 | Riverbend Landfill-GEN5 | teppc | PNM | PNM | Public Service Company of New Mexico | PNM_EPE | SW | 2010-01-05 | 2050-12-31 | 0.8 | 100% | 0.8 | 0.8 |  |  | Bio-ICE | ICE_Biomass | Biomass/Wood | SW_Biomass |  |  |  |  | 2010 | 2050 | 0 | SW | 0.8 | 1 | 1 | 1 | #VALUE! | 1
| Riverbend_LF6 | Riverbend Landfill-GEN6 | teppc | PNM | PNM | Public Service Company of New Mexico | PNM_EPE | SW | 2010-01-06 | 2050-12-31 | 0.8 | 100% | 0.8 | 0.8 |  |  | Bio-ICE | ICE_Biomass | Biomass/Wood | SW_Biomass |  |  |  |  | 2010 | 2050 | 0 | SW | 0.8 | 1 | 1 | 1 | #VALUE! | 1
| RNDMTN_2_SLSPHY1 | Silver Springs | caiso | PGE_Valley | PGE_Valley | Pacific Gas and Electric Valley | PGE_Valley | CAISO | 2017-08-10 | 2050-12-31 | 0.6 | 100% | 0.6 | 0.6 |  |  | HYDRO_WATER | Hydro_Standard | Hydro | CAISO_Hydro |  |  |  |  | 2018 | 2050 | 0 | CAISO | 0.6 | 1 | 1 | 1 | #VALUE! | 1
| Robbs_Peak_H1 | Robbs Peak 1 | teppc | BANC | BANC | Balancing Authority of Northern California | SMUD | BANC | 1965-10-01 | 2050-12-31 | 24.5 | 100% | 24.5 | 24.5 |  |  | Hydro | Hydro_Standard | Hydro | BANC_Small_Hydro |  |  |  |  | 1966 | 2050 | 0 | BANC | 24.5 | 1 | 1 | 1 | #VALUE! | 1
| Roberts_Tunnel_Hydro | Roberts Tunnel Hydro | teppc | PSCO | PSCO | Public Service Company of Colorado | PSCO | Excluded | 1986-04-15 | 2050-12-31 | 6.09 | 100% | 6.09 | 6.09 |  |  | Hydro | Hydro_Standard | Hydro | Excluded_Hydro |  |  |  |  | 1986 | 2050 | 0 | Excluded | 6.09 | 1 | 1 | 1 | #VALUE! | 1
| Rock_Creek_I1 | Rock Creek I-GEN1 | teppc | IPFE | IPFE | Idaho Far East | IPCO | NW | 1983-09-16 | 2050-12-31 | 20.5 | 100% | 20.5 | 20.5 |  |  | Hydro | Hydro_Standard | Hydro | NW_Hydro |  |  |  |  | 1984 | 2050 | 0 | NW | 20.5 | 1 | 1 | 1 | #VALUE! | 1
| Rock_Creek_II1 | Rock Creek II-GEN1 | teppc | IPFE | IPFE | Idaho Far East | IPCO | NW | 1989-04-02 | 2050-12-31 | 1.9 | 100% | 1.9 | 1.9 |  |  | Hydro | Hydro_Standard | Hydro | NW_Hydro |  |  |  |  | 1989 | 2050 | 0 | NW | 1.9 | 1 | 1 | 1 | #VALUE! | 1
| Rock_Island | Rock Island-B-1 | teppc | CHPD | CHPD | Chelan County Public Utility District | BPAT | NW | 1931-11-01 | 2050-12-31 | 503 | 100% | 503 | 503 |  |  | Hydro | Hydro_Standard | Hydro | NW_Hydro |  |  |  |  | 1932 | 2050 | 0 | NW | 503 | 1 | 1 | 1 | #VALUE! | 1
| Rock_River | Rock River I LLC-GEN1 | teppc | PAWY | PAWY | Wyoming, PACE Utility | PACE | NW | 2001-10-01 | 2050-12-31 | 50 | 100% | 50 | 50 |  |  | WT-Onshore | wind_onshorewind | Wind | NW_Wind |  |  |  |  | 2002 | 2050 | 0 | NW | 50 | 1 | 1 | 1 | #VALUE! | 1
| RockCreekDairy1 | Rock Creek Dairy-CHP1 | teppc | IPFE | IPFE | Idaho Far East | IPCO | NW | 2012-05-01 | 2050-12-31 | 2 | 100% | 2 | 2 |  |  | Bio-ICE | ICE_Biomass | Biomass/Wood | NW_Biomass |  |  |  |  | 2012 | 2050 | 0 | NW | 2 | 1 | 1 | 1 | #VALUE! | 1
| RockCreekDairy2 | Rock Creek Dairy-CHP2 | teppc | IPFE | IPFE | Idaho Far East | IPCO | NW | 2012-05-01 | 2050-12-31 | 2 | 100% | 2 | 2 |  |  | Bio-ICE | ICE_Biomass | Biomass/Wood | NW_Biomass |  |  |  |  | 2012 | 2050 | 0 | NW | 2 | 1 | 1 | 1 | #VALUE! | 1
| Rockland | Rockland Wind Farm-RLWF | teppc | IPFE | IPFE | Idaho Far East | IPCO | NW | 2011-12-09 | 2050-12-31 | 80 | 100% | 80 | 80 |  |  | WT-Onshore | wind_onshorewind | Wind | NW_Wind |  |  |  |  | 2012 | 2050 | 0 | NW | 80 | 1 | 1 | 1 | #VALUE! | 1
| Rockwood_1 | Rockwood 1 | teppc | IID | IID | Imperial Irrigation District | IID | IID | 1957-01-01 | 2050-12-31 | 25 | 100% | 25 | 25 |  |  | CT-OilDistillate | CT_Oil | CT | IID_Peaker |  |  |  |  | 1957 | 2050 | 0 | IID | 25 | 1 | 1 | 1 | #VALUE! | 1
| Rockwood_2 | Rockwood 2 | teppc | IID | IID | Imperial Irrigation District | IID | IID | 1980-04-01 | 2050-12-31 | 25 | 100% | 25 | 25 |  |  | CT-OilDistillate | CT_Oil | CT | IID_Peaker |  |  |  |  | 1980 | 2050 | 0 | IID | 25 | 1 | 1 | 1 | #VALUE! | 1
| Rocky_Brook | Rocky Brook Hydroelectric-GEN1 | teppc | PNM | PNM | Public Service Company of New Mexico | PNM_EPE | SW | 1985-12-01 | 2050-12-31 | 1.6 | 100% | 1.6 | 1.6 |  |  | Hydro | Hydro_Standard | Hydro | SW_Hydro |  |  |  |  | 1986 | 2050 | 0 | SW | 1.6 | 1 | 1 | 1 | #VALUE! | 1
| Rocky_Ford_1_5 | Rocky Ford IC1-IC5 | teppc | PSCO | PSCO | Public Service Company of Colorado | PSCO | Excluded | 1964-06-01 | 2050-12-31 | 10 | 100% | 10 | 10 |  |  | ICE-OilDistillate | ICE_Oil | ICE | Excluded_Reciprocating_Engine |  |  |  |  | 1964 | 2050 | 0 | Excluded | 10 | 1 | 1 | 1 | #VALUE! | 1
| Rocky_Reach | Rocky Reach-C-1 | teppc | CHPD | CHPD | Chelan County Public Utility District | BPAT | NW | 1961-06-01 | 2050-12-31 | 1254 | 100% | 1254 | 1254 |  |  | Hydro | Hydro_Standard | Hydro | NW_Hydro |  |  |  |  | 1961 | 2050 | 0 | NW | 1254 | 1 | 1 | 1 | #VALUE! | 1
| RockyMtn_CC | RockyMountainCC (Total CC Plant) | teppc | PSCO | PSCO | Public Service Company of Colorado | PSCO | Excluded | 2012-01-01 | 2050-12-31 | 622 | 100% | 622 | 622 |  |  | CCWhole-NatGas-Industrial | CC_NG | CC | Excluded_CCGT |  |  |  |  | 2012 | 2050 | 0 | Excluded | 622 | 1 | 1 | 1 | #VALUE! | 1
| ROLLIN_6_UNIT | ROLLINS HYDRO | caiso | PGE_Valley | PGE_Valley | Pacific Gas and Electric Valley | PGE_Valley | CAISO | 1980-01-01 | 2050-12-31 | 13.5 | 100% | 13.5 | 13.5 |  |  | n/a | Hydro_Standard | Hydro | CAISO_Hydro |  |  |  |  | 1980 | 2050 | 0 | CAISO | 13.5 | 1 | 1 | 1 | #VALUE! | 1
| Rolling_Hills_1 | Rolling Hills-1 | teppc | PAWY | PAWY | Wyoming, PACE Utility | PACE | NW | 2008-12-01 | 2050-12-31 | 99 | 100% | 99 | 99 |  |  | WT-Onshore | wind_onshorewind | Wind | NW_Wind |  |  |  |  | 2009 | 2050 | 0 | NW | 99 | 1 | 1 | 1 | #VALUE! | 1
| Roosevelt | Roosevelt ROOS | teppc | SRP | SRP | Salt River Project | SRP | SW | 1973-03-01 | 2050-12-31 | 36 | 100% | 36 | 36 |  |  | Hydro | Hydro_Standard | Hydro | SW_Hydro |  |  |  |  | 1973 | 2050 | 0 | SW | 36 | 1 | 1 | 1 | #VALUE! | 1
| RooseveltBioCC_Total | RooseveltBiogasCC (Total CC Plant) | teppc | TPWR | TPWR | Tacoma Power | BPAT | NW | 2012-01-01 | 2050-12-31 | 26 | 100% | 26 | 26 |  |  | Bio-CCWhole | CC_Biomass | Biomass/Wood | NW_Biomass | CAISO | 26 |  |  | 2012 | 2050 | 0 | CAISO | 26 | 1 | 1 | 1 | #VALUE! | 1
| RooseveltBioIC | Roosevelt Biogas IC 1-5 (No gen post CC installed | teppc | TPWR | TPWR | Tacoma Power | BPAT | NW | 1999-06-01 | 2050-01-01 | 10.5 | 100% | 10.5 | 10.5 |  |  | Bio-ICE | ICE_Biomass | Biomass/Wood | NW_Biomass |  |  |  |  | 1999 | 2049 | 0 | NW | 10.5 | 1 | 1 | 1 | #VALUE! | 1
| RoseburgBiomass | Roseburg Forest Products Biomass-1 | teppc | PACW | PACW | PacifiCorp – West | PACW | NW | 2011-01-01 | 2050-12-31 | 10 | 100% | 10 | 10 |  |  | Bio-ST | ST_Biomass | Biomass/Wood | NW_Biomass |  |  |  |  | 2011 | 2050 | 0 | NW | 10 | 1 | 1 | 1 | #VALUE! | 1
| Roseville_1 | Roseville 1 | teppc | BANC | BANC | Balancing Authority of Northern California | SMUD | BANC | 1986-05-01 | 2050-12-31 | 25.6 | 100% | 25.6 | 25.6 |  |  | CT-NatGas-Aero | CT_NG | CT | BANC_Peaker |  |  |  |  | 1986 | 2050 | 0 | BANC | 25.6 | 1 | 1 | 1 | #VALUE! | 1
| Roseville_2 | Roseville 2 | teppc | BANC | BANC | Balancing Authority of Northern California | SMUD | BANC | 1986-04-01 | 2050-12-31 | 25.6 | 100% | 25.6 | 25.6 |  |  | CT-NatGas-Aero | CT_NG | CT | BANC_Peaker |  |  |  |  | 1986 | 2050 | 0 | BANC | 25.6 | 1 | 1 | 1 | #VALUE! | 1
| ROSMDW_2_WIND1 | Pacific Wind - Phase 1 | caiso | SDGE | SDGE | San Diego Gas and Electric | SDGE | CAISO | 1984-05-01 | 2050-12-31 | 140 | 100% | 140 | 140 |  |  | n/a | wind_onshorewind | Wind | CAISO_Wind |  |  |  |  | 1984 | 2050 | 0 | CAISO | 140 | 1 | 1 | 1 | #VALUE! | 1
| ROSMND_6_SOLAR | Lancaster B | caiso | SCE | SCE | Southern California Edison | SCE | CAISO |  | 2050-12-31 | 3 | 100% | 3 | 3 |  |  | PVgeneric_sun | PVgeneric_sun | Solar_Fixed | CAISO_Solar |  |  |  |  | 1900 | 2050 | 0 | CAISO | 3 | 1 | 1 | 1 | #VALUE! | 1
| Ross_41 | Ross-41 | teppc | SCL | SCL | Seattle Department of Lighting | BPAT | NW | 1956-11-01 | 2050-12-31 | 112.5 | 100% | 112.5 | 112.5 |  |  | Hydro | Hydro_Standard | Hydro | NW_Hydro |  |  |  |  | 1957 | 2050 | 0 | NW | 112.5 | 1 | 1 | 1 | #VALUE! | 1
| Ross_42 | Ross-42 | teppc | SCL | SCL | Seattle Department of Lighting | BPAT | NW | 1954-01-01 | 2050-12-31 | 112.5 | 100% | 112.5 | 112.5 |  |  | Hydro | Hydro_Standard | Hydro | NW_Hydro |  |  |  |  | 1954 | 2050 | 0 | NW | 112.5 | 1 | 1 | 1 | #VALUE! | 1
| Ross_43 | Ross-43 | teppc | SCL | SCL | Seattle Department of Lighting | BPAT | NW | 1953-04-01 | 2050-12-31 | 112.5 | 100% | 112.5 | 112.5 |  |  | Hydro | Hydro_Standard | Hydro | NW_Hydro |  |  |  |  | 1953 | 2050 | 0 | NW | 112.5 | 1 | 1 | 1 | #VALUE! | 1
| Ross_44 | Ross-44 | teppc | SCL | SCL | Seattle Department of Lighting | BPAT | NW | 1952-12-01 | 2050-12-31 | 112.5 | 100% | 112.5 | 112.5 |  |  | Hydro | Hydro_Standard | Hydro | NW_Hydro |  |  |  |  | 1953 | 2050 | 0 | NW | 112.5 | 1 | 1 | 1 | #VALUE! | 1
| Round_Butte_1 | Round Butte-1 | teppc | PGE | PGE | Portland General Electric Company | PortlandGE | NW | 1964-08-01 | 2050-12-31 | 82.3 | 100% | 82.3 | 82.3 |  |  | Hydro | Hydro_Standard | Hydro | NW_Hydro |  |  |  |  | 1965 | 2050 | 0 | NW | 82.3 | 1 | 1 | 1 | #VALUE! | 1
| Round_Butte_2 | Round Butte-2 | teppc | PGE | PGE | Portland General Electric Company | PortlandGE | NW | 1964-11-01 | 2050-12-31 | 82.3 | 100% | 82.3 | 82.3 |  |  | Hydro | Hydro_Standard | Hydro | NW_Hydro |  |  |  |  | 1965 | 2050 | 0 | NW | 82.3 | 1 | 1 | 1 | #VALUE! | 1
| Round_Butte_3 | Round Butte-3 | teppc | PGE | PGE | Portland General Electric Company | PortlandGE | NW | 1964-10-01 | 2050-12-31 | 82.3 | 100% | 82.3 | 82.3 |  |  | Hydro | Hydro_Standard | Hydro | NW_Hydro |  |  |  |  | 1965 | 2050 | 0 | NW | 82.3 | 1 | 1 | 1 | #VALUE! | 1
| Route_66_Solar_PV |  | teppc | PNM | PNM | Public Service Company of New Mexico | PNM_EPE | SW | 2015-12-31 | 2050-12-31 | 50 | 100% | 50 | 50 |  |  | SolarPV-Tracking | 1axPV_sun | Solar_1Axis | SW_Solar |  |  |  |  | 2016 | 2050 | 0 | SW | 50 | 1 | 1 | 1 | #VALUE! | 1
| Roza_1 | Roza-1 | teppc | BPAT | BPAT | Bonneville Power Administration – Transmission | BPAT | NW | 1958-08-01 | 2050-12-31 | 12.9 | 100% | 12.9 | 12.9 |  |  | Hydro | Hydro_Standard | Hydro | NW_Hydro |  |  |  |  | 1959 | 2050 | 0 | NW | 12.9 | 1 | 1 | 1 | #VALUE! | 1
| RSMSLR_6_SOLAR1 | Rosamond One | caiso | SCE | SCE | Southern California Edison | SCE | CAISO | 2013-12-20 | 2050-12-31 | 20 | 100% | 20 | 20 |  |  | n/a | PVgeneric_sun | Solar_Fixed | CAISO_Solar |  |  |  |  | 2014 | 2050 | 0 | CAISO | 20 | 1 | 1 | 1 | #VALUE! | 1
| RSMSLR_6_SOLAR2 | Rosamond Two | caiso | SCE | SCE | Southern California Edison | SCE | CAISO | 2013-12-20 | 2050-12-31 | 20 | 100% | 20 | 20 |  |  | n/a | PVgeneric_sun | Solar_Fixed | CAISO_Solar |  |  |  |  | 2014 | 2050 | 0 | CAISO | 20 | 1 | 1 | 1 | #VALUE! | 1
| RTEDDY_2_SOLAR1 | Rosamond West Solar 1 | caiso | SCE | SCE | Southern California Edison | SCE | CAISO | 2016-12-22 | 2050-12-31 | 54 | 100% | 54 | 54 |  |  | PVgeneric_sun | PVgeneric_sun | Solar_Fixed | CAISO_Solar |  |  |  |  | 2017 | 2050 | 0 | CAISO | 54 | 1 | 1 | 1 | #VALUE! | 1
| RTEDDY_2_SOLAR2 | Rosamond West Solar 2 | caiso | SCE | SCE | Southern California Edison | SCE | CAISO | 2016-12-22 | 2050-12-31 | 54 | 100% | 54 | 54 |  |  | PVgeneric_sun | PVgeneric_sun | Solar_Fixed | CAISO_Solar |  |  |  |  | 2017 | 2050 | 0 | CAISO | 54 | 1 | 1 | 1 | #VALUE! | 1
| RTREE_2_WIND1 |  | caiso | SCE | SCE | Southern California Edison | SCE | CAISO | 2015-01-12 | 2050-12-31 | 79.2 | 100% | 79.2 | 79.2 |  |  | n/a | wind_onshorewind | Wind | CAISO_Wind |  |  |  |  | 2015 | 2050 | 0 | CAISO | 79.2 | 1 | 1 | 1 | #VALUE! | 1
| RTREE_2_WIND2 | Rising Tree 2 | caiso | SCE | SCE | Southern California Edison | SCE | CAISO | 2015-01-12 | 2050-12-31 | 19.8 | 100% | 19.8 | 19.8 |  |  | n/a | wind_onshorewind | Wind | CAISO_Wind |  |  |  |  | 2015 | 2050 | 0 | CAISO | 19.8 | 1 | 1 | 1 | #VALUE! | 1
| RTREE_2_WIND3 |  | caiso | SCE | SCE | Southern California Edison | SCE | CAISO | 2015-06-25 | 2050-12-31 | 99 | 100% | 99 | 99 |  |  | n/a | wind_onshorewind | Wind | CAISO_Wind |  |  |  |  | 2015 | 2050 | 0 | CAISO | 99 | 1 | 1 | 1 | #VALUE! | 1
| Rundle1_1 | Rundle1-1 | teppc | AESO | AESO | Alberta Electric System Operator | BCHA_AESO | Excluded | 1951-01-01 | 2050-12-01 | 17 | 100% | 17 | 17 |  |  | Hydro | Hydro_Standard | Hydro | Excluded_Hydro |  |  |  |  | 1951 | 2050 | 0 | Excluded | 17 | 1 | 1 | 1 | #VALUE! | 1
| Rundle2_2 | Rundle2-2 | teppc | AESO | AESO | Alberta Electric System Operator | BCHA_AESO | Excluded | 1951-01-01 | 2050-12-01 | 30 | 100% | 30 | 30 |  |  | Hydro | Hydro_Standard | Hydro | Excluded_Hydro |  |  |  |  | 1951 | 2050 | 0 | Excluded | 30 | 1 | 1 | 1 | #VALUE! | 1
| Rupert_Cgn | Rupert Cogen Project-1002 | teppc | IPMV | IPMV | Idaho Magic Valley | IPCO | NW | 1996-11-01 | 2050-12-31 | 10.4 | 100% | 10.4 | 10.4 |  |  | CCWhole-NatGas-SingleShaft | CC_NG | CC | NW_CCGT |  |  |  |  | 1997 | 2050 | 0 | NW | 10.4 | 1 | 1 | 1 | #VALUE! | 1
| Rupert_GT_1 | Rupert GT-1_Rupert GT-1_BCH-RPG | teppc | BCHA | BCHA | British Columbia Transmission Company | BCHA_AESO | Excluded | 1973-01-01 | 2033-03-31 | 23 | 100% | 23 | 23 |  |  | CT-NatGas-Industrial | CT_NG | CT | Excluded_Peaker |  |  |  |  | 1973 | 2032 | 0 | Excluded | 23 | 1 | 1 | 1 | #VALUE! | 1
| Rupert_GT_2 | Rupert GT-2_Rupert GT-2_BCH-RPG | teppc | BCHA | BCHA | British Columbia Transmission Company | BCHA_AESO | Excluded | 1973-01-01 | 2033-03-31 | 23 | 100% | 23 | 23 |  |  | CT-NatGas-Industrial | CT_NG | CT | Excluded_Peaker |  |  |  |  | 1973 | 2032 | 0 | Excluded | 23 | 1 | 1 | 1 | #VALUE! | 1
| RUS_0_40 | RUMOROSA SOLAR | teppc | CFE | CFE | Comisión Federal de Electricidad | CFE | Excluded | 2018-05-19 | 2050-12-31 | 41 | 100% | 41 | 41 |  |  | SolarPV-NonTracking | FixedPV_sun | Solar_Fixed | Excluded_Solar |  |  |  |  | 2018 | 2050 | 0 | Excluded | 41 | 1 | 1 | 1 | #VALUE! | 1
| RUSCTY_2_UNITS | Russell City Energy Center | caiso | PGE_Bay | PGE_Bay | Pacific Gas and Electric Bay | PGE_Bay | CAISO | 2013-08-08 | 2050-12-31 | 620.5 | 100% | 620.5 | 620.5 |  |  | CCWhole-NatGas-Industrial | CC_NG | CC | CAISO_CCGT1 |  |  |  |  | 2014 | 2050 | 0 | CAISO | 620.5 | 1 | 1 | 1 | #VALUE! | 1
| Rush_Creek_2 | Rush Creek-2_24783 | teppc | CISC | CISC | Southern California Edison | SCE | CAISO | 1916-01-01 | 2050-12-31 | 6.37 | 100% | 6.37 | 6.37 |  |  | HydroRPS | Hydro_Standard | Hydro | CAISO_Hydro |  |  |  |  | 1916 | 2050 | 0 | CAISO | 6.37 | 1 | 1 | 1 | #VALUE! | 1
| Ruskin_1 | Ruskin-1_Ruskin-1_BCH-RUS | teppc | BCHA | BCHA | British Columbia Transmission Company | BCHA_AESO | Excluded | 2015-04-01 | 2033-03-31 | 38.33 | 100% | 38.33 | 38.33 |  |  | Hydro | Hydro_Standard | Hydro | Excluded_Hydro |  |  |  |  | 2015 | 2032 | 0 | Excluded | 38.33 | 1 | 1 | 1 | #VALUE! | 1
| Ruskin_2 | Ruskin-2_Ruskin-2_BCH-RUS | teppc | BCHA | BCHA | British Columbia Transmission Company | BCHA_AESO | Excluded | 2015-04-01 | 2033-03-31 | 38.33 | 100% | 38.33 | 38.33 |  |  | Hydro | Hydro_Standard | Hydro | Excluded_Hydro |  |  |  |  | 2015 | 2032 | 0 | Excluded | 38.33 | 1 | 1 | 1 | #VALUE! | 1
| Ruskin_3 | Ruskin-3_Ruskin-3_BCH-RUS | teppc | BCHA | BCHA | British Columbia Transmission Company | BCHA_AESO | Excluded | 2017-04-01 | 2033-03-31 | 38.33 | 100% | 38.33 | 38.33 |  |  | Hydro | Hydro_Standard | Hydro | Excluded_Hydro |  |  |  |  | 2017 | 2032 | 0 | Excluded | 38.33 | 1 | 1 | 1 | #VALUE! | 1
| Russell_D_smith | Russell D Smith-1 | teppc | BPAT | BPAT | Bonneville Power Administration – Transmission | BPAT | NW | 1982-09-01 | 2050-12-31 | 6.1 | 100% | 6.1 | 6.1 |  |  | Hydro | Hydro_Standard | Hydro | NW_Hydro |  |  |  |  | 1983 | 2050 | 0 | NW | 6.1 | 1 | 1 | 1 | #VALUE! | 1
| RutherfordCrk1 | Rutherford Creek-1_Rutherford Creek-1_IPP-RUT | teppc | BCHA | BCHA | British Columbia Transmission Company | BCHA_AESO | Excluded | 2004-05-31 | 2040-05-31 | 25 | 100% | 25 | 25 |  |  | Hydro | Hydro_Standard | Hydro | Excluded_Hydro |  |  |  |  | 2004 | 2039 | 0 | Excluded | 25 | 1 | 1 | 1 | #VALUE! | 1
| RutherfordCrk2 | Rutherford Creek-2_Rutherford Creek-2_IPP-RUT | teppc | BCHA | BCHA | British Columbia Transmission Company | BCHA_AESO | Excluded | 2004-05-31 | 2040-05-31 | 25 | 100% | 25 | 25 |  |  | Hydro | Hydro_Standard | Hydro | Excluded_Hydro |  |  |  |  | 2004 | 2039 | 0 | Excluded | 25 | 1 | 1 | 1 | #VALUE! | 1
| RVRVEW_1_UNITA1 | Riverview Energy Center (GP Antioch) | caiso | PGE_Bay | PGE_Bay | Pacific Gas and Electric Bay | PGE_Bay | CAISO | 2003-05-02 | 2050-12-31 | 47.6 | 100% | 47.6 | 47.6 |  |  | CT-NatGas-Aero | CT_NG | CT | CAISO_Peaker2 |  |  |  |  | 2003 | 2050 | 0 | CAISO | 47.6 | 1 | 1 | 1 | #VALUE! | 1
| RVSIDE_2_RERCU3 | Riverside Energy Res. Ctr Unit 3 | caiso | SCE | SCE | Southern California Edison | SCE | CAISO | 2011-04-01 | 2050-12-31 | 48.5 | 98.98% | 48.5 | 49 |  |  | CT-NatGas-Aero | CT_NG | CT | CAISO_Peaker1 |  |  |  |  | 2011 | 2050 | 0 | CAISO | 49 | 1 | 1 | 1 | #VALUE! | 1
| RVSIDE_2_RERCU4 | Riverside Energy Res. Ctr Unit 4 | caiso | SCE | SCE | Southern California Edison | SCE | CAISO | 2011-04-01 | 2050-12-31 | 48.5 | 98.98% | 48.5 | 49 |  |  | CT-NatGas-Aero | CT_NG | CT | CAISO_Peaker1 |  |  |  |  | 2011 | 2050 | 0 | CAISO | 49 | 1 | 1 | 1 | #VALUE! | 1
| RVSIDE_6_RERCU1 | Riverside Energy Res. Ctr Unit 1 | caiso | SCE | SCE | Southern California Edison | SCE | CAISO | 2006-06-01 | 2050-12-31 | 48.35 | 100% | 48.35 | 48.35 |  |  | CT-NatGas-Aero | CT_NG | CT | CAISO_Peaker1 |  |  |  |  | 2006 | 2050 | 0 | CAISO | 48.35 | 1 | 1 | 1 | #VALUE! | 1
| RVSIDE_6_RERCU2 | Riverside Energy Res. Ctr Unit 2 | caiso | SCE | SCE | Southern California Edison | SCE | CAISO | 2006-06-01 | 2050-12-31 | 48.5 | 100% | 48.5 | 48.5 |  |  | CT-NatGas-Aero | CT_NG | CT | CAISO_Peaker1 |  |  |  |  | 2006 | 2050 | 0 | CAISO | 48.5 | 1 | 1 | 1 | #VALUE! | 1
| RVSIDE_6_SOLAR1 | Tequesquite Landfill Solar Project | caiso | SCE | SCE | Southern California Edison | SCE | CAISO | 2015-09-09 | 2050-12-31 | 7.5 | 100% | 7.5 | 7.5 |  |  | n/a | PVgeneric_sun | Solar_Fixed | CAISO_Solar |  |  |  |  | 2016 | 2050 | 0 | CAISO | 7.5 | 1 | 1 | 1 | #VALUE! | 1
| RVSIDE_6_SPRING | SPRINGS GENERATION PROJECT AGGREGATE | caiso | SCE | SCE | Southern California Edison | SCE | CAISO | 2002-06-13 | 2050-12-31 | 36 | 100% | 36 | 36 |  |  | CT-NatGas-Aero | CT_NG | CT | CAISO_Peaker2 |  |  |  |  | 2002 | 2050 | 0 | CAISO | 36 | 1 | 1 | 1 | #VALUE! | 1
| Ryan1 | Ryan-RYA1 | teppc | NWMT | NWMT | NorthWestern Energy | NWMT_WAUW | NW | 1915-08-01 | 2050-12-31 | 8 | 100% | 8 | 8 |  |  | Hydro | Hydro_Standard | Hydro | NW_Hydro |  |  |  |  | 1916 | 2050 | 0 | NW | 8 | 1 | 1 | 1 | #VALUE! | 1
| Ryan2 | Ryan (pre-upgrade)-RYA2 | teppc | NWMT | NWMT | NorthWestern Energy | NWMT_WAUW | NW | 1915-08-01 | 2030-01-01 | 8 | 100% | 8 | 8 |  |  | Hydro | Hydro_Standard | Hydro | NW_Hydro |  |  |  |  | 1916 | 2029 | 0 | NW | 8 | 1 | 1 | 1 | #VALUE! | 1
| Ryan2_Upgrd | Ryan (post-upgrade)-RYA2 | teppc | CISC | CISC | Southern California Edison | SCE | CAISO | 2015-08-19 | 2050-12-01 | 9.2 | 100% | 9.2 | 9.2 |  |  | Hydro | Hydro_Standard | Hydro | CAISO_Hydro |  |  |  |  | 2016 | 2050 | 0 | CAISO | 9.2 | 1 | 1 | 1 | #VALUE! | 1
| Ryan3 | Ryan-RYA3 | teppc | NWMT | NWMT | NorthWestern Energy | NWMT_WAUW | NW | 1915-08-01 | 2050-12-31 | 8 | 100% | 8 | 8 |  |  | Hydro | Hydro_Standard | Hydro | NW_Hydro |  |  |  |  | 1916 | 2050 | 0 | NW | 8 | 1 | 1 | 1 | #VALUE! | 1
| Ryan4 | Ryan (pre-upgrade)-RYA4 | teppc | NWMT | NWMT | NorthWestern Energy | NWMT_WAUW | NW | 1915-08-01 | 2030-01-01 | 8 | 100% | 8 | 8 |  |  | Hydro | Hydro_Standard | Hydro | NW_Hydro |  |  |  |  | 1916 | 2029 | 0 | NW | 8 | 1 | 1 | 1 | #VALUE! | 1
| Ryan5 | Ryan-RYA5 | teppc | NWMT | NWMT | NorthWestern Energy | NWMT_WAUW | NW | 1916-09-01 | 2050-12-31 | 8 | 100% | 8 | 8 |  |  | Hydro | Hydro_Standard | Hydro | NW_Hydro |  |  |  |  | 1917 | 2050 | 0 | NW | 8 | 1 | 1 | 1 | #VALUE! | 1
| Ryan6 | Ryan-RYA6 | teppc | NWMT | NWMT | NorthWestern Energy | NWMT_WAUW | NW | 1916-09-01 | 2050-12-31 | 8 | 100% | 8 | 8 |  |  | Hydro | Hydro_Standard | Hydro | NW_Hydro |  |  |  |  | 1917 | 2050 | 0 | NW | 8 | 1 | 1 | 1 | #VALUE! | 1
| Ryegrass | Ryegrass Windfarm-1 | teppc | IPMV | IPMV | Idaho Magic Valley | IPCO | NW | 2012-08-10 | 2050-12-31 | 23 | 100% | 23 | 23 |  |  | WT-Onshore | wind_onshorewind | Wind | NW_Wind |  |  |  |  | 2013 | 2050 | 0 | NW | 23 | 1 | 1 | 1 | #VALUE! | 1
| S_CranberryCrk1 | S. Cranberry Creek-1_S. Cranberry Creek-1_IPP-SCB | teppc | BCHA | BCHA | British Columbia Transmission Company | BCHA_AESO | Excluded | 2008-02-09 | 2038-02-09 | 2.83 | 100% | 2.83 | 2.83 |  |  | Hydro | Hydro_Standard | Hydro | Excluded_Hydro |  |  |  |  | 2008 | 2037 | 0 | Excluded | 2.83 | 1 | 1 | 1 | #VALUE! | 1
| S_CranberryCrk2 | S. Cranberry Creek-2_S. Cranberry Creek-2_IPP-SCB | teppc | BCHA | BCHA | British Columbia Transmission Company | BCHA_AESO | Excluded | 2008-02-09 | 2038-02-09 | 2.83 | 100% | 2.83 | 2.83 |  |  | Hydro | Hydro_Standard | Hydro | Excluded_Hydro |  |  |  |  | 2008 | 2037 | 0 | Excluded | 2.83 | 1 | 1 | 1 | #VALUE! | 1
| S_CranberryCrk3 | S. Cranberry Creek-3_S. Cranberry Creek-3_IPP-SCB | teppc | BCHA | BCHA | British Columbia Transmission Company | BCHA_AESO | Excluded | 2008-02-09 | 2038-02-09 | 2.83 | 100% | 2.83 | 2.83 |  |  | Hydro | Hydro_Standard | Hydro | Excluded_Hydro |  |  |  |  | 2008 | 2037 | 0 | Excluded | 2.83 | 1 | 1 | 1 | #VALUE! | 1
| S_CranberryCrk4 | S. Cranberry Creek-4_S. Cranberry Creek-4_IPP-SCB | teppc | BCHA | BCHA | British Columbia Transmission Company | BCHA_AESO | Excluded | 2015-07-01 | 2045-07-01 | 3 | 100% | 3 | 3 |  |  | Hydro | Hydro_Standard | Hydro | Excluded_Hydro |  |  |  |  | 2016 | 2045 | 0 | Excluded | 3 | 1 | 1 | 1 | #VALUE! | 1
| S_E_Hazelton1 | S E Hazelton A-GEN1 | teppc | IPTV | IPTV | Idaho Treasure Valley | IPCO | NW | 1990-04-26 | 2050-12-31 | 6.5 | 100% | 6.5 | 6.5 |  |  | Hydro | Hydro_Standard | Hydro | NW_Hydro |  |  |  |  | 1990 | 2050 | 0 | NW | 6.5 | 1 | 1 | 1 | #VALUE! | 1
| S_E_Hazelton2 | S E Hazelton A-GEN2 | teppc | IPFE | IPFE | Idaho Far East | IPCO | NW | 1990-04-26 | 2050-12-31 | 2.7 | 100% | 2.7 | 2.7 |  |  | Hydro | Hydro_Standard | Hydro | NW_Hydro |  |  |  |  | 1990 | 2050 | 0 | NW | 2.7 | 1 | 1 | 1 | #VALUE! | 1
| S_E_Hazelton3 | S E Hazelton A-GEN3 | teppc | IPFE | IPFE | Idaho Far East | IPCO | NW | 1990-04-26 | 2050-12-31 | 2.7 | 100% | 2.7 | 2.7 |  |  | Hydro | Hydro_Standard | Hydro | NW_Hydro |  |  |  |  | 1990 | 2050 | 0 | NW | 2.7 | 1 | 1 | 1 | #VALUE! | 1
| S_RITA_6_SOLAR1 | Sun Harvest Solar | caiso | PGE_Valley | PGE_Valley | Pacific Gas and Electric Valley | PGE_Valley | CAISO | 2015-05-28 | 2050-12-31 | 1.5 | 100% | 1.5 | 1.5 |  |  | n/a | PVgeneric_sun | Solar_Fixed | CAISO_Solar |  |  |  |  | 2015 | 2050 | 0 | CAISO | 1.5 | 1 | 1 | 1 | #VALUE! | 1
| S_Slocan_1 | S Slocan-1_S Slocan-1_FBC-SLC | teppc | BCHA | BCHA | British Columbia Transmission Company | BCHA_AESO | Excluded | 1999-11-11 | 2033-03-31 | 19 | 100% | 19 | 19 |  |  | Hydro | Hydro_Standard | Hydro | Excluded_Hydro |  |  |  |  | 2000 | 2032 | 0 | Excluded | 19 | 1 | 1 | 1 | #VALUE! | 1
| S_Slocan_2 | S Slocan-2_S Slocan-2_FBC-SLC | teppc | BCHA | BCHA | British Columbia Transmission Company | BCHA_AESO | Excluded | 1999-11-11 | 2033-03-31 | 19 | 100% | 19 | 19 |  |  | Hydro | Hydro_Standard | Hydro | Excluded_Hydro |  |  |  |  | 2000 | 2032 | 0 | Excluded | 19 | 1 | 1 | 1 | #VALUE! | 1
| S_Slocan_3 | S Slocan-3_S Slocan-3_FBC-SLC | teppc | BCHA | BCHA | British Columbia Transmission Company | BCHA_AESO | Excluded | 1999-11-11 | 2033-03-31 | 19 | 100% | 19 | 19 |  |  | Hydro | Hydro_Standard | Hydro | Excluded_Hydro |  |  |  |  | 2000 | 2032 | 0 | Excluded | 19 | 1 | 1 | 1 | #VALUE! | 1
| S_Sutton_Creek | S. Sutton Creek-1_S. Sutton Creek-1_IPP-SSH | teppc | BCHA | BCHA | British Columbia Transmission Company | BCHA_AESO | Excluded | 2005-10-26 | 2040-10-26 | 4.9 | 100% | 4.9 | 4.9 |  |  | Hydro | Hydro_Standard | Hydro | Excluded_Hydro |  |  |  |  | 2006 | 2040 | 0 | Excluded | 4.9 | 1 | 1 | 1 | #VALUE! | 1
| SaddlebrookCC_Total | Saddlebrook Generating Station-1 (Total CC Plant) | teppc | BCHA | BCHA | British Columbia Transmission Company | BCHA_AESO | Excluded | 2017-06-30 | 2050-12-31 | 350.5 | 100% | 350.5 | 350.5 |  |  | CCWhole-NatGas-Industrial | CC_NG | CC | Excluded_CCGT |  |  |  |  | 2017 | 2050 | 0 | Excluded | 350.5 | 1 | 1 | 1 | #VALUE! | 1
| Sage_Solar |  | teppc | PAWY | PAWY | Wyoming, PACE Utility | PACE | NW | 1950-01-01 | 2050-12-31 | 57.6 | 100% | 57.6 | 57.6 |  |  | Solar | PVgeneric_sun | Solar_Fixed | NW_Solar |  |  |  |  | 1950 | 2050 | 0 | NW | 57.6 | 1 | 1 | 1 | #VALUE! | 1
| Sagebrush_1 | Sagebrush-1 | teppc | IPFE | IPFE | Idaho Far East | IPCO | NW | 1985-09-01 | 2050-12-31 | 0.43 | 100% | 0.43 | 0.43 |  |  | Hydro | Hydro_Standard | Hydro | NW_Hydro |  |  |  |  | 1986 | 2050 | 0 | NW | 0.43 | 1 | 1 | 1 | #VALUE! | 1
| SagebrushWind | Sagebrush Power Partners-GEN1 | teppc | BPAT | BPAT | Bonneville Power Administration – Transmission | BPAT | NW | 2011-01-01 | 2050-12-31 | 100.8 | 100% | 100.8 | 100.8 |  |  | WT-Onshore | wind_onshorewind | Wind | NW_Wind |  |  |  |  | 2011 | 2050 | 0 | NW | 100.8 | 1 | 1 | 1 | #VALUE! | 1
| Saguaro_AZ_1 | Saguaro CT GT1 | teppc | AZPS | AZPS | Arizona Public Service Company | AZPS | SW | 1973-07-01 | 2050-12-31 | 62 | 100% | 62 | 62 |  |  | CT-NatGas-Industrial | CT_NG | CT | SW_Peaker |  |  |  |  | 1974 | 2050 | 0 | SW | 62 | 1 | 1 | 1 | #VALUE! | 1
| Saguaro_AZ_2 | Saguaro CT GT2 | teppc | AZPS | AZPS | Arizona Public Service Company | AZPS | SW | 2002-07-01 | 2050-12-31 | 79 | 100% | 79 | 79 |  |  | CT-NatGas-Industrial | CT_NG | CT | SW_Peaker |  |  |  |  | 2003 | 2050 | 0 | SW | 79 | 1 | 1 | 1 | #VALUE! | 1
| Saguaro_CC1 | Saguaro Power Company CC1 (Total CC Plant) | teppc | NEVP | NEVP | Nevada Power Company | NEVP | SW | 1990-12-01 | 2050-12-31 | 105 | 100% | 105 | 105 |  |  | CCWhole-NatGas-Industrial | CC_NG | CC | SW_CCGT |  |  |  |  | 1991 | 2050 | 0 | SW | 105 | 1 | 1 | 1 | #VALUE! | 1
| Saguaro_CC2 | Saguaro Power Company CC2 (Total CC Plant) | teppc | PNM | PNM | Public Service Company of New Mexico | PNM_EPE | SW | 2025-04-15 | 2050-12-31 | 605.2 | 100% | 605.2 | 605.2 |  |  | CCWhole-NatGas-Industrial | CC_NG | CC | SW_CCGT |  |  |  |  | 2025 | 2050 | 0 | SW | 605.2 | 1 | 1 | 1 | #VALUE! | 1
| Saguaro_GE1 | Saguaro CT GE1 | teppc | AZPS | AZPS | Arizona Public Service Company | AZPS | SW | 1972-05-01 | 2050-12-31 | 62 | 100% | 62 | 62 |  |  | CT-NatGas-Industrial | CT_NG | CT | SW_Peaker |  |  |  |  | 1972 | 2050 | 0 | SW | 62 | 1 | 1 | 1 | #VALUE! | 1
| Sahko_1 | Sahko-1 | teppc | IPFE | IPFE | Idaho Far East | IPCO | NW | 2006-06-01 | 2050-12-31 | 0.5 | 100% | 0.5 | 0.5 |  |  | Hydro | Hydro_Standard | Hydro | NW_Hydro |  |  |  |  | 2006 | 2050 | 0 | NW | 0.5 | 1 | 1 | 1 | #VALUE! | 1
| SAIT_1 | SAIT-1 | teppc | BCHA | BCHA | British Columbia Transmission Company | BCHA_AESO | Excluded | 1999-01-01 | 2050-12-01 | 5.5 | 100% | 5.5 | 5.5 |  |  | CT-NatGas-Industrial | CT_NG | CT | Excluded_Peaker |  |  |  |  | 1999 | 2050 | 0 | Excluded | 5.5 | 1 | 1 | 1 | #VALUE! | 1
| SakwiCreek | Sakwi Creek RoR-1_Sakwi Creek RoR-1_IPP-SKW | teppc | BCHA | BCHA | British Columbia Transmission Company | BCHA_AESO | Excluded | 2014-07-01 | 2054-07-01 | 6 | 100% | 6 | 6 |  |  | Hydro | Hydro_Standard | Hydro | Excluded_Hydro |  |  |  |  | 2015 | 2054 | 0 | Excluded | 6 | 1 | 1 | 1 | #VALUE! | 1
| Salida_1_2 | Salida 1 and 2 | teppc | PSCO | PSCO | Public Service Company of Colorado | PSCO | Excluded | 1907-12-01 | 2050-12-01 | 1.4 | 100% | 1.4 | 1.4 |  |  | Hydro | Hydro_Standard | Hydro | Excluded_Hydro |  |  |  |  | 1908 | 2050 | 0 | Excluded | 1.4 | 1 | 1 | 1 | #VALUE! | 1
| SALIRV_2_UNIT |  | caiso | PGE_Valley | PGE_Valley | Pacific Gas and Electric Valley | PGE_Valley | CAISO | 1991-10-11 | 2050-12-31 | 26.43 | 67.77% | 26.43 | 39 |  |  | CT-NatGas-Industrial | Cogen_NG | Cogen | CAISO_CHP |  |  |  |  | 1992 | 2050 | 0 | CAISO | 39 | 1 | 1 | 1 | #VALUE! | 1
| Salmon_Falls | Salmon Falls Wind Park-SFWP | teppc | IPMV | IPMV | Idaho Magic Valley | IPCO | NW | 2011-01-03 | 2050-12-31 | 22 | 100% | 22 | 22 |  |  | WT-Onshore | wind_onshorewind | Wind | NW_Wind |  |  |  |  | 2011 | 2050 | 0 | NW | 22 | 1 | 1 | 1 | #VALUE! | 1
| Salmon_Inlet1 | Salmon Inlet (Sechelt Creek SCG)-1_Salmon Inlet (Sechelt Creek SCG)-1_IPP-SCG | teppc | BCHA | BCHA | British Columbia Transmission Company | BCHA_AESO | Excluded | 1995-04-01 | 2040-03-01 | 8.3 | 100% | 8.3 | 8.3 |  |  | Hydro | Hydro_Standard | Hydro | Excluded_Hydro |  |  |  |  | 1995 | 2039 | 0 | Excluded | 8.3 | 1 | 1 | 1 | #VALUE! | 1
| Salmon_Inlet2 | Salmon Inlet (Sechelt Creek SCG)-2_Salmon Inlet (Sechelt Creek SCG)-2_IPP-SCG | teppc | BCHA | BCHA | British Columbia Transmission Company | BCHA_AESO | Excluded | 1995-04-01 | 2040-03-01 | 8.3 | 100% | 8.3 | 8.3 |  |  | Hydro | Hydro_Standard | Hydro | Excluded_Hydro |  |  |  |  | 1995 | 2039 | 0 | Excluded | 8.3 | 1 | 1 | 1 | #VALUE! | 1
| Salt_Wells_1_2 | ENEL Salt Wells LLC 101 and 201¦Saltwell Geothermal Plant | teppc | SPPC | SPPC | Nevada Power Company | NEVP | SW | 1911-11-01 | 2050-12-31 | 31 | 100% | 31 | 31 |  |  | Geo-BinaryCycle | Geothermal_steam | Geothermal | SW_Geothermal |  |  |  |  | 1912 | 2050 | 0 | SW | 31 | 1 | 1 | 1 | #VALUE! | 1
| Salton_Sea_4 | Salton Sea Unit 4 4100 | teppc | IID | IID | Imperial Irrigation District | SCE | CAISO | 2000-06-01 | 2050-12-31 | 42 | 100% | 42 | 42 |  |  | Geo-DoubleFlash | Geothermal_steam | Geothermal | CAISO_Geothermal |  |  |  |  | 2000 | 2050 | 0 | CAISO | 42 | 1 | 1 | 1 | #VALUE! | 1
| Salton_Sea_5 | Salton Sea Unit 5 TG51 | teppc | IID | IID | Imperial Irrigation District | IID | IID | 1989-05-01 | 2050-12-31 | 50 | 100% | 50 | 50 |  |  | Geo-DoubleFlash | Geothermal_steam | Geothermal | IID_Geothermal | CAISO | 50 |  |  | 1989 | 2050 | 0 | CAISO | 50 | 1 | 1 | 1 | #VALUE! | 1
| Salton_Sea_Unit_2_G1 | Salton Sea Unit 2 GEN1¦EARTH ENERGY #2¦SALTON SEA UNIT 2 - 10 mw | teppc | IID | IID | Imperial Irrigation District | BANC | BANC | 2010-04-15 | 2050-12-31 | 10 | 100% | 10 | 10 |  |  | Geo-DoubleFlash | Geothermal_steam | Geothermal | BANC_Geothermal |  |  |  |  | 2010 | 2050 | 0 | BANC | 10 | 1 | 1 | 1 | #VALUE! | 1
| Salton_Sea_Unit_2_G2 | Salton Sea Unit 2 GEN2¦EARTH ENERGY #2¦SALTON SEA UNIT 2 - U1 5 MW | teppc | IID | IID | Imperial Irrigation District | BANC | BANC | 2010-04-15 | 2050-12-31 | 5 | 100% | 5 | 5 |  |  | Geo-DoubleFlash | Geothermal_steam | Geothermal | BANC_Geothermal |  |  |  |  | 2010 | 2050 | 0 | BANC | 5 | 1 | 1 | 1 | #VALUE! | 1
| Salton_Sea_Unit_2_G3 | Salton Sea Unit 2 GEN3¦EARTH ENERGY #2¦SALTON SEA UNIT 2 - U2 5 MW | teppc | IID | IID | Imperial Irrigation District | BANC | BANC | 2010-04-15 | 2050-12-31 | 5 | 100% | 5 | 5 |  |  | Geo-DoubleFlash | Geothermal_steam | Geothermal | BANC_Geothermal |  |  |  |  | 2010 | 2050 | 0 | BANC | 5 | 1 | 1 | 1 | #VALUE! | 1
| SALTSP_7_UNITS | SALT SPRINGS HYDRO AGGREGATE | caiso | PGE_Valley | PGE_Valley | Pacific Gas and Electric Valley | PGE_Valley | CAISO | 1931-01-01 | 2050-12-31 | 46 | 100% | 46 | 46 |  |  | n/a | Hydro_Standard | Hydro | CAISO_Hydro |  |  |  |  | 1931 | 2050 | 0 | CAISO | 46 | 1 | 1 | 1 | #VALUE! | 1
| SAMPSN_6_KELCO1 | KELCO QUALIFYING FACILITY | caiso | SDGE | SDGE | San Diego Gas and Electric | SDGE | CAISO | 2014-03-05 | 2050-12-31 | 3.84 | 15.36% | 3.84 | 25 |  |  | CT-NatGas-Industrial | Cogen_NG | Cogen | CAISO_CHP |  |  |  |  | 2014 | 2050 | 0 | CAISO | 25 | 1 | 1 | 1 | #VALUE! | 1
| San_Emidio | San Emidio South Project Phase I-II SE-U1¦San Emidio-SE-U1¦USG Empire¦PUR_IPP_GO_G1 | teppc | SPPC | SPPC | Nevada Power Company | NEVP | SW | 2012-05-25 | 2050-12-31 | 13.7 | 100% | 13.7 | 13.7 |  |  | Geo-BinaryCycle | Geothermal_steam | Geothermal | SW_Geothermal |  |  |  |  | 2012 | 2050 | 0 | SW | 13.7 | 1 | 1 | 1 | #VALUE! | 1
| San_Francisquito_1_1 | San Francisquito 1 1A | teppc | LDWP | LDWP | Los Angeles Department of Water and Power | LADWP | LDWP | 1983-12-01 | 2050-12-31 | 27 | 100% | 27 | 27 |  |  | Hydro | Hydro_Standard | Hydro | LDWP_Hydro |  |  |  |  | 1984 | 2050 | 0 | LDWP | 27 | 1 | 1 | 1 | #VALUE! | 1
| San_Francisquito_1_3 | San Francisquito 1 3 | teppc | LDWP | LDWP | Los Angeles Department of Water and Power | LADWP | LDWP | 1917-04-01 | 2050-12-31 | 10 | 100% | 10 | 10 |  |  | Hydro | Hydro_Standard | Hydro | LDWP_Hydro |  |  |  |  | 1917 | 2050 | 0 | LDWP | 10 | 1 | 1 | 1 | #VALUE! | 1
| San_Francisquito_1_4 | San Francisquito 1 4 | teppc | LDWP | LDWP | Los Angeles Department of Water and Power | LADWP | LDWP | 1923-05-01 | 2050-12-31 | 12 | 100% | 12 | 12 |  |  | Hydro | Hydro_Standard | Hydro | LDWP_Hydro |  |  |  |  | 1923 | 2050 | 0 | LDWP | 12 | 1 | 1 | 1 | #VALUE! | 1
| San_Francisquito_1_6 | San Francisquito 1 6 | teppc | LDWP | LDWP | Los Angeles Department of Water and Power | LADWP | LDWP | 1987-04-01 | 2050-12-31 | 27 | 100% | 27 | 27 |  |  | Hydro | Hydro_Standard | Hydro | LDWP_Hydro |  |  |  |  | 1987 | 2050 | 0 | LDWP | 27 | 1 | 1 | 1 | #VALUE! | 1
| San_Francisquito_2_1 | San Francisquito 2 1 | teppc | LDWP | LDWP | Los Angeles Department of Water and Power | LADWP | LDWP | 1920-07-01 | 2050-12-31 | 0 | 0% | 0 | 0 |  |  | Hydro | Hydro_Standard | Hydro | LDWP_Hydro |  |  |  |  | 1921 | 2050 | 0 | LDWP | 0 | 1 | 1 | 1 | #VALUE! | 1
| San_Francisquito_2_2 | San Francisquito 2 2 | teppc | LDWP | LDWP | Los Angeles Department of Water and Power | LADWP | LDWP | 1920-08-01 | 2050-12-31 | 14 | 100% | 14 | 14 |  |  | Hydro | Hydro_Standard | Hydro | LDWP_Hydro |  |  |  |  | 1921 | 2050 | 0 | LDWP | 14 | 1 | 1 | 1 | #VALUE! | 1
| San_Francisquito_2_3 | San Francisquito 2 3 | teppc | LDWP | LDWP | Los Angeles Department of Water and Power | LADWP | LDWP | 1932-09-01 | 2050-12-31 | 18 | 100% | 18 | 18 |  |  | Hydro | Hydro_Standard | Hydro | LDWP_Hydro |  |  |  |  | 1933 | 2050 | 0 | LDWP | 18 | 1 | 1 | 1 | #VALUE! | 1
| San_Isabel_Solar | PSEG San Isabel Solar Energy Center 1 | teppc | PSCO | PSCO | Public Service Company of Colorado | PSCO | Excluded | 2016-12-01 | 2050-12-31 | 30.2 | 100% | 30.2 | 30.2 |  |  | SolarPV-Tracking | 1axPV_sun | Solar_1Axis | Excluded_Solar |  |  |  |  | 2017 | 2050 | 0 | Excluded | 30.2 | 1 | 1 | 1 | #VALUE! | 1
| San_Juan_1 | San Juan 1 | teppc | PNM | PNM | Public Service Company of New Mexico | PNM_EPE | SW | 1976-12-01 | 2050-12-31 | 340 | 100% | 340 | 340 |  |  | ST-Coal | Steam_Coal | Coal | SW_Coal |  |  |  |  | 1977 | 2050 | 0 | SW | 340 | 1 | 1 | 1 | #VALUE! | 1
| San_Juan_4 | San Juan 4 | teppc | PNM | PNM | Public Service Company of New Mexico | PNM_EPE | SW | 1982-04-01 | 2050-12-31 | 507 | 100% | 507 | 507 |  |  | ST-Coal | Steam_Coal | Coal | SW_Coal |  |  |  |  | 1982 | 2050 | 0 | SW | 507 | 1 | 1 | 1 | #VALUE! | 1
| San_Juan_GT1 | San Juan Gas Plant 1 | teppc | PNM | PNM | Public Service Company of New Mexico | PNM_EPE | SW | 2018-01-01 | 2050-12-31 | 46 | 100% | 46 | 46 |  |  | CT-NatGas-Aero | CT_NG | CT | SW_Peaker |  |  |  |  | 2018 | 2050 | 0 | SW | 46 | 1 | 1 | 1 | #VALUE! | 1
| San_Juan_GT2 | San Juan Gas Plant 2 | teppc | PNM | PNM | Public Service Company of New Mexico | PNM_EPE | SW | 2018-01-01 | 2050-12-31 | 46 | 100% | 46 | 46 |  |  | CT-NatGas-Aero | CT_NG | CT | SW_Peaker |  |  |  |  | 2018 | 2050 | 0 | SW | 46 | 1 | 1 | 1 | #VALUE! | 1
| SANLOB_1_OSFBM1 | San Luis Obispo AD | rps | PGE_Valley | PGE_Valley | Pacific Gas and Electric Valley | PGE_Valley | CAISO | 2019-01-31 | 2050-12-31 | 0 | 0% |  | 0.853 |  |  | Biogasnan | ST_Biomass | Biogas_LandfillGas | CAISO_Biomass |  |  |  |  | 2019 | 2050 | 0 | CAISO | 0.853 | 1 | 1 | 1 | #VALUE! | 1
| San_Luis_Valley_PV | San Luis Valley Solar Ranch Project 1 | teppc | PSCO | PSCO | Public Service Company of Colorado | PSCO | Excluded | 2012-03-31 | 2050-12-31 | 30 | 100% | 30 | 30 |  |  | SolarPV-NonTracking | FixedPV_sun | Solar_Fixed | Excluded_Solar |  |  |  |  | 2012 | 2050 | 0 | Excluded | 30 | 1 | 1 | 1 | #VALUE! | 1
| Sand_Ridge |  | teppc | PNM | PNM | Public Service Company of New Mexico | PNM_EPE | SW | 2016-12-01 | 2025-12-31 | 9 | 100% | 9 | 9 |  |  | WT-Onshore | wind_onshorewind | Wind | SW_Wind |  |  |  |  | 2017 | 2025 | 0 | SW | 9 | 1 | 1 | 1 | #VALUE! | 1
| SANDLT_2_SUNITS | Mojave Solar | caiso | SCE | SCE | Southern California Edison | SCE | CAISO | 2014-12-04 | 2050-12-31 | 275 | 100% | 275 | 275 |  |  | n/a | SolarThermal_sun | Solar_Thermal | CAISO_Solar |  |  |  |  | 2015 | 2050 | 0 | CAISO | 275 | 1 | 1 | 1 | #VALUE! | 1
| Sandoval_County_PV | PNM Sandoval County Solar Energy Center SSEC1 | teppc | PNM | PNM | Public Service Company of New Mexico | PNM_EPE | SW | 2014-12-30 | 2050-12-31 | 6.1 | 100% | 6.1 | 6.1 |  |  | SolarPV-Tracking | 1axPV_sun | Solar_1Axis | SW_Solar |  |  |  |  | 2015 | 2050 | 0 | SW | 6.1 | 1 | 1 | 1 | #VALUE! | 1
| Sandstone_Solar | Sandstone Solar Project SNDST | teppc | SRP | SRP | Salt River Project | SRP | SW | 2016-02-11 | 2050-12-31 | 45 | 100% | 45 | 45 |  |  | SolarPV-Tracking | 1axPV_sun | Solar_1Axis | SW_Solar |  |  |  |  | 2016 | 2050 | 0 | SW | 45 | 1 | 1 | 1 | #VALUE! | 1
| SANITR_6_UNITS | LACSD CARSON WATER POLLUTION AGGREGATE | caiso | SCE | SCE | Southern California Edison | SCE | CAISO | 2001-12-01 | 2050-12-31 | 0.69 | 8.625% | 0.69 | 8 |  |  | n/a | RECIPROCATING ENGINE_BIOGAS | Biogas_LandfillGas | CAISO_Biomass |  |  |  |  | 2002 | 2050 | 0 | CAISO | 8 | 1 | 1 | 1 | #VALUE! | 1
| SANLOB_1_LNDFIL | Cold Canyon | caiso | PGE_Valley | PGE_Valley | Pacific Gas and Electric Valley | PGE_Valley | CAISO | 2013-07-18 | 2050-12-31 | 0 | 0% |  | 1.5 |  |  | n/a | Biogas_ | Biogas_LandfillGas | CAISO_Biomass |  |  |  |  | 2014 | 2050 | 0 | CAISO | 1.5 | 1 | 1 | 1 | #VALUE! | 1
| Santa_Barbara_County_Public_Works_Department | Santa Barbara County Public Works Department | rps | PGE_Valley | SCE | Southern California Edison | SCE | CAISO | 2019-11-29 | 2050-12-31 | 0 | 0% |  | 2.274 |  |  | Biogasnan | ST_Biomass | Biogas_LandfillGas | CAISO_Biomass |  |  |  |  | 2020 | 2050 | 0 | CAISO | 2.274 | 1 | 1 | 1 | #VALUE! | 1
| Santa_Fe_Solar | Santa Fe Solar Energy Center 1 | teppc | PNM | PNM | Public Service Company of New Mexico | PNM_EPE | SW | 2015-12-14 | 2050-12-31 | 7.6 | 100% | 7.6 | 7.6 |  |  | SolarPV-Tracking | 1axPV_sun | Solar_1Axis | SW_Solar |  |  |  |  | 2016 | 2050 | 0 | SW | 7.6 | 1 | 1 | 1 | #VALUE! | 1
| Santan_1 | Santan ST1 | teppc | SRP | SRP | Salt River Project | SRP | SW | 1974-10-01 | 2050-12-31 | 94 | 100% | 94 | 94 |  |  | CCWhole-NatGas-SingleShaft | CC_NG | CC | SW_CCGT |  |  |  |  | 1975 | 2050 | 0 | SW | 94 | 1 | 1 | 1 | #VALUE! | 1
| Santan_2 | Santan ST2 | teppc | SRP | SRP | Salt River Project | SRP | SW | 1974-12-01 | 2050-12-31 | 94 | 100% | 94 | 94 |  |  | CCWhole-NatGas-SingleShaft | CC_NG | CC | SW_CCGT |  |  |  |  | 1975 | 2050 | 0 | SW | 94 | 1 | 1 | 1 | #VALUE! | 1
| Santan_3 | Santan ST3 | teppc | SRP | SRP | Salt River Project | SRP | SW | 1974-10-01 | 2050-12-31 | 94 | 100% | 94 | 94 |  |  | CCWhole-NatGas-SingleShaft | CC_NG | CC | SW_CCGT |  |  |  |  | 1975 | 2050 | 0 | SW | 94 | 1 | 1 | 1 | #VALUE! | 1
| Santan_4 | Santan ST4 | teppc | SRP | SRP | Salt River Project | SRP | SW | 1975-05-01 | 2050-12-31 | 94 | 100% | 94 | 94 |  |  | CCWhole-NatGas-SingleShaft | CC_NG | CC | SW_CCGT |  |  |  |  | 1975 | 2050 | 0 | SW | 94 | 1 | 1 | 1 | #VALUE! | 1
| Santan_5_CC | Santan5CC (Total CC Plant) | teppc | SRP | SRP | Salt River Project | SRP | SW | 2005-04-01 | 2050-12-31 | 589.5 | 100% | 589.5 | 589.5 |  |  | CCWhole-NatGas-Industrial | CC_NG | CC | SW_CCGT |  |  |  |  | 2005 | 2050 | 0 | SW | 589.5 | 1 | 1 | 1 | #VALUE! | 1
| Santan_6_CC | Santan6CC (Total CC Plant) | teppc | SRP | SRP | Salt River Project | SRP | SW | 2006-03-01 | 2050-12-31 | 281 | 100% | 281 | 281 |  |  | CCWhole-NatGas-Industrial | CC_NG | CC | SW_CCGT |  |  |  |  | 2006 | 2050 | 0 | SW | 281 | 1 | 1 | 1 | #VALUE! | 1
| SANTFG_7_UNITS | GEYSERS CALISTOGA AGGREGATE | caiso | PGE_Bay | PGE_Bay | Pacific Gas and Electric Bay | PGE_Bay | CAISO | 1984-03-14 | 2050-12-31 | 63 | 68.4% | 63 | 92.1 |  |  | n/a | Geothermal_steam | Geothermal | CAISO_Geothermal |  |  |  |  | 1984 | 2050 | 0 | CAISO | 92.1 | 1 | 1 | 1 | #VALUE! | 1
| SANTGO_2_LNDFL1 | Bowerman Power | caiso | SCE | SCE | Southern California Edison | SCE | CAISO | 2016-04-27 | 2050-12-31 | 19.23 | 98.11% | 19.23 | 19.6 |  |  | n/a | Biogas_ | Biogas_LandfillGas | CAISO_Biomass |  |  |  |  | 2016 | 2050 | 0 | CAISO | 19.6 | 1 | 1 | 1 | #VALUE! | 1
| SANTGO_2_MABBT1 | Millikan Avenue BESS | caiso | SCE | SCE | Southern California Edison | SCE | CAISO | 2017-01-14 | 2050-12-31 | 2 | 100% | 2 | 2 | 4 | 8 | OTHER_LESR | Battery_ | Battery Storage | CAISO_Baseline_Li_Battery |  |  |  |  | 2017 | 2050 | 0 | CAISO | 2 | 1 | 1 | 1 | #VALUE! | 1
| Santolina_Solar | Santolina Solar | teppc | PNM | PNM | Public Service Company of New Mexico | PNM_EPE | SW | 2015-12-03 | 2050-12-31 | 7.6 | 100% | 7.6 | 7.6 |  |  | SolarPV-Tracking | 1axPV_sun | Solar_1Axis | SW_Solar |  |  |  |  | 2016 | 2050 | 0 | SW | 7.6 | 1 | 1 | 1 | #VALUE! | 1
| SANWD_1_QF |  | caiso | SCE | SCE | Southern California Edison | SCE | CAISO | 1983-03-01 | 2050-12-31 | 31 | 100% | 31 | 31 |  |  | n/a | wind_onshorewind | Wind | CAISO_Wind |  |  |  |  | 1983 | 2050 | 0 | CAISO | 31 | 1 | 1 | 1 | #VALUE! | 1
| SAUGUS_2_TOLAND | Toland Landfill gas to Energy Project | caiso | SCE | SCE | Southern California Edison | SCE | CAISO | 2009-08-25 | 2019-08-31 | 0 | 0% |  | 1.57 |  |  | n/a | CT_Biomass | Biogas_LandfillGas | CAISO_Biomass |  |  |  |  | 2010 | 2019 | 0 | CAISO | 1.57 | 1 | 1 | 1 | #VALUE! | 1
| SAUGUS_6_CREST |  | caiso | SCE | SCE | Southern California Edison | SCE | CAISO | 1984-01-01 | 2050-12-31 | 1 | 100% | 1 | 1 |  |  | Hydro_Standard | Hydro_Standard | Hydro | CAISO_Hydro |  |  |  |  | 1984 | 2050 | 0 | CAISO | 1 | 1 | 1 | 1 | #VALUE! | 1
| SAUGUS_6_MWDFTH | Foothill Hydroelectric Recovery Plant | caiso | SCE | SCE | Southern California Edison | SCE | CAISO | 1981-01-01 | 2050-12-31 | 9.1 | 100% | 9.1 | 9.1 |  |  | n/a | Hydro_Standard | Hydro | CAISO_Hydro |  |  |  |  | 1981 | 2050 | 0 | CAISO | 9.1 | 1 | 1 | 1 | #VALUE! | 1
| SAUGUS_6_PTCHGN |  | caiso | SCE | SCE | Southern California Edison | SCE | CAISO | 1988-07-14 | 2018-03-02 | 21.34 | 102.7% | 21.34 | 20.78 |  |  | CT-NatGas-Aero | Cogen_NG | Cogen | CAISO_CHP |  |  |  |  | 1989 | 2017 | 0 | CAISO | 20.78 | 1 | 1 | 1 | #VALUE! | 1
| SAUGUS_6_QF | SAUGUS QFS | caiso | SCE | SCE | Southern California Edison | SCE | CAISO | 1987-01-01 | 2050-12-31 | 2.19 | 100% | 2.19 | 2.19 |  |  | n/a | Cogen_NG | Cogen | CAISO_Small_Hydro |  |  |  |  | 1987 | 2050 | 0 | CAISO | 2.19 | 1 | 1 | 1 | #VALUE! | 1
| SAUGUS_7_CHIQCN | Chiquita Canyon Landfill Fac | caiso | SCE | SCE | Southern California Edison | SCE | CAISO | 2010-11-23 | 2050-12-31 | 5.87 | 73.38% | 5.87 | 8 |  |  | n/a | CT_Biomass | Biogas_LandfillGas | CAISO_Biomass |  |  |  |  | 2011 | 2050 | 0 | CAISO | 8 | 1 | 1 | 1 | #VALUE! | 1
| SAUGUS_7_LOPEZ | MM Lopez Energy | caiso | SCE | SCE | Southern California Edison | SCE | CAISO | 1999-01-05 | 2050-12-31 | 5.47 | 89.67% | 5.47 | 6.1 |  |  | n/a | Biogas_ | Biogas_LandfillGas | CAISO_Biomass | LDWP | 6.1 |  |  | 1999 | 2050 | 0 | LDWP | 6.1 | 1 | 1 | 1 | #VALUE! | 1
| Savona_ERG_1 | Savona ERG-1_Savona ERG-1_IPP-SVN | teppc | BCHA | BCHA | British Columbia Transmission Company | BCHA_AESO | Excluded | 2008-08-12 | 2028-08-12 | 5.89 | 100% | 5.89 | 5.89 |  |  | ST-Other | ST_Unknown | Steam | Excluded_ST |  |  |  |  | 2009 | 2028 | 0 | Excluded | 5.89 | 1 | 1 | 1 | #VALUE! | 1
| SawtoothWind | Sawtooth Wind Project-ST | teppc | IPFE | IPFE | Idaho Far East | IPCO | NW | 2011-11-01 | 2050-12-31 | 22 | 100% | 22 | 22 |  |  | WT-Onshore | wind_onshorewind | Wind | NW_Wind |  |  |  |  | 2012 | 2050 | 0 | NW | 22 | 1 | 1 | 1 | #VALUE! | 1
| SBERDO_2_PSP3 | SBERDO_7_CT3A | caiso | SCE | SCE | Southern California Edison | SCE | CAISO | 2005-12-10 | 2050-12-31 | 536 | 96.58% | 536 | 555 |  |  | CCWhole-NatGas-Industrial | CC_NG | CC | CAISO_CCGT1 |  |  |  |  | 2006 | 2050 | 0 | CAISO | 555 | 1 | 1 | 1 | #VALUE! | 1
| SBERDO_2_PSP4 | SBERDO_7_CT4B | caiso | SCE | SCE | Southern California Edison | SCE | CAISO | 2006-01-19 | 2050-12-31 | 536 | 96.58% | 536 | 555 |  |  | CCWhole-NatGas-Industrial | CC_NG | CC | CAISO_CCGT1 |  |  |  |  | 2006 | 2050 | 0 | CAISO | 555 | 1 | 1 | 1 | #VALUE! | 1
| SBERDO_2_REDLND | Redlands RT Solar | caiso | SCE | SCE | Southern California Edison | SCE | CAISO | 2011-03-23 | 2050-12-31 | 2 | 100% | 2 | 2 |  |  | n/a | PVgeneric_sun | Solar_Fixed | CAISO_Solar |  |  |  |  | 2011 | 2050 | 0 | CAISO | 2 | 1 | 1 | 1 | #VALUE! | 1
| SBERDO_2_RTS005 | SPVP005 Redlands RT Solar | caiso | SCE | SCE | Southern California Edison | SCE | CAISO | 2012-11-24 | 2050-12-31 | 2.5 | 100% | 2.5 | 2.5 |  |  | n/a | PVgeneric_sun | Solar_Fixed | CAISO_Solar |  |  |  |  | 2013 | 2050 | 0 | CAISO | 2.5 | 1 | 1 | 1 | #VALUE! | 1
| SBERDO_2_RTS007 | SPVP007 Redlands RT Solar | caiso | SCE | SCE | Southern California Edison | SCE | CAISO | 2012-11-24 | 2050-12-31 | 2.5 | 100% | 2.5 | 2.5 |  |  | n/a | PVgeneric_sun | Solar_Fixed | CAISO_Solar |  |  |  |  | 2013 | 2050 | 0 | CAISO | 2.5 | 1 | 1 | 1 | #VALUE! | 1
| SBERDO_2_RTS011 | SPVP011 | caiso | SCE | SCE | Southern California Edison | SCE | CAISO | 2013-06-17 | 2050-12-31 | 3.5 | 100% | 3.5 | 3.5 |  |  | n/a | PVgeneric_sun | Solar_Fixed | CAISO_Solar |  |  |  |  | 2013 | 2050 | 0 | CAISO | 3.5 | 1 | 1 | 1 | #VALUE! | 1
| SBERDO_2_RTS013 | SPVP013 | caiso | SCE | SCE | Southern California Edison | SCE | CAISO | 2013-06-11 | 2050-12-31 | 3.5 | 100% | 3.5 | 3.5 |  |  | n/a | PVgeneric_sun | Solar_Fixed | CAISO_Solar |  |  |  |  | 2013 | 2050 | 0 | CAISO | 3.5 | 1 | 1 | 1 | #VALUE! | 1
| SBERDO_2_RTS016 | SPVP016 Redlands RT Solar | caiso | SCE | SCE | Southern California Edison | SCE | CAISO | 2011-08-02 | 2050-12-31 | 1.5 | 100% | 1.5 | 1.5 |  |  | n/a | PVgeneric_sun | Solar_Fixed | CAISO_Solar |  |  |  |  | 2012 | 2050 | 0 | CAISO | 1.5 | 1 | 1 | 1 | #VALUE! | 1
| SBERDO_2_RTS048 | SPVP048 | caiso | SCE | SCE | Southern California Edison | SCE | CAISO | 2013-09-01 | 2050-12-31 | 5 | 100% | 5 | 5 |  |  | n/a | PVgeneric_sun | Solar_Fixed | CAISO_Solar |  |  |  |  | 2014 | 2050 | 0 | CAISO | 5 | 1 | 1 | 1 | #VALUE! | 1
| SBERDO_2_SNTANA | SANTA ANA PSP | caiso | SCE | SCE | Southern California Edison | SCE | CAISO | 0 | 2050-12-31 | 6.95 | 100% | 6.95 | 6.95 |  |  | n/a | Hydro_Standard | Hydro | CAISO_Small_Hydro |  |  |  |  | 1900 | 2050 | 0 | CAISO | 6.95 | 1 | 1 | 1 | #VALUE! | 1
| SBERDO_6_MILLCK | MILL CREEK PSP | caiso | SCE | SCE | Southern California Edison | SCE | CAISO | 1935-01-17 | 2050-12-31 | 3.93 | 100% | 3.93 | 3.93 |  |  | n/a | Hydro_Standard | Hydro | CAISO_Small_Hydro |  |  |  |  | 1935 | 2050 | 0 | CAISO | 3.93 | 1 | 1 | 1 | #VALUE! | 1
| SCACogen2_CC | Proctor & Gamble Cogen (Total CC Plant) | teppc | BANC | BANC | Balancing Authority of Northern California | SMUD | BANC | 1997-03-01 | 2030-04-15 | 65.6 | 100% | 65.6 | 65.6 |  |  | CCWhole-NatGas-Aero | CC_NG | CC | BANC_CCGT |  |  |  |  | 1997 | 2029 | 0 | BANC | 65.6 | 1 | 1 | 1 | #VALUE! | 1
| SCACogen2GT | Procter & Gamble CT CT1C | teppc | BANC | BANC | Balancing Authority of Northern California | SMUD | BANC | 1997-03-01 | 2050-12-31 | 49 | 100% | 49 | 49 |  |  | CT-NatGas-Industrial | CT_NG | CT | BANC_Peaker |  |  |  |  | 1997 | 2050 | 0 | BANC | 49 | 1 | 1 | 1 | #VALUE! | 1
| Scattergood_1 | Scattergood 1 | teppc | LDWP | LDWP | Los Angeles Department of Water and Power | LADWP | LDWP | 1958-12-01 | 2030-01-01 | 174 | 100% | 174 | 174 |  |  | ST-NatGas | ST_NG | Steam | LDWP_ST |  |  |  |  | 1959 | 2029 | 0 | LDWP | 174 | 1 | 1 | 1 | #VALUE! | 1
| Scattergood_2 | Scattergood 2 | teppc | LDWP | LDWP | Los Angeles Department of Water and Power | LADWP | LDWP | 1959-07-01 | 2024-12-31 | 177 | 100% | 177 | 177 |  |  | ST-NatGas | ST_NG | Steam | LDWP_ST |  |  |  |  | 1960 | 2024 | 0 | LDWP | 177 | 1 | 1 | 1 | #VALUE! | 1
| Scattergood_4 | Scattergood Repowering CC 4 | teppc | LDWP | LDWP | Los Angeles Department of Water and Power | LADWP | LDWP | 2015-12-31 | 2060-12-31 | 300 | 100% | 300 | 300 |  |  | CT-NatGas-Industrial | CT_NG | CT | LDWP_Peaker |  |  |  |  | 2016 | 2060 | 0 | LDWP | 300 | 1 | 1 | 1 | #VALUE! | 1
| Scattergood_5 | Scattergood Repowering CC 5 | teppc | LDWP | LDWP | Los Angeles Department of Water and Power | LADWP | LDWP | 2015-12-31 | 2060-12-31 | 100 | 100% | 100 | 100 |  |  | CT-NatGas-Industrial | CT_NG | CT | LDWP_Peaker |  |  |  |  | 2016 | 2060 | 0 | LDWP | 100 | 1 | 1 | 1 | #VALUE! | 1
| Scattergood_6 | Scattergood Repowering CT 6 | teppc | LDWP | LDWP | Los Angeles Department of Water and Power | LADWP | LDWP | 2015-12-31 | 2060-12-31 | 89 | 100% | 89 | 89 |  |  | CT-NatGas-Industrial | CT_NG | CT | LDWP_Peaker |  |  |  |  | 2016 | 2060 | 0 | LDWP | 89 | 1 | 1 | 1 | #VALUE! | 1
| Scattergood_7 | Scattergood Repowering CT 7 | teppc | LDWP | LDWP | Los Angeles Department of Water and Power | LADWP | LDWP | 2015-12-31 | 2060-12-31 | 89 | 100% | 89 | 89 |  |  | CT-NatGas-Industrial | CT_NG | CT | LDWP_Peaker |  |  |  |  | 2016 | 2060 | 0 | LDWP | 89 | 1 | 1 | 1 | #VALUE! | 1
| SCEHOV_2_HOOVER | SCEHOV_2_HOOVER | caiso | WALC | SCE | Southern California Edison | SCE | CAISO | 1937-01-01 | 2050-12-31 | 287.01 | 100% | 287.01 | 287.01 |  |  | Hydro_Water | Hydro_Standard | Hydro | CAISO_Hydro |  |  |  |  | 1937 | 2050 | 0 | CAISO | 287.01 | 1 | 1 | 1 | #VALUE! | 1
| Schaffner_1 | Schaffner-1 | teppc | CISC | CISC | Southern California Edison | SCE | CAISO | 1986-08-08 | 2050-12-31 | 0.53 | 100% | 0.53 | 0.53 |  |  | Hydro | Hydro_Standard | Hydro | CAISO_Hydro |  |  |  |  | 1987 | 2050 | 0 | CAISO | 0.53 | 1 | 1 | 1 | #VALUE! | 1
| SCHLTE_1_PL1X3 | Tracy Combined Cycle Plant | caiso | PGE_Valley | PGE_Valley | Pacific Gas and Electric Valley | PGE_Valley | CAISO | 2012-10-31 | 2050-12-31 | 332.5 | 98.95% | 332.5 | 336.04 |  |  | CCWhole-NatGas-Industrial | CC_NG | CC | CAISO_CCGT2 |  |  |  |  | 2013 | 2050 | 0 | CAISO | 336.04 | 1 | 1 | 1 | #VALUE! | 1
| SCHNDR_1_FIVPTS |  | caiso | PGE_Valley | PGE_Valley | Pacific Gas and Electric Valley | PGE_Valley | CAISO | 2011-10-07 | 2050-12-31 | 15 | 100% | 15 | 15 |  |  | n/a | PVgeneric_sun | Solar_Fixed | CAISO_Solar |  |  |  |  | 2012 | 2050 | 0 | CAISO | 15 | 1 | 1 | 1 | #VALUE! | 1
| SCHNDR_1_WSTSDE |  | caiso | PGE_Valley | PGE_Valley | Pacific Gas and Electric Valley | PGE_Valley | CAISO | 2011-09-13 | 2050-12-31 | 15 | 100% | 15 | 15 |  |  | n/a | PVgeneric_sun | Solar_Fixed | CAISO_Solar |  |  |  |  | 2012 | 2050 | 0 | CAISO | 15 | 1 | 1 | 1 | #VALUE! | 1
| School_Section | School Section-WT (1) | teppc | PNM | PNM | Public Service Company of New Mexico | PNM_EPE | SW | 2014-12-01 | 2050-04-15 | 20 | 100% | 20 | 20 |  |  | WT-Onshore | wind_onshorewind | Wind | SW_Wind |  |  |  |  | 2015 | 2049 | 0 | SW | 20 | 1 | 1 | 1 | #VALUE! | 1
| ScotfordUpgdCC_Total | ScotfordUpgraderCC (Total CC Plant) | teppc | AESO | AESO | Alberta Electric System Operator | BCHA_AESO | Excluded | 2003-02-01 | 2050-12-01 | 195 | 100% | 195 | 195 |  |  | CCWhole-NatGas-Industrial | CC_NG | CC | Excluded_CCGT |  |  |  |  | 2003 | 2050 | 0 | Excluded | 195 | 1 | 1 | 1 | #VALUE! | 1
| SDSU_GEN | Imperial Valley Campus Solar Project (SDSU- Community Solar 1) 1 | teppc | IID | IID | Imperial Irrigation District | IID | IID | 2002-12-01 | 2050-12-31 | 7 | 100% | 7 | 7 |  |  | SolarPV-NonTracking | FixedPV_sun | Solar_Fixed | IID_Solar |  |  |  |  | 2003 | 2050 | 0 | IID | 7 | 1 | 1 | 1 | #VALUE! | 1
| Searchlight | Searchlight Solar I 1 | teppc | NEVP | NEVP | Nevada Power Company | NEVP | SW | 1985-02-01 | 2050-12-31 | 18.3 | 100% | 18.3 | 18.3 |  |  | SolarPV-NonTracking | FixedPV_sun | Solar_Fixed | SW_Solar |  |  |  |  | 1985 | 2050 | 0 | SW | 18.3 | 1 | 1 | 1 | #VALUE! | 1
| SEARLS_7_ARGUS | Argus Cogeneration | caiso | SCE | SCE | Southern California Edison | SCE | CAISO | 1983-04-01 | 2050-12-31 | 4.09 | 21.53% | 4.09 | 19 |  |  | ST-Coal | Cogen_NG | Cogen | CAISO_CHP |  |  |  |  | 1983 | 2050 | 0 | CAISO | 19 | 1 | 1 | 1 | 2023-04-01 | 1
| Second_Imperial01_12 | Second Imperial Geothermal Company - Heber II 1-12¦SIGC13.8¦SIGC92_13.8_SIG_1 | teppc | IID | IID | Imperial Irrigation District | IID | IID | 1993-06-01 | 2050-12-31 | 33 | 100% | 33 | 33 |  |  | Geo-BinaryCycle | Geothermal_steam | Geothermal | IID_Geothermal | CAISO | 33 |  |  | 1993 | 2050 | 0 | CAISO | 33 | 1 | 1 | 1 | #VALUE! | 1
| SeeGen_1 | SeeGen-1_SeeGen (Burnaby Incinerator)-1_IPP-SEE | teppc | BCHA | BCHA | British Columbia Transmission Company | BCHA_AESO | Excluded | 2003-07-19 | 2040-07-19 | 22 | 100% | 22 | 22 |  |  | Bio-ST | ST_Biomass | Biomass/Wood | Excluded_Biomass |  |  |  |  | 2004 | 2040 | 0 | Excluded | 22 | 1 | 1 | 1 | #VALUE! | 1
| SEGS_1_SR2SL2 | Sunray 2 | caiso | SCE | SCE | Southern California Edison | SCE | CAISO | 2017-06-01 | 2050-12-31 | 20 | 100% | 20 | 20 |  |  | PHOTO VOLTAIC_SUN | PVgeneric_sun | Solar_Fixed | CAISO_Solar |  |  |  |  | 2017 | 2050 | 0 | CAISO | 20 | 1 | 1 | 1 | #VALUE! | 1
| Seminoe_1 | Seminoe 1 | teppc | WACM | WACM | Western Area Power Administration, Colorado-Missouri Region | WACM | Excluded | 1939-08-01 | 2050-12-31 | 15 | 100% | 15 | 15 |  |  | Hydro | Hydro_Standard | Hydro | Excluded_Hydro |  |  |  |  | 1940 | 2050 | 0 | Excluded | 15 | 1 | 1 | 1 | #VALUE! | 1
| Seminoe_2 | Seminoe 2 | teppc | WACM | WACM | Western Area Power Administration, Colorado-Missouri Region | WACM | Excluded | 1939-08-01 | 2050-12-31 | 15 | 100% | 15 | 15 |  |  | Hydro | Hydro_Standard | Hydro | Excluded_Hydro |  |  |  |  | 1940 | 2050 | 0 | Excluded | 15 | 1 | 1 | 1 | #VALUE! | 1
| Seminoe_3 | Seminoe 3 | teppc | WACM | WACM | Western Area Power Administration, Colorado-Missouri Region | WACM | Excluded | 1939-08-01 | 2050-12-31 | 15 | 100% | 15 | 15 |  |  | Hydro | Hydro_Standard | Hydro | Excluded_Hydro |  |  |  |  | 1940 | 2050 | 0 | Excluded | 15 | 1 | 1 | 1 | #VALUE! | 1
| SenecaSustainableEnergyProject | SenecaSustainableEnergyProject | teppc | PNM | PNM | Public Service Company of New Mexico | PNM_EPE | SW | 2011-04-01 | 2050-12-31 | 19.8 | 100% | 19.8 | 19.8 |  |  | Bio-ST | ST_Biomass | Biomass/Wood | SW_Biomass |  |  |  |  | 2011 | 2050 | 0 | SW | 19.8 | 1 | 1 | 1 | #VALUE! | 1
| SENTNL_2_CTG1 |  | caiso | SCE | SCE | Southern California Edison | SCE | CAISO | 2013-05-06 | 2050-12-31 | 103.76 | 100% | 103.76 | 103.76 |  |  | CT-NatGas-Industrial | CT_NG | CT | CAISO_Peaker1 |  |  |  |  | 2013 | 2050 | 0 | CAISO | 103.76 | 1 | 1 | 1 | #VALUE! | 1
| SENTNL_2_CTG2 |  | caiso | SCE | SCE | Southern California Edison | SCE | CAISO | 2013-05-06 | 2050-12-31 | 95.34 | 100% | 95.34 | 95.34 |  |  | CT-NatGas-Industrial | CT_NG | CT | CAISO_Peaker1 |  |  |  |  | 2013 | 2050 | 0 | CAISO | 95.34 | 1 | 1 | 1 | #VALUE! | 1
| SENTNL_2_CTG3 |  | caiso | SCE | SCE | Southern California Edison | SCE | CAISO | 2013-05-06 | 2050-12-31 | 96.85 | 100% | 96.85 | 96.85 |  |  | CT-NatGas-Industrial | CT_NG | CT | CAISO_Peaker1 |  |  |  |  | 2013 | 2050 | 0 | CAISO | 96.85 | 1 | 1 | 1 | #VALUE! | 1
| SENTNL_2_CTG4 |  | caiso | SCE | SCE | Southern California Edison | SCE | CAISO | 2013-05-06 | 2050-12-31 | 102.47 | 100% | 102.47 | 102.47 |  |  | CT-NatGas-Industrial | CT_NG | CT | CAISO_Peaker1 |  |  |  |  | 2013 | 2050 | 0 | CAISO | 102.47 | 1 | 1 | 1 | #VALUE! | 1
| SENTNL_2_CTG5 |  | caiso | SCE | SCE | Southern California Edison | SCE | CAISO | 2013-05-06 | 2050-12-31 | 103.81 | 100% | 103.81 | 103.81 |  |  | CT-NatGas-Industrial | CT_NG | CT | CAISO_Peaker1 |  |  |  |  | 2013 | 2050 | 0 | CAISO | 103.81 | 1 | 1 | 1 | #VALUE! | 1
| SENTNL_2_CTG6 |  | caiso | SCE | SCE | Southern California Edison | SCE | CAISO | 2013-05-06 | 2050-12-31 | 100.99 | 100% | 100.99 | 100.99 |  |  | CT-NatGas-Industrial | CT_NG | CT | CAISO_Peaker1 |  |  |  |  | 2013 | 2050 | 0 | CAISO | 100.99 | 1 | 1 | 1 | #VALUE! | 1
| SENTNL_2_CTG7 |  | caiso | SCE | SCE | Southern California Edison | SCE | CAISO | 2013-05-06 | 2050-12-31 | 97.06 | 100% | 97.06 | 97.06 |  |  | CT-NatGas-Industrial | CT_NG | CT | CAISO_Peaker1 |  |  |  |  | 2013 | 2050 | 0 | CAISO | 97.06 | 1 | 1 | 1 | #VALUE! | 1
| SENTNL_2_CTG8 |  | caiso | SCE | SCE | Southern California Edison | SCE | CAISO | 2013-05-06 | 2050-12-31 | 101.8 | 100% | 101.8 | 101.8 |  |  | CT-NatGas-Industrial | CT_NG | CT | CAISO_Peaker1 |  |  |  |  | 2013 | 2050 | 0 | CAISO | 101.8 | 1 | 1 | 1 | #VALUE! | 1
| SEPV_Boulevard_2 | SEPV Boulevard 2 | rps | SDGE | SDG&E | San Diego Gas and Electric | SDGE | CAISO | 2016-05-15 | 2050-12-31 | 2.9 | 100% | 2.9 | 2.9 |  |  | Solar PV - Ground mountSolar: Tracking (1 Axis) | 1axPV_sun | Solar_1Axis | CAISO_Solar |  |  |  |  | 2016 | 2050 | 0 | CAISO | 2.9 | 1 | 1 | 1 | #VALUE! | 1
| Seton_1 | Seton-1_Seton-1_BCH-SON | teppc | BCHA | BCHA | British Columbia Transmission Company | BCHA_AESO | Excluded | 1956-01-01 | 2033-03-31 | 48 | 100% | 48 | 48 |  |  | Hydro | Hydro_Standard | Hydro | Excluded_Hydro |  |  |  |  | 1956 | 2032 | 0 | Excluded | 48 | 1 | 1 | 1 | #VALUE! | 1
| Seven_Mile_1 | Seven Mile-1_Seven Mile-1_BCH-SEV | teppc | BCHA | BCHA | British Columbia Transmission Company | BCHA_AESO | Excluded | 1979-01-01 | 2033-03-31 | 201.25 | 100% | 201.25 | 201.25 |  |  | Hydro | Hydro_Standard | Hydro | Excluded_Hydro |  |  |  |  | 1979 | 2032 | 0 | Excluded | 201.25 | 1 | 1 | 1 | #VALUE! | 1
| Seven_Mile_2 | Seven Mile-2_Seven Mile-2_BCH-SEV | teppc | BCHA | BCHA | British Columbia Transmission Company | BCHA_AESO | Excluded | 1979-01-01 | 2033-03-31 | 201.25 | 100% | 201.25 | 201.25 |  |  | Hydro | Hydro_Standard | Hydro | Excluded_Hydro |  |  |  |  | 1979 | 2032 | 0 | Excluded | 201.25 | 1 | 1 | 1 | #VALUE! | 1
| Seven_Mile_3 | Seven Mile-3_Seven Mile-3_BCH-SEV | teppc | BCHA | BCHA | British Columbia Transmission Company | BCHA_AESO | Excluded | 1979-01-01 | 2033-03-31 | 201.25 | 100% | 201.25 | 201.25 |  |  | Hydro | Hydro_Standard | Hydro | Excluded_Hydro |  |  |  |  | 1979 | 2032 | 0 | Excluded | 201.25 | 1 | 1 | 1 | #VALUE! | 1
| Seven_Mile_4 | Seven Mile-4_Seven Mile-4_BCH-SEV | teppc | BCHA | BCHA | British Columbia Transmission Company | BCHA_AESO | Excluded | 2003-10-01 | 2033-03-31 | 201.25 | 100% | 201.25 | 201.25 |  |  | Hydro | Hydro_Standard | Hydro | Excluded_Hydro |  |  |  |  | 2004 | 2032 | 0 | Excluded | 201.25 | 1 | 1 | 1 | #VALUE! | 1
| SevenMileHill1 | Seven Mile Hill-1 | teppc | PAWY | PAWY | Wyoming, PACE Utility | PACE | NW | 2008-12-01 | 2050-12-31 | 99 | 100% | 99 | 99 |  |  | WT-Onshore | wind_onshorewind | Wind | NW_Wind |  |  |  |  | 2009 | 2050 | 0 | NW | 99 | 1 | 1 | 1 | #VALUE! | 1
| SevenMileHill2 | Seven Mile Hill-2 | teppc | IPFE | IPFE | Idaho Far East | IPCO | NW | 2008-12-01 | 2050-12-31 | 19.5 | 100% | 19.5 | 19.5 |  |  | WT-Onshore | wind_onshorewind | Wind | NW_Wind |  |  |  |  | 2009 | 2050 | 0 | NW | 19.5 | 1 | 1 | 1 | #VALUE! | 1
| SevenSisters | Seven Sisters Solar | teppc | CISC | CISC | Southern California Edison | PACE | NW | 2018-04-15 | 2050-12-31 | 140 | 693.1% | 140 | 20.2 |  |  | SolarPV-NonTracking | FixedPV_sun | Solar_Fixed | NW_Solar |  |  |  |  | 2018 | 2050 | 0 | NW | 20.2 | 1 | 1 | 1 | #VALUE! | 1
| Seville_2 | Seville 2 Solar Project SEV2¦SEVILLE SOLAR FARM PART B | teppc | IID | IID | Imperial Irrigation District | IID | IID | 2010-04-15 | 2050-12-31 | 32.5 | 100% | 32.5 | 32.5 |  |  | SolarPV-Tracking | 1axPV_sun | Solar_1Axis | IID_Solar |  |  |  |  | 2010 | 2050 | 0 | IID | 32.5 | 1 | 1 | 1 | #VALUE! | 1
| SGREGY_6_SANGER | Algonquin Power Sanger 2 | caiso | PGE_Valley | PGE_Valley | Pacific Gas and Electric Valley | PGE_Valley | CAISO | 1990-12-11 | 2050-12-31 | 48.08 | 99.54% | 48.08 | 48.3 |  |  | CCWhole-NatGas-Aero | CC_NG | CC | CAISO_CCGT2 |  |  |  |  | 1991 | 2050 | 0 | CAISO | 48.3 | 1 | 1 | 1 | #VALUE! | 1
| Shasta_1 | Shasta 1 | teppc | BANC | BANC | Balancing Authority of Northern California | SMUD | BANC | 1949-04-01 | 2050-12-31 | 142 | 100% | 142 | 142 |  |  | Hydro | Hydro_Standard | Hydro | BANC_Hydro |  |  |  |  | 1949 | 2050 | 0 | BANC | 142 | 1 | 1 | 1 | #VALUE! | 1
| Shasta_2 | Shasta 2 | teppc | BANC | BANC | Balancing Authority of Northern California | SMUD | BANC | 1948-07-01 | 2050-12-31 | 142 | 100% | 142 | 142 |  |  | Hydro | Hydro_Standard | Hydro | BANC_Hydro |  |  |  |  | 1949 | 2050 | 0 | BANC | 142 | 1 | 1 | 1 | #VALUE! | 1
| Shasta_3 | Shasta 3 | teppc | BANC | BANC | Balancing Authority of Northern California | SMUD | BANC | 1944-06-01 | 2050-12-31 | 142 | 100% | 142 | 142 |  |  | Hydro | Hydro_Standard | Hydro | BANC_Hydro |  |  |  |  | 1944 | 2050 | 0 | BANC | 142 | 1 | 1 | 1 | #VALUE! | 1
| Shasta_4 | Shasta 4 | teppc | BANC | BANC | Balancing Authority of Northern California | SMUD | BANC | 1944-06-01 | 2050-12-31 | 142 | 100% | 142 | 142 |  |  | Hydro | Hydro_Standard | Hydro | BANC_Hydro |  |  |  |  | 1944 | 2050 | 0 | BANC | 142 | 1 | 1 | 1 | #VALUE! | 1
| Shasta_5 | Shasta 5 | teppc | BANC | BANC | Balancing Authority of Northern California | SMUD | BANC | 1948-03-01 | 2050-12-31 | 142 | 100% | 142 | 142 |  |  | Hydro | Hydro_Standard | Hydro | BANC_Hydro |  |  |  |  | 1948 | 2050 | 0 | BANC | 142 | 1 | 1 | 1 | #VALUE! | 1
| SHCG1_1 | SHCG-1-1 | teppc | AESO | AESO | Alberta Electric System Operator | BCHA_AESO | Excluded | 2009-03-01 | 2050-12-01 | 23 | 100% | 23 | 23 |  |  | CT-AB-Cogen | Cogen_NG | Cogen | Excluded_CHP |  |  |  |  | 2009 | 2050 | 0 | Excluded | 23 | 1 | 1 | 1 | #VALUE! | 1
| Sheep_Creek_Road_Solar_Generation_Facility_Project | Sheep Creek Road Solar Generation Facility Project | rps | SCE | SCE | Southern California Edison | SCE | CAISO | 2020-12-01 | 2050-12-31 | 3 | 100% | 3 | 3 |  |  | Solar PV - Ground mountSolar: Fixed Tilt | FixedPV_sun | Solar_Fixed | CAISO_Solar |  |  |  |  | 2021 | 2050 | 0 | CAISO | 3 | 0.95 | 1 | 1 | #VALUE! | 1
| Sheep_Creek1 | Sheep Creek Hydro-TB1 | teppc | PNM | PNM | Public Service Company of New Mexico | PNM_EPE | SW | 1984-01-01 | 2050-12-31 | 1.3 | 100% | 1.3 | 1.3 |  |  | Hydro | Hydro_Standard | Hydro | SW_Hydro |  |  |  |  | 1984 | 2050 | 0 | SW | 1.3 | 1 | 1 | 1 | #VALUE! | 1
| Sheerness_2_2 | Sheerness 2-2 | teppc | AESO | AESO | Alberta Electric System Operator | BCHA_AESO | Excluded | 1990-01-01 | 2028-12-31 | 408 | 100% | 408 | 408 |  |  | ST-Coal | Steam_Coal | Coal | Excluded_Coal |  |  |  |  | 1990 | 2028 | 0 | Excluded | 408 | 1 | 1 | 1 | #VALUE! | 1
| Sheerness_2_2_Gas | Sheerness 2-2 | teppc | BCHA | BCHA | British Columbia Transmission Company | BCHA_AESO | Excluded | 1990-01-01 | 2050-12-31 | 408 | 100% | 408 | 408 |  |  | CCWhole-NatGas-Industrial | CC_NG | CC | Excluded_CCGT |  |  |  |  | 1990 | 2050 | 0 | Excluded | 408 | 1 | 1 | 1 | #VALUE! | 1
| Sheerness1_1 | Sheerness 1-1 | teppc | AESO | AESO | Alberta Electric System Operator | BCHA_AESO | Excluded | 1986-01-01 | 2028-12-31 | 408 | 100% | 408 | 408 |  |  | ST-Coal | Steam_Coal | Coal | Excluded_Coal |  |  |  |  | 1986 | 2028 | 0 | Excluded | 408 | 1 | 1 | 1 | #VALUE! | 1
| Sheerness1_1_Gas | Sheerness 2-2 | teppc | BCHA | BCHA | British Columbia Transmission Company | BCHA_AESO | Excluded | 1990-01-01 | 2050-12-31 | 418.5 | 100% | 418.5 | 418.5 |  |  | CCWhole-NatGas-Industrial | CC_NG | CC | Excluded_CCGT |  |  |  |  | 1990 | 2050 | 0 | Excluded | 418.5 | 1 | 1 | 1 | #VALUE! | 1
| SHELRF_1_UNITS | SHELL OIL REFINERY AGGREGATE | caiso | PGE_Bay | PGE_Bay | Pacific Gas and Electric Bay | PGE_Bay | CAISO | 1995-01-01 | 2050-12-31 | 98 | 98% | 98 | 100 |  |  | COMBINED CYCLE_NATURAL GAS | CT_NG | CT | CAISO_Peaker2 |  |  |  |  | 1995 | 2050 | 0 | CAISO | 100 | 1 | 1 | 1 | #VALUE! | 1
| SHELTON | SHELTON | teppc | BPAT | BPAT | Bonneville Power Administration – Transmission | BPAT | NW | 1950-01-01 | 2050-12-31 | 5 | 100% | 5 | 5 |  |  | Hydro | Hydro_Standard | Hydro | NW_Hydro |  |  |  |  | 1950 | 2050 | 0 | NW | 5 | 1 | 1 | 1 | #VALUE! | 1
| ShepardEnrgyCC_Total | ShepardEnergyCC (Total CC Plant) | teppc | AESO | AESO | Alberta Electric System Operator | BCHA_AESO | Excluded | 2015-06-01 | 2050-12-31 | 870 | 100% | 870 | 870 |  |  | CCWhole-NatGas-Industrial | CC_NG | CC | Excluded_CCGT |  |  |  |  | 2015 | 2050 | 0 | Excluded | 870 | 1 | 1 | 1 | #VALUE! | 1
| Sherritt_2_2 | Sherritt 2-2 | teppc | AESO | AESO | Alberta Electric System Operator | BCHA_AESO | Excluded | 1986-04-15 | 2050-12-01 | 3 | 100% | 3 | 3 |  |  | CT-NatGas-Industrial | CT_NG | CT | Excluded_Peaker |  |  |  |  | 1986 | 2050 | 0 | Excluded | 3 | 1 | 1 | 1 | #VALUE! | 1
| Sherritt_SOLAR3 | Sherritt SOLAR-3 | teppc | AESO | AESO | Alberta Electric System Operator | BCHA_AESO | Excluded | 1986-04-15 | 2050-12-01 | 3.5 | 100% | 3.5 | 3.5 |  |  | CT-NatGas-Industrial | CT_NG | CT | Excluded_Peaker |  |  |  |  | 1986 | 2050 | 0 | Excluded | 3.5 | 1 | 1 | 1 | #VALUE! | 1
| Sherritt1_1 | Sherritt 1-1 | teppc | AESO | AESO | Alberta Electric System Operator | BCHA_AESO | Excluded | 1986-04-15 | 2050-12-01 | 3 | 100% | 3 | 3 |  |  | CT-NatGas-Industrial | CT_NG | CT | Excluded_Peaker |  |  |  |  | 1986 | 2050 | 0 | Excluded | 3 | 1 | 1 | 1 | #VALUE! | 1
| Shingle_Creek_1 | Shingle Creek-1 | teppc | CISC | CISC | Southern California Edison | SCE | CAISO | 1983-08-01 | 2050-12-31 | 0.22 | 100% | 0.22 | 0.22 |  |  | Hydro | Hydro_Standard | Hydro | CAISO_Hydro |  |  |  |  | 1984 | 2050 | 0 | CAISO | 0.22 | 1 | 1 | 1 | #VALUE! | 1
| ShoshnFalls1 | Shoshone Falls-1 | teppc | IPMV | IPMV | Idaho Magic Valley | IPCO | NW | 1909-06-01 | 2030-01-01 | 12 | 100% | 12 | 12 |  |  | Hydro | Hydro_Standard | Hydro | NW_Hydro |  |  |  |  | 1909 | 2029 | 0 | NW | 12 | 1 | 1 | 1 | #VALUE! | 1
| ShoshnFalls2 | Shoshone Falls-2 | teppc | IPFE | IPFE | Idaho Far East | IPCO | NW | 1907-08-01 | 2050-12-31 | 0.4 | 100% | 0.4 | 0.4 |  |  | Hydro | Hydro_Standard | Hydro | NW_Hydro |  |  |  |  | 1908 | 2050 | 0 | NW | 0.4 | 1 | 1 | 1 | #VALUE! | 1
| ShoshnFalls3 | Shoshone Falls-3 | teppc | IPFE | IPFE | Idaho Far East | IPCO | NW | 1921-08-01 | 2050-12-31 | 11.5 | 100% | 11.5 | 11.5 |  |  | Hydro | Hydro_Standard | Hydro | NW_Hydro |  |  |  |  | 1922 | 2050 | 0 | NW | 11.5 | 1 | 1 | 1 | #VALUE! | 1
| Shoshone_1 | Shoshone Dam 1 | teppc | WACM | WACM | Western Area Power Administration, Colorado-Missouri Region | WACM | Excluded | 1921-12-01 | 2050-12-31 | 3.33 | 100% | 3.33 | 3.33 |  |  | Hydro | Hydro_Standard | Hydro | Excluded_Hydro |  |  |  |  | 1922 | 2050 | 0 | Excluded | 3.33 | 1 | 1 | 1 | #VALUE! | 1
| Shoshone_A | Shoshone A | teppc | PSCO | PSCO | Public Service Company of Colorado | PSCO | Excluded | 1908-12-01 | 2039-12-31 | 7 | 100% | 7 | 7 |  |  | Hydro | Hydro_Standard | Hydro | Excluded_Hydro |  |  |  |  | 1909 | 2039 | 0 | Excluded | 7 | 1 | 1 | 1 | #VALUE! | 1
| Shoshone_B | Shoshone B | teppc | PSCO | PSCO | Public Service Company of Colorado | PSCO | Excluded | 1908-12-01 | 2039-12-31 | 8 | 100% | 8 | 8 |  |  | Hydro | Hydro_Standard | Hydro | Excluded_Hydro |  |  |  |  | 1909 | 2039 | 0 | Excluded | 8 | 1 | 1 | 1 | #VALUE! | 1
| Shuswap_1 | Shuswap-1_Shuswap-1_BCH-SHU | teppc | BCHA | BCHA | British Columbia Transmission Company | BCHA_AESO | Excluded | 1929-01-01 | 2033-03-31 | 3 | 100% | 3 | 3 |  |  | Hydro | Hydro_Standard | Hydro | Excluded_Hydro |  |  |  |  | 1929 | 2032 | 0 | Excluded | 3 | 1 | 1 | 1 | #VALUE! | 1
| Shuswap_2 | Shuswap-2_Shuswap-2_BCH-SHU | teppc | BCHA | BCHA | British Columbia Transmission Company | BCHA_AESO | Excluded | 1929-01-01 | 2033-03-31 | 3 | 100% | 3 | 3 |  |  | Hydro | Hydro_Standard | Hydro | Excluded_Hydro |  |  |  |  | 1929 | 2032 | 0 | Excluded | 3 | 1 | 1 | 1 | #VALUE! | 1
| Shute_Creek021A | Shute Creek Facility-021A | teppc | PAWY | PAWY | Wyoming, PACE Utility | PACE | NW | 2005-05-01 | 2050-12-31 | 35.79 | 100% | 35.79 | 35.79 |  |  | CT-NatGas-Industrial | CT_NG | CT | NW_Peaker |  |  |  |  | 2005 | 2050 | 0 | NW | 35.79 | 1 | 1 | 1 | #VALUE! | 1
| Shute_Creek021B | Shute Creek Facility-021B | teppc | PAWY | PAWY | Wyoming, PACE Utility | PACE | NW | 2005-05-01 | 2050-12-31 | 35.79 | 100% | 35.79 | 35.79 |  |  | CT-NatGas-Industrial | CT_NG | CT | NW_Peaker |  |  |  |  | 2005 | 2050 | 0 | NW | 35.79 | 1 | 1 | 1 | #VALUE! | 1
| Shute_Creek021C | Shute Creek Facility-021C | teppc | PAWY | PAWY | Wyoming, PACE Utility | PACE | NW | 1999-05-01 | 2050-12-31 | 36 | 100% | 36 | 36 |  |  | CT-NatGas-Industrial | CT_NG | CT | NW_Peaker |  |  |  |  | 1999 | 2050 | 0 | NW | 36 | 1 | 1 | 1 | #VALUE! | 1
| SHUTLE_6_CREST |  | caiso | SCE | SCE | Southern California Edison | SCE | CAISO |  | 2050-12-31 | 4 | 100% | 4 | 4 |  |  | n/a | 1axPV_sun | Solar_1Axis | CAISO_Solar |  |  |  |  | 1900 | 2050 | 0 | CAISO | 4 | 1 | 1 | 1 | #VALUE! | 1
| SIERRA_1_UNITS | HIGH SIERRA LIMITED | caiso | PGE_Valley | PGE_Valley | Pacific Gas and Electric Valley | PGE_Valley | CAISO | 1989-02-24 | 2050-12-31 | 52.43 | 100% | 52.43 | 52.43 |  |  | CT-NatGas-Aero | CT_NG | CT | CAISO_Peaker2 |  |  |  |  | 1989 | 2050 | 0 | CAISO | 52.43 | 1 | 1 | 1 | #VALUE! | 1
| Silver_Sage | Silver Sage Wind SSW01 | teppc | WACM | WACM | Western Area Power Administration, Colorado-Missouri Region | WACM | Excluded | 2009-10-01 | 2050-12-31 | 42 | 100% | 42 | 42 |  |  | WT-Onshore | wind_onshorewind | Wind | Excluded_Wind |  |  |  |  | 2010 | 2050 | 0 | Excluded | 42 | 1 | 1 | 1 | #VALUE! | 1
| Silver_State_North_1 | Silver State North 56188 | teppc | NEVP | NEVP | Nevada Power Company | NEVP | SW | 1998-04-01 | 2050-12-31 | 30 | 100% | 30 | 30 |  |  | SolarPV-NonTracking | FixedPV_sun | Solar_Fixed | SW_Solar |  |  |  |  | 1998 | 2050 | 0 | SW | 30 | 1 | 1 | 1 | #VALUE! | 1
| Silver_State_North_2 | Silver State North 56188 | teppc | NEVP | NEVP | Nevada Power Company | NEVP | SW | 2012-03-01 | 2050-12-31 | 28 | 100% | 28 | 28 |  |  | SolarPV-NonTracking | FixedPV_sun | Solar_Fixed | SW_Solar |  |  |  |  | 2012 | 2050 | 0 | SW | 28 | 1 | 1 | 1 | #VALUE! | 1
| Silverhawk_CC | SilverhawkCC (Total CC Plant) | teppc | NEVP | NEVP | Nevada Power Company | NEVP | SW | 2004-05-01 | 2039-12-31 | 566 | 100% | 566 | 566 |  |  | CCWhole-NatGas-Industrial | CC_NG | CC | SW_CCGT |  |  |  |  | 2004 | 2039 | 0 | SW | 566 | 1 | 1 | 1 | #VALUE! | 1
| Simcoe_Solar |  | teppc | IPTV | IPTV | Idaho Treasure Valley | IPCO | NW | 2016-12-31 | 2050-12-31 | 20 | 100% | 20 | 20 |  |  | SolarPV-Fixed | FixedPV_sun | Solar_Fixed | NW_Solar |  |  |  |  | 2017 | 2050 | 0 | NW | 20 | 1 | 1 | 1 | #VALUE! | 1
| Simplot_Leasing | Simplot Leasing Don Plant-GEN1 | teppc | IPFE | IPFE | Idaho Far East | IPCO | NW | 1986-02-01 | 2050-12-31 | 15.9 | 100% | 15.9 | 15.9 |  |  | ST-Other | ST_Unknown | Steam | NW_Peaker |  |  |  |  | 1986 | 2050 | 0 | NW | 15.9 | 1 | 1 | 1 | #VALUE! | 1
| SimpsonTacoma | Simpson Tacoma Kraft Biomass-STG1 | teppc | TPWR | TPWR | Tacoma Power | BPAT | NW | 2009-07-01 | 2050-12-31 | 64 | 100% | 64 | 64 |  |  | Bio-ST | ST_Biomass | Biomass/Wood | NW_Biomass |  |  |  |  | 2010 | 2050 | 0 | NW | 64 | 1 | 1 | 1 | #VALUE! | 1
| Siphon1 | Siphon Power Project-GEN1 | teppc | PACW | PACW | PacifiCorp – West | PACW | NW | 1989-08-01 | 2050-12-31 | 2.7 | 100% | 2.7 | 2.7 |  |  | Hydro | Hydro_Standard | Hydro | NW_Hydro |  |  |  |  | 1990 | 2050 | 0 | NW | 2.7 | 1 | 1 | 1 | #VALUE! | 1
| Siphon2 | Siphon Power Project-GEN2 | teppc | BPAT | BPAT | Bonneville Power Administration – Transmission | BPAT | NW | 1989-08-01 | 2050-12-31 | 2.7 | 100% | 2.7 | 2.7 |  |  | Hydro | Hydro_Standard | Hydro | NW_Hydro |  |  |  |  | 1990 | 2050 | 0 | NW | 2.7 | 1 | 1 | 1 | #VALUE! | 1
| SISQUC_1_SMARIA | Santa Maria II LFG Power Plant | caiso | PGE_Valley | PGE_Valley | Pacific Gas and Electric Valley | PGE_Valley | CAISO | 2010-09-27 | 2050-12-31 | 1.03 | 72.54% | 1.03 | 1.42 |  |  | n/a | Biogas_ | Biogas_LandfillGas | CAISO_Biomass |  |  |  |  | 2011 | 2050 | 0 | CAISO | 1.42 | 1 | 1 | 1 | #VALUE! | 1
| Site_C_G1_1 | Site C G1-1_Site C G1-1_BCH-STC | teppc | BCHA | BCHA | British Columbia Transmission Company | BCHA_AESO | Excluded | 2023-04-01 | 2033-03-31 | 183.3 | 100% | 183.3 | 183.3 |  |  | Hydro | Hydro_Standard | Hydro | Excluded_Hydro |  |  |  |  | 2023 | 2032 | 0 | Excluded | 183.3 | 1 | 1 | 1 | #VALUE! | 1
| Site_C_G2_2 | Site C G2-2_Site C G2-2_BCH-STC | teppc | BCHA | BCHA | British Columbia Transmission Company | BCHA_AESO | Excluded | 2023-04-01 | 2033-03-31 | 183.3 | 100% | 183.3 | 183.3 |  |  | Hydro | Hydro_Standard | Hydro | Excluded_Hydro |  |  |  |  | 2023 | 2032 | 0 | Excluded | 183.3 | 1 | 1 | 1 | #VALUE! | 1
| Site_C_G3_3 | Site C G3-3_Site C G3-3_BCH-STC | teppc | BCHA | BCHA | British Columbia Transmission Company | BCHA_AESO | Excluded | 2023-04-01 | 2033-03-31 | 183.3 | 100% | 183.3 | 183.3 |  |  | Hydro | Hydro_Standard | Hydro | Excluded_Hydro |  |  |  |  | 2023 | 2032 | 0 | Excluded | 183.3 | 1 | 1 | 1 | #VALUE! | 1
| Site_C_G4_4 | Site C G4-4_Site C G4-4_BCH-STC | teppc | BCHA | BCHA | British Columbia Transmission Company | BCHA_AESO | Excluded | 2023-04-01 | 2033-03-31 | 183.3 | 100% | 183.3 | 183.3 |  |  | Hydro | Hydro_Standard | Hydro | Excluded_Hydro |  |  |  |  | 2023 | 2032 | 0 | Excluded | 183.3 | 1 | 1 | 1 | #VALUE! | 1
| Site_C_G5_5 | Site C G5-5_Site C G5-5_BCH-STC | teppc | BCHA | BCHA | British Columbia Transmission Company | BCHA_AESO | Excluded | 2023-04-01 | 2033-03-31 | 183.3 | 100% | 183.3 | 183.3 |  |  | Hydro | Hydro_Standard | Hydro | Excluded_Hydro |  |  |  |  | 2023 | 2032 | 0 | Excluded | 183.3 | 1 | 1 | 1 | #VALUE! | 1
| Site_C_G6_6 | Site C G6-6_Site C G6-6_BCH-STC | teppc | BCHA | BCHA | British Columbia Transmission Company | BCHA_AESO | Excluded | 2023-04-01 | 2033-03-31 | 183.3 | 100% | 183.3 | 183.3 |  |  | Hydro | Hydro_Standard | Hydro | Excluded_Hydro |  |  |  |  | 2023 | 2032 | 0 | Excluded | 183.3 | 1 | 1 | 1 | #VALUE! | 1
| SKERN_6_SOLAR1 | South Kern Solar PV Plant | caiso | PGE_Valley | PGE_Valley | Pacific Gas and Electric Valley | PGE_Valley | CAISO | 2015-04-07 | 2050-12-31 | 20 | 100% | 20 | 20 |  |  | n/a | PVgeneric_sun | Solar_Fixed | CAISO_Solar |  |  |  |  | 2015 | 2050 | 0 | CAISO | 20 | 1 | 1 | 1 | #VALUE! | 1
| SKERN_6_SOLAR2 | SKIC Solar | caiso | PGE_Valley | PGE_Valley | Pacific Gas and Electric Valley | PGE_Valley | CAISO | 2017-01-11 | 2050-12-31 | 10 | 100% | 10 | 10 |  |  | PVgeneric_sun | PVgeneric_sun | Solar_Fixed | CAISO_Solar |  |  |  |  | 2017 | 2050 | 0 | CAISO | 10 | 1 | 1 | 1 | #VALUE! | 1
| Skookum_Crk1 | Skookum Creek Power Project-1_Skookum Creek Power Project-1_IPP-SKO | teppc | BCHA | BCHA | British Columbia Transmission Company | BCHA_AESO | Excluded | 2014-01-01 | 2054-01-01 | 14.6 | 100% | 14.6 | 14.6 |  |  | Hydro | Hydro_Standard | Hydro | Excluded_Hydro |  |  |  |  | 2014 | 2053 | 0 | Excluded | 14.6 | 1 | 1 | 1 | #VALUE! | 1
| Skookum_Crk2 | Skookum Creek Power Project-2_Skookum Creek Power Project-2_IPP-SKO | teppc | BCHA | BCHA | British Columbia Transmission Company | BCHA_AESO | Excluded | 2014-01-01 | 2054-01-01 | 14.6 | 100% | 14.6 | 14.6 |  |  | Hydro | Hydro_Standard | Hydro | Excluded_Hydro |  |  |  |  | 2014 | 2053 | 0 | Excluded | 14.6 | 1 | 1 | 1 | #VALUE! | 1
| Skookumchuck1 | Skookumchuck-1 | teppc | PNM | PNM | Public Service Company of New Mexico | PNM_EPE | SW | 1990-09-01 | 2050-12-31 | 1 | 100% | 1 | 1 |  |  | Hydro | Hydro_Standard | Hydro | SW_Hydro |  |  |  |  | 1991 | 2050 | 0 | SW | 1 | 1 | 1 | 1 | #VALUE! | 1
| Skookumchuk | Skookumchuk Power Project (Purcell CG)-1_Skookumchuk Power Project (Purcell CG)-1_IPP-CRS | teppc | BCHA | BCHA | British Columbia Transmission Company | BCHA_AESO | Excluded | 2009-11-13 | 2040-09-30 | 51.3 | 100% | 51.3 | 51.3 |  |  | Bio-ST | ST_Biomass | Biomass/Wood | Excluded_Biomass |  |  |  |  | 2010 | 2040 | 0 | Excluded | 51.3 | 1 | 1 | 1 | #VALUE! | 1
| Slate_1_2 | RE Slate 1-2 | other | PGE_Valley | PGE_Valley | Pacific Gas and Electric Valley | PGE_Valley | CAISO | 2021-06-30 | 2050-12-01 | 150 | 100% | 150 | 150 |  |  | Solar PV - Ground mountSolar: Tracking (1 Axis) | 1axPV_sun | 1axPV_sun | CAISO_Solar |  |  |  |  | 2021 | 2050 | 0 | CAISO | 150 | 0.95 | 1 | 1 | #VALUE! | 1
| Slate_Creek | Slate Creek-GEN1 | teppc | PACW | PACW | PacifiCorp – West | PACW | NW | 1990-05-01 | 2050-12-31 | 4.2 | 100% | 4.2 | 4.2 |  |  | HydroRPS | Hydro_Standard | Hydro | NW_Hydro |  |  |  |  | 1990 | 2050 | 0 | NW | 4.2 | 1 | 1 | 1 | #VALUE! | 1
| Slate_Stanford | RE Slate (Stanford) | other | PGE_Valley | PGE_Valley | Pacific Gas and Electric Valley | PGE_Valley | CAISO | 2021-06-30 | 2050-12-01 | 63 | 100% | 63 | 63 |  |  | Solar PV - Ground mountSolar: Tracking (1 Axis) | 1axPV_sun | 1axPV_sun | CAISO_Solar |  |  |  |  | 2021 | 2050 | 0 | CAISO | 63 | 0.95 | 1 | 1 | #VALUE! | 1
| SlaveLakePulp | SlaveLakePulp | teppc | AESO | AESO | Alberta Electric System Operator | BCHA_AESO | Excluded | 2015-07-30 | 2050-12-01 | 9 | 100% | 9 | 9 |  |  | Bio-ST | ST_Biomass | Biomass/Wood | Excluded_Biomass |  |  |  |  | 2016 | 2050 | 0 | Excluded | 9 | 1 | 1 | 1 | #VALUE! | 1
| Slide_Creek_1 | Slide Creek-1 | teppc | PACW | PACW | PacifiCorp – West | PACW | NW | 1951-07-01 | 2050-12-31 | 18 | 100% | 18 | 18 |  |  | Hydro | Hydro_Standard | Hydro | NW_Hydro |  |  |  |  | 1952 | 2050 | 0 | NW | 18 | 1 | 1 | 1 | #VALUE! | 1
| SLRMS3_2_SRMSR1 | SILVER RIDGE MOUNT SIGNAL 3 | caiso | SDGE | SDGE | San Diego Gas and Electric | SDGE | CAISO | 2018-10-09 | 2050-12-31 | 250 | 100% | 250 | 250 |  |  | PHOTO VOLTAIC_SUN | PVgeneric_sun | Solar_Fixed | CAISO_Solar |  |  |  |  | 2019 | 2050 | 0 | CAISO | 250 | 1 | 1 | 1 | #VALUE! | 1
| SLST13_2_SOLAR1 | Quinto Solar PV Project | caiso | PGE_Valley | PGE_Valley | Pacific Gas and Electric Valley | PGE_Valley | CAISO | 2015-11-30 | 2050-12-31 | 107.6 | 100% | 107.6 | 107.6 |  |  | n/a | PVgeneric_sun | Solar_Fixed | CAISO_Solar |  |  |  |  | 2016 | 2050 | 0 | CAISO | 107.6 | 1 | 1 | 1 | #VALUE! | 1
| SLSTR1_2_SOLAR1 | Solar Star 1 | caiso | SCE | SCE | Southern California Edison | SCE | CAISO | 2015-06-25 | 2050-12-31 | 310 | 100% | 310 | 310 |  |  | n/a | PVgeneric_sun | Solar_Fixed | CAISO_Solar |  |  |  |  | 2015 | 2050 | 0 | CAISO | 310 | 1 | 1 | 1 | #VALUE! | 1
| SLSTR2_2_SOLAR2 | Solar Star 2 | caiso | SCE | SCE | Southern California Edison | SCE | CAISO | 2015-06-19 | 2050-12-31 | 276 | 100% | 276 | 276 |  |  | n/a | PVgeneric_sun | Solar_Fixed | CAISO_Solar |  |  |  |  | 2015 | 2050 | 0 | CAISO | 276 | 1 | 1 | 1 | #VALUE! | 1
| SLUISP_2_UNITS | SAN LUIS (GIANELLI) PUMP-GEN (AGGREGATE) | caiso | PGE_Valley | PGE_Valley | Pacific Gas and Electric Valley | PGE_Valley | CAISO | 1967-01-01 | 2050-12-31 | 0 | 0% |  |  |  |  | n/a | Hydro_PumpedStorage | PSH | CAISO_Existing_Pumped_Storage |  |  |  |  | 1967 | 2050 | 0 | CAISO | 0 | 1 | 1 | 1 | #VALUE! | 1
| SLYCRK_1_UNIT_1 | SLY CREEK HYDRO | caiso | PGE_Valley | PGE_Valley | Pacific Gas and Electric Valley | PGE_Valley | CAISO | 1983-01-01 | 2050-12-31 | 13 | 100% | 13 | 13 |  |  | n/a | Hydro_Standard | Hydro | CAISO_Hydro |  |  |  |  | 1983 | 2050 | 0 | CAISO | 13 | 1 | 1 | 1 | #VALUE! | 1
| Smith_Falls__EWEB_ | Smith Falls Hydro Project-GEN1 | teppc | BPAT | BPAT | Bonneville Power Administration – Transmission | BPAT | NW | 1990-01-01 | 2050-12-31 | 18 | 100% | 18 | 18 |  |  | Hydro | Hydro_Standard | Hydro | NW_Hydro |  |  |  |  | 1990 | 2050 | 0 | NW | 18 | 1 | 1 | 1 | #VALUE! | 1
| SmithCreek | Smith Creek | teppc | PNM | PNM | Public Service Company of New Mexico | PNM_EPE | SW | 2010-04-15 | 2050-12-31 | 0.08 | 100% | 0.08 | 0.08 |  |  | Hydro | Hydro_Standard | Hydro | SW_Hydro |  |  |  |  | 2010 | 2050 | 0 | SW | 0.08 | 1 | 1 | 1 | #VALUE! | 1
| SMPRIP_1_SMPSON | Ripon Cogeneration Unit 1 | caiso | PGE_Valley | PGE_Valley | Pacific Gas and Electric Valley | PGE_Valley | CAISO | 1988-04-19 | 2050-12-31 | 46.05 | 100% | 46.05 | 46.05 |  |  |  | Cogen_NG | Cogen | CAISO_CHP |  |  |  |  | 1988 | 2050 | 0 | CAISO | 46.05 | 1 | 1 | 1 | #VALUE! | 1
| SMRCOS_6_LNDFIL | San Marcos Energy | caiso | SDGE | SDGE | San Diego Gas and Electric | SDGE | CAISO | 2011-05-20 | 2050-12-31 | 1.5 | 100% | 1.5 | 1.5 |  |  | n/a | Biogas_ | Biogas_LandfillGas | CAISO_Biomass |  |  |  |  | 2011 | 2050 | 0 | CAISO | 1.5 | 1 | 1 | 1 | #VALUE! | 1
| SMT_0_6 | SAN MATIAS | teppc | CFE | CFE | Comisión Federal de Electricidad | CFE | Excluded | 2018-03-19 | 2050-12-31 | 29.7 | 100% | 29.7 | 29.7 |  |  | WT-Onshore | wind_onshorewind | Wind | Excluded_Wind |  |  |  |  | 2018 | 2050 | 0 | Excluded | 29.7 | 1 | 1 | 1 | #VALUE! | 1
| SMUDGO_7_UNIT_1 | SONOMA POWER PLANT | caiso | PGE_Bay | PGE_Bay | Pacific Gas and Electric Bay | PGE_Bay | CAISO | 1983-01-01 | 2050-12-31 | 47 | 88.68% | 47 | 53 |  |  | n/a | Geothermal_steam | Geothermal | CAISO_Geothermal |  |  |  |  | 1983 | 2050 | 0 | CAISO | 53 | 1 | 1 | 1 | #VALUE! | 1
| SMYRNA_1_DL1SR1 | Delano Land 1 | caiso | PGE_Valley | PGE_Valley | Pacific Gas and Electric Valley | PGE_Valley | CAISO | 2017-12-28 | 2050-12-31 | 1 | 100% | 1 | 1 |  |  | PHOTO VOLTAIC_SUN | PVgeneric_sun | Solar_Fixed | CAISO_Solar |  |  |  |  | 2018 | 2050 | 0 | CAISO | 1 | 1 | 1 | 1 | #VALUE! | 1
| Snake_River | Snake River Pottery-1 | teppc | IPFE | IPFE | Idaho Far East | IPCO | NW | 1984-11-30 | 2030-04-15 | 0.07 | 100% | 0.07 | 0.07 |  |  | Hydro | Hydro_Standard | Hydro | NW_Hydro |  |  |  |  | 1985 | 2029 | 0 | NW | 0.07 | 1 | 1 | 1 | #VALUE! | 1
| SNCLRA_2_HOWLNG |  | caiso | SCE | SCE | Southern California Edison | SCE | CAISO | 2013-10-01 | 2050-12-31 | 10.5 | 80.77% | 10.5 | 13 |  |  | ST_Biomass | ST_Biomass | Biomass/Wood | CAISO_Biomass |  |  |  |  | 2014 | 2050 | 0 | CAISO | 13 | 1 | 1 | 1 | #VALUE! | 1
| SNCLRA_2_SPRHYD | Springville Hydroelectric Generator | caiso | SCE | SCE | Southern California Edison | SCE | CAISO | 1994-03-17 | 2050-12-31 | 1 | 100% | 1 | 1 |  |  | n/a | Hydro_Standard | Hydro | CAISO_Small_Hydro |  |  |  |  | 1994 | 2050 | 0 | CAISO | 1 | 1 | 1 | 1 | #VALUE! | 1
| SNCLRA_2_UNIT | Channel Islands Power | caiso | SCE | SCE | Southern California Edison | SCE | CAISO | 1985-01-01 | 2050-12-31 | 27.5 | 100% | 27.5 | 27.5 |  |  | COMBINED CYCLE_NATURAL GAS | Cogen_NG | Cogen | CAISO_CHP |  |  |  |  | 1985 | 2050 | 0 | CAISO | 27.5 | 1 | 1 | 1 | 2025-01-01 | 1
| SNCLRA_2_UNIT1 | New Indy Oxnard | caiso | SCE | SCE | Southern California Edison | SCE | CAISO | 1986-03-14 | 2050-12-31 | 17.57 | 63.2% | 17.57 | 27.8 |  |  | CT-NatGas-Aero | Cogen_NG | Cogen | CAISO_CHP |  |  |  |  | 1986 | 2050 | 0 | CAISO | 27.8 | 1 | 1 | 1 | 2026-03-14 | 1
| SNCLRA_6_OXGEN | E.F. OXNARD INCORPORATED | caiso | SCE | SCE | Southern California Edison | SCE | CAISO | 1990-04-13 | 2050-12-31 | 33.61 | 69.3% | 33.61 | 48.5 |  |  | CT-NatGas-Aero | Cogen_NG | Cogen | CAISO_CHP |  |  |  |  | 1990 | 2050 | 0 | CAISO | 48.5 | 1 | 1 | 1 | #VALUE! | 1
| SNCLRA_6_PROCGN | PROCTER AND GAMBLE OXNARD II | caiso | SCE | SCE | Southern California Edison | SCE | CAISO | 1998-11-17 | 2050-12-31 | 45.8 | 92.53% | 45.8 | 49.5 |  |  | CT-NatGas-Aero | Cogen_NG | Cogen | CAISO_CHP |  |  |  |  | 1999 | 2050 | 0 | CAISO | 49.5 | 1 | 1 | 1 | #VALUE! | 1
| SNCLRA_6_QF | SANTA CLARA QFS | caiso | SCE | SCE | Southern California Edison | SCE | CAISO | 1987-01-01 | 2050-12-31 | 1.65 | 100% | 1.65 | 1.65 |  |  | n/a | Cogen_NG | Cogen | CAISO_Small_Hydro |  |  |  |  | 1987 | 2050 | 0 | CAISO | 1.65 | 1 | 1 | 1 | #VALUE! | 1
| SNDBAR_7_UNIT_1 | SANDBAR | caiso | PGE_Valley | PGE_Valley | Pacific Gas and Electric Valley | PGE_Valley | CAISO | 1986-05-19 | 2050-12-31 | 16.2 | 100% | 16.2 | 16.2 |  |  | n/a | Hydro_Standard | Hydro | CAISO_Hydro |  |  |  |  | 1986 | 2050 | 0 | CAISO | 16.2 | 1 | 1 | 1 | #VALUE! | 1
| Snedigar_1 | Snedigar-1 | teppc | IPFE | IPFE | Idaho Far East | IPCO | NW | 1985-11-01 | 2030-04-15 | 0.54 | 100% | 0.54 | 0.54 |  |  | Hydro | Hydro_Standard | Hydro | NW_Hydro |  |  |  |  | 1986 | 2029 | 0 | NW | 0.54 | 1 | 1 | 1 | #VALUE! | 1
| SNMALF_6_UNITS | Sonoma County Landfill | caiso | PGE_Bay | PGE_Bay | Pacific Gas and Electric Bay | PGE_Bay | CAISO | 1993-04-30 | 2050-12-31 | 3.46 | 69.2% | 3.46 | 5 |  |  | n/a | Biogas_ | Biogas_LandfillGas | CAISO_Biomass |  |  |  |  | 1993 | 2050 | 0 | CAISO | 5 | 1 | 1 | 1 | #VALUE! | 1
| SNOQCAV12 | SNOQ SW | teppc | PSEI | PSEI | Puget Sound Energy | BPAT | NW | 1950-01-01 | 2050-12-31 | 1.8 | 100% | 1.8 | 1.8 |  |  | HYDRO | Hydro_Standard | Hydro | NW_Hydro |  |  |  |  | 1950 | 2050 | 0 | NW | 1.8 | 1 | 1 | 1 | #VALUE! | 1
| SNOQCAV13 | SNOQ SW | teppc | PSEI | PSEI | Puget Sound Energy | BPAT | NW | 1950-01-01 | 2050-12-31 | 1.8 | 100% | 1.8 | 1.8 |  |  | HYDRO | Hydro_Standard | Hydro | NW_Hydro |  |  |  |  | 1950 | 2050 | 0 | NW | 1.8 | 1 | 1 | 1 | #VALUE! | 1
| SNOQCAV14 | SNOQ SW | teppc | PSEI | PSEI | Puget Sound Energy | BPAT | NW | 1950-01-01 | 2050-12-31 | 1.8 | 100% | 1.8 | 1.8 |  |  | HYDRO | Hydro_Standard | Hydro | NW_Hydro |  |  |  |  | 1950 | 2050 | 0 | NW | 1.8 | 1 | 1 | 1 | #VALUE! | 1
| Snoqualmie1_1_4 | Snoqualmie-1 (Repowered) | teppc | PSEI | PSEI | Puget Sound Energy | BPAT | NW | 2013-06-01 | 2050-12-31 | 7.2 | 100% | 7.2 | 7.2 |  |  | Hydro | Hydro_Standard | Hydro | NW_Hydro |  |  |  |  | 2013 | 2050 | 0 | NW | 7.2 | 1 | 1 | 1 | #VALUE! | 1
| Snoqualmie1_5 | Snoqualmie-5 (Repowered) | teppc | PSEI | PSEI | Puget Sound Energy | BPAT | NW | 2013-06-01 | 2050-12-31 | 6.7 | 100% | 6.7 | 6.7 |  |  | Hydro | Hydro_Standard | Hydro | NW_Hydro |  |  |  |  | 2013 | 2050 | 0 | NW | 6.7 | 1 | 1 | 1 | #VALUE! | 1
| Snoqualmie2_6 | Snoqualmie 2-6 (Repowered) | teppc | PSEI | PSEI | Puget Sound Energy | BPAT | NW | 2013-06-01 | 2050-12-31 | 13.7 | 100% | 13.7 | 13.7 |  |  | Hydro | Hydro_Standard | Hydro | NW_Hydro |  |  |  |  | 2013 | 2050 | 0 | NW | 13.7 | 1 | 1 | 1 | #VALUE! | 1
| Snoqualmie2_7 | Snoqualmie 2-7 (Repowered) | teppc | PSEI | PSEI | Puget Sound Energy | BPAT | NW | 2013-06-01 | 2050-12-31 | 27 | 100% | 27 | 27 |  |  | Hydro | Hydro_Standard | Hydro | NW_Hydro |  |  |  |  | 2013 | 2050 | 0 | NW | 27 | 1 | 1 | 1 | #VALUE! | 1
| SNORA_2_SNRSLR | SG Sorrento | caiso | IID | SDGE | San Diego Gas and Electric | SDGE | CAISO |  | 2050-12-31 | 50 | 100% | 50 | 50 |  |  | PHOTO VOLTAIC_SUN | PVgeneric_sun | Solar_Fixed | CAISO_Solar |  |  |  |  | 1900 | 2050 | 0 | CAISO | 50 | 1 | 1 | 1 | #VALUE! | 1
| Snowflake_White_Mtn | Novo-BioPower Plant G3¦Snowflake White Mountain Power G3¦Abitibi | teppc | AZPS | AZPS | Arizona Public Service Company | AZPS | SW | 2008-06-01 | 2050-12-31 | 16 | 100% | 16 | 16 |  |  | Bio-ST | ST_Biomass | Biomass/Wood | SW_Biomass |  |  |  |  | 2008 | 2050 | 0 | SW | 16 | 1 | 1 | 1 | #VALUE! | 1
| Soda_1 | Soda-1 | teppc | PAID | PAID | Idaho, PACE Utility | IPCO | NW | 1923-12-01 | 2050-12-31 | 7 | 100% | 7 | 7 |  |  | Hydro | Hydro_Standard | Hydro | NW_Hydro |  |  |  |  | 1924 | 2050 | 0 | NW | 7 | 1 | 1 | 1 | #VALUE! | 1
| Soda_2 | Soda-2 | teppc | PAID | PAID | Idaho, PACE Utility | IPCO | NW | 1923-12-01 | 2050-12-31 | 7 | 100% | 7 | 7 |  |  | Hydro | Hydro_Standard | Hydro | NW_Hydro |  |  |  |  | 1924 | 2050 | 0 | NW | 7 | 1 | 1 | 1 | #VALUE! | 1
| Soda_Lake_Geothermal | Soda Lake Geothermal No I II-OEC1 | teppc | SPPC | SPPC | Nevada Power Company | NEVP | SW | 1990-10-01 | 2030-01-01 | 12 | 100% | 12 | 12 |  |  | Geo-BinaryCycle | Geothermal_steam | Geothermal | SW_Geothermal |  |  |  |  | 1991 | 2029 | 0 | SW | 12 | 1 | 1 | 1 | #VALUE! | 1
| Soda_Springs_1 | Soda Springs-1 | teppc | PACW | PACW | PacifiCorp – West | PACW | NW | 1952-03-01 | 2050-12-31 | 11 | 100% | 11 | 11 |  |  | Hydro | Hydro_Standard | Hydro | NW_Hydro |  |  |  |  | 1952 | 2050 | 0 | NW | 11 | 1 | 1 | 1 | #VALUE! | 1
| SODER_W1_1 | SODER_W1-1 | teppc | AESO | AESO | Alberta Electric System Operator | BCHA_AESO | Excluded | 2006-08-01 | 2050-12-01 | 34.5 | 100% | 34.5 | 34.5 |  |  | WT-Onshore | wind_onshorewind | Wind | Excluded_Wind |  |  |  |  | 2007 | 2050 | 0 | Excluded | 34.5 | 1 | 1 | 1 | #VALUE! | 1
| SODER_W2_1 | SODER_W2-1 | teppc | AESO | AESO | Alberta Electric System Operator | BCHA_AESO | Excluded | 2006-08-01 | 2050-12-01 | 34.5 | 100% | 34.5 | 34.5 |  |  | WT-Onshore | wind_onshorewind | Wind | Excluded_Wind |  |  |  |  | 2007 | 2050 | 0 | Excluded | 34.5 | 1 | 1 | 1 | #VALUE! | 1
| SOL_GEN | ELCEN_PV_13.8_GEN1 | teppc | IID | IID | Imperial Irrigation District | IID | IID | 1982-03-01 | 2050-12-31 | 20 | 100% | 20 | 20 |  |  | SolarPV-NonTracking | FixedPV_sun | Solar_Fixed | IID_Solar |  |  |  |  | 1982 | 2050 | 0 | IID | 20 | 1 | 1 | 1 | #VALUE! | 1
| Solana_1 | Solana Generating Station GEN1¦Q044STG1 | teppc | AZPS | AZPS | Arizona Public Service Company | AZPS | SW | 2013-07-23 | 2050-12-31 | 140 | 100% | 140 | 140 |  |  | SolarThermal-CSP6 | SolarThermal_sun | Solar_Thermal | SW_Solar |  |  |  |  | 2014 | 2050 | 0 | SW | 140 | 1 | 1 | 1 | #VALUE! | 1
| Solana_2 | Solana Generating Station GEN2¦Q044STG2 | teppc | AZPS | AZPS | Arizona Public Service Company | AZPS | SW | 2013-07-23 | 2050-12-31 | 140 | 100% | 140 | 140 |  |  | SolarThermal-CSP6 | SolarThermal_sun | Solar_Thermal | SW_Solar |  |  |  |  | 2014 | 2050 | 0 | SW | 140 | 1 | 1 | 1 | #VALUE! | 1
| SONOMA_1_PN5SR1 |  | caiso | PGE_Bay | PGE_Bay | Pacific Gas and Electric Bay | PGE_Bay | CAISO |  | 2050-12-31 | 0 | 0% |  |  |  |  | Unknown | Unknown | None | CAISO_Unknown |  |  |  |  | 1900 | 2050 | 0 | CAISO | 0 | 1 | 1 | 1 | #VALUE! | 1
| Soo_River_1 | Soo River-1_Soo River-1_IPP-SOR | teppc | BCHA | BCHA | British Columbia Transmission Company | BCHA_AESO | Excluded | 1994-05-25 | 2040-05-25 | 6.67 | 100% | 6.67 | 6.67 |  |  | Hydro | Hydro_Standard | Hydro | Excluded_Hydro |  |  |  |  | 1994 | 2039 | 0 | Excluded | 6.67 | 1 | 1 | 1 | #VALUE! | 1
| Soo_River_2 | Soo River-2_Soo River-2_IPP-SOR | teppc | BCHA | BCHA | British Columbia Transmission Company | BCHA_AESO | Excluded | 1994-05-25 | 2040-05-25 | 6.67 | 100% | 6.67 | 6.67 |  |  | Hydro | Hydro_Standard | Hydro | Excluded_Hydro |  |  |  |  | 1994 | 2039 | 0 | Excluded | 6.67 | 1 | 1 | 1 | #VALUE! | 1
| SoTreatmentCC_Total | South Treatment Plant (Total CC Plant) | teppc | PNM | PNM | Public Service Company of New Mexico | PNM_EPE | SW | 2005-01-01 | 2050-12-31 | 8 | 100% | 8 | 8 |  |  | Bio-CCWhole | CC_Biomass | Biomass/Wood | SW_Biomass |  |  |  |  | 2005 | 2050 | 0 | SW | 8 | 1 | 1 | 1 | #VALUE! | 1
| SOUTH_2_UNIT | SOUTH HYDRO | caiso | PGE_Valley | PGE_Valley | Pacific Gas and Electric Valley | PGE_Valley | CAISO | 1979-01-01 | 2050-12-31 | 7.1 | 100% | 7.1 | 7.1 |  |  | n/a | Hydro_Standard | Hydro | CAISO_Small_Hydro |  |  |  |  | 1979 | 2050 | 0 | CAISO | 7.1 | 1 | 1 | 1 | #VALUE! | 1
| South_Hurlburt_Wind | South Hurlburt Wind LLC-4 AKA Shepherds Flat | teppc | TPWR | TPWR | Tacoma Power | BPAT | NW | 2012-09-01 | 2050-12-31 | 145 | 100% | 145 | 145 |  |  | WT-Onshore | wind_onshorewind | Wind | NW_Wind | CAISO | 145 |  |  | 2013 | 2050 | 0 | CAISO | 145 | 1 | 1 | 1 | #VALUE! | 1
| South_Peak_Wind |  | teppc | NWMT | NWMT | NorthWestern Energy | NWMT_WAUW | NW | 1950-01-01 | 2050-12-31 | 80 | 100% | 80 | 80 |  |  | WT-Onshore | wind_onshorewind | Wind | NW_Wind |  |  |  |  | 1950 | 2050 | 0 | NW | 80 | 1 | 1 | 1 | #VALUE! | 1
| South_Point_CC | SouthPointCC (Total CC Plant) | teppc | WALC | WALC | Western Area Power Administration, Lower Colorado Region | WALC | SW | 2001-06-01 | 2050-12-31 | 550 | 100% | 550 | 550 |  |  | CCWhole-NatGas-Industrial | CC_NG | CC | SW_CCGT |  |  |  |  | 2001 | 2050 | 0 | SW | 550 | 1 | 1 | 1 | #VALUE! | 1
| South_Valley | South Valley Solar Project 1 | teppc | PNM | PNM | Public Service Company of New Mexico | PNM_EPE | SW | 2015-12-29 | 2050-12-31 | 7.6 | 100% | 7.6 | 7.6 |  |  | SolarPV-Tracking | 1axPV_sun | Solar_1Axis | SW_Solar |  |  |  |  | 2016 | 2050 | 0 | SW | 7.6 | 1 | 1 | 1 | #VALUE! | 1
| SouthDryCreekHydro1 | South Dry Creek Hydro-1 | teppc | IPFE | IPFE | Idaho Far East | IPCO | NW | 1985-09-01 | 2050-12-31 | 2 | 100% | 2 | 2 |  |  | Hydro | Hydro_Standard | Hydro | NW_Hydro |  |  |  |  | 1986 | 2050 | 0 | NW | 2 | 1 | 1 | 1 | #VALUE! | 1
| SouthForkTolt | South Fork Tolt-1 | teppc | SCL | SCL | Seattle Department of Lighting | BPAT | NW | 1995-11-01 | 2050-12-31 | 16.8 | 100% | 16.8 | 16.8 |  |  | Hydro | Hydro_Standard | Hydro | NW_Hydro |  |  |  |  | 1996 | 2050 | 0 | NW | 16.8 | 1 | 1 | 1 | #VALUE! | 1
| SPA_Cogen_3_CC | Campbells Cogen (Total CC Plant) | teppc | BANC | BANC | Balancing Authority of Northern California | SMUD | BANC | 1997-12-01 | 2050-12-31 | 157 | 100% | 157 | 157 |  |  | CCWhole-NatGas-Aero | CC_NG | CC | BANC_CCGT |  |  |  |  | 1998 | 2050 | 0 | BANC | 157 | 1 | 1 | 1 | #VALUE! | 1
| SpanishForkWind2 | Spanish Fork Wind Park 2 LLC-1 | teppc | CISC | CISC | Southern California Edison | PACE | NW | 2008-08-01 | 2050-12-31 | 19 | 100% | 19 | 19 |  |  | WT-Onshore | wind_onshorewind | Wind | CAISO_Wind |  |  |  |  | 2009 | 2050 | 0 | NW | 19 | 1 | 1 | 1 | #VALUE! | 1
| SPAULD_6_UNIT_3 | SPAULDING HYDRO PH 3 UNIT | caiso | PGE_Valley | PGE_Valley | Pacific Gas and Electric Valley | PGE_Valley | CAISO | 1928-01-01 | 2050-12-31 | 6.5 | 100% | 6.5 | 6.5 |  |  | n/a | Hydro_Standard | Hydro | CAISO_Hydro |  |  |  |  | 1928 | 2050 | 0 | CAISO | 6.5 | 1 | 1 | 1 | #VALUE! | 1
| SPAULD_6_UNIT12 | SPAULDING HYDRO PH 1 & 2 AGGREGATE | caiso | PGE_Valley | PGE_Valley | Pacific Gas and Electric Valley | PGE_Valley | CAISO | 1929-01-01 | 2050-12-31 | 11.4 | 100% | 11.4 | 11.4 |  |  | n/a | Hydro_Standard | Hydro | CAISO_Hydro |  |  |  |  | 1929 | 2050 | 0 | CAISO | 11.4 | 1 | 1 | 1 | #VALUE! | 1
| SPBURN_2_UNIT_1 |  | caiso | PGE_Valley | PGE_Valley | Pacific Gas and Electric Valley | PGE_Valley | CAISO | 1986-01-01 | 2050-12-31 | 13.05 | 59.32% | 13.05 | 22 |  |  | n/a | ST_Biomass | Biomass/Wood | CAISO_Biomass |  |  |  |  | 1986 | 2050 | 0 | CAISO | 22 | 1 | 1 | 1 | #VALUE! | 1
| SPBURN_7_SNOWMT | SPBURN_7_SNOWMT | caiso | PGE_Valley | PGE_Valley | Pacific Gas and Electric Valley | PGE_Valley | CAISO | 1990-03-28 | 2050-12-31 | 3 | 100% | 3 | 3 |  |  | n/a | Hydro_Standard | Hydro | CAISO_Small_Hydro |  |  |  |  | 1990 | 2050 | 0 | CAISO | 3 | 1 | 1 | 1 | #VALUE! | 1
| Spectrum | Spectrum Nevada Solar-1 | teppc | NEVP | NEVP | Nevada Power Company | NEVP | SW | 1998-04-01 | 2050-12-31 | 30 | 100% | 30 | 30 |  |  | SolarPV-NonTracking | FixedPV_sun | Solar_Fixed | SW_Solar |  |  |  |  | 1998 | 2050 | 0 | SW | 30 | 1 | 1 | 1 | #VALUE! | 1
| SPI_LI_2_UNIT_1 |  | caiso | PGE_Valley | PGE_Valley | Pacific Gas and Electric Valley | PGE_Valley | CAISO | 1986-06-03 | 2050-12-31 | 9.68 | 56.28% | 9.68 | 17.2 |  |  | n/a | ST_Biomass | Biomass/Wood | CAISO_Biomass |  |  |  |  | 1986 | 2050 | 0 | CAISO | 17.2 | 1 | 1 | 1 | #VALUE! | 1
| SPIAND_1_ANDSN2 |  | caiso | PGE_Valley | PGE_Valley | Pacific Gas and Electric Valley | PGE_Valley | CAISO | 2015-09-09 | 2050-12-31 | 18.93 | 69.72% | 18.93 | 27.15 |  |  | n/a | ST_Biomass | Biomass/Wood | CAISO_Biomass |  |  |  |  | 2016 | 2050 | 0 | CAISO | 27.15 | 1 | 1 | 1 | #VALUE! | 1
| SPICER_1_UNITS | SPICER HYDRO UNITS 1-3 AGGREGATE | caiso | PGE_Valley | PGE_Valley | Pacific Gas and Electric Valley | PGE_Valley | CAISO | 1990-01-01 | 2050-12-31 | 6 | 100% | 6 | 6 |  |  | n/a | Hydro_Standard | Hydro | CAISO_Small_Hydro |  |  |  |  | 1990 | 2050 | 0 | CAISO | 6 | 1 | 1 | 1 | #VALUE! | 1
| SPIFBD_1_PL1X2 |  | caiso | PGE_Valley | PGE_Valley | Pacific Gas and Electric Valley | PGE_Valley | CAISO | 2001-05-29 | 2050-12-31 | 6.87 | 91.6% | 6.87 | 7.5 |  |  | n/a | Cogen_NG | Cogen | CAISO_CHP |  |  |  |  | 2001 | 2050 | 0 | CAISO | 7.5 | 1 | 1 | 1 | #VALUE! | 1
| Spillimacheen_1 | Spillimacheen-1_Spillimacheen-1_BCH-SPN | teppc | BCHA | BCHA | British Columbia Transmission Company | BCHA_AESO | Excluded | 1954-12-01 | 2033-03-31 | 1 | 100% | 1 | 1 |  |  | Hydro | Hydro_Standard | Hydro | Excluded_Hydro |  |  |  |  | 1955 | 2032 | 0 | Excluded | 1 | 1 | 1 | 1 | #VALUE! | 1
| Spillimacheen_2 | Spillimacheen-2_Spillimacheen-2_BCH-SPN | teppc | BCHA | BCHA | British Columbia Transmission Company | BCHA_AESO | Excluded | 1954-12-01 | 2033-03-31 | 1 | 100% | 1 | 1 |  |  | Hydro | Hydro_Standard | Hydro | Excluded_Hydro |  |  |  |  | 1955 | 2032 | 0 | Excluded | 1 | 1 | 1 | 1 | #VALUE! | 1
| Spillimacheen_3 | Spillimacheen-3_Spillimacheen-3_BCH-SPN | teppc | BCHA | BCHA | British Columbia Transmission Company | BCHA_AESO | Excluded | 1954-12-01 | 2033-03-31 | 2.8 | 100% | 2.8 | 2.8 |  |  | Hydro | Hydro_Standard | Hydro | Excluded_Hydro |  |  |  |  | 1955 | 2032 | 0 | Excluded | 2.8 | 1 | 1 | 1 | #VALUE! | 1
| Spindle_Hill_1 | Spindle Hill Energy Center GEN1 | teppc | PSCO | PSCO | Public Service Company of Colorado | PSCO | Excluded | 2007-06-01 | 2050-12-31 | 154 | 100% | 154 | 154 |  |  | CT-NatGas-Industrial | CT_NG | CT | Excluded_Peaker |  |  |  |  | 2007 | 2050 | 0 | Excluded | 154 | 1 | 1 | 1 | #VALUE! | 1
| Spindle_Hill_2 | Spindle Hill Energy Center GEN2 | teppc | PSCO | PSCO | Public Service Company of Colorado | PSCO | Excluded | 2007-06-01 | 2050-12-31 | 154 | 100% | 154 | 154 |  |  | CT-NatGas-Industrial | CT_NG | CT | Excluded_Peaker |  |  |  |  | 2007 | 2050 | 0 | Excluded | 154 | 1 | 1 | 1 | #VALUE! | 1
| Spion_Kop | Spion Kop Wind Farm-SKW25 | teppc | NWMT | NWMT | NorthWestern Energy | NWMT_WAUW | NW | 2012-12-31 | 2050-12-01 | 40 | 100% | 40 | 40 |  |  | WT-Onshore | wind_onshorewind | Wind | NW_Wind |  |  |  |  | 2013 | 2050 | 0 | NW | 40 | 1 | 1 | 1 | #VALUE! | 1
| Spirit_Mountain | Spirit Mountain 1 | teppc | WACM | WACM | Western Area Power Administration, Colorado-Missouri Region | WACM | Excluded | 1995-06-01 | 2050-12-31 | 5 | 100% | 5 | 5 |  |  | Hydro | Hydro_Standard | Hydro | Excluded_Hydro |  |  |  |  | 1995 | 2050 | 0 | Excluded | 5 | 1 | 1 | 1 | #VALUE! | 1
| Spokane1 | Wheelabrator Spokane-GEN1 | teppc | AVA | AVA | Avista Corp. | BPAT | NW | 1991-09-01 | 2050-12-31 | 26 | 100% | 26 | 26 |  |  | Bio-ST | ST_Biomass | Biomass/Wood | NW_Biomass |  |  |  |  | 1992 | 2050 | 0 | NW | 26 | 1 | 1 | 1 | #VALUE! | 1
| SPQUIN_6_SRPCQU |  | caiso | PGE_Valley | PGE_Valley | Pacific Gas and Electric Valley | PGE_Valley | CAISO | 1983-01-14 | 2050-12-31 | 21.98 | 91.58% | 21.98 | 24 |  |  | n/a | ST_Biomass | Biomass/Wood | CAISO_Biomass |  |  |  |  | 1983 | 2050 | 0 | CAISO | 24 | 1 | 1 | 1 | #VALUE! | 1
| Spray1_1 | Spray1-1 | teppc | AESO | AESO | Alberta Electric System Operator | BCHA_AESO | Excluded | 1954-01-01 | 2050-12-01 | 46 | 100% | 46 | 46 |  |  | Hydro | Hydro_Standard | Hydro | Excluded_Hydro |  |  |  |  | 1954 | 2050 | 0 | Excluded | 46 | 1 | 1 | 1 | #VALUE! | 1
| Spray2_1 | Spray2-1 | teppc | AESO | AESO | Alberta Electric System Operator | BCHA_AESO | Excluded | 1954-01-01 | 2050-12-01 | 46 | 100% | 46 | 46 |  |  | Hydro | Hydro_Standard | Hydro | Excluded_Hydro |  |  |  |  | 1954 | 2050 | 0 | Excluded | 46 | 1 | 1 | 1 | #VALUE! | 1
| SPRGAP_1_UNIT_1 | SPRING GAP HYDRO | caiso | PGE_Valley | PGE_Valley | Pacific Gas and Electric Valley | PGE_Valley | CAISO | 1921-01-01 | 2050-12-31 | 7 | 100% | 7 | 7 |  |  | n/a | Hydro_Standard | Hydro | CAISO_Hydro |  |  |  |  | 1921 | 2050 | 0 | CAISO | 7 | 1 | 1 | 1 | #VALUE! | 1
| SPRGVL_2_CREST |  | caiso | SCE | SCE | Southern California Edison | SCE | CAISO |  | 2050-12-31 | 14 | 100% | 14 | 14 |  |  | PVgeneric_sun | PVgeneric_sun | Solar_Fixed | CAISO_Solar |  |  |  |  | 1900 | 2050 | 0 | CAISO | 14 | 1 | 1 | 1 | #VALUE! | 1
| SPRGVL_2_QF | SPRINGVILLE QFS | caiso | SCE | SCE | Southern California Edison | SCE | CAISO | 1991-02-01 | 2050-12-31 | 0.01 | 5.556% | 0.01 | 0.18 |  |  | n/a | Cogen_NG | Cogen | CAISO_CHP |  |  |  |  | 1991 | 2050 | 0 | CAISO | 0.18 | 1 | 1 | 1 | #VALUE! | 1
| SPRGVL_2_TULE | TULE RIVER HYDRO PLANT (PG&E) | caiso | SCE | SCE | Southern California Edison | SCE | CAISO | 1914-01-01 | 2050-12-31 | 6.4 | 100% | 6.4 | 6.4 |  |  | n/a | Hydro_Standard | Hydro | CAISO_Small_Hydro |  |  |  |  | 1914 | 2050 | 0 | CAISO | 6.4 | 1 | 1 | 1 | #VALUE! | 1
| SPRGVL_2_TULESC | TULE RIVER HYDRO PLANT (SCE) | caiso | SCE | SCE | Southern California Edison | SCE | CAISO | 1909-01-01 | 2050-12-31 | 2.5 | 100% | 2.5 | 2.5 |  |  | n/a | Hydro_Standard | Hydro | CAISO_Small_Hydro |  |  |  |  | 1909 | 2050 | 0 | CAISO | 2.5 | 1 | 1 | 1 | #VALUE! | 1
| Spring_Canyon_1 | Spring Canyon I Energy Center 1 | teppc | PSCO | PSCO | Public Service Company of Colorado | PSCO | Excluded | 2006-02-01 | 2050-12-31 | 60 | 100% | 60 | 60 |  |  | WT-Onshore | wind_onshorewind | Wind | Excluded_Wind |  |  |  |  | 2006 | 2050 | 0 | Excluded | 60 | 1 | 1 | 1 | #VALUE! | 1
| Spring_Canyon_2_3 | Spring Canyon II & III Energy Center | teppc | PSCO | PSCO | Public Service Company of Colorado | PSCO | Excluded | 2014-12-01 | 2050-12-31 | 60 | 100% | 60 | 60 |  |  | WT-Onshore | wind_onshorewind | Wind | Excluded_Wind |  |  |  |  | 2015 | 2050 | 0 | Excluded | 60 | 1 | 1 | 1 | #VALUE! | 1
| Spring_Creek_1 | Spring Creek Dam 1 | teppc | BANC | BANC | Balancing Authority of Northern California | SMUD | BANC | 1964-01-01 | 2050-12-31 | 96 | 100% | 96 | 96 |  |  | Hydro | Hydro_Standard | Hydro | BANC_Hydro |  |  |  |  | 1964 | 2050 | 0 | BANC | 96 | 1 | 1 | 1 | #VALUE! | 1
| Spring_Creek_2 | Spring Creek Dam 2 | teppc | BANC | BANC | Balancing Authority of Northern California | SMUD | BANC | 1964-01-01 | 2050-12-31 | 96 | 100% | 96 | 96 |  |  | Hydro | Hydro_Standard | Hydro | BANC_Hydro |  |  |  |  | 1964 | 2050 | 0 | BANC | 96 | 1 | 1 | 1 | #VALUE! | 1
| Spring_Valley_Wind | Spring Valley Wind Project-WTG¦Osceola | teppc | SPPC | SPPC | Nevada Power Company | NEVP | SW | 2012-08-16 | 2050-12-31 | 150 | 100% | 150 | 150 |  |  | WT-Onshore | wind_onshorewind | Wind | SW_Wind |  |  |  |  | 2013 | 2050 | 0 | SW | 150 | 1 | 1 | 1 | #VALUE! | 1
| Springbok_1 | Springbok Solar Farm I Project SB1¦Q18PV¦Springbok 1 | teppc | LDWP | LDWP | Los Angeles Department of Water and Power | LADWP | LDWP | 2016-06-01 | 2050-12-31 | 108 | 100% | 108 | 108 |  |  | SolarPV-Tracking | 1axPV_sun | Solar_1Axis | LDWP_Solar |  |  |  |  | 2016 | 2050 | 0 | LDWP | 108 | 1 | 1 | 1 | #VALUE! | 1
| Springbok_2 | Springbok 2 Solar Farm (Homes Ranch) SB2¦Q19PV | teppc | LDWP | LDWP | Los Angeles Department of Water and Power | LADWP | LDWP | 2016-06-01 | 2050-12-31 | 165 | 100% | 165 | 165 |  |  | SolarPV-Tracking | 1axPV_sun | Solar_1Axis | LDWP_Solar |  |  |  |  | 2016 | 2050 | 0 | LDWP | 165 | 1 | 1 | 1 | #VALUE! | 1
| Springbok_3 | Springbok 3 Solar Farm (Sons Ranch) 1¦Q18Q19 | teppc | LDWP | LDWP | Los Angeles Department of Water and Power | LADWP | LDWP | 2018-06-01 | 2050-12-31 | 90 | 100% | 90 | 90 |  |  | SolarPV-Tracking | 1axPV_sun | Solar_1Axis | LDWP_Solar |  |  |  |  | 2018 | 2050 | 0 | LDWP | 90 | 1 | 1 | 1 | #VALUE! | 1
| Springerville_1 | Springerville 1 | teppc | TEPC | TEPC | Tucson Electric Power Company | TEPC | SW | 1985-06-01 | 2050-12-31 | 387 | 100% | 387 | 387 |  |  | ST-Coal | Steam_Coal | Coal | SW_Coal |  |  |  |  | 1985 | 2050 | 0 | SW | 387 | 1 | 1 | 1 | #VALUE! | 1
| Springerville_2 | Springerville 2 | teppc | TEPC | TEPC | Tucson Electric Power Company | TEPC | SW | 1990-06-01 | 2050-12-31 | 406 | 100% | 406 | 406 |  |  | ST-Coal | Steam_Coal | Coal | SW_Coal |  |  |  |  | 1990 | 2050 | 0 | SW | 406 | 1 | 1 | 1 | #VALUE! | 1
| Springerville_3 | Springerville 3 | teppc | TEPC | TEPC | Tucson Electric Power Company | TEPC | SW | 2014-06-01 | 2050-12-31 | 417 | 100% | 417 | 417 |  |  | ST-Coal | Steam_Coal | Coal | SW_Coal |  |  |  |  | 2014 | 2050 | 0 | SW | 417 | 1 | 1 | 1 | #VALUE! | 1
| Springerville_4 | Springerville 4 | teppc | TEPC | TEPC | Tucson Electric Power Company | TEPC | SW | 2009-12-17 | 2050-12-31 | 415 | 100% | 415 | 415 |  |  | ST-Coal | Steam_Coal | Coal | SW_Coal |  |  |  |  | 2010 | 2050 | 0 | SW | 415 | 1 | 1 | 1 | #VALUE! | 1
| Sprott_FortGT_2 | Sprott Fort Macleod GT-2 | teppc | BCHA | BCHA | British Columbia Transmission Company | BCHA_AESO | Excluded | 2015-07-31 | 2050-12-31 | 20 | 100% | 20 | 20 |  |  | CT-NatGas-Industrial | CT_NG | CT | Excluded_Peaker |  |  |  |  | 2016 | 2050 | 0 | Excluded | 20 | 1 | 1 | 1 | #VALUE! | 1
| Squamish | Squamish Power Project (aka woodfiber)-1_Squamish Power Project (aka woodfiber)-_IPP-WFR | teppc | BCHA | BCHA | British Columbia Transmission Company | BCHA_AESO | Excluded | 2013-04-01 | 2033-05-30 | 1.4 | 100% | 1.4 | 1.4 |  |  | Bio-ST | ST_Biomass | Biomass/Wood | Excluded_Biomass |  |  |  |  | 2013 | 2032 | 0 | Excluded | 1.4 | 1 | 1 | 1 | #VALUE! | 1
| SRINTL_6_UNIT | SRI INTERNATIONAL | caiso | PGE_Bay | PGE_Bay | Pacific Gas and Electric Bay | PGE_Bay | CAISO | 1987-03-10 | 2050-12-31 | 0.78 | 11.3% | 0.78 | 6.9 |  |  | CT-NatGas-Aero | Cogen_NG | Cogen | CAISO_CHP |  |  |  |  | 1987 | 2050 | 0 | CAISO | 6.9 | 1 | 1 | 1 | #VALUE! | 1
| SS_Creek | SS Creek Hydro Project-1_SS Creek Hydro Project-1_IPP-SSZ | teppc | PSCO | PSCO | Public Service Company of Colorado | PSCO | Excluded | 2015-11-01 | 2045-11-01 | 7 | 100% | 7 | 7 |  |  | Hydro | Hydro_Standard | Hydro | Excluded_Hydro |  |  |  |  | 2016 | 2045 | 0 | Excluded | 7 | 1 | 1 | 1 | #VALUE! | 1
| ST_DIST_PV | NRG-1_Roadrunner Solar-1 | teppc | EPE | EPE | El Paso Electric Company | PNM_EPE | SW | 2011-08-29 | 2031-08-31 | 20 | 100% | 20 | 20 |  |  | SolarPV-Tracking | 1axPV_sun | Solar_1Axis | SW_Solar |  |  |  |  | 2012 | 2031 | 0 | SW | 20 | 1 | 1 | 1 | #VALUE! | 1
| St_Marys_Dam | CHD St Marys Dam-1 | teppc | AESO | AESO | Alberta Electric System Operator | BCHA_AESO | Excluded | 1986-04-15 | 2050-12-01 | 2.3 | 100% | 2.3 | 2.3 |  |  | Hydro | Hydro_Standard | Hydro | Excluded_Hydro |  |  |  |  | 1986 | 2050 | 0 | Excluded | 2.3 | 1 | 1 | 1 | #VALUE! | 1
| Stagecoach | Stagecoach Hydro-1 | teppc | PSCO | PSCO | Public Service Company of Colorado | PSCO | Excluded | 1989-10-01 | 2030-04-15 | 0.82 | 100% | 0.82 | 0.82 |  |  | Hydro | Hydro_Standard | Hydro | Excluded_Hydro |  |  |  |  | 1990 | 2029 | 0 | Excluded | 0.82 | 1 | 1 | 1 | #VALUE! | 1
| STANDBY_AGG__3 | STANDBY AGG.-3 | teppc | PNM | PNM | Public Service Company of New Mexico | PNM_EPE | SW | 2003-07-01 | 2030-04-15 | 62.2 | 100% | 62.2 | 62.2 |  |  | CT-OilDistillate | CT_Oil | CT | SW_Peaker |  |  |  |  | 2004 | 2029 | 0 | SW | 62.2 | 1 | 1 | 1 | #VALUE! | 1
| STANIS_7_UNIT_1 | STANISLAUS HYDRO | caiso | PGE_Valley | PGE_Valley | Pacific Gas and Electric Valley | PGE_Valley | CAISO | 1963-01-01 | 2050-12-31 | 91 | 100% | 91 | 91 |  |  | n/a | Hydro_Standard | Hydro | CAISO_Hydro |  |  |  |  | 1963 | 2050 | 0 | CAISO | 91 | 1 | 1 | 1 | #VALUE! | 1
| Stanton_1 | Stanton-1 | teppc | BPAT | BPAT | Bonneville Power Administration – Transmission | BPAT | NW | 2012-01-10 | 2037-01-10 | 0.31 | 100% | 0.31 | 0.31 |  |  | SolarPV-NonTracking | FixedPV_sun | Solar_Fixed | NW_Solar |  |  |  |  | 2012 | 2036 | 0 | NW | 0.31 | 1 | 1 | 1 | #VALUE! | 1
| Star_Point_Wind | Star Point Wind Project LLC-1 | teppc | TPWR | TPWR | Tacoma Power | BPAT | NW | 2010-02-01 | 2050-12-31 | 98.7 | 100% | 98.7 | 98.7 |  |  | WT-Onshore | wind_onshorewind | Wind | NW_Wind |  |  |  |  | 2010 | 2050 | 0 | NW | 98.7 | 1 | 1 | 1 | #VALUE! | 1
| Stateline |  | teppc | BPAT | BPAT | Bonneville Power Administration – Transmission | BPAT | NW | 2001-12-01 | 2050-12-31 | 100 | 100% | 100 | 100 |  |  | WT-Onshore | wind_onshorewind | Wind | NW_Wind |  |  |  |  | 2002 | 2050 | 0 | NW | 100 | 1 | 1 | 1 | #VALUE! | 1
| STAUFF_1_UNIT | RHODIA INC. (RHONE-POULENC) | caiso | PGE_Bay | PGE_Bay | Pacific Gas and Electric Bay | PGE_Bay | CAISO | 1977-06-01 | 2050-12-31 | 0.01 | 0.2174% | 0.01 | 4.6 |  |  | ST-Other | Cogen_NG | Cogen | CAISO_CHP |  |  |  |  | 1977 | 2050 | 0 | CAISO | 4.6 | 1 | 1 | 1 | 2017-06-01 | 1
| Stave_Falls_1 | Stave Falls-1_Stave Falls New-1_BCH-SFN | teppc | BCHA | BCHA | British Columbia Transmission Company | BCHA_AESO | Excluded | 1999-10-01 | 2033-03-31 | 45.5 | 100% | 45.5 | 45.5 |  |  | Hydro | Hydro_Standard | Hydro | Excluded_Hydro |  |  |  |  | 2000 | 2032 | 0 | Excluded | 45.5 | 1 | 1 | 1 | #VALUE! | 1
| Stave_Falls_2 | Stave Falls-2_Stave Falls New-2_BCH-SFN | teppc | BCHA | BCHA | British Columbia Transmission Company | BCHA_AESO | Excluded | 1999-10-01 | 2033-03-31 | 45.5 | 100% | 45.5 | 45.5 |  |  | Hydro | Hydro_Standard | Hydro | Excluded_Hydro |  |  |  |  | 2000 | 2032 | 0 | Excluded | 45.5 | 1 | 1 | 1 | #VALUE! | 1
| Steamboat_2_1 | Steamboat II-T201¦Far West¦Steamboat Far West¦Steamboat 2 | teppc | SPPC | SPPC | Nevada Power Company | NEVP | SW | 1992-09-01 | 2050-12-31 | 11.3 | 100% | 11.3 | 11.3 |  |  | Geo-BinaryCycle | Geothermal_steam | Geothermal | SW_Geothermal |  |  |  |  | 1993 | 2050 | 0 | SW | 11.3 | 1 | 1 | 1 | #VALUE! | 1
| Steamboat_2_2 | Steamboat II-T202¦Far West¦Steamboat Far West¦Steamboat 2 | teppc | SPPC | SPPC | Nevada Power Company | NEVP | SW | 1992-09-01 | 2050-12-31 | 11.3 | 100% | 11.3 | 11.3 |  |  | Geo-BinaryCycle | Geothermal_steam | Geothermal | SW_Geothermal |  |  |  |  | 1993 | 2050 | 0 | SW | 11.3 | 1 | 1 | 1 | #VALUE! | 1
| Steamboat_3_1 | Steamboat III-T301¦Far West¦Steamboat Far West¦Steamboat 3 | teppc | SPPC | SPPC | Nevada Power Company | NEVP | SW | 1992-10-01 | 2050-12-31 | 11.3 | 100% | 11.3 | 11.3 |  |  | Geo-BinaryCycle | Geothermal_steam | Geothermal | SW_Geothermal |  |  |  |  | 1993 | 2050 | 0 | SW | 11.3 | 1 | 1 | 1 | #VALUE! | 1
| Steamboat_3_2 | Steamboat III-T302¦Far West¦Steamboat Far West¦Steamboat 3 | teppc | SPPC | SPPC | Nevada Power Company | NEVP | SW | 1992-10-01 | 2050-12-31 | 11.3 | 100% | 11.3 | 11.3 |  |  | Geo-BinaryCycle | Geothermal_steam | Geothermal | SW_Geothermal |  |  |  |  | 1993 | 2050 | 0 | SW | 11.3 | 1 | 1 | 1 | #VALUE! | 1
| Stegall_DCI | Stegall DC Intertie (Fictional Resource) | teppc | PSCO | PSCO | Public Service Company of Colorado | PSCO | Excluded | 1986-04-15 | 2050-12-31 | 110 | 100% | 110 | 110 |  |  | DC-Intertie | Intertie_NOTGEN | None | Excluded_Imports |  |  |  |  | 1986 | 2050 | 0 | Excluded | 110 | 1 | 1 | 1 | #VALUE! | 1
| STEVENS_SOL | STEVENSVILLE | teppc | PAUT | PAUT | Utah, PACE Utility | PACE | NW | 2016-01-01 | 2050-12-31 | 79.2 | 100% | 79.2 | 79.2 |  |  | SolarPV-NonTracking | FixedPV_sun | Solar_Fixed | NW_Solar |  |  |  |  | 2016 | 2050 | 0 | NW | 79.2 | 1 | 1 | 1 | #VALUE! | 1
| Stewart_Mountain | Stewart Mountain SM | teppc | SRP | SRP | Salt River Project | SRP | SW | 1930-03-01 | 2050-12-31 | 13 | 100% | 13 | 13 |  |  | Hydro | Hydro_Standard | Hydro | SW_Hydro |  |  |  |  | 1930 | 2050 | 0 | SW | 13 | 1 | 1 | 1 | #VALUE! | 1
| STIGCT_2_LODI | LODI STIG UNIT | caiso | PGE_Valley | PGE_Valley | Pacific Gas and Electric Valley | PGE_Valley | CAISO | 1996-01-01 | 2050-12-31 | 49.5 | 99.2% | 49.5 | 49.9 |  |  | CT-NatGas-Aero | CT_NG | CT | CAISO_Peaker1 |  |  |  |  | 1996 | 2050 | 0 | CAISO | 49.9 | 1 | 1 | 1 | #VALUE! | 1
| Stillwater_Geo_1 | Enel Stillwater Facility 1¦CRD_IPP_GO_G1 | teppc | SPPC | SPPC | Nevada Power Company | NEVP | SW | 2009-09-01 | 2050-12-31 | 11.2 | 100% | 11.2 | 11.2 |  |  | Geo-BinaryCycle | Geothermal_steam | Geothermal | SW_Geothermal |  |  |  |  | 2010 | 2050 | 0 | SW | 11.2 | 1 | 1 | 1 | #VALUE! | 1
| Stillwater_Geo_2 | Enel Stillwater Facility 2¦CRD_IPP_GO_G2 | teppc | SPPC | SPPC | Nevada Power Company | NEVP | SW | 2009-09-01 | 2050-12-31 | 11.2 | 100% | 11.2 | 11.2 |  |  | Geo-BinaryCycle | Geothermal_steam | Geothermal | SW_Geothermal |  |  |  |  | 2010 | 2050 | 0 | SW | 11.2 | 1 | 1 | 1 | #VALUE! | 1
| Stillwater_Geo_3 | Enel Stillwater Facility 3¦CRD_IPP_GO_G3 | teppc | SPPC | SPPC | Nevada Power Company | NEVP | SW | 2009-09-01 | 2050-12-31 | 11.2 | 100% | 11.2 | 11.2 |  |  | Geo-BinaryCycle | Geothermal_steam | Geothermal | SW_Geothermal |  |  |  |  | 2010 | 2050 | 0 | SW | 11.2 | 1 | 1 | 1 | #VALUE! | 1
| Stillwater_Geo_4 | Enel Stillwater Facility 4¦CRD_IPP_GO_G4 | teppc | SPPC | SPPC | Nevada Power Company | NEVP | SW | 2009-09-01 | 2050-12-31 | 11.2 | 100% | 11.2 | 11.2 |  |  | Geo-BinaryCycle | Geothermal_steam | Geothermal | SW_Geothermal |  |  |  |  | 2010 | 2050 | 0 | SW | 11.2 | 1 | 1 | 1 | #VALUE! | 1
| Stillwater_Solar | Stillwater Facility-1¦CRD_IPP_PV_G1 | teppc | SPPC | SPPC | Nevada Power Company | NEVP | SW | 1988-02-01 | 2030-01-01 | 22 | 100% | 22 | 22 |  |  | SolarPV-NonTracking | FixedPV_sun | Solar_Fixed | SW_Solar |  |  |  |  | 1988 | 2029 | 0 | SW | 22 | 1 | 1 | 1 | #VALUE! | 1
| STNRES_1_UNIT | Covanta Stanislaus | caiso | PGE_Valley | PGE_Valley | Pacific Gas and Electric Valley | PGE_Valley | CAISO | 1988-09-06 | 2050-12-31 | 19.48 | 97.89% | 19.48 | 19.9 |  |  | n/a | ST_Biomass | Biomass/Wood | CAISO_Biomass |  |  |  |  | 1989 | 2050 | 0 | CAISO | 19.9 | 1 | 1 | 1 | #VALUE! | 1
| STOILS_1_UNITS | STOILS_1_UNIT 2 | caiso | PGE_Bay | PGE_Bay | Pacific Gas and Electric Bay | PGE_Bay | CAISO | 1992-08-31 | 2050-12-31 | 0.06 | 0.1068% | 0.06 | 56.2 |  |  | ST-NatGas | Cogen_NG | Cogen | CAISO_CHP |  |  |  |  | 1993 | 2050 | 0 | CAISO | 56.2 | 1 | 1 | 1 | #VALUE! | 1
| Stokke1 | Stokke (SKK, Kwalsa Energy)-1_Stokke (SKK, Kwalsa Energy)-1_IPP-SKK | teppc | BCHA | BCHA | British Columbia Transmission Company | BCHA_AESO | Excluded | 2009-11-12 | 2049-10-19 | 11.02 | 100% | 11.02 | 11.02 |  |  | Hydro | Hydro_Standard | Hydro | Excluded_Hydro |  |  |  |  | 2010 | 2049 | 0 | Excluded | 11.02 | 1 | 1 | 1 | #VALUE! | 1
| Stokke2 | Stokke (SKK, Kwalsa Energy)-2_Stokke (SKK, Kwalsa Energy)-2_IPP-SKK | teppc | BCHA | BCHA | British Columbia Transmission Company | BCHA_AESO | Excluded | 2009-11-12 | 2049-10-19 | 11.02 | 100% | 11.02 | 11.02 |  |  | Hydro | Hydro_Standard | Hydro | Excluded_Hydro |  |  |  |  | 2010 | 2049 | 0 | Excluded | 11.02 | 1 | 1 | 1 | #VALUE! | 1
| Stone_Creek_1 | Stone Creek-1 | teppc | PGE | PGE | Portland General Electric Company | PortlandGE | NW | 1994-01-01 | 2050-12-31 | 12 | 100% | 12 | 12 |  |  | Hydro | Hydro_Standard | Hydro | NW_Hydro |  |  |  |  | 1994 | 2050 | 0 | NW | 12 | 1 | 1 | 1 | #VALUE! | 1
| STOREY_2_MDRCH2 | Madera Chowchilla 2 | caiso | PGE_Valley | PGE_Valley | Pacific Gas and Electric Valley | PGE_Valley | CAISO | 1986-04-11 | 2050-12-31 | 0.56 | 100% | 0.56 | 0.56 |  |  | n/a | Hydro_Standard | Hydro | CAISO_Small_Hydro |  |  |  |  | 1986 | 2050 | 0 | CAISO | 0.56 | 1 | 1 | 1 | #VALUE! | 1
| STOREY_2_MDRCH3 | Madera Chowchilla 3 | caiso | PGE_Valley | PGE_Valley | Pacific Gas and Electric Valley | PGE_Valley | CAISO | 1986-04-16 | 2050-12-31 | 0.42 | 100% | 0.42 | 0.42 |  |  | n/a | Hydro_Standard | Hydro | CAISO_Small_Hydro |  |  |  |  | 1986 | 2050 | 0 | CAISO | 0.42 | 1 | 1 | 1 | #VALUE! | 1
| STOREY_2_MDRCH4 | Madera Chowchilla 4 | caiso | PGE_Valley | PGE_Valley | Pacific Gas and Electric Valley | PGE_Valley | CAISO |  | 2050-12-31 | 0.92 | 100% | 0.92 | 0.92 |  |  | HYDRO_WATER | Hydro_Standard | Hydro | CAISO_Small_Hydro |  |  |  |  | 1900 | 2050 | 0 | CAISO | 0.92 | 1 | 1 | 1 | #VALUE! | 1
| STOREY_7_MDRCHW | Madera Canal Site 980 | caiso | PGE_Valley | PGE_Valley | Pacific Gas and Electric Valley | PGE_Valley | CAISO | 1985-02-02 | 2050-12-31 | 1.84 | 100% | 1.84 | 1.84 |  |  | n/a | Hydro_Standard | Hydro | CAISO_Small_Hydro |  |  |  |  | 1985 | 2050 | 0 | CAISO | 1.84 | 1 | 1 | 1 | #VALUE! | 1
| Strathcona_1 | Strathcona-1_Strathcona-1_BCH-SCA | teppc | BCHA | BCHA | British Columbia Transmission Company | BCHA_AESO | Excluded | 1958-01-01 | 2033-03-31 | 32.5 | 100% | 32.5 | 32.5 |  |  | Hydro | Hydro_Standard | Hydro | Excluded_Hydro |  |  |  |  | 1958 | 2032 | 0 | Excluded | 32.5 | 1 | 1 | 1 | #VALUE! | 1
| Strathcona_2 | Strathcona-2_Strathcona-2_BCH-SCA | teppc | BCHA | BCHA | British Columbia Transmission Company | BCHA_AESO | Excluded | 1958-01-01 | 2033-03-31 | 32.5 | 100% | 32.5 | 32.5 |  |  | Hydro | Hydro_Standard | Hydro | Excluded_Hydro |  |  |  |  | 1958 | 2032 | 0 | Excluded | 32.5 | 1 | 1 | 1 | #VALUE! | 1
| StrawberryCreek1 | Strawberry Creek-1 | teppc | CISC | CISC | Southern California Edison | SCE | CAISO | 1951-01-01 | 2050-12-31 | 0.5 | 100% | 0.5 | 0.5 |  |  | Hydro | Hydro_Standard | Hydro | CAISO_Hydro |  |  |  |  | 1951 | 2050 | 0 | CAISO | 0.5 | 1 | 1 | 1 | #VALUE! | 1
| StrawberryCreek2 | Strawberry Creek-2 | teppc | CISC | CISC | Southern California Edison | SCE | CAISO | 1951-01-01 | 2050-12-31 | 0.5 | 100% | 0.5 | 0.5 |  |  | Hydro | Hydro_Standard | Hydro | CAISO_Hydro |  |  |  |  | 1951 | 2050 | 0 | CAISO | 0.5 | 1 | 1 | 1 | #VALUE! | 1
| StrawberryCreek3 | Strawberry Creek-3 | teppc | CISC | CISC | Southern California Edison | SCE | CAISO | 1951-01-01 | 2050-12-31 | 0.5 | 100% | 0.5 | 0.5 |  |  | Hydro | Hydro_Standard | Hydro | CAISO_Hydro |  |  |  |  | 1951 | 2050 | 0 | CAISO | 0.5 | 1 | 1 | 1 | #VALUE! | 1
| Strontia_Springs | Strontia Springs Hydro Plant 1 and 2¦Strontia Springs | teppc | PSCO | PSCO | Public Service Company of Colorado | PSCO | Excluded | 1951-01-01 | 2050-12-31 | 1 | 100% | 1 | 1 |  |  | Hydro | Hydro_Standard | Hydro | Excluded_Hydro |  |  |  |  | 1951 | 2050 | 0 | Excluded | 1 | 1 | 1 | 1 | #VALUE! | 1
| STROUD_6_SOLAR |  | caiso | PGE_Valley | PGE_Valley | Pacific Gas and Electric Valley | PGE_Valley | CAISO | 2011-10-04 | 2050-12-31 | 20 | 100% | 20 | 20 |  |  | n/a | PVgeneric_sun | Solar_Fixed | CAISO_Solar |  |  |  |  | 2012 | 2050 | 0 | CAISO | 20 | 1 | 1 | 1 | #VALUE! | 1
| STROUD_6_WWHSR1 | Winter Wheat Solar Farm | caiso | PGE_Valley | PGE_Valley | Pacific Gas and Electric Valley | PGE_Valley | CAISO |  | 2050-12-31 | 1.5 | 100% | 1.5 | 1.5 |  |  | PHOTO VOLTAIC_SUN | PVgeneric_sun | Solar_Fixed | CAISO_Solar |  |  |  |  | 1900 | 2050 | 0 | CAISO | 1.5 | 1 | 1 | 1 | #VALUE! | 1
| SUB10_13 | SUB10_13 | teppc | BCHA | BCHA | British Columbia Transmission Company | BCHA_AESO | Excluded | 1950-01-01 | 2050-12-31 | 4 | 100% | 4 | 4 |  |  | MotorLoad | Load | Load | Excluded_Load |  |  |  |  | 1950 | 2050 | 0 | Excluded | 4 | 1 | 1 | 1 | #VALUE! | 1
| SUB12B | SUB12B | teppc | BCHA | BCHA | British Columbia Transmission Company | BCHA_AESO | Excluded | 1950-01-01 | 2050-12-31 | 7 | 100% | 7 | 7 |  |  | MotorLoad | Load | Load | Excluded_Load |  |  |  |  | 1950 | 2050 | 0 | Excluded | 7 | 1 | 1 | 1 | #VALUE! | 1
| SUB12B24 | SUB12B24 | teppc | BCHA | BCHA | British Columbia Transmission Company | BCHA_AESO | Excluded | 1950-01-01 | 2050-12-31 | 1 | 100% | 1 | 1 |  |  | MotorLoad | Load | Load | Excluded_Load |  |  |  |  | 1950 | 2050 | 0 | Excluded | 1 | 1 | 1 | 1 | #VALUE! | 1
| SUB5_2 | SUB5_2 | teppc | BCHA | BCHA | British Columbia Transmission Company | BCHA_AESO | Excluded | 1950-01-01 | 2050-12-31 | 5 | 100% | 5 | 5 |  |  | MotorLoad | Load | Load | Excluded_Load |  |  |  |  | 1950 | 2050 | 0 | Excluded | 5 | 1 | 1 | 1 | #VALUE! | 1
| SUB7_2 | SUB7_2 | teppc | BCHA | BCHA | British Columbia Transmission Company | BCHA_AESO | Excluded | 1950-01-01 | 2050-12-31 | 5 | 100% | 5 | 5 |  |  | MotorLoad | Load | Load | Excluded_Load |  |  |  |  | 1950 | 2050 | 0 | Excluded | 5 | 1 | 1 | 1 | #VALUE! | 1
| Sullivan_1 | Sullivan-1 | teppc | PGE | PGE | Portland General Electric Company | PortlandGE | NW | 1952-12-01 | 2050-12-31 | 1.2 | 100% | 1.2 | 1.2 |  |  | Hydro | Hydro_Standard | Hydro | NW_Hydro |  |  |  |  | 1953 | 2050 | 0 | NW | 1.2 | 1 | 1 | 1 | #VALUE! | 1
| Sullivan_10 | Sullivan-10 | teppc | CISC | CISC | Southern California Edison | SCE | CAISO | 1952-12-01 | 2050-12-31 | 1.2 | 100% | 1.2 | 1.2 |  |  | Hydro | Hydro_Standard | Hydro | CAISO_Hydro |  |  |  |  | 1953 | 2050 | 0 | CAISO | 1.2 | 1 | 1 | 1 | #VALUE! | 1
| Sullivan_11 | Sullivan-11 | teppc | CISC | CISC | Southern California Edison | SCE | CAISO | 1952-12-01 | 2050-12-31 | 1.2 | 100% | 1.2 | 1.2 |  |  | Hydro | Hydro_Standard | Hydro | CAISO_Hydro |  |  |  |  | 1953 | 2050 | 0 | CAISO | 1.2 | 1 | 1 | 1 | #VALUE! | 1
| Sullivan_12 | Sullivan-12 | teppc | CISC | CISC | Southern California Edison | SCE | CAISO | 1952-12-01 | 2050-12-31 | 1.2 | 100% | 1.2 | 1.2 |  |  | Hydro | Hydro_Standard | Hydro | CAISO_Hydro |  |  |  |  | 1953 | 2050 | 0 | CAISO | 1.2 | 1 | 1 | 1 | #VALUE! | 1
| Sullivan_13 | Sullivan-13 | teppc | CISC | CISC | Southern California Edison | SCE | CAISO | 1952-12-01 | 2050-12-31 | 1.2 | 100% | 1.2 | 1.2 |  |  | Hydro | Hydro_Standard | Hydro | CAISO_Hydro |  |  |  |  | 1953 | 2050 | 0 | CAISO | 1.2 | 1 | 1 | 1 | #VALUE! | 1
| Sullivan_2 | Sullivan-2 | teppc | CISC | CISC | Southern California Edison | SCE | CAISO | 1952-12-01 | 2050-12-31 | 1.2 | 100% | 1.2 | 1.2 |  |  | Hydro | Hydro_Standard | Hydro | CAISO_Hydro |  |  |  |  | 1953 | 2050 | 0 | CAISO | 1.2 | 1 | 1 | 1 | #VALUE! | 1
| Sullivan_3 | Sullivan-3 | teppc | CISC | CISC | Southern California Edison | SCE | CAISO | 1952-12-01 | 2050-12-31 | 1.2 | 100% | 1.2 | 1.2 |  |  | Hydro | Hydro_Standard | Hydro | CAISO_Hydro |  |  |  |  | 1953 | 2050 | 0 | CAISO | 1.2 | 1 | 1 | 1 | #VALUE! | 1
| Sullivan_4 | Sullivan-4 | teppc | CISC | CISC | Southern California Edison | SCE | CAISO | 1952-12-01 | 2050-12-31 | 1.2 | 100% | 1.2 | 1.2 |  |  | Hydro | Hydro_Standard | Hydro | CAISO_Hydro |  |  |  |  | 1953 | 2050 | 0 | CAISO | 1.2 | 1 | 1 | 1 | #VALUE! | 1
| Sullivan_5 | Sullivan-5 | teppc | CISC | CISC | Southern California Edison | SCE | CAISO | 1952-12-01 | 2050-12-31 | 1.2 | 100% | 1.2 | 1.2 |  |  | Hydro | Hydro_Standard | Hydro | CAISO_Hydro |  |  |  |  | 1953 | 2050 | 0 | CAISO | 1.2 | 1 | 1 | 1 | #VALUE! | 1
| Sullivan_6 | Sullivan-6 | teppc | CISC | CISC | Southern California Edison | SCE | CAISO | 1952-12-01 | 2050-12-31 | 1.2 | 100% | 1.2 | 1.2 |  |  | Hydro | Hydro_Standard | Hydro | CAISO_Hydro |  |  |  |  | 1953 | 2050 | 0 | CAISO | 1.2 | 1 | 1 | 1 | #VALUE! | 1
| Sullivan_7 | Sullivan-7 | teppc | CISC | CISC | Southern California Edison | SCE | CAISO | 1952-12-01 | 2050-12-31 | 1.2 | 100% | 1.2 | 1.2 |  |  | Hydro | Hydro_Standard | Hydro | CAISO_Hydro |  |  |  |  | 1953 | 2050 | 0 | CAISO | 1.2 | 1 | 1 | 1 | #VALUE! | 1
| Sullivan_8 | Sullivan-8 | teppc | CISC | CISC | Southern California Edison | SCE | CAISO | 1952-12-01 | 2050-12-31 | 1.2 | 100% | 1.2 | 1.2 |  |  | Hydro | Hydro_Standard | Hydro | CAISO_Hydro |  |  |  |  | 1953 | 2050 | 0 | CAISO | 1.2 | 1 | 1 | 1 | #VALUE! | 1
| Sullivan_9 | Sullivan-9 | teppc | CISC | CISC | Southern California Edison | SCE | CAISO | 1924-05-01 | 2050-12-31 | 1 | 100% | 1 | 1 |  |  | Hydro | Hydro_Standard | Hydro | CAISO_Hydro |  |  |  |  | 1924 | 2050 | 0 | CAISO | 1 | 1 | 1 | 1 | #VALUE! | 1
| SumasPowerCC_Total | SumasPowerCC (Total CC Plant) | teppc | PSEI | PSEI | Puget Sound Energy | BPAT | NW | 1993-03-01 | 2050-12-31 | 139.2 | 100% | 139.2 | 139.2 |  |  | CCWhole-NatGas-Industrial | CC_NG | CC | NW_CCGT |  |  |  |  | 1993 | 2050 | 0 | NW | 139.2 | 1 | 1 | 1 | #VALUE! | 1
| Summer_Falls1 | Summer Falls Power Plant-1 | teppc | TPWR | TPWR | Tacoma Power | BPAT | NW | 1985-01-01 | 2050-12-31 | 47 | 100% | 47 | 47 |  |  | Hydro | Hydro_Standard | Hydro | NW_Hydro |  |  |  |  | 1985 | 2050 | 0 | NW | 47 | 1 | 1 | 1 | #VALUE! | 1
| Summer_Falls2 | Summer Falls Power Plant-2 | teppc | TPWR | TPWR | Tacoma Power | BPAT | NW | 1985-01-01 | 2050-12-31 | 47 | 100% | 47 | 47 |  |  | Hydro | Hydro_Standard | Hydro | NW_Hydro |  |  |  |  | 1985 | 2050 | 0 | NW | 47 | 1 | 1 | 1 | #VALUE! | 1
| SummerviewG1 | SummerviewG1-1 | teppc | AESO | AESO | Alberta Electric System Operator | BCHA_AESO | Excluded | 2004-09-30 | 2050-12-01 | 41.4 | 100% | 41.4 | 41.4 |  |  | WT-Onshore | wind_onshorewind | Wind | Excluded_Wind |  |  |  |  | 2005 | 2050 | 0 | Excluded | 41.4 | 1 | 1 | 1 | #VALUE! | 1
| SummerviewG2 | SummerviewG2-1 | teppc | AESO | AESO | Alberta Electric System Operator | BCHA_AESO | Excluded | 2004-09-30 | 2050-12-01 | 27 | 100% | 27 | 27 |  |  | WT-Onshore | wind_onshorewind | Wind | Excluded_Wind |  |  |  |  | 2005 | 2050 | 0 | Excluded | 27 | 1 | 1 | 1 | #VALUE! | 1
| SummerviewG3 | SummerviewG3-1 | teppc | AESO | AESO | Alberta Electric System Operator | BCHA_AESO | Excluded | 2010-02-12 | 2050-12-31 | 45 | 100% | 45 | 45 |  |  | WT-Onshore | wind_onshorewind | Wind | Excluded_Wind |  |  |  |  | 2010 | 2050 | 0 | Excluded | 45 | 1 | 1 | 1 | #VALUE! | 1
| SummerviewG4 | SummerviewG4-2 | teppc | AESO | AESO | Alberta Electric System Operator | BCHA_AESO | Excluded | 2010-02-12 | 2050-12-31 | 18 | 100% | 18 | 18 |  |  | WT-Onshore | wind_onshorewind | Wind | Excluded_Wind |  |  |  |  | 2010 | 2050 | 0 | Excluded | 18 | 1 | 1 | 1 | #VALUE! | 1
| SummitG1 | SummitG1-1 | teppc | AESO | AESO | Alberta Electric System Operator | BCHA_AESO | Excluded | 2010-07-01 | 2050-12-31 | 48 | 100% | 48 | 48 |  |  | CT-NatGas-Industrial | CT_NG | CT | Excluded_Peaker |  |  |  |  | 2011 | 2050 | 0 | Excluded | 48 | 1 | 1 | 1 | #VALUE! | 1
| SummitG2 | SummitG2-2 | teppc | AESO | AESO | Alberta Electric System Operator | BCHA_AESO | Excluded | 2010-07-01 | 2050-12-31 | 48 | 100% | 48 | 48 |  |  | CT-NatGas-Industrial | CT_NG | CT | Excluded_Peaker |  |  |  |  | 2011 | 2050 | 0 | Excluded | 48 | 1 | 1 | 1 | #VALUE! | 1
| SummitG3 | SummitG3-3 | teppc | AESO | AESO | Alberta Electric System Operator | BCHA_AESO | Excluded | 2010-07-01 | 2050-12-31 | 48 | 100% | 48 | 48 |  |  | CT-NatGas-Industrial | CT_NG | CT | Excluded_Peaker |  |  |  |  | 2011 | 2050 | 0 | Excluded | 48 | 1 | 1 | 1 | #VALUE! | 1
| SUMWHT_6_SWSSR1 |  | caiso | PGE_Valley | PGE_Valley | Pacific Gas and Electric Valley | PGE_Valley | CAISO | 2018-10-11 | 2050-12-31 | 18.5 | 100% | 18.5 | 18.5 |  |  | PVgeneric_sun | PVgeneric_sun | Solar_Fixed | CAISO_Solar |  |  |  |  | 2019 | 2050 | 0 | CAISO | 18.5 | 1 | 1 | 1 | #VALUE! | 1
| Sun_Edison_Victorville_Solar | Sun Edison Victorville Solar | rps | SCE | SDG&E | San Diego Gas and Electric | SDGE | CAISO | 2015-11-30 | 2050-12-31 | 10 | 100% | 10 | 10 |  |  | Solar PV - Ground mountSolar: Tracking (1 Axis) | 1axPV_sun | Solar_1Axis | CAISO_Solar |  |  |  |  | 2016 | 2050 | 0 | CAISO | 10 | 1 | 1 | 1 | #VALUE! | 1
| Sun_Streams__LLC | Sun Streams, LLC | rps | SRP | SCE | Southern California Edison | SCE | CAISO | 2020-01-01 | 2050-12-31 | 160 | 100% | 160 | 160 |  |  | Solar PV - Ground mountSolar: Tracking (1 Axis) | 1axPV_sun | Solar_1Axis | CAISO_Solar |  |  |  |  | 2020 | 2050 | 0 | CAISO | 160 | 1 | 1 | 1 | #VALUE! | 1
| Suncor1 | Suncor 1-1 | teppc | AESO | AESO | Alberta Electric System Operator | BCHA_AESO | Excluded | 1986-04-15 | 2050-12-01 | 34.4 | 100% | 34.4 | 34.4 |  |  | CT-AB-Cogen | Cogen_NG | Cogen | Excluded_CHP |  |  |  |  | 1986 | 2050 | 0 | Excluded | 34.4 | 1 | 1 | 1 | #VALUE! | 1
| Suncor2 | Suncor 2-1 | teppc | AESO | AESO | Alberta Electric System Operator | BCHA_AESO | Excluded | 1986-04-15 | 2050-12-01 | 31.4 | 100% | 31.4 | 31.4 |  |  | CT-AB-Cogen | Cogen_NG | Cogen | Excluded_CHP |  |  |  |  | 1986 | 2050 | 0 | Excluded | 31.4 | 1 | 1 | 1 | #VALUE! | 1
| Sundance_AZ_01 | Sundance Energy CT1 | teppc | AZPS | AZPS | Arizona Public Service Company | AZPS | SW | 2002-05-01 | 2050-12-31 | 44 | 100% | 44 | 44 |  |  | CT-NatGas-Aero | CT_NG | CT | SW_Peaker |  |  |  |  | 2002 | 2050 | 0 | SW | 44 | 1 | 1 | 1 | #VALUE! | 1
| Sundance_AZ_02 | Sundance Energy CT2 | teppc | AZPS | AZPS | Arizona Public Service Company | AZPS | SW | 2002-05-01 | 2050-12-31 | 44 | 100% | 44 | 44 |  |  | CT-NatGas-Aero | CT_NG | CT | SW_Peaker |  |  |  |  | 2002 | 2050 | 0 | SW | 44 | 1 | 1 | 1 | #VALUE! | 1
| Sundance_AZ_03 | Sundance Energy CT3 | teppc | AZPS | AZPS | Arizona Public Service Company | AZPS | SW | 2002-05-01 | 2050-12-31 | 44 | 100% | 44 | 44 |  |  | CT-NatGas-Aero | CT_NG | CT | SW_Peaker |  |  |  |  | 2002 | 2050 | 0 | SW | 44 | 1 | 1 | 1 | #VALUE! | 1
| Sundance_AZ_04 | Sundance Energy CT4 | teppc | AZPS | AZPS | Arizona Public Service Company | AZPS | SW | 2002-05-01 | 2050-12-31 | 44 | 100% | 44 | 44 |  |  | CT-NatGas-Aero | CT_NG | CT | SW_Peaker |  |  |  |  | 2002 | 2050 | 0 | SW | 44 | 1 | 1 | 1 | #VALUE! | 1
| Sundance_AZ_05 | Sundance Energy CT5 | teppc | AZPS | AZPS | Arizona Public Service Company | AZPS | SW | 2002-05-01 | 2050-12-31 | 44 | 100% | 44 | 44 |  |  | CT-NatGas-Aero | CT_NG | CT | SW_Peaker |  |  |  |  | 2002 | 2050 | 0 | SW | 44 | 1 | 1 | 1 | #VALUE! | 1
| Sundance_AZ_06 | Sundance Energy CT6 | teppc | AZPS | AZPS | Arizona Public Service Company | AZPS | SW | 2002-05-01 | 2050-12-31 | 44 | 100% | 44 | 44 |  |  | CT-NatGas-Aero | CT_NG | CT | SW_Peaker |  |  |  |  | 2002 | 2050 | 0 | SW | 44 | 1 | 1 | 1 | #VALUE! | 1
| Sundance_AZ_07 | Sundance Energy CT7 | teppc | AZPS | AZPS | Arizona Public Service Company | AZPS | SW | 2002-05-01 | 2050-12-31 | 44 | 100% | 44 | 44 |  |  | CT-NatGas-Aero | CT_NG | CT | SW_Peaker |  |  |  |  | 2002 | 2050 | 0 | SW | 44 | 1 | 1 | 1 | #VALUE! | 1
| Sundance_AZ_08 | Sundance Energy CT8 | teppc | AZPS | AZPS | Arizona Public Service Company | AZPS | SW | 2002-05-01 | 2050-12-31 | 44 | 100% | 44 | 44 |  |  | CT-NatGas-Aero | CT_NG | CT | SW_Peaker |  |  |  |  | 2002 | 2050 | 0 | SW | 44 | 1 | 1 | 1 | #VALUE! | 1
| Sundance_AZ_09 | Sundance Energy CT9 | teppc | AZPS | AZPS | Arizona Public Service Company | AZPS | SW | 2002-05-01 | 2050-12-31 | 44 | 100% | 44 | 44 |  |  | CT-NatGas-Aero | CT_NG | CT | SW_Peaker |  |  |  |  | 2002 | 2050 | 0 | SW | 44 | 1 | 1 | 1 | #VALUE! | 1
| Sundance_AZ_10 | Sundance Energy CT10 | teppc | AZPS | AZPS | Arizona Public Service Company | AZPS | SW | 2002-05-01 | 2050-12-31 | 44 | 100% | 44 | 44 |  |  | CT-NatGas-Aero | CT_NG | CT | SW_Peaker |  |  |  |  | 2002 | 2050 | 0 | SW | 44 | 1 | 1 | 1 | #VALUE! | 1
| SundanceAB1 | SUNDANCE1-1 | teppc | AESO | AESO | Alberta Electric System Operator | BCHA_AESO | Excluded | 1970-01-01 | 2019-12-31 | 280 | 100% | 280 | 280 |  |  | ST-Coal | Steam_Coal | Coal | Excluded_Coal |  |  |  |  | 1970 | 2019 | 0 | Excluded | 280 | 1 | 1 | 1 | #VALUE! | 1
| SundanceAB2 | SUNDANCE2-2 | teppc | AESO | AESO | Alberta Electric System Operator | BCHA_AESO | Excluded | 1973-01-01 | 2019-12-31 | 280 | 100% | 280 | 280 |  |  | ST-Coal | Steam_Coal | Coal | Excluded_Coal |  |  |  |  | 1973 | 2019 | 0 | Excluded | 280 | 1 | 1 | 1 | #VALUE! | 1
| SundanceAB3 | SUNDANCE3-3 | teppc | BCHA | BCHA | British Columbia Transmission Company | BCHA_AESO | Excluded | 1976-01-01 | 2030-01-01 | 353 | 100% | 353 | 353 |  |  | ST-Coal | Steam_Coal | Coal | Excluded_Coal |  |  |  |  | 1976 | 2029 | 0 | Excluded | 353 | 1 | 1 | 1 | #VALUE! | 1
| SundanceAB3_Gas | Sheerness 2-2 | teppc | AESO | AESO | Alberta Electric System Operator | BCHA_AESO | Excluded | 1990-01-01 | 2050-12-31 | 353 | 100% | 353 | 353 |  |  | ST-NatGas | ST_NG | Steam | Excluded_ST |  |  |  |  | 1990 | 2050 | 0 | Excluded | 353 | 1 | 1 | 1 | #VALUE! | 1
| SundanceAB4 | SUNDANCE4-4 | teppc | BCHA | BCHA | British Columbia Transmission Company | BCHA_AESO | Excluded | 2007-09-01 | 2030-01-01 | 406 | 100% | 406 | 406 |  |  | ST-Coal | Steam_Coal | Coal | Excluded_Coal |  |  |  |  | 2008 | 2029 | 0 | Excluded | 406 | 1 | 1 | 1 | #VALUE! | 1
| SundanceAB4_Gas | Sheerness 2-2 | teppc | AESO | AESO | Alberta Electric System Operator | BCHA_AESO | Excluded | 1990-01-01 | 2050-12-31 | 406 | 100% | 406 | 406 |  |  | ST-NatGas | ST_NG | Steam | Excluded_ST |  |  |  |  | 1990 | 2050 | 0 | Excluded | 406 | 1 | 1 | 1 | #VALUE! | 1
| SundanceAB5 | SUNDANCE5-5 | teppc | BCHA | BCHA | British Columbia Transmission Company | BCHA_AESO | Excluded | 2009-10-01 | 2030-01-01 | 406 | 100% | 406 | 406 |  |  | ST-Coal | Steam_Coal | Coal | Excluded_Coal |  |  |  |  | 2010 | 2029 | 0 | Excluded | 406 | 1 | 1 | 1 | #VALUE! | 1
| SundanceAB5_Gas | Sheerness 2-2 | teppc | AESO | AESO | Alberta Electric System Operator | BCHA_AESO | Excluded | 1990-01-01 | 2050-12-31 | 406 | 100% | 406 | 406 |  |  | ST-NatGas | ST_NG | Steam | Excluded_ST |  |  |  |  | 1990 | 2050 | 0 | Excluded | 406 | 1 | 1 | 1 | #VALUE! | 1
| SundanceAB6 | SUNDANCE6-1 | teppc | BCHA | BCHA | British Columbia Transmission Company | BCHA_AESO | Excluded | 2001-10-01 | 2028-12-31 | 401 | 100% | 401 | 401 |  |  | ST-Coal | Steam_Coal | Coal | Excluded_Coal |  |  |  |  | 2002 | 2028 | 0 | Excluded | 401 | 1 | 1 | 1 | #VALUE! | 1
| SundanceAB6_Gas | Sheerness 2-2 | teppc | AESO | AESO | Alberta Electric System Operator | BCHA_AESO | Excluded | 1990-01-01 | 2050-12-31 | 401 | 100% | 401 | 401 |  |  | ST-NatGas | ST_NG | Steam | Excluded_ST |  |  |  |  | 1990 | 2050 | 0 | Excluded | 401 | 1 | 1 | 1 | #VALUE! | 1
| Sundt_RICE_01 | PortWestward1CC (Total CC Plant) | teppc | TEPC | TEPC | Tucson Electric Power Company | TEPC | SW | 2019-09-01 | 2050-12-31 | 18.9 | 100% | 18.9 | 18.9 |  |  | ICE-NatGas | ICE_NG | ICE | SW_Peaker |  |  |  |  | 2020 | 2050 | 0 | SW | 18.9 | 1 | 1 | 1 | #VALUE! | 1
| Sundt_RICE_02 | PortWestward1CC (Total CC Plant) | teppc | TEPC | TEPC | Tucson Electric Power Company | TEPC | SW | 2019-09-01 | 2050-12-31 | 18.9 | 100% | 18.9 | 18.9 |  |  | ICE-NatGas | ICE_NG | ICE | SW_Peaker |  |  |  |  | 2020 | 2050 | 0 | SW | 18.9 | 1 | 1 | 1 | #VALUE! | 1
| Sundt_RICE_03 | PortWestward1CC (Total CC Plant) | teppc | TEPC | TEPC | Tucson Electric Power Company | TEPC | SW | 2019-09-01 | 2050-12-31 | 18.9 | 100% | 18.9 | 18.9 |  |  | ICE-NatGas | ICE_NG | ICE | SW_Peaker |  |  |  |  | 2020 | 2050 | 0 | SW | 18.9 | 1 | 1 | 1 | #VALUE! | 1
| Sundt_RICE_04 | PortWestward1CC (Total CC Plant) | teppc | TEPC | TEPC | Tucson Electric Power Company | TEPC | SW | 2019-09-01 | 2050-12-31 | 18.9 | 100% | 18.9 | 18.9 |  |  | ICE-NatGas | ICE_NG | ICE | SW_Peaker |  |  |  |  | 2020 | 2050 | 0 | SW | 18.9 | 1 | 1 | 1 | #VALUE! | 1
| Sundt_RICE_05 | PortWestward1CC (Total CC Plant) | teppc | TEPC | TEPC | Tucson Electric Power Company | TEPC | SW | 2019-09-01 | 2050-12-31 | 18.9 | 100% | 18.9 | 18.9 |  |  | ICE-NatGas | ICE_NG | ICE | SW_Peaker |  |  |  |  | 2020 | 2050 | 0 | SW | 18.9 | 1 | 1 | 1 | #VALUE! | 1
| Sundt_RICE_06 | PortWestward1CC (Total CC Plant) | teppc | TEPC | TEPC | Tucson Electric Power Company | TEPC | SW | 2019-09-01 | 2050-12-31 | 18.9 | 100% | 18.9 | 18.9 |  |  | ICE-NatGas | ICE_NG | ICE | SW_Peaker |  |  |  |  | 2020 | 2050 | 0 | SW | 18.9 | 1 | 1 | 1 | #VALUE! | 1
| Sundt_RICE_07 | PortWestward1CC (Total CC Plant) | teppc | TEPC | TEPC | Tucson Electric Power Company | TEPC | SW | 2019-09-01 | 2050-12-31 | 18.9 | 100% | 18.9 | 18.9 |  |  | ICE-NatGas | ICE_NG | ICE | SW_Peaker |  |  |  |  | 2020 | 2050 | 0 | SW | 18.9 | 1 | 1 | 1 | #VALUE! | 1
| Sundt_RICE_08 | PortWestward1CC (Total CC Plant) | teppc | TEPC | TEPC | Tucson Electric Power Company | TEPC | SW | 2019-09-01 | 2050-12-31 | 18.9 | 100% | 18.9 | 18.9 |  |  | ICE-NatGas | ICE_NG | ICE | SW_Peaker |  |  |  |  | 2020 | 2050 | 0 | SW | 18.9 | 1 | 1 | 1 | #VALUE! | 1
| Sundt_RICE_09 | PortWestward1CC (Total CC Plant) | teppc | TEPC | TEPC | Tucson Electric Power Company | TEPC | SW | 2019-09-01 | 2050-12-31 | 18.9 | 100% | 18.9 | 18.9 |  |  | ICE-NatGas | ICE_NG | ICE | SW_Peaker |  |  |  |  | 2020 | 2050 | 0 | SW | 18.9 | 1 | 1 | 1 | #VALUE! | 1
| Sundt_RICE_10 | PortWestward1CC (Total CC Plant) | teppc | TEPC | TEPC | Tucson Electric Power Company | TEPC | SW | 2019-09-01 | 2050-12-31 | 18.9 | 100% | 18.9 | 18.9 |  |  | ICE-NatGas | ICE_NG | ICE | SW_Peaker |  |  |  |  | 2020 | 2050 | 0 | SW | 18.9 | 1 | 1 | 1 | #VALUE! | 1
| SunE_Alamosa | SunE Alamosa1 LLC 1 and 2¦SunE Alamosa 1 and 2 | teppc | PSCO | PSCO | Public Service Company of Colorado | PSCO | Excluded | 1987-02-23 | 2050-12-31 | 9 | 100% | 9 | 9 |  |  | SolarPV-NonTracking | FixedPV_sun | Solar_Fixed | Excluded_Solar |  |  |  |  | 1987 | 2050 | 0 | Excluded | 9 | 1 | 1 | 1 | #VALUE! | 1
| Sunnyside_Cgn | Sunnyside Cogen Associates-GEN1 | teppc | PAUT | PAUT | Utah, PACE Utility | PACE | NW | 1993-02-01 | 2050-12-31 | 58.103 | 100% | 58.103 | 58.103 |  |  | ST-Coal | Steam_Coal | Coal | NW_Coal |  |  |  |  | 1993 | 2050 | 0 | NW | 58.103 | 1 | 1 | 1 | #VALUE! | 1
| SunPeak_IID | Imperial Valley Solar Project (SunPeak) 1¦NILAND_13.2_SUNPEAK | teppc | IID | IID | Imperial Irrigation District | IID | IID | 1961-08-01 | 2030-04-15 | 23 | 100% | 23 | 23 |  |  | SolarPV-NonTracking | FixedPV_sun | Solar_Fixed | IID_Solar |  |  |  |  | 1962 | 2029 | 0 | IID | 23 | 1 | 1 | 1 | #VALUE! | 1
| SunPeak_NVE_5657 | Sun Peak Project 5657 | teppc | NEVP | NEVP | Nevada Power Company | NEVP | SW | 1991-06-01 | 2030-01-01 | 70 | 100% | 70 | 70 |  |  | CT-NatGas-Industrial | CT_NG | CT | SW_Peaker |  |  |  |  | 1991 | 2029 | 0 | SW | 70 | 1 | 1 | 1 | #VALUE! | 1
| SunPeak_NVE_5658 | Sun Peak Project 5658 | teppc | NEVP | NEVP | Nevada Power Company | NEVP | SW | 1991-06-01 | 2030-01-01 | 70 | 100% | 70 | 70 |  |  | CT-NatGas-Industrial | CT_NG | CT | SW_Peaker |  |  |  |  | 1991 | 2029 | 0 | SW | 70 | 1 | 1 | 1 | #VALUE! | 1
| SunPeak_NVE_5659 | Sun Peak Project 5659 | teppc | NEVP | NEVP | Nevada Power Company | NEVP | SW | 1991-06-01 | 2030-01-01 | 70 | 100% | 70 | 70 |  |  | CT-NatGas-Industrial | CT_NG | CT | SW_Peaker |  |  |  |  | 1991 | 2029 | 0 | SW | 70 | 1 | 1 | 1 | #VALUE! | 1
| SUNRIS_2_PL1X3 | Sunrise Power Project AGGREGATE II | caiso | PGE_Valley | PGE_Valley | Pacific Gas and Electric Valley | PGE_Valley | CAISO | 2001-06-07 | 2050-12-31 | 586.02 | 100% | 586.02 | 586.02 |  |  | CCWhole-NatGas-Industrial | CC_NG | CC | CAISO_CCGT1 |  |  |  |  | 2001 | 2050 | 0 | CAISO | 586.02 | 1 | 1 | 1 | #VALUE! | 1
| SUNSET_2_UNITS | MIDWAY SUNSET COGENERATION PLANT | caiso | PGE_Valley | PGE_Valley | Pacific Gas and Electric Valley | PGE_Valley | CAISO | 1989-12-18 | 2050-12-31 | 232.23 | 93.64% | 232.23 | 248 |  |  | CT-NatGas-Industrial | Cogen_NG | Cogen | CAISO_CHP |  |  |  |  | 1990 | 2050 | 0 | CAISO | 248 | 1 | 1 | 1 | #VALUE! | 1
| Sunshine | Sunshine Hydro-1 | teppc | PSCO | PSCO | Public Service Company of Colorado | PSCO | Excluded | 1987-09-01 | 2030-04-15 | 0.7 | 100% | 0.7 | 0.7 |  |  | Hydro | Hydro_Standard | Hydro | Excluded_Hydro |  |  |  |  | 1988 | 2029 | 0 | Excluded | 0.7 | 1 | 1 | 1 | #VALUE! | 1
| SUNSLR_1_SSVSR1 | Sunshine Valley Solar, LLC | rps | NEVP | SCE | Southern California Edison | SCE | CAISO | 2020-01-01 | 2050-12-31 | 104 | 100% | 104 | 104 |  |  | Solar PV - Ground mountSolar: Fixed Tilt | FixedPV_sun | Solar_Fixed | CAISO_Solar |  |  |  |  | 2020 | 2050 | 0 | CAISO | 104 | 1 | 1 | 1 | #VALUE! | 1
| SUNSHN_2_LNDFL | Sunshine Gas Producers | caiso | SCE | SCE | Southern California Edison | SCE | CAISO | 2014-09-01 | 2050-12-31 | 15.45 | 77.25% | 15.45 | 20 |  |  | n/a | CT_Biomass | Biogas_LandfillGas | CAISO_Biomass |  |  |  |  | 2015 | 2050 | 0 | CAISO | 20 | 1 | 1 | 1 | #VALUE! | 1
| SutterEnergyCC_Total | SutterEnergyCC (Total CC Plant) | teppc | BANC | BANC | Balancing Authority of Northern California | SMUD | BANC | 2001-08-01 | 2050-12-31 | 525 | 100% | 525 | 525 |  |  | CCWhole-NatGas-Industrial | CC_NG | CC | BANC_CCGT |  |  |  |  | 2002 | 2050 | 0 | BANC | 525 | 1 | 1 | 1 | #VALUE! | 1
| Swan_Falls_1 | Swan Falls-1 | teppc | IPTV | IPTV | Idaho Treasure Valley | IPCO | NW | 1994-03-01 | 2050-12-31 | 12.5 | 100% | 12.5 | 12.5 |  |  | Hydro | Hydro_Standard | Hydro | NW_Hydro |  |  |  |  | 1994 | 2050 | 0 | NW | 12.5 | 1 | 1 | 1 | #VALUE! | 1
| Swan_Falls_2 | Swan Falls-2 | teppc | IPTV | IPTV | Idaho Treasure Valley | IPCO | NW | 1994-05-01 | 2050-12-31 | 12.5 | 100% | 12.5 | 12.5 |  |  | Hydro | Hydro_Standard | Hydro | NW_Hydro |  |  |  |  | 1994 | 2050 | 0 | NW | 12.5 | 1 | 1 | 1 | #VALUE! | 1
| SwanHillsSagCC | Swan Hills Sagitawah-1 | teppc | BCHA | BCHA | British Columbia Transmission Company | BCHA_AESO | Excluded | 2015-10-01 | 2050-12-31 | 75 | 100% | 75 | 75 |  |  | CCWhole-SynGas | CC_Syngas | CC | Excluded_CCGT |  |  |  |  | 2016 | 2050 | 0 | Excluded | 75 | 1 | 1 | 1 | #VALUE! | 1
| SwanHillsSagCT | Swan Hills Sagitawah Generating Facility-2 | teppc | BCHA | BCHA | British Columbia Transmission Company | BCHA_AESO | Excluded | 2015-10-01 | 2050-12-31 | 344 | 100% | 344 | 344 |  |  | CT-SynGas | CT_Syngas | CT | Excluded_Peaker |  |  |  |  | 2016 | 2050 | 0 | Excluded | 344 | 1 | 1 | 1 | #VALUE! | 1
| SwaukValleyRanchWind | Swauk Valley Ranch Wind | teppc | PNM | PNM | Public Service Company of New Mexico | PNM_EPE | SW | 2013-03-01 | 2050-12-31 | 4.3 | 100% | 4.3 | 4.3 |  |  | WT-Onshore | wind_onshorewind | Wind | SW_Wind |  |  |  |  | 2013 | 2050 | 0 | SW | 4.3 | 1 | 1 | 1 | #VALUE! | 1
| SWEETWATER | SWEETWATER | teppc | PAWY | PAWY | Wyoming, PACE Utility | PACE | NW | 2018-01-01 | 2050-12-31 | 80 | 100% | 80 | 80 |  |  | SolarPV-NonTracking | FixedPV_sun | Solar_Fixed | NW_Solar |  |  |  |  | 2018 | 2050 | 0 | NW | 80 | 1 | 1 | 1 | #VALUE! | 1
| Swift_1_HY11 | Swift 1-HY11 | teppc | PACW | PACW | PacifiCorp – West | PACW | NW | 1958-12-01 | 2050-12-31 | 80 | 100% | 80 | 80 |  |  | Hydro | Hydro_Standard | Hydro | NW_Hydro |  |  |  |  | 1959 | 2050 | 0 | NW | 80 | 1 | 1 | 1 | #VALUE! | 1
| Swift_1_HY12 | Swift 1-HY12 | teppc | PACW | PACW | PacifiCorp – West | PACW | NW | 1958-12-02 | 2050-12-31 | 80 | 100% | 80 | 80 |  |  | Hydro | Hydro_Standard | Hydro | NW_Hydro |  |  |  |  | 1959 | 2050 | 0 | NW | 80 | 1 | 1 | 1 | #VALUE! | 1
| Swift_1_HY13 | Swift 1-HY13 | teppc | PACW | PACW | PacifiCorp – West | PACW | NW | 1958-12-03 | 2050-12-31 | 80 | 100% | 80 | 80 |  |  | Hydro | Hydro_Standard | Hydro | NW_Hydro |  |  |  |  | 1959 | 2050 | 0 | NW | 80 | 1 | 1 | 1 | #VALUE! | 1
| SWIFT_1_NAS | Yerba Buena Battery | caiso | PGE_Valley | PGE_Valley | Pacific Gas and Electric Valley | PGE_Valley | CAISO |  | 2050-12-31 | 4.8 | 100% | 4.8 | 4.8 | 4 | 19.2 | Battery_ | Battery_ | Battery Storage | CAISO_Baseline_Li_Battery |  |  |  |  | 1900 | 2050 | 0 | CAISO | 4.8 | 1 | 1 | 1 | #VALUE! | 1
| Swift_2_21 | Swift 2-21 | teppc | BPAT | BPAT | Bonneville Power Administration – Transmission | BPAT | NW | 1959-01-01 | 2050-12-31 | 35 | 100% | 35 | 35 |  |  | Hydro | Hydro_Standard | Hydro | NW_Hydro |  |  |  |  | 1959 | 2050 | 0 | NW | 35 | 1 | 1 | 1 | #VALUE! | 1
| Swift_2_22 | Swift 2-22 | teppc | BPAT | BPAT | Bonneville Power Administration – Transmission | BPAT | NW | 1958-12-01 | 2050-12-31 | 35 | 100% | 35 | 35 |  |  | Hydro | Hydro_Standard | Hydro | NW_Hydro |  |  |  |  | 1959 | 2050 | 0 | NW | 35 | 1 | 1 | 1 | #VALUE! | 1
| SYCAMR_2_UNIT_1 | Sycamore Cogeneration Unit 1 | caiso | SCE | SCE | Southern California Edison | SCE | CAISO | 1987-01-01 | 2050-12-31 | 85 | 100% | 85 | 85 |  |  | CT-NatGas-Industrial | Cogen_NG | Cogen | CAISO_CHP |  |  |  |  | 1987 | 2050 | 0 | CAISO | 85 | 1 | 1 | 1 | #VALUE! | 1
| SYCAMR_2_UNIT_2 | Sycamore Cogeneration Unit 2 | caiso | SCE | SCE | Southern California Edison | SCE | CAISO | 1987-01-01 | 2050-12-31 | 85 | 109% | 85 | 78 |  |  | CT-NatGas-Industrial | CT_NG | CT | CAISO_Peaker2 |  |  |  |  | 1987 | 2050 | 0 | CAISO | 78 | 1 | 1 | 1 | #VALUE! | 1
| SYCAMR_2_UNIT_3 |  | caiso | SCE | SCE | Southern California Edison | SCE | CAISO | 1987-01-01 | 2050-12-31 | 85 | 100% | 85 | 85 |  |  | CT-NatGas-Industrial | Cogen_NG | Cogen | CAISO_CHP |  |  |  |  | 1987 | 2050 | 0 | CAISO | 85 | 1 | 1 | 1 | #VALUE! | 1
| SYCAMR_2_UNIT_4 | Sycamore Cogeneration Unit 4 | caiso | SCE | SCE | Southern California Edison | SCE | CAISO | 1987-01-01 | 2050-12-31 | 85 | 100% | 85 | 85 |  |  |  | CT_NG | CT | CAISO_Peaker2 |  |  |  |  | 1987 | 2050 | 0 | CAISO | 85 | 1 | 1 | 1 | #VALUE! | 1
| SygitowiczCreek | Sygitowicz Creek | teppc | PNM | PNM | Public Service Company of New Mexico | PNM_EPE | SW | 1986-01-01 | 2050-12-31 | 0.45 | 100% | 0.45 | 0.45 |  |  | Hydro | Hydro_Standard | Hydro | SW_Hydro |  |  |  |  | 1986 | 2050 | 0 | SW | 0.45 | 1 | 1 | 1 | #VALUE! | 1
| SyncrudeCC_Total | SyncrudeCC (Total CC Plant) | teppc | AESO | AESO | Alberta Electric System Operator | BCHA_AESO | Excluded | 1978-01-01 | 2050-12-01 | 528.2 | 100% | 528.2 | 528.2 |  |  | CC-AB-Cogen | Cogen_NG | Cogen | Excluded_CHP |  |  |  |  | 1978 | 2050 | 0 | Excluded | 528.2 | 1 | 1 | 1 | #VALUE! | 1
| TABER_WG1_1 | TABER_WG1-1 | teppc | AESO | AESO | Alberta Electric System Operator | BCHA_AESO | Excluded | 2007-09-01 | 2050-12-01 | 40 | 100% | 40 | 40 |  |  | WT-Onshore | wind_onshorewind | Wind | Excluded_Wind |  |  |  |  | 2008 | 2050 | 0 | Excluded | 40 | 1 | 1 | 1 | #VALUE! | 1
| TABER_WG2_2 | TABER_WG2-2 | teppc | AESO | AESO | Alberta Electric System Operator | BCHA_AESO | Excluded | 2006-12-01 | 2050-12-01 | 40 | 100% | 40 | 40 |  |  | WT-Onshore | wind_onshorewind | Wind | Excluded_Wind |  |  |  |  | 2007 | 2050 | 0 | Excluded | 40 | 1 | 1 | 1 | #VALUE! | 1
| Tacoma_1_2 | Tacoma 1 & 2 | teppc | PSCO | PSCO | Public Service Company of Colorado | PSCO | Excluded | 1983-01-01 | 2050-12-31 | 4.6 | 100% | 4.6 | 4.6 |  |  | Hydro | Hydro_Standard | Hydro | Excluded_Hydro |  |  |  |  | 1983 | 2050 | 0 | Excluded | 4.6 | 1 | 1 | 1 | #VALUE! | 1
| Tamarack | Tamarack Energy Partnership-GEN1 | teppc | IPTV | IPTV | Idaho Treasure Valley | IPCO | NW | 1983-06-01 | 2050-12-31 | 5 | 100% | 5 | 5 |  |  | Bio-ST | ST_Biomass | Biomass/Wood | NW_Biomass |  |  |  |  | 1983 | 2050 | 0 | NW | 5 | 1 | 1 | 1 | #VALUE! | 1
| TANHIL_6_SOLART | Berry Cogen 18 | caiso | PGE_Valley | PGE_Valley | Pacific Gas and Electric Valley | PGE_Valley | CAISO | 1986-01-01 | 2050-12-31 | 17 | 100% | 17 | 17 |  |  | CT-NatGas-Aero | PVgeneric_sun | Solar_Fixed | CAISO_CHP |  |  |  |  | 1986 | 2050 | 0 | CAISO | 17 | 1 | 1 | 1 | 2026-01-01 | 1
| TaylorHydro | TaylorHydroPlant-G-1 | teppc | AESO | AESO | Alberta Electric System Operator | BCHA_AESO | Excluded | 2000-03-01 | 2050-12-01 | 14 | 100% | 14 | 14 |  |  | Hydro | Hydro_Standard | Hydro | Excluded_Hydro |  |  |  |  | 2000 | 2050 | 0 | Excluded | 14 | 1 | 1 | 1 | #VALUE! | 1
| TaylorWind1_1 | TaylorWind1-1 | teppc | BCHA | BCHA | British Columbia Transmission Company | BCHA_AESO | Excluded | 2004-12-01 | 2050-12-01 | 1.01 | 100% | 1.01 | 1.01 |  |  | WT-Onshore | wind_onshorewind | Wind | Excluded_Wind |  |  |  |  | 2005 | 2050 | 0 | Excluded | 1.01 | 1 | 1 | 1 | #VALUE! | 1
| TaylorWind2_2 | TaylorWind2-2 | teppc | BCHA | BCHA | British Columbia Transmission Company | BCHA_AESO | Excluded | 2004-12-01 | 2050-12-01 | 1.01 | 100% | 1.01 | 1.01 |  |  | WT-Onshore | wind_onshorewind | Wind | Excluded_Wind |  |  |  |  | 2005 | 2050 | 0 | Excluded | 1.01 | 1 | 1 | 1 | #VALUE! | 1
| TaylorWind3_3 | TaylorWind3-3 | teppc | BCHA | BCHA | British Columbia Transmission Company | BCHA_AESO | Excluded | 2004-12-01 | 2050-12-01 | 1.01 | 100% | 1.01 | 1.01 |  |  | WT-Onshore | wind_onshorewind | Wind | Excluded_Wind |  |  |  |  | 2005 | 2050 | 0 | Excluded | 1.01 | 1 | 1 | 1 | #VALUE! | 1
| TBLMTN_6_QF | SMALL QF AGGREGATION - PARADISE | caiso | PGE_Valley | PGE_Valley | Pacific Gas and Electric Valley | PGE_Valley | CAISO | 1983-01-01 | 2050-12-31 | 2.6 | 100% | 2.6 | 2.6 |  |  | n/a | Hydro_Standard | Hydro | CAISO_Small_Hydro |  |  |  |  | 1983 | 2050 | 0 | CAISO | 2.6 | 1 | 1 | 1 | #VALUE! | 1
| Techren_V |  | teppc | NEVP | NEVP | Nevada Power Company | NEVP | SW | 2021-12-31 | 2050-12-31 | 26 | 100% | 26 | 26 |  |  | SolarPV-Tracking | 1axPV_sun | Solar_1Axis | SW_Solar |  |  |  |  | 2022 | 2050 | 0 | SW | 26 | 0.95 | 1 | 1 | #VALUE! | 1
| Teckla_DVAR_1 | Teckla DVAR 1 | teppc | WACM | WACM | Western Area Power Administration, Colorado-Missouri Region | WACM | Excluded | 2009-04-15 | 2050-12-31 | 0.5 | 100% | 0.5 | 0.5 |  |  | VAR-Device | VAR_NOTGEN | None | Excluded_Var-DEVICE |  |  |  |  | 2009 | 2050 | 0 | Excluded | 0.5 | 1 | 1 | 1 | #VALUE! | 1
| Teckla_DVAR_2 | Teckla DVAR 2 | teppc | WACM | WACM | Western Area Power Administration, Colorado-Missouri Region | WACM | Excluded | 2009-04-15 | 2050-12-31 | 0.5 | 100% | 0.5 | 0.5 |  |  | VAR-Device | VAR_NOTGEN | None | Excluded_Var-DEVICE |  |  |  |  | 2009 | 2050 | 0 | Excluded | 0.5 | 1 | 1 | 1 | #VALUE! | 1
| TEHAPI_2_WIND1 | Wind Wall Monolith 1 | caiso | SCE | SCE | Southern California Edison | SCE | CAISO | 1985-11-13 | 2020-03-31 | 14.89 | 100% | 14.89 | 14.89 |  |  | n/a | wind_onshorewind | Wind | CAISO_Wind |  |  |  |  | 1986 | 2019 | 0 | CAISO | 14.89 | 1 | 1 | 1 | #VALUE! | 1
| TEHAPI_2_WIND2 | Wind Wall Monolith 2 | caiso | SCE | SCE | Southern California Edison | SCE | CAISO | 1986-12-05 | 2020-03-31 | 21.24 | 100% | 21.24 | 21.24 |  |  | n/a | wind_onshorewind | Wind | CAISO_Wind |  |  |  |  | 1987 | 2019 | 0 | CAISO | 21.24 | 1 | 1 | 1 | #VALUE! | 1
| TENGEN_2_PL1X2 | Berry Petroleum Placerita, Unit 1 | caiso | SCE | SCE | Southern California Edison | SCE | CAISO | 1990-03-06 | 2050-12-31 | 37.64 | 93.63% | 37.64 | 40.2 |  |  | CT-NatGas-Aero | Cogen_NG | Cogen | CAISO_CHP |  |  |  |  | 1990 | 2050 | 0 | CAISO | 40.2 | 1 | 1 | 1 | #VALUE! | 1
| TERMEX_2_PL1X3 | TDM | caiso | CFE | SDGE | San Diego Gas and Electric | SDGE | CAISO | 2003-07-30 | 2050-12-31 | 596 | 95.36% | 596 | 625 |  |  | CCWhole-NatGas-Industrial | CC_NG | CC | CAISO_CCGT1 |  |  |  |  | 2004 | 2050 | 0 | CAISO | 625 | 1 | 1 | 1 | #VALUE! | 1
| Tesla | Tesla 1 | teppc | WACM | WACM | Western Area Power Administration, Colorado-Missouri Region | WACM | Excluded | 1997-04-01 | 2050-12-31 | 27.5 | 100% | 27.5 | 27.5 |  |  | Hydro | Hydro_Standard | Hydro | Excluded_Hydro |  |  |  |  | 1997 | 2050 | 0 | Excluded | 27.5 | 1 | 1 | 1 | #VALUE! | 1
| TESLA_1_QF | SMALL QF AGGREGATION - STOCKTON | caiso | PGE_Valley | PGE_Valley | Pacific Gas and Electric Valley | PGE_Valley | CAISO | 1982-01-01 | 2050-12-31 | 2 | 100% | 2 | 2 |  |  | n/a | Cogen_NG | Cogen | CAISO_Small_Hydro |  |  |  |  | 1982 | 2050 | 0 | CAISO | 2 | 1 | 1 | 1 | #VALUE! | 1
| TesoroCgn1 | Tesoro SLC Cogeneration Plant-1 | teppc | PAUT | PAUT | Utah, PACE Utility | PACE | NW | 2004-06-01 | 2050-12-31 | 12.5 | 100% | 12.5 | 12.5 |  |  | CT-NatGas-Industrial | CT_NG | CT | NW_Peaker |  |  |  |  | 2004 | 2050 | 0 | NW | 12.5 | 1 | 1 | 1 | #VALUE! | 1
| TesoroCgn2 | Tesoro SLC Cogeneration Plant-2 | teppc | PAUT | PAUT | Utah, PACE Utility | PACE | NW | 2004-06-01 | 2050-12-31 | 12.5 | 100% | 12.5 | 12.5 |  |  | CT-NatGas-Industrial | CT_NG | CT | NW_Peaker |  |  |  |  | 2004 | 2050 | 0 | NW | 12.5 | 1 | 1 | 1 | #VALUE! | 1
| TesoroICs | Tesoro ICs | teppc | PNM | PNM | Public Service Company of New Mexico | PNM_EPE | SW | 2002-01-01 | 2050-12-31 | 18 | 100% | 18 | 18 |  |  | ICE-NatGas | ICE_NG | ICE | SW_Peaker |  |  |  |  | 2002 | 2050 | 0 | SW | 18 | 1 | 1 | 1 | #VALUE! | 1
| The_Dalles | The Dalles | teppc | BPAT | BPAT | Bonneville Power Administration – Transmission | BPAT | NW | 1957-10-01 | 2050-12-31 | 1823 | 100% | 1823 | 1823 |  |  | Hydro | Hydro_Standard | Hydro | NW_Hydro |  |  |  |  | 1958 | 2050 | 0 | NW | 1823 | 1 | 1 | 1 | #VALUE! | 1
| ThermoNo1_2 | Thermo No 1-2 | teppc | CISC | CISC | Southern California Edison | SCE | CAISO | 2013-04-01 | 2050-12-31 | 0 | 0% | 0 | 14 |  |  | Geo-BinaryCycle | Geothermal_steam | Geothermal | CAISO_Geothermal |  |  |  |  | 2013 | 2050 | 0 | CAISO | 14 | 1 | 1 | 1 | #VALUE! | 1
| THMENG_1_UNIT_1 |  | caiso | PGE_Valley | PGE_Valley | Pacific Gas and Electric Valley | PGE_Valley | CAISO | 1990-04-26 | 2018-08-29 | 0 | 0% |  | 0 |  |  | n/a | Cogen_NG | Cogen | CAISO_CHP |  |  |  |  | 1990 | 2018 | 0 | CAISO | 0 | 1 | 1 | 1 | #VALUE! | 1
| Thompson_Falls1 | Thompson Falls-TF1 | teppc | NWMT | NWMT | NorthWestern Energy | NWMT_WAUW | NW | 1917-07-01 | 2050-12-31 | 5 | 100% | 5 | 5 |  |  | Hydro | Hydro_Standard | Hydro | NW_Hydro |  |  |  |  | 1918 | 2050 | 0 | NW | 5 | 1 | 1 | 1 | #VALUE! | 1
| Thompson_Falls2 | Thompson Falls-TF2 | teppc | NWMT | NWMT | NorthWestern Energy | NWMT_WAUW | NW | 1917-05-01 | 2050-12-31 | 5 | 100% | 5 | 5 |  |  | Hydro | Hydro_Standard | Hydro | NW_Hydro |  |  |  |  | 1917 | 2050 | 0 | NW | 5 | 1 | 1 | 1 | #VALUE! | 1
| Thompson_Falls3 | Thompson Falls-TF3 | teppc | NWMT | NWMT | NorthWestern Energy | NWMT_WAUW | NW | 1916-11-01 | 2050-12-31 | 5 | 100% | 5 | 5 |  |  | Hydro | Hydro_Standard | Hydro | NW_Hydro |  |  |  |  | 1917 | 2050 | 0 | NW | 5 | 1 | 1 | 1 | #VALUE! | 1
| Thompson_Falls4 | Thompson Falls-TF4 | teppc | NWMT | NWMT | NorthWestern Energy | NWMT_WAUW | NW | 1916-11-01 | 2050-12-31 | 5 | 100% | 5 | 5 |  |  | Hydro | Hydro_Standard | Hydro | NW_Hydro |  |  |  |  | 1917 | 2050 | 0 | NW | 5 | 1 | 1 | 1 | #VALUE! | 1
| Thompson_Falls5 | Thompson Falls-TF5 | teppc | NWMT | NWMT | NorthWestern Energy | NWMT_WAUW | NW | 1915-07-01 | 2050-12-31 | 5 | 100% | 5 | 5 |  |  | Hydro | Hydro_Standard | Hydro | NW_Hydro |  |  |  |  | 1916 | 2050 | 0 | NW | 5 | 1 | 1 | 1 | #VALUE! | 1
| Thompson_Falls6 | Thompson Falls-TF6 | teppc | NWMT | NWMT | NorthWestern Energy | NWMT_WAUW | NW | 1915-07-01 | 2050-12-31 | 5 | 100% | 5 | 5 |  |  | Hydro | Hydro_Standard | Hydro | NW_Hydro |  |  |  |  | 1916 | 2050 | 0 | NW | 5 | 1 | 1 | 1 | #VALUE! | 1
| Thompson_Falls7 | Thompson Falls-TF7 | teppc | NWMT | NWMT | NorthWestern Energy | NWMT_WAUW | NW | 1996-01-01 | 2050-12-31 | 57.1 | 100% | 57.1 | 57.1 |  |  | Hydro | Hydro_Standard | Hydro | NW_Hydro |  |  |  |  | 1996 | 2050 | 0 | NW | 57.1 | 1 | 1 | 1 | #VALUE! | 1
| ThousandSpring1 | Thousand Springs-1 | teppc | IPFE | IPFE | Idaho Far East | IPCO | NW | 1912-08-01 | 2050-12-31 | 1 | 100% | 1 | 1 |  |  | Hydro | Hydro_Standard | Hydro | NW_Hydro |  |  |  |  | 1913 | 2050 | 0 | NW | 1 | 1 | 1 | 1 | #VALUE! | 1
| ThousandSpring2 | Thousand Springs-2 | teppc | IPFE | IPFE | Idaho Far East | IPCO | NW | 1912-08-01 | 2050-12-31 | 1 | 100% | 1 | 1 |  |  | Hydro | Hydro_Standard | Hydro | NW_Hydro |  |  |  |  | 1913 | 2050 | 0 | NW | 1 | 1 | 1 | 1 | #VALUE! | 1
| ThousandSpring3 | Thousand Springs-3 | teppc | IPFE | IPFE | Idaho Far East | IPCO | NW | 1920-05-01 | 2050-12-31 | 6.8 | 100% | 6.8 | 6.8 |  |  | Hydro | Hydro_Standard | Hydro | NW_Hydro |  |  |  |  | 1920 | 2050 | 0 | NW | 6.8 | 1 | 1 | 1 | #VALUE! | 1
| ThousandSprings | Thousand Springs Wind Park-TSWP | teppc | IPFE | IPFE | Idaho Far East | IPCO | NW | 2010-12-22 | 2050-12-31 | 12 | 100% | 12 | 12 |  |  | WT-Onshore | wind_onshorewind | Wind | NW_Wind |  |  |  |  | 2011 | 2050 | 0 | NW | 12 | 1 | 1 | 1 | #VALUE! | 1
| Three_Mile_Canyon |  | teppc | CISC | CISC | Southern California Edison | PACW | NW | 2009-06-01 | 2050-12-31 | 100 | 1010% | 100 | 9.9 |  |  | WT-Onshore | wind_onshorewind | Wind | NW_Wind |  |  |  |  | 2009 | 2050 | 0 | NW | 9.9 | 1 | 1 | 1 | #VALUE! | 1
| Three_Sisters_1 | Three Sisters-1 | teppc | AESO | AESO | Alberta Electric System Operator | BCHA_AESO | Excluded | 1954-01-01 | 2050-12-01 | 3 | 100% | 3 | 3 |  |  | Hydro | Hydro_Standard | Hydro | Excluded_Hydro |  |  |  |  | 1954 | 2050 | 0 | Excluded | 3 | 1 | 1 | 1 | #VALUE! | 1
| Thunderegg_Solar |  | teppc | IPFE | IPFE | Idaho Far East | IPCO | NW | 2016-12-31 | 2050-12-31 | 140 | 100% | 140 | 140 |  |  | SolarPV-NonTracking | FixedPV_sun | Solar_Fixed | NW_Solar |  |  |  |  | 2017 | 2050 | 0 | NW | 140 | 1 | 1 | 1 | #VALUE! | 1
| Tiber_Dam | Tiber Dam Hydroelectric Plant-HY1 | teppc | WAUW | WAUW | Western Area Power Administration, Upper Great Plains – West | NWMT_WAUW | NW | 2005-06-26 | 2040-12-31 | 7.5 | 100% | 7.5 | 7.5 |  |  | Hydro | Hydro_Standard | Hydro | NW_Hydro |  |  |  |  | 2005 | 2040 | 0 | NW | 7.5 | 1 | 1 | 1 | #VALUE! | 1
| TIDWTR_2_UNITS |  | caiso | PGE_Bay | PGE_Bay | Pacific Gas and Electric Bay | PGE_Bay | CAISO | 1987-02-23 | 2050-12-31 | 14.84 | 12.93% | 14.84 | 114.8 |  |  | CCWhole-NatGas-Aero | CT_NG | CT | CAISO_Peaker1 |  |  |  |  | 1987 | 2050 | 0 | CAISO | 114.8 | 1 | 1 | 1 | #VALUE! | 1
| Tierra_del_Sol__Solar_Farm | Tierra del Sol Solar Farm | rps | IID | SDG&E | San Diego Gas and Electric | SDGE | CAISO | 2016-06-28 | 2050-12-31 | 45 | 100% | 45 | 45 |  |  | Solar PV - Ground mountSolar: Tracking (2 Axis) | 2axPV_sun | Solar_2Axis | CAISO_Solar |  |  |  |  | 2016 | 2050 | 0 | CAISO | 45 | 1 | 1 | 1 | #VALUE! | 1
| TietonDamHydroUNIT1 | Tieton Dam Hydro Electric Project-UNIT1 | teppc | PACW | PACW | PacifiCorp – West | PACW | NW | 2006-09-01 | 2050-12-31 | 6.9 | 100% | 6.9 | 6.9 |  |  | Hydro | Hydro_Standard | Hydro | NW_Small_Hydro | CAISO | 6.9 |  |  | 2007 | 2050 | 0 | CAISO | 6.9 | 1 | 1 | 1 | #VALUE! | 1
| TietonDamHydroUNIT2 | Tieton Dam Hydro Electric Project-UNIT2 | teppc | CISC | CISC | Southern California Edison | SCE | CAISO | 2006-09-01 | 2050-12-31 | 6.9 | 100% | 6.9 | 6.9 |  |  | Hydro | Hydro_Standard | Hydro | CAISO_Hydro |  |  |  |  | 2007 | 2050 | 0 | CAISO | 6.9 | 1 | 1 | 1 | #VALUE! | 1
| TIFFNY_1_DILLON | TIFFNY_1_DILLON | caiso | SCE | SCE | Southern California Edison | SCE | CAISO | 2008-04-18 | 2050-12-31 | 45 | 100% | 45 | 45 |  |  | n/a | wind_onshorewind | Wind | CAISO_Wind |  |  |  |  | 2008 | 2050 | 0 | CAISO | 45 | 1 | 1 | 1 | #VALUE! | 1
| TIGRCK_7_UNITS | TIGER CREEK HYDRO AGGREGATE | caiso | PGE_Valley | PGE_Valley | Pacific Gas and Electric Valley | PGE_Valley | CAISO | 1931-01-01 | 2050-12-31 | 62 | 100% | 62 | 62 |  |  | n/a | Hydro_Standard | Hydro | CAISO_Hydro |  |  |  |  | 1931 | 2050 | 0 | CAISO | 62 | 1 | 1 | 1 | #VALUE! | 1
| Tipella1 | Tipella (TPA, Kwalsa Energy)-1_Tipella (TPA, Kwalsa Energy)-1_IPP-TPA | teppc | BCHA | BCHA | British Columbia Transmission Company | BCHA_AESO | Excluded | 2009-11-12 | 2049-10-19 | 9.68 | 100% | 9.68 | 9.68 |  |  | Hydro | Hydro_Standard | Hydro | Excluded_Hydro |  |  |  |  | 2010 | 2049 | 0 | Excluded | 9.68 | 1 | 1 | 1 | #VALUE! | 1
| Tipella2 | Tipella (TPA, Kwalsa Energy)-2_Tipella (TPA, Kwalsa Energy)-2_IPP-TPA | teppc | BCHA | BCHA | British Columbia Transmission Company | BCHA_AESO | Excluded | 2009-11-12 | 2049-10-19 | 9.68 | 100% | 9.68 | 9.68 |  |  | Hydro | Hydro_Standard | Hydro | Excluded_Hydro |  |  |  |  | 2010 | 2049 | 0 | Excluded | 9.68 | 1 | 1 | 1 | #VALUE! | 1
| TKOPWR_6_HYDRO | Bear Creek Hydroelectric Project | caiso | PGE_Valley | PGE_Valley | Pacific Gas and Electric Valley | PGE_Valley | CAISO | 1986-01-15 | 2050-12-31 | 2.83 | 100% | 2.83 | 2.83 |  |  | n/a | Hydro_Standard | Hydro | CAISO_Small_Hydro |  |  |  |  | 1986 | 2050 | 0 | CAISO | 2.83 | 1 | 1 | 1 | #VALUE! | 1
| TMPLTN_2_SOLAR | Vintner Solar | caiso | PGE_Valley | PGE_Valley | Pacific Gas and Electric Valley | PGE_Valley | CAISO | 2014-03-05 | 2050-12-31 | 1.5 | 100% | 1.5 | 1.5 |  |  | n/a | PVgeneric_sun | Solar_Fixed | CAISO_Solar |  |  |  |  | 2014 | 2050 | 0 | CAISO | 1.5 | 1 | 1 | 1 | #VALUE! | 1
| TOADTW_6_UNIT | TOAD TOWN | caiso | PGE_Valley | PGE_Valley | Pacific Gas and Electric Valley | PGE_Valley | CAISO | 1986-01-01 | 2050-12-31 | 1.5 | 100% | 1.5 | 1.5 |  |  | n/a | Hydro_Standard | Hydro | CAISO_Small_Hydro |  |  |  |  | 1986 | 2050 | 0 | CAISO | 1.5 | 1 | 1 | 1 | #VALUE! | 1
| Toketee_Falls_1 | Toketee Falls-1 | teppc | PACW | PACW | PacifiCorp – West | PACW | NW | 1950-02-01 | 2050-12-31 | 14.67 | 100% | 14.67 | 14.67 |  |  | Hydro | Hydro_Standard | Hydro | NW_Hydro |  |  |  |  | 1950 | 2050 | 0 | NW | 14.67 | 1 | 1 | 1 | #VALUE! | 1
| Toketee_Falls_2 | Toketee Falls-2 | teppc | PACW | PACW | PacifiCorp – West | PACW | NW | 1949-12-01 | 2050-12-31 | 14.67 | 100% | 14.67 | 14.67 |  |  | Hydro | Hydro_Standard | Hydro | NW_Hydro |  |  |  |  | 1950 | 2050 | 0 | NW | 14.67 | 1 | 1 | 1 | #VALUE! | 1
| Toketee_Falls_3 | Toketee Falls-3 | teppc | PACW | PACW | PacifiCorp – West | PACW | NW | 1905-05-03 | 2050-12-31 | 14.67 | 100% | 14.67 | 14.67 |  |  | Hydro | Hydro_Standard | Hydro | NW_Hydro |  |  |  |  | 1905 | 2050 | 0 | NW | 14.67 | 1 | 1 | 1 | #VALUE! | 1
| ToledoMill1 | Georgia Pacific Toledo Mill-TG1 | teppc | PNM | PNM | Public Service Company of New Mexico | PNM_EPE | SW | 2004-12-01 | 2050-12-31 | 15 | 100% | 15 | 15 |  |  | Bio-ST | ST_Biomass | Biomass/Wood | SW_Biomass |  |  |  |  | 2005 | 2050 | 0 | SW | 15 | 1 | 1 | 1 | #VALUE! | 1
| TOPAZ_2_SOLAR | Topaz Solar Farms | caiso | PGE_Bay | PGE_Bay | Pacific Gas and Electric Bay | PGE_Bay | CAISO | 2014-10-27 | 2050-12-31 | 550 | 100% | 550 | 550 |  |  | n/a | PVgeneric_sun | Solar_Fixed | CAISO_Solar |  |  |  |  | 2015 | 2050 | 0 | CAISO | 550 | 1 | 1 | 1 | #VALUE! | 1
| TopoftheWorld | Top of the World Windpower Project-TOTW1 | teppc | PAWY | PAWY | Wyoming, PACE Utility | PACE | NW | 2010-10-28 | 2050-12-31 | 200.2 | 100% | 200.2 | 200.2 |  |  | WT-Onshore | wind_onshorewind | Wind | NW_Wind |  |  |  |  | 2011 | 2050 | 0 | NW | 200.2 | 1 | 1 | 1 | #VALUE! | 1
| TORTLA_1_SOLAR | Longboat Solar | caiso | SCE | SCE | Southern California Edison | SCE | CAISO | 2016-12-16 | 2050-12-31 | 20 | 100% | 20 | 20 |  |  | PVgeneric_sun | PVgeneric_sun | Solar_Fixed | CAISO_Solar |  |  |  |  | 2017 | 2050 | 0 | CAISO | 20 | 1 | 1 | 1 | #VALUE! | 1
| Total_Joslyn_1 | Total Joslyn-1 | teppc | BCHA | BCHA | British Columbia Transmission Company | BCHA_AESO | Excluded | 2015-10-16 | 2050-12-31 | 85 | 100% | 85 | 85 |  |  | CT-NatGas-Industrial | CT_NG | CT | Excluded_Peaker |  |  |  |  | 2016 | 2050 | 0 | Excluded | 85 | 1 | 1 | 1 | #VALUE! | 1
| Towaoc | Towaoc 1 | teppc | WACM | WACM | Western Area Power Administration, Colorado-Missouri Region | WACM | Excluded | 1993-05-01 | 2050-12-31 | 12.1 | 100% | 12.1 | 12.1 |  |  | Hydro | Hydro_Standard | Hydro | Excluded_Hydro |  |  |  |  | 1993 | 2050 | 0 | Excluded | 12.1 | 1 | 1 | 1 | #VALUE! | 1
| Tracy_3 | Tracy ST 3 | teppc | SPPC | SPPC | Nevada Power Company | NEVP | SW | 1974-10-01 | 2030-01-01 | 113 | 100% | 113 | 113 |  |  | ST-NatGas | ST_NG | Steam | SW_ST |  |  |  |  | 1975 | 2029 | 0 | SW | 113 | 1 | 1 | 1 | #VALUE! | 1
| Tracy_NV_CC1 | TracyNVCC1 (Total CC Plant) | teppc | SPPC | SPPC | Nevada Power Company | NEVP | SW | 2012-11-01 | 2050-12-31 | 110.2 | 100% | 110.2 | 110.2 |  |  | CCWhole-NatGas-Industrial | CC_NG | CC | SW_CCGT |  |  |  |  | 2013 | 2050 | 0 | SW | 110.2 | 1 | 1 | 1 | #VALUE! | 1
| Tracy_NV_CC2 | TracyNVCC1 (Total CC Plant) | teppc | SPPC | SPPC | Nevada Power Company | NEVP | SW | 1997-03-01 | 2044-12-31 | 530 | 100% | 530 | 530 |  |  | CCWhole-NatGas-Industrial | CC_NG | CC | SW_CCGT |  |  |  |  | 1997 | 2044 | 0 | SW | 530 | 1 | 1 | 1 | #VALUE! | 1
| Trail_Bridge | Trail Bridge-HY1 | teppc | PNM | PNM | Public Service Company of New Mexico | PNM_EPE | SW | 1962-12-01 | 2030-04-15 | 10 | 100% | 10 | 10 |  |  | Hydro | Hydro_Standard | Hydro | SW_Hydro |  |  |  |  | 1963 | 2029 | 0 | SW | 10 | 1 | 1 | 1 | #VALUE! | 1
| TRANWND_25637_QF | TRANWND_25637 | teppc | CISC | CISC | Southern California Edison | SCE | CAISO | 2014-12-13 | 2050-12-31 | 0 | 0% | 40 | 0 |  |  | WT-Onshore | wind_onshorewind | Wind | CAISO_Wind |  |  |  |  | 2015 | 2050 | 0 | CAISO | 0 | 1 | 1 | 1 | #VALUE! | 1
| TRE_G2 | TRE G2 | teppc | BCHA | BCHA | British Columbia Transmission Company | BCHA_AESO | Excluded | 2018-03-30 | 2050-03-30 | 3.5 | 100% | 3.5 | 3.5 |  |  | hydro | Hydro_Standard | Hydro | Excluded_Hydro |  |  |  |  | 2018 | 2049 | 0 | Excluded | 3.5 | 1 | 1 | 1 | #VALUE! | 1
| TrethewayCreek1 | Tretheway Creek-1_Tretheway Creek-1_IPP-TWY | teppc | BCHA | BCHA | British Columbia Transmission Company | BCHA_AESO | Excluded | 2015-11-01 | 2055-11-01 | 10.59 | 100% | 10.59 | 10.59 |  |  | Hydro | Hydro_Standard | Hydro | Excluded_Hydro |  |  |  |  | 2016 | 2055 | 0 | Excluded | 10.59 | 1 | 1 | 1 | #VALUE! | 1
| TrethewayCreek2 | Tretheway Creek-2_Tretheway Creek-2_IPP-TWY | teppc | BCHA | BCHA | British Columbia Transmission Company | BCHA_AESO | Excluded | 2015-11-01 | 2055-11-01 | 10.59 | 100% | 10.59 | 10.59 |  |  | Hydro | Hydro_Standard | Hydro | Excluded_Hydro |  |  |  |  | 2016 | 2055 | 0 | Excluded | 10.59 | 1 | 1 | 1 | #VALUE! | 1
| Trinity_1 | Trinity 1 | teppc | BANC | BANC | Balancing Authority of Northern California | SMUD | BANC | 1963-12-01 | 2050-12-31 | 70 | 100% | 70 | 70 |  |  | Hydro | Hydro_Standard | Hydro | BANC_Hydro |  |  |  |  | 1964 | 2050 | 0 | BANC | 70 | 1 | 1 | 1 | #VALUE! | 1
| Trinity_2 | Trinity 2 | teppc | BANC | BANC | Balancing Authority of Northern California | SMUD | BANC | 1963-12-01 | 2050-12-31 | 70 | 100% | 70 | 70 |  |  | Hydro | Hydro_Standard | Hydro | BANC_Hydro |  |  |  |  | 1964 | 2050 | 0 | BANC | 70 | 1 | 1 | 1 | #VALUE! | 1
| Trio_1 | Trio-1_Trio-1_IPP-TRE | teppc | BCHA | BCHA | British Columbia Transmission Company | BCHA_AESO | Excluded | 2015-05-01 | 2055-05-01 | 25.5 | 100% | 25.5 | 25.5 |  |  | Hydro | Hydro_Standard | Hydro | Excluded_Hydro |  |  |  |  | 2015 | 2054 | 0 | Excluded | 25.5 | 1 | 1 | 1 | #VALUE! | 1
| Trio_2 | Trio-2_Trio-2_IPP-TRE | teppc | PSCO | PSCO | Public Service Company of Colorado | PSCO | Excluded | 2015-05-01 | 2055-05-01 | 13.75 | 100% | 13.75 | 13.75 |  |  | Hydro | Hydro_Standard | Hydro | Excluded_Hydro |  |  |  |  | 2015 | 2054 | 0 | Excluded | 13.75 | 1 | 1 | 1 | #VALUE! | 1
| TRNQL8_2_AMASR1 | Tranquillity 8 Amarillo | caiso | PGE_Valley | PGE_Valley | Pacific Gas and Electric Valley | PGE_Valley | CAISO | 2017-12-26 | 2050-12-31 | 20 | 100% | 20 | 20 |  |  | PHOTO VOLTAIC_SUN | PVgeneric_sun | Solar_Fixed | CAISO_Solar |  |  |  |  | 2018 | 2050 | 0 | CAISO | 20 | 1 | 1 | 1 | #VALUE! | 1
| TRNQL8_2_AZUSR1 | Tranquillity 8 Azul | caiso | PGE_Valley | PGE_Valley | Pacific Gas and Electric Valley | PGE_Valley | CAISO | 2017-12-26 | 2050-12-31 | 20 | 100% | 20 | 20 |  |  | PHOTO VOLTAIC_SUN | PVgeneric_sun | Solar_Fixed | CAISO_Solar |  |  |  |  | 2018 | 2050 | 0 | CAISO | 20 | 1 | 1 | 1 | #VALUE! | 1
| TRNQL8_2_ROJSR1 | Tranquillity 8 Rojo | caiso | PGE_Valley | PGE_Valley | Pacific Gas and Electric Valley | PGE_Valley | CAISO | 2018-04-14 | 2050-12-31 | 100 | 100% | 100 | 100 |  |  | PHOTO VOLTAIC_SUN | PVgeneric_sun | Solar_Fixed | CAISO_Solar |  |  |  |  | 2018 | 2050 | 0 | CAISO | 100 | 1 | 1 | 1 | #VALUE! | 1
| TRNQL8_2_VERSR1 | Tranquillity 8 Verde | caiso | PGE_Valley | PGE_Valley | Pacific Gas and Electric Valley | PGE_Valley | CAISO | 2018-04-17 | 2050-12-31 | 60 | 100% | 60 | 60 |  |  | PHOTO VOLTAIC_SUN | PVgeneric_sun | Solar_Fixed | CAISO_Solar |  |  |  |  | 2018 | 2050 | 0 | CAISO | 60 | 1 | 1 | 1 | #VALUE! | 1
| TRNQLT_2_SOLAR | Tranquillity | caiso | PGE_Valley | PGE_Valley | Pacific Gas and Electric Valley | PGE_Valley | CAISO | 2016-07-28 | 2050-12-31 | 200 | 100% | 200 | 200 |  |  | n/a | PVgeneric_sun | Solar_Fixed | CAISO_Solar |  |  |  |  | 2017 | 2050 | 0 | CAISO | 200 | 1 | 1 | 1 | #VALUE! | 1
| TRNSWD_1_QF |  | caiso | SCE | SCE | Southern California Edison | SCE | CAISO | 1984-12-03 | 2050-12-31 | 38.97 | 100% | 38.97 | 38.97 |  |  | n/a | wind_onshorewind | Wind | CAISO_Wind |  |  |  |  | 1985 | 2050 | 0 | CAISO | 38.97 | 1 | 1 | 1 | #VALUE! | 1
| TroutCoBillngsleyCrk | Trout-Co-1 a.k.a. Billingsley Creek | teppc | IPFE | IPFE | Idaho Far East | IPCO | NW | 1986-12-01 | 2030-04-15 | 0.24 | 100% | 0.24 | 0.24 |  |  | Hydro | Hydro_Standard | Hydro | NW_Hydro |  |  |  |  | 1987 | 2029 | 0 | NW | 0.24 | 1 | 1 | 1 | #VALUE! | 1
| TuanaGulch | Tuana Gulch Wind Park-TGWP | teppc | IPFE | IPFE | Idaho Far East | IPCO | NW | 2010-12-22 | 2050-12-31 | 10.5 | 100% | 10.5 | 10.5 |  |  | WT-Onshore | wind_onshorewind | Wind | NW_Wind |  |  |  |  | 2011 | 2050 | 0 | NW | 10.5 | 1 | 1 | 1 | #VALUE! | 1
| TuanaSprings | Tuana Springs-1 | teppc | IPMV | IPMV | Idaho Magic Valley | IPCO | NW | 2010-05-11 | 2050-12-31 | 35.7 | 100% | 35.7 | 35.7 |  |  | WT-Onshore | wind_onshorewind | Wind | NW_Wind |  |  |  |  | 2010 | 2050 | 0 | NW | 35.7 | 1 | 1 | 1 | #VALUE! | 1
| Tucannon_River_Wind |  | teppc | PGE | PGE | Portland General Electric Company | PortlandGE | NW | 2014-12-16 | 2050-12-31 | 9 | 100% | 9 | 9 |  |  | WT-Onshore | wind_onshorewind | Wind | NW_Wind |  |  |  |  | 2015 | 2050 | 0 | NW | 9 | 1 | 1 | 1 | #VALUE! | 1
| TULEWD_1_TULWD1 | Tule Wind | caiso | SDGE | SDGE | San Diego Gas and Electric | SDGE | CAISO | 2018-01-05 | 2050-12-31 | 127.6 | 97.78% | 127.6 | 130.5 |  |  | WIND_WIND | wind_onshorewind | Wind | CAISO_Wind |  |  |  |  | 2018 | 2050 | 0 | CAISO | 130.5 | 1 | 1 | 1 | #VALUE! | 1
| TULLCK_7_UNITS | Tullock Hydro | caiso | PGE_Valley | PGE_Valley | Pacific Gas and Electric Valley | PGE_Valley | CAISO | 1958-01-01 | 2050-12-31 | 25.9 | 100% | 25.9 | 25.9 |  |  | n/a | Hydro_Standard | Hydro | CAISO_Hydro |  |  |  |  | 1958 | 2050 | 0 | CAISO | 25.9 | 1 | 1 | 1 | #VALUE! | 1
| Tumbler_Ridge1 | Tumbler Ridge Wind-1_Tumbler Ridge Wind-1_IPP-TRW | teppc | BCHA | BCHA | British Columbia Transmission Company | BCHA_AESO | Excluded | 2014-11-01 | 2039-11-01 | 10.5 | 100% | 10.5 | 10.5 |  |  | WT-Onshore | wind_onshorewind | Wind | Excluded_Wind |  |  |  |  | 2015 | 2039 | 0 | Excluded | 10.5 | 1 | 1 | 1 | #VALUE! | 1
| Tumbler_Ridge2 | Tumbler Ridge Wind-2_Tumbler Ridge Wind-2_IPP-TRW | teppc | BCHA | BCHA | British Columbia Transmission Company | BCHA_AESO | Excluded | 2014-11-01 | 2039-11-01 | 11.2 | 100% | 11.2 | 11.2 |  |  | WT-Onshore | wind_onshorewind | Wind | Excluded_Wind |  |  |  |  | 2015 | 2039 | 0 | Excluded | 11.2 | 1 | 1 | 1 | #VALUE! | 1
| Tumbler_Ridge3 | Tumbler Ridge Wind-3_Tumbler Ridge Wind-3_IPP-TRW | teppc | BCHA | BCHA | British Columbia Transmission Company | BCHA_AESO | Excluded | 2014-11-01 | 2039-11-01 | 4.8 | 100% | 4.8 | 4.8 |  |  | WT-Onshore | wind_onshorewind | Wind | Excluded_Wind |  |  |  |  | 2015 | 2039 | 0 | Excluded | 4.8 | 1 | 1 | 1 | #VALUE! | 1
| Tumbler_Ridge4 | Tumbler Ridge Wind-4_Tumbler Ridge Wind-4_IPP-TRW | teppc | BCHA | BCHA | British Columbia Transmission Company | BCHA_AESO | Excluded | 2014-11-01 | 2039-11-01 | 19.2 | 100% | 19.2 | 19.2 |  |  | WT-Onshore | wind_onshorewind | Wind | Excluded_Wind |  |  |  |  | 2015 | 2039 | 0 | Excluded | 19.2 | 1 | 1 | 1 | #VALUE! | 1
| Tumbler_Ridge5 | Tumbler Ridge Wind-5_Tumbler Ridge Wind-5_IPP-TRW | teppc | BCHA | BCHA | British Columbia Transmission Company | BCHA_AESO | Excluded | 2014-11-01 | 2039-11-01 | 1.5 | 100% | 1.5 | 1.5 |  |  | WT-Onshore | wind_onshorewind | Wind | Excluded_Wind |  |  |  |  | 2015 | 2039 | 0 | Excluded | 1.5 | 1 | 1 | 1 | #VALUE! | 1
| TUNGSTEN_P1 | Tungsten Geothermal | teppc | SPPC | SPPC | Nevada Power Company | NEVP | SW | 2017-01-01 | 2050-12-31 | 43.5 | 100% | 43.5 | 43.5 |  |  | Renewable Thermal | Geothermal_steam | Geothermal | SW_Geothermal |  |  |  |  | 2017 | 2050 | 0 | SW | 43.5 | 1 | 1 | 1 | #VALUE! | 1
| Tunnel | Tunnel 1 Power Project-GEN1_61023 | teppc | IPFE | IPFE | Idaho Far East | IPCO | NW | 1993-06-08 | 2050-12-31 | 7 | 100% | 7 | 7 |  |  | Hydro | Hydro_Standard | Hydro | NW_Hydro |  |  |  |  | 1993 | 2050 | 0 | NW | 7 | 1 | 1 | 1 | #VALUE! | 1
| Tuolumne_Wind | Tuolumne Wind Project-W1 | teppc | TPWR | TPWR | Tacoma Power | BPAT | NW | 2009-05-01 | 2050-12-31 | 68.3 | 100% | 68.3 | 68.3 |  |  | WT-Onshore | wind_onshorewind | Wind | NW_Wind |  |  |  |  | 2009 | 2050 | 0 | NW | 68.3 | 1 | 1 | 1 | #VALUE! | 1
| TUPMAN_1_BIOGAS | ABEC Bidart-Stockale #1 | caiso | PGE_Valley | PGE_Valley | Pacific Gas and Electric Valley | PGE_Valley | CAISO | 2013-03-20 | 2050-12-31 | 0.41 | 68.33% | 0.41 | 0.6 |  |  | n/a | Biogas_ | Biogas_LandfillGas | CAISO_Biomass |  |  |  |  | 2013 | 2050 | 0 | CAISO | 0.6 | 1 | 1 | 1 | #VALUE! | 1
| Turnbull1 | Turnbull Hydro-1 | teppc | CISC | CISC | Southern California Edison | SCE | CAISO | 2011-09-16 | 2050-12-31 | 5.3 | 100% | 5.3 | 5.3 |  |  | HydroRPS | Hydro_Standard | Hydro | CAISO_Hydro |  |  |  |  | 2012 | 2050 | 0 | CAISO | 5.3 | 1 | 1 | 1 | #VALUE! | 1
| Turnbull2 | Turnbull Hydro-2 | teppc | CISC | CISC | Southern California Edison | SCE | CAISO | 2011-09-16 | 2050-12-31 | 7.7 | 100% | 7.7 | 7.7 |  |  | HydroRPS | Hydro_Standard | Hydro | CAISO_Hydro |  |  |  |  | 2012 | 2050 | 0 | CAISO | 7.7 | 1 | 1 | 1 | #VALUE! | 1
| TURQ_GEN | Turquoise Solar | teppc | SPPC | SPPC | Nevada Power Company | NEVP | SW | 2018-01-01 | 2050-12-31 | 61 | 100% | 61 | 61 |  |  | SolarPV-NonTracking | FixedPV_sun | Solar_Fixed | SW_Solar | CAISO | 10 |  |  | 2018 | 2050 | 51 | CAISO | 10 | 1 | 1 | 1 | #VALUE! | 1
| Tuscarora_G9200 | Hot Sulphur Springs (Tuscarora Project) G9200 | teppc | SPPC | SPPC | Nevada Power Company | NEVP | SW | 2012-01-11 | 2050-12-31 | 12 | 100% | 12 | 12 |  |  | Geo-BinaryCycle | Geothermal_steam | Geothermal | SW_Geothermal |  |  |  |  | 2012 | 2050 | 0 | SW | 12 | 1 | 1 | 1 | #VALUE! | 1
| Tuscarora_G9201 | Hot Sulphur Springs (Tuscarora Project) G9250 | teppc | SPPC | SPPC | Nevada Power Company | NEVP | SW | 2012-01-11 | 2050-12-31 | 12 | 100% | 12 | 12 |  |  | Geo-BinaryCycle | Geothermal_steam | Geothermal | SW_Geothermal |  |  |  |  | 2012 | 2050 | 0 | SW | 12 | 1 | 1 | 1 | #VALUE! | 1
| Twin_Buttes_1 | Twin Buttes WT1 | teppc | PSCO | PSCO | Public Service Company of Colorado | PSCO | Excluded | 2007-10-01 | 2050-12-01 | 75 | 100% | 75 | 75 |  |  | WT-Onshore | wind_onshorewind | Wind | Excluded_Wind |  |  |  |  | 2008 | 2050 | 0 | Excluded | 75 | 1 | 1 | 1 | #VALUE! | 1
| Twin_Buttes_2 | Twin Buttes II Wind Project¦Twin Buttes Wind Project-WT2 | teppc | PSCO | PSCO | Public Service Company of Colorado | PSCO | Excluded | 2017-12-01 | 2050-12-31 | 76 | 100% | 76 | 76 |  |  | WT-Onshore | wind_onshorewind | Wind | Excluded_Wind |  |  |  |  | 2018 | 2050 | 0 | Excluded | 76 | 1 | 1 | 1 | #VALUE! | 1
| Twin_Falls_1 | Twin Falls-1 | teppc | IPMV | IPMV | Idaho Magic Valley | IPCO | NW | 1935-03-01 | 2050-12-31 | 8.43 | 100% | 8.43 | 8.43 |  |  | Hydro | Hydro_Standard | Hydro | NW_Hydro |  |  |  |  | 1935 | 2050 | 0 | NW | 8.43 | 1 | 1 | 1 | #VALUE! | 1
| Twin_Falls_2 | Twin Falls-2 | teppc | IPMV | IPMV | Idaho Magic Valley | IPCO | NW | 1995-07-01 | 2050-12-31 | 44.3 | 100% | 44.3 | 44.3 |  |  | Hydro | Hydro_Standard | Hydro | NW_Hydro |  |  |  |  | 1996 | 2050 | 0 | NW | 44.3 | 1 | 1 | 1 | #VALUE! | 1
| Twin_Falls1 | Twin Falls Hydro-UNI1 | teppc | PSEI | PSEI | Puget Sound Energy | BPAT | NW | 1989-12-01 | 2050-12-31 | 12 | 100% | 12 | 12 |  |  | Hydro | Hydro_Standard | Hydro | NW_Hydro |  |  |  |  | 1990 | 2050 | 0 | NW | 12 | 1 | 1 | 1 | #VALUE! | 1
| Twin_Falls2 | Twin Falls Hydro-UNI2 | teppc | PSEI | PSEI | Puget Sound Energy | BPAT | NW | 1989-12-01 | 2050-12-31 | 12 | 100% | 12 | 12 |  |  | Hydro | Hydro_Standard | Hydro | NW_Hydro |  |  |  |  | 1990 | 2050 | 0 | NW | 12 | 1 | 1 | 1 | #VALUE! | 1
| TWISSL_6_SOLAR | Nickel 1 ("NLH1") | caiso | PGE_Valley | PGE_Valley | Pacific Gas and Electric Valley | PGE_Valley | CAISO | 2012-11-27 | 2050-12-31 | 1.5 | 100% | 1.5 | 1.5 |  |  | n/a | PVgeneric_sun | Solar_Fixed | CAISO_Solar |  |  |  |  | 2013 | 2050 | 0 | CAISO | 1.5 | 1 | 1 | 1 | #VALUE! | 1
| TWISSL_6_SOLAR1 | Coronal Lost Hills | caiso | SCE | SCE | Southern California Edison | SCE | CAISO | 2015-05-15 | 2050-12-31 | 20 | 100% | 20 | 20 |  |  | n/a | PVgeneric_sun | Solar_Fixed | CAISO_Solar |  |  |  |  | 2015 | 2050 | 0 | CAISO | 20 | 1 | 1 | 1 | #VALUE! | 1
| Two_Dot | Two Dot Wind Farm-1 | teppc | NWMT | NWMT | NorthWestern Energy | NWMT_WAUW | NW | 2013-03-31 | 2050-12-31 | 9.7 | 100% | 9.7 | 9.7 |  |  | WT-Onshore | wind_onshorewind | Wind | NW_Wind |  |  |  |  | 2013 | 2050 | 0 | NW | 9.7 | 1 | 1 | 1 | #VALUE! | 1
| RECTOR_2_TFDBM1 | Two Fiets | rps | SCE | SCE | Southern California Edison | SCE | CAISO | 2019-01-25 | 2050-12-31 | 0 | 0% |  | 0.8 |  |  | Digester gasnan | Biogas_ | Biogas_LandfillGas | CAISO_Biomass |  |  |  |  | 2019 | 2050 | 0 | CAISO | 0.8 | 1 | 1 | 1 | #VALUE! | 1
| Two_Ponds | Two Ponds Windfarm-1 | teppc | IPFE | IPFE | Idaho Far East | IPCO | NW | 2012-07-21 | 2050-12-31 | 23 | 100% | 23 | 23 |  |  | WT-Onshore | wind_onshorewind | Wind | NW_Wind |  |  |  |  | 2013 | 2050 | 0 | NW | 23 | 1 | 1 | 1 | #VALUE! | 1
| TX_ELK_6_SOLAR1 | Castor | caiso | PGE_Valley | PGE_Valley | Pacific Gas and Electric Valley | PGE_Valley | CAISO | 2016-04-02 | 2050-12-31 | 1.5 | 100% | 1.5 | 1.5 |  |  | n/a | PVgeneric_sun | Solar_Fixed | CAISO_Solar |  |  |  |  | 2016 | 2050 | 0 | CAISO | 1.5 | 1 | 1 | 1 | #VALUE! | 1
| TXMCKT_6_UNIT |  | caiso | PGE_Valley | PGE_Valley | Pacific Gas and Electric Valley | PGE_Valley | CAISO | 1994-10-01 | 2050-12-31 | 3.39 | 30.27% | 3.39 | 11.2 |  |  | CT-NatGas-Aero | Cogen_NG | Cogen | CAISO_CHP |  |  |  |  | 1995 | 2050 | 0 | CAISO | 11.2 | 1 | 1 | 1 | #VALUE! | 1
| Tyson_Creek_1 | Tyson Creek-1_Tyson Creek-1_IPP-TYS | teppc | BCHA | BCHA | British Columbia Transmission Company | BCHA_AESO | Excluded | 2009-12-31 | 2049-12-22 | 9.3 | 100% | 9.3 | 9.3 |  |  | Hydro | Hydro_Standard | Hydro | Excluded_Hydro |  |  |  |  | 2010 | 2049 | 0 | Excluded | 9.3 | 1 | 1 | 1 | #VALUE! | 1
| U_Bonnington_1 | U Bonnington-1_U Bonnington-1_FBC-UBO | teppc | BCHA | BCHA | British Columbia Transmission Company | BCHA_AESO | Excluded | 1999-11-11 | 2033-03-31 | 5.5 | 100% | 5.5 | 5.5 |  |  | Hydro | Hydro_Standard | Hydro | Excluded_Hydro |  |  |  |  | 2000 | 2032 | 0 | Excluded | 5.5 | 1 | 1 | 1 | #VALUE! | 1
| U_Bonnington_2 | U Bonnington-2_U Bonnington-2_FBC-UBO | teppc | BCHA | BCHA | British Columbia Transmission Company | BCHA_AESO | Excluded | 1999-11-11 | 2033-03-31 | 5.5 | 100% | 5.5 | 5.5 |  |  | Hydro | Hydro_Standard | Hydro | Excluded_Hydro |  |  |  |  | 2000 | 2032 | 0 | Excluded | 5.5 | 1 | 1 | 1 | #VALUE! | 1
| U_Bonnington_3 | U Bonnington-3_U Bonnington-3_FBC-UBO | teppc | BCHA | BCHA | British Columbia Transmission Company | BCHA_AESO | Excluded | 1999-11-11 | 2033-03-31 | 5.5 | 100% | 5.5 | 5.5 |  |  | Hydro | Hydro_Standard | Hydro | Excluded_Hydro |  |  |  |  | 2000 | 2032 | 0 | Excluded | 5.5 | 1 | 1 | 1 | #VALUE! | 1
| U_Bonnington_4 | U Bonnington-4_U Bonnington-4_FBC-UBO | teppc | BCHA | BCHA | British Columbia Transmission Company | BCHA_AESO | Excluded | 1999-11-11 | 2033-03-31 | 5.5 | 100% | 5.5 | 5.5 |  |  | Hydro | Hydro_Standard | Hydro | Excluded_Hydro |  |  |  |  | 2000 | 2032 | 0 | Excluded | 5.5 | 1 | 1 | 1 | #VALUE! | 1
| U_Bonnington_5 | U Bonnington-5_U Bonnington-5_FBC-UBO | teppc | BCHA | BCHA | British Columbia Transmission Company | BCHA_AESO | Excluded | 1999-11-11 | 2033-03-31 | 22 | 100% | 22 | 22 |  |  | Hydro | Hydro_Standard | Hydro | Excluded_Hydro |  |  |  |  | 2000 | 2032 | 0 | Excluded | 22 | 1 | 1 | 1 | #VALUE! | 1
| U_Bonnington_6 | U Bonnington-6_U Bonnington-6_FBC-UBO | teppc | BCHA | BCHA | British Columbia Transmission Company | BCHA_AESO | Excluded | 1999-11-11 | 2033-03-31 | 19 | 100% | 19 | 19 |  |  | Hydro | Hydro_Standard | Hydro | Excluded_Hydro |  |  |  |  | 2000 | 2032 | 0 | Excluded | 19 | 1 | 1 | 1 | #VALUE! | 1
| UC_Davis_MC | UC Davis Medical Center Cogen | teppc | BANC | BANC | Balancing Authority of Northern California | SMUD | BANC | 1998-08-01 | 2050-12-31 | 27 | 100% | 27 | 27 |  |  | CCWhole-NatGas-Aero | CC_NG | CC | BANC_CCGT |  |  |  |  | 1999 | 2050 | 0 | BANC | 27 | 1 | 1 | 1 | #VALUE! | 1
| UKIAH_7_LAKEMN | UKIAH LAKE MENDOCINO HYDRO | caiso | PGE_Bay | PGE_Bay | Pacific Gas and Electric Bay | PGE_Bay | CAISO | 2007-07-02 | 2050-12-31 | 3.5 | 100% | 3.5 | 3.5 |  |  | n/a | Hydro_Standard | Hydro | CAISO_Small_Hydro |  |  |  |  | 2008 | 2050 | 0 | CAISO | 3.5 | 1 | 1 | 1 | #VALUE! | 1
| ULTPCH_1_UNIT_1 | Pacific Ultrapower Chinese Station | caiso | PGE_Valley | PGE_Valley | Pacific Gas and Electric Valley | PGE_Valley | CAISO | 1986-06-04 | 2050-12-31 | 15.85 | 88.06% | 15.85 | 18 |  |  | n/a | ST_Biomass | Biomass/Wood | CAISO_Biomass |  |  |  |  | 1986 | 2050 | 0 | CAISO | 18 | 1 | 1 | 1 | #VALUE! | 1
| ULTPFR_1_UNIT_1 | Rio Bravo Fresno | caiso | PGE_Valley | PGE_Valley | Pacific Gas and Electric Valley | PGE_Valley | CAISO | 1988-07-20 | 2050-12-31 | 19.04 | 78.35% | 19.04 | 24.3 |  |  | n/a | ST_Biomass | Biomass/Wood | CAISO_Biomass |  |  |  |  | 1989 | 2050 | 0 | CAISO | 24.3 | 1 | 1 | 1 | #VALUE! | 1
| ULTRCK_2_UNIT | Rio Bravo Rocklin | caiso | PGE_Valley | PGE_Valley | Pacific Gas and Electric Valley | PGE_Valley | CAISO | 1989-06-09 | 2050-12-31 | 18.47 | 75.7% | 18.47 | 24.4 |  |  | n/a | ST_Biomass | Biomass/Wood | CAISO_Biomass |  |  |  |  | 1989 | 2050 | 0 | CAISO | 24.4 | 1 | 1 | 1 | #VALUE! | 1
| UNCHEM_1_UNIT | CONTRA COSTA CARBON PLANT | caiso | PGE_Bay | PGE_Bay | Pacific Gas and Electric Bay | PGE_Bay | CAISO | 1983-01-01 | 2050-12-31 | 9.14 | 48.11% | 9.14 | 19 |  |  | ST-Coal | Cogen_NG | Cogen | CAISO_CHP |  |  |  |  | 1983 | 2050 | 0 | CAISO | 19 | 1 | 1 | 1 | 2023-01-01 | 1
| Union_Valley | Union Valley 1 | teppc | BANC | BANC | Balancing Authority of Northern California | SMUD | BANC | 1963-10-01 | 2050-12-31 | 46 | 100% | 46 | 46 |  |  | Hydro | Hydro_Standard | Hydro | BANC_Hydro |  |  |  |  | 1964 | 2050 | 0 | BANC | 46 | 1 | 1 | 1 | #VALUE! | 1
| UNOCAL_1_UNITS | TOSCO (RODEO PLANT) | caiso | PGE_Bay | PGE_Bay | Pacific Gas and Electric Bay | PGE_Bay | CAISO | 1987-05-21 | 2050-12-31 | 0.06 | 0.1204% | 0.06 | 49.85 |  |  | CT-NatGas-Aero | CT_NG | CT | CAISO_Peaker1 |  |  |  |  | 1987 | 2050 | 0 | CAISO | 49.85 | 1 | 1 | 1 | #VALUE! | 1
| UNVRSY_1_UNIT_1 |  | caiso | PGE_Valley | PGE_Valley | Pacific Gas and Electric Valley | PGE_Valley | CAISO | 1986-01-01 | 2050-12-31 | 35.65 | 93.82% | 35.65 | 38 |  |  | n/a | Cogen_NG | Cogen | CAISO_CHP |  |  |  |  | 1986 | 2050 | 0 | CAISO | 38 | 1 | 1 | 1 | 2026-01-01 | 1
| UofA1 | U of A 1-1 | teppc | AESO | AESO | Alberta Electric System Operator | BCHA_AESO | Excluded | 2000-01-01 | 2050-12-01 | 16 | 100% | 16 | 16 |  |  | CT-AB-Cogen | Cogen_NG | Cogen | Excluded_CHP |  |  |  |  | 2000 | 2050 | 0 | Excluded | 16 | 1 | 1 | 1 | #VALUE! | 1
| UofA2 | U of A 2-1 | teppc | AESO | AESO | Alberta Electric System Operator | BCHA_AESO | Excluded | 1994-01-01 | 2050-12-01 | 26 | 100% | 26 | 26 |  |  | CT-AB-Cogen | Cogen_NG | Cogen | Excluded_CHP |  |  |  |  | 1994 | 2050 | 0 | Excluded | 26 | 1 | 1 | 1 | #VALUE! | 1
| UofC_Cgn1 | UofC Cogeneration-1 | teppc | BCHA | BCHA | British Columbia Transmission Company | BCHA_AESO | Excluded | 2011-10-01 | 2050-12-31 | 15 | 100% | 15 | 15 |  |  | CT-NatGas-Industrial | CT_NG | CT | Excluded_Peaker |  |  |  |  | 2012 | 2050 | 0 | Excluded | 15 | 1 | 1 | 1 | #VALUE! | 1
| UofOR_CC_Total | UofOR-CC (Total CC Plant) | teppc | BPAT | BPAT | Bonneville Power Administration – Transmission | BPAT | NW | 2012-10-01 | 2050-12-31 | 11 | 100% | 11 | 11 |  |  | CCWhole-NatGas-Aero | CC_NG | CC | NW_CCGT |  |  |  |  | 2013 | 2050 | 0 | NW | 11 | 1 | 1 | 1 | #VALUE! | 1
| Upper_Baker_1 | Upper Baker-1 | teppc | PSEI | PSEI | Puget Sound Energy | BPAT | NW | 1958-12-01 | 2050-12-31 | 52.4 | 100% | 52.4 | 52.4 |  |  | Hydro | Hydro_Standard | Hydro | NW_Hydro |  |  |  |  | 1959 | 2050 | 0 | NW | 52.4 | 1 | 1 | 1 | #VALUE! | 1
| Upper_Baker_2 | Upper Baker-2 | teppc | PSEI | PSEI | Puget Sound Energy | BPAT | NW | 1958-12-01 | 2050-12-31 | 52.4 | 100% | 52.4 | 52.4 |  |  | Hydro | Hydro_Standard | Hydro | NW_Hydro |  |  |  |  | 1959 | 2050 | 0 | NW | 52.4 | 1 | 1 | 1 | #VALUE! | 1
| Upper_Bear | Upper Bear Hydro-1_Upper Bear Hydro-1_IPP-BHU | teppc | BCHA | BCHA | British Columbia Transmission Company | BCHA_AESO | Excluded | 2012-05-31 | 2052-05-13 | 10 | 100% | 10 | 10 |  |  | Hydro | Hydro_Standard | Hydro | Excluded_Hydro |  |  |  |  | 2012 | 2051 | 0 | Excluded | 10 | 1 | 1 | 1 | #VALUE! | 1
| Upper_Beaver_1 | Upper Beaver-1_UPRBEAVR_UPPER BEAVER | teppc | IPFE | IPFE | Idaho Far East | IPCO | NW | 1906-12-01 | 2050-12-31 | 1.32 | 100% | 1.32 | 1.32 |  |  | Hydro | Hydro_Standard | Hydro | NW_Hydro |  |  |  |  | 1907 | 2050 | 0 | NW | 1.32 | 1 | 1 | 1 | #VALUE! | 1
| Upper_Beaver_2 | Upper Beaver-2_UPRBEAVR_UPPER BEAVER_60032 | teppc | IPFE | IPFE | Idaho Far East | IPCO | NW | 1906-12-01 | 2050-12-31 | 1.2 | 100% | 1.2 | 1.2 |  |  | Hydro | Hydro_Standard | Hydro | NW_Hydro |  |  |  |  | 1907 | 2050 | 0 | NW | 1.2 | 1 | 1 | 1 | #VALUE! | 1
| Upper_Clowhom_1 | Upper Clowhom-1_Upper Clowhom-1_IPP-UCH | teppc | BCHA | BCHA | British Columbia Transmission Company | BCHA_AESO | Excluded | 2010-03-15 | 2035-03-20 | 10.99 | 100% | 10.99 | 10.99 |  |  | Hydro | Hydro_Standard | Hydro | Excluded_Hydro |  |  |  |  | 2010 | 2034 | 0 | Excluded | 10.99 | 1 | 1 | 1 | #VALUE! | 1
| Upper_Dawson_1 | Upper Dawson 1 | teppc | TIDC | TIDC | Turlock Irrigation District | TID | BANC | 1983-11-01 | 2050-12-31 | 5 | 100% | 5 | 5 |  |  | Hydro | Hydro_Standard | Hydro | BANC_Hydro |  |  |  |  | 1984 | 2050 | 0 | BANC | 5 | 1 | 1 | 1 | #VALUE! | 1
| Upper_Falls_1 | Upper Falls-1 | teppc | AVA | AVA | Avista Corp. | BPAT | NW | 1922-04-01 | 2050-12-31 | 10 | 100% | 10 | 10 |  |  | Hydro | Hydro_Standard | Hydro | NW_Hydro |  |  |  |  | 1922 | 2050 | 0 | NW | 10 | 1 | 1 | 1 | #VALUE! | 1
| Upper_Gorge | Upper Gorge 1 | teppc | LDWP | LDWP | Los Angeles Department of Water and Power | LADWP | LDWP | 1952-05-01 | 2050-12-31 | 37.5 | 100% | 37.5 | 37.5 |  |  | Hydro | Hydro_Standard | Hydro | LDWP_Hydro |  |  |  |  | 1952 | 2050 | 0 | LDWP | 37.5 | 1 | 1 | 1 | #VALUE! | 1
| Upper_Lillooet1 | Upper Lillooet River-1_Upper Lillooet River-1_IPP-ULL | teppc | BCHA | BCHA | British Columbia Transmission Company | BCHA_AESO | Excluded | 2016-06-01 | 2056-06-01 | 18.5 | 100% | 18.5 | 18.5 |  |  | Hydro | Hydro_Standard | Hydro | Excluded_Hydro |  |  |  |  | 2016 | 2055 | 0 | Excluded | 18.5 | 1 | 1 | 1 | #VALUE! | 1
| Upper_Lillooet2 | Upper Lillooet River-2_Upper Lillooet River-2_IPP-ULL | teppc | BCHA | BCHA | British Columbia Transmission Company | BCHA_AESO | Excluded | 2016-06-01 | 2056-06-01 | 18.5 | 100% | 18.5 | 18.5 |  |  | Hydro | Hydro_Standard | Hydro | Excluded_Hydro |  |  |  |  | 2016 | 2055 | 0 | Excluded | 18.5 | 1 | 1 | 1 | #VALUE! | 1
| Upper_Lillooet3 | Upper Lillooet River-3_Upper Lillooet River-3_IPP-ULL | teppc | BCHA | BCHA | British Columbia Transmission Company | BCHA_AESO | Excluded | 2016-06-01 | 2056-06-01 | 18.5 | 100% | 18.5 | 18.5 |  |  | Hydro | Hydro_Standard | Hydro | Excluded_Hydro |  |  |  |  | 2016 | 2055 | 0 | Excluded | 18.5 | 1 | 1 | 1 | #VALUE! | 1
| Upper_Lillooet4 | Upper Lillooet River-4_Upper Lillooet River-4_IPP-ULL | teppc | BCHA | BCHA | British Columbia Transmission Company | BCHA_AESO | Excluded | 2016-06-01 | 2056-06-01 | 18.5 | 100% | 18.5 | 18.5 |  |  | Hydro | Hydro_Standard | Hydro | Excluded_Hydro |  |  |  |  | 2016 | 2055 | 0 | Excluded | 18.5 | 1 | 1 | 1 | #VALUE! | 1
| Upper_Malad_1 | Upper Malad-1 | teppc | IPFE | IPFE | Idaho Far East | IPCO | NW | 1948-06-01 | 2050-12-31 | 8.27 | 100% | 8.27 | 8.27 |  |  | Hydro | Hydro_Standard | Hydro | NW_Hydro |  |  |  |  | 1948 | 2050 | 0 | NW | 8.27 | 1 | 1 | 1 | #VALUE! | 1
| Upper_Mamquam_1 | Upper Mamquam-1_Upper Mamquam-1_IPP-UMH | teppc | BCHA | BCHA | British Columbia Transmission Company | BCHA_AESO | Excluded | 2005-07-30 | 2040-07-23 | 12.5 | 100% | 12.5 | 12.5 |  |  | Hydro | Hydro_Standard | Hydro | Excluded_Hydro |  |  |  |  | 2006 | 2040 | 0 | Excluded | 12.5 | 1 | 1 | 1 | #VALUE! | 1
| Upper_Mamquam_2 | Upper Mamquam-2_Upper Mamquam-2_IPP-UMH | teppc | BCHA | BCHA | British Columbia Transmission Company | BCHA_AESO | Excluded | 2005-07-30 | 2040-07-23 | 12.5 | 100% | 12.5 | 12.5 |  |  | Hydro | Hydro_Standard | Hydro | Excluded_Hydro |  |  |  |  | 2006 | 2040 | 0 | Excluded | 12.5 | 1 | 1 | 1 | #VALUE! | 1
| Upper_Molina | Upper Molina 1 | teppc | WACM | WACM | Western Area Power Administration, Colorado-Missouri Region | WACM | Excluded | 1962-12-01 | 2050-12-31 | 8.6 | 100% | 8.6 | 8.6 |  |  | Hydro | Hydro_Standard | Hydro | Excluded_Hydro |  |  |  |  | 1963 | 2050 | 0 | Excluded | 8.6 | 1 | 1 | 1 | #VALUE! | 1
| Upper_Salmon1 | Upper Salmon A-1 | teppc | IPMV | IPMV | Idaho Magic Valley | IPCO | NW | 1937-09-01 | 2050-12-31 | 9 | 100% | 9 | 9 |  |  | Hydro | Hydro_Standard | Hydro | NW_Hydro |  |  |  |  | 1938 | 2050 | 0 | NW | 9 | 1 | 1 | 1 | #VALUE! | 1
| Upper_Salmon2 | Upper Salmon A-2 | teppc | IPMV | IPMV | Idaho Magic Valley | IPCO | NW | 1937-09-01 | 2050-12-31 | 9 | 100% | 9 | 9 |  |  | Hydro | Hydro_Standard | Hydro | NW_Hydro |  |  |  |  | 1938 | 2050 | 0 | NW | 9 | 1 | 1 | 1 | #VALUE! | 1
| Upper_Salmon3 | Upper Salmon B-1 | teppc | IPMV | IPMV | Idaho Magic Valley | IPCO | NW | 1947-09-01 | 2050-12-31 | 8.25 | 100% | 8.25 | 8.25 |  |  | Hydro | Hydro_Standard | Hydro | NW_Hydro |  |  |  |  | 1948 | 2050 | 0 | NW | 8.25 | 1 | 1 | 1 | #VALUE! | 1
| Upper_Salmon4 | Upper Salmon B-2 | teppc | IPMV | IPMV | Idaho Magic Valley | IPCO | NW | 1947-09-01 | 2050-12-31 | 8.25 | 100% | 8.25 | 8.25 |  |  | Hydro | Hydro_Standard | Hydro | NW_Hydro |  |  |  |  | 1948 | 2050 | 0 | NW | 8.25 | 1 | 1 | 1 | #VALUE! | 1
| Upper_Stave1 | Upper Stave Energy (USR)-1_Upper Stave Energy (USR)-1_IPP-USR | teppc | BCHA | BCHA | British Columbia Transmission Company | BCHA_AESO | Excluded | 2009-10-01 | 2049-11-02 | 4.77 | 100% | 4.77 | 4.77 |  |  | Hydro | Hydro_Standard | Hydro | Excluded_Hydro |  |  |  |  | 2010 | 2049 | 0 | Excluded | 4.77 | 1 | 1 | 1 | #VALUE! | 1
| Upper_Stave2 | Upper Stave Energy (USR)-2_Upper Stave Energy (USR)-2_IPP-USR | teppc | BCHA | BCHA | British Columbia Transmission Company | BCHA_AESO | Excluded | 2009-10-01 | 2049-11-02 | 11.04 | 100% | 11.04 | 11.04 |  |  | Hydro | Hydro_Standard | Hydro | Excluded_Hydro |  |  |  |  | 2010 | 2049 | 0 | Excluded | 11.04 | 1 | 1 | 1 | #VALUE! | 1
| Upper_Stave3 | Upper Stave Energy (USR)-3_Upper Stave Energy (USR)-3_IPP-USR | teppc | BCHA | BCHA | British Columbia Transmission Company | BCHA_AESO | Excluded | 2009-10-01 | 2049-11-02 | 11.04 | 100% | 11.04 | 11.04 |  |  | Hydro | Hydro_Standard | Hydro | Excluded_Hydro |  |  |  |  | 2010 | 2049 | 0 | Excluded | 11.04 | 1 | 1 | 1 | #VALUE! | 1
| Upper_Stave4 | Upper Stave Energy (USR)-4_Upper Stave Energy (USR)-4_IPP-USR | teppc | BCHA | BCHA | British Columbia Transmission Company | BCHA_AESO | Excluded | 2009-10-01 | 2049-11-02 | 11.04 | 100% | 11.04 | 11.04 |  |  | Hydro | Hydro_Standard | Hydro | Excluded_Hydro |  |  |  |  | 2010 | 2049 | 0 | Excluded | 11.04 | 1 | 1 | 1 | #VALUE! | 1
| UpperPwr4 | Upper Power Plant-4 | teppc | CISC | CISC | Southern California Edison | SCE | CAISO | 1982-09-01 | 2050-12-31 | 8 | 100% | 8 | 8 |  |  | Hydro | Hydro_Standard | Hydro | CAISO_Hydro |  |  |  |  | 1983 | 2050 | 0 | CAISO | 8 | 1 | 1 | 1 | #VALUE! | 1
| UpprTobaValley1 | Upper Toba Valley-1_Upper Toba Valley-1_IPP-UTR | teppc | BCHA | BCHA | British Columbia Transmission Company | BCHA_AESO | Excluded | 2016-05-01 | 2056-05-01 | 29.05 | 100% | 29.05 | 29.05 |  |  | Hydro | Hydro_Standard | Hydro | Excluded_Hydro |  |  |  |  | 2016 | 2055 | 0 | Excluded | 29.05 | 1 | 1 | 1 | #VALUE! | 1
| UpprTobaValley2 | Upper Toba Valley-2_Upper Toba Valley-2_IPP-UTR | teppc | BCHA | BCHA | British Columbia Transmission Company | BCHA_AESO | Excluded | 2016-05-01 | 2056-05-01 | 29.05 | 100% | 29.05 | 29.05 |  |  | Hydro | Hydro_Standard | Hydro | Excluded_Hydro |  |  |  |  | 2016 | 2055 | 0 | Excluded | 29.05 | 1 | 1 | 1 | #VALUE! | 1
| Upriver_Dam1 | Upriver Dam Hydro Plant-GEN1 | teppc | AVA | AVA | Avista Corp. | BPAT | NW | 1936-01-01 | 2050-12-31 | 2 | 100% | 2 | 2 |  |  | Hydro | Hydro_Standard | Hydro | NW_Hydro |  |  |  |  | 1936 | 2050 | 0 | NW | 2 | 1 | 1 | 1 | #VALUE! | 1
| Upriver_Dam2 | Upriver Dam Hydro Plant-GEN2 | teppc | AVA | AVA | Avista Corp. | BPAT | NW | 1936-01-01 | 2050-12-31 | 2 | 100% | 2 | 2 |  |  | Hydro | Hydro_Standard | Hydro | NW_Hydro |  |  |  |  | 1936 | 2050 | 0 | NW | 2 | 1 | 1 | 1 | #VALUE! | 1
| Upriver_Dam3 | Upriver Dam Hydro Plant-GEN3 | teppc | AVA | AVA | Avista Corp. | BPAT | NW | 1936-01-01 | 2050-12-31 | 2 | 100% | 2 | 2 |  |  | Hydro | Hydro_Standard | Hydro | NW_Hydro |  |  |  |  | 1936 | 2050 | 0 | NW | 2 | 1 | 1 | 1 | #VALUE! | 1
| Upriver_Dam4 | Upriver Dam Hydro Plant-GEN4 | teppc | AVA | AVA | Avista Corp. | BPAT | NW | 1984-06-01 | 2050-12-31 | 5.85 | 100% | 5.85 | 5.85 |  |  | Hydro | Hydro_Standard | Hydro | NW_Hydro |  |  |  |  | 1984 | 2050 | 0 | NW | 5.85 | 1 | 1 | 1 | #VALUE! | 1
| Upriver_Dam5 | Upriver Dam Hydro Plant-GEN5 | teppc | AVA | AVA | Avista Corp. | BPAT | NW | 1984-06-01 | 2050-12-31 | 5.85 | 100% | 5.85 | 5.85 |  |  | Hydro | Hydro_Standard | Hydro | NW_Hydro |  |  |  |  | 1984 | 2050 | 0 | NW | 5.85 | 1 | 1 | 1 | #VALUE! | 1
| US_Magnesium1 | US Magnesium-GT1 | teppc | PAUT | PAUT | Utah, PACE Utility | PACE | NW | 1972-01-01 | 2050-12-31 | 16 | 100% | 16 | 16 |  |  | CT-NatGas-Aero | CT_NG | CT | NW_Peaker |  |  |  |  | 1972 | 2050 | 0 | NW | 16 | 1 | 1 | 1 | #VALUE! | 1
| US_Magnesium2 | US Magnesium-GT2 | teppc | PAUT | PAUT | Utah, PACE Utility | PACE | NW | 1972-01-01 | 2050-12-31 | 16 | 100% | 16 | 16 |  |  | CT-NatGas-Aero | CT_NG | CT | NW_Peaker |  |  |  |  | 1972 | 2050 | 0 | NW | 16 | 1 | 1 | 1 | #VALUE! | 1
| US_Magnesium3 | US Magnesium-GT3 | teppc | PAUT | PAUT | Utah, PACE Utility | PACE | NW | 1972-01-01 | 2050-12-31 | 16 | 100% | 16 | 16 |  |  | CT-NatGas-Aero | CT_NG | CT | NW_Peaker |  |  |  |  | 1972 | 2050 | 0 | NW | 16 | 1 | 1 | 1 | #VALUE! | 1
| USWND2_1_WIND1 | Golden Hills A | caiso | PGE_Bay | PGE_Bay | Pacific Gas and Electric Bay | PGE_Bay | CAISO | 2015-12-18 | 2050-12-31 | 42.96 | 100% | 42.96 | 42.96 |  |  | n/a | wind_onshorewind | Wind | CAISO_Wind |  |  |  |  | 2016 | 2050 | 0 | CAISO | 42.96 | 1 | 1 | 1 | #VALUE! | 1
| USWND2_1_WIND2 | Golden Hills B | caiso | PGE_Bay | PGE_Bay | Pacific Gas and Electric Bay | PGE_Bay | CAISO | 2015-12-18 | 2050-12-31 | 42.96 | 100% | 42.96 | 42.96 |  |  | n/a | wind_onshorewind | Wind | CAISO_Wind |  |  |  |  | 2016 | 2050 | 0 | CAISO | 42.96 | 1 | 1 | 1 | #VALUE! | 1
| USWND2_1_WIND3 | Golden Hills C | caiso | PGE_Bay | PGE_Bay | Pacific Gas and Electric Bay | PGE_Bay | CAISO | 2017-11-08 | 2050-12-31 | 46 | 100% | 46 | 46 |  |  | wind_onshorewind | wind_onshorewind | Wind | CAISO_Wind |  |  |  |  | 2018 | 2050 | 0 | CAISO | 46 | 1 | 1 | 1 | #VALUE! | 1
| USWND4_2_UNIT2 | Altamont Landfill Gas to Energy | caiso | PGE_Bay | PGE_Bay | Pacific Gas and Electric Bay | PGE_Bay | CAISO | 1989-03-01 | 2050-12-31 | 7.4 | 100% | 7.4 | 7.4 |  |  | COMBUSTION TURBINE_BIOGAS | CT_Biomass | Biogas_LandfillGas | CAISO_Biomass |  |  |  |  | 1989 | 2050 | 0 | CAISO | 7.4 | 1 | 1 | 1 | #VALUE! | 1
| USWNDR_2_SMUD | SOLANO WIND FARM | caiso | PGE_Bay | PGE_Bay | Pacific Gas and Electric Bay | PGE_Bay | CAISO | 1994-01-01 | 2050-12-31 | 102.18 | 100% | 102.18 | 102.18 |  |  | n/a | wind_onshorewind | Wind | CAISO_Wind | BANC | 102.18 |  |  | 1994 | 2050 | 0 | BANC | 102.18 | 1 | 1 | 1 | #VALUE! | 1
| USWNDR_2_SMUD2 | Solano Wind Project Phase 3 | caiso | PGE_Bay | PGE_Bay | Pacific Gas and Electric Bay | PGE_Bay | CAISO | 2012-04-18 | 2050-12-31 | 127.8 | 100% | 127.8 | 127.8 |  |  | n/a | wind_onshorewind | Wind | CAISO_Wind | BANC | 127.8 |  |  | 2012 | 2050 | 0 | BANC | 127.8 | 1 | 1 | 1 | #VALUE! | 1
| USWNDR_2_UNITS |  | caiso | PGE_Bay | PGE_Bay | Pacific Gas and Electric Bay | PGE_Bay | CAISO | 1994-01-01 | 2015-12-31 | 8 | 100% | 8 | 8 |  |  | n/a | wind_onshorewind | Wind | CAISO_Wind |  |  |  |  | 1994 | 2015 | 0 | CAISO | 8 | 1 | 1 | 1 | #VALUE! | 1
| USWPJR_2_UNITS | Vasco Wind | caiso | PGE_Bay | PGE_Bay | Pacific Gas and Electric Bay | PGE_Bay | CAISO | 1988-01-01 | 2050-12-31 | 78.2 | 100% | 78.2 | 78.2 |  |  | n/a | wind_onshorewind | Wind | CAISO_Wind |  |  |  |  | 1988 | 2050 | 0 | CAISO | 78.2 | 1 | 1 | 1 | #VALUE! | 1
| V2_GEN | SMALL GEN UNKNOWN | teppc | IID | IID | Imperial Irrigation District | IID | IID | 2017-02-28 | 2050-12-31 | 3.1 | 100% | 3.1 | 3.1 |  |  | SolarPV-NonTracking | FixedPV_sun | Solar_Fixed | IID_Solar |  |  |  |  | 2017 | 2050 | 0 | IID | 3.1 | 1 | 1 | 1 | #VALUE! | 1
| V3_GEN | SMALL GEN UNKNOWN | teppc | IID | IID | Imperial Irrigation District | IID | IID | 2017-03-21 | 2050-12-31 | 3.1 | 100% | 3.1 | 3.1 |  |  | SolarPV-NonTracking | FixedPV_sun | Solar_Fixed | IID_Solar |  |  |  |  | 2017 | 2050 | 0 | IID | 3.1 | 1 | 1 | 1 | #VALUE! | 1
| VACADX_1_NAS | VACA-DIXON BATTERY | caiso | PGE_Valley | PGE_Valley | Pacific Gas and Electric Valley | PGE_Valley | CAISO | 2013-09-06 | 2050-12-31 | 1.85 | 100% | 1.85 | 1.85 | 4 | 7.4 | n/a | Battery_ | Battery Storage | CAISO_Baseline_Li_Battery |  |  |  |  | 2014 | 2050 | 0 | CAISO | 1.85 | 1 | 1 | 1 | #VALUE! | 1
| VACADX_1_SOLAR |  | caiso | PGE_Valley | PGE_Valley | Pacific Gas and Electric Valley | PGE_Valley | CAISO | 2009-12-23 | 2050-12-31 | 2.5 | 100% | 2.5 | 2.5 |  |  | n/a | PVgeneric_sun | Solar_Fixed | CAISO_Solar |  |  |  |  | 2010 | 2050 | 0 | CAISO | 2.5 | 1 | 1 | 1 | #VALUE! | 1
| VACADX_1_UNITA1 | CalPeak Power Vaca Dixon Unit 1 | caiso | PGE_Valley | PGE_Valley | Pacific Gas and Electric Valley | PGE_Valley | CAISO | 2002-06-21 | 2050-12-31 | 48 | 94.84% | 48 | 50.61 |  |  | CT-NatGas-Aero | CT_NG | CT | CAISO_Peaker2 |  |  |  |  | 2002 | 2050 | 0 | CAISO | 50.61 | 1 | 1 | 1 | #VALUE! | 1
| Vale_Solar__OR_ |  | teppc | IPTV | IPTV | Idaho Treasure Valley | IPCO | NW | 2016-12-31 | 2050-12-31 | 140 | 100% | 140 | 140 |  |  | SolarPV-NonTracking | FixedPV_sun | Solar_Fixed | NW_Solar |  |  |  |  | 2017 | 2050 | 0 | NW | 140 | 1 | 1 | 1 | #VALUE! | 1
| Vale_Solar_2 |  | teppc | IPTV | IPTV | Idaho Treasure Valley | IPCO | NW | 1950-01-01 | 2050-12-31 | 3 | 100% | 3 | 3 |  |  | Solar | PVgeneric_sun | Solar_Fixed | NW_Solar |  |  |  |  | 1950 | 2050 | 0 | NW | 3 | 1 | 1 | 1 | #VALUE! | 1
| Valencia_AZ_1 | Valencia GT1 | teppc | TEPC | TEPC | Tucson Electric Power Company | TEPC | SW | 1989-08-01 | 2050-12-31 | 14 | 100% | 14 | 14 |  |  | CT-NatGas-Aero | CT_NG | CT | SW_Peaker |  |  |  |  | 1990 | 2050 | 0 | SW | 14 | 1 | 1 | 1 | #VALUE! | 1
| Valencia_AZ_2 | Valencia GT2 | teppc | TEPC | TEPC | Tucson Electric Power Company | TEPC | SW | 1989-08-01 | 2050-12-31 | 14 | 100% | 14 | 14 |  |  | CT-NatGas-Aero | CT_NG | CT | SW_Peaker |  |  |  |  | 1990 | 2050 | 0 | SW | 14 | 1 | 1 | 1 | #VALUE! | 1
| Valencia_AZ_3 | Valencia GT3 | teppc | TEPC | TEPC | Tucson Electric Power Company | TEPC | SW | 1989-08-01 | 2050-12-31 | 14 | 100% | 14 | 14 |  |  | CT-NatGas-Aero | CT_NG | CT | SW_Peaker |  |  |  |  | 1990 | 2050 | 0 | SW | 14 | 1 | 1 | 1 | #VALUE! | 1
| Valencia_AZ_4 | Valencia GT4 | teppc | TEPC | TEPC | Tucson Electric Power Company | TEPC | SW | 2006-06-01 | 2050-12-31 | 21 | 100% | 21 | 21 |  |  | CT-NatGas-Aero | CT_NG | CT | SW_Peaker |  |  |  |  | 2006 | 2050 | 0 | SW | 21 | 1 | 1 | 1 | #VALUE! | 1
| Valencia_NM_1 | Valencia Energy Facility CTG1 | teppc | PNM | PNM | Public Service Company of New Mexico | PNM_EPE | SW | 2008-06-01 | 2050-12-31 | 145 | 100% | 145 | 145 |  |  | CT-NatGas-Industrial | CT_NG | CT | SW_Peaker |  |  |  |  | 2008 | 2050 | 0 | SW | 145 | 1 | 1 | 1 | #VALUE! | 1
| Valentine_Solar__LLC | Valentine Solar, LLC | rps | SCE | SCE | Southern California Edison | SCE | CAISO | 2019-12-01 | 2050-12-31 | 100 | 100% | 100 | 100 |  |  | Solar PV - Ground mountSolar: Tracking (1 Axis) | 1axPV_sun | Solar_1Axis | CAISO_Solar |  |  |  |  | 2020 | 2050 | 0 | CAISO | 100 | 1 | 1 | 1 | #VALUE! | 1
| ValeSolar_3 |  | teppc | IPTV | IPTV | Idaho Treasure Valley | IPCO | NW | 1950-01-01 | 2050-12-31 | 3 | 100% | 3 | 3 |  |  | Solar | PVgeneric_sun | Solar_Fixed | NW_Solar |  |  |  |  | 1950 | 2050 | 0 | NW | 3 | 1 | 1 | 1 | #VALUE! | 1
| VALLEY_5_PERRIS | MWD Perris Hydroelectric Recovery Plant | caiso | SCE | SCE | Southern California Edison | SCE | CAISO | 1983-01-01 | 2050-12-31 | 7.94 | 100% | 7.94 | 7.94 |  |  | n/a | Hydro_Standard | Hydro | CAISO_Small_Hydro |  |  |  |  | 1983 | 2050 | 0 | CAISO | 7.94 | 1 | 1 | 1 | #VALUE! | 1
| VALLEY_5_REDMTN | MWD Red Mountain Hydroelectric Recovery | caiso | SCE | SCE | Southern California Edison | SCE | CAISO | 1985-01-01 | 2050-12-31 | 5.9 | 100% | 5.9 | 5.9 |  |  | n/a | Hydro_Standard | Hydro | CAISO_Hydro |  |  |  |  | 1985 | 2050 | 0 | CAISO | 5.9 | 1 | 1 | 1 | #VALUE! | 1
| VALLEY_5_RTS044 | SPVP044 | caiso | SCE | SCE | Southern California Edison | SCE | CAISO | 2012-12-30 | 2019-11-30 | 8 | 100% | 8 | 8 |  |  | n/a | PVgeneric_sun | Solar_Fixed | CAISO_Solar |  |  |  |  | 2013 | 2019 | 0 | CAISO | 8 | 1 | 1 | 1 | #VALUE! | 1
| VALLEY_5_SOLAR1 | Kona Solar - Meridian #1 | caiso | SCE | SCE | Southern California Edison | SCE | CAISO | 2015-04-13 | 2050-12-31 | 1.49 | 100% | 1.49 | 1.49 |  |  | n/a | PVgeneric_sun | Solar_Fixed | CAISO_Solar |  |  |  |  | 2015 | 2050 | 0 | CAISO | 1.49 | 1 | 1 | 1 | #VALUE! | 1
| VALLEY_5_SOLAR2 | AP North Lake Solar | caiso | SCE | SCE | Southern California Edison | SCE | CAISO | 2015-08-11 | 2050-12-31 | 20 | 100% | 20 | 20 |  |  | n/a | PVgeneric_sun | Solar_Fixed | CAISO_Solar |  |  |  |  | 2016 | 2050 | 0 | CAISO | 20 | 1 | 1 | 1 | #VALUE! | 1
| Valley_CC | ValleyCC (Total CC Plant) | teppc | LDWP | LDWP | Los Angeles Department of Water and Power | LADWP | LDWP | 1985-01-01 | 2050-12-31 | 529 | 100% | 529 | 529 |  |  | CCWhole-NatGas-Industrial | CC_NG | CC | LDWP_CCGT |  |  |  |  | 1985 | 2050 | 0 | LDWP | 529 | 1 | 1 | 1 | #VALUE! | 1
| Valley_Unit_5 | Valley (Los Angeles) CT 5 | teppc | LDWP | LDWP | Los Angeles Department of Water and Power | LADWP | LDWP | 2001-08-01 | 2050-12-31 | 47 | 100% | 47 | 47 |  |  | CT-NatGas-Industrial | CT_NG | CT | LDWP_Peaker |  |  |  |  | 2002 | 2050 | 0 | LDWP | 47 | 1 | 1 | 1 | #VALUE! | 1
| Valleyview1_1 | Valleyview1-1 | teppc | AESO | AESO | Alberta Electric System Operator | BCHA_AESO | Excluded | 2001-12-01 | 2050-12-01 | 45 | 100% | 45 | 45 |  |  | CT-NatGas-Industrial | CT_NG | CT | Excluded_Peaker |  |  |  |  | 2002 | 2050 | 0 | Excluded | 45 | 1 | 1 | 1 | #VALUE! | 1
| Valleyview2_1 | Valleyview2-1 | teppc | AESO | AESO | Alberta Electric System Operator | BCHA_AESO | Excluded | 2008-12-01 | 2050-12-01 | 45 | 100% | 45 | 45 |  |  | CT-NatGas-Industrial | CT_NG | CT | Excluded_Peaker |  |  |  |  | 2009 | 2050 | 0 | Excluded | 45 | 1 | 1 | 1 | #VALUE! | 1
| Valmont_6 | Valmont CT 6 | teppc | PSCO | PSCO | Public Service Company of Colorado | PSCO | Excluded | 1972-12-01 | 2050-12-31 | 53 | 100% | 53 | 53 |  |  | CT-NatGas-Industrial | CT_NG | CT | Excluded_Peaker |  |  |  |  | 1973 | 2050 | 0 | Excluded | 53 | 1 | 1 | 1 | #VALUE! | 1
| Valmont_7 | Valmont CT Project UN7 | teppc | PSCO | PSCO | Public Service Company of Colorado | PSCO | Excluded | 2000-06-01 | 2050-12-31 | 37 | 100% | 37 | 37 |  |  | CT-NatGas-Aero | CT_NG | CT | Excluded_Peaker |  |  |  |  | 2000 | 2050 | 0 | Excluded | 37 | 1 | 1 | 1 | #VALUE! | 1
| Valmont_8 | Valmont CT Project UN8 | teppc | PSCO | PSCO | Public Service Company of Colorado | PSCO | Excluded | 2001-07-01 | 2050-12-31 | 37 | 100% | 37 | 37 |  |  | CT-NatGas-Aero | CT_NG | CT | Excluded_Peaker |  |  |  |  | 2002 | 2050 | 0 | Excluded | 37 | 1 | 1 | 1 | #VALUE! | 1
| Van_Der_Kooi_Dairy_Digester | Van Der Kooi Dairy Digester | rps | PGE_Valley | PGE_Valley | Pacific Gas and Electric Valley | PGE_Valley | CAISO | 2020-06-12 | 2050-12-31 | 0 | 0% |  | 0.8 |  |  | Digester gasnan | Biogas_ | Biogas_LandfillGas | CAISO_Biomass |  |  |  |  | 2020 | 2050 | 0 | CAISO | 0.8 | 1 | 1 | 1 | #VALUE! | 1
| Van_Horn_1 | Van Horn-1 | teppc | BPAT | BPAT | Bonneville Power Administration – Transmission | BPAT | NW | 2012-05-30 | 2032-05-30 | 0.17 | 100% | 0.17 | 0.17 |  |  | SolarPV-NonTracking | FixedPV_sun | Solar_Fixed | NW_Solar |  |  |  |  | 2012 | 2031 | 0 | NW | 0.17 | 1 | 1 | 1 | #VALUE! | 1
| Vancouver1 | Vancouver Landfill Gas Utilization - Ph 1-1_Vancouver Landfill Gas Utilization - Ph 1-1_IPP-VLG | teppc | BCHA | BCHA | British Columbia Transmission Company | BCHA_AESO | Excluded | 2003-09-21 | 2040-09-21 | 1.6667 | 100% | 1.6667 | 1.6667 |  |  | Bio-ST | ST_Biomass | Biomass/Wood | Excluded_Biomass |  |  |  |  | 2004 | 2040 | 0 | Excluded | 1.6667 | 1 | 1 | 1 | #VALUE! | 1
| Vancouver2 | Vancouver Landfill Gas Utilization - Ph 1-2_Vancouver Landfill Gas Utilization - Ph 1-2_IPP-VLG | teppc | BCHA | BCHA | British Columbia Transmission Company | BCHA_AESO | Excluded | 2003-09-21 | 2040-09-21 | 1.6667 | 100% | 1.6667 | 1.6667 |  |  | Bio-ST | ST_Biomass | Biomass/Wood | Excluded_Biomass |  |  |  |  | 2004 | 2040 | 0 | Excluded | 1.6667 | 1 | 1 | 1 | #VALUE! | 1
| Vancouver3 | Vancouver Landfill Gas Utilization - Ph 1-3_Vancouver Landfill Gas Utilization - Ph 1-3_IPP-VLG | teppc | BCHA | BCHA | British Columbia Transmission Company | BCHA_AESO | Excluded | 2003-09-21 | 2040-09-21 | 1.6667 | 100% | 1.6667 | 1.6667 |  |  | Bio-ST | ST_Biomass | Biomass/Wood | Excluded_Biomass |  |  |  |  | 2004 | 2040 | 0 | Excluded | 1.6667 | 1 | 1 | 1 | #VALUE! | 1
| Vancouver4 | Vancouver Landfill Gas Utilization - Ph 2-4_Vancouver Landfill Gas Utilization - Ph 2-4_IPP-VLG | teppc | BCHA | BCHA | British Columbia Transmission Company | BCHA_AESO | Excluded | 2006-10-02 | 2040-10-02 | 1.85 | 100% | 1.85 | 1.85 |  |  | Bio-ST | ST_Biomass | Biomass/Wood | Excluded_Biomass |  |  |  |  | 2007 | 2040 | 0 | Excluded | 1.85 | 1 | 1 | 1 | #VALUE! | 1
| Vansycle_I | Vansycle-WGNS | teppc | BPAT | BPAT | Bonneville Power Administration – Transmission | BPAT | NW | 1998-10-01 | 2050-12-31 | 25.1 | 100% | 25.1 | 25.1 |  |  | WT-Onshore | wind_onshorewind | Wind | NW_Wind |  |  |  |  | 1999 | 2050 | 0 | NW | 25.1 | 1 | 1 | 1 | #VALUE! | 1
| Vansycle_II | Vansycle II Wind Energy Center-SIE23 | teppc | PACW | PACW | PacifiCorp – West | PACW | NW | 2009-11-01 | 2050-12-31 | 100 | 100% | 100 | 100 |  |  | WT-Onshore | wind_onshorewind | Wind | NW_Wind |  |  |  |  | 2010 | 2050 | 0 | NW | 100 | 1 | 1 | 1 | #VALUE! | 1
| Vansycle_OR | FPL Energy Vansycle LLC (OR)-V-47 | teppc | TPWR | TPWR | Tacoma Power | BPAT | NW | 2002-02-01 | 2050-12-31 | 119.46 | 100% | 119.46 | 119.46 |  |  | WT-Onshore | wind_onshorewind | Wind | NW_Wind |  |  |  |  | 2002 | 2050 | 0 | NW | 119.46 | 1 | 1 | 1 | #VALUE! | 1
| Vansycle_WA | FPL Energy Vansycle LLC (WA)-V-47 | teppc | TPWR | TPWR | Tacoma Power | BPAT | NW | 2001-12-01 | 2050-12-31 | 180.18 | 100% | 180.18 | 180.18 |  |  | WT-Onshore | wind_onshorewind | Wind | NW_Wind |  |  |  |  | 2002 | 2050 | 0 | NW | 180.18 | 1 | 1 | 1 | #VALUE! | 1
| Vantage | Vantage Wind Energy LLC-1 | teppc | PSEI | PSEI | Puget Sound Energy | BPAT | NW | 2010-10-01 | 2050-12-31 | 96 | 100% | 96 | 96 |  |  | WT-Onshore | wind_onshorewind | Wind | NW_Wind | CAISO | 96 |  |  | 2011 | 2050 | 0 | CAISO | 96 | 1 | 1 | 1 | #VALUE! | 1
| VEAVST_1_SOLAR | Community Solar | caiso | IID | SCE | Southern California Edison | SCE | CAISO |  | 2050-12-31 | 14.4 | 100% | 14.4 | 14.4 |  |  | PVgeneric_sun | PVgeneric_sun | Solar_Fixed | CAISO_Solar |  |  |  |  | 1900 | 2050 | 0 | CAISO | 14.4 | 1 | 1 | 1 | #VALUE! | 1
| VEDDER_1_SEKERN | TEXACO EXPLORATION & PROD (SE KERN RIVER | caiso | PGE_Valley | PGE_Valley | Pacific Gas and Electric Valley | PGE_Valley | CAISO | 1989-01-31 | 2050-12-31 | 3.55 | 10.3% | 3.55 | 34.47 |  |  | CT-NatGas-Aero | Cogen_NG | Cogen | CAISO_CHP |  |  |  |  | 1989 | 2050 | 0 | CAISO | 34.47 | 1 | 1 | 1 | #VALUE! | 1
| VEGA_6_SOLAR1 | Vega Solar | caiso | PGE_Valley | PGE_Valley | Pacific Gas and Electric Valley | PGE_Valley | CAISO | 2015-03-23 | 2050-12-31 | 20 | 100% | 20 | 20 |  |  | n/a | PVgeneric_sun | Solar_Fixed | CAISO_Solar |  |  |  |  | 2015 | 2050 | 0 | CAISO | 20 | 1 | 1 | 1 | #VALUE! | 1
| VENWD_1_WIND1 | Windpark Unlimited 1 | caiso | SCE | SCE | Southern California Edison | SCE | CAISO | 1985-12-31 | 2050-12-31 | 0 | 0% | 9.43 | 0 |  |  | n/a | wind_onshorewind | Wind | CAISO_Wind |  |  |  |  | 1986 | 2050 | 0 | CAISO | 0 | 1 | 1 | 1 | #VALUE! | 1
| VENWD_1_WIND2 | Windpark Unlimited 2 | caiso | SCE | SCE | Southern California Edison | SCE | CAISO | 1985-12-31 | 2050-12-31 | 0 | 0% | 16.05 | 0 |  |  | n/a | wind_onshorewind | Wind | CAISO_Wind |  |  |  |  | 1986 | 2050 | 0 | CAISO | 0 | 1 | 1 | 1 | #VALUE! | 1
| VENWD_1_WIND3 | Painted Hills Windpark | caiso | SCE | SCE | Southern California Edison | SCE | CAISO | 1985-12-01 | 2050-12-31 | 0 | 0% | 19.04 | 0 |  |  | n/a | wind_onshorewind | Wind | CAISO_Wind |  |  |  |  | 1986 | 2050 | 0 | CAISO | 0 | 1 | 1 | 1 | #VALUE! | 1
| VERNON_6_GONZL1 | H. Gonzales Unit #1 | caiso | SCE | SCE | Southern California Edison | SCE | CAISO | 1987-01-01 | 2050-12-31 | 5.75 | 100% | 5.75 | 5.75 |  |  | CT-NatGas-Aero | CT_NG | CT | CAISO_Peaker2 |  |  |  |  | 1987 | 2050 | 0 | CAISO | 5.75 | 1 | 1 | 1 | #VALUE! | 1
| VERNON_6_GONZL2 | H. Gonzales Unit #2 | caiso | SCE | SCE | Southern California Edison | SCE | CAISO | 1987-01-01 | 2050-12-31 | 5.75 | 100% | 5.75 | 5.75 |  |  | CT-NatGas-Aero | CT_NG | CT | CAISO_Peaker2 |  |  |  |  | 1987 | 2050 | 0 | CAISO | 5.75 | 1 | 1 | 1 | #VALUE! | 1
| VERNON_6_MALBRG | Malburg Generating Station | caiso | SCE | SCE | Southern California Edison | SCE | CAISO | 2005-10-17 | 2050-12-31 | 134 | 100% | 134 | 134 |  |  | CCWhole-NatGas-Industrial | CC_NG | CC | CAISO_CCGT2 |  |  |  |  | 2006 | 2050 | 0 | CAISO | 134 | 1 | 1 | 1 | #VALUE! | 1
| GUERNS_6_VH2BM1 | Verwey-Hanford Dairy Digester Genset #2 | rps | PGE_Valley | PGE_Valley | Pacific Gas and Electric Valley | PGE_Valley | CAISO | 2019-02-13 | 2050-12-31 | 0 | 0% |  | 1.028 |  |  | Digester gasnan | Biogas_ | Biogas_LandfillGas | CAISO_Biomass |  |  |  |  | 2019 | 2050 | 0 | CAISO | 1.028 | 1 | 1 | 1 | #VALUE! | 1
| GUERNS_6_HD3BM3 | Verwey-Hanford Dairy Digester III | rps | PGE_Valley | PGE_Valley | Pacific Gas and Electric Valley | PGE_Valley | CAISO | 2019-02-13 | 2050-12-31 | 0 | 0% |  | 1.1 |  |  | Digester gasnan | Biogas_ | Biogas_LandfillGas | CAISO_Biomass |  |  |  |  | 2019 | 2050 | 0 | CAISO | 1.1 | 1 | 1 | 1 | #VALUE! | 1
| Verwey_Madera_Dairy_Digester_Genset__2 | Verwey Madera Dairy Digester Genset #2 | rps | PGE_Valley | PGE_Valley | Pacific Gas and Electric Valley | PGE_Valley | CAISO | 2019-01-11 | 2050-12-31 | 0 | 0% |  | 0.8 |  |  | Digester gasnan | Biogas_ | Biogas_LandfillGas | CAISO_Biomass |  |  |  |  | 2019 | 2050 | 0 | CAISO | 0.8 | 1 | 1 | 1 | #VALUE! | 1
| VESTAL_2_KERN | KERN RIVER PH 3 UNITS 1 & 2 AGGREGATE | caiso | SCE | PGE_Valley | Pacific Gas and Electric Valley | PGE_Valley | CAISO | 1907-01-01 | 2050-12-31 | 36.8 | 100% | 36.8 | 36.8 |  |  | n/a | Hydro_Standard | Hydro | CAISO_Hydro |  |  |  |  | 1907 | 2050 | 0 | CAISO | 36.8 | 1 | 1 | 1 | #VALUE! | 1
| VESTAL_2_RTS042 | SPVP042 Porterville Solar | caiso | SCE | SCE | Southern California Edison | SCE | CAISO | 2012-11-24 | 2050-12-31 | 5 | 100% | 5 | 5 |  |  | n/a | PVgeneric_sun | Solar_Fixed | CAISO_Solar |  |  |  |  | 2013 | 2050 | 0 | CAISO | 5 | 1 | 1 | 1 | #VALUE! | 1
| VESTAL_2_SOLAR1 | NICOLIS | caiso | SCE | SCE | Southern California Edison | SCE | CAISO | 2016-09-15 | 2050-12-31 | 20 | 100% | 20 | 20 |  |  | PVgeneric_sun | PVgeneric_sun | Solar_Fixed | CAISO_Solar |  |  |  |  | 2017 | 2050 | 0 | CAISO | 20 | 1 | 1 | 1 | #VALUE! | 1
| VESTAL_2_SOLAR2 | TROPICO | caiso | SCE | SCE | Southern California Edison | SCE | CAISO | 2016-09-14 | 2050-12-31 | 14 | 100% | 14 | 14 |  |  | PVgeneric_sun | PVgeneric_sun | Solar_Fixed | CAISO_Solar |  |  |  |  | 2017 | 2050 | 0 | CAISO | 14 | 1 | 1 | 1 | #VALUE! | 1
| VESTAL_2_UNIT1 |  | caiso | SCE | SCE | Southern California Edison | SCE | CAISO | 2016-06-30 | 2050-12-31 | 5 | 100% | 5 | 5 |  |  | n/a | PVgeneric_sun | Solar_Fixed | CAISO_CHP |  |  |  |  | 2016 | 2050 | 0 | CAISO | 5 | 1 | 1 | 1 | #VALUE! | 1
| VESTAL_2_WELLHD | Wellhead Power Delano | caiso | SCE | SCE | Southern California Edison | SCE | CAISO | 2013-01-16 | 2050-12-31 | 49 | 100% | 49 | 49 |  |  | CT-NatGas-Aero | CT_NG | CT | CAISO_Peaker2 |  |  |  |  | 2013 | 2050 | 0 | CAISO | 49 | 1 | 1 | 1 | #VALUE! | 1
| VESTAL_6_QF | VESTAL QFS | caiso | SCE | SCE | Southern California Edison | SCE | CAISO | 1989-01-01 | 2050-12-31 | 12.3 | 100% | 12.3 | 12.3 |  |  | n/a | Hydro_Standard | Hydro | CAISO_Small_Hydro |  |  |  |  | 1989 | 2050 | 0 | CAISO | 12.3 | 1 | 1 | 1 | #VALUE! | 1
| VI_MBUS_189201_1A | VI-MBUS WDAT1A | teppc | PNM | PNM | Public Service Company of New Mexico | PNM_EPE | SW | 2016-03-16 | 2050-12-31 | 7.5 | 100% | 7.5 | 7.5 |  |  | SolarPV-NonTracking | FixedPV_sun | Solar_Fixed | SW_Solar |  |  |  |  | 2016 | 2050 | 0 | SW | 7.5 | 1 | 1 | 1 | #VALUE! | 1
| VI_MBUS_189203_1B | VI-MBUS WDAT1B | teppc | PNM | PNM | Public Service Company of New Mexico | PNM_EPE | SW | 2016-03-16 | 2050-12-31 | 7.5 | 100% | 7.5 | 7.5 |  |  | SolarPV-NonTracking | FixedPV_sun | Solar_Fixed | SW_Solar |  |  |  |  | 2016 | 2050 | 0 | SW | 7.5 | 1 | 1 | 1 | #VALUE! | 1
| VICTOR_1_CREST |  | caiso | SCE | SCE | Southern California Edison | SCE | CAISO |  | 2050-12-31 | 24.49 | 100% | 24.49 | 24.49 |  |  | n/a | PVgeneric_sun | Solar_Fixed | CAISO_Solar |  |  |  |  | 1900 | 2050 | 0 | CAISO | 24.49 | 1 | 1 | 1 | #VALUE! | 1
| VICTOR_1_EXSLRA | Expressway Solar A | caiso | SCE | SCE | Southern California Edison | SCE | CAISO | 2014-05-07 | 2050-12-31 | 2 | 100% | 2 | 2 |  |  | n/a | PVgeneric_sun | Solar_Fixed | CAISO_Solar |  |  |  |  | 2014 | 2050 | 0 | CAISO | 2 | 1 | 1 | 1 | #VALUE! | 1
| VICTOR_1_EXSLRB | Expressway Solar B | caiso | SCE | SCE | Southern California Edison | SCE | CAISO | 2014-05-07 | 2050-12-31 | 2 | 100% | 2 | 2 |  |  | n/a | PVgeneric_sun | Solar_Fixed | CAISO_Solar |  |  |  |  | 2014 | 2050 | 0 | CAISO | 2 | 1 | 1 | 1 | #VALUE! | 1
| VICTOR_1_LVSLR1 | Lone Valley Solar Park 1 | caiso | SCE | SCE | Southern California Edison | SCE | CAISO | 2014-11-19 | 2050-12-31 | 10 | 100% | 10 | 10 |  |  | n/a | PVgeneric_sun | Solar_Fixed | CAISO_Solar |  |  |  |  | 2015 | 2050 | 0 | CAISO | 10 | 1 | 1 | 1 | #VALUE! | 1
| VICTOR_1_LVSLR2 | Lone Valley Solar Park 2 | caiso | SCE | SCE | Southern California Edison | SCE | CAISO | 2014-11-22 | 2050-12-31 | 20 | 100% | 20 | 20 |  |  | n/a | PVgeneric_sun | Solar_Fixed | CAISO_Solar |  |  |  |  | 2015 | 2050 | 0 | CAISO | 20 | 1 | 1 | 1 | #VALUE! | 1
| VICTOR_1_SLRHES | Sunedison - Hesperia | caiso | SCE | SCE | Southern California Edison | SCE | CAISO | 2014-08-08 | 2050-12-31 | 1.5 | 100% | 1.5 | 1.5 |  |  | n/a | PVgeneric_sun | Solar_Fixed | CAISO_Solar |  |  |  |  | 2015 | 2050 | 0 | CAISO | 1.5 | 1 | 1 | 1 | #VALUE! | 1
| VICTOR_1_SOLAR1 | Victor Phelan Solar One | caiso | SCE | SCE | Southern California Edison | SCE | CAISO | 2013-11-18 | 2050-12-31 | 17.5 | 100% | 17.5 | 17.5 |  |  | n/a | PVgeneric_sun | Solar_Fixed | CAISO_Solar |  |  |  |  | 2014 | 2050 | 0 | CAISO | 17.5 | 1 | 1 | 1 | #VALUE! | 1
| VICTOR_1_SOLAR2 | Alamo Solar | caiso | SCE | SCE | Southern California Edison | SCE | CAISO | 2015-05-15 | 2050-12-31 | 20 | 100% | 20 | 20 |  |  | n/a | PVgeneric_sun | Solar_Fixed | CAISO_Solar |  |  |  |  | 2015 | 2050 | 0 | CAISO | 20 | 1 | 1 | 1 | #VALUE! | 1
| VICTOR_1_SOLAR3 | Adelanto Solar 2 | caiso | SCE | SCE | Southern California Edison | SCE | CAISO | 2015-07-01 | 2050-12-31 | 7 | 100% | 7 | 7 |  |  | n/a | PVgeneric_sun | Solar_Fixed | CAISO_Solar |  |  |  |  | 2016 | 2050 | 0 | CAISO | 7 | 1 | 1 | 1 | #VALUE! | 1
| VICTOR_1_SOLAR4 | Adelanto Solar | caiso | SCE | SCE | Southern California Edison | SCE | CAISO | 2015-09-03 | 2050-12-31 | 20 | 100% | 20 | 20 |  |  | n/a | PVgeneric_sun | Solar_Fixed | CAISO_Solar |  |  |  |  | 2016 | 2050 | 0 | CAISO | 20 | 1 | 1 | 1 | #VALUE! | 1
| VICTOR_1_VDRYFA | Victor Dry Farm Ranch A | caiso | SCE | SCE | Southern California Edison | SCE | CAISO | 2015-06-12 | 2050-12-31 | 5 | 100% | 5 | 5 |  |  | n/a | PVgeneric_sun | Solar_Fixed | CAISO_Solar |  |  |  |  | 2015 | 2050 | 0 | CAISO | 5 | 1 | 1 | 1 | #VALUE! | 1
| VICTOR_1_VDRYFB | Victor Dry Farm Ranch B | caiso | SCE | SCE | Southern California Edison | SCE | CAISO | 2015-06-12 | 2050-12-31 | 5 | 100% | 5 | 5 |  |  | n/a | PVgeneric_sun | Solar_Fixed | CAISO_Solar |  |  |  |  | 2015 | 2050 | 0 | CAISO | 5 | 1 | 1 | 1 | #VALUE! | 1
| VILLPK_2_VALLYV | MWD Valley View Hydroelectric Recovery P | caiso | SCE | SCE | Southern California Edison | SCE | CAISO | 1985-01-01 | 2050-12-31 | 4.1 | 100% | 4.1 | 4.1 |  |  | n/a | Hydro_Standard | Hydro | CAISO_Hydro |  |  |  |  | 1985 | 2050 | 0 | CAISO | 4.1 | 1 | 1 | 1 | #VALUE! | 1
| VILLPK_6_MWDYOR | Yorba Linda Hydroelectric Recovery Plant | caiso | SCE | SCE | Southern California Edison | SCE | CAISO | 1981-01-01 | 2050-12-31 | 5.1 | 100% | 5.1 | 5.1 |  |  | n/a | Hydro_Standard | Hydro | CAISO_Hydro |  |  |  |  | 1981 | 2050 | 0 | CAISO | 5.1 | 1 | 1 | 1 | #VALUE! | 1
| VINCNT_2_QF | VINCENT QFS | caiso | SCE | SCE | Southern California Edison | SCE | CAISO | 1985-01-01 | 2020-03-13 | 207 | 100% | 207 | 207 |  |  | n/a | wind_onshorewind | Wind | CAISO_Wind |  |  |  |  | 1985 | 2019 | 0 | CAISO | 207 | 1 | 1 | 1 | #VALUE! | 1
| VINCNT_2_WESTWD | Oasis Power Plant | caiso | SCE | SCE | Southern California Edison | SCE | CAISO | 2005-03-31 | 2050-12-31 | 59 | 100% | 59 | 59 |  |  | n/a | wind_onshorewind | Wind | CAISO_Wind |  |  |  |  | 2005 | 2050 | 0 | CAISO | 59 | 1 | 1 | 1 | #VALUE! | 1
| Virginia_Smith_DCI | Virginia Smith DC Intertie (Fictional Resource) | teppc | WACM | WACM | Western Area Power Administration, Colorado-Missouri Region | WACM | Excluded | 1985-04-15 | 2050-12-31 | 200 | 100% | 200 | 200 |  |  | DC-Intertie | Intertie_NOTGEN | None | Excluded_Imports |  |  |  |  | 1985 | 2050 | 0 | Excluded | 200 | 1 | 1 | 1 | #VALUE! | 1
| VISTA_2_FCELL | CSUSB fuel cell | caiso | SCE | SCE | Southern California Edison | SCE | CAISO | 2013-09-01 | 2050-12-31 | 0 | 0% |  | 1.4 |  |  | OTHER_NATURAL GAS | Cogen_NG | Cogen | CAISO_CHP |  |  |  |  | 2014 | 2050 | 0 | CAISO | 1.4 | 1 | 1 | 1 | #VALUE! | 1
| VISTA_2_RIALTO | Rialto RT Solar | caiso | SCE | SCE | Southern California Edison | SCE | CAISO | 2011-03-01 | 2050-12-31 | 1 | 100% | 1 | 1 |  |  | n/a | PVgeneric_sun | Solar_Fixed | CAISO_Solar |  |  |  |  | 2011 | 2050 | 0 | CAISO | 1 | 1 | 1 | 1 | #VALUE! | 1
| VISTA_2_RTS028 | SPVP028 | caiso | SCE | SCE | Southern California Edison | SCE | CAISO | 2013-08-08 | 2050-12-31 | 3.5 | 100% | 3.5 | 3.5 |  |  | n/a | PVgeneric_sun | Solar_Fixed | CAISO_Solar |  |  |  |  | 2014 | 2050 | 0 | CAISO | 3.5 | 1 | 1 | 1 | #VALUE! | 1
| VISTA_6_QF | VISTA QFS | caiso | SCE | SCE | Southern California Edison | SCE | CAISO | 1983-01-01 | 2050-12-31 | 0.18 | 100% | 0.18 | 0.18 |  |  | n/a | Cogen_NG | Cogen | CAISO_Small_Hydro |  |  |  |  | 1983 | 2050 | 0 | CAISO | 0.18 | 1 | 1 | 1 | #VALUE! | 1
| VLCNTR_6_VCSLR | Cole Grade | caiso | SDGE | SDGE | San Diego Gas and Electric | SDGE | CAISO |  | 2050-12-31 | 2.33 | 100% | 2.33 | 2.33 |  |  | PHOTO VOLTAIC_SUN | PVgeneric_sun | Solar_Fixed | CAISO_Solar |  |  |  |  | 1900 | 2050 | 0 | CAISO | 2.33 | 1 | 1 | 1 | #VALUE! | 1
| VLCNTR_6_VCSLR1 | Valley Center 1 | caiso | SDGE | SDGE | San Diego Gas and Electric | SDGE | CAISO | 2013-12-31 | 2050-12-31 | 2.5 | 100% | 2.5 | 2.5 |  |  | n/a | PVgeneric_sun | Solar_Fixed | CAISO_Solar |  |  |  |  | 2014 | 2050 | 0 | CAISO | 2.5 | 1 | 1 | 1 | #VALUE! | 1
| VLCNTR_6_VCSLR2 | Valley Center 2 | caiso | SDGE | SDGE | San Diego Gas and Electric | SDGE | CAISO | 2013-12-31 | 2050-12-31 | 5 | 100% | 5 | 5 |  |  | n/a | PVgeneric_sun | Solar_Fixed | CAISO_Solar |  |  |  |  | 2014 | 2050 | 0 | CAISO | 5 | 1 | 1 | 1 | #VALUE! | 1
| VLYHOM_7_SSJID | Woodward Power Plant | caiso | PGE_Valley | PGE_Valley | Pacific Gas and Electric Valley | PGE_Valley | CAISO | 1982-04-16 | 2050-12-31 | 3 | 100% | 3 | 3 |  |  | n/a | Hydro_Standard | Hydro | CAISO_Small_Hydro |  |  |  |  | 1982 | 2050 | 0 | CAISO | 3 | 1 | 1 | 1 | #VALUE! | 1
| Volcano_Creek_1 | Volcano Creek-1_Volcano Creek-1_IPP-VOL | teppc | BCHA | BCHA | British Columbia Transmission Company | BCHA_AESO | Excluded | 2015-11-01 | 2075-11-01 | 8.9 | 100% | 8.9 | 8.9 |  |  | Hydro | Hydro_Standard | Hydro | Excluded_Hydro |  |  |  |  | 2016 | 2075 | 0 | Excluded | 8.9 | 1 | 1 | 1 | #VALUE! | 1
| Volcano_Creek_2 | Volcano Creek-2_Volcano Creek-2_IPP-VOL | teppc | BCHA | BCHA | British Columbia Transmission Company | BCHA_AESO | Excluded | 2015-11-01 | 2075-11-01 | 8.9 | 100% | 8.9 | 8.9 |  |  | Hydro | Hydro_Standard | Hydro | Excluded_Hydro |  |  |  |  | 2016 | 2075 | 0 | Excluded | 8.9 | 1 | 1 | 1 | #VALUE! | 1
| VOLTA_2_UNIT_1 | VOLTA HYDRO UNIT 1 | caiso | PGE_Valley | PGE_Valley | Pacific Gas and Electric Valley | PGE_Valley | CAISO | 1980-01-01 | 2050-12-31 | 9.1 | 100% | 9.1 | 9.1 |  |  | n/a | Hydro_Standard | Hydro | CAISO_Hydro |  |  |  |  | 1980 | 2050 | 0 | CAISO | 9.1 | 1 | 1 | 1 | #VALUE! | 1
| VOLTA_2_UNIT_2 | Volta Hydro Unit 2 | caiso | PGE_Valley | PGE_Valley | Pacific Gas and Electric Valley | PGE_Valley | CAISO | 1981-01-01 | 2050-12-31 | 1 | 100% | 1 | 1 |  |  | n/a | Hydro_Standard | Hydro | CAISO_Hydro |  |  |  |  | 1981 | 2050 | 0 | CAISO | 1 | 1 | 1 | 1 | #VALUE! | 1
| VOLTA_6_BAILCK | Bailey Creek Ranch | caiso | PGE_Valley | PGE_Valley | Pacific Gas and Electric Valley | PGE_Valley | CAISO | 1982-05-26 | 2050-12-31 | 0.63 | 100% | 0.63 | 0.63 |  |  | n/a | Hydro_Standard | Hydro | CAISO_Hydro |  |  |  |  | 1982 | 2050 | 0 | CAISO | 0.63 | 1 | 1 | 1 | #VALUE! | 1
| VOLTA_6_DIGHYD | Digger Creek Ranch Hydro | caiso | PGE_Valley | PGE_Valley | Pacific Gas and Electric Valley | PGE_Valley | CAISO | 2014-07-02 | 2050-12-31 | 0.6 | 100% | 0.6 | 0.6 |  |  | n/a | Hydro_Standard | Hydro | CAISO_Small_Hydro |  |  |  |  | 2015 | 2050 | 0 | CAISO | 0.6 | 1 | 1 | 1 | #VALUE! | 1
| VOLTA_7_QFUNTS | VOLTA_7_QFUNTS | caiso | PGE_Valley | PGE_Valley | Pacific Gas and Electric Valley | PGE_Valley | CAISO | 2007-03-01 | 2050-12-31 | 1.3 | 100% | 1.3 | 1.3 |  |  | n/a | Hydro_Standard | Hydro | CAISO_Small_Hydro |  |  |  |  | 2007 | 2050 | 0 | CAISO | 1.3 | 1 | 1 | 1 | #VALUE! | 1
| VOYAGR_2_VOYWD1 | Voyager Wind I, LLC | rps | SCE | SCE | Southern California Edison | SCE | CAISO | 2020-01-01 | 2050-12-31 | 132 | 100% | 132 | 132 |  |  | Windnan | wind_onshorewind | Wind | CAISO_Wind |  |  |  |  | 2020 | 2050 | 0 | CAISO | 132 | 1 | 1 | 1 | #VALUE! | 1
| VOYAGR_2_VOYWD2 |  | caiso | SCE | SCE | Southern California Edison | SCE | CAISO | 2018-12-19 | 2050-12-31 | 128.7 | 100% | 128.7 | 128.7 |  |  | wind_onshorewind | wind_onshorewind | Wind | CAISO_Wind |  |  |  |  | 2019 | 2050 | 0 | CAISO | 128.7 | 1 | 1 | 1 | #VALUE! | 1
| VOYAGR_2_VOYWD3 |  | caiso | SCE | SCE | Southern California Edison | SCE | CAISO | 2018-12-29 | 2050-12-31 | 43.2 | 100% | 43.2 | 43.2 |  |  | wind_onshorewind | wind_onshorewind | Wind | CAISO_Wind |  |  |  |  | 2019 | 2050 | 0 | CAISO | 43.2 | 1 | 1 | 1 | #VALUE! | 1
| VOYAGR_2_VOYWD4 |  | caiso | SCE | SCE | Southern California Edison | SCE | CAISO | 2018-12-29 | 2050-12-31 | 21.6 | 100% | 21.6 | 21.6 |  |  | wind_onshorewind | wind_onshorewind | Wind | CAISO_Wind |  |  |  |  | 2019 | 2050 | 0 | CAISO | 21.6 | 1 | 1 | 1 | #VALUE! | 1
| VSTAES_6_VESBT1_Stage1only | Vista Energy Storage, 10 MW, 40 MWh battery. (Stage 1 of contract) | caiso | SDGE | SDGE | San Diego Gas and Electric | SDGE | CAISO | 2021-08-01 | 2022-07-31 | 40 | 400% | 40 | 10 | 4 | 40 | Battery_ | Battery_ | Battery Storage | CAISO_Baseline_Li_Battery |  |  |  |  | 2022 | 2022 | 0 | CAISO | 10 | 1 | 1 | 1 | #VALUE! | 1
| VSTAES_6_VESBT1 | Vista Energy Storage | caiso | SDGE | SDGE | San Diego Gas and Electric | SDGE | CAISO | 2022-08-01 | 2050-12-31 | 40 | 200% | 40 | 20 | 4 | 80 | Battery_ | Battery_ | Battery Storage | CAISO_Baseline_Li_Battery |  |  |  |  | 2023 | 2050 | 0 | CAISO | 20 | 1 | 1 | 1 | #VALUE! | 1
| Vulcan_1 | Vulcan GEN1¦Geothermal Power Company-GEN1 | teppc | IID | IID | Imperial Irrigation District | SCE | CAISO | 1973-06-01 | 2050-12-31 | 38 | 100% | 38 | 38 |  |  | Geo-DoubleFlash | Geothermal_steam | Geothermal | CAISO_Geothermal |  |  |  |  | 1973 | 2050 | 0 | CAISO | 38 | 1 | 1 | 1 | #VALUE! | 1
| Vulcan_2 | Vulcan GEN2¦Geothermal Power Company-GEN2 | teppc | IID | IID | Imperial Irrigation District | SRP | SW | 1993-06-01 | 2050-12-31 | 10.74 | 100% | 10.74 | 10.74 |  |  | Geo-DoubleFlash | Geothermal_steam | Geothermal | SW_Geothermal |  |  |  |  | 1993 | 2050 | 0 | SW | 10.74 | 1 | 1 | 1 | #VALUE! | 1
| Vulcan_Expander | Vulcan 3¦Vulcan Expander¦Vulcan-BN Geothermal Power Company-GEN3 | teppc | IID | IID | Imperial Irrigation District | APS | SW | 1973-06-01 | 2050-12-31 | 10.5 | 100% | 10.5 | 10.5 |  |  | Geo-DoubleFlash | Geothermal_steam | Geothermal | SW_Geothermal |  |  |  |  | 1973 | 2050 | 0 | SW | 10.5 | 1 | 1 | 1 | #VALUE! | 1
| Waddell_PS1 | Waddell Pumped Storage PS1 | teppc | WALC | WALC | Western Area Power Administration, Lower Colorado Region | WALC | SW | 1994-05-01 | 2050-12-31 | 10.9 | 100% | 10.9 | 10.9 |  |  | PS-Hydro | Hydro_PumpedStorage | PSH | SW_Existing_Pumped_Storage |  |  |  |  | 1994 | 2050 | 0 | SW | 10.9 | 1 | 1 | 1 | #VALUE! | 1
| Waddell_PS3 | Waddell Pumped Storage PG3 | teppc | WALC | WALC | Western Area Power Administration, Lower Colorado Region | WALC | SW | 1994-05-01 | 2050-12-31 | 10.9 | 100% | 10.9 | 10.9 |  |  | PS-Hydro | Hydro_PumpedStorage | PSH | SW_Existing_Pumped_Storage |  |  |  |  | 1994 | 2050 | 0 | SW | 10.9 | 1 | 1 | 1 | #VALUE! | 1
| Waddell_PS6 | Waddell Pumped Storage PG6 | teppc | WALC | WALC | Western Area Power Administration, Lower Colorado Region | WALC | SW | 1994-05-01 | 2050-12-31 | 10.9 | 100% | 10.9 | 10.9 |  |  | PS-Hydro | Hydro_PumpedStorage | PSH | SW_Existing_Pumped_Storage |  |  |  |  | 1994 | 2050 | 0 | SW | 10.9 | 1 | 1 | 1 | #VALUE! | 1
| Waddell_PS7 | Waddell Pumped Storage PG7 | teppc | WALC | WALC | Western Area Power Administration, Lower Colorado Region | WALC | SW | 1994-05-01 | 2050-12-31 | 10.9 | 100% | 10.9 | 10.9 |  |  | PS-Hydro | Hydro_PumpedStorage | PSH | SW_Existing_Pumped_Storage |  |  |  |  | 1994 | 2050 | 0 | SW | 10.9 | 1 | 1 | 1 | #VALUE! | 1
| WADHAM_6_UNIT | Wadham Energy LP | caiso | PGE_Valley | PGE_Valley | Pacific Gas and Electric Valley | PGE_Valley | CAISO | 1989-03-24 | 2050-12-31 | 24.49 | 84.24% | 24.49 | 29.07 |  |  | n/a | ST_Biomass | Biomass/Wood | CAISO_Biomass |  |  |  |  | 1989 | 2050 | 0 | CAISO | 29.07 | 1 | 1 | 1 | #VALUE! | 1
| Wahleach_1 | Wahleach-1_Wahleach-1_BCH-WAH | teppc | BCHA | BCHA | British Columbia Transmission Company | BCHA_AESO | Excluded | 1952-01-01 | 2033-03-31 | 65 | 100% | 65 | 65 |  |  | Hydro | Hydro_Standard | Hydro | Excluded_Hydro |  |  |  |  | 1952 | 2032 | 0 | Excluded | 65 | 1 | 1 | 1 | #VALUE! | 1
| WALCRK_2_CTG1 |  | caiso | SCE | SCE | Southern California Edison | SCE | CAISO | 2013-03-21 | 2050-12-31 | 96 | 99.55% | 96 | 96.43 |  |  | CT-NatGas-Industrial | CT_NG | CT | CAISO_Peaker1 |  |  |  |  | 2013 | 2050 | 0 | CAISO | 96.43 | 1 | 1 | 1 | #VALUE! | 1
| WALCRK_2_CTG2 |  | caiso | SCE | SCE | Southern California Edison | SCE | CAISO | 2013-03-21 | 2050-12-31 | 96 | 99.06% | 96 | 96.91 |  |  | CT-NatGas-Industrial | CT_NG | CT | CAISO_Peaker1 |  |  |  |  | 2013 | 2050 | 0 | CAISO | 96.91 | 1 | 1 | 1 | #VALUE! | 1
| WALCRK_2_CTG3 |  | caiso | SCE | SCE | Southern California Edison | SCE | CAISO | 2013-03-21 | 2050-12-31 | 96 | 99.33% | 96 | 96.65 |  |  | CT-NatGas-Industrial | CT_NG | CT | CAISO_Peaker1 |  |  |  |  | 2013 | 2050 | 0 | CAISO | 96.65 | 1 | 1 | 1 | #VALUE! | 1
| WALCRK_2_CTG4 |  | caiso | SCE | SCE | Southern California Edison | SCE | CAISO | 2013-03-29 | 2050-12-31 | 96 | 99.49% | 96 | 96.49 |  |  | CT-NatGas-Industrial | CT_NG | CT | CAISO_Peaker1 |  |  |  |  | 2013 | 2050 | 0 | CAISO | 96.49 | 1 | 1 | 1 | #VALUE! | 1
| WALCRK_2_CTG5 |  | caiso | SCE | SCE | Southern California Edison | SCE | CAISO | 2013-04-30 | 2050-12-31 | 96.65 | 100% | 96.65 | 96.65 |  |  | CT-NatGas-Industrial | CT_NG | CT | CAISO_Peaker1 |  |  |  |  | 2013 | 2050 | 0 | CAISO | 96.65 | 1 | 1 | 1 | #VALUE! | 1
| Walden_North_1 | Walden North-1_Walden North-1_IPP-WDN | teppc | BCHA | BCHA | British Columbia Transmission Company | BCHA_AESO | Excluded | 1994-04-01 | 2033-12-15 | 3.6 | 100% | 3.6 | 3.6 |  |  | Hydro | Hydro_Standard | Hydro | Excluded_Hydro |  |  |  |  | 1994 | 2033 | 0 | Excluded | 3.6 | 1 | 1 | 1 | #VALUE! | 1
| Walden_North_2 | Walden North-2_Walden North-2_IPP-WDN | teppc | BCHA | BCHA | British Columbia Transmission Company | BCHA_AESO | Excluded | 1994-04-01 | 2033-12-15 | 3.6 | 100% | 3.6 | 3.6 |  |  | Hydro | Hydro_Standard | Hydro | Excluded_Hydro |  |  |  |  | 1994 | 2033 | 0 | Excluded | 3.6 | 1 | 1 | 1 | #VALUE! | 1
| Walden_North_3 | Walden North-3_Walden North-3_IPP-WDN | teppc | BCHA | BCHA | British Columbia Transmission Company | BCHA_AESO | Excluded | 1994-04-01 | 2033-12-15 | 3.6 | 100% | 3.6 | 3.6 |  |  | Hydro | Hydro_Standard | Hydro | Excluded_Hydro |  |  |  |  | 1994 | 2033 | 0 | Excluded | 3.6 | 1 | 1 | 1 | #VALUE! | 1
| Walden_North_4 | Walden North-4_Walden North-4_IPP-WDN | teppc | BCHA | BCHA | British Columbia Transmission Company | BCHA_AESO | Excluded | 1994-04-01 | 2033-12-15 | 3.6 | 100% | 3.6 | 3.6 |  |  | Hydro | Hydro_Standard | Hydro | Excluded_Hydro |  |  |  |  | 1994 | 2033 | 0 | Excluded | 3.6 | 1 | 1 | 1 | #VALUE! | 1
| Walden_North_5 | Walden North-5_Walden North-5_IPP-WDN | teppc | BCHA | BCHA | British Columbia Transmission Company | BCHA_AESO | Excluded | 1993-03-01 | 2033-12-15 | 3.6 | 100% | 3.6 | 3.6 |  |  | Hydro | Hydro_Standard | Hydro | Excluded_Hydro |  |  |  |  | 1993 | 2033 | 0 | Excluded | 3.6 | 1 | 1 | 1 | #VALUE! | 1
| Walnut_1 | Walnut 1 | teppc | TIDC | TIDC | Turlock Irrigation District | TID | BANC | 1986-04-01 | 2050-12-31 | 24.8 | 100% | 24.8 | 24.8 |  |  | CT-NatGas-Industrial | CT_NG | CT | BANC_Peaker |  |  |  |  | 1986 | 2050 | 0 | BANC | 24.8 | 1 | 1 | 1 | #VALUE! | 1
| Walnut_2 | Walnut 2 | teppc | TIDC | TIDC | Turlock Irrigation District | TID | BANC | 1986-04-01 | 2050-12-31 | 24.8 | 100% | 24.8 | 24.8 |  |  | CT-NatGas-Industrial | CT_NG | CT | BANC_Peaker |  |  |  |  | 1986 | 2050 | 0 | BANC | 24.8 | 1 | 1 | 1 | #VALUE! | 1
| WALNUT_2_SOLAR | Industry MetroLink PV 1 | caiso | SCE | SCE | Southern California Edison | SCE | CAISO | 2012-04-03 | 2050-12-31 | 1.5 | 100% | 1.5 | 1.5 |  |  | n/a | PVgeneric_sun | Solar_Fixed | CAISO_Solar |  |  |  |  | 2012 | 2050 | 0 | CAISO | 1.5 | 1 | 1 | 1 | #VALUE! | 1
| WALNUT_6_HILLGEN | Puente Hills | caiso | SCE | SCE | Southern California Edison | SCE | CAISO | 1986-01-01 | 2050-12-31 | 38.62 | 82.17% | 38.62 | 47 |  |  | n/a | Biogas_ | Biogas_LandfillGas | CAISO_Biomass |  |  |  |  | 1986 | 2050 | 0 | CAISO | 47 | 1 | 1 | 1 | #VALUE! | 1
| WALNUT_7_WCOVCT |  | caiso | SCE | SCE | Southern California Edison | SCE | CAISO | 1996-10-05 | 2018-12-04 | 5 | 111.1% | 5 | 4.5 |  |  | n/a | Geothermal_steam | Geothermal | CAISO_Geothermal |  |  |  |  | 1997 | 2018 | 0 | CAISO | 4.5 | 1 | 1 | 1 | #VALUE! | 1
| WALNUT_7_WCOVST | MM West Covina - ST Unit | caiso | SCE | SCE | Southern California Edison | SCE | CAISO | 1996-10-05 | 2050-12-31 | 5.68 | 87.38% | 5.68 | 6.5 |  |  | n/a | Steam_Biogas | Biogas_LandfillGas | CAISO_Biomass |  |  |  |  | 1997 | 2050 | 0 | CAISO | 6.5 | 1 | 1 | 1 | #VALUE! | 1
| Walnut_Energy_CC | WalnutEnergyCC (Total CC Plant) | teppc | TIDC | TIDC | Turlock Irrigation District | TID | BANC | 2006-03-01 | 2050-12-31 | 286 | 100% | 286 | 286 |  |  | CCWhole-NatGas-Industrial | CC_NG | CC | BANC_CCGT |  |  |  |  | 2006 | 2050 | 0 | BANC | 286 | 1 | 1 | 1 | #VALUE! | 1
| WalterHardman1 | Walter Hardman-1_Walter Hardman-1_BCH-WHN | teppc | BCHA | BCHA | British Columbia Transmission Company | BCHA_AESO | Excluded | 1960-01-01 | 2033-03-31 | 4 | 100% | 4 | 4 |  |  | Hydro | Hydro_Standard | Hydro | Excluded_Hydro |  |  |  |  | 1960 | 2032 | 0 | Excluded | 4 | 1 | 1 | 1 | #VALUE! | 1
| WalterHardman2 | Walter Hardman-2_Walter Hardman-2_BCH-WHN | teppc | BCHA | BCHA | British Columbia Transmission Company | BCHA_AESO | Excluded | 1960-01-01 | 2033-03-31 | 4 | 100% | 4 | 4 |  |  | Hydro | Hydro_Standard | Hydro | Excluded_Hydro |  |  |  |  | 1960 | 2032 | 0 | Excluded | 4 | 1 | 1 | 1 | #VALUE! | 1
| Walterville_1 | Walterville-1 | teppc | BPAT | BPAT | Bonneville Power Administration – Transmission | BPAT | NW | 1948-12-01 | 2050-12-31 | 8 | 100% | 8 | 8 |  |  | Hydro | Hydro_Standard | Hydro | NW_Hydro |  |  |  |  | 1949 | 2050 | 0 | NW | 8 | 1 | 1 | 1 | #VALUE! | 1
| Wanapum | Wanapum-1 | teppc | GCPD | GCPD | Grant County Public Utility District | BPAT | NW | 1963-09-01 | 2050-11-30 | 1175 | 100% | 1175 | 1175 |  |  | Hydro | Hydro_Standard | Hydro | NW_Hydro |  |  |  |  | 1964 | 2050 | 0 | NW | 1175 | 1 | 1 | 1 | #VALUE! | 1
| Waneta1 | Waneta-1_Waneta-1_FBC-WAN | teppc | BCHA | BCHA | British Columbia Transmission Company | BCHA_AESO | Excluded | 2002-11-11 | 2033-03-31 | 120 | 100% | 120 | 120 |  |  | Hydro | Hydro_Standard | Hydro | Excluded_Hydro |  |  |  |  | 2003 | 2032 | 0 | Excluded | 120 | 1 | 1 | 1 | #VALUE! | 1
| Waneta1_Exp | Waneta Expansion-1_Waneta Expansion-1_IPP-WAX | teppc | BCHA | BCHA | British Columbia Transmission Company | BCHA_AESO | Excluded | 2015-04-01 | 2033-03-31 | 167.5 | 100% | 167.5 | 167.5 |  |  | Hydro | Hydro_Standard | Hydro | Excluded_Hydro |  |  |  |  | 2015 | 2032 | 0 | Excluded | 167.5 | 1 | 1 | 1 | #VALUE! | 1
| Waneta2 | Waneta-2_Waneta-2_FBC-WAN | teppc | BCHA | BCHA | British Columbia Transmission Company | BCHA_AESO | Excluded | 2002-11-11 | 2033-03-31 | 120 | 100% | 120 | 120 |  |  | Hydro | Hydro_Standard | Hydro | Excluded_Hydro |  |  |  |  | 2003 | 2032 | 0 | Excluded | 120 | 1 | 1 | 1 | #VALUE! | 1
| Waneta2_Exp | Waneta Expansion-2_Waneta Expansion-2_IPP-WAX | teppc | BCHA | BCHA | British Columbia Transmission Company | BCHA_AESO | Excluded | 2015-04-01 | 2033-03-31 | 167.5 | 100% | 167.5 | 167.5 |  |  | Hydro | Hydro_Standard | Hydro | Excluded_Hydro |  |  |  |  | 2015 | 2032 | 0 | Excluded | 167.5 | 1 | 1 | 1 | #VALUE! | 1
| Waneta3 | Waneta-3_Waneta-3_FBC-WAN | teppc | BCHA | BCHA | British Columbia Transmission Company | BCHA_AESO | Excluded | 2002-11-11 | 2033-03-31 | 120 | 100% | 120 | 120 |  |  | Hydro | Hydro_Standard | Hydro | Excluded_Hydro |  |  |  |  | 2003 | 2032 | 0 | Excluded | 120 | 1 | 1 | 1 | #VALUE! | 1
| Waneta4 | Waneta-4_Waneta-4_FBC-WAN | teppc | BCHA | BCHA | British Columbia Transmission Company | BCHA_AESO | Excluded | 2002-11-11 | 2033-03-31 | 120 | 100% | 120 | 120 |  |  | Hydro | Hydro_Standard | Hydro | Excluded_Hydro |  |  |  |  | 2003 | 2032 | 0 | Excluded | 120 | 1 | 1 | 1 | #VALUE! | 1
| WarmSpringsPwr | Warm Springs Power Enterprises-1 | teppc | PACW | PACW | PacifiCorp – West | PACW | NW | 1982-06-01 | 2050-12-31 | 19.6 | 100% | 19.6 | 19.6 |  |  | Hydro | Hydro_Standard | Hydro | NW_Hydro |  |  |  |  | 1982 | 2050 | 0 | NW | 19.6 | 1 | 1 | 1 | #VALUE! | 1
| WARNE_2_UNIT | WARNE HYDRO AGGREGATE | caiso | SCE | SCE | Southern California Edison | SCE | CAISO | 1982-01-01 | 2050-12-31 | 76 | 100% | 76 | 76 |  |  | n/a | Hydro_Standard | Hydro | CAISO_Hydro |  |  |  |  | 1982 | 2050 | 0 | CAISO | 76 | 1 | 1 | 1 | #VALUE! | 1
| WATERTON_2_2 | SHELL WATERTON 2-2 | teppc | AESO | AESO | Alberta Electric System Operator | BCHA_AESO | Excluded | 1986-04-15 | 2050-12-01 | 4.9 | 100% | 4.9 | 4.9 |  |  | CT-NatGas-Industrial | CT_NG | CT | Excluded_Peaker |  |  |  |  | 1986 | 2050 | 0 | Excluded | 4.9 | 1 | 1 | 1 | #VALUE! | 1
| Waterton_Dam | CHD Waterton Dam-1 | teppc | AESO | AESO | Alberta Electric System Operator | BCHA_AESO | Excluded | 1986-04-15 | 2050-12-01 | 2.7 | 100% | 2.7 | 2.7 |  |  | Hydro | Hydro_Standard | Hydro | Excluded_Hydro |  |  |  |  | 1986 | 2050 | 0 | Excluded | 2.7 | 1 | 1 | 1 | #VALUE! | 1
| WATERTON1_1 | SHELL WATERTON 1-1 | teppc | AESO | AESO | Alberta Electric System Operator | BCHA_AESO | Excluded | 1986-04-15 | 2050-12-01 | 5.4 | 100% | 5.4 | 5.4 |  |  | CT-NatGas-Industrial | CT_NG | CT | Excluded_Peaker |  |  |  |  | 1986 | 2050 | 0 | Excluded | 5.4 | 1 | 1 | 1 | #VALUE! | 1
| WAUKNA_1_SOLAR | Corcoran Solar | caiso | PGE_Valley | PGE_Valley | Pacific Gas and Electric Valley | PGE_Valley | CAISO | 2013-08-14 | 2050-12-31 | 20 | 100% | 20 | 20 |  |  | n/a | PVgeneric_sun | Solar_Fixed | CAISO_Solar |  |  |  |  | 2014 | 2050 | 0 | CAISO | 20 | 1 | 1 | 1 | #VALUE! | 1
| WAUKNA_1_SOLAR2 | Corcoran 2 | caiso | PGE_Valley | PGE_Valley | Pacific Gas and Electric Valley | PGE_Valley | CAISO | 2015-05-20 | 2050-12-31 | 19.75 | 100% | 19.75 | 19.75 |  |  | n/a | PVgeneric_sun | Solar_Fixed | CAISO_Solar |  |  |  |  | 2015 | 2050 | 0 | CAISO | 19.75 | 1 | 1 | 1 | #VALUE! | 1
| WCH_4G1 | WCH 4G1 | teppc | BCHA | BCHA | British Columbia Transmission Company | BCHA_AESO | Excluded | 2018-03-18 | 2050-03-30 | 4.2 | 100% | 4.2 | 4.2 |  |  | hydro | Hydro_Standard | Hydro | Excluded_Hydro |  |  |  |  | 2018 | 2049 | 0 | Excluded | 4.2 | 1 | 1 | 1 | #VALUE! | 1
| WDAT1_1A | WDAT (VEA) | teppc | VEA | VEA | Valley Electric Association | NEVP | SW | 2018-03-30 | 2050-12-31 | 7.5 | 100% | 7.5 | 7.5 |  |  | SolarPV-NonTracking | FixedPV_sun | Solar_Fixed | SW_Solar |  |  |  |  | 2018 | 2050 | 0 | SW | 7.5 | 1 | 1 | 1 | #VALUE! | 1
| WDAT1_1B | WDAT (VEA) | teppc | VEA | VEA | Valley Electric Association | NEVP | SW | 2018-03-30 | 2050-12-31 | 7.5 | 100% | 7.5 | 7.5 |  |  | SolarPV-NonTracking | FixedPV_sun | Solar_Fixed | SW_Solar |  |  |  |  | 2018 | 2050 | 0 | SW | 7.5 | 1 | 1 | 1 | #VALUE! | 1
| WDLEAF_7_UNIT_1 | WOODLEAF HYDRO | caiso | PGE_Valley | PGE_Valley | Pacific Gas and Electric Valley | PGE_Valley | CAISO | 1963-01-01 | 2050-12-31 | 60 | 100% | 60 | 60 |  |  | n/a | Hydro_Standard | Hydro | CAISO_Hydro |  |  |  |  | 1963 | 2050 | 0 | CAISO | 60 | 1 | 1 | 1 | #VALUE! | 1
| WEBER_6_FORWRD | Forward | caiso | PGE_Valley | PGE_Valley | Pacific Gas and Electric Valley | PGE_Valley | CAISO | 2014-02-05 | 2050-12-31 | 4.2 | 100% | 4.2 | 4.2 |  |  |  | Biogas_ | Biogas_LandfillGas | CAISO_Biomass |  |  |  |  | 2014 | 2050 | 0 | CAISO | 4.2 | 1 | 1 | 1 | #VALUE! | 1
| Weeks_Falls | Weeks Falls-GEN1 | teppc | PNM | PNM | Public Service Company of New Mexico | PNM_EPE | SW | 1990-06-01 | 2050-12-31 | 4.3 | 100% | 4.3 | 4.3 |  |  | Hydro | Hydro_Standard | Hydro | SW_Hydro |  |  |  |  | 1990 | 2050 | 0 | SW | 4.3 | 1 | 1 | 1 | #VALUE! | 1
| WeldwoodTG1 | WeldwoodTG1-1 | teppc | AESO | AESO | Alberta Electric System Operator | BCHA_AESO | Excluded | 1958-01-01 | 2050-12-01 | 19 | 100% | 19 | 19 |  |  | Bio-ST | ST_Biomass | Biomass/Wood | Excluded_Biomass |  |  |  |  | 1958 | 2050 | 0 | Excluded | 19 | 1 | 1 | 1 | #VALUE! | 1
| WeldwoodTG2 | WeldwoodTG2-1 | teppc | AESO | AESO | Alberta Electric System Operator | BCHA_AESO | Excluded | 1990-01-01 | 2050-12-01 | 29 | 100% | 29 | 29 |  |  | Bio-ST | ST_Biomass | Biomass/Wood | Excluded_Biomass |  |  |  |  | 1990 | 2050 | 0 | Excluded | 29 | 1 | 1 | 1 | #VALUE! | 1
| Wells | Wells-U-1 | teppc | DOPD | DOPD | Douglas County Public Utility District | BPAT | NW | 1967-09-01 | 2050-12-31 | 840 | 100% | 840 | 840 |  |  | Hydro | Hydro_Standard | Hydro | NW_Hydro |  |  |  |  | 1968 | 2050 | 0 | NW | 840 | 1 | 1 | 1 | #VALUE! | 1
| West_Cadotte_1 | Genalta West Cadotte 1 | teppc | AESO | AESO | Alberta Electric System Operator | BCHA_AESO | Excluded | 2015-04-01 | 2050-12-31 | 32.8 | 100% | 32.8 | 32.8 |  |  | CT-NatGas-Industrial | CT_NG | CT | Excluded_Peaker |  |  |  |  | 2015 | 2050 | 0 | Excluded | 32.8 | 1 | 1 | 1 | #VALUE! | 1
| West_Cadotte_2 | Genalta West Cadotte 2 | teppc | BCHA | BCHA | British Columbia Transmission Company | BCHA_AESO | Excluded | 2015-04-01 | 2050-12-31 | 3.1 | 100% | 3.1 | 3.1 |  |  | CT-NatGas-Industrial | CT_NG | CT | Excluded_Peaker |  |  |  |  | 2015 | 2050 | 0 | Excluded | 3.1 | 1 | 1 | 1 | #VALUE! | 1
| West_Cadotte_3 | Genalta West Cadotte 3 | teppc | BCHA | BCHA | British Columbia Transmission Company | BCHA_AESO | Excluded | 2015-04-01 | 2050-12-31 | 3.1 | 100% | 3.1 | 3.1 |  |  | CT-NatGas-Industrial | CT_NG | CT | Excluded_Peaker |  |  |  |  | 2015 | 2050 | 0 | Excluded | 3.1 | 1 | 1 | 1 | #VALUE! | 1
| West_Phoenix_1B | West Phoenix CC 1B | teppc | AZPS | AZPS | Arizona Public Service Company | AZPS | SW | 1976-06-01 | 2050-12-31 | 95 | 100% | 95 | 95 |  |  | CCWhole-NatGas-SingleShaft | CC_NG | CC | SW_CCGT |  |  |  |  | 1976 | 2050 | 0 | SW | 95 | 1 | 1 | 1 | #VALUE! | 1
| West_Phoenix_2B | West Phoenix CC 2B | teppc | AZPS | AZPS | Arizona Public Service Company | AZPS | SW | 1976-06-01 | 2050-12-31 | 95 | 100% | 95 | 95 |  |  | CCWhole-NatGas-SingleShaft | CC_NG | CC | SW_CCGT |  |  |  |  | 1976 | 2050 | 0 | SW | 95 | 1 | 1 | 1 | #VALUE! | 1
| West_Phoenix_3B | West Phoenix CC 3B | teppc | AZPS | AZPS | Arizona Public Service Company | AZPS | SW | 1976-06-01 | 2050-12-31 | 95 | 100% | 95 | 95 |  |  | CCWhole-NatGas-SingleShaft | CC_NG | CC | SW_CCGT |  |  |  |  | 1976 | 2050 | 0 | SW | 95 | 1 | 1 | 1 | #VALUE! | 1
| West_Phoenix_GT1 | West Phoenix 1 and 2 GT1 | teppc | AZPS | AZPS | Arizona Public Service Company | AZPS | SW | 1972-05-01 | 2050-12-31 | 50 | 100% | 50 | 50 |  |  | CT-NatGas-Industrial | CT_NG | CT | SW_Peaker |  |  |  |  | 1972 | 2050 | 0 | SW | 50 | 1 | 1 | 1 | #VALUE! | 1
| West_Phoenix_GT2 | West Phoenix 1 and 2 GT2 | teppc | AZPS | AZPS | Arizona Public Service Company | AZPS | SW | 1973-07-01 | 2050-12-31 | 50 | 100% | 50 | 50 |  |  | CT-NatGas-Industrial | CT_NG | CT | SW_Peaker |  |  |  |  | 1974 | 2050 | 0 | SW | 50 | 1 | 1 | 1 | #VALUE! | 1
| West_Valley1 | West Valley Generation Project-U1 | teppc | PAUT | PAUT | Utah, PACE Utility | PACE | NW | 2001-10-01 | 2050-12-31 | 39 | 100% | 39 | 39 |  |  | CT-NatGas-Aero | CT_NG | CT | NW_Peaker |  |  |  |  | 2002 | 2050 | 0 | NW | 39 | 1 | 1 | 1 | #VALUE! | 1
| West_Valley2 | West Valley Generation Project-U2 | teppc | PAUT | PAUT | Utah, PACE Utility | PACE | NW | 2001-10-01 | 2050-12-31 | 39 | 100% | 39 | 39 |  |  | CT-NatGas-Aero | CT_NG | CT | NW_Peaker |  |  |  |  | 2002 | 2050 | 0 | NW | 39 | 1 | 1 | 1 | #VALUE! | 1
| West_Valley3 | West Valley Generation Project-U3 | teppc | PAUT | PAUT | Utah, PACE Utility | PACE | NW | 2002-06-01 | 2050-12-31 | 39 | 100% | 39 | 39 |  |  | CT-NatGas-Aero | CT_NG | CT | NW_Peaker |  |  |  |  | 2002 | 2050 | 0 | NW | 39 | 1 | 1 | 1 | #VALUE! | 1
| West_Valley4 | West Valley Generation Project-U4 | teppc | PAUT | PAUT | Utah, PACE Utility | PACE | NW | 2002-06-01 | 2050-12-31 | 39 | 100% | 39 | 39 |  |  | CT-NatGas-Aero | CT_NG | CT | NW_Peaker |  |  |  |  | 2002 | 2050 | 0 | NW | 39 | 1 | 1 | 1 | #VALUE! | 1
| West_Valley5 | West Valley Generation Project-U5 | teppc | PAUT | PAUT | Utah, PACE Utility | PACE | NW | 2002-10-01 | 2050-12-31 | 39 | 100% | 39 | 39 |  |  | CT-NatGas-Aero | CT_NG | CT | NW_Peaker |  |  |  |  | 2003 | 2050 | 0 | NW | 39 | 1 | 1 | 1 | #VALUE! | 1
| Western_A101 | Western 102 Generating Station A101 | teppc | SPPC | SPPC | Nevada Power Company | NEVP | SW | 2005-11-01 | 2050-12-31 | 8.3 | 100% | 8.3 | 8.3 |  |  | ICE-NatGas | ICE_NG | ICE | SW_Peaker |  |  |  |  | 2006 | 2050 | 0 | SW | 8.3 | 1 | 1 | 1 | #VALUE! | 1
| Western_B102 | Western 102 Generating Station B102 | teppc | SPPC | SPPC | Nevada Power Company | NEVP | SW | 2005-11-01 | 2050-12-31 | 8.3 | 100% | 8.3 | 8.3 |  |  | ICE-NatGas | ICE_NG | ICE | SW_Peaker |  |  |  |  | 2006 | 2050 | 0 | SW | 8.3 | 1 | 1 | 1 | #VALUE! | 1
| Western_B202 | Western 102 Generating Station B202 | teppc | SPPC | SPPC | Nevada Power Company | NEVP | SW | 2005-11-01 | 2050-12-31 | 8.3 | 100% | 8.3 | 8.3 |  |  | ICE-NatGas | ICE_NG | ICE | SW_Peaker |  |  |  |  | 2006 | 2050 | 0 | SW | 8.3 | 1 | 1 | 1 | #VALUE! | 1
| Western_C102 | Western 102 Generating Station C102 | teppc | SPPC | SPPC | Nevada Power Company | NEVP | SW | 2005-11-01 | 2050-12-31 | 8.3 | 100% | 8.3 | 8.3 |  |  | ICE-NatGas | ICE_NG | ICE | SW_Peaker |  |  |  |  | 2006 | 2050 | 0 | SW | 8.3 | 1 | 1 | 1 | #VALUE! | 1
| Western_C202 | Western 102 Generating Station C202 | teppc | SPPC | SPPC | Nevada Power Company | NEVP | SW | 2005-11-01 | 2050-12-31 | 8.3 | 100% | 8.3 | 8.3 |  |  | ICE-NatGas | ICE_NG | ICE | SW_Peaker |  |  |  |  | 2006 | 2050 | 0 | SW | 8.3 | 1 | 1 | 1 | #VALUE! | 1
| Western_D101 | Western 102 Generating Station D101 | teppc | SPPC | SPPC | Nevada Power Company | NEVP | SW | 2005-11-01 | 2050-12-31 | 8.3 | 100% | 8.3 | 8.3 |  |  | ICE-NatGas | ICE_NG | ICE | SW_Peaker |  |  |  |  | 2006 | 2050 | 0 | SW | 8.3 | 1 | 1 | 1 | #VALUE! | 1
| Western_E102 | Western 102 Generating Station E102 | teppc | SPPC | SPPC | Nevada Power Company | NEVP | SW | 2005-11-01 | 2050-12-31 | 8.3 | 100% | 8.3 | 8.3 |  |  | ICE-NatGas | ICE_NG | ICE | SW_Peaker |  |  |  |  | 2006 | 2050 | 0 | SW | 8.3 | 1 | 1 | 1 | #VALUE! | 1
| Western_E202 | Western 102 Generating Station E202 | teppc | SPPC | SPPC | Nevada Power Company | NEVP | SW | 2005-11-01 | 2050-12-31 | 8.3 | 100% | 8.3 | 8.3 |  |  | ICE-NatGas | ICE_NG | ICE | SW_Peaker |  |  |  |  | 2006 | 2050 | 0 | SW | 8.3 | 1 | 1 | 1 | #VALUE! | 1
| Western_F102 | Western 102 Generating Station F102 | teppc | SPPC | SPPC | Nevada Power Company | NEVP | SW | 2005-11-01 | 2050-12-31 | 8.3 | 100% | 8.3 | 8.3 |  |  | ICE-NatGas | ICE_NG | ICE | SW_Peaker |  |  |  |  | 2006 | 2050 | 0 | SW | 8.3 | 1 | 1 | 1 | #VALUE! | 1
| Western_F202 | Western 102 Generating Station F202 | teppc | SPPC | SPPC | Nevada Power Company | NEVP | SW | 2005-11-01 | 2050-12-31 | 8.3 | 100% | 8.3 | 8.3 |  |  | ICE-NatGas | ICE_NG | ICE | SW_Peaker |  |  |  |  | 2006 | 2050 | 0 | SW | 8.3 | 1 | 1 | 1 | #VALUE! | 1
| Western_G102 | Western 102 Generating Station G102 | teppc | SPPC | SPPC | Nevada Power Company | NEVP | SW | 2005-11-01 | 2050-12-31 | 8.3 | 100% | 8.3 | 8.3 |  |  | ICE-NatGas | ICE_NG | ICE | SW_Peaker |  |  |  |  | 2006 | 2050 | 0 | SW | 8.3 | 1 | 1 | 1 | #VALUE! | 1
| Western_G202 | Western 102 Generating Station G202 | teppc | SPPC | SPPC | Nevada Power Company | NEVP | SW | 2005-11-01 | 2050-12-31 | 8.3 | 100% | 8.3 | 8.3 |  |  | ICE-NatGas | ICE_NG | ICE | SW_Peaker |  |  |  |  | 2006 | 2050 | 0 | SW | 8.3 | 1 | 1 | 1 | #VALUE! | 1
| Western_H102 | Western 102 Generating Station H102 | teppc | SPPC | SPPC | Nevada Power Company | NEVP | SW | 2005-11-01 | 2050-12-31 | 8.3 | 100% | 8.3 | 8.3 |  |  | ICE-NatGas | ICE_NG | ICE | SW_Peaker |  |  |  |  | 2006 | 2050 | 0 | SW | 8.3 | 1 | 1 | 1 | #VALUE! | 1
| Western_H202 | Western 102 Generating Station H202 | teppc | SPPC | SPPC | Nevada Power Company | NEVP | SW | 2005-11-01 | 2050-12-31 | 8.3 | 100% | 8.3 | 8.3 |  |  | ICE-NatGas | ICE_NG | ICE | SW_Peaker |  |  |  |  | 2006 | 2050 | 0 | SW | 8.3 | 1 | 1 | 1 | #VALUE! | 1
| WESTLOCKG1_1 | WESTLOCKG1-1 | teppc | AESO | AESO | Alberta Electric System Operator | BCHA_AESO | Excluded | 1996-01-01 | 2050-12-01 | 16.9 | 100% | 16.9 | 16.9 |  |  | Bio-ST | ST_Biomass | Biomass/Wood | Excluded_Biomass |  |  |  |  | 1996 | 2050 | 0 | Excluded | 16.9 | 1 | 1 | 1 | #VALUE! | 1
| WestPhoenix_CC4 | WestPhoenixCC4 (Total CC Plant) | teppc | AZPS | AZPS | Arizona Public Service Company | AZPS | SW | 2001-06-01 | 2050-12-31 | 118.8 | 100% | 118.8 | 118.8 |  |  | CCWhole-NatGas-Industrial | CC_NG | CC | SW_CCGT |  |  |  |  | 2001 | 2050 | 0 | SW | 118.8 | 1 | 1 | 1 | #VALUE! | 1
| WestPhoenix_CC5 | WestPhoenixCC5 (Total CC Plant) | teppc | AZPS | AZPS | Arizona Public Service Company | AZPS | SW | 2003-08-01 | 2050-12-31 | 515.6 | 100% | 515.6 | 515.6 |  |  | CCWhole-NatGas-Industrial | CC_NG | CC | SW_CCGT |  |  |  |  | 2004 | 2050 | 0 | SW | 515.6 | 1 | 1 | 1 | #VALUE! | 1
| WESTPT_2_UNIT | West Point Hydro Plant | caiso | PGE_Valley | PGE_Valley | Pacific Gas and Electric Valley | PGE_Valley | CAISO | 1948-01-01 | 2050-12-31 | 14 | 100% | 14 | 14 |  |  |  | Hydro_Standard | Hydro | CAISO_Small_Hydro |  |  |  |  | 1948 | 2050 | 0 | CAISO | 14 | 1 | 1 | 1 | #VALUE! | 1
| WestSide | West Side | teppc | PACW | PACW | PacifiCorp – West | PACW | NW | 1908-10-01 | 2030-01-01 | 0.6 | 100% | 0.6 | 0.6 |  |  | Hydro | Hydro_Standard | Hydro | NW_Hydro |  |  |  |  | 1909 | 2029 | 0 | NW | 0.6 | 1 | 1 | 1 | #VALUE! | 1
| WEY_13G1 | WEY 13G1 | teppc | BCHA | BCHA | British Columbia Transmission Company | BCHA_AESO | Excluded | 2018-03-30 | 2050-03-30 | 24 | 100% | 24 | 24 |  |  | Bio-ICE | ICE_Biomass | Biomass/Wood | Excluded_Biomass |  |  |  |  | 2018 | 2049 | 0 | Excluded | 24 | 1 | 1 | 1 | #VALUE! | 1
| WEY_13T1 | WEY 13T1 | teppc | BCHA | BCHA | British Columbia Transmission Company | BCHA_AESO | Excluded | 2018-03-30 | 2050-03-30 | 18 | 100% | 18 | 18 |  |  | Bio-ICE | ICE_Biomass | Biomass/Wood | Excluded_Biomass |  |  |  |  | 2018 | 2049 | 0 | Excluded | 18 | 1 | 1 | 1 | #VALUE! | 1
| WeyerhaeuserBio | Weyerhaeuser Biomass-1 | teppc | AESO | AESO | Alberta Electric System Operator | BCHA_AESO | Excluded | 2011-03-01 | 2050-12-31 | 15 | 100% | 15 | 15 |  |  | Bio-ST | ST_Biomass | Biomass/Wood | Excluded_Biomass |  |  |  |  | 2011 | 2050 | 0 | Excluded | 15 | 1 | 1 | 1 | #VALUE! | 1
| WeyerhaeuserWA2 | Weyerhaeuser Longview WA-TG2 | teppc | BPAT | BPAT | Bonneville Power Administration – Transmission | BPAT | NW | 1948-01-01 | 2050-12-31 | 7.8 | 100% | 7.8 | 7.8 |  |  | Bio-ST | ST_Biomass | Biomass/Wood | NW_Biomass |  |  |  |  | 1948 | 2050 | 0 | NW | 7.8 | 1 | 1 | 1 | #VALUE! | 1
| WeyerhaeuserWA4 | Weyerhaeuser Longview WA-TG4 | teppc | BPAT | BPAT | Bonneville Power Administration – Transmission | BPAT | NW | 1954-01-01 | 2050-12-31 | 4 | 100% | 4 | 4 |  |  | Bio-ST | ST_Biomass | Biomass/Wood | NW_Biomass |  |  |  |  | 1954 | 2050 | 0 | NW | 4 | 1 | 1 | 1 | #VALUE! | 1
| WeyerhaeuserWA5 | Weyerhaeuser Longview WA-TG5 | teppc | BPAT | BPAT | Bonneville Power Administration – Transmission | BPAT | NW | 1976-01-01 | 2050-12-31 | 37.2 | 100% | 37.2 | 37.2 |  |  | Bio-ST | ST_Biomass | Biomass/Wood | NW_Biomass |  |  |  |  | 1976 | 2050 | 0 | NW | 37.2 | 1 | 1 | 1 | #VALUE! | 1
| WFRESN_1_SOLAR | Joya Del Sol | caiso | PGE_Valley | PGE_Valley | Pacific Gas and Electric Valley | PGE_Valley | CAISO | 2012-12-21 | 2050-12-31 | 1.5 | 100% | 1.5 | 1.5 |  |  |  | PVgeneric_sun | Solar_Fixed | CAISO_Solar |  |  |  |  | 2013 | 2050 | 0 | CAISO | 1.5 | 1 | 1 | 1 | #VALUE! | 1
| WGM_4G1 | WGM 4G1 | teppc | BCHA | BCHA | British Columbia Transmission Company | BCHA_AESO | Excluded | 2018-08-31 | 2050-03-30 | 5.35 | 100% | 5.35 | 5.35 |  |  | hydro | Hydro_Standard | Hydro | Excluded_Hydro |  |  |  |  | 2019 | 2049 | 0 | Excluded | 5.35 | 1 | 1 | 1 | #VALUE! | 1
| Whatshan_1 | Whatshan-1_Whatshan-1_BCH-WGS | teppc | BCHA | BCHA | British Columbia Transmission Company | BCHA_AESO | Excluded | 1951-01-01 | 2033-03-31 | 54 | 100% | 54 | 54 |  |  | Hydro | Hydro_Standard | Hydro | Excluded_Hydro |  |  |  |  | 1951 | 2032 | 0 | Excluded | 54 | 1 | 1 | 1 | #VALUE! | 1
| Wheat_Field | Wheat Field Wind Power Project-GEN1 | teppc | TPWR | TPWR | Tacoma Power | BPAT | NW | 2009-04-01 | 2050-12-31 | 96.6 | 100% | 96.6 | 96.6 |  |  | WT-Onshore | wind_onshorewind | Wind | NW_Wind |  |  |  |  | 2009 | 2050 | 0 | NW | 96.6 | 1 | 1 | 1 | #VALUE! | 1
| WHEATL_6_LNDFIL | G2 ENERGY, OSTROM ROAD LLC | caiso | PGE_Valley | PGE_Valley | Pacific Gas and Electric Valley | PGE_Valley | CAISO | 2009-01-08 | 2050-12-31 | 3.55 | 100% | 3.55 | 3.55 |  |  |  | Biogas_ | Biogas_LandfillGas | CAISO_Biomass |  |  |  |  | 2009 | 2050 | 0 | CAISO | 3.55 | 1 | 1 | 1 | #VALUE! | 1
| Whiskeytown | Whiskeytown 1 | teppc | BANC | BANC | Balancing Authority of Northern California | SMUD | BANC | 1986-09-01 | 2050-12-31 | 5 | 100% | 5 | 5 |  |  | Hydro | Hydro_Standard | Hydro | BANC_Small_Hydro |  |  |  |  | 1987 | 2050 | 0 | BANC | 5 | 1 | 1 | 1 | #VALUE! | 1
| WhistlingRidge1 | Whistling Ridge Wind-WT (1) | teppc | TPWR | TPWR | Tacoma Power | BPAT | NW | 2018-12-31 | 2050-04-15 | 70 | 100% | 70 | 70 |  |  | WT-Onshore | wind_onshorewind | Wind | NW_Wind |  |  |  |  | 2019 | 2049 | 0 | NW | 70 | 1 | 1 | 1 | #VALUE! | 1
| White_Creek1 | White Creek Wind Farm-1 | teppc | TPWR | TPWR | Tacoma Power | BPAT | NW | 2007-12-01 | 2050-12-31 | 102.35 | 100% | 102.35 | 102.35 |  |  | WT-Onshore | wind_onshorewind | Wind | NW_Wind |  |  |  |  | 2008 | 2050 | 0 | NW | 102.35 | 1 | 1 | 1 | #VALUE! | 1
| White_Creek2 | White Creek Wind Farm-2 | teppc | TPWR | TPWR | Tacoma Power | BPAT | NW | 2007-12-01 | 2050-12-31 | 102.35 | 100% | 102.35 | 102.35 |  |  | WT-Onshore | wind_onshorewind | Wind | NW_Wind |  |  |  |  | 2008 | 2050 | 0 | NW | 102.35 | 1 | 1 | 1 | #VALUE! | 1
| White_Rock_1 | White Rock H1 | teppc | BANC | BANC | Balancing Authority of Northern California | SMUD | BANC | 1968-06-01 | 2050-01-01 | 110 | 100% | 110 | 110 |  |  | Hydro | Hydro_Standard | Hydro | BANC_Hydro |  |  |  |  | 1968 | 2049 | 0 | BANC | 110 | 1 | 1 | 1 | #VALUE! | 1
| White_Rock_2 | White Rock H2 | teppc | BANC | BANC | Balancing Authority of Northern California | SMUD | BANC | 2013-08-01 | 2050-12-31 | 125 | 100% | 125 | 125 |  |  | Hydro | Hydro_Standard | Hydro | BANC_Hydro |  |  |  |  | 2014 | 2050 | 0 | BANC | 125 | 1 | 1 | 1 | #VALUE! | 1
| WHITECOURT_CGN | WHITECOURT COGEN-1 | teppc | AESO | AESO | Alberta Electric System Operator | BCHA_AESO | Excluded | 1994-12-01 | 2050-12-01 | 23 | 100% | 23 | 23 |  |  | Bio-ST | ST_Biomass | Biomass/Wood | Excluded_Biomass |  |  |  |  | 1995 | 2050 | 0 | Excluded | 23 | 1 | 1 | 1 | #VALUE! | 1
| Whitehead_K1 | Whitehead-K1 | teppc | PAUT | PAUT | Utah, PACE Utility | PACE | NW | 1986-10-01 | 2050-12-31 | 7 | 100% | 7 | 7 |  |  | ICE-NatGas | ICE_NG | ICE | NW_Peaker |  |  |  |  | 1987 | 2050 | 0 | NW | 7 | 1 | 1 | 1 | #VALUE! | 1
| Whitehead_K2 | Whitehead-K2 | teppc | PAUT | PAUT | Utah, PACE Utility | PACE | NW | 1986-08-01 | 2050-12-31 | 7 | 100% | 7 | 7 |  |  | ICE-NatGas | ICE_NG | ICE | NW_Peaker |  |  |  |  | 1987 | 2050 | 0 | NW | 7 | 1 | 1 | 1 | #VALUE! | 1
| Whitehead_K3 | Whitehead-K3 | teppc | PAUT | PAUT | Utah, PACE Utility | PACE | NW | 2000-03-01 | 2050-12-31 | 7 | 100% | 7 | 7 |  |  | ICE-NatGas | ICE_NG | ICE | NW_Peaker |  |  |  |  | 2000 | 2050 | 0 | NW | 7 | 1 | 1 | 1 | #VALUE! | 1
| Whitehead_K4 | Whitehead-K4 | teppc | PAUT | PAUT | Utah, PACE Utility | PACE | NW | 2002-12-01 | 2050-12-31 | 5 | 100% | 5 | 5 |  |  | ICE-NatGas | ICE_NG | ICE | NW_Peaker |  |  |  |  | 2003 | 2050 | 0 | NW | 5 | 1 | 1 | 1 | #VALUE! | 1
| Whitehorn_2 | Whitehorn-2 | teppc | PSEI | PSEI | Puget Sound Energy | BPAT | NW | 1981-10-01 | 2050-12-31 | 84.6 | 100% | 84.6 | 84.6 |  |  | CT-NatGas-Industrial | CT_NG | CT | NW_Peaker |  |  |  |  | 1982 | 2050 | 0 | NW | 84.6 | 1 | 1 | 1 | #VALUE! | 1
| Whitehorn_3 | Whitehorn-3 | teppc | PSEI | PSEI | Puget Sound Energy | BPAT | NW | 1981-10-01 | 2050-12-31 | 84.6 | 100% | 84.6 | 84.6 |  |  | CT-NatGas-Industrial | CT_NG | CT | NW_Peaker |  |  |  |  | 1982 | 2050 | 0 | NW | 84.6 | 1 | 1 | 1 | #VALUE! | 1
| WhiteWaterRanch | White Water Ranch-1 | teppc | IPFE | IPFE | Idaho Far East | IPCO | NW | 1985-08-01 | 2030-04-15 | 0.16 | 100% | 0.16 | 0.16 |  |  | Hydro | Hydro_Standard | Hydro | NW_Hydro |  |  |  |  | 1986 | 2029 | 0 | NW | 0.16 | 1 | 1 | 1 | #VALUE! | 1
| WHITNY_6_SOLAR | Whitney Point Solar | caiso | PGE_Valley | PGE_Valley | Pacific Gas and Electric Valley | PGE_Valley | CAISO | 2017-04-14 | 2050-12-31 | 20 | 100% | 20 | 20 |  |  | PVgeneric_sun | PVgeneric_sun | Solar_Fixed | CAISO_Solar |  |  |  |  | 2017 | 2050 | 0 | CAISO | 20 | 1 | 1 | 1 | #VALUE! | 1
| WHTWTR_1_WINDA1 | Whitewater Hill Wind Project | caiso | SCE | SCE | Southern California Edison | SCE | CAISO | 2002-08-31 | 2050-12-31 | 61.5 | 100% | 61.5 | 61.5 |  |  |  | wind_onshorewind | Wind | CAISO_Wind |  |  |  |  | 2003 | 2050 | 0 | CAISO | 61.5 | 1 | 1 | 1 | #VALUE! | 1
| Wild_Horse_W3 | Wild Horse-W3 | teppc | PSEI | PSEI | Puget Sound Energy | BPAT | NW | 2009-11-01 | 2050-12-31 | 44 | 100% | 44 | 44 |  |  | WT-Onshore | wind_onshorewind | Wind | NW_Wind |  |  |  |  | 2010 | 2050 | 0 | NW | 44 | 1 | 1 | 1 | #VALUE! | 1
| Wild_Horse_Wind_1 | Wild Horse-W1 | teppc | PSEI | PSEI | Puget Sound Energy | BPAT | NW | 2006-12-01 | 2050-12-31 | 113.3 | 100% | 113.3 | 113.3 |  |  | WT-Onshore | wind_onshorewind | Wind | NW_Wind |  |  |  |  | 2007 | 2050 | 0 | NW | 113.3 | 1 | 1 | 1 | #VALUE! | 1
| Wild_Horse_Wind_2_3 | Wild Horse-W2 | teppc | PSEI | PSEI | Puget Sound Energy | BPAT | NW | 2006-09-01 | 2050-12-31 | 115.3 | 100% | 115.3 | 115.3 |  |  | WT-Onshore | wind_onshorewind | Wind | NW_Wind |  |  |  |  | 2007 | 2050 | 0 | NW | 115.3 | 1 | 1 | 1 | #VALUE! | 1
| Wild_Rose_1 | Wild Rose 1¦Don A Campbell 1 | teppc | SPPC | SPPC | Nevada Power Company | NEVP | SW | 1985-08-01 | 2030-04-15 | 25 | 100% | 25 | 25 |  |  | Geo-BinaryCycle | Geothermal_steam | Geothermal | SW_Geothermal |  |  |  |  | 1986 | 2029 | 0 | SW | 25 | 1 | 1 | 1 | #VALUE! | 1
| Wild_Rose_2 | Wild Rose 2¦Don Campbell 2 | teppc | SPPC | SPPC | Nevada Power Company | NEVP | SW | 2015-09-01 | 2050-12-31 | 25 | 100% | 25 | 25 |  |  | Geo-BinaryCycle | Geothermal_steam | Geothermal | SW_Geothermal |  |  |  |  | 2016 | 2050 | 0 | SW | 25 | 1 | 1 | 1 | #VALUE! | 1
| Wildmare_Wind_1 | Wildmare Wind-1_Wildmare Wind-1_IPP-WDM | teppc | BCHA | BCHA | British Columbia Transmission Company | BCHA_AESO | Excluded | 2015-11-01 | 2040-11-01 | 36 | 100% | 36 | 36 |  |  | WT-Onshore | wind_onshorewind | Wind | Excluded_Wind |  |  |  |  | 2016 | 2040 | 0 | Excluded | 36 | 1 | 1 | 1 | #VALUE! | 1
| Wildmare_Wind_2 | Wildmare Wind-2_Wildmare Wind-2_IPP-WDM | teppc | BCHA | BCHA | British Columbia Transmission Company | BCHA_AESO | Excluded | 2015-11-01 | 2040-11-01 | 14.4 | 100% | 14.4 | 14.4 |  |  | WT-Onshore | wind_onshorewind | Wind | Excluded_Wind |  |  |  |  | 2016 | 2040 | 0 | Excluded | 14.4 | 1 | 1 | 1 | #VALUE! | 1
| Wildmare_Wind_3 | Wildmare Wind-3_Wildmare Wind-3_IPP-WDM | teppc | BCHA | BCHA | British Columbia Transmission Company | BCHA_AESO | Excluded | 2015-11-01 | 2040-11-01 | 27 | 100% | 27 | 27 |  |  | WT-Onshore | wind_onshorewind | Wind | Excluded_Wind |  |  |  |  | 2016 | 2040 | 0 | Excluded | 27 | 1 | 1 | 1 | #VALUE! | 1
| WildRoseWind01 | Naturener Wild Rose Wind Farm Phase 1-01 | teppc | BCHA | BCHA | British Columbia Transmission Company | BCHA_AESO | Excluded | 2014-07-31 | 2050-12-31 | 21 | 100% | 21 | 21 |  |  | WT-Onshore | wind_onshorewind | Wind | Excluded_Wind |  |  |  |  | 2015 | 2050 | 0 | Excluded | 21 | 1 | 1 | 1 | #VALUE! | 1
| WildRoseWind03 | Naturener Wild Rose Wind Farm Phase 1-03 | teppc | BCHA | BCHA | British Columbia Transmission Company | BCHA_AESO | Excluded | 2014-07-31 | 2050-12-31 | 21 | 100% | 21 | 21 |  |  | WT-Onshore | wind_onshorewind | Wind | Excluded_Wind |  |  |  |  | 2015 | 2050 | 0 | Excluded | 21 | 1 | 1 | 1 | #VALUE! | 1
| WildRoseWind04 | Naturener Wild Rose Wind Farm Phase 1-04 | teppc | BCHA | BCHA | British Columbia Transmission Company | BCHA_AESO | Excluded | 2014-07-31 | 2050-12-31 | 19.5 | 100% | 19.5 | 19.5 |  |  | WT-Onshore | wind_onshorewind | Wind | Excluded_Wind |  |  |  |  | 2015 | 2050 | 0 | Excluded | 19.5 | 1 | 1 | 1 | #VALUE! | 1
| WildRoseWind05 | Naturener Wild Rose Wind Farm Phase 1-05 | teppc | BCHA | BCHA | British Columbia Transmission Company | BCHA_AESO | Excluded | 2014-07-31 | 2050-12-31 | 19.5 | 100% | 19.5 | 19.5 |  |  | WT-Onshore | wind_onshorewind | Wind | Excluded_Wind |  |  |  |  | 2015 | 2050 | 0 | Excluded | 19.5 | 1 | 1 | 1 | #VALUE! | 1
| WildRoseWind07 | Naturener Wild Rose Wind Farm Phase 1-07 | teppc | BCHA | BCHA | British Columbia Transmission Company | BCHA_AESO | Excluded | 2014-07-31 | 2050-12-31 | 19.5 | 100% | 19.5 | 19.5 |  |  | WT-Onshore | wind_onshorewind | Wind | Excluded_Wind |  |  |  |  | 2015 | 2050 | 0 | Excluded | 19.5 | 1 | 1 | 1 | #VALUE! | 1
| WildRoseWind08 | Naturener Wild Rose Wind Farm Phase 1-08 | teppc | PNM | PNM | Public Service Company of New Mexico | PNM_EPE | SW | 2014-07-31 | 2050-12-31 | 21 | 100% | 21 | 21 |  |  | WT-Onshore | wind_onshorewind | Wind | SW_Wind |  |  |  |  | 2015 | 2050 | 0 | SW | 21 | 1 | 1 | 1 | #VALUE! | 1
| WildRoseWind09 | Naturener Wild Rose Wind Farm Phase 1-09 | teppc | BCHA | BCHA | British Columbia Transmission Company | BCHA_AESO | Excluded | 2014-07-31 | 2050-12-31 | 21 | 100% | 21 | 21 |  |  | WT-Onshore | wind_onshorewind | Wind | Excluded_Wind |  |  |  |  | 2015 | 2050 | 0 | Excluded | 21 | 1 | 1 | 1 | #VALUE! | 1
| Wilkins_Wind | Wilkins Wind-WT (10 x 2.5) | teppc | PNM | PNM | Public Service Company of New Mexico | PNM_EPE | SW | 2016-12-01 | 2050-04-15 | 25 | 100% | 25 | 25 |  |  | WT-Onshore | wind_onshorewind | Wind | SW_Wind |  |  |  |  | 2017 | 2049 | 0 | SW | 25 | 1 | 1 | 1 | #VALUE! | 1
| Williams_Fork | Williams Fork Hydro Plant GEN1-GEN2 | teppc | WACM | WACM | Western Area Power Administration, Colorado-Missouri Region | WACM | Excluded | 1959-07-01 | 2050-12-31 | 3 | 100% | 3 | 3 |  |  | Hydro | Hydro_Standard | Hydro | Excluded_Hydro |  |  |  |  | 1960 | 2050 | 0 | Excluded | 3 | 1 | 1 | 1 | #VALUE! | 1
| Willow_Springs_Solar__LLC | Willow Springs Solar, LLC | rps | SCE | SCE | Southern California Edison | SCE | CAISO | 2019-10-31 | 2050-12-31 | 108 | 100% | 108 | 108 |  |  | Solar PV - Ground mountSolar: Tracking (1 Axis) | 1axPV_sun | Solar_1Axis | CAISO_Solar |  |  |  |  | 2020 | 2050 | 0 | CAISO | 108 | 1 | 1 | 1 | #VALUE! | 0
| WillowCreekEC | Willow Creek Energy Center-1 | teppc | TPWR | TPWR | Tacoma Power | BPAT | NW | 2009-02-01 | 2050-12-31 | 72 | 100% | 72 | 72 |  |  | WT-Onshore | wind_onshorewind | Wind | NW_Wind |  |  |  |  | 2009 | 2050 | 0 | NW | 72 | 1 | 1 | 1 | #VALUE! | 0
| WilsonLake1 | Wilson Lake Hydroelectric Project-1 | teppc | IPTV | IPTV | Idaho Treasure Valley | IPCO | NW | 1993-05-18 | 2050-12-31 | 7.3 | 100% | 7.3 | 7.3 |  |  | Hydro | Hydro_Standard | Hydro | NW_Hydro |  |  |  |  | 1993 | 2050 | 0 | NW | 7.3 | 1 | 1 | 1 | #VALUE! | 0
| WilsonLake2 | Wilson Lake Hydroelectric Project-2 | teppc | IPFE | IPFE | Idaho Far East | IPCO | NW | 1993-05-18 | 2050-12-31 | 4.2 | 100% | 4.2 | 4.2 |  |  | Hydro | Hydro_Standard | Hydro | NW_Hydro |  |  |  |  | 1993 | 2050 | 0 | NW | 4.2 | 1 | 1 | 1 | #VALUE! | 0
| SUNSPT_2_WNASR1 | Windhub Solar A Solar Project | rps | SCE | SCE | Southern California Edison | SCE | CAISO | 2019-12-01 | 2050-12-31 | 20 | 100% | 20 | 20 |  |  | Solar PV - Ground mountSolar: Tracking (1 Axis) | 1axPV_sun | Solar_1Axis | CAISO_Solar |  |  |  |  | 2020 | 2050 | 0 | CAISO | 20 | 1 | 1 | 1 | #VALUE! | 0
| Windy_Flats_Wind | Windy Flats Wind Project-1 | teppc | TPWR | TPWR | Tacoma Power | BPAT | NW | 2010-01-01 | 2050-12-31 | 202.4 | 100% | 202.4 | 202.4 |  |  | WT-Onshore | wind_onshorewind | Wind | NW_Wind |  |  |  |  | 2010 | 2050 | 0 | NW | 202.4 | 1 | 1 | 1 | #VALUE! | 0
| WindyFlats2 | Windy Flats Wind Project-2 | teppc | TPWR | TPWR | Tacoma Power | BPAT | NW | 2010-01-01 | 2050-12-31 | 59.8 | 100% | 59.8 | 59.8 |  |  | WT-Onshore | wind_onshorewind | Wind | NW_Wind |  |  |  |  | 2010 | 2050 | 0 | NW | 59.8 | 1 | 1 | 1 | #VALUE! | 0
| WindyFlats3 | Windy Flats 3 (Windy Point 3)-WT (43 x 2.3) | teppc | TPWR | TPWR | Tacoma Power | BPAT | NW | 2013-12-01 | 2050-12-31 | 98.9 | 100% | 98.9 | 98.9 |  |  | WT-Onshore | wind_onshorewind | Wind | NW_Wind |  |  |  |  | 2014 | 2050 | 0 | NW | 98.9 | 1 | 1 | 1 | #VALUE! | 0
| WinteringHills1 | Suncor Wintering Hills-G1 | teppc | AESO | AESO | Alberta Electric System Operator | BCHA_AESO | Excluded | 2011-09-01 | 2050-12-31 | 16 | 100% | 16 | 16 |  |  | WT-Onshore | wind_onshorewind | Wind | Excluded_Wind |  |  |  |  | 2012 | 2050 | 0 | Excluded | 16 | 1 | 1 | 1 | #VALUE! | 0
| WinteringHills2 | Suncor Wintering Hills-G2 | teppc | AESO | AESO | Alberta Electric System Operator | BCHA_AESO | Excluded | 2011-09-01 | 2050-12-31 | 14.4 | 100% | 14.4 | 14.4 |  |  | WT-Onshore | wind_onshorewind | Wind | Excluded_Wind |  |  |  |  | 2012 | 2050 | 0 | Excluded | 14.4 | 1 | 1 | 1 | #VALUE! | 0
| WinteringHills3 | Suncor Wintering Hills-G3 | teppc | AESO | AESO | Alberta Electric System Operator | BCHA_AESO | Excluded | 2011-09-01 | 2050-12-31 | 12.8 | 100% | 12.8 | 12.8 |  |  | WT-Onshore | wind_onshorewind | Wind | Excluded_Wind |  |  |  |  | 2012 | 2050 | 0 | Excluded | 12.8 | 1 | 1 | 1 | #VALUE! | 0
| WinteringHills4 | Suncor Wintering Hills-G4 | teppc | AESO | AESO | Alberta Electric System Operator | BCHA_AESO | Excluded | 2011-09-01 | 2050-12-31 | 16 | 100% | 16 | 16 |  |  | WT-Onshore | wind_onshorewind | Wind | Excluded_Wind |  |  |  |  | 2012 | 2050 | 0 | Excluded | 16 | 1 | 1 | 1 | #VALUE! | 0
| WinteringHills5 | Suncor Wintering Hills-G5 | teppc | AESO | AESO | Alberta Electric System Operator | BCHA_AESO | Excluded | 2011-09-01 | 2050-12-31 | 14.4 | 100% | 14.4 | 14.4 |  |  | WT-Onshore | wind_onshorewind | Wind | Excluded_Wind |  |  |  |  | 2012 | 2050 | 0 | Excluded | 14.4 | 1 | 1 | 1 | #VALUE! | 0
| WinteringHills6 | Suncor Wintering Hills-G6 | teppc | AESO | AESO | Alberta Electric System Operator | BCHA_AESO | Excluded | 2011-09-01 | 2050-12-31 | 14.4 | 100% | 14.4 | 14.4 |  |  | WT-Onshore | wind_onshorewind | Wind | Excluded_Wind |  |  |  |  | 2012 | 2050 | 0 | Excluded | 14.4 | 1 | 1 | 1 | #VALUE! | 0
| WISE_1_UNIT_1 | Wise Hydro Unit 1 | caiso | PGE_Valley | PGE_Valley | Pacific Gas and Electric Valley | PGE_Valley | CAISO | 1917-01-01 | 2050-12-31 | 14.5 | 100% | 14.5 | 14.5 |  |  |  | Hydro_Standard | Hydro | CAISO_Hydro |  |  |  |  | 1917 | 2050 | 0 | CAISO | 14.5 | 1 | 1 | 1 | #VALUE! | 0
| WISE_1_UNIT_2 | WISE HYDRO UNIT 2 | caiso | PGE_Valley | PGE_Valley | Pacific Gas and Electric Valley | PGE_Valley | CAISO | 1986-01-01 | 2050-12-31 | 3.2 | 100% | 3.2 | 3.2 |  |  |  | Hydro_Standard | Hydro | CAISO_Hydro |  |  |  |  | 1986 | 2050 | 0 | CAISO | 3.2 | 1 | 1 | 1 | #VALUE! | 0
| WISHON_6_UNITS | Wishon/San Joaquin #1-A AGGREGATE | caiso | PGE_Valley | PGE_Valley | Pacific Gas and Electric Valley | PGE_Valley | CAISO | 1910-01-01 | 2050-12-31 | 18.4 | 100% | 18.4 | 18.4 |  |  |  | Hydro_Standard | Hydro | CAISO_Small_Hydro |  |  |  |  | 1910 | 2050 | 0 | CAISO | 18.4 | 1 | 1 | 1 | #VALUE! | 0
| WISTRA_2_WRSSR1 | Wistaria Ranch Solar | caiso | SDGE | SDGE | San Diego Gas and Electric | SDGE | CAISO | 2018-12-01 | 2050-12-31 | 100 | 100% | 100 | 100 |  |  | PHOTO VOLTAIC_SUN | PVgeneric_sun | Solar_Fixed | CAISO_Solar |  |  |  |  | 2019 | 2050 | 0 | CAISO | 100 | 1 | 1 | 1 | #VALUE! | 0
| WLDWD_1_SOLAR1 | Wildwood Solar I | caiso | SCE | SCE | Southern California Edison | SCE | CAISO | 2015-02-19 | 2050-12-31 | 20 | 100% | 20 | 20 |  |  |  | PVgeneric_sun | Solar_Fixed | CAISO_Solar |  |  |  |  | 2015 | 2050 | 0 | CAISO | 20 | 1 | 1 | 1 | #VALUE! | 0
| WLDWD_1_SOLAR2 | Wildwood Solar 2 | caiso | SCE | SCE | Southern California Edison | SCE | CAISO | 2016-12-01 | 2050-12-31 | 15 | 100% | 15 | 15 |  |  | PVgeneric_sun | PVgeneric_sun | Solar_Fixed | CAISO_Solar |  |  |  |  | 2017 | 2050 | 0 | CAISO | 15 | 1 | 1 | 1 | #VALUE! | 0
| WNDMAS_2_UNIT_1 | BUENA VISTA ENERGY, LLC | caiso | PGE_Bay | PGE_Bay | Pacific Gas and Electric Bay | PGE_Bay | CAISO | 1983-12-24 | 2050-12-31 | 38 | 100% | 38 | 38 |  |  |  | wind_onshorewind | Wind | CAISO_Wind |  |  |  |  | 1984 | 2050 | 0 | CAISO | 38 | 1 | 1 | 1 | #VALUE! | 0
| WNDSTR_2_WIND | Windstar | caiso | SCE | SCE | Southern California Edison | SCE | CAISO | 2012-01-28 | 2050-12-31 | 120 | 100% | 120 | 120 |  |  |  | wind_onshorewind | Wind | CAISO_Wind |  |  |  |  | 2012 | 2050 | 0 | CAISO | 120 | 1 | 1 | 1 | #VALUE! | 0
| WOLFSK_1_UNITA1 | Wolfskill Energy Center | caiso | PGE_Valley | PGE_Valley | Pacific Gas and Electric Valley | PGE_Valley | CAISO | 2003-03-22 | 2050-12-31 | 46.9 | 100% | 46.9 | 46.9 |  |  | CT-NatGas-Aero | CT_NG | CT | CAISO_Peaker1 |  |  |  |  | 2003 | 2050 | 0 | CAISO | 46.9 | 1 | 1 | 1 | #VALUE! | 0
| Wolverine_Creek |  | teppc | PAID | PAID | Idaho, PACE Utility | IPCO | NW | 2006-02-01 | 2050-12-31 | 19 | 100% | 19 | 19 |  |  | WT-Onshore | wind_onshorewind | Wind | NW_Wind |  |  |  |  | 2006 | 2050 | 0 | NW | 19 | 1 | 1 | 1 | #VALUE! | 0
| Woodland_1 | Woodland NA1 | teppc | BANC | BANC | Balancing Authority of Northern California | SMUD | BANC | 1993-11-01 | 2050-12-31 | 49 | 100% | 49 | 49 |  |  | CT-NatGas-Industrial | CT_NG | CT | BANC_Peaker |  |  |  |  | 1994 | 2050 | 0 | BANC | 49 | 1 | 1 | 1 | #VALUE! | 0
| Woodland_3A | Woodland IC 3A | teppc | BANC | BANC | Balancing Authority of Northern California | SMUD | BANC | 2011-07-22 | 2050-12-31 | 8.2 | 100% | 8.2 | 8.2 |  |  | ICE-NatGas | ICE_NG | ICE | BANC_Peaker |  |  |  |  | 2012 | 2050 | 0 | BANC | 8.2 | 1 | 1 | 1 | #VALUE! | 0
| Woodland_3B | Woodland IC 3B | teppc | BANC | BANC | Balancing Authority of Northern California | SMUD | BANC | 2011-07-22 | 2050-12-31 | 8.2 | 100% | 8.2 | 8.2 |  |  | ICE-NatGas | ICE_NG | ICE | BANC_Peaker |  |  |  |  | 2012 | 2050 | 0 | BANC | 8.2 | 1 | 1 | 1 | #VALUE! | 0
| Woodland_3C | Woodland IC 3C | teppc | BANC | BANC | Balancing Authority of Northern California | SMUD | BANC | 2011-07-22 | 2050-12-31 | 8.2 | 100% | 8.2 | 8.2 |  |  | ICE-NatGas | ICE_NG | ICE | BANC_Peaker |  |  |  |  | 2012 | 2050 | 0 | BANC | 8.2 | 1 | 1 | 1 | #VALUE! | 0
| Woodland_3D | Woodland IC 3D | teppc | BANC | BANC | Balancing Authority of Northern California | SMUD | BANC | 2011-07-22 | 2050-12-31 | 8.2 | 100% | 8.2 | 8.2 |  |  | ICE-NatGas | ICE_NG | ICE | BANC_Peaker |  |  |  |  | 2012 | 2050 | 0 | BANC | 8.2 | 1 | 1 | 1 | #VALUE! | 0
| Woodland_3E | Woodland IC 3E | teppc | BANC | BANC | Balancing Authority of Northern California | SMUD | BANC | 2011-07-22 | 2050-12-31 | 8.2 | 100% | 8.2 | 8.2 |  |  | ICE-NatGas | ICE_NG | ICE | BANC_Peaker |  |  |  |  | 2012 | 2050 | 0 | BANC | 8.2 | 1 | 1 | 1 | #VALUE! | 0
| Woodland_3F | Woodland IC 3F | teppc | BANC | BANC | Balancing Authority of Northern California | SMUD | BANC | 2011-07-22 | 2050-12-31 | 8.2 | 100% | 8.2 | 8.2 |  |  | ICE-NatGas | ICE_NG | ICE | BANC_Peaker |  |  |  |  | 2012 | 2050 | 0 | BANC | 8.2 | 1 | 1 | 1 | #VALUE! | 0
| Woodland_CC | WoodlandCC (Total CC Plant) | teppc | BANC | BANC | Balancing Authority of Northern California | SMUD | BANC | 2003-08-01 | 2050-12-31 | 84.2 | 100% | 84.2 | 84.2 |  |  | CCWhole-NatGas-Industrial | CC_NG | CC | BANC_CCGT |  |  |  |  | 2004 | 2050 | 0 | BANC | 84.2 | 1 | 1 | 1 | #VALUE! | 0
| WOODWR_1_HYDRO | Quinten Luallen | caiso | PGE_Valley | PGE_Valley | Pacific Gas and Electric Valley | PGE_Valley | CAISO |  | 2050-12-31 | 7.3 | 100% | 7.3 | 7.3 |  |  | Hydro_Standard | Hydro_Standard | Hydro | CAISO_Hydro |  |  |  |  | 1900 | 2050 | 0 | CAISO | 7.3 | 1 | 1 | 1 | #VALUE! | 0
| Wrangler | Wrangler-1 | teppc | BPAT | BPAT | Bonneville Power Administration – Transmission | BPAT | NW | 2011-10-13 | 2036-10-13 | 0.48 | 100% | 0.48 | 0.48 |  |  | SolarPV-Tracking | 1axPV_sun | Solar_1Axis | NW_Solar |  |  |  |  | 2012 | 2036 | 0 | NW | 0.48 | 1 | 1 | 1 | #VALUE! | 0
| WRGHTP_7_AMENGY | SMALL QF AGGREGATION - LOS BANOS | caiso | PGE_Valley | PGE_Valley | Pacific Gas and Electric Valley | PGE_Valley | CAISO | 1986-02-01 | 2050-12-31 | 2.5 | 100% | 2.5 | 2.5 |  |  |  | Hydro_Standard | Hydro | CAISO_Hydro |  |  |  |  | 1986 | 2050 | 0 | CAISO | 2.5 | 1 | 1 | 1 | #VALUE! | 0
| WSENGY_1_UNIT_1 | Wheelabrator Shasta | caiso | PGE_Valley | PGE_Valley | Pacific Gas and Electric Valley | PGE_Valley | CAISO | 1987-10-30 | 2050-12-31 | 45.79 | 91.58% | 45.79 | 50 |  |  |  | ST_Biomass | Biomass/Wood | CAISO_Biomass |  |  |  |  | 1988 | 2050 | 0 | CAISO | 50 | 1 | 1 | 1 | #VALUE! | 0
| WSMR_I_WSMR1 | WSMR I-WSMR1 | teppc | BPAT | BPAT | Bonneville Power Administration – Transmission | BPAT | NW | 2009-12-01 | 2029-12-01 | 4.2 | 100% | 4.2 | 4.2 |  |  | SolarPV-NonTracking | FixedPV_sun | Solar_Fixed | NW_Solar |  |  |  |  | 2010 | 2029 | 0 | NW | 4.2 | 1 | 1 | 1 | #VALUE! | 0
| WSMR_I_WSMR2 | WSMR I-WSMR2 | teppc | BPAT | BPAT | Bonneville Power Administration – Transmission | BPAT | NW | 2009-12-01 | 2029-12-01 | 0.4 | 100% | 0.4 | 0.4 |  |  | SolarPV-NonTracking | FixedPV_sun | Solar_Fixed | NW_Solar |  |  |  |  | 2010 | 2029 | 0 | NW | 0.4 | 1 | 1 | 1 | #VALUE! | 0
| WSNR_2_CVPDYN | Central Valley 1 | caiso | BANC | PGE_Valley | Pacific Gas and Electric Valley | PGE_Valley | CAISO |  | 2050-12-31 | 5 | 100% | 5 | 5 |  |  | HYDRO_WATER | Hydro_Standard | Hydro | CAISO_Hydro |  |  |  |  | 1900 | 2050 | 0 | CAISO | 5 | 1 | 1 | 1 | #VALUE! | 0
| WSNR_2_TESLADYN | Central Valley Tesla | caiso | BANC | PGE_Valley | Pacific Gas and Electric Valley | PGE_Valley | CAISO |  | 2050-12-31 | 5 | 100% | 5 | 5 |  |  | HYDRO_WATER | Hydro_Standard | Hydro | CAISO_Hydro |  |  |  |  | 1900 | 2050 | 0 | CAISO | 5 | 1 | 1 | 1 | #VALUE! | 0
| WSNR_5_TRCYDYN | Central Valley Tracy | caiso | BANC | PGE_Valley | Pacific Gas and Electric Valley | PGE_Valley | CAISO |  | 2050-12-31 | 5 | 100% | 5 | 5 |  |  | HYDRO_WATER | Hydro_Standard | Hydro | CAISO_Hydro |  |  |  |  | 1900 | 2050 | 0 | CAISO | 5 | 1 | 1 | 1 | #VALUE! | 0
| Wygen_1 | Wygen 1 1 | teppc | WACM | WACM | Western Area Power Administration, Colorado-Missouri Region | WACM | Excluded | 2003-02-01 | 2050-12-31 | 93.7 | 100% | 93.7 | 93.7 |  |  | ST-Coal | Steam_Coal | Coal | Excluded_Coal |  |  |  |  | 2003 | 2050 | 0 | Excluded | 93.7 | 1 | 1 | 1 | #VALUE! | 0
| Wygen_2 | Wygen 2 1 | teppc | WACM | WACM | Western Area Power Administration, Colorado-Missouri Region | WACM | Excluded | 2008-01-01 | 2050-12-01 | 95 | 100% | 95 | 95 |  |  | ST-Coal | Steam_Coal | Coal | Excluded_Coal |  |  |  |  | 2008 | 2050 | 0 | Excluded | 95 | 1 | 1 | 1 | #VALUE! | 0
| Wygen_3 | Wygen 3 5 | teppc | WACM | WACM | Western Area Power Administration, Colorado-Missouri Region | WACM | Excluded | 2010-04-01 | 2050-12-31 | 100 | 100% | 100 | 100 |  |  | ST-Coal | Steam_Coal | Coal | Excluded_Coal |  |  |  |  | 2010 | 2050 | 0 | Excluded | 100 | 1 | 1 | 1 | #VALUE! | 0
| Wynoochee | Wynoochee-1 | teppc | TPWR | TPWR | Tacoma Power | BPAT | NW | 1994-01-01 | 2050-12-31 | 12.8 | 100% | 12.8 | 12.8 |  |  | Hydro | Hydro_Standard | Hydro | NW_Hydro |  |  |  |  | 1994 | 2050 | 0 | NW | 12.8 | 1 | 1 | 1 | #VALUE! | 0
| Wyodak | Wyodak-1 | teppc | PAWY | PAWY | Wyoming, PACE Utility | PACE | NW | 1978-09-01 | 2050-12-31 | 340 | 100% | 340 | 340 |  |  | ST-Coal | Steam_Coal | Coal | NW_Coal |  |  |  |  | 1979 | 2050 | 0 | NW | 340 | 1 | 1 | 1 | #VALUE! | 0
| YahooCreek | Yahoo Creek-YCWP_60032 | teppc | IPFE | IPFE | Idaho Far East | IPCO | NW | 2010-12-21 | 2050-12-31 | 21 | 100% | 21 | 21 |  |  | WT-Onshore | wind_onshorewind | Wind | NW_Wind |  |  |  |  | 2011 | 2050 | 0 | NW | 21 | 1 | 1 | 1 | #VALUE! | 0
| YakamaDrop2 | Yakama Drop 2-1 | teppc | PNM | PNM | Public Service Company of New Mexico | PNM_EPE | SW | 1942-08-01 | 2050-12-31 | 2.5 | 100% | 2.5 | 2.5 |  |  | Hydro | Hydro_Standard | Hydro | SW_Hydro |  |  |  |  | 1943 | 2050 | 0 | SW | 2.5 | 1 | 1 | 1 | #VALUE! | 0
| YakamaDrop3_1 | Yakama Drop 3-1 | teppc | PNM | PNM | Public Service Company of New Mexico | PNM_EPE | SW | 1931-12-01 | 2050-12-31 | 0.8 | 100% | 0.8 | 0.8 |  |  | Hydro | Hydro_Standard | Hydro | SW_Hydro |  |  |  |  | 1932 | 2050 | 0 | SW | 0.8 | 1 | 1 | 1 | #VALUE! | 0
| YakamaDrop3_2 | Yakama Drop 3-2 | teppc | PNM | PNM | Public Service Company of New Mexico | PNM_EPE | SW | 1931-12-01 | 2050-12-31 | 0.8 | 100% | 0.8 | 0.8 |  |  | Hydro | Hydro_Standard | Hydro | SW_Hydro |  |  |  |  | 1932 | 2050 | 0 | SW | 0.8 | 1 | 1 | 1 | #VALUE! | 0
| Yale1 | Yale-1 | teppc | PACW | PACW | PacifiCorp – West | PACW | NW | 1953-09-01 | 2050-12-31 | 67 | 100% | 67 | 67 |  |  | Hydro | Hydro_Standard | Hydro | NW_Hydro |  |  |  |  | 1954 | 2050 | 0 | NW | 67 | 1 | 1 | 1 | #VALUE! | 0
| Yale2 | Yale-2 | teppc | PACW | PACW | PacifiCorp – West | PACW | NW | 1953-11-01 | 2050-12-31 | 67 | 100% | 67 | 67 |  |  | Hydro | Hydro_Standard | Hydro | NW_Hydro |  |  |  |  | 1954 | 2050 | 0 | NW | 67 | 1 | 1 | 1 | #VALUE! | 0
| Yellowstone_Eng | Yellowstone Energy LP-GEN1 | teppc | NWMT | NWMT | NorthWestern Energy | NWMT_WAUW | NW | 1995-06-01 | 2050-12-31 | 64 | 100% | 64 | 64 |  |  | ST-Coal | Steam_Coal | Coal | NW_Coal |  |  |  |  | 1995 | 2050 | 0 | NW | 64 | 1 | 1 | 1 | #VALUE! | 0
| Yellowtail_1 | Yellowtail 1 | teppc | WACM | WACM | Western Area Power Administration, Colorado-Missouri Region | WACM | Excluded | 1966-11-01 | 2050-12-31 | 65.79 | 100% | 65.79 | 65.79 |  |  | Hydro | Hydro_Standard | Hydro | Excluded_Hydro |  |  |  |  | 1967 | 2050 | 0 | Excluded | 65.79 | 1 | 1 | 1 | #VALUE! | 0
| Yellowtail_2 | Yellowtail 2 | teppc | WACM | WACM | Western Area Power Administration, Colorado-Missouri Region | WACM | Excluded | 1966-10-01 | 2050-12-31 | 65.79 | 100% | 65.79 | 65.79 |  |  | Hydro | Hydro_Standard | Hydro | Excluded_Hydro |  |  |  |  | 1967 | 2050 | 0 | Excluded | 65.79 | 1 | 1 | 1 | #VALUE! | 0
| Yellowtail_3 | Yellowtail 3 | teppc | WACM | WACM | Western Area Power Administration, Colorado-Missouri Region | WACM | Excluded | 1966-11-01 | 2050-12-31 | 65.79 | 100% | 65.79 | 65.79 |  |  | Hydro | Hydro_Standard | Hydro | Excluded_Hydro |  |  |  |  | 1967 | 2050 | 0 | Excluded | 65.79 | 1 | 1 | 1 | #VALUE! | 0
| Yellowtail_4 | Yellowtail 4 | teppc | WACM | WACM | Western Area Power Administration, Colorado-Missouri Region | WACM | Excluded | 1966-10-01 | 2050-12-31 | 65.79 | 100% | 65.79 | 65.79 |  |  | Hydro | Hydro_Standard | Hydro | Excluded_Hydro |  |  |  |  | 1967 | 2050 | 0 | Excluded | 65.79 | 1 | 1 | 1 | #VALUE! | 0
| Yelm_1 | Yelm-1 | teppc | PNM | PNM | Public Service Company of New Mexico | PNM_EPE | SW | 1929-12-01 | 2050-12-31 | 3 | 100% | 3 | 3 |  |  | Hydro | Hydro_Standard | Hydro | SW_Hydro |  |  |  |  | 1930 | 2050 | 0 | SW | 3 | 1 | 1 | 1 | #VALUE! | 0
| Yelm_2 | Yelm-2 | teppc | PNM | PNM | Public Service Company of New Mexico | PNM_EPE | SW | 1929-12-01 | 2050-12-31 | 3 | 100% | 3 | 3 |  |  | Hydro | Hydro_Standard | Hydro | SW_Hydro |  |  |  |  | 1930 | 2050 | 0 | SW | 3 | 1 | 1 | 1 | #VALUE! | 0
| Yelm_3 | Yelm-3 | teppc | PNM | PNM | Public Service Company of New Mexico | PNM_EPE | SW | 1954-12-01 | 2050-12-31 | 6 | 100% | 6 | 6 |  |  | Hydro | Hydro_Standard | Hydro | SW_Hydro |  |  |  |  | 1955 | 2050 | 0 | SW | 6 | 1 | 1 | 1 | #VALUE! | 0
| YoungsCreek | Youngs Creek Hydroelectric Project-1 | teppc | PNM | PNM | Public Service Company of New Mexico | PNM_EPE | SW | 2010-12-01 | 2050-12-31 | 7.5 | 100% | 7.5 | 7.5 |  |  | Hydro | Hydro_Standard | Hydro | SW_Hydro |  |  |  |  | 2011 | 2050 | 0 | SW | 7.5 | 1 | 1 | 1 | #VALUE! | 0
| YUBACT_1_SUNSWT | YUBA CITY COGEN | caiso | PGE_Valley | PGE_Valley | Pacific Gas and Electric Valley | PGE_Valley | CAISO | 1990-12-27 | 2050-12-31 | 49.97 | 100% | 49.97 | 49.97 |  |  | CT-NatGas-Aero | CT_NG | CT | CAISO_Peaker1 |  |  |  |  | 1991 | 2050 | 0 | CAISO | 49.97 | 1 | 1 | 1 | #VALUE! | 0
| YUBACT_6_UNITA1 | Yuba City Energy Center (Calpine) | caiso | PGE_Valley | PGE_Valley | Pacific Gas and Electric Valley | PGE_Valley | CAISO | 2002-07-26 | 2050-12-31 | 47.6 | 100% | 47.6 | 47.6 |  |  | CT-NatGas-Aero | CT_NG | CT | CAISO_Peaker2 |  |  |  |  | 2003 | 2050 | 0 | CAISO | 47.6 | 1 | 1 | 1 | #VALUE! | 0
| Yucca_GT1 | Yucca CT GT1 | teppc | AZPS | AZPS | Arizona Public Service Company | AZPS | SW | 1971-07-01 | 2050-12-31 | 22 | 100% | 22 | 22 |  |  | CT-NatGas-Industrial | CT_NG | CT | SW_Peaker |  |  |  |  | 1972 | 2050 | 0 | SW | 22 | 1 | 1 | 1 | #VALUE! | 0
| Yucca_GT2 | Yucca CT GT2 | teppc | AZPS | AZPS | Arizona Public Service Company | AZPS | SW | 1971-07-01 | 2050-12-31 | 22 | 100% | 22 | 22 |  |  | CT-NatGas-Industrial | CT_NG | CT | SW_Peaker |  |  |  |  | 1972 | 2050 | 0 | SW | 22 | 1 | 1 | 1 | #VALUE! | 0
| Yucca_GT21 | Yucca CT GT21 | teppc | IID | IID | Imperial Irrigation District | IID | IID | 1978-12-01 | 2050-12-31 | 22 | 100% | 22 | 22 |  |  | CT-OilDistillate | CT_Oil | CT | IID_Peaker |  |  |  |  | 1979 | 2050 | 0 | IID | 22 | 1 | 1 | 1 | #VALUE! | 0
| Yucca_GT3 | Yucca CT GT3 | teppc | AZPS | AZPS | Arizona Public Service Company | AZPS | SW | 1973-06-01 | 2050-12-31 | 53 | 100% | 53 | 53 |  |  | CT-NatGas-Industrial | CT_NG | CT | SW_Peaker |  |  |  |  | 1973 | 2050 | 0 | SW | 53 | 1 | 1 | 1 | #VALUE! | 0
| Yucca_GT4 | Yucca CT GT4 | teppc | AZPS | AZPS | Arizona Public Service Company | AZPS | SW | 1974-07-01 | 2050-12-31 | 53 | 100% | 53 | 53 |  |  | CT-OilDistillate | CT_Oil | CT | SW_Peaker |  |  |  |  | 1975 | 2050 | 0 | SW | 53 | 1 | 1 | 1 | #VALUE! | 0
| Yucca_GT5 | Yucca CT GT5 | teppc | AZPS | AZPS | Arizona Public Service Company | AZPS | SW | 2008-06-01 | 2050-12-31 | 49.3 | 100% | 49.3 | 49.3 |  |  | CT-NatGas-Aero | CT_NG | CT | SW_Peaker |  |  |  |  | 2008 | 2050 | 0 | SW | 49.3 | 1 | 1 | 1 | #VALUE! | 0
| Yucca_GT6 | Yucca CT GT6 | teppc | AZPS | AZPS | Arizona Public Service Company | AZPS | SW | 2008-06-01 | 2050-12-31 | 49.3 | 100% | 49.3 | 49.3 |  |  | CT-NatGas-Aero | CT_NG | CT | SW_Peaker |  |  |  |  | 2008 | 2050 | 0 | SW | 49.3 | 1 | 1 | 1 | #VALUE! | 0
| Yucca_ST1 | Yucca ST1 | teppc | IID | IID | Imperial Irrigation District | IID | IID | 1959-04-01 | 2050-12-31 | 75 | 100% | 75 | 75 |  |  | ST-NatGas | ST_NG | Steam | IID_Peaker |  |  |  |  | 1959 | 2050 | 0 | IID | 75 | 1 | 1 | 1 | #VALUE! | 0
| Yuma_Cogen_CC | YumaCogenCC (Total CC Plant) | teppc | AZPS | AZPS | Arizona Public Service Company | AZPS | SW | 1994-05-01 | 2050-12-31 | 56.2 | 100% | 56.2 | 56.2 |  |  | CCWhole-NatGas-Industrial | CC_NG | CC | SW_CCGT |  |  |  |  | 1994 | 2050 | 0 | SW | 56.2 | 1 | 1 | 1 | #VALUE! | 0
| VISTRA_5_DALBT1 | Dallas Energy Storage | gcl (CAISO masterfile) |  |  |  | PGE_Unknown | CAISO | 2021-06-01 | 2050-12-31 | 100 | 100% | 100 | 100 | 4 | 400 |  |  | Battery Storage | CAISO_Baseline_Li_Battery |  |  |  |  | 2021 | 2050 | 0 | CAISO | 100 | 1 | 1 | 1 | #VALUE! | 0
| VISTRA_5_DALBT2 | Dallas Energy Storage 2 | gcl (CAISO masterfile) |  |  |  | PGE_Unknown | CAISO | 2021-06-01 | 2050-12-31 | 100 | 100% | 100 | 100 | 4 | 400 |  |  | Battery Storage | CAISO_Baseline_Li_Battery |  |  |  |  | 2021 | 2050 | 0 | CAISO | 100 | 1 | 1 | 1 | #VALUE! | 0
| VISTRA_5_DALBT3 | Dallas Energy Storage 3 | gcl (CAISO masterfile) |  |  |  | PGE_Unknown | CAISO | 2021-06-01 | 2050-12-31 | 100 | 100% | 100 | 100 | 4 | 400 |  |  | Battery Storage | CAISO_Baseline_Li_Battery |  |  |  |  | 2021 | 2050 | 0 | CAISO | 100 | 1 | 1 | 1 | #VALUE! | 0
| WSTWND_2_M89WD1 | Mojave 89 | gcl (CAISO masterfile) |  |  |  | SCE | CAISO | 2020-08-04 | 2050-12-31 | 82.65 | 100% | 82.65 | 82.65 | 4 | 330.6 |  |  | Battery Storage | CAISO_Baseline_Li_Battery |  |  |  |  | 2021 | 2050 | 0 | CAISO | 82.65 | 1 | 1 | 1 | #VALUE! | 0
| DSRTHV_2_DH2BT1 | Desert Harvest BESS | gcl (CAISO masterfile) |  |  |  | SCE | CAISO |  | 2050-12-31 | 35 | 100% | 35 | 35 | 4 | 140 |  |  | Battery Storage | CAISO_Baseline_Li_Battery |  |  |  |  | 1900 | 2050 | 0 | CAISO | 35 | 1 | 1 | 1 | #VALUE! | 0
| JOANEC_2_STABT1 | Santa Ana Storage 1 | gcl (CAISO masterfile) |  |  |  | SCE | CAISO | 2020-12-01 | 2050-12-31 | 20 | 100% | 20 | 20 | 4 | 80 |  |  | Battery Storage | CAISO_Baseline_Li_Battery |  |  |  |  | 2021 | 2050 | 0 | CAISO | 20 | 1 | 1 | 1 | #VALUE! | 0
| GATEWY_2_GESBT1 | Gateway Energy Stroage | gcl (CAISO masterfile) |  |  |  | SDGE | CAISO | 2020-09-16 | 2050-12-31 | 250 | 100% | 250 | 250 | 4 | 1000 |  |  | Battery Storage | CAISO_Baseline_Li_Battery |  |  |  |  | 2021 | 2050 | 0 | CAISO | 250 | 1 | 1 | 1 | #VALUE! | 0
| KYCORA_6_KMSBT1 | Kearny Mesa Storage | gcl (CAISO masterfile) |  |  |  | SDGE | CAISO | 2020-02-13 | 2050-12-31 | 1 | 100% | 1 | 1 | 4 | 4 |  |  | Battery Storage | CAISO_Baseline_Li_Battery |  |  |  |  | 2020 | 2050 | 0 | CAISO | 1 | 1 | 1 | 1 | #VALUE! | 0
| PRCTVY_1_MIGBT1 | Miguel BESS | gcl (CAISO masterfile) |  |  |  | SDGE | CAISO | 2018-12-12 | 2050-12-31 | 2 | 100% | 2 | 2 | 4 | 8 |  |  | Battery Storage | CAISO_Baseline_Li_Battery |  |  |  |  | 2019 | 2050 | 0 | CAISO | 2 | 1 | 1 | 1 | #VALUE! | 0
| ALAMIT_7_ES1 | Alamitos Energy Storage | gcl (CAISO masterfile) |  |  |  | SCE | CAISO | 2021-01-01 | 2050-12-31 | 100 | 100% | 100 | 100 | 4 | 400 |  |  | Battery Storage | CAISO_Baseline_Li_Battery |  |  |  |  | 2021 | 2050 | 0 | CAISO | 100 | 1 | 1 | 1 | #VALUE! | 0
| ALMASL_2_GS4SR4 | Almasol Generating Station 4 | gcl (CAISO masterfile) |  |  |  | CISO | CAISO |  | 2050-12-31 | 100 | 100% | 100 | 100 | [5 empty] | CAISO_Solar |  |  |  |  | 1900 | 2050 | 0 | CAISO | 100 | 1 | 1 | 1 | #VALUE! | 0
| APLHIL_1_SFKHY1 | South Fork Powerhouse | gcl (CAISO masterfile) |  |  |  | CISO | CAISO |  | 2050-12-31 | 2.68 | 100% | 2.68 | 2.68 | [5 empty] | CAISO_Hydro |  |  |  |  | 1900 | 2050 | 0 | CAISO | 2.68 | 1 | 1 | 1 | #VALUE! | 0
| BGSKYN_2_ASPSR2 | Antelope Solar 2 San Pablo | gcl (CAISO masterfile) |  |  |  | CISO | CAISO | 2019-08-03 | 2050-12-31 | 100 | 100% | 100 | 100 | [5 empty] | CAISO_Solar |  |  |  |  | 2020 | 2050 | 0 | CAISO | 100 | 1 | 1 | 1 | #VALUE! | 0
| BGSKYN_2_BS3SR3 | Big Sky Solar 3 | gcl (CAISO masterfile) |  |  |  | CISO | CAISO | 2019-09-14 | 2050-12-31 | 20 | 100% | 20 | 20 | [5 empty] | CAISO_Solar |  |  |  |  | 2020 | 2050 | 0 | CAISO | 20 | 1 | 1 | 1 | #VALUE! | 0
| CABALO_2_M2BSR1 | Mustang 2 Barbaro Solar | gcl (CAISO masterfile) |  |  |  | CISO | CAISO | 2020-11-01 | 2050-12-31 | 50 | 100% | 50 | 50 | [5 empty] | CAISO_Solar |  |  |  |  | 2021 | 2050 | 0 | CAISO | 50 | 0.95 | 1 | 1 | #VALUE! | 0
| CABALO_2_M2WSR2 | Mustang 2 Whirlaway Solar | gcl (CAISO masterfile) |  |  |  | CISO | CAISO | 2020-11-01 | 2050-12-31 | 100 | 100% | 100 | 100 | [5 empty] | CAISO_Solar |  |  |  |  | 2021 | 2050 | 0 | CAISO | 100 | 0.95 | 1 | 1 | #VALUE! | 0
| CAMDEN_6_RDDBM1 | RuAnn Dairy Digester BioMAT | gcl (CAISO masterfile) |  |  |  | CISO | CAISO |  | 2050-12-31 | 0.55 | 100% | 0.55 | 0.55 | [5 empty] | CAISO_Biomass |  |  |  |  | 1900 | 2050 | 0 | CAISO | 0.55 | 1 | 1 | 1 | #VALUE! | 0
| COLGNS_2_CNSSR1 | ColGreen North Shore | gcl (CAISO masterfile) |  |  |  | IID | IID | 2018-12-31 | 2050-12-31 | 74.8 | 100% | 74.8 | 74.8 | [5 empty] | CAISO_Solar |  |  |  |  | 2019 | 2050 | 0 | IID | 74.8 | 1 | 1 | 1 | #VALUE! | 0
| DRACKR_2_D4SR4B | Dracker Solar Unit 4B | gcl (CAISO masterfile) |  |  |  | CISO | CAISO | 2020-03-01 | 2050-12-31 | 62.5 | 100% | 62.5 | 62.5 | [5 empty] | CAISO_Solar |  |  |  |  | 2020 | 2050 | 0 | CAISO | 62.5 | 1 | 1 | 1 | #VALUE! | 0
| DRACKR_2_DS3SR3 | Dracker Solar Unit 3 | gcl (CAISO masterfile) |  |  |  | CISO | CAISO | 2020-05-19 | 2050-12-31 | 125 | 100% | 125 | 125 | [5 empty] | CAISO_Solar |  |  |  |  | 2020 | 2050 | 0 | CAISO | 125 | 1 | 1 | 1 | #VALUE! | 0
| DRACKR_2_DS4SR4 | Dracker Solar Unit 4 | gcl (CAISO masterfile) |  |  |  | CISO | CAISO | 2020-08-24 | 2050-12-31 | 62.5 | 100% | 62.5 | 62.5 | [5 empty] | CAISO_Solar |  |  |  |  | 2021 | 2050 | 0 | CAISO | 62.5 | 1 | 1 | 1 | #VALUE! | 0
| DSRTHV_2_DH1SR1 | Desert Harvest | gcl (CAISO masterfile) |  |  |  | CISO | CAISO | 2020-12-01 | 2050-12-31 | 80 | 100% | 80 | 80 | [5 empty] | CAISO_Solar |  |  |  |  | 2021 | 2050 | 0 | CAISO | 80 | 0.95 | 1 | 1 | #VALUE! | 0
| DSRTHV_2_DH2SR2 | Desert Harvest 2 | gcl (CAISO masterfile) |  |  |  | CISO | CAISO | 2020-12-01 | 2050-12-31 | 35 | 100% | 35 | 35 | [5 empty] | CAISO_Solar |  |  |  |  | 2021 | 2050 | 0 | CAISO | 35 | 0.95 | 1 | 1 | #VALUE! | 0
| GRADYW_5_GDYWD1 | Grady Wind | gcl (CAISO masterfile) |  |  |  | AZPS | SW | 2019-08-01 | 2050-12-31 | 200 | 100% | 200 | 200 | [5 empty] | CAISO_Wind |  |  |  |  | 2020 | 2050 | 0 | SW | 200 | 1 | 1 | 1 | #VALUE! | 0
| HARDWK_6_STWBM1 | Still Water Ranch Dairy | gcl (CAISO masterfile) |  |  |  | CISO | CAISO | 2020-05-26 | 2050-12-31 | 1 | 100% | 1 | 1 | [5 empty] | CAISO_Biomass |  |  |  |  | 2020 | 2050 | 0 | CAISO | 1 | 1 | 1 | 1 | #VALUE! | 0
| KRAMER_2_SEGS 8 | KRAMER JUNCTION 8 | gcl (CAISO masterfile) |  |  |  | CISO | CAISO | 2020-05-30 | 2050-12-31 | 80 | 100% | 80 | 80 | [5 empty] | CAISO_Solar |  |  |  |  | 2020 | 2050 | 0 | CAISO | 80 | 1 | 1 | 1 | #VALUE! | 0
| LTBEAR_1_LB3SR3 | Little Bear 3 Solar | gcl (CAISO masterfile) |  |  |  | CISO | CAISO | 2020-12-01 | 2050-12-31 | 20 | 100% | 20 | 20 | [5 empty] | CAISO_Solar |  |  |  |  | 2021 | 2050 | 0 | CAISO | 20 | 0.95 | 1 | 1 | #VALUE! | 0
| LTBEAR_1_LB4SR4 | Little Bear 4 | gcl (CAISO masterfile) |  |  |  | CISO | CAISO | 2020-12-01 | 2050-12-31 | 50 | 100% | 50 | 50 | [5 empty] | CAISO_Solar |  |  |  |  | 2021 | 2050 | 0 | CAISO | 50 | 0.95 | 1 | 1 | #VALUE! | 0
| LTBEAR_1_LB4SR5 | Little Bear 4 Solar 5 | gcl (CAISO masterfile) |  |  |  | CISO | CAISO | 2020-12-01 | 2050-12-31 | 50 | 100% | 50 | 50 | [5 empty] | CAISO_Solar |  |  |  |  | 2021 | 2050 | 0 | CAISO | 50 | 0.95 | 1 | 1 | #VALUE! | 0
| LTBERA_1_LB1SR1 | Little Bear Solar 1 | gcl (CAISO masterfile) |  |  |  | CISO | CAISO | 2020-12-01 | 2050-12-31 | 40 | 100% | 40 | 40 | [5 empty] | CAISO_Solar |  |  |  |  | 2021 | 2050 | 0 | CAISO | 40 | 0.95 | 1 | 1 | #VALUE! | 0
| PIUTE_6_GNBSR1 | Green Beanworks B | gcl (CAISO masterfile) |  |  |  | CISO | CAISO | 2018-12-28 | 2050-12-31 | 3 | 100% | 3 | 3 | [5 empty] | CAISO_Solar |  |  |  |  | 2019 | 2050 | 0 | CAISO | 3 | 1 | 1 | 1 | #VALUE! | 0
| RNDSBG_1_HZASR1 | Hazel A | gcl (CAISO masterfile) | SCE | SCE | Southern California Edison | CISO | CAISO | 2019-11-11 | 2050-12-31 | 2.99 | 100% | 2.99 | 2.99 |  |  | Solar PV - Ground mountSolar: Tracking (1 Axis) | 1axPV_sun | Solar_1Axis | CAISO_Solar |  |  |  |  | 2020 | 2050 | 0 | CAISO | 2.99 | 1 | 1 | 1 | #VALUE! | 0
| RTEDDY_2_SC1SR3 | Rosamond West Solar Clean | gcl (CAISO masterfile) |  |  |  | CISO | CAISO |  | 2050-12-31 | 40 | 100% | 40 | 40 | [5 empty] | CAISO_Solar |  |  |  |  | 1900 | 2050 | 0 | CAISO | 40 | 1 | 1 | 1 | #VALUE! | 0
| RTEDDY_2_SEBSR3 | Rosamond West Solar East Bay 3 | gcl (CAISO masterfile) |  |  |  | CISO | CAISO |  | 2050-12-31 | 56 | 100% | 56 | 56 | [5 empty] | CAISO_Solar |  |  |  |  | 1900 | 2050 | 0 | CAISO | 56 | 1 | 1 | 1 | #VALUE! | 0
| RTEDDY_2_SEBSR4 | Rosamond West Solar East Bay 4 | gcl (CAISO masterfile) |  |  |  | CISO | CAISO |  | 2050-12-31 | 56 | 100% | 56 | 56 | [5 empty] | CAISO_Solar |  |  |  |  | 1900 | 2050 | 0 | CAISO | 56 | 1 | 1 | 1 | #VALUE! | 0
| RTEDDY_2_SPASR4 | Rosamond West Solar Palo Alto | gcl (CAISO masterfile) |  |  |  | CISO | CAISO |  | 2050-12-31 | 26 | 100% | 26 | 26 | [5 empty] | CAISO_Solar |  |  |  |  | 1900 | 2050 | 0 | CAISO | 26 | 1 | 1 | 1 | #VALUE! | 0
| RTEDDY_2_SRXSR4 | Rosamond West Solar Rosie X | gcl (CAISO masterfile) |  |  |  | CISO | CAISO |  | 2050-12-31 | 14 | 100% | 14 | 14 | [5 empty] | CAISO_Solar |  |  |  |  | 1900 | 2050 | 0 | CAISO | 14 | 1 | 1 | 1 | #VALUE! | 0
| SPANSH_6_FBEHY1 | Five Bears Hydroelectric | gcl (CAISO masterfile) |  |  |  | CISO | CAISO | 2020-06-01 | 2050-12-31 | 0.99 | 100% | 0.99 | 0.99 | [5 empty] | CAISO_Hydro |  |  |  |  | 2020 | 2050 | 0 | CAISO | 0.99 | 1 | 1 | 1 | #VALUE! | 0
| TEHAPI_2_PW1WD1 | Point Wind 1 | gcl (CAISO masterfile) |  |  |  | CISO | CAISO |  | 2050-12-31 | 46.011 | 100% | 46.011 | 46.011 | [5 empty] | CAISO_Wind |  |  |  |  | 1900 | 2050 | 0 | CAISO | 46.011 | 1 | 1 | 1 | #VALUE! | 0
| TEHAPI_2_PW2WD2 | Point Wind 2 | gcl (CAISO masterfile) |  |  |  | CISO | CAISO |  | 2050-12-31 | 14.4 | 100% | 14.4 | 14.4 | [5 empty] | CAISO_Wind |  |  |  |  | 1900 | 2050 | 0 | CAISO | 14.4 | 1 | 1 | 1 | #VALUE! | 0
| TITANS_2_TTSSR1 | Titan Solar 1 Pseudo | gcl (CAISO masterfile) |  |  |  | IID | IID | 2021-01-01 | 2050-12-31 | 70 | 100% | 70 | 70 | [5 empty] | CAISO_Solar |  |  |  |  | 2021 | 2050 | 0 | IID | 70 | 0.95 | 1 | 1 | #VALUE! | 0
| TULARE_2_TULBM1 | Tulare BioMAT Fuel Cell | gcl (CAISO masterfile) |  |  |  | CISO | CAISO | 2019-12-20 | 2050-12-31 | 2.8 | 100% | 2.8 | 2.8 | [5 empty] | CAISO_Biomass |  |  |  |  | 2020 | 2050 | 0 | CAISO | 2.8 | 1 | 1 | 1 | #VALUE! | 0
| USWNDR_2_LABWD1 | LaBrisa Wind Project | gcl (CAISO masterfile) |  |  |  | CISO | CAISO | 2019-06-28 | 2050-12-31 | 9 | 100% | 9 | 9 | [5 empty] | CAISO_Wind |  |  |  |  | 2019 | 2050 | 0 | CAISO | 9 | 1 | 1 | 1 | #VALUE! | 0
| VOLTA_7_PONHY1 | VOLTA_7_PONHY1 | gcl (CAISO masterfile) |  |  |  | CISO | CAISO | 2020-03-20 | 2050-12-31 | 1.25 | 100% | 1.25 | 1.25 | [5 empty] | CAISO_Hydro |  |  |  |  | 2020 | 2050 | 0 | CAISO | 1.25 | 1 | 1 | 1 | #VALUE! | 0
| VOYAGR_2_VOAWD5 | Voyager Wind Oasis Alta | gcl (CAISO masterfile) |  |  |  | CISO | CAISO |  | 2050-12-31 | 14.14 | 100% | 14.14 | 14.14 | [5 empty] | CAISO_Wind |  |  |  |  | 1900 | 2050 | 0 | CAISO | 14.14 | 1 | 1 | 1 | #VALUE! | 0
| WHITEH_2_MEADDYN1 | White Hills A | gcl (CAISO masterfile) |  |  |  | WALC | WALC | 2021-01-01 | 2050-12-31 | 50 | 100% | 50 | 50 | [5 empty] | CAISO_Wind |  |  |  |  | 2021 | 2050 | 0 | WALC | 50 | 0.95 | 1 | 1 | #VALUE! | 0
| WHITEH_2_MEADDYN2 | White Hills B | gcl (CAISO masterfile) |  |  |  | WALC | WALC | 2021-01-01 | 2050-12-31 | 300 | 100% | 300 | 300 | [5 empty] | CAISO_Wind |  |  |  |  | 2021 | 2050 | 0 | WALC | 300 | 0.95 | 1 | 1 | #VALUE! | 0
| WRGTSR_2_WSFSR1 | Wright Solar Freeman | gcl (CAISO masterfile) |  |  |  | CISO | CAISO | 2019-12-31 | 2022-12-31 | 200 | 100% | 200 | 200 | [5 empty] | CAISO_Solar |  |  |  |  | 2020 | 2022 | 0 | CAISO | 200 | 1 | 1 | 1 | #VALUE! | 0
| STANTN_2_STAGT1 | Stanton Energy Reliability Center 1 | caiso |  |  |  | CISO | CAISO | 2020-07-01 | 2050-12-31 |  |  |  | 49 |  |  |  |  | CT | CAISO_Peaker1 |  |  |  |  | 2021 | 2050 | 0 | CAISO | 49 | 1 | 1 | 1 | #VALUE! | 0
| STANTN_2_STAGT2 | Stanton Energy Reliability Center 2 | caiso |  |  |  | CISO | CAISO | 2020-07-01 | 2050-12-31 |  |  |  | 49 |  |  |  |  | CT | CAISO_Peaker1 |  |  |  |  | 2021 | 2050 | 0 | CAISO | 49 | 1 | 1 | 1 | #VALUE! | 0
| BLACK_WALNUT | BLACK_WALNUT | LSE 2019 IRPs |  |  |  |  | CAISO | 2022-06-01 | 2050-12-31 |  |  |  | 13 | 4 | 52 | caiso_battery |  |  | CAISO_Baseline_Li_Battery |  |  |  |  | 2022 | 2050 | 0 | CAISO | 13 | 1 | 1 | 1 | #VALUE! | 0
| energyCNE50004 | energyCNE50004 | LSE 2019 IRPs |  |  |  |  | CAISO | 2021-10-31 | 2050-12-31 |  |  |  | 200 |  |  | caiso_solar |  |  | caiso_solar |  |  |  |  | 2022 | 2050 | 0 | CAISO | 200 | 0.95 | 1 | 1 | #VALUE! | 0
| energyCNE50005 | energyCNE50005 | LSE 2019 IRPs |  |  |  |  | CAISO | 2021-12-31 | 2050-12-31 |  |  |  | 220 |  |  | caiso_solar |  |  | caiso_solar |  |  |  |  | 2022 | 2050 | 0 | CAISO | 220 | 0.95 | 1 | 1 | #VALUE! | 0
| energyCNE50006 | energyCNE50006 | LSE 2019 IRPs |  |  |  |  | CAISO | 2020-12-31 | 2050-12-31 |  |  |  | 70 |  |  | caiso_solar |  |  | caiso_solar |  |  |  |  | 2021 | 2050 | 0 | CAISO | 70 | 0.95 | 1 | 1 | #VALUE! | 0
| LUNASTORAGE | LUNASTORAGE | LSE 2019 IRPs | SCE | SCE | SCE |  | CAISO | 2021-08-01 | 2050-12-31 |  |  |  | 100 | 4 | 400 | caiso_battery |  |  | CAISO_Baseline_Li_Battery |  |  |  |  | 2022 | 2050 | 0 | CAISO | 100 | 1 | 1 | 1 | #VALUE! | 0
| EDWARDSSTORAGE1 | EDWARDSSTORAGE1 | LSE 2019 IRPs | SCE | SCE | SCE |  | CAISO | 2021-08-01 | 2050-12-31 |  |  |  | 100 | 4 | 400 | caiso_battery |  |  | CAISO_Baseline_Li_Battery |  |  |  |  | 2022 | 2050 | 0 | CAISO | 100 | 1 | 1 | 1 | #VALUE! | 0
| ARLINGTONSOLAR | ARLINGTONSOLAR | LSE 2019 IRPs | SCE | SCE | SCE |  | CAISO | 2021-12-31 | 2050-12-31 |  |  |  | 233 |  |  | caiso_solar |  |  | caiso_solar |  |  |  |  | 2022 | 2050 | 0 | CAISO | 233 | 0.95 | 1 | 1 | #VALUE! | 0
| HIGHDESERTSOLAR | HIGHDESERTSOLAR | LSE 2019 IRPs | SCE | SCE | SCE |  | CAISO | 2021-08-01 | 2050-12-31 |  |  |  | 60 |  |  | caiso_solar |  |  | caiso_solar |  |  |  | yes | 2022 | 2050 | 0 | CAISO | 60 | 0.95 | 1 | 1 | #VALUE! | 0
| BLYTHEIVSOLAR | BLYTHEIVSOLAR | LSE 2019 IRPs |  |  |  |  | CAISO | 2020-09-30 | 2050-12-31 |  |  |  | 62.5 |  |  | caiso_solar |  |  | caiso_solar |  |  |  |  | 2021 | 2050 | 0 | CAISO | 62.5 | 0.95 | 1 | 1 | #VALUE! | 0
| INTERSECTSOLAR | INTERSECTSOLAR | LSE 2019 IRPs | SCE | SCE | SCE |  | CAISO | 2022-04-01 | 2050-12-31 |  |  |  | 250 |  |  | caiso_solar |  |  | caiso_solar |  |  |  |  | 2022 | 2050 | 0 | CAISO | 250 | 0.95 | 1 | 1 | #VALUE! | 0
| OAKLANDENERGYSTORAGE | OAKLANDENERGYSTORAGE | LSE 2019 IRPs |  |  |  |  | CAISO | 2021-10-15 | 2050-12-31 |  |  |  | 36.25 | 4 | 145 | CAISO_Battery |  |  | CAISO_Baseline_Li_Battery |  |  |  |  | 2022 | 2050 | 0 | CAISO | 36.25 | 1 | 1 | 1 | #VALUE! | 0
| SUNRUN_PROXY_DR | SUNRUN_PROXY_DR | LSE 2019 IRPs |  |  |  |  | CAISO | 2021-10-18 | 2050-12-31 |  |  |  | 1 |  |  | caiso_battery |  |  | CAISO_Baseline_Li_Battery |  |  |  |  | 2022 | 2050 | 0 | CAISO | 1 | 1 | 1 | 1 | #VALUE! | 0
| TIERRAROBLESENERGYSTORAGE | TIERRAROBLESENERGYSTORAGE | LSE 2019 IRPs |  |  |  |  | CAISO | 2021-09-18 | 2050-12-31 |  |  |  | 7 | 4 | 28 | CAISO_Battery |  |  | CAISO_Baseline_Li_Battery |  |  |  |  | 2022 | 2050 | 0 | CAISO | 7 | 1 | 1 | 1 | #VALUE! | 0
| SONRISASOLAR | SONRISASOLAR | LSE 2019 IRPs | PGE_Valley | PGE_Valley | PGE_Valley |  | CAISO | 2022-12-31 | 2050-12-31 |  |  |  | 100 |  |  | caiso_solar |  |  | caiso_solar |  |  |  | yes | 2023 | 2050 | 0 | CAISO | 100 | 0.95 | 1 | 1 | #VALUE! | 0
| EDWARDSSOLAR1 | EDWARDSSOLAR1 | LSE 2019 IRPs | SCE | SCE | SCE |  | CAISO | 2022-12-31 | 2050-12-31 |  |  |  | 140 |  |  | caiso_solar |  |  | caiso_solar |  |  |  |  | 2023 | 2050 | 0 | CAISO | 140 | 0.95 | 1 | 1 | #VALUE! | 0
| RACEWAYSOLAR | RACEWAYSOLAR | LSE 2019 IRPs | PGE_Valley | PGE_Valley | PGE_Valley |  | CAISO | 2022-12-31 | 2050-12-31 |  |  |  | 125 |  |  | caiso_solar |  |  | caiso_solar |  |  |  | yes | 2023 | 2050 | 0 | CAISO | 125 | 0.95 | 1 | 1 | #VALUE! | 0
| LUCIANATULARESOLAR | LUCIANATULARESOLAR | LSE 2019 IRPs | PGE_Valley | PGE_Valley | PGE_Valley |  | CAISO | 2022-01-01 | 2050-12-31 |  |  |  | 55.8 |  |  | CAISO_Solar |  |  | CAISO_Solar |  |  |  |  | 2022 | 2050 | 0 | CAISO | 55.8 | 0.95 | 1 | 1 | #VALUE! | 0
| ARATINASOLAR | ARATINASOLAR | LSE 2019 IRPs | PGE_Valley | PGE_Valley | PGE_Valley |  | CAISO | 2023-06-30 | 2050-12-31 |  |  |  | 219.5 |  |  | caiso_solar |  |  | caiso_solar |  |  |  | yes | 2023 | 2050 | 0 | CAISO | 219.5 | 0.95 | 1 | 1 | #VALUE! | 0
| STRAUSSWIND | STRAUSSWIND | LSE 2019 IRPs | SCE | SCE | SCE |  | CAISO | 2020-12-02 | 2050-12-31 |  |  |  | 99 |  |  | caiso_wind |  |  | caiso_wind |  |  |  |  | 2021 | 2050 | 0 | CAISO | 99 | 0.95 | 1 | 1 | #VALUE! | 0
| WESTLANDSSOLAR | WESTLANDSSOLAR | LSE 2019 IRPs | PGE_Valley | PGE_Valley | PGE_Valley |  | CAISO | 2021-03-27 | 2050-12-31 |  |  |  | 19.88 |  |  | caiso_solar |  |  | caiso_solar |  |  |  |  | 2021 | 2050 | 0 | CAISO | 19.88 | 0.95 | 1 | 1 | #VALUE! | 0
| energy_PCE50002 | energy_PCE50002 | LSE 2019 IRPs |  |  |  |  | CAISO | 2021-01-01 | 2050-12-31 |  |  |  | 100 |  |  | caiso_solar |  |  | caiso_solar |  |  |  |  | 2021 | 2050 | 0 | CAISO | 100 | 0.95 | 1 | 1 | #VALUE! | 0
| CASCADESTORAGE | CASCADESTORAGE | LSE 2019 IRPs | PGE_Valley | PGE_Valley | PGE_Valley |  | CAISO | 2022-12-01 | 2050-12-31 |  |  |  | 25 | 4 | 100 | caiso_battery |  |  | CAISO_Baseline_Li_Battery |  |  |  |  | 2023 | 2050 | 0 | CAISO | 25 | 1 | 1 | 1 | #VALUE! | 0
| DIABLOSTORAGE1 | DIABLOSTORAGE1 | LSE 2019 IRPs | PGE_Valley | PGE_Valley | PGE_Valley |  | CAISO | 2021-12-01 | 2050-12-31 |  |  |  | 50 | 4 | 200 | caiso_battery |  |  | CAISO_Baseline_Li_Battery |  |  |  |  | 2022 | 2050 | 0 | CAISO | 50 | 1 | 1 | 1 | #VALUE! | 0
| HENRTA_6_HDEBT1 | HENRTA_6_HDEBT1 | LSE 2019 IRPs | SCE | SCE | SCE |  | CAISO | 2020-05-01 | 2050-12-31 |  |  |  | 30 | 4 | 120 | caiso_battery |  |  | CAISO_Baseline_Li_Battery |  |  |  |  | 2020 | 2050 | 0 | CAISO | 30 | 1 | 1 | 1 | #VALUE! | 0
| HUMMINGBIRDSTORAGE | HUMMINGBIRDSTORAGE | LSE 2019 IRPs |  |  |  |  | CAISO | 2021-12-01 | 2050-12-31 |  |  |  | 75 | 4 | 300 | caiso_battery |  |  | CAISO_Baseline_Li_Battery |  |  |  |  | 2022 | 2050 | 0 | CAISO | 75 | 1 | 1 | 1 | #VALUE! | 0
| MNOCAERSSTORAGE | MNOCAERSSTORAGE | LSE 2019 IRPs | PGE_Valley | PGE_Valley | PGE_Valley |  | CAISO | 2021-01-01 | 2050-12-31 |  |  |  | 10 | 4 | 40 | caiso_battery |  |  | CAISO_Baseline_Li_Battery |  |  |  |  | 2021 | 2050 | 0 | CAISO | 10 | 1 | 1 | 1 | #VALUE! | 0
| ELKHORN | ELKHORN | LSE 2019 IRPs | PGE_Bay | PGE_Bay | PGE_Bay |  | CAISO | 2021-07-16 | 2050-12-31 |  |  |  | 182.5 | 4 | 730 | caiso_battery |  |  | CAISO_Baseline_Li_Battery |  |  |  |  | 2022 | 2050 | 0 | CAISO | 182.5 | 1 | 1 | 1 | #VALUE! | 0
| SANDRINISOL | SANDRINISOL | LSE 2019 IRPs | PGE_Valley | PGE_Valley | PGE_Valley |  | CAISO | 2022-12-31 | 2050-12-31 |  |  |  | 100 |  |  | CAISO_Solar |  |  | CAISO_Solar |  |  |  |  | 2023 | 2050 | 0 | CAISO | 100 | 0.95 | 1 | 1 | #VALUE! | 0
| REDWOODCOASTSOLAR | REDWOODCOASTSOLAR | LSE 2019 IRPs |  |  |  |  | CAISO | 2021-12-01 | 2050-12-31 |  |  |  | 2.2 |  |  | caiso_solar |  |  | caiso_solar |  |  |  | yes | 2022 | 2050 | 0 | CAISO | 2.2 | 0.95 | 1 | 1 | #VALUE! | 0
| ALTAGASSTORAGE | ALTAGASSTORAGE | LSE 2019 IRPs | SCE | SCE | SCE |  | CAISO | 2020-12-01 | 2050-12-31 |  |  |  | 40 | 4 | 160 | caiso_battery |  |  | CAISO_Baseline_Li_Battery |  |  |  |  | 2021 | 2050 | 0 | CAISO | 40 | 1 | 1 | 1 | #VALUE! | 0
| ENELBELLASTORAGE | ENELBELLASTORAGE | LSE 2019 IRPs | SCE | SCE | SCE |  | CAISO | 2021-03-01 | 2050-12-31 |  |  |  | 10 | 4 | 40 | caiso_battery |  |  | CAISO_Baseline_Li_Battery |  |  |  |  | 2021 | 2050 | 0 | CAISO | 10 | 1 | 1 | 1 | #VALUE! | 0
| GOLETA_2_VALBT1 | GOLETA_2_VALBT1 | LSE 2019 IRPs | SCE | SCE | SCE |  | CAISO | 2020-12-01 | 2050-12-31 |  |  |  | 10 | 4 | 40 | caiso_battery |  |  | CAISO_Baseline_Li_Battery |  |  |  |  | 2021 | 2050 | 0 | CAISO | 10 | 1 | 1 | 1 | #VALUE! | 0
| PAINTERSTORAGE | PAINTERSTORAGE | LSE 2019 IRPs |  |  |  |  | CAISO | 2021-03-01 | 2050-12-31 |  |  |  | 10 | 4 | 40 | caiso_battery |  |  | CAISO_Baseline_Li_Battery |  |  |  |  | 2021 | 2050 | 0 | CAISO | 10 | 1 | 1 | 1 | #VALUE! | 0
| SNCLRA_2_SILBT1 | SNCLRA_2_SILBT1 | LSE 2019 IRPs | SCE | SCE | SCE |  | CAISO | 2021-03-01 | 2050-12-31 |  |  |  | 11 | 4 | 44 | caiso_battery |  |  | CAISO_Baseline_Li_Battery |  |  |  |  | 2021 | 2050 | 0 | CAISO | 11 | 1 | 1 | 1 | #VALUE! | 0
| SNCLRA_2_VESBT1 | SNCLRA_2_VESBT1 | LSE 2019 IRPs | SCE | SCE | SCE |  | CAISO | 2021-05-01 | 2050-12-31 |  |  |  | 100 | 4 | 400 | caiso_battery |  |  | CAISO_Baseline_Li_Battery |  |  |  |  | 2021 | 2050 | 0 | CAISO | 100 | 1 | 1 | 1 | #VALUE! | 0
| FALLBROOKSTORAGE | FALLBROOKSTORAGE | LSE 2019 IRPs | SDGE | SDGE | SDGE |  | CAISO | 2021-03-31 | 2050-12-31 |  |  |  | 40 | 4 | 160 | caiso_battery |  |  | CAISO_Baseline_Li_Battery |  |  |  |  | 2021 | 2050 | 0 | CAISO | 40 | 1 | 1 | 1 | #VALUE! | 0
| EDWARDSSOLAR4 | EDWARDSSOLAR4 | LSE 2019 IRPs | SCE | SCE | SCE |  | CAISO | 2022-12-31 | 2050-12-31 |  |  |  | 100 |  |  | caiso_solar |  |  | caiso_solar |  |  |  |  | 2023 | 2050 | 0 | CAISO | 100 | 0.95 | 1 | 1 | #VALUE! | 0
| PROXIMASOLAR | PROXIMASOLAR | LSE 2019 IRPs | PGE_Valley | PGE_Valley | PGE_Valley |  | CAISO | 2023-06-30 | 2050-12-31 |  |  |  | 50 |  |  | caiso_solar |  |  | caiso_solar |  |  |  | yes | 2023 | 2050 | 0 | CAISO | 50 | 0.95 | 1 | 1 | #VALUE! | 0
| SANDHILLCWIND | SANDHILLCWIND | LSE 2019 IRPs | PGE_Bay | PGE_Bay | PGE_Bay |  | CAISO | 2021-01-01 | 2050-12-31 |  |  |  | 80 |  |  | caiso_wind |  |  | caiso_wind |  |  |  |  | 2021 | 2050 | 0 | CAISO | 80 | 0.95 | 1 | 1 | #VALUE! | 0
| AQUAMARINESOLAR | AQUAMARINESOLAR | LSE 2019 IRPs | PGE_Valley | PGE_Valley | PGE_Valley |  | CAISO | 2021-10-01 | 2050-12-31 |  |  |  | 50 |  |  | caiso_solar |  |  | caiso_solar |  |  |  |  | 2022 | 2050 | 0 | CAISO | 50 | 0.95 | 1 | 1 | #VALUE! | 0
| INTERMOUNTAINREPLACEMENT | INTERMOUNTAINREPLACEMENT | LSE 2019 IRPs |  |  |  |  | CAISO | 2025-06-01 | 2050-12-31 |  |  |  | 50.4 |  |  | CCWhole-NatGas-Industrial | CC_NG | CC | CAISO_CCGT1 |  |  |  |  | 2025 | 2050 | 0 | CAISO | 50.4 | 1 | 1 | 1 | #VALUE! | 0
| HIGHDESERTSTORAGE | HIGHDESERTSTORAGE | LSE 2019 IRPs | SCE | SCE | SCE |  | CAISO | 2021-08-01 | 2050-12-31 |  |  |  | 38 | 4 | 152 | caiso_battery |  |  | CAISO_Baseline_Li_Battery |  |  |  | yes | 2022 | 2050 | 0 | CAISO | 38 | 1 | 1 | 1 | #VALUE! | 0
| SONRISASTORAGE | SONRISASTORAGE | LSE 2019 IRPs | PGE_Valley | PGE_Valley | PGE_Valley |  | CAISO | 2022-12-31 | 2050-12-31 |  |  |  | 30 | 4 | 120 | caiso_battery |  |  | CAISO_Baseline_Li_Battery |  |  |  | yes | 2023 | 2050 | 0 | CAISO | 30 | 1 | 1 | 1 | #VALUE! | 0
| RACEWAYSTORAGE | RACEWAYSTORAGE | LSE 2019 IRPs | PGE_Valley | PGE_Valley | PGE_Valley |  | CAISO | 2022-12-31 | 2050-12-31 |  |  |  | 80 | 2 | 160 | caiso_battery |  |  | CAISO_Baseline_Li_Battery |  |  |  | yes | 2023 | 2050 | 0 | CAISO | 80 | 1 | 1 | 1 | #VALUE! | 0
| ARATINASTORAGE | ARATINASTORAGE | LSE 2019 IRPs | PGE_Valley | PGE_Valley | PGE_Valley |  | CAISO | 2023-06-30 | 2050-12-31 |  |  |  | 76.5 | 3 | 276 | caiso_battery |  |  | CAISO_Baseline_Li_Battery |  |  |  | yes | 2023 | 2050 | 0 | CAISO | 76.5 | 1 | 1 | 1 | #VALUE! | 0
| REDWOODCOASTSTORAGE | REDWOODCOASTSTORAGE | LSE 2019 IRPs |  |  |  |  | CAISO | 2021-12-01 | 2050-12-31 |  |  |  | 2.2 | 4 | 8.8 | caiso_battery |  |  | CAISO_Baseline_Li_Battery |  |  |  | yes | 2022 | 2050 | 0 | CAISO | 2.2 | 1 | 1 | 1 | #VALUE! | 0
| PROXIMASTORAGE | PROXIMASTORAGE | LSE 2019 IRPs | PGE_Valley | PGE_Valley | PGE_Valley |  | CAISO | 2023-06-30 | 2050-12-31 |  |  |  | 5 | 4 | 20 | caiso_battery |  |  | CAISO_Baseline_Li_Battery |  |  |  | yes | 2023 | 2050 | 0 | CAISO | 5 | 1 | 1 | 1 | #VALUE! | 0
| Zeballos_Lake_1 | Zeballos Lake-1_Zeballos Lake-1_IPP-ZBL | teppc | BCHA | BCHA | British Columbia Transmission Company | BCHA_AESO | Excluded | 2009-06-13 | 2029-06-13 | 9.38 | 100% | 9.38 | 9.38 |  |  | Hydro | Hydro_Standard | Hydro | Excluded_Hydro |  |  |  |  | 2009 | 2028 | 0 | Excluded | 9.38 | 1 | 1 | 1 | #VALUE! | 0
| Zeballos_Lake_2 | Zeballos Lake-2_Zeballos Lake-2_IPP-ZBL | teppc | BCHA | BCHA | British Columbia Transmission Company | BCHA_AESO | Excluded | 2009-06-13 | 2029-06-13 | 9.38 | 100% | 9.38 | 9.38 |  |  | Hydro | Hydro_Standard | Hydro | Excluded_Hydro |  |  |  |  | 2009 | 2028 | 0 | Excluded | 9.38 | 1 | 1 | 1 | #VALUE! | 0
| Zeballos_Lake_3 | Zeballos Lake-3_Zeballos Lake-3_IPP-ZBL | teppc | BCHA | BCHA | British Columbia Transmission Company | BCHA_AESO | Excluded | 2009-06-13 | 2029-06-13 | 3.09 | 100% | 3.09 | 3.09 |  |  | Hydro | Hydro_Standard | Hydro | Excluded_Hydro |  |  |  |  | 2009 | 2028 | 0 | Excluded | 3.09 | 1 | 1 | 1 | #VALUE! | 0
| ZOND_6_UNIT | ZOND WINDSYSTEMS INC. | caiso | PGE_Bay | PGE_Bay | Pacific Gas and Electric Bay | PGE_Bay | CAISO | 1985-12-30 | 2050-12-31 | 17.1 | 100% | 17.1 | 17.1 |  |  |  | wind_onshorewind | Wind | CAISO_Wind |  |  |  |  | 1986 | 2050 | 0 | CAISO | 17.1 | 1 | 1 | 1 | #VALUE! | 0
| zzebraGENWD13C |  | teppc | AESO | AESO | Alberta Electric System Operator | BCHA_AESO | Excluded | 1986-04-15 | 2030-01-01 | 155 | 100% | 155 | 155 |  |  | WT-Onshore | wind_onshorewind | Wind | Excluded_Wind |  |  |  |  | 1986 | 2029 | 0 | Excluded | 155 | 1 | 1 | 1 | #VALUE! | 0
| zzebraHLG_25G_1 | Unknown Type & Dynamic Model in Power Flow | teppc | BCHA | BCHA | British Columbia Transmission Company | BCHA_AESO | Excluded | 1986-04-15 | 2030-01-01 | 1.6 | 100% | 1.6 | 1.6 |  |  | ST-NatGas | ST_NG | Steam | Excluded_ST |  |  |  |  | 1986 | 2029 | 0 | Excluded | 1.6 | 1 | 1 | 1 | #VALUE! | 0
| zzebraLOI_6G1 | Unknown Type & Dynamic Model in Power Flow | teppc | BCHA | BCHA | British Columbia Transmission Company | BCHA_AESO | Excluded | 1986-04-15 | 2030-01-01 | 19.35 | 100% | 19.35 | 19.35 |  |  | Hydro | Hydro_Standard | Hydro | Excluded_Hydro |  |  |  |  | 1986 | 2029 | 0 | Excluded | 19.35 | 1 | 1 | 1 | #VALUE! | 0
| zzebraNLG__4G_1 | Unknown Type & Dynamic Model in Power Flow | teppc | BCHA | BCHA | British Columbia Transmission Company | BCHA_AESO | Excluded | 1986-04-15 | 2030-01-01 | 0.63 | 100% | 0.63 | 0.63 |  |  | Bio-ST | ST_Biomass | Biomass/Wood | Excluded_Biomass |  |  |  |  | 1986 | 2029 | 0 | Excluded | 0.63 | 1 | 1 | 1 | #VALUE! | 0
| zzebraNLG__4G_2 | Unknown Type & Dynamic Model in Power Flow | teppc | BCHA | BCHA | British Columbia Transmission Company | BCHA_AESO | Excluded | 1986-04-15 | 2030-01-01 | 0.63 | 100% | 0.63 | 0.63 |  |  | Bio-ST | ST_Biomass | Biomass/Wood | Excluded_Biomass |  |  |  |  | 1986 | 2029 | 0 | Excluded | 0.63 | 1 | 1 | 1 | #VALUE! | 0

## Aggregated_Baseline+Dev Res
Updated Baseline and in-development resources | [7 empty] | Term | Definition
Link: | Aggregated LSE Plan and Baseline and Dev Resources | 2021-08-04 | [5 empty] | OldBaseline | Resources that are included in the generator list prior to the MTR Analysis as baseline resources
[8 empty] | BaselineReconcile | Resources that are included in the generator list during the MTR Analysis as baseline resources
[8 empty] | RDT | Resources that are included in the generator list during the MTR Analysis as development resources
Region Description | Unit Name | Unit Type | Unit Category | Capmax | Selected In Study | Remote Generator | OldBaseline/BaslineReconcile/RDT
BCHA_AESO | 150MileHouse | F | Steam | 6.499 | TRUE | FALSE | OldBaseline
PGE_Valley | 7STDRD_1_SOLAR1 | R | Solar_Fixed | 20 | TRUE | FALSE | OldBaseline
PNM_EPE | 8MileCanyon | R | Wind | 78 | TRUE | FALSE | OldBaseline
BPAT | Aberdeen | F | Biomass/Wood | 18 | TRUE | FALSE | OldBaseline
SCE | ACACIA_6_SOLAR | R | Solar_Fixed | 20 | TRUE | FALSE | OldBaseline
LADWP | Adelanto_Solar | R | Solar_Fixed | 10 | TRUE | FALSE | OldBaseline
PGE_Valley | ADERA_1_SOLAR1 | R | Solar_Fixed | 20 | TRUE | FALSE | OldBaseline
PGE_Bay | ADLIN_1_UNITS | T | Geothermal | 22 | TRUE | FALSE | OldBaseline
PGE_Valley | ADMEST_6_SOLAR | R | Solar_Fixed | 19 | TRUE | FALSE | OldBaseline
PGE_Valley | ADOBEE_1_SOLAR | R | Solar_Fixed | 20 | TRUE | FALSE | OldBaseline
PNM_EPE | Afton_CC | F | CC | 248.5 | TRUE | FALSE | OldBaseline
PGE_Valley | AGRICO_6_PL3N5 | T | CT | 22.69 | TRUE | FALSE | OldBaseline
PGE_Valley | AGRICO_7_UNIT | F | CC | 50.6 | TRUE | FALSE | OldBaseline
SRP | Agua_Fria_1 | F | Steam | 113.5 | TRUE | FALSE | OldBaseline
SRP | Agua_Fria_2 | F | Steam | 113.5 | TRUE | FALSE | OldBaseline
SRP | Agua_Fria_3 | F | Steam | 182.5 | TRUE | FALSE | OldBaseline
SRP | Agua_Fria_4 | T | CT | 74 | TRUE | FALSE | OldBaseline
SRP | Agua_Fria_5 | T | CT | 74 | TRUE | FALSE | OldBaseline
SRP | Agua_Fria_6 | T | CT | 74 | TRUE | FALSE | OldBaseline
AZPS | AGUCAL_5_SOLAR1 | R | Solar_Fixed | 290 | TRUE | FALSE | OldBaseline
BCHA_AESO | AirLiquide | F | Steam | 80 | TRUE | FALSE | OldBaseline
PSCO | Airport_Industrial | F | ICE | 10 | TRUE | FALSE | OldBaseline
PGE_Valley | AKINGS_6_AMESR1 | R | Solar_Fixed | 128 | TRUE | FALSE | BaselineReconcile
SCE | ALAMIT_2_PL1X3 | F | CC | 674.7 | TRUE | FALSE | OldBaseline
SCE | ALAMIT_7_ES1 | S | Battery Storage | 100 | TRUE | FALSE | BaselineReconcile
PNM_EPE | Alamogordo_PV | R | Solar_Fixed | 5 | TRUE | FALSE | OldBaseline
PSCO | Alamosa_1 | T | CT | 17 | TRUE | FALSE | OldBaseline
PSCO | Alamosa_2 | T | CT | 19 | TRUE | FALSE | OldBaseline
PNM_EPE | Albuquerque_PV | R | Solar_Fixed | 2 | TRUE | FALSE | OldBaseline
IID | ALHMBR_1_ALHSLR | R | Solar_Fixed | 50 | TRUE | FALSE | OldBaseline
IID | ALHMBR_1_ALHSLR | R | Solar_Fixed | -50 | TRUE | TRUE | OldBaseline
SDGE | ALHMBR_1_ALHSLR_SDGE | R | Solar_Fixed | 50 | TRUE | TRUE | OldBaseline
SCE | ALMASL_2_GS1SR1 | R | Solar_Fixed | 125 | TRUE | FALSE | BaselineReconcile
SCE | ALMASL_2_GS4SR4 | R | Solar_Fixed | 100 | TRUE | FALSE | BaselineReconcile
PGE_Bay | ALMEGT_1_UNIT_1 | T | CT | 25 | TRUE | FALSE | OldBaseline
PGE_Bay | ALMEGT_1_UNIT_2 | T | CT | 25 | TRUE | FALSE | OldBaseline
TID | Almond_1 | T | CT | 49.9 | TRUE | FALSE | OldBaseline
TID | Almond_2_2 | T | CT | 54 | TRUE | FALSE | OldBaseline
TID | Almond_2_3 | T | CT | 54 | TRUE | FALSE | OldBaseline
TID | Almond_2_4 | T | CT | 54 | TRUE | FALSE | OldBaseline
BCHA_AESO | ALPAC1 | F | Biomass/Wood | 40.8 | TRUE | FALSE | OldBaseline
BCHA_AESO | ALPAC2 | F | Biomass/Wood | 40.8 | TRUE | FALSE | OldBaseline
BCHA_AESO | ALPAC3 | F | Biomass/Wood | 17.6 | TRUE | FALSE | OldBaseline
BCHA_AESO | ALPAC4 | F | Biomass/Wood | 32 | TRUE | FALSE | OldBaseline
PGE_Valley | ALPSLR_1_NTHSLR | R | Solar_Fixed | 20 | TRUE | FALSE | OldBaseline
PGE_Valley | ALPSLR_1_SPSSLR | R | Solar_Fixed | 50 | TRUE | FALSE | OldBaseline
SCE | ALT6DN_2_WIND7 | R | Wind | 168 | TRUE | FALSE | OldBaseline
SCE | ALT6DS_2_WIND9 | R | Wind | 132 | TRUE | FALSE | OldBaseline
PNM_EPE | Alta_Luna_Solar | R | Solar_1Axis | 25.2 | TRUE | FALSE | OldBaseline
SCE | ALTA3A_2_CPCE4 | R | Wind | 102 | TRUE | FALSE | OldBaseline
SCE | ALTA3A_2_CPCE5 | R | Wind | 168 | TRUE | FALSE | OldBaseline
SCE | ALTA3A_2_CPCE8 | R | Wind | 150 | TRUE | FALSE | OldBaseline
SCE | ALTA4A_2_CPCW1 | R | Wind | 150 | TRUE | FALSE | OldBaseline
SCE | ALTA4B_2_CPCW2 | R | Wind | 150 | TRUE | FALSE | OldBaseline
SCE | ALTA4B_2_CPCW3 | R | Wind | 150 | TRUE | FALSE | OldBaseline
SCE | ALTA4B_2_CPCW6 | R | Wind | 150 | TRUE | FALSE | OldBaseline
SCE | ALTA6B_2_WIND11 | R | Wind | 90 | TRUE | FALSE | OldBaseline
SCE | ALTA6E_2_WIND10 | R | Wind | 138 | TRUE | FALSE | OldBaseline
BCHA_AESO | AltaGasPark_1 | T | CT | 10 | TRUE | FALSE | OldBaseline
SCE | ALTAGASSTORAGE | S | Battery Storage | 40 | TRUE | FALSE | RDT
SCE | ALTWD_1_QF | R | Wind | 28.84 | TRUE | FALSE | OldBaseline
IPCO | Amercian_Falls_Solar_II | R | Solar_1Axis | 20 | TRUE | FALSE | OldBaseline
IPCO | American_Falls_Solar_I | R | Solar_1Axis | 20 | TRUE | FALSE | OldBaseline
SCE | ANAHM_2_CANYN1 | T | CT | 49.4 | TRUE | FALSE | OldBaseline
SCE | ANAHM_2_CANYN2 | T | CT | 48 | TRUE | FALSE | OldBaseline
SCE | ANAHM_2_CANYN3 | T | CT | 48 | TRUE | FALSE | OldBaseline
SCE | ANAHM_2_CANYN4 | T | CT | 49.4 | TRUE | FALSE | OldBaseline
BCHA_AESO | ANC_CAT01 | F | ICE | 6.5 | TRUE | FALSE | OldBaseline
BCHA_AESO | ANC_CAT02 | F | ICE | 6.5 | TRUE | FALSE | OldBaseline
BCHA_AESO | ANC_CAT03 | F | ICE | 6.5 | TRUE | FALSE | OldBaseline
IPCO | Antelope_Nuclear_1_1 | N | Nuclear | 48.88 | TRUE | FALSE | OldBaseline
IPCO | Antelope_Nuclear_1_10 | N | Nuclear | 48.88 | TRUE | FALSE | OldBaseline
IPCO | Antelope_Nuclear_1_11 | N | Nuclear | 48.88 | TRUE | FALSE | OldBaseline
IPCO | Antelope_Nuclear_1_12 | N | Nuclear | 48.88 | TRUE | FALSE | OldBaseline
IPCO | Antelope_Nuclear_1_2 | N | Nuclear | 48.88 | TRUE | FALSE | OldBaseline
IPCO | Antelope_Nuclear_1_3 | N | Nuclear | 48.88 | TRUE | FALSE | OldBaseline
IPCO | Antelope_Nuclear_1_4 | N | Nuclear | 48.88 | TRUE | FALSE | OldBaseline
IPCO | Antelope_Nuclear_1_5 | N | Nuclear | 48.88 | TRUE | FALSE | OldBaseline
IPCO | Antelope_Nuclear_1_6 | N | Nuclear | 48.88 | TRUE | FALSE | OldBaseline
IPCO | Antelope_Nuclear_1_7 | N | Nuclear | 48.88 | TRUE | FALSE | OldBaseline
IPCO | Antelope_Nuclear_1_8 | N | Nuclear | 48.88 | TRUE | FALSE | OldBaseline
IPCO | Antelope_Nuclear_1_9 | N | Nuclear | 48.88 | TRUE | FALSE | OldBaseline
PGE_Valley | ANTLPE_2_QF | R | Wind | 4 | TRUE | FALSE | OldBaseline
SDGE | ANZA_6_SOLAR1 | R | Solar_Fixed | 20 | TRUE | FALSE | OldBaseline
WALC | Apache_CC | F | CC | 85 | TRUE | FALSE | OldBaseline
WALC | Apache_GT2 | T | CT | 21.3 | TRUE | FALSE | OldBaseline
WALC | Apache_GT3 | T | CT | 70 | TRUE | FALSE | OldBaseline
WALC | Apache_GT4 | T | CT | 40.8 | TRUE | FALSE | OldBaseline
WALC | Apache_ST2 | F | Coal | 194.7 | TRUE | FALSE | OldBaseline
WALC | Apache_ST3 | F | Coal | 194.7 | TRUE | FALSE | OldBaseline
LADWP | Apex_CC | F | CC | 538.7 | TRUE | FALSE | OldBaseline
NEVP | Apex_Solar_Power | R | Solar_Fixed | 20 | TRUE | FALSE | OldBaseline
NEVP | Apple_Solar | R | Solar_Fixed | 19.89 | TRUE | FALSE | OldBaseline
PNM_EPE | APT_DIST_PV | R | Solar_1Axis | 12 | TRUE | FALSE | OldBaseline
PGE_Valley | AQUAMARINESOLAR | R | Solar_1Axis | 50 | TRUE | FALSE | RDT
PNM_EPE | Aragonne_Mesa | R | Wind | 90 | TRUE | FALSE | OldBaseline
PSCO | Arapahoe_CC | F | CC | 127 | TRUE | FALSE | OldBaseline
PGE_Valley | ARATINASOLAR | R | Solar_1Axis | 150 | TRUE | FALSE | RDT
PGE_Valley | ARATINASTORAGE | S | Battery Storage | 50 | TRUE | FALSE | RDT
SCE | ARBWD_6_QF | R | Wind | 19.95 | TRUE | FALSE | OldBaseline
SCE | ARCOGN_2_UNITS | F | Cogen | 416.6 | TRUE | FALSE | OldBaseline
BCHA_AESO | ARD_G1 | R | Wind | 34 | TRUE | FALSE | OldBaseline
BCHA_AESO | ARD_G2 | R | Wind | 34 | TRUE | FALSE | OldBaseline
IID | ARKANS_1_ARKSLR | R | Solar_Fixed | 50 | TRUE | FALSE | OldBaseline
IID | ARKANS_1_ARKSLR | R | Solar_Fixed | -50 | TRUE | TRUE | OldBaseline
SDGE | ARKANS_1_ARKSLR_SDGE | R | Solar_Fixed | 50 | TRUE | TRUE | OldBaseline
SCE | ARLINGTONSOLAR | R | Solar_1Axis | 233 | TRUE | FALSE | RDT
BPAT | ArlingtonWind | R | Wind | 102.9 | TRUE | FALSE | OldBaseline
AZPS | ArlngtnVally_CC | F | CC | 620 | TRUE | FALSE | OldBaseline
AZPS | ARLVAL_5_SOLAR | R | Solar_Fixed | 127 | TRUE | FALSE | OldBaseline
AZPS | ARLVAL_5_SOLAR | R | Solar_Fixed | -127 | TRUE | TRUE | OldBaseline
SDGE | ARLVAL_5_SOLAR_SDGE | R | Solar_Fixed | 127 | TRUE | TRUE | OldBaseline
BCHA_AESO | Armstrong_Cogen | F | Biomass/Wood | 20.4 | TRUE | FALSE | OldBaseline
WACM | Arvada_1 | T | CT | 7.2 | TRUE | FALSE | OldBaseline
WACM | Arvada_2 | T | CT | 7.2 | TRUE | FALSE | OldBaseline
WACM | Arvada_3 | T | CT | 7.2 | TRUE | FALSE | OldBaseline
PGE_Valley | ARVINN_6_ORION1 | R | Solar_Fixed | 12 | TRUE | FALSE | OldBaseline
SCE | ARVINN_6_ORION2 | R | Solar_Fixed | 8 | TRUE | FALSE | OldBaseline
SCE | ASTORA_2_SOLAR1 | R | Solar_Fixed | 100 | TRUE | FALSE | OldBaseline
SCE | ASTORA_2_SOLAR2 | R | Solar_Fixed | 75 | TRUE | FALSE | OldBaseline
SCE | ATWEL2_1_SOLAR1 | R | Solar_Fixed | 20 | TRUE | FALSE | OldBaseline
PGE_Valley | ATWELL_1_SOLAR | R | Solar_Fixed | 20 | TRUE | FALSE | OldBaseline
TEPC | Avalon_Solar_II | R | Solar_Fixed | 16 | TRUE | FALSE | OldBaseline
PGE_Valley | AVENAL_6_AVPARK | R | Solar_Fixed | 6 | TRUE | FALSE | OldBaseline
PGE_Valley | AVENAL_6_AVSLR1 | R | Solar_Fixed | 7.9 | TRUE | FALSE | OldBaseline
PGE_Valley | AVENAL_6_AVSLR2 | R | Solar_Fixed | 7.9 | TRUE | FALSE | OldBaseline
PGE_Valley | AVENAL_6_SANDDG | R | Solar_Fixed | 19 | TRUE | FALSE | OldBaseline
PGE_Valley | AVENAL_6_SUNCTY | R | Solar_Fixed | 20 | TRUE | FALSE | OldBaseline
SCE | AVSOLR_2_SOLAR | R | Solar_Fixed | 241.5 | TRUE | FALSE | OldBaseline
PGE_Valley | AZALEASOLAR | R | Solar_1Axis | 60 | TRUE | FALSE | RDT
PGE_Valley | AZALEASTORAGE | S | Battery Storage | 38 | TRUE | FALSE | RDT
AZPS | AZPS Hoover Hydro | H | Hydro | 261.122 | TRUE | FALSE | OldBaseline
AZPS | AZPS Hydro | H | Hydro | 115.1121 | TRUE | FALSE | OldBaseline
CFE | Baja_CA_CC3 | F | CC | 303.1 | TRUE | FALSE | OldBaseline
CFE | Baja_CA_II_GT_1_1 | T | CT | 39.7 | TRUE | FALSE | OldBaseline
CFE | Baja_CA_II_GT_1_2 | T | CT | 39.7 | TRUE | FALSE | OldBaseline
CFE | Baja_CA_II_GT_1_3 | T | CT | 39.7 | TRUE | FALSE | OldBaseline
BCHA_AESO | BalzacCC_Total | F | CC | 120 | TRUE | FALSE | OldBaseline
WACM | Barber_Creek_1 | T | CT | 7.2 | TRUE | FALSE | OldBaseline
WACM | Barber_Creek_2 | T | CT | 7.2 | TRUE | FALSE | OldBaseline
WACM | Barber_Creek_3 | T | CT | 7.2 | TRUE | FALSE | OldBaseline
SCE | BARRE_2_QF | F | Cogen | 0.2 | TRUE | FALSE | OldBaseline
SCE | BARRE_6_PEAKER | T | CT | 47 | TRUE | FALSE | OldBaseline
PACE | BASELINE_SG | R | Solar_Fixed | 45.5 | TRUE | FALSE | OldBaseline
PGE_Valley | BASICE_2_UNITS | T | CT | 120 | TRUE | FALSE | OldBaseline
NWMT_WAUW | BasinCreek1 | F | ICE | 5.75 | TRUE | FALSE | OldBaseline
NWMT_WAUW | BasinCreek2 | F | ICE | 5.75 | TRUE | FALSE | OldBaseline
NWMT_WAUW | BasinCreek3 | F | ICE | 5.75 | TRUE | FALSE | OldBaseline
NWMT_WAUW | BasinCreek4 | F | ICE | 5.75 | TRUE | FALSE | OldBaseline
NWMT_WAUW | BasinCreek5 | F | ICE | 5.75 | TRUE | FALSE | OldBaseline
NWMT_WAUW | BasinCreek6 | F | ICE | 5.75 | TRUE | FALSE | OldBaseline
NWMT_WAUW | BasinCreek7 | F | ICE | 5.75 | TRUE | FALSE | OldBaseline
NWMT_WAUW | BasinCreek8 | F | ICE | 5.75 | TRUE | FALSE | OldBaseline
NWMT_WAUW | BasinCreek9 | F | ICE | 5.75 | TRUE | FALSE | OldBaseline
NEVP | Battle_Mountain_Solar | R | Solar_1Axis | 26 | TRUE | FALSE | OldBaseline
BCHA_AESO | BCHA Hydro | H | Hydro | 12921.53 | TRUE | FALSE | OldBaseline
PGE_Valley | BDGRCK_1_UNITS | T | CT | 42.9 | TRUE | FALSE | OldBaseline
LADWP | Beacon_Solar_B | R | Solar_1Axis | 125 | TRUE | FALSE | OldBaseline
BCHA_AESO | BearCreekCC_Total | F | Cogen | 80 | TRUE | FALSE | OldBaseline
BCHA_AESO | BearMountain_BC | R | Wind | 102.5 | TRUE | FALSE | OldBaseline
PGE_Valley | BEARMT_1_UNIT | T | CT | 46.6 | TRUE | FALSE | OldBaseline
PortlandGE | Beaver8 | T | CT | 24.5 | TRUE | FALSE | OldBaseline
PortlandGE | BeaverCC_Total | F | CC | 476.698 | TRUE | FALSE | OldBaseline
SCE | BEJNLS_5_BV2SCEDYN | R | Wind | 167 | TRUE | FALSE | OldBaseline
SCE | BEKWJS_5_BV1SCEDYN | R | Wind | 130 | TRUE | FALSE | OldBaseline
SCE | BellevueSolarINV1 | R | Solar_Fixed | 1.6 | TRUE | FALSE | OldBaseline
WACM | Ben_French_GT1 | T | CT | 17 | TRUE | FALSE | OldBaseline
WACM | Ben_French_GT2 | T | CT | 17 | TRUE | FALSE | OldBaseline
WACM | Ben_French_GT3 | T | CT | 17 | TRUE | FALSE | OldBaseline
WACM | Ben_French_GT4 | T | CT | 17 | TRUE | FALSE | OldBaseline
IPCO | BennettCreek | R | Wind | 21 | TRUE | FALSE | OldBaseline
IPCO | BennettMountain | T | CT | 164 | TRUE | FALSE | OldBaseline
IPCO | Benson_Creek_Wind__OR_ | R | Wind | 40 | TRUE | FALSE | OldBaseline
NEVP | BEOWAWE | T | Geothermal | 1.7 | TRUE | FALSE | OldBaseline
NEVP | Beowawe_Power_1_2 | T | Geothermal | 18.9 | TRUE | FALSE | OldBaseline
SCE | BGSKYN_2_AS2SR1 | R | Solar_Fixed | 105 | TRUE | FALSE | OldBaseline
SCE | BGSKYN_2_ASPSR2 | R | Solar_Fixed | 100 | TRUE | FALSE | BaselineReconcile
SCE | BGSKYN_2_BS3SR3 | R | Solar_Fixed | 20 | TRUE | FALSE | OldBaseline
BPAT | Big_Horn_Wind_1_2 | R | Wind | 199.5 | TRUE | FALSE | OldBaseline
NWMT_WAUW | Big_Timber_Wind | R | Wind | 25 | TRUE | FALSE | OldBaseline
SCE | BigBeau_Solar | R | Solar_1Axis | 128 | TRUE | FALSE | OldBaseline
SCE | BIGBEAUSTORAGE | S | Battery Storage | 40 | TRUE | FALSE | RDT
BPAT | BigHorn2 | R | Wind | 50 | TRUE | FALSE | OldBaseline
PortlandGE | BiglowCanyon1 | R | Wind | 125.4 | TRUE | FALSE | OldBaseline
PortlandGE | BiglowCanyon2 | R | Wind | 149.5 | TRUE | FALSE | OldBaseline
PortlandGE | BiglowCanyon3 | R | Wind | 174.8 | TRUE | FALSE | OldBaseline
SCE | BIGSKY_2_BSKSR6 | R | Solar_Fixed | 20 | TRUE | FALSE | OldBaseline
SCE | BIGSKY_2_BSKSR7 | R | Solar_Fixed | 20 | TRUE | FALSE | OldBaseline
SCE | BIGSKY_2_BSKSR8 | R | Solar_Fixed | 20 | TRUE | FALSE | OldBaseline
SCE | BIGSKY_2_SOLAR1 | R | Solar_Fixed | 20 | TRUE | FALSE | OldBaseline
SCE | BIGSKY_2_SOLAR2 | R | Solar_Fixed | 40 | TRUE | FALSE | OldBaseline
SCE | BIGSKY_2_SOLAR3 | R | Solar_Fixed | 20 | TRUE | FALSE | OldBaseline
SCE | BIGSKY_2_SOLAR4 | R | Solar_Fixed | 20 | TRUE | FALSE | OldBaseline
SCE | BIGSKY_2_SOLAR5 | R | Solar_Fixed | 5 | TRUE | FALSE | OldBaseline
SCE | BIGSKY_2_SOLAR6 | R | Solar_Fixed | 85 | TRUE | FALSE | OldBaseline
SCE | BIGSKY_2_SOLAR7 | R | Solar_Fixed | 50 | TRUE | FALSE | OldBaseline
SCE | BigSky1 | F | Biomass/Wood | 0.75 | TRUE | FALSE | OldBaseline
SCE | BigSky2 | F | Biomass/Wood | 0.75 | TRUE | FALSE | OldBaseline
PGE_Valley | BIOMAS_1_UNIT_1 | F | Biomass/Wood | 25.5 | TRUE | FALSE | OldBaseline
SCE | BiomassOneGE1 | F | Biomass/Wood | 14.4 | TRUE | FALSE | OldBaseline
PACW | BiomassOneGE2 | F | Biomass/Wood | 15 | TRUE | FALSE | OldBaseline
WACM | Birdsall_1 | F | Steam | 17.2 | TRUE | FALSE | OldBaseline
WACM | Birdsall_2 | F | Steam | 17.2 | TRUE | FALSE | OldBaseline
WACM | Birdsall_3 | F | Steam | 24.6 | TRUE | FALSE | OldBaseline
PGE_Valley | BKRFLD_2_SOLAR1 | R | Solar_Fixed | 1.38 | TRUE | FALSE | OldBaseline
TEPC | Black_Mountain_1 | T | CT | 45.01 | TRUE | FALSE | OldBaseline
TEPC | Black_Mountain_2 | T | CT | 45.01 | TRUE | FALSE | OldBaseline
SCE | BLACK_WALNUT | S | Battery Storage | 15 | TRUE | FALSE | RDT
BCHA_AESO | BlackspringRidge | R | Wind | 300 | TRUE | FALSE | OldBaseline
SCE | BLAST_1_WIND | R | Wind | 49 | TRUE | FALSE | OldBaseline
PGE_Valley | BLCKWL_6_SOLAR1 | R | Solar_Fixed | 12 | TRUE | FALSE | OldBaseline
SCE | BLKCRK_2_GMCBT1 | S | Battery Storage | 230 | TRUE | FALSE | BaselineReconcile
SCE | BLKCRK_2_SOLAR1 | R | Solar_Fixed | 250 | TRUE | FALSE | OldBaseline
SCE | BLM_2_UNITS | T | Geothermal | 72 | TRUE | FALSE | OldBaseline
PACE | BloomingtonPwr1 | F | ICE | 7 | TRUE | FALSE | OldBaseline
IPCO | BloomingtonPwr2 | F | ICE | 1.7 | TRUE | FALSE | OldBaseline
IPCO | BloomingtonPwr3 | F | ICE | 1.7 | TRUE | FALSE | OldBaseline
IPCO | BloomingtonPwr4 | F | ICE | 7 | TRUE | FALSE | OldBaseline
IPCO | BloomingtonPwr5 | F | ICE | 1.7 | TRUE | FALSE | OldBaseline
IPCO | BloomingtonPwr6 | F | ICE | 1.7 | TRUE | FALSE | OldBaseline
PGE_Valley | Blue_Mountain_Electric_Company | F | Biomass/Wood | 3 | TRUE | FALSE | OldBaseline
PSCO | Blue_Spruce_1 | T | CT | 146 | TRUE | FALSE | OldBaseline
PSCO | Blue_Spruce_2 | T | CT | 146 | TRUE | FALSE | OldBaseline
WALC | Bluffview_1CC | F | CC | 58 | TRUE | FALSE | OldBaseline
PNM_EPE | Bluffview_2_3 | F | CC | 67.2 | TRUE | FALSE | OldBaseline
PNM_EPE | Bluffview_2_4 | F | CC | 32.5 | TRUE | FALSE | OldBaseline
PGE_Bay | BLULKE_6_BLUELK | F | Biomass/Wood | 12 | TRUE | FALSE | OldBaseline
PACE | Blundell1 | T | Geothermal | 26.095 | TRUE | FALSE | OldBaseline
PACE | Blundell2 | T | Geothermal | 12 | TRUE | FALSE | OldBaseline
SCE | BLYTHE_1_SOLAR1 | R | Solar_Fixed | 21 | TRUE | FALSE | OldBaseline
SCE | BLYTHE_1_SOLAR2 | R | Solar_Fixed | 20 | TRUE | FALSE | OldBaseline
SCE | BLYTHESTORAGE1 | S | Battery Storage | 63 | TRUE | FALSE | RDT
PGE_Valley | BOGUE_1_UNITA1 | T | CT | 47.6 | TRUE | FALSE | OldBaseline
IPCO | Boise_City_Solar | R | Solar_1Axis | 140 | TRUE | FALSE | OldBaseline
PACE | Bonanza | F | Coal | 458 | TRUE | FALSE | OldBaseline
BCHA_AESO | Bonnybrook | T | CT | 165 | TRUE | FALSE | OldBaseline
SDGE | BORDER_6_UNITA1 | T | CT | 51.25 | TRUE | FALSE | OldBaseline
PACE | Boswell_Wind | R | Wind | 334.5 | TRUE | FALSE | OldBaseline
NEVP | BOULDER2PV_G | R | Solar_Fixed | 50 | TRUE | FALSE | OldBaseline
BPAT | BoulderPark1 | F | ICE | 4.1 | TRUE | FALSE | OldBaseline
BPAT | BoulderPark2 | F | ICE | 4.1 | TRUE | FALSE | OldBaseline
BPAT | BoulderPark3 | F | ICE | 4.1 | TRUE | FALSE | OldBaseline
BPAT | BoulderPark4 | F | ICE | 4.1 | TRUE | FALSE | OldBaseline
BPAT | BoulderPark5 | F | ICE | 4.1 | TRUE | FALSE | OldBaseline
BPAT | BoulderPark6 | F | ICE | 4.1 | TRUE | FALSE | OldBaseline
PACE | BountifulCity1A | T | CT | 5.2 | TRUE | FALSE | OldBaseline
PACE | BountifulCity8 | F | ICE | 7 | TRUE | FALSE | OldBaseline
BCHA_AESO | BowMontCapital | T | CT | 200 | TRUE | FALSE | OldBaseline
BPAT | BPAT Hydro | H | Hydro | 18578.04 | TRUE | FALSE | OldBaseline
NEVP | Brady_Hot_Springs_1 | T | Geothermal | 8 | TRUE | FALSE | OldBaseline
NEVP | Brady_Hot_Springs_2 | T | Geothermal | 8 | TRUE | FALSE | OldBaseline
NEVP | Brady_Hot_Springs_3 | T | Geothermal | 8 | TRUE | FALSE | OldBaseline
PGE_Bay | BRDSLD_2_HIWIND | R | Wind | 162 | TRUE | FALSE | OldBaseline
PGE_Bay | BRDSLD_2_MTZUM2 | R | Wind | 78.2 | TRUE | FALSE | OldBaseline
PGE_Bay | BRDSLD_2_MTZUMA | R | Wind | 36.8 | TRUE | FALSE | OldBaseline
PGE_Bay | BRDSLD_2_SHILO1 | R | Wind | 150 | TRUE | FALSE | OldBaseline
PGE_Bay | BRDSLD_2_SHILO2 | R | Wind | 150 | TRUE | FALSE | OldBaseline
PGE_Bay | BRDSLD_2_SHLO3A | R | Wind | 102.5 | TRUE | FALSE | OldBaseline
PGE_Bay | BRDSLD_2_SHLO3B | R | Wind | 100 | TRUE | FALSE | OldBaseline
SDGE | BREGGO_6_DEGRSL | R | Solar_Fixed | 6.3 | TRUE | FALSE | OldBaseline
SDGE | BREGGO_6_SOLAR | R | Solar_Fixed | 26 | TRUE | FALSE | OldBaseline
BPAT | BRIDGE | T | Geothermal | 10 | TRUE | FALSE | OldBaseline
PGE_Valley | BRODIE_2_WIND | R | Wind | 102 | TRUE | FALSE | OldBaseline
BCHA_AESO | Brooks_JBS | T | CT | 15 | TRUE | FALSE | OldBaseline
PSCO | Brush_CC1 | F | CC | 75 | TRUE | FALSE | OldBaseline
PSCO | Brush_CC2 | F | CC | 67.1 | TRUE | FALSE | OldBaseline
PSCO | Brush_CC4 | F | CC | 118 | TRUE | FALSE | OldBaseline
SCE | BUCKBL_2_PL1X3 | F | CC | 490 | TRUE | FALSE | OldBaseline
SCE | BUCKWD_1_NPALM1 | R | Solar_Fixed | 2.4 | TRUE | FALSE | OldBaseline
SCE | BUCKWD_1_QF | R | Wind | 16.5 | TRUE | FALSE | OldBaseline
SCE | BUCKWD_7_WINTCV | R | Wind | 1.32 | TRUE | FALSE | OldBaseline
PSCO | BUFFALO_G1 | R | Wind | 124 | TRUE | FALSE | OldBaseline
PSCO | BUFFALO_G2 | R | Wind | 126 | TRUE | FALSE | OldBaseline
NWMT_WAUW | Buffalo_Trail_Wind | R | Wind | 250 | TRUE | FALSE | OldBaseline
BCHA_AESO | BullCreekWind1 | R | Wind | 57.5 | TRUE | FALSE | OldBaseline
BCHA_AESO | Bullmoose1 | R | Wind | 60 | TRUE | FALSE | OldBaseline
BCHA_AESO | Bullmoose2 | R | Wind | 60 | TRUE | FALSE | OldBaseline
IPCO | Burley_Butte | R | Wind | 53 | TRUE | FALSE | OldBaseline
BPAT | Burlington | F | Biomass/Wood | 28 | TRUE | FALSE | OldBaseline
WACM | Burlington_Oil_1 | T | CT | 50.4 | TRUE | FALSE | OldBaseline
WACM | Burlington_Oil_2 | T | CT | 50.4 | TRUE | FALSE | OldBaseline
PGE_Valley | BURNYF_2_UNIT_1 | F | Biomass/Wood | 31 | TRUE | FALSE | OldBaseline
BCHA_AESO | BurrardThermal1 | F | Steam | 150.81 | TRUE | FALSE | OldBaseline
PSCO | Busch_Ranch | R | Wind | 28.8 | TRUE | FALSE | OldBaseline
PSCO | Busch_Ranch_2 | R | Wind | 28.8 | TRUE | FALSE | OldBaseline
PSCO | Busch_Ranch_3 | R | Wind | 28.8 | TRUE | FALSE | OldBaseline
NEVP | C_Lenzie_CC1 | F | CC | 585 | TRUE | FALSE | OldBaseline
NEVP | C_Lenzie_CC2 | F | CC | 585 | TRUE | FALSE | OldBaseline
PGE_Valley | CABALO_2_M2BSR1 | R | Solar_Fixed | 50 | TRUE | FALSE | BaselineReconcile
PGE_Valley | CABALO_2_M2WSR2 | R | Solar_Fixed | 100 | TRUE | FALSE | BaselineReconcile
PSCO | Cabin_Creek_A | S | PSH | 162 | TRUE | FALSE | OldBaseline
PSCO | Cabin_Creek_B | S | PSH | 162 | TRUE | FALSE | OldBaseline
SCE | CABZON_1_WINDA1 | R | Wind | 41 | TRUE | FALSE | OldBaseline
BCHA_AESO | CacheCreekLandfill | F | Biomass/Wood | 4.8 | TRUE | FALSE | OldBaseline
IPCO | Cairo_Jt_Solar | R | Solar_Fixed | 3 | TRUE | FALSE | OldBaseline
PGE_Valley | CALFLATSSTORAGE | S | Battery Storage | 60 | TRUE | FALSE | RDT
PGE_Valley | CALFTN_2_SOLAR | R | Solar_Fixed | 130 | TRUE | FALSE | OldBaseline
PGE_Valley | CALFTS_2_CFSSR1 | R | Solar_Fixed | 150 | TRUE | FALSE | OldBaseline
SCE | CALGEN_1_UNITS | T | Geothermal | 80 | TRUE | FALSE | OldBaseline
PGE_Bay | CALPIN_1_AGNEW | T | CC | 28.56 | TRUE | FALSE | OldBaseline
BCHA_AESO | CalpineCC_Total | F | CC | 300 | TRUE | FALSE | OldBaseline
IID | CALPSS_6_SOLAR1 | R | Solar_Fixed | 19.9 | TRUE | FALSE | OldBaseline
IID | CALPSS_6_SOLAR1 | R | Solar_Fixed | -19.9 | TRUE | TRUE | OldBaseline
SDGE | CALPSS_6_SOLAR1_SDGE | R | Solar_Fixed | 19.9 | TRUE | TRUE | OldBaseline
SDGE | Cameron | R | Solar_Fixed | 2.4 | TRUE | FALSE | OldBaseline
PGE_Valley | CAMLOT_2_SOLAR1 | R | Solar_Fixed | 45 | TRUE | FALSE | OldBaseline
SCE | CAMLOT_2_SOLAR2 | R | Solar_Fixed | 15 | TRUE | FALSE | OldBaseline
PACE | Campbell_Hill | R | Wind | 100.5 | TRUE | FALSE | OldBaseline
IPCO | CampReedWind | R | Wind | 100.5 | TRUE | FALSE | OldBaseline
BCHA_AESO | Camrose_1 | F | Cogen | 11.3 | TRUE | FALSE | OldBaseline
BCHA_AESO | CANCARB1_1 | F | Biomass/Wood | 36 | TRUE | FALSE | OldBaseline
PGE_Valley | CANTUA_1_SOLAR | R | Solar_Fixed | 20 | TRUE | FALSE | OldBaseline
BCHA_AESO | CapeScott1 | R | Wind | 18 | TRUE | FALSE | OldBaseline
BCHA_AESO | CapeScott2 | R | Wind | 19.8 | TRUE | FALSE | OldBaseline
BCHA_AESO | CapeScott3 | R | Wind | 18 | TRUE | FALSE | OldBaseline
BCHA_AESO | CapeScott4 | R | Wind | 23.4 | TRUE | FALSE | OldBaseline
BCHA_AESO | CapeScott5 | R | Wind | 19.8 | TRUE | FALSE | OldBaseline
SCE | CAPWD_1_QF | R | Wind | 19.55 | TRUE | FALSE | OldBaseline
SCE | CargillB6Bio1 | F | Biomass/Wood | 1.1 | TRUE | FALSE | OldBaseline
SCE | CargillB6Bio2 | F | Biomass/Wood | 1.1 | TRUE | FALSE | OldBaseline
IPCO | CargillDryCreekBio1 | F | Biomass/Wood | 0.8 | TRUE | FALSE | OldBaseline
IPCO | CargillDryCreekBio2 | F | Biomass/Wood | 0.8 | TRUE | FALSE | OldBaseline
IPCO | CargillDryCreekBio3 | F | Biomass/Wood | 0.8 | TRUE | FALSE | OldBaseline
BCHA_AESO | CariboPulpPaper1 | F | Biomass/Wood | 30.65 | TRUE | FALSE | OldBaseline
BCHA_AESO | CariboPulpPaper2 | F | Biomass/Wood | 30.65 | TRUE | FALSE | OldBaseline
SDGE | CARLS1_2_CARCT1 | T | CT | 422 | TRUE | FALSE | OldBaseline
SDGE | CARLS2_1_CARCT1 | T | CT | 105.5 | TRUE | FALSE | OldBaseline
BCHA_AESO | CarmonCreekCC1 | F | CC | 200 | TRUE | FALSE | OldBaseline
BCHA_AESO | CarmonCreekCC2 | F | CC | 200 | TRUE | FALSE | OldBaseline
BCHA_AESO | CarmonCreekCC3 | F | CC | 200 | TRUE | FALSE | OldBaseline
WACM | Carousel_Wind | R | Wind | 149.6 | TRUE | FALSE | OldBaseline
BCHA_AESO | Carsela1_1 | T | CT | 40 | TRUE | FALSE | OldBaseline
BCHA_AESO | Carsela2_2 | F | Cogen | 40 | TRUE | FALSE | OldBaseline
SMUD | Carson_Ice_CC | F | CC | 62.7 | TRUE | FALSE | OldBaseline
SMUD | Carson_Ice_Peaker | T | CT | 42 | TRUE | FALSE | OldBaseline
BCHA_AESO | CarsonCreek_1 | T | CT | 15 | TRUE | FALSE | OldBaseline
PortlandGE | CartyGenStaCC_Total | F | CC | 440 | TRUE | FALSE | OldBaseline
BPAT | CartyGenStaCC2_Total | F | CC | 505.12 | TRUE | FALSE | OldBaseline
PNM_EPE | Casa_Mesa_Wind | R | Wind | 50 | TRUE | FALSE | OldBaseline
SCE | CASADIABLOIV | T | Geothermal | 30 | TRUE | FALSE | RDT
PGE_Valley | CASCADESTORAGE | S | Battery Storage | 25 | TRUE | FALSE | RDT
PACE | Casper_Wind | R | Wind | 16.5 | TRUE | FALSE | OldBaseline
IPCO | CassiaGulch | R | Wind | 18.9 | TRUE | FALSE | OldBaseline
IPCO | CassiaWind | R | Wind | 10.5 | TRUE | FALSE | OldBaseline
LADWP | Castaic_1 | S | PSH | 240 | TRUE | FALSE | OldBaseline
LADWP | Castaic_2 | S | PSH | 250 | TRUE | FALSE | OldBaseline
LADWP | Castaic_3 | S | PSH | 240 | TRUE | FALSE | OldBaseline
LADWP | Castaic_4 | S | PSH | 240 | TRUE | FALSE | OldBaseline
LADWP | Castaic_5 | S | PSH | 240 | TRUE | FALSE | OldBaseline
LADWP | Castaic_6 | S | PSH | 250 | TRUE | FALSE | OldBaseline
BCHA_AESO | CastlerockG1_1 | R | Wind | 115 | TRUE | FALSE | OldBaseline
BCHA_AESO | CASTRIV1_1 | R | Wind | 21.1 | TRUE | FALSE | OldBaseline
BCHA_AESO | CASTRIV2_2 | R | Wind | 18.5 | TRUE | FALSE | OldBaseline
PGE_Valley | CASTVL_2_FCELL | F | Biomass/Wood | 1.4 | TRUE | FALSE | OldBaseline
SCE | CATLNA_2_SOLAR | R | Solar_Fixed | 110 | TRUE | FALSE | OldBaseline
SCE | CATLNA_2_SOLAR2 | R | Solar_Fixed | 18 | TRUE | FALSE | OldBaseline
BCHA_AESO | CavalierCC_Total | F | CC | 120 | TRUE | FALSE | OldBaseline
PGE_Bay | CAVLSR_2_BSOLAR | R | Solar_Fixed | 40 | TRUE | FALSE | OldBaseline
PGE_Bay | CAVLSR_2_RSOLAR | R | Solar_Fixed | 210 | TRUE | FALSE | OldBaseline
PGE_Bay | CAYTNO_2_VASCO | F | Biogas | 4.3 | TRUE | FALSE | OldBaseline
BCHA_AESO | CBN_BIO_13 | F | Steam | 10.5 | TRUE | FALSE | OldBaseline
PGE_Valley | CDWR07_2_GEN | S | PSH | 415.3 | TRUE | FALSE | OldBaseline
PSCO | Cedar_Creek_1A | R | Wind | 220 | TRUE | FALSE | OldBaseline
PSCO | Cedar_Creek_1B | R | Wind | 80 | TRUE | FALSE | OldBaseline
PSCO | Cedar_Creek_2A | R | Wind | 150 | TRUE | FALSE | OldBaseline
PSCO | Cedar_Creek_2B | R | Wind | 100 | TRUE | FALSE | OldBaseline
PSCO | Cedar_Point | R | Wind | 250 | TRUE | FALSE | OldBaseline
SCE | CEDUCR_2_SOLAR1 | R | Solar_Fixed | 20 | TRUE | FALSE | OldBaseline
SCE | CEDUCR_2_SOLAR2 | R | Solar_Fixed | 20 | TRUE | FALSE | OldBaseline
SCE | CEDUCR_2_SOLAR3 | R | Solar_Fixed | 15 | TRUE | FALSE | OldBaseline
SCE | CEDUCR_2_SOLAR4 | R | Solar_Fixed | 20 | TRUE | FALSE | OldBaseline
BCHA_AESO | Celgar_1 | F | Biomass/Wood | 40.67 | TRUE | FALSE | OldBaseline
BCHA_AESO | Celgar_2 | F | Biomass/Wood | 37.33 | TRUE | FALSE | OldBaseline
SCE | CENTER_2_SOLAR1 | R | Solar_Fixed | 0.9 | TRUE | FALSE | OldBaseline
SCE | CENTER_2_TECNG1 | F | Cogen | 0.99 | TRUE | FALSE | OldBaseline
SCE | CENTER_6_PEAKER | T | CT | 47.11 | TRUE | FALSE | OldBaseline
SCE | CENTRY_6_PL1X4 | T | CT | 36 | TRUE | FALSE | OldBaseline
PSCO | CEP_1 | R | Solar_1Axis | 250 | TRUE | FALSE | OldBaseline
PSCO | CEP_2 | R | Solar_1Axis | 200 | TRUE | FALSE | OldBaseline
PSCO | CEP_3 | R | Solar_1Axis | 110 | TRUE | FALSE | OldBaseline
PSCO | CEP_4 | R | Solar_1Axis | 75 | TRUE | FALSE | OldBaseline
PSCO | CEP_5 | R | Solar_1Axis | 72 | TRUE | FALSE | OldBaseline
PSCO | CEP_6 | R | Wind | 500 | TRUE | FALSE | OldBaseline
PSCO | CEP_7 | R | Wind | 300 | TRUE | FALSE | OldBaseline
PSCO | CEP_8 | R | Wind | 169 | TRUE | FALSE | OldBaseline
CFE | CerroPrieto1_5 | T | Geothermal | 30 | TRUE | FALSE | OldBaseline
CFE | CerroPrieto2_1 | T | Geothermal | 110 | TRUE | FALSE | OldBaseline
CFE | CerroPrieto2_2 | T | Geothermal | 110 | TRUE | FALSE | OldBaseline
CFE | CerroPrieto3_1 | T | Geothermal | 110 | TRUE | FALSE | OldBaseline
CFE | CerroPrieto3_2 | T | Geothermal | 110 | TRUE | FALSE | OldBaseline
CFE | CerroPrieto4_1 | T | Geothermal | 25 | TRUE | FALSE | OldBaseline
CFE | CerroPrieto4_2 | T | Geothermal | 25 | TRUE | FALSE | OldBaseline
CFE | CerroPrieto4_3 | T | Geothermal | 25 | TRUE | FALSE | OldBaseline
CFE | CerroPrieto4_4 | T | Geothermal | 25 | TRUE | FALSE | OldBaseline
CFE | CerroPrieto5_1 | T | Geothermal | 107 | TRUE | FALSE | OldBaseline
CFE | CerroPrietoPV | R | Solar_1Axis | 5 | TRUE | FALSE | OldBaseline
PGE_Valley | CHALANSOLAR | R | Solar_1Axis | 64.9 | TRUE | FALSE | RDT
PGE_Valley | CHALANSTORAGE | S | Battery Storage | 25 | TRUE | FALSE | RDT
PGE_Valley | CHALK_1_UNIT | T | CT | 45.4 | TRUE | FALSE | OldBaseline
PNM_EPE | CHAP_DIST_PV | R | Solar_1Axis | 10 | TRUE | FALSE | OldBaseline
PACE | CHAUT_SG | R | Solar_Fixed | 20 | TRUE | FALSE | OldBaseline
BPAT | ChehalisCC_Total | F | CC | 577 | TRUE | FALSE | OldBaseline
PSCO | Cherokee_CC | F | CC | 602 | TRUE | FALSE | OldBaseline
BCHA_AESO | Chetwynd_Bio1 | F | Biomass/Wood | 12 | TRUE | FALSE | OldBaseline
PGE_Valley | CHEVCD_6_UNIT | T | Cogen | 11.5 | TRUE | FALSE | OldBaseline
PGE_Valley | CHEVCO_6_UNIT_1 | T | Cogen | 16.5 | TRUE | FALSE | OldBaseline
PGE_Valley | CHEVCO_6_UNIT_2 | T | Cogen | 8.5 | TRUE | FALSE | OldBaseline
PGE_Valley | CHEVCY_1_UNIT | T | Cogen | 24.3 | TRUE | FALSE | OldBaseline
SCE | CHEVMN_2_UNITS | F | Cogen | 124.87 | TRUE | FALSE | OldBaseline
WACM | Cheyenne_Prairie_1CC | F | CC | 99.1 | TRUE | FALSE | OldBaseline
WACM | Cheyenne_Prairie_2_1 | T | CT | 40 | TRUE | FALSE | OldBaseline
WACM | Cheyenne_Prairie_3CC | F | CC | 104.8 | TRUE | FALSE | OldBaseline
SDGE | CHILLS_1_SYCENG | T | Biogas | 1.5 | TRUE | FALSE | OldBaseline
SDGE | CHILLS_7_UNITA1 | F | Cogen | 2.25 | TRUE | FALSE | OldBaseline
BCHA_AESO | ChinChute_Wind | R | Wind | 30 | TRUE | FALSE | OldBaseline
SCE | CHINO_2_APEBT1 | S | Battery Storage | 20 | TRUE | FALSE | OldBaseline
SCE | CHINO_2_JURUPA | R | Solar_Fixed | 1.5 | TRUE | FALSE | OldBaseline
SCE | CHINO_2_QF | F | Cogen | 0.58 | TRUE | FALSE | OldBaseline
SCE | CHINO_2_SASOLR | R | Solar_Fixed | 1.5 | TRUE | FALSE | OldBaseline
SCE | CHINO_2_SOLAR | R | Solar_Fixed | 1 | TRUE | FALSE | OldBaseline
SCE | CHINO_2_SOLAR2 | R | Solar_Fixed | 1.49 | TRUE | FALSE | OldBaseline
SCE | CHINO_6_CIMGEN | F | Cogen | 26 | TRUE | FALSE | OldBaseline
SCE | CHINO_6_SMPPAP | T | CT | 44 | TRUE | FALSE | OldBaseline
SCE | CHINO_7_MILIKN | F | Biogas | 1.9 | TRUE | FALSE | OldBaseline
PNM_EPE | Cholla_1 | F | Coal | 116 | TRUE | FALSE | OldBaseline
PNM_EPE | Cholla_3 | F | Coal | 271 | TRUE | FALSE | OldBaseline
PNM_EPE | ChristmasValley2 | R | Solar_Fixed | 20 | TRUE | FALSE | OldBaseline
PGE_Valley | CHWCHL_1_BIOMAS | F | Biomass/Wood | 10.8 | TRUE | FALSE | OldBaseline
PGE_Valley | CHWCHL_1_UNIT | F | ICE | 48.6 | TRUE | FALSE | OldBaseline
BCHA_AESO | CIB_4G2 | F | Biomass/Wood | 6.6 | TRUE | FALSE | OldBaseline
PNM_EPE | Cimarron_Solar | R | Solar_Fixed | 30.2 | TRUE | FALSE | OldBaseline
NEVP | Clark_11 | T | CT | 57 | TRUE | FALSE | OldBaseline
NEVP | Clark_12 | T | CT | 57 | TRUE | FALSE | OldBaseline
NEVP | Clark_13 | T | CT | 57 | TRUE | FALSE | OldBaseline
NEVP | Clark_14 | T | CT | 57 | TRUE | FALSE | OldBaseline
NEVP | Clark_15 | T | CT | 57 | TRUE | FALSE | OldBaseline
NEVP | Clark_16 | T | CT | 57 | TRUE | FALSE | OldBaseline
NEVP | Clark_17 | T | CT | 57 | TRUE | FALSE | OldBaseline
NEVP | Clark_18 | T | CT | 57 | TRUE | FALSE | OldBaseline
NEVP | Clark_19 | T | CT | 57 | TRUE | FALSE | OldBaseline
NEVP | Clark_20 | T | CT | 57 | TRUE | FALSE | OldBaseline
NEVP | Clark_21 | T | CT | 57 | TRUE | FALSE | OldBaseline
NEVP | Clark_22 | T | CT | 57 | TRUE | FALSE | OldBaseline
NEVP | Clark_CC1 | F | CC | 250 | TRUE | FALSE | OldBaseline
NEVP | Clark_CC2 | F | CC | 250 | TRUE | FALSE | OldBaseline
BPAT | ClearwaterPaper3 | F | Biomass/Wood | 28.8 | TRUE | FALSE | OldBaseline
BPAT | ClearwaterPaper4 | F | Biomass/Wood | 65 | TRUE | FALSE | OldBaseline
PNM_EPE | CLINES_CORNER | R | Wind | 225 | TRUE | FALSE | RDT
PGE_Bay | CLOVDL_1_SOLAR | R | Solar_Fixed | 1.5 | TRUE | FALSE | OldBaseline
BCHA_AESO | Cloverbar_GT1 | T | CT | 48 | TRUE | FALSE | OldBaseline
BCHA_AESO | Cloverbar_GT2 | T | CT | 101 | TRUE | FALSE | OldBaseline
BCHA_AESO | Cloverbar_GT3 | T | CT | 101 | TRUE | FALSE | OldBaseline
PGE_Bay | CLRMTK_1_QF | T | Cogen | 1.25 | TRUE | FALSE | OldBaseline
BCHA_AESO | CMH_3_3 | F | Steam | 37.8 | TRUE | FALSE | OldBaseline
SDGE | CNTNLA_2_SOLAR1 | R | Solar_Fixed | 125 | TRUE | FALSE | OldBaseline
SDGE | CNTNLA_2_SOLAR2 | R | Solar_Fixed | 45.6 | TRUE | FALSE | OldBaseline
IID | Coachella_1 | T | CT | 20 | TRUE | FALSE | OldBaseline
IID | Coachella_2 | T | CT | 20 | TRUE | FALSE | OldBaseline
IID | Coachella_3 | T | CT | 20 | TRUE | FALSE | OldBaseline
IID | Coachella_4 | T | CT | 20 | TRUE | FALSE | OldBaseline
IID | Coachella_Battery | S | Battery Storage | 31 | TRUE | FALSE | OldBaseline
PNM_EPE | Coastal_Energy | R | Wind | 6 | TRUE | FALSE | OldBaseline
PGE_Bay | COCOPP_2_CTG1 | T | CT | 200.3 | TRUE | FALSE | OldBaseline
PGE_Bay | COCOPP_2_CTG2 | T | CT | 199.7 | TRUE | FALSE | OldBaseline
PGE_Bay | COCOPP_2_CTG3 | T | CT | 199 | TRUE | FALSE | OldBaseline
PGE_Bay | COCOPP_2_CTG4 | T | CT | 199.7 | TRUE | FALSE | OldBaseline
PGE_Bay | COCOSB_6_SOLAR | R | Solar_Fixed | 1.5 | TRUE | FALSE | OldBaseline
BPAT | Coffin_Butte_1 | F | Biomass/Wood | 14.7 | TRUE | FALSE | OldBaseline
BPAT | Coffin_Butte_2 | F | Biomass/Wood | 0.8 | TRUE | FALSE | OldBaseline
BPAT | Coffin_Butte_3 | F | Biomass/Wood | 0.8 | TRUE | FALSE | OldBaseline
BPAT | Coffin_Butte_4 | F | Biomass/Wood | 1.5 | TRUE | FALSE | OldBaseline
BPAT | Coffin_Butte_5 | F | Biomass/Wood | 1.5 | TRUE | FALSE | OldBaseline
PACW | CoGen2DRJohnson | F | Biomass/Wood | 7.5 | TRUE | FALSE | OldBaseline
PSCO | Cogentrix | R | Solar_1Axis | 30 | TRUE | FALSE | OldBaseline
PGE_Valley | COGNAT_1_UNIT | F | Cogen | 45 | TRUE | FALSE | OldBaseline
IPCO | Cold_Springs | R | Wind | 23 | TRUE | FALSE | OldBaseline
IID | COLGNS_2_CNSSR1 | R | Solar_Fixed | 74.8 | TRUE | FALSE | OldBaseline
NWMT_WAUW | Colstrip_3 | F | Coal | 740 | TRUE | FALSE | OldBaseline
NWMT_WAUW | Colstrip_4 | F | Coal | 740 | TRUE | FALSE | OldBaseline
NWMT_WAUW | Colstrip_Energy | F | Coal | 43.7 | TRUE | FALSE | OldBaseline
SCE | COLTON_6_AGUAM1 | T | CT | 43 | TRUE | FALSE | OldBaseline
PNM_EPE | Columbia_Ridge1 | F | Biomass/Wood | 0.8 | TRUE | FALSE | OldBaseline
PNM_EPE | Columbia_Ridge2 | F | Biomass/Wood | 0.8 | TRUE | FALSE | OldBaseline
PNM_EPE | Columbia_Ridge4 | F | Biomass/Wood | 0.8 | TRUE | FALSE | OldBaseline
PNM_EPE | Columbia_Ridge5 | F | Biomass/Wood | 0.8 | TRUE | FALSE | OldBaseline
PNM_EPE | Columbia_Ridge6 | F | Biomass/Wood | 0.8 | TRUE | FALSE | OldBaseline
PNM_EPE | Columbia_Ridge7 | F | Biomass/Wood | 0.8 | TRUE | FALSE | OldBaseline
PNM_EPE | Columbia_Ridge8 | F | Biomass/Wood | 0.8 | TRUE | FALSE | OldBaseline
BPAT | Columbia2 | N | Nuclear | 1170 | TRUE | FALSE | OldBaseline
PGE_Valley | COLUSA_2_PL1X3 | F | CC | 610.4 | TRUE | FALSE | OldBaseline
PSCO | Comanche_3 | F | Coal | 766 | TRUE | FALSE | OldBaseline
PSCO | Comanche_Solar | R | Solar_1Axis | 120 | TRUE | FALSE | OldBaseline
PACW | Combine_Hills | R | Wind | 41 | TRUE | FALSE | OldBaseline
BPAT | Condon_Wind | R | Wind | 24.6 | TRUE | FALSE | OldBaseline
BCHA_AESO | Conifex_Green | F | Biomass/Wood | 36 | TRUE | FALSE | OldBaseline
BCHA_AESO | Conklin | F | Cogen | 92 | TRUE | FALSE | OldBaseline
SCE | CONTRL_1_CASAD1 | T | Geothermal | 10 | TRUE | FALSE | OldBaseline
SCE | CONTRL_1_CASAD2 | T | Geothermal | 15 | TRUE | FALSE | OldBaseline
SCE | CONTRL_1_CASAD3 | T | Geothermal | 14 | TRUE | FALSE | OldBaseline
SCE | CONTRL_1_OXBOW | T | Geothermal | 60 | TRUE | FALSE | OldBaseline
SRP | Coolidge_01 | T | CT | 46.8 | TRUE | FALSE | OldBaseline
SRP | Coolidge_02 | T | CT | 46.8 | TRUE | FALSE | OldBaseline
SRP | Coolidge_03 | T | CT | 46.8 | TRUE | FALSE | OldBaseline
SRP | Coolidge_04 | T | CT | 46.8 | TRUE | FALSE | OldBaseline
SRP | Coolidge_05 | T | CT | 46.8 | TRUE | FALSE | OldBaseline
SRP | Coolidge_06 | T | CT | 46.8 | TRUE | FALSE | OldBaseline
SRP | Coolidge_07 | T | CT | 46.8 | TRUE | FALSE | OldBaseline
SRP | Coolidge_08 | T | CT | 46.8 | TRUE | FALSE | OldBaseline
SRP | Coolidge_09 | T | CT | 46.8 | TRUE | FALSE | OldBaseline
SRP | Coolidge_10 | T | CT | 46.8 | TRUE | FALSE | OldBaseline
SRP | Coolidge_11 | T | CT | 46.8 | TRUE | FALSE | OldBaseline
SRP | Coolidge_12 | T | CT | 46.8 | TRUE | FALSE | OldBaseline
NEVP | COPMT2_2_SOLAR2 | R | Solar_Fixed | 155 | TRUE | FALSE | OldBaseline
NEVP | COPMT2_2_SOLAR2 | R | Solar_Fixed | -155 | TRUE | TRUE | OldBaseline
SCE | COPMT2_2_SOLAR2_SCE | R | Solar_Fixed | 155 | TRUE | TRUE | OldBaseline
NEVP | COPMT4_2_SOLAR4 | R | Solar_Fixed | 92 | TRUE | FALSE | OldBaseline
NEVP | COPMT4_2_SOLAR4 | R | Solar_Fixed | -92 | TRUE | TRUE | OldBaseline
SCE | COPMT4_2_SOLAR4_SCE | R | Solar_Fixed | 92 | TRUE | TRUE | OldBaseline
NEVP | COPMTN_2_CM10 | R | Solar_Fixed | 10 | TRUE | FALSE | OldBaseline
NEVP | COPMTN_2_CM10 | R | Solar_Fixed | -10 | TRUE | TRUE | OldBaseline
SCE | COPMTN_2_CM10_SCE | R | Solar_Fixed | 10 | TRUE | TRUE | OldBaseline
NEVP | COPMTN_2_SOLAR1 | R | Solar_Fixed | 48 | TRUE | FALSE | OldBaseline
NEVP | COPMTN_2_SOLAR1 | R | Solar_Fixed | -48 | TRUE | TRUE | OldBaseline
SCE | COPMTN_2_SOLAR1_SCE | R | Solar_Fixed | 48 | TRUE | TRUE | OldBaseline
PNM_EPE | Copper_1 | T | CT | 64 | TRUE | FALSE | OldBaseline
SRP | Copper_Crossing_1 | T | CT | 91 | TRUE | FALSE | OldBaseline
SRP | Copper_Crossing_2 | T | CT | 91 | TRUE | FALSE | OldBaseline
SRP | Copper_Crossing_3 | T | CT | 91 | TRUE | FALSE | OldBaseline
SRP | Copper_Crossing_4 | T | CT | 91 | TRUE | FALSE | OldBaseline
SRP | Copper_Crossing_5 | T | CT | 91 | TRUE | FALSE | OldBaseline
SRP | Copper_Crossing_6 | T | CT | 91 | TRUE | FALSE | OldBaseline
SRP | Copper_Crossing_7 | T | CT | 91 | TRUE | FALSE | OldBaseline
SRP | Copper_Crossing_8 | T | CT | 91 | TRUE | FALSE | OldBaseline
SRP | Copper_Crossing_9 | T | CT | 91 | TRUE | FALSE | OldBaseline
LADWP | Copper_Mountain_3_01 | R | Solar_Fixed | 26 | TRUE | FALSE | OldBaseline
LADWP | Copper_Mountain_3_02 | R | Solar_Fixed | 27 | TRUE | FALSE | OldBaseline
LADWP | Copper_Mountain_3_03 | R | Solar_Fixed | 26 | TRUE | FALSE | OldBaseline
LADWP | Copper_Mountain_3_04 | R | Solar_Fixed | 28 | TRUE | FALSE | OldBaseline
LADWP | Copper_Mountain_3_05 | R | Solar_Fixed | 25 | TRUE | FALSE | OldBaseline
LADWP | Copper_Mountain_3_06 | R | Solar_Fixed | 26 | TRUE | FALSE | OldBaseline
LADWP | Copper_Mountain_3_07 | R | Solar_Fixed | 27 | TRUE | FALSE | OldBaseline
LADWP | Copper_Mountain_3_08 | R | Solar_Fixed | 26 | TRUE | FALSE | OldBaseline
LADWP | Copper_Mountain_3_09 | R | Solar_Fixed | 24 | TRUE | FALSE | OldBaseline
LADWP | Copper_Mountain_3_10 | R | Solar_Fixed | 20 | TRUE | FALSE | OldBaseline
PACE | CORAL12T | F | ICE | 4 | TRUE | FALSE | OldBaseline
PGE_Valley | CORCAN_1_SOLAR1 | R | Solar_Fixed | 20 | TRUE | FALSE | OldBaseline
PGE_Valley | CORCAN_1_SOLAR2 | R | Solar_Fixed | 11 | TRUE | FALSE | OldBaseline
SMUD | Cordova_FIR_Solar | R | Solar_Fixed | 9.5 | TRUE | FALSE | OldBaseline
SRP | Coronado_CO1 | F | Coal | 380 | TRUE | FALSE | OldBaseline
SRP | Coronado_CO2 | F | Coal | 382 | TRUE | FALSE | OldBaseline
SCE | CORONS_2_SOLAR | R | Solar_Fixed | 0.99 | TRUE | FALSE | OldBaseline
SCE | CORONS_6_CLRWTR | F | CC | 28 | TRUE | FALSE | OldBaseline
PGE_Valley | CORRAL_6_SJOAQN | F | Biogas | 4.3 | TRUE | FALSE | OldBaseline
BPAT | Cosmo_1_2 | F | Biomass/Wood | 17.2 | TRUE | FALSE | OldBaseline
PGE_Valley | COSOSTORAGE | S | Battery Storage | 60 | TRUE | FALSE | RDT
SMUD | Cosumnes_CC | F | CC | 534.6 | TRUE | FALSE | OldBaseline
BCHA_AESO | Cowley_Ridge_1 | R | Wind | 21.4 | TRUE | FALSE | OldBaseline
BPAT | Coyote_Crest | R | Wind | 118 | TRUE | FALSE | OldBaseline
PortlandGE | CoyoteSprgCC1_Total | F | CC | 246.1 | TRUE | FALSE | OldBaseline
BPAT | CoyoteSprgCC2_Total | F | CC | 286 | TRUE | FALSE | OldBaseline
SDGE | CPSTNO_7_PRMADS | F | Cogen | 6.1 | TRUE | FALSE | OldBaseline
SDGE | CPVERD_2_SOLAR | R | Solar_Fixed | 139 | TRUE | FALSE | OldBaseline
WACM | Craig_1 | F | Coal | 428 | TRUE | FALSE | OldBaseline
WACM | Craig_2 | F | Coal | 428 | TRUE | FALSE | OldBaseline
WACM | Craig_3 | F | Coal | 448 | TRUE | FALSE | OldBaseline
SDGE | CRELMN_6_RAMON1 | R | Solar_Fixed | 2 | TRUE | FALSE | OldBaseline
SDGE | CRELMN_6_RAMON2 | R | Solar_Fixed | 5 | TRUE | FALSE | OldBaseline
SDGE | CRELMN_6_RAMSR3 | R | Solar_Fixed | 4.32 | TRUE | FALSE | OldBaseline
NEVP | Crescent_Dunes | R | Solar_Thermal | 120 | TRUE | FALSE | OldBaseline
BCHA_AESO | Crofton | F | Biomass/Wood | 38.7 | TRUE | FALSE | OldBaseline
PGE_Bay | CROKET_7_UNIT | F | Cogen | 240 | TRUE | FALSE | OldBaseline
PGE_Valley | CROWCREEKSOLAR | R | Solar_1Axis | 20 | TRUE | FALSE | RDT
PGE_Valley | CROWCREEKSTORAGE | S | Battery Storage | 20 | TRUE | FALSE | RDT
BCHA_AESO | Crowsnest_Pass | F | Steam | 10.5 | TRUE | FALSE | OldBaseline
SDGE | CRSTWD_6_KUMYAY | R | Wind | 50 | TRUE | FALSE | OldBaseline
PGE_Valley | CRWCKS_1_SOLAR1 | R | Solar_Fixed | 20 | TRUE | FALSE | OldBaseline
PGE_Bay | CSCCOG_1_UNIT_1 | T | Cogen | 7 | TRUE | FALSE | OldBaseline
PGE_Bay | CSCGNR_1_UNIT_1 | T | CT | 24 | TRUE | FALSE | OldBaseline
PGE_Bay | CSCGNR_1_UNIT_2 | T | CT | 24 | TRUE | FALSE | OldBaseline
SDGE | CSLR4S_2_SOLAR | R | Solar_Fixed | 130 | TRUE | FALSE | OldBaseline
PGE_Bay | CSTOGA_6_LNDFIL | F | Biogas | 0.85 | TRUE | FALSE | OldBaseline
PGE_Bay | CSTRVL_7_PL1X2 | F | Biogas | 4.53 | TRUE | FALSE | OldBaseline
PGE_Valley | CSTRVL_7_QFUNTS | F | Cogen | 2 | TRUE | FALSE | OldBaseline
PGE_Bay | CUMBIA_1_SOLAR | R | Solar_Fixed | 19 | TRUE | FALSE | OldBaseline
SCE | CUMMNG_6_SUNCT1 | F | Cogen | 4 | TRUE | FALSE | OldBaseline
PACE | CurrantCreekCC_Total | F | CC | 529.7 | TRUE | FALSE | OldBaseline
PGE_Valley | CUYAMS_6_CUYSR1 | R | Solar_1Axis | 40 | TRUE | FALSE | OldBaseline
PGE_Valley | DAIRLD_1_CR1BM1 | F | Biogas | 2 | TRUE | FALSE | OldBaseline
PGE_Valley | DAIRLD_1_MD1SL1 | R | Solar_Fixed | 1.5 | TRUE | FALSE | OldBaseline
PGE_Valley | DAIRLD_1_MD2BM1 | F | Biomass/Wood | 0.8 | TRUE | FALSE | OldBaseline
BCHA_AESO | Daishowa_G1_1 | T | CT | 40 | TRUE | FALSE | OldBaseline
BCHA_AESO | Daishowa_G2_2 | F | Biomass/Wood | 25.1 | TRUE | FALSE | OldBaseline
PGE_Valley | DALYCT_1_FCELL | F | Biomass/Wood | 1.6 | TRUE | FALSE | OldBaseline
PNM_EPE | Darrington_GEN1 | F | Biomass/Wood | 4.5 | TRUE | FALSE | OldBaseline
NWMT_WAUW | Dave_Gates1 | T | CT | 50 | TRUE | FALSE | OldBaseline
NWMT_WAUW | Dave_Gates2 | T | CT | 50 | TRUE | FALSE | OldBaseline
NWMT_WAUW | Dave_Gates3 | T | CT | 50 | TRUE | FALSE | OldBaseline
PGE_Valley | David_Tevelde_Dairy_Digester | F | Biogas | 1 | TRUE | FALSE | OldBaseline
PGE_Valley | DAVIS_1_SOLAR1 | R | Solar_Fixed | 1 | TRUE | FALSE | OldBaseline
PGE_Valley | DAVIS_1_SOLAR2 | R | Solar_Fixed | 1 | TRUE | FALSE | OldBaseline
PGE_Valley | DAVIS_7_MNMETH | F | Biogas | 4 | TRUE | FALSE | OldBaseline
IID | Del_Ranch_Company | T | Geothermal | 42 | TRUE | FALSE | OldBaseline
IID | Del_Ranch_Company | T | Geothermal | -42 | TRUE | TRUE | OldBaseline
SRP | Del_Ranch_Company_SRP | T | Geothermal | 42 | TRUE | TRUE | OldBaseline
SCE | DELAMO_2_SOLAR1 | R | Solar_Fixed | 1.5 | TRUE | FALSE | OldBaseline
SCE | DELAMO_2_SOLAR2 | R | Solar_Fixed | 1.75 | TRUE | FALSE | OldBaseline
SCE | DELAMO_2_SOLAR3 | R | Solar_Fixed | 1.25 | TRUE | FALSE | OldBaseline
SCE | DELAMO_2_SOLAR4 | R | Solar_Fixed | 1.3 | TRUE | FALSE | OldBaseline
SCE | DELAMO_2_SOLAR5 | R | Solar_Fixed | 1 | TRUE | FALSE | OldBaseline
SCE | DELAMO_2_SOLAR6 | R | Solar_Fixed | 2 | TRUE | FALSE | OldBaseline
SCE | DELAMO_2_SOLRC1 | R | Solar_Fixed | 1.16 | TRUE | FALSE | OldBaseline
SCE | DELAMO_2_SOLRD | R | Solar_Fixed | 1.25 | TRUE | FALSE | OldBaseline
SCE | DELSUR_6_BSOLAR | R | Solar_Fixed | 3 | TRUE | FALSE | OldBaseline
SCE | DELSUR_6_CREST | R | Solar_Fixed | 10 | TRUE | FALSE | OldBaseline
SCE | DELSUR_6_DRYFRB | R | Solar_Fixed | 5 | TRUE | FALSE | OldBaseline
SCE | DELSUR_6_SOLAR1 | R | Solar_Fixed | 6.5 | TRUE | FALSE | OldBaseline
SCE | DELSUR_6_SOLAR4 | R | Solar_Fixed | 1.5 | TRUE | FALSE | OldBaseline
SCE | DELSUR_6_SOLAR5 | R | Solar_Fixed | 1.5 | TRUE | FALSE | OldBaseline
PGE_Bay | DELTA_2_PL1X4 | F | CC | 813 | TRUE | FALSE | OldBaseline
PNM_EPE | Deming_Solar | R | Solar_Fixed | 9 | TRUE | FALSE | OldBaseline
TEPC | DeMoss_Petrie | T | CT | 75 | TRUE | FALSE | OldBaseline
IPCO | Desert_Meadow | R | Wind | 23 | TRUE | FALSE | OldBaseline
NEVP | Desert_Peak_2 | T | Geothermal | 13.5 | TRUE | FALSE | OldBaseline
IID | Desert_Power_3 | T | Geothermal | 50 | TRUE | FALSE | OldBaseline
IID | Desert_Power_3 | T | Geothermal | -50 | TRUE | TRUE | OldBaseline
SRP | Desert_Power_3_SRP | T | Geothermal | 50 | TRUE | TRUE | OldBaseline
IID | Desert_View | F | Biomass/Wood | 50 | TRUE | FALSE | OldBaseline
SRP | DesertBasin_CC | F | CC | 591.1 | TRUE | FALSE | OldBaseline
NEVP | DESRT_P2 | T | Geothermal | 11 | TRUE | FALSE | OldBaseline
SCE | DEVERS_1_SEPV05 | R | Solar_Fixed | 2 | TRUE | FALSE | OldBaseline
SCE | DEVERS_1_SOLAR | R | Solar_Fixed | 18.5 | TRUE | FALSE | OldBaseline
SCE | DEVERS_1_SOLAR1 | R | Solar_Fixed | 12 | TRUE | FALSE | OldBaseline
SCE | DEVERS_1_SOLAR2 | R | Solar_Fixed | 9 | TRUE | FALSE | OldBaseline
SCE | DEVERS_2_CS2SR4 | R | Solar_Fixed | 0.91 | TRUE | FALSE | OldBaseline
SCE | DEVERS_2_DHSPG2 | R | Solar_Fixed | 1.4 | TRUE | FALSE | OldBaseline
PGE_Valley | DEXZEL_1_UNIT | T | Cogen | 20 | TRUE | FALSE | OldBaseline
PGE_Valley | DIABLOSTORAGE1 | S | Battery Storage | 50 | TRUE | FALSE | RDT
PGE_Valley | DIABLOSTORAGE2 | S | Battery Storage | 50 | TRUE | FALSE | RDT
PGE_Valley | DIABLOSTORAGE3 | S | Battery Storage | 50 | TRUE | FALSE | RDT
PGE_Valley | DIABLOSTORAGE4 | S | Battery Storage | 50 | TRUE | FALSE | RDT
PNM_EPE | DillardComplexGEN4 | F | Biomass/Wood | 11.5 | TRUE | FALSE | OldBaseline
PNM_EPE | DillardComplexGEN5 | F | Biomass/Wood | 11.5 | TRUE | FALSE | OldBaseline
PGE_Valley | DISCOV_1_CHEVRN | T | Cogen | 48.8 | TRUE | FALSE | OldBaseline
NEVP | DIXIE_M_P1 | T | Geothermal | 22.5 | TRUE | FALSE | OldBaseline
NEVP | DIXIE_M_P12 | T | Geothermal | 22.5 | TRUE | FALSE | OldBaseline
NEVP | Dixie_Valley_Geo_1 | T | Geothermal | 13.3 | TRUE | FALSE | OldBaseline
NEVP | Dixie_Valley_Geo_2 | T | Geothermal | 10.1 | TRUE | FALSE | OldBaseline
NEVP | Dixie_Valley_Geo_3 | T | Geothermal | 19.2 | TRUE | FALSE | OldBaseline
PGE_Bay | DIXNLD_1_LNDFL | T | Biomass/Wood | 1.6 | TRUE | FALSE | OldBaseline
NEVP | Dodge_Flat_Solar | R | Solar_1Axis | 26 | TRUE | FALSE | OldBaseline
BCHA_AESO | DokieWind1 | R | Wind | 24 | TRUE | FALSE | OldBaseline
BCHA_AESO | DokieWind2 | R | Wind | 24 | TRUE | FALSE | OldBaseline
BCHA_AESO | DokieWind3 | R | Wind | 24 | TRUE | FALSE | OldBaseline
BCHA_AESO | DokieWind4 | R | Wind | 27 | TRUE | FALSE | OldBaseline
BCHA_AESO | DokieWind5 | R | Wind | 24 | TRUE | FALSE | OldBaseline
BCHA_AESO | DokieWind6 | R | Wind | 21 | TRUE | FALSE | OldBaseline
PGE_Valley | DOUBLC_1_UNITS | T | CT | 52.23 | TRUE | FALSE | OldBaseline
SCE | DoubleADigester2 | F | Biomass/Wood | 1.5 | TRUE | FALSE | OldBaseline
SCE | DoubleADigester3 | F | Biomass/Wood | 1.5 | TRUE | FALSE | OldBaseline
AZPS | Douglas_1 | T | CT | 16 | TRUE | FALSE | OldBaseline
BCHA_AESO | DowCC_Total | F | CC | 129.5 | TRUE | FALSE | OldBaseline
BCHA_AESO | DowG101_1 | F | Cogen | 110 | TRUE | FALSE | OldBaseline
BCHA_AESO | DowG201_2 | F | Cogen | 110 | TRUE | FALSE | OldBaseline
SCE | DRACKR_2_D4SR4B | R | Solar_Fixed | 62.5 | TRUE | FALSE | BaselineReconcile
SCE | DRACKR_2_DS3SR3 | R | Solar_Fixed | 125 | TRUE | FALSE | BaselineReconcile
SCE | DRACKR_2_DS4SR4 | R | Solar_Fixed | 62.5 | TRUE | FALSE | BaselineReconcile
SCE | DRACKR_2_DSUBT2 | S | Battery Storage | 115 | TRUE | FALSE | RDT
SCE | DRACKR_2_SOLAR1 | R | Solar_Fixed | 110 | TRUE | FALSE | OldBaseline
SCE | DRACKR_2_SOLAR2 | R | Solar_Fixed | 125 | TRUE | FALSE | OldBaseline
SCE | DRACKR_3_DSUBT3 | S | Battery Storage | 115 | TRUE | FALSE | RDT
SCE | DREWS_6_PL1X4 | T | CT | 36 | TRUE | FALSE | OldBaseline
WACM | Dry_Fork_Station | F | Coal | 440 | TRUE | FALSE | OldBaseline
AZPS | Dry_Lake_Wind_1_1 | R | Wind | 21 | TRUE | FALSE | OldBaseline
AZPS | Dry_Lake_Wind_1_2 | R | Wind | 21 | TRUE | FALSE | OldBaseline
AZPS | Dry_Lake_Wind_1_3 | R | Wind | 21 | TRUE | FALSE | OldBaseline
AZPS | Dry_Lake_Wind_2_1 | R | Wind | 21 | TRUE | FALSE | OldBaseline
AZPS | Dry_Lake_Wind_2_2 | R | Wind | 21 | TRUE | FALSE | OldBaseline
AZPS | Dry_Lake_Wind_2_3 | R | Wind | 21 | TRUE | FALSE | OldBaseline
BCHA_AESO | Drywood_2_2 | T | CT | 3 | TRUE | FALSE | OldBaseline
BCHA_AESO | Drywood1_1 | T | CT | 3 | TRUE | FALSE | OldBaseline
SCE | DSFLWR_2_WS2SR1 | R | Solar_Fixed | 100 | TRUE | FALSE | OldBaseline
SCE | DSRTHV_2_DH1SR1 | R | Solar_Fixed | 80 | TRUE | FALSE | BaselineReconcile
SCE | DSRTHV_2_DH2BT1 | S | Battery Storage | 35 | TRUE | FALSE | BaselineReconcile
SCE | DSRTHV_2_DH2SR2 | R | Solar_Fixed | 35 | TRUE | FALSE | BaselineReconcile
SCE | DSRTSL_2_SOLAR1 | R | Solar_Fixed | 296.19 | TRUE | FALSE | OldBaseline
SCE | DSRTSN_2_SOLAR1 | R | Solar_Fixed | 300 | TRUE | FALSE | OldBaseline
SCE | DSRTSN_2_SOLAR2 | R | Solar_Fixed | 250 | TRUE | FALSE | OldBaseline
SCE | DTCHWD_2_BT3WND | R | Wind | 4.5 | TRUE | FALSE | OldBaseline
SCE | DTCHWD_2_BT4WND | R | Wind | 6.52 | TRUE | FALSE | OldBaseline
PGE_Bay | DUANE_1_PL1X3 | F | CC | 147.8 | TRUE | FALSE | OldBaseline
BCHA_AESO | Dundurn_GT_1 | T | CT | 25 | TRUE | FALSE | OldBaseline
PACE | Dunlap_1 | R | Wind | 111 | TRUE | FALSE | OldBaseline
IPCO | Durbin_Creek_Wind__OR_ | R | Wind | 40 | TRUE | FALSE | OldBaseline
BCHA_AESO | DVPL_IPP13_8_1 | F | Biomass/Wood | 11.6 | TRUE | FALSE | OldBaseline
NEVP | Eagle_Shadow_Mountain | R | Solar_1Axis | 26 | TRUE | FALSE | OldBaseline
IID | Earth_Energy_1 | T | Geothermal | 11 | TRUE | FALSE | OldBaseline
IID | Earth_Energy_1 | T | Geothermal | -11 | TRUE | TRUE | OldBaseline
SMUD | Earth_Energy_1_SMUD | T | Geothermal | 11 | TRUE | TRUE | OldBaseline
SCE | EASTWD_7_UNIT | S | PSH | 200 | TRUE | FALSE | OldBaseline
PNM_EPE | Echanis_Wind | R | Wind | 104 | TRUE | FALSE | OldBaseline
PACW | ECHOWIND | R | Wind | 13.5 | TRUE | FALSE | OldBaseline
PACW | ECHOWIND2 | R | Wind | 64.6 | TRUE | FALSE | OldBaseline
BCHA_AESO | Edson_1 | F | Cogen | 11.5 | TRUE | FALSE | OldBaseline
BCHA_AESO | Edson_2 | F | Cogen | 6.5 | TRUE | FALSE | OldBaseline
SCE | EDWARDSSOLAR1 | R | Solar_1Axis | 140 | TRUE | FALSE | RDT
SCE | EDWARDSSOLAR2 | R | Solar_1Axis | 100 | TRUE | FALSE | RDT
SCE | EDWARDSSOLAR4 | R | Solar_1Axis | 100 | TRUE | FALSE | RDT
SCE | EDWARDSSTORAGE1 | S | Battery Storage | 75 | TRUE | FALSE | RDT
SCE | EDWARDSSTORAGE2 | S | Battery Storage | 75 | TRUE | FALSE | RDT
PGE_Valley | EEKTMN_6_SOLAR1 | R | Solar_Fixed | 20 | TRUE | FALSE | OldBaseline
AZPS | EIA_2018_BTMPV_AZ_AZPS | R | BTMPV | 694.39 | TRUE | FALSE | OldBaseline
SRP | EIA_2018_BTMPV_AZ_SRP | R | BTMPV | 133.12 | TRUE | FALSE | OldBaseline
TEPC | EIA_2018_BTMPV_AZ_TEPC | R | BTMPV | 229 | TRUE | FALSE | OldBaseline
PSCO | EIA_2018_BTMPV_CO_PSCO | R | BTMPV | 290.84 | TRUE | FALSE | OldBaseline
IPCO | EIA_2018_BTMPV_ID_IPCO | R | BTMPV | 13.07 | TRUE | FALSE | OldBaseline
PNM_EPE | EIA_2018_BTMPV_NM_PNM_EPE | R | BTMPV | 123.78 | TRUE | FALSE | OldBaseline
NEVP | EIA_2018_BTMPV_NV_NEVP | R | BTMPV | 185.92 | TRUE | FALSE | OldBaseline
PortlandGE | EIA_2018_BTMPV_OR_PortlandGE | R | BTMPV | 63.96 | TRUE | FALSE | OldBaseline
BPAT | EIA_2018_BTMPV_WA_BPAT | R | BTMPV | 11.38 | TRUE | FALSE | OldBaseline
BPAT | EIA_2018_BTMPV_WA_PSEI | R | BTMPV | 46.02 | TRUE | FALSE | OldBaseline
BPAT | EIA_2018_BTMPV_WA_SCL | R | BTMPV | 20.03 | TRUE | FALSE | OldBaseline
PACE | EIA_2018_BTMPV_XX_PACE | R | BTMPV | 452 | TRUE | FALSE | OldBaseline
PACW | EIA_2018_BTMPV_XX_PACW | R | BTMPV | 130 | TRUE | FALSE | OldBaseline
IID | El_Centro_CC2 | F | CC | 108.8 | TRUE | FALSE | OldBaseline
IID | El_Centro_CC3 | F | CC | 146.5 | TRUE | FALSE | OldBaseline
SCE | ELCABO_5_ECWSCEDYN | R | Wind | 298 | TRUE | FALSE | OldBaseline
SDGE | ELCAJN_6_DRGEN1 | S | Battery Storage | 3 | TRUE | FALSE | OldBaseline
SDGE | ELCAJN_6_DRGEN2 | S | Battery Storage | 1 | TRUE | FALSE | OldBaseline
SDGE | ELCAJN_6_EB1BT1 | S | Battery Storage | 7.5 | TRUE | FALSE | OldBaseline
SDGE | ELCAJN_6_LM6K | T | CT | 48.1 | TRUE | FALSE | OldBaseline
SDGE | ELCAJN_6_UNITA1 | T | CT | 45.42 | TRUE | FALSE | OldBaseline
PGE_Valley | ELCAP_1_SOLAR | R | Solar_Fixed | 1.5 | TRUE | FALSE | OldBaseline
SMUD | Elk_Grove_1_Solar | R | Solar_Fixed | 50.9 | TRUE | FALSE | OldBaseline
SMUD | Elk_Grove_2_Solar | R | Solar_Fixed | 37.9 | TRUE | FALSE | OldBaseline
PGE_Valley | ELKHIL_2_PL1X3 | F | CC | 400 | TRUE | FALSE | OldBaseline
PGE_Bay | ELKHORN | S | Battery Storage | 182.5 | TRUE | FALSE | RDT
IPCO | Elkhorn_Valley | R | Wind | 100 | TRUE | FALSE | OldBaseline
SCE | ELLIS_2_QF | F | CT | 0.06 | TRUE | FALSE | OldBaseline
BCHA_AESO | ElmworthG5_5 | T | CT | 2.4 | TRUE | FALSE | OldBaseline
BCHA_AESO | ElmworthG6_6 | T | CT | 2.4 | TRUE | FALSE | OldBaseline
BCHA_AESO | ElmworthG7_7 | T | CT | 2.4 | TRUE | FALSE | OldBaseline
BCHA_AESO | ElmworthG8_8 | T | CT | 2.4 | TRUE | FALSE | OldBaseline
BCHA_AESO | ElmworthG9_9 | T | CT | 2.4 | TRUE | FALSE | OldBaseline
PGE_Valley | ELNIDP_6_BIOMAS | F | Biomass/Wood | 10.5 | TRUE | FALSE | OldBaseline
SCE | ELSEGN_2_UN1011 | F | CC | 263 | TRUE | FALSE | OldBaseline
SCE | ELSEGN_2_UN2021 | F | CC | 263.68 | TRUE | FALSE | OldBaseline
PNM_EPE | Enchanted_Mesa | R | Solar_1Axis | 7.6 | TRUE | FALSE | OldBaseline
BPAT | EncogenCC_Total | F | CC | 176.4 | TRUE | FALSE | OldBaseline
SCE | ENELBELLASTORAGE | S | Battery Storage | 10 | TRUE | FALSE | RDT
PACE | EnelCoveFort1_1 | T | Geothermal | 16.25 | TRUE | FALSE | OldBaseline
PACE | EnelCoveFort1_2 | T | Geothermal | 16.25 | TRUE | FALSE | OldBaseline
PACE | EnelCoveFort1_3 | T | Geothermal | 16.25 | TRUE | FALSE | OldBaseline
PACE | EnelCoveFort1_4 | T | Geothermal | 16.25 | TRUE | FALSE | OldBaseline
SCE | Energetics_PV | R | Solar_Fixed | 4.8 | TRUE | FALSE | OldBaseline
SDGE | Energia_Sierra_Juarez_2_US_LLC | R | Wind | 105 | TRUE | FALSE | OldBaseline
PACE | Energy_Vision_10 | R | Wind | 134 | TRUE | FALSE | OldBaseline
PACE | Energy_Vision_11 | R | Wind | 120 | TRUE | FALSE | OldBaseline
PACE | Energy_Vision_12 | R | Wind | 101 | TRUE | FALSE | OldBaseline
PACE | Energy_Vision_2 | R | Wind | 100 | TRUE | FALSE | OldBaseline
PACE | Energy_Vision_3 | R | Wind | 100 | TRUE | FALSE | OldBaseline
PACE | Energy_Vision_4 | R | Wind | 124 | TRUE | FALSE | OldBaseline
PACE | Energy_Vision_5 | R | Wind | 126 | TRUE | FALSE | OldBaseline
PACE | Energy_Vision_6 | R | Wind | 134 | TRUE | FALSE | OldBaseline
PACE | Energy_Vision_7 | R | Wind | 200 | TRUE | FALSE | OldBaseline
PACE | Energy_Vision_8 | R | Wind | 100 | TRUE | FALSE | OldBaseline
PACE | Energy_Vision_9 | R | Wind | 100 | TRUE | FALSE | OldBaseline
SDGE | ENERSJ_2_WIND | R | Wind | 155.1 | TRUE | FALSE | OldBaseline
SCE | ENWIND_2_WIND1 | R | Wind | 47.1 | TRUE | FALSE | OldBaseline
SCE | ENWIND_2_WIND2 | R | Wind | 38.24 | TRUE | FALSE | OldBaseline
BPAT | EPCC_1 | R | Solar_Fixed | 0.14 | TRUE | FALSE | OldBaseline
PNM_EPE | Escalante_1 | F | Coal | 268 | TRUE | FALSE | OldBaseline
SDGE | ESCNDO_6_EB1BT1 | S | Battery Storage | 10 | TRUE | FALSE | OldBaseline
SDGE | ESCNDO_6_EB2BT2 | S | Battery Storage | 10 | TRUE | FALSE | OldBaseline
SDGE | ESCNDO_6_EB3BT3 | S | Battery Storage | 10 | TRUE | FALSE | OldBaseline
SDGE | ESCNDO_6_PL1X2 | T | CT | 48.71 | TRUE | FALSE | OldBaseline
SDGE | ESCNDO_6_UNITB1 | T | CT | 48.04 | TRUE | FALSE | OldBaseline
SDGE | ESCO_6_GLMQF | T | CT | 36.41 | TRUE | FALSE | OldBaseline
PGE_Valley | ESQUON_6_LNDFIL | F | Biogas | 2.1 | TRUE | FALSE | OldBaseline
SCE | ETIWND_2_CHMPNE | R | Solar_Fixed | 1 | TRUE | FALSE | OldBaseline
SCE | ETIWND_2_RTS010 | R | Solar_Fixed | 1.5 | TRUE | FALSE | OldBaseline
SCE | ETIWND_2_RTS015 | R | Solar_Fixed | 3 | TRUE | FALSE | OldBaseline
SCE | ETIWND_2_RTS017 | R | Solar_Fixed | 3.5 | TRUE | FALSE | OldBaseline
SCE | ETIWND_2_RTS018 | R | Solar_Fixed | 1.5 | TRUE | FALSE | OldBaseline
SCE | ETIWND_2_RTS023 | R | Solar_Fixed | 2.5 | TRUE | FALSE | OldBaseline
SCE | ETIWND_2_RTS026 | R | Solar_Fixed | 6 | TRUE | FALSE | OldBaseline
SCE | ETIWND_2_RTS027 | R | Solar_Fixed | 2 | TRUE | FALSE | OldBaseline
SCE | ETIWND_2_SOLAR1 | R | Solar_Fixed | 1 | TRUE | FALSE | OldBaseline
SCE | ETIWND_2_SOLAR2 | R | Solar_Fixed | 1 | TRUE | FALSE | OldBaseline
SCE | ETIWND_2_SOLAR5 | R | Solar_Fixed | 2 | TRUE | FALSE | OldBaseline
SCE | ETIWND_2_UNIT1 | R | Solar_Fixed | 33.6 | TRUE | FALSE | OldBaseline
SCE | ETIWND_6_GRPLND | T | CT | 47.39 | TRUE | FALSE | OldBaseline
BPAT | EurusCombinHill | R | Wind | 63 | TRUE | FALSE | OldBaseline
IPCO | EvanderAndrews1 | T | CT | 171 | TRUE | FALSE | OldBaseline
IPCO | EvanderAndrews2 | T | CT | 45.4 | TRUE | FALSE | OldBaseline
IPCO | EvanderAndrews3 | T | CT | 45 | TRUE | FALSE | OldBaseline
PACW | Evergreen_Bio | F | Biomass/Wood | 10 | TRUE | FALSE | OldBaseline
PGE_Valley | EXCLSG_1_SOLAR | R | Solar_Fixed | 60 | TRUE | FALSE | OldBaseline
NWMT_WAUW | FAIRFLD_WIND | R | Wind | 10 | TRUE | FALSE | OldBaseline
PGE_Bay | FAIRHV_6_UNIT | F | Biomass/Wood | 18.75 | TRUE | FALSE | OldBaseline
SDGE | FALLBROOKSTORAGE | S | Battery Storage | 40 | TRUE | FALSE | RDT
PGE_Valley | FELLOW_7_QFUNTS | T | Cogen | 6.2 | TRUE | FALSE | OldBaseline
BPAT | FerndaleCC_Total | F | CC | 253.47 | TRUE | FALSE | OldBaseline
BCHA_AESO | Firebag_7 | F | Cogen | 96 | TRUE | FALSE | OldBaseline
BCHA_AESO | Firebag3_1 | F | Cogen | 85 | TRUE | FALSE | OldBaseline
BCHA_AESO | Firebag3_2 | T | CT | 85 | TRUE | FALSE | OldBaseline
BCHA_AESO | Firebag4_1 | T | CT | 90 | TRUE | FALSE | OldBaseline
BCHA_AESO | Firebag4_2 | T | CT | 89 | TRUE | FALSE | OldBaseline
NEVP | Fish_Springs_Solar | R | Solar_1Axis | 26 | TRUE | FALSE | OldBaseline
WACM | Flatiron_3 | S | PSH | 8.5 | TRUE | FALSE | OldBaseline
SCE | FLOWD_2_RT2WD2 | R | Wind | 27.39 | TRUE | FALSE | OldBaseline
SCE | FLOWD_2_WIND1 | R | Wind | 11.9 | TRUE | FALSE | OldBaseline
PGE_Bay | FLOWD2_2_FPLWND | R | Wind | 18 | TRUE | FALSE | OldBaseline
IPCO | Foote_Creek1 | R | Wind | 40.8 | TRUE | FALSE | OldBaseline
IPCO | Foote_Creek2 | R | Wind | 1 | TRUE | FALSE | OldBaseline
IPCO | Foote_Creek3 | R | Wind | 24.8 | TRUE | FALSE | OldBaseline
IPCO | Foote_Creek4 | R | Wind | 16.8 | TRUE | FALSE | OldBaseline
AZPS | Foothills_Solar_1 | R | Solar_1Axis | 18 | TRUE | FALSE | OldBaseline
AZPS | Foothills_Solar_2 | R | Solar_1Axis | 20 | TRUE | FALSE | OldBaseline
TEPC | Fort_Huachuca_1 | R | Solar_Fixed | 9 | TRUE | FALSE | OldBaseline
PNM_EPE | Fort_Huachuca_2 | R | Solar_Fixed | 9 | TRUE | FALSE | OldBaseline
BCHA_AESO | Fort_St_James | F | Biomass/Wood | 40 | TRUE | FALSE | OldBaseline
PSCO | Fort_St_Vrain_5 | T | CT | 158 | TRUE | FALSE | OldBaseline
PSCO | Fort_St_Vrain_6 | T | CT | 155 | TRUE | FALSE | OldBaseline
PSCO | Fort_St_Vrain_CC | F | CC | 582.51 | TRUE | FALSE | OldBaseline
BCHA_AESO | FortNelson1 | T | CT | 52.2 | TRUE | FALSE | OldBaseline
BCHA_AESO | FortNelson2 | T | CT | 28 | TRUE | FALSE | OldBaseline
BCHA_AESO | FosterCreek1 | F | Cogen | 47 | TRUE | FALSE | OldBaseline
BCHA_AESO | FosterCreek2 | F | Cogen | 47 | TRUE | FALSE | OldBaseline
PSCO | Fountain_Valley_1 | T | CT | 40 | TRUE | FALSE | OldBaseline
PSCO | Fountain_Valley_2 | T | CT | 40 | TRUE | FALSE | OldBaseline
PSCO | Fountain_Valley_3 | T | CT | 40 | TRUE | FALSE | OldBaseline
PSCO | Fountain_Valley_4 | T | CT | 40 | TRUE | FALSE | OldBaseline
PSCO | Fountain_Valley_5 | T | CT | 40 | TRUE | FALSE | OldBaseline
PSCO | Fountain_Valley_6 | T | CT | 40 | TRUE | FALSE | OldBaseline
AZPS | Four_Corners_4 | F | Coal | 818.1 | TRUE | FALSE | OldBaseline
AZPS | Four_Corners_5 | F | Coal | 818.1 | TRUE | FALSE | OldBaseline
PACE | FourBrothers | R | Solar_Fixed | 320 | TRUE | FALSE | OldBaseline
PSCO | Frank_Knutson_1 | T | CT | 64.5 | TRUE | FALSE | OldBaseline
PSCO | Frank_Knutson_2 | T | CT | 64.5 | TRUE | FALSE | OldBaseline
PNM_EPE | FranklinGrays1 | T | CT | 11.4 | TRUE | FALSE | OldBaseline
PNM_EPE | FranklinGrays2 | T | CT | 11.4 | TRUE | FALSE | OldBaseline
PNM_EPE | FranklinGrays3 | T | CT | 11.4 | TRUE | FALSE | OldBaseline
PNM_EPE | FranklinGrays4 | T | CT | 11.4 | TRUE | FALSE | OldBaseline
BCHA_AESO | FraserLake1 | F | Biomass/Wood | 6 | TRUE | FALSE | OldBaseline
BCHA_AESO | FraserLake2 | F | Biomass/Wood | 6 | TRUE | FALSE | OldBaseline
BPAT | Frederickson1 | T | CT | 88.9 | TRUE | FALSE | OldBaseline
BPAT | Frederickson2 | T | CT | 88.9 | TRUE | FALSE | OldBaseline
BPAT | FredericksonCC_Total | F | CC | 270 | TRUE | FALSE | OldBaseline
BPAT | Fredonia_1 | T | CT | 129.1 | TRUE | FALSE | OldBaseline
BPAT | Fredonia_2 | T | CT | 129.1 | TRUE | FALSE | OldBaseline
BPAT | Fredonia_3 | T | CT | 58.9 | TRUE | FALSE | OldBaseline
BPAT | Fredonia_4 | T | CT | 58.9 | TRUE | FALSE | OldBaseline
PGE_Valley | FRESHW_1_SOLAR1 | R | Solar_Fixed | 20 | TRUE | FALSE | OldBaseline
PGE_Valley | FRESNOSOLAR | R | Solar_1Axis | 100 | TRUE | FALSE | RDT
PGE_Valley | FRESNOSTORAGE | S | Battery Storage | 10 | TRUE | FALSE | RDT
PGE_Valley | FRITO_1_LAY | F | Cogen | 6 | TRUE | FALSE | OldBaseline
PGE_Valley | FRNTBW_6_SOLAR1 | R | Solar_Fixed | 20 | TRUE | FALSE | OldBaseline
WACM | Front_Range_CC | F | CC | 491 | TRUE | FALSE | OldBaseline
TEPC | FRV_SunEdison | R | Solar_1Axis | 20 | TRUE | FALSE | OldBaseline
PACW | Ft_James_Cogen | F | Cogen | 53 | TRUE | FALSE | OldBaseline
PACE | Gadsby_1 | F | Steam | 69 | TRUE | FALSE | OldBaseline
PACE | Gadsby_2 | F | Steam | 73 | TRUE | FALSE | OldBaseline
PACE | Gadsby_3 | F | Steam | 113.64 | TRUE | FALSE | OldBaseline
PACE | Gadsby_4 | T | CT | 38 | TRUE | FALSE | OldBaseline
PACE | Gadsby_5 | T | CT | 38 | TRUE | FALSE | OldBaseline
PACE | Gadsby_6 | T | CT | 38 | TRUE | FALSE | OldBaseline
SCE | GALE_1_SR3SR3 | R | Solar_Fixed | 13.8 | TRUE | FALSE | OldBaseline
NEVP | Galena_3_1 | T | Geothermal | 15 | TRUE | FALSE | OldBaseline
NEVP | Galena_3_2 | T | Geothermal | 15 | TRUE | FALSE | OldBaseline
PGE_Valley | GANSO_1_WSTBM1 | F | Biogas | 1 | TRUE | FALSE | OldBaseline
SCE | GARLANDSTORAGE | S | Battery Storage | 88 | TRUE | FALSE | RDT
SCE | GARLND_2_GASLR | R | Solar_Fixed | 180 | TRUE | FALSE | OldBaseline
SCE | GARLND_2_GASLRA | R | Solar_Fixed | 20 | TRUE | FALSE | OldBaseline
SCE | GARNET_1_SOLAR | R | Solar_Fixed | 4 | TRUE | FALSE | OldBaseline
SCE | GARNET_1_SOLAR2 | R | Solar_Fixed | 4 | TRUE | FALSE | OldBaseline
SCE | GARNET_1_UNITS | R | Wind | 16.5 | TRUE | FALSE | OldBaseline
SCE | GARNET_1_WIND | R | Wind | 6.5 | TRUE | FALSE | OldBaseline
SCE | GARNET_1_WINDS | R | Wind | 22.5 | TRUE | FALSE | OldBaseline
SCE | GARNET_1_WT3WND | R | Wind | 6 | TRUE | FALSE | OldBaseline
SCE | GARNET_2_DIFWD1 | R | Wind | 7.88 | TRUE | FALSE | OldBaseline
SCE | GARNET_2_WIND1 | R | Wind | 11.2 | TRUE | FALSE | OldBaseline
SCE | GARNET_2_WIND2 | R | Wind | 11.7 | TRUE | FALSE | OldBaseline
SCE | GARNET_2_WIND3 | R | Wind | 12.6 | TRUE | FALSE | OldBaseline
SCE | GARNET_2_WIND4 | R | Wind | 9.8 | TRUE | FALSE | OldBaseline
SCE | GARNET_2_WIND5 | R | Wind | 3 | TRUE | FALSE | OldBaseline
SCE | GARNET_2_WPMWD6 | R | Wind | 5.93 | TRUE | FALSE | OldBaseline
SCE | GASKW1_2_GW1SR1 | R | Solar_Fixed | 20 | TRUE | FALSE | OldBaseline
PGE_Valley | GATES_2_SOLAR | R | Solar_Fixed | 20 | TRUE | FALSE | OldBaseline
PGE_Valley | GATES_2_WSOLAR | R | Solar_Fixed | 10 | TRUE | FALSE | OldBaseline
SDGE | GATEWY_2_GESBT1 | S | Battery Storage | 250 | TRUE | FALSE | BaselineReconcile
PGE_Bay | GATWAY_2_PL1X3 | F | CC | 554.7 | TRUE | FALSE | OldBaseline
BCHA_AESO | Genesee_2_2_Gas | F | CC | 430 | TRUE | FALSE | OldBaseline
PGE_Valley | GENESI_2_STG | R | Solar_Thermal | 250 | TRUE | FALSE | OldBaseline
IID | Geo_East_Mesa_2_1 | T | Geothermal | 22 | TRUE | FALSE | OldBaseline
IID | Geo_East_Mesa_3_1 | T | Geothermal | 22 | TRUE | FALSE | OldBaseline
IID | Geo_East_Mesa_3_2 | T | Geothermal | 10 | TRUE | FALSE | OldBaseline
PGE_Bay | GEYS11_7_UNIT11 | T | Geothermal | 74.4 | TRUE | FALSE | OldBaseline
PGE_Bay | GEYS12_7_UNIT12 | T | Geothermal | 57 | TRUE | FALSE | OldBaseline
PGE_Bay | GEYS13_7_UNIT13 | T | Geothermal | 95 | TRUE | FALSE | OldBaseline
PGE_Bay | GEYS14_7_UNIT14 | T | Geothermal | 70 | TRUE | FALSE | OldBaseline
PGE_Bay | GEYS16_7_UNIT16 | T | Geothermal | 85 | TRUE | FALSE | OldBaseline
PGE_Bay | GEYS17_7_UNIT17 | T | Geothermal | 60 | TRUE | FALSE | OldBaseline
PGE_Bay | GEYS18_7_UNIT18 | T | Geothermal | 72 | TRUE | FALSE | OldBaseline
PGE_Bay | GEYS20_7_UNIT20 | T | Geothermal | 62 | TRUE | FALSE | OldBaseline
BCHA_AESO | Ghost_Pine_G1_1 | R | Wind | 16.32 | TRUE | FALSE | OldBaseline
BCHA_AESO | Ghost_Pine_G2_2 | R | Wind | 16.32 | TRUE | FALSE | OldBaseline
BCHA_AESO | Ghost_Pine_G3_3 | R | Wind | 16.32 | TRUE | FALSE | OldBaseline
BCHA_AESO | Ghost_Pine_G4_4 | R | Wind | 16.32 | TRUE | FALSE | OldBaseline
BCHA_AESO | Ghost_Pine_G5_5 | R | Wind | 16.32 | TRUE | FALSE | OldBaseline
PGE_Valley | GIFENS_6_BUGSL1 | R | Solar_Fixed | 20 | TRUE | FALSE | OldBaseline
PGE_Valley | GIFFEN_6_SOLAR | R | Solar_Fixed | 10 | TRUE | FALSE | OldBaseline
PGE_Valley | GIFFEN_6_SOLAR1 | R | Solar_Fixed | 9 | TRUE | FALSE | OldBaseline
SRP | Gila_River_CC1 | F | CC | 590 | TRUE | FALSE | OldBaseline
SRP | Gila_River_CC2 | F | CC | 550 | TRUE | FALSE | OldBaseline
TEPC | Gila_River_CC3 | F | CC | 550 | TRUE | FALSE | OldBaseline
SRP | Gila_River_CC4 | F | CC | 600 | TRUE | FALSE | OldBaseline
PGE_Bay | GILROY_1_UNIT | F | CT | 105 | TRUE | FALSE | OldBaseline
PGE_Bay | GILRPP_1_PL1X2 | T | CT | 95.2 | TRUE | FALSE | OldBaseline
PGE_Bay | GILRPP_1_PL3X4 | T | CT | 46.2 | TRUE | FALSE | OldBaseline
NWMT_WAUW | GlacierWind1 | R | Wind | 106.5 | TRUE | FALSE | OldBaseline
NWMT_WAUW | GlacierWind2 | R | Wind | 103.5 | TRUE | FALSE | OldBaseline
SCE | GLDFGR_6_SOLAR1 | R | Solar_Fixed | 20 | TRUE | FALSE | OldBaseline
SCE | GLDFGR_6_SOLAR2 | R | Solar_Fixed | 11.4 | TRUE | FALSE | OldBaseline
SCE | GLDTWN_6_COLUM3 | R | Solar_Fixed | 10 | TRUE | FALSE | OldBaseline
SCE | GLDTWN_6_SOLAR | R | Solar_Fixed | 5 | TRUE | FALSE | OldBaseline
PACE | Glen_Canyon_Solar_1 | R | Solar_Fixed | 82.2 | TRUE | FALSE | OldBaseline
PACE | Glen_Canyon_Solar_2 | R | Solar_Fixed | 23.3 | TRUE | FALSE | OldBaseline
PACE | Glenrock_1 | R | Wind | 99 | TRUE | FALSE | OldBaseline
IPCO | Glenrock_2 | R | Wind | 39 | TRUE | FALSE | OldBaseline
SCE | GLNARM_2_UNIT_5 | F | CC | 65 | TRUE | FALSE | OldBaseline
SCE | GLNARM_7_UNIT_1 | T | CT | 22.07 | TRUE | FALSE | OldBaseline
SCE | GLNARM_7_UNIT_2 | T | CT | 22.3 | TRUE | FALSE | OldBaseline
SCE | GLNARM_7_UNIT_3 | T | CT | 44.83 | TRUE | FALSE | OldBaseline
SCE | GLNARM_7_UNIT_4 | T | CT | 42.42 | TRUE | FALSE | OldBaseline
SCE | GLOW_6_SOLAR | R | Solar_Fixed | 20 | TRUE | FALSE | OldBaseline
BCHA_AESO | GMS_GX1 | F | CC | 4.7 | TRUE | FALSE | OldBaseline
BCHA_AESO | GMS_GX2 | F | CC | 9.5 | TRUE | FALSE | OldBaseline
BCHA_AESO | GMS_GX3 | F | CC | 5.9 | TRUE | FALSE | OldBaseline
BCHA_AESO | GMS_WND_13 | R | Wind | 141.3 | TRUE | FALSE | OldBaseline
BCHA_AESO | Gold_Creek1_1 | T | CT | 5 | TRUE | FALSE | OldBaseline
BCHA_AESO | Golden_Biomass | F | Biomass/Wood | 7.5 | TRUE | FALSE | OldBaseline
BPAT | Golden_Hills_Wind | R | Wind | 400 | TRUE | FALSE | OldBaseline
IPCO | Golden_Valley | R | Wind | 12.82 | TRUE | FALSE | OldBaseline
BPAT | GoldendaleCC_Total | F | CC | 291.8 | TRUE | FALSE | OldBaseline
SCE | GOLETA_2_QF | F | Cogen | 0.4 | TRUE | FALSE | OldBaseline
SCE | GOLETA_2_VALBT1 | S | Battery Storage | 10 | TRUE | FALSE | RDT
SCE | GOLETA_6_ELLWOD | T | CT | 54 | TRUE | FALSE | OldBaseline
SCE | GOLETA_6_TAJIGS | F | Biogas | 2.84 | TRUE | FALSE | OldBaseline
PGE_Valley | GONZLS_6_UNIT | F | Biogas | 1.42 | TRUE | FALSE | OldBaseline
PACW | Goodnoe_Hills1 | R | Wind | 94 | TRUE | FALSE | OldBaseline
PACW | Goodnoe_Hills2 | R | Wind | 34 | TRUE | FALSE | OldBaseline
PGE_Valley | GOOSLK_1_SOLAR1 | R | Solar_Fixed | 12 | TRUE | FALSE | OldBaseline
NWMT_WAUW | GordonButte | R | Wind | 9.6 | TRUE | FALSE | OldBaseline
IPCO | Goshen2_JollyHills_1 | R | Wind | 90 | TRUE | FALSE | OldBaseline
IPCO | Goshen2_JollyHills_2 | R | Wind | 39 | TRUE | FALSE | OldBaseline
BCHA_AESO | GP_CHP1_1 | F | Biomass/Wood | 27 | TRUE | FALSE | OldBaseline
BPAT | GP_Wauna_Mill__CG_ | F | Biomass/Wood | 23.7 | TRUE | FALSE | OldBaseline
PNM_EPE | GRADYW_5_GDYWD1 | R | Wind | 200 | TRUE | FALSE | BaselineReconcile
IPCO | Grand_View_PV_Solar_Two | R | Solar_1Axis | 140 | TRUE | FALSE | OldBaseline
BPAT | GrandCouleePG07 | S | PSH | 83.33 | TRUE | FALSE | OldBaseline
BPAT | GrandCouleePG08 | S | PSH | 83.33 | TRUE | FALSE | OldBaseline
BPAT | GrandCouleePG09 | S | PSH | 83.33 | TRUE | FALSE | OldBaseline
BPAT | GrandCouleePG10 | S | PSH | 83.33 | TRUE | FALSE | OldBaseline
BPAT | GrandCouleePG11 | S | PSH | 83.33 | TRUE | FALSE | OldBaseline
BPAT | GrandCouleePG12 | S | PSH | 83.33 | TRUE | FALSE | OldBaseline
BCHA_AESO | GrandPrairie | T | CT | 93 | TRUE | FALSE | OldBaseline
PACE | GRANT_MTE_SG | R | Solar_Fixed | 80 | TRUE | FALSE | OldBaseline
PACE | GRANT_MTW_SG | R | Solar_Fixed | 50 | TRUE | FALSE | OldBaseline
BPAT | GraysHarborCC_Total | F | CC | 657 | TRUE | FALSE | OldBaseline
LADWP | Grayson_3 | F | Steam | 18 | TRUE | FALSE | OldBaseline
LADWP | Grayson_4 | F | Steam | 40 | TRUE | FALSE | OldBaseline
LADWP | Grayson_5 | F | Steam | 40 | TRUE | FALSE | OldBaseline
LADWP | Grayson_9 | T | CT | 48 | TRUE | FALSE | OldBaseline
LADWP | Grayson_CT8A | T | CT | 34 | TRUE | FALSE | OldBaseline
LADWP | Grayson_CT8BC | T | CT | 68 | TRUE | FALSE | OldBaseline
BCHA_AESO | Greater_Nanaimo | F | Biomass/Wood | 0.34 | TRUE | FALSE | OldBaseline
PSCO | Greater_Sandhill_1 | R | Solar_1Axis | 16 | TRUE | FALSE | OldBaseline
PSCO | Green_Holdings_1 | R | Wind | 81 | TRUE | FALSE | OldBaseline
PSCO | Green_Holdings_2 | R | Wind | 81 | TRUE | FALSE | OldBaseline
NWMT_WAUW | GREENFLDWIND | R | Wind | 25 | TRUE | FALSE | OldBaseline
PGE_Valley | GRIDLY_6_SOLAR | R | Solar_Fixed | 2.5 | TRUE | FALSE | OldBaseline
WALC | Griffith_CC | F | CC | 590.8 | TRUE | FALSE | OldBaseline
PGE_Valley | GRNLF2_1_UNIT | T | Cogen | 49.5 | TRUE | FALSE | OldBaseline
PGE_Valley | GRNVLY_7_SCLAND | F | Biogas | 3.04 | TRUE | FALSE | OldBaseline
IPCO | Grove_Solar_Center_LLC | R | Solar_Fixed | 140 | TRUE | FALSE | OldBaseline
PGE_Bay | GRZZLY_1_BERKLY | F | CT | 14.67 | TRUE | FALSE | OldBaseline
PGE_Valley | GUERNS_6_HD3BM3 | F | Biogas | 1.028 | TRUE | FALSE | OldBaseline
PGE_Valley | GUERNS_6_SOLAR | R | Solar_Fixed | 20 | TRUE | FALSE | OldBaseline
PGE_Valley | GUERNS_6_VH2BM1 | F | Biogas | 1.028 | TRUE | FALSE | OldBaseline
PGE_Valley | GWFPWR_1_UNITS | T | CT | 98.46 | TRUE | FALSE | OldBaseline
PGE_Bay | GYS5X6_7_UNITS | T | Geothermal | 85 | TRUE | FALSE | OldBaseline
PGE_Bay | GYS7X8_7_UNITS | T | Geothermal | 82 | TRUE | FALSE | OldBaseline
TEPC | H_Wilson_Sundt_4_Gas | F | Steam | 156 | TRUE | FALSE | OldBaseline
TEPC | H_Wilson_Sundt_GT1 | T | CT | 22 | TRUE | FALSE | OldBaseline
TEPC | H_Wilson_Sundt_GT2 | T | CT | 22 | TRUE | FALSE | OldBaseline
TEPC | H_Wilson_Sundt_ST3 | F | Steam | 105 | TRUE | FALSE | OldBaseline
BCHA_AESO | Halkirk1 | R | Wind | 75.6 | TRUE | FALSE | OldBaseline
BCHA_AESO | Halkirk2 | R | Wind | 73.8 | TRUE | FALSE | OldBaseline
IPCO | Hammett_Hill | R | Wind | 23 | TRUE | FALSE | OldBaseline
WACM | Happy_Jack | R | Wind | 29.4 | TRUE | FALSE | OldBaseline
SCE | HARBGN_7_UNITS | F | CC | 100 | TRUE | FALSE | OldBaseline
LADWP | Harbor_Unit_10 | T | CT | 49 | TRUE | FALSE | OldBaseline
LADWP | Harbor_Unit_11 | T | CT | 49 | TRUE | FALSE | OldBaseline
LADWP | Harbor_Unit_12 | T | CT | 49 | TRUE | FALSE | OldBaseline
LADWP | Harbor_Unit_13 | T | CT | 49 | TRUE | FALSE | OldBaseline
LADWP | Harbor_Unit_14 | T | CT | 49 | TRUE | FALSE | OldBaseline
NWMT_WAUW | Hardin | F | Coal | 107 | TRUE | FALSE | OldBaseline
BCHA_AESO | HARMATT10 | T | CT | 12.3 | TRUE | FALSE | OldBaseline
BCHA_AESO | HARMATT11 | T | CT | 13.5 | TRUE | FALSE | OldBaseline
BCHA_AESO | HARMATT12 | T | CT | 395 | TRUE | FALSE | OldBaseline
BCHA_AESO | HARMATT9 | F | Cogen | 15 | TRUE | FALSE | OldBaseline
AZPS | HarquahalaCC1_Total | F | CC | 360 | TRUE | FALSE | OldBaseline
AZPS | HarquahalaCC2_Total | F | CC | 360 | TRUE | FALSE | OldBaseline
AZPS | HarquahalaCC3_Total | F | CC | 360 | TRUE | FALSE | OldBaseline
NEVP | Harry_Allen_CC | F | CC | 521.7 | TRUE | FALSE | OldBaseline
NEVP | Harry_Allen_GT4 | T | CT | 72 | TRUE | FALSE | OldBaseline
WACM | Hartzog_1 | T | CT | 7.2 | TRUE | FALSE | OldBaseline
WACM | Hartzog_2 | T | CT | 7.2 | TRUE | FALSE | OldBaseline
WACM | Hartzog_3 | T | CT | 7.2 | TRUE | FALSE | OldBaseline
BPAT | Harvest_Wind | R | Wind | 98.9 | TRUE | FALSE | OldBaseline
PGE_Valley | Hat_Creek_Bioenergy__LLC | F | Biomass/Wood | 2.88 | TRUE | FALSE | OldBaseline
PNM_EPE | Hatch_Solar_EC | R | Solar_1Axis | 5 | TRUE | FALSE | OldBaseline
PGE_Valley | HATRDG_2_WIND | R | Wind | 102 | TRUE | FALSE | OldBaseline
BPAT | Hay_Canyon_Wind | R | Wind | 100.8 | TRUE | FALSE | OldBaseline
WACM | Hayden_1 | F | Coal | 212 | TRUE | FALSE | OldBaseline
LADWP | Haynes_11 | T | CT | 96 | TRUE | FALSE | OldBaseline
LADWP | Haynes_12 | T | CT | 96 | TRUE | FALSE | OldBaseline
LADWP | Haynes_13 | T | CT | 96 | TRUE | FALSE | OldBaseline
LADWP | Haynes_14 | T | CT | 96 | TRUE | FALSE | OldBaseline
LADWP | Haynes_15 | T | CT | 96 | TRUE | FALSE | OldBaseline
LADWP | Haynes_16 | T | CT | 96 | TRUE | FALSE | OldBaseline
LADWP | Haynes_CC | F | CC | 590 | TRUE | FALSE | OldBaseline
IID | Heber_Geo_1 | T | Geothermal | 8.75 | TRUE | FALSE | OldBaseline
IID | Heber_Geo_2 | T | Geothermal | 4.37 | TRUE | FALSE | OldBaseline
IID | Heber_Geo_Complex | T | Geothermal | 52 | TRUE | FALSE | OldBaseline
IID | Heber_II | T | Geothermal | 16 | TRUE | FALSE | OldBaseline
IID | Heber_Solar_PV | R | Solar_Fixed | 10 | TRUE | FALSE | OldBaseline
IID | Heber_South_1 | T | Geothermal | 16 | TRUE | FALSE | OldBaseline
SMUD | Hedge_Solar | R | Solar_Fixed | 1.5 | TRUE | FALSE | OldBaseline
PGE_Valley | HELMPG_7_UNIT_1 | S | PSH | 407 | TRUE | FALSE | OldBaseline
PGE_Valley | HELMPG_7_UNIT_2 | S | PSH | 407 | TRUE | FALSE | OldBaseline
PGE_Valley | HELMPG_7_UNIT_3 | S | PSH | 404 | TRUE | FALSE | OldBaseline
SCE | HENRTA_6_HDEBT1 | S | Battery Storage | 10 | TRUE | FALSE | RDT
PGE_Valley | HENRTA_6_SOLAR1 | R | Solar_Fixed | 1.5 | TRUE | FALSE | OldBaseline
PGE_Valley | HENRTA_6_SOLAR2 | R | Solar_Fixed | 2 | TRUE | FALSE | OldBaseline
PGE_Valley | HENRTA_6_UNITA1 | T | CT | 49.98 | TRUE | FALSE | OldBaseline
PGE_Valley | HENRTA_6_UNITA2 | T | CT | 49.42 | TRUE | FALSE | OldBaseline
PGE_Valley | HENRTS_1_SOLAR | R | Solar_Fixed | 100 | TRUE | FALSE | OldBaseline
BPAT | HermistnCC_Total | F | CC | 648 | TRUE | FALSE | OldBaseline
PACW | HermistnGenCC1_Total | F | CC | 243 | TRUE | FALSE | OldBaseline
PACW | HermistnGenCC2_Total | F | CC | 243 | TRUE | FALSE | OldBaseline
IPCO | HiddenHollow1 | F | Biomass/Wood | 1.6 | TRUE | FALSE | OldBaseline
IPCO | HiddenHollow2 | F | Biomass/Wood | 1.6 | TRUE | FALSE | OldBaseline
SCE | HIDSRT_2_UNITS | F | CC | 830 | TRUE | FALSE | OldBaseline
NEVP | Higgins_CC | F | CC | 641.4 | TRUE | FALSE | OldBaseline
PNM_EPE | High_Lonesome_Mesa | R | Wind | 100 | TRUE | FALSE | OldBaseline
IPCO | High_Mesa | R | Wind | 40 | TRUE | FALSE | OldBaseline
PACE | High_Plains | R | Wind | 99 | TRUE | FALSE | OldBaseline
SCE | HIGHDESERTSTORAGE | S | Battery Storage | 50 | TRUE | FALSE | RDT
SCE | HIGHDS_2_H5SSR1 | R | Solar_1Axis | 100 | TRUE | FALSE | RDT
WACM | Highlands_Wind_1 | R | Wind | 67 | TRUE | FALSE | OldBaseline
WACM | Highlands_Wind_2 | R | Wind | 23.1 | TRUE | FALSE | OldBaseline
SCE | HINSON_6_CARBGN | F | Cogen | 30 | TRUE | FALSE | OldBaseline
SCE | HINSON_6_LBECH1 | T | CT | 63 | TRUE | FALSE | OldBaseline
SCE | HINSON_6_LBECH2 | T | CT | 63 | TRUE | FALSE | OldBaseline
SCE | HINSON_6_LBECH3 | T | CT | 63 | TRUE | FALSE | OldBaseline
SCE | HINSON_6_LBECH4 | T | CT | 63 | TRUE | FALSE | OldBaseline
SCE | HINSON_6_SERRGN | F | Cogen | 34 | TRUE | FALSE | OldBaseline
BCHA_AESO | HNL_G1 | F | CC | 4.3 | TRUE | FALSE | OldBaseline
BCHA_AESO | HNL_G2 | F | CC | 4.3 | TRUE | FALSE | OldBaseline
SCE | HNTGBH_2_PL1X3 | F | CC | 673.8 | TRUE | FALSE | OldBaseline
PGE_Valley | HOLGAT_1_BORAX | F | Cogen | 48.2 | TRUE | FALSE | OldBaseline
PGE_Valley | HOLSTR_1_SOLAR | R | Solar_Fixed | 1.5 | TRUE | FALSE | OldBaseline
PGE_Valley | HOLSTR_1_SOLAR2 | R | Solar_Fixed | 1.5 | TRUE | FALSE | OldBaseline
PSCO | Hooper_Solar | R | Solar_1Axis | 52 | TRUE | FALSE | OldBaseline
BPAT | Hopkins_Ridge_Wind_1_2 | R | Wind | 149.4 | TRUE | FALSE | OldBaseline
BCHA_AESO | HorizonCC_Total | F | Cogen | 103 | TRUE | FALSE | OldBaseline
SRP | Horse_Mesa_HM4 | S | PSH | 119 | TRUE | FALSE | OldBaseline
IPCO | HorseButteWind1 | R | Wind | 57.6 | TRUE | FALSE | OldBaseline
NWMT_WAUW | HorseshoBendWP | R | Wind | 9 | TRUE | FALSE | OldBaseline
BPAT | Horseshoe_Bend_Wind | R | Wind | 145 | TRUE | FALSE | OldBaseline
IPCO | HotSpringsWind | R | Wind | 21 | TRUE | FALSE | OldBaseline
BCHA_AESO | HoweSoundGreen2 | F | Biomass/Wood | 50 | TRUE | FALSE | OldBaseline
IID | Hudson_Ranch_I | T | Geothermal | 64.8 | TRUE | FALSE | OldBaseline
PGE_Bay | HUMBPP_1_UNITS3 | F | ICE | 65.08 | TRUE | FALSE | OldBaseline
PGE_Bay | HUMBPP_6_UNITS | F | ICE | 97.62 | TRUE | FALSE | OldBaseline
PGE_Valley | HUMMINGBIRD | S | Battery Storage | 75 | TRUE | FALSE | RDT
PACE | Hunter_1 | F | Coal | 471 | TRUE | FALSE | OldBaseline
PACE | Hunter_2 | F | Coal | 430 | TRUE | FALSE | OldBaseline
PACE | Hunter_3 | F | Coal | 460 | TRUE | FALSE | OldBaseline
PACE | Huntington_1 | F | Coal | 459 | TRUE | FALSE | OldBaseline
PACE | Huntington_2 | F | Coal | 450 | TRUE | FALSE | OldBaseline
PGE_Valley | HURON_6_SOLAR | R | Solar_Fixed | 20 | TRUE | FALSE | OldBaseline
PACE | HurricaneCityPwr3 | F | ICE | 4.8 | TRUE | FALSE | OldBaseline
PACE | HurricaneCityPwr4 | F | ICE | 4 | TRUE | FALSE | OldBaseline
IPCO | HurricaneCityPwr5 | F | ICE | 2 | TRUE | FALSE | OldBaseline
PACE | HurricaneCityPwr6 | F | ICE | 4 | TRUE | FALSE | OldBaseline
PACE | HurricaneCityPwr7 | F | ICE | 4 | TRUE | FALSE | OldBaseline
IPCO | HurricaneCityPwr8 | F | ICE | 2 | TRUE | FALSE | OldBaseline
IPCO | HurricaneCityPwr9 | F | ICE | 2 | TRUE | FALSE | OldBaseline
IPCO | Hyline_Solar_Center | R | Solar_Fixed | 140 | TRUE | FALSE | OldBaseline
LADWP | IEPR_2018_Mid_AAEE_LADWP | R | AAEE | 1619.832 | FALSE | FALSE | OldBaseline
PGE_Bay | IEPR_2018_Mid_AAEE_PGE_Bay | R | AAEE | 1408.946 | FALSE | FALSE | OldBaseline
PGE_Valley | IEPR_2018_Mid_AAEE_PGE_Valley | R | AAEE | 1594.519 | FALSE | FALSE | OldBaseline
SCE | IEPR_2018_Mid_AAEE_SCE | R | AAEE | 3502.34 | FALSE | FALSE | OldBaseline
SDGE | IEPR_2018_Mid_AAEE_SDGE | R | AAEE | 708.3075 | FALSE | FALSE | OldBaseline
SMUD | IEPR_2018_Mid_AAEE_SMUD | R | AAEE | 469.7993 | FALSE | FALSE | OldBaseline
IID | IEPR_2018_Mid_BTMPV_CA_IID | R | BTMPV | 283.5756 | FALSE | FALSE | OldBaseline
LADWP | IEPR_2018_Mid_BTMPV_CA_LADWP | R | BTMPV | 1022.591 | FALSE | FALSE | OldBaseline
PGE_Bay | IEPR_2018_Mid_BTMPV_CA_PGE_Bay_1 | R | BTMPV | 504.6415 | FALSE | FALSE | OldBaseline
PGE_Bay | IEPR_2018_Mid_BTMPV_CA_PGE_Bay_2 | R | BTMPV | 3917.717 | FALSE | FALSE | OldBaseline
PGE_Valley | IEPR_2018_Mid_BTMPV_CA_PGE_Valley_1 | R | BTMPV | 1463.78 | FALSE | FALSE | OldBaseline
PGE_Valley | IEPR_2018_Mid_BTMPV_CA_PGE_Valley_2 | R | BTMPV | 1677.929 | FALSE | FALSE | OldBaseline
PGE_Valley | IEPR_2018_Mid_BTMPV_CA_PGE_Valley_3 | R | BTMPV | 400.1051 | FALSE | FALSE | OldBaseline
PGE_Valley | IEPR_2018_Mid_BTMPV_CA_PGE_Valley_4 | R | BTMPV | 247.8735 | FALSE | FALSE | OldBaseline
PGE_Valley | IEPR_2018_Mid_BTMPV_CA_PGE_Valley_5 | R | BTMPV | 713.246 | FALSE | FALSE | OldBaseline
PGE_Valley | IEPR_2018_Mid_BTMPV_CA_PGE_Valley_6 | R | BTMPV | 962.4717 | FALSE | FALSE | OldBaseline
PGE_Valley | IEPR_2018_Mid_BTMPV_CA_PGE_Valley_7 | R | BTMPV | 1353.883 | FALSE | FALSE | OldBaseline
SCE | IEPR_2018_Mid_BTMPV_CA_SCE_1 | R | BTMPV | 2741.109 | FALSE | FALSE | OldBaseline
SCE | IEPR_2018_Mid_BTMPV_CA_SCE_2 | R | BTMPV | 826.1141 | FALSE | FALSE | OldBaseline
SCE | IEPR_2018_Mid_BTMPV_CA_SCE_3 | R | BTMPV | 212.8585 | FALSE | FALSE | OldBaseline
SCE | IEPR_2018_Mid_BTMPV_CA_SCE_4 | R | BTMPV | 1090.745 | FALSE | FALSE | OldBaseline
SCE | IEPR_2018_Mid_BTMPV_CA_SCE_5 | R | BTMPV | 3346.139 | FALSE | FALSE | OldBaseline
SDGE | IEPR_2018_Mid_BTMPV_CA_SDGE_1 | R | BTMPV | 1529.42 | FALSE | FALSE | OldBaseline
SDGE | IEPR_2018_Mid_BTMPV_CA_SDGE_2 | R | BTMPV | 1156.997 | FALSE | FALSE | OldBaseline
SMUD | IEPR_2018_Mid_BTMPV_CA_SMUD | R | BTMPV | 866.9925 | FALSE | FALSE | OldBaseline
TID | IEPR_2018_Mid_BTMPV_CA_TID | R | BTMPV | 150.7902 | FALSE | FALSE | OldBaseline
PGE_Bay | IEPR_2018_Mid_EV_PGE_Bay | R | EV | -835.326 | FALSE | FALSE | OldBaseline
PGE_Valley | IEPR_2018_Mid_EV_PGE_Valley | R | EV | -1068.88 | FALSE | FALSE | OldBaseline
SCE | IEPR_2018_Mid_EV_SCE | R | EV | -1368.768 | FALSE | FALSE | OldBaseline
SDGE | IEPR_2018_Mid_EV_SDGE | R | EV | -418.2809 | FALSE | FALSE | OldBaseline
PGE_Bay | IEPR_2018_Mid_TOU_PGE_Bay | R | TOU | 234.8626 | FALSE | FALSE | OldBaseline
PGE_Valley | IEPR_2018_Mid_TOU_PGE_Valley | R | TOU | 300.5292 | FALSE | FALSE | OldBaseline
SCE | IEPR_2018_Mid_TOU_SCE | R | TOU | 1855.103 | FALSE | FALSE | OldBaseline
SDGE | IEPR_2018_Mid_TOU_SDGE | R | TOU | 149.5023 | FALSE | FALSE | OldBaseline
LADWP | IEPR_2019_Mid_AAEE_LADWP | R | AAEE | 1458.464 | TRUE | FALSE | OldBaseline
PGE_Bay | IEPR_2019_Mid_AAEE_PGE_Bay | R | AAEE | 566.8343 | TRUE | FALSE | OldBaseline
PGE_Valley | IEPR_2019_Mid_AAEE_PGE_Valley | R | AAEE | 748.3397 | TRUE | FALSE | OldBaseline
SCE | IEPR_2019_Mid_AAEE_SCE | R | AAEE | 1628.043 | TRUE | FALSE | OldBaseline
SDGE | IEPR_2019_Mid_AAEE_SDGE | R | AAEE | 312.929 | TRUE | FALSE | OldBaseline
SMUD | IEPR_2019_Mid_AAEE_SMUD | R | AAEE | 509.5721 | TRUE | FALSE | OldBaseline
IID | IEPR_2019_Mid_BTMPV_CA_IID | R | BTMPV | 297.9419 | TRUE | FALSE | OldBaseline
LADWP | IEPR_2019_Mid_BTMPV_CA_LADWP | R | BTMPV | 918.2076 | TRUE | FALSE | OldBaseline
PGE_Bay | IEPR_2019_Mid_BTMPV_CA_PGE_Bay_1 | R | BTMPV | 517.7704 | TRUE | FALSE | OldBaseline
PGE_Bay | IEPR_2019_Mid_BTMPV_CA_PGE_Bay_2 | R | BTMPV | 4019.64 | TRUE | FALSE | OldBaseline
PGE_Valley | IEPR_2019_Mid_BTMPV_CA_PGE_Valley_1 | R | BTMPV | 1604.816 | TRUE | FALSE | OldBaseline
PGE_Valley | IEPR_2019_Mid_BTMPV_CA_PGE_Valley_2 | R | BTMPV | 1839.597 | TRUE | FALSE | OldBaseline
PGE_Valley | IEPR_2019_Mid_BTMPV_CA_PGE_Valley_3 | R | BTMPV | 438.6552 | TRUE | FALSE | OldBaseline
PGE_Valley | IEPR_2019_Mid_BTMPV_CA_PGE_Valley_4 | R | BTMPV | 271.7561 | TRUE | FALSE | OldBaseline
PGE_Valley | IEPR_2019_Mid_BTMPV_CA_PGE_Valley_5 | R | BTMPV | 781.9673 | TRUE | FALSE | OldBaseline
PGE_Valley | IEPR_2019_Mid_BTMPV_CA_PGE_Valley_6 | R | BTMPV | 1055.206 | TRUE | FALSE | OldBaseline
PGE_Valley | IEPR_2019_Mid_BTMPV_CA_PGE_Valley_7 | R | BTMPV | 1484.33 | TRUE | FALSE | OldBaseline
SCE | IEPR_2019_Mid_BTMPV_CA_SCE_1 | R | BTMPV | 2745.034 | TRUE | FALSE | OldBaseline
SCE | IEPR_2019_Mid_BTMPV_CA_SCE_2 | R | BTMPV | 827.2969 | TRUE | FALSE | OldBaseline
SCE | IEPR_2019_Mid_BTMPV_CA_SCE_3 | R | BTMPV | 213.1632 | TRUE | FALSE | OldBaseline
SCE | IEPR_2019_Mid_BTMPV_CA_SCE_4 | R | BTMPV | 1092.307 | TRUE | FALSE | OldBaseline
SCE | IEPR_2019_Mid_BTMPV_CA_SCE_5 | R | BTMPV | 3350.929 | TRUE | FALSE | OldBaseline
SDGE | IEPR_2019_Mid_BTMPV_CA_SDGE_1 | R | BTMPV | 1500.66 | TRUE | FALSE | OldBaseline
SDGE | IEPR_2019_Mid_BTMPV_CA_SDGE_2 | R | BTMPV | 1135.24 | TRUE | FALSE | OldBaseline
SMUD | IEPR_2019_Mid_BTMPV_CA_SMUD | R | BTMPV | 1005.353 | TRUE | FALSE | OldBaseline
TID | IEPR_2019_Mid_BTMPV_CA_TID | R | BTMPV | 138.6054 | TRUE | FALSE | OldBaseline
PGE_Bay | IEPR_2019_Mid_EV_PGE_Bay | R | EV | -954.1876 | TRUE | FALSE | OldBaseline
PGE_Valley | IEPR_2019_Mid_EV_PGE_Valley | R | EV | -1259.727 | TRUE | FALSE | OldBaseline
SCE | IEPR_2019_Mid_EV_SCE | R | EV | -2134.017 | TRUE | FALSE | OldBaseline
SDGE | IEPR_2019_Mid_EV_SDGE | R | EV | -445.8761 | TRUE | FALSE | OldBaseline
PGE_Bay | IEPR_2019_Mid_TOU_PGE_Bay | R | TOU | -783.5027 | TRUE | FALSE | OldBaseline
PGE_Valley | IEPR_2019_Mid_TOU_PGE_Valley | R | TOU | -1034.387 | TRUE | FALSE | OldBaseline
SCE | IEPR_2019_Mid_TOU_SCE | R | TOU | -1058.51 | TRUE | FALSE | OldBaseline
SDGE | IEPR_2019_Mid_TOU_SDGE | R | TOU | -126.45 | TRUE | FALSE | OldBaseline
PGE_Bay | IGNACO_1_QF | R | Solar_1Axis | 0.5 | TRUE | FALSE | OldBaseline
IID | IID Hydro | H | Hydro | 48.2421 | TRUE | FALSE | OldBaseline
IID | Imperial_ValleyIVSC2 | R | Solar_Fixed | 20 | TRUE | FALSE | OldBaseline
BCHA_AESO | ImpOilKearlOilSands | T | CT | 100 | TRUE | FALSE | OldBaseline
SCE | INDIGO_1_UNIT_1 | T | CT | 42 | TRUE | FALSE | OldBaseline
SCE | INDIGO_1_UNIT_2 | T | CT | 42 | TRUE | FALSE | OldBaseline
SCE | INDIGO_1_UNIT_3 | T | CT | 42 | TRUE | FALSE | OldBaseline
BCHA_AESO | IntercontPulp | F | Biomass/Wood | 31.7 | TRUE | FALSE | OldBaseline
LADWP | Intermountain_CC1 | F | CC | 398 | TRUE | FALSE | OldBaseline
LADWP | Intermountain_CC2 | F | CC | 398 | TRUE | FALSE | OldBaseline
BPAT | InternationalPaperEnergyCenter | F | Biomass/Wood | 12.5 | TRUE | FALSE | OldBaseline
SCE | INTERSECTSOLAR | R | Solar_1Axis | 250 | TRUE | FALSE | RDT
PGE_Valley | INTTRB_6_UNIT | R | Wind | 18.4 | TRUE | FALSE | OldBaseline
IPCO | IPCO Hydro | H | Hydro | 1678.466 | TRUE | FALSE | OldBaseline
PACE | IRON_SPRG_SG | R | Solar_Fixed | 80 | TRUE | FALSE | OldBaseline
BCHA_AESO | IslandCogenCC_Total | F | CC | 290 | TRUE | FALSE | OldBaseline
SCE | IVANPA_1_UNIT1 | R | Solar_Thermal | 126 | TRUE | FALSE | OldBaseline
SCE | IVANPA_1_UNIT2 | R | Solar_Thermal | 133 | TRUE | FALSE | OldBaseline
SCE | IVANPA_1_UNIT3 | R | Solar_Thermal | 133 | TRUE | FALSE | OldBaseline
SDGE | IVSLR2_2_SM2SR1 | R | Solar_Fixed | 150 | TRUE | FALSE | OldBaseline
SDGE | IVSLRP_2_SOLAR1 | R | Solar_Fixed | 200 | TRUE | FALSE | OldBaseline
SDGE | IVWEST_2_SOLAR1 | R | Solar_Fixed | 150 | TRUE | FALSE | OldBaseline
PSCO | Jackson_Fuller_1 | R | Wind | 124.1 | TRUE | FALSE | OldBaseline
PSCO | Jackson_Fuller_2 | R | Wind | 125.8 | TRUE | FALSE | OldBaseline
SDGE | JACMSR_1_JACSR1 | R | Solar_Fixed | 20 | TRUE | FALSE | OldBaseline
PGE_Valley | JAVASR_1_JAVSR1 | R | Solar_1Axis | 13.5 | TRUE | FALSE | OldBaseline
PGE_Valley | JAWBNE_2_NSRWND | R | Wind | 160 | TRUE | FALSE | OldBaseline
SCE | JAWBNE_2_SRWND | R | Wind | 77 | TRUE | FALSE | OldBaseline
PGE_Valley | JAYNE_6_WLSLR | R | Solar_Fixed | 18 | TRUE | FALSE | OldBaseline
NEVP | Jersey_Valley_1 | T | Geothermal | 18 | TRUE | FALSE | OldBaseline
NEVP | Jersey_Valley_2 | T | Geothermal | 15 | TRUE | FALSE | OldBaseline
IPCO | Jett_Creek_Wind__OR_ | R | Wind | 40 | TRUE | FALSE | OldBaseline
PACE | Jim_Bridger_1 | F | Coal | 531 | TRUE | FALSE | OldBaseline
PACE | Jim_Bridger_2 | F | Coal | 527 | TRUE | FALSE | OldBaseline
PACE | Jim_Bridger_3 | F | Coal | 523 | TRUE | FALSE | OldBaseline
PACE | Jim_Bridger_4 | F | Coal | 530 | TRUE | FALSE | OldBaseline
IID | JJ_Elmore | T | Geothermal | 42 | TRUE | FALSE | OldBaseline
IID | JJ_Elmore | T | Geothermal | -42 | TRUE | TRUE | OldBaseline
SCE | JJ_Elmore_SCE | T | Geothermal | 42 | TRUE | TRUE | OldBaseline
SCE | JOANEC_2_STABT1 | S | Battery Storage | 20 | TRUE | FALSE | RDT
SCE | JOHANN_2_JOSBT1 | S | Battery Storage | 10 | TRUE | FALSE | RDT
SCE | JOHANN_2_JOSBT2 | S | Battery Storage | 5 | TRUE | FALSE | RDT
NWMT_WAUW | Judith_Gap | R | Wind | 135 | TRUE | FALSE | OldBaseline
BCHA_AESO | Judy_Creek_1 | T | CT | 15 | TRUE | FALSE | OldBaseline
BPAT | JuniperCanyon1 | R | Wind | 151.2 | TRUE | FALSE | OldBaseline
LADWP | K_Road_Moapa | R | Solar_Fixed | 250 | TRUE | FALSE | OldBaseline
SMUD | K_Road_Modesto | R | Solar_1Axis | 26.32 | TRUE | FALSE | OldBaseline
PGE_Valley | KANSAS_6_SOLAR | R | Solar_Fixed | 20 | TRUE | FALSE | OldBaseline
BCHA_AESO | KEARL13C | F | Cogen | 81.1 | TRUE | FALSE | OldBaseline
BCHA_AESO | Keephills1_Gas | F | Steam | 411 | TRUE | FALSE | OldBaseline
BCHA_AESO | Keephils2_Gas | F | Steam | 411 | TRUE | FALSE | OldBaseline
PGE_Bay | KELSO_2_UNITS | T | CT | 198.03 | TRUE | FALSE | OldBaseline
PGE_Valley | KERMAN_6_SOLAR1 | R | Solar_Fixed | 1.5 | TRUE | FALSE | OldBaseline
PGE_Valley | KERMAN_6_SOLAR2 | R | Solar_Fixed | 1.5 | TRUE | FALSE | OldBaseline
PGE_Valley | KERNFT_1_UNITS | T | CT | 52.4 | TRUE | FALSE | OldBaseline
PGE_Valley | KERNRG_1_UNITS | F | CT | 0.2 | TRUE | FALSE | OldBaseline
BPAT | KettleFalls1 | F | Biomass/Wood | 50.7 | TRUE | FALSE | OldBaseline
BPAT | KettleFalls2 | T | CT | 7.2 | TRUE | FALSE | OldBaseline
BCHA_AESO | KettlesHills2_1 | R | Wind | 1.8 | TRUE | FALSE | OldBaseline
BCHA_AESO | KettlesHills2_2 | R | Wind | 14.4 | TRUE | FALSE | OldBaseline
BCHA_AESO | KettlesHills2_3 | R | Wind | 1.8 | TRUE | FALSE | OldBaseline
BCHA_AESO | KettlesHills2_4 | R | Wind | 18 | TRUE | FALSE | OldBaseline
BCHA_AESO | KettlesHills3_1 | R | Wind | 1.8 | TRUE | FALSE | OldBaseline
BCHA_AESO | KettlesHills3_2 | R | Wind | 5.4 | TRUE | FALSE | OldBaseline
BCHA_AESO | KettlesHills3_3 | R | Wind | 1.8 | TRUE | FALSE | OldBaseline
BCHA_AESO | KettlesHills3_4 | R | Wind | 5.4 | TRUE | FALSE | OldBaseline
BCHA_AESO | KettlesHills3_5 | R | Wind | 1.8 | TRUE | FALSE | OldBaseline
BCHA_AESO | KettlesHills3_6 | R | Wind | 16.2 | TRUE | FALSE | OldBaseline
SMUD | Kiefer_Landfill_1_1 | F | Biomass/Wood | 3.5 | TRUE | FALSE | OldBaseline
SMUD | Kiefer_Landfill_1_2 | F | Biomass/Wood | 3.5 | TRUE | FALSE | OldBaseline
SMUD | Kiefer_Landfill_1_3 | F | Biomass/Wood | 3.5 | TRUE | FALSE | OldBaseline
SMUD | Kiefer_Landfill_2_1 | F | Biomass/Wood | 3.5 | TRUE | FALSE | OldBaseline
SMUD | Kiefer_Landfill_2_2 | F | Biomass/Wood | 3.5 | TRUE | FALSE | OldBaseline
PGE_Valley | KINGCO_1_KINGBR | F | CT | 34.5 | TRUE | FALSE | OldBaseline
PGE_Bay | KIRKER_7_KELCYN | F | Biogas | 3.56 | TRUE | FALSE | OldBaseline
WACM | Kit_Carson_Wind | R | Wind | 51.2 | TRUE | FALSE | OldBaseline
PACW | KlamathCogenCC_Total | F | CC | 540 | TRUE | FALSE | OldBaseline
PACW | KlamathExpGT1 | T | CT | 29.4 | TRUE | FALSE | OldBaseline
PACW | KlamathExpGT2 | T | CT | 29.4 | TRUE | FALSE | OldBaseline
BPAT | Klondike_Wind_1_2 | R | Wind | 24 | TRUE | FALSE | OldBaseline
BPAT | Klondike_Wind_III_1 | R | Wind | 221 | TRUE | FALSE | OldBaseline
BPAT | Klondike_Wind_III_2 | R | Wind | 76.5 | TRUE | FALSE | OldBaseline
SCE | KNGBRD_2_SOLAR1 | R | Solar_Fixed | 20 | TRUE | FALSE | OldBaseline
SCE | KNGBRD_2_SOLAR2 | R | Solar_Fixed | 20 | TRUE | FALSE | OldBaseline
PGE_Valley | KNGBRG_1_KBSLR1 | R | Solar_Fixed | 1.5 | TRUE | FALSE | OldBaseline
PGE_Valley | KNGBRG_1_KBSLR2 | R | Solar_Fixed | 1.5 | TRUE | FALSE | OldBaseline
PGE_Valley | KNGCTY_6_UNITA1 | T | CT | 44.6 | TRUE | FALSE | OldBaseline
PGE_Valley | KNTSTH_6_SOLAR | R | Solar_Fixed | 20 | TRUE | FALSE | OldBaseline
SCE | KRAMER_2_SEGS_8 | R | Solar_1Axis | 80 | TRUE | FALSE | OldBaseline
SCE | KRAMER_2_SEGS89 | R | Solar_Thermal | 80 | TRUE | FALSE | OldBaseline
PACE | KUCC_4 | F | Coal | 75 | TRUE | FALSE | OldBaseline
SRP | Kyrene_4 | T | CT | 60 | TRUE | FALSE | OldBaseline
SRP | Kyrene_5 | T | CT | 54 | TRUE | FALSE | OldBaseline
SRP | Kyrene_6 | T | CT | 54 | TRUE | FALSE | OldBaseline
SRP | Kyrene_7_CC | F | CC | 259 | TRUE | FALSE | OldBaseline
PNM_EPE | La_Joya_Wind | R | Wind | 165 | TRUE | FALSE | OldBaseline
PNM_EPE | La_Luz_Energy_Center | T | CT | 42 | TRUE | FALSE | OldBaseline
LADWP | LADWP Hoover Hydro | H | Hydro | 212.2047 | TRUE | FALSE | OldBaseline
LADWP | LADWP Hydro | H | Hydro | 136.3695 | TRUE | FALSE | OldBaseline
LADWP | Lake | T | CT | 51 | TRUE | FALSE | OldBaseline
SDGE | Lakeside_Biogas_LLC | F | Biogas | 3 | TRUE | FALSE | OldBaseline
PACE | LakeSide2CC_Total | F | CC | 628.1 | TRUE | FALSE | OldBaseline
PACE | LakeSideCC_Total | F | CC | 538 | TRUE | FALSE | OldBaseline
SDGE | LAKHDG_6_UNIT_1 | S | PSH | 20 | TRUE | FALSE | OldBaseline
SDGE | LAKHDG_6_UNIT_2 | S | PSH | 20 | TRUE | FALSE | OldBaseline
PGE_Valley | LAMONT_1_SOLAR1 | R | Solar_Fixed | 60 | TRUE | FALSE | OldBaseline
PGE_Valley | LAMONT_1_SOLAR2 | R | Solar_Fixed | 20 | TRUE | FALSE | OldBaseline
PGE_Valley | LAMONT_1_SOLAR3 | R | Solar_Fixed | 14.99 | TRUE | FALSE | OldBaseline
PGE_Valley | LAMONT_1_SOLAR4 | R | Solar_Fixed | 26.66 | TRUE | FALSE | OldBaseline
PGE_Valley | LAMONT_1_SOLAR5 | R | Solar_Fixed | 16.66 | TRUE | FALSE | OldBaseline
WACM | Lange | T | CT | 40 | TRUE | FALSE | OldBaseline
IPCO | LangleyGulchCC_Total | F | CC | 274.3 | TRUE | FALSE | OldBaseline
PNM_EPE | LANL_TA_3_GT1 | T | CT | 24 | TRUE | FALSE | OldBaseline
PGE_Bay | LAPAC_6_UNIT | F | Biomass/Wood | 20 | TRUE | FALSE | OldBaseline
PGE_Valley | LAPLMA_2_UNIT_1 | F | CC | 267 | TRUE | FALSE | OldBaseline
PGE_Valley | LAPLMA_2_UNIT_2 | F | CC | 266 | TRUE | FALSE | OldBaseline
PGE_Valley | LAPLMA_2_UNIT_3 | F | CC | 266 | TRUE | FALSE | OldBaseline
PGE_Valley | LAPLMA_2_UNIT_4 | F | CC | 145 | TRUE | FALSE | OldBaseline
WACM | LaramieRiver2 | F | Coal | 605 | TRUE | FALSE | OldBaseline
WACM | LaramieRiver3 | F | Coal | 605 | TRUE | FALSE | OldBaseline
SDGE | LARKSP_6_UNIT_1 | T | CT | 46 | TRUE | FALSE | OldBaseline
SDGE | LARKSP_6_UNIT_2 | T | CT | 46 | TRUE | FALSE | OldBaseline
SDGE | LAROA2_2_UNITA1 | F | CC | 322 | TRUE | FALSE | OldBaseline
CFE | LaRosita1CC_Total | F | CC | 793 | TRUE | FALSE | OldBaseline
NEVP | Las_Vegas_Cogen_1CC | F | CC | 54.9 | TRUE | FALSE | OldBaseline
NEVP | Las_Vegas_Cogen_2CC1 | F | CC | 112.4 | TRUE | FALSE | OldBaseline
NEVP | Las_Vegas_Cogen_2CC2 | F | CC | 112.4 | TRUE | FALSE | OldBaseline
PGE_Valley | LASSEN_6_UNITS | F | Biomass/Wood | 30 | TRUE | FALSE | OldBaseline
PNM_EPE | LasVegasSolarEC | R | Solar_Fixed | 5 | TRUE | FALSE | OldBaseline
PGE_Bay | LAWRNC_7_SUNYVL | F | Cogen | 0.3 | TRUE | FALSE | OldBaseline
PACW | Leaning_Juniper_Wind_1 | R | Wind | 100.5 | TRUE | FALSE | OldBaseline
BPAT | Leaning_Juniper_Wind_2A | R | Wind | 91 | TRUE | FALSE | OldBaseline
BPAT | Leaning_Juniper_Wind_2B | R | Wind | 110 | TRUE | FALSE | OldBaseline
BPAT | LeaningJunipr3 | R | Wind | 200 | TRUE | FALSE | OldBaseline
IID | Leathers | T | Geothermal | 42 | TRUE | FALSE | OldBaseline
IID | Leathers | T | Geothermal | -42 | TRUE | TRUE | OldBaseline
SCE | Leathers_SCE | T | Geothermal | 42 | TRUE | TRUE | OldBaseline
PGE_Valley | LEBECS_2_UNITS | F | CC | 765 | TRUE | FALSE | OldBaseline
PGE_Bay | LECEF_1_UNITS | F | CC | 306 | TRUE | FALSE | OldBaseline
PGE_Valley | LEPRFD_1_KANSAS | R | Solar_Fixed | 20 | TRUE | FALSE | OldBaseline
BCHA_AESO | Lethbridge_EC | T | CT | 130 | TRUE | FALSE | OldBaseline
SCE | LGHTHP_6_ICEGEN | T | CT | 48 | TRUE | FALSE | OldBaseline
PGE_Valley | LHILLS_6_SOLAR1 | R | Solar_Fixed | 20 | TRUE | FALSE | OldBaseline
PNM_EPE | Lightning_Dock_1_4 | T | Geothermal | 4 | TRUE | FALSE | OldBaseline
SDGE | LILIAC_6_SOLAR | R | Solar_Fixed | 3 | TRUE | FALSE | OldBaseline
IPCO | LimeWind | R | Wind | 3 | TRUE | FALSE | OldBaseline
WACM | Limon_CT_1 | T | CT | 64.5 | TRUE | FALSE | OldBaseline
WACM | Limon_CT_2 | T | CT | 64.5 | TRUE | FALSE | OldBaseline
PSCO | Limon_Wind_1 | R | Wind | 201 | TRUE | FALSE | OldBaseline
PSCO | Limon_Wind_2 | R | Wind | 201 | TRUE | FALSE | OldBaseline
PSCO | Limon_Wind_3 | R | Wind | 201 | TRUE | FALSE | OldBaseline
BPAT | LindenWind | R | Wind | 50 | TRUE | FALSE | OldBaseline
SCE | LITLRK_6_GBCSR1 | R | Solar_Fixed | 3 | TRUE | FALSE | OldBaseline
SCE | LITLRK_6_SEPV01 | R | Solar_Fixed | 2 | TRUE | FALSE | OldBaseline
SCE | LITLRK_6_SOLAR1 | R | Solar_Fixed | 5 | TRUE | FALSE | OldBaseline
SCE | LITLRK_6_SOLAR2 | R | Solar_Fixed | 2 | TRUE | FALSE | OldBaseline
SCE | LITLRK_6_SOLAR3 | R | Solar_Fixed | 2 | TRUE | FALSE | OldBaseline
SCE | LITLRK_6_SOLAR4 | R | Solar_Fixed | 3 | TRUE | FALSE | OldBaseline
PGE_Valley | LIVEOK_6_SOLAR | R | Solar_Fixed | 1.25 | TRUE | FALSE | OldBaseline
PGE_Valley | LIVOAK_1_UNIT_1 | T | CT | 44.9 | TRUE | FALSE | OldBaseline
PGE_Bay | LLAGAS | S | Battery Storage | 20 | TRUE | FALSE | RDT
PGE_Bay | LMBEPK_2_UNITA1 | T | CT | 47.5 | TRUE | FALSE | OldBaseline
PGE_Bay | LMBEPK_2_UNITA2 | T | CT | 47.6 | TRUE | FALSE | OldBaseline
PGE_Bay | LMBEPK_2_UNITA3 | T | CT | 47.4 | TRUE | FALSE | OldBaseline
PGE_Bay | LMEC_1_PL1X3 | F | CC | 574.53 | TRUE | FALSE | OldBaseline
SCE | LNCSTR_6_CREST | R | Solar_Fixed | 5.5 | TRUE | FALSE | OldBaseline
PGE_Valley | LOCKFD_1_BEARCK | R | Solar_Fixed | 1.5 | TRUE | FALSE | OldBaseline
PGE_Valley | LOCKFD_1_KSOLAR | R | Solar_Fixed | 1 | TRUE | FALSE | OldBaseline
PGE_Valley | LODI25_2_UNIT_1 | T | CT | 25 | TRUE | FALSE | OldBaseline
PGE_Valley | LODIEC_2_PL1X2 | F | CC | 302.58 | TRUE | FALSE | OldBaseline
PSCO | Logan_County | R | Wind | 201 | TRUE | FALSE | OldBaseline
PACE | LoganCity1 | T | CT | 5.3 | TRUE | FALSE | OldBaseline
PACE | LoganCity2 | T | CT | 5.3 | TRUE | FALSE | OldBaseline
PACE | LoganCity3 | T | CT | 5.3 | TRUE | FALSE | OldBaseline
PACE | Long_Hollow | R | Wind | 160 | TRUE | FALSE | OldBaseline
BCHA_AESO | LONGLAKEG1_2 | F | Cogen | 80 | TRUE | FALSE | OldBaseline
BCHA_AESO | LONGLAKEG2_1 | F | Cogen | 80 | TRUE | FALSE | OldBaseline
BCHA_AESO | LONGLAKEGT3_1 | F | Cogen | 11.5 | TRUE | FALSE | OldBaseline
BCHA_AESO | LONGLAKEGT4_1 | F | Cogen | 11.5 | TRUE | FALSE | OldBaseline
BPAT | LongviewFibre4 | F | Biomass/Wood | 10 | TRUE | FALSE | OldBaseline
BPAT | LongviewFibre6 | F | Biomass/Wood | 20 | TRUE | FALSE | OldBaseline
BPAT | LongviewFibre7 | F | Biomass/Wood | 25 | TRUE | FALSE | OldBaseline
PNM_EPE | Lordsburg_1 | T | CT | 40 | TRUE | FALSE | OldBaseline
PNM_EPE | Lordsburg_2 | T | CT | 40 | TRUE | FALSE | OldBaseline
PNM_EPE | Los_Alamos_PV | R | Solar_1Axis | 1 | TRUE | FALSE | OldBaseline
PNM_EPE | Los_Lunas_Solar | R | Solar_Fixed | 7 | TRUE | FALSE | OldBaseline
PNM_EPE | LOS_MOR1 | R | Solar_Fixed | 10 | TRUE | FALSE | OldBaseline
PNM_EPE | LOSTHRZN2 | R | Solar_1Axis | 10 | TRUE | FALSE | OldBaseline
PNM_EPE | LOSTHRZN3 | R | Solar_1Axis | 10 | TRUE | FALSE | OldBaseline
PNM_EPE | LOTTWWTP | F | Biomass/Wood | 0.335 | TRUE | FALSE | OldBaseline
PGE_Valley | LOTUS_6_LSFSR1 | R | Solar_1Axis | 51.3 | TRUE | FALSE | OldBaseline
BCHA_AESO | Lowe1_1 | T | CT | 93 | TRUE | FALSE | OldBaseline
NWMT_WAUW | Lower_Duck_Wind | R | Wind | 80 | TRUE | FALSE | OldBaseline
BPAT | Lower_Snake_River_A | R | Wind | 151.8 | TRUE | FALSE | OldBaseline
BPAT | Lower_Snake_River_B | R | Wind | 190.9 | TRUE | FALSE | OldBaseline
PNM_EPE | LSRW_DutchFlats | R | Wind | 222.5 | TRUE | FALSE | OldBaseline
PNM_EPE | LSRW_KuhlRidge | R | Wind | 168 | TRUE | FALSE | OldBaseline
PGE_Valley | LTBEAR_1_LB3SR3 | R | Solar_Fixed | 20 | TRUE | FALSE | BaselineReconcile
PGE_Valley | LTBEAR_1_LB4SR4 | R | Solar_Fixed | 50 | TRUE | FALSE | BaselineReconcile
PGE_Valley | LTBEAR_1_LB4SR5 | R | Solar_Fixed | 50 | TRUE | FALSE | BaselineReconcile
PGE_Valley | LTBERA_1_LB1SR1 | R | Solar_Fixed | 40 | TRUE | FALSE | BaselineReconcile
PGE_Valley | LUCIANATULARESOLAR | R | Solar_1Axis | 55.8 | TRUE | FALSE | RDT
PNM_EPE | Luna_CC | F | CC | 596 | TRUE | FALSE | OldBaseline
SCE | LUNASTORAGE | S | Battery Storage | 100 | TRUE | FALSE | RDT
PNM_EPE | Lund_Hill | R | Wind | 80 | TRUE | FALSE | OldBaseline
NEVP | Luning_Solar | R | Solar_Fixed | 55 | TRUE | FALSE | OldBaseline
TEPC | Macho_Springs_Wind | R | Wind | 50.4 | TRUE | FALSE | OldBaseline
BCHA_AESO | MACKAY1_1 | F | Cogen | 165 | TRUE | FALSE | OldBaseline
BCHA_AESO | MacleodG1_1 | R | Wind | 33 | TRUE | FALSE | OldBaseline
BCHA_AESO | MacleodG2_2 | R | Wind | 33 | TRUE | FALSE | OldBaseline
LADWP | Magnolia_CC | F | CC | 301 | TRUE | FALSE | OldBaseline
BCHA_AESO | Magrath | R | Wind | 30 | TRUE | FALSE | OldBaseline
PGE_Valley | MAGUND_1_BKISR1 | R | Solar_Fixed | 1 | TRUE | FALSE | OldBaseline
PGE_Valley | MAGUND_1_BKSSR2 | R | Solar_Fixed | 5.25 | TRUE | FALSE | OldBaseline
BCHA_AESO | MAHKESESG1_1 | F | Cogen | 90 | TRUE | FALSE | OldBaseline
BCHA_AESO | MAHKESESG2_2 | F | Cogen | 90 | TRUE | FALSE | OldBaseline
IPCO | MainlineWind | R | Wind | 23 | TRUE | FALSE | OldBaseline
PGE_Valley | MALAGA_1_PL1X2 | T | CT | 96 | TRUE | FALSE | OldBaseline
BPAT | MALIN_5_IBERDR | R | Wind | 100 | TRUE | FALSE | OldBaseline
BPAT | MALIN_5_IBERDR | R | Wind | -100 | TRUE | TRUE | OldBaseline
PGE_Valley | MALIN_5_IBERDR_PGE_Valley | R | Wind | 100 | TRUE | TRUE | OldBaseline
BPAT | MALIN_5_INHRED | R | Wind | 50 | TRUE | FALSE | OldBaseline
BPAT | MALIN_5_INHRED | R | Wind | -50 | TRUE | TRUE | OldBaseline
PGE_Valley | MALIN_5_INHRED_PGE_Valley | R | Wind | 50 | TRUE | TRUE | OldBaseline
PortlandGE | MALIN_5_INHRPG | R | Wind | 50 | TRUE | FALSE | OldBaseline
PortlandGE | MALIN_5_INHRPG | R | Wind | -50 | TRUE | TRUE | OldBaseline
PGE_Valley | MALIN_5_INHRPG_PGE_Valley | R | Wind | 50 | TRUE | TRUE | OldBaseline
PSCO | Manchief_1 | T | CT | 133 | TRUE | FALSE | OldBaseline
PSCO | Manchief_2 | T | CT | 133 | TRUE | FALSE | OldBaseline
PGE_Valley | MANTEC_1_ML1SR1 | R | Solar_Fixed | 1 | TRUE | FALSE | OldBaseline
PNM_EPE | Manzano_Solar | R | Solar_Fixed | 7 | TRUE | FALSE | OldBaseline
SCE | MANZNA_2_WIND | R | Wind | 189 | TRUE | FALSE | OldBaseline
BPAT | MarchPointCC_Total | F | CC | 167.04 | TRUE | FALSE | OldBaseline
PGE_Valley | MARCPW_6_SOLAR1 | R | Solar_Fixed | 20 | TRUE | FALSE | OldBaseline
PACW | MarengoWind1 | R | Wind | 140.4 | TRUE | FALSE | OldBaseline
PACW | MarengoWind2 | R | Wind | 70.2 | TRUE | FALSE | OldBaseline
PACW | Mariah_Wind | R | Wind | 10 | TRUE | FALSE | OldBaseline
PortlandGE | Marion_Inc | F | Biomass/Wood | 13.1 | TRUE | FALSE | OldBaseline
PNM_EPE | Marquez | R | Solar_1Axis | 7.6 | TRUE | FALSE | OldBaseline
PGE_Bay | MARTIN_1_SUNSET | R | Solar_Fixed | 4.5 | TRUE | FALSE | OldBaseline
WACM | Martin_Drake_6 | F | Coal | 83.19 | TRUE | FALSE | OldBaseline
WACM | Martin_Drake_7 | F | Coal | 141.03 | TRUE | FALSE | OldBaseline
SCE | MAVERICK6 | R | Solar_1Axis | 100 | TRUE | FALSE | RDT
SCE | MAVERICK6STORAGE | S | Battery Storage | 50 | TRUE | FALSE | RDT
BCHA_AESO | Maxim_Burdett | T | CT | 8 | TRUE | FALSE | OldBaseline
BCHA_AESO | Maxim_Coaldale | T | CT | 7 | TRUE | FALSE | OldBaseline
BCHA_AESO | Maxim_FtMcLeod | T | CT | 4.1 | TRUE | FALSE | OldBaseline
BCHA_AESO | Maxim_Taber | T | CT | 6 | TRUE | FALSE | OldBaseline
BCHA_AESO | Mazeppa_1 | T | CT | 16.5 | TRUE | FALSE | OldBaseline
PGE_Valley | MCARTH_6_FRIVRB | R | Solar_Fixed | 1.5 | TRUE | FALSE | OldBaseline
BCHA_AESO | McBride_Lake_1 | R | Wind | 26.4 | TRUE | FALSE | OldBaseline
BCHA_AESO | McBride_Lake_2 | R | Wind | 21.8 | TRUE | FALSE | OldBaseline
BCHA_AESO | McBride_Lake_3 | R | Wind | 12.5 | TRUE | FALSE | OldBaseline
BCHA_AESO | McBride_Lake_4 | R | Wind | 27.2 | TRUE | FALSE | OldBaseline
SMUD | McClellan_1 | T | CT | 74 | TRUE | FALSE | OldBaseline
SMUD | McClure_1 | T | CT | 62 | TRUE | FALSE | OldBaseline
SMUD | McClure_2 | T | CT | 62 | TRUE | FALSE | OldBaseline
PACE | McFaddenRidge | R | Wind | 28.5 | TRUE | FALSE | OldBaseline
NEVP | McGinness_Hills_1_1 | T | Geothermal | 20 | TRUE | FALSE | OldBaseline
NEVP | McGinness_Hills_1_2 | T | Geothermal | 20 | TRUE | FALSE | OldBaseline
NEVP | McGinness_Hills_1_3 | T | Geothermal | 12 | TRUE | FALSE | OldBaseline
NEVP | McGinness_Hills_2_1 | T | Geothermal | 20 | TRUE | FALSE | OldBaseline
NEVP | McGinness_Hills_2_2 | T | Geothermal | 20 | TRUE | FALSE | OldBaseline
NEVP | McGinness_Hills_2_3 | T | Geothermal | 12 | TRUE | FALSE | OldBaseline
BCHA_AESO | McMahon_1 | T | CT | 55 | TRUE | FALSE | OldBaseline
BCHA_AESO | McMahon_2 | T | CT | 55 | TRUE | FALSE | OldBaseline
PNM_EPE | Meadow_Lake | R | Solar_Fixed | 9.1 | TRUE | FALSE | OldBaseline
IPCO | MeadowCreek_5P | R | Wind | 40 | TRUE | FALSE | OldBaseline
BCHA_AESO | MedicineHat10 | T | CT | 28.2 | TRUE | FALSE | OldBaseline
BCHA_AESO | MedicineHat11 | T | CT | 27.9 | TRUE | FALSE | OldBaseline
BCHA_AESO | MedicineHat12 | F | Steam | 39.8 | TRUE | FALSE | OldBaseline
BCHA_AESO | MedicineHat13 | T | CT | 41 | TRUE | FALSE | OldBaseline
BCHA_AESO | MedicineHat15 | T | CT | 64 | TRUE | FALSE | OldBaseline
BCHA_AESO | MEG_ChristinaLk | T | CT | 94 | TRUE | FALSE | OldBaseline
BCHA_AESO | MEG_ChristingLk | F | Cogen | 85 | TRUE | FALSE | OldBaseline
BCHA_AESO | Meikle_Wind_1 | R | Wind | 117 | TRUE | FALSE | OldBaseline
BCHA_AESO | Meikle_Wind_2 | R | Wind | 33 | TRUE | FALSE | OldBaseline
BCHA_AESO | Meikle_Wind_3 | R | Wind | 25.84 | TRUE | FALSE | OldBaseline
BCHA_AESO | Meikle_Wind_4 | R | Wind | 29.07 | TRUE | FALSE | OldBaseline
PGE_Valley | MENBIO_6_RENEW1 | R | Solar_Fixed | 5 | TRUE | FALSE | OldBaseline
PGE_Valley | MERCED_1_SOLAR1 | R | Solar_Fixed | 1.5 | TRUE | FALSE | OldBaseline
PGE_Valley | MERCED_1_SOLAR2 | R | Solar_Fixed | 1.5 | TRUE | FALSE | OldBaseline
BCHA_AESO | MerrittGreen | F | Biomass/Wood | 40 | TRUE | FALSE | OldBaseline
PGE_Valley | MESAP_1_QF | F | Cogen | 1 | TRUE | FALSE | OldBaseline
AZPS | Mesquite_CC1 | F | CC | 609 | TRUE | FALSE | OldBaseline
IID | Mesquite_Recovery | F | Biomass/Wood | 27 | TRUE | FALSE | OldBaseline
AZPS | MesquiteCC2_Total | F | CC | 625 | TRUE | FALSE | OldBaseline
PGE_Bay | METEC_2_PL1X3 | F | CC | 570 | TRUE | FALSE | OldBaseline
SCE | MIDWD_2_WIND2 | R | Wind | 3 | TRUE | FALSE | OldBaseline
SCE | MIDWD_7_CORAMB | R | Wind | 7.5 | TRUE | FALSE | OldBaseline
IID | MIDWY3_2_MDSSR1 | R | Solar_Fixed | 20 | TRUE | FALSE | OldBaseline
IID | MIDWY3_2_MDSSR1 | R | Solar_Fixed | -20 | TRUE | TRUE | OldBaseline
SDGE | MIDWY3_2_MDSSR1_SDGE | R | Solar_Fixed | 20 | TRUE | TRUE | OldBaseline
IID | MIDWYS_2_MIDSL1 | R | Solar_Fixed | 49.9 | TRUE | FALSE | OldBaseline
PNM_EPE | Milagro_Cogen_A | T | CT | 30 | TRUE | FALSE | OldBaseline
PNM_EPE | Milagro_Cogen_B | T | CT | 30 | TRUE | FALSE | OldBaseline
LADWP | Milford_Wind_1_1 | R | Wind | 145 | TRUE | FALSE | OldBaseline
LADWP | Milford_Wind_1_2 | R | Wind | 58.5 | TRUE | FALSE | OldBaseline
LADWP | Milford_Wind_2 | R | Wind | 100 | TRUE | FALSE | OldBaseline
LADWP | Milford_Wind_3 | R | Wind | 100.5 | TRUE | FALSE | OldBaseline
LADWP | Milford_Wind_4 | R | Wind | 100.5 | TRUE | FALSE | OldBaseline
LADWP | Milford_Wind_5 | R | Wind | 100.5 | TRUE | FALSE | OldBaseline
LADWP | MILFRD_7_PASADENA | R | Wind | 5 | TRUE | FALSE | OldBaseline
LADWP | MILFRD_7_PASADENA | R | Wind | -5 | TRUE | TRUE | OldBaseline
SCE | MILFRD_7_PASADENA_SCE | R | Wind | 5 | TRUE | TRUE | OldBaseline
PACE | MillcreekPwrGen1 | T | CT | 40 | TRUE | FALSE | OldBaseline
PACE | MillcreekPwrGen2 | T | CT | 40 | TRUE | FALSE | OldBaseline
BCHA_AESO | MillenniumCC_Total | F | Cogen | 310 | TRUE | FALSE | OldBaseline
BPAT | MillerRanchWind | R | Wind | 98 | TRUE | FALSE | OldBaseline
IPCO | MilnerDamWind | R | Wind | 19.92 | TRUE | FALSE | OldBaseline
BCHA_AESO | Minnehik_1A_1 | T | CT | 3 | TRUE | FALSE | OldBaseline
BCHA_AESO | Minnehik_1B_1 | T | CT | 2 | TRUE | FALSE | OldBaseline
BCHA_AESO | Minnehik_2_1 | F | Cogen | 0.8 | TRUE | FALSE | OldBaseline
BPAT | MintFarmCC_Total | F | CC | 312.5 | TRUE | FALSE | OldBaseline
SCE | MIRLOM_2_LNDFL | R | Solar_Fixed | 3 | TRUE | FALSE | OldBaseline
SCE | MIRLOM_2_MLBBTA | S | Battery Storage | 10 | TRUE | FALSE | OldBaseline
SCE | MIRLOM_2_MLBBTB | S | Battery Storage | 10 | TRUE | FALSE | OldBaseline
SCE | MIRLOM_2_ONTARO | R | Solar_Fixed | 5.5 | TRUE | FALSE | OldBaseline
SCE | MIRLOM_2_RTS032 | R | Solar_Fixed | 1.5 | TRUE | FALSE | OldBaseline
SCE | MIRLOM_2_RTS033 | R | Solar_Fixed | 1 | TRUE | FALSE | OldBaseline
SCE | MIRLOM_6_PEAKER | T | CT | 46 | TRUE | FALSE | OldBaseline
PGE_Bay | MISSIX_1_QF | T | Cogen | 1 | TRUE | FALSE | OldBaseline
BCHA_AESO | MKL__6W1B | R | Wind | 11 | TRUE | FALSE | OldBaseline
BCHA_AESO | MKL__6W6B | R | Wind | 22 | TRUE | FALSE | OldBaseline
PGE_Valley | MKTRCK_1_UNIT_1 | T | CT | 44.3 | TRUE | FALSE | OldBaseline
PGE_Bay | MLPTAS_7_QFUNTS | F | Cogen | 1 | TRUE | FALSE | OldBaseline
BCHA_AESO | MLW_W | R | Wind | 15 | TRUE | FALSE | OldBaseline
SCE | MM_SD_Miramar2 | F | Biomass/Wood | 1.6 | TRUE | FALSE | OldBaseline
SCE | MNDALY_6_MCGRTH | T | CT | 47.2 | TRUE | FALSE | OldBaseline
PGE_Valley | MNDOTA_1_SOLAR1 | R | Solar_Fixed | 60 | TRUE | FALSE | OldBaseline
PGE_Valley | MNDOTA_1_SOLAR2 | R | Solar_Fixed | 5 | TRUE | FALSE | OldBaseline
PGE_Valley | MNOCAERSSTORAGE | S | Battery Storage | 10 | TRUE | FALSE | RDT
CFE | MOE_34_5 | T | CT | 22.5 | TRUE | FALSE | OldBaseline
SCE | MOJAVW_2_SOLAR | R | Solar_Fixed | 20 | TRUE | FALSE | OldBaseline
SCE | MONLTH_6_BATTRY | S | Battery Storage | 7.99 | TRUE | FALSE | OldBaseline
BPAT | Montague_Wind | R | Wind | 404 | TRUE | FALSE | OldBaseline
PNM_EPE | Montana_1_G1 | T | CT | 88.2 | TRUE | FALSE | OldBaseline
PNM_EPE | Montana_2_G2 | T | CT | 88.2 | TRUE | FALSE | OldBaseline
PNM_EPE | Montana_3_G3 | T | CT | 89.2 | TRUE | FALSE | OldBaseline
PNM_EPE | Montana_4_G4 | T | CT | 89.2 | TRUE | FALSE | OldBaseline
PACE | Monticello_Wind | R | Wind | 79.2 | TRUE | FALSE | OldBaseline
SCE | MOORPK_2_CALABS | T | Biogas | 6.96 | TRUE | FALSE | OldBaseline
SCE | MOORPK_6_QF | F | Cogen | 0.8 | TRUE | FALSE | OldBaseline
SRP | Mormon_Flat_2 | S | PSH | 57 | TRUE | FALSE | OldBaseline
BPAT | MorrowPwrGT | T | CT | 31 | TRUE | FALSE | OldBaseline
SCE | MORWD_6_QF | R | Wind | 38.16 | TRUE | FALSE | OldBaseline
PGE_Bay | MOSSLD_1_QF | F | Cogen | 1 | TRUE | FALSE | OldBaseline
PGE_Bay | MOSSLD_2_PSP1 | F | CC | 510 | TRUE | FALSE | OldBaseline
PGE_Bay | MOSSLD_2_PSP2 | F | CC | 510 | TRUE | FALSE | OldBaseline
WACM | Mount_Elbert_1 | S | PSH | 105.26 | TRUE | FALSE | OldBaseline
WACM | Mount_Elbert_2 | S | PSH | 105.26 | TRUE | FALSE | OldBaseline
IPCO | Mountain_Home_Solar | R | Solar_1Axis | 20 | TRUE | FALSE | OldBaseline
PNM_EPE | Mountain_View_PV | R | Solar_Fixed | 20 | TRUE | FALSE | OldBaseline
PACE | MountainWind1 | R | Wind | 60 | TRUE | FALSE | OldBaseline
PACE | MountainWind2 | R | Wind | 80 | TRUE | FALSE | OldBaseline
SCE | MRCHNT_2_PL1X3 | F | CC | 419.25 | TRUE | FALSE | OldBaseline
SDGE | MRGT_6_MEF2 | T | CT | 44 | TRUE | FALSE | OldBaseline
SDGE | MRGT_6_MMAREF | T | CT | 45 | TRUE | FALSE | OldBaseline
SDGE | MRGT_6_TGEBT1 | S | Battery Storage | 30 | TRUE | FALSE | RDT
PGE_Valley | MRLSDS_6_SOLAR1 | R | Solar_Fixed | 15 | TRUE | FALSE | OldBaseline
PNM_EPE | MS_G1 | R | Solar_1Axis | 48.5 | TRUE | FALSE | OldBaseline
PNM_EPE | MS_G2 | R | Solar_1Axis | 28.13 | TRUE | FALSE | OldBaseline
BCHA_AESO | MSG_13 | T | CT | 11.4 | TRUE | FALSE | OldBaseline
SDGE | MSHGTS_6_MMARLF | F | Biogas | 5 | TRUE | FALSE | OldBaseline
AZPS | MSOLAR_2_SOLAR1 | R | Solar_Fixed | 165 | TRUE | FALSE | OldBaseline
AZPS | MSOLAR_2_SOLAR1 | R | Solar_Fixed | -165 | TRUE | TRUE | OldBaseline
SDGE | MSOLAR_2_SOLAR1_SDGE | R | Solar_Fixed | 165 | TRUE | TRUE | OldBaseline
AZPS | MSOLAR_2_SOLAR2 | R | Solar_Fixed | 100.81 | TRUE | FALSE | OldBaseline
AZPS | MSOLAR_2_SOLAR2 | R | Solar_Fixed | -100.81 | TRUE | TRUE | OldBaseline
SDGE | MSOLAR_2_SOLAR2_SDGE | R | Solar_Fixed | 100.81 | TRUE | TRUE | OldBaseline
AZPS | MSOLAR_2_SOLAR3 | R | Solar_Fixed | 152 | TRUE | FALSE | OldBaseline
AZPS | MSOLAR_2_SOLAR3 | R | Solar_Fixed | -152 | TRUE | TRUE | OldBaseline
SDGE | MSOLAR_2_SOLAR3_SDGE | R | Solar_Fixed | 152 | TRUE | TRUE | OldBaseline
PGE_Valley | MSTANG_2_SOLAR | R | Solar_Fixed | 30 | TRUE | FALSE | OldBaseline
PGE_Valley | MSTANG_2_SOLAR3 | R | Solar_Fixed | 40 | TRUE | FALSE | OldBaseline
PGE_Valley | MSTANG_2_SOLAR4 | R | Solar_Fixed | 30 | TRUE | FALSE | OldBaseline
NWMT_WAUW | MT_Sun_Solar | R | Solar_Fixed | 80 | TRUE | FALSE | OldBaseline
SMUD | MTHSE_G_38380_1 | R | Solar_Fixed | 20 | TRUE | FALSE | OldBaseline
PGE_Valley | MTNPOS_1_UNIT | F | Cogen | 46.64 | TRUE | FALSE | OldBaseline
NEVP | MTV_G1 | R | Solar_Fixed | 20 | TRUE | FALSE | OldBaseline
NEVP | MTV_G2 | R | Solar_Fixed | 20 | TRUE | FALSE | OldBaseline
SCE | MTWIND_1_UNIT_1 | R | Wind | 44.4 | TRUE | FALSE | OldBaseline
SCE | MTWIND_1_UNIT_2 | R | Wind | 22.2 | TRUE | FALSE | OldBaseline
SCE | MTWIND_1_UNIT_3 | R | Wind | 22.44 | TRUE | FALSE | OldBaseline
IPCO | Murphy_Flat_Power | R | Solar_1Axis | 140 | TRUE | FALSE | OldBaseline
SDGE | MURRAY_6_UNIT | T | Cogen | 4.12 | TRUE | FALSE | OldBaseline
PACE | MurrayTurbine1 | T | CT | 13.5 | TRUE | FALSE | OldBaseline
PACE | MurrayTurbine2 | T | CT | 13.5 | TRUE | FALSE | OldBaseline
PACE | MurrayTurbine3 | T | CT | 13.5 | TRUE | FALSE | OldBaseline
BCHA_AESO | MuskegG1_1 | F | Cogen | 85 | TRUE | FALSE | OldBaseline
BCHA_AESO | MuskegG2_2 | F | Cogen | 85 | TRUE | FALSE | OldBaseline
NWMT_WAUW | Musselshell_Wind_Two | R | Wind | 10 | TRUE | FALSE | OldBaseline
NWMT_WAUW | Musselshell1 | R | Wind | 20 | TRUE | FALSE | OldBaseline
PGE_Valley | MUSTANGSTORAGE | S | Battery Storage | 75 | TRUE | FALSE | RDT
BCHA_AESO | MustusEnergy | F | Biomass/Wood | 41 | TRUE | FALSE | OldBaseline
BCHA_AESO | NabiyeColdLake1 | F | Cogen | 85 | TRUE | FALSE | OldBaseline
BCHA_AESO | NabiyeColdLake2 | F | Cogen | 85 | TRUE | FALSE | OldBaseline
PGE_Valley | Napa_Recycling_Biomass_Plant | F | Biomass/Wood | 1 | TRUE | FALSE | OldBaseline
PACE | Naughton1 | F | Coal | 156 | TRUE | FALSE | OldBaseline
PACE | Naughton2 | F | Coal | 201 | TRUE | FALSE | OldBaseline
SCE | NAVYII_2_UNITS | T | Geothermal | 90 | TRUE | FALSE | OldBaseline
PGE_Bay | NCPA_7_GP1UN1 | T | Geothermal | 38.85 | TRUE | FALSE | OldBaseline
PGE_Bay | NCPA_7_GP1UN2 | T | Geothermal | 39.94 | TRUE | FALSE | OldBaseline
PGE_Bay | NCPA_7_GP2UN3 | T | Geothermal | 42.42 | TRUE | FALSE | OldBaseline
PGE_Bay | NCPA_7_GP2UN4 | T | Geothermal | 52.73 | TRUE | FALSE | OldBaseline
IPCO | NealHotSprings1 | T | Geothermal | 11 | TRUE | FALSE | OldBaseline
IPCO | NealHotSprings2 | T | Geothermal | 11 | TRUE | FALSE | OldBaseline
IPCO | NealHotSprings3 | T | Geothermal | 11 | TRUE | FALSE | OldBaseline
PACE | NeboPwrStaCC_Total | F | CC | 140 | TRUE | FALSE | OldBaseline
LADWP | NEENACH_SOLAR | R | Solar_1Axis | 3 | TRUE | FALSE | OldBaseline
LADWP | NEENACH_SOLAR | R | Solar_1Axis | -3 | TRUE | TRUE | OldBaseline
SCE | NEENACH_SOLAR__SCE | R | Solar_1Axis | 3 | TRUE | TRUE | OldBaseline
SCE | NEENCH_6_SOLAR | R | Solar_Fixed | 66 | TRUE | FALSE | OldBaseline
WACM | Neil_Simpson_GT1 | T | CT | 40 | TRUE | FALSE | OldBaseline
WACM | Neil_Simpson_GT2 | T | CT | 40 | TRUE | FALSE | OldBaseline
WACM | Neil_Simpson_ST2 | F | Coal | 80 | TRUE | FALSE | OldBaseline
NEVP | Nevada_Solar_One | R | Solar_Thermal | 65 | TRUE | FALSE | OldBaseline
NEVP | NevadaCogen_CC1 | F | CC | 88.5 | TRUE | FALSE | OldBaseline
NEVP | NevadaCogen_CC2 | F | CC | 88.5 | TRUE | FALSE | OldBaseline
NEVP | NEVP Hoover Hydro | H | Hydro | 322.0275 | TRUE | FALSE | OldBaseline
BCHA_AESO | NEW_539S_13_8_G1_58379_G1 | F | Cogen | 50 | TRUE | FALSE | OldBaseline
BCHA_AESO | NEW_539S_13_8_G2_58380_G2 | T | CT | 50 | TRUE | FALSE | OldBaseline
WALC | NEW_APACHST4_17036_H | F | CC | 434.7 | TRUE | FALSE | OldBaseline
BCHA_AESO | NEW_BELLSHILL_58088_G1 | T | CT | 5.4 | TRUE | FALSE | OldBaseline
WACM | NEW_BFDIESEL_73520_1 | F | ICE | 10 | TRUE | FALSE | OldBaseline
BCHA_AESO | NEW_CMH16_550001_16 | T | CT | 41.5 | TRUE | FALSE | OldBaseline
NWMT_WAUW | New_Colony_Wind | R | Wind | 25 | TRUE | FALSE | OldBaseline
PNM_EPE | New_Mexico_Wind_EC | R | Wind | 204 | TRUE | FALSE | OldBaseline
BCHA_AESO | NEW_SWAN_RV8_55240_1 | F | CC | 6.5 | TRUE | FALSE | OldBaseline
BCHA_AESO | NEW_SWAN_RV8_55240_2 | F | CC | 6.5 | TRUE | FALSE | OldBaseline
BCHA_AESO | NEW_SWAN_RV8_55240_3 | F | CC | 6.5 | TRUE | FALSE | OldBaseline
BCHA_AESO | NEW_SWAN_RV8_55240_4 | F | CC | 6.5 | TRUE | FALSE | OldBaseline
BCHA_AESO | NEW_SWAN_RV8_55240_5 | F | CC | 6.5 | TRUE | FALSE | OldBaseline
PGE_Bay | NEWARK_1_QF | R | Wind | 1.1 | TRUE | FALSE | OldBaseline
BPAT | Newman_PV | R | Solar_Fixed | 0.64 | TRUE | FALSE | OldBaseline
PNM_EPE | Newman5CC_Total | F | CC | 278 | TRUE | FALSE | OldBaseline
PNM_EPE | Newman6CC_Total | F | CC | 320 | TRUE | FALSE | OldBaseline
PNM_EPE | Newman7CC | F | CC | 320 | TRUE | FALSE | OldBaseline
NEVP | Newmont_TS_Power | F | Coal | 226 | TRUE | FALSE | OldBaseline
NEVP | NGP_Blue_Mountain_1 | T | Geothermal | 14.2 | TRUE | FALSE | OldBaseline
NEVP | NGP_Blue_Mountain_2 | T | Geothermal | 13.8 | TRUE | FALSE | OldBaseline
NEVP | NGP_Blue_Mountain_3 | T | Geothermal | 11.7 | TRUE | FALSE | OldBaseline
NEVP | NGPPGEN | T | Geothermal | 6.5 | TRUE | FALSE | OldBaseline
BCHA_AESO | NIC_SUN_13 | R | Solar_Fixed | 72.4 | TRUE | FALSE | OldBaseline
IID | Niland_1 | T | CT | 50 | TRUE | FALSE | OldBaseline
IID | Niland_2 | T | CT | 50 | TRUE | FALSE | OldBaseline
SDGE | NIMTG_6_NICOGN | F | Cogen | 4.05 | TRUE | FALSE | OldBaseline
BPAT | Nine_Canyon_Wind | R | Wind | 48.1 | TRUE | FALSE | OldBaseline
BPAT | NipponBiomass | F | Biomass/Wood | 20 | TRUE | FALSE | OldBaseline
IID | North_Brawley_01 | T | Geothermal | 16 | TRUE | FALSE | OldBaseline
IID | North_Brawley_02 | T | Geothermal | 16 | TRUE | FALSE | OldBaseline
IID | North_Brawley_03 | T | Geothermal | 16 | TRUE | FALSE | OldBaseline
IID | North_Brawley_04 | T | Geothermal | 16 | TRUE | FALSE | OldBaseline
IID | North_Brawley_05 | T | Geothermal | 16 | TRUE | FALSE | OldBaseline
IID | North_Brawley_06 | T | Geothermal | 16 | TRUE | FALSE | OldBaseline
PGE_Valley | North_Fork_Community_Power | F | Biomass/Wood | 2 | TRUE | FALSE | OldBaseline
BPAT | North_Hurlburt_Wind | R | Wind | 132.5 | TRUE | FALSE | OldBaseline
TEPC | North_Loop_1 | T | CT | 25 | TRUE | FALSE | OldBaseline
TEPC | North_Loop_2 | T | CT | 25 | TRUE | FALSE | OldBaseline
TEPC | North_Loop_3 | T | CT | 23 | TRUE | FALSE | OldBaseline
TEPC | North_Loop_4 | T | CT | 21 | TRUE | FALSE | OldBaseline
BPAT | Northeast | T | CT | 60 | TRUE | FALSE | OldBaseline
PSCO | Northern_Colorado | R | Wind | 175 | TRUE | FALSE | OldBaseline
BCHA_AESO | NovaJoffreCC_Total | F | Cogen | 504 | TRUE | FALSE | OldBaseline
PGE_Bay | NOVATO_6_LNDFL | F | Biogas | 3.9 | TRUE | FALSE | OldBaseline
TEPC | NRG_Avra_Valley | R | Solar_1Axis | 27 | TRUE | FALSE | OldBaseline
BCHA_AESO | NRGrnWndfallPwr | T | CT | 16 | TRUE | FALSE | OldBaseline
BCHA_AESO | NrthwdGreenPwr | F | Biomass/Wood | 60.42 | TRUE | FALSE | OldBaseline
PSCO | Nucla_1_4 | F | Coal | 110 | TRUE | FALSE | OldBaseline
NEVP | NVE_IRP_SH_CC | F | CC | 735 | TRUE | FALSE | OldBaseline
BCHA_AESO | NW_Energy_1 | F | Biomass/Wood | 67.69 | TRUE | FALSE | OldBaseline
NWMT_WAUW | NWMT Hydro | H | Hydro | 964.9739 | TRUE | FALSE | OldBaseline
PGE_Valley | NZWIND_2_WDSTR5 | R | Wind | 6.31 | TRUE | FALSE | OldBaseline
SCE | NZWIND_6_CALWND | R | Wind | 9 | TRUE | FALSE | OldBaseline
SCE | NZWIND_6_WDSTR | R | Wind | 3.35 | TRUE | FALSE | OldBaseline
SCE | NZWIND_6_WDSTR2 | R | Wind | 4.07 | TRUE | FALSE | OldBaseline
SCE | NZWIND_6_WDSTR3 | R | Wind | 3.86 | TRUE | FALSE | OldBaseline
SCE | NZWIND_6_WDSTR4 | R | Wind | 6.77 | TRUE | FALSE | OldBaseline
PGE_Bay | OAK_C_1_EBMUD | F | Biogas | 6.9 | TRUE | FALSE | OldBaseline
PGE_Bay | OAK_C_7_UNIT_1 | T | CT | 55 | TRUE | FALSE | OldBaseline
PGE_Bay | OAK_C_7_UNIT_2 | T | CT | 55 | TRUE | FALSE | OldBaseline
PGE_Bay | OAK_C_7_UNIT_3 | T | CT | 55 | TRUE | FALSE | OldBaseline
PGE_Bay | OAK_L_1_GTG1 | T | Biogas | 4.6 | TRUE | FALSE | OldBaseline
SCE | OAKWD_6_QF | R | Wind | 27.87 | TRUE | FALSE | OldBaseline
SCE | OAKWD_6_ZEPHWD | R | Wind | 3.5 | TRUE | FALSE | OldBaseline
SCE | OASIS_6_CREST | R | Solar_1Axis | 13.5 | TRUE | FALSE | OldBaseline
SCE | OASIS_6_GBDSR4 | R | Solar_Fixed | 3 | TRUE | FALSE | OldBaseline
SCE | OASIS_6_SOLAR1 | R | Solar_Fixed | 1.5 | TRUE | FALSE | OldBaseline
SCE | OASIS_6_SOLAR2 | R | Solar_Fixed | 20 | TRUE | FALSE | OldBaseline
SCE | OASIS_6_SOLAR3 | R | Solar_Fixed | 3 | TRUE | FALSE | OldBaseline
SDGE | OCI_Solar_Lakeside | R | Solar_2Axis | 2 | TRUE | FALSE | OldBaseline
AZPS | Ocotillo_GT1 | T | CT | 62 | TRUE | FALSE | OldBaseline
AZPS | Ocotillo_GT2 | T | CT | 62 | TRUE | FALSE | OldBaseline
AZPS | Ocotillo_GT3 | T | CT | 104.7 | TRUE | FALSE | OldBaseline
AZPS | Ocotillo_GT4 | T | CT | 104.7 | TRUE | FALSE | OldBaseline
AZPS | Ocotillo_GT5 | T | CT | 104.7 | TRUE | FALSE | OldBaseline
AZPS | Ocotillo_GT6 | T | CT | 104.7 | TRUE | FALSE | OldBaseline
AZPS | Ocotillo_GT7 | T | CT | 104.7 | TRUE | FALSE | OldBaseline
SDGE | OCTILO_5_WIND | R | Wind | 265 | TRUE | FALSE | OldBaseline
SDGE | OGROVE_6_PL1X2 | T | CT | 96 | TRUE | FALSE | OldBaseline
BCHA_AESO | OldManRiver | R | Wind | 46.8 | TRUE | FALSE | OldBaseline
PGE_Valley | OLDRIV_6_BIOGAS | F | Biogas | 2 | TRUE | FALSE | OldBaseline
PGE_Valley | OLDRIV_6_CESDBM | F | Biogas | 1 | TRUE | FALSE | OldBaseline
PGE_Valley | OLDRIV_6_LKVBM1 | F | Biogas | 1 | TRUE | FALSE | OldBaseline
PGE_Valley | OLDRV1_6_SOLAR | R | Solar_Fixed | 20 | TRUE | FALSE | OldBaseline
SCE | OLINDA_2_LNDFL2 | F | Biogas | 28.1 | TRUE | FALSE | OldBaseline
SCE | OLINDA_2_QF | F | Cogen | 0.4 | TRUE | FALSE | OldBaseline
SCE | OLINDA_7_BLKSND | T | Biomass/Wood | 8 | TRUE | FALSE | OldBaseline
SCE | OLINDA_7_LNDFIL | F | Biomass/Wood | 5.6 | TRUE | FALSE | OldBaseline
LADWP | Olive_O1 | F | Steam | 44 | TRUE | FALSE | OldBaseline
LADWP | Olive_O2 | F | Steam | 55 | TRUE | FALSE | OldBaseline
PGE_Valley | OLIVEP_1_SOLAR | R | Solar_Fixed | 20 | TRUE | FALSE | OldBaseline
PGE_Valley | OLIVEP_1_SOLAR2 | R | Solar_Fixed | 19.75 | TRUE | FALSE | OldBaseline
PGE_Valley | OMAR_2_UNIT_1 | T | CT | 74.4 | TRUE | FALSE | OldBaseline
PGE_Valley | OMAR_2_UNIT_2 | T | CT | 75.8 | TRUE | FALSE | OldBaseline
PGE_Valley | OMAR_2_UNIT_3 | T | CT | 78.6 | TRUE | FALSE | OldBaseline
PGE_Valley | OMAR_2_UNIT_4 | F | Cogen | 81.44 | TRUE | FALSE | OldBaseline
PGE_Valley | ONLLPP_6_UNITS | S | PSH | 25.2 | TRUE | FALSE | OldBaseline
IPCO | Open_Range_Solar__OR_ | R | Solar_Fixed | 140 | TRUE | FALSE | OldBaseline
SCE | ORANGECOUNTYSTORAGE | S | Battery Storage | 15 | TRUE | FALSE | RDT
IPCO | Orchard_Ranch_Solar | R | Solar_1Axis | 20 | TRUE | FALSE | OldBaseline
PACW | Orchard_Wind_1 | R | Wind | 10 | TRUE | FALSE | OldBaseline
PACW | Orchard_Wind_2 | R | Wind | 10 | TRUE | FALSE | OldBaseline
PACW | Orchard_Wind_3 | R | Wind | 10 | TRUE | FALSE | OldBaseline
PACW | Orchard_Wind_4 | R | Wind | 10 | TRUE | FALSE | OldBaseline
BPAT | Orem_Family_Wind | R | Wind | 10 | TRUE | FALSE | OldBaseline
NWMT_WAUW | ORION_WIND | R | Wind | 300.9 | TRUE | FALSE | OldBaseline
PGE_Valley | ORLND_6_SOLAR1 | R | Solar_Fixed | 1.5 | TRUE | FALSE | OldBaseline
IID | Ormesa_1_E | T | Geothermal | 12.9 | TRUE | FALSE | OldBaseline
IID | Ormesa_1_H | T | Geothermal | 12.9 | TRUE | FALSE | OldBaseline
IID | Ormesa_I | T | Geothermal | 33.5 | TRUE | FALSE | OldBaseline
IID | Ormesa_II_OEC21 | T | Geothermal | 15 | TRUE | FALSE | OldBaseline
IID | Ormesa_II_OEC22 | T | Geothermal | 15 | TRUE | FALSE | OldBaseline
IID | ORNI33__LLC | R | Solar_Fixed | 20 | TRUE | FALSE | OldBaseline
IID | ORNI33__LLC | R | Solar_Fixed | -20 | TRUE | TRUE | OldBaseline
SDGE | ORNI33__LLC_SDGE | R | Solar_Fixed | 20 | TRUE | TRUE | OldBaseline
PGE_Valley | OROLOM_1_SOLAR1 | R | Solar_Fixed | 10 | TRUE | FALSE | OldBaseline
PGE_Valley | OROLOM_1_SOLAR2 | R | Solar_Fixed | 10 | TRUE | FALSE | OldBaseline
PGE_Valley | OROVIL_6_UNIT | F | Cogen | 7.5 | TRUE | FALSE | OldBaseline
PGE_Valley | ORTGA_6_ME1SL1 | R | Solar_Fixed | 3 | TRUE | FALSE | OldBaseline
SDGE | OTAY_6_LNDFL5 | F | Biogas | 1.5 | TRUE | FALSE | OldBaseline
SDGE | OTAY_6_LNDFL6 | F | Biogas | 1.5 | TRUE | FALSE | OldBaseline
SDGE | OTAY_6_PL1X2 | T | CT | 35.5 | TRUE | FALSE | OldBaseline
SDGE | OTAY_6_UNITB1 | F | Biogas | 3 | TRUE | FALSE | OldBaseline
PNM_EPE | Otero_County | R | Solar_Fixed | 7.5 | TRUE | FALSE | OldBaseline
SDGE | OTMESA_2_PL1X3 | F | CC | 603.6 | TRUE | FALSE | OldBaseline
PNM_EPE | OutbackChristms | R | Solar_Fixed | 5 | TRUE | FALSE | OldBaseline
PGE_Bay | OXMTN_6_LNDFIL | F | Biogas | 10.62 | TRUE | FALSE | OldBaseline
PACE | PACE Hydro | H | Hydro | 231.0252 | TRUE | FALSE | OldBaseline
PGE_Bay | PACLUM_6_UNIT | F | Biomass/Wood | 28.8 | TRUE | FALSE | OldBaseline
PACW | PACW Hydro | H | Hydro | 394.1953 | TRUE | FALSE | OldBaseline
PACW | PACW_1 | R | Solar_Fixed | 6.6 | TRUE | FALSE | OldBaseline
PACW | PACW_10 | R | Solar_Fixed | 10 | TRUE | FALSE | OldBaseline
PACW | PACW_11 | R | Solar_Fixed | 10 | TRUE | FALSE | OldBaseline
PACW | PACW_12 | R | Solar_Fixed | 8 | TRUE | FALSE | OldBaseline
PACW | PACW_13 | R | Solar_Fixed | 10 | TRUE | FALSE | OldBaseline
PACW | PACW_2 | R | Solar_Fixed | 4.8 | TRUE | FALSE | OldBaseline
PACW | PACW_3 | R | Solar_Fixed | 10 | TRUE | FALSE | OldBaseline
PACW | PACW_4 | R | Solar_Fixed | 9.9 | TRUE | FALSE | OldBaseline
PACW | PACW_5 | R | Solar_Fixed | 8.5 | TRUE | FALSE | OldBaseline
PACW | PACW_6 | R | Solar_Fixed | 10 | TRUE | FALSE | OldBaseline
PACW | PACW_7 | R | Solar_Fixed | 9.9 | TRUE | FALSE | OldBaseline
PACW | PACW_8 | R | Solar_Fixed | 10 | TRUE | FALSE | OldBaseline
PACW | PACW_9 | R | Solar_Fixed | 10 | TRUE | FALSE | OldBaseline
SCE | PADUA_2_SOLAR1 | R | Solar_Fixed | 1.75 | TRUE | FALSE | OldBaseline
SCE | PADUA_6_QF | F | Cogen | 1.82 | TRUE | FALSE | OldBaseline
PGE_Valley | PAIGES_6_SOLAR | R | Solar_Fixed | 20 | TRUE | FALSE | OldBaseline
PGE_Bay | PALALT_7_COBUG | T | CT | 4.5 | TRUE | FALSE | OldBaseline
AZPS | Palo_Verde_1 | N | Nuclear | 1311 | TRUE | FALSE | OldBaseline
AZPS | Palo_Verde_2 | N | Nuclear | 1314 | TRUE | FALSE | OldBaseline
AZPS | Palo_Verde_3 | N | Nuclear | 373 | TRUE | FALSE | OldBaseline
LADWP | Palo_Verde_3_LADWP_slice | N | Nuclear | 407 | TRUE | FALSE | OldBaseline
SDGE | PALOMR_2_PL1X3 | F | CC | 575 | TRUE | FALSE | OldBaseline
BPAT | Palouse_1 | R | Wind | 105 | TRUE | FALSE | OldBaseline
SCE | PANSEA_1_PANARO | R | Wind | 30 | TRUE | FALSE | OldBaseline
SCE | ParqueEolico | R | Wind | 10 | TRUE | FALSE | OldBaseline
PNM_EPE | PAT_DIST_PV | R | Solar_1Axis | 10 | TRUE | FALSE | OldBaseline
BPAT | PaTu_Wind | R | Wind | 9 | TRUE | FALSE | OldBaseline
NEVP | Patua_1A1 | T | Geothermal | 12 | TRUE | FALSE | OldBaseline
NEVP | Patua_1A3 | T | Geothermal | 12 | TRUE | FALSE | OldBaseline
NEVP | Patua_1A5 | T | Geothermal | 12 | TRUE | FALSE | OldBaseline
PSCO | Pawnee_1 | F | Coal | 505 | TRUE | FALSE | OldBaseline
PSCO | Pawnee_CC_Plant | F | CC | 530 | TRUE | FALSE | OldBaseline
IPCO | PaynesFerry | R | Wind | 21 | TRUE | FALSE | OldBaseline
PACE | Payson_86_1 | F | ICE | 2.65 | TRUE | FALSE | OldBaseline
PACE | Payson_86_2 | F | ICE | 2.65 | TRUE | FALSE | OldBaseline
PACE | Payson_86_3 | F | ICE | 2.5 | TRUE | FALSE | OldBaseline
PACE | Payson_86_4 | F | ICE | 2 | TRUE | FALSE | OldBaseline
SCE | PBLOSM_2_SOLAR | R | Solar_Fixed | 9.5 | TRUE | FALSE | OldBaseline
CFE | PdteJuarez05 | F | Steam | 160 | TRUE | FALSE | OldBaseline
CFE | PdteJuarez06 | F | Steam | 160 | TRUE | FALSE | OldBaseline
CFE | PdteJuarez07 | T | CT | 147.85 | TRUE | FALSE | OldBaseline
CFE | PdteJuarez08_CC | F | CC | 241.2 | TRUE | FALSE | OldBaseline
CFE | PdteJuarez09_CC | F | CC | 241.2 | TRUE | FALSE | OldBaseline
CFE | PdteJuarezCC_Total | F | CC | 277 | TRUE | FALSE | OldBaseline
CFE | PdteJuarezGT1 | T | CT | 28 | TRUE | FALSE | OldBaseline
CFE | PdteJuarezGT2 | T | CT | 28 | TRUE | FALSE | OldBaseline
PGE_Valley | PEABDY_2_LNDFIL | F | Biogas | 1.6 | TRUE | FALSE | OldBaseline
PGE_Bay | PEABDY_2_LNDFL1 | F | Biogas | 8 | TRUE | FALSE | OldBaseline
PSCO | Peak_View_Rattlsnake | R | Wind | 60 | TRUE | FALSE | OldBaseline
BPAT | PebbleSprings | R | Wind | 98.7 | TRUE | FALSE | OldBaseline
PSCO | Peetz_Table_1 | R | Wind | 120 | TRUE | FALSE | OldBaseline
PSCO | Peetz_Table_2 | R | Wind | 79.5 | TRUE | FALSE | OldBaseline
BCHA_AESO | PembinaRedwater | T | CT | 46 | TRUE | FALSE | OldBaseline
PGE_Valley | PEORIA_1_SOLAR | R | Solar_Fixed | 1.5 | TRUE | FALSE | OldBaseline
SMUD | permanent_banc_rps_topup_Solar_1Axis | R | Solar_1Axis | 2723.201 | TRUE | FALSE | OldBaseline
SMUD | permanent_banc_rps_topup_Solar_Fixed | R | Solar_Fixed | 907.7335 | TRUE | FALSE | OldBaseline
LADWP | permanent_ladwp_rps_topup_Solar_1Axis | R | Solar_1Axis | 1864.037 | TRUE | FALSE | OldBaseline
LADWP | permanent_ladwp_rps_topup_Solar_Fixed | R | Solar_Fixed | 621.3457 | TRUE | FALSE | OldBaseline
AZPS | Perrin_Ranch_CedarMt | R | Wind | 100.8 | TRUE | FALSE | OldBaseline
PGE_Bay | PGE_Bay_BIP_DO | C | DR | 106 | TRUE | FALSE | OldBaseline
PGE_Bay | PGE_Bay_CBP DA_NonRes | C | DR | 15 | TRUE | FALSE | OldBaseline
PGE_Bay | PGE_Bay_CBP DA_Res | C | DR | 2 | TRUE | FALSE | OldBaseline
PGE_Bay | PGE_Bay_PDP_Non_Res | C | DR | 4 | TRUE | FALSE | OldBaseline
PGE_Bay | PGE_Bay_SmartAC_Non_Res | C | DR | 0.1 | TRUE | FALSE | OldBaseline
PGE_Bay | PGE_Bay_SmartAC_Res | C | DR | 21 | TRUE | FALSE | OldBaseline
PGE_Bay | PGE_Bay_SmartRate_Res | C | DR | 1 | TRUE | FALSE | OldBaseline
PGE_Valley | PGE_Val_BIP_DO | C | DR | 311 | TRUE | FALSE | OldBaseline
PGE_Valley | PGE_Val_CBP_DA | C | DR | 30 | TRUE | FALSE | OldBaseline
PGE_Valley | PGE_Val_CBP_DA_Res | C | DR | 5 | TRUE | FALSE | OldBaseline
PGE_Valley | PGE_Val_SmartAC_Non_Res | C | DR | 0.1 | TRUE | FALSE | OldBaseline
PGE_Valley | PGE_Val_SmartAC_Res | C | DR | 52 | TRUE | FALSE | OldBaseline
PGE_Valley | PGE_Val_SmartRate_Res | C | DR | 9 | TRUE | FALSE | OldBaseline
PGE_Valley | PGE_Valley Hydro | H | Hydro | 4216.951 | TRUE | FALSE | OldBaseline
BCHA_AESO | PGP_Bio | F | Biomass/Wood | 60.6 | TRUE | FALSE | OldBaseline
IPCO | Pilgrim_Stage | R | Wind | 10.5 | TRUE | FALSE | OldBaseline
LADWP | Pine_Tree_Solar | R | Solar_Fixed | 8.5 | TRUE | FALSE | OldBaseline
LADWP | Pine_Tree_Wind | R | Wind | 120 | TRUE | FALSE | OldBaseline
SDGE | PIOPIC_2_CTG1 | T | CT | 111.3 | TRUE | FALSE | OldBaseline
SDGE | PIOPIC_2_CTG2 | T | CT | 112.7 | TRUE | FALSE | OldBaseline
SDGE | PIOPIC_2_CTG3 | T | CT | 112 | TRUE | FALSE | OldBaseline
PGE_Valley | PIT1_6_FRIVRA | R | Solar_Fixed | 1.5 | TRUE | FALSE | OldBaseline
SCE | PIUTE_6_GNBSR1 | R | Solar_Fixed | 3 | TRUE | FALSE | OldBaseline
PSCO | Plains_End_1_G01 | F | ICE | 5.5 | TRUE | FALSE | OldBaseline
PSCO | Plains_End_1_G02 | F | ICE | 5.5 | TRUE | FALSE | OldBaseline
PSCO | Plains_End_1_G03 | F | ICE | 5.5 | TRUE | FALSE | OldBaseline
PSCO | Plains_End_1_G04 | F | ICE | 5.5 | TRUE | FALSE | OldBaseline
PSCO | Plains_End_1_G05 | F | ICE | 5.5 | TRUE | FALSE | OldBaseline
PSCO | Plains_End_1_G06 | F | ICE | 5.5 | TRUE | FALSE | OldBaseline
PSCO | Plains_End_1_G07 | F | ICE | 5.5 | TRUE | FALSE | OldBaseline
PSCO | Plains_End_1_G08 | F | ICE | 5.5 | TRUE | FALSE | OldBaseline
PSCO | Plains_End_1_G09 | F | ICE | 5.5 | TRUE | FALSE | OldBaseline
PSCO | Plains_End_1_G10 | F | ICE | 5.5 | TRUE | FALSE | OldBaseline
PSCO | Plains_End_1_G11 | F | ICE | 5.5 | TRUE | FALSE | OldBaseline
PSCO | Plains_End_1_G12 | F | ICE | 5.5 | TRUE | FALSE | OldBaseline
PSCO | Plains_End_1_G13 | F | ICE | 5.5 | TRUE | FALSE | OldBaseline
PSCO | Plains_End_1_G14 | F | ICE | 5.5 | TRUE | FALSE | OldBaseline
PSCO | Plains_End_1_G15 | F | ICE | 5.5 | TRUE | FALSE | OldBaseline
PSCO | Plains_End_1_G16 | F | ICE | 5.5 | TRUE | FALSE | OldBaseline
PSCO | Plains_End_1_G17 | F | ICE | 5.5 | TRUE | FALSE | OldBaseline
PSCO | Plains_End_1_G18 | F | ICE | 5.5 | TRUE | FALSE | OldBaseline
PSCO | Plains_End_1_G19 | F | ICE | 5.5 | TRUE | FALSE | OldBaseline
PSCO | Plains_End_1_G20 | F | ICE | 5.5 | TRUE | FALSE | OldBaseline
PSCO | Plains_End_2_G01 | F | ICE | 8.4 | TRUE | FALSE | OldBaseline
PSCO | Plains_End_2_G02 | F | ICE | 8.4 | TRUE | FALSE | OldBaseline
PSCO | Plains_End_2_G03 | F | ICE | 8.4 | TRUE | FALSE | OldBaseline
PSCO | Plains_End_2_G04 | F | ICE | 8.4 | TRUE | FALSE | OldBaseline
PSCO | Plains_End_2_G05 | F | ICE | 8.4 | TRUE | FALSE | OldBaseline
PSCO | Plains_End_2_G06 | F | ICE | 8.4 | TRUE | FALSE | OldBaseline
PSCO | Plains_End_2_G07 | F | ICE | 8.4 | TRUE | FALSE | OldBaseline
PSCO | Plains_End_2_G08 | F | ICE | 8.4 | TRUE | FALSE | OldBaseline
PSCO | Plains_End_2_G09 | F | ICE | 8.4 | TRUE | FALSE | OldBaseline
PSCO | Plains_End_2_G10 | F | ICE | 8.4 | TRUE | FALSE | OldBaseline
PSCO | Plains_End_2_G11 | F | ICE | 8.4 | TRUE | FALSE | OldBaseline
PSCO | Plains_End_2_G12 | F | ICE | 8.4 | TRUE | FALSE | OldBaseline
PSCO | Plains_End_2_G13 | F | ICE | 8.4 | TRUE | FALSE | OldBaseline
PSCO | Plains_End_2_G14 | F | ICE | 8.4 | TRUE | FALSE | OldBaseline
SCE | PLAINV_6_BSOLAR | R | Solar_Fixed | 20 | TRUE | FALSE | OldBaseline
SCE | PLAINV_6_DSOLAR | R | Solar_Fixed | 10 | TRUE | FALSE | OldBaseline
SCE | PLAINV_6_NLRSR1 | R | Solar_Fixed | 20 | TRUE | FALSE | OldBaseline
SCE | PLAINV_6_SOLAR3 | R | Solar_Fixed | 20 | TRUE | FALSE | OldBaseline
SCE | PLAINV_6_SOLARC | R | Solar_Fixed | 20 | TRUE | FALSE | OldBaseline
NEVP | PLAYA2_G | R | Solar_Fixed | 79 | TRUE | FALSE | OldBaseline
PGE_Valley | PLMSSR_6_HISIER | F | Cogen | 6 | TRUE | FALSE | OldBaseline
PGE_Valley | PLSNTG_7_LNCLND | F | Biogas | 4.98 | TRUE | FALSE | OldBaseline
BPAT | Plummer_Cgn | F | Biomass/Wood | 6.2 | TRUE | FALSE | OldBaseline
SCE | PMDLET_6_SOLAR1 | R | Solar_Fixed | 10 | TRUE | FALSE | OldBaseline
SCE | PMPJCK_1_RB2SLR | R | Solar_Fixed | 20 | TRUE | FALSE | OldBaseline
SCE | PMPJCK_1_SOLAR1 | R | Solar_Fixed | 19.48 | TRUE | FALSE | OldBaseline
SCE | PMPJCK_1_SOLAR2 | R | Solar_Fixed | 20 | TRUE | FALSE | OldBaseline
PGE_Valley | PNCHEG_2_PL1X4 | T | CT | 401 | TRUE | FALSE | OldBaseline
PGE_Valley | PNCHPP_1_PL1X2 | T | CT | 119.91 | TRUE | FALSE | OldBaseline
PGE_Valley | PNCHVS_2_SOLAR | R | Solar_Fixed | 140 | TRUE | FALSE | OldBaseline
PNM_EPE | PNM_RPS_Compliant_PV | R | Solar_1Axis | 192.6 | TRUE | FALSE | OldBaseline
PGE_Valley | PNOCHE_1_PL1X2 | T | CT | 49.97 | TRUE | FALSE | OldBaseline
PGE_Valley | PNOCHE_1_UNITA1 | T | CT | 52.01 | TRUE | FALSE | OldBaseline
SCE | Pocatello_Waste | F | Biomass/Wood | 0.46 | TRUE | FALSE | OldBaseline
SCE | PointLoma1 | F | Biomass/Wood | 2.29 | TRUE | FALSE | OldBaseline
SCE | PointLoma2 | F | Biomass/Wood | 2.29 | TRUE | FALSE | OldBaseline
BCHA_AESO | Poplar_Hill_1 | T | CT | 48 | TRUE | FALSE | OldBaseline
PNM_EPE | Port_Townsend4 | F | Biomass/Wood | 3 | TRUE | FALSE | OldBaseline
PNM_EPE | Port_Townsend6 | F | Biomass/Wood | 7.5 | TRUE | FALSE | OldBaseline
PortlandGE | Portland General Hydro | H | Hydro | 230.422 | TRUE | FALSE | OldBaseline
PortlandGE | PortWestwrd1CC_Total | F | CC | 430 | TRUE | FALSE | OldBaseline
PortlandGE | PortWestwrd2_01 | F | ICE | 18.7 | TRUE | FALSE | OldBaseline
PortlandGE | PortWestwrd2_02 | F | ICE | 18.7 | TRUE | FALSE | OldBaseline
PortlandGE | PortWestwrd2_03 | F | ICE | 18.7 | TRUE | FALSE | OldBaseline
PortlandGE | PortWestwrd2_04 | F | ICE | 18.7 | TRUE | FALSE | OldBaseline
PortlandGE | PortWestwrd2_05 | F | ICE | 18.7 | TRUE | FALSE | OldBaseline
PortlandGE | PortWestwrd2_06 | F | ICE | 18.7 | TRUE | FALSE | OldBaseline
PortlandGE | PortWestwrd2_07 | F | ICE | 18.7 | TRUE | FALSE | OldBaseline
PortlandGE | PortWestwrd2_08 | F | ICE | 18.7 | TRUE | FALSE | OldBaseline
PortlandGE | PortWestwrd2_09 | F | ICE | 18.7 | TRUE | FALSE | OldBaseline
PortlandGE | PortWestwrd2_10 | F | ICE | 18.7 | TRUE | FALSE | OldBaseline
PortlandGE | PortWestwrd2_11 | F | ICE | 18.7 | TRUE | FALSE | OldBaseline
PortlandGE | PortWestwrd2_12 | F | ICE | 18.7 | TRUE | FALSE | OldBaseline
BCHA_AESO | POW_G13 | F | Biomass/Wood | 12 | TRUE | FALSE | OldBaseline
SCE | Prima_Plant1 | F | Biomass/Wood | 3 | TRUE | FALSE | OldBaseline
SCE | Prima_Plant2 | F | Biomass/Wood | 3 | TRUE | FALSE | OldBaseline
NEVP | PRIMM_2_SOLAR1 | R | Solar_Fixed | 250 | TRUE | FALSE | OldBaseline
NEVP | PRIMM_2_SOLAR1 | R | Solar_Fixed | -250 | TRUE | TRUE | OldBaseline
SCE | PRIMM_2_SOLAR1_SCE | R | Solar_Fixed | 250 | TRUE | TRUE | OldBaseline
BCHA_AESO | Primrose_1 | F | Cogen | 75 | TRUE | FALSE | OldBaseline
IPCO | Prospector_Wind__OR_ | R | Wind | 40 | TRUE | FALSE | OldBaseline
PGE_Valley | PROXIMASOLAR | R | Solar_1Axis | 50 | TRUE | FALSE | RDT
PGE_Valley | PROXIMASTORAGE | S | Battery Storage | 5 | TRUE | FALSE | RDT
PSCO | PSCO Hydro | H | Hydro | 197.7802 | TRUE | FALSE | OldBaseline
PGE_Valley | PSWEET_1_STCRUZ | F | Biogas | 1.6 | TRUE | FALSE | OldBaseline
PGE_Valley | PSWEET_7_QFUNTS | F | Cogen | 1 | TRUE | FALSE | OldBaseline
BCHA_AESO | Pteragen_Butte1 | R | Wind | 58 | TRUE | FALSE | OldBaseline
BCHA_AESO | Pteragen_Butte2 | R | Wind | 58 | TRUE | FALSE | OldBaseline
SDGE | PTLOMA_6_NTCCGN | F | Cogen | 2.58 | TRUE | FALSE | OldBaseline
PSCO | Pueblo_Airport_1 | T | CT | 90 | TRUE | FALSE | OldBaseline
PSCO | Pueblo_Airport_2 | T | CT | 90 | TRUE | FALSE | OldBaseline
PSCO | Pueblo_Airport_3_CC | F | CC | 99 | TRUE | FALSE | OldBaseline
PSCO | Pueblo_Airport_4_CC | F | CC | 99 | TRUE | FALSE | OldBaseline
PSCO | Pueblo_IC_1_5 | F | ICE | 10 | TRUE | FALSE | OldBaseline
PGE_Valley | PUTHCR_1_SOLAR1 | R | Solar_Fixed | 1.98 | TRUE | FALSE | OldBaseline
SCE | PVERDE_5_SCEDYN | N | Nuclear | 635 | TRUE | FALSE | OldBaseline
SCE | PWEST_1_UNIT | R | Wind | 2.1 | TRUE | FALSE | OldBaseline
IPCO | PwrCountyN | R | Wind | 21.6 | TRUE | FALSE | OldBaseline
IPCO | PwrCountyS | R | Wind | 21.6 | TRUE | FALSE | OldBaseline
PNM_EPE | Pyramid_1 | T | CT | 40.4 | TRUE | FALSE | OldBaseline
PNM_EPE | Pyramid_2 | T | CT | 40.4 | TRUE | FALSE | OldBaseline
PNM_EPE | Pyramid_3 | T | CT | 40.4 | TRUE | FALSE | OldBaseline
PNM_EPE | Pyramid_4 | T | CT | 40.4 | TRUE | FALSE | OldBaseline
BCHA_AESO | Quality_Wind_1 | R | Wind | 20.31 | TRUE | FALSE | OldBaseline
BCHA_AESO | Quality_Wind_2 | R | Wind | 20.31 | TRUE | FALSE | OldBaseline
BCHA_AESO | Quality_Wind_3 | R | Wind | 20.31 | TRUE | FALSE | OldBaseline
BCHA_AESO | Quality_Wind_4 | R | Wind | 20.31 | TRUE | FALSE | OldBaseline
BCHA_AESO | Quality_Wind_5 | R | Wind | 20.31 | TRUE | FALSE | OldBaseline
BCHA_AESO | Quality_Wind_6 | R | Wind | 20.31 | TRUE | FALSE | OldBaseline
BCHA_AESO | Quality_Wind_7 | R | Wind | 20.31 | TRUE | FALSE | OldBaseline
SCE | QUARANTINASTORAGE | S | Battery Storage | 10 | TRUE | FALSE | RDT
IPCO | Quartz_Solar | R | Solar_Fixed | 15 | TRUE | FALSE | OldBaseline
BCHA_AESO | Queenstown | T | CT | 141 | TRUE | FALSE | OldBaseline
PGE_Valley | RABBITBRUSHSOLAR | R | Solar_1Axis | 150 | TRUE | FALSE | RDT
PGE_Valley | RABBITBRUSHSTORAGE | S | Battery Storage | 20 | TRUE | FALSE | RDT
PGE_Valley | RACEWAYSOLAR | R | Solar_1Axis | 125 | TRUE | FALSE | RDT
PGE_Valley | RACEWAYSTORAGE | S | Battery Storage | 80 | TRUE | FALSE | RDT
PNM_EPE | Radar_Ridge | R | Wind | 82 | TRUE | FALSE | OldBaseline
IPCO | Raft_River1 | T | Geothermal | 18 | TRUE | FALSE | OldBaseline
IPCO | Railroad_Solar_Center | R | Solar_Fixed | 140 | TRUE | FALSE | OldBaseline
BCHA_AESO | Rainbow4_4 | T | CT | 45 | TRUE | FALSE | OldBaseline
BCHA_AESO | Rainbow5_5 | T | CT | 45 | TRUE | FALSE | OldBaseline
BCHA_AESO | Ralston_1 | T | CT | 20 | TRUE | FALSE | OldBaseline
BPAT | Rathdrum_1 | T | CT | 83.2 | TRUE | FALSE | OldBaseline
BPAT | Rathdrum_2 | T | CT | 83.2 | TRUE | FALSE | OldBaseline
BPAT | RathdrumCC_Total | F | CC | 291.6 | TRUE | FALSE | OldBaseline
SCE | RATSKE_2_NROSR1 | R | Solar_1Axis | 150 | TRUE | FALSE | OldBaseline
PSCO | Rawhide_1 | F | Coal | 280 | TRUE | FALSE | OldBaseline
PSCO | Rawhide_A | T | CT | 65 | TRUE | FALSE | OldBaseline
PSCO | Rawhide_B | T | CT | 70 | TRUE | FALSE | OldBaseline
PSCO | Rawhide_C | T | CT | 70 | TRUE | FALSE | OldBaseline
PSCO | Rawhide_D | T | CT | 70 | TRUE | FALSE | OldBaseline
PSCO | Rawhide_F | T | CT | 128 | TRUE | FALSE | OldBaseline
PSCO | Rawhide_PV | R | Solar_Fixed | 32.7 | TRUE | FALSE | OldBaseline
WACM | Ray_D_Nixon_1 | F | Coal | 208 | TRUE | FALSE | OldBaseline
WACM | Ray_D_Nixon_GT1 | T | CT | 27 | TRUE | FALSE | OldBaseline
WACM | Ray_D_Nixon_GT2 | T | CT | 27 | TRUE | FALSE | OldBaseline
SCE | RDWAY_1_CREST | R | Solar_1Axis | 6.5 | TRUE | FALSE | OldBaseline
LADWP | RE_BR1_26960_1 | R | Solar_Fixed | 61.1 | TRUE | FALSE | OldBaseline
SCE | RE_Gaskell_West_3 | R | Solar_1Axis | 20 | TRUE | FALSE | OldBaseline
SCE | RE_Gaskell_West_4 | R | Solar_1Axis | 20 | TRUE | FALSE | OldBaseline
SCE | RE_Gaskell_West_5 | R | Solar_1Axis | 20 | TRUE | FALSE | OldBaseline
SCE | RECTOR_2_CREST | R | Solar_Fixed | 14 | TRUE | FALSE | OldBaseline
SCE | RECTOR_2_QF | F | Cogen | 17 | TRUE | FALSE | OldBaseline
SCE | RECTOR_2_TFDBM1 | F | Biogas | 0.8 | TRUE | FALSE | OldBaseline
SCE | RECTOR_7_TULARE | T | Biomass/Wood | 1.5 | TRUE | FALSE | OldBaseline
TEPC | Red_Horse_2_Solar | R | Solar_1Axis | 58.5 | TRUE | FALSE | OldBaseline
TEPC | Red_Horse_2_Wind | R | Wind | 30 | TRUE | FALSE | OldBaseline
TEPC | Red_Horse_3_Solar | R | Solar_1Axis | 30 | TRUE | FALSE | OldBaseline
PNM_EPE | Red_Mesa | R | Wind | 102 | TRUE | FALSE | OldBaseline
PGE_Valley | REDBLF_6_UNIT | F | ICE | 44 | TRUE | FALSE | OldBaseline
SMUD | Redding_Power_1 | T | CT | 17.03 | TRUE | FALSE | OldBaseline
SMUD | Redding_Power_2 | T | CT | 25.03 | TRUE | FALSE | OldBaseline
SMUD | Redding_Power_3 | T | CT | 25.03 | TRUE | FALSE | OldBaseline
SMUD | Redding_Power_CC | F | CC | 121 | TRUE | FALSE | OldBaseline
AZPS | Redhawk_CC1 | F | CC | 487.1 | TRUE | FALSE | OldBaseline
AZPS | Redhawk_CC2 | F | CC | 487.1 | TRUE | FALSE | OldBaseline
AZPS | Redhawk_CC3 | F | CC | 486.4 | TRUE | FALSE | OldBaseline
AZPS | Redhawk_CC4 | F | CC | 486.4 | TRUE | FALSE | OldBaseline
PACE | RedHillsSolar | R | Solar_Fixed | 80 | TRUE | FALSE | OldBaseline
SCE | REDMAN_2_SOLAR | R | Solar_Fixed | 3.75 | TRUE | FALSE | OldBaseline
SCE | REDMAN_6_AVSSR1 | R | Solar_Fixed | 3 | TRUE | FALSE | OldBaseline
BCHA_AESO | REDWATER_GT_1 | T | CT | 46 | TRUE | FALSE | OldBaseline
PGE_Valley | REEDLY_6_SOLAR | R | Solar_Fixed | 1.23 | TRUE | FALSE | OldBaseline
PNM_EPE | Reeves_1 | F | Steam | 44 | TRUE | FALSE | OldBaseline
PNM_EPE | Reeves_2 | F | Steam | 44 | TRUE | FALSE | OldBaseline
PNM_EPE | Reeves_3 | F | Steam | 66 | TRUE | FALSE | OldBaseline
SCE | RENWD_1_QF | R | Wind | 10 | TRUE | FALSE | OldBaseline
PGE_Valley | REXFORDSOLAR | R | Solar_1Axis | 300 | TRUE | FALSE | RDT
PGE_Valley | REXFORDSTORAGE | S | Battery Storage | 180 | TRUE | FALSE | RDT
NEVP | Richard_Burdette_1 | T | Geothermal | 15 | TRUE | FALSE | OldBaseline
NEVP | Richard_Burdette_2 | T | Geothermal | 15 | TRUE | FALSE | OldBaseline
PGE_Bay | RICHMN_1_CHVSR2 | R | Solar_Fixed | 8.5 | TRUE | FALSE | OldBaseline
PGE_Bay | RICHMN_1_SOLAR | R | Solar_Fixed | 2 | TRUE | FALSE | OldBaseline
PGE_Bay | RICHMN_7_BAYENV | F | Biogas | 2.5 | TRUE | FALSE | OldBaseline
PSCO | Ridge_Crest | R | Wind | 29.7 | TRUE | FALSE | OldBaseline
NWMT_WAUW | RimRockEnergy | R | Wind | 189 | TRUE | FALSE | OldBaseline
PNM_EPE | Rio_Bravo | T | CT | 142 | TRUE | FALSE | OldBaseline
PNM_EPE | RioGrande8 | F | Steam | 142 | TRUE | FALSE | OldBaseline
PNM_EPE | RioGrande9 | T | CT | 87.9 | TRUE | FALSE | OldBaseline
SMUD | Ripon_1 | T | CT | 50 | TRUE | FALSE | OldBaseline
SMUD | Ripon_2 | T | CT | 50 | TRUE | FALSE | OldBaseline
BPAT | River_Road | F | CC | 248 | TRUE | FALSE | OldBaseline
PNM_EPE | Riverbend_LF1 | F | Biomass/Wood | 0.8 | TRUE | FALSE | OldBaseline
PNM_EPE | Riverbend_LF2 | F | Biomass/Wood | 0.8 | TRUE | FALSE | OldBaseline
PNM_EPE | Riverbend_LF3 | F | Biomass/Wood | 0.8 | TRUE | FALSE | OldBaseline
PNM_EPE | Riverbend_LF4 | F | Biomass/Wood | 0.8 | TRUE | FALSE | OldBaseline
PNM_EPE | Riverbend_LF5 | F | Biomass/Wood | 0.8 | TRUE | FALSE | OldBaseline
PNM_EPE | Riverbend_LF6 | F | Biomass/Wood | 0.8 | TRUE | FALSE | OldBaseline
SCE | RNDSBG_1_HZASR1 | R | Solar_1Axis | 3 | TRUE | FALSE | OldBaseline
PACE | Rock_River | R | Wind | 50 | TRUE | FALSE | OldBaseline
IPCO | RockCreekDairy1 | F | Biomass/Wood | 2 | TRUE | FALSE | OldBaseline
IPCO | RockCreekDairy2 | F | Biomass/Wood | 2 | TRUE | FALSE | OldBaseline
IPCO | Rockland | R | Wind | 80 | TRUE | FALSE | OldBaseline
IID | Rockwood_1 | T | CT | 25 | TRUE | FALSE | OldBaseline
IID | Rockwood_2 | T | CT | 25 | TRUE | FALSE | OldBaseline
PSCO | Rocky_Ford_1_5 | F | ICE | 10 | TRUE | FALSE | OldBaseline
PSCO | RockyMtn_CC | F | CC | 622 | TRUE | FALSE | OldBaseline
PACE | Rolling_Hills_1 | R | Wind | 99 | TRUE | FALSE | OldBaseline
BPAT | RooseveltBioCC_Total | F | Biomass/Wood | 26 | TRUE | FALSE | OldBaseline
BPAT | RooseveltBioIC | F | Biomass/Wood | 10.5 | TRUE | FALSE | OldBaseline
PACW | RoseburgBiomass | F | Biomass/Wood | 10 | TRUE | FALSE | OldBaseline
SMUD | Roseville_1 | T | CT | 25.6 | TRUE | FALSE | OldBaseline
SMUD | Roseville_2 | T | CT | 25.6 | TRUE | FALSE | OldBaseline
SDGE | ROSMDW_2_WIND1 | R | Wind | 140 | TRUE | FALSE | OldBaseline
SCE | ROSMND_6_SOLAR | R | Solar_Fixed | 3 | TRUE | FALSE | OldBaseline
PNM_EPE | Route_66_Solar_PV | R | Solar_1Axis | 50 | TRUE | FALSE | OldBaseline
SCE | RSMSLR_6_SOLAR1 | R | Solar_Fixed | 20 | TRUE | FALSE | OldBaseline
SCE | RSMSLR_6_SOLAR2 | R | Solar_Fixed | 20 | TRUE | FALSE | OldBaseline
SCE | RTEDDY_2_SC1SR3 | R | Solar_Fixed | 40 | TRUE | FALSE | BaselineReconcile
SCE | RTEDDY_2_SEBSR3 | R | Solar_Fixed | 56 | TRUE | FALSE | BaselineReconcile
SCE | RTEDDY_2_SEBSR4 | R | Solar_Fixed | 56 | TRUE | FALSE | BaselineReconcile
SCE | RTEDDY_2_SOLAR1 | R | Solar_Fixed | 54 | TRUE | FALSE | OldBaseline
SCE | RTEDDY_2_SOLAR2 | R | Solar_Fixed | 54 | TRUE | FALSE | OldBaseline
SCE | RTEDDY_2_SPASR4 | R | Solar_Fixed | 26 | TRUE | FALSE | BaselineReconcile
SCE | RTEDDY_2_SRXSR4 | R | Solar_Fixed | 14 | TRUE | FALSE | BaselineReconcile
SCE | RTREE_2_WIND1 | R | Wind | 79.2 | TRUE | FALSE | OldBaseline
SCE | RTREE_2_WIND2 | R | Wind | 19.8 | TRUE | FALSE | OldBaseline
SCE | RTREE_2_WIND3 | R | Wind | 99 | TRUE | FALSE | OldBaseline
IPCO | Rupert_Cgn | F | CC | 10.4 | TRUE | FALSE | OldBaseline
BCHA_AESO | Rupert_GT_1 | T | CT | 23 | TRUE | FALSE | OldBaseline
BCHA_AESO | Rupert_GT_2 | T | CT | 23 | TRUE | FALSE | OldBaseline
CFE | RUS_0_40 | R | Solar_Fixed | 41 | TRUE | FALSE | OldBaseline
PGE_Bay | RUSCTY_2_UNITS | F | CC | 620.5 | TRUE | FALSE | OldBaseline
PGE_Bay | RVRVEW_1_UNITA1 | T | CT | 47.6 | TRUE | FALSE | OldBaseline
SCE | RVSIDE_2_RERCU3 | T | CT | 48.5 | TRUE | FALSE | OldBaseline
SCE | RVSIDE_2_RERCU4 | T | CT | 48.5 | TRUE | FALSE | OldBaseline
SCE | RVSIDE_6_RERCU1 | T | CT | 48.35 | TRUE | FALSE | OldBaseline
SCE | RVSIDE_6_RERCU2 | T | CT | 48.5 | TRUE | FALSE | OldBaseline
SCE | RVSIDE_6_SOLAR1 | R | Solar_Fixed | 7.5 | TRUE | FALSE | OldBaseline
SCE | RVSIDE_6_SPRING | T | CT | 36 | TRUE | FALSE | OldBaseline
IPCO | Ryegrass | R | Wind | 23 | TRUE | FALSE | OldBaseline
PGE_Valley | S_RITA_6_SOLAR1 | R | Solar_Fixed | 1.5 | TRUE | FALSE | OldBaseline
PACE | Sage_Solar | R | Solar_Fixed | 57.6 | TRUE | FALSE | OldBaseline
BPAT | SagebrushWind | R | Wind | 100.8 | TRUE | FALSE | OldBaseline
AZPS | Saguaro_AZ_1 | T | CT | 62 | TRUE | FALSE | OldBaseline
AZPS | Saguaro_AZ_2 | T | CT | 79 | TRUE | FALSE | OldBaseline
NEVP | Saguaro_CC1 | F | CC | 105 | TRUE | FALSE | OldBaseline
PNM_EPE | Saguaro_CC2 | F | CC | 605.2 | TRUE | FALSE | OldBaseline
AZPS | Saguaro_GE1 | T | CT | 62 | TRUE | FALSE | OldBaseline
BCHA_AESO | SAIT_1 | T | CT | 5.5 | TRUE | FALSE | OldBaseline
PGE_Valley | SALIRV_2_UNIT | F | Cogen | 39 | TRUE | FALSE | OldBaseline
IPCO | Salmon_Falls | R | Wind | 22 | TRUE | FALSE | OldBaseline
NEVP | Salt_Wells_1_2 | T | Geothermal | 31 | TRUE | FALSE | OldBaseline
IID | Salton_Sea_4 | T | Geothermal | 42 | TRUE | FALSE | OldBaseline
IID | Salton_Sea_4 | T | Geothermal | -42 | TRUE | TRUE | OldBaseline
SCE | Salton_Sea_4_SCE | T | Geothermal | 42 | TRUE | TRUE | OldBaseline
IID | Salton_Sea_5 | T | Geothermal | 50 | TRUE | FALSE | OldBaseline
IID | Salton_Sea_Unit_2_G1 | T | Geothermal | 10 | TRUE | FALSE | OldBaseline
IID | Salton_Sea_Unit_2_G1 | T | Geothermal | -10 | TRUE | TRUE | OldBaseline
SMUD | Salton_Sea_Unit_2_G1_SMUD | T | Geothermal | 10 | TRUE | TRUE | OldBaseline
IID | Salton_Sea_Unit_2_G2 | T | Geothermal | 5 | TRUE | FALSE | OldBaseline
IID | Salton_Sea_Unit_2_G2 | T | Geothermal | -5 | TRUE | TRUE | OldBaseline
SMUD | Salton_Sea_Unit_2_G2_SMUD | T | Geothermal | 5 | TRUE | TRUE | OldBaseline
IID | Salton_Sea_Unit_2_G3 | T | Geothermal | 5 | TRUE | FALSE | OldBaseline
IID | Salton_Sea_Unit_2_G3 | T | Geothermal | -5 | TRUE | TRUE | OldBaseline
SMUD | Salton_Sea_Unit_2_G3_SMUD | T | Geothermal | 5 | TRUE | TRUE | OldBaseline
SDGE | SAMPSN_6_KELCO1 | T | Cogen | 25 | TRUE | FALSE | OldBaseline
NEVP | San_Emidio | T | Geothermal | 13.7 | TRUE | FALSE | OldBaseline
PSCO | San_Isabel_Solar | R | Solar_1Axis | 30.2 | TRUE | FALSE | OldBaseline
PNM_EPE | San_Juan_1 | F | Coal | 340 | TRUE | FALSE | OldBaseline
PNM_EPE | San_Juan_4 | F | Coal | 507 | TRUE | FALSE | OldBaseline
PNM_EPE | San_Juan_GT1 | T | CT | 46 | TRUE | FALSE | OldBaseline
PNM_EPE | San_Juan_GT2 | T | CT | 46 | TRUE | FALSE | OldBaseline
PSCO | San_Luis_Valley_PV | R | Solar_Fixed | 30 | TRUE | FALSE | OldBaseline
PGE_Bay | SANDHILLCWIND | R | Wind | 80 | TRUE | FALSE | RDT
SCE | SANDLT_2_SUNITS | R | Solar_Thermal | 275 | TRUE | FALSE | OldBaseline
PNM_EPE | Sandoval_County_PV | R | Solar_1Axis | 6.1 | TRUE | FALSE | OldBaseline
PGE_Valley | SANDRINISOL | R | Solar_1Axis | 100 | TRUE | FALSE | RDT
SRP | Sandstone_Solar | R | Solar_1Axis | 45 | TRUE | FALSE | OldBaseline
SCE | SANITR_6_UNITS | F | Biogas | 8 | TRUE | FALSE | OldBaseline
PGE_Valley | SANLOB_1_LNDFIL | F | Biogas | 1.5 | TRUE | FALSE | OldBaseline
PGE_Valley | SANLOB_1_OSFBM1 | F | Biogas | 0.853 | TRUE | FALSE | OldBaseline
SCE | Santa_Barbara_County_Public_Works_Department | F | Biogas | 2.274 | TRUE | FALSE | OldBaseline
PNM_EPE | Santa_Fe_Solar | R | Solar_1Axis | 7.6 | TRUE | FALSE | OldBaseline
SRP | Santan_1 | F | CC | 94 | TRUE | FALSE | OldBaseline
SRP | Santan_2 | F | CC | 94 | TRUE | FALSE | OldBaseline
SRP | Santan_3 | F | CC | 94 | TRUE | FALSE | OldBaseline
SRP | Santan_4 | F | CC | 94 | TRUE | FALSE | OldBaseline
SRP | Santan_5_CC | F | CC | 589.5 | TRUE | FALSE | OldBaseline
SRP | Santan_6_CC | F | CC | 281 | TRUE | FALSE | OldBaseline
PGE_Bay | SANTFG_7_UNITS | T | Geothermal | 92.1 | TRUE | FALSE | OldBaseline
SCE | SANTGO_2_LNDFL1 | F | Biogas | 19.6 | TRUE | FALSE | OldBaseline
SCE | SANTGO_2_MABBT1 | S | Battery Storage | 2 | TRUE | FALSE | OldBaseline
PNM_EPE | Santolina_Solar | R | Solar_1Axis | 7.6 | TRUE | FALSE | OldBaseline
SCE | SANWD_1_QF | R | Wind | 31 | TRUE | FALSE | OldBaseline
SCE | SAUGUS_6_QF | F | Cogen | 2.19 | TRUE | FALSE | OldBaseline
SCE | SAUGUS_7_CHIQCN | T | Biogas | 8 | TRUE | FALSE | OldBaseline
SCE | SAUGUS_7_LOPEZ | F | Biogas | 6.1 | TRUE | FALSE | OldBaseline
IPCO | SawtoothWind | R | Wind | 22 | TRUE | FALSE | OldBaseline
SCE | SBERDO_2_PSP3 | F | CC | 555 | TRUE | FALSE | OldBaseline
SCE | SBERDO_2_PSP4 | F | CC | 555 | TRUE | FALSE | OldBaseline
SCE | SBERDO_2_QF | F | Cogen | 10.6 | TRUE | FALSE | OldBaseline
SCE | SBERDO_2_REDLND | R | Solar_Fixed | 2 | TRUE | FALSE | OldBaseline
SCE | SBERDO_2_RTS005 | R | Solar_Fixed | 2.5 | TRUE | FALSE | OldBaseline
SCE | SBERDO_2_RTS007 | R | Solar_Fixed | 2.5 | TRUE | FALSE | OldBaseline
SCE | SBERDO_2_RTS011 | R | Solar_Fixed | 3.5 | TRUE | FALSE | OldBaseline
SCE | SBERDO_2_RTS013 | R | Solar_Fixed | 3.5 | TRUE | FALSE | OldBaseline
SCE | SBERDO_2_RTS016 | R | Solar_Fixed | 1.5 | TRUE | FALSE | OldBaseline
SCE | SBERDO_2_RTS048 | R | Solar_Fixed | 5 | TRUE | FALSE | OldBaseline
SMUD | SCACogen2GT | T | CT | 49 | TRUE | FALSE | OldBaseline
LADWP | Scattergood_4 | T | CT | 300 | TRUE | FALSE | OldBaseline
LADWP | Scattergood_5 | T | CT | 100 | TRUE | FALSE | OldBaseline
LADWP | Scattergood_6 | T | CT | 89 | TRUE | FALSE | OldBaseline
LADWP | Scattergood_7 | T | CT | 89 | TRUE | FALSE | OldBaseline
SCE | SCE Hoover Hydro | H | Hydro | 582.5983 | TRUE | FALSE | OldBaseline
SCE | SCE Hydro | H | Hydro | 956.3926 | TRUE | FALSE | OldBaseline
SCE | SCE_AP_I | C | DR | 62 | TRUE | FALSE | OldBaseline
SCE | SCE_BIP_15 | C | DR | 201 | TRUE | FALSE | OldBaseline
SCE | SCE_BIP_30 | C | DR | 688 | TRUE | FALSE | OldBaseline
SCE | SCE_CBP_DA | C | DR | 10 | TRUE | FALSE | OldBaseline
SCE | SCE_CBP_DO | C | DR | 26 | TRUE | FALSE | OldBaseline
SCE | SCE_RDT_EE | R | AAEE | 22.87 | TRUE | FALSE | RDT
SCE | SCE_SDP_Comm | C | DR | 14 | TRUE | FALSE | OldBaseline
SCE | SCE_SDP_Resd | C | DR | 168 | TRUE | FALSE | OldBaseline
PGE_Valley | SCHLTE_1_PL1X3 | T | CC | 328.9 | TRUE | FALSE | OldBaseline
PGE_Valley | SCHNDR_1_FIVPTS | R | Solar_Fixed | 15 | TRUE | FALSE | OldBaseline
PGE_Valley | SCHNDR_1_OS2BM2 | F | Biogas | 0.8 | TRUE | FALSE | OldBaseline
PGE_Valley | SCHNDR_1_WSTSDE | R | Solar_Fixed | 15 | TRUE | FALSE | OldBaseline
PNM_EPE | School_Section | R | Wind | 20 | TRUE | FALSE | OldBaseline
BCHA_AESO | ScotfordUpgdCC_Total | F | CC | 195 | TRUE | FALSE | OldBaseline
SDGE | SDGE_BIP | C | DR | 2 | TRUE | FALSE | OldBaseline
SDGE | SDGE_CBP_DA | C | DR | 0.1 | TRUE | FALSE | OldBaseline
SDGE | SDGE_CBP_DO | C | DR | 5 | TRUE | FALSE | OldBaseline
SDGE | SDGE_Summ_Sav_Resd | C | DR | 0.1 | TRUE | FALSE | OldBaseline
SDGE | SDGE_Summer_Saver_Com | C | DR | 0.1 | TRUE | FALSE | OldBaseline
SDGE | SDGEAC_Saver_DA_comm | C | DR | 0.1 | TRUE | FALSE | OldBaseline
SDGE | SDGEAC_Saver_DA_res | C | DR | 10 | TRUE | FALSE | OldBaseline
SDGE | SDGEAC_Saver_DO_comm | C | DR | 1 | TRUE | FALSE | OldBaseline
SDGE | SDGEAC_Saver_DO_res | C | DR | 2 | TRUE | FALSE | OldBaseline
IID | SDSU_GEN | R | Solar_Fixed | 7 | TRUE | FALSE | OldBaseline
NEVP | Searchlight | R | Solar_Fixed | 18.3 | TRUE | FALSE | OldBaseline
SCE | SEARLS_7_ARGUS | F | Cogen | 19 | TRUE | FALSE | OldBaseline
IID | Second_Imperial01_12 | T | Geothermal | 33 | TRUE | FALSE | OldBaseline
BCHA_AESO | SeeGen_1 | F | Biomass/Wood | 22 | TRUE | FALSE | OldBaseline
SCE | SEGS_1_SR2SL2 | R | Solar_Fixed | 20 | TRUE | FALSE | OldBaseline
PNM_EPE | SenecaSustainableEnergyProject | F | Biomass/Wood | 19.8 | TRUE | FALSE | OldBaseline
SCE | SENTNL_2_CTG1 | T | CT | 103.76 | TRUE | FALSE | OldBaseline
SCE | SENTNL_2_CTG2 | T | CT | 95.34 | TRUE | FALSE | OldBaseline
SCE | SENTNL_2_CTG3 | T | CT | 96.85 | TRUE | FALSE | OldBaseline
SCE | SENTNL_2_CTG4 | T | CT | 102.47 | TRUE | FALSE | OldBaseline
SCE | SENTNL_2_CTG5 | T | CT | 103.81 | TRUE | FALSE | OldBaseline
SCE | SENTNL_2_CTG6 | T | CT | 100.99 | TRUE | FALSE | OldBaseline
SCE | SENTNL_2_CTG7 | T | CT | 97.06 | TRUE | FALSE | OldBaseline
SCE | SENTNL_2_CTG8 | T | CT | 101.8 | TRUE | FALSE | OldBaseline
SDGE | SEPV_Boulevard_2 | R | Solar_1Axis | 2.9 | TRUE | FALSE | OldBaseline
PACE | SevenMileHill1 | R | Wind | 99 | TRUE | FALSE | OldBaseline
IPCO | SevenMileHill2 | R | Wind | 19.5 | TRUE | FALSE | OldBaseline
PACE | SevenSisters | R | Solar_Fixed | 20.2 | TRUE | FALSE | OldBaseline
IID | Seville_2 | R | Solar_1Axis | 32.5 | TRUE | FALSE | OldBaseline
PGE_Valley | SGREGY_6_SANGER | F | CC | 48.08 | TRUE | FALSE | OldBaseline
SCE | SHANDN_2_SBBBM1 | T | Biogas | 2.6 | TRUE | FALSE | OldBaseline
BCHA_AESO | SHCG1_1 | F | Cogen | 23 | TRUE | FALSE | OldBaseline
SCE | Sheep_Creek_Road_Solar_Generation_Facility_Project | R | Solar_Fixed | 3 | TRUE | FALSE | OldBaseline
BCHA_AESO | Sheerness_2_2_Gas | F | CC | 408 | TRUE | FALSE | OldBaseline
BCHA_AESO | Sheerness1_1_Gas | F | CC | 418.5 | TRUE | FALSE | OldBaseline
PGE_Bay | SHELRF_1_UNITS | F | CT | 27.71 | TRUE | FALSE | OldBaseline
BCHA_AESO | ShepardEnrgyCC_Total | F | CC | 870 | TRUE | FALSE | OldBaseline
BCHA_AESO | Sherritt_2_2 | T | CT | 3 | TRUE | FALSE | OldBaseline
BCHA_AESO | Sherritt_SOLAR3 | T | CT | 3.5 | TRUE | FALSE | OldBaseline
BCHA_AESO | Sherritt1_1 | T | CT | 3 | TRUE | FALSE | OldBaseline
PACE | Shute_Creek021A | T | CT | 35.79 | TRUE | FALSE | OldBaseline
PACE | Shute_Creek021B | T | CT | 35.79 | TRUE | FALSE | OldBaseline
PACE | Shute_Creek021C | T | CT | 36 | TRUE | FALSE | OldBaseline
SCE | SHUTLE_6_CREST | R | Solar_1Axis | 4 | TRUE | FALSE | OldBaseline
PGE_Valley | SIERRA_1_UNITS | T | CT | 52.43 | TRUE | FALSE | OldBaseline
PGE_Valley | SIERRASTORAGE | S | Battery Storage | 10 | TRUE | FALSE | RDT
WACM | Silver_Sage | R | Wind | 42 | TRUE | FALSE | OldBaseline
NEVP | Silver_State_North_1 | R | Solar_Fixed | 30 | TRUE | FALSE | OldBaseline
NEVP | Silver_State_North_2 | R | Solar_Fixed | 28 | TRUE | FALSE | OldBaseline
NEVP | Silverhawk_CC | F | CC | 566 | TRUE | FALSE | OldBaseline
IPCO | Simcoe_Solar | R | Solar_Fixed | 20 | TRUE | FALSE | OldBaseline
IPCO | Simplot_Leasing | F | Steam | 15.9 | TRUE | FALSE | OldBaseline
BPAT | SimpsonTacoma | F | Biomass/Wood | 64 | TRUE | FALSE | OldBaseline
PGE_Valley | SISQUC_1_SMARIA | F | Biogas | 1.42 | TRUE | FALSE | OldBaseline
PGE_Valley | SKERN_6_SOLAR1 | R | Solar_Fixed | 20 | TRUE | FALSE | OldBaseline
PGE_Valley | SKERN_6_SOLAR2 | R | Solar_Fixed | 10 | TRUE | FALSE | OldBaseline
BCHA_AESO | Skookumchuk | F | Biomass/Wood | 51.3 | TRUE | FALSE | OldBaseline
PGE_Valley | Slate_1_2 | R | Solar_1Axis | 150 | TRUE | FALSE | OldBaseline
PGE_Valley | Slate_Stanford | R | Solar_1Axis | 63 | TRUE | FALSE | OldBaseline
PGE_Valley | SLATESTORAGE | S | Battery Storage | 45 | TRUE | FALSE | RDT
BCHA_AESO | SlaveLakePulp | F | Biomass/Wood | 9 | TRUE | FALSE | OldBaseline
SDGE | SLRMS3_2_SRMSR1 | R | Solar_Fixed | 250 | TRUE | FALSE | OldBaseline
PGE_Valley | SLST13_2_SOLAR1 | R | Solar_Fixed | 107.6 | TRUE | FALSE | OldBaseline
SCE | SLSTR1_2_SOLAR1 | R | Solar_Fixed | 310 | TRUE | FALSE | OldBaseline
SCE | SLSTR2_2_SOLAR2 | R | Solar_Fixed | 276 | TRUE | FALSE | OldBaseline
PGE_Valley | SLUISP_2_UNITS | S | PSH | 374.43 | TRUE | FALSE | OldBaseline
PGE_Valley | SMPRIP_1_SMPSON | T | Cogen | 46.05 | TRUE | FALSE | OldBaseline
SDGE | SMRCOS_6_LNDFIL | F | Biogas | 1.5 | TRUE | FALSE | OldBaseline
CFE | SMT_0_6 | R | Wind | 29.7 | TRUE | FALSE | OldBaseline
SMUD | SMUD Hydro | H | Hydro | 1175.358 | TRUE | FALSE | OldBaseline
PGE_Bay | SMUDGO_7_UNIT_1 | T | Geothermal | 53 | TRUE | FALSE | OldBaseline
PGE_Valley | SMYRNA_1_DL1SR1 | R | Solar_Fixed | 1 | TRUE | FALSE | OldBaseline
SCE | SNCLRA_2_HOWLNG | F | Biomass/Wood | 13 | TRUE | FALSE | OldBaseline
SCE | SNCLRA_2_SILBT1 | S | Battery Storage | 11 | TRUE | FALSE | RDT
SCE | SNCLRA_2_UNIT | F | Cogen | 27.5 | TRUE | FALSE | OldBaseline
SCE | SNCLRA_2_UNIT1 | T | Cogen | 27.8 | TRUE | FALSE | OldBaseline
SCE | SNCLRA_2_VESBT1 | S | Battery Storage | 100 | TRUE | FALSE | RDT
SCE | SNCLRA_6_OXGEN | F | Cogen | 48.5 | TRUE | FALSE | OldBaseline
SCE | SNCLRA_6_PROCGN | F | Cogen | 49.5 | TRUE | FALSE | OldBaseline
SCE | SNCLRA_6_QF | F | Cogen | 1.65 | TRUE | FALSE | OldBaseline
PGE_Bay | SNMALF_6_UNITS | F | Biogas | 5 | TRUE | FALSE | OldBaseline
IID | SNORA_2_SNRSLR | R | Solar_Fixed | 50 | TRUE | FALSE | OldBaseline
IID | SNORA_2_SNRSLR | R | Solar_Fixed | -50 | TRUE | TRUE | OldBaseline
SDGE | SNORA_2_SNRSLR_SDGE | R | Solar_Fixed | 50 | TRUE | TRUE | OldBaseline
AZPS | Snowflake_White_Mtn | F | Biomass/Wood | 16 | TRUE | FALSE | OldBaseline
BCHA_AESO | SODER_W1_1 | R | Wind | 34.5 | TRUE | FALSE | OldBaseline
BCHA_AESO | SODER_W2_1 | R | Wind | 34.5 | TRUE | FALSE | OldBaseline
IID | SOL_GEN | R | Solar_Fixed | 20 | TRUE | FALSE | OldBaseline
AZPS | Solana_1 | R | Solar_Thermal | 140 | TRUE | FALSE | OldBaseline
AZPS | Solana_2 | R | Solar_Thermal | 140 | TRUE | FALSE | OldBaseline
PGE_Valley | SONRISASOLAR | R | Solar_1Axis | 100 | TRUE | FALSE | RDT
PGE_Valley | SONRISASTORAGE | S | Battery Storage | 30 | TRUE | FALSE | RDT
PNM_EPE | SoTreatmentCC_Total | F | Biomass/Wood | 8 | TRUE | FALSE | OldBaseline
BPAT | South_Hurlburt_Wind | R | Wind | 145 | TRUE | FALSE | OldBaseline
NWMT_WAUW | South_Peak_Wind | R | Wind | 80 | TRUE | FALSE | OldBaseline
WALC | South_Point_CC | F | CC | 550 | TRUE | FALSE | OldBaseline
PNM_EPE | South_Valley | R | Solar_1Axis | 7.6 | TRUE | FALSE | OldBaseline
SMUD | SPA_Cogen_3_CC | F | CC | 157 | TRUE | FALSE | OldBaseline
PACE | SpanishForkWind2 | R | Wind | 19 | TRUE | FALSE | OldBaseline
PGE_Valley | SPBURN_2_UNIT_1 | F | Biomass/Wood | 22 | TRUE | FALSE | OldBaseline
NEVP | Spectrum | R | Solar_Fixed | 30 | TRUE | FALSE | OldBaseline
PGE_Valley | SPI_LI_2_UNIT_1 | F | Biomass/Wood | 17.2 | TRUE | FALSE | OldBaseline
PGE_Valley | SPIAND_1_ANDSN2 | F | Biomass/Wood | 27.15 | TRUE | FALSE | OldBaseline
PGE_Valley | SPIFBD_1_PL1X2 | F | Cogen | 7.5 | TRUE | FALSE | OldBaseline
PSCO | Spindle_Hill_1 | T | CT | 154 | TRUE | FALSE | OldBaseline
PSCO | Spindle_Hill_2 | T | CT | 154 | TRUE | FALSE | OldBaseline
NWMT_WAUW | Spion_Kop | R | Wind | 40 | TRUE | FALSE | OldBaseline
BPAT | Spokane1 | F | Biomass/Wood | 26 | TRUE | FALSE | OldBaseline
PGE_Valley | SPQUIN_6_SRPCQU | F | Biomass/Wood | 24 | TRUE | FALSE | OldBaseline
SCE | SPRGVL_2_CREST | R | Solar_Fixed | 14 | TRUE | FALSE | OldBaseline
SCE | SPRGVL_2_QF | F | Cogen | 0.18 | TRUE | FALSE | OldBaseline
PSCO | Spring_Canyon_1 | R | Wind | 60 | TRUE | FALSE | OldBaseline
PSCO | Spring_Canyon_2_3 | R | Wind | 60 | TRUE | FALSE | OldBaseline
NEVP | Spring_Valley_Wind | R | Wind | 150 | TRUE | FALSE | OldBaseline
LADWP | Springbok_1 | R | Solar_1Axis | 108 | TRUE | FALSE | OldBaseline
LADWP | Springbok_2 | R | Solar_1Axis | 165 | TRUE | FALSE | OldBaseline
LADWP | Springbok_3 | R | Solar_1Axis | 90 | TRUE | FALSE | OldBaseline
TEPC | Springerville_1 | F | Coal | 387 | TRUE | FALSE | OldBaseline
TEPC | Springerville_2 | F | Coal | 406 | TRUE | FALSE | OldBaseline
TEPC | Springerville_3 | F | Coal | 417 | TRUE | FALSE | OldBaseline
TEPC | Springerville_4 | F | Coal | 415 | TRUE | FALSE | OldBaseline
BCHA_AESO | Sprott_FortGT_2 | T | CT | 20 | TRUE | FALSE | OldBaseline
BCHA_AESO | Squamish | F | Biomass/Wood | 1.4 | TRUE | FALSE | OldBaseline
PGE_Bay | SRINTL_6_UNIT | T | Cogen | 6.9 | TRUE | FALSE | OldBaseline
PNM_EPE | ST_DIST_PV | R | Solar_1Axis | 20 | TRUE | FALSE | OldBaseline
SCE | STANTN_2_STAGT1 | T | CT | 50 | TRUE | FALSE | BaselineReconcile
SCE | STANTN_2_STAGT2 | T | CT | 50 | TRUE | FALSE | BaselineReconcile
BPAT | Stanton_1 | R | Solar_Fixed | 0.31 | TRUE | FALSE | OldBaseline
BPAT | Star_Point_Wind | R | Wind | 98.7 | TRUE | FALSE | OldBaseline
BPAT | Stateline | R | Wind | 100 | TRUE | FALSE | OldBaseline
PGE_Bay | STAUFF_1_UNIT | T | Cogen | 4.6 | TRUE | FALSE | OldBaseline
NEVP | Steamboat_2_1 | T | Geothermal | 11.3 | TRUE | FALSE | OldBaseline
NEVP | Steamboat_2_2 | T | Geothermal | 11.3 | TRUE | FALSE | OldBaseline
NEVP | Steamboat_3_1 | T | Geothermal | 11.3 | TRUE | FALSE | OldBaseline
NEVP | Steamboat_3_2 | T | Geothermal | 11.3 | TRUE | FALSE | OldBaseline
PACE | STEVENS_SOL | R | Solar_Fixed | 79.2 | TRUE | FALSE | OldBaseline
PGE_Valley | STIGCT_2_LODI | T | CT | 49.5 | TRUE | FALSE | OldBaseline
NEVP | Stillwater_Geo_1 | T | Geothermal | 11.2 | TRUE | FALSE | OldBaseline
NEVP | Stillwater_Geo_2 | T | Geothermal | 11.2 | TRUE | FALSE | OldBaseline
NEVP | Stillwater_Geo_3 | T | Geothermal | 11.2 | TRUE | FALSE | OldBaseline
NEVP | Stillwater_Geo_4 | T | Geothermal | 11.2 | TRUE | FALSE | OldBaseline
PGE_Valley | STNRES_1_UNIT | F | Biomass/Wood | 19.9 | TRUE | FALSE | OldBaseline
PGE_Bay | STOILS_1_UNITS | F | Cogen | 56.2 | TRUE | FALSE | OldBaseline
SCE | STRAUSSWIND | R | Wind | 99 | TRUE | FALSE | RDT
PGE_Valley | STROUD_6_SOLAR | R | Solar_Fixed | 20 | TRUE | FALSE | OldBaseline
PGE_Valley | STROUD_6_WWHSR1 | R | Solar_Fixed | 1.5 | TRUE | FALSE | OldBaseline
BPAT | SumasPowerCC_Total | F | CC | 139.2 | TRUE | FALSE | OldBaseline
BCHA_AESO | SummerviewG1 | R | Wind | 41.4 | TRUE | FALSE | OldBaseline
BCHA_AESO | SummerviewG2 | R | Wind | 27 | TRUE | FALSE | OldBaseline
BCHA_AESO | SummerviewG3 | R | Wind | 45 | TRUE | FALSE | OldBaseline
BCHA_AESO | SummerviewG4 | R | Wind | 18 | TRUE | FALSE | OldBaseline
BCHA_AESO | SummitG1 | T | CT | 48 | TRUE | FALSE | OldBaseline
BCHA_AESO | SummitG2 | T | CT | 48 | TRUE | FALSE | OldBaseline
BCHA_AESO | SummitG3 | T | CT | 48 | TRUE | FALSE | OldBaseline
PGE_Bay | SUMMITWIND | R | Wind | 56.2 | TRUE | FALSE | RDT
PGE_Valley | SUMWHT_6_SWSSR1 | R | Solar_Fixed | 18.5 | TRUE | FALSE | OldBaseline
SCE | Sun_Edison_Victorville_Solar | R | Solar_1Axis | 10 | TRUE | FALSE | OldBaseline
BCHA_AESO | Suncor1 | F | Cogen | 34.4 | TRUE | FALSE | OldBaseline
BCHA_AESO | Suncor2 | F | Cogen | 31.4 | TRUE | FALSE | OldBaseline
AZPS | Sundance_AZ_01 | T | CT | 44 | TRUE | FALSE | OldBaseline
AZPS | Sundance_AZ_02 | T | CT | 44 | TRUE | FALSE | OldBaseline
AZPS | Sundance_AZ_03 | T | CT | 44 | TRUE | FALSE | OldBaseline
AZPS | Sundance_AZ_04 | T | CT | 44 | TRUE | FALSE | OldBaseline
AZPS | Sundance_AZ_05 | T | CT | 44 | TRUE | FALSE | OldBaseline
AZPS | Sundance_AZ_06 | T | CT | 44 | TRUE | FALSE | OldBaseline
AZPS | Sundance_AZ_07 | T | CT | 44 | TRUE | FALSE | OldBaseline
AZPS | Sundance_AZ_08 | T | CT | 44 | TRUE | FALSE | OldBaseline
AZPS | Sundance_AZ_09 | T | CT | 44 | TRUE | FALSE | OldBaseline
AZPS | Sundance_AZ_10 | T | CT | 44 | TRUE | FALSE | OldBaseline
BCHA_AESO | SundanceAB3_Gas | F | Steam | 353 | TRUE | FALSE | OldBaseline
BCHA_AESO | SundanceAB4_Gas | F | Steam | 406 | TRUE | FALSE | OldBaseline
BCHA_AESO | SundanceAB5_Gas | F | Steam | 406 | TRUE | FALSE | OldBaseline
BCHA_AESO | SundanceAB6_Gas | F | Steam | 401 | TRUE | FALSE | OldBaseline
TEPC | Sundt_RICE_01 | F | ICE | 18.9 | TRUE | FALSE | OldBaseline
TEPC | Sundt_RICE_02 | F | ICE | 18.9 | TRUE | FALSE | OldBaseline
TEPC | Sundt_RICE_03 | F | ICE | 18.9 | TRUE | FALSE | OldBaseline
TEPC | Sundt_RICE_04 | F | ICE | 18.9 | TRUE | FALSE | OldBaseline
TEPC | Sundt_RICE_05 | F | ICE | 18.9 | TRUE | FALSE | OldBaseline
TEPC | Sundt_RICE_06 | F | ICE | 18.9 | TRUE | FALSE | OldBaseline
TEPC | Sundt_RICE_07 | F | ICE | 18.9 | TRUE | FALSE | OldBaseline
TEPC | Sundt_RICE_08 | F | ICE | 18.9 | TRUE | FALSE | OldBaseline
TEPC | Sundt_RICE_09 | F | ICE | 18.9 | TRUE | FALSE | OldBaseline
TEPC | Sundt_RICE_10 | F | ICE | 18.9 | TRUE | FALSE | OldBaseline
PSCO | SunE_Alamosa | R | Solar_Fixed | 9 | TRUE | FALSE | OldBaseline
PACE | Sunnyside_Cgn | F | Coal | 58.103 | TRUE | FALSE | OldBaseline
PGE_Valley | SUNRIS_2_PL1X3 | F | CC | 586.02 | TRUE | FALSE | OldBaseline
PGE_Valley | SUNSET_2_UNITS | T | Cogen | 248 | TRUE | FALSE | OldBaseline
SCE | SUNSHN_2_LNDFL | T | Biogas | 20 | TRUE | FALSE | OldBaseline
SCE | SUNSLR_1_SSVSR1 | R | Solar_Fixed | 100 | TRUE | FALSE | OldBaseline
SCE | SUNSPT_2_WNASR1 | R | Solar_1Axis | 20 | TRUE | FALSE | OldBaseline
SCE | SUNST2_5_SS2SR1 | R | Solar_Fixed | 150 | TRUE | FALSE | RDT
AZPS | SUNSTR_5_SS1SCEDYN | R | Solar_Fixed | 150 | TRUE | FALSE | BaselineReconcile
PGE_Valley | SUTTER_2_CISO | F | CC | 275 | TRUE | FALSE | BaselineReconcile
SMUD | SutterEnergyCC_Total | F | CC | 250 | TRUE | FALSE | OldBaseline
BCHA_AESO | SwanHillsSagCC | F | CC | 75 | TRUE | FALSE | OldBaseline
BCHA_AESO | SwanHillsSagCT | T | CT | 344 | TRUE | FALSE | OldBaseline
PNM_EPE | SwaukValleyRanchWind | R | Wind | 4.3 | TRUE | FALSE | OldBaseline
PACE | SWEETWATER | R | Solar_Fixed | 80 | TRUE | FALSE | OldBaseline
PGE_Valley | SWIFT_1_NAS | S | Battery Storage | 4.8 | TRUE | FALSE | OldBaseline
SCE | SYCAMR_2_UNIT_1 | T | Cogen | 85 | TRUE | FALSE | OldBaseline
SCE | SYCAMR_2_UNIT_2 | T | CT | 80 | TRUE | FALSE | OldBaseline
SCE | SYCAMR_2_UNIT_3 | F | Cogen | 85 | TRUE | FALSE | OldBaseline
SCE | SYCAMR_2_UNIT_4 | T | CT | 80 | TRUE | FALSE | OldBaseline
BCHA_AESO | SyncrudeCC_Total | F | Cogen | 528.2 | TRUE | FALSE | OldBaseline
BCHA_AESO | TABER_WG1_1 | R | Wind | 40 | TRUE | FALSE | OldBaseline
BCHA_AESO | TABER_WG2_2 | R | Wind | 40 | TRUE | FALSE | OldBaseline
IPCO | Tamarack | F | Biomass/Wood | 5 | TRUE | FALSE | OldBaseline
PGE_Valley | TANHIL_6_SOLART | R | Solar_Fixed | 17 | TRUE | FALSE | OldBaseline
BCHA_AESO | TaylorWind1_1 | R | Wind | 1.01 | TRUE | FALSE | OldBaseline
BCHA_AESO | TaylorWind2_2 | R | Wind | 1.01 | TRUE | FALSE | OldBaseline
BCHA_AESO | TaylorWind3_3 | R | Wind | 1.01 | TRUE | FALSE | OldBaseline
NEVP | Techren_V | R | Solar_1Axis | 26 | TRUE | FALSE | OldBaseline
SCE | TEHAPI_2_PW1WD1 | R | Wind | 46 | TRUE | FALSE | BaselineReconcile
SCE | TEHAPI_2_PW2WD2 | R | Wind | 14.4 | TRUE | FALSE | BaselineReconcile
SCE | TEHAPI_2_WIND1 | R | Wind | 14.89 | TRUE | FALSE | OldBaseline
SCE | TEHAPI_2_WIND2 | R | Wind | 21.24 | TRUE | FALSE | OldBaseline
SCE | TENGEN_2_PL1X2 | T | Cogen | 40.2 | TRUE | FALSE | OldBaseline
SDGE | TERMEX_2_PL1X3 | F | CC | 593 | TRUE | FALSE | OldBaseline
PGE_Valley | TESLA_1_QF | F | Cogen | 2 | TRUE | FALSE | OldBaseline
PACE | TesoroCgn1 | T | CT | 12.5 | TRUE | FALSE | OldBaseline
PACE | TesoroCgn2 | T | CT | 12.5 | TRUE | FALSE | OldBaseline
PNM_EPE | TesoroICs | F | ICE | 18 | TRUE | FALSE | OldBaseline
SCE | ThermoNo1_2 | T | Geothermal | 14 | TRUE | FALSE | OldBaseline
IPCO | ThousandSprings | R | Wind | 12 | TRUE | FALSE | OldBaseline
SCE | Three_Mile_Canyon | R | Wind | 9.9 | TRUE | FALSE | OldBaseline
IPCO | Thunderegg_Solar | R | Solar_Fixed | 140 | TRUE | FALSE | OldBaseline
TID | TIDC Hydro | H | Hydro | 125.039 | TRUE | FALSE | OldBaseline
PGE_Bay | TIDWTR_2_UNITS | F | CT | 11.19 | TRUE | FALSE | OldBaseline
SCE | TIFFNY_1_DILLON | R | Wind | 45 | TRUE | FALSE | OldBaseline
IID | TITANS_2_TTSSR1 | R | Solar_1Axis | 70 | TRUE | FALSE | BaselineReconcile
PGE_Valley | TMPLTN_2_SOLAR | R | Solar_Fixed | 1.5 | TRUE | FALSE | OldBaseline
PNM_EPE | ToledoMill1 | F | Biomass/Wood | 15 | TRUE | FALSE | OldBaseline
PGE_Bay | TOPAZ_2_SOLAR | R | Solar_Fixed | 550 | TRUE | FALSE | OldBaseline
PACE | TopoftheWorld | R | Wind | 200.2 | TRUE | FALSE | OldBaseline
SCE | TORTLA_1_SOLAR | R | Solar_Fixed | 20 | TRUE | FALSE | OldBaseline
BCHA_AESO | Total_Joslyn_1 | T | CT | 85 | TRUE | FALSE | OldBaseline
NEVP | Tracy_NV_CC1 | F | CC | 110.2 | TRUE | FALSE | OldBaseline
NEVP | Tracy_NV_CC2 | F | CC | 530 | TRUE | FALSE | OldBaseline
PGE_Valley | TRANQUILITYSTORAGE | S | Battery Storage | 72 | TRUE | FALSE | RDT
PGE_Valley | TRNQL8_2_AMASR1 | R | Solar_Fixed | 20 | TRUE | FALSE | OldBaseline
PGE_Valley | TRNQL8_2_AZUSR1 | R | Solar_Fixed | 20 | TRUE | FALSE | OldBaseline
PGE_Valley | TRNQL8_2_ROJSR1 | R | Solar_Fixed | 100 | TRUE | FALSE | OldBaseline
PGE_Valley | TRNQL8_2_VERSR1 | R | Solar_Fixed | 60 | TRUE | FALSE | OldBaseline
PGE_Valley | TRNQLT_2_SOLAR | R | Solar_Fixed | 200 | TRUE | FALSE | OldBaseline
SCE | TRNSWD_1_QF | R | Wind | 38.97 | TRUE | FALSE | OldBaseline
IPCO | TuanaGulch | R | Wind | 10.5 | TRUE | FALSE | OldBaseline
IPCO | TuanaSprings | R | Wind | 35.7 | TRUE | FALSE | OldBaseline
PortlandGE | Tucannon_River_Wind | R | Wind | 9 | TRUE | FALSE | OldBaseline
SCE | TULARE_2_TULBM1 | F | Biogas | 3 | TRUE | FALSE | OldBaseline
SDGE | TULEWD_1_TULWD1 | R | Wind | 127.6 | TRUE | FALSE | OldBaseline
BCHA_AESO | Tumbler_Ridge1 | R | Wind | 10.5 | TRUE | FALSE | OldBaseline
BCHA_AESO | Tumbler_Ridge2 | R | Wind | 11.2 | TRUE | FALSE | OldBaseline
BCHA_AESO | Tumbler_Ridge3 | R | Wind | 4.8 | TRUE | FALSE | OldBaseline
BCHA_AESO | Tumbler_Ridge4 | R | Wind | 19.2 | TRUE | FALSE | OldBaseline
BCHA_AESO | Tumbler_Ridge5 | R | Wind | 1.5 | TRUE | FALSE | OldBaseline
NEVP | TUNGSTEN_P1 | T | Geothermal | 43.5 | TRUE | FALSE | OldBaseline
BPAT | Tuolumne_Wind | R | Wind | 68.3 | TRUE | FALSE | OldBaseline
PGE_Valley | TUPMAN_1_BIOGAS | F | Biogas | 0.6 | TRUE | FALSE | OldBaseline
NEVP | TURQ_GEN | R | Solar_Fixed | 61 | TRUE | FALSE | OldBaseline
NEVP | Tuscarora_G9200 | T | Geothermal | 12 | TRUE | FALSE | OldBaseline
NEVP | Tuscarora_G9201 | T | Geothermal | 12 | TRUE | FALSE | OldBaseline
PSCO | Twin_Buttes_1 | R | Wind | 75 | TRUE | FALSE | OldBaseline
PSCO | Twin_Buttes_2 | R | Wind | 76 | TRUE | FALSE | OldBaseline
PGE_Valley | TWISSL_6_SOLAR | R | Solar_Fixed | 1.5 | TRUE | FALSE | OldBaseline
SCE | TWISSL_6_SOLAR1 | R | Solar_Fixed | 20 | TRUE | FALSE | OldBaseline
NWMT_WAUW | Two_Dot | R | Wind | 9.7 | TRUE | FALSE | OldBaseline
IPCO | Two_Ponds | R | Wind | 23 | TRUE | FALSE | OldBaseline
PGE_Valley | TX_ELK_6_SOLAR1 | R | Solar_Fixed | 1.5 | TRUE | FALSE | OldBaseline
SCE | TX-ELK_6_ECKSR2 | R | Solar_1Axis | 3 | TRUE | FALSE | OldBaseline
PGE_Valley | TXMCKT_6_UNIT | F | Cogen | 11.2 | TRUE | FALSE | OldBaseline
SMUD | UC_Davis_MC | F | CC | 27 | TRUE | FALSE | OldBaseline
PGE_Valley | ULTPCH_1_UNIT_1 | F | Biomass/Wood | 18 | TRUE | FALSE | OldBaseline
PGE_Valley | ULTPFR_1_UNIT_1 | F | Biomass/Wood | 24.3 | TRUE | FALSE | OldBaseline
PGE_Valley | ULTRCK_2_UNIT | F | Biomass/Wood | 24.4 | TRUE | FALSE | OldBaseline
PGE_Bay | UNCHEM_1_UNIT | F | Cogen | 19 | TRUE | FALSE | OldBaseline
PGE_Bay | UNOCAL_1_UNITS | T | CT | 0.07 | TRUE | FALSE | OldBaseline
PGE_Valley | UNVRSY_1_UNIT_1 | F | Cogen | 38 | TRUE | FALSE | OldBaseline
BCHA_AESO | UofA1 | F | Cogen | 16 | TRUE | FALSE | OldBaseline
BCHA_AESO | UofA2 | F | Cogen | 26 | TRUE | FALSE | OldBaseline
BCHA_AESO | UofC_Cgn1 | T | CT | 15 | TRUE | FALSE | OldBaseline
BPAT | UofOR_CC_Total | F | CC | 11 | TRUE | FALSE | OldBaseline
PACE | US_Magnesium1 | T | CT | 16 | TRUE | FALSE | OldBaseline
PACE | US_Magnesium2 | T | CT | 16 | TRUE | FALSE | OldBaseline
PACE | US_Magnesium3 | T | CT | 16 | TRUE | FALSE | OldBaseline
PGE_Bay | USWND2_1_WIND1 | R | Wind | 42.96 | TRUE | FALSE | OldBaseline
PGE_Bay | USWND2_1_WIND2 | R | Wind | 42.96 | TRUE | FALSE | OldBaseline
PGE_Bay | USWND2_1_WIND3 | R | Wind | 46 | TRUE | FALSE | OldBaseline
PGE_Bay | USWND4_2_UNIT2 | T | Biogas | 7.4 | TRUE | FALSE | OldBaseline
PGE_Bay | USWNDR_2_LABWD1 | R | Wind | 9 | TRUE | FALSE | BaselineReconcile
PGE_Bay | USWNDR_2_SMUD | R | Wind | 102.18 | TRUE | FALSE | OldBaseline
PGE_Bay | USWNDR_2_SMUD2 | R | Wind | 127.8 | TRUE | FALSE | OldBaseline
PGE_Bay | USWNDR_2_UNITS | R | Wind | 8 | TRUE | FALSE | OldBaseline
PGE_Bay | USWPJR_2_UNITS | R | Wind | 78.2 | TRUE | FALSE | OldBaseline
IID | V2_GEN | R | Solar_Fixed | 3.1 | TRUE | FALSE | OldBaseline
IID | V3_GEN | R | Solar_Fixed | 3.1 | TRUE | FALSE | OldBaseline
PGE_Valley | VACADX_1_NAS | S | Battery Storage | 1.85 | TRUE | FALSE | OldBaseline
PGE_Valley | VACADX_1_SOLAR | R | Solar_Fixed | 2.5 | TRUE | FALSE | OldBaseline
PGE_Valley | VACADX_1_UNITA1 | T | CT | 50.61 | TRUE | FALSE | OldBaseline
SCE | VALCNTR_22870_DG | R | Solar_Fixed | 14.5 | TRUE | FALSE | OldBaseline
IPCO | Vale_Solar__OR_ | R | Solar_Fixed | 140 | TRUE | FALSE | OldBaseline
IPCO | Vale_Solar_2 | R | Solar_Fixed | 3 | TRUE | FALSE | OldBaseline
TEPC | Valencia_AZ_1 | T | CT | 14 | TRUE | FALSE | OldBaseline
TEPC | Valencia_AZ_2 | T | CT | 14 | TRUE | FALSE | OldBaseline
TEPC | Valencia_AZ_3 | T | CT | 14 | TRUE | FALSE | OldBaseline
TEPC | Valencia_AZ_4 | T | CT | 21 | TRUE | FALSE | OldBaseline
PNM_EPE | Valencia_NM_1 | T | CT | 145 | TRUE | FALSE | OldBaseline
IPCO | ValeSolar_3 | R | Solar_Fixed | 3 | TRUE | FALSE | OldBaseline
SCE | VALLEY_5_RTS044 | R | Solar_Fixed | 8 | TRUE | FALSE | OldBaseline
SCE | VALLEY_5_SOLAR1 | R | Solar_Fixed | 1.49 | TRUE | FALSE | OldBaseline
SCE | VALLEY_5_SOLAR2 | R | Solar_Fixed | 20 | TRUE | FALSE | OldBaseline
LADWP | Valley_CC | F | CC | 529 | TRUE | FALSE | OldBaseline
LADWP | Valley_Unit_5 | T | CT | 47 | TRUE | FALSE | OldBaseline
SDGE | VALLEYCENTERSTORAGE1 | S | Battery Storage | 50 | TRUE | FALSE | RDT
SDGE | VALLEYCENTERSTORAGE2_1 | S | Battery Storage | 54 | TRUE | FALSE | RDT
BCHA_AESO | Valleyview1_1 | T | CT | 45 | TRUE | FALSE | OldBaseline
BCHA_AESO | Valleyview2_1 | T | CT | 45 | TRUE | FALSE | OldBaseline
PSCO | Valmont_6 | T | CT | 53 | TRUE | FALSE | OldBaseline
PSCO | Valmont_7 | T | CT | 37 | TRUE | FALSE | OldBaseline
PSCO | Valmont_8 | T | CT | 37 | TRUE | FALSE | OldBaseline
SCE | VALTNE_2_AVASR1 | R | Solar_1Axis | 100 | TRUE | FALSE | OldBaseline
PGE_Valley | Van_Der_Kooi_Dairy_Digester | F | Biogas | 0.8 | TRUE | FALSE | OldBaseline
BPAT | Van_Horn_1 | R | Solar_Fixed | 0.17 | TRUE | FALSE | OldBaseline
BCHA_AESO | Vancouver1 | F | Biomass/Wood | 1.6667 | TRUE | FALSE | OldBaseline
BCHA_AESO | Vancouver2 | F | Biomass/Wood | 1.6667 | TRUE | FALSE | OldBaseline
BCHA_AESO | Vancouver3 | F | Biomass/Wood | 1.6667 | TRUE | FALSE | OldBaseline
BCHA_AESO | Vancouver4 | F | Biomass/Wood | 1.85 | TRUE | FALSE | OldBaseline
BPAT | Vansycle_I | R | Wind | 25.1 | TRUE | FALSE | OldBaseline
PACW | Vansycle_II | R | Wind | 100 | TRUE | FALSE | OldBaseline
BPAT | Vansycle_OR | R | Wind | 119.46 | TRUE | FALSE | OldBaseline
BPAT | Vansycle_WA | R | Wind | 180.18 | TRUE | FALSE | OldBaseline
BPAT | Vantage | R | Wind | 96 | TRUE | FALSE | OldBaseline
IID | VEAVST_1_SOLAR | R | Solar_Fixed | 14.4 | TRUE | FALSE | OldBaseline
IID | VEAVST_1_SOLAR | R | Solar_Fixed | -14.4 | TRUE | TRUE | OldBaseline
SCE | VEAVST_1_SOLAR_SCE | R | Solar_Fixed | 14.4 | TRUE | TRUE | OldBaseline
PGE_Valley | VEDDER_1_SEKERN | T | Cogen | 34.47 | TRUE | FALSE | OldBaseline
PGE_Valley | VEGA_6_SOLAR1 | R | Solar_Fixed | 20 | TRUE | FALSE | OldBaseline
SCE | VENWD_1_WIND3 | R | Wind | 44.53 | TRUE | FALSE | OldBaseline
SCE | VERNON_6_GONZL1 | T | CT | 5.75 | TRUE | FALSE | OldBaseline
SCE | VERNON_6_GONZL2 | T | CT | 5.75 | TRUE | FALSE | OldBaseline
SCE | VERNON_6_MALBRG | F | CC | 134 | TRUE | FALSE | OldBaseline
SCE | VESTAL_2_RTS042 | R | Solar_Fixed | 5 | TRUE | FALSE | OldBaseline
SCE | VESTAL_2_SOLAR1 | R | Solar_Fixed | 20 | TRUE | FALSE | OldBaseline
SCE | VESTAL_2_SOLAR2 | R | Solar_Fixed | 14 | TRUE | FALSE | OldBaseline
SCE | VESTAL_2_UNIT1 | F | Cogen | 5 | TRUE | FALSE | OldBaseline
SCE | VESTAL_2_WELLHD | T | CT | 49 | TRUE | FALSE | OldBaseline
PNM_EPE | VI_MBUS_189201_1A | R | Solar_Fixed | 7.5 | TRUE | FALSE | OldBaseline
PNM_EPE | VI_MBUS_189203_1B | R | Solar_Fixed | 7.5 | TRUE | FALSE | OldBaseline
SCE | VICTOR_1_CREST | R | Solar_Fixed | 24.49 | TRUE | FALSE | OldBaseline
SCE | VICTOR_1_EXSLRA | R | Solar_Fixed | 2 | TRUE | FALSE | OldBaseline
SCE | VICTOR_1_EXSLRB | R | Solar_Fixed | 2 | TRUE | FALSE | OldBaseline
SCE | VICTOR_1_LVSLR1 | R | Solar_Fixed | 10 | TRUE | FALSE | OldBaseline
SCE | VICTOR_1_LVSLR2 | R | Solar_Fixed | 20 | TRUE | FALSE | OldBaseline
SCE | VICTOR_1_SLRHES | R | Solar_Fixed | 1.5 | TRUE | FALSE | OldBaseline
SCE | VICTOR_1_SOLAR1 | R | Solar_Fixed | 17.5 | TRUE | FALSE | OldBaseline
SCE | VICTOR_1_SOLAR2 | R | Solar_Fixed | 20 | TRUE | FALSE | OldBaseline
SCE | VICTOR_1_SOLAR3 | R | Solar_Fixed | 7 | TRUE | FALSE | OldBaseline
SCE | VICTOR_1_SOLAR4 | R | Solar_Fixed | 20 | TRUE | FALSE | OldBaseline
SCE | VICTOR_1_VDRYFA | R | Solar_Fixed | 5 | TRUE | FALSE | OldBaseline
SCE | VICTOR_1_VDRYFB | R | Solar_Fixed | 5 | TRUE | FALSE | OldBaseline
SCE | VINCNT_2_WESTWD | R | Wind | 59 | TRUE | FALSE | OldBaseline
SCE | VISTA_2_RIALTO | R | Solar_Fixed | 1 | TRUE | FALSE | OldBaseline
SCE | VISTA_2_RTS028 | R | Solar_Fixed | 3.5 | TRUE | FALSE | OldBaseline
SCE | VISTA_6_QF | F | Cogen | 0.18 | TRUE | FALSE | OldBaseline
PGE_Bay | VISTRA_5_DALBT1 | S | Battery Storage | 100 | TRUE | FALSE | BaselineReconcile
PGE_Bay | VISTRA_5_DALBT2 | S | Battery Storage | 100 | TRUE | FALSE | BaselineReconcile
PGE_Bay | VISTRA_5_DALBT3 | S | Battery Storage | 100 | TRUE | FALSE | BaselineReconcile
SDGE | VLCNTR_6_VCSLR | R | Solar_Fixed | 2.33 | TRUE | FALSE | OldBaseline
SDGE | VLCNTR_6_VCSLR1 | R | Solar_Fixed | 2.5 | TRUE | FALSE | OldBaseline
SDGE | VLCNTR_6_VCSLR2 | R | Solar_Fixed | 5 | TRUE | FALSE | OldBaseline
SCE | VOYAGR_2_VOAWD5 | R | Wind | 14.14 | TRUE | FALSE | RDT
SCE | VOYAGR_2_VOYWD1 | R | Wind | 128.91 | TRUE | FALSE | RDT
SCE | VOYAGR_2_VOYWD2 | R | Wind | 128.7 | TRUE | FALSE | OldBaseline
SCE | VOYAGR_2_VOYWD3 | R | Wind | 43.2 | TRUE | FALSE | OldBaseline
SCE | VOYAGR_2_VOYWD4 | R | Wind | 21.6 | TRUE | FALSE | OldBaseline
SDGE | VSTAES_6_VESBT1 | S | Battery Storage | 40 | TRUE | FALSE | OldBaseline
IID | Vulcan_1 | T | Geothermal | 38 | TRUE | FALSE | OldBaseline
IID | Vulcan_1 | T | Geothermal | -38 | TRUE | TRUE | OldBaseline
SCE | Vulcan_1_SCE | T | Geothermal | 38 | TRUE | TRUE | OldBaseline
IID | Vulcan_2 | T | Geothermal | 10.74 | TRUE | FALSE | OldBaseline
IID | Vulcan_2 | T | Geothermal | -10.74 | TRUE | TRUE | OldBaseline
SRP | Vulcan_2_SRP | T | Geothermal | 10.74 | TRUE | TRUE | OldBaseline
IID | Vulcan_Expander | T | Geothermal | 10.5 | TRUE | FALSE | OldBaseline
IID | Vulcan_Expander | T | Geothermal | -10.5 | TRUE | TRUE | OldBaseline
AZPS | Vulcan_Expander_AZPS | T | Geothermal | 10.5 | TRUE | TRUE | OldBaseline
WACM | WACM Hydro | H | Hydro | 469.763 | TRUE | FALSE | OldBaseline
WALC | Waddell_PS1 | S | PSH | 10.9 | TRUE | FALSE | OldBaseline
WALC | Waddell_PS3 | S | PSH | 10.9 | TRUE | FALSE | OldBaseline
WALC | Waddell_PS6 | S | PSH | 10.9 | TRUE | FALSE | OldBaseline
WALC | Waddell_PS7 | S | PSH | 10.9 | TRUE | FALSE | OldBaseline
PGE_Valley | WADHAM_6_UNIT | F | Biomass/Wood | 29.07 | TRUE | FALSE | OldBaseline
WALC | WALC Hydro | H | Hydro | 753.8147 | TRUE | FALSE | OldBaseline
SCE | WALCRK_2_CTG1 | T | CT | 96 | TRUE | FALSE | OldBaseline
SCE | WALCRK_2_CTG2 | T | CT | 96 | TRUE | FALSE | OldBaseline
SCE | WALCRK_2_CTG3 | T | CT | 96 | TRUE | FALSE | OldBaseline
SCE | WALCRK_2_CTG4 | T | CT | 96 | TRUE | FALSE | OldBaseline
SCE | WALCRK_2_CTG5 | T | CT | 96.65 | TRUE | FALSE | OldBaseline
TID | Walnut_1 | T | CT | 24.8 | TRUE | FALSE | OldBaseline
TID | Walnut_2 | T | CT | 24.8 | TRUE | FALSE | OldBaseline
SCE | WALNUT_2_SOLAR | R | Solar_Fixed | 1.5 | TRUE | FALSE | OldBaseline
SCE | WALNUT_6_HILLGEN | F | Biogas | 47 | TRUE | FALSE | OldBaseline
SCE | WALNUT_7_WCOVCT | T | Geothermal | 0.2 | TRUE | FALSE | OldBaseline
SCE | WALNUT_7_WCOVST | F | Biogas | 6.5 | TRUE | FALSE | OldBaseline
TID | Walnut_Energy_CC | F | CC | 286 | TRUE | FALSE | OldBaseline
BCHA_AESO | WATERTON_2_2 | T | CT | 4.9 | TRUE | FALSE | OldBaseline
BCHA_AESO | WATERTON1_1 | T | CT | 5.4 | TRUE | FALSE | OldBaseline
PGE_Valley | WAUKNA_1_SOLAR | R | Solar_Fixed | 20 | TRUE | FALSE | OldBaseline
PGE_Valley | WAUKNA_1_SOLAR2 | R | Solar_Fixed | 19.75 | TRUE | FALSE | OldBaseline
NEVP | WDAT1_1A | R | Solar_Fixed | 7.5 | TRUE | FALSE | OldBaseline
NEVP | WDAT1_1B | R | Solar_Fixed | 7.5 | TRUE | FALSE | OldBaseline
PGE_Valley | WEBER_6_FORWRD | F | Biogas | 4.2 | TRUE | FALSE | OldBaseline
BCHA_AESO | WeldwoodTG1 | F | Biomass/Wood | 19 | TRUE | FALSE | OldBaseline
BCHA_AESO | WeldwoodTG2 | F | Biomass/Wood | 29 | TRUE | FALSE | OldBaseline
BCHA_AESO | West_Cadotte_1 | T | CT | 32.8 | TRUE | FALSE | OldBaseline
BCHA_AESO | West_Cadotte_2 | T | CT | 3.1 | TRUE | FALSE | OldBaseline
BCHA_AESO | West_Cadotte_3 | T | CT | 3.1 | TRUE | FALSE | OldBaseline
AZPS | West_Phoenix_1B | F | CC | 95 | TRUE | FALSE | OldBaseline
AZPS | West_Phoenix_2B | F | CC | 95 | TRUE | FALSE | OldBaseline
AZPS | West_Phoenix_3B | F | CC | 95 | TRUE | FALSE | OldBaseline
AZPS | West_Phoenix_GT1 | T | CT | 50 | TRUE | FALSE | OldBaseline
AZPS | West_Phoenix_GT2 | T | CT | 50 | TRUE | FALSE | OldBaseline
PACE | West_Valley1 | T | CT | 39 | TRUE | FALSE | OldBaseline
PACE | West_Valley2 | T | CT | 39 | TRUE | FALSE | OldBaseline
PACE | West_Valley3 | T | CT | 39 | TRUE | FALSE | OldBaseline
PACE | West_Valley4 | T | CT | 39 | TRUE | FALSE | OldBaseline
PACE | West_Valley5 | T | CT | 39 | TRUE | FALSE | OldBaseline
NEVP | Western_A101 | F | ICE | 8.3 | TRUE | FALSE | OldBaseline
NEVP | Western_B102 | F | ICE | 8.3 | TRUE | FALSE | OldBaseline
NEVP | Western_B202 | F | ICE | 8.3 | TRUE | FALSE | OldBaseline
NEVP | Western_C102 | F | ICE | 8.3 | TRUE | FALSE | OldBaseline
NEVP | Western_C202 | F | ICE | 8.3 | TRUE | FALSE | OldBaseline
NEVP | Western_D101 | F | ICE | 8.3 | TRUE | FALSE | OldBaseline
NEVP | Western_E102 | F | ICE | 8.3 | TRUE | FALSE | OldBaseline
NEVP | Western_E202 | F | ICE | 8.3 | TRUE | FALSE | OldBaseline
NEVP | Western_F102 | F | ICE | 8.3 | TRUE | FALSE | OldBaseline
NEVP | Western_F202 | F | ICE | 8.3 | TRUE | FALSE | OldBaseline
NEVP | Western_G102 | F | ICE | 8.3 | TRUE | FALSE | OldBaseline
NEVP | Western_G202 | F | ICE | 8.3 | TRUE | FALSE | OldBaseline
NEVP | Western_H102 | F | ICE | 8.3 | TRUE | FALSE | OldBaseline
NEVP | Western_H202 | F | ICE | 8.3 | TRUE | FALSE | OldBaseline
PGE_Valley | WESTLANDSSOLAR | R | Solar_1Axis | 19.88 | TRUE | FALSE | RDT
BCHA_AESO | WESTLOCKG1_1 | F | Biomass/Wood | 16.9 | TRUE | FALSE | OldBaseline
AZPS | WestPhoenix_CC4 | F | CC | 118.8 | TRUE | FALSE | OldBaseline
AZPS | WestPhoenix_CC5 | F | CC | 515.6 | TRUE | FALSE | OldBaseline
BCHA_AESO | WEY_13G1 | F | Biomass/Wood | 24 | TRUE | FALSE | OldBaseline
BCHA_AESO | WEY_13T1 | F | Biomass/Wood | 18 | TRUE | FALSE | OldBaseline
BCHA_AESO | WeyerhaeuserBio | F | Biomass/Wood | 15 | TRUE | FALSE | OldBaseline
BPAT | WeyerhaeuserWA2 | F | Biomass/Wood | 7.8 | TRUE | FALSE | OldBaseline
BPAT | WeyerhaeuserWA4 | F | Biomass/Wood | 4 | TRUE | FALSE | OldBaseline
BPAT | WeyerhaeuserWA5 | F | Biomass/Wood | 37.2 | TRUE | FALSE | OldBaseline
PGE_Valley | WFRESN_1_SOLAR | R | Solar_Fixed | 1.5 | TRUE | FALSE | OldBaseline
BPAT | Wheat_Field | R | Wind | 96.6 | TRUE | FALSE | OldBaseline
PGE_Valley | WHEATL_6_LNDFIL | F | Biogas | 3.55 | TRUE | FALSE | OldBaseline
BPAT | WhistlingRidge1 | R | Wind | 70 | TRUE | FALSE | OldBaseline
BPAT | White_Creek1 | R | Wind | 102.35 | TRUE | FALSE | OldBaseline
BPAT | White_Creek2 | R | Wind | 102.35 | TRUE | FALSE | OldBaseline
BCHA_AESO | WHITECOURT_CGN | F | Biomass/Wood | 23 | TRUE | FALSE | OldBaseline
WALC | WHITEH_2_MEADDYN1 | R | Wind | 50 | TRUE | FALSE | OldBaseline
WALC | WHITEH_2_MEADDYN2 | R | Wind | 300 | TRUE | FALSE | OldBaseline
PACE | Whitehead_K1 | F | ICE | 7 | TRUE | FALSE | OldBaseline
PACE | Whitehead_K2 | F | ICE | 7 | TRUE | FALSE | OldBaseline
PACE | Whitehead_K3 | F | ICE | 7 | TRUE | FALSE | OldBaseline
PACE | Whitehead_K4 | F | ICE | 5 | TRUE | FALSE | OldBaseline
BPAT | Whitehorn_2 | T | CT | 84.6 | TRUE | FALSE | OldBaseline
BPAT | Whitehorn_3 | T | CT | 84.6 | TRUE | FALSE | OldBaseline
PGE_Valley | WHITNY_6_SOLAR | R | Solar_Fixed | 20 | TRUE | FALSE | OldBaseline
SCE | WHTWTR_1_WINDA1 | R | Wind | 61.5 | TRUE | FALSE | OldBaseline
BPAT | Wild_Horse_W3 | R | Wind | 44 | TRUE | FALSE | OldBaseline
BPAT | Wild_Horse_Wind_1 | R | Wind | 113.3 | TRUE | FALSE | OldBaseline
BPAT | Wild_Horse_Wind_2_3 | R | Wind | 115.3 | TRUE | FALSE | OldBaseline
NEVP | Wild_Rose_2 | T | Geothermal | 25 | TRUE | FALSE | OldBaseline
BCHA_AESO | Wildmare_Wind_1 | R | Wind | 36 | TRUE | FALSE | OldBaseline
BCHA_AESO | Wildmare_Wind_2 | R | Wind | 14.4 | TRUE | FALSE | OldBaseline
BCHA_AESO | Wildmare_Wind_3 | R | Wind | 27 | TRUE | FALSE | OldBaseline
BCHA_AESO | WildRoseWind01 | R | Wind | 21 | TRUE | FALSE | OldBaseline
BCHA_AESO | WildRoseWind03 | R | Wind | 21 | TRUE | FALSE | OldBaseline
BCHA_AESO | WildRoseWind04 | R | Wind | 19.5 | TRUE | FALSE | OldBaseline
BCHA_AESO | WildRoseWind05 | R | Wind | 19.5 | TRUE | FALSE | OldBaseline
BCHA_AESO | WildRoseWind07 | R | Wind | 19.5 | TRUE | FALSE | OldBaseline
PNM_EPE | WildRoseWind08 | R | Wind | 21 | TRUE | FALSE | OldBaseline
BCHA_AESO | WildRoseWind09 | R | Wind | 21 | TRUE | FALSE | OldBaseline
PNM_EPE | Wilkins_Wind | R | Wind | 25 | TRUE | FALSE | OldBaseline
BPAT | WillowCreekEC | R | Wind | 72 | TRUE | FALSE | OldBaseline
BPAT | Windy_Flats_Wind | R | Wind | 202.4 | TRUE | FALSE | OldBaseline
BPAT | WindyFlats2 | R | Wind | 59.8 | TRUE | FALSE | OldBaseline
BPAT | WindyFlats3 | R | Wind | 98.9 | TRUE | FALSE | OldBaseline
BCHA_AESO | WinteringHills1 | R | Wind | 16 | TRUE | FALSE | OldBaseline
BCHA_AESO | WinteringHills2 | R | Wind | 14.4 | TRUE | FALSE | OldBaseline
BCHA_AESO | WinteringHills3 | R | Wind | 12.8 | TRUE | FALSE | OldBaseline
BCHA_AESO | WinteringHills4 | R | Wind | 16 | TRUE | FALSE | OldBaseline
BCHA_AESO | WinteringHills5 | R | Wind | 14.4 | TRUE | FALSE | OldBaseline
BCHA_AESO | WinteringHills6 | R | Wind | 14.4 | TRUE | FALSE | OldBaseline
SDGE | WISTRA_2_WRSSR1 | R | Solar_Fixed | 100 | TRUE | FALSE | OldBaseline
SCE | WLDWD_1_SOLAR1 | R | Solar_Fixed | 20 | TRUE | FALSE | OldBaseline
SCE | WLDWD_1_SOLAR2 | R | Solar_Fixed | 15 | TRUE | FALSE | OldBaseline
PGE_Bay | WNDMAS_2_UNIT_1 | R | Wind | 38 | TRUE | FALSE | OldBaseline
SCE | WNDSTR_2_WIND | R | Wind | 120 | TRUE | FALSE | OldBaseline
PGE_Valley | WOLFSK_1_UNITA1 | T | CT | 46.9 | TRUE | FALSE | OldBaseline
IPCO | Wolverine_Creek | R | Wind | 19 | TRUE | FALSE | OldBaseline
SMUD | Woodland_1 | T | CT | 49 | TRUE | FALSE | OldBaseline
SMUD | Woodland_3A | F | ICE | 8.2 | TRUE | FALSE | OldBaseline
SMUD | Woodland_3B | F | ICE | 8.2 | TRUE | FALSE | OldBaseline
SMUD | Woodland_3C | F | ICE | 8.2 | TRUE | FALSE | OldBaseline
SMUD | Woodland_3D | F | ICE | 8.2 | TRUE | FALSE | OldBaseline
SMUD | Woodland_3E | F | ICE | 8.2 | TRUE | FALSE | OldBaseline
SMUD | Woodland_3F | F | ICE | 8.2 | TRUE | FALSE | OldBaseline
SMUD | Woodland_CC | F | CC | 84.2 | TRUE | FALSE | OldBaseline
BPAT | Wrangler | R | Solar_1Axis | 0.48 | TRUE | FALSE | OldBaseline
PGE_Valley | WRGTSR_2_WSFSR1 | R | Solar_Fixed | 200 | TRUE | FALSE | OldBaseline
PGE_Valley | WRIGHTFREEMANSTORAGE | S | Battery Storage | 80 | TRUE | FALSE | RDT
PGE_Valley | WSENGY_1_UNIT_1 | F | Biomass/Wood | 50 | TRUE | FALSE | OldBaseline
SCE | WSTWND_2_M89WD1 | S | Battery Storage | 82.65 | TRUE | FALSE | OldBaseline
WACM | Wygen_1 | F | Coal | 93.7 | TRUE | FALSE | OldBaseline
WACM | Wygen_2 | F | Coal | 95 | TRUE | FALSE | OldBaseline
WACM | Wygen_3 | F | Coal | 100 | TRUE | FALSE | OldBaseline
PACE | Wyodak | F | Coal | 340 | TRUE | FALSE | OldBaseline
IPCO | YahooCreek | R | Wind | 21 | TRUE | FALSE | OldBaseline
NEVP | YELLOWPINESOLAR | R | Solar_1Axis | 125 | TRUE | FALSE | RDT
NEVP | YELLOWPINESTORAGE | S | Battery Storage | 50 | TRUE | FALSE | RDT
NWMT_WAUW | Yellowstone_Eng | F | Coal | 64 | TRUE | FALSE | OldBaseline
PGE_Valley | YUBACT_1_SUNSWT | T | CT | 49.97 | TRUE | FALSE | OldBaseline
PGE_Valley | YUBACT_6_UNITA1 | T | CT | 47.6 | TRUE | FALSE | OldBaseline
AZPS | Yucca_GT1 | T | CT | 22 | TRUE | FALSE | OldBaseline
AZPS | Yucca_GT2 | T | CT | 22 | TRUE | FALSE | OldBaseline
IID | Yucca_GT21 | T | CT | 22 | TRUE | FALSE | OldBaseline
AZPS | Yucca_GT3 | T | CT | 53 | TRUE | FALSE | OldBaseline
AZPS | Yucca_GT4 | T | CT | 53 | TRUE | FALSE | OldBaseline
AZPS | Yucca_GT5 | T | CT | 49.3 | TRUE | FALSE | OldBaseline
AZPS | Yucca_GT6 | T | CT | 49.3 | TRUE | FALSE | OldBaseline
IID | Yucca_ST1 | F | Steam | 75 | TRUE | FALSE | OldBaseline
AZPS | Yuma_Cogen_CC | F | CC | 56.2 | TRUE | FALSE | OldBaseline