## README
This workbook contains multiple summaries of the CAISO Interconnection Queue, summarized to explore commercial interest trends in energy storage.
See worksheet "Method" for steps that were used to assemble these summaries
This worksheet also containts options for busbar allocation of storage selected by RESOLVE (new RSP portfolio)
See tab "busbarMapping" for results.
Option 3 assigns storage (the entire amount selected by RESOLVE) to busbars, using the full amount of "high-confidence" commercial interest, and then assinging the remaining portfolio amount to busbars in proportion to locational distribution of "moderate confidence" and "LCR area" commercial interest.
Results Tab 1: High level of confidence
Total: 3191.84 MW
Characteristics:
Not located in an LCR
AND Holds Interconnection Agreement
OR CAISO Material Modification Assessment (MMA) MMA Request associated with existing facility
Tab 2: Moderate level of confidence
Total: 5427.98 MW
Characteristics:
Not located in an LCR
AND Phase II study complete
Tab 3: LCR Area Solutions
Total: 5830.39 MW
Characteristics:
Located in an LCR (including MMA requests in LCR areas)
AND Phase II study complete

## Method
This workbook contains multiple summaries of the CAISO Interconnection Queue, with the data filtered and cleaned and summarized by the following steps:
1 | Download interconnection queue spreadsheet from CAISO (vintage 12/4/2019)
|  | Source: | https://rimspub.caiso.com/rims5/logon.do
2 | Create link between queue substations and map substations, in order to be able to display queue information on map
"Join" substations in interconnection queue (list in spreadsheet) with substations on map (list of points with lat/long coordinates in shapefile format)
This join was performed using an "index" and "match" formula in Excel
The following fields were used to link the substations in the queue to the substations on the map
Queue field: Station_or_Transmission_Line (column S)
This sub name was translated to a simplified sub name for the purpose of matching
See added column "Simplified_Substation_Name" (column T)
Map (GIS data) attribute field: "Substation Name"
Substation map accessed online at the following URL:
https://cecgis-caenergy.opendata.arcgis.com/datasets/7f37f2535d3144e898a53b9385737ee0_0
Open attribute table, see column "Substation Name"
Export attribute table to .csv file
Import map attribute table to queue spreadsheet, as additional sheet
Add column to queue spreadsheet, use "index" and "match" formulae to link the substation names in the two sheets
The result of this "join" operation is a version of the interconnection queue which can be displayed on the map, using ArcGIS software.
3 | Obtain map of LCR Areas
Source: CAISO, 2021 Local Capacity Requirements Draft Study Manual, pg 5
http://www.caiso.com/Documents/2021LocalCapacityRequirementsDraftStudyManual.pdf
4 | Import map of LCR Areas (convert from pdf to GIS shapefile)
Digitize map of LCR Areas, using ArcGIS software
Import image of LCR area map into ArcGIS software
Georeference image (use control points to stretch image and lock it in place with respect to the map coordinate system)
Manually trace boundaries of LCR area shapes
Each LCR area is saved as a polygon in a feature class, with an associated row in the feature class's attribute table
Manually enter LCR area names in attribute table
5 | Identify LCR Area for each substation
Intersect substations (points) with LCR Areas (polygons)
Use ArcGIS geoprocessing tool "Intersect"
Inputs: layers to be intersected: 1) substations 2) LCR Areas
Result: Map layer consisting only of substations (points) which fall within the LCR Area boundaries
The resulting layer's attribute table is a list of substations, with an additional column specifying the LCR area for that substation.
Seek review by CAISO staff; update zone assignments
6 | Identify LCR Area for each application in the queue, based on substation name
After we have the table produced in Step 5 (a list of substations with LCR Areas identified), then it becomes possible to "join" this list to the interconnection queue (separate spreadsheet described in Step 2 above).
| a. A similar operation was done previously in order to summarize commercial interest by transmission capability zone, for the mapping dashboard | Method: use a "join" operation, and use "substation name" as the basis for the join.
Result: queue spreadsheet now has an additional column indicating LCR Area for each application
7 | Summarize storage applications in the queue, by LCR Area
Note the queue data had to be cleaned in the following ways to prepare for this step
Identify standalone storage projects
Use ArcMap software "select by attributes" tool to query the data with the following logic:
Type_1 = 'Storage' And Fuel_1 <> 'Pumped-Storage hydro' And Type_2 IS NULL
Identify hybrid storage projects
Perform operation "select by attributes" twice
Type_1 = 'Storage' AND Type_2 = 'Photovoltaic'
Type_1 = 'Photovoltaic' AND Type_2 = 'Storage'
For the latter, update the values to match the format of the former
Result: See sheet "queueWZonesAndLCR_standaloneHyb" in this spreadsheet. Note that queue data has been modified such that now, for all hybrid projects, Type_1 = 'Storage'.
Summarize this modified version of the queue, using Excel pivot table.
Result 1: Summary of standalone storage projects by LCR Area
Result 2: Summary of standalone and hybrid storage projects by LCR Area
8 | Summarize additional data source: CAISO MMA requests
http://www.caiso.com/Documents/MMARequestsReceived-AddStorage-Existing-NewGenerationSites.pdf
See sheet "MMA"
9 | Add MMA projects to main list, sheet "queueWZonesAndLCR_standaloneHyb", rows 172-197.
Note that transmission zones and LCR areas have been identified for MMA projects, based on substation name, following similar methods to those outlined above.
10 | Summarize three tabs "High confidence," Moderate Confidence," and "LCR solutions," through use of Excel pivot tables
All pivot tables draw from same source data in sheet "queueWZonesAndLCR_standaloneHyb"
11 | Copy/paste values from pivot tables into tab "RESULTS_busbarMapping" for further processing
See rows 16-108.

## RESULTS_Summary
Battery Allocation Summary
2019 RSP* | *The 2019 RSP summary is an example provided for illustration only, and is not intended to be binding, as final values will be determined pending ISO analysis. Please see the CPUC Staff Report, Section 9, for complete instructions.
Battery Storage Type | RESOLVE Portfolio | Method |  | % Standalone | % Hybrid (co-located)
High Confidence (MMA) | 1215 | Full amount of commercial interest |  | Not available | Not available
High Confidence (non-MMA) | 1976.84 | Full amount of commercial interest |  | 25.9% | 74.1%
Moderate Confidence | 2739.0486 | Percentage of the portfolio total |  | 19.26% | 80.74%
LCR Area solutions | 2942.1114 | Percentage of the portfolio total |  | 67.8% | 32.2%
Total | 8873
30 MMT EO2 sensitivity
Battery Storage Type | RESOLVE Portfolio | Method |  | % Standalone | % Hybrid (co-located)
High Confidence (MMA) | 1215 | Full amount of commercial interest |  | Not available | Not available
High Confidence (non-MMA) | 1976.84 | Full amount of commercial interest |  | 25.9% | 74.1%
Moderate Confidence | 4563.5768 | Percentage of the portfolio total |  | 19.26% | 80.74%
LCR Area solutions | 4901.9032 | Percentage of the portfolio total |  | 67.8% | 32.2%
Total | 12657.32
Commercial Interest Category Summary
Battery Storage Type | Standalone | Hybrid (co-located with generation facility) | MMA
High Confidence (MMA) | Not available | Not Available | 1215
High Confidence (non-MMA) | 512 | 1464.84
Moderate Confidence | 1045.5 | 4382.48
LCR Area solutions | 3796.84 | 1803.55 | 230
Total | 5354.34 | 7650.87 | 1445
Grand Total | 14450.21

## RESULTS_busbarMapping
Busbar Mapping Results
| 30 MMT EO2 sensitivity | <-- ACTIVE SCENARIO (USER INPUT)
RESOLVE selected storage | 2019 RSP | 8873 | MW | battery energy storage
RESOLVE selected storage | 30 MMT EO2 sensitivity | 12657.32 | MW | battery energy storage
Battery Storage Type | Commercial Interest (MW) | % of total commercial interest | RESOLVE portfolio (MW) | Method
High Confidence (MMA) | 1215 | 8.408% | 1215 | Full amount of commercial interest
High Confidence (non-MMA) | 1976.84 | 13.68% | 1976.84 | Full amount of commercial interest
Moderate Confidence | 5427.98 | 37.56% | 4563.5768 | Percentage of the portfolio total
LCR Area solutions | 5830.39 | 40.35% | 4901.9032 | Percentage of the portfolio total
Total | 14450.21 | 100% | 12657.32
Category | Substation | Hybrid Commercial Interest (MW) | Standalone Commercial Interest (MW) | MMA (MW) | Sum (MW) | Percent | Busbar allocation (MW)
High Confidence (MMA) | Calcite |  |  | 0 | 0 | 0% | 0
High Confidence (MMA) | Colorado River |  |  | 230 | 230 | 18.93% | 230
High Confidence (MMA) | Cool Water |  |  |  | 0 | 0% | 0
High Confidence (MMA) | Cortina |  |  | 0 | 0 | 0% | 0
High Confidence (MMA) | Delaney |  |  | 0 | 0 | 0% | 0
High Confidence (MMA) | Eldorado |  |  | 0 | 0 | 0% | 0
High Confidence (MMA) | Gamebird |  |  |  | 0 | 0% | 0
High Confidence (MMA) | Gates |  |  | 160 | 160 | 13.17% | 160
High Confidence (MMA) | Hassayampa |  |  |  | 0 | 0% | 0
High Confidence (MMA) | Hoodoo Wash |  |  | 0 | 0 | 0% | 0
High Confidence (MMA) | Kramer |  |  | 191 | 191 | 15.72% | 191
High Confidence (MMA) | Los Banos |  |  | 0 | 0 | 0% | 0
High Confidence (MMA) | Magunden |  |  | 0 | 0 | 0% | 0
High Confidence (MMA) | Manteca |  |  | 0 | 0 | 0% | 0
High Confidence (MMA) | Midway |  |  | 0 | 0 | 0% | 0
High Confidence (MMA) | Red Bluff |  |  | 506 | 506 | 41.65% | 506
High Confidence (MMA) | Sloan Canyon |  |  | 40 | 40 | 3.292% | 40
High Confidence (MMA) | Tesla |  |  | 0 | 0 | 0% | 0
High Confidence (MMA) | Victor |  |  | 0 | 0 | 0% | 0
High Confidence (MMA) | Vincent |  |  | 0 | 0 | 0% | 0
High Confidence (MMA) | Westley |  |  |  | 0 | 0% | 0
High Confidence (MMA) | Whirlwind |  |  | 88 | 88 | 7.243% | 88
High Confidence (MMA) Total |  |  |  |  | 1215 |  | 1215
High Confidence (non-MMA) | Calcite | 60 |  |  | 60 | 3.035% | 60
High Confidence (non-MMA) | Colorado River | 365 |  |  | 365 | 18.46% | 365
High Confidence (non-MMA) | Gamebird |  | 44 |  | 44 | 2.226% | 44
High Confidence (non-MMA) | Gates |  | 20 |  | 20 | 1.012% | 20
High Confidence (non-MMA) | Hassayampa | 20 |  |  | 20 | 1.012% | 20
High Confidence (non-MMA) | Kramer | 446 |  |  | 446 | 22.56% | 446
High Confidence (non-MMA) | Red Bluff | 285 |  |  | 285 | 14.42% | 285
High Confidence (non-MMA) | Tesla |  | 448 |  | 448 | 22.66% | 448
High Confidence (non-MMA) | Whirlwind | 112.34 |  |  | 112.34 | 5.683% | 112.34
High Confidence (non-MMA) | Cool Water | 72 |  |  | 72 | 3.642% | 72
High Confidence (non-MMA) | Westley | 104.5 |  |  | 104.5 | 5.286% | 104.5
High Confidence (non-MMA) Total |  |  |  |  | 1976.84 |  | 1976.84
Moderate Confidence | Calcite | 80.7 |  |  | 80.7 | 1.487% | 67.8486
Moderate Confidence | Colorado River | 2964.9 |  |  | 2964.9 | 54.62% | 2492.7411
Moderate Confidence | Cool Water | 72 |  |  | 72 | 1.326% | 60.534
Moderate Confidence | Cortina |  |  |  | 0 | 0% | 0
Moderate Confidence | Delaney |  |  |  | 0 | 0% | 0
Moderate Confidence | Eldorado |  |  |  | 0 | 0% | 0
Moderate Confidence | Gamebird |  | 44 |  | 44 | 0.8106% | 36.993
Moderate Confidence | Gates |  | 20 |  | 20 | 0.3685% | 16.815
Moderate Confidence | Hassayampa | 80 |  |  | 80 | 1.474% | 67.26
Moderate Confidence | Hoodoo | 100 |  |  | 100 | 1.842% | 84.075
Moderate Confidence | Hoodoo Wash |  |  |  | 0 | 0% | 0
Moderate Confidence | Kramer | 446 |  |  | 446 | 8.217% | 374.9747
Moderate Confidence | Los Banos |  |  |  | 0 | 0% | 0
Moderate Confidence | Magunden |  |  |  | 0 | 0% | 0
Moderate Confidence | Manteca |  |  |  | 0 | 0% | 0
Moderate Confidence | Midway |  |  |  | 0 | 0% | 0
Moderate Confidence | Red Bluff | 285 | 220 |  | 505 | 9.304% | 424.579
Moderate Confidence | Roadway | 110.04 |  |  | 110.04 | 2.027% | 92.5162
Moderate Confidence | Sloan Canyon |  |  |  | 0 | 0% | 0
Moderate Confidence | Tesla |  | 448 |  | 448 | 8.254% | 376.6562
Moderate Confidence | Vaca-Dixon & Gc Yard |  | 313.5 |  | 313.5 | 5.776% | 263.5753
Moderate Confidence | Victor |  |  |  | 0 | 0% | 0
Moderate Confidence | Vincent |  |  |  | 0 | 0% | 0
Moderate Confidence | Westley | 104.5 |  |  | 104.5 | 1.925% | 87.8584
Moderate Confidence | Westwood | 27 |  |  | 27 | 0.4974% | 22.7003
Moderate Confidence | Whirlwind | 112.34 |  |  | 112.34 | 2.07% | 94.4499
Moderate Confidence Total |  |  |  |  | 5427.98 |  | 4563.5768
LCR Area solutions | Antelope | 200 | 300 | 158 | 658 | 11.29% | 553.2138
LCR Area solutions | Cayetano | 101.3 |  |  | 101.3 | 1.737% | 85.168
LCR Area solutions | Contra Costa |  | 94.5 |  | 94.5 | 1.621% | 79.4509
LCR Area solutions | Moss Landing |  | 1836.79 |  | 1836.79 | 31.5% | 1544.2821
LCR Area solutions | Weber |  | 25.2 |  | 25.2 | 0.4322% | 21.1869
LCR Area solutions | Pittsburg |  | 200 |  | 200 | 3.43% | 168.1501
LCR Area solutions | Corcoran |  | 10 |  | 10 | 0.1715% | 8.4075
LCR Area solutions | Five Points | 10.45 |  |  | 10.45 | 0.1792% | 8.7858
LCR Area solutions | Mustang | 505.7 |  | 0 | 505.7 | 8.674% | 425.1675
LCR Area solutions | Panoche | 99 |  | 72 | 171 | 2.933% | 143.7683
LCR Area solutions | Schindler | 5 |  |  | 5 | 0.08576% | 4.2038
LCR Area solutions | Tranquility | 420 |  | 0 | 420 | 7.204% | 353.1152
LCR Area solutions | Arco |  |  | 0 | 0 | 0% | 0
LCR Area solutions | Devers |  | 405.85 |  | 405.85 | 6.961% | 341.2186
LCR Area solutions | La Cienega |  | 80 |  | 80 | 1.372% | 67.26
LCR Area solutions | Fulton |  | 26.25 |  | 26.25 | 0.4502% | 22.0697
LCR Area solutions | Geysers Unit 3 |  | 13.25 |  | 13.25 | 0.2273% | 11.1399
LCR Area solutions | Avocado |  | 70 |  | 70 | 1.201% | 58.8525
LCR Area solutions | Boulevard | 50 |  | 0 | 50 | 0.8576% | 42.0375
LCR Area solutions | El Cajon |  | 50 |  | 50 | 0.8576% | 42.0375
LCR Area solutions | Escondido |  | 50 | 0 | 50 | 0.8576% | 42.0375
LCR Area solutions | Imperial Valley | 400 | 125 | 0 | 525 | 9.005% | 441.394
LCR Area solutions | Kearny |  | 10 |  | 10 | 0.1715% | 8.4075
LCR Area solutions | Miramar |  | 10 |  | 10 | 0.1715% | 8.4075
LCR Area solutions | Otay |  | 300 |  | 300 | 5.145% | 252.2251
LCR Area solutions | Miramar Gt |  | 30 |  | 30 | 0.5145% | 25.2225
LCR Area solutions | Woodland | 12.1 |  |  | 12.1 | 0.2075% | 10.1731
LCR Area solutions | Melones |  | 10 |  | 10 | 0.1715% | 8.4075
LCR Area solutions | Bellota |  | 150 |  | 150 | 2.573% | 126.1126
LCR Area solutions Total |  |  |  |  | 5830.39 |  | 4901.9032
Grand Total |  |  |  |  | 14450.21 |  | 12657.32

## 1_HighConfidence
Projects Outside of LCR Areas Only
Total: | 3191.84 | MW
1. Holds Interconnection Agreement | See filter in row 8 (Interconnection Agreement Status)
2. Not located in an LCR | See filter in row 7 (LCR Area = "#N/A")
3. Online before 2024 | See filter in row 9 (Current Online Date)
LCR_Area | #N/A
Interconnection_Agreement__Status | (Multiple Items)
Current_On_line_Date | (Multiple Items)
Row Labels | Sum of MW_Standalone_storage | Sum of MW_Hybrid_Storage | Sum of MW_Hybrid_PV | Sum of MW_MMA_Existing-Add-On
Calcite |  | 60 | 60 | 0
Colorado River |  | 365 | 359.6 | 230
Cool Water |  | 72 | 156
Cortina |  |  |  | 0
Delaney |  |  |  | 0
Eldorado |  |  |  | 0
Gamebird | 44
Gates | 20 |  |  | 160
Hassayampa |  | 20 | 300
Hoodoo Wash |  |  |  | 0
Kramer |  | 446 | 722.08 | 191
Los Banos |  |  |  | 0
Magunden |  |  |  | 0
Manteca |  |  |  | 0
Midway |  |  |  | 0
Red Bluff |  | 285 | 650 | 506
Sloan Canyon |  |  |  | 40
Tesla | 448 |  |  | 0
Victor |  |  |  | 0
Vincent |  |  |  | 0
Westley |  | 104.5 | 220
Whirlwind |  | 112.34 | 207.196 | 88
Grand Total | 512 | 1464.84 | 2674.876 | 1215

## 2_ModerateConfidence
Standalone and Hybrid Energy Storage
Interconnection Queue Applications (CAISO Queue Vintage 12/4/2019)
Summarized By Substation
Projects Outside of LCR Areas Only
Total: | 5427.98
1. Not located in an LCR | See filter in row 11 (LCR Area = "#N/A")
2. Phase II study complete | See filter in row 10 (Phase II cluster study = complete)
LCR_Area | #N/A
Facilities_Study__FAS__or__Phase_II_Cluster_Study | Complete
Row Labels | Sum of MW_Standalone_storage | Sum of MW_Hybrid_Storage | Sum of MW_Hybrid_PV
Calcite |  | 80.7 | 162.85
Colorado River |  | 2964.9 | 4485.93
Cool Water |  | 72 | 156
Gamebird | 44
Gates | 20
Hassayampa |  | 80 | 425
Hoodoo |  | 100 | 250
Kramer |  | 446 | 722.08
Red Bluff | 220 | 285 | 650
Roadway |  | 110.04 | 110.04
Tesla | 448
Vaca-Dixon & Gc Yard | 313.5
Westley |  | 104.5 | 220
Westwood |  | 27 | 20.6
Whirlwind |  | 112.34 | 207.196
Grand Total | 1045.5 | 4382.48 | 7409.696

## 3_LCRAreaSolutions
Standalone and Hybrid Storage
Interconnection Queue Applications (CAISO Queue Vintage 12/4/2019)
Summarized By LCR Area and Substation
Projects Within LCR Areas Only
Total: | 5830.39 | MW
1. Located in an LCR
2. Phase II study complete
Facilities_Study__FAS__or__Phase_II_Cluster_Study | (Multiple Items)
Row Labels | Sum of MW_Standalone_storage | Sum of MW_Hybrid_Storage | Sum of MW_Hybrid_PV | Sum of MW_MMA_Existing-Add-On
BigCreekVentura | 300 | 200 | 450 | 158
Antelope | 300 | 200 | 450 | 158
GreaterBayArea | 2156.49 | 101.3 | 101.4
Cayetano |  | 101.3 | 101.4
Contra Costa | 94.5
Moss Landing | 1836.79
Weber | 25.2
Pittsburg | 200
GreaterFresno | 10 | 1040.15 | 1187.955 | 72
Corcoran | 10
Five Points |  | 10.45 | 53.2
Mustang |  | 505.7 | 615.215 | 0
Panoche |  | 99 | 86.64 | 72
Schindler |  | 5 | 15
Tranquility |  | 420 | 417.9 | 0
LABasin | 485.85 |  |  | 0
Arco |  |  |  | 0
Devers | 405.85
La Cienega | 80
NorthCoastNorthBay | 39.5
Fulton | 26.25
Geysers Unit 3 | 13.25
SanDiego-ImperialValley | 645 | 450 | 75 | 0
Avocado | 70
Boulevard |  | 50 | 50 | 0
El Cajon | 50
Escondido | 50 |  |  | 0
Imperial Valley | 125 | 400 | 25 | 0
Kearny | 10
Miramar | 10
Otay | 300
Miramar Gt | 30
Sierra |  | 12.1 | 12
Woodland |  | 12.1 | 12
Stockton | 160
Melones | 10
Bellota | 150
Grand Total | 3796.84 | 1803.55 | 1826.355 | 230

## MMA
Source: | http://www.caiso.com/Documents/MMARequestsReceived-AddStorage-Existing-NewGenerationSites.pdf
| PTO | Point of Interconnection | Total MW | Existing Site MW
| PG&E | Arco | 180
| PG&E | Cortina | 230
| PG&E | Manteca | 29
| PG&E | Gates | 277 | 160
| PG&E | Panoche | 72 | 72
| PG&E | Los Banos | 314
| PG&E | Midway | 458
| PG&E | Mustang | 200
| PG&E | Tesla | 81
| PG&E | Tranquility | 555
| SCE | Antelope | 380 | 158
| SCE | Calcite | 200
| SCE | Colorado River | 1361 | 230
| SCE | Kramer | 291 | 191
| SCE | Vincent | 80
| SCE | Red Bluff | 1429 | 506
| SCE | Eldorado | 279
| SCE | Magunden | 81
| SCE | Victor | 99
| SCE | Whirlwind | 1141 | 88
| SDGE | Boulevard | 87
| SDGE | Hoodoo Wash | 862
| SDGE | Imperial Valley | 200
| SDGE | Escondido | 114
| DCRT | Delaney | 1280
| GWT | Sloan Canyon | 187 | 40

## queueWZonesAndLCR_standaloneHyb
OBJECTID | Project_Name | Queue_Position | Interconnection_Request_Receive_Date | Queue_Date | Application_Status | Study_Process | Type_1 | Type_2 | Fuel_1 | Fuel_2 | MW_Standalone_storage | MW_Hybrid_Storage | MW_Hybrid_PV | MW_MMA | MW_MMA_Existing-Add-On | MW_Storage_All | MW_Total | Full_Capacity__Partial_or_Energy_Only__FC_P_EO_ | County | State | Utility | Station_or_Transmission_Line | Simplified_Substation_Name | Index_in_GIS_substation_list | Tx_Zone | Error_flag__ISO_ | Correct_Tx_Zone__ISO_ | Index_in_GIS_substation_List__LCR_Area_Intersection_ | LCR_Area | Proposed_On_line_Date__as_filed_with_IR_ | Current_On_line_Date | Feasibility_Study_or_Supplemental_Review | System_Impact_Study_or__Phase_I_Cluster_Study | Facilities_Study__FAS__or__Phase_II_Cluster_Study | Optional_Study__OS_ | Interconnection_Agreement__Status
81 | ANTELOPE SOLAR 2 | 1208 | 2015-04-30 | 2015-04-30 | ACTIVE | C08 | Storage | Photovoltaic | Battery | Solar |  | 200 | 450 |  |  | 200 | 650 | Full Capacity | LOS ANGELES | CA | SCE | Antelope Substation 220kV | Antelope | 337 | Tehachapi | 1 | Tehachapi | #N/A | BigCreekVentura | 2018-12-31 | 2021-03-31 | NA | Complete | Complete | NA | Executed
119 | CLOVER ENERGY STORAGE PLANT | 1330 | 2016-05-02 | 2016-05-02 | ACTIVE | C09 | Storage |  | Battery |  | 300 |  |  |  |  | 300 | 120 | Full Capacity | LOS ANGELES | CA | SCE | Antelope Substation 66kV | Antelope | 337 | Tehachapi | 1 | Tehachapi | #N/A | BigCreekVentura | 2019-06-01 | 2022-12-01 | NA | Complete | Complete | NA | Executed
182 | CHALAN SOLAR | 1495 | 2018-04-13 | 2018-04-16 | ACTIVE | C11 | Storage | Photovoltaic | Battery | Solar |  | 25.2 | 66.6 |  |  | 25.2 | 64.9 | Full Capacity | KERN | CA | PGAE | Arco Substation 230kV | Arco | 338 | SPGE_Z2_KernAndGreaterCarrizo |  |  | #N/A | LABasin | 2021-12-01 | 2021-12-01 | NA | Complete |  | NA
230 | ARCTURUS | 1586 | 2019-04-04 | 2019-04-15 | ACTIVE | C12 | Storage | Photovoltaic | Battery | Solar |  | 152.29 | 151.794 |  |  | 152.29 | 150 | Full Capacity | KERN | CA | PGAE | Arco Substation 230kV | Arco | 338 | SPGE_Z2_KernAndGreaterCarrizo |  |  | #N/A | LABasin | 2022-12-30 | 2022-12-30 | NA |  |  | NA
231 | KINGSROAD HYBRID SOLAR | 1587 | 2019-04-16 | 2019-04-15 | ACTIVE | C12 | Storage | Photovoltaic | Battery | Solar |  | 101.78 | 101.78 |  |  | 101.78 | 100 | Full Capacity | KERN | CA | PGAE | Arco Substation 230kV | Arco | 338 | SPGE_Z2_KernAndGreaterCarrizo |  |  | #N/A | LABasin | 2023-11-30 | 2023-11-30 | NA |  |  | NA
69 | FALLBROOK ENERGY STORAGE | 1169 | 2015-04-30 | 2015-04-30 | ACTIVE | C08 | Storage |  | Battery |  | 70 |  |  |  |  | 70 | 69.6 | Full Capacity | SAN DIEGO | CA | SDGE | Avocado Substation 69kV | Avocado | 1375 | GreaterImpOutsideTxConstraintZones |  |  | #N/A | SanDiego-ImperialValley | 2020-02-01 | 2021-03-24 | NA | Complete | Complete | NA | Executed
284 | GYPSY ESS | 1656 | 2019-04-04 | 2019-04-15 | ACTIVE | C12 | Storage |  | Battery |  | 200 |  |  |  |  | 200 | 200 | Full Capacity | SAN DIEGO | CA | SDGE | Bay-Boulevard 230kV | Boulevard | #N/A | #N/A |  |  | #N/A | SanDiego-ImperialValley | 2023-12-01 | 2023-12-01 | NA |  |  | NA
53 | NORTH CENTRAL VALLEY | 1109 | 2015-04-30 | 2015-04-30 | ACTIVE | C08 | Storage |  | Battery |  | 150 |  |  |  |  | 150 | 132 | Full Capacity | SAN JOAQUIN | CA | PGAE | Belotta Substation 115 kV | Bellota | #N/A | SPGE_Z4_CentralValleyAndLosBanos | 1 | Central Valley | #N/A | Stockton | 2021-06-01 | 2022-04-01 | NA | Complete | Complete | NA | Executed
180 | WINDCHARGER ESS | 1492 | 2018-04-12 | 2018-04-16 | ACTIVE | C11 | Storage |  | Battery |  | 150 |  |  |  |  | 150 | 150 | Full Capacity | SOLANO | CA | PGAE | Birds Landing Substation 230kV | Birds Landing | 2029 | Norcal_Z4_Solano |  |  | 1307 | GreaterBayArea | 2021-12-01 | 2021-12-01 | NA | Complete |  | NA
5 | TECATE HYBRID | 106A | 2006-05-01 | 2006-06-06 | ACTIVE | Serial LGIP | Storage | Photovoltaic | Battery | Solar |  | 50 | 50 |  |  | 50 | 100 | Full Capacity | SAN DIEGO | CA | SDGE | Boulevard East Substation 138kV | Boulevard | 1382 | SCADSNV_Z3_GreaterImperial |  |  | #N/A | SanDiego-ImperialValley | 2008-06-30 | 2022-12-31 | Required | Complete | Complete | None | Executed
202 | BRIGHT STAR HYBRID | 1541 | 2019-04-05 | 2019-04-15 | ACTIVE | C12 | Storage | Photovoltaic | Battery | Solar |  | 356.796 | 361.74 |  |  | 356.796 | 350 | Full Capacity | SAN JOAQUIN | CA | PGAE | Brighton-Bellota 230kV | Brighton | 549 | TehachapiOutsideTxConstraintZones | 1 |  | #N/A | #N/A | 2022-12-31 | 2022-12-31 | NA |  |  | NA
108 | CALCITE SOLAR 1 | 1305 | 2016-04-22 | 2016-05-02 | ACTIVE | C09 | Storage | Photovoltaic | Battery | Solar |  | 20.7 | 102.85 |  |  | 20.7 | 100 | Energy Only | SAN BERNARDINO | CA | SCE | Calcite 230 kV Line | Calcite | #N/A | GK_Z4_Pisgah | 1 | Pisgah | #N/A | #N/A | 2020-08-01 | 2021-12-31 | NA | Complete | Complete | NA | In Progress
15 | ORD MOUNTAIN | 552 | 2009-10-02 | 2010-02-01 | ACTIVE | C02 | Storage | Photovoltaic | Battery | Solar |  | 60 | 60 |  |  | 60 | 60 | Energy Only | SAN BERNARDINO | CA | SCE | Calcite Substation 220kV | Calcite | #N/A | GK_Z4_Pisgah |  |  | #N/A | #N/A | 2012-03-01 | 2020-12-01 | NA | Complete | Complete | NA | Executed
285 | SANDPIPER STORAGE | 1657 | 2019-04-02 | 2019-04-15 | ACTIVE | C12 | Storage |  | Battery |  | 200 |  |  |  |  | 200 | 200 | Full Capacity | ORANGE | CA | SDGE | Capistrano-Pico 138kV | Capistrano | 987 | 0 |  |  | #N/A | SanDiego-ImperialValley | 2023-06-30 | 2023-06-30 | NA |  |  | NA
125 | ARAMIS POWER PLANT | 1349 | 2017-04-28 | 2017-05-01 | ACTIVE | C10 | Storage | Photovoltaic | Battery | Solar |  | 101.3 | 101.4 |  |  | 101.3 | 100 | Full Capacity | ALAMEDA | CA | PGAE | Cayetano Substation 230kV | Cayetano | 2036 | Norcal_Z4_Solano |  |  | 1148 | GreaterBayArea | 2020-12-31 | 2023-06-30 | NA | Complete | Complete | NA | Executed
246 | CAYENNE ENERGY STORAGE | 1605 | 2019-04-16 | 2019-04-15 | ACTIVE | C12 | Storage |  | Battery |  | 102.1 |  |  |  |  | 102.1 | 100 | Full Capacity | LOS ANGELES | CA | SCE | Chino Substation 220kV | Chino | 1309 | KramerInyoOutsideTxConstraintZones |  |  | 308 | LABasin | 2022-12-16 | 2022-12-16 | NA |  |  | NA
172 | PINTO PASS | 1460 | 2018-04-12 | 2018-04-16 | ACTIVE | C11 | Storage |  | Battery |  | 20 |  |  |  |  | 20 | 20 | Full Capacity | CONTRA COSTA | CA | PGAE | Christie Substation 60kV | Christie | 104 | Norcal_Z4_Solano_subzone |  |  | #N/A | GreaterBayArea | 2021-12-31 | 2021-12-31 | NA | Complete |  | NA
192 | QUARTZITE SOLAR 11 | 1526 | 2018-04-11 | 2018-04-16 | ACTIVE | C11 | Storage | Photovoltaic | Battery | Solar |  | 46.052 | 155.43 |  |  | 46.052 | 150 | Full Capacity | RIVERSIDE | CA | SCE | Colorado River Substation 230kV | Colorado River | 3171 | SCADSNV_Z4_RiversideAndPalmSprings |  |  | #N/A | #N/A | 2022-12-30 | 2022-12-30 | NA | Complete |  | NA
268 | CALYPSO SOLAR | 1636 | 2019-04-04 | 2019-04-15 | ACTIVE | C12 | Storage | Photovoltaic | Battery | Solar |  | 200 | 400 |  |  | 200 | 400 | Full Capacity | RIVERSIDE | CA | SCE | Colorado River Substation 230kV | Colorado | 565 | SCADSNV_Z4_RiversideAndPalmSprings | 1 | Riverside East | #N/A | #N/A | 2023-12-01 | 2023-12-01 | NA |  |  | NA
75 | CRIMSON | 1192 | 2015-04-29 | 2015-04-30 | ACTIVE | C08 | Storage | Photovoltaic | Battery | Solar |  | 365 | 359.6 |  |  | 365 | 350 | Full Capacity | RIVERSIDE | CA | SCE | Colorado River Substation 230kV | Colorado River | 3171 | SCADSNV_Z4_RiversideAndPalmSprings |  |  | #N/A | #N/A | 2020-12-31 | 2021-09-30 | NA | Complete | Complete | NA | Executed
146 | MESAVILLE SOLAR | 1406 | 2017-05-01 | 2017-05-01 | ACTIVE | C10 | Storage | Photovoltaic | Battery | Solar |  | 229.9 | 476.33 |  |  | 229.9 | 675 | Full Capacity | RIVERSIDE | CA | SCE | Colorado River Substation 230kV | Colorado River | 3171 | SCADSNV_Z4_RiversideAndPalmSprings |  |  | #N/A | #N/A | 2021-09-01 | 2022-01-15 | NA | Complete | Complete | NA | In Progress
269 | SOLO | 1637 | 2019-04-05 | 2019-04-15 | ACTIVE | C12 | Storage | Photovoltaic | Battery | Solar |  | 518.4 | 518.4 |  |  | 518.4 | 500 | Full Capacity | RIVERSIDE | CA | SCE | Colorado River Substation 500kV | Colorado | 565 | SCADSNV_Z4_RiversideAndPalmSprings | 1 | Riverside East | #N/A | #N/A | 2022-12-31 | 2022-12-31 | NA |  |  | NA
144 | HARQUAHALA FLATS | 1403 | 2017-05-01 | 2017-05-01 | ACTIVE | C10 | Storage | Photovoltaic | Battery | Solar |  | 450 | 450 |  |  | 450 | 450 | Full Capacity | MARICOPA | AZ | DCRT | Colorado River-Delaney 500kV | Colorado River | 3171 | SCADSNV_Z4_RiversideAndPalmSprings |  |  | #N/A | #N/A | 2022-12-16 | 2022-12-16 | NA | Complete | Complete | NA
130 | WILBUR ENERGY STORAGE | 1368 | 2017-05-01 | 2017-05-01 | ACTIVE | C10 | Storage |  | Battery |  | 94.5 |  |  |  |  | 94.5 | 91.3 | Full Capacity | CONTRA COSTA | CA | PGAE | Contra Costa Switchyard 230kV | Contra Costa | 108 | Norcal_Z4_Solano |  |  | 1262 | GreaterBayArea | 2020-10-31 | 2023-11-13 | NA | Complete | Complete | NA
109 | DAGGETT SOLAR 1 | 1312 | 2016-04-28 | 2016-05-02 | ACTIVE | C09 | Storage | Photovoltaic | Battery | Solar |  | 72 | 156 |  |  | 72 | 144 | Full Capacity | SAN BERNARDINO | CA | SCE | Coolwater Substation 115kV | Cool Water | #N/A | GK_Z1_GreaterKramer | 1 | Greater Kramer | #N/A | #N/A | 2020-06-30 | 2021-12-15 | NA | Complete | Complete | NA | Executed
65 | LAKE ALPAUGH BATTERY STORAGE | 1143 | 2015-04-29 | 2015-04-30 | ACTIVE | C08 | Storage |  | Battery |  | 10 |  |  |  |  | 10 | 10 | Full Capacity | TULARE | CA | PGAE | Corcoran-Olive Switching Station 115 kV | Corcoran | 457 | SPGE_Z1_Westlands |  |  | 786 | GreaterFresno | 2017-12-31 | 2021-12-31 | NA | Complete | Complete | NA | Executed
204 | BEAUCHAMP 2 SOLAR | 1543 | 2019-04-04 | 2019-04-15 | ACTIVE | C12 | Storage | Photovoltaic | Battery | Solar |  | 75 | 150 |  |  | 75 | 150 | Full Capacity | COLUSA | CA | PGAE | Cortina Substation 115kV | Cortina | 81 | Norcal_Z4_Solano |  |  | #N/A | #N/A | 2023-12-01 | 2023-12-01 | NA |  |  | NA
168 | JANUS | 1455 | 2018-04-12 | 2018-04-16 | ACTIVE | C11 | Storage | Photovoltaic | Battery | Solar |  | 15 | 83.54 |  |  | 15 | 80 | Full Capacity | COLUSA | CA | PGAE | Cortina Substation 60kV | Cortina | 81 | Norcal_Z4_Solano |  |  | #N/A | #N/A | 2021-12-31 | 2021-12-31 | NA | Complete |  | NA
143 | ATLAS SOLAR | 1402 | 2017-04-28 | 2017-05-01 | ACTIVE | C10 | Storage | Photovoltaic | Battery | Solar |  | 1920 | 3200 |  |  | 1920 | 3200 | Full Capacity | LA PAZ | AZ | DCRT | Delaney-Colorado River 500kV | Colorado River | 3171 | SCADSNV_Z4_RiversideAndPalmSprings |  |  | #N/A | #N/A | 2020-12-31 | 2023-12-31 | NA | Complete | Complete | NA
194 | CENTENNIAL FLATS | 1529 | 2018-04-17 | 2018-04-16 | ACTIVE | C11 | Storage | Photovoltaic | Battery | Solar |  | 257.28 | 514.55 |  |  | 257.28 | 500 | Full Capacity | LA PAZ | AZ | DCRT | Delaney-Colorado River 500kV line | Colorado River | 3171 | SCADSNV_Z4_RiversideAndPalmSprings |  |  | #N/A | #N/A | 2022-12-15 | 2022-12-15 | NA | Complete |  | NA
183 | DESCENDANT RANCH 1 | 1496 | 2018-04-11 | 2018-04-16 | ACTIVE | C11 | Storage | Photovoltaic | Battery | Solar |  | 510 | 513.5 |  |  | 510 | 500 | Full Capacity | COLUSA | CA | PGAE | Delevan Sub 230kV | Delevan | 2784 | Norcal_Z3_SacramentoRiver |  |  | #N/A | #N/A | 2023-12-01 | 2023-12-01 | NA | Complete |  | NA
106 | MARVEL | 1295 | 2016-04-26 | 2016-05-02 | ACTIVE | C09 | Storage |  | Battery |  | 405.85 |  |  |  |  | 405.85 | 400 | Full Capacity | RIVERSIDE | CA | SCE | Devers Substation 230kV | Devers | 1061 | 0 |  |  | 267 | LABasin | 2022-04-01 | 2023-01-01 | NA | Complete | Complete | NA | Executed
270 | SUNNYNOOK SOLAR CENTER | 1640 | 2019-04-12 | 2019-04-15 | ACTIVE | C12 | Storage | Photovoltaic | Battery | Solar |  | 514.35 | 514.35 |  |  | 514.35 | 500 | Full Capacity | RIVERSIDE | CA | SCE | Devers-San Bernardino Line 230 kV | Devers | 1061 | 0 |  |  | 267 | LABasin | 2023-06-01 | 2023-06-01 | NA |  |  | NA
289 | VENTASSO ENERGY STORAGE | 1662 | 2019-04-06 | 2019-04-15 | ACTIVE | C12 | Storage |  | Battery |  | 50.774 |  |  |  |  | 50.774 | 50 | Full Capacity | SAN DIEGO | CA | SDGE | EI Cajon Substation 69kV | El Cajon | #N/A | #N/A |  |  | #N/A | SanDiego-ImperialValley | 2022-11-30 | 2022-11-30 | NA |  |  | NA
43 | NORTH JOHNSON ENERGY CENTER | 1047 | 2014-04-30 | 2014-04-30 | ACTIVE | C07 | Storage |  | Battery |  | 50 |  |  |  |  | 50 | 50 | Energy Only | SAN DIEGO | CA | SDGE | El Cajon Substation 69kV | El Cajon | 1397 | SCADSNV_Z5_SCADSNV |  |  | 27 | SanDiego-ImperialValley | 2019-11-01 | 2021-03-15 | NA | Complete | Complete | NA | In Progress
191 | SUNVALE SOLAR FARM | 1524 | 2018-04-16 | 2018-04-16 | ACTIVE | C11 | Storage | Photovoltaic | Battery | Solar |  | 600 | 600 |  |  | 600 | 600 | Full Capacity | CLARK | NV | SCE | Eldorado Substation 500kV | El Dorado | #N/A | SCADSNV_Z5_SCADSNV | 1 | Southern NV / Southern CA Desert | #N/A | #N/A | 2022-10-01 | 2022-10-01 | NA | Complete |  | NA
206 | TATTON STORAGE 1 | 1546 | 2019-04-14 | 2019-04-15 | ACTIVE | C12 | Storage |  | Battery |  | 30.58 |  |  |  |  | 30.58 | 30 | Full Capacity | MENDOCINO | CA | PGAE | Elk-Gualala 60 kV | Elk | 806 | NorCalOutsideTxConstraintZones |  |  | #N/A | NorthCoastNorthBay | 2021-12-01 | 2021-12-01 | NA |  |  | NA
44 | ESCONDIDO ENERGY CENTER 2 | 1048 | 2014-04-30 | 2014-04-30 | ACTIVE | C07 | Storage |  | Battery |  | 50 |  |  |  |  | 50 | 50 | Energy Only | SAN DIEGO | CA | SDGE | Escondido Substation 69 kV | Escondido | 1402 | GreaterImpOutsideTxConstraintZones |  |  | #N/A | SanDiego-ImperialValley | 2019-11-01 | 2021-03-15 | NA | Complete | Complete | NA | In Progress
271 | RAMPA | 1641 | 2019-04-05 | 2019-04-15 | ACTIVE | C12 | Storage |  | Battery |  | 100.98 |  |  |  |  | 100.98 | 100 | Full Capacity | SAN BERNARDINO | CA | SCE | Etiwanda Substation 230kV | Etiwanda | 87 | KramerInyoOutsideTxConstraintZones |  |  | 404 | LABasin | 2022-12-31 | 2022-12-31 | NA |  |  | NA
89 | CINCO | 1225 | 2016-04-27 | 2016-05-02 | ACTIVE | C09 | Storage | Photovoltaic | Battery | Solar |  | 10.45 | 53.2 |  |  | 10.45 | 60 | Energy Only | FRESNO | CA | PGAE | Five Points Substation 70 kV | Five Points | #N/A | #N/A |  |  | #N/A | GreaterFresno | 2019-06-01 | 2021-12-31 | NA | Complete | Complete | NA
129 | WEST FORD FLAT ENERGY STORAGE | 1367 | 2017-04-28 | 2017-05-01 | ACTIVE | C10 | Storage |  | Battery |  | 26.25 |  |  |  |  | 26.25 | 25 | Full Capacity | LAKE | CA | PGAE | Fulton Substation 230kV | Fulton | 1758 | Norcal_Z4_Solano |  |  | 1335 | NorthCoastNorthBay | 2020-01-01 | 2021-05-18 | NA | Complete | Complete | NA
46 | ARES NEVADA | 1064 | 2014-04-30 | 2014-04-30 | ACTIVE | C07 | Storage |  | Gravity via Rail |  | 44 |  |  |  |  | 44 | 44 | Full Capacity | NYE | NV | GWT | Gamebird Switchyard 230kV | Gamebird | #N/A | SCADSNV_Z5_SCADSNV | 1 | Southern NV / Southern CA Desert | #N/A | #N/A | 2017-01-01 | 2020-06-19 | NA | Complete | Complete | NA | Executed
177 | KEY STORAGE 1 | 1479 | 2018-04-11 | 2018-04-16 | ACTIVE | C11 | Storage |  | Battery |  | 309.3 |  |  |  |  | 309.3 | 300 | Full Capacity | FRESNO | CA | PGAE | Gates Sub 500kV | Gates | 193 | SPGE_Z1_Westlands |  |  | #N/A | #N/A | 2022-12-01 | 2022-12-01 | NA | Complete |  | NA
37 | BLACKBRIAR | 1027 | 2014-05-01 | 2014-04-30 | ACTIVE | C07 | Storage |  | Battery |  | 20 |  |  |  |  | 20 | 20 | Full Capacity | FRESNO | CA | PGAE | Gates Substation 230kV | Gates | 193 | SPGE_Z1_Westlands |  |  | #N/A | #N/A | 2016-06-01 | 2021-12-31 | NA | Complete | Complete | NA | Executed
235 | PELICANS JAW HYBRID SOLAR | 1593 | 2019-04-09 | 2019-04-15 | ACTIVE | C12 | Storage | Photovoltaic | Battery | Solar |  | 500 | 500 |  |  | 500 | 500 | Full Capacity | KINGS | CA | PGAE | Gates-Midway 230 kV | Gates | 193 | SPGE_Z1_Westlands |  |  | #N/A | #N/A | 2022-11-30 | 2022-11-30 | NA |  |  | NA
236 | GRAND LAKE HYBRID SOLAR | 1594 | 2019-04-15 | 2019-04-15 | ACTIVE | C12 | Storage | Photovoltaic | Battery | Solar |  | 250 | 254 |  |  | 250 | 250 | Full Capacity | KINGS | CA | PGAE | Gates-Midway 230kV | Gates | 193 | SPGE_Z1_Westlands |  |  | #N/A | #N/A | 2023-11-30 | 2023-11-30 | NA |  |  | NA
234 | OATFIELD HYBRID SOLAR | 1592 | 2019-04-05 | 2019-04-15 | ACTIVE | C12 | Storage | Photovoltaic | Battery | Solar |  | 500 | 500 |  |  | 500 | 500 | Full Capacity | KINGS | CA | PGAE | Gates-Templeton 230 kV | Gates | 193 | SPGE_Z1_Westlands |  |  | #N/A | #N/A | 2022-11-30 | 2022-11-30 | NA |  |  | NA
50 | BEAR CANYON ENERGY STORAGE | 1097 | 2015-04-29 | 2015-04-30 | ACTIVE | C08 | Storage |  | Battery |  | 13.25 |  |  |  |  | 13.25 | 13 | Full Capacity | LAKE | CA | PGAE | Geysers #12-Fulton 230kV line | Geysers Unit 3 | #N/A | Norcal_Z4_Solano | 1 | Norcal_Z4_Solano | #N/A | NorthCoastNorthBay | 2018-01-01 | 2021-09-01 | NA | Complete | Complete | NA | Executed
199 | KUIPER ENERGY STORAGE | 1538 | 2018-11-19 | 2019-04-05 | ACTIVE | ISP | Storage |  | Battery |  | 40.5 |  |  |  |  | 40.5 | 40 | Full Capacity | SONOMA | CA | PGAE | Geysers #3 Cloverdale 115 kV line | Geysers Unit 3 | #N/A | #N/A |  |  | #N/A | NorthCoastNorthBay | 2021-12-31 | 2021-12-31 | NA |  |  | NA
185 | PROSPECT ENERGY STORAGE | 1507 | 2018-04-16 | 2018-04-16 | ACTIVE | C11 | Storage |  | Battery |  | 58.75 |  |  |  |  | 58.75 | 49.9 | Full Capacity | SACRAMENTO | CA | PGAE | Gold Hill Substation 60kV | Gold Hill | 1096 | NorCalOutsideTxConstraintZones |  |  | #N/A | Sierra | 2022-06-01 | 2022-06-01 | NA | Complete |  | NA
205 | MARESTE BESS | 1545 | 2019-04-12 | 2019-04-15 | ACTIVE | C12 | Storage |  | Battery |  | 100.4 |  |  |  |  | 100.4 | 100 | Full Capacity | ALAMEDA | NN | PGAE | Grant Eastshore #1 115kV | Grant | 15 | Norcal_Z4_Solano_subzone |  |  | 1106 | GreaterBayArea | 2023-05-31 | 2023-05-31 | NA |  |  | NA
153 | DARLINGTON BALLEY SOLAR ENERGY 1 | 1427 | 2017-05-01 | 2017-05-01 | ACTIVE | C10 | Storage | Photovoltaic | Battery | Solar |  | 60 | 125 |  |  | 60 | 125 | Full Capacity | MARICOPA | AZ | SDGE | Hassayampa Switchyard 500kV | Hassayampa | #N/A | SCADSNV_Z3_GreaterImperial | 1 | Greater Imperial | #N/A | #N/A | 2024-04-30 | 2024-04-30 | NA | Complete | Complete | NA
104 | MESQUITE SOLAR 5 | 1291 | 2016-04-28 | 2016-05-02 | ACTIVE | C09 | Storage | Photovoltaic | Battery | Solar |  | 20 | 300 |  |  | 20 | 300 | Full Capacity | MARICOPA | AZ | SDGE | Hassayampa Switchyard 500kV common bus | Hassayampa | #N/A | SCADSNV_Z3_GreaterImperial | 1 | Greater Imperial | #N/A | #N/A | 2023-04-28 | 2023-04-28 | NA | Complete | Complete | NA | Executed
197 | VULCAN | 1534 | 2018-04-11 | 2018-04-16 | ACTIVE | C11 | Storage | Photovoltaic | Battery | Solar |  | 28.8 | 225 |  |  | 28.8 | 250 | Full Capacity | MARICOPA | AZ | SDGE | Hassayampa Switchyard 500kV Common Bus | Hassayampa | #N/A | SCADSNV_Z3_GreaterImperial | 1 | Greater Imperial | #N/A | #N/A | 2021-05-01 | 2023-12-15 | NA | Complete |  | NA
226 | JOURNEY STORAGE | 1578 | 2019-04-05 | 2019-04-15 | ACTIVE | C12 | Storage |  | Battery |  | 354.88 |  |  |  |  | 354.88 | 350 | Full Capacity | KINGS | CA | PGAE | Henrietta Substation 230kV | Henrietta | 461 | SPGE_Z1_Westlands |  |  | #N/A | GreaterFresno | 2022-12-31 | 2022-12-31 | NA |  |  | NA
222 | AIR STATION 1 | 1568 | 2019-04-16 | 2019-04-15 | ACTIVE | C12 | Storage | Photovoltaic | Battery | Solar |  | 21.05 | 21.05 |  |  | 21.05 | 40 | Full Capacity | KINGS | NN | PGAE | Henrietta-Lemoore NAS 70 kV |  | #N/A | SPGE_Z1_Westlands | 1 | Westlands | #N/A | GreaterFresno | 2021-12-31 | 2021-12-31 | NA |  |  | NA
248 | HINSON BESS | 1609 | 2019-04-10 | 2019-04-15 | ACTIVE | C12 | Storage |  | Battery |  | 308.102 |  |  |  |  | 308.102 | 300 | Full Capacity | LOS ANGELES | CA | SCE | Hinson Substation 220kV | Hinson | 614 | TehachapiOutsideTxConstraintZones |  |  | #N/A | LABasin | 2021-10-31 | 2021-10-31 | NA |  |  | NA
247 | AVOCET STORAGE | 1608 | 2019-04-01 | 2019-04-15 | ACTIVE | C12 | Storage |  | Battery |  | 200 |  |  |  |  | 200 | 200 | Full Capacity | LOS ANGELES | CA | SCE | Hinson Substation 230kV | Hinson | 614 | TehachapiOutsideTxConstraintZones |  |  | #N/A | LABasin | 2023-06-30 | 2023-06-30 | NA |  |  | NA
290 | HOODINI | 1663 | 2019-04-13 | 2019-04-15 | ACTIVE | C12 | Storage | Photovoltaic | Battery | Solar |  | 112.63 | 459.54 |  |  | 112.63 | 450 | Full Capacity | YUMA COUNTY | NN | SDGE | Hoodoo Wash Substation 500kV | Hoodoo Wash | #N/A | SCADSNV_Z3_GreaterImperial | 1 | Greater Imperial | #N/A | #N/A | 2023-05-31 | 2023-05-31 | NA |  |  | NA
159 | VIKTORIA SOLAR | 1435 | 2017-04-24 | 2017-05-01 | ACTIVE | C10 | Storage | Photovoltaic | Battery | Solar |  | 100 | 250 |  |  | 100 | 250 | Full Capacity | YUMA | AZ | SDGE | Hoodoo Wash Substation 500kV | Hoodoo | #N/A | SCADSNV_Z3_GreaterImperial | 1 | Greater Imperial | #N/A | #N/A | 2020-12-31 | 2022-12-23 | NA | Complete | Complete | NA
195 | BATERIA DEL SUR | 1531 | 2018-04-16 | 2018-04-16 | ACTIVE | C11 | Storage |  | Battery |  | 350 |  |  |  |  | 350 | 350 | Full Capacity | TBD | MX | SDGE | Imperial Valley 230kV | Imperial Valley | 294 | SCADSNV_Z3_GreaterImperial | 1 | Greater Imperial | #N/A | SanDiego-ImperialValley | 2022-05-01 | 2023-12-31 | NA | Complete |  | NA
72 | LA CONTE ENERGY STORAGE | 1175 | 2015-04-29 | 2015-04-30 | ACTIVE | C08 | Storage |  | Battery |  | 125 |  |  |  |  | 125 | 125 | Energy Only | IMPERIAL | CA | SDGE | Imperial Valley Substation 230 kV | Imperial Valley | 294 | SCADSNV_Z3_GreaterImperial | 1 | Greater Imperial | #N/A | SanDiego-ImperialValley | 2018-09-01 | 2021-01-15 | NA | Complete | Complete | NA | In Progress
286 | CARDINAL STORAGE | 1658 | 2019-04-01 | 2019-04-15 | ACTIVE | C12 | Storage |  | Battery |  | 200 |  |  |  |  | 200 | 200 | Full Capacity | IMPERIAL | CA | SDGE | Imperial Valley Substation 230kV | Imperial Valley | 294 | SCADSNV_Z3_GreaterImperial | 1 | Greater Imperial | #N/A | SanDiego-ImperialValley | 2023-06-30 | 2023-06-30 | NA |  |  | NA
291 | TERMOELECTRICA DE MEXICALI STORAGE | 1664 | 2019-03-29 | 2019-04-15 | ACTIVE | C12 | Storage |  | Battery |  | 500 |  |  |  |  | 500 | 500 | Full Capacity | SONORA | MX | SDGE | Imperial Valley Substation 230kV | Imperial Valley | 294 | SCADSNV_Z3_GreaterImperial | 1 | Greater Imperial | #N/A | SanDiego-ImperialValley | 2021-12-31 | 2021-12-31 | NA |  |  | NA
160 | WESTSIDE CANAL ENERGY CENTER | 1437 | 2017-05-01 | 2017-05-01 | ACTIVE | C10 | Storage | Photovoltaic | Battery | Solar |  | 400 | 25 |  |  | 400 | 425 | Full Capacity | IMPERIAL | CA | SDGE | Imperial Valley Substation 230kV | Imperial Valley | 294 | SCADSNV_Z3_GreaterImperial | 1 | Greater Imperial | #N/A | SanDiego-ImperialValley | 2021-12-31 | 2021-12-31 | NA | Complete | Complete | NA
292 | KINGSLEY SOLAR FARM | 1665 | 2019-04-01 | 2019-04-15 | ACTIVE | C12 | Storage | Photovoltaic | Battery | Solar |  | 360 | 360 |  |  | 360 | 360 | Full Capacity | IMPERIAL | CA | SDGE | Imperial Valley Substation 230kV | Imperial Valley | 294 | SCADSNV_Z3_GreaterImperial | 1 | Greater Imperial | #N/A | SanDiego-ImperialValley | 2023-06-01 | 2023-06-01 | NA |  |  | NA
293 | SALTON SOLAR | 1666 | 2019-04-05 | 2019-04-15 | ACTIVE | C12 | Storage | Photovoltaic | Battery | Solar |  | 210.6 | 421.2 |  |  | 210.6 | 400 | Full Capacity | IMPERIAL | CA | SDGE | Imperial Valley Substation 230kV | Imperial Valley | 294 | SCADSNV_Z3_GreaterImperial | 1 | Greater Imperial | #N/A | SanDiego-ImperialValley | 2023-12-01 | 2023-12-01 | NA |  |  | NA
294 | WISTARIA RANCH SOLAR 2 | 1667 | 2019-04-12 | 2019-04-15 | ACTIVE | C12 | Storage | Photovoltaic | Battery | Solar |  | 52.13 | 153.7 |  |  | 52.13 | 150 | Full Capacity | IMPERIAL | CA | SDGE | Imperial Valley Substation 230kV | Imperial Valley | 294 | SCADSNV_Z3_GreaterImperial | 1 | Greater Imperial | #N/A | SanDiego-ImperialValley | 2022-12-31 | 2022-12-31 | NA |  |  | NA
279 | BONANZA SOLAR | 1649 | 2019-04-05 | 2019-04-15 | ACTIVE | C12 | Storage | Photovoltaic | Battery | Solar |  | 150 | 300 |  |  | 150 | 300 | Full Capacity | CLARK/NYE | NV | GWT | Innovation 230kV Sub | Innovation | #N/A | SCADSNV_Z5_SCADSNV | 1 | Southern NV / Southern CA Desert | #N/A | #N/A | 2023-12-01 | 2023-12-01 | NA |  |  | NA
244 | RIGAL | 1603 | 2019-04-08 | 2019-04-15 | ACTIVE | C12 | Storage | Photovoltaic | Battery | Solar |  | 202.98 | 202.998 |  |  | 202.98 | 200 | Full Capacity | KERN | CA | SCE | Inyokern-Randsburg 115 kV | Inyokern | 435 | GK_Z2_InyokernAndNorthOfKramer |  |  | #N/A | #N/A | 2022-12-31 | 2022-12-31 | NA |  |  | NA
224 | BOYCE SOLAR HYBRID | 1573 | 2019-04-15 | 2019-04-15 | ACTIVE | C12 | Storage | Photovoltaic | Battery | Solar |  | 27.5 | 27.5 |  |  | 27.5 | 23 | Full Capacity | FRESNO | CA | PGAE | Jayne Substation 70kV | Jayne | #N/A | #N/A |  |  | #N/A | GreaterFresno | 2022-07-16 | 2022-07-16 | NA |  |  | NA
249 | SUPERBA STORAGE 1 | 1610 | 2019-04-11 | 2019-04-15 | ACTIVE | C12 | Storage |  | Battery |  | 305 |  |  |  |  | 305 | 300 | Full Capacity | ORANGE | CA | SCE | Johanna Substation 230 kV | Johanna | 942 | 0 |  |  | 109 | LABasin | 2021-12-01 | 2021-12-01 | NA |  |  | NA
156 | ROSEBUD | 1431 | 2017-04-27 | 2017-05-01 | ACTIVE | C10 | Storage |  | Battery |  | 10 |  |  |  |  | 10 | 10 | Full Capacity | SAN DIEGO | CA | SDGE | Kearny 69kV | Kearny | 1415 | GreaterImpOutsideTxConstraintZones |  |  | 38 | SanDiego-ImperialValley | 2021-12-31 | 2021-12-30 | NA | Complete | Complete | NA
245 | ARATINA SOLAR FARM | 1604 | 2019-04-01 | 2019-04-15 | ACTIVE | C12 | Storage | Photovoltaic | Battery | Solar |  | 200 | 200 |  |  | 200 | 200 | Full Capacity | KERN | CA | SCE | Kramer Substation 230kV | Kramer | 1333 | GK_Z2_InyokernAndNorthOfKramer |  |  | 605 | #N/A | 2022-06-01 | 2022-06-01 | NA |  |  | NA
255 | SEGS EXPANSION HYBRID | 1617 | 2019-04-05 | 2019-04-15 | ACTIVE | C12 | Storage | Photovoltaic | Battery | Solar |  | 73.26 | 82.4342 |  |  | 73.26 | 150 | Full Capacity | SAN BERNARDINO | CA | SCE | Kramer Substation 230kV | Kramer | 1333 | GK_Z2_InyokernAndNorthOfKramer |  |  | 605 | #N/A | 2022-12-01 | 2022-12-01 | NA |  |  | NA
79 | PEAK VALLEY SOLAR FARM | 1204 | 2015-04-30 | 2015-04-30 | ACTIVE | C08 | Storage | Photovoltaic | Battery | Solar |  | 200 | 200 |  |  | 200 | 200 | Partial Deliverability | SAN BERNARDINO | CA | SCE | Kramer Substation 230kV | Kramer | 1333 | GK_Z2_InyokernAndNorthOfKramer |  |  | 605 | #N/A | 2020-06-01 | 2022-04-15 | NA | Complete | Complete | NA | Executed
110 | DAGGETT SOLAR 2 | 1313 | 2016-04-28 | 2016-05-02 | ACTIVE | C09 | Storage | Photovoltaic | Battery | Solar |  | 96 | 197.6 |  |  | 96 | 182 | Full Capacity | SAN BERNARDINO | CA | SCE | Kramer Substation 230kV | Kramer | 1333 | GK_Z2_InyokernAndNorthOfKramer |  |  | 605 | #N/A | 2020-06-30 | 2023-04-15 | NA | Complete | Complete | NA | Executed
111 | DAGGETT SOLAR 3 | 1314 | 2016-04-28 | 2016-05-02 | ACTIVE | C09 | Storage | Photovoltaic | Battery | Solar |  | 150 | 324.48 |  |  | 150 | 300 | Full Capacity | SAN BERNARDINO | CA | SCE | Kramer Substation 230kV | Kramer | 1333 | GK_Z2_InyokernAndNorthOfKramer |  |  | 605 | #N/A | 2020-06-30 | 2023-04-15 | NA | Complete | Complete | NA | Executed
147 | VICKERS ENERGY STORAGE | 1412 | 2017-05-01 | 2017-05-01 | ACTIVE | C10 | Storage |  | Battery |  | 80 |  |  |  |  | 80 | 80 | Full Capacity | LOS ANGELES | CA | SCE | La Cienega Substation 230kV | La Cienega | 627 | TehachapiOutsideTxConstraintZones |  |  | #N/A | LABasin | 2021-05-28 | 2021-11-16 | NA | Complete | Complete | NA
250 | COMMERCE ENERGY STORAGE | 1611 | 2019-04-09 | 2019-04-15 | ACTIVE | C12 | Storage |  | Battery |  | 250 |  |  |  |  | 250 | 250 | Full Capacity | LOS ANGELES | CA | SCE | Laguna Bell Substation 230kV | Laguna Bell | 630 | TehachapiOutsideTxConstraintZones |  |  | 297 | LABasin | 2023-01-01 | 2023-01-01 | NA |  |  | NA
164 | AJO POWER BANK | 1442 | 2018-04-05 | 2018-04-16 | ACTIVE | C11 | Storage |  | Battery |  | 124.3 |  |  |  |  | 124.3 | 120 | Full Capacity | SANTA CLARA | CA | PGAE | Llagas-Gilroy Foods 115 kV line | Llagas | #N/A | None | 1 | None | #N/A | GreaterBayArea | 2020-12-01 | 2020-12-01 | NA | Complete |  | NA
227 | PINEBROOK SOLAR HYBRID ENERGY CENTER | 1581 | 2019-04-01 | 2019-04-15 | ACTIVE | C12 | Storage | Photovoltaic | Battery | Solar |  | 1537 | 1537 |  |  | 1537 | 1500 | Full Capacity | FRESNO | CA | PGAE | Los Banos-Gates #1 500 kV | Los Banos | #N/A | WestlandsOutsideTxConstraintZones | 1 | WestlandsOutsideTxConstraintZones | #N/A | #N/A | 2024-11-01 | 2024-11-01 | NA |  |  | NA
170 | MILPA POWER BANK | 1457 | 2018-04-09 | 2018-04-16 | ACTIVE | C11 | Storage |  | Battery |  | 3 |  |  |  |  | 3 | 3 | Full Capacity | SANTA CLARA | CA | PGAE | Los Esteros Substation 115kV | Los Esteros | 2018 | None | 1 | None | 991 | GreaterBayArea | 2020-12-01 | 2020-12-01 | NA | Complete |  | NA
208 | MIRANDA ESS | 1549 | 2019-04-04 | 2019-04-15 | ACTIVE | C12 | Storage |  | Battery |  | 200 |  |  |  |  | 200 | 200 | Full Capacity | SANTA CLARA | CA | PGAE | Los Esteros Substation 115kV | Los Esteros | 2018 | None | 1 | None | 991 | GreaterBayArea | 2023-12-01 | 2023-12-01 | NA |  |  | NA
209 | TANAGER STORAGE | 1550 | 2019-04-02 | 2019-04-15 | ACTIVE | C12 | Storage |  | Battery |  | 200 |  |  |  |  | 200 | 200 | Full Capacity | SANTA CLARA | CA | PGAE | Los Esteros Substation 230kV | Los Esteros | 2018 | None | 1 | None | 991 | GreaterBayArea | 2023-06-30 | 2023-06-30 | NA |  |  | NA
256 | DORADUS | 1618 | 2019-04-04 | 2019-04-15 | ACTIVE | C12 | Storage | Photovoltaic | Battery | Solar |  | 202.998 | 202.998 |  |  | 202.998 | 200 | Full Capacity | KERN | CA | SCE | Magunden-Pastoria 230kV | Magunden | 373 | 0 |  |  | 709 | Kern | 2022-12-31 | 2022-12-31 | NA |  |  | NA
259 | YELLOW HAY HYBRID SOLAR | 1621 | 2019-04-05 | 2019-04-15 | ACTIVE | C12 | Storage | Photovoltaic | Battery | Solar |  | 200 | 200 |  |  | 200 | 200 | Full Capacity | TULARE | CA | SCE | Magunden-Springville #1 220 kV | Magunden | #N/A | #N/A |  |  | #N/A | BigCreekVentura | 2022-11-30 | 2022-11-30 | NA |  |  | NA
210 | CORMORANT STORAGE | 1552 | 2019-04-02 | 2019-04-15 | ACTIVE | C12 | Storage |  | Battery |  | 250 |  |  |  |  | 250 | 250 | Full Capacity | SAN FRANCISCO | CA | PGAE | Martin Substation 115kV | Martin | 1475 | None | 1 | None | #N/A | GreaterBayArea | 2023-06-30 | 2023-06-30 | NA |  |  | NA
55 | ULTRAPOWER CHINESE STATION BESS | 1116 | 2015-04-30 | 2015-04-30 | ACTIVE | C08 | Storage |  | Battery |  | 10 |  |  |  |  | 10 | 10 | Full Capacity | TUOLUMNE | CA | PGAE | Melones-Curtis 115kV line | Melones | 75 | 0 |  |  | #N/A | Stockton | 2017-03-31 | 2020-08-31 | NA | Complete | Complete | NA | Executed
295 | SUFFOLK STORAGE | 1668 | 2019-04-12 | 2019-04-15 | ACTIVE | C12 | Storage |  | Battery |  | 51 |  |  |  |  | 51 | 50 | Full Capacity | SAN DIEGO | CA | SDGE | Mesa Heights Substation 69kV | Mesa Heights | 1423 | GreaterImpOutsideTxConstraintZones |  |  | 37 | SanDiego-ImperialValley | 2021-12-01 | 2021-12-01 | NA |  |  | NA
175 | CABALLERO STORAGE | 1470 | 2018-04-13 | 2018-04-16 | ACTIVE | C11 | Storage |  | Battery |  | 106.2 |  |  |  |  | 106.2 | 99.7 | Full Capacity | SAN LUIS OBISPO | CA | PGAE | Mesa Substation 230kV | Mesa | #N/A | SPGE_Z3_Carrizo | 1 | Carrizo | #N/A | LABasin | 2021-12-01 | 2021-12-01 | NA | Complete |  | NA
167 | HUMMINGBIRD ENERGY STORAGE | 1454 | 2018-04-09 | 2018-04-16 | ACTIVE | C11 | Storage |  | Battery |  | 75 |  |  |  |  | 75 | 75 | Full Capacity | SANTA CLARA | CA | PGAE | Metcalf 115kV | Metcalf Energy Cntr. | #N/A | None | 1 | None | #N/A | GreaterBayArea | 2020-12-31 | 2020-12-31 | NA | Complete |  | NA
211 | JEWELFLOWER STORAGE | 1553 | 2019-04-05 | 2019-04-15 | ACTIVE | C12 | Storage |  | Battery |  | 354.88 |  |  |  |  | 354.88 | 350 | Full Capacity | SANTA CLARA | CA | PGAE | Metcalf Substation 230kV | Metcalf Energy Cntr. | #N/A | None | 1 | None | #N/A | GreaterBayArea | 2022-12-31 | 2022-12-31 | NA |  |  | NA
238 | BUTTONBUSH SOLAR HYBRID ENERGY CENTER | 1596 | 2019-04-01 | 2019-04-15 | ACTIVE | C12 | Storage | Photovoltaic | Battery | Solar |  | 818 | 818 |  |  | 818 | 800 | Full Capacity | KERN | CA | PGAE | Midway Substation 500kV | Midway | 298 | SPGE_Z2_KernAndGreaterCarrizo | 1 | Kern and Carrizo | 724 | #N/A | 2025-11-01 | 2025-11-01 | NA |  |  | NA
233 | CARTHAGE | 1591 | 2019-04-04 | 2019-04-15 | ACTIVE | C12 | Storage | Photovoltaic | Battery | Solar |  | 55.8 | 55.9 |  |  | 55.8 | 55 | Full Capacity | KERN | CA | PGAE | Midway-Tupman-Rio Bravo-Renfro 115 kV | Midway | 298 | SPGE_Z2_KernAndGreaterCarrizo | 1 | Kern and Carrizo | 724 | #N/A | 2022-12-31 | 2022-12-31 | NA |  |  | NA
243 | FAMILIA HYBRID SOLAR | 1601 | 2019-04-15 | 2019-04-15 | ACTIVE | C12 | Storage | Photovoltaic | Battery | Solar |  | 202.5 | 202.5 |  |  | 202.5 | 200 | Full Capacity | MARICOPA | CA | PGAE | Midway-Wheeler Ridge #2 230kV | Midway | 298 | SPGE_Z2_KernAndGreaterCarrizo | 1 | Kern and Carrizo | 724 | #N/A | 2022-11-30 | 2022-11-30 | NA |  |  | NA
216 | HYDASPES | 1558 | 2019-04-04 | 2018-04-15 | ACTIVE | C12 | Storage | Photovoltaic | Battery | Solar |  | 41.436 | 40.562 |  |  | 41.436 | 40 | Full Capacity | STANISLAUS | CA | PGAE | Miller #1 Tap 115 kV | Miller | #N/A | SPGE_Z4_CentralValleyAndLosBanos | 1 | Central Valley | #N/A | #N/A | 2022-12-31 | 2022-12-31 | NA |  |  | NA
154 | MAVERICK | 1428 | 2017-04-27 | 2017-05-01 | ACTIVE | C10 | Storage |  | Battery |  | 10 |  |  |  |  | 10 | 10 | Full Capacity | SAN DIEGO | CA | SDGE | Miramar GT 69kV | Miramar | 1426 | GreaterImpOutsideTxConstraintZones |  |  | #N/A | SanDiego-ImperialValley | 2021-12-31 | 2021-12-31 | NA | Complete | Complete | NA
158 | TOP GUN ENERGY STORAGE | 1434 | 2017-04-28 | 2017-05-01 | ACTIVE | C10 | Storage |  | Battery |  | 30 |  |  |  |  | 30 | 30 | Full Capacity | SAN DIEGO | CA | SDGE | Mirmar GT Substation 69kV | Miramar Gt | #N/A | Outside | 1 | Outside | #N/A | SanDiego-ImperialValley | 2019-12-31 | 2020-08-17 | NA | Complete | Complete | NA | Executed
190 | ARIDA SOLAR FARM | 1522 | 2018-04-16 | 2018-04-16 | ACTIVE | C11 | Storage | Photovoltaic | Battery | Solar |  | 370 | 370 |  |  | 370 | 370 | Full Capacity | CLARK | NV | SCE | Mohave Substation 500kV | Mohave | #N/A | SCADSNV_Z5_SCADSNV | 1 | Southern NV / Southern CA Desert | #N/A | #N/A | 2022-10-01 | 2022-10-01 | NA | Complete |  | NA
277 | ANGORA SOLAR FARM | 1647 | 2019-04-02 | 2019-04-15 | ACTIVE | C12 | Storage | Photovoltaic | Battery | Solar |  | 700 | 700 |  |  | 700 | 700 | Full Capacity | CLARK | NV | SCE | Mohave Substation 500kV | Mohave | #N/A | SCADSNV_Z5_SCADSNV | 1 | Southern NV / Southern CA Desert | #N/A | #N/A | 2022-10-01 | 2022-10-01 | NA |  |  | NA
278 | BULLHEAD SOLAR | 1648 | 2019-04-05 | 2019-04-15 | ACTIVE | C12 | Storage | Photovoltaic | Battery | Solar |  | 200 | 400 |  |  | 200 | 400 | Full Capacity | CLARK | NV | SCE | Mohave Substation 500kV | Mohave | #N/A | SCADSNV_Z5_SCADSNV | 1 | Southern NV / Southern CA Desert | #N/A | #N/A | 2023-12-01 | 2023-12-01 | NA |  |  | NA
257 | GOLDBACK SOLAR CENTER | 1619 | 2019-04-12 | 2019-04-15 | ACTIVE | C12 | Storage | Photovoltaic | Battery | Solar |  | 500 | 500 |  |  | 500 | 500 | Full Capacity | VENTURA | CA | SCE | Moorpark Substation 230 kV | Moorpark | 1921 | TehachapiOutsideTxConstraintZones |  |  | 534 | BigCreekVentura | 2023-06-01 | 2023-06-01 | NA |  |  | NA
207 | LORINER STORAGE | 1548 | 2019-04-06 | 2019-04-15 | ACTIVE | C12 | Storage |  | Battery |  | 30.48 |  |  |  |  | 30.48 | 30 | Full Capacity | SANTA CLARA | CA | PGAE | Morgan Hill Substation 115kV | Morgan Hill | 1639 | None | 1 | None | 900 | GreaterBayArea | 2022-11-30 | 2022-11-30 | NA |  |  | NA
131 | ELKHORN ENERGY STORAGE | 1374 | 2017-05-01 | 2017-05-01 | ACTIVE | C10 | Storage |  | Battery |  | 189 |  |  |  |  | 189 | 182.5 | Full Capacity | MONTEREY | CA | PGAE | Moss Landing Substation 115kV | Moss Landing | #N/A | None | 1 | None | #N/A | GreaterBayArea | 2020-10-31 | 2020-10-31 | NA | Complete | Complete | NA | Filed Unexecuted
176 | DALLAS ENERGY STORAGE | 1472 | 2018-04-11 | 2018-04-18 | ACTIVE | C11 | Storage |  | Battery |  | 500 |  |  |  |  | 500 | 400 | Full Capacity | MONTEREY | CA | PGAE | Moss Landing Substation 500kV | Moss Landing | #N/A | SPGE_Z3_Carrizo | 1 | Carrizo | #N/A | GreaterBayArea | 2020-12-01 | 2020-12-01 | NA | Complete | Complete | NA | In Progress
200 | IRVING STORAGE | 1539 | 2019-03-05 | 2019-05-07 | ACTIVE | ISP | Storage |  | Battery |  | 782.79 |  |  |  |  | 782.79 | 750 | Full Capacity | MONTEREY | CA | PGAE | Moss Landing Substation 500kV | Moss Landing | #N/A | SPGE_Z3_Carrizo | 1 | None | #N/A | GreaterBayArea | 2022-12-01 | 2022-12-01 | NA | Complete | Complete | NA
201 | PLANO STORAGE | 1540 | 2019-03-05 | 2019-05-07 | ACTIVE | ISP | Storage |  | Battery |  | 365 |  |  |  |  | 365 | 350 | Full Capacity | MONTEREY | CA | PGAE | Moss Landing Substation 500kV | Moss Landing | #N/A | SPGE_Z3_Carrizo | 1 | None | #N/A | GreaterBayArea | 2021-12-01 | 2021-12-01 | NA | Complete | Complete | NA
136 | VANGUARD SOLAR BESS | 1385 | 2017-04-29 | 2017-05-01 | ACTIVE | C10 | Storage | Photovoltaic | Battery | Solar |  | 47 | 153.315 |  |  | 47 | 150 | Full Capacity | FRESNO | CA | PGAE | Mustang Switching Station 230 kV | Mustang | #N/A | SPGE_Z1_Westlands | 1 | Westlands | #N/A | GreaterFresno | 2020-07-01 | 2025-03-31 | NA | Complete | Complete | NA
67 | SLATE | 1158 | 2015-04-29 | 2015-04-30 | ACTIVE | C08 | Storage | Photovoltaic | Battery | Solar |  | 308.7 | 308.5 |  |  | 308.7 | 300 | Full Capacity | KINGS | CA | PGAE | Mustang Switching Station 230kV | Mustang | #N/A | SPGE_Z1_Westlands | 1 | Westlands | #N/A | GreaterFresno | 2018-12-31 | 2020-12-31 | NA | Complete | Complete | NA | Executed
41 | MUSTANG 2 | 1036 | 2014-04-30 | 2014-04-30 | ACTIVE | C07 | Storage | Photovoltaic | Battery | Solar |  | 150 | 153.4 |  |  | 150 | 153.4 | Full Capacity | KINGS | CA | PGAE | Mustang Switchyard 230 kV | Mustang | #N/A | SPGE_Z1_Westlands | 1 | Westlands | #N/A | GreaterFresno | 2016-09-30 | 2020-10-01 | NA | Complete | Complete | NA | Executed
196 | KETTLE SOLAR ONE | 1532 | 2018-04-16 | 2018-04-16 | ACTIVE | C11 | Storage | Photovoltaic | Battery | Solar |  | 20 | 90 |  |  | 20 | 90 | Full Capacity | SAN DIEGO | CA | SDGE | New Switchyard with East County-Boulevard East 138 kV line looped-in | East County | 3214 | SCADSNV_Z3_GreaterImperial |  |  | #N/A | SanDiego-ImperialValley | 2020-12-01 | 2021-12-01 | NA | Complete |  | NA
212 | HERCULIS | 1554 | 2019-04-05 | 2019-04-15 | ACTIVE | C12 | Storage |  | Battery |  | 101.2 |  |  |  |  | 101.2 | 100 | Full Capacity | ALAMEDA | CA | PGAE | Oakland J-Grant 115kV | Oakland J | #N/A | None | 1 | None | #N/A | GreaterBayArea | 2022-12-31 | 2022-12-31 | NA |  |  | NA
70 | GATEWAY ENERGY STORAGE | 1170 | 2015-04-30 | 2015-04-30 | ACTIVE | C08 | Storage |  | Battery |  | 250 |  |  |  |  | 250 | 250 | Full Capacity | SAN DIEGO | CA | SDGE | Otay Mesa Switchyard 230 kV | Otay | 1436 | Outside | 1 | Outside | #N/A | SanDiego-ImperialValley | 2018-09-01 | 2020-01-01 | NA | Complete | Complete | NA | Executed
42 | CHULA VISTA ENERGY CENTER 2 | 1045 | 2014-04-30 | 2014-04-30 | ACTIVE | C07 | Storage |  | Battery |  | 50 |  |  |  |  | 50 | 50 | Energy Only | SAN DIEGO | CA | SDGE | Otay Substation 69 kV | Otay | 1436 | SCADSNV_Z5_SCADSNV |  |  | #N/A | SanDiego-ImperialValley | 2019-11-01 | 2021-03-15 | NA | Complete | Complete | NA | In Progress
90 | HUDSON SOLAR 1 | 1235 | 2016-04-21 | 2016-05-02 | ACTIVE | C09 | Storage | Photovoltaic | Battery | Solar |  | 99 | 86.64 |  |  | 99 | 85 | Energy Only | FRESNO | CA | PGAE | Panoche Substation 115 kV | Panoche | 212 | SPGE_Z1_Westlands |  |  | #N/A | GreaterFresno | 2019-12-31 | 2022-12-31 | NA | Complete | Complete | NA | Executed
225 | BIG DUCK STORAGE | 1574 | 2019-04-15 | 2019-04-15 | ACTIVE | C12 | Storage |  | Battery |  | 462 |  |  |  |  | 462 | 400 | Full Capacity | FRESNO | CA | PGAE | Panoche Substation 230 kV | Panoche | 212 | SPGE_Z1_Westlands |  |  | #N/A | GreaterFresno | 2022-07-01 | 2022-07-01 | NA |  |  | NA
228 | SUGARLOAF HYBRID SOLAR | 1582 | 2019-04-09 | 2019-04-15 | ACTIVE | C12 | Storage | Photovoltaic | Battery | Solar |  | 150 | 152.8 |  |  | 150 | 150 | Full Capacity | FRESNO | CA | PGAE | Panoche Substation 230kV | Panoche | 212 | SPGE_Z1_Westlands |  |  | #N/A | GreaterFresno | 2022-11-30 | 2022-11-30 | NA |  |  | NA
213 | STEEL CITY ENERGY STORAGE | 1555 | 2019-04-04 | 2019-04-15 | ACTIVE | C12 | Storage |  | Battery |  | 1360.8 |  |  |  |  | 1360.8 | 1311 | Full Capacity | CONTRA COSTA | CA | PGAE | Pittsburg Substation 230kV |  | #N/A | None | 1 | None | #N/A | GreaterBayArea | 2022-04-01 | 2022-04-01 | NA |  |  | NA
54 | BLACK DIAMOND ENERGY STORAGE | 1111 | 2015-04-30 | 2015-04-30 | ACTIVE | C08 | Storage |  | Battery |  | 200 |  |  |  |  | 200 | 200 | Full Capacity | CONTRA COSTA | CA | PGAE | Pittsburgh Substation 230kV | Pittsburg | #N/A | None | 1 | None | #N/A | GreaterBayArea | 2018-06-01 | 2021-05-01 | NA | Complete | Complete | NA | Executed
298 | MARINE DEPOT | 1671 | 2019-04-16 | 2019-04-15 | ACTIVE | C12 | Storage |  | Battery |  | 26.6 |  |  |  |  | 26.6 | 25 | Full Capacity | SAN DEIGO | NN | SDGE | Point Loma Substation 69kV | Point Loma | 1443 | GreaterImpOutsideTxConstraintZones |  |  | #N/A | SanDiego-ImperialValley | 2021-12-31 | 2021-12-31 | NA |  |  | NA
296 | POME BESS | 1669 | 2019-04-13 | 2019-04-15 | ACTIVE | C12 | Storage |  | Battery |  | 101.5 |  |  |  |  | 101.5 | 100 | Full Capacity | SAN DIEGO | NN | SDGE | Pomerado Substation 69kV | Pomerado | 1994 | GreaterImpOutsideTxConstraintZones |  |  | 44 | SanDiego-ImperialValley | 2023-05-31 | 2023-05-31 | NA |  |  | NA
94 | PROXIMA SOLAR | 1244 | 2016-04-30 | 2016-05-02 | ACTIVE | C09 | Storage | Photovoltaic | Battery | Solar |  | 104.5 | 220 |  |  | 104.5 | 300 | Full Capacity | STANISLAUS | CA | PGAE | Quinto-Westley 230 kV line | Westley | #N/A | SPGE_Z4_CentralValleyAndLosBanos | 1 | Central Valley | #N/A | #N/A | 2020-03-10 | 2023-01-14 | NA | Complete | Complete | NA | Executed
258 | ROCKY HILL SOLAR | 1620 | 2019-04-05 | 2019-04-15 | ACTIVE | C12 | Storage | Photovoltaic | Battery | Solar |  | 51.56 | 102.04 |  |  | 51.56 | 100 | Full Capacity | TULARE | CA | SCE | Rector Substation 230kV | Rector | 1885 | 0 |  |  | 808 | GreaterFresno | 2023-12-15 | 2023-12-15 | NA |  |  | NA
107 | SOL CATCHER BESS | 1302 | 2016-05-03 | 2016-05-02 | ACTIVE | C09 | Storage |  | Battery |  | 220 |  |  |  |  | 220 | 213.5 | Energy Only | RIVERSIDE | CA | SCE | Red Bluff 220 kV | Red Bluff | 1845 | SCADSNV_Z4_RiversideAndPalmSprings | 1 | Riverside East | #N/A | #N/A | 2019-05-31 | 2021-06-30 | NA | Complete | Complete | NA | In Progress
18 | DESERT HARVEST | 643AE | 2010-07-30 | 2010-07-31 | ACTIVE | C03 | Storage | Photovoltaic | Battery | Solar |  | 35 | 150 |  |  | 35 | 150 | Full Capacity | RIVERSIDE | CA | SCE | Red Bluff Sub 230kV Bus | Red Bluff | 1845 | SCADSNV_Z4_RiversideAndPalmSprings | 1 | Riverside East | #N/A | #N/A | 2014-01-01 | 2020-12-01 | NA | Complete | Complete | NA | Executed
12 | ALMASOL | 365 | 2008-05-06 | 2008-05-12 | ACTIVE | TC | Storage | Photovoltaic | Battery | Solar |  | 250 | 500 |  |  | 250 | 500 | Full Capacity | RIVERSIDE | CA | SCE | Red Bluff Substation 230kV | Red Bluff | 1845 | SCADSNV_Z4_RiversideAndPalmSprings | 1 | Riverside East | #N/A | #N/A | 2013-12-28 | 2021-11-30 | NA | Complete | Complete | NA | Executed
272 | OBERON | 1642 | 2019-04-02 | 2019-04-15 | ACTIVE | C12 | Storage | Photovoltaic | Battery | Solar |  | 518.4 | 518.4 |  |  | 518.4 | 500 | Full Capacity | RIVERSIDE | CA | SCE | Red Bluff Substation 500kV | Red Bluff | 1845 | SCADSNV_Z4_RiversideAndPalmSprings | 1 | Riverside East | #N/A | #N/A | 2022-12-31 | 2022-12-31 | NA |  |  | NA
273 | LYCAN SOLAR | 1643 | 2019-04-04 | 2019-04-15 | ACTIVE | C12 | Storage | Photovoltaic | Battery | Solar |  | 200 | 400 |  |  | 200 | 400 | Full Capacity | RIVERSIDE | CA | SCE | Red Bluff Substation 500kV | Red Bluff | 1845 | SCADSNV_Z4_RiversideAndPalmSprings | 1 | Riverside East | #N/A | #N/A | 2023-12-01 | 2023-12-01 | NA |  |  | NA
252 | TRESTLES ENERGY STORAGE | 1613 | 2019-04-16 | 2019-04-15 | ACTIVE | C12 | Storage |  | Battery |  | 433.752 |  |  |  |  | 433.752 | 400 | Full Capacity | LOS ANGELES | CA | SCE | Rio Hondo Substation 220kV | Rio Hondo | 702 | TehachapiOutsideTxConstraintZones |  |  | 433 | LABasin | 2022-12-16 | 2022-12-16 | NA |  |  | NA
251 | SPEEDWAY ESS | 1612 | 2019-04-05 | 2019-04-15 | ACTIVE | C12 | Storage |  | Battery |  | 200 |  |  |  |  | 200 | 200 | Full Capacity | LOS ANGELES | CA | SCE | Rio Hondo Substation 230kV | Rio Hondo | 702 | TehachapiOutsideTxConstraintZones |  |  | 433 | LABasin | 2023-12-01 | 2023-12-01 | NA |  |  | NA
214 | SPINDRIFT HYBRID SOLAR | 1556 | 2019-04-06 | 2019-04-15 | ACTIVE | C12 | Storage | Photovoltaic | Battery | Solar |  | 101.725 | 101.725 |  |  | 101.725 | 100 | Full Capacity | SUTTER | CA | PGAE | Rio Oso Substation 115kV | Rio Oso | #N/A | NorCalOutsideTxConstraintZones | 1 | NorCalOutsideTxConstraintZones | #N/A | Sierra | 2022-11-30 | 2022-11-30 | NA |  |  | NA
215 | NOOSA ENERGY STORAGE | 1557 | 2019-04-15 | 2019-04-15 | ACTIVE | C12 | Storage |  | Battery |  | 100 |  |  |  |  | 100 | 100 | Full Capacity | SAN JOAQUIN | CA | PGAE | Ripon Substation 115kV | Ripon | 1499 | SPGE_Z4_CentralValleyAndLosBanos |  |  | 1142 | GreaterBayArea | 2022-12-16 | 2022-12-16 | NA |  |  | NA
148 | BALDY MESA | 1413 | 2017-04-29 | 2017-05-01 | ACTIVE | C10 | Storage | Photovoltaic | Battery | Solar |  | 110.04 | 110.04 |  |  | 110.04 | 100 | Full Capacity | SAN BERNARDINO | CA | SCE | Roadway Substation 115kV bus | Roadway | 1352 | GK_Z3_NorthOfVictor |  |  | 572 | #N/A | 2020-12-31 | 2021-12-15 | NA | Complete | Complete | NA | In Progress
274 | SAN BERNARDINO BESS | 1644 | 2019-04-10 | 2019-04-15 | ACTIVE | C12 | Storage |  | Battery |  | 308.1 |  |  |  |  | 308.1 | 300 | Full Capacity | SAN BERNARDINO | CA | SCE | San Bernardino Substation 220kV | San Bernardino | 151 | KramerInyoOutsideTxConstraintZones |  |  | 391 | LABasin | 2021-10-31 | 2021-10-31 | NA |  |  | NA
40 | SOUTH LAKE SOLAR | 1030 | 2014-04-30 | 2014-04-30 | ACTIVE | C07 | Storage | Photovoltaic | Battery | Solar |  | 5 | 15 |  |  | 5 | 20 | Energy Only | FRESNO | CA | PGAE | Schindler-Huron-Gates Tap 70kV | Schindler | 220 | SPGE_Z1_Westlands |  |  | #N/A | GreaterFresno | 2016-12-15 | 2021-04-15 | NA | Complete | Complete | NA | Executed
297 | PEREGRINE STORAGE | 1670 | 2019-04-01 | 2019-04-15 | ACTIVE | C12 | Storage |  | Battery |  | 200 |  |  |  |  | 200 | 200 | Full Capacity | SAN DIEGO | CA | SDGE | Silvergate Substation 230kV | Silvergate | 2045 | GreaterImpOutsideTxConstraintZones |  |  | 10 | SanDiego-ImperialValley | 2023-06-30 | 2023-06-30 | NA |  |  | NA
281 | SLOAN ENERGY CENTER | 1653 | 2019-04-13 | 2019-04-15 | ACTIVE | C12 | Storage | Photovoltaic | Battery | Solar |  | 118.56 | 459.54 |  |  | 118.56 | 448 | Full Capacity | CLARK | NN | GWT | Sloan Canyon Switching Station 230kV | Sloan Canyon | #N/A | SCADSNV_Z5_SCADSNV | 1 | Southern NV / Southern CA Desert | #N/A | #N/A | 2023-05-31 | 2023-05-31 | NA |  |  | NA
260 | BARRENSPRING | 1622 | 2019-04-13 | 2019-04-15 | ACTIVE | C12 | Storage | Photovoltaic | Battery | Solar |  | 64.17 | 244.26 |  |  | 64.17 | 240 | Full Capacity | TULARE COUNTY | NN | SCE | Springville-Rector 220kV line | Springville | #N/A | #N/A |  |  | #N/A | BigCreekVentura | 2023-04-15 | 2023-04-15 | NA |  |  | NA
300 | NIGHTHAWK STORAGE | 1673 | 2019-04-02 | 2019-04-15 | ACTIVE | C12 | Storage |  | Battery |  | 300 |  |  |  |  | 300 | 300 | Full Capacity | SAN DIEGO | CA | SDGE | Sycamore Canyon Substation 138kV | Sycamore Canyon | 1465 | GreaterImpOutsideTxConstraintZones |  |  | 43 | SanDiego-ImperialValley | 2023-06-30 | 2023-06-30 | NA |  |  | NA
36 | COLINAS DE ORO | 1011 | 2014-04-28 | 2014-04-30 | ACTIVE | C07 | Storage |  | Battery |  | 30 |  |  |  |  | 30 | 30 | Full Capacity | ALAMEDA | CA | PGAE | Tesla Substation 115kV | Tesla | 31 | 0 |  |  | 1118 | #N/A | 2016-12-01 | 2021-03-01 | NA | Complete | Complete | NA | Executed
100 | KOLA | 1275 | 2016-04-26 | 2016-05-02 | ACTIVE | C09 | Storage |  | Battery |  | 418 |  |  |  |  | 418 | 418 | Full Capacity | ALAMEDA | CA | PGAE | Tesla Substation 230kV | Tesla | 31 | 0 |  |  | 1118 | #N/A | 2020-12-01 | 2023-04-10 | NA | Complete | Complete | NA | Executed
218 | TESOSTER | 1561 | 2019-04-13 | 2019-04-15 | ACTIVE | C12 | Storage | Photovoltaic | Battery | Solar |  | 61.256 | 244.26 |  |  | 61.256 | 240 | Full Capacity | SAN JOAQUIN COUNTY | NN | PGAE | Tesla-Weber 230kV | Tesla | #N/A | #N/A |  |  | #N/A | #N/A | 2023-04-15 | 2023-04-15 | NA |  |  | NA
61 | SCARLET | 1135 | 2015-04-29 | 2015-04-30 | ACTIVE | C08 | Storage | Photovoltaic | Battery | Solar |  | 420 | 417.9 |  |  | 420 | 400 | Full Capacity | FRESNO | CA | PGAE | Tranquillity Switching Station 230kV | Tranquility | #N/A | SPGE_Z1_Westlands | 1 | Westlands | #N/A | GreaterFresno | 2018-12-31 | 2022-12-31 | NA | Complete | Complete | NA | Executed
219 | TRIM BESS | 1564 | 2019-04-13 | 2019-04-15 | ACTIVE | C12 | Storage |  | Battery |  | 100.4 |  |  |  |  | 100.4 | 100 | Full Capacity | SANTA CLARA | NN | PGAE | Trimble Substation 115kV | Trimble | #N/A | None | 1 | None | #N/A | GreaterFresno | 2023-05-31 | 2023-05-31 | NA |  |  | NA
282 | YELLOW PINE 3 | 1654 | 2019-04-09 | 2019-04-15 | ACTIVE | C12 | Storage | Photovoltaic | Battery | Solar |  | 254.98 | 261.954 |  |  | 254.98 | 250 | Full Capacity | CLARK | NV | GWT | Trout Canyon Substation 230kV | Trout Canyon | #N/A | SCADSNV_Z5_SCADSNV | 1 | Southern NV / Southern CA Desert | #N/A | #N/A | 2025-12-31 | 2025-12-31 | NA |  |  | NA
283 | BONANZA PEAK SOLAR FARM | 1655 | 2019-04-12 | 2019-04-12 | ACTIVE | C12 | Storage | Photovoltaic | Battery | Solar |  | 200 | 441 |  |  | 200 | 400 | Full Capacity | CLARK AND NYE | NV | GWT | Trout Canyon Switching Station 230kV | Trout Canyon | #N/A | SCADSNV_Z5_SCADSNV | 1 | Southern NV / Southern CA Desert | #N/A | #N/A | 2022-12-16 | 2022-12-16 | NA |  |  | NA
280 | ROUGH HAT HYBRID SOLAR | 1650 | 2019-04-15 | 2019-04-15 | ACTIVE | C12 | Storage | Photovoltaic | Battery | Solar |  | 200 | 204 |  |  | 200 | 200 | Full Capacity | NYE | NV | GWT | Trout Canyon Switching Station 230kV | Trout Canyon | #N/A | SCADSNV_Z5_SCADSNV | 1 | Southern NV / Southern CA Desert | #N/A | #N/A | 2022-11-30 | 2022-11-30 | NA |  |  | NA
98 | CORBY | 1270 | 2016-04-27 | 2016-05-02 | ACTIVE | C09 | Storage |  | Battery |  | 313.5 |  |  |  |  | 313.5 | 300 | Full Capacity | SOLANO | CA | PGAE | Vaca-Dixon Substation 230kV | Vaca-Dixon & Gc Yard | #N/A | #N/A |  |  | #N/A | #N/A | 2020-12-01 | 2022-06-01 | NA | Complete | Complete | NA | In Progress
302 | RESAVA ENERGY STORAGE | 1675 | 2019-04-05 | 2019-04-15 | ACTIVE | C12 | Storage |  | Battery |  | 122 |  |  |  |  | 122 | 120 | Full Capacity | SAN DIEGO | CA | SDGE | Valley Center 69kV | Valley | 315 | SCADSNV_Z3_GreaterImperial |  |  | 123 | LABasin | 2021-12-31 | 2021-12-31 | NA |  |  | NA
221 | TYRE | 1566 | 2019-04-04 | 2019-04-15 | ACTIVE | C12 | Storage | Photovoltaic | Battery | Solar |  | 55.656 | 55.729 |  |  | 55.656 | 55 | Full Capacity | SAN JOAQUIN | CA | PGAE | Valley Springs #2 60 kV | Valley Springs | #N/A | #N/A |  |  | #N/A | #N/A | 2022-12-31 | 2022-12-31 | NA |  |  | NA
276 | DOUBLE BUTTE STORAGE | 1646 | 2019-04-05 | 2019-04-15 | ACTIVE | C12 | Storage |  | Battery |  | 507.6 |  |  |  |  | 507.6 | 500 | Full Capacity | RIVERSIDE | CA | SCE | Valley Substation 500 kV | Valley | 315 | Outside | 1 | Outside | 123 | LABasin | 2022-12-31 | 2022-12-31 | NA |  |  | NA
275 | MENIFEE POWER BANK | 1645 | 2019-04-10 | 2019-04-15 | ACTIVE | C12 | Storage |  | Battery |  | 725 |  |  |  |  | 725 | 705 | Full Capacity | RIVERSIDE | CA | SCE | Valley Substation 500kV | Valley | 315 | Outside | 1 | Outside | 123 | LABasin | 2022-12-01 | 2022-12-01 | NA |  |  | NA
187 | REXFORD SOLAR FARM | 1516 | 2018-04-16 | 2018-04-16 | ACTIVE | C11 | Storage | Photovoltaic | Battery | Solar |  | 300 | 300 |  |  | 300 | 300 | Full Capacity | TULARE | CA | SCE | Vestal Substation 230kV | Vestal | 1894 | 0 |  |  | 771 | GreaterFresno | 2022-10-01 | 2022-10-01 | NA | Complete |  | NA
264 | HUMIDOR STORAGE 1 | 1629 | 2019-04-11 | 2019-04-15 | ACTIVE | C12 | Storage |  | Battery |  | 305 |  |  |  |  | 305 | 300 | Full Capacity | LOS ANGELES | CA | SCE | Vincent Substation 230 kV | Vincent | 757 | Tehachapi |  |  | 561 | #N/A | 2021-12-01 | 2021-12-01 | NA |  |  | NA
262 | SAGEBRUSH 6 HYBRID | 1626 | 2019-04-05 | 2019-04-15 | ACTIVE | C12 | Storage | Photovoltaic | Battery | Solar |  | 113.96 | 116.0186 |  |  | 113.96 | 200 | Full Capacity | KERN | CA | SCE | Vincent Substation 230kV | Vincent | 757 | Tehachapi |  |  | 561 | #N/A | 2022-12-01 | 2022-12-01 | NA |  |  | NA
263 | FORT TEJON SOLAR | 1628 | 2019-04-05 | 2019-04-15 | ACTIVE | C12 | Storage | Photovoltaic | Battery | Solar |  | 306.26 | 310.2 |  |  | 306.26 | 300 | Full Capacity | LOS ANGELES | CA | SCE | Vincent Substation 230kV | Vincent | 757 | Tehachapi |  |  | 561 | #N/A | 2023-12-31 | 2023-12-31 | NA |  |  | NA
261 | ANGELENO SOLAR FARM | 1625 | 2019-03-31 | 2019-04-15 | ACTIVE | C12 | Storage | Photovoltaic | Battery | Solar |  | 1150 | 1150 |  |  | 1150 | 1150 | Full Capacity | LOS ANGELES | CA | SCE | Vincent Substation 500kV | Vincent | 757 | Tehachapi |  |  | 561 | #N/A | 2023-06-01 | 2023-06-01 | NA |  |  | NA
253 | KESTREL STORAGE | 1615 | 2019-04-01 | 2019-04-15 | ACTIVE | C12 | Storage |  | Battery |  | 200 |  |  |  |  | 200 | 200 | Full Capacity | LOS ANGELES | CA | SCE | Walnut Substation 220kV | Walnut | 2253 | TehachapiOutsideTxConstraintZones |  |  | 321 | LABasin | 2023-06-30 | 2023-06-30 | NA |  |  | NA
99 | CASCADE ENERGY STORAGE | 1272 | 2016-05-02 | 2016-05-02 | ACTIVE | C09 | Storage |  | Battery |  | 25.2 |  |  |  |  | 25.2 | 25 | Full Capacity | SAN JOAQUIN | CA | PGAE | Weber Substation 60kV | Weber | 1526 | SPGE_Z4_CentralValleyAndLosBanos |  |  | 1212 | GreaterBayArea | 2018-05-31 | 2021-12-31 | NA | Complete | Complete | NA | Executed
102 | NORTHERN PINES | 1278 | 2016-05-02 | 2016-05-02 | ACTIVE | C09 | Storage | Photovoltaic | Battery | Solar |  | 27 | 20.6 |  |  | 27 | 46.018 | Full Capacity | LASSEN | CA | PGAE | Westwood 60kV | Westwood | 485 | NorCalOutsideTxConstraintZones |  |  | #N/A | #N/A | 2020-12-31 | 2022-12-01 | NA | Complete | Complete | NA | In Progress
118 | TROPICO SOLAR | 1329 | 2016-04-29 | 2016-05-02 | ACTIVE | C09 | Storage | Photovoltaic | Battery | Solar |  | 40 | 112.266 |  |  | 40 | 110 | Full Capacity | KERN | CA | SCE | Whirlwind Substation 230 kV | Whirlwind | 3054 | Tehachapi |  |  | 597 | #N/A | 2021-12-01 | 2021-12-01 | NA | Complete | Complete | NA | Executed
113 | SOLAR STAR 3 | 1322 | 2016-04-25 | 2016-05-02 | ACTIVE | C09 | Storage | Photovoltaic | Battery | Solar |  | 24.95 | 25 |  |  | 24.95 | 24 | Full Capacity | KERN | CA | SCE | Whirlwind Substation 230kV | Whirlwind | 3054 | Tehachapi |  |  | 597 | #N/A | 2021-12-31 | 2021-12-30 | NA | Complete | Complete | NA | Executed
114 | SOLAR STAR 4 | 1323 | 2016-04-25 | 2016-05-02 | ACTIVE | C09 | Storage | Photovoltaic | Battery | Solar |  | 24.95 | 25.05 |  |  | 24.95 | 24 | Full Capacity | KERN | CA | SCE | Whirlwind Substation 230kV | Whirlwind | 3054 | Tehachapi |  |  | 597 | #N/A | 2021-12-31 | 2021-12-30 | NA | Complete | Complete | NA | Executed
151 | CAMINO SOLAR | 1419 | 2017-04-27 | 2017-05-01 | ACTIVE | C10 | Storage | Photovoltaic | Battery | Solar |  | 22.44 | 44.88 |  |  | 22.44 | 54.28 | Full Capacity | KERN | CA | SCE | Whirlwind Substation 230kV | Whirlwind | 3054 | Tehachapi |  |  | 597 | #N/A | 2020-08-15 | 2021-12-15 | NA | Complete | Complete | NA | Executed
265 | GLENFELIZ SOLAR FARM | 1631 | 2019-04-01 | 2019-04-15 | ACTIVE | C12 | Storage | Photovoltaic | Battery | Solar |  | 500 | 500 |  |  | 500 | 500 | Full Capacity | KERN | CA | SCE | Windhub Substation 220kV | Windhub | 2978 | Tehachapi |  |  | 620 | #N/A | 2022-10-01 | 2022-10-01 | NA |  |  | NA
186 | BELLEFIELD SOLAR FARM | 1510 | 2018-04-16 | 2018-04-16 | ACTIVE | C11 | Storage | Photovoltaic | Battery | Solar |  | 500 | 500 |  |  | 500 | 500 | Full Capacity | KERN | CA | SCE | Windhub Substation 230kV | Windhub | 2978 | Tehachapi |  |  | 620 | #N/A | 2022-10-01 | 2022-10-01 | NA | Complete |  | NA
266 | SANBORN HYBRID 3 | 1632 | 2019-04-05 | 2019-04-15 | ACTIVE | C12 | Storage | Photovoltaic | Battery | Solar |  | 671.55 | 778.5456 |  |  | 671.55 | 1500 | Full Capacity | KERN | CA | SCE | Windhub Substation 500kV | Windhub | 2978 | Tehachapi |  |  | 620 | #N/A | 2023-12-01 | 2023-12-01 | NA |  |  | NA
267 | YEAGER HYBRID SOLAR | 1635 | 2019-04-15 | 2019-04-15 | ACTIVE | C12 | Storage | Photovoltaic | Battery | Solar |  | 406.56 | 406.56 |  |  | 406.56 | 400 | Full Capacity | KERN | CA | SCE | Windhub Substation 500kV | Windhub | 2978 | Tehachapi |  |  | 620 | #N/A | 2022-11-30 | 2022-11-30 | NA |  |  | NA
19 | APPARENT FIRST HYBRID | 653F | 2010-10-07 | 2010-10-13 | ACTIVE | SGIP-TC | Storage | Photovoltaic | Battery | Solar |  | 12.1 | 12 |  |  | 12.1 | 12 | Full Capacity | YOLO | CA | PGAE | Woodland-Davis 115 kV | Woodland | 2516 | Norcal_Z3_SacramentoRiver |  |  | #N/A | Sierra | 2012-05-01 | 2020-06-22 | NA | Complete | Complete | NA | Executed
[14 empty] | 180 | 0 | [5 empty] | PG&E |  | Arco |  | SPGE_Z2_KernAndGreaterCarrizo |  |  |  | LABasin |  | MMA |  | MMA | MMA |  | MMA
[14 empty] | 230 | 0 | [5 empty] | PG&E |  | Cortina |  | Norcal_Z4_Solano |  |  |  | #N/A |  | MMA |  | MMA | MMA |  | MMA
[14 empty] | 29 | 0 | [5 empty] | PG&E |  | Manteca | [5 empty] | #N/A |  | MMA |  | MMA | MMA |  | MMA
[14 empty] | 117 | 160 | [5 empty] | PG&E |  | Gates |  | SPGE_Z1_Westlands |  |  |  | #N/A |  | MMA |  | MMA | MMA |  | MMA
[14 empty] | 0 | 72 | [5 empty] | PG&E |  | Panoche |  | SPGE_Z1_Westlands |  |  |  | GreaterFresno |  | MMA |  | MMA | MMA |  | MMA
[14 empty] | 314 | 0 | [5 empty] | PG&E |  | Los Banos | [5 empty] | #N/A |  | MMA |  | MMA | MMA |  | MMA
[14 empty] | 458 | 0 | [5 empty] | PG&E |  | Midway |  | SPGE_Z2_KernAndGreaterCarrizo |  |  |  | #N/A |  | MMA |  | MMA | MMA |  | MMA
[14 empty] | 200 | 0 | [5 empty] | PG&E |  | Mustang |  | SPGE_Z1_Westlands |  |  |  | GreaterFresno |  | MMA |  | MMA | MMA |  | MMA
[14 empty] | 81 | 0 | [5 empty] | PG&E |  | Tesla | [5 empty] | #N/A |  | MMA |  | MMA | MMA |  | MMA
[14 empty] | 555 | 0 | [5 empty] | PG&E |  | Tranquility |  | SPGE_Z1_Westlands |  |  |  | GreaterFresno |  | MMA |  | MMA | MMA |  | MMA
[14 empty] | 222 | 158 | [5 empty] | SCE |  | Antelope |  | Tehachapi |  |  |  | BigCreekVentura |  | MMA |  | MMA | MMA |  | MMA
[14 empty] | 200 | 0 | [5 empty] | SCE |  | Calcite |  | GK_Z4_Pisgah |  |  |  | #N/A |  | MMA |  | MMA | MMA |  | MMA
[14 empty] | 1131 | 230 | [5 empty] | SCE |  | Colorado River |  | SCADSNV_Z4_RiversideAndPalmSprings |  |  |  | #N/A |  | MMA |  | MMA | MMA |  | MMA
[14 empty] | 100 | 191 | [5 empty] | SCE |  | Kramer |  | GK_Z2_InyokernAndNorthOfKramer |  |  |  | #N/A |  | MMA |  | MMA | MMA |  | MMA
[14 empty] | 80 | 0 | [5 empty] | SCE |  | Vincent |  | Tehachapi |  |  |  | #N/A |  | MMA |  | MMA | MMA |  | MMA
[14 empty] | 923 | 506 | [5 empty] | SCE |  | Red Bluff |  | SCADSNV_Z4_RiversideAndPalmSprings |  |  |  | #N/A |  | MMA |  | MMA | MMA |  | MMA
[14 empty] | 279 | 0 | [5 empty] | SCE |  | Eldorado |  | SCADSNV_Z5_SCADSNV |  |  |  | #N/A |  | MMA |  | MMA | MMA |  | MMA
[14 empty] | 81 | 0 | [5 empty] | SCE |  | Magunden | [5 empty] | #N/A |  | MMA |  | MMA | MMA |  | MMA
[14 empty] | 99 | 0 | [5 empty] | SCE |  | Victor | [5 empty] | #N/A |  | MMA |  | MMA | MMA |  | MMA
[14 empty] | 1053 | 88 | [5 empty] | SCE |  | Whirlwind |  | Tehachapi |  |  |  | #N/A |  | MMA |  | MMA | MMA |  | MMA
[14 empty] | 87 | 0 | [5 empty] | SDGE |  | Boulevard |  | SCADSNV_Z3_GreaterImperial |  |  |  | SanDiego-ImperialValley |  | MMA |  | MMA | MMA |  | MMA
[14 empty] | 862 | 0 | [5 empty] | SDGE |  | Hoodoo Wash |  | SCADSNV_Z3_GreaterImperial |  |  |  | #N/A |  | MMA |  | MMA | MMA |  | MMA
[14 empty] | 200 | 0 | [5 empty] | SDGE |  | Imperial Valley |  | SCADSNV_Z3_GreaterImperial |  |  |  | SanDiego-ImperialValley |  | MMA |  | MMA | MMA |  | MMA
[14 empty] | 114 | 0 | [5 empty] | SDGE |  | Escondido |  | GreaterImpOutsideTxConstraintZones |  |  |  | SanDiego-ImperialValley |  | MMA |  | MMA | MMA |  | MMA
[14 empty] | 1280 | 0 | [5 empty] | DCRT |  | Delaney | [5 empty] | #N/A |  | MMA |  | MMA | MMA |  | MMA
[14 empty] | 147 | 40 | [5 empty] | GWT |  | Sloan Canyon |  | SCADSNV_Z5_SCADSNV |  |  |  | #N/A |  | MMA |  | MMA | MMA |  | MMA
Note on AD1: [Threaded comment] Your version of Excel allows you to read this threaded comment; however, any edits to it will get removed if the file is opened in a newer version of Excel. Learn more: https://go.microsoft.com/fwlink/?linkid=870924 Comment: Updated 2/4/2020 to incorporate CAISO comments

## Substation-Zone_lookupTable
Source: pivot table summarizing sheet "queueWZonesAndLCR_standaloneHyb", columns U and X
| Zone | Substation |  | LCR Area
| GK_Z1_GreaterKramer | Coolwater | Coolwater Substation 115kV | #N/A
| GK_Z2_InyokernAndNorthOfKramer | Inyokern | Inyokern-Randsburg 115 kV | #N/A
| GK_Z2_InyokernAndNorthOfKramer | Kramer | Kramer Substation 230kV | #N/A
| GK_Z3_NorthOfVictor | Roadway | Roadway Substation 115kV bus | #N/A
| GK_Z4_Pisgah | Calcite | Calcite 230 kV Line | #N/A
| GreaterImpOutsideTxConstraintZones | Avocado | Avocado Substation 69kV | SanDiego-ImperialValley
| GreaterImpOutsideTxConstraintZones | Escondido | Escondido Substation 69 kV | SanDiego-ImperialValley
| GreaterImpOutsideTxConstraintZones | Kearny | Kearny 69kV | SanDiego-ImperialValley
| GreaterImpOutsideTxConstraintZones | Mesa Heights | Mesa Heights Substation 69kV | SanDiego-ImperialValley
| GreaterImpOutsideTxConstraintZones | Miramar | Miramar GT 69kV | SanDiego-ImperialValley
| GreaterImpOutsideTxConstraintZones | Point Loma | Point Loma Substation 69kV | SanDiego-ImperialValley
| GreaterImpOutsideTxConstraintZones | Pomerado | Pomerado Substation 69kV | SanDiego-ImperialValley
| GreaterImpOutsideTxConstraintZones | Silvergate | Silvergate Substation 230kV | SanDiego-ImperialValley
| GreaterImpOutsideTxConstraintZones | Sycamore Canyon | Sycamore Canyon Substation 138kV | SanDiego-ImperialValley
| KramerInyoOutsideTxConstraintZones | Chino | Chino Substation 220kV | LABasin
| KramerInyoOutsideTxConstraintZones | Etiwanda | Etiwanda Substation 230kV | LABasin
| KramerInyoOutsideTxConstraintZones | San Bernardino | San Bernardino Substation 220kV | LABasin
| Norcal_Z3_SacramentoRiver | Delevan | Delevan Sub 230kV | #N/A
| Norcal_Z3_SacramentoRiver | Woodland | Woodland-Davis 115 kV | Sierra
| Norcal_Z4_Solano | Birds Landing | Birds Landing Substation 230kV | GreaterBayArea
| Norcal_Z4_Solano | Cayetano | Cayetano Substation 230kV | GreaterBayArea
| Norcal_Z4_Solano | Contra Costa | Contra Costa Switchyard 230kV | GreaterBayArea
| Norcal_Z4_Solano | Cortina | Cortina Substation 115kV | #N/A
| Norcal_Z4_Solano | Fulton | Fulton Substation 230kV | NorthCoastNorthBay
| Norcal_Z4_Solano | Geysers | Geysers #12-Fulton 230kV line | NorthCoastNorthBay
| Norcal_Z4_Solano_subzone | Christie | Christie Substation 60kV | GreaterBayArea
| Norcal_Z4_Solano_subzone | Grant | Grant Eastshore #1 115kV | GreaterBayArea
| NorCalOutsideTxConstraintZones | Elk | Elk-Gualala 60 kV | NorthCoastNorthBay
| NorCalOutsideTxConstraintZones | Gold Hill | Gold Hill Substation 60kV | Sierra
| NorCalOutsideTxConstraintZones | Rio | Rio Oso Substation 115kV | Sierra
| NorCalOutsideTxConstraintZones | Westwood | Westwood 60kV | #N/A
| SCADSNV_Z3_GreaterImperial | Boulevard | Boulevard East Substation 138kV | SanDiego-ImperialValley
| SCADSNV_Z3_GreaterImperial | East County | New Switchyard with East County-Boulevard East 138 kV line looped-in | SanDiego-ImperialValley
| SCADSNV_Z3_GreaterImperial | Hassayampa | Hassayampa Switchyard 500kV | #N/A
| SCADSNV_Z3_GreaterImperial | Hoodoo | Hoodoo Wash Substation 500kV | #N/A
| SCADSNV_Z3_GreaterImperial | Hoodoo Wash | Hoodoo Wash Substation 500kV | #N/A
| SCADSNV_Z3_GreaterImperial | Imperial Valley | Imperial Valley 230kV | SanDiego-ImperialValley
| SCADSNV_Z3_GreaterImperial | Valley | Valley Center 69kV | LABasin
| SCADSNV_Z4_RiversideAndPalmSprings | Colorado | Colorado River Substation 230kV | #N/A
| SCADSNV_Z4_RiversideAndPalmSprings | Colorado River | Colorado River Substation 230kV | #N/A
| SCADSNV_Z4_RiversideAndPalmSprings | Red Bluff | Red Bluff 220 kV | #N/A
| SCADSNV_Z5_SCADSNV | El Cajon | El Cajon Substation 69kV | SanDiego-ImperialValley
| SCADSNV_Z5_SCADSNV | Eldorado | Eldorado Substation 500kV | #N/A
| SCADSNV_Z5_SCADSNV | Gamebird | Gamebird Switchyard 230kV | #N/A
| SCADSNV_Z5_SCADSNV | Innovation | Innovation 230kV Sub | #N/A
| SCADSNV_Z5_SCADSNV | Mohave | Mohave Substation 500kV | #N/A
| SCADSNV_Z5_SCADSNV | Otay | Otay Mesa Switchyard 230 kV | SanDiego-ImperialValley
| SCADSNV_Z5_SCADSNV | Sloan Canyon | Sloan Canyon Switching Station 230kV | #N/A
| SCADSNV_Z5_SCADSNV | Trout Canyon | Trout Canyon Substation 230kV | #N/A
| SPGE_Z1_Westlands | Corcoran | Corcoran-Olive Switching Station 115 kV | GreaterFresno
| SPGE_Z1_Westlands | Gates | Gates Sub 500kV | #N/A
| SPGE_Z1_Westlands | Henrietta | Henrietta Substation 230kV | GreaterFresno
| SPGE_Z1_Westlands | Mustang | Mustang Switching Station 230 kV | GreaterFresno
| SPGE_Z1_Westlands | Panoche | Panoche Substation 115 kV | GreaterFresno
| SPGE_Z1_Westlands | Schindler | Schindler-Huron-Gates Tap 70kV | GreaterFresno
| SPGE_Z1_Westlands | Tranquility | Tranquillity Switching Station 230kV | GreaterFresno
| SPGE_Z2_KernAndGreaterCarrizo | Arco | Arco Substation 230kV | LABasin
| SPGE_Z2_KernAndGreaterCarrizo | Midway | Midway Substation 500kV | #N/A
| SPGE_Z3_Carrizo | Mesa Substation | Mesa Substation 230kV | LABasin
| SPGE_Z3_Carrizo | Moss Landing | Moss Landing Substation 115kV | GreaterBayArea
| SPGE_Z4_CentralValleyAndLosBanos | Belotta | Belotta Substation 115 kV | Stockton
| SPGE_Z4_CentralValleyAndLosBanos | Miller | Miller #1 Tap 115 kV | #N/A
| SPGE_Z4_CentralValleyAndLosBanos | Quinto | Quinto-Westley 230 kV line | #N/A
| SPGE_Z4_CentralValleyAndLosBanos | Ripon | Ripon Substation 115kV | GreaterBayArea
| SPGE_Z4_CentralValleyAndLosBanos | Weber | Weber Substation 60kV | GreaterBayArea
| Tehachapi | Antelope | Antelope Substation 220kV | BigCreekVentura
| Tehachapi | Vincent | Vincent Substation 230 kV | #N/A
| Tehachapi | Whirlwind | Whirlwind Substation 230 kV | #N/A
| Tehachapi | Windhub | Windhub Substation 220kV | #N/A
| TehachapiOutsideTxConstraintZones | Brighton | Brighton-Bellota 230kV | #N/A
| TehachapiOutsideTxConstraintZones | Hinson | Hinson Substation 220kV | LABasin
| TehachapiOutsideTxConstraintZones | La Cienega | La Cienega Substation 230kV | LABasin
| TehachapiOutsideTxConstraintZones | Laguna Bell | Laguna Bell Substation 230kV | LABasin
| TehachapiOutsideTxConstraintZones | Moorpark | Moorpark Substation 230 kV | BigCreekVentura
| TehachapiOutsideTxConstraintZones | Rio Hondo | Rio Hondo Substation 220kV | LABasin
| TehachapiOutsideTxConstraintZones | Walnut | Walnut Substation 220kV | LABasin
| WestlandsOutsideTxConstraintZones | Los B | Los Banos-Gates #1 500 kV | #N/A