Collierville | COLLIERVILLE | Collierville | STANISLAUS PH 115 kV | PGE | PGE GBA | 230 | PGE_Collierville_230kV | MURPHYS | CA | 95247 | CALAVERAS | 38.1446 | -120.381 | FALSE | TRUE | From 24-25 TPP | Collierville230
Collinsville | COLLINSVILLE | Collinsville | COLLINSVILLE 230 kV | PGE | PGE GBA | 230 | PGE_Collinsville_230kV | COLLINSVILLE | CA | 94585 | SOLANO | 38.0808 | -121.836 | FALSE | TRUE | From 24-25 TPP | Collinsville230
Collinsville | COLLINSVILLE | Collinsville | COLLINSVILLE 500 kV | PGE | PGE GBA | 500 | PGE_Collinsville_500kV | COLLINSVILLE | CA | 94585 | SOLANO | 38.0808 | -121.836 | FALSE | TRUE | From 24-25 TPP | Collinsville500
Colorado River | COLORADO RIVER | Colorado River | Colorado River Substation 230 kV | SCE | SCE Eastern | 230 | SCE_Colorado River_230kV | DESERT CENTER | CA | 92239 | RIVERSIDE | 33.5809 | -114.817 | FALSE | TRUE | From 24-25 TPP | Colorado River230 | Colorado River Substation 220kVColorado River 230 kVColorado River Substation 230kV | Colorado River Substation 220kV | Colorado River 230 kV | Colorado River Substation 230kV
Colorado River | COLORADO RIVER | Colorado River | Colorado River Substation 500 kV | SCE | SCE Eastern | 500 | SCE_Colorado River_500kV | DESERT CENTER | CA | 92239 | RIVERSIDE | 33.5809 | -114.817 | FALSE | TRUE | From 24-25 TPP | Colorado River500
COLUMBIA STEEL | COLUMBIA STEEL | Columbia Solar |  | PGE |  | 115 | PGE_COLUMBIA STEEL_115kV | PITTSBURG | CA | 94565 | CONTRA COSTA | 38.0259 | -121.867 | FALSE | FALSE | Dropped for 25-26 TPP due to low commercial interest and missing from CAISO 2024 Matrix | COLUMBIA STEEL115
Columbus | COLUMBUS | Columbus | MAGUNDEN 115 kV | PGE | PGE Kern | 115 | PGE_Columbus_115kV | BAKERSFIELD | CA | 93306 | KERN | 35.3984 | -118.94 | FALSE | TRUE | From 24-25 TPP | Columbus115
Contra Costa | CONTRA COSTA (PGE) | Contra Costa | CONTRA COSTA 115 kV | PGE | PGE GBA | 115 | PGE_Contra Costa_115kV | ANTIOCH | CA | 94509 | CONTRA COSTA | 37.9994 | -121.782 | FALSE | TRUE | From 24-25 TPP | Contra Costa115
Contra Costa | CONTRA COSTA (PGE) | Contra Costa | CONTRA COSTA 230 kV | PGE | PGE GBA | 230 | PGE_Contra Costa_230kV | ANTIOCH | CA | 94509 | CONTRA COSTA | 37.9994 | -121.782 | FALSE | TRUE | From 24-25 TPP | Contra Costa230 | Contra Costa PP 230 kVContra Costa PP 230 kV | Contra Costa PP 230 kV | Contra Costa PP 230 kV
Contra Costa PP | CONTRA COSTA POWER | Contra Costa PP | CONTRA COSTA PP SW STA 230 kV | PGE | PGE GBA | 230 | PGE_Contra Costa PP_230kV | ANTIOCH | CA | 94509 | CONTRA COSTA | 38.0153 | -121.762 | FALSE | TRUE | From 24-25 TPP | Contra Costa PP230
Control | CONTROL | Control | Control Substation 115 kV | SCE | SCE NOL | 115 | SCE_Control_115kV | BISHOP | CA | 93514 | INYO | 37.3359 | -118.481 | FALSE | TRUE | From 24-25 TPP | Control115
Control | CONTROL | Control | Control Substation 55 kV | SCE | SCE NOL | 55 | SCE_Control_55kV | BISHOP | CA | 93514 | INYO | 37.3359 | -118.481 | FALSE | FALSE | Dropped for 25-26 TPP due to low voltage (< 115 kV) | Control55
Cooley Landing |  |  | COOLEY LANDING 115 kV | PGE | PGE GBA | 115 | PGE_Cooley Landing_115kV | Palo Alto | CA | 94303 | San Mateo | 37.4736 | -122.128 | FALSE | TRUE | New to CAISO 2024 Matrix | Cooley Landing115
Cooley Landing |  |  | COOLEY LANDING 60 kV | PGE | PGE GBA | 60 | PGE_Cooley Landing_60kV | Palo Alto | CA | 94303 | San Mateo | 37.4736 | -122.128 | FALSE | FALSE | New to CAISO 2024 Matrix; dropped from 25-26 TPP due to low voltage (< 115 kV) | Cooley Landing60
Coolwater | COOL WATER | Coolwater | Coolwater Substation 230 kV | SCE | SCE NOL | 230 | SCE_Coolwater_230kV | DAGGETT | CA | 92327 | SAN BERNARDINO | 34.8632 | -116.854 | FALSE | TRUE | From 24-25 TPP | Coolwater230 | Coolwater Substation 115kV | Coolwater Substation 115kV
Coolwater | COOL WATER | Coolwater | Coolwater Substation 115 kV | SCE | SCE NOL | 115 | SCE_Coolwater_115kV | DAGGETT | CA | 92327 | SAN BERNARDINO | 34.8632 | -116.854 | FALSE | TRUE | From 24-25 TPP | Coolwater115
Copus |  |  | COPUS 70 kV | PGE | PGE Kern | 70 | PGE_Copus_70kV | Bakersfield | CA | 93311 | Kern | 35.0934 | -119.2789 | FALSE | FALSE | New to CAISO 2024 Matrix; dropped from 25-26 TPP due to low voltage (< 115 kV) | Copus70
Corcoran | CORCORAN | Corcoran | CORCORAN 70 kV | PGE | PGE Fresno | 70 | PGE_Corcoran_70kV | CORCORAN | CA | 93212 | KINGS | 36.1094 | -119.557 | FALSE | FALSE | Dropped for 25-26 TPP due to low voltage (< 115 kV) | Corcoran70
Corcoran | CORCORAN | Corcoran | CORCORAN 115 kV | PGE | PGE Fresno | 115 | PGE_Corcoran_115kV | CORCORAN | CA | 93212 | KINGS | 36.1094 | -119.557 | FALSE | TRUE | From 24-25 TPP | Corcoran115
Corona | CORONA (PGE) | Corona | CORONA 115 kV | PGE | PGE NGBA | 115 | PGE_Corona_115kV | PETALUMA | CA | 94954 | SONOMA | 38.2651 | -122.657 | FALSE | TRUE | From 24-25 TPP | Corona115 | Cortina 60 kV | Cortina 60 kV
Cortina | CORTINA | Cortina | CORTINA 230 kV | PGE | PGE NGBA | 230 | PGE_Cortina_230kV | WILLIAMS | CA | 95987 | COLUSA | 39.1206 | -122.223 | FALSE | TRUE | From 24-25 TPP | Cortina230
Cortina | CORTINA | Cortina | CORTINA 115 kV | PGE | PGE NGBA | 115 | PGE_Cortina_115kV | WILLIAMS | CA | 95987 | COLUSA | 39.1206 | -122.223 | FALSE | TRUE | From 24-25 TPP | Cortina115
Cottle | COTTLE | Cottle | COTTLE 230 kV | PGE | PGE GBA | 230 | PGE_Cottle_230kV | OAKDALE | CA | 95361 | STANISLAUS | 37.7727 | -120.826 | FALSE | TRUE | From 24-25 TPP | Cottle230
Cottonwood | COTTONWOOD | Cottonwood | COTTONWOOD 115 kV | PGE | PGE NGBA | 115 | PGE_Cottonwood_115kV | COTTONWOOD | CA | 96022 | SHASTA | 40.3977 | -122.265 | FALSE | TRUE | From 24-25 TPP | Cottonwood115
Cottonwood | COTTONWOOD | Cottonwood | COTTONWOOD 230 kV | PGE | PGE NGBA | 230 | PGE_Cottonwood_230kV | COTTONWOOD | CA | 96022 | SHASTA | 40.3977 | -122.265 | FALSE | TRUE | From 24-25 TPP | Cottonwood230
Cottonwood | COTTONWOOD | Cottonwood | COTTONWOOD 60 kV | PGE | PGE NGBA | 60 | PGE_Cottonwood_60kV | COTTONWOOD | CA | 96022 | SHASTA | 40.3977 | -122.265 | FALSE | FALSE | Dropped for 25-26 TPP due to low voltage (< 115 kV) | Cottonwood60 | Volta-South 60 kV LineVota-South 60 kV | Volta-South 60 kV Line | Vota-South 60 kV
Cove Road | COVE RD | Cove Road | ROUND MTN 230 kV | PGE | PGE NGBA | 230 | PGE_Cove Road_230kV | MONTGOMERY CREEK | CA | 96065 | SHASTA | 40.8777 | -121.929 | FALSE | TRUE | From 24-25 TPP | Cove Road230
Coyote | COYOTE | Coyote | COYOTE SW STA 230 kV | PGE | PGE GBA | 230 | PGE_Coyote_230kV | MORGAN HILL | CA | 95037 | SANTA CLARA | 37.1582 | -121.638 | FALSE | TRUE | From 24-25 TPP | Coyote230
Crazy Horse Canyon |  |  | CRAZY HORSE CANYON SW STA 115 kV | PGE | PGE GBA | 115 | PGE_Crazy Horse Canyon_115kV | Salinas | CA | 0 | Monterey | 36.7805 | -121.5992 | FALSE | TRUE | New to CAISO 2024 Matrix; no match in CEC dataset | Crazy Horse Canyon115
Creelman | CREELMAN | Creelman | Creelman Substation 69 kV | SDGE | SDGE Imperial | 69 | SDGE_Creelman_69kV | RAMONA | CA | 92065 | SAN DIEGO | 33.0181 | -116.853 | FALSE | FALSE | Dropped for 25-26 TPP due to low voltage (< 115 kV) | Creelman69
Crescent |  |  | CRESCENT SW STA 70 kV | PGE | PGE Fresno | 70 | PGE_Crescent_70kV | Helm | CA | 93660 | Fresno | 36.5308 | -120.1672 | FALSE | FALSE | New to CAISO 2024 Matrix; dropped from 25-26 TPP due to low voltage (< 115 kV); no match in CEC dataset | Crescent70 | Crescent 70 kV | Crescent 70 kV
Cressey |  |  | CRESSEY 115 kV | PGE | PGE Fresno | 115 | PGE_Cressey_115kV | Winton | CA | 95388 | Merced | 37.4285 | -120.6385 | FALSE | TRUE | New to CAISO 2024 Matrix | Cressey115
Cresta | CRESTA | Cresta | CRESTA PH 230 kV | PGE | PGE NGBA | 230 | PGE_Cresta_230kV | OROVILLE | CA | 95965 | BUTTE | 39.8265 | -121.41 | FALSE | TRUE | From 24-25 TPP | Cresta230
Crestwood |  |  | Crestwood Substation 69 kV | SDGE | SDGE Imperial | 69 | SDGE_Crestwood_69kV | Boulevard | CA | 91905 | San Diego | 32.699 | -116.3538 | FALSE | FALSE | New to CAISO 2024 Matrix; dropped from 25-26 TPP due to low voltage (< 115 kV) | Crestwood69
Crow Creek |  |  | CROW CREEK SW STA 60 kV | PGE | PGE GBA | 60 | PGE_Crow Creek_60kV | NEWMAN | CA | 95360 | STANISLAUS | 37.374 | -121.1362 | FALSE | FALSE | Dropped for 25-26 TPP due to low voltage (< 115 kV); coordinates updated | Crow Creek60
Crows Landing | CROWS LANDING | Crows Landing | CROWS LANDING 60 kV | PGE | PGE GBA | 60 | PGE_Crows Landing_60kV | NEWMAN | CA | 95360 | STANISLAUS | 37.3773 | -121.086 | FALSE | FALSE | Dropped for 25-26 TPP due to low voltage (< 115 kV); name and coordinates updated (was "Crow Creek") | Crows Landing60
Curtis | CURTIS | Curtis | CURTIS 115 kV | PGE | PGE GBA | 115 | PGE_Curtis_115kV | EAST SONORA | CA | 95370 | TUOLUMNE | 37.9745 | -120.32 | FALSE | TRUE | From 24-25 TPP | Curtis115
Dairyland | DAIRYLAND | Dairyland | DAIRYLAND 115 kV | PGE | PGE Fresno | 115 | PGE_Dairyland_115kV | CHOWCHILLA | CA | 93610 | MADERA | 37.0549 | -120.317 | FALSE | TRUE | From 24-25 TPP | Dairyland115
Davis | DAVIS (PGE) | Davis | DAVIS 115 kV | PGE | PGE NGBA | 115 | PGE_Davis_115kV | DAVIS | CA | 95616 | YOLO | 38.5452 | -121.734 | FALSE | TRUE | From 24-25 TPP | Davis115 | Woodland-Davis 115 kV Line | Woodland-Davis 115 kV Line
Del Amo | DEL AMO | Del Amo | Del Amo Substation 500 kV | SCE | SCE Metro | 500 | SCE_Del Amo_500kV | CERRITOS | CA | 90703 | LOS ANGELES | 33.8482 | -118.097 | FALSE | TRUE | From 24-25 TPP | Del Amo500
Del Amo | DEL AMO | Del Amo | Del Amo Substation 230 kV | SCE | SCE Metro | 230 | SCE_Del Amo_230kV | CERRITOS | CA | 90703 | LOS ANGELES | 33.8482 | -118.097 | FALSE | TRUE | From 24-25 TPP | Del Amo230
Delaney | DELANEY | Delaney | Delaney Substation 500 kV | SCE | SCE Arizona | 500 | SCE_Delaney_500kV | TONOPAH | AZ | 85354 | MARICOPA | 33.4811 | -113.034 | FALSE | TRUE | From 24-25 TPP | Delaney500
Delevan | DELEVAN | Delevan | DELEVAN 230 kV | PGE | PGE NGBA | 230 | PGE_Delevan_230kV | STONYFORD | CA | 95979 | COLUSA | 39.3684 | -122.269 | FALSE | TRUE | From 24-25 TPP | Delevan230
DELTA ENERGY | DELTA ENERGY | Delta EC |  | PGE |  | 230 | PGE_DELTA ENERGY_230kV | PITTSBURG | CA | 94509 | CONTRA COSTA | 38.0174 | -121.847 | FALSE | FALSE | Dropped for 25-26 TPP due to low commercial interest and missing from CAISO 2024 Matrix | DELTA ENERGY230
Delta PP | DELTA PUMPS | Delta PP | Contra Costa-Delta Switchyard 230 kV line (via existing Windmaster Tap 230 kV line) | PGE | PGE GBA | 230 | PGE_Delta PP_230kV | BYRON | CA | 94514 | CONTRA COSTA | 37.8006 | -121.621 | FALSE | TRUE | From 24-25 TPP | Delta PP230 | Contra Costa-Delta 230 kV LinePittsburg-Tesla #1 230 kV Line | Contra Costa-Delta 230 kV Line | Pittsburg-Tesla #1 230 kV Line
Desert View | DESERT VIEW | Desert View | Desert View Substation 230 kV | SCE | SCE EOP | 230 | SCE_Desert View_230kV | LAS VEGAS | NV | 89124 | CLARK | 36.3819 | -115.381 | FALSE | TRUE | From 24-25 TPP | Desert View230 | Innovation-Desert View 230 kV Line | Innovation-Desert View 230 kV Line
Devers | DEVERS | Devers | Devers Substation 230 kV | SCE | SCE Eastern | 230 | SCE_Devers_230kV | DESERT HOT SPRINGS | CA | 92240 | RIVERSIDE | 33.9391 | -116.578 | FALSE | TRUE | From 24-25 TPP | Devers230 | Devers 220kVDevers Substation 220 kV Devers Substation 220kVDevers Substation 230kV | Devers 220kV | Devers Substation 220 kV | Devers Substation 220kV | Devers Substation 230kV
Devers | DEVERS | Devers | Devers Substation 500 kV | SCE | SCE Eastern | 500 | SCE_Devers_500kV | DESERT HOT SPRINGS | CA | 92240 | RIVERSIDE | 33.9391 | -116.578 | FALSE | TRUE | From 24-25 TPP | Devers500
DEXEL | DEXEL | Dexzel |  | PGE |  | 115 | PGE_DEXEL_115kV | OILDALE | CA | 93308 | KERN | 35.4556 | -119.021 | FALSE | FALSE | Dropped for 25-26 TPP due to low commercial interest and missing from CAISO 2024 Matrix | DEXEL115
Diablo Canyon | DIABLO CANYON | Diablo | DIABLO CANYON 230 kV | PGE | PGE Kern | 230 | PGE_Diablo Canyon_230kV | SAN LUIS OBISPO | CA | 93405 | SAN LUIS OBISPO | 35.2164 | -120.847 | FALSE | TRUE | From 24-25 TPP | Diablo Canyon230
Diablo Canyon | DIABLO CANYON | Diablo | DIABLO CANYON 500 kV | PGE | PGE Kern | 500 | PGE_Diablo Canyon_500kV | SAN LUIS OBISPO | CA | 93405 | SAN LUIS OBISPO | 35.2164 | -120.847 | FALSE | TRUE | From 24-25 TPP | Diablo Canyon500
Divide |  |  | DIVIDE 115 kV | PGE | PGE Kern | 115 | PGE_Divide_115kV | Santa Maria | CA | 93455 | Santa Barbara | 34.8282 | -120.4484 | FALSE | TRUE | New to CAISO 2024 Matrix | Divide115
Dixon Landing | DIXON LANDING | Dixon Landing | DIXON LANDING 115 kV | PGE | PGE GBA | 115 | PGE_Dixon Landing_115kV | FREMONT | CA | 94538 | ALAMEDA | 37.4575 | -121.921 | FALSE | TRUE | From 24-25 TPP | Dixon Landing115
DONNELLS-CURTIS | DONNELLS-CURTIS | Donnells PH |  | PGE |  | 115 | PGE_DONNELLS-CURTIS_115kV | LONG BARN | CA | 95335 | TUOLUMNE | 38.2463 | -120.034 | FALSE | FALSE | Dropped for 25-26 TPP due to low commercial interest and missing from CAISO 2024 Matrix | DONNELLS-CURTIS115
Dos Amigos | DOS AMIGOS | Dos Amigos | Los Banos-Panoche #1 230 kV line | PGE | PGE Fresno | 230 | PGE_Dos Amigos_230kV | LOS BANOS | CA | 93635 | MERCED | 36.9252 | -120.83 | FALSE | TRUE | From 24-25 TPP | Dos Amigos230
DOUBLE C | DOUBLE C | Double "C" Co-Gen |  | PGE |  | 115 | PGE_DOUBLE C_115kV | BAKERSFIELD | CA | 93308 | KERN | 35.501 | -119.046 | FALSE | FALSE | Dropped for 25-26 TPP due to low commercial interest and missing from CAISO 2024 Matrix | DOUBLE C115
Drum | DRUM | Drum | DRUM #1 PH 115 kV | PGE | PGE NGBA | 115 | PGE_Drum_115kV | ALTA | CA | 95701 | PLACER | 39.2568 | -120.767 | FALSE | TRUE | From 24-25 TPP | Drum115
Dumbarton | DUMBARTON | Dumbarton | DUMBARTON 115 kV | PGE | PGE GBA | 115 | PGE_Dumbarton_115kV | FREMONT | CA | 94555 | ALAMEDA | 37.5571 | -122.058 | FALSE | TRUE | From 24-25 TPP | Dumbarton115
Dunn Siding |  |  | Dunn Siding 115 kV | SCE | SCE NOL | 115 | SCE_Dunn Siding_115kV | Ludlow | CA | 92338 | San Bernardino | 35.0495 | -116.44 | FALSE | TRUE | New to CAISO 2024 Matrix | Dunn Siding115
Eagle | EAGLE | Eagle (NEVP) |  | NVE |  | 120 | NVE_Eagle_120kV |  | NV |  |  | 39.6214 | -119.209 | FALSE | FALSE | Used in busbar mapping to represent out-of-state NV geothermal | Eagle120
Eagle Mountain | EAGLE MT | Eagle Mountain | Eagle Mountain Substation 230 kV | SCE | SCE Eastern | 230 | SCE_Eagle Mountain_230kV | DESERT CENTER | CA | 92239 | RIVERSIDE | 33.8108 | -115.454 | FALSE | TRUE | From 24-25 TPP | Eagle Mountain230
Eagle Rock (PGE) | EAGLE ROCK (PGE) | Eagle Rock (PGE) | EAGLE ROCK 60 kV | PGE | PGE NGBA | 60 | PGE_Eagle Rock (PGE)_60kV | CLOVERDALE | CA | 95441 | SONOMA | 38.829 | -122.81 | FALSE | FALSE | Dropped for 25-26 TPP due to low voltage (< 115 kV) | Eagle Rock (PGE)60
Eagle Rock (PGE) | EAGLE ROCK (PGE) | Eagle Rock (PGE) | EAGLE ROCK 115 kV | PGE | PGE NGBA | 115 | PGE_Eagle Rock (PGE)_115kV | CLOVERDALE | CA | 95441 | SONOMA | 38.829 | -122.81 | FALSE | TRUE | From 24-25 TPP | Eagle Rock (PGE)115
Eagle Rock (SCE) | EAGLE ROCK (SCE) | Eagle Rock (SCE) | Eagle Rock Substation 230 kV | SCE | SCE Metro | 230 | SCE_Eagle Rock (SCE)_230kV | GLENDALE | CA | 91206 | LOS ANGELES | 34.1508 | -118.184 | FALSE | TRUE | From 24-25 TPP | Eagle Rock (SCE)230
East Marysville |  |  | EAST MARYSVILLE 115 kV | PGE | PGE NGBA | 115 | PGE_East Marysville_115kV | Marysville | CA | 95901 | Yuba | 39.1634 | -121.5611 | FALSE | TRUE | New to CAISO 2024 Matrix | East Marysville115
East Nicolaus | EAST NICOLAUS | East Nicolaus | EAST NICOLAUS 115 kV | PGE | PGE NGBA | 115 | PGE_East Nicolaus_115kV | EAST NICOLAUS | CA | 95659 | SUTTER | 38.9097 | -121.542 | FALSE | TRUE | From 24-25 TPP | East Nicolaus115
East Nicolaus | EAST NICOLAUS | East Nicolaus | EAST NICOLAUS 60 kV | PGE | PGE NGBA | 60 | PGE_East Nicolaus_60kV | EAST NICOLAUS | CA | 95659 | SUTTER | 38.9097 | -121.542 | FALSE | FALSE | Dropped for 25-26 TPP due to low voltage (< 115 kV) | East Nicolaus60
Eastshore | EASTSHORE | East Shore | EASTSHORE 115 kV | PGE | PGE GBA | 115 | PGE_Eastshore_115kV | HAYWARD | CA | 94545 | ALAMEDA | 37.6251 | -122.117 | FALSE | TRUE | From 24-25 TPP | Eastshore115 | Grant-Eastshore #1 115 kV Line | Grant-Eastshore #1 115 kV Line
Eastshore | EASTSHORE | East Shore | EASTSHORE 230 kV | PGE | PGE GBA | 230 | PGE_Eastshore_230kV | HAYWARD | CA | 94545 | ALAMEDA | 37.6251 | -122.117 | FALSE | TRUE | From 24-25 TPP | Eastshore230
ECO | EAST COUNTY | ECO | ECO Substation 138 kV | SDGE | SDGE Imperial | 138 | SDGE_ECO_138kV | JACUMBA | CA | 91934 | SAN DIEGO | 32.6273 | -116.118 | FALSE | TRUE | From 24-25 TPP | ECO138
ECO | EAST COUNTY | ECO | ECO Substation 230 kV | SDGE | SDGE Imperial | 230 | SDGE_ECO_230kV | JACUMBA | CA | 91934 | SAN DIEGO | 32.6273 | -116.118 | FALSE | TRUE | From 24-25 TPP | ECO230 | East County Substation 230 kV | East County Substation 230 kV
ECO | EAST COUNTY | ECO | ECO Substation 500 kV | SDGE | SDGE Imperial | 500 | SDGE_ECO_500kV | JACUMBA | CA | 91934 | SAN DIEGO | 32.6273 | -116.118 | FALSE | TRUE | From 24-25 TPP | ECO500 | East County Substation 500 kV | East County Substation 500 kV
Edenvale |  |  | EDENVALE 115 kV | PGE | PGE GBA | 115 | PGE_Edenvale_115kV | San Jose | CA | 95123 | Santa Clara | 37.2446 | -121.7951 | FALSE | TRUE | New to CAISO 2024 Matrix | Edenvale115
Edes | EDES | Edes | EDES 115 kV | PGE | PGE GBA | 115 | PGE_Edes_115kV | OAKLAND | CA | 94603 | ALAMEDA | 37.7387 | -122.194 | FALSE | TRUE | From 24-25 TPP | Edes115
Eight Mile | EIGHT MILE | Eight Mile | EIGHT MILE 230 kV | PGE | PGE GBA | 230 | PGE_Eight Mile_230kV | STOCKTON | CA | 95209 | SAN JOAQUIN | 38.0588 | -121.377 | FALSE | TRUE | From 24-25 TPP | Eight Mile230
El Cajon | EL CAJON | El Cajon | El Cajon Substation 69 kV | SDGE | SDGE Imperial | 69 | SDGE_El Cajon_69kV | EL CAJON | CA | 92020 | SAN DIEGO | 32.7955 | -116.972 | FALSE | FALSE | Dropped for 25-26 TPP due to low voltage (< 115 kV) | El Cajon69
El Casco | EL CASCO | El Casco | El Casco Substation 230 kV | SCE | SCE Eastern | 230 | SCE_El Casco_230kV | REDLANDS | CA | 92373 | RIVERSIDE | 33.9664 | -117.077 | FALSE | TRUE | From 24-25 TPP | El Casco230
El Cerrito G |  |  | EL CERRITO G 115 kV | PGE | PGE GBA | 115 | PGE_El Cerrito G_115kV | El Cerrito | CA | 94530 | Contra Costa | 37.916 | -122.3032 | FALSE | TRUE | New to CAISO 2024 Matrix; no match in CEC dataset | El Cerrito G115
El Dorado PH |  |  | EL DORADO PH 115 kV | PGE | PGE NGBA | 115 | PGE_El Dorado PH_115kV | Pollock Pines | CA | 95726 | El Dorado | 38.7956 | -120.6219 | FALSE | TRUE | New to CAISO 2024 Matrix; no match in CEC dataset | El Dorado PH115
El Nido (PGE) | EL NIDO (PGE) | El Nido (PGE) | WILSON 115 kV | PGE | PGE Fresno | 115 | PGE_El Nido (PGE)_115kV | EL NIDO | CA | 95317 | MERCED | 37.1206 | -120.473 | FALSE | TRUE | From 24-25 TPP | El Nido (PGE)115
El Nido (SCE) | EL NIDO (SCE) | El Nido (SCE) | El Nido Substation 230 kV | SCE | SCE Metro | 230 | SCE_El Nido (SCE)_230kV | HAWTHORNE | CA | 90260 | LOS ANGELES | 33.896 | -118.373 | FALSE | TRUE | From 24-25 TPP | El Nido (SCE)230
El Patio | EL PATIO | El Patio | EL PATIO 115 kV | PGE | PGE GBA | 115 | PGE_El Patio_115kV | CAMPBELL | CA | 95008 | SANTA CLARA | 37.2919 | -121.934 | FALSE | TRUE | From 24-25 TPP | El Patio115
El Segundo | EL SEGUNDO | El Segundo | El Segundo Substation 230 kV | SCE | SCE Metro | 230 | SCE_El Segundo_230kV | EL SEGUNDO | CA | 90245 | LOS ANGELES | 33.9085 | -118.423 | FALSE | TRUE | From 24-25 TPP | El Segundo230
Eldorado | ELDORADO | Eldorado | Eldorado Substation 230 kV | SCE | SCE EOP | 230 | SCE_Eldorado_230kV | BOULDER CITY | NV | 89046 | CLARK | 35.7973 | -115.009 | FALSE | TRUE | From 24-25 TPP | Eldorado230 | Eldorado Substation 230kVSCE owned Eldorado Bus 230kVSCE portion of Eldorado Substation 230 kV | Eldorado Substation 230kV | SCE owned Eldorado Bus 230kV | SCE portion of Eldorado Substation 230 kV
Eldorado | ELDORADO | Eldorado | Eldorado Substation 500 kV | SCE | SCE EOP | 500 | SCE_Eldorado_500kV | BOULDER CITY | NV | 89046 | CLARK | 35.7973 | -115.009 | FALSE | TRUE | From 24-25 TPP | Eldorado500
Elizabeth Lake |  |  | Elizabeth Lake Substation 66 kV | SCE | SCE Northern | 66 | SCE_Elizabeth Lake_66kV | Castaic | CA | 91384 | Los Angeles | 34.4911 | -118.6164 | FALSE | FALSE | New to CAISO 2024 Matrix; dropped from 25-26 TPP due to low voltage (< 115 kV) | Elizabeth Lake66
Elk Hills | ELK HILLS | Elk Hills | TAFT 115 kV | PGE | PGE Kern | 230 | PGE_Elk Hills_230kV | DUSTIN ACRES | CA | 93268 | KERN | 35.2261 | -119.377 | FALSE | TRUE | From 24-25 TPP | Elk Hills230
Elliott | ELLIOTT | Elliot | Elliot Substation 69 kV | SDGE | SDGE Imperial | 69 | SDGE_Elliott_69kV | SAN DIEGO | CA | 92124 | SAN DIEGO | 32.8159 | -117.088 | FALSE | FALSE | Dropped for 25-26 TPP due to low voltage (< 115 kV); name updated (was "Elliot") | Elliott69
Ellis | ELLIS (SCE) | Ellis | Ellis Substation 230 kV | SCE | SCE Metro | 230 | SCE_Ellis_230kV | HUNTINGTON BEACH | CA | 92646 | ORANGE | 33.6858 | -117.943 | FALSE | TRUE | From 24-25 TPP | Ellis230
Encina | ENCINA | Encina | Encina Substation 138 kV | SDGE | SDGE Imperial | 138 | SDGE_Encina_138kV | CARLSBAD | CA | 92008 | SAN DIEGO | 33.1372 | -117.335 | FALSE | TRUE | From 24-25 TPP | Encina138
Encina | ENCINA | Encina | Encina Substation 230 kV | SDGE | SDGE Imperial | 230 | SDGE_Encina_230kV | CARLSBAD | CA | 92008 | SAN DIEGO | 33.1372 | -117.335 | FALSE | TRUE | From 24-25 TPP | Encina230
Escondido | ESCONDIDO | Escondido | Escondido Substation 230 kV | SDGE | SDGE Imperial | 230 | SDGE_Escondido_230kV | ESCONDIDO | CA | 92029 | SAN DIEGO | 33.1259 | -117.117 | FALSE | TRUE | From 24-25 TPP | Escondido230
Escondido | ESCONDIDO | Escondido | Escondido Substation 69 kV | SDGE | SDGE Imperial | 69 | SDGE_Escondido_69kV | ESCONDIDO | CA | 92029 | SAN DIEGO | 33.1259 | -117.117 | FALSE | FALSE | Dropped for 25-26 TPP due to low voltage (< 115 kV) | Escondido69
Estrella |  |  | ESTRELLA 230 kV | PGE | PGE Kern | 230 | PGE_Estrella_230kV | Paso Robles | CA | 93446 | San Luis Obispo | 35.6377 | -120.5992 | FALSE | TRUE | New to CAISO 2024 Matrix | Estrella230
Etiwanda | ETIWANDA | Etiwanda | Etiwanda Substation 230 kV | SCE | SCE Eastern | 230 | SCE_Etiwanda_230kV | RANCHO CUCAMONGA | CA | 91739 | SAN BERNARDINO | 34.089 | -117.527 | FALSE | TRUE | From 24-25 TPP | Etiwanda230
Evergreen | EVERGREEN (PGE) | Evergreen | EVERGREEN 115 kV | PGE | PGE GBA | 115 | PGE_Evergreen_115kV | SAN JOSE | CA | 95111 | SANTA CLARA | 37.3032 | -121.841 | FALSE | TRUE | From 24-25 TPP | Evergreen115
Evergreen | EVERGREEN (PGE) | Evergreen | EVERGREEN 60 kV | PGE | PGE GBA | 60 | PGE_Evergreen_60kV | SAN JOSE | CA | 95111 | SANTA CLARA | 37.3032 | -121.841 | FALSE | FALSE | Dropped for 25-26 TPP due to low voltage (< 115 kV) | Evergreen60
Excelsior | EXCELSIOR | Excelsior | EXCELSIOR SW STA 115 kV | PGE | PGE Fresno | 115 | PGE_Excelsior_115kV | WESTSIDE | CA | 93210 | FRESNO | 36.3994 | -120.231 | FALSE | TRUE | From 24-25 TPP | Excelsior115 | Excelsior 115 kV | Excelsior 115 kV
Exchequer | EXCHEQUER | Exchequer | EXCHEQUER PH 70 kV | PGE | PGE Fresno | 115 | PGE_Exchequer_115kV | SNELLING | CA | 95369 | MARIPOSA | 37.5842 | -120.273 | FALSE | TRUE | From 24-25 TPP (voltage updated) | Exchequer115
Fairway | FAIRWAY (PGE) | Fairway | SISQUOC 115 kV | PGE | PGE Kern | 115 | PGE_Fairway_115kV | SANTA MARIA | CA | 93455 | SANTA BARBARA | 34.9106 | -120.446 | FALSE | TRUE | From 24-25 TPP | Fairway115
Famoso | FAMOSO | Famoso | FAMOSO 115 kV | PGE | PGE Kern | 115 | PGE_Famoso_115kV | MC FARLAND | CA | 93250 | KERN | 35.6051 | -119.204 | FALSE | TRUE | From 24-25 TPP | Famoso115
Fern Road |  |  | FERN ROAD 500 kV | PGE | PGE NGBA | 500 | PGE_Fern Road_500kV |  | CA |  |  | 40.6421 | -121.9378 | FALSE | TRUE | New to CAISO 2024 Matrix; no match in CEC dataset | Fern Road500
Fibreboard (SPI Sonora) | FIBERBOARD | Fibreboard (SPI Sonora) | MI-WUK 115 kV line | PGE | PGE GBA | 115 | PGE_Fibreboard (SPI Sonora)_115kV | ANTIOCH | CA | 94509 | CONTRA COSTA | 38.016 | -121.774 | FALSE | TRUE | From 24-25 TPP | Fibreboard (SPI Sonora)115
Figarden | FIG GARDEN | Figarden | FIGARDEN 230 kV | PGE | PGE Fresno | 230 | PGE_Figarden_230kV | FRESNO | CA | 93711 | FRESNO | 36.8218 | -119.859 | FALSE | TRUE | From 24-25 TPP | Figarden230
Fink | FINK (STANISLAUS RECOVERY) | Fink (Proposed) | FINK SW STA 230 kV | PGE | PGE Fresno | 230 | PGE_Fink_230kV |  | CA |  |  | 37.386 | -121.141 | TRUE | TRUE | From 24-25 TPP | Fink230
Fitch Mountain |  |  | FITCH MOUNTAIN 60 kV | PGE | PGE NGBA | 60 | PGE_Fitch Mountain_60kV | Healdsburg | CA | 95448 | Sonoma | 38.6066 | -122.8529 | FALSE | FALSE | New to CAISO 2024 Matrix; dropped from 25-26 TPP due to low voltage (< 115 kV); no match in CEC dataset | Fitch Mountain60
FLOWIND CORP | FLOWIND CORP | Flowind2 |  | PGE |  | 230 | PGE_FLOWIND CORP_230kV | BYRON | CA | 94514 | ALAMEDA | 37.7643 | -121.614 | FALSE | FALSE | Dropped for 25-26 TPP due to low commercial interest and missing from CAISO 2024 Matrix | FLOWIND CORP230
FMC | FMC | FMC | FMC 115 kV | PGE | PGE GBA | 115 | PGE_FMC_115kV | SAN JOSE | CA | 95110 | SANTA CLARA | 37.3473 | -121.922 | FALSE | TRUE | From 24-25 TPP | FMC115
Fort Churchill | FORT CHURCHILL | Fort Churchill (NEVP) |  | NVE |  | 230 | NVE_Fort Churchill_230kV |  | NV |  |  | 39.1282 | -119.133 | FALSE | FALSE | Used in busbar mapping to represent out-of-state NV geothermal | Fort Churchill230
Fremont |  |  | FREMONT 115 kV | PGE | PGE GBA | 115 | PGE_Fremont_115kV | Fremont | CA | 94538 | Alameda | 37.5414 | -121.962 | FALSE | TRUE | New to CAISO 2024 Matrix | Fremont115
French Camp |  |  | FRENCH CAMP 60 kV | PGE | PGE GBA | 60 | PGE_French Camp_60kV | French Camp | CA | 95231 | San Joaquin | 37.8821 | -121.2904 | FALSE | FALSE | New to CAISO 2024 Matrix; dropped from 25-26 TPP due to low voltage (< 115 kV) | French Camp60
FRITO LAY | FRITO LAY | Frito-Lay |  | PGE |  | 115 | PGE_FRITO LAY_115kV | BUTTONWILLOW | CA | 93206 | KERN | 35.3941 | -119.322 | FALSE | FALSE | Dropped for 25-26 TPP due to low commercial interest and missing from CAISO 2024 Matrix | FRITO LAY115
Frogtown | FROGTOWN | Frogtown | FROGTOWN 115 kV | PGE | PGE GBA | 115 | PGE_Frogtown_115kV | ANGELS CAMP | CA | 95222 | CALAVERAS | 38.0571 | -120.534 | FALSE | TRUE | From 24-25 TPP | Frogtown115
Fulton | FULTON (PGE) | Fulton | FULTON 115 kV | PGE | PGE NGBA | 115 | PGE_Fulton_115kV | FULTON | CA | 95403 | SONOMA | 38.4977 | -122.761 | FALSE | TRUE | From 24-25 TPP | Fulton115
Fulton | FULTON (PGE) | Fulton | FULTON 230 kV | PGE | PGE NGBA | 230 | PGE_Fulton_230kV | FULTON | CA | 95403 | SONOMA | 38.4977 | -122.761 | FALSE | TRUE | From 24-25 TPP | Fulton230
Fulton | FULTON (PGE) | Fulton | FULTON 60 kV | PGE | PGE NGBA | 60 | PGE_Fulton_60kV | FULTON | CA | 95403 | SONOMA | 38.4977 | -122.761 | FALSE | FALSE | Dropped for 25-26 TPP due to low voltage (< 115 kV) | Fulton60
Ganso | GANSO | Ganso | Semitropic - Midway #1 115 kV line | PGE | PGE Kern | 115 | PGE_Ganso_115kV | WASCO | CA | 93280 | KERN | 35.5011 | -119.449 | FALSE | TRUE | From 24-25 TPP | Ganso115
Gates | GATES | Gates | GATES 230 kV | PGE | PGE Fresno | 230 | PGE_Gates_230kV | COALINGA | CA | 93234 | FRESNO | 36.1423 | -120.129 | FALSE | TRUE | From 24-25 TPP | Gates230
Gates | GATES | Gates | GATES 500 kV | PGE | PGE Fresno | 500 | PGE_Gates_500kV | COALINGA | CA | 93234 | FRESNO | 36.1423 | -120.129 | FALSE | TRUE | From 24-25 TPP | Gates500
Geysers 12 | GEYSERS TAP 1 | Geysers 12 | Geyers #12-Fulton 230 kV line | PGE | PGE NGBA | 230 | PGE_Geysers 12_230kV | HEALDSBURG | CA | 95448 | SONOMA | 38.7543 | -122.754 | FALSE | TRUE | From 24-25 TPP | Geysers 12230
Geysers 17 |  | Geysers 17 | Geyers #12-Fulton 230 kV line | PGE | PGE NGBA | 230 | PGE_Geysers 17_230kV |  | CA |  |  | 38.8239 | -122.7814 | FALSE | TRUE | From 24-25 TPP (coordinates updated) | Geysers 17230 | Geysers #17-Fulton 230 kV Line | Geysers #17-Fulton 230 kV Line
Geysers 3 |  |  | GEYSERS #3 & #4 PP 115 kV | PGE | PGE NGBA | 115 | PGE_Geysers 3_115kV | Geyserville | CA | 95448 | SONOMA | 38.8057 | -122.815 | FALSE | TRUE | New to 25-26 TPP | Geysers 3115
GIFFIN | GIFFIN | Giffen |  | PGE |  | 70 | PGE_GIFFIN_70kV |  | CA |  |  | 36.5459 | -120.335 | FALSE | FALSE | Dropped for 25-26 TPP due to low voltage (< 115 kV) | GIFFIN70 | Giffen 70 kV | Giffen 70 kV
GILL | GILL | Gill Ranch |  | PGE |  | 115 | PGE_GILL_115kV | CONCORD | CA | 94520 | CONTRA COSTA | 37.9868 | -122.04 | FALSE | FALSE | Dropped for 25-26 TPP due to low commercial interest and missing from CAISO 2024 Matrix | GILL115
Glenn | GLENN (PGE) | Glenn | GLENN 230 kV | PGE | PGE NGBA | 230 | PGE_Glenn_230kV | ORLAND | CA | 95963 | GLENN | 39.7778 | -122.143 | FALSE | TRUE | From 24-25 TPP | Glenn230 | Cottonwood-Delevan #1 and #2 230 kV | Cottonwood-Delevan #1 and #2 230 kV
Glenn | GLENN (PGE) | Glenn | GLENN 60 kV | PGE | PGE NGBA | 60 | PGE_Glenn_60kV | ORLAND | CA | 95963 | GLENN | 39.7778 | -122.143 | FALSE | FALSE | Dropped for 25-26 TPP due to low voltage (< 115 kV) | Glenn60
Gold Hill | GOLD HILL | Gold Hill | GOLD HILL 115 kV | PGE | PGE NGBA | 115 | PGE_Gold Hill_115kV | FOLSOM | CA | 95630 | SACRAMENTO | 38.6576 | -121.137 | FALSE | TRUE | From 24-25 TPP | Gold Hill115 | Gold Hill 60 kV | Gold Hill 60 kV
Gold Hill | GOLD HILL | Gold Hill | GOLD HILL 230 kV | PGE | PGE NGBA | 230 | PGE_Gold Hill_230kV | FOLSOM | CA | 95630 | SACRAMENTO | 38.6576 | -121.137 | FALSE | TRUE | From 24-25 TPP | Gold Hill230
GOLDEN VALLEY | GOLDEN VALLEY | Golden Valley |  | PGE |  | 115 | PGE_GOLDEN VALLEY_115kV | BUTTONWILLOW | CA | 93206 | KERN | 35.4059 | -119.337 | FALSE | FALSE | Dropped for 25-26 TPP due to low commercial interest and missing from CAISO 2024 Matrix | GOLDEN VALLEY115
Goleta | GOLETA | Goleta | Goleta Substation 230 kV | SCE | SCE Northern | 230 | SCE_Goleta_230kV | GOLETA | CA | 93117 | SANTA BARBARA | 34.4692 | -119.884 | FALSE | TRUE | From 24-25 TPP | Goleta230
Goodrich | GOODRICH | Goodrich | Goodrich Substation 230 kV | SCE | SCE Metro | 230 | SCE_Goodrich_230kV | PASADENA | CA | 91107 | LOS ANGELES | 34.1514 | -118.088 | FALSE | TRUE | From 24-25 TPP | Goodrich230
Goose Lake | GOOSE LAKE | Goose Lake | SEMITROPIC 115 kV | PGE | PGE Kern | 115 | PGE_Goose Lake_115kV | LOST HILLS | CA | 93280 | KERN | 35.6016 | -119.58 | FALSE | TRUE | From 24-25 TPP | Goose Lake115
Gould | GOULD | Gould | Gould Substation 230k kV | SCE | SCE Metro | 230 | SCE_Gould_230kV | LA CAÑADA FLINTRIDGE | CA | 91011 | LOS ANGELES | 34.2216 | -118.187 | FALSE | TRUE | From 24-25 TPP | Gould230
Grand Island |  |  | GRAND ISLAND 115 kV | PGE | PGE NGBA | 115 | PGE_Grand Island_115kV | Walnut Grove | CA | 95690 | Sacramento | 38.2316 | -121.5904 | FALSE | TRUE | New to CAISO 2024 Matrix | Grand Island115
Granite Hills |  |  | Granite Substation 69 kV | SDGE | SDGE Imperial | 69 | SDGE_Granite Hills_69kV | Sacramento | CA | 95827 | Sacramento | 32.8044 | -116.9209 | FALSE | FALSE | New to CAISO 2024 Matrix; dropped from 25-26 TPP due to low voltage (< 115 kV) | Granite Hills69
GRANITE VERNALLIS | GRANITE VERNALLIS | Granite-Vernallis |  | PGE |  | 115 | PGE_GRANITE VERNALLIS_115kV | TRACY | CA | 95304 | SAN JOAQUIN | 37.6132 | -121.36 | FALSE | FALSE | Dropped for 25-26 TPP due to low commercial interest and missing from CAISO 2024 Matrix | GRANITE VERNALLIS115
Grant | GRANT | Grant | GRANT 115 kV | PGE | PGE GBA | 115 | PGE_Grant_115kV | SAN LEANDRO | CA | 94579 | ALAMEDA | 37.6715 | -122.16 | FALSE | TRUE | From 24-25 TPP | Grant115
Green Valley | GREEN VALLEY (PGE) | Green Valley | GREEN VALLEY 115 kV | PGE | PGE GBA | 115 | PGE_Green Valley_115kV | INTERLAKEN | CA | 95076 | SANTA CRUZ | 36.952 | -121.76 | FALSE | TRUE | From 24-25 TPP | Green Valley115
Greenleaf 1 |  | Greenleaf 1 | Bogue 115 kV | PGE | PGE NGBA | 115 | PGE_Greenleaf 1_115kV |  | CA |  |  | 39.0525 | -121.6923 | FALSE | TRUE | From 24-25 TPP (coordinates updated) | Greenleaf 1115 | Greenleaf #1 115 kV Tap | Greenleaf #1 115 kV Tap
Gregg | GREGG | Gregg | GREGG 230 kV | PGE | PGE Fresno | 230 | PGE_Gregg_230kV | MADERA | CA | 93636 | MADERA | 36.8533 | -119.917 | FALSE | TRUE | From 24-25 TPP | Gregg230
Grimmway-Malaga | GRIMMWAY-MALAGA | Grimmway-Malaga | MCCALL 230 kV | PGE | PGE Fresno | 115 | PGE_Grimmway-Malaga_115kV | ARVIN | CA | 93307 | KERN | 35.2473 | -118.861 | FALSE | FALSE | From 24-25 TPP; do not include in resource potential analysis | Grimmway-Malaga115
Grizzly | GRIZZLY | Grizzly | CRESTA PH 230 kV | PGE | PGE NGBA | 230 | PGE_Grizzly_230kV | BELDEN | CA | 95915 | PLUMAS | 39.9109 | -121.328 | FALSE | TRUE | From 24-25 TPP | Grizzly230
Guernsey |  |  | GUERNSEY 70 kV | PGE | PGE Fresno | 70 | PGE_Guernsey_70kV | Hanford | CA | 93230 | Kings | 36.2263 | -119.6552 | FALSE | FALSE | New to CAISO 2024 Matrix; dropped from 25-26 TPP due to low voltage (< 115 kV) | Guernsey70
GWF Hanford | GWF 2 | GWF Hanford | GWF HANFORD SW STA 115 kV | PGE | PGE Fresno | 115 | PGE_GWF Hanford_115kV | PITTSBURG | CA | 94565 | CONTRA COSTA | 36.2698 | -119.6474 | FALSE | TRUE | From 24-25 TPP (name and coordinates updated) | GWF Hanford115 | GWF Hanford 115 kV | GWF Hanford 115 kV
GWF TRACY | GWF TRACY | GWF Tracy |  | PGE |  | 115 | PGE_GWF TRACY_115kV | TRACY | CA | 95377 | SAN JOAQUIN | 37.7105 | -121.49 | FALSE | FALSE | Dropped for 25-26 TPP due to low commercial interest and missing from CAISO 2024 Matrix | GWF TRACY115
Haas | HAAS | Haas | MCCALL 230 kV | PGE | PGE Fresno | 230 | PGE_Haas_230kV | LAKESHORE | CA | 93664 | FRESNO | 36.9274 | -119.021 | FALSE | TRUE | From 24-25 TPP | Haas230
Hammonds |  |  | HAMMONDS 115 kV | PGE | PGE Fresno | 115 | PGE_Hammonds_115kV | Firebaugh | CA | 93622 | Fresno | 36.7202 | -120.6033 | FALSE | TRUE | New to CAISO 2024 Matrix | Hammonds115
HarborGen | HARBORGEN | HarborGen | Harborgen Substation 230 kV | SCE | SCE Metro | 230 | SCE_HarborGen_230kV | LOS ANGELES | CA | 90813 | LOS ANGELES | 33.7789 | -118.227 | FALSE | TRUE | From 24-25 TPP | HarborGen230
Harris |  |  | HARRIS 60 kV | PGE | PGE NGBA | 60 | PGE_Harris_60kV | Eureka | CA | 95503 | Humboldt | 40.7809 | -124.1319 | FALSE | FALSE | New to CAISO 2024 Matrix; dropped from 25-26 TPP due to low voltage (< 115 kV) | Harris60
Harry Allen | HARRY ALLEN | Harry Allen | Harry Allen Substation 500 kV | SCE | SCE EOP | 500 | SCE_Harry Allen_500kV | OVERTON | NV | 89040 | CLARK | 36.429 | -114.909 | FALSE | FALSE | From 24-25 TPP; do not include in resource potential analysis; intertie for OOS resources only | Harry Allen500
Hartley |  |  | HARTLEY 60 kV | PGE | PGE NGBA | 60 | PGE_Hartley_60kV | Lakeport | CA | 95453 | Lake | 39.0772 | -122.9326 | FALSE | FALSE | New to CAISO 2024 Matrix; dropped from 25-26 TPP due to low voltage (< 115 kV) | Hartley60
Harvard |  |  | Harvard 33 kV Bus/Gale 115 kV Bus | SCE | SCE NOL | 115 | SCE_Harvard_115kV | Newberry Springs | CA | 92365 | San Bernardino | 34.9575 | -116.6532 | FALSE | TRUE | New to CAISO 2024 Matrix | Harvard115
Hassayampa | HASSAYAMPA | Hassayampa | Hassayampa Substation 500 kV | SDGE | SDGE Arizona | 500 | SDGE_Hassayampa_500kV | TONOPAH | AZ | 85354 | MARICOPA | 33.3458 | -112.852 | FALSE | TRUE | From 24-25 TPP | Hassayampa500 | Hassayampa Common Bus 500 kV | Hassayampa Common Bus 500 kV
HATCHET RIDGE WIND | HATCHET RIDGE WIND | Hatchet Ridge |  | PGE |  | 230 | PGE_HATCHET RIDGE WIND_230kV | MONTGOMERY CREEK | CA | 96065 | SHASTA | 40.8903 | -121.797 | FALSE | FALSE | Dropped for 25-26 TPP due to low commercial interest and missing from CAISO 2024 Matrix | HATCHET RIDGE WIND230
Helm | HELM | Helm | HELM 230 kV | PGE | PGE Fresno | 230 | PGE_Helm_230kV | LAKESHORE | CA | 93660 | FRESNO | 36.5916 | -120.176 | FALSE | TRUE | From 24-25 TPP | Helm230
Helm | HELM | Helm | HELM 70 kV | PGE | PGE Fresno | 70 | PGE_Helm_70kV | LAKESHORE | CA | 93660 | FRESNO | 36.5916 | -120.176 | FALSE | FALSE | Dropped for 25-26 TPP due to low voltage (< 115 kV) | Helm70 | Helm-Kerman 70 kV Line | Helm-Kerman 70 kV Line
HELM'S PUMPED STORAGE | HELM'S PUMPED STORAGE | Helms PGP |  | PGE |  | 230 | PGE_HELM'S PUMPED STORAGE_230kV | SHAVER LAKE | CA | 93664 | FRESNO | 37.0391 | -118.964 | FALSE | FALSE | Dropped for 25-26 TPP due to low commercial interest and missing from CAISO 2024 Matrix | HELM'S PUMPED STORAGE230
Henrietta | HENRIETTA | Henrietta | HENRIETTA 115 kV | PGE | PGE Fresno | 115 | PGE_Henrietta_115kV | LEMOORE | CA | 93245 | KINGS | 36.2421 | -119.903 | FALSE | TRUE | From 24-25 TPP | Henrietta115
Henrietta | HENRIETTA | Henrietta | HENRIETTA 230 kV | PGE | PGE Fresno | 230 | PGE_Henrietta_230kV | LEMOORE | CA | 93245 | KINGS | 36.2421 | -119.903 | FALSE | TRUE | From 24-25 TPP | Henrietta230
Henrietta | HENRIETTA | Henrietta | HENRIETTA 70 kV | PGE | PGE Fresno | 70 | PGE_Henrietta_70kV | LEMOORE | CA | 93245 | KINGS | 36.2421 | -119.903 | FALSE | FALSE | Dropped for 25-26 TPP due to low voltage (< 115 kV) | Henrietta70 | Henrietta-Tulare Lake 70 kV | Henrietta-Tulare Lake 70 kV
Herndon | HERNDON | Herndon | HERNDON 115 kV | PGE | PGE Fresno | 115 | PGE_Herndon_115kV | FRESNO | CA | 93722 | FRESNO | 36.8448 | -119.922 | FALSE | TRUE | From 24-25 TPP | Herndon115
Herndon | HERNDON | Herndon | HERNDON 230 kV | PGE | PGE Fresno | 230 | PGE_Herndon_230kV | FRESNO | CA | 93722 | FRESNO | 36.8448 | -119.922 | FALSE | TRUE | From 24-25 TPP | Herndon230
Hicks | HICKS | Hicks | HICKS 230 kV | PGE | PGE GBA | 230 | PGE_Hicks_230kV | SAN JOSE | CA | 95124 | SANTA CLARA | 37.2337 | -121.901 | FALSE | TRUE | From 24-25 TPP | Hicks230
Higgins | HIGGINS | Higgins | HIGGINS 115 kV | PGE | PGE NGBA | 115 | PGE_Higgins_115kV | GRASS VALLEY | CA | 95949 | NEVADA | 39.0439 | -121.091 | FALSE | TRUE | From 24-25 TPP | Higgins115
HIGH WINDS | HIGH WINDS | High Winds Russell (Sonoma) |  | PGE |  | 230 | PGE_HIGH WINDS_230kV | RIO VISTA | CA | 94571 | SOLANO | 38.1274 | -121.831 | FALSE | FALSE | Dropped for 25-26 TPP due to low commercial interest and missing from CAISO 2024 Matrix | HIGH WINDS230
Hilltop | HILLTOP (NVE) | Hilltop (NVE) | ROUND MTN 500 kV | NVE | Northeast CA | 345 | NVE_Hilltop_345kV | ALTURAS | CA | 96101 | MODOC | 41.513 | -120.634 | FALSE | TRUE | From 24-25 TPP; non-CAISO substation mapped to Round Mountain (PGE) for Tx representation | Hilltop345
Hinson | HINSON | Hinson | Hinson Substation 230 kV | SCE | SCE Metro | 230 | SCE_Hinson_230kV | LONG BEACH | CA | 90810 | LOS ANGELES | 33.8193 | -118.222 | FALSE | TRUE | From 24-25 TPP | Hinson230 | Hinson Substation 220 kVHinson Substation 230kV | Hinson Substation 220 kV | Hinson Substation 230kV
Hollister | HOLLISTER | Hollister | Crazy Horse Canyon - Hollister 115 kV line | PGE | PGE GBA | 115 | PGE_Hollister_115kV | HOLLISTER | CA | 95023 | SAN BENITO | 36.8629 | -121.406 | FALSE | TRUE | From 24-25 TPP | Hollister115 | Crazy Horse Canyon-Hollister 115 kV Line | Crazy Horse Canyon-Hollister 115 kV Line
Homestake | HOMESTAKE | Homestake | Lower Lake-Homestake 115 kV line | PGE | PGE NGBA | 115 | PGE_Homestake_115kV | NAPA | CA | 94558 | NAPA | 38.8365 | -122.369 | FALSE | TRUE | From 24-25 TPP | Homestake115
Honcut | HONCUT | Honcut | PALERMO 115 kV | PGE | PGE NGBA | 115 | PGE_Honcut_115kV | OROVILLE | CA | 95965 | BUTTE | 39.3205 | -121.595 | FALSE | TRUE | From 24-25 TPP | Honcut115
Hoodoo Wash | HOODOO WASH | Hoodoo Wash | Hoodoo Wash Switchyard 500 kV | SDGE | SDGE Arizona | 500 | SDGE_Hoodoo Wash_500kV | ROLL | AZ | 85347 | YUMA | 32.9541 | -113.489 | FALSE | TRUE | From 24-25 TPP | Hoodoo Wash500 | Hoodoo Wash - North Gila 500 kV | Hoodoo Wash - North Gila 500 kV
Hopland | HOPLAND | Hopland | HOPLAND 115 kV | PGE | PGE NGBA | 115 | PGE_Hopland_115kV | HOPLAND | CA | 95449 | MENDOCINO | 38.9728 | -123.081 | FALSE | TRUE | From 24-25 TPP | Hopland115
Hopland | HOPLAND | Hopland | HOPLAND 60 kV | PGE | PGE NGBA | 60 | PGE_Hopland_60kV | HOPLAND | CA | 95449 | MENDOCINO | 38.9728 | -123.081 | FALSE | FALSE | Dropped for 25-26 TPP due to low voltage (< 115 kV) | Hopland60
Humboldt | HUMBOLDT (PGE) | Humboldt | HUMBOLDT 115 kV | PGE | PGE NGBA | 115 | PGE_Humboldt_115kV | EUREKA | CA | 95503 | HUMBOLDT | 40.7825 | -124.112 | FALSE | TRUE | From 24-25 TPP | Humboldt115
Humboldt | HUMBOLDT (PGE) | Humboldt | HUMBOLDT 60 kV | PGE | PGE NGBA | 60 | PGE_Humboldt_60kV | EUREKA | CA | 95503 | HUMBOLDT | 40.7825 | -124.112 | FALSE | FALSE | Dropped for 25-26 TPP due to low voltage (< 115 kV) | Humboldt60
Humboldt | HUMBOLDT (PROPOSED) | Humboldt (Proposed) | HUMBOLDT 500 kV (TPD limit 1607 MW based on portfolio amount studied) | PGE | PGE NGBA | 500 | PGE_Humboldt_500kV |  | CA |  |  | 40.7825 | -124.112 | TRUE | FALSE | From 24-25 TPP | Humboldt500
Huntington Beach | HUNTINGTON BEACH | Huntington Beach | Huntington Beach Substation 230 kV | SCE | SCE Metro | 230 | SCE_Huntington Beach_230kV | HUNTINGTON BEACH | CA | 92646 | ORANGE | 33.6459 | -117.978 | FALSE | TRUE | From 24-25 TPP | Huntington Beach230
HYATT | HYATT | Hyatt 1&2 |  | PGE |  | 230 | PGE_HYATT_230kV | OROVILLE EAST | CA | 95966 | BUTTE | 39.5328 | -121.486 | FALSE | FALSE | Dropped for 25-26 TPP due to low commercial interest and missing from CAISO 2024 Matrix | HYATT230
Ignacio | IGNACIO | Ignacio | IGNACIO 115 kV | PGE | PGE NGBA | 115 | PGE_Ignacio_115kV | NOVATO | CA | 94945 | MARIN | 38.0774 | -122.541 | FALSE | TRUE | From 24-25 TPP | Ignacio115
Ignacio | IGNACIO | Ignacio | IGNACIO 230 kV | PGE | PGE NGBA | 230 | PGE_Ignacio_230kV | NOVATO | CA | 94945 | MARIN | 38.0774 | -122.541 | FALSE | TRUE | From 24-25 TPP | Ignacio230
Ignacio | IGNACIO | Ignacio | IGNACIO 60 kV | PGE | PGE NGBA | 60 | PGE_Ignacio_60kV | NOVATO | CA | 94945 | MARIN | 38.0774 | -122.541 | FALSE | FALSE | Dropped for 25-26 TPP due to low voltage (< 115 kV) | Ignacio60
Imperial Beach |  |  | Imperial Beach Substation 69 kV | SDGE | SDGE Imperial | 69 | SDGE_Imperial Beach_69kV | San Diego | CA | 92154 | San Diego | 32.5834 | -117.0972 | FALSE | FALSE | New to CAISO 2024 Matrix; dropped from 25-26 TPP due to low voltage (< 115 kV) | Imperial Beach69
Imperial Valley | IMPERIAL VALLEY | Imperial Valley | Imperial Valley Substation 230 kV | SDGE | SDGE Imperial | 230 | SDGE_Imperial Valley_230kV | IMPERIAL | CA | 92251 | IMPERIAL | 32.8561 | -115.564 | FALSE | TRUE | From 24-25 TPP | Imperial Valley230
Imperial Valley | IMPERIAL VALLEY | Imperial Valley | Imperial Valley Substation 500 kV | SDGE | SDGE Imperial | 500 | SDGE_Imperial Valley_500kV | IMPERIAL | CA | 92251 | IMPERIAL | 32.8561 | -115.564 | FALSE | TRUE | From 24-25 TPP | Imperial Valley500
Innovation | INNOVATION | Innovation | Innovation Substation 138 kV | SCE | SCE EOP | 138 | SCE_Innovation_138kV | PAHRUMP | NV | 89020 | NYE | 36.5825 | -115.947 | FALSE | TRUE | From 24-25 TPP | Innovation138
Innovation | INNOVATION | Innovation | Innovation Substation 230 kV | SCE | SCE EOP | 230 | SCE_Innovation_230kV | PAHRUMP | NV | 89020 | NYE | 36.5825 | -115.947 | FALSE | TRUE | From 24-25 TPP | Innovation230 | Innovation Substation 230 kV | Innovation Substation 230 kV
Inyokern | INYOKERN | Inyokern | Inyokern Substation 115 kV | SCE | SCE NOL | 115 | SCE_Inyokern_115kV | INYOKERN | CA | 93555 | KERN | 35.6526 | -117.796 | FALSE | TRUE | From 24-25 TPP | Inyokern115
IS Tap |  | IS Tap | IS Tap 138 kV | VEA | SCE EOP | 138 | VEA_IS Tap_138kV |  | NV |  |  | 36.5639 | -115.6726 | FALSE | TRUE | From 24-25 TPP (coordinates updated) | IS Tap138
Ivanpah | IVANPAH | Ivanpah | Ivanpah Substation 115 kV | SCE | SCE EOP | 115 | SCE_Ivanpah_115kV | NIPTON | CA | 92364 | SAN BERNARDINO | 35.5444 | -115.469 | FALSE | TRUE | From 24-25 TPP | Ivanpah115
Ivanpah | IVANPAH | Ivanpah | Ivanpah Substation 230 kV | SCE | SCE EOP | 230 | SCE_Ivanpah_230kV | NIPTON | CA | 92364 | SAN BERNARDINO | 35.5444 | -115.469 | FALSE | TRUE | From 24-25 TPP | Ivanpah230
Jackass (DOE) | JACKASS FLATS | Jackass (DOE) | Jackass (DOE) Substation 138 kV | VEA | SCE EOP | 138 | VEA_Jackass (DOE)_138kV | AMARGOSA VALLEY | NV | 89020 | NYE | 36.7624 | -116.251 | FALSE | TRUE | From 24-25 TPP | Jackass (DOE)138
JACKSON | JACKSON | Jackson Swt |  | SCE |  | 115 | SCE_JACKSON_115kV | INDIO | CA | 92201 | RIVERSIDE | 33.6846 | -116.217 | FALSE | FALSE | Dropped for 25-26 TPP due to low commercial interest and missing from CAISO 2024 Matrix | JACKSON115
James B Black | JAMES B. BLACK | James B Black | JAMES B BLACK PH 230 kV | PGE | PGE NGBA | 230 | PGE_James B Black_230kV | BIG BEND | CA | 96065 | SHASTA | 40.9926 | -121.975 | FALSE | TRUE | From 24-25 TPP | James B Black230
Jefferson |  |  | JEFFERSON 230 kV | PGE | PGE GBA | 230 | PGE_Jefferson_230kV | La Quinta | CA | 92253 | Riverside | 37.4576 | -122.2864 | FALSE | TRUE | New to CAISO 2024 Matrix | Jefferson230
Jessup | JESSUP | Jessup | JESSUP 115 kV | PGE | PGE NGBA | 115 | PGE_Jessup_115kV | ANDERSON | CA | 96007 | SHASTA | 40.4618 | -122.328 | FALSE | TRUE | From 24-25 TPP | Jessup115
Johanna | JOHANNA | Johanna | Johanna Substation 230 kV | SCE | SCE Metro | 230 | SCE_Johanna_230kV | SANTA ANA | CA | 92705 | ORANGE | 33.7134 | -117.853 | FALSE | TRUE | From 24-25 TPP | Johanna230
Julian Hinds | JULIAN HINDS | Julian Hinds | Julian Hinds Substation 230 kV | SCE | SCE Eastern | 230 | SCE_Julian Hinds_230kV | DESERT CENTER | CA | 92239 | RIVERSIDE | 33.7046 | -115.627 | FALSE | TRUE | From 24-25 TPP | Julian Hinds230
Kasson | KASSON | Kasson | KASSON 115 kV | PGE | PGE GBA | 115 | PGE_Kasson_115kV | TRACY | CA | 95304 | SAN JOAQUIN | 37.7458 | -121.341 | FALSE | TRUE | From 24-25 TPP | Kasson115
Kasson | KASSON | Kasson | KASSON 60 kV | PGE | PGE GBA | 60 | PGE_Kasson_60kV | TRACY | CA | 95304 | SAN JOAQUIN | 37.7458 | -121.341 | FALSE | FALSE | Dropped for 25-26 TPP due to low voltage (< 115 kV) | Kasson60
Kearney | KEARNEY | Kearney | KEARNEY 230 kV | PGE | PGE Fresno | 230 | PGE_Kearney_230kV |  | CA |  |  | 36.7056 | -119.883 | FALSE | TRUE | From 24-25 TPP | Kearney230
Kearney | KEARNEY | Kearney | KEARNEY 70 kV | PGE | PGE Fresno | 70 | PGE_Kearney_70kV |  | CA |  |  | 36.7056 | -119.883 | FALSE | FALSE | Dropped for 25-26 TPP due to low voltage (< 115 kV) | Kearney70
Kelso | KELSO | Kelso | KELSO 230 kV | PGE | PGE GBA | 230 | PGE_Kelso_230kV | BYRON | CA | 94514 | ALAMEDA | 37.7975 | -121.603 | FALSE | TRUE | From 24-25 TPP | Kelso230 | Kelso-Tesla Tap 230 kV | Kelso-Tesla Tap 230 kV
Kerchoff 1 |  |  | KERCKHOFF #1 PH 115 kV | PGE | PGE Fresno | 115 | PGE_Kerchoff 1_115kV | Friant | CA | 93626 | Madera | 37.0922 | -119.5527 | FALSE | TRUE | New to CAISO 2024 Matrix; no match in CEC dataset | Kerchoff 1115
KERN FRONT | KERN FRONT | Kern Front Co-Gen |  | PGE |  | 115 | PGE_KERN FRONT_115kV | BAKERSFIELD | CA | 93308 | KERN | 35.5095 | -119.03 | FALSE | FALSE | Dropped for 25-26 TPP due to low commercial interest and missing from CAISO 2024 Matrix | KERN FRONT115
Kern Oil | KERN OIL | Kern Oil | KERN OIL 115 kV | PGE | PGE Kern | 115 | PGE_Kern Oil_115kV | OILDALE | CA | 93308 | KERN | 35.4407 | -119.021 | FALSE | TRUE | From 24-25 TPP | Kern Oil115
Kern PP | KERN POWER | Kern PP | KERN PP 115 kV | PGE | PGE Kern | 115 | PGE_Kern PP_115kV | BAKERSFIELD | CA | 93312 | KERN | 35.3794 | -119.097 | FALSE | TRUE | From 24-25 TPP | Kern PP115
Kern PP | KERN POWER | Kern PP | KERN PP 230 kV | PGE | PGE Kern | 230 | PGE_Kern PP_230kV | BAKERSFIELD | CA | 93312 | KERN | 35.3794 | -119.097 | FALSE | TRUE | From 24-25 TPP | Kern PP230
Kern PP | KERN POWER | Kern PP | KERN PP 70 kV | PGE | PGE Kern | 70 | PGE_Kern PP_70kV | BAKERSFIELD | CA | 93312 | KERN | 35.3794 | -119.097 | FALSE | FALSE | Dropped for 25-26 TPP due to low voltage (< 115 kV) | Kern PP70
Kernridge | KERNRIDGE | Kernridge | TEMBLOR 115 kV | PGE | PGE Kern | 115 | PGE_Kernridge_115kV | MC KITTRICK | CA | 93251 | KERN | 35.4425 | -119.74 | FALSE | TRUE | From 24-25 TPP | Kernridge115
Kingsburg |  |  | KINGSBURG 115 kV | PGE | PGE Fresno | 115 | PGE_Kingsburg_115kV | Kingsburg | CA | 93631 | Fresno | 36.4884 | -119.5825 | FALSE | TRUE | New to CAISO 2024 Matrix | Kingsburg115
Kirker | KIRKER | Kirker | KIRKER 115 kV | PGE | PGE GBA | 115 | PGE_Kirker_115kV | PITTSBURG | CA | 94565 | CONTRA COSTA | 38.0208 | -121.906 | FALSE | TRUE | From 24-25 TPP | Kirker115
Knights Landing | KNIGHTS LANDING | Knights Landing | WOODLAND 115 kV | PGE | PGE NGBA | 115 | PGE_Knights Landing_115kV | KNIGHTS LANDING | CA | 95645 | YOLO | 38.8093 | -121.745 | FALSE | TRUE | From 24-25 TPP | Knights Landing115
Konocti |  |  | KONOCTI 60 kV | PGE | PGE NGBA | 60 | PGE_Konocti_60kV | Kelseyville | CA | 95451 | Lake | 38.9323 | -122.741 | FALSE | FALSE | New to CAISO 2024 Matrix; dropped from 25-26 TPP due to low voltage (< 115 kV) | Konocti60
Kramer | KRAMER | Kramer | Kramer Substation 115 kV | SCE | SCE NOL | 115 | SCE_Kramer_115kV | BORON | CA | 93516 | SAN BERNARDINO | 34.9891 | -117.543 | FALSE | TRUE | From 24-25 TPP | Kramer115
Kramer | KRAMER | Kramer | Kramer Substation 230kV | SCE | SCE NOL | 230 | SCE_Kramer_230kV | BORON | CA | 93516 | SAN BERNARDINO | 34.9891 | -117.543 | FALSE | TRUE | From 24-25 TPP | Kramer230 | Kramer Junction Substation 230kVKramer Substation 230 kV | Kramer Junction Substation 230kV | Kramer Substation 230 kV
La Cienega | LA CIENEGA | La Cienega | La Cienega Substation 230 kV | SCE | SCE Metro | 230 | SCE_La Cienega_230kV | LADERA HEIGHTS | CA | 90056 | LOS ANGELES | 34.0008 | -118.378 | FALSE | TRUE | From 24-25 TPP | La Cienega230
La Fresa | LA FRESA | La Fresa | La Fresa Substation 230 kV | SCE | SCE Metro | 230 | SCE_La Fresa_230kV | TORRANCE | CA | 90504 | LOS ANGELES | 33.8697 | -118.333 | FALSE | TRUE | From 24-25 TPP | La Fresa230
Laguna Bell | LAGUNA BELL | Laguna Bell | Laguna Bell Substation 230 kV | SCE | SCE Metro | 230 | SCE_Laguna Bell_230kV | COMMERCE | CA | 90040 | LOS ANGELES | 33.9761 | -118.148 | FALSE | TRUE | From 24-25 TPP | Laguna Bell230 | Laguna Bell Substation 230kV | Laguna Bell Substation 230kV
Lakeview | LAKEVIEW (KERN) | Lakeview | LAKEVIEW 70 kV | PGE | PGE Kern | 70 | PGE_Lakeview_70kV | BAKERSFIELD | CA | 93313 | KERN | 35.0942 | -119.101 | FALSE | FALSE | Dropped for 25-26 TPP due to low voltage (< 115 kV) | Lakeview70
Lakeville | LAKEVILLE | Lakeville | LAKEVILLE 230 kV | PGE | PGE NGBA | 230 | PGE_Lakeville_230kV | PETALUMA | CA | 94954 | SONOMA | 38.2509 | -122.581 | FALSE | TRUE | From 24-25 TPP | Lakeville230
Lakeville | LAKEVILLE | Lakeville | LAKEVILLE 60 kV | PGE | PGE NGBA | 60 | PGE_Lakeville_60kV | PETALUMA | CA | 94954 | SONOMA | 38.2509 | -122.581 | FALSE | FALSE | Dropped for 25-26 TPP due to low voltage (< 115 kV) | Lakeville60
Lakeville | LAKEVILLE | Lakeville | LAKEVILLE 115 kV | PGE | PGE NGBA | 115 | PGE_Lakeville_115kV | PETALUMA | CA | 94954 | SONOMA | 38.2509 | -122.581 | FALSE | TRUE | From 24-25 TPP | Lakeville115
Lakewood |  |  | LAKEWOOD 115 kV | PGE | PGE GBA | 115 | PGE_Lakewood_115kV | Walnut Creek | CA | 94597 | Contra Costa | 37.9084 | -122.0573 | FALSE | TRUE | New to CAISO 2024 Matrix | Lakewood115
Lambie | LAMBIE | Lambie | LAMBIE SW STA 230 kV | PGE | PGE NGBA | 230 | PGE_Lambie_230kV | SUISUN CITY | CA | 94585 | SOLANO | 38.2214 | -121.867 | FALSE | TRUE | From 24-25 TPP | Lambie230 | Lambie 230 kV | Lambie 230 kV
Lammers | LAMMERS | Lammers | LAMMERS 115 kV | PGE | PGE GBA | 115 | PGE_Lammers_115kV | TRACY | CA | 95377 | SAN JOAQUIN | 37.7131 | -121.478 | FALSE | TRUE | From 24-25 TPP | Lammers115
Lamont | LAMONT | Lamont | LAMONT 115 kV | PGE | PGE Kern | 115 | PGE_Lamont_115kV | BAKERSFIELD | CA | 93307 | KERN | 35.2969 | -118.861 | FALSE | TRUE | From 24-25 TPP | Lamont115
Las Aguilas | LAS AGUILAS | Las Aguilas | LAS AGUILAS SW STA 230 kV | PGE | PGE Fresno | 230 | PGE_Las Aguilas_230kV |  | CA |  |  | 36.6318 | -120.879 | FALSE | TRUE | From 24-25 TPP | Las Aguilas230
Lathrop | LATHROP | Lathrop | Lathrop Substation 138 kV | VEA | SCE EOP | 138 | VEA_Lathrop_138kV | AMARGOSA VALLEY | NV | 89020 | NYE | 36.6701 | -116.366 | FALSE | TRUE | From 24-25 TPP | Lathrop138
Lathrop | LATHROP | Lathrop | Lathrop Substation 230 kV(future) | SCE | SCE EOP | 230 | SCE_Lathrop_230kV | AMARGOSA VALLEY | NV | 89020 | NYE | 36.6701 | -116.366 | FALSE | TRUE | From 24-25 TPP | Lathrop230 | Lathrop Wells Substation 230 kV | Lathrop Wells Substation 230 kV
LAWRENCE LIVERMORE LAB | LAWRENCE LIVERMORE LAB | LLNL |  | PGE |  | 230 | PGE_LAWRENCE LIVERMORE LAB_230kV | LIVERMORE | CA | 94550 | ALAMEDA | 37.6823 | -121.705 | FALSE | FALSE | Dropped for 25-26 TPP due to low commercial interest and missing from CAISO 2024 Matrix | LAWRENCE LIVERMORE LAB230
Le Grand | LE GRAND | Le Grand | LE GRAND 115 kV | PGE | PGE Fresno | 115 | PGE_Le Grand_115kV | LE GRAND | CA | 95333 | MERCED | 37.1849 | -120.274 | FALSE | TRUE | From 24-25 TPP | Le Grand115
Lemoore |  |  | LEMOORE 70 kV | PGE | PGE Fresno | 70 | PGE_Lemoore_70kV | Lemoore | CA | 93245 | Kings | 36.3093 | -119.7983 | FALSE | FALSE | New to CAISO 2024 Matrix; dropped from 25-26 TPP due to low voltage (< 115 kV) | Lemoore70 | Henrietta-Lemoore NAS 70 kV | Henrietta-Lemoore NAS 70 kV
Lerdo | LERDO | Lerdo | LERDO 115 kV | PGE | PGE Kern | 115 | PGE_Lerdo_115kV | BAKERSFIELD | CA | 93308 | KERN | 35.5003 | -119.152 | FALSE | TRUE | From 24-25 TPP | Lerdo115
Lewis | LEWIS | Lewis | Lewis Substation 230 kV | SCE | SCE Metro | 230 | SCE_Lewis_230kV | ANAHEIM | CA | 92805 | ORANGE | 33.8095 | -117.899 | FALSE | TRUE | From 24-25 TPP | Lewis230
Lighthipe | LIGHTPIPE | Lighthipe | Lighthipe Substation 230 kV | SCE | SCE Metro | 230 | SCE_Lighthipe_230kV | LONG BEACH | CA | 90805 | LOS ANGELES | 33.8802 | -118.175 | FALSE | TRUE | From 24-25 TPP | Lighthipe230 | Litehipe Substation 230 kV | Litehipe Substation 230 kV
Lilac |  |  | Lilac Substation 69 kV | SDGE | SDGE Imperial | 69 | SDGE_Lilac_69kV | Valley Center | CA | 92082 | San Diego | 33.2532 | -117.0859 | FALSE | FALSE | New to CAISO 2024 Matrix; dropped from 25-26 TPP due to low voltage (< 115 kV) | Lilac69
Lincoln | LINCOLN (PGE) | Lincoln | LINCOLN 115 kV | PGE | PGE NGBA | 115 | PGE_Lincoln_115kV | LINCOLN | CA | 95648 | PLACER | 38.9005 | -121.294 | FALSE | TRUE | From 24-25 TPP | Lincoln115
Live Oak | LIVE OAK | Live Oak | LIVE OAK SW STA 115 kV | PGE | PGE Kern | 115 | PGE_Live Oak_115kV | BAKERSFIELD | CA | 93308 | KERN | 35.4959 | -119.009 | FALSE | TRUE | From 24-25 TPP | Live Oak115
Llagas | LLAGAS | Llagas | LLAGAS 115 kV | PGE | PGE GBA | 115 | PGE_Llagas_115kV | GILROY | CA | 95020 | SANTA CLARA | 37.0073 | -121.557 | FALSE | TRUE | From 24-25 TPP | Llagas115 | Llagas-Gilroy Foods 115 kV line | Llagas-Gilroy Foods 115 kV line
Lockeford | LOCKEFORD | Lockeford | LOCKEFORD 115 kV | PGE | PGE GBA | 115 | PGE_Lockeford_115kV | LOCKEFORD | CA | 95240 | SAN JOAQUIN | 38.1178 | -121.16 | FALSE | TRUE | From 24-25 TPP | Lockeford115
Lockeford | LOCKEFORD | Lockeford | LOCKEFORD 230 kV | PGE | PGE GBA | 230 | PGE_Lockeford_230kV | LOCKEFORD | CA | 95240 | SAN JOAQUIN | 38.1178 | -121.16 | FALSE | TRUE | From 24-25 TPP | Lockeford230
Lockeford | LOCKEFORD | Lockeford | LOCKEFORD 60 kV | PGE | PGE GBA | 60 | PGE_Lockeford_60kV | LOCKEFORD | CA | 95240 | SAN JOAQUIN | 38.1178 | -121.16 | FALSE | FALSE | Dropped for 25-26 TPP due to low voltage (< 115 kV) | Lockeford60
Lodi | LODI | Lodi | EIGHT MILE 230 kV | PGE | PGE GBA | 230 | PGE_Lodi_230kV | LODI | CA | 95240 | SAN JOAQUIN | 38.0879 | -121.3882 | FALSE | TRUE | From 24-25 TPP | Lodi230
Logan Creek | LOGAN CREEK | Logan Creek | LOGAN CREEK 230 kV | PGE | PGE NGBA | 230 | PGE_Logan Creek_230kV | WILLOWS | CA | 95988 | GLENN | 39.5395 | -122.263 | FALSE | TRUE | From 24-25 TPP | Logan Creek230
Lone Tree | LONE TREE | Lonetree | LONE TREE 230 kV | PGE | PGE GBA | 230 | PGE_Lone Tree_230kV | ANTIOCH | CA | 94531 | CONTRA COSTA | 37.9461 | -121.76 | FALSE | TRUE | From 24-25 TPP | Lone Tree230
Los Banos | LOS BANOS | Los Banos | LOS BANOS 230 kV | PGE | PGE Fresno | 230 | PGE_Los Banos_230kV | GUSTINE | CA | 95322 | MERCED | 37.0531 | -121.022 | FALSE | TRUE | From 24-25 TPP | Los Banos230 | Los Banos 70 kVLos Banos-Panoche #1 230kV Line | Los Banos 70 kV | Los Banos-Panoche #1 230kV Line
Los Banos | LOS BANOS | Los Banos | LOS BANOS 500 kV | PGE | PGE Fresno | 500 | PGE_Los Banos_500kV | GUSTINE | CA | 95322 | MERCED | 37.0531 | -121.022 | FALSE | TRUE | From 24-25 TPP | Los Banos500
Los Coches |  |  | Los Coches Substation 138 kV | SDGE | SDGE Imperial | 138 | SDGE_Los Coches_138kV | Soledad | CA | 93960 | Monterey | 32.8596 | -116.8992 | FALSE | TRUE | New to CAISO 2024 Matrix | Los Coches138
Los Coches |  |  | Los Coches Substation 69 kV | SDGE | SDGE Imperial | 69 | SDGE_Los Coches_69kV | Soledad | CA | 93960 | Monterey | 32.8596 | -116.8992 | FALSE | FALSE | New to CAISO 2024 Matrix; dropped from 25-26 TPP due to low voltage (< 115 kV) | Los Coches69
Los Esteros | LOS ESTEROS | Los Esteros | LOS ESTEROS 115 kV | PGE | PGE GBA | 115 | PGE_Los Esteros_115kV | SAN JOSE | CA | 95134 | SANTA CLARA | 37.4274 | -121.933 | FALSE | TRUE | From 24-25 TPP | Los Esteros115
Los Esteros | LOS ESTEROS | Los Esteros | LOS ESTEROS 230 kV | PGE | PGE GBA | 230 | PGE_Los Esteros_230kV | SAN JOSE | CA | 95134 | SANTA CLARA | 37.4274 | -121.933 | FALSE | TRUE | From 24-25 TPP | Los Esteros230
Las Positas | LAS POSITAS | Los Positas | LAS POSITAS 230 kV | PGE | PGE GBA | 230 | PGE_Las Positas_230kV | LIVERMORE | CA | 94551 | ALAMEDA | 37.7008 | -121.733 | FALSE | TRUE | From 24-25 TPP; name updated (was "Los Positas") | Las Positas230
Las Positas | LAS POSITAS | Los Positas | LAS POSITAS 60 kV | PGE | PGE GBA | 60 | PGE_Las Positas_60kV | LIVERMORE | CA | 94551 | ALAMEDA | 37.7008 | -121.733 | FALSE | FALSE | Dropped for 25-26 TPP due to low voltage (< 115 kV); name updated (was "Los Positas") | Las Positas60
LOST HILLS(CHEVRON) | LOST HILLS(CHEVRON) | Discovery Chevron Co-Gen |  | PGE |  | 115 | PGE_LOST HILLS(CHEVRON)_115kV | LOST HILLS | CA | 93249 | KERN | 35.6056 | -119.708 | FALSE | FALSE | Dropped for 25-26 TPP due to low commercial interest and missing from CAISO 2024 Matrix | LOST HILLS(CHEVRON)115
LOST HILLS(TEXACO) | LOST HILLS(TEXACO) | Texaco-Rosedale |  | PGE |  | 115 | PGE_LOST HILLS(TEXACO)_115kV | LOST HILLS | CA | 93249 | KERN | 35.6658 | -119.767 | FALSE | FALSE | Dropped for 25-26 TPP due to low commercial interest and missing from CAISO 2024 Matrix | LOST HILLS(TEXACO)115
Loveland | LOVELAND | Loveland | Loveland Substation 69 kV | SDGE | SDGE Imperial | 69 | SDGE_Loveland_69kV | ALPINE | CA | 91901 | SAN DIEGO | 32.797 | -116.792 | FALSE | FALSE | Dropped for 25-26 TPP due to low voltage (< 115 kV) | Loveland69
Lugo | LUGO | Lugo | Lugo Substation 230 kV | SCE | SCE NOL | 230 | SCE_Lugo_230kV | HESPERIA | CA | 92344 | SAN BERNARDINO | 34.3667 | -117.369 | FALSE | TRUE | From 24-25 TPP; Lugo 500 kV is in SCE Metro, but 230 kV is in NOL. | Lugo230
Lugo | LUGO | Lugo | Lugo Substation 500 kV | SCE | SCE Metro | 500 | SCE_Lugo_500kV | HESPERIA | CA | 92344 | SAN BERNARDINO | 34.3667 | -117.369 | FALSE | FALSE | From 24-25 TPP; do not include in resource potential analysis; we do not map solar/wind to Lugo 500 kV | Lugo500
Madera | MADERA | LLC Madera | MADERA 70 kV | PGE | PGE Fresno | 70 | PGE_Madera_70kV | MADERA | CA | 93637 | MADERA | 36.9235 | -120.056 | FALSE | FALSE | Dropped for 25-26 TPP due to low voltage (< 115 kV) | Madera70
Madison | MADISON (PGE) | Madison | MADISON 115 kV | PGE | PGE NGBA | 115 | PGE_Madison_115kV | MADISON | CA | 95653 | YOLO | 38.6707 | -121.969 | FALSE | TRUE | From 24-25 TPP | Madison115
Magunden | MAGUNDEN | Magunden | MAGUNDEN 115 kV | SCE | SCE Northern | 115 | SCE_Magunden_115kV | BAKERSFIELD | CA | 93306 | KERN | 35.3612 | -118.922 | FALSE | TRUE | From 24-25 TPP; assigned to SCE Northern | Magunden115
Magunden | MAGUNDEN | Magunden | Magunden Substation 230 kV | SCE | SCE Northern | 230 | SCE_Magunden_230kV | BAKERSFIELD | CA | 93306 | KERN | 35.3612 | -118.922 | FALSE | TRUE | From 24-25 TPP; assigned to SCE Northern | Magunden230
Malaga |  |  | MALAGA 115 kV | PGE | PGE Fresno | 115 | PGE_Malaga_115kV | Fresno | CA | 93725 | Fresno | 36.6933 | -119.7265 | FALSE | TRUE | New to CAISO 2024 Matrix | Malaga115
Malin | MALIN | Malin | ROUND MTN 500 kV | PGE | PGE NGBA | 500 | PGE_Malin_500kV | KLAMATH | OR | 0 | 0 | 42.0065 | -121.317 | FALSE | TRUE | From 24-25 TPP; mapped to Round Mountain (PGE) for Tx representation | Malin500
Mandalay | MANDALAY | Mandalay | Mandalay Switchyard 230kV | SCE | SCE Northern | 230 | SCE_Mandalay_230kV | OXNARD | CA | 93035 | VENTURA | 34.2075 | -119.249 | FALSE | TRUE | From 24-25 TPP | Mandalay230 | Mandalay Switchyard 220kV | Mandalay Switchyard 220kV
Manning | MANNING | Manning | MANNING 230 kV | PGE | PGE Fresno | 230 | PGE_Manning_230kV |  | CA |  |  | 36.5906 | -120.595 | FALSE | TRUE | From 24-25 TPP | Manning230
Manning | MANNING | Manning | MANNING 500 kV (TPD limit 1680 MW based on injection transfer limit assessment) | PGE | PGE Fresno | 500 | PGE_Manning_500kV |  | CA |  |  | 36.5906 | -120.595 | FALSE | TRUE | From 24-25 TPP | Manning500
Manteca | MANTECA | Manteca | MANTECA 115 kV | PGE | PGE GBA | 115 | PGE_Manteca_115kV | MANTECA | CA | 95336 | SAN JOAQUIN | 37.8013 | -121.224 | FALSE | TRUE | From 24-25 TPP | Manteca115
Margarita | MARGARITA | Margarita | Margarita Substation 138 kV | SDGE | SDGE Imperial | 138 | SDGE_Margarita_138kV | SAN JUAN CAPISTRANO | CA | 92675 | ORANGE | 33.5497 | -117.628 | FALSE | TRUE | From 24-25 TPP | Margarita138
MARIPOSA (PGE) | MARIPOSA (PGE) | Mariposa |  | PGE |  | 230 | PGE_MARIPOSA (PGE)_230kV | MODESTO | CA | 95354 | STANISLAUS | 37.6272 | -120.935 | FALSE | FALSE | Dropped for 25-26 TPP due to low commercial interest and missing from CAISO 2024 Matrix | MARIPOSA (PGE)230
Martin | MARTIN | Martin | SAN FRAN H (MARTIN) 230 kV | PGE | PGE GBA | 230 | PGE_Martin_230kV | BRISBANE | CA | 94014 | SAN MATEO | 37.7037 | -122.409 | FALSE | TRUE | From 24-25 TPP | Martin230
Martin | MARTIN | Martin | SAN FRAN H (MARTIN) 115 kV | PGE | PGE GBA | 115 | PGE_Martin_115kV | BRISBANE | CA | 94014 | SAN MATEO | 37.7037 | -122.409 | FALSE | TRUE | From 24-25 TPP | Martin115 | Martin 115 kV | Martin 115 kV
Martinez | MARTINEZ | Martinez | MARTINEZ PP 115 kV | PGE | PGE GBA | 115 | PGE_Martinez_115kV | VINE HILL | CA | 94553 | CONTRA COSTA | 38.0149 | -122.116 | FALSE | TRUE | From 24-25 TPP | Martinez115
Mc Mullin | MC MULLIN | Mc Mullin | HELM 230 kV | PGE | PGE Fresno | 230 | PGE_Mc Mullin_230kV | FRESNO | CA | 93706 | FRESNO | 36.5934 | -119.989 | FALSE | TRUE | From 24-25 TPP | Mc Mullin230
McCall | MCCALL | McCall | MCCALL 115 kV | PGE | PGE Fresno | 115 | PGE_McCall_115kV | FOWLER | CA | 93625 | FRESNO | 36.6108 | -119.639 | FALSE | TRUE | From 24-25 TPP | McCall115
McCall | MCCALL | McCall | MCCALL 230 kV | PGE | PGE Fresno | 230 | PGE_McCall_230kV | FOWLER | CA | 93625 | FRESNO | 36.6108 | -119.639 | FALSE | TRUE | From 24-25 TPP | McCall230
MCCULLOUGH | MCCULLOUGH | McCullough (LDWP) |  | NVE |  | 500 | NVE_MCCULLOUGH_500kV | BOULDER CITY | NV | 89044 | CLARK | 35.8039 | -115.013 | FALSE | FALSE | Out-of-CAISO | MCCULLOUGH500
MEAD | MEAD | Mead |  | WAPA |  | 230 | WAPA_MEAD_230kV | BOULDER CITY | NV | 89005 | CLARK | 35.9278 | -114.835 | FALSE | FALSE | Out-of-CAISO; import intertie only | MEAD230
Meadow Lane |  |  | MEADOW LANE 115 kV | PGE | PGE GBA | 115 | PGE_Meadow Lane_115kV | Concord | CA | 94520 | Contra Costa | 37.9632 | -122.0523 | FALSE | TRUE | New to CAISO 2024 Matrix | Meadow Lane115
Melones | MELONES (PGE) | Melones | MELONES SW STA 115 kV | PGE | PGE GBA | 115 | PGE_Melones_115kV | ANGELS CAMP | CA | 95222 | CALAVERAS | 37.9445 | -120.536 | FALSE | TRUE | From 24-25 TPP | Melones115
Melones | NEW MELONES | New Melones | MELONES SW STA 115 kV | PGE | PGE GBA | 230 | PGE_Melones_230kV | ANGELS CAMP | CA | 95222 | CALAVERAS | 37.9466 | -120.53 | TRUE | TRUE | From 24-25 TPP (name updated; was "New Melones") | Melones230
Melrose |  |  | Melrose Substation 69 kV | SDGE | SDGE Imperial | 69 | SDGE_Melrose_69kV | Vista | CA | 92083 | San Diego | 33.2065 | -117.2529 | FALSE | FALSE | New to CAISO 2024 Matrix; dropped from 25-26 TPP due to low voltage (< 115 kV) | Melrose69
Mendocino | MENDOCINO | Mendocino | MENDOCINO 115 kV | PGE | PGE NGBA | 115 | PGE_Mendocino_115kV | REDWOOD VALLEY | CA | 95470 | MENDOCINO | 39.2506 | -123.196 | FALSE | TRUE | From 24-25 TPP | Mendocino115
Mendocino | MENDOCINO | Mendocino | MENDOCINO 60 kV | PGE | PGE NGBA | 60 | PGE_Mendocino_60kV | REDWOOD VALLEY | CA | 95470 | MENDOCINO | 39.2506 | -123.196 | FALSE | FALSE | Dropped for 25-26 TPP due to low voltage (< 115 kV) | Mendocino60
Mendota | MENDOTA | Mendota | MENDOTA 115 kV | PGE | PGE Fresno | 115 | PGE_Mendota_115kV | FIREBAUGH | CA | 93640 | FRESNO | 36.7204 | -120.459 | FALSE | TRUE | From 24-25 TPP | Mendota115
Menlo |  |  | MENLO 60 kV | PGE | PGE GBA | 60 | PGE_Menlo_60kV | Menlo Park | CA | 94025 | San Mateo | 37.4328 | -122.2028 | FALSE | FALSE | New to CAISO 2024 Matrix; dropped from 25-26 TPP due to low voltage (< 115 kV) | Menlo60
Merced | MERCED (PGE) | Merced | MERCED 115 kV | PGE | PGE Fresno | 115 | PGE_Merced_115kV | MERCED | CA | 95341 | MERCED | 37.2733 | -120.487 | FALSE | TRUE | From 24-25 TPP | Merced115
Mercury | MERCURY | Mercry Switch | Mercury Switch 138 kV | VEA | SCE EOP | 138 | VEA_Mercury_138kV | AMARGOSA VALLEY | NV | 89020 | NYE | 36.6469 | -116.004 | FALSE | TRUE | From 24-25 TPP; no match in CEC dataset | Mercury138
Mercy Springs |  |  | MERCY SPRINGS SW STA 70 kV | PGE | PGE Fresno | 70 | PGE_Mercy Springs_70kV | Los Banos | CA | 93635 | Merced | 36.9368 | -120.8195 | FALSE | FALSE | New to CAISO 2024 Matrix; dropped from 25-26 TPP due to low voltage (< 115 kV) | Mercy Springs70 | Mercy Springs 70 kVMidway Temblor 115 kV lineMidway-Temblor 115kV line | Mercy Springs 70 kV | Midway Temblor 115 kV line | Midway-Temblor 115kV line
Meridian |  |  | MERIDIAN 60 kV | PGE | PGE NGBA | 60 | PGE_Meridian_60kV | Meridian | CA | 95957 | Sutter | 39.145 | -121.9105 | FALSE | FALSE | New to CAISO 2024 Matrix; dropped from 25-26 TPP due to low voltage (< 115 kV) | Meridian60
Mesa (PGE) | MESA | Mesa | MESA 115 kV | PGE | PGE Kern | 115 | PGE_Mesa (PGE)_115kV | NIPOMO | CA | 93444 | SAN LUIS OBISPO | 35.0086 | -120.453 | FALSE | TRUE | From 24-25 TPP | Mesa (PGE)115
Mesa (PGE) | MESA | Mesa | MESA 230 kV | PGE | PGE Kern | 230 | PGE_Mesa (PGE)_230kV | NIPOMO | CA | 93444 | SAN LUIS OBISPO | 35.0086 | -120.453 | FALSE | TRUE | From 24-25 TPP | Mesa (PGE)230
Mesa (SCE) | MESA (SCE) | Mesa (SCE) | Mesa Substation 230 kV | SCE | SCE Metro | 230 | SCE_Mesa (SCE)_230kV | MONTEREY PARK | CA | 91755 | LOS ANGELES | 34.0371 | -118.11 | FALSE | TRUE | From 24-25 TPP | Mesa (SCE)230
Mesa (SCE) | MESA (SCE) | Mesa (SCE) | Mesa Substation 500 kV | SCE | SCE Metro | 500 | SCE_Mesa (SCE)_500kV | MONTEREY PARK | CA | 91755 | LOS ANGELES | 34.0371 | -118.11 | FALSE | TRUE | From 24-25 TPP | Mesa (SCE)500
Mesa Heights |  |  | Mesa Heights Substation 69 kV | SDGE | SDGE Imperial | 69 | SDGE_Mesa Heights_69kV | San Diego | CA | 92111 | San Diego | 32.8296 | -117.1573 | FALSE | FALSE | New to CAISO 2024 Matrix; dropped from 25-26 TPP due to low voltage (< 115 kV) | Mesa Heights69
Metcalf | METCALF 1 | Metcalf | METCALF 115 kV | PGE | PGE GBA | 115 | PGE_Metcalf_115kV | COYOTE | CA | 95013 | SANTA CLARA | 37.2248 | -121.742 | FALSE | TRUE | From 24-25 TPP | Metcalf115
Metcalf | METCALF 1 | Metcalf | METCALF 230 kV | PGE | PGE GBA | 230 | PGE_Metcalf_230kV | COYOTE | CA | 95013 | SANTA CLARA | 37.2248 | -121.742 | FALSE | TRUE | From 24-25 TPP | Metcalf230
Metcalf | METCALF 1 | Metcalf | METCALF 500 kV | PGE | PGE GBA | 500 | PGE_Metcalf_500kV | COYOTE | CA | 95013 | SANTA CLARA | 37.2248 | -121.742 | FALSE | TRUE | From 24-25 TPP | Metcalf500
Midway | MIDWAY | Midway | MIDWAY 115 kV | PGE | PGE Kern | 115 | PGE_Midway_115kV | BUTTONWILLOW | CA | 93206 | KERN | 35.4039 | -119.452 | FALSE | TRUE | From 24-25 TPP | Midway115
Midway | MIDWAY | Midway | MIDWAY 230 kV | PGE | PGE Kern | 230 | PGE_Midway_230kV | BUTTONWILLOW | CA | 93206 | KERN | 35.4039 | -119.452 | FALSE | TRUE | From 24-25 TPP | Midway230
Midway | MIDWAY | Midway | MIDWAY 500 kV | PGE | PGE Kern | 500 | PGE_Midway_500kV | BUTTONWILLOW | CA | 93206 | KERN | 35.4039 | -119.452 | FALSE | TRUE | From 24-25 TPP | Midway500
Miguel | MIGUEL | Miguel | Miguel Substation 230 kV | SDGE | SDGE Imperial | 230 | SDGE_Miguel_230kV | BONITA | CA | 91902 | SAN DIEGO | 32.6796 | -116.984 | FALSE | TRUE | From 24-25 TPP | Miguel230
Miguel | MIGUEL | Miguel | Miguel Substation 500 kV | SDGE | SDGE Imperial | 500 | SDGE_Miguel_500kV | BONITA | CA | 91902 | SAN DIEGO | 32.6796 | -116.984 | FALSE | TRUE | From 24-25 TPP | Miguel500
Miguel | MIGUEL | Miguel | Miguel Substation 69 kV | SDGE | SDGE Imperial | 69 | SDGE_Miguel_69kV | BONITA | CA | 91902 | SAN DIEGO | 32.6796 | -116.984 | FALSE | FALSE | Dropped for 25-26 TPP due to low voltage (< 115 kV) | Miguel69
Milford Wind | MILFORD WIND | Milford (UT) |  | PACE |  | 345 | PACE_Milford Wind_345kV |  | UT |  |  | 38.4835 | -112.954 | FALSE | FALSE | Used in busbar mapping to represent out-of-state UT geothermal | Milford Wind345
Millbrae |  |  | MILLBRAE 115 kV | PGE | PGE GBA | 115 | PGE_Millbrae_115kV | Millbrae | CA | 94030 | San Mateo | 37.6059 | -122.3919 | FALSE | TRUE | New to CAISO 2024 Matrix | Millbrae115
Miller | MILLER (PGE) | Miller | Miller #1 115 kV line | PGE | PGE GBA | 115 | PGE_Miller_115kV | NEWMAN | CA | 95360 | STANISLAUS | 37.2532 | -121.118 | FALSE | TRUE | From 24-25 TPP | Miller115
Mira Loma | MIRA LOMA (SCE) | Mira Loma | Mira Loma Substation 230 kV | SCE | SCE Metro | 230 | SCE_Mira Loma_230kV | ONTARIO | CA | 91761 | SAN BERNARDINO | 34.0083 | -117.564 | FALSE | TRUE | From 24-25 TPP | Mira Loma230 | Mira Loma Substation 230kV | Mira Loma Substation 230kV
Mira Loma | MIRA LOMA (SCE) | Mira Loma | Mira Loma Substation 500 kV | SCE | SCE Metro | 500 | SCE_Mira Loma_500kV | ONTARIO | CA | 91761 | SAN BERNARDINO | 34.0083 | -117.564 | FALSE | TRUE | From 24-25 TPP | Mira Loma500 | Mohave Substation 500 kVMohave Substation 500kV | Mohave Substation 500 kV | Mohave Substation 500kV
Mirage | MIRAGE | Mirage | Mirage Substation 115 kV | SCE | SCE Eastern | 115 | SCE_Mirage_115kV | THOUSAND PALMS | CA | 92276 | RIVERSIDE | 33.8184 | -116.37 | FALSE | TRUE | From 24-25 TPP | Mirage115
Mirage | MIRAGE | Mirage | Mirage Substation 220 kV | SCE | SCE Eastern | 220 | SCE_Mirage_220kV | THOUSAND PALMS | CA | 92276 | RIVERSIDE | 33.8184 | -116.37 | FALSE | TRUE | From 24-25 TPP | Mirage220
Mission | MISSION | Mission | Mission Substation 138 kV | SDGE | SDGE Imperial | 138 | SDGE_Mission_138kV | SAN DIEGO | CA | 92108 | SAN DIEGO | 32.7839 | -117.137 | FALSE | TRUE | From 24-25 TPP | Mission138
Mission | MISSION | Mission | Mission Substation 230 kV | SDGE | SDGE Imperial | 230 | SDGE_Mission_230kV | SAN DIEGO | CA | 92108 | SAN DIEGO | 32.7839 | -117.137 | FALSE | TRUE | From 24-25 TPP | Mission230
Mission | MISSION | Mission | Mission Substation 69 kV | SDGE | SDGE Imperial | 69 | SDGE_Mission_69kV | SAN DIEGO | CA | 92108 | SAN DIEGO | 32.7839 | -117.137 | FALSE | FALSE | Dropped for 25-26 TPP due to low voltage (< 115 kV) | Mission69
Mi-Wuk | MI-WUK | Mi-Wuk | MI-WUK 115 kV line | PGE | PGE GBA | 115 | PGE_Mi-Wuk_115kV | TWAIN HARTE | CA | 95383 | TUOLUMNE | 38.0529 | -120.217 | FALSE | TRUE | From 24-25 TPP | Mi-Wuk115
MODESTO ENERGY | MODESTO ENERGY | Modesto Energy |  | PGE |  | 115 | PGE_MODESTO ENERGY_115kV | PATTERSON | CA | 95363 | STANISLAUS | 37.554 | -121.308 | FALSE | FALSE | Dropped for 25-26 TPP due to low commercial interest and missing from CAISO 2024 Matrix | MODESTO ENERGY115
Mohave | MOHAVE | Mohave | Mohave 500kV | SCE | SCE EOP | 500 | SCE_Mohave_500kV | LAUGHLIN | NV | 89029 | CLARK | 35.1475 | -114.595 | FALSE | TRUE | From 24-25 TPP | Mohave500
Monroe | MONROE | Monroe | SANTA ROSA A 115 kV | PGE | PGE NGBA | 115 | PGE_Monroe_115kV | SANTA ROSA | CA | 95401 | SONOMA | 38.4532 | -122.744 | FALSE | TRUE | From 24-25 TPP | Monroe115
Monserate |  |  | Monserate Substation 69 kV | SDGE | SDGE Imperial | 69 | SDGE_Monserate_69kV | Fallbrook | CA | 92028 | San Diego | 33.3291 | -117.2353 | FALSE | FALSE | New to CAISO 2024 Matrix; dropped from 25-26 TPP due to low voltage (< 115 kV) | Monserate69
Monta Vista | MONTA VISTA | Monta Vista | MONTA VISTA 115 kV | PGE | PGE GBA | 115 | PGE_Monta Vista_115kV | CUPERTINO | CA | 95014 | SANTA CLARA | 37.3241 | -122.073 | FALSE | TRUE | From 24-25 TPP | Monta Vista115
Monta Vista | MONTA VISTA | Monta Vista | MONTA VISTA 230 kV | PGE | PGE GBA | 230 | PGE_Monta Vista_230kV | CUPERTINO | CA | 95014 | SANTA CLARA | 37.3241 | -122.073 | FALSE | TRUE | From 24-25 TPP | Monta Vista230
Monta Vista | MONTA VISTA | Monta Vista | MONTA VISTA 60 kV | PGE | PGE GBA | 60 | PGE_Monta Vista_60kV | CUPERTINO | CA | 95014 | SANTA CLARA | 37.3241 | -122.073 | FALSE | FALSE | Dropped for 25-26 TPP due to low voltage (< 115 kV) | Monta Vista60
Monticello | MONTICELLO | Monticello | SILVERADO 115 kV | PGE | PGE NGBA | 115 | PGE_Monticello_115kV | NAPA | CA | 94558 | NAPA | 38.5086 | -122.214 | FALSE | TRUE | From 24-25 TPP | Monticello115
Moorpark | MOORPARK | Moorpark | Moorpark 230 kV | SCE | SCE Northern | 230 | SCE_Moorpark_230kV | MOORPARK | CA | 93021 | VENTURA | 34.2809 | -118.903 | FALSE | TRUE | From 24-25 TPP | Moorpark230 | Moorpark Substation 230 kV | Moorpark Substation 230 kV
Moorpark | MOORPARK | Moorpark | Moorpark Substation 66 kV | SCE | SCE Northern | 66 | SCE_Moorpark_66kV | MOORPARK | CA | 93021 | VENTURA | 34.2809 | -118.903 | FALSE | FALSE | Dropped for 25-26 TPP due to low voltage (< 115 kV) | Moorpark66
Moraga | MORAGA | Moraga | MORAGA 115 kV | PGE | PGE GBA | 115 | PGE_Moraga_115kV | ORINDA | CA | 94563 | CONTRA COSTA | 37.8479 | -122.161 | FALSE | TRUE | From 24-25 TPP | Moraga115
Moraga | MORAGA | Moraga | MORAGA 230 kV | PGE | PGE GBA | 230 | PGE_Moraga_230kV | ORINDA | CA | 94563 | CONTRA COSTA | 37.8479 | -122.161 | FALSE | TRUE | From 24-25 TPP | Moraga230
Morgan Hill | MORGAN HILL | Morgan Hill | MORGAN HILL 115 kV | PGE | PGE GBA | 115 | PGE_Morgan Hill_115kV | MORGAN HILL | CA | 95037 | SANTA CLARA | 37.1267 | -121.659 | FALSE | TRUE | From 24-25 TPP | Morgan Hill115
Morro Bay | MORRO BAY | Morro Bay | MORRO BAY SW STA 115 kV | PGE | PGE Kern | 115 | PGE_Morro Bay_115kV | MORRO BAY | CA | 93442 | SAN LUIS OBISPO | 35.3734 | -120.855 | FALSE | TRUE | From 24-25 TPP | Morro Bay115
Morro Bay | MORRO BAY | Morro Bay | MORRO BAY SW STA 230 kV | PGE | PGE Kern | 230 | PGE_Morro Bay_230kV | MORRO BAY | CA | 93442 | SAN LUIS OBISPO | 35.3734 | -120.855 | FALSE | TRUE | From 24-25 TPP | Morro Bay230 | Morro Bay 230 kV | Morro Bay 230 kV
Morro Bay | MORRO BAY (PROPOSED) | Morro Bay (Proposed) | Diablo-Gates 500 kV line | PGE | PGE Kern | 500 | PGE_Morro Bay_500kV |  | CA |  |  | 35.3734 | -120.855 | TRUE | TRUE | From 24-25 TPP | Morro Bay500
Moss Landing | MOSS LANDING | Moss Landing | MOSS LANDING PP 115 kV | PGE | PGE GBA | 115 | PGE_Moss Landing_115kV | MOSS LANDING | CA | 95039 | MONTEREY | 36.8061 | -121.7757 | FALSE | TRUE | From 24-25 TPP; lat/longs updated 3/21/25 | Moss Landing115
Moss Landing | MOSS LANDING | Moss Landing | MOSS LANDING PP 230 kV | PGE | PGE GBA | 230 | PGE_Moss Landing_230kV | MOSS LANDING | CA | 95039 | MONTEREY | 36.8061 | -121.7757 | FALSE | TRUE | From 24-25 TPP; lat/longs updated 3/21/25 | Moss Landing230
Moss Landing | MOSS LANDING | Moss Landing | MOSS LANDING PP 500 kV | PGE | PGE GBA | 500 | PGE_Moss Landing_500kV | MOSS LANDING | CA | 95039 | MONTEREY | 36.8061 | -121.7757 | FALSE | TRUE | From 24-25 TPP; lat/longs updated 3/21/25 | Moss Landing500 | Moss Landing 500 kV | Moss Landing 500 kV
Mountain Pass |  |  | Mountain Pass 115 kV | SCE | SCE EOP | 115 | SCE_Mountain Pass_115kV | Nipton | CA | 92364 | San Bernardino | 35.5016 | -115.5522 | FALSE | TRUE | New to CAISO 2024 Matrix; no match in CEC dataset | Mountain Pass115
Mountain View |  |  | MOUNTAIN VIEW 115 kV | PGE | PGE GBA | 115 | PGE_Mountain View_115kV | Mountain View | CA | 94041 | Santa Clara | 37.3826 | -122.0697 | FALSE | TRUE | New to CAISO 2024 Matrix; no match in CEC dataset | Mountain View115
Mt Eden |  |  | MT EDEN 115 kV | PGE | PGE GBA | 115 | PGE_Mt Eden_115kV | Hayward | CA | 94545 | Alameda | 37.6321 | -122.1018 | FALSE | TRUE | New to CAISO 2024 Matrix; no match in CEC dataset | Mt Eden115
Mt Poso | MT POSO | Mt Poso | FAMOSO 115 kV | PGE | PGE Kern | 115 | PGE_Mt Poso_115kV | BAKERSFIELD | CA | 93308 | KERN | 35.5448 | -119.081 | FALSE | TRUE | From 24-25 TPP | Mt Poso115
Murray |  |  | Murray Substation 69 kV | SDGE | SDGE Imperial | 69 | SDGE_Murray_69kV | La Mesa | CA | 91942 | San Diego | 32.7909 | -117.023 | FALSE | FALSE | New to CAISO 2024 Matrix; dropped from 25-26 TPP due to low voltage (< 115 kV) | Murray69
Mustang | MUSTANG | Mustang | MUSTANG SW STA 230 kV | PGE | PGE Fresno | 230 | PGE_Mustang_230kV |  | CA |  |  | 36.2323 | -119.919 | FALSE | TRUE | From 24-25 TPP | Mustang230 | Mustang 230 kV | Mustang 230 kV
NCPA 1&2 | NCPA 1&2 | NCPA 1 Tap |  | PGE |  | 230 | PGE_NCPA 1&2_230kV | CLOVERDALE | CA | 95461 | SONOMA | 38.7523 | -122.72 | FALSE | FALSE | Dropped for 25-26 TPP due to low commercial interest and missing from CAISO 2024 Matrix | NCPA 1&2230
Neenach |  |  | Neenach 66 kV | SCE | SCE Northern | 66 | SCE_Neenach_66kV | Lancaster | CA | 93536 | Los Angeles | 34.7751 | -118.5014 | FALSE | FALSE | New to CAISO 2024 Matrix; dropped from 25-26 TPP due to low voltage (< 115 kV) | Neenach66 | Neenach-Bailey 66kV line | Neenach-Bailey 66kV line
New Sub - Gates - Midway (Proposed) | NEW SUB (TULARE LAKE) | New Sub - Gates - Midway (Proposed) | Gates-Midway line 230 kV line | PGE | PGE Kern | 230 | PGE_New Sub - Gates - Midway (Proposed)_230kV |  | CA |  |  | 36.0035 | -119.949 | TRUE | TRUE | From 24-25 TPP | New Sub - Gates - Midway (Proposed)230 | Gates-Midway 230 kV Line | Gates-Midway 230 kV Line
New Sub - Gates - Templeton (Proposed) | NEW SUB (GATES-TEMPLETON) | New Sub - Gates - Templeton (Proposed) | Gates-Templeton 230 kV line | PGE | PGE Kern | 230 | PGE_New Sub - Gates - Templeton (Proposed)_230kV |  | CA |  |  | 36.0408 | -120.214 | TRUE | TRUE | From 24-25 TPP | New Sub - Gates - Templeton (Proposed)230 | Gates-Templeton 230 kV Line | Gates-Templeton 230 kV Line
New Sub - Kramer - Lugo (Proposed) | NEW SUB (ROADWAY) | New Sub - Kramer - Lugo (Proposed) | Kramer-Victor No.1 220 kV T/L | SCE | SCE NOL | 230 | SCE_New Sub - Kramer - Lugo (Proposed)_230kV |  | CA |  |  | 34.5762 | -117.413 | TRUE | TRUE | From 24-25 TPP | New Sub - Kramer - Lugo (Proposed)230 | Kramer-Lugo #1 220 kV | Kramer-Lugo #1 220 kV
New Sub - Los Banos - Midway (Proposed) | NEW SUB (LOS BANOS-MIDWAY) | New Sub - Los Banos - Midway (Proposed) | Los Banos - Midway #2 500 kV line | PGE | PGE Fresno | 500 | PGE_New Sub - Los Banos - Midway (Proposed)_500kV |  | CA |  |  | 36.483 | -120.221 | TRUE | TRUE | From 24-25 TPP | New Sub - Los Banos - Midway (Proposed)500 | Manning-Midway 500kV Line | Manning-Midway 500kV Line
New Sub - Lugo - Pisgah (Proposed) | NEW SUB (COTTONWOOD SCE) | New Sub - Lugo - Pisgah (Proposed) | Lugo-Pisgah No.2 230 kV T/L | SCE | SCE NOL | 230 | SCE_New Sub - Lugo - Pisgah (Proposed)_230kV |  | CA |  |  | 34.3725 | -116.861 | TRUE | TRUE | From 24-25 TPP | New Sub - Lugo - Pisgah (Proposed)230
New Sub - Midway - Wheeler Ridge (Proposed) | NEW SUB (BUENA VISTA PUMPS) | New Sub - Midway - Wheeler Ridge (Proposed) | Midway- Wheeler Ridge #2 - 230 kV line | PGE | PGE Kern | 230 | PGE_New Sub - Midway - Wheeler Ridge (Proposed)_230kV |  | CA |  |  | 35.158 | -119.349 | TRUE | TRUE | From 24-25 TPP | New Sub - Midway - Wheeler Ridge (Proposed)230 | Midway-Wheeler Ridge #2 230 kV Line | Midway-Wheeler Ridge #2 230 kV Line
New Sub - Near existing Leavitt (PSREC) | NEW SUB (LEAVITT) | New Sub - Near existing Leavitt (PSREC) | ROUND MTN 500 kV | PSREC | Northeast CA | 138 | PSREC_New Sub - Near existing Leavitt (PSREC)_138kV | SUSANVILLE | CA | 96130 | LASSEN | 40.3978 | -120.527 | TRUE | TRUE | From 24-25 TPP; non-CAISO substation mapped to Round Mountain (PGE) for Tx representation | New Sub - Near existing Leavitt (PSREC)138
New Sub - Near existing Madeline (NVE) | NEW SUB (MADELINE) | New Sub - Near existing Madeline (NVE) | ROUND MTN 500 kV | NVE | Northeast CA | 69 | NVE_New Sub - Near existing Madeline (NVE)_69kV | TERMO | CA | 96132 | LASSEN | 40.9609 | -120.503 | TRUE | FALSE | Dropped for 25-26 TPP due to low voltage (< 115 kV) | New Sub - Near existing Madeline (NVE)69
New Sub - North Gila - IV (Proposed) | NEW SUB (DROP 4) | New Sub - North Gila - IV (Proposed) | New Sub - North Gila - IV (Proposed) Substation 500 kV | SDGE | SDGE Imperial | 500 | SDGE_New Sub - North Gila - IV (Proposed)_500kV |  | CA |  |  | 32.7061 | -115.218 | TRUE | TRUE | From 24-25 TPP | New Sub - North Gila - IV (Proposed)500 | North Gila - Imperial Valley 500 kV Line | North Gila - Imperial Valley 500 kV Line
New Sub - Pit 1 - Cottonwood (Proposed) | NEW SUB (ROUND MOUNTAIN) | New Sub - Pit 1 - Cottonwood (Proposed) | Pit 1-Cottonwood 230 kV line | PGE | PGE NGBA | 230 | PGE_New Sub - Pit 1 - Cottonwood (Proposed)_230kV |  | CA |  |  | 40.808 | -121.936 | TRUE | TRUE | From 24-25 TPP | New Sub - Pit 1 - Cottonwood (Proposed)230 | Pit 1-Cottonwood 230 kV Line | Pit 1-Cottonwood 230 kV Line
New Sub - Rancho Seco - Bellota (Proposed) | NEW SUB (CAMANCHE) | New Sub - Rancho Seco - Bellota (Proposed) | Rancho Seco-Bellota #1 230 kV line | PGE | PGE GBA | 230 | PGE_New Sub - Rancho Seco - Bellota (Proposed)_230kV |  | CA |  |  | 38.2136 | -121.024 | TRUE | TRUE | From 24-25 TPP | New Sub - Rancho Seco - Bellota (Proposed)230
New Sub - Suncrest - Ocotillo (Proposed) | NEW SUB (CRESTWOOD) | New Sub - Suncrest - Ocotillo (Proposed) | New Sub - Suncrest - Ocotillo (Proposed) Substation 500 kV | SDGE | SDGE Imperial | 500 | SDGE_New Sub - Suncrest - Ocotillo (Proposed)_500kV |  | CA |  |  | 32.699 | -116.354 | TRUE | TRUE | From 24-25 TPP | New Sub - Suncrest - Ocotillo (Proposed)500 | Suncrest - Ocotillo 500 kV Line | Suncrest - Ocotillo 500 kV Line
New Sub - Westley - Quinto (Proposed) | NEW SUB (WESTLEY) | New Sub - Westley - Quinto (Proposed) | Westly-Quinto 230 kV line | PGE | PGE Fresno | 230 | PGE_New Sub - Westley - Quinto (Proposed)_230kV |  | CA |  |  | 37.516 | -121.231 | TRUE | TRUE | From 24-25 TPP; the 115kV and lower system is in the GBA area, the 230 kV and up is in the Fresno area | New Sub - Westley - Quinto (Proposed)230 | Westly-Quinto 230 kV | Westly-Quinto 230 kV
Newark | NEWARK | Newark | NEWARK 115 kV | PGE | PGE GBA | 115 | PGE_Newark_115kV | FREMONT | CA | 94538 | ALAMEDA | 37.5007 | -121.986 | FALSE | TRUE | From 24-25 TPP | Newark115
Newark | NEWARK | Newark | NEWARK 230 kV | PGE | PGE GBA | 230 | PGE_Newark_230kV | FREMONT | CA | 94538 | ALAMEDA | 37.5007 | -121.986 | FALSE | TRUE | From 24-25 TPP | Newark230
Newark | NEWARK | Newark | NEWARK 60 kV | PGE | PGE GBA | 60 | PGE_Newark_60kV | FREMONT | CA | 94538 | ALAMEDA | 37.5007 | -121.986 | FALSE | FALSE | Dropped for 25-26 TPP due to low voltage (< 115 kV) | Newark60
NEWARK DISTRIBUTION | NEWARK DISTRIBUTION | Newark Dist |  | PGE |  | 230 | PGE_NEWARK DISTRIBUTION_230kV | FREMONT | CA | 94538 | ALAMEDA | 37.5028 | -121.982 | FALSE | FALSE | Dropped for 25-26 TPP due to low commercial interest and missing from CAISO 2024 Matrix | NEWARK DISTRIBUTION230
Newhall | NEWHALL | Newhall | DAIRYLAND 115 kV | PGE | PGE Fresno | 115 | PGE_Newhall_115kV | FIREBAUGH | CA | 93622 | MADERA | 36.867 | -120.328 | FALSE | TRUE | From 24-25 TPP | Newhall115
Norco | NORCO (PGE) | Norco | TUPMAN 115 kV | PGE | PGE Kern | 115 | PGE_Norco_115kV | TUPMAN | CA | 93276 | KERN | 35.286 | -119.309 | FALSE | TRUE | From 24-25 TPP | Norco115
Nortech |  |  | NORTECH 115 kV | PGE | PGE GBA | 115 | PGE_Nortech_115kV | San Jose | CA | 95134 | Santa Clara | 37.4207 | -121.9599 | FALSE | TRUE | New to CAISO 2024 Matrix | Nortech115
North City Metering | NORTH CITY WEST | North City Metering | North City Metering Substation 138 kV | SDGE | SDGE Imperial | 138 | SDGE_North City Metering_138kV | SAN DIEGO | CA | 92130 | SAN DIEGO | 32.9588 | -117.221 | FALSE | TRUE | From 24-25 TPP | North City Metering138
North Dublin | NORTH DUBLIN | North Dublin | NORTH DUBLIN 230 kV | PGE | PGE GBA | 230 | PGE_North Dublin_230kV | PLEASANTON | CA | 94588 | CONTRA COSTA | 37.7449 | -121.858 | FALSE | TRUE | From 24-25 TPP | North Dublin230
North Gila | NORTH GILA | North Gila | North Gila Substation 500 kV | SDGE | SDGE Arizona | 500 | SDGE_North Gila_500kV | YUMA | AZ | 85365 | YUMA | 32.7461 | -114.491 | FALSE | TRUE | From 24-25 TPP | North Gila500
North of SONGS |  |  | North of SONGS 230 kV | SCE | SCE Metro | 230 | SCE_North of SONGS_230kV |  | CA |  |  | 33.4492 | -117.5744 | FALSE | TRUE | New to CAISO 2024 Matrix; no match in CEC dataset | North of SONGS230
North of SONGS |  |  | North of SONGS 500 kV | SCE | SCE Metro | 500 | SCE_North of SONGS_500kV |  | CA |  |  | 33.4492 | -117.5744 | FALSE | TRUE | New to CAISO 2024 Matrix; no match in CEC dataset | North of SONGS500
NORTHWEST (NVE) | NORTHWEST (NVE) | Northwest |  | NVE |  | 230 | NVE_NORTHWEST (NVE)_230kV | LAS VEGAS | NV | 89166 | CLARK | 36.3345 | -115.33 | FALSE | FALSE | Out-of-CAISO | NORTHWEST (NVE)230
Notre Dame |  |  | NOTRE DAME 115 kV | PGE | PGE NGBA | 115 | PGE_Notre Dame_115kV | Chico | CA | 95928 | Butte | 39.7302 | -121.7964 | FALSE | TRUE | New to CAISO 2024 Matrix | Notre Dame115
Oakland C | OAKLAND C | Oakland C | OAKLAND C (OAKLAND PP) 115 kV | PGE | PGE GBA | 115 | PGE_Oakland C_115kV | OAKLAND | CA | 94607 | ALAMEDA | 37.7979 | -122.282 | FALSE | TRUE | From 24-25 TPP | Oakland C115 | Oakland C 115 kV | Oakland C 115 kV
Oakland J | OAKLAND J | Oakland J | OAKLAND J 115 kV | PGE | PGE GBA | 115 | PGE_Oakland J_115kV | OAKLAND | CA | 94607 | ALAMEDA | 37.763 | -122.2145 | FALSE | TRUE | From 24-25 TPP (name and coordinates updated; was "Oakland I") | Oakland J115 | KEN-OKJ 60 kV | KEN-OKJ 60 kV
Oakland L | OAKLAND L | Oakland J 1 | OAKLAND L 115 kV | PGE | PGE GBA | 115 | PGE_Oakland L_115kV | OAKLAND | CA | 94612 | ALAMEDA | 37.8103 | -122.272 | FALSE | TRUE | From 24-25 TPP | Oakland L115
Oakland X | OAKLAND X | Oakland PP | OAKLAND X 115 kV | PGE | PGE GBA | 115 | PGE_Oakland X_115kV | OAKLAND | CA | 94610 | ALAMEDA | 37.8054 | -122.231 | FALSE | TRUE | From 24-25 TPP | Oakland X115
Ocean Ranch |  |  | Ocean Ranch Substation 69 kV | SDGE | SDGE Imperial | 69 | SDGE_Ocean Ranch_69kV | Oceanside | CA | 92056 | San Diego | 33.2108 | -117.2938 | FALSE | FALSE | New to CAISO 2024 Matrix; dropped from 25-26 TPP due to low voltage (< 115 kV); no match in CEC dataset | Ocean Ranch69
Oceano | OCEANO | Oceano | OCEANO 115 kV | PGE | PGE Kern | 115 | PGE_Oceano_115kV | ARROYO GRANDE | CA | 93420 | SAN LUIS OBISPO | 35.1015 | -120.581 | FALSE | TRUE | From 24-25 TPP | Oceano115
Ocotillo Express | OCOTILLO | Ocotillo Express | Ocotillo Express Substation 500 kV | SDGE | SDGE Imperial | 500 | SDGE_Ocotillo Express_500kV |  | CA |  |  | 32.745 | -116.042 | FALSE | TRUE | From 24-25 TPP | Ocotillo Express500
Old River |  |  | OLD RIVER 70 kV | PGE | PGE Kern | 70 | PGE_Old River_70kV | Bakersfield | CA | 93313 | Kern | 35.2084 | -119.1007 | FALSE | FALSE | New to CAISO 2024 Matrix; dropped from 25-26 TPP due to low voltage (< 115 kV) | Old River70
Old Town | OLD TOWN | Old Town | Old Town Substation 230 kV | SDGE | SDGE Imperial | 230 | SDGE_Old Town_230kV | SAN DIEGO | CA | 92110 | SAN DIEGO | 32.7661 | -117.192 | FALSE | TRUE | From 24-25 TPP | Old Town230
Olinda | OLINDA | Olinda | Olinda Substation 230 kV | SCE | SCE Metro | 230 | SCE_Olinda_230kV | ROWLAND HEIGHTS | CA | 91748 | LOS ANGELES | 33.9461 | -117.922 | FALSE | TRUE | From 24-25 TPP | Olinda230
Olive | OLIVE (PGE) | Olive | OLIVE SWITCHING STATION 115 kV | PGE | PGE Fresno | 115 | PGE_Olive_115kV |  | CA |  |  | 35.8771 | -119.455 | FALSE | TRUE | From 24-25 TPP; no match in CEC dataset | Olive115
Olivehurst | OLIVEHURST | Olivehurst | BOGUE 115 kV | PGE | PGE NGBA | 115 | PGE_Olivehurst_115kV | OLIVEHURST | CA | 95961 | YUBA | 39.0921 | -121.543 | FALSE | TRUE | From 24-25 TPP | Olivehurst115
Oregon Trail |  |  | OREGON TRAIL 60 kV | PGE | PGE NGBA | 60 | PGE_Oregon Trail_60kV | Redding | CA | 96003 | Shasta | 40.619 | -122.3221 | FALSE | FALSE | New to CAISO 2024 Matrix; dropped from 25-26 TPP due to low voltage (< 115 kV) | Oregon Trail60
Ormond Beach | ORMOND BEACH | Ormond Beach | Ormond Beach Substation 230 kV | SCE | SCE Northern | 230 | SCE_Ormond Beach_230kV | OXNARD | CA | 93033 | VENTURA | 34.1308 | -119.167 | FALSE | TRUE | From 24-25 TPP | Ormond Beach230
Oro Loma | ORO LOMA | Oro Loma | ORO LOMA 115 kV | PGE | PGE Fresno | 115 | PGE_Oro Loma_115kV | ORO LOMA | CA | 93622 | FRESNO | 36.8866 | -120.655 | FALSE | TRUE | From 24-25 TPP | Oro Loma115
Oro Loma | ORO LOMA | Oro Loma | ORO LOMA 70 kV | PGE | PGE Fresno | 70 | PGE_Oro Loma_70kV | ORO LOMA | CA | 93622 | FRESNO | 36.8866 | -120.655 | FALSE | FALSE | Dropped for 25-26 TPP due to low voltage (< 115 kV) | Oro Loma70
Orosi |  |  | OROSI 70 kV | PGE | PGE Fresno | 70 | PGE_Orosi_70kV | Orosi | CA | 93647 | Tulare | 36.5448 | -119.2514 | FALSE | FALSE | New to CAISO 2024 Matrix; dropped from 25-26 TPP due to low voltage (< 115 kV) | Orosi70
Otay | OTAY | Otay | Otay Substation 69 kV | SDGE | SDGE Imperial | 69 | SDGE_Otay_69kV | CHULA VISTA | CA | 91911 | SAN DIEGO | 32.5953 | -117.058 | FALSE | FALSE | Dropped for 25-26 TPP due to low voltage (< 115 kV) | Otay69
Otay Mesa | OTAY MESA | Otay Mesa | Otay Mesa Substation 230 kV | SDGE | SDGE Imperial | 230 | SDGE_Otay Mesa_230kV | SAN DIEGO | CA | 92154 | SAN DIEGO | 32.5741 | -116.911 | FALSE | TRUE | From 24-25 TPP | Otay Mesa230 | Otay Mesa Switchyard 230 kV | Otay Mesa Switchyard 230 kV
OWENS ILLINOIS | OWENS ILLINOIS | Owens Illinois |  | PGE |  | 115 | PGE_OWENS ILLINOIS_115kV | TRACY | CA | 95377 | SAN JOAQUIN | 37.7134 | -121.488 | FALSE | FALSE | Dropped for 25-26 TPP due to low commercial interest and missing from CAISO 2024 Matrix | OWENS ILLINOIS115
Padre Flats SW STA | PADRE FLATS | Padre Flats SW STA | PADRE FLAT SW STA 230 kV | PGE | PGE Fresno | 230 | PGE_Padre Flats SW STA_230kV |  | CA |  |  | 37.0133 | -120.965 | FALSE | TRUE | From 24-25 TPP | Padre Flats SW STA230
Pahrump | PAHRUMP | Pahrump | Pahrump Substation 138 kV | SCE | SCE EOP | 138 | SCE_Pahrump_138kV | PAHRUMP | NV | 89048 | NYE | 36.1971 | -115.969 | FALSE | TRUE | From 24-25 TPP | Pahrump138
Pahrump | PAHRUMP | Pahrump | Pahrump Substation 230 kV | SCE | SCE EOP | 230 | SCE_Pahrump_230kV | PAHRUMP | NV | 89048 | NYE | 36.1971 | -115.969 | FALSE | TRUE | From 24-25 TPP | Pahrump230
Pala | PALA | Pala | Pala Substation 69 kV | SDGE | SDGE Imperial | 69 | SDGE_Pala_69kV | PALA | CA | 92059 | SAN DIEGO | 33.3559 | -117.112 | FALSE | FALSE | Dropped for 25-26 TPP due to low voltage (< 115 kV) | Pala69
Palermo | PALERMO | Palermo | PALERMO 115 kV | PGE | PGE NGBA | 115 | PGE_Palermo_115kV | PALERMO | CA | 95966 | BUTTE | 39.4543 | -121.518 | FALSE | TRUE | From 24-25 TPP | Palermo115
Palermo | PALERMO | Palermo | PALERMO 230 kV | PGE | PGE NGBA | 230 | PGE_Palermo_230kV | PALERMO | CA | 95966 | BUTTE | 39.4543 | -121.518 | FALSE | TRUE | From 24-25 TPP | Palermo230
Palo Verde | PALO VERDE | Palo Verde | Palo Verde Substation 500 kV | SCE | SCE Arizona | 500 | SCE_Palo Verde_500kV | TONOPAH | AZ | 85354 | MARICOPA | 33.3847 | -112.859 | FALSE | FALSE | From 24-25 TPP; do not include in resource potential analysis; intertie for OOS resources only | Palo Verde500
Palomar Energy | PALOMAR | Palomar Energy | Palomar Energy Substation 230 kV | SDGE | SDGE Imperial | 230 | SDGE_Palomar Energy_230kV | CARLSBAD | CA | 92008 | SAN DIEGO | 33.1229 | -117.288 | FALSE | TRUE | From 24-25 TPP | Palomar Energy230
Panama |  |  | PANAMA 70 kV | PGE | PGE Kern | 70 | PGE_Panama_70kV | Bakersfield | CA | 93307 | Kern | 35.2956 | -119.0217 | FALSE | FALSE | New to CAISO 2024 Matrix; dropped from 25-26 TPP due to low voltage (< 115 kV) | Panama70
Panoche | PANOCHE | Panoche | PANOCHE 115 kV | PGE | PGE Fresno | 115 | PGE_Panoche_115kV | FIREBAUGH | CA | 93622 | FRESNO | 36.6533 | -120.582 | FALSE | TRUE | From 24-25 TPP | Panoche115 | Panoche Substation | Panoche Substation
Panoche | PANOCHE | Panoche | PANOCHE 230 kV | PGE | PGE Fresno | 230 | PGE_Panoche_230kV | FIREBAUGH | CA | 93622 | FRESNO | 36.6533 | -120.582 | FALSE | TRUE | From 24-25 TPP | Panoche230
Pardee | PARDEE (SCE) | Pardee | Pardee Substation 230 kV | SCE | SCE Northern | 230 | SCE_Pardee_230kV | SANTA CLARITA | CA | 91355 | LOS ANGELES | 34.4398 | -118.582 | FALSE | TRUE | From 24-25 TPP | Pardee230
Parkway | PARKWAY | Parkway | PARKWAY 230 kV | PGE | PGE NGBA | 230 | PGE_Parkway_230kV | VALLEJO | CA | 94591 | SOLANO | 38.1381 | -122.209 | FALSE | TRUE | From 24-25 TPP | Parkway230
Pastoria | PASTORIA | Pastoria | Pastoria Substation 230kV | SCE | SCE Northern | 230 | SCE_Pastoria_230kV | ROSAMOND | CA | 93560 | KERN | 34.9353 | -118.843 | FALSE | TRUE | From 24-25 TPP | Pastoria230
PATTERSON PASS | PATTERSON PASS | Patterson Pass Wind |  | PGE |  | 230 | PGE_PATTERSON PASS_230kV | LIVERMORE | CA | 94550 | ALAMEDA | 37.6986 | -121.611 | FALSE | FALSE | Dropped for 25-26 TPP due to low commercial interest and missing from CAISO 2024 Matrix | PATTERSON PASS230
Padua | PADUA | Pauda | Pauda Substation 230 kV | SCE | SCE Metro | 230 | SCE_Padua_230kV | UPLAND | CA | 91786 | SAN BERNARDINO | 34.1202 | -117.639 | FALSE | TRUE | From 24-25 TPP; name updated (was "Pauda") | Padua230
Paul Sweet |  |  | PAUL SWEET 115 kV | PGE | PGE GBA | 115 | PGE_Paul Sweet_115kV | Santa Cruz | CA | 95065 | Santa Cruz | 36.9923 | -121.9822 | FALSE | TRUE | New to CAISO 2024 Matrix | Paul Sweet115
Peabody | PEABODY | Peabody | PEABODY 230 kV | PGE | PGE NGBA | 230 | PGE_Peabody_230kV | FAIRFIELD | CA | 94533 | SOLANO | 38.2854 | -121.971 | FALSE | TRUE | From 24-25 TPP | Peabody230
Pease | PEASE | Pease | PEASE 115 kV | PGE | PGE NGBA | 115 | PGE_Pease_115kV | TIERRA BUENA | CA | 95993 | SUTTER | 39.17 | -121.661 | FALSE | TRUE | From 24-25 TPP | Pease115
Pease | PEASE | Pease | PEASE 60 kV | PGE | PGE NGBA | 60 | PGE_Pease_60kV | TIERRA BUENA | CA | 95993 | SUTTER | 39.17 | -121.661 | FALSE | FALSE | Dropped for 25-26 TPP due to low voltage (< 115 kV) | Pease60 | at Switch 125 outside Harter Sub | at Switch 125 outside Harter Sub
Penasquitos | PENASQUITOS | Penasquitos | Penasquitos Substation 138 kV | SDGE | SDGE Imperial | 138 | SDGE_Penasquitos_138kV | SAN DIEGO | CA | 92130 | SAN DIEGO | 32.9171 | -117.219 | FALSE | TRUE | From 24-25 TPP | Penasquitos138
Penasquitos | PENASQUITOS | Penasquitos | Penasquitos Substation 230 kV | SDGE | SDGE Imperial | 230 | SDGE_Penasquitos_230kV | SAN DIEGO | CA | 92130 | SAN DIEGO | 32.9171 | -117.219 | FALSE | TRUE | From 24-25 TPP | Penasquitos230
Penasquitos | PENASQUITOS | Penasquitos | Penasquitos Substation 69 kV | SDGE | SDGE Imperial | 69 | SDGE_Penasquitos_69kV | SAN DIEGO | CA | 92130 | SAN DIEGO | 32.9171 | -117.219 | FALSE | FALSE | Dropped for 25-26 TPP due to low voltage (< 115 kV) | Penasquitos69
Pendleton |  |  | Pendleton Substation 69 kV | SDGE | SDGE Imperial | 69 | SDGE_Pendleton_69kV | Oceanside | CA | 92058 | San Diego | 33.3092 | -117.335 | FALSE | FALSE | New to CAISO 2024 Matrix; dropped from 25-26 TPP due to low voltage (< 115 kV) | Pendleton69
Penngrove | PENNGROVE | Penngrove | BELLEVUE 115 kV | PGE | PGE NGBA | 115 | PGE_Penngrove_115kV | ROHNERT PARK | CA | 94928 | SONOMA | 38.3155 | -122.681 | FALSE | TRUE | From 24-25 TPP | Penngrove115
Peoria | PEORIA | Peoria | MELONES SW STA 115 kV | PGE | PGE GBA | 115 | PGE_Peoria_115kV | JAMESTOWN | CA | 95327 | TUOLUMNE | 37.9038 | -120.498 | FALSE | TRUE | From 24-25 TPP | Peoria115 | Melones-Curtis 115 kV Line | Melones-Curtis 115 kV Line
Piercy | PIERCY | Piercy | PIERCY 115 kV | PGE | PGE GBA | 115 | PGE_Piercy_115kV | SAN JOSE | CA | 95138 | SANTA CLARA | 37.2691 | -121.787 | FALSE | TRUE | From 24-25 TPP | Piercy115
Pine Flat | PINE FLAT | Pine Flat | MCCALL 230 kV | PGE | PGE Fresno | 230 | PGE_Pine Flat_230kV | SANGER | CA | 93657 | FRESNO | 36.8326 | -119.327 | FALSE | TRUE | From 24-25 TPP | Pine Flat230
Pisgah | PISGAH | Pisgah | Pisgah Substation 230 kV Bus | SCE | SCE NOL | 230 | SCE_Pisgah_230kV | LUDLOW | CA | 92338 | SAN BERNARDINO | 34.7816 | -116.385 | FALSE | TRUE | From 24-25 TPP | Pisgah230 | Pisgah Substation 230 kV | Pisgah Substation 230 kV
Pit 1 | PIT 1 | Pit 1 | PIT #1 PH 230 kV | PGE | PGE NGBA | 230 | PGE_Pit 1_230kV | FALL RIVER MILLS | CA | 96028 | SHASTA | 40.9912 | -121.498 | FALSE | TRUE | From 24-25 TPP | Pit 1230
Pit 1 | PIT 1 | Pit 1 | PIT #1 PH 60 kV | PGE | PGE NGBA | 60 | PGE_Pit 1_60kV | FALL RIVER MILLS | CA | 96028 | SHASTA | 40.9912 | -121.498 | FALSE | FALSE | Dropped for 25-26 TPP due to low voltage (< 115 kV) | Pit 160
Pit 3 | PIT 3 | Pit 3 | PIT #3 PH 230 kV | PGE | PGE NGBA | 230 | PGE_Pit 3_230kV | BIG BEND | CA | 96065 | SHASTA | 40.9977 | -121.748 | FALSE | TRUE | From 24-25 TPP | Pit 3230
Pit 4 | PIT 4 | Pit 4 | ROUND MTN 230 kV | PGE | PGE NGBA | 230 | PGE_Pit 4_230kV | BIG BEND | CA | 96065 | SHASTA | 40.9871 | -121.849 | FALSE | TRUE | From 24-25 TPP | Pit 4230
PIT 5 | PIT 5 | Pit 5 |  | PGE |  | 230 | PGE_PIT 5_230kV | BIG BEND | CA | 96065 | SHASTA | 40.9868 | -121.977 | FALSE | FALSE | Dropped for 25-26 TPP due to low commercial interest and missing from CAISO 2024 Matrix | PIT 5230
PIT 6 | PIT 6 | Pit 6 |  | PGE |  | 230 | PGE_PIT 6_230kV | MONTGOMERY CREEK | CA | 96065 | SHASTA | 40.9223 | -121.992 | FALSE | FALSE | Dropped for 25-26 TPP due to low commercial interest and missing from CAISO 2024 Matrix | PIT 6230
PIT 7 | PIT 7 | Pit 7 |  | PGE |  | 230 | PGE_PIT 7_230kV | ROUND MOUNTAIN | CA | 96065 | SHASTA | 40.8467 | -121.991 | FALSE | FALSE | Dropped for 25-26 TPP due to low commercial interest and missing from CAISO 2024 Matrix | PIT 7230
Pittsburg | PITTSBURG | Pittsburg | PITTSBURG PP 115 kV | PGE | PGE GBA | 115 | PGE_Pittsburg_115kV | PITTSBURG | CA | 94565 | CONTRA COSTA | 38.037 | -121.897 | FALSE | TRUE | From 24-25 TPP | Pittsburg115 | Pittsburg 115 kV | Pittsburg 115 kV
Pittsburg | PITTSBURG | Pittsburg | PITTSBURG PP 230 kV | PGE | PGE GBA | 230 | PGE_Pittsburg_230kV | PITTSBURG | CA | 94565 | CONTRA COSTA | 38.037 | -121.897 | FALSE | TRUE | From 24-25 TPP | Pittsburg230 | Pittsburg 230 kV | Pittsburg 230 kV
PLACERVILLE | PLACERVILLE | Placerville |  | PGE |  | 115 | PGE_PLACERVILLE_115kV | PLACERVILLE | CA | 95667 | EL DORADO | 38.7309 | -120.784 | FALSE | FALSE | Dropped for 25-26 TPP due to low commercial interest and missing from CAISO 2024 Matrix | PLACERVILLE115
Pleasant Grove | PLEASANT GROVE | Pleasant Grove | PLEASANT GROVE 115 kV | PGE | PGE NGBA | 115 | PGE_Pleasant Grove_115kV | ROCKLIN | CA | 95765 | PLACER | 38.8227 | -121.308 | FALSE | TRUE | From 24-25 TPP | Pleasant Grove115
Poe | POE | POE | CRESTA PH 230 kV | PGE | PGE NGBA | 230 | PGE_Poe_230kV | OROVILLE | CA | 95965 | BUTTE | 39.7237 | -121.47 | FALSE | TRUE | From 24-25 TPP | Poe230
Point Loma | POINT LOMA | Point Loma | Point Loma Substation 69 kV | SDGE | SDGE Imperial | 69 | SDGE_Point Loma_69kV | SAN DIEGO | CA | 92107 | SAN DIEGO | 32.7414 | -117.233 | FALSE | FALSE | Dropped for 25-26 TPP due to low voltage (< 115 kV) | Point Loma69
Pomerado | POMERADO | Pomerado | Pomerado Substation 69 kV | SDGE | SDGE Imperial | 69 | SDGE_Pomerado_69kV | POWAY | CA | 92064 | SAN DIEGO | 32.9413 | -117.033 | FALSE | FALSE | Dropped for 25-26 TPP due to low voltage (< 115 kV) | Pomerado69
Poso Mountain | POSO MOUNTAIN | Poso Mountain | KERN OIL 115 kV | PGE | PGE Kern | 115 | PGE_Poso Mountain_115kV | BAKERSFIELD | CA | 93308 | KERN | 35.5593 | -118.958 | FALSE | TRUE | From 24-25 TPP | Poso Mountain115
Primm | PRIMM | Primm | Primm Substation 230 kV | SCE | SCE EOP | 230 | SCE_Primm_230kV | JEAN | NV | 89019 | CLARK | 35.6411 | -115.349 | FALSE | TRUE | From 24-25 TPP | Primm230
Putah Creek | PUTAH CREEK | Putah Creek | PUTAH CREEK 115 kV | PGE | PGE NGBA | 115 | PGE_Putah Creek_115kV | WINTERS | CA | 95694 | YOLO | 38.5231 | -121.994 | FALSE | TRUE | From 24-25 TPP | Putah Creek115
Q1806 |  | Q1806 Switchyard | Q1806 Switchyard Substation 138 kV | SDGE | SDGE Imperial | 138 | SDGE_Q1806_138kV |  | CA |  |  | 33.5329 | -117.6769 | FALSE | TRUE | From 24-25 TPP (coordinates updated) | Q1806138
Quinto | QUINTO | Quinto | QUINTO SW STA 230 kV | PGE | PGE Fresno | 230 | PGE_Quinto_230kV |  | CA |  |  | 37.1197 | -121.069 | FALSE | TRUE | From 24-25 TPP | Quinto230 | Quinto 230 kV | Quinto 230 kV
Race Track | RACETRACK | Race Track | MI-WUK 115 kV line | PGE | PGE GBA | 115 | PGE_Race Track_115kV | SONORA | CA | 95370 | TUOLUMNE | 37.9799 | -120.414 | FALSE | TRUE | From 24-25 TPP | Race Track115
RALPH | RALPH | Ralph |  | PGE |  | 230 | PGE_RALPH_230kV | BYRON | CA | 94514 | ALAMEDA | 37.7989 | -121.62 | FALSE | FALSE | Dropped for 25-26 TPP due to low commercial interest and missing from CAISO 2024 Matrix | RALPH230
Rancho Mission Viejo | RANCHO MISSION VIEJO | Rancho Mission Viejo | Rancho Mission Viejo Substation 138 kV | SDGE | SDGE Imperial | 138 | SDGE_Rancho Mission Viejo_138kV | SAN JUAN CAPISTRANO | CA | 92675 | ORANGE | 33.5264 | -117.599 | FALSE | TRUE | From 24-25 TPP | Rancho Mission Viejo138
Rancho Seco | RANCHO SECO | Rancho Seco | Rancho Seco-Bellota #1 230 kV line | PGE | PGE GBA | 230 | PGE_Rancho Seco_230kV | HERALD | CA | 95638 | SACRAMENTO | 38.3442 | -121.124 | FALSE | TRUE | From 24-25 TPP | Rancho Seco230
Rancho Vista | RANCHO VISTA | Rancho Vista | Rancho Vista Substation 230 kV | SCE | SCE Metro | 230 | SCE_Rancho Vista_230kV | RANCHO CUCAMONGA | CA | 91730 | SAN BERNARDINO | 34.0881 | -117.533 | FALSE | TRUE | From 24-25 TPP; next to Etiwanda, but in different transmission areas. Include in SCE Metro area. | Rancho Vista230
Rancho Vista | RANCHO VISTA | Rancho Vista | Rancho Vista Substation 500 kV | SCE | SCE Metro | 500 | SCE_Rancho Vista_500kV | RANCHO CUCAMONGA | CA | 91730 | SAN BERNARDINO | 34.0881 | -117.533 | FALSE | TRUE | From 24-25 TPP; next to Etiwanda, but in different transmission areas. Include in SCE Metro area. | Rancho Vista500
Randsburg | RANDSBURG | Ransburg | Ransburg Substation 115 kV | SCE | SCE NOL | 115 | SCE_Randsburg_115kV | JOHANNESBURG | CA | 93528 | KERN | 35.3653 | -117.647 | FALSE | TRUE | From 24-25 TPP; name updated (was "Ransburg") | Randsburg115
Ravenswood |  |  | RAVENSWOOD 115 kV | PGE | PGE GBA | 115 | PGE_Ravenswood_115kV | Menlo Park | CA | 94025 | San Mateo | 37.493 | -122.1379 | FALSE | TRUE | New to CAISO 2024 Matrix | Ravenswood115
Ravenswood |  |  | RAVENSWOOD 230 kV | PGE | PGE GBA | 230 | PGE_Ravenswood_230kV | Menlo Park | CA | 94025 | San Mateo | 37.493 | -122.1379 | FALSE | TRUE | New to CAISO 2024 Matrix | Ravenswood230
Rector | RECTOR | Rector | Rector 230 kV | SCE | SCE Northern | 230 | SCE_Rector_230kV | VISALIA | CA | 93292 | TULARE | 36.3039 | -119.244 | FALSE | TRUE | From 24-25 TPP | Rector230 | Rector Substation 220 kVRector Substation 230 kV | Rector Substation 220 kV | Rector Substation 230 kV
Red Bluff | RED BLUFF | Red Bluff | Red Bluff Substation 230 kV | SCE | SCE Eastern | 230 | SCE_Red Bluff_230kV | DESERT CENTER | CA | 92239 | RIVERSIDE | 33.6987 | -115.312 | FALSE | TRUE | From 24-25 TPP | Red Bluff230 | Red Bluff Substation 220 kVRed Bluff Substation 230kVRed Bluff Substation 500kV | Red Bluff Substation 220 kV | Red Bluff Substation 230kV | Red Bluff Substation 500kV
Red Bluff | RED BLUFF | Red Bluff | Red Bluff Substation 500 kV | SCE | SCE Eastern | 500 | SCE_Red Bluff_500kV | DESERT CENTER | CA | 92239 | RIVERSIDE | 33.6987 | -115.312 | FALSE | TRUE | From 24-25 TPP | Red Bluff500
Redbud |  |  | REDBUD 115 kV | PGE | PGE NGBA | 115 | PGE_Redbud_115kV | Clearlake Oaks | CA | 95423 | Lake | 39.0275 | -122.6624 | FALSE | TRUE | New to CAISO 2024 Matrix | Redbud115
Redondo | REDONDO | Redondo | Redondo 230 kV | SCE | SCE Metro | 230 | SCE_Redondo_230kV | REDONDO BEACH | CA | 90277 | LOS ANGELES | 33.8483 | -118.388 | FALSE | TRUE | From 24-25 TPP | Redondo230
Reedley |  |  | REEDLEY 115 kV | PGE | PGE Fresno | 115 | PGE_Reedley_115kV | Reedley | CA | 93654 | Fresno | 36.6043 | -119.3762 | FALSE | TRUE | New to CAISO 2024 Matrix | Reedley115
Renfro | RENFRO | Renfro | MIDWAY-TUPMAN-RIO BRAVO-RENFRO 115 kV line | PGE | PGE Kern | 115 | PGE_Renfro_115kV | ROSEDALE | CA | 93314 | KERN | 35.3877 | -119.164 | FALSE | TRUE | From 24-25 TPP | Renfro115
RICHMOND Q | RICHMOND Q | Richmond |  | PGE |  | 115 | PGE_RICHMOND Q_115kV | RICHMOND | CA | 94804 | CONTRA COSTA | 37.925 | -122.337 | FALSE | FALSE | Dropped for 25-26 TPP due to low commercial interest and missing from CAISO 2024 Matrix | RICHMOND Q115
Richmond R | RICHMOND R | Richmond R | RICHMOND R 115 kV | PGE | PGE GBA | 115 | PGE_Richmond R_115kV | RICHMOND | CA | 94804 | CONTRA COSTA | 37.9262 | -122.37 | FALSE | TRUE | From 24-25 TPP | Richmond R115
Rincon | RINCON (PGE) | Rincon | Silverado 115 kV | PGE | PGE NGBA | 115 | PGE_Rincon_115kV | SANTA ROSA | CA | 95409 | SONOMA | 38.49 | -122.666 | FALSE | TRUE | From 24-25 TPP | Rincon115
Rio Bravo | RIO BRAVO | Rio Bravo | MIDWAY-TUPMAN-RIO BRAVO-RENFRO 115 kV line | PGE | PGE Kern | 115 | PGE_Rio Bravo_115kV | BAKERSFIELD | CA | 93263 | KERN | 35.442 | -119.261 | FALSE | TRUE | From 24-25 TPP | Rio Bravo115
RIO BRAVO (G) | RIO BRAVO (G) | Rio Bravo (G) |  | PGE |  | 115 | PGE_RIO BRAVO (G)_115kV | BAKERSFIELD | CA | 93306 | KERN | 35.4298 | -118.823 | FALSE | FALSE | Dropped for 25-26 TPP due to low commercial interest and missing from CAISO 2024 Matrix | RIO BRAVO (G)115
Rio Hondo | RIO HONDO | Rio Hondo | Rio Hondo Substation 230kV | SCE | SCE Metro | 230 | SCE_Rio Hondo_230kV | IRWINDALE | CA | 91706 | LOS ANGELES | 34.1057 | -117.98 | FALSE | TRUE | From 24-25 TPP | Rio Hondo230 | Rio Hondo Substation 230 kV | Rio Hondo Substation 230 kV
Rio Oso | RIO OSO | Rio Oso | RIO OSO 115 kV | PGE | PGE NGBA | 115 | PGE_Rio Oso_115kV | RIO OSO | CA | 95674 | SUTTER | 38.9352 | -121.467 | FALSE | TRUE | From 24-25 TPP | Rio Oso115
Rio Oso | RIO OSO | Rio Oso | RIO OSO 230 kV | PGE | PGE NGBA | 230 | PGE_Rio Oso_230kV | RIO OSO | CA | 95674 | SUTTER | 38.9352 | -121.467 | FALSE | TRUE | From 24-25 TPP | Rio Oso230
Ripon | RIPON | Ripon | RIPON 115 kV | PGE | PGE GBA | 115 | PGE_Ripon_115kV | RIPON | CA | 95366 | SAN JOAQUIN | 37.7558 | -121.146 | FALSE | TRUE | From 24-25 TPP | Ripon115
Riverbank | RIVERBANK | Riverbank | RIVERBANK 115 kV | PGE | PGE GBA | 115 | PGE_Riverbank_115kV | OAKDALE | CA | 95361 | STANISLAUS | 37.7691 | -120.908 | FALSE | TRUE | From 24-25 TPP | Riverbank115
Roadway | ROADWAY | Roadway | Roadway Substation 115kV | SCE | SCE NOL | 115 | SCE_Roadway_115kV | ADELANTO | CA | 92301 | SAN BERNARDINO | 34.5762 | -117.413 | FALSE | TRUE | From 24-25 TPP | Roadway115 | Roadway Substation 115kV bus | Roadway Substation 115kV bus
Rock Creek 1 | ROCK CREEK | Rock Creek 1 | ROCK CREEK PH 230 kV | PGE | PGE NGBA | 230 | PGE_Rock Creek 1_230kV | BELDEN | CA | 95915 | PLUMAS | 39.9054 | -121.346 | FALSE | TRUE | From 24-25 TPP | Rock Creek 1230
Rosamond |  |  | Rosamond 66kV | SCE | SCE Northern | 66 | SCE_Rosamond_66kV | Rosamond | CA | 93560 | Kern | 34.8643 | -118.2373 | FALSE | FALSE | New to CAISO 2024 Matrix; dropped from 25-26 TPP due to low voltage (< 115 kV) | Rosamond66
Rossmoor | ROSSMOOR | Rossmoor | ROSSMOOR 230 kV | PGE | PGE GBA | 230 | PGE_Rossmoor_230kV | WALNUT CREEK | CA | 94549 | CONTRA COSTA | 37.8647 | -122.08 | FALSE | TRUE | From 24-25 TPP | Rossmoor230
Round Mountain | ROUND MOUNTAIN | Round Mountain | ROUND MTN 230 kV | PGE | PGE NGBA | 230 | PGE_Round Mountain_230kV | ROUND MOUNTAIN | CA | 96065 | SHASTA | 40.808 | -121.936 | FALSE | TRUE | From 24-25 TPP | Round Mountain230
Round Mountain | ROUND MOUNTAIN | Round Mountain | ROUND MTN 500 kV | PGE | PGE NGBA | 500 | PGE_Round Mountain_500kV | ROUND MOUNTAIN | CA | 96065 | SHASTA | 40.808 | -121.936 | FALSE | TRUE | From 24-25 TPP | Round Mountain500
SAFEWAY STORES | SAFEWAY STORES | Safeway |  | PGE |  | 115 | PGE_SAFEWAY STORES_115kV | SACRAMENTO | CA | 95826 | SACRAMENTO | 38.53 | -121.399 | FALSE | FALSE | Dropped for 25-26 TPP due to low commercial interest and missing from CAISO 2024 Matrix | SAFEWAY STORES115
Salado | SALADO | Salado | SALADO 115 kV | PGE | PGE GBA | 115 | PGE_Salado_115kV | PATTERSON | CA | 95363 | STANISLAUS | 37.4219 | -121.148 | FALSE | TRUE | From 24-25 TPP | Salado115
Salado | SALADO | Salado | SALADO 60 kV | PGE | PGE GBA | 60 | PGE_Salado_60kV | PATTERSON | CA | 95363 | STANISLAUS | 37.4219 | -121.148 | FALSE | FALSE | Dropped for 25-26 TPP due to low voltage (< 115 kV) | Salado60 | Salado-Newman #1 60kV Line | Salado-Newman #1 60kV Line
Salinas |  |  | SALINAS 115 kV | PGE | PGE GBA | 115 | PGE_Salinas_115kV | Salinas | CA | 93901 | Monterey | 36.6823 | -121.6514 | FALSE | TRUE | New to CAISO 2024 Matrix | Salinas115
Salt Creek | SALT CREEK | Salt Creek | Salt Creek Substation 69 kV | SDGE | SDGE Imperial | 69 | SDGE_Salt Creek_69kV |  | CA |  |  | 32.679 | -116.984 | FALSE | FALSE | Dropped for 25-26 TPP due to low voltage (< 115 kV) | Salt Creek69
San Bernardino | SAN BERNARDINO | San Bernardino | San Bernardino 230 kV | SCE | SCE Eastern | 230 | SCE_San Bernardino_230kV | REDLANDS | CA | 92408 | SAN BERNARDINO | 34.0799 | -117.238 | FALSE | TRUE | From 24-25 TPP | San Bernardino230 | San Bernadino 230 kV | San Bernadino 230 kV
SAN FRAN A (POTRERO PP) | POTRERO |  | SAN FRAN A (POTRERO PP) 115 kV | PGE | PGE GBA | 115 | PGE_SAN FRAN A (POTRERO PP)_115kV | San Francisco | CA | 94107 | San Francisco | 37.7563 | -122.3866 | FALSE | TRUE | New to CAISO 2024 Matrix; no match in CEC dataset | SAN FRAN A (POTRERO PP)115
SAN FRAN A (POTRERO PP) | POTRERO |  | SAN FRAN A (POTRERO PP) 230 kV | PGE | PGE GBA | 230 | PGE_SAN FRAN A (POTRERO PP)_230kV | San Francisco | CA | 94107 | San Francisco | 37.7563 | -122.3866 | FALSE | TRUE | New to CAISO 2024 Matrix; no match in CEC dataset | SAN FRAN A (POTRERO PP)230
San Jose A | SAN JOSE STA. A | San Jose A | SAN JOSE A 115 kV | PGE | PGE GBA | 115 | PGE_San Jose A_115kV | SAN JOSE | CA | 95110 | SANTA CLARA | 37.3282 | -121.902 | FALSE | TRUE | From 24-25 TPP | San Jose A115
San Jose B | SAN JOSE STA. B | San Jose B | SAN JOSE B 115 kV | PGE | PGE GBA | 115 | PGE_San Jose B_115kV | SAN JOSE | CA | 95110 | SANTA CLARA | 37.3409 | -121.902 | FALSE | TRUE | From 24-25 TPP | San Jose B115
San Leandro U | SAN LEANDRO U | San Leandro | SAN LEANDRO U 115 kV | PGE | PGE GBA | 115 | PGE_San Leandro U_115kV | SAN LEANDRO | CA | 94578 | ALAMEDA | 37.7106 | -122.149 | FALSE | TRUE | From 24-25 TPP | San Leandro U115
SAN LUIS | SAN LUIS | San Luis PGP |  | PGE |  | 230 | PGE_SAN LUIS_230kV | FIREBAUGH | CA | 93622 | MERCED | 36.8621 | -120.777 | FALSE | FALSE | Dropped for 25-26 TPP due to low commercial interest and missing from CAISO 2024 Matrix | SAN LUIS230
San Luis Obispo | SAN LUIS OBISPO | San Luis Obispo | SAN LUIS OBISPO 115 kV | PGE | PGE Kern | 115 | PGE_San Luis Obispo_115kV | SAN LUIS OBISPO | CA | 93401 | SAN LUIS OBISPO | 35.2617 | -120.635 | FALSE | TRUE | From 24-25 TPP | San Luis Obispo115
San Luis Obispo | SAN LUIS OBISPO | San Luis Obispo | SAN LUIS OBISPO 70 kV | PGE | PGE Kern | 70 | PGE_San Luis Obispo_70kV | SAN LUIS OBISPO | CA | 93401 | SAN LUIS OBISPO | 35.2617 | -120.635 | FALSE | FALSE | Dropped for 25-26 TPP due to low voltage (< 115 kV) | San Luis Obispo70
San Luis Rey | SAN LUIS REY | San Luis Rey | San Luis Rey Substation 230 kV | SDGE | SDGE Imperial | 230 | SDGE_San Luis Rey_230kV | OCEANSIDE | CA | 92054 | SAN DIEGO | 33.2114 | -117.334 | FALSE | TRUE | From 24-25 TPP | San Luis Rey230
San Luis Rey | SAN LUIS REY | San Luis Rey | San Luis Rey Substation 69 kV | SDGE | SDGE Imperial | 69 | SDGE_San Luis Rey_69kV | OCEANSIDE | CA | 92054 | SAN DIEGO | 33.2114 | -117.334 | FALSE | FALSE | Dropped for 25-26 TPP due to low voltage (< 115 kV) | San Luis Rey69
San Marcos |  |  | San Marcos Substation 69 kV | SDGE | SDGE Imperial | 69 | SDGE_San Marcos_69kV | San Marcos | CA | 92078 | San Diego | 33.1288 | -117.1972 | FALSE | FALSE | New to CAISO 2024 Matrix; dropped from 25-26 TPP due to low voltage (< 115 kV) | San Marcos69
San Onofre | SAN ONOFRE | San Onofre | San Onofre Substation 230 kV | SCE | SCE Metro | 230 | SCE_San Onofre_230kV | SAN CLEMENTE | CA | 92672 | SAN DIEGO | 33.3694 | -117.554 | FALSE | TRUE | From 24-25 TPP | San Onofre230
San Pablo | SAN PABLO | San Pablo Sub | SAN PABLO 115 kV | PGE | PGE GBA | 115 | PGE_San Pablo_115kV | RICHMOND | CA | 94806 | CONTRA COSTA | 37.9852 | -122.337 | FALSE | TRUE | From 24-25 TPP | San Pablo115
San Ramon | SAN RAMON | San Ramon | SAN RAMON 230 kV | PGE | PGE GBA | 230 | PGE_San Ramon_230kV | SAN RAMON | CA | 94583 | CONTRA COSTA | 37.7449 | -121.936 | FALSE | TRUE | From 24-25 TPP | San Ramon230
San Ysidro |  |  | San Ysidro Substation 69 kV | SDGE | SDGE Imperial | 69 | SDGE_San Ysidro_69kV | San Diego | CA | 92154 | San Diego | 32.5622 | -117.0268 | FALSE | FALSE | New to CAISO 2024 Matrix; dropped from 25-26 TPP due to low voltage (< 115 kV) | San Ysidro69
SANDBAR | SANDBAR | Sand Bar |  | PGE |  | 115 | PGE_SANDBAR_115kV | LONG BARN | CA | 95335 | TUOLUMNE | 38.1861 | -120.15 | FALSE | FALSE | Dropped for 25-26 TPP due to low commercial interest and missing from CAISO 2024 Matrix | SANDBAR115
Sandlot | SANDLOT | Sandlot | Sandlot Substation 230 kV | SCE | SCE NOL | 230 | SCE_Sandlot_230kV | HINKLEY | CA | 92347 | SAN BERNARDINO | 34.9971 | -117.303 | FALSE | TRUE | From 24-25 TPP | Sandlot230
Sandy | SANDY VALLEY | Sandy | Sandy Substation 138 kV | SCE | SCE EOP | 138 | SCE_Sandy_138kV | LAS VEGAS | NV | 89124 | CLARK | 36.0087 | -115.631 | FALSE | TRUE | From 24-25 TPP | Sandy138
Sanger | SANGER | Sanger | SANGER 115 kV | PGE | PGE Fresno | 115 | PGE_Sanger_115kV | SANGER | CA | 93657 | FRESNO | 36.7073 | -119.611 | FALSE | TRUE | From 24-25 TPP | Sanger115
Santa Clara | SANTA CLARA | Santa Clara | Santa Clara Substation 230 kV | SCE | SCE Northern | 230 | SCE_Santa Clara_230kV | VENTURA | CA | 93060 | VENTURA | 34.3023 | -119.185 | FALSE | TRUE | From 24-25 TPP | Santa Clara230
SANTA FE ENERGY | SANTA FE ENERGY | Santa Fe-Kern River |  | PGE |  | 115 | PGE_SANTA FE ENERGY_115kV | FELLOWS | CA | 93224 | KERN | 35.1944 | -119.571 | FALSE | FALSE | Dropped for 25-26 TPP due to low commercial interest and missing from CAISO 2024 Matrix | SANTA FE ENERGY115
Santa Rosa A | SANTA ROSA | Santa Rosa | SANTA ROSA A 115 kV | PGE | PGE NGBA | 115 | PGE_Santa Rosa A_115kV | SANTA ROSA | CA | 95401 | SONOMA | 38.4368 | -122.713 | FALSE | TRUE | From 24-25 TPP | Santa Rosa A115
Santa Teresa |  | Santa Teresa | SANTA TERESA 115 kV | PGE | PGE GBA | 115 | PGE_Santa Teresa_115kV |  | CA |  |  | 37.2387 | -121.7908 | FALSE | TRUE | From 24-25 TPP (coordinates updated) | Santa Teresa115
Santee | SANTEE (SDGE) | Santee | Santee Substation 138 kV | SDGE | SDGE Imperial | 138 | SDGE_Santee_138kV | SANTEE | CA | 92071 | SAN DIEGO | 32.8544 | -116.968 | FALSE | TRUE | From 24-25 TPP | Santee138
Santiago | SANTIAGO | Santiago | Santiago Substation 230 kV | SCE | SCE Metro | 230 | SCE_Santiago_230kV | IRVINE | CA | 92618 | ORANGE | 33.6647 | -117.768 | FALSE | TRUE | From 24-25 TPP | Santiago230
Saratoga | SARATOGA | Saratoga | SARATOGA 230 kV | PGE | PGE GBA | 230 | PGE_Saratoga_230kV | SARATOGA | CA | 95070 | SANTA CLARA | 37.2811 | -122.015 | FALSE | TRUE | From 24-25 TPP | Saratoga230
Saugus | SAUGUS | Saugus | Saugus Substation 230 kV | SCE | SCE Northern | 230 | SCE_Saugus_230kV | SANTA CLARITA | CA | 91355 | LOS ANGELES | 34.422 | -118.576 | FALSE | TRUE | From 24-25 TPP | Saugus230
Schindler | SCHINDLER | Schindler | SCHINDLER 115 kV | PGE | PGE Fresno | 115 | PGE_Schindler_115kV | HURON | CA | 93234 | FRESNO | 36.4021 | -120.139 | FALSE | TRUE | From 24-25 TPP | Schindler115 | Panoche-Schindler #1 and #2 115 kV Line | Panoche-Schindler #1 and #2 115 kV Line
Schindler | SCHINDLER | Schindler | SCHINDLER 70 kV | PGE | PGE Fresno | 70 | PGE_Schindler_70kV | HURON | CA | 93234 | FRESNO | 36.4021 | -120.139 | FALSE | FALSE | Dropped for 25-26 TPP due to low voltage (< 115 kV) | Schindler70
Schulte |  | Schulte | SCHULTE SW STA 115 kV | PGE | PGE GBA | 115 | PGE_Schulte_115kV |  | CA |  |  | 37.7108 | -121.4913 | FALSE | TRUE | From 24-25 TPP (coordinates updated) | Schulte115 | Schulte 115 kVTesla-Manteca 115kV line via Schulte Switchyard | Schulte 115 kV | Tesla-Manteca 115kV line via Schulte Switchyard
Scripps |  |  | Scripps Substation 69 kV | SDGE | SDGE Imperial | 69 | SDGE_Scripps_69kV | San Diego | CA | 92131 | San Diego | 32.911 | -117.1126 | FALSE | FALSE | New to CAISO 2024 Matrix; dropped from 25-26 TPP due to low voltage (< 115 kV) | Scripps69
Semitropic | SEMITROPIC | Semitropic | SEMITROPIC 115 kV | PGE | PGE Kern | 115 | PGE_Semitropic_115kV | WASCO | CA | 93280 | KERN | 35.6008 | -119.438 | FALSE | TRUE | From 24-25 TPP | Semitropic115
Serrano | SERRANO | Serrano | Serrano Substation 230 kV | SCE | SCE Metro | 230 | SCE_Serrano_230kV | ORANGE | CA | 92867 | ORANGE | 33.8293 | -117.789 | FALSE | TRUE | From 24-25 TPP | Serrano230
Serrano | SERRANO | Serrano | Serrano Substation 500 kV | SCE | SCE Metro | 500 | SCE_Serrano_500kV | ORANGE | CA | 92867 | ORANGE | 33.8293 | -117.789 | FALSE | TRUE | From 24-25 TPP | Serrano500
Shadowridge | SHADOWRIDGE | Shadowridge | Shadowridge Substation 138 kV | SDGE | SDGE Imperial | 138 | SDGE_Shadowridge_138kV | VISTA | CA | 92081 | SAN DIEGO | 33.1415 | -117.239 | FALSE | TRUE | From 24-25 TPP | Shadowridge138
Shafter | SHAFTER | Shafter | SHAFTER 115 kV | PGE | PGE Kern | 115 | PGE_Shafter_115kV | SHAFTER | CA | 93263 | KERN | 35.5139 | -119.318 | FALSE | TRUE | From 24-25 TPP | Shafter115
SHILOAH IV | SHILOAH II | Shiloh II |  | PGE |  | 230 | PGE_SHILOAH IV_230kV | RIO VISTA | CA | 94571 | SOLANO | 38.1249 | -121.832 | FALSE | FALSE | Dropped for 25-26 TPP due to low commercial interest and missing from CAISO 2024 Matrix | SHILOAH IV230
SHILOH I | SHILOH I | Shiloh |  | PGE |  | 230 | PGE_SHILOH I_230kV | RIO VISTA | CA | 94571 | SOLANO | 38.1253 | -121.832 | FALSE | FALSE | Dropped for 25-26 TPP due to low commercial interest and missing from CAISO 2024 Matrix | SHILOH I230
SIERRA | SIERRA | Hi-Sierra Co-Gen |  | PGE |  | 115 | PGE_SIERRA_115kV | BAKERSFIELD | CA | 93308 | KERN | 35.5157 | -119.041 | FALSE | FALSE | Dropped for 25-26 TPP due to low commercial interest and missing from CAISO 2024 Matrix | SIERRA115
Silverado | SILVERADO | Silverado | SILVERADO 115 kV | PGE | PGE NGBA | 115 | PGE_Silverado_115kV | ST. HELENA | CA | 94574 | NAPA | 38.4998 | -122.459 | FALSE | TRUE | From 24-25 TPP | Silverado115
Silvergate | SILVERGATE | Silvergate | Silvergate Substation 230 kV | SDGE | SDGE Imperial | 230 | SDGE_Silvergate_230kV | SAN DIEGO | CA | 92113 | SAN DIEGO | 32.6946 | -117.144 | FALSE | TRUE | From 24-25 TPP | Silvergate230
Silvergate | SILVERGATE | Silvergate | Silvergate Substation 69 kV | SDGE | SDGE Imperial | 69 | SDGE_Silvergate_69kV | SAN DIEGO | CA | 92113 | SAN DIEGO | 32.6946 | -117.144 | FALSE | FALSE | Dropped for 25-26 TPP due to low voltage (< 115 kV) | Silvergate69
Sisquoc | SISQUOC | Sisquoc | SISQUOC 115 kV | PGE | PGE Kern | 115 | PGE_Sisquoc_115kV | SANTA MARIA | CA | 93454 | SANTA BARBARA | 34.8785 | -120.331 | FALSE | TRUE | From 24-25 TPP | Sisquoc115
Sloan Canyon | SLOAN CANYON | Sloan Canyon | Sloan Canyon Substation 230 kV | SCE | SCE EOP | 230 | SCE_Sloan Canyon_230kV |  | NV |  |  | 35.8724 | -115.022 | FALSE | TRUE | From 24-25 TPP | Sloan Canyon230 | Sloan Canyon Switching Station 230kV | Sloan Canyon Switching Station 230kV
Sloan Canyon | SLOAN CANYON | Sloan Canyon | Sloan Canyon Substation 500 kV (future) | SCE | SCE EOP | 500 | SCE_Sloan Canyon_500kV |  | NV |  |  | 35.8724 | -115.022 | TRUE | TRUE | From 24-25 TPP | Sloan Canyon500
Smyrna | SMYRNA | Smyrna | SMYRNA 115 kV | PGE | PGE Kern | 115 | PGE_Smyrna_115kV | WASCO | CA | 93280 | KERN | 35.7179 | -119.455 | FALSE | TRUE | From 24-25 TPP | Smyrna115
Sobrante | SOBRANTE | Sobrante | SOBRANTE 115 kV | PGE | PGE GBA | 115 | PGE_Sobrante_115kV | ORINDA | CA | 94563 | CONTRA COSTA | 37.9057 | -122.208 | FALSE | TRUE | From 24-25 TPP | Sobrante115
Sobrante | SOBRANTE | Sobrante | SOBRANTE 230 kV | PGE | PGE GBA | 230 | PGE_Sobrante_230kV | ORINDA | CA | 94563 | CONTRA COSTA | 37.9057 | -122.208 | FALSE | TRUE | From 24-25 TPP | Sobrante230
Solar | SOLAR | Solar SS | SOLAR SW STA 230 kV | PGE | PGE Kern | 230 | PGE_Solar_230kV | SANTA MARGARITA | CA | 93461 | SAN LUIS OBISPO | 35.3822 | -120.06 | FALSE | TRUE | From 24-25 TPP | Solar230
Soledad |  |  | SOLEDAD 115 kV | PGE | PGE GBA | 115 | PGE_Soledad_115kV | Soledad | CA | 93960 | Monterey | 36.4296 | -121.3325 | FALSE | TRUE | New to CAISO 2024 Matrix | Soledad115
Soledad |  |  | SOLEDAD 60 kV | PGE | PGE GBA | 60 | PGE_Soledad_60kV | Soledad | CA | 93960 | Monterey | 36.4296 | -121.3325 | FALSE | FALSE | New to CAISO 2024 Matrix; dropped from 25-26 TPP due to low voltage (< 115 kV) | Soledad60
SPRING GAP | SPRING GAP | Spring Gap |  | PGE |  | 115 | PGE_SPRING GAP_115kV | MI WUK VILLAGE | CA | 95346 | TUOLUMNE | 38.1866 | -120.112 | FALSE | FALSE | Dropped for 25-26 TPP due to low commercial interest and missing from CAISO 2024 Matrix | SPRING GAP115
Spring Valley |  |  | Spring Valley Substation 69 kV | SDGE | SDGE Imperial | 69 | SDGE_Spring Valley_69kV | Spring Valley | CA | 91977 | San Diego | 32.739 | -117.0027 | FALSE | FALSE | New to CAISO 2024 Matrix; dropped from 25-26 TPP due to low voltage (< 115 kV) | Spring Valley69
Springville | SPRINGVILLE | Springville | Springville 230 kV | SCE | SCE Northern | 230 | SCE_Springville_230kV | PORTERVILLE | CA | 93257 | TULARE | 36.108 | -118.938 | FALSE | TRUE | From 24-25 TPP | Springville230 | Springville Substation 230 kV | Springville Substation 230 kV
Stagg | STAGG | Stagg | STAGG 230 kV | PGE | PGE GBA | 230 | PGE_Stagg_230kV | STOCKTON | CA | 95219 | SAN JOAQUIN | 37.9922 | -121.348 | FALSE | TRUE | From 24-25 TPP | Stagg230
Standard Oil |  | Std Oil | Sobrante - Standard Oil Switching Stn #1 115 kV line | PGE | PGE GBA | 115 | PGE_Standard Oil_115kV |  | CA |  |  | 37.9503 | -122.3948 | FALSE | TRUE | From 24-25 TPP (coordinates updated) | Standard Oil115
Stanislaus | STANISLAUS | Stanislaus PH | STANISLAUS PH 115 kV | PGE | PGE GBA | 115 | PGE_Stanislaus_115kV | COLUMBIA | CA | 95346 | TUOLUMNE | 38.1378 | -120.37 | FALSE | TRUE | From 24-25 TPP | Stanislaus115
Stockdale | STOCKDALE | Stockdale | STOCKDALE 115 kV | PGE | PGE Kern | 115 | PGE_Stockdale_115kV | BAKERSFIELD | CA | 93313 | KERN | 35.3171 | -119.068 | FALSE | TRUE | From 24-25 TPP | Stockdale115
Stockdale | STOCKDALE | Stockdale | STOCKDALE 230 kV | PGE | PGE Kern | 230 | PGE_Stockdale_230kV | BAKERSFIELD | CA | 93313 | KERN | 35.3171 | -119.068 | FALSE | TRUE | From 24-25 TPP | Stockdale230
Stockton A | STOCKTON STATION A |  | STOCKTON A 115 kV | PGE | PGE GBA | 115 | PGE_Stockton A_115kV | Stockton | CA | 95203 | San Joaquin | 37.9475 | -121.2887 | FALSE | TRUE | New to CAISO 2024 Matrix; lat/longs updated 3/21/25 | Stockton A115
Stone |  |  | STONE 115 kV | PGE | PGE GBA | 115 | PGE_Stone_115kV | San Jose | CA | 95125 | Santa Clara | 37.304 | -121.8677 | FALSE | TRUE | New to CAISO 2024 Matrix | Stone115
STONY POINT | STONY POINT | Stoney Pt |  | PGE |  | 115 | PGE_STONY POINT_115kV | SANTA ROSA | CA | 95407 | SONOMA | 38.37 | -122.764 | FALSE | FALSE | Dropped for 25-26 TPP due to low commercial interest and missing from CAISO 2024 Matrix | STONY POINT115
Storey | STOREY | Storey | BORDEN 230 kV | PGE | PGE Fresno | 230 | PGE_Storey_230kV | MADERA | CA | 93638 | MADERA | 36.9831 | -120.034 | FALSE | TRUE | From 24-25 TPP | Storey230
Summit | SUMMIT | Summit | DRUM #1 PH 115 kV | PGE | PGE NGBA | 115 | PGE_Summit_115kV | TRUCKEE | CA | 96161 | PLACER | 39.3193 | -120.3788 | FALSE | TRUE | From 24-25 TPP; lat/longs updated 3/21/25 | Summit115
Suncrest | SUNCREST | Suncrest | Suncrest Substation 230 kV | SDGE | SDGE Imperial | 230 | SDGE_Suncrest_230kV | ALPINE | CA | 91901 | SAN DIEGO | 32.8084 | -116.683 | FALSE | TRUE | From 24-25 TPP | Suncrest230
Suncrest | SUNCREST | Suncrest | Suncrest Substation 500 kV | SDGE | SDGE Imperial | 500 | SDGE_Suncrest_500kV | ALPINE | CA | 91901 | SAN DIEGO | 32.8084 | -116.683 | FALSE | TRUE | From 24-25 TPP | Suncrest500
Sunrise | SUNRISE POWER | Sunrise | MIDSUN SW STA 115 kV | PGE | PGE Kern | 230 | PGE_Sunrise_230kV | FELLOWS | CA | 93224 | KERN | 35.2103 | -119.583 | FALSE | TRUE | From 24-25 TPP | Sunrise230
Sunset | SUNSET (PGE) | Sunset | Taft 115 kV | PGE | PGE Kern | 230 | PGE_Sunset_230kV | FELLOWS | CA | 93224 | KERN | 35.2273 | -119.631 | FALSE | TRUE | From 24-25 TPP | Sunset230
SURF | SURF | Surf |  | PGE |  | 115 | PGE_SURF_115kV | LOMPOC | CA | 93437 | SANTA BARBARA | 34.6848 | -120.604 | FALSE | FALSE | Dropped for 25-26 TPP due to low commercial interest and missing from CAISO 2024 Matrix | SURF115
Swift |  |  | SWIFT 115 kV | PGE | PGE GBA | 115 | PGE_Swift_115kV | San Jose | CA | 95148 | Santa Clara | 37.3226 | -121.797 | FALSE | TRUE | New to CAISO 2024 Matrix | Swift115
Sycamore Canyon | SYCAMORE CANYON | Sycamore Canyon | Sycamore Canyon Substation 138 kV | SDGE | SDGE Imperial | 138 | SDGE_Sycamore Canyon_138kV | SAN DIEGO | CA | 92071 | SAN DIEGO | 32.9176 | -117.031 | FALSE | TRUE | From 24-25 TPP | Sycamore Canyon138
Sycamore Canyon | SYCAMORE CANYON | Sycamore Canyon | Sycamore Canyon Substation 230 kV | SDGE | SDGE Imperial | 230 | SDGE_Sycamore Canyon_230kV | SAN DIEGO | CA | 92071 | SAN DIEGO | 32.9176 | -117.031 | FALSE | TRUE | From 24-25 TPP | Sycamore Canyon230
Sycamore Canyon | SYCAMORE CANYON | Sycamore Canyon | Sycamore Canyon Substation 69 kV | SDGE | SDGE Imperial | 69 | SDGE_Sycamore Canyon_69kV | SAN DIEGO | CA | 92071 | SAN DIEGO | 32.9176 | -117.031 | FALSE | FALSE | Dropped for 25-26 TPP due to low voltage (< 115 kV) | Sycamore Canyon69
Sylmar | SYLMAR EAST | Sylmar | Sylmar Substation 230 kV | SCE | SCE Northern | 230 | SCE_Sylmar_230kV | LOS ANGELES | CA | 91342 | LOS ANGELES | 34.3125 | -118.481 | FALSE | TRUE | From 24-25 TPP | Sylmar230
Table Mountain | TABLE MT. | Table Mountain | TABLE MOUNTAIN 115 kV | PGE | PGE NGBA | 115 | PGE_Table Mountain_115kV | OROVILLE | CA | 95965 | BUTTE | 39.5551 | -121.645 | FALSE | TRUE | From 24-25 TPP | Table Mountain115
Table Mountain | TABLE MT. | Table Mountain | TABLE MOUNTAIN 230 kV | PGE | PGE NGBA | 230 | PGE_Table Mountain_230kV | OROVILLE | CA | 95965 | BUTTE | 39.5551 | -121.645 | FALSE | TRUE | From 24-25 TPP | Table Mountain230
Table Mountain | TABLE MT. | Table Mountain | TABLE MOUNTAIN 500 kV | PGE | PGE NGBA | 500 | PGE_Table Mountain_500kV | OROVILLE | CA | 95965 | BUTTE | 39.5551 | -121.645 | FALSE | TRUE | From 24-25 TPP | Table Mountain500
Table Mountain | TABLE MT. | Table Mountain | TABLE MOUNTAIN 60 kV | PGE | PGE NGBA | 60 | PGE_Table Mountain_60kV | OROVILLE | CA | 95965 | BUTTE | 39.5551 | -121.645 | FALSE | FALSE | Dropped for 25-26 TPP due to low voltage (< 115 kV) | Table Mountain60
Taft | TAFT | Taft | TAFT 115 kV | PGE | PGE Kern | 115 | PGE_Taft_115kV | TAFT | CA | 93268 | KERN | 35.136 | -119.482 | FALSE | TRUE | From 24-25 TPP | Taft115
Talega | TALEGA | Talega | Talega Substation 138 kV | SDGE | SDGE Imperial | 138 | SDGE_Talega_138kV | CAMP PENDLETON | CA | 92672 | SAN DIEGO | 33.4531 | -117.572 | FALSE | TRUE | From 24-25 TPP | Talega138
Talega | TALEGA | Talega | Talega Substation 230 kV | SDGE | SDGE Imperial | 230 | SDGE_Talega_230kV | CAMP PENDLETON | CA | 92672 | SAN DIEGO | 33.4531 | -117.572 | FALSE | TRUE | From 24-25 TPP | Talega230
Tassajara | TASSAJARA | Tassajara | TASSAJARA 230 kV | PGE | PGE GBA | 230 | PGE_Tassajara_230kV | BLACKHAWK | CA | 94506 | CONTRA COSTA | 37.8 | -121.908 | FALSE | TRUE | From 24-25 TPP | Tassajara230
TEICHERT | TEICHERT | Teichert |  | PGE |  | 115 | PGE_TEICHERT_115kV | TRACY | CA | 95304 | SAN JOAQUIN | 37.6173 | -121.356 | FALSE | FALSE | Dropped for 25-26 TPP due to low commercial interest and missing from CAISO 2024 Matrix | TEICHERT115
Tejon |  |  | TEJON 70 kV | PGE | PGE Kern | 70 | PGE_Tejon_70kV | Bakersfield | CA | 93307 | Kern | 35.0197 | -118.9552 | FALSE | FALSE | New to CAISO 2024 Matrix; dropped from 25-26 TPP due to low voltage (< 115 kV) | Tejon70
Telegraph Canyon |  |  | Telegraph Canyon Substation 138 kV | SDGE | SDGE Imperial | 138 | SDGE_Telegraph Canyon_138kV | Chula Vista | CA | 91910 | San Diego | 32.6379 | -117.0161 | FALSE | TRUE | New to CAISO 2024 Matrix | Telegraph Canyon138
Temblor | TEMBLOR | Temblor | TEMBLOR 115 kV | PGE | PGE Kern | 115 | PGE_Temblor_115kV | MC KITTRICK | CA | 93251 | KERN | 35.3828 | -119.696 | FALSE | TRUE | From 24-25 TPP | Temblor115 | Belridge - Temblor 115 kV | Belridge - Temblor 115 kV
Templeton | TEMPLETON | Templeton | TEMPLETON 230 kV | PGE | PGE Kern | 230 | PGE_Templeton_230kV | TEMPLETON | CA | 93465 | SAN LUIS OBISPO | 35.5552 | -120.68 | FALSE | TRUE | From 24-25 TPP | Templeton230
Templeton | TEMPLETON | Templeton | TEMPLETON 70 kV | PGE | PGE Kern | 70 | PGE_Templeton_70kV | TEMPLETON | CA | 93465 | SAN LUIS OBISPO | 35.5552 | -120.68 | FALSE | FALSE | Dropped for 25-26 TPP due to low voltage (< 115 kV) | Templeton70
Tesla | TESLA | Tesla | TESLA 115 kV | PGE | PGE GBA | 115 | PGE_Tesla_115kV | TRACY | CA | 95377 | ALAMEDA | 37.7124 | -121.565 | FALSE | TRUE | From 24-25 TPP | Tesla115
Tesla | TESLA | Tesla | TESLA 230 kV | PGE | PGE GBA | 230 | PGE_Tesla_230kV | TRACY | CA | 95377 | ALAMEDA | 37.7124 | -121.565 | FALSE | TRUE | From 24-25 TPP | Tesla230 | Tesla-Newark #1 230 kV Line | Tesla-Newark #1 230 kV Line
Tesla | TESLA | Tesla | TESLA 500 kV | PGE | PGE GBA | 500 | PGE_Tesla_500kV | TRACY | CA | 95377 | ALAMEDA | 37.7124 | -121.565 | FALSE | TRUE | From 24-25 TPP | Tesla500
Tevis | TEVIS | Tevis | TEVIS 115 kV | PGE | PGE Kern | 115 | PGE_Tevis_115kV | BAKERSFIELD | CA | 93311 | KERN | 35.3195 | -119.129 | FALSE | TRUE | From 24-25 TPP | Tevis115
THERMALITO | THERMALITO | Thermalito 1-4 |  | PGE |  | 230 | PGE_THERMALITO_230kV | OROVILLE | CA | 95965 | BUTTE | 39.5142 | -121.632 | FALSE | FALSE | Dropped for 25-26 TPP due to low commercial interest and missing from CAISO 2024 Matrix | THERMALITO230
Thousandaire | THOUSANDAIRE | Thousandaire | Thousandaire Substation 138 kV | SCE | SCE EOP | 138 | SCE_Thousandaire_138kV | PAHRUMP | NV | 89061 | NYE | 36.1324 | -115.949 | FALSE | TRUE | From 24-25 TPP | Thousandaire138
Topaz | TOPAZ | Topaz | CALIENTE SW STA 230 kV | PGE | PGE Kern | 230 | PGE_Topaz_230kV | REDONDO BEACH | CA | 90277 | LOS ANGELES | 35.3823 | -120.0599 | FALSE | FALSE | From 24-25 TPP; do not include in resource potential analysis; similar to Carrizo Plains | Topaz230
Tortilla | TORTILLA | Tortilla | Tortilla 115 kV Bus | SCE | SCE NOL | 115 | SCE_Tortilla_115kV | BARSTOW | CA | 92311 | SAN BERNARDINO | 34.8632 | -117.031 | FALSE | TRUE | From 24-25 TPP | Tortilla115
TOSCO BYRON PUMPING | TOSCO BYRON PUMPING | TOSCO |  | PGE |  | 115 | PGE_TOSCO BYRON PUMPING_115kV | BYRON | CA | 94514 | ALAMEDA | 37.7829 | -121.632 | FALSE | FALSE | Dropped for 25-26 TPP due to low commercial interest and missing from CAISO 2024 Matrix | TOSCO BYRON PUMPING115
Trabuco | TRABUCO | Trabuco | Trabuco Substation 138 kV | SDGE | SDGE Imperial | 138 | SDGE_Trabuco_138kV | LAGUNA NIGUEL | CA | 92677 | ORANGE | 33.5629 | -117.674 | FALSE | TRUE | From 24-25 TPP | Trabuco138
Tracy | TRACY (PGE) | Tracy | TRACY 115 kV | PGE | PGE GBA | 115 | PGE_Tracy_115kV | BYRON | CA | 94514 | ALAMEDA | 37.7989 | -121.579 | FALSE | TRUE | From 24-25 TPP | Tracy115
Tranquility | TRANQUILITY | Tranquility | TRANQUILLITY SW STA 230 kV | PGE | PGE Fresno | 230 | PGE_Tranquility_230kV |  | CA |  |  | 36.5896 | -120.406 | FALSE | TRUE | From 24-25 TPP | Tranquility230 | Tranquility 230 kVTranquility 230kV | Tranquility 230 kV | Tranquility 230kV
TRES VIAS | TRES VIAS | Tres Vaqueros Wind |  | PGE |  | 230 | PGE_TRES VIAS_230kV | OROVILLE | CA | 95965 | BUTTE | 39.4868 | -121.688 | FALSE | FALSE | Dropped for 25-26 TPP due to low commercial interest and missing from CAISO 2024 Matrix | TRES VIAS230
Trimble |  |  | TRIMBLE 115 kV | PGE | PGE GBA | 115 | PGE_Trimble_115kV | San Jose | CA | 95131 | Santa Clara | 37.3821 | -121.9272 | FALSE | TRUE | New to CAISO 2024 Matrix | Trimble115
Trout Canyon | CRAZY EYES | Trout Canyon | Trout Canyon Substation 230 kV | SCE | SCE EOP | 230 | SCE_Trout Canyon_230kV |  | NV |  |  | 36.0983 | -115.758 | FALSE | TRUE | From 24-25 TPP | Trout Canyon230
Trout Canyon | CRAZY EYES | Trout Canyon | Trout Canyon Substation 500 kV (future) | SCE | SCE EOP | 500 | SCE_Trout Canyon_500kV |  | NV |  |  | 36.0983 | -115.758 | FALSE | TRUE | From 24-25 TPP | Trout Canyon500
TULLOCH | TULLOCH | Tulloch PH |  | PGE |  | 115 | PGE_TULLOCH_115kV | COPPEROPOLIS | CA | 95228 | CALAVERAS | 37.8767 | -120.606 | FALSE | FALSE | Dropped for 25-26 TPP due to low commercial interest and missing from CAISO 2024 Matrix | TULLOCH115
Tulucay | TULUCAY | Tulucay | TULUCAY 230 kV | PGE | PGE NGBA | 230 | PGE_Tulucay_230kV | NAPA | CA | 94558 | NAPA | 38.2479 | -122.268 | FALSE | TRUE | From 24-25 TPP | Tulucay230 | Vaca-Lakeville #1 230 kV Line | Vaca-Lakeville #1 230 kV Line
Tulucay | TULUCAY | Tulucay | TULUCAY 60 kV | PGE | PGE NGBA | 60 | PGE_Tulucay_60kV | NAPA | CA | 94558 | NAPA | 38.2479 | -122.268 | FALSE | FALSE | Dropped for 25-26 TPP due to low voltage (< 115 kV) | Tulucay60
Tupman | TUPMAN | Tupman | TUPMAN 115 kV | PGE | PGE Kern | 115 | PGE_Tupman_115kV | BAKERSFIELD | CA | 93314 | KERN | 35.3541 | -119.271 | FALSE | TRUE | From 24-25 TPP | Tupman115
UC DAVIS | UC DAVIS | UC Davis |  | PGE |  | 115 | PGE_UC DAVIS_115kV | DAVIS | CA | 95620 | SOLANO | 38.5289 | -121.752 | FALSE | FALSE | Dropped for 25-26 TPP due to low commercial interest and missing from CAISO 2024 Matrix | UC DAVIS115
Ukiah | UKIAH | Ukiah | UKIAH 115 kV | PGE | PGE NGBA | 115 | PGE_Ukiah_115kV | UKIAH | CA | 95482 | MENDOCINO | 39.1431 | -123.1918 | FALSE | TRUE | From 24-25 TPP (name updated; was "City of Ukiah"); lat/longs updated 3/21/25 | Ukiah115
ULTRA POWER | ULTRA POWER | Ultra Power |  | PGE |  | 115 | PGE_ULTRA POWER_115kV | BAKERSFIELD | CA | 93308 | KERN | 35.5478 | -119.075 | FALSE | FALSE | Dropped for 25-26 TPP due to low commercial interest and missing from CAISO 2024 Matrix | ULTRA POWER115
Union (Estrella) |  |  | UNIONPGAE 70 kV | PGE | PGE Kern | 70 | PGE_Union (Estrella)_70kV | Paso Robles | CA | 93446 | San Luis Obispo | 35.6377 | -120.5992 | TRUE | FALSE | New to CAISO 2024 Matrix; dropped from 25-26 TPP due to low voltage (< 115 kV); no match in CEC dataset | Union (Estrella)70
UNIVERSITY | UNIVERSITY | University Co-Gen |  | PGE |  | 115 | PGE_UNIVERSITY_115kV | TAFT | CA | 93268 | KERN | 35.1457 | -119.503 | FALSE | FALSE | Dropped for 25-26 TPP due to low commercial interest and missing from CAISO 2024 Matrix | UNIVERSITY115
Vaca Dixon | VACA-DIXON | Vaca Dixon | VACA DIXON 115 kV | PGE | PGE NGBA | 115 | PGE_Vaca Dixon_115kV | VACAVILLE | CA | 95688 | SOLANO | 38.401 | -121.921 | FALSE | TRUE | From 24-25 TPP | Vaca Dixon115 | Vaca-Dixon 115 kV | Vaca-Dixon 115 kV
Vaca Dixon | VACA-DIXON | Vaca Dixon | VACA DIXON 230 kV | PGE | PGE NGBA | 230 | PGE_Vaca Dixon_230kV | VACAVILLE | CA | 95688 | SOLANO | 38.401 | -121.921 | FALSE | TRUE | From 24-25 TPP | Vaca Dixon230 | Vaca-Dixon 230 kV | Vaca-Dixon 230 kV
Vaca Dixon | VACA-DIXON | Vaca Dixon | VACA DIXON 500 kV | PGE | PGE NGBA | 500 | PGE_Vaca Dixon_500kV | VACAVILLE | CA | 95688 | SOLANO | 38.401 | -121.921 | FALSE | TRUE | From 24-25 TPP | Vaca Dixon500 | Vaca-Dixon 500 kV | Vaca-Dixon 500 kV
Vaca Dixon | VACA-DIXON | Vaca Dixon | VACA DIXON 60 kV | PGE | PGE NGBA | 60 | PGE_Vaca Dixon_60kV | VACAVILLE | CA | 95688 | SOLANO | 38.401 | -121.921 | FALSE | FALSE | Dropped for 25-26 TPP due to low voltage (< 115 kV) | Vaca Dixon60
Valley (SCE) | VALLEY (SCE) | Valley (SCE) | Valley Substation 500 kV | SCE | SCE Eastern | 500 | SCE_Valley (SCE)_500kV | MENIFEE | CA | 92585 | RIVERSIDE | 33.7389 | -117.157 | FALSE | TRUE | From 24-25 TPP | Valley (SCE)500 | Valley Substation 500kV | Valley Substation 500kV
Valley (VEA) | VALLEY (VEA) | Valley (VEA) | Valley Substation 138 kV (VEA) | VEA | SCE EOP | 138 | VEA_Valley (VEA)_138kV | AMARGOSA VALLEY | NV | 89020 | NYE | 36.5395 | -116.488 | FALSE | TRUE | From 24-25 TPP | Valley (VEA)138 | Valley Substation 138 kV | Valley Substation 138 kV
Valley Center |  |  | Valley Center Substation 69 kV | SDGE | SDGE Imperial | 69 | SDGE_Valley Center_69kV | Valley Center | CA | 92082 | San Diego | 33.2307 | -117.0184 | FALSE | FALSE | New to CAISO 2024 Matrix; dropped from 25-26 TPP due to low voltage (< 115 kV); no match in CEC dataset | Valley Center69
Valley Home | VALLEY HOME | Valley Home | VALLEY HOME 115 kV | PGE | PGE GBA | 115 | PGE_Valley Home_115kV | OAKDALE | CA | 95361 | SAN JOAQUIN | 37.8564 | -120.944 | FALSE | TRUE | From 24-25 TPP | Valley Home115
Valley Springs |  |  | VALLEY SPRINGS 230 kV | PGE | PGE GBA | 230 | PGE_Valley Springs_230kV | Valley Springs | CA | 95252 | Calaveras | 38.2166 | -120.764 | FALSE | TRUE | New to CAISO 2024 Matrix | Valley Springs230
Valley Springs |  |  | VALLEY SPRINGS 60 kV | PGE | PGE GBA | 60 | PGE_Valley Springs_60kV | Valley Springs | CA | 95252 | Calaveras | 38.2166 | -120.764 | FALSE | FALSE | New to CAISO 2024 Matrix; dropped from 25-26 TPP due to low voltage (< 115 kV) | Valley Springs60
Valley Switch | VALLEY SWITCH | Valley Switch | Valley Switch 138 kV (VEA) | VEA | SCE EOP | 138 | VEA_Valley Switch_138kV | AMARGOSA VALLEY | NV | 89020 | NYE | 36.5374 | -116.4 | FALSE | TRUE | From 24-25 TPP | Valley Switch138
Valley Switch | VALLEY SWITCH | Valley Switch | Valley Switch 230 kV (future) | SCE | SCE EOP | 230 | SCE_Valley Switch_230kV | AMARGOSA VALLEY | NV | 89020 | NYE | 36.5374 | -116.4 | FALSE | TRUE | From 24-25 TPP | Valley Switch230
Vasco | VASCO | Vasco | LAS POSITAS 230 kV | PGE | PGE GBA | 230 | PGE_Vasco_230kV | LIVERMORE | CA | 94551 | ALAMEDA | 37.7112 | -121.716 | FALSE | TRUE | From 24-25 TPP | Vasco230
Vasona | VASONA | Vasona | VASONA 230 kV | PGE | PGE GBA | 230 | PGE_Vasona_230kV | LOS GATOS | CA | 95032 | SANTA CLARA | 37.2539 | -121.966 | FALSE | TRUE | From 24-25 TPP | Vasona230
VEDDER | VEDDER | Vedder |  | PGE |  | 115 | PGE_VEDDER_115kV | BAKERSFIELD | CA | 93308 | KERN | 35.5927 | -118.959 | FALSE | FALSE | Dropped for 25-26 TPP due to low commercial interest and missing from CAISO 2024 Matrix | VEDDER115
Vestal | VESTAL | Vestal | Vestal Substation 230 kV | SCE | SCE Northern | 230 | SCE_Vestal_230kV | DELANO | CA | 93207 | TULARE | 35.8417 | -119.085 | FALSE | TRUE | From 24-25 TPP | Vestal230 | Vestal Substation 230kV | Vestal Substation 230kV
Vestal | VESTAL | Vestal | Vestal Substation 66 kV | SCE | SCE Northern | 66 | SCE_Vestal_66kV | DELANO | CA | 93207 | TULARE | 35.8417 | -119.085 | FALSE | FALSE | Dropped for 25-26 TPP due to low voltage (< 115 kV) | Vestal66
Victor | VICTOR | Victor | Victor Substation 115 kV | SCE | SCE NOL | 115 | SCE_Victor_115kV | VICTORVILLE | CA | 92392 | SAN BERNARDINO | 34.5043 | -117.389 | FALSE | TRUE | From 24-25 TPP | Victor115
Victor | VICTOR | Victor | Victor Substation 230 kV | SCE | SCE NOL | 230 | SCE_Victor_230kV | VICTORVILLE | CA | 92392 | SAN BERNARDINO | 34.5043 | -117.389 | FALSE | TRUE | From 24-25 TPP | Victor230
VICTORVILLE (LDWP) | VICTORVILLE (LDWP) | Victorville (LDWP) |  | LDWP |  | 500 | LDWP_VICTORVILLE (LDWP)_500kV | VICTORVILLE | CA | 92394 | SAN BERNARDINO | 34.5635 | -117.322 | FALSE | FALSE | Out-of-CAISO | VICTORVILLE (LDWP)500
Viejo | VIEJO (SCE) | Viejo | Viejo Substation 230 kV | SCE | SCE Metro | 230 | SCE_Viejo_230kV | LAKE FOREST | CA | 92610 | ORANGE | 33.667 | -117.642 | FALSE | TRUE | From 24-25 TPP | Viejo230 | Viejo Substation 230kV | Viejo Substation 230kV
Vierra | VIERRA | Vierra | VIERRA 115 kV | PGE | PGE GBA | 115 | PGE_Vierra_115kV | LATHROP | CA | 95330 | SAN JOAQUIN | 37.7979 | -121.274 | FALSE | TRUE | From 24-25 TPP | Vierra115
Villa Park | VILLA PARK | Villa Park | Villa Park Substation 230 kV | SCE | SCE Metro | 230 | SCE_Villa Park_230kV | ORANGE | CA | 92865 | ORANGE | 33.8155 | -117.834 | FALSE | TRUE | From 24-25 TPP | Villa Park230
Vincent | VINCENT | Vincent | Vincent Substation 230 kV | SCE | SCE Northern | 230 | SCE_Vincent_230kV | ACTON | CA | 93550 | LOS ANGELES | 34.4863 | -118.118 | FALSE | TRUE | From 24-25 TPP | Vincent230 | Vincent - Pearblossom 230 kV lineVincent Substation 230kVVincent Substation 500kV | Vincent - Pearblossom 230 kV line | Vincent Substation 230kV | Vincent Substation 500kV
Vincent | VINCENT | Vincent | Vincent Substation 500 kV | SCE | SCE Northern | 500 | SCE_Vincent_500kV | ACTON | CA | 93550 | LOS ANGELES | 34.4863 | -118.118 | FALSE | TRUE | From 24-25 TPP | Vincent500
Vine |  |  | Vine Substation 69 kV | SDGE | SDGE Imperial | 69 | SDGE_Vine_69kV | SAN DIEGO | CA | 92101 | SAN DIEGO | 32.7388 | -117.179 | FALSE | FALSE | New to CAISO 2024 Matrix; dropped from 25-26 TPP due to low voltage (< 115 kV) | Vine69
Vineyard | VINEYARD | Vineyard | VINEYARD 230 kV | PGE | PGE GBA | 230 | PGE_Vineyard_230kV | PLEASANTON | CA | 94566 | ALAMEDA | 37.6698 | -121.854 | FALSE | TRUE | From 24-25 TPP | Vineyard230
Vista (SCE) | VISTA (SCE) | Vista (SCE) | Vista Substation 230 kV | SCE | SCE Eastern | 230 | SCE_Vista (SCE)_230kV | GRAND TERRACE | CA | 92313 | SAN BERNARDINO | 34.0414 | -117.319 | FALSE | TRUE | From 24-25 TPP | Vista (SCE)230
Vista (VEA) | VISTA (VEA) | Vista (VEA) | Vista Substation 138 kV (VEA) | VEA | SCE EOP | 138 | VEA_Vista (VEA)_138kV | PAHRUMP | NV | 89060 | NYE | 36.3173 | -116.011 | FALSE | TRUE | From 24-25 TPP | Vista (VEA)138
Vista (VEA) | VISTA (VEA) | Vista (VEA) | Vista Substation 230 kV (VEA future) | VEA | SCE EOP | 230 | VEA_Vista (VEA)_230kV | PAHRUMP | NV | 89060 | NYE | 36.3173 | -116.011 | TRUE | TRUE | From 24-25 TPP | Vista (VEA)230
Wahtoke |  |  | WAHTOKE 115 kV | PGE | PGE Fresno | 115 | PGE_Wahtoke_115kV | Reedley | CA | 93654 | Fresno | 36.6154 | -119.4526 | FALSE | TRUE | New to CAISO 2024 Matrix | Wahtoke115
Wakefield |  |  | Wakefield 66 kV bus | SCE | SCE Northern | 66 | SCE_Wakefield_66kV | Santa Paula | CA | 93060 | Ventura | 34.3564 | -119.0559 | FALSE | FALSE | New to CAISO 2024 Matrix; dropped from 25-26 TPP due to low voltage (< 115 kV) | Wakefield66
Walnut | WALNUT | Walnut | Walnut Substation 230 kV | SCE | SCE Metro | 230 | SCE_Walnut_230kV | INDUSTRY | CA | 91745 | LOS ANGELES | 34.0081 | -117.95 | FALSE | TRUE | From 24-25 TPP | Walnut230 | Walnut Substation 220kV | Walnut Substation 220kV
Warne | WARNE | Warne | Warne Substation 230 kV | SCE | SCE Northern | 230 | SCE_Warne_230kV | LEBEC | CA | 93243 | LOS ANGELES | 34.6852 | -118.789 | FALSE | TRUE | From 24-25 TPP | Warne230
Warnerville | WARNERVILLE | Warnerville | COTTLE 230 kV | PGE | PGE GBA | 230 | PGE_Warnerville_230kV | OAKDALE | CA | 95361 | STANISLAUS | 37.7417 | -120.802 | FALSE | TRUE | From 24-25 TPP | Warnerville230
WASCO PRISON | WASCO PRISON | Wasco Prison |  | PGE |  | 115 | PGE_WASCO PRISON_115kV | WASCO | CA | 93280 | KERN | 35.6009 | -119.403 | FALSE | FALSE | Dropped for 25-26 TPP due to low commercial interest and missing from CAISO 2024 Matrix | WASCO PRISON115
Waukena | WAUKENA | Waukena | WAUKENA SW STA 115 kV | PGE | PGE Fresno | 115 | PGE_Waukena_115kV | HANFORD | CA | 93230 | KINGS | 36.1387 | -119.577 | FALSE | TRUE | From 24-25 TPP | Waukena115
Weber | WEBER | Weber | WEBER 230 kV | PGE | PGE GBA | 230 | PGE_Weber_230kV | STOCKTON | CA | 95205 | SAN JOAQUIN | 37.92 | -121.24 | FALSE | TRUE | From 24-25 TPP | Weber230
Weber | WEBER | Weber | WEBER 60 kV | PGE | PGE GBA | 60 | PGE_Weber_60kV | STOCKTON | CA | 95205 | SAN JOAQUIN | 37.92 | -121.24 | FALSE | FALSE | Dropped for 25-26 TPP due to low voltage (< 115 kV) | Weber60
WEST FORD FLAT | WEST FORD FLAT | West Ford Flat |  | PGE |  | 230 | PGE_WEST FORD FLAT_230kV | MIDDLETOWN | CA | 95461 | LAKE | 38.7878 | -122.722 | FALSE | FALSE | Dropped for 25-26 TPP due to low commercial interest and missing from CAISO 2024 Matrix | WEST FORD FLAT230
West Fresno | WEST FRESNO | West Fresno | WEST FRESNO 115 kV | PGE | PGE Fresno | 115 | PGE_West Fresno_115kV | FRESNO | CA | 93706 | FRESNO | 36.7183 | -119.819 | FALSE | TRUE | From 24-25 TPP | West Fresno115
Westley | WESTLEY | Westley | Quinto-Westley 230 kV line | PGE | PGE Fresno | 230 | PGE_Westley_230kV | WESTLEY | CA | 95363 | STANISLAUS | 37.516 | -121.231 | FALSE | TRUE | From 24-25 TPP; the 115kV and lower system is in the GBA area, the 230 kV and up is in the Fresno area | Westley230
Westpark | WEST PARK | Westpark | WESTPARK 115 kV | PGE | PGE Kern | 115 | PGE_Westpark_115kV | BAKERSFIELD | CA | 93301 | KERN | 35.3741 | -119.04 | FALSE | TRUE | From 24-25 TPP | Westpark115
WHEELER | WHEELER | Wheeler Ridge PP |  | PGE |  | 230 | PGE_WHEELER_230kV | BAKERSFIELD | CA | 93313 | KERN | 35.0296 | -119.004 | FALSE | FALSE | Dropped for 25-26 TPP; missing from CAISO 2024 Matrix and equivalent to Wheeler Ridge | WHEELER230
Wheeler Ridge | WHEELER RIDGE | Wheeler Ridge | WHEELER RIDGE 230 kV | PGE | PGE Kern | 230 | PGE_Wheeler Ridge_230kV | BAKERSFIELD | CA | 93307 | KERN | 35.0891 | -118.976 | FALSE | TRUE | From 24-25 TPP | Wheeler Ridge230
Wheeler Ridge | WHEELER RIDGE | Wheeler Ridge | WHEELER RIDGE 115 kV | PGE | PGE Kern | 115 | PGE_Wheeler Ridge_115kV | BAKERSFIELD | CA | 93307 | KERN | 35.0891 | -118.976 | FALSE | TRUE | From 24-25 TPP | Wheeler Ridge115
Wheeler Ridge | WHEELER RIDGE | Wheeler Ridge | WHEELER RIDGE 70 kV | PGE | PGE Kern | 70 | PGE_Wheeler Ridge_70kV | BAKERSFIELD | CA | 93307 | KERN | 35.0891 | -118.976 | FALSE | FALSE | Dropped for 25-26 TPP due to low voltage (< 115 kV) | Wheeler Ridge70
Whirlwind | WHIRLWIND | Whirlwind | Whirlwind Substation 230 kV | SCE | SCE Northern | 230 | SCE_Whirlwind_230kV | ROSAMOND | CA | 93560 | KERN | 34.8582 | -118.437 | FALSE | TRUE | From 24-25 TPP | Whirlwind230 | Whirlwind Substation 220 kVWhirlwind Substation 230kVWhirlwind Substation 230kV | Whirlwind Substation 220 kV | Whirlwind Substation 230kV | Whirlwind Substation 230kV
Whirlwind | WHIRLWIND | Whirlwind | Whirlwind Substation 500 kV | SCE | SCE Northern | 500 | SCE_Whirlwind_500kV | ROSAMOND | CA | 93560 | KERN | 34.8582 | -118.437 | FALSE | TRUE | From 24-25 TPP | Whirlwind500
Whisman |  |  | WHISMAN 115 kV | PGE | PGE GBA | 115 | PGE_Whisman_115kV | Mountain View | CA | 94043 | Santa Clara | 37.405 | -122.0686 | FALSE | TRUE | New to CAISO 2024 Matrix | Whisman115
Wildlife |  |  | Wildlife Substation 230 kV | SCE | SCE Eastern | 230 | SCE_Wildlife_230kV | Riverside | CA | 92504 | Riverside | 33.9621 | -117.4527 | FALSE | TRUE | New to CAISO 2024 Matrix; no match in CEC dataset | Wildlife230
WILDWOOD | WILDWOOD | Wildwood Solar |  | PGE |  | 115 | PGE_WILDWOOD_115kV | PLATINA | CA | 96076 | TRINITY | 40.3871 | -123.044 | FALSE | FALSE | Dropped for 25-26 TPP due to low commercial interest and missing from CAISO 2024 Matrix | WILDWOOD115
WILLOW PASS | WILLOW PASS | Willow Pass |  | PGE |  | 115 | PGE_WILLOW PASS_115kV | BAY POINT | CA | 94565 | CONTRA COSTA | 38.0248 | -121.961 | FALSE | FALSE | Dropped for 25-26 TPP due to low commercial interest and missing from CAISO 2024 Matrix | WILLOW PASS115
Wilson | WILSON | Wilson | WILSON 115 kV | PGE | PGE Fresno | 115 | PGE_Wilson_115kV | MERCED | CA | 95340 | MERCED | 37.2928 | -120.407 | FALSE | TRUE | From 24-25 TPP | Wilson115
Wilson | WILSON | Wilson | WILSON 230 kV | PGE | PGE Fresno | 230 | PGE_Wilson_230kV | MERCED | CA | 95340 | MERCED | 37.2928 | -120.407 | FALSE | TRUE | From 24-25 TPP | Wilson230
WIND GAP | WIND GAP | Windgap PP |  | PGE |  | 230 | PGE_WIND GAP_230kV | BAKERSFIELD | CA | 93313 | KERN | 35.0142 | -118.978 | FALSE | FALSE | Dropped for 25-26 TPP due to low commercial interest and missing from CAISO 2024 Matrix | WIND GAP230
Windhub | WINDHUB | Windhub | Windhub Substation 230 kV | SCE | SCE Northern | 230 | SCE_Windhub_230kV | MOHAVE | CA | 93501 | KERN | 35.035 | -118.281 | FALSE | TRUE | From 24-25 TPP | Windhub230 | Tehachapi Conceptual Substation #1Windhub Substation 220kVWindhub Substation 230kV | Tehachapi Conceptual Substation #1 | Windhub Substation 220kV | Windhub Substation 230kV
Windhub | WINDHUB | Windhub | Windhub Substation 500 kV | SCE | SCE Northern | 500 | SCE_Windhub_500kV | MOHAVE | CA | 93501 | KERN | 35.035 | -118.281 | FALSE | TRUE | From 24-25 TPP | Windhub500 | Windhub Substation 500kV | Windhub Substation 500kV
Windmaster | WIND MASTER | Buena Vista Windmaster | Contra Costa-Delta Switchyard 230 kV line (via existing Windmaster Tap 230 kV line) | PGE | PGE GBA | 230 | PGE_Windmaster_230kV | BYRON | CA | 94514 | CONTRA COSTA | 37.8012 | -121.642 | FALSE | TRUE | From 24-25 TPP | Windmaster230
Windsor | WINDSOR HILLS |  | WINDSOR 60 kV | PGE | PGE NGBA | 60 | PGE_Windsor_60kV | Los Angeles | CA | 90056 | Los Angeles | 33.996 | -118.3592 | FALSE | FALSE | New to CAISO 2024 Matrix; dropped from 25-26 TPP due to low voltage (< 115 kV) | Windsor60
Woodland | WOODLAND (PGE) | Woodland | WOODLAND 115 kV | PGE | PGE NGBA | 115 | PGE_Woodland_115kV | WOODLAND | CA | 95776 | YOLO | 38.6786 | -121.76 | FALSE | TRUE | From 24-25 TPP | Woodland115
WOODLAND BIOMASS | WOODLAND BIOMASS | Woodland Biomass |  | PGE |  | 115 | PGE_WOODLAND BIOMASS_115kV | WOODLAND | CA | 95776 | YOLO | 38.6951 | -121.734 | FALSE | FALSE | Dropped for 25-26 TPP; missing from CAISO 2024 Matrix and equivalent to Woodland | WOODLAND BIOMASS115
Woodward |  |  | WOODWARD 115 kV | PGE | PGE Fresno | 115 | PGE_Woodward_115kV | Clovis | CA | 93619 | Fresno | 36.8963 | -119.751 | FALSE | TRUE | New to CAISO 2024 Matrix | Woodward115
Wyandotte | WYANDOTTE | Wyandotte | WYANDOTTE 115 kV | PGE | PGE NGBA | 115 | PGE_Wyandotte_115kV | SOUTH OROVILLE | CA | 95966 | BUTTE | 39.4916 | -121.541 | FALSE | TRUE | From 24-25 TPP | Wyandotte115

## CAISO MGC
CLASSIFICATION | QF | RESOURCE_AGG_TYPE | PARENT_RESOURCE_ID | RESOURCE_ID | RESOURCE_TYPE | GEN_UNIT_NAME | NET_DEPENDABLE_CAPACITY | NAMEPLATE_CAPACITY | PTO_AREA | OWNER_OR_QF | UNIT_TYPE | ENERGY_SOURCE | ZONE | COD | RIVER_SYSTEM | BAA_ID | UDC
Non-Participating | N | Y | CHESTN_2_CHWSX2 | CHESTN_2_CHWSR2 | GEN | Chestnut Westside PV | 75 | 75 | PGAE | Chestnut Westside, LLC | PHOTO VOLTAIC | SUN | ZP26 |  |  | CISO | PGAE
Participating Unit | N | N |  | ARLNTN_2_AR1SR1 | GEN | Arlington | 100 | 100 | SCE | Arlington Solar, LLC | PHOTO VOLTAIC | SUN | SP15 | 2022-03-21 |  | CISO | SCE
Participating Unit | N | N |  | DRACKR_2_DS4SR4 | GEN | Dracker Solar Unit 4A | 62.5 | 62.5 | SCE | NextEra Blythe Solar Energy Center, LLC | PHOTO VOLTAIC | SUN | SP15 | 2020-08-24 |  | CISO | SCE
Non-Participating |  | Y | SBERDO_2_PSP4 | SBERDO_7_CT4A | GEN | SBERDO_7_CT4A | 182 | 182 |  |  |  |  | SP15 |  |  | CISO | SCE
Participating Unit | N | Y | DREWS_6_PL1X4 | DREWS_6_PL1X4 | GEN | Drews Generating Plant | 41.4 |  | SCE | Colton Power, LP | FTUR | NATURAL GAS | SP15 | 2001-08-14 |  | CISO | SCE
Participating Unit | N | Y | SANDLT_2_SUNITS | SANDLT_2_SUNITS | GEN | Mojave Solar | 275 |  | SCE | Mojave Solar, LLC | STEAM | SUN | SP15 | 2014-12-04 |  | CISO | SCE
Participating Unit | N | N |  | FRESHW_1_SOLAR1 | GEN | Corcoran 3 | 20 | 20 | PGAE | CED Corcoran Solar 3, LLC | PHOTO VOLTAIC | SUN | NP15 | 2016-03-04 |  | CISO | PGAE
Participating Unit | N | N |  | GEYS17_7_UNIT17 | GEN | GEYSERS UNIT 17 (HEALDSBURG) | 75.5 | 84 | PGAE | Geysers Power Company, LLC | STEAM | GEOTHERMAL | NP15 | 1982-01-01 |  | CISO | PGAE
Participating Unit | N | Y | HAASPH_7_PL1X2 | HAASPH_7_PL1X2 | GEN | HAAS PH UNIT 1 & 2 AGGREGATE | 144 |  | PGAE | Pacific Gas & Electric Company | HYDRO | WATER | NP15 | 1958-01-01 |  | CISO | PGAE
Non-Participating | N | Y | SCHLTE_1_PL1X3 | SCHLTE_1_UNITA3 | GEN | Tracy Combined Cycle Plant | 165 | 165 |  | GWF Energy, LLC | COMBUSTION TURBINE | NATURAL GAS | NP15 |  |  | CISO | PGAE
Participating Unit | N | N |  | CANTUA_1_SOLAR | GEN | Cantua Solar Station | 20 | 20 | PGAE | Pacific Gas & Electric Company | PHOTO VOLTAIC | SUN | NP15 | 2012-07-25 |  | CISO | PGAE
Participating Unit | N | N |  | SENTNL_2_CTG4 | GEN | Sentinel Unit 4 | 106.55 | 131.8 | SCE | Sentinel Energy Center, LLC | COMBUSTION TURBINE | NATURAL GAS | SP15 | 2013-05-06 |  | CISO | SCE
Non-Participating | N | Y | DELTA_2_PL1X4 | DELTA_2_CTG3 | GEN | DELTA ENERGY CENTER CTG UNIT 3 | 212.5 | 212.5 |  | Delta Energy Center, LLC | COMBUSTION TURBINE | NATURAL GAS | NP15 |  |  | CISO | PGAE
Participating Unit | N | N |  | WESTPT_2_UNIT | GEN | West Point Hydro Plant | 14 | 14 | PGAE | Pacific Gas & Electric Company | HYDRO | WATER | NP15 | 1948-01-01 |  | CISO | PGAE
Participating Unit | N | N |  | TWISSL_6_SOLAR1 | GEN | Coronal Lost Hills | 20 | 20 | PGAE | Coronal Lost Hills, LLC | PHOTO VOLTAIC | SUN | ZP26 | 2015-05-15 |  | CISO | PGAE
Participating Unit | N | N |  | PBLOSM_2_SOLAR | GEN | PearBlossom | 9.5 | 9.5 | SCE | Solar Star California XLIV, LLC | PHOTO VOLTAIC | SUN | SP15 | 2016-12-29 |  | CISO | SCE
Participating Unit | N | N |  | DTCHWD_2_BT3WND | GEN | Brookfield Tehachapi 3 | 4.5 | 4.5 | SCE | Coram Energy LLC | WIND | WIND | SP15 | 2016-04-22 |  | CISO | SCE
Participating Unit | N | Y | SCEW_2_PDRP160 | SCEW_2_PDRP160 | GEN | LCR AMS Hybrid West LA 2-W-LSCE | 5.39 |  | SCE | Southern California Edison | OTHER | OTHER | SP15 |  |  | CISO | SCE
Participating Unit | N | N |  | CURTIS_1_CANLCK | GEN | Canal Creek Powerhouse | 0.9 | 0.9 | PGAE | Merced Irrigation District | HYDRO | WATER | NP15 | 1983-01-01 |  | CISO | PGAE
Non-Participating |  | Y | RVSIDE_6_SPRING | RVSIDE_7_SPRGU4 | GEN | RVSIDE_7_SPRGU4 | 11 | 11 |  |  |  |  | SP15 |  |  | CISO | RVSD
Participating Unit | N | Y | CDWR07_2_GEN | CDWR07_2_GEN | GEN | CDWR07_2_GEN | 415.3 |  | PGAE | California Dept. of Water Resources | PUMP | WATER | ZP26 | 2009-03-31 |  | CISO | CWRP
Participating Unit | N | N |  | OTAY_6_ECVBT2 | GEN | Chula Vista 2 | 3 | 3 | SDGE | EnerSmart Chula Vista BESS LLC | OTHER | LESR | SP15 | 2024-12-09 |  | CISO | SDGE
Participating Unit | N | N |  | CENT40_1_C40SR1 | GEN | CENTRAL 40 | 40 | 40 | PGAE | Central 40, LLC | PHOTO VOLTAIC | SUN | NP15 | 2021-02-23 |  | CISO | PGAE
Participating Unit | N | N |  | TUMBWD_2_WISBT3 | GEN | Willow Springs Solar 3 | 50 | 50 | SCE | Tumbleweed Energy, LLC | OTHER | LESR | SP15 | 2024-07-16 |  | CISO | SCE
Participating Unit | N | N |  | CSCGNR_1_UNIT 1 | GEN | GIANERA PEAKER UNIT 1 | 24.75 | 24.8 | PGAE | City of Santa Clara DBA Silicon Valley Power (MSS Agreement - S14) | FTUR | NATURAL GAS | NP15 | 1987-01-01 |  | CISO | NCPA
Participating Unit | N | N |  | EDWARD_2_E21SB1 | GEN | EdSan 2 Edwards 1A | 166 | 166 | SCE | ES 1A Group 3 Opco, LLC | OTHER | HYBD | SP15 | 2022-08-27 |  | CISO | SCE
Participating Unit | N | N |  | SPRGVL_2_TULESC | GEN | TULE RIVER HYDRO PLANT (SCE) | 2.5 | 2.5 | SCE | Southern California Edison Company | HYDRO | WATER | SP15 | 1909-01-01 |  | CISO | SCE
Participating Unit | N | N |  | CLRMNT_6_CLEBT1 | GEN | Clairemont Energy Storage | 9 | 9 | SDGE | San Diego Gas & Electric Company | OTHER | LESR | SP15 | 2024-03-27 |  | CISO | SDGE
Participating Unit | N | N |  | OBERON_5_O2SSR4 | GEN | Oberon 2A Solar | 125 | 125 | SCE | IP Oberon II, LLC | PHOTO VOLTAIC | SUN | SP15 | 2023-11-08 |  | CISO | SCE
Participating Unit | N | Y | SCEC_1_PDRP114 | SCEC_1_PDRP114 | GEN | SCEC_1_PDRP114 | 0.99 |  | SCE | Leapfrog Power, inc. | OTHER | OTHER | SP15 |  |  | CISO | SCE
Participating Unit | N | N |  | BLCKWL_6_BTFBT1 | GEN | BTF Storage DIDF | 2 | 2 | PGAE | Blackwell Test Facility, LLC | OTHER | LESR | ZP26 |  |  | CISO | PGAE
Participating Unit | N | Y | SCEC_1_PDRP150 | SCEC_1_PDRP150 | GEN | SCEC_1_PDRP150 | 0.99 |  | SCE | Leapfrog Power, Inc. | OTHER | OTHER | SP15 |  |  | CISO | SCE
Participating Unit | N | Y | SANTFG_7_UNITS | SANTFG_7_UNITS | GEN | GEYSERS CALISTOGA AGGREGATE | 72 |  | PGAE | Geysers Power Company, LLC | STEAM | GEOTHERMAL | NP15 | 1984-03-14 |  | CISO | PGAE
Participating Unit | N | N |  | BORDER_6_LTMBT1 | GEN | Lithium | 52 | 52 | SDGE | Hermes BESS LLC | OTHER | LESR | SP15 |  |  | CISO | SDGE
Participating Unit | N | N |  | CMBLND_2_DS2BT3 | GEN | Daggett 2 c BESS | 46 | 46 | SCE | Daggett Solar Power 2 LLC | OTHER | LESR | SP15 | 2023-12-01 |  | CISO | SCE
Participating Unit | N | N |  | DEVERS_1_SEPV05 | GEN | SEPV 5 | 2 | 2 | SCE | SEPV2, LLC | PHOTO VOLTAIC | SUN | SP15 | 2012-05-10 |  | CISO | SCE
Participating Unit | N | N |  | CARBOU_7_UNIT 1 | GEN | CARIBOU PH 1 UNIT 1 | 24 | 24 | PGAE | Pacific Gas & Electric Company | HYDRO | WATER | NP15 | 1921-01-01 |  | CISO | PGAE
Non-Participating | N | Y | ELKHRN_1_EESX3 | ELKHRN_1_EESBT1 | GEN | Elkhorn Energy Storage | 60.83 | 60.83 |  | Pacific Gas and Electric Company | OTHER | LESR |  |  |  | CISO | PGAE
Participating Unit | N | N |  | YELPIN_2_YP2BT3 | GEN | Yellow Pine 2 B BESS | 32 | 32 | SCE | Yellow Pine Solar Interconnect, LLC | OTHER | LESR | SP15 | 2024-06-04 |  | CISO | VEA
Participating Unit | N | Y | SCEW_2_PDRP103 | SCEW_2_PDRP103 | GEN | SCEW_2_PDRP103 | 2 |  | SCE | OHMCONNECT, INC. | OTHER | OTHER | SP15 |  |  | CISO | SCE
Non-Participating | N | Y | MRCHNT_2_PL1X3 | MRCHNT_2_STG | GEN | Desert Star Energy Center ST1 | 201 | 201 |  | San Diego Gas and Electric Company | STEAM | NATURAL GAS | SP15 |  |  | CISO | SCE
Participating Unit | N | N |  | WALCRK_2_CTG3 | GEN | Walnut Creek Energy Park Unit 3 | 100.1 | 102.5 | SCE | Walnut Creek Energy, LLC | COMBUSTION TURBINE | NATURAL GAS | SP15 | 2013-03-21 |  | CISO | SCE
Non-Participating | N | Y | MOSSLD_2_PSP2 | MOSSLD_2_PSP2G2 | GEN | MOSS LANDING CC PLANT 2, CTG UNIT 2 | 176 | 176 |  | Duke Energy Moss Landing LLC | COMBUSTION TURBINE | NATURAL GAS | NP15 |  |  | CISO | PGAE
Participating Unit | N | N |  | RAMON_2_SCEDYN | TG | RAMON_2_SCEDYN | 106.18 |  | SCE | MIR2 | OTHER | GEOTHERMAL | SP15 | 2014-10-31 |  | IID | SCE
Participating Unit | N | N |  | INDIGO_1_UNIT 1 | GEN | INDIGO PEAKER UNIT 1 | 45.3 | 45.3 | SCE | Wildflower Energy LP | COMBUSTION TURBINE | NATURAL GAS | SP15 | 2001-09-19 |  | CISO | SCE
Non-Participating | N | Y | ONLLPP_6_UNITS | ONLLPP_6_UNIT 1 | GEN | O'NEILL PUMP-GEN UNIT 1 | 4.2 | 4.2 |  |  | HYDRO | WATER | NP15 |  |  | CISO | PGAE
Participating Unit | N | Y | PGEB_2_PDRP105 | PGEB_2_PDRP105 | GEN | PGEB_2_PDRP105 | 0.99 |  | PGAE | Leapfrog Power, Inc. | OTHER | OTHER | NP15 |  |  | CISO | PGAE
Participating Unit | N | N |  | GEYS11_7_UNIT11 | GEN | GEYSERS UNIT 11 (HEALDSBURG) | 86.8 | 85 | PGAE | Geysers Power Company, LLC | STEAM | GEOTHERMAL | NP15 | 1975-01-01 |  | CISO | PGAE
Participating Unit | N | N |  | VICTOR_1_SLRHES | GEN | Sunedison - Hesperia | 1.5 | 1.5 | SCE | DG Solar Lessee, LLC | PHOTO VOLTAIC | SUN | SP15 | 2014-08-08 |  | CISO | SCE
Participating Unit | N | N |  | MNDOTA_1_SOLAR1 | GEN | North Star Solar 1 | 60 | 60 | PGAE | North Star Solar, LLC | PHOTO VOLTAIC | SUN | NP15 | 2015-06-20 |  | CISO | PGAE
Participating Unit | N | N |  | SISPRG_2_DS3SR1 | GEN | Daggett Solar 3 a PV | 123 | 123 | SCE | Daggett Solar Power 3 LLC | PHOTO VOLTAIC | SUN | SP15 | 2023-10-24 |  | CISO | SCE
Participating Unit | N | N |  | BLACK_7_UNIT 1 | GEN | JAMES B. BLACK 1 | 85 | 84 | PGAE | Pacific Gas & Electric Company | HYDRO | WATER | NP15 | 1966-01-01 |  | CISO | PGAE
Participating Unit | Y | N |  | WSENGY_1_UNIT 1 | GEN | Wheelabrator Shasta | 50 | 50 | PGAE | Shasta-Sustainable Resource Management Inc. | STEAM | BIOMASS | NP15 | 2017-12-01 |  | CISO | PGAE
Participating Unit | N | Y | OBERON_5_O1SSX2 | OBERON_5_O1SSX2 | GEN | Oberon 1A Solar | 150 |  | SCE | IP Oberon, LLC | PHOTO VOLTAIC | SUN | SP15 | 2023-11-03 |  | CISO | SCE
Participating Unit | N | N |  | SPAULD_6_UNIT 3 | GEN | SPAULDING HYDRO PH 3 UNIT | 6.5 | 6.5 | PGAE | Pacific Gas & Electric Company | HYDRO | WATER | NP15 | 1928-01-01 |  | CISO | PGAE
Non-Participating | N | Y | MOSSLD_2_PSP2 | MOSSLD_2_PSP2G3 | GEN | MOSS LANDING CC PLANT 2, STG UNIT | 198 | 198 |  | Duke Energy Moss Landing LLC | STEAM | HEAT RECOVERY | NP15 |  |  | CISO | PGAE
Participating Unit | N | N |  | GOLETA_6_ELLWOD | GEN | ELLWOOD ENERGY SUPPORT FACILITY | 54 | 56 | SCE | Ellwood Power, LLC | COMBUSTION TURBINE | NATURAL GAS | SP15 | 1998-04-29 |  | CISO | SCE
Participating Unit | Y | Y | STOILS_1_UNITS | STOILS_1_UNITS | GEN | Chevron Richmond Refinery | 56.2 |  | PGAE | Chevron Products Company | COMBINED CYCLE | NATURAL GAS | NP15 | 1992-08-31 |  | CISO | PGAE
Participating Unit | N | N |  | SKERN_6_SOLAR1 | GEN | South Kern Solar PV Plant | 20 | 20 | PGAE | Algonquin SKIC 20 Solar, LLC | PHOTO VOLTAIC | SUN | ZP26 | 2015-04-07 |  | CISO | PGAE
Participating Unit | Y | N |  | GRNVLY_7_SCLAND | GEN | SANTA CRUZ LANDFILL GENERATING PLANT | 3.04 | 3.6 | PGAE | Ameresco Santa Cruz Energy LLC | RECIPROCATING ENGINE | BIOGAS | NP15 | 2006-02-02 |  | CISO | PGAE
Participating Unit | N | Y | REXFRD_2_RSFSX2 | REXFRD_2_RSFSX2 | GEN | Rexford Solar Farm | 300 |  | SCE | 20SD 8me LLC | PHOTO VOLTAIC | SUN | SP15 | 2025-02-21 |  | CISO | SCE
Non-Participating |  | Y | SBERDO_2_PSP4 | SBERDO_7_STG4 | GEN | SBERDO_7_STG4 | 202 | 202 |  |  |  |  | SP15 |  |  | CISO | SCE
Participating Unit | N | N |  | VALTNE_2_TSASR2 | GEN | Tropico Solar A | 70 | 70 | SCE | Big Beau Solar, LLC | PHOTO VOLTAIC | SUN | SP15 | 2025-07-02 |  | CISO | SCE
Non-Participating | N | Y | REXFRD_2_RSFBX2 | REXFRD_2_RSFBT1 | GEN | Rexford Solar Farm BESS | 72 | 72 | SCE | 20SD 8me LLC | OTHER | LESR | SP15 |  |  | CISO | SCE
Participating Unit | Y | N |  | HATLOS_6_BWDHY1 | GEN | Bidwell Ditch | 2 | 2 | PGAE | Mega Renewables | HYDRO | WATER | NP15 | 2017-06-29 |  | CISO | PGAE
Participating Unit | N | N |  | VICTOR_1_EXSLRB | GEN | Expressway Solar B | 2 | 2 | SCE | FTS Master Tenant 1, LLC | PHOTO VOLTAIC | SUN | SP15 | 2014-05-07 |  | CISO | SCE
Participating Unit | N | Y | CARBOU_7_PL4X5 | CARBOU_7_PL4X5 | GEN | CARIBOU PH 2 UNIT 4 & 5 AGGREGATE | 120 |  | PGAE | Pacific Gas & Electric Company | HYDRO | WATER | NP15 | 1958-01-01 |  | CISO | PGAE
Participating Unit | N | N |  | RIOBRV_6_UNIT 1 | GEN | RIO BRAVO HYDRO | 14 | 14 | PGAE | OLCESE WATER DISTRICT | HYDRO | WATER | ZP26 | 1989-05-18 |  | CISO | PGAE
Participating Unit | N | N |  | ROLLIN_6_UNIT | GEN | ROLLINS HYDRO | 13.5 | 13.5 | PGAE | Nevada Irrigation District | HYDRO | WATER | NP15 | 1980-01-01 |  | CISO | PGAE
Participating Unit | N | N |  | CAMPFW_7_FARWST | GEN | CAMP FAR WEST HYDRO | 6.8 | 7.9 | PGAE | South Sutter Water District | HYDRO | WATER | NP15 | 1985-01-01 |  | CISO | PGAE
Non-Participating |  | Y | OTMESA_2_PL1X3 | OTMESA_2_CTG1 | GEN | OTAY MESA COMBUSTION TURBINE 1 | 208 | 208 |  | Otay Mesa Energy Center, LLC | COMBUSTION TURBINE | NATURAL GAS | SP15 |  |  | CISO | SDGE
Participating Unit | N | N |  | VLCNTR_6_VCEBT1 | GEN | Valley Center Energy Storage | 54 | 54 | SDGE | Valley Center ESS, LLC | OTHER | LESR | SP15 | 2021-11-29 |  | CISO | SDGE
Participating Unit | N | N |  | RTEDDY_2_SRXSR4 | GEN | Rosamond West Solar Rosie X | 13.6 | 13.6 | SCE | Golden Fields Solar III, LLC | PHOTO VOLTAIC | SUN | SP15 | 2020-12-21 |  | CISO | SCE
Participating Unit | N | N |  | VALTNE_2_TSASR1 | GEN | Tropico Solar Big Beau A | 58 | 58 | SCE | Big Beau Solar, LLC | PHOTO VOLTAIC | SUN | SP15 | 2025-07-02 |  | CISO | SCE
Non-Participating | N | Y | PARDEB_6_UNITS | PARDEB_2_UNIT 3 | GEN | PARDEE HYDRO UNIT 3 | 10 | 10 |  | East Bay Municipal Utility District | HYDRO | WATER | NP15 |  |  | CISO | PGAE
Participating Unit | N | Y | ELECTR_7_PL1X3 | ELECTR_7_PL1X3 | GEN | ELECTRA PH UNIT 1 & 2 AGGREGATE | 93 |  | PGAE | Pacific Gas & Electric Company | HYDRO | WATER | NP15 | 1948-01-01 |  | CISO | PGAE
Participating Unit | N | Y | KRAMER_1_R2PX2 | KRAMER_1_R2PX2 | GEN | Resurgence 2 PV | 48 |  | SCE | Resurgence Solar II, LLC | PHOTO VOLTAIC | SUN | SP15 | 2023-09-14 |  | CISO | SCE
Participating Unit | N | Y | REXFRD_2_RSFBX2 | REXFRD_2_RSFBX2 | GEN | Rexford Solar Farm BESS | 240 |  | SCE | 20SD 8me LLC | OTHER | LESR | SP15 | 2025-02-21 |  | CISO | SCE
Participating Unit | N | N |  | VLCNTR_6_VCSLR2 | GEN | Valley Center 2 | 5 | 5 | SDGE | Sol Orchard San Diego 23, LLC | PHOTO VOLTAIC | SUN | SP15 | 2013-12-31 |  | CISO | SDGE
Participating Unit | N | Y | DMDVLY_1_UNITS | DMDVLY_1_UNITS | GEN | Diamond Valley Lake Pump Gen | 15.6 |  | SCE | Metropolitan Water District of Southern California (MWD) | PUMPED STORAGE | WATER | SP15 | 2001-01-01 |  | CISO | SCE
Participating Unit | N | Y | SDG1_1_PDRP117 | SDG1_1_PDRP117 | GEN | SDG1_1_PDRP117 | 0.99 |  | SDGE | Leapfrog Power, Inc. | OTHER | OTHER | SP15 |  |  | CISO | SDGE
Participating Unit | N | N |  | TORTLA_1_SOLAR | GEN | Longboat Solar | 20 | 20 | SCE | Longboat Solar, LLC | PHOTO VOLTAIC | SUN | SP15 | 2016-12-16 |  | CISO | SCE
Participating Unit | N | N |  | SISPRG_2_DS3BT4 | GEN | Daggett Solar 3 e BESS | 15 | 15 | SCE | Daggett Solar Power 3 LLC | OTHER | LESR | SP15 | 2023-08-24 |  | CISO | SCE
Participating Unit | N | Y | SCEC_1_PDRP109 | SCEC_1_PDRP109 | GEN | SCEC_1_PDRP109 | 9.99 |  | SCE | Leapfrog Power, inc. | OTHER | OTHER | SP15 |  |  | CISO | SCE
Non-Participating | N | Y | ALAMIT_2_PL1X3 | ALAMIT_7_CTG1A | GEN | ALAMIT_7_CTG1A | 234.5 | 234.5 |  | AES Alamitos Energy LLC | COMBINED CYCLE | NATURAL GAS | SP15 |  |  | CISO | SCE
Participating Unit | N | Y | SCEN_6_PDRP102 | SCEN_6_PDRP102 | GEN | CPA_DR_SCEN_ResDM5of10 | 0.1 |  | SCE | Energy AI Systems Inc. | OTHER | OTHER | SP15 |  |  | CISO | SCE
Participating Unit | N | N |  | HOLSTR_1_SOLAR2 | GEN | Hollister Solar | 1.5 | 1.5 | PGAE | Hollister Solar LLC | PHOTO VOLTAIC | SUN | NP15 | 2015-04-17 |  | CISO | PGAE
Participating Unit | N | N |  | BIGSKY_2_AS2BT1 | GEN | Antelope Solar 2 LAB | 127 | 127 | SCE | sPower Development Company, LLC | OTHER | LESR | SP15 | 2022-09-02 |  | CISO | SCE
Participating Unit | N | N |  | SUNPND_5_SPSBT2 | TG | Sun Pond Storage 2 | 42.5 | 42.5 | SCE | PVWEST | OTHER | LESR | SP15 |  |  | SRP | SCE
Participating Unit | N | N |  | HAYPRS_6_HAYHD1 | GEN | Haypress Lower | 5.8 | 6.1 | PGAE | EIF Haypress, LLC | HYDRO | WATER | NP15 | 2021-03-03 |  | CISO | PGAE
Participating Unit | Y | N |  | CLOVER_2_UNIT | GEN | Clover Creek | 0.99 | 1 | PGAE | Hydro Partners | HYDRO | WATER | NP15 | 2016-05-06 |  | CISO | PGAE
Participating Unit | N | N |  | VENTSO_6_VENBT1 | GEN | Ventasso Energy Storage | 50 | 50 | SDGE | Ventasso Energy Storage, LLC | OTHER | LESR | SP15 |  |  | CISO | SDGE
Non-Participating | N | Y | ELKHRN_1_EESX3 | ELKHRN_1_EESBT3 | GEN | Elkhorn Energy Storage | 60.83 | 60.83 |  | Pacific Gas & Electric Company - Transmission | OTHER | LESR | NP15 |  |  | CISO | PGAE
Participating Unit | N | N |  | TWINKL_2_ASCBTB | GEN | Aratina Solar Center 1 b BESS | 50 | 50 | SCE | 64NB 8me LLC | OTHER | LESR | SP15 |  |  | CISO | SCE
Non-Participating | N | Y | INTKEP_2_UNITS | INTKEP_2_HOLM 2 | GEN | HOLM HYDRO UNIT 2 | 90.14 | 90.14 |  |  |  |  | NP15 |  |  | CISO | PGAE
Participating Unit | N | N |  | GIFFEN_6_SOLAR | GEN | Giffen Solar Station | 10 | 20 | PGAE | Pacific Gas & Electric Company | PHOTO VOLTAIC | SUN | NP15 | 2012-07-25 |  | CISO | PGAE
Participating Unit | N | N |  | LODI25_2_UNIT 1 | GEN | LODI GAS TURBINE | 25 | 25.4 | PGAE | NCPA (MSS Agreement - S14) | FTUR | NATURAL GAS | NP15 | 1986-01-01 |  | CISO | NCPA
Participating Unit | N | Y | SCEC_1_PDRP199 | SCEC_1_PDRP199 | GEN | CBP-3-C | 7.26 |  | SCE | Southern California Edison | OTHER | OTHER | SP15 |  |  | CISO | SCE
Non-Participating | N | Y | RUSCTY_2_UNITS | RUSCTY_2_CTG2 | GEN | Russell City | 180 | 180 |  | Russell City Energy Company, LLC | COMBINED CYCLE | NATURAL GAS | NP15 |  |  | CISO | PGAE
Participating Unit | N | N |  | SNCLRA_2_SILBT1 | GEN | Silverstrand BESS | 11 | 11 | SCE | Silverstrand Grid, LLC | OTHER | LESR | SP15 | 2021-04-01 |  | CISO | SCE
Participating Unit | N | Y | GILRPP_1_PL1X2 | GILRPP_1_PL1X2 | GEN | GILROY ENERGY CENTER UNITS 1&2 AGGREGATE | 95.2 |  | PGAE | Gilroy Energy Center, LLC | COMBUSTION TURBINE | NATURAL GAS | NP15 | 2002-01-29 |  | CISO | PGAE
Participating Unit | N | N |  | MESAS_2_CADBT1 | GEN | Cadillac 1 BESS | 3.5 | 3.5 | SCE | Southern California Edison | OTHER | LESR | SP15 |  |  | CISO | SCE
Participating Unit | N | N |  | ALTWD_2_AT3WD3 | GEN | Altech 3 | 9.8 | 9.8 | SCE | San Gorgonio Westwinds II, LLC | WIND | WIND | SP15 | 2021-06-24 |  | CISO | SCE
Non-Participating | N | Y | BIGCRK_2_EXESWD | BGCRK1_7_PORTAL | GEN | PORTAL HYDRO | 10.8 | 10.8 |  | Southern California Edison Company | HYDRO | WATER | SP15 |  |  | CISO | SCE
Participating Unit | N | N |  | VICTOR_1_LRUSR3 | GEN | Landpro Rudy | 1.5 | 1.5 | SCE | CD US Solar PO 3, LLC | PHOTO VOLTAIC | SUN | SP15 | 2024-06-25 |  | CISO | SCE
Participating Unit | N | Y | AGRICO_7_UNIT | AGRICO_7_UNIT | GEN | Fresno Cogen | 59.97 |  | PGAE | Fresno Cogeneration Partners, LP | OTHER | NATURAL GAS | NP15 | 2023-03-14 |  | CISO | PGAE
Participating Unit | N | N |  | MALAGA_1_AUCTG1 | GEN | Acid Unit 1 | 55.3 | 55.3 | PGAE | Malaga Power, LLC | COMBUSTION TURBINE | NATURAL GAS | ZP26 | 2024-11-18 |  | CISO | PGAE
Participating Unit | N | Y | BELLEF_2_BSFSX3 | BELLEF_2_BSFSX3 | GEN | Bellefield Solar Farm | 500 |  | SCE | 50LW 8me LLC | PHOTO VOLTAIC | SUN | SP15 |  |  | CISO | SCE
Non-Participating |  | Y | OGROVE_6_PL1X2 | OGROVE_6_CTG2 | GEN | Orange Grove | 75 | 75 |  | Orange Grove LLC | COMBUSTION TURBINE | NATURAL GAS | SP15 |  |  | CISO | SDGE
Participating Unit | N | N |  | CATLNA_2_SOLAR | GEN | Catalina Solar - Phases 1 and 2 | 110 | 110 | SCE | Catalina Solar, LLC | PHOTO VOLTAIC | SUN | SP15 | 2013-02-15 |  | CISO | SCE
Participating Unit | N | N |  | TUPMAN_1_BIOGAS | GEN | ABEC Bidart-Stockale #1 | 0.6 | 0.6 | PGAE | ABEC Bidart-Stockdale LLC | RECIPROCATING ENGINE | BIOGAS | ZP26 | 2013-03-20 |  | CISO | PGAE
Participating Unit | N | N |  | BDGRCK_1_UNITS | GEN | BADGER CREEK LIMITED | 48.08 | 55.3 | PGAE | Badger Creek Limited | COMBUSTION TURBINE | NATURAL GAS | ZP26 | 1991-04-01 |  | CISO | PGAE
Participating Unit | N | Y | SCEC_1_PDRP101 | SCEC_1_PDRP101 | GEN | SCEC_1_PDRP101 | 2 |  | SCE | OHMCONNECT, INC. | OTHER | OTHER | SP15 |  |  | CISO | SCE
Participating Unit | N | N |  | TRNQL8_2_AMASR1 | GEN | Tranquillity 8 Amarillo | 20 | 20 | PGAE | Great Valley Solar 4, LLC | PHOTO VOLTAIC | SUN | NP15 | 2017-12-26 |  | CISO | PGAE
Participating Unit | N | N |  | PIUTE_6_GNBSR1 | GEN | Green Beanworks B | 3 | 3 | SCE | Green Beanworks B, LLC | PHOTO VOLTAIC | SUN | SP15 | 2018-12-28 |  | CISO | SCE
Participating Unit | N | N |  | VICTOR_1_LVSLR1 | GEN | Lone Valley Solar Park 1 | 10 | 10 | SCE | Lone Valley Solar Park I LLC | PHOTO VOLTAIC | SUN | SP15 | 2014-11-19 |  | CISO | SCE
Participating Unit | Y | N |  | CHINO_6_CIMGEN | GEN | Chino Co-Generation | 26 | 31.6 | SCE | O.L.S. Energy - Chino | COMBINED CYCLE | NATURAL GAS | SP15 | 2018-06-27 |  | CISO | SCE
Non-Participating | N | Y | COLUSA_2_PL1X3 | COLUSA_2_CTG2 | GEN | Colusa Generating Station | 213.5 | 213.5 |  | Pacific Gas & Electric Company | COMBUSTION TURBINE | NATURAL GAS | NP15 |  |  | CISO | PGAE
Non-Participating | N | Y | CHESTN_2_CHWSX2 | CHESTN_2_CHWSR1 | GEN | Chestnut Westside PV | 75 | 75 | PGAE | Chestnut Westside, LLC | PHOTO VOLTAIC | SUN | ZP26 |  |  | CISO | PGAE
Non-Participating | N | Y | MONTPH_7_UNITS | MONTPH_7_UNIT 2 | GEN | MONTICELLO Unit 2 | 5.7 | 5.7 |  |  |  |  | NP15 |  |  | CISO | PGAE
Participating Unit | N | N |  | DAIRLD_1_MD2BM1 | GEN | Madera Digester Genset 2 | 0.8 | 0.8 | PGAE | Madera Renewable Energy LLC | RECIPROCATING ENGINE | BIOGAS | NP15 | 2019-01-11 |  | CISO | PGAE
Participating Unit | N | N |  | KERMAN_6_SOLAR1 | GEN | Fresno Solar South | 1.5 | 1.5 | PGAE | Fresno Cogeneration Partners, LP | PHOTO VOLTAIC | SUN | NP15 | 2015-10-21 |  | CISO | PGAE
Participating Unit | N | Y | HIDSRT_2_UNITS | HIDSRT_2_UNITS | GEN | HIGH DESERT POWER PROJECT AGGREGATE | 850 |  | SCE | High Desert Power Project, LLC | COMBINED CYCLE | NATURAL GAS | SP15 | 2003-04-21 |  | CISO | SCE
Participating Unit |  | N |  | VESTAL_6_QF | GEN | Isabella Hydro Dam 1 | 11.95 | 12 | SCE | Isabella Partners | HYDRO | WATER | SP15 | 2021-02-05 |  | CISO | SCE
Non-Participating | N | Y | CENTPD_2_BMSSX2 | CENTPD_2_BMSSR1 | GEN | Blythe Mesa Solar | 111.8 | 111.8 |  | Blythe Mesa Solar II, LLC | PHOTO VOLTAIC | SUN | SP15 |  |  | CISO | SCE
Participating Unit | N | N |  | TX-ELK_6_ECKSR2 | GEN | Eagle Creek | 3 | 3 | PGAE | Apex Eagle Creek, LLC | PHOTO VOLTAIC | SUN | ZP26 | 2019-12-21 |  | CISO | PGAE
Participating Unit | N | N |  | DAIRLD_1_CR1BM1 | GEN | Clapper Rail Plant 1 | 2 | 2 | PGAE | Madera DP 2, LLC | RECIPROCATING ENGINE | BIOMASS | NP15 | 2021-10-01 |  | CISO | PGAE
Participating Unit | N | N |  | HAMLIN_1_BMSBT2 | GEN | Baldy Mesa SP | 50 | 50 | SCE | Silver Peak Energy, LLC | PHOTO VOLTAIC | HYBD | SP15 | 2024-12-12 |  | CISO | SCE
Non-Participating | N | Y | INTKEP_2_UNITS | MOCCPH_7_UNIT 2 | GEN | MOCCASIN HYDRO UNIT 2 | 51.75 | 51.75 |  |  |  |  | NP15 |  |  | CISO | PGAE
Participating Unit | N | N |  | JAWBNE_2_SRWND | GEN | Sky River Wind Repower A | 30 | 30 | SCE | Sky River Wind, LLC | WIND | WIND | SP15 | 2021-09-01 |  | CISO | SCE
Participating Unit | N | N |  | LAGBEL_2_CBPBT1 | GEN | CALD BESS I | 100 | 100 | SCE | Cald BESS LLC | OTHER | LESR | SP15 | 2024-07-02 |  | CISO | SCE
Participating Unit | N | N |  | ADERA_1_SOLAR1 | GEN | Adera Solar | 20 | 20 | PGAE | Adera Solar, LLC | PHOTO VOLTAIC | SUN | NP15 | 2015-12-23 |  | CISO | PGAE
Participating Unit | N | Y | SCEW_2_PDRP110 | SCEW_2_PDRP110 | GEN | SCEW_2_PDRP110 | 0.99 |  | SCE | Leapfrog Power, inc. | OTHER | OTHER | SP15 |  |  | CISO | SCE
Participating Unit | N | N |  | DOUBLC_1_UNITS | GEN | DOUBLE "C" LIMITED | 52.23 | 55.3 | PGAE | DOUBLE "C" LIMITED | COMBUSTION TURBINE | NATURAL GAS | ZP26 | 1989-03-14 |  | CISO | PGAE
Participating Unit | N | N |  | ARLNTN_2_ASUSR1 | GEN | Arlington Solar Unit 1 | 131 | 131 | SCE | Arlington Solar, LLC | PHOTO VOLTAIC | SUN | SP15 | 2022-08-01 |  | CISO | SCE
Participating Unit | N | N |  | BEJNLS_5_BV2SCEDYN | TG | Broadview 2 | 167 |  | SCE | WILLOWBEACH | WIND | WIND | SP15 | 2017-01-27 |  | AZPS | SCE
Participating Unit | N | N |  | SCARLT_2_SS2BT1 | GEN | Scarlet Solar 2 BESS | 150 | 150 | PGAE | EDPR Scarlet II BESS LLC | OTHER | LESR | NP15 | 2024-12-11 |  | CISO | PGAE
Participating Unit | N | N |  | BLACK_7_UNIT 2 | GEN | JAMES B. BLACK 2 | 84.1 | 84.1 | PGAE | Pacific Gas & Electric Company | HYDRO | WATER | NP15 | 1965-01-01 |  | CISO | PGAE
Participating Unit | N | N |  | LGHTHP_2_DOCSR1 | GEN | Dominguez Carson | 0.96 | 1 | SCE | Prologis Logistics Services Incorporated | PHOTO VOLTAIC | SUN | SP15 | 2025-08-04 |  | CISO | SCE
Participating Unit | N | N |  | CHILLS_1_SYCENG | GEN | Sycamore Energy 1 | 1.5 | 1.9 | SDGE | Sycamore Energy 1 LLC | COMBUSTION TURBINE | BIOGAS | SP15 | 2011-05-19 |  | CISO | SDGE
Participating Unit | N | N |  | RVRVEW_1_UNITA1 | GEN | Riverview Energy Center (GP Antioch) | 48.7 | 50 | PGAE | Gilroy Energy Center, LLC | COMBUSTION TURBINE | NATURAL GAS | NP15 | 2003-05-02 |  | CISO | PGAE
Participating Unit | N | N |  | WSTWND_2_SBSBT1 | GEN | Sagebrush Solar 2 | 80 | 80 | SCE | Sagebrush ESS, LLC | OTHER | LESR | SP15 | 2023-05-23 |  | CISO | SCE
Non-Participating | N | Y | SALTSP_7_UNITS | SALTSP_7_UNIT 2 | GEN | Salt Springs Unit 2 | 34 | 34 |  | Pacific Gas & Electric Company | HYDRO | WATER | NP15 |  |  | CISO | PGAE
Participating Unit | N | N |  | BGSKYN_2_ASSR1B | GEN | Antelope Solar 1B | 17 | 17 | SCE | Antelope Expansion 1B, LLC | PHOTO VOLTAIC | SUN | SP15 | 2022-11-23 |  | CISO | SCE
Participating Unit | N | Y | SCEW_2_PDRP186 | SCEW_2_PDRP186 | GEN | VLTS_PDR_SCEW_D | 5 |  | SCE | Voltus, Inc. | OTHER | OTHER | SP15 |  |  | CISO | SCE
Participating Unit | N | N |  | HIGHDS_2_H5SBT1 | GEN | High 5 Solar BESS | 50 | 50 | SCE | HDSI, LLC | OTHER | LESR | SP15 | 2021-12-08 |  | CISO | SCE
Participating Unit | N | N |  | MALIN_5_HERMDYN | TG | MALIN_5_HERMDYN | 308 |  | PGAE | MALIN500 | COMBINED CYCLE | NATURAL GAS | NP15 | 2021-04-13 |  | BPAT | PGAE
Participating Unit | Y | N |  | CATLNA_2_SOLAR2 | GEN | Catalina Solar 2 | 18 | 18 | SCE | Catalina Solar 2, LLC | PHOTO VOLTAIC | SUN | SP15 | 2015-07-22 |  | CISO | SCE
Participating Unit | N | N |  | YELPIN_2_YP2SR2 | GEN | Yellow Pine 2 A PV | 60 | 60 | SCE | Yellow Pine Solar Interconnect, LLC | PHOTO VOLTAIC | SUN | SP15 | 2024-06-14 |  | CISO | VEA
Non-Participating | N | Y | DUANE_1_PL1X3 | DUANE_7_CTG1 | GEN | Donald Von Raesfeld CTG Unit 1 | 50.4 | 50.4 |  | Donald Von Raesfeld Power Plant | COMBUSTION TURBINE | NATURAL GAS | NP15 |  |  | CISO | NCPA
Participating Unit | N | Y | SBERDO_2_PSP3 | SBERDO_2_PSP3 | GEN | Mountainview Gen Sta. Unit 3 | 555 |  | SCE | Southern California Edison Company | COMBINED CYCLE | NATURAL GAS | SP15 | 2005-12-10 |  | CISO | SCE
Non-Participating | N | Y | NHOGAN_6_UNITS | NHOGAN_6_UNIT 1 | GEN | NEW HOGAN PH UNIT 1 | 2.2 | 2.2 |  |  |  |  | NP15 |  |  | CISO | PGAE
Participating Unit | Y | Y | NAVYII_2_UNITS | NAVYII_2_UNITS | GEN | COSO POWER DEVELOPER (NAVY II) AGGREGATE | 47 |  | SCE | Coso Power Developers | STEAM | GEOTHERMAL | SP15 | 1989-12-23 |  | CISO | SCE
Participating Unit | N | N |  | SANBRN_2_ES1BT3 | GEN | EdSan 1 Edwards 1 | 50.43 | 51 | SCE | ES 1A Group 2 Opco, LLC | OTHER | HYBD | SP15 | 2022-04-13 |  | CISO | SCE
Participating Unit | N | Y | SDG1_1_PDRP104 | SDG1_1_PDRP104 | GEN | SDG1_1_PDRP104 | 9.99 |  | SDGE | Leapfrog Power, Inc. | OTHER | OTHER | SP15 |  |  | CISO | SDGE
Participating Unit | N | N |  | ELCAJN_6_LM6K | GEN | El Cajon Energy Center | 48.1 | 49.7 | SDGE | El Cajon Energy, LLC | COMBUSTION TURBINE | NATURAL GAS | SP15 | 2010-06-16 |  | CISO | SDGE
Participating Unit | N | N |  | MNDOTA_1_SOLAR2 | GEN | Citizen Solar B | 5 | 5 | PGAE | Citizen Solar B LLC | PHOTO VOLTAIC | SUN | NP15 | 2015-12-11 |  | CISO | PGAE
Participating Unit | N | Y | SCEC_1_PDRP100 | SCEC_1_PDRP100 | GEN | SCEC_1_PDRP100 | 2 |  | SCE | OHMCONNECT, INC. | OTHER | OTHER | SP15 |  |  | CISO | SCE
Participating Unit | Y | N |  | SNCLRA_6_PROCGN | GEN | Procter and Gamble Oxnard 2 | 47.9 | 49.5 | SCE | The Procter & Gamble Paper Products Company | FTUR | NATURAL GAS | SP15 | 1998-11-17 |  | CISO | SCE
Non-Participating | N | Y | MARVEL_2_MARBX2 | MARVEL_2_MARBT2 | GEN | Marvel | 162.5 | 162.5 |  | Desert Peak Energy Center, LLC | OTHER | LESR | SP15 |  |  | CISO | SCE
Participating Unit | Y | N |  | TBLMTN_6_QF | GEN | SMALL QF AGGREGATION - PARADISE | 1.7 | 5.8 | PGAE | Pacific Gas & Electric Company | HYDRO | WATER | NP15 | 1983-01-01 |  | CISO | PGAE
Participating Unit | N | N |  | GRIZLY_1_UNIT 1 | GEN | GRIZZLY HYDRO | 20 | 20 | PGAE | Pacific Gas & Electric Company | HYDRO | WATER | NP15 | 1993-01-01 |  | CISO | PGAE
Non-Participating | N | Y | DMDVLY_1_UNITS | DMDVLY_1_GEN 1 | GEN | Diamond Valley Unit 1 | 3.3 | 3.3 |  | Metropolitan Water District of Southern California (MWD) | PUMPED STORAGE | WATER | SP15 |  |  | CISO | SCE
Participating Unit | N | N |  | MALIN_5_INHRED | TG | CSF Columbia Gorge | 50 |  | PGAE | MALIN500 | WIND | WIND | NP15 | 2011-10-01 |  | BPAT | PGAE
Participating Unit | N | N |  | CAMLOT_2_SOLAR2 | GEN | Columbia Two | 15 | 15 | SCE | RE Columbia Two LLC | PHOTO VOLTAIC | SUN | SP15 | 2014-12-10 |  | CISO | SCE
Participating Unit | N | N |  | BALCHS_7_UNIT 2 | GEN | BALCH 2 PH UNIT 2 | 52.5 | 52.5 | PGAE | Pacific Gas & Electric Company | HYDRO | WATER | NP15 | 1958-01-01 |  | CISO | PGAE
Non-Participating | N | Y | COLVIL_7_PL1X2 | COLVIL_7_UNIT 1 | GEN | COLLIERVILLE HYDRO UNIT 1 | 126.5 | 126.5 |  | NCPA (MSS Agreement - S14) | HYDRO | WATER | NP15 |  |  | CISO | NCPA
Participating Unit | Y | N |  | USWPJR_2_UNITS | GEN | Vasco Wind | 78.2 | 78.2 | PGAE | Vasco Winds, LLC | WIND | WIND | NP15 | 1988-01-01 |  | CISO | PGAE
Participating Unit | N | N |  | PALA_6_PGCBT1 | GEN | Pala Gomez Creek BESS | 10 | 10 | SDGE | San Diego Gas & Electric Company | OTHER | LESR | SP15 | 2024-03-14 |  | CISO | SDGE
Participating Unit | N | N |  | VESTAL_2_UNIT1 | GEN | CALGREN-PIXLEY | 5 | 11.2 | SCE | GFP Ethanol LLC | FTUR | NATURAL GAS | SP15 | 2016-06-30 |  | CISO | SCE
Participating Unit | N | Y | LECEF_1_UNITS | LECEF_1_UNITS | GEN | LOS ESTEROS ENERGY FACILITY AGGREGATE | 309.84 |  | PGAE | Los Esteros Critical Energy Facility, LLC | COMBINED CYCLE | NATURAL GAS | NP15 | 2013-07-31 |  | CISO | PGAE
Participating Unit | N | N |  | BISHOP_1_ALAMO | GEN | BISHOP CREEK PLANT 2 AND 6 | 13.4 | 13.4 | SCE | Southern California Edison Company | HYDRO | WATER | SP15 | 1908-01-01 |  | CISO | SCE
Non-Participating | N | Y | DRUM_7_PL3X4 | DRUM_7_UNIT 3 | GEN | Drum PH 1 Unit 3 | 12.9 | 12.9 |  | Pacific Gas & Electric Company | HYDRO | WATER | NP15 |  |  | CISO | PGAE
Participating Unit | N | N |  | SNCLRA_2_BWEBT1 | GEN | Black Walnut Energy Storage | 15 | 15 | SCE | Black Walnut Energy Storage, LLC | OTHER | LESR | SP15 |  |  | CISO | SCE
Participating Unit | N | Y | HYTTHM_2_UNITS | HYTTHM_2_UNITS | GEN | HYATT-THERMALITO PUMP-GEN (AGGREGATE) | 933.1 |  | PGAE | California Dept. of Water Resources | HYDRO | WATER | NP15 | 1968-01-01 |  | CISO | CWRP
Participating Unit | N | N |  | TUMBWD_2_WISBT4 | GEN | Willow Springs Solar 4 | 74.97 | 75 | SCE | Tumbleweed Energy, LLC | OTHER | LESR | SP15 | 2024-08-14 |  | CISO | SCE
Participating Unit | Y | N |  | CHEVCD_6_UNIT | GEN | CHEVRON USA (TAFT/CADET) | 11.5 | 11.5 | PGAE | Pacific Gas & Electric Company | COMBUSTION TURBINE | NATURAL GAS | ZP26 | 1982-07-26 |  | CISO | PGAE
Participating Unit | N | N |  | COWCRK_2_UNIT | GEN | Cow Creek Hydro | 2 | 2 | PGAE | Pacific Gas & Electric Company | HYDRO | WATER | NP15 | 1907-01-01 |  | CISO | PGAE
Participating Unit | N | Y | AQUAWS_2_AQWSR1 | AQUAWS_2_AQWSR1 | GEN | Aquamarine Westside | 250 |  | PGAE | Aquamarine Westside, LLC | PHOTO VOLTAIC | SUN | ZP26 | 2021-12-08 |  | CISO | PGAE
Participating Unit | N | Y | WARNE_2_UNIT | WARNE_2_UNIT | GEN | WARNE HYDRO AGGREGATE | 76 |  | SCE | California Dept. of Water Resources | HYDRO | WATER | SP15 | 1982-01-01 |  | CISO | CWRS
Participating Unit | N | N |  | GIFENS_6_BUGSL1 | GEN | Burford Giffen | 20 | 20 | PGAE | Giffen Solar Park LLC | PHOTO VOLTAIC | SUN | NP15 | 2017-06-16 |  | CISO | PGAE
Participating Unit | Y | N |  | NAROW1_2_UNIT | GEN | NARROWS PH 1 UNIT | 12 | 12 | PGAE | Yuba County Water Agency | HYDRO | WATER | NP15 | 2020-09-21 |  | CISO | PGAE
Participating Unit | N | N |  | SLATE_2_SLASR1 | GEN | Slate | 50.5 | 50.5 | PGAE | RE Slate 1, LLC | PHOTO VOLTAIC | SUN | NP15 | 2021-11-12 |  | CISO | PGAE
Participating Unit | Y | N |  | MOORPK_6_QF | GEN | MOORPARK QFS | 0.8 | 35.8 | SCE | Southern California Edison Company | OTHER | OTHER | SP15 | 1976-01-01 |  | CISO | SCE
Participating Unit | N | N |  | SLATE_2_SLASR5 | GEN | Slate 5 | 26 | 26 | PGAE | RE Slate 1 LLC | OTHER | HYBD | NP15 | 2022-03-15 |  | CISO | PGAE
Participating Unit | N | N |  | LAPLMA_2_UNIT 4 | GEN | LA PALOMA GENERATING PLANT, UNIT #4 | 267 | 295 | PGAE | CXA La Paloma LLC | COMBINED CYCLE | NATURAL GAS | ZP26 | 2003-03-05 |  | CISO | PGAE
Non-Participating | N | Y | SANDLT_2_SUNITS | SANDLT_2_STGA | GEN | SANDLT_2_STGA | 137.5 | 137.5 |  | Abengoa Solar LLC | STEAM | SUN | SP15 |  |  | CISO | SCE
Participating Unit | N | N |  | PROXSR_2_PS1BT2 | GEN | Proxima Solar BESS 1B | 32 | 32 | PGAE | Proxima Solar, LLC | OTHER | LESR | NP15 | 2024-05-07 |  | CISO | PGAE
Non-Participating | N | Y | LECEF_1_UNITS | LECEF_1_CGT 1 | GEN | LOS ESTEROS ENERGY FACILITY CTG 1 | 49.9 | 49.9 |  | Los Esteros Critical Energy Facility, LLC | COMBUSTION TURBINE | NATURAL GAS | NP15 |  |  | CISO | PGAE
Participating Unit | N | N |  | MARVEL_2_MARBT3 | GEN | Marvel 2 | 74.94 | 75 | SCE | Desert Peak Energy Center, LLC | OTHER | LESR | SP15 | 2024-04-25 |  | CISO | SCE
Participating Unit | N | N |  | SANDRN_2_SS1SR1 | GEN | Sandrini Sol 1 | 100 | 100 | PGAE | EDPR CA Solar Park II LLC | PHOTO VOLTAIC | SUN | ZP26 | 2024-12-11 |  | CISO | PGAE
Participating Unit | N | N |  | ALMASL_2_GS6SR6 | GEN | Almasol Generating Station 6 | 100 | 100 | SCE | Maverick Solar 6, LLC | PHOTO VOLTAIC | SUN | SP15 | 2021-10-22 |  | CISO | SCE
Participating Unit | N | N |  | OASIS_6_LPPSR1 | GEN | Lancaster Psomas PV | 3 | 3 | SCE | PsomasFMG Lancaster Solar CREST, LLC. | PHOTO VOLTAIC | SUN | SP15 | 2022-07-25 |  | CISO | SCE
Participating Unit | N | N |  | VICPAS_2_SOCSR3 | GEN | Sol Catcher BESS PV3 | 20 | 20 | SCE | Arica Solar, LLC | PHOTO VOLTAIC | SUN | SP15 | 2024-03-26 |  | CISO | SCE
Non-Participating | N | Y | BLM_2_UNITS | BLM W_2_UNIT 9 | GEN | COSO ENERGY DEVELOPERS - BLM WEST UNIT 9 | 24 | 24 |  |  |  |  | SP15 |  |  | CISO | SCE
Participating Unit | N | N |  | ORMOND_7_UNIT 2 | GEN | ORMOND BEACH GEN STA. UNIT 2 | 750 | 750 | SCE | Ormond Beach Power, LLC | STEAM | NATURAL GAS | SP15 | 1971-01-01 |  | CISO | SCE
Non-Participating | N | Y | BIGCRK_2_EXESWD | MAMMTH_7_UNIT 2 | GEN | MAMMOTH POOL UNIT 2 | 95 | 95 |  | Southern California Edison Company | HYDRO | WATER | SP15 |  |  | CISO | SCE
Participating Unit | Y | N |  | SNCLRA_2_HOWLNG | GEN | Houwelings Nurseries Oxnard, Inc | 12.71 | 13.2 | SCE | Glass House Camarillo Cultivation, LLC | RECIPROCATING ENGINE | NATURAL GAS | SP15 | 2013-06-14 |  | CISO | SCE
Participating Unit | N | N |  | HENRTS_1_SOLAR | GEN | Henrietta Solar Project | 100 | 102 | PGAE | Parrey, LLC | PHOTO VOLTAIC | SUN | NP15 | 2016-08-19 |  | CISO | PGAE
Participating Unit | N | N |  | GOLETA_6_TR2BM2 | GEN | Tajiguas Biogas Engines | 1.99 | 1.99 | SCE | Santa Barbara County Department of Public Works | RECIPROCATING ENGINE | BIOGAS | SP15 | 2022-06-24 |  | CISO | SCE
Participating Unit | N | N |  | ALMASL_2_AL6BT6 | GEN | Almasol 6 BES | 50 | 50 | SCE | Maverick Solar 6, LLC | OTHER | LESR | SP15 | 2022-06-27 |  | CISO | SCE
Participating Unit | N | N |  | CMBLND_2_DS2BT1 | GEN | Daggett 2 a BESS | 52 | 52 | SCE | Daggett Solar Power 2 LLC | OTHER | LESR | SP15 | 2023-11-22 |  | CISO | SCE
Participating Unit | N | N |  | WNDMAS_2_UNIT 1 | GEN | BUENA VISTA ENERGY, LLC | 38 | 36 | PGAE | Buena Vista Energy, LLC | WIND | WIND | NP15 | 1983-12-24 |  | CISO | PGAE
Participating Unit | N | N |  | CAMDEN_6_RDDBM1 | GEN | RuAnn Dairy Digester BioMAT | 0.55 | 0.55 | PGAE | Patmar Land Co., LLC | RECIPROCATING ENGINE | BIOMASS | ZP26 | 2024-04-24 |  | CISO | PGAE
Non-Participating | N | Y | SUNSHN_2_LNDFL | SUNSHN_2_LNDFL3 | GEN | SUNSHN_2_LNDFL3 | 4.6 | 4.6 |  | Sunshine Gas Producers, L.L.C. Unit 3 | COMBUSTION TURBINE | BIOGAS | SP15 |  |  | CISO | SCE
Non-Participating | N | Y | ELSEGN_2_UN2021 | ELSEGN_2_UNIT20 | GEN | El Segundo Energy Center Unit 8 | 90.5 | 90.5 |  | El Segundo Energy Center LLC | COMBINED CYCLE | NATURAL GAS | SP15 |  |  | CISO | SCE
Participating Unit | N | Y | PGEB_2_PDRP107 | PGEB_2_PDRP107 | GEN | VLTS_PDR_PGEB_02 | 7.5 |  | PGAE | Voltus, Inc. | OTHER | OTHER | NP15 |  |  | CISO | PGAE
Participating Unit | N | N |  | ARVINN_6_ORION1 | GEN | Orion 1 Solar | 12 | 12 | PGAE | Orion Solar I, LLC; Orion Solar II, LLC | PHOTO VOLTAIC | SUN | ZP26 | 2014-06-26 |  | CISO | PGAE
Participating Unit | N | N |  | PASTSR_2_PSESR1 | GEN | Pastoria Solar | 105.2 | 105.2 | SCE | Pastoria Solar Energy Company, LLC | PHOTO VOLTAIC | SUN | SP15 |  |  | CISO | SCE
Participating Unit | N | Y | SCEW_2_PDRP105 | SCEW_2_PDRP105 | GEN | SCEW_2_PDRP105 | 2 |  | SCE | OHMCONNECT, INC. | OTHER | OTHER | SP15 |  |  | CISO | SCE
Participating Unit | Y | N |  | IGNACO_1_QF | GEN | SMALL QF AGGREGATION - VALLEJO/DINSMORE | 0.5 | 1 | PGAE | Pacific Gas & Electric Company | OTHER | OTHER | NP15 | 1985-01-01 |  | CISO | PGAE
Participating Unit | N | N |  | ALTA3A_2_CPCE4 | GEN | Alta Wind 4 | 102 | 102 | SCE | Alta Interconnection Management II, LLC | WIND | WIND | SP15 | 2011-03-12 |  | CISO | SCE
Non-Participating | N | Y | ATHOS_5_AP1X2 | ATHOS_5_AP1SR1 | GEN | Athos Power Plant | 125 | 125 |  | SE Athos I, LLC | PHOTO VOLTAIC | SUN | SP15 |  |  | CISO | SCE
Participating Unit | N | Y | SCEC_1_PDRP108 | SCEC_1_PDRP108 | GEN | SCEC_1_PDRP108 | 9.99 |  | SCE | Leapfrog Power, inc. | OTHER | OTHER | SP15 |  |  | CISO | SCE
Participating Unit | N | Y | SCEW_2_PDRP124 | SCEW_2_PDRP124 | GEN | SCEW_2_PDRP124 | 0.99 |  | SCE | Leapfrog Power, inc. | OTHER | OTHER | SP15 |  |  | CISO | SCE
Non-Participating | N | Y | SLUISP_2_UNITS | SLUISP_2_UNIT 2 | GEN | San Luis P-G Unit 2 | 53 | 53 | PGAE | California Dept. of Water Resources | PUMPED STORAGE | WATER | NP15 |  |  | CISO | PGAE
Participating Unit | N | N |  | VALLEY_5_REDMTN | GEN | MWD Red Mountain Hydroelectric Recovery | 5.9 | 5.9 | SCE | Metropolitan Water District of Southern California | HYDRO | WATER | SP15 | 1985-01-01 |  | CISO | SCE
Non-Participating | N | Y | OBERON_5_O1BBX2 | OBERON_5_O1BBT1 | GEN | Oberon 1 BESS | 62.5 | 62.5 | SCE | IP Oberon BESS, LLC | OTHER | LESR | SP15 |  |  | CISO | SCE
Participating Unit | N | N |  | RDWAY_1_WAISR2 | GEN | Watts I | 1.5 | 1.5 | SCE | TerraForm Phoenix I CD Holdings LLC | PHOTO VOLTAIC | SUN | SP15 | 2024-05-28 |  | CISO | SCE
Participating Unit | N | Y | SCEN_6_PDRP101 | SCEN_6_PDRP101 | GEN | SCEN_6_PDRP101 | 0.99 |  | SCE | Leapfrog Power, Inc. | OTHER | OTHER | SP15 |  |  | CISO | SCE
Participating Unit | N | Y | SCEC_1_PDRP132 | SCEC_1_PDRP132 | GEN | SCEC_1_PDRP132 | 0.99 |  | SCE | Leapfrog Power, inc. | OTHER | OTHER | SP15 |  |  | CISO | SCE
Participating Unit | N | N |  | DELAMO_2_SOLAR6 | GEN | Freeway Springs | 2 | 2 | SCE | Freeway Springs, LLC | PHOTO VOLTAIC | SUN | SP15 | 2017-01-25 |  | CISO | SCE
Participating Unit | Y | N |  | FMEADO_6_HELLHL | GEN | FMEADO_6_HELLHL | 0.6 | 0.5 | PGAE | Placer County Water Agency | HYDRO | WATER | NP15 | 1983-04-30 |  | CISO | PGAE
Non-Participating | N | Y | LEBECS_2_UNITS | LEBECS_7_CTG1 | GEN | CC Power Block 1 CTG1 | 198.9 | 198.9 |  | Pastoria Energy Facility | COMBUSTION TURBINE | NATURAL GAS | SP15 |  |  | CISO | SCE
Non-Participating | N | Y | LODIEC_2_PL1X2 | LODIEC_2_STG | GEN | Lodi Energy Center | 116.9 | 116.9 |  | Northern California Power Agency | STEAM | NATURAL GAS | NP15 |  |  | CISO | PGAE
Participating Unit | N | N |  | MTWIND_1_UNIT 3 | GEN | Mountain View Power Project III | 22.44 | 22.4 | SCE | Mountain View Power Partners III, L.L.C. | WIND | WIND | SP15 | 2003-12-15 |  | CISO | SCE
Participating Unit | N | N |  | STIGCT_2_LODI | GEN | LODI STIG UNIT | 49.9 | 51.2 | PGAE | NCPA (MSS Agreement - S14) | COMBUSTION TURBINE | NATURAL GAS | NP15 | 1996-01-01 |  | CISO | NCPA
Participating Unit | N | N |  | LITLRK_6_SEPV01 | GEN | Gestamp Solar 1 | 2 | 2 | SCE | SEPV1, LLC | PHOTO VOLTAIC | SUN | SP15 | 2012-05-08 |  | CISO | SCE
Participating Unit | N | N |  | BUCKCK_7_OAKFLT | GEN | Oak Flat | 1.3 | 1.3 | PGAE | Pacific Gas & Electric Company | HYDRO | WATER | NP15 | 1985-01-01 |  | CISO | PGAE
Non-Participating |  | Y | CALGEN_1_UNITS | CALGEN_1_UNIT 2 | GEN | CALGEN_1_UNIT 2 | 32.2 | 32.2 |  |  |  |  | SP15 |  |  | CISO | SCE
Participating Unit | N | N |  | VESTAL_2_WELLHD | GEN | Wellhead Power Delano | 49 | 49.5 | SCE | Delano Energy Center, LLC | COMBUSTION TURBINE | NATURAL GAS | SP15 | 2013-01-16 |  | CISO | SCE
Non-Participating | N | Y | BIGCRK_2_EXESWD | BGCRK1_7_UNIT 2 | GEN | BIG CREEK PH 1 UNIT 2 | 15.8 | 15.8 |  | Southern California Edison Company | HYDRO | WATER | SP15 |  |  | CISO | SCE
Participating Unit | N | N |  | KNGBRD_2_SOLAR1 | GEN | Kingbird Solar A | 20 | 20 | SCE | Kingbird Solar A, LLC | PHOTO VOLTAIC | SUN | SP15 | 2016-04-30 |  | CISO | SCE
Participating Unit | N | N |  | MANZNA_2_CAMSR1 | GEN | Camino Solar | 44 | 44 | SCE | Camino Solar, LLC | PHOTO VOLTAIC | SUN | SP15 | 2025-04-03 |  | CISO | SCE
Participating Unit | N | N |  | JOHANN_2_JOSBT1 | GEN | Johanna Storage 1 | 10 | 10 | SCE | Hecate Energy Johanna Facility LLC | OTHER | LESR | SP15 | 2021-10-29 |  | CISO | SCE
Participating Unit | N | N |  | BUTTVL_7_UNIT 1 | GEN | BUTT VALLEY HYDRO | 39.5 | 41 | PGAE | Pacific Gas & Electric Company | HYDRO | WATER | NP15 | 1958-01-01 |  | CISO | PGAE
Participating Unit | N | Y | ALAMIT_2_PL1X3 | ALAMIT_2_PL1X3 | GEN | Alamitos Energy Center Unit 7 | 674.7 |  | SCE | AES Alamitos Energy LLC | COMBINED CYCLE | NATURAL GAS | SP15 | 2020-02-06 |  | CISO | SCE
Participating Unit | N | N |  | SRAPTA_5_DEAUXL1 | TG | Dateland Energy Complex Sierra | 6 |  | SCE | NRTHGILA500 | OTHER | OTHER | SP15 |  |  | AZPS | SDGE
Participating Unit | N | N |  | CONDOR_2_CDRBT1 | GEN | Condor BESS | 200 | 200 | SCE | Condor Energy Storage, LLC | OTHER | LESR | SP15 | 2024-05-21 |  | CISO | SCE
Participating Unit | N | N |  | DELSUR_6_DRYFRB | GEN | Dry Farm Ranch B | 5 | 5 | SCE | FTS Master Tenant 1, LLC | PHOTO VOLTAIC | SUN | SP15 | 2014-11-21 |  | CISO | SCE
Participating Unit | N | Y | SCEW_2_PDRP106 | SCEW_2_PDRP106 | GEN | SCEW_2_PDRP106 | 9.99 |  | SCE | Leapfrog Power, inc. | OTHER | OTHER | SP15 |  |  | CISO | SCE
Participating Unit | N | N |  | KIRKER_7_KELCYN | GEN | KELLER CANYON LANDFILL GEN FACILICITY | 3.56 | 3.8 | PGAE | Ameresco Keller Canyon, LLC | RECIPROCATING ENGINE | BIOGAS | NP15 | 2009-08-01 |  | CISO | PGAE
Participating Unit | N | N |  | SNDBAR_7_UNIT 1 | GEN | SANDBAR | 16.2 | 18.6 | PGAE | Tri-Dam Power Authority | HYDRO | WATER | NP15 | 2017-01-01 |  | CISO | PGAE
Participating Unit | N | N |  | SJOAQN_6_NFCBM1 | GEN | North Fork Community Power | 2.33 | 2.33 | PGAE | North Fork Community Power, LLC | RECIPROCATING ENGINE | BIOMASS | NP15 |  |  | CISO | PGAE
Participating Unit | Y | N |  | SAUGUS_6_QF | GEN | SAUGUS QFS | 2.19 | 8.9 | SCE | Southern California Edison Company | OTHER | OTHER | SP15 | 1987-01-01 |  | CISO | SCE
Participating Unit | N | N |  | EASTWD_7_UNIT | GEN | EASTWOOD PUMP-GEN | 200 | 207 | SCE | Southern California Edison Company | PUMPED STORAGE | WATER | SP15 | 1987-01-01 |  | CISO | SCE
Participating Unit | N | Y | SCEC_1_PDRP134 | SCEC_1_PDRP134 | GEN | SCEC_1_PDRP134 | 0.99 |  | SCE | Leapfrog Power, inc. | OTHER | OTHER | SP15 |  |  | CISO | SCE
Participating Unit | N | N |  | VISTRA_5_DALBT1 | GEN | Dallas Energy Storage | 100 | 100 | PGAE | Moss Landing Energy Storage 1, LLC | OTHER | LESR | NP15 | 2021-03-23 |  | CISO | PGAE
Non-Participating | N | Y | BLM_2_UNITS | BLM E_2_UNIT 8 | GEN | COSO ENERGY DEVELOPERS - BLM EAST UNIT 8 | 24 | 24 |  |  |  |  | SP15 |  |  | CISO | SCE
Participating Unit | N | N |  | RATSKE_2_NROSR1 | GEN | North Rosamond Solar | 150 | 150 | SCE | North Rosamond Solar, LLC | PHOTO VOLTAIC | SUN | SP15 | 2019-06-11 |  | CISO | SCE
Non-Participating | N | Y | HUMBPP_6_UNITS | HUMBPP_6_UNITS2 | GEN | Humboldt Bay Generating Station 2 | 83.2 | 83.2 | PGAE | Pacific Gas & Electric Company | RECIPROCATING ENGINE | NATURAL GAS | NP15 |  |  | CISO | PGAE
Participating Unit | N | N |  | CAMERN_6_BSPSR1 | GEN | Buckman Springs PV | 0.84 | 0.85 | SDGE | San Diego Gas & Electric Company | PHOTO VOLTAIC | SUN | SP15 | 2024-01-29 |  | CISO | SDGE
Participating Unit | Y | N |  | GARNET_1_WT3WND | GEN | Wagner Wind | 6 | 6 | SCE | Wagner Wind, LLC | WIND | WIND | SP15 | 2012-12-24 |  | CISO | SCE
Participating Unit | N | N |  | CABLRO_2_CBSBT1 | GEN | Caballero Storage | 99.7 | 99.7 | PGAE | Caballero CA Storage, LLC | OTHER | LESR | ZP26 | 2025-02-05 |  | CISO | PGAE
Participating Unit | N | N |  | MARTIN_1_SUNSET | GEN | Sunset Reservoir - North Basin | 4.5 | 4.5 | PGAE | RE SFCity1, LP | PHOTO VOLTAIC | SUN | NP15 | 2010-10-29 |  | CISO | PGAE
Non-Participating | N | Y | KELSO_2_UNITS | KELSO_2_GTG6 | GEN | Mariposa Energy Project | 49.4 | 49.4 |  | Pacific Gas & Electric Company | COMBUSTION TURBINE | NATURAL GAS | NP15 |  |  | CISO | PGAE
Participating Unit | N | N |  | MCFLND_5_MFSBT1 | GEN | McFarland Solar A BESS | 100 | 100 | SDGE | McFarland Solar A, LLC | OTHER | LESR | SP15 | 2023-12-22 |  | CISO | SDGE
Participating Unit | N | N |  | LCKHT1_2_LH1BT1 | GEN | Lockhart Solar BESS 1 | 45 | 45 | SCE | Lockhart ESS, LLC | OTHER | LESR | SP15 | 2024-07-08 |  | CISO | SCE
Non-Participating | N | Y | BRODIE_2_WIND | BRODIE_2_WIND2 | GEN | Coram Brodie Wind Project Section 15 | 24 | 24 |  | Southern California Edison Company | WIND | WIND | SP15 |  |  | CISO | SCE
Participating Unit | N | N |  | CLOVDL_1_SOLAR | GEN | Cloverdale Solar I | 1.5 | 1.5 | PGAE | GLT Cloverdale Solar, LLC | PHOTO VOLTAIC | SUN | NP15 | 2014-06-26 |  | CISO | PGAE
Participating Unit | Y | N |  | SPIFBD_1_PL1X2 | GEN | SIERRA PACIFIC IND. (SONORA) | 7.5 | 7.5 | PGAE | Sierra Pacific Industries | STEAM | BIOMASS | NP15 | 2018-04-12 |  | CISO | PGAE
Participating Unit | N | N |  | OBERON_5_O2SSR5 | GEN | Oberon 2B Solar | 125 | 125 | SCE | IP Oberon II, LLC | PHOTO VOLTAIC | SUN | SP15 | 2023-11-08 |  | CISO | SCE
Participating Unit | Y | N |  | DEADCK_1_UNIT | GEN | DEADCK_1_UNIT | 1.96 | 2 | PGAE | Hydro Sierra Energy LLC | HYDRO | WATER | NP15 | 1990-01-29 |  | CISO | PGAE
Participating Unit | N | N |  | OASIS_6_SOLAR3 | GEN | Soccer Center | 3 | 3.8 | SCE | Tesla Energy Operations, Inc. | PHOTO VOLTAIC | SUN | SP15 | 2017-08-11 |  | CISO | SCE
Participating Unit | N | Y | ATHOS_5_AP1X2 | ATHOS_5_AP1X2 | GEN | Athos Power Plant | 250 |  | SCE | SE Athos I, LLC | PHOTO VOLTAIC | SUN | SP15 | 2022-05-13 |  | CISO | SCE
Participating Unit | N | N |  | SMPRIP_1_SMPSON | GEN | Ripon Cogeneration Unit 1 | 46.05 | 56.9 | PGAE | AltaGas Ripon Energy Inc. | COMBUSTION TURBINE | NATURAL GAS | NP15 | 1988-04-19 |  | CISO | PGAE
Non-Participating | N | Y | SOLBLU_2_WSBSX2 | SOLBLU_2_WSBSR2 | GEN | Westlands Solar Blue | 125 | 125 | PGAE | Westlands Solar Blue, LLC | PHOTO VOLTAIC | SUN | ZP26 |  |  | CISO | PGAE
Participating Unit | N | N |  | ETIWND_2_UNIT1 | GEN | ETIWND_2_UNIT1 | 33.6 | 33.6 | SCE | New-Indy Ontario, LLC | FTUR | NATURAL GAS | SP15 | 2016-01-01 |  | CISO | SCE
Participating Unit | N | N |  | SMYRNA_1_DL1SR1 | GEN | Delano Land 1 | 1 | 1 | PGAE | Delano PV 1, LLC | PHOTO VOLTAIC | SUN | ZP26 | 2017-12-28 |  | CISO | PGAE
Participating Unit | N | Y | MARVEL_2_MARBX2 | MARVEL_2_MARBX2 | GEN | Marvel | 325 |  | SCE | Desert Peak Energy Center, LLC | OTHER | LESR | SP15 | 2024-04-25 |  | CISO | SCE
Participating Unit | N | N |  | OASIS_6_AR4SR1 | GEN | Arrache 4006 I | 1 | 1 | SCE | TerraForm Phoenix I CD Holdings, LLC | PHOTO VOLTAIC | SUN | SP15 | 2024-05-20 |  | CISO | SCE
Participating Unit | N | Y | DSRTSN_2_SOLAR2 | DSRTSN_2_SOLAR2 | GEN | Desert Sunlight 250 | 250 |  | SCE | Desert Sunlight Holdings, LLC | PHOTO VOLTAIC | SUN | SP15 | 2013-10-12 |  | CISO | SCE
Participating Unit | N | N |  | STANIS_7_UNIT 1 | GEN | STANISLAUS HYDRO | 91 | 95 | PGAE | Pacific Gas & Electric Company | HYDRO | WATER | NP15 | 1963-01-01 |  | CISO | PGAE
Participating Unit | N | N |  | TULEWD_1_TULWD1 | GEN | Tule Wind | 130.5 | 131.1 | SDGE | Tule Wind LLC | WIND | WIND | SP15 | 2018-01-05 |  | CISO | SDGE
Non-Participating | N | Y | KRAMER_1_R1PX3 | KRAMER_1_R1PSR2 | GEN | Resurgence 1 PV | 30 | 30 |  | Resurgence Solar I, LLC | PHOTO VOLTAIC | SUN | SP15 |  |  | CISO | SCE
Participating Unit | N | Y | SCEC_1_PDRP117 | SCEC_1_PDRP117 | GEN | SCEC_1_PDRP117 | 0.99 |  | SCE | Leapfrog Power, Inc. | OTHER | OTHER | SP15 |  |  | CISO | SCE
Participating Unit | N | N |  | BGSKYN_2_ASSR3A | GEN | Antelope Solar 3A | 15 | 15 | SCE | Antelope Expansion 3A, LLC | PHOTO VOLTAIC | SUN | SP15 | 2021-06-22 |  | CISO | SCE
Participating Unit | N | N |  | SISPRG_2_DS3BT3 | GEN | Daggett Solar 3 cd BESS | 12.5 | 12.5 | SCE | Daggett Solar Power 3 LLC | OTHER | LESR | SP15 | 2023-09-05 |  | CISO | SCE
Participating Unit | N | N |  | WHITEH_2_MEADDYN2 | TG | White Hills B | 300 |  | SCE | MEAD230 | WIND | WIND | SP15 | 2020-12-16 |  | WALC | SCE
Participating Unit | N | N |  | OTAY_6_PL1X2 | GEN | Chula Vista Energy Center, LLC | 39.57 | 40 | SDGE | Chula Vista Energy Center, LLC | COMBUSTION TURBINE | NATURAL GAS | SP15 | 2006-06-08 |  | CISO | SDGE
Participating Unit | N | N |  | ALAMO_6_UNIT | GEN | ALAMO POWER PLANT | 17 | 18 | SCE | California Dept. of Water Resources | HYDRO | WATER | SP15 | 1986-01-01 |  | CISO | CWRS
Non-Participating | N | Y | SLUISP_2_UNITS | SLUISP_2_UNIT 3 | GEN | San Luis P-G Unit 3 | 53 | 53 | PGAE | California Dept. of Water Resources | PUMPED STORAGE | WATER | NP15 |  |  | CISO | PGAE
Non-Participating | N | Y | SLSTR1_2_SOLAR1 | SLSTR1_2_SOLR1A | GEN | Solar Star 1 | 151.5 | 151.5 |  | Southern California Edison Company | PHOTO VOLTAIC | SUN | SP15 |  |  | CISO | SCE
Participating Unit | N | N |  | YELPIN_2_YP2BT1 | GEN | Yellow Pine 2 BESS | 65 | 65 | SCE | Yellow Pine Solar Interconnect, LLC | OTHER | LESR | SP15 | 2023-07-26 |  | CISO | VEA
Participating Unit | N | Y | FILIPPI_2_QZSSRX | FILIPPI_2_QZSSRX | GEN | Quartzite Solar 8 | 300 |  | SCE | Desert Quartzite LLC | PHOTO VOLTAIC | SUN | SP15 | 2024-12-17 |  | CISO | SCE
Non-Participating | N | Y | ELECTR_7_PL1X3 | ELECTR_7_UNIT 3 | GEN | ELECTRA UNIT 3 | 38.1 | 38.1 |  | Pacific Gas & Electric Company | HYDRO | WATER | NP15 |  |  | CISO | PGAE
Participating Unit | N | Y | PGSB_1_PDRP104 | PGSB_1_PDRP104 | GEN | PGSB_1_PDRP104 | 0.99 |  | PGAE | Leapfrog Power, Inc. | OTHER | OTHER | NP15 |  |  | CISO | PGAE
Participating Unit | N | N |  | LACIEN_2_VENICE | GEN | MWD Venice Hydroelectric Recovery Plant | 9.95 | 10.1 | SCE | Metropolitan Water District of Southern California | HYDRO | WATER | SP15 | 1982-01-01 |  | CISO | SCE
Participating Unit | N | N |  | BIGSKY_2_SOLAR5 | GEN | Big Sky Solar 2 | 5 | 5 | SCE | Antelope DSR 2, LLC | PHOTO VOLTAIC | SUN | SP15 | 2016-11-30 |  | CISO | SCE
Non-Participating | N | Y | HNTGBH_2_PL1X3 | HNTGBH_7_STG1S | GEN | HNTGBH_7_STG1S | 241.5 | 241.5 |  | AES Huntington Beach Energy LLC | COMBINED CYCLE | NATURAL GAS | SP15 |  |  | CISO | SCE
Participating Unit | N | N |  | RVSIDE_2_RERCU3 | GEN | Riverside Energy Res. Ctr Unit 3 | 49 | 71 | SCE | City of Riverside (MSSA) | COMBUSTION TURBINE | NATURAL GAS | SP15 | 2011-04-01 |  | CISO | RVSD
Participating Unit | N | N |  | WISE_1_UNIT 2 | GEN | WISE HYDRO UNIT 2 | 3.2 | 3.2 | PGAE | Pacific Gas & Electric Company | HYDRO | WATER | NP15 | 1986-01-01 |  | CISO | PGAE
Non-Participating | N | Y | BIGCRK_2_EXESWD | BGCRK3_7_UNIT 5 | GEN | BIG CREEK PH 3 UNIT 5 | 36.5 | 36.5 |  | Southern California Edison Company | HYDRO | WATER | SP15 |  |  | CISO | SCE
Participating Unit | Y | N |  | MOORPK_2_CALABS | GEN | Calabasas Gas-to-Energy Facility | 6.96 | 13.8 | SCE | County Sanitation District No.2 of Los Angeles County | COMBUSTION TURBINE | BIOGAS | SP15 | 2010-09-20 |  | CISO | SCE
Participating Unit | N | N |  | SUTTER_2_CISO | TG | Sutter Power Plant Pseudo-CISO | 275 | 280 | PGAE | TESLA230 | COMBINED CYCLE | NATURAL GAS | NP15 | 2020-07-10 |  | BANC | PGAE
Participating Unit | N | N |  | DSFLWR_2_WS2SR1 | GEN | Willow Springs 2 | 100 | 100 | SCE | Willow Springs Solar, LLC | PHOTO VOLTAIC | SUN | SP15 | 2019-01-29 |  | CISO | SCE
Participating Unit | N | N |  | BRDSLD_2_HIWIND | GEN | High Winds Energy Center | 162 | 162 | PGAE | High Winds, LLC | WIND | WIND | NP15 | 2003-12-23 |  | CISO | PGAE
Participating Unit | N | N |  | SISPRG_2_DS3SR2 | GEN | Daggett Solar 3 b PV | 110 | 110 | SCE | Daggett Solar Power 3 LLC | PHOTO VOLTAIC | SUN | SP15 | 2023-08-24 |  | CISO | SCE
Participating Unit | N | N |  | WSTWND_2_M89WD2 | GEN | Mojave 89 Wind | 58.3 | 82.7 | SCE | Mojave 16/17/18 LLC | WIND | WIND | SP15 | 2023-05-25 |  | CISO | SCE
Participating Unit | N | Y | SDG1_1_PDRP114 | SDG1_1_PDRP114 | GEN | SDG1_1_PDRP114 | 0.99 |  | SDGE | Leapfrog Power, Inc. | OTHER | OTHER | SP15 |  |  | CISO | SDGE
Non-Participating |  | Y | STOILS_1_UNITS | STOILS_1_UNIT 2 | GEN | STOILS_1_UNIT 2 | 62.5 | 62.5 |  |  |  |  | NP15 |  |  | CISO | PGAE
Participating Unit | N | N |  | DONNLS_7_UNIT | GEN | Donnells Hydro | 72 | 72 | PGAE | City of Santa Clara DBA Silicon Valley Power (MSS Agreement - S14) | HYDRO | WATER | NP15 | 1957-01-01 |  | CISO | NCPA
Participating Unit | N | N |  | VESTAL_2_BTNBT1 | GEN | Bottleneck Energy Storage | 80 | 80 | SCE | VESI 12 LLC | OTHER | LESR | SP15 | 2024-10-19 |  | CISO | SCE
Non-Participating | N | Y | IVWEST_2_SOLAR1 | IVWEST_2_SOLR1B | GEN | IVWEST_2_SOLR1B | 75 | 75 |  | CSolar IV West, LLC | PHOTO VOLTAIC | SUN | SP15 |  |  | CISO | SDGE
Participating Unit | Y | N |  | OLINDA_7_BLKSND | GEN | BlackSand Generating Facility | 5.6 | 8 | SCE | Bridge Energy LLC | COMBUSTION TURBINE | WASTE TO POWER | SP15 | 2000-06-01 |  | CISO | SCE
Participating Unit | N | N |  | RSMNDS_2_RSEBT1 | GEN | Rosamond South East BESS 2 | 92 | 92 | SCE | Golden Fields Solar IV, LLC | OTHER | LESR | SP15 | 2025-08-06 |  | CISO | SCE
Participating Unit | N | N |  | DEVERS_1_SOLAR | GEN | Cascade Solar | 18.5 | 18.5 | SCE | Cascade Solar, LLC | PHOTO VOLTAIC | SUN | SP15 | 2013-11-30 |  | CISO | SCE
Participating Unit | N | N |  | CHARCA_1_NGLSR1 | GEN | Nachtigall | 4.62 | 4.63 | PGAE | Nachtigall Solar, LLC | PHOTO VOLTAIC | SUN | ZP26 | 2025-01-31 |  | CISO | PGAE
Participating Unit | N | N |  | SENTNL_2_CTG3 | GEN | Sentinel Unit 3 | 105.69 | 131.8 | SCE | Sentinel Energy Center, LLC | COMBUSTION TURBINE | NATURAL GAS | SP15 | 2013-05-06 |  | CISO | SCE
Participating Unit | N | N |  | PIT7_7_UNIT 2 | GEN | PIT PH 7 UNIT 2 | 54.6 | 54.6 | PGAE | Pacific Gas & Electric Company | HYDRO | WATER | NP15 | 1965-01-01 |  | CISO | PGAE
Participating Unit | N | N |  | KINGRV_7_UNIT 1 | GEN | KINGS RIVER HYDRO UNIT 1 | 51.2 | 51.2 | PGAE | Pacific Gas & Electric Company | HYDRO | WATER | NP15 | 1962-01-01 |  | CISO | PGAE
Non-Participating | N | Y | KRAMER_1_R1PX3 | KRAMER_1_R1PSR3 | GEN | Resurgence 1 PV | 30 | 30 |  | Resurgence Solar I, LLC | PHOTO VOLTAIC | SUN | SP15 |  |  | CISO | SCE
Non-Participating | N | Y | CENTRY_6_PL1X4 | CENTRY_6_GEN 1 | GEN | CENTURY GEN 1 | 10.8 | 10.8 |  | Colton Power, LP | COMBUSTION TURBINE | NATURAL GAS | SP15 |  |  | CISO | SCE
Participating Unit | N | N |  | ALPAUG_1_TUDSR1 | GEN | Tulare DAC Solar | 3 | 3 | PGAE | Tulare CSG LLC | PHOTO VOLTAIC | SUN | ZP26 | 2024-10-28 |  | CISO | PGAE
Participating Unit | N | N |  | CHINO_2_SOLAR2 | GEN | Kona Solar - Terra Francesca | 1.49 | 1.5 | SCE | Kona Solar, LLC | PHOTO VOLTAIC | SUN | SP15 | 2015-04-13 |  | CISO | SCE
Non-Participating | N | Y | SPAULD_6_UNIT12 | SPAULD_6_UNIT 2 | GEN | SPAULDING HYDRO PH 2 UNIT | 4.4 | 4.4 |  | Pacific Gas & Electric Company | HYDRO | WATER | NP15 |  |  | CISO | PGAE
Participating Unit | N | N |  | ANAHM_2_CANYN2 | GEN | CANYON POWER PLANT UNIT 2 | 48.04 | 71.2 | SCE | City of Anaheim (MSS Agreement - S14) | COMBUSTION TURBINE | NATURAL GAS | SP15 | 2011-09-16 |  | CISO | ANHM
Participating Unit | N | N |  | COLGAT_7_UNIT 2 | GEN | Colgate Powerhouse Unit 2 | 175.67 | 175.7 | PGAE | Yuba County Water Agency | HYDRO | WATER | NP15 | 1969-01-01 |  | CISO | PGAE
Non-Participating | N | Y | NHOGAN_6_UNITS | NHOGAN_6_UNIT 2 | GEN | NEW HOGAN PH UNIT 2 | 1.1 | 1.1 |  |  |  |  | NP15 |  |  | CISO | PGAE
Participating Unit | N | N |  | AGUCAL_5_SOLAR1 | GEN | Agua Caliente Solar | 290 | 290 | SDGE | Agua Caliente Solar, LLC | PHOTO VOLTAIC | SUN | SP15 | 2014-06-10 |  | CISO | SDGE
Participating Unit | N | Y | SCEC_1_PDRP115 | SCEC_1_PDRP115 | GEN | SCEC_1_PDRP115 | 0.99 |  | SCE | Leapfrog Power, inc. | OTHER | OTHER | SP15 |  |  | CISO | SCE
Participating Unit | Y | N |  | KEKAWK_6_UNIT | GEN | STS HYDROPOWER LTD. (KEKAWAKA) | 5.5 | 6 | PGAE | STS HydroPower, Ltd. | HYDRO | WATER | NP15 | 1989-12-27 |  | CISO | PGAE
Participating Unit | N | N |  | OCTILO_5_WIND | GEN | Ocotillo Wind Energy Facility | 265 | 265 | SDGE | Ocotillo Express LLC | WIND | WIND | SP15 | 2013-07-30 |  | CISO | SDGE
Participating Unit | N | N |  | KNGBRG_1_KBSLR2 | GEN | Kingsburg2 | 1.5 | 1.5 | PGAE | Tulare PV II, LLC | PHOTO VOLTAIC | SUN | NP15 | 2013-12-06 |  | CISO | PGAE
Participating Unit | N | N |  | SISPRG_2_DS3SR4 | GEN | Daggett Solar 3 e PV | 17 | 17 | SCE | Daggett Solar Power 3 LLC | PHOTO VOLTAIC | SUN | SP15 | 2023-07-14 |  | CISO | SCE
Participating Unit | N | N |  | VOLTA_2_UNIT 2 | GEN | Volta Hydro Unit 2 | 1 | 1 | PGAE | Pacific Gas & Electric Company | HYDRO | WATER | NP15 | 1981-01-01 |  | CISO | PGAE
Non-Participating | N | Y | HYTTHM_2_UNITS | HYATT_2_UNIT 2 | GEN | Edward Hyatt P-G Unit 2 | 132.2 | 132.2 |  | California Dept. of Water Resources | HYDRO | WATER | NP15 |  |  | CISO | CWRP
Participating Unit | N | N |  | EDWARD_2_ESSSB2 | GEN | Sanborn Solar 2 | 132 | 132 | SCE | Edsan 1B Group 1 Edwards, LLC. | OTHER | HYBD | SP15 | 2023-11-14 |  | CISO | SCE
Participating Unit | N | N |  | MOJAVW_2_SOLAR | GEN | Mojave West | 20 | 20 | SCE | SEPV Mojave West, LLC | PHOTO VOLTAIC | SUN | SP15 | 2016-06-15 |  | CISO | SCE
Participating Unit | N | N |  | KANSAS_6_SOLAR | GEN | RE Kansas South | 20 | 20 | PGAE | Solar Kansas South LLC | PHOTO VOLTAIC | SUN | NP15 | 2013-06-06 |  | CISO | PGAE
Participating Unit | N | N |  | CRNEVL_6_CRNVA | GEN | Crane Valley | 0.9 | 0.9 | PGAE | Pacific Gas & Electric Company | HYDRO | WATER | NP15 | 1919-01-01 |  | CISO | PGAE
Participating Unit | N | Y | SCEC_1_PDRP145 | SCEC_1_PDRP145 | GEN | SCEC_1_PDRP145 | 0.99 |  | SCE | Leapfrog Power, Inc. | OTHER | OTHER | SP15 |  |  | CISO | SCE
Non-Participating | N | Y | DMDVLY_1_UNITS | DMDVLY_1_GEN 8 | GEN | Diamond Valley Unit 8 | 3.3 | 3.3 |  | Metropolitan Water District of Southern California (MWD) | PUMPED STORAGE | WATER | SP15 |  |  | CISO | SCE
Participating Unit | N | N |  | ANAHM_2_CANYN1 | GEN | CANYON POWER PLANT UNIT 1 | 49.21 | 71.2 | SCE | City of Anaheim (MSS Agreement - S14) | COMBUSTION TURBINE | NATURAL GAS | SP15 | 2011-09-16 |  | CISO | ANHM
Non-Participating | N | Y | GENESI_2_STG | GENESI_2_STG2 | GEN | Genesis McCoy Solar Project | 140 | 140 |  | Southern California Edison Company | STEAM | SUN | SP15 |  |  | CISO | SCE
Participating Unit | N | N |  | RSMNDS_2_CSRSR2 | GEN | Cyclone Solar Rosamond South I PV3 | 10 | 10 | SCE | Golden Fields Solar IV, LLC | PHOTO VOLTAIC | SUN | SP15 | 2025-07-25 |  | CISO | SCE
Participating Unit | N | N |  | MIRLOM_2_LNDFL | GEN | Milliken Landfill Solar | 3 | 3 | SCE | PVN Milliken, LLC | PHOTO VOLTAIC | SUN | SP15 | 2017-06-23 |  | CISO | SCE
Participating Unit | N | N |  | BIGSKY_2_SOLAR6 | GEN | Solverde 1 | 85 | 85 | SCE | Solverde 1, LLC | PHOTO VOLTAIC | SUN | SP15 | 2016-12-17 |  | CISO | SCE
Participating Unit | N | N |  | BOWMN_6_HYDRO | GEN | NID Hydro Bowman Powerhouse | 3.6 | 3.6 | PGAE | Nevada Irrigation District | HYDRO | WATER | NP15 | 2016-12-20 |  | CISO | PGAE
Participating Unit | N | N |  | SUNPND_5_SPSSR2 | TG | Sun Pond Solar 2 | 42.5 | 42.5 | SCE | PVWEST | PHOTO VOLTAIC | SUN | SP15 |  |  | SRP | SCE
Participating Unit | N | N |  | RVSIDE_6_RERCU1 | GEN | Riverside Energy Res. Ctr Unit 1 | 48.35 | 48.5 | SCE | City of Riverside (MSSA) | COMBUSTION TURBINE | NATURAL GAS | SP15 | 2006-06-01 |  | CISO | RVSD
Non-Participating | N | Y | CRESTA_7_PL1X2 | CRESTA_7_UNIT 1 | GEN | CRESTA UNIT #1 | 35.2 | 35.2 |  | Pacific Gas & Electric Company | HYDRO | WATER | NP15 |  |  | CISO | PGAE
Participating Unit | N | N |  | CORCAN_1_SOLAR1 | GEN | CID Solar | 20 | 20 | PGAE | CID Solar, LLC | PHOTO VOLTAIC | SUN | NP15 | 2015-01-09 |  | CISO | PGAE
Participating Unit | N | N |  | HIGHDS_2_H5SSR1 | GEN | High 5 Solar | 100 | 100 | SCE | HDSI, LLC | PHOTO VOLTAIC | SUN | SP15 | 2021-08-09 |  | CISO | SCE
Non-Participating | N | Y | CAMCHE_1_PL1X3 | CAMCHE_1_UNIT 3 | GEN | Camanche 3 | 3.7 | 3.7 |  | East Bay Municipal Utility District | HYDRO | WATER | NP15 |  |  | CISO | PGAE
Participating Unit | N | N |  | TWISSL_6_SOLAR | GEN | Nickel 1 ("NLH1") | 1.5 | 1.5 | PGAE | NLH1 Solar, LLC | PHOTO VOLTAIC | SUN | ZP26 | 2012-11-27 |  | CISO | PGAE
Participating Unit | N | N |  | POLRIS_2_ASRBT1 | GEN | Antelope Solar 2 Raceway BESS | 80 | 80 | SCE | Raceway Solar 1, LLC | OTHER | LESR | SP15 | 2024-03-27 |  | CISO | SCE
Participating Unit | N | N |  | JOHANN_2_OCEBT2 | GEN | Orange County Energy Storage 2 | 9 | 9 | SCE | Orange County Energy Storage 2 LLC | OTHER | LESR | SP15 | 2021-12-07 |  | CISO | SCE
Participating Unit | N | N |  | BIGSKY_2_BSKSR7 | GEN | Big Sky Solar 7 | 20 | 20 | SCE | Bayshore Solar B, LLC | PHOTO VOLTAIC | SUN | SP15 | 2017-12-08 |  | CISO | SCE
Participating Unit | N | Y | ATHOS_5_AP2X2 | ATHOS_5_AP2X2 | GEN | Athos Power Plant 2 | 200 |  | SCE | SE Athos II, LLC | PHOTO VOLTAIC | SUN | SP15 | 2021-12-16 |  | CISO | SCE
Participating Unit | N | N |  | ULTPFR_1_UNIT 1 | GEN | Rio Bravo Fresno | 24.3 | 30.5 | PGAE | Rio Bravo Fresno | STEAM | BIOMASS | NP15 | 2017-09-07 |  | CISO | PGAE
Participating Unit | N | N |  | MRGT_6_MMAREF | GEN | Miramar Energy Facility | 45 | 68 | SDGE | San Diego Gas & Electric | COMBUSTION TURBINE | NATURAL GAS | SP15 | 2005-07-27 |  | CISO | SDGE
Participating Unit | N | Y | SCEW_2_PDRP175 | SCEW_2_PDRP175 | GEN | SCEW_2_PDRP175 | 0.99 |  | SCE | Leapfrog Power, Inc. | OTHER | OTHER | SP15 |  |  | CISO | SCE
Participating Unit | N | N |  | AVENAL_6_SUNCTY | GEN | Sun City Solar Project | 20 | 20 | PGAE | Sun City Project LLC | PHOTO VOLTAIC | SUN | ZP26 | 2011-08-05 |  | CISO | PGAE
Participating Unit | N | N |  | LTBEAR_1_LB4SR5 | GEN | Little Bear 4 Solar 5 | 50 | 50 | PGAE | Little Bear Solar 5, LLC | PHOTO VOLTAIC | SUN | NP15 | 2020-12-03 |  | CISO | PGAE
Participating Unit | N | Y | KRAMER_1_R2BX2 | KRAMER_1_R2BX2 | GEN | Resurgence 2 BESS | 40 |  | SCE | Resurgence Solar II, LLC | OTHER | LESR | SP15 | 2023-08-30 |  | CISO | SCE
Participating Unit | N | N |  | HINSON_2_CTCSR1 | GEN | Carson Town Center 1 | 0.68 | 0.68 | SCE | ESCA-PLD-Carson6, LLC | PHOTO VOLTAIC | SUN | SP15 |  |  | CISO | SCE
Participating Unit | N | N |  | VOYAGR_2_VOYWD2 | GEN | Voyager Wind 2 | 126.35 | 128.7 | SCE | Alta Interconnection Management III, LLC | WIND | WIND | SP15 | 2018-12-19 |  | CISO | SCE
Participating Unit | Y | N |  | MTNPOS_1_UNIT | GEN | MT.POSO COGENERATION CO. | 46.64 | 57 | PGAE | Mt. Poso Cogeneration Company | STEAM | BIOMASS | ZP26 | 1989-04-01 |  | CISO | PGAE
Participating Unit | Y | N |  | GRSCRK_6_BGCKWW | GEN | BIG CREEK WATER WORKS - CEDAR FLAT | 5 | 5 | PGAE | Big Creek Water Works, Ltd. | HYDRO | WATER | NP15 | 1987-01-01 |  | CISO | PGAE
Participating Unit | N | N |  | CABALO_2_M2BSR1 | GEN | Mustang 2 Barbaro Solar | 50 | 50 | PGAE | RE Mustang Two Barbaro LLC | PHOTO VOLTAIC | SUN | ZP26 | 2020-11-18 |  | CISO | PGAE
Non-Participating | N | Y | HIDSRT_2_UNITS | HIDSRT_7_CTG2 | GEN | HIGH DESERT COMBUSTION TURBINE UNIT 2 | 177.3 | 177.3 |  | High Desert Power Project, LLC | COMBUSTION TURBINE | NATURAL GAS | SP15 |  |  | CISO | SCE
Participating Unit | N | N |  | IVANPA_1_UNIT1 | GEN | Ivanpah 1 | 126 | 126 | SCE | Solar Partners II, LLC | STEAM | SUN | SP15 | 2013-11-17 |  | CISO | SCE
Participating Unit | N | N |  | ATLASC_5_ACBBT6 | GEN | Atlas Complex 9 BESS | 150 | 150 | SCE | Atlas IX, LLC | OTHER | LESR | SP15 |  |  | CISO | SCE
Participating Unit | N | N |  | CORONS_2_SOLAR | GEN | Master Development Corona | 0.99 | 1 | SCE | SunE W12DG-C, LLC | PHOTO VOLTAIC | SUN | SP15 | 2013-04-24 |  | CISO | SCE
Participating Unit | N | Y | DELTA_2_PL1X4 | DELTA_2_PL1X4 | GEN | DELTA ENERGY CENTER AGGREGATE | 880 |  | PGAE | Delta Energy Center, LLC | COMBINED CYCLE | NATURAL GAS | NP15 | 2002-06-17 |  | CISO | PGAE
Participating Unit | N | N |  | ACACIA_6_SOLAR | GEN | West Antelope Solar | 20 | 20 | SCE | TA-ACACIA, LLC | PHOTO VOLTAIC | SUN | SP15 | 2014-11-13 |  | CISO | SCE
Participating Unit |  | N |  | DRACKR_2_DSUBT4 | GEN | Dracker Solar Unit 4 BESS | 47 | 47 | SCE | NextEra Blythe Solar Energy Center, LLC | OTHER | LESR | SP15 | 2022-09-28 |  | CISO | SCE
Participating Unit | N | N |  | GASKW1_2_GW1SR1 | GEN | Gaskell West 1 | 20 | 20 | SCE | RE Gaskell West 1, LLC | PHOTO VOLTAIC | SUN | SP15 | 2018-03-06 |  | CISO | SCE
Non-Participating | N | Y | CHESTN_2_CHWBX2 | CHESTN_2_CHWBT1 | GEN | Chestnut Westside BESS | 67.5 | 67.5 | PGAE | Chestnut Westside, LLC | OTHER | LESR | ZP26 |  |  | CISO | PGAE
Participating Unit | N | Y | SDG1_1_PDRP103 | SDG1_1_PDRP103 | GEN | SDG1_1_PDRP103 | 0.99 |  | SDGE | Leapfrog Power, Inc. | OTHER | OTHER | SP15 |  |  | CISO | SDGE
Participating Unit | N | Y | OBERON_5_O1BBX2 | OBERON_5_O1BBX2 | GEN | Oberon 1 BESS | 125 |  | SCE | IP Oberon, LLC | OTHER | LESR | SP15 | 2023-11-03 |  | CISO | SCE
Participating Unit | N | N |  | ALTA4B_2_CPCW2 | GEN | Alta Wind 2 | 150 | 150 | SCE | Alta Interconnection Management, LLC | WIND | WIND | SP15 | 2010-12-29 |  | CISO | SCE
Participating Unit | N | N |  | MALIN_5_BPADYN | TG | MALIN_5_BPADYN | 700 |  | PGAE | MALIN500 |  | WATER | NP15 | 2009-03-31 |  | BPAT | PGAE
Participating Unit | N | N |  | VALLEY_5_ORTBT1 | GEN | Ortega Grid | 20 | 20 | SCE | Ortega Grid, LLC | OTHER | LESR | SP15 | 2025-06-16 |  | CISO | SCE
Non-Participating | N | Y | SLUISP_2_UNITS | SLUISP_2_UNIT 4 | GEN | San Luis P-G Unit 4 | 53 | 53 | PGAE | California Dept. of Water Resources | PUMPED STORAGE | WATER | NP15 |  |  | CISO | PGAE
Non-Participating | N | Y | BELLEF_2_BSFSX3 | BELLEF_2_BSFSR1 | GEN | Bellefield Solar Farm | 100 | 100 | SCE | 50LW 8me LLC | PHOTO VOLTAIC | SUN | SP15 |  |  | CISO | SCE
Non-Participating | N | Y | ONLLPP_6_UNITS | ONLLPP_6_UNIT 6 | GEN | O'NEILL PUMP-GEN UNIT 6 | 4.2 | 4.2 |  |  | HYDRO | WATER | NP15 |  |  | CISO | PGAE
Participating Unit | N | N |  | FRIANT_6_UNITS | GEN | FRIANT DAM | 25 | 34.7 | PGAE | Friant Power Authority | HYDRO | WATER | NP15 | 2016-03-01 |  | CISO | PGAE
Participating Unit | N | N |  | SENTNL_2_CTG2 | GEN | Sentinel Unit 2 | 104.19 | 131.8 | SCE | Sentinel Energy Center, LLC | COMBUSTION TURBINE | NATURAL GAS | SP15 | 2013-05-06 |  | CISO | SCE
Participating Unit | N | N |  | INDIGO_1_UNIT 2 | GEN | INDIGO PEAKER UNIT 2 | 45.3 | 45.3 | SCE | Wildflower Energy LP | COMBUSTION TURBINE | NATURAL GAS | SP15 | 2001-09-19 |  | CISO | SCE
Participating Unit | N | N |  | CRELMN_6_RAMSR3 | GEN | Ramona Solar Energy | 4.32 | 4.4 | SDGE | San Diego Gas & Electric | PHOTO VOLTAIC | SUN | SP15 | 2018-02-03 |  | CISO | SDGE
Participating Unit | N | N |  | LAFRES_2_ESHSR1 | GEN | El Segundo Hawthorne | 0.64 | 0.7 | SCE | Prologis Logistics Servies Incorporated | PHOTO VOLTAIC | SUN | SP15 | 2025-07-24 |  | CISO | SCE
Participating Unit | N | N |  | GWFPWR_1_LDCTG2 | GEN | LEAD UNIT 2 | 55.3 | 55.3 | PGAE | MRP SAN JOAQUIN ENERGY LLC | COMBUSTION TURBINE | NATURAL GAS | ZP26 | 2025-07-25 |  | CISO | PGAE
Participating Unit | N | N |  | OLINDA_2_LNDFL2 | GEN | Brea Power II | 28.1 | 35.7 | SCE | Brea Power II LLC | COMBINED CYCLE | BIOGAS | SP15 | 2012-11-01 |  | CISO | SCE
Participating Unit | Y | N |  | FULTON_1_QF | GEN | SMALL QF AGGREGATION - ZENIA | 1 | 1 | PGAE | Pacific Gas & Electric Company | HYDRO | WATER | NP15 | 1983-01-01 |  | CISO | PGAE
Participating Unit | N | N |  | OASIS_6_SOLAR2 | GEN | Oasis Solar | 20 | 20 | SCE | Solar Oasis LLC | PHOTO VOLTAIC | SUN | SP15 | 2016-01-19 |  | CISO | SCE
Participating Unit | N | Y | MOSSLD_2_PSP1 | MOSSLD_2_PSP1 | GEN | MOSS LANDING POWER BLOCK 1 | 510 |  | PGAE | Moss Landing Power Company LLC | COMBINED CYCLE | NATURAL GAS | NP15 | 2002-07-01 |  | CISO | PGAE
Participating Unit | Y | N |  | SALIRV_2_UNIT | GEN | Salinas River Cogeneration | 39 | 57 | PGAE | Chevron Power Holdings, Inc | FTUR | NATURAL GAS | NP15 | 1991-10-11 |  | CISO | PGAE
Participating Unit | N | N |  | JAWBNE_2_NSRWND | GEN | North Sky River Wind Project | 160 | 162 | SCE | North Sky River Energy, LLC | WIND | WIND | SP15 | 2012-12-08 |  | CISO | SCE
Participating Unit | N | N |  | OROLOM_1_SOLAR2 | GEN | Oro Loma Solar 2 | 10 | 10 | PGAE | CED Oro Loma Solar, LLC | PHOTO VOLTAIC | SUN | NP15 | 2017-01-28 |  | CISO | PGAE
Participating Unit | N | N |  | ROMOLA_5_MPBBT1 | GEN | Menifee Power Bank | 230 | 230 | SCE | NOVA Power, LLC | OTHER | LESR | SP15 | 2024-09-20 |  | CISO | SCE
Participating Unit | N | N |  | POEPH_7_UNIT 1 | GEN | POE HYDRO UNIT 1 | 68 | 68 | PGAE | Pacific Gas & Electric Company | HYDRO | WATER | NP15 | 1958-01-01 |  | CISO | PGAE
Participating Unit | N | Y | SCEW_2_PDRP141 | SCEW_2_PDRP141 | GEN | SCEW_2_PDRP141 | 0.99 |  | SCE | Leapfrog Power, Inc. | OTHER | OTHER | SP15 |  |  | CISO | SCE
Non-Participating | N | Y | SHELRF_1_UNITS | SHELRF_7_UNIT 2 | GEN | Shell Oil Refinery Unit 2 | 40 | 40 |  | Martinez Refining Company-Division of Equilon Enterprises, LLC | COMBUSTION TURBINE | NATURAL GAS | NP15 |  |  | CISO | PGAE
Participating Unit | N | N |  | OCOTLO_6_OCWSB1 | TG | Ocotillo Wells Solar and BESS | 49.89 | 50 | SDGE | IVLY2 | OTHER | HYBD | SP15 | 2023-09-01 |  | IID | SDGE
Participating Unit | Y | N |  | MSSION_2_QF | GEN | SMALL QF AGGREGATION - SAN DIEGO | 2 | 50 | SDGE | SDG&E Exempt |  | OTHER | SP15 | 1980-01-01 |  | CISO | SDGE
Participating Unit | N | Y | NORORC_2_NOSBX2 | NORORC_2_NOSBX2 | GEN | Northern Orchard Solar | 150 |  | PGAE | Northern Orchard Solar PV, LLC | OTHER | HYBD | ZP26 | 2025-04-22 |  | CISO | PGAE
Participating Unit | N | N |  | TOPAZ_2_SOLAR | GEN | Topaz Solar Farms | 550 | 550 | PGAE | Topaz Solar Farms, LLC | PHOTO VOLTAIC | SUN | ZP26 | 2014-10-27 |  | CISO | PGAE
Participating Unit | N | N |  | MIRLOM_2_MLBBTB | GEN | Mira Loma BESS B | 10 | 10 | SCE | Southern California Edison | OTHER | LESR | SP15 | 2016-12-30 |  | CISO | SCE
Non-Participating |  | Y | RVSIDE_6_SPRING | RVSIDE_7_SPRGU1 | GEN | RVSIDE_7_SPRGU1 | 11 | 11 |  |  |  |  | SP15 |  |  | CISO | RVSD
Non-Participating | N | Y | CARLS1_2_CARCT1 | CARLS1_2_CTG7 | GEN | CARLS1_2_CTG7 | 105.5 | 105.5 |  | San Diego Gas & Electric | COMBUSTION TURBINE | NATURAL GAS | SP15 |  |  | CISO | SDGE
Participating Unit | N | N |  | MILFRD_7_PASADENA | TG | Milford I | 5 |  | SCE | IPP | WIND | WIND | SP15 | 2016-03-01 |  | LADWP | SCE
Participating Unit | N | Y | PGSB_1_PDRP102 | PGSB_1_PDRP102 | GEN | PGSB_1_PDRP102 | 0.99 |  | PGAE | Leapfrog Power, Inc. | OTHER | OTHER | NP15 |  |  | CISO | PGAE
Non-Participating | N | Y | VESTAL_2_KERN | VESTAL_6_KERNU1 | GEN | KERN RIVER PH 3 UNITS 1 | 20.5 | 20.5 |  | Kings River Conservation District | HYDRO | WATER | SP15 |  |  | CISO | SCE
Non-Participating | N | Y | WISHON_6_UNITS | WISHON_6_UNIT 1 | GEN | WISHON HYDRO UNIT 1 | 5.6 | 5.6 |  | Pacific Gas & Electric Company | HYDRO | WATER | NP15 |  |  | CISO | PGAE
Participating Unit | N | Y | SLSTR1_2_SOLAR1 | SLSTR1_2_SOLAR1 | GEN | Solar Star 1 | 310 |  | SCE | Solar Star California XIX, LLC | PHOTO VOLTAIC | SUN | SP15 | 2014-10-22 |  | CISO | SCE
Participating Unit | N | N |  | RICHMN_1_SOLAR | GEN | Chevron 2 | 2 | 2 | PGAE | MCE Solar One, LLC | PHOTO VOLTAIC | SUN | NP15 | 2017-12-21 |  | CISO | PGAE
Participating Unit | N | N |  | MSOLAR_2_MS4BT1 | GEN | Mesquite Solar 4 BESS | 10 | 10 | SDGE | Mesquite Solar 4, LLC | OTHER | LESR | SP15 | 2024-01-26 |  | CISO | SDGE
Participating Unit | N | Y | SCEW_2_PDRP117 | SCEW_2_PDRP117 | GEN | SCEW_2_PDRP117 | 0.99 |  | SCE | Leapfrog Power, inc. | OTHER | OTHER | SP15 |  |  | CISO | SCE
Participating Unit | N | N |  | SUNSLR_1_SSVSR1 | GEN | Sunshine Valley Solar 1 | 100 | 100 | SCE | Sunshine Valley Solar, LLC | PHOTO VOLTAIC | SUN | SP15 | 2019-12-18 |  | CISO | VEA
Participating Unit | N | N |  | SISQUC_1_SMARIA | GEN | Santa Maria II LFG Power Plant | 1.42 | 1.5 | PGAE | J&A-Santa Maria II, LLC | RECIPROCATING ENGINE | BIOGAS | NP15 | 2010-09-27 |  | CISO | PGAE
Participating Unit | N | Y | TULLCK_7_UNITS | TULLCK_7_UNITS | GEN | Tullock Hydro | 25.9 |  | PGAE | City of Santa Clara DBA Silicon Valley Power (MSS Agreement - S14) |  | WATER | NP15 | 1958-01-01 |  | CISO | NCPA
Non-Participating | N | Y | AGRICO_7_UNIT | AGRICO_7_UNIT 4 | GEN | Fresno Cogen GT Unit 4 | 46.5 | 46.5 |  | Fresno Cogeneration Partners, LP | COMBUSTION TURBINE | NATURAL GAS | NP15 |  |  | CISO | PGAE
Participating Unit | N | Y | CARBOU_7_PL2X3 | CARBOU_7_PL2X3 | GEN | CARIBOU PH 1 UNIT 2 & 3 AGGREGATE | 49 |  | PGAE | Pacific Gas & Electric Company | HYDRO | WATER | NP15 | 1921-01-01 |  | CISO | PGAE
Participating Unit | N | N |  | 7STDRD_1_SOLAR1 | GEN | Shafter Solar | 20 | 20 | PGAE | Shafter Solar, LLC | PHOTO VOLTAIC | SUN | ZP26 | 2015-06-04 |  | CISO | PGAE
Participating Unit | N | N |  | VICPAS_2_SLOSR1 | GEN | Sloth | 49.5 | 49.5 | SCE | Arica Solar, LLC | PHOTO VOLTAIC | SUN | SP15 | 2024-03-26 |  | CISO | SCE
Participating Unit | N | N |  | JOHANN_2_T1BBT1 | GEN | Titanium 1 BESS | 1.4 | 1.4 | SCE | Southern California Edison Company | OTHER | LESR | SP15 |  |  | CISO | SCE
Participating Unit | N | Y | SBERDO_2_PSP4 | SBERDO_2_PSP4 | GEN | Mountainview Gen Sta. Unit 4 | 555 |  | SCE | Southern California Edison Company | COMBINED CYCLE | NATURAL GAS | SP15 | 2006-01-19 |  | CISO | SCE
Participating Unit | N | Y | PGEB_2_PDRP101 | PGEB_2_PDRP101 | GEN | PGEB_2_PDRP101 | 0.99 |  | PGAE | Leapfrog Power, Inc. | OTHER | OTHER | NP15 |  |  | CISO | PGAE
Participating Unit | N | N |  | MERCED_1_SOLAR1 | GEN | Mission Solar | 1.5 | 1.5 | PGAE | Mission Solar LLC | PHOTO VOLTAIC | SUN | NP15 | 2015-05-23 |  | CISO | PGAE
Participating Unit | N | N |  | GWFPWR_1_LEDBT1 | GEN | Lead BESS 2 | 32 | 32 | PGAE | Hanford BESS LLC | OTHER | LESR | ZP26 | 2025-08-20 |  | CISO | PGAE
Participating Unit | N | N |  | PROXSR_2_PS1BT1 | GEN | Proxima Solar BESS 1A | 40 | 40 | PGAE | Proxima Solar, LLC | OTHER | LESR | NP15 | 2024-04-08 |  | CISO | PGAE
Non-Participating | N | Y | HUMBPP_6_UNITS | HUMBPP_6_UNITS1 | GEN | Humboldt Bay Generating Station 1 | 83.2 | 83.2 | PGAE | Pacific Gas & Electric Company | RECIPROCATING ENGINE | NATURAL GAS | NP15 |  |  | CISO | PGAE
Participating Unit | N | N |  | PLMSSR_6_HISIER | GEN | High Sierra Cogeneration Aggregate | 6 | 6 | PGAE | Plumas Sierra REC | RECIPROCATING ENGINE | NATURAL GAS | NP15 | 2010-04-22 |  | CISO | NCPA
Participating Unit | N | N |  | COCOPP_2_CTG4 | GEN | Marsh Landing 4 | 204.29 | 222 | PGAE | Marsh Landing LLC | FTUR | NATURAL GAS | NP15 | 2013-05-01 |  | CISO | PGAE
Participating Unit | N | N |  | BASICE_2_UNITS | GEN | King City Cogen | 120 | 120 | PGAE | Calpine King City Cogen | COMBINED CYCLE | NATURAL GAS | NP15 | 1989-03-14 |  | CISO | PGAE
Participating Unit | N | N |  | AVSOLR_2_SOLAR | GEN | AV SOLAR RANCH 1 | 241.5 | 250 | SCE | AV SOLAR RANCH 1, LLC | PHOTO VOLTAIC | SUN | SP15 | 2014-06-19 |  | CISO | SCE
Non-Participating | N | Y | SHELRF_1_UNITS | SHELRF_7_UNIT 3 | GEN | Shell Oil Refinery Unit 3 | 40 | 40 |  | Martinez Refining Company-Division of Equilon Enterprises, LLC | COMBUSTION TURBINE | NATURAL GAS | NP15 |  |  | CISO | PGAE
Participating Unit | N | N |  | VISTRA_5_PLABT2 | GEN | Plano Storage 2 | 100.4 | 100.4 | PGAE | Moss Landing Energy Storage 3, LLC | OTHER | LESR | NP15 | 2023-06-01 |  | CISO | PGAE
Participating Unit | N | N |  | AZALEA_6_AZABT1 | GEN | Azalea BESS | 38 | 38 | PGAE | SF Azalea, LLC | OTHER | LESR | ZP26 |  |  | CISO | PGAE
Participating Unit | N | N |  | LOCKFD_1_BEARCK | GEN | Bear Creek Solar | 1.5 | 2.5 | PGAE | Ecos Energy LLC | PHOTO VOLTAIC | SUN | NP15 | 2014-02-05 |  | CISO | PGAE
Non-Participating | N | Y | PNOCHE_1_PL1X2 | PNOCHE_7_CTG1 | GEN | Panoche Peaker Facility | 49 | 49 |  | Wellhead Power Panoche, LLC | COMBUSTION TURBINE | NATURAL GAS | NP15 |  |  | CISO | PGAE
Participating Unit | N | N |  | CHINO_2_PESBT1 | GEN | Pomona Energy Storage 2 | 20 | 20 | SCE | Pomona Energy Storage 2 LLC | OTHER | LESR | SP15 | 2023-07-08 |  | CISO | SCE
Participating Unit | N | Y | SCEW_2_PDRP183 | SCEW_2_PDRP183 | GEN | ESPN_SCEW_2_PDRP183 | 9.99 |  | SCE | Enersponse, Inc | OTHER | OTHER | SP15 |  |  | CISO | SCE
Non-Participating | N | Y | BUCKBL_2_PL1X3 | BUCKBL_2_CTG12 | GEN | Blythe CTG 12 | 182 | 182 |  | Blythe Energy, LLC | COMBUSTION TURBINE | NATURAL GAS | SP15 |  |  | CISO | SCE
Non-Participating | N | Y | BIGCRK_2_EXESWD | BGCRK3_7_UNIT 3 | GEN | BIG CREEK PH 3 UNIT 3 | 34 | 34 |  | Southern California Edison Company | HYDRO | WATER | SP15 |  |  | CISO | SCE
Participating Unit | N | N |  | LMBEPK_2_UNITA2 | GEN | Creed Energy Center, Unit #1 | 47.6 | 49.9 | PGAE | Creed Energy Facility, LLC | COMBUSTION TURBINE | NATURAL GAS | NP15 | 2003-01-06 |  | CISO | PGAE
Participating Unit | N | N |  | AVENAL_6_AVSLR2 | GEN | Avenal Solar 2 | 7.9 | 7.9 | PGAE | CED Avenal Solar, LLC | PHOTO VOLTAIC | SUN | ZP26 | 2017-01-28 |  | CISO | PGAE
Participating Unit | N | N |  | TOADTW_6_UNIT | GEN | TOAD TOWN | 1.5 | 1.5 | PGAE | Pacific Gas & Electric Company | HYDRO | WATER | NP15 | 1986-01-01 |  | CISO | PGAE
Non-Participating | N | Y | SCHLTE_1_PL1X3 | SCHLTE_1_UNITA2 | GEN | Tracy Unit 2 Peaking Project | 87 | 87 | PGAE | GWF Energy LLC | COMBUSTION TURBINE | NATURAL GAS | NP15 |  |  | CISO | PGAE
Non-Participating | N | Y | MOSSLD_2_PSP1 | MOSSLD_2_PSP1G2 | GEN | MOSS LANDING CC PLANT 1, CTG UNIT 2 | 176 | 176 |  | Duke Energy Moss Landing LLC | COMBUSTION TURBINE | NATURAL GAS | NP15 |  |  | CISO | PGAE
Participating Unit | N | N |  | EDWARD_2_E23SB1 | GEN | EdSan 2 Edwards 3 | 24 | 24 | SCE | ES 1A Group 2 Opco, LLC | OTHER | HYBD | SP15 | 2021-12-30 |  | CISO | SCE
Participating Unit | N | Y | SCEC_1_PDRP157 | SCEC_1_PDRP157 | GEN | SCEC_1_PDRP157 | 0.99 |  | SCE | Leapfrog Power, Inc. | OTHER | OTHER | SP15 |  |  | CISO | SCE
Participating Unit | N | Y | LMEC_1_PL1X3 | LMEC_1_PL1X3 | GEN | Los Medanos Energy Center AGGREGATE | 580 |  | PGAE | Los Medanos Energy Center, LLC | COMBINED CYCLE | NATURAL GAS | NP15 | 2001-06-09 |  | CISO | PGAE
Participating Unit | N | Y | GWFPWR_1_UNITS | GWFPWR_1_UNITS | GEN | Hanford Peaker Plant | 98.46 |  | PGAE | MRP San Joaquin Energy, LLC | COMBUSTION TURBINE | NATURAL GAS | NP15 | 2001-08-27 |  | CISO | PGAE
Non-Participating |  | Y | VERNON_6_MALBRG | VERNON_7_STG3 | GEN | VERNON_7_STG3 | 51.87 | 51.9 |  |  |  |  | SP15 |  |  | CISO | VERN
Participating Unit | Y | N |  | OLSEN_2_UNIT | GEN | OLSEN POWER PARTNERS | 5.5 | 5.8 | PGAE | Olsen Power Partners | HYDRO | WATER | NP15 | 1990-01-03 |  | CISO | PGAE
Participating Unit | N | N |  | GASKW1_2_GW5SR1 | GEN | Gaskell West 5 | 20 | 20 | SCE | RE Gaskell West 3 LLC | PHOTO VOLTAIC | SUN | SP15 | 2023-05-05 |  | CISO | SCE
Participating Unit | N | N |  | OLDRIV_6_LKVBM1 | GEN | Lakeview Dairy Biogas | 1 | 1 | PGAE | ABEC #3 LLC | RECIPROCATING ENGINE | BIOGAS | ZP26 | 2018-02-02 |  | CISO | PGAE
Participating Unit | N | N |  | ELCAP_1_SOLAR | GEN | 2097 Helton | 1.5 | 1.5 | PGAE | Solarenewal LLC | PHOTO VOLTAIC | SUN | NP15 | 2015-05-01 |  | CISO | PGAE
Participating Unit | N | N |  | ALAMIT_7_UNIT 5 | GEN | ALAMITOS GEN STA. UNIT 5 | 480 | 482 | SCE | AES Alamitos | STEAM | NATURAL GAS | SP15 | 1999-01-01 |  | CISO | SCE
Participating Unit | N | Y | PGF1_2_PDRP108 | PGF1_2_PDRP108 | GEN | VLTS_PDR_PGF1_02 | 9.95 |  | PGAE | Voltus, Inc. | OTHER | OTHER | NP15 |  |  | CISO | PGAE
Participating Unit | N | N |  | RTEDDY_2_RWSBT5 | GEN | Rosamond West Solar Central BESS C | 12 | 12 | SCE | Golden Fields Solar III, LLC | OTHER | LESR | SP15 | 2024-05-03 |  | CISO | SCE
Participating Unit | N | N |  | VISTRA_5_PLABT3 | GEN | Plano Storage 3 | 74.6 | 74.6 | PGAE | Moss Landing Energy Storage 3, LLC | OTHER | LESR | NP15 | 2023-05-16 |  | CISO | PGAE
Participating Unit | N | N |  | SPRGAP_1_UNIT 1 | GEN | SPRING GAP HYDRO | 7 | 7 | PGAE | Pacific Gas & Electric Company | HYDRO | WATER | NP15 | 1921-01-01 |  | CISO | PGAE
Participating Unit | N | N |  | VICTOR_1_VDRYFB | GEN | Victor Dry Farm Ranch B | 5 | 5 | SCE | Victor Dry Farm Ranch B LLC | PHOTO VOLTAIC | SUN | SP15 | 2015-06-12 |  | CISO | SCE
Participating Unit | N | N |  | BRDSLD_2_MTZUMA | GEN | FPL Energy Montezuma Wind | 36.8 | 38 | PGAE | FPL Energy Montezuma Wind, LLC | WIND | WIND | NP15 | 2011-01-25 |  | CISO | PGAE
Non-Participating | N | Y | BLKCRK_2_GMCBT1 | BLKCRK_2_GMBT1B | GEN | Genesis McCoy Bess | 115 | 115 |  | NextEra Desert Center Blythe, LLC | OTHER | LESR | SP15 |  |  | CISO | SCE
Participating Unit | N | N |  | EXCHEC_7_UNIT 1 | GEN | EXCHEQUER HYDRO | 94.5 | 94.5 | PGAE | Merced Irrigation District | HYDRO | WATER | NP15 | 1967-01-01 |  | CISO | PGAE
Participating Unit | N | N |  | ATWELL_1_SOLAR | GEN | Atwell Island PV Solar Generating Faci. | 20 | 20 | PGAE | SPS Atwell Island, LLC | PHOTO VOLTAIC | SUN | ZP26 | 2013-03-08 |  | CISO | PGAE
Participating Unit | N | N |  | SISPRG_2_DS3BT1 | GEN | Daggett Solar 3 a BESS | 61.5 | 61.5 | SCE | Daggett Solar Power 3 LLC | OTHER | LESR | SP15 | 2023-11-15 |  | CISO | SCE
Participating Unit | N | N |  | LODI25_6_ERKNG1 | GEN | LODI STRATEGIC RESERVE | 47.97 | 47.97 | PGAE | Enchanted Rock Electric, LLC | RECIPROCATING ENGINE | NATURAL GAS | NP15 | 2024-11-22 |  | CISO | PGAE
Non-Participating | N | Y | LAROA2_2_UNITA1 | LAROA2_2_CTG 2S | GEN | CENTRAL LA ROSITA II COMBUSTION TURBINE | 181.5 | 181.5 |  | Energia de Baja California, S. de R.L. de C.V. | COMBUSTION TURBINE | NATURAL GAS | SP15 |  |  | CISO | SDGE
Participating Unit | N | N |  | INTMNT_3_PASADENA | TG | Intermountain Power Project | 107 |  | SCE | IPP | STEAM | COAL | SP15 | 2015-06-01 |  | LADWP | SCE
Participating Unit | N | N |  | SANBRN_2_ESABT1 | GEN | EdSan 1A | 100 | 100 | SCE | Edwards Sanborn Storage I, LLC | OTHER | LESR | SP15 | 2021-11-19 |  | CISO | SCE
Participating Unit | N | N |  | PLACVL_1_CHILIB | GEN | Chili Bar Powerhouse | 8.34 | 8.4 | PGAE | Sacramento Municipal Utility District | HYDRO | WATER | NP15 | 1965-01-01 |  | CISO | PGAE
Participating Unit | N | N |  | KERMAN_6_SOLAR2 | GEN | Fresno Solar West | 1.5 | 1.5 | PGAE | Fresno Cogeneration Partners, LP | PHOTO VOLTAIC | SUN | NP15 | 2015-10-20 |  | CISO | PGAE
Participating Unit | N | N |  | TEHAPI_2_PW2WD2 | GEN | Point Wind 2 | 14.4 | 14.4 | SCE | Tehachapi Plains Wind, LLC | WIND | WIND | SP15 | 2021-04-20 |  | CISO | SCE
Participating Unit | N | N |  | PLAINV_6_SOLAR3 | GEN | Sierra Solar Greenworks LLC | 20 | 20 | SCE | Sierra Solar Greenworks LLC | PHOTO VOLTAIC | SUN | SP15 | 2015-11-30 |  | CISO | SCE
Non-Participating | N | Y | GILRPP_1_PL1X2 | GILRPP_1_UNIT 2 | GEN | Gilroy Energy Center Unit 2 | 49.9 | 49.9 |  | Gilroy Energy Center, LLC | COMBUSTION TURBINE | NATURAL GAS | NP15 |  |  | CISO | PGAE
Participating Unit | N | N |  | WALCRK_2_CTG5 | GEN | Walnut Creek Energy Park Unit 5 | 100.1 | 102.5 | SCE | Walnut Creek Energy, LLC | COMBUSTION TURBINE | NATURAL GAS | SP15 | 2013-04-30 |  | CISO | SCE
Participating Unit | N | N |  | ALAMIT_7_UNIT 3 | GEN | ALAMITOS GEN STA. UNIT 3 | 326.76 | 322 | SCE | AES Alamitos | STEAM | NATURAL GAS | SP15 | 1961-01-01 |  | CISO | SCE
Participating Unit | N | N |  | DEVERS_2_DHSPG2 | GEN | Desert Hot Springs 2 | 1.4 | 1.5 | SCE | CES DHS Solar, LLC | PHOTO VOLTAIC | SUN | SP15 | 2013-12-31 |  | CISO | SCE
Participating Unit | N | N |  | DRACKR_2_DSUBT1 | GEN | Dracker Solar Unit 1 BESS | 63 | 63 | SCE | NextEra Blythe Solar Energy Center, LLC | OTHER | LESR | SP15 | 2021-08-12 |  | CISO | SCE
Non-Participating | N | Y | TIGRCK_7_UNITS | TIGRCK_7_UNIT 1 | GEN | Tiger Creek Unit 1 | 31 | 31 |  | Pacific Gas & Electric Company | HYDRO | WATER | NP15 |  |  | CISO | PGAE
Non-Participating | N | Y | BIGCRK_2_EXESWD | BGCRK1_7_UNIT 3 | GEN | BIG CREEK PH 1 UNIT 3 | 21.6 | 21.6 |  | Southern California Edison Company | HYDRO | WATER | SP15 |  |  | CISO | SCE
Participating Unit | N | Y | KRAMER_1_R1PX3 | KRAMER_1_R1PX3 | GEN | Resurgence 1 PV | 90 |  | SCE | Resurgence Solar I, LLC | PHOTO VOLTAIC | SUN | SP15 | 2023-08-02 |  | CISO | SCE
Participating Unit | N | Y | AGRICO_6_PL3N5 | AGRICO_6_PL3N5 | GEN | Fresno Peaker | 22.69 |  | PGAE | Fresno Cogeneration Partners, LP | COMBUSTION TURBINE | NATURAL GAS | NP15 | 2006-08-30 |  | CISO | PGAE
Participating Unit | N | N |  | ARCOGN_2_UNITS | GEN | WATSON COGENERATION | 245 | 416.6 | SCE | Watson Cogeneration Company | COMBINED CYCLE | NATURAL GAS | SP15 | 1987-12-04 |  | CISO | SCE
Participating Unit | N | N |  | NWCSTL_7_UNIT 1 | GEN | NEWCASTLE HYDRO | 12 | 12 | PGAE | Pacific Gas & Electric Company | HYDRO | WATER | NP15 | 1986-01-01 |  | CISO | PGAE
Participating Unit | N | N |  | TRNQL8_2_ROJSR1 | GEN | Tranquillity 8 Rojo | 100 | 100 | PGAE | Great Valley Solar 1, LLC | PHOTO VOLTAIC | SUN | NP15 | 2018-04-14 |  | CISO | PGAE
Participating Unit | N | Y | CARLS1_2_CARCT1 | CARLS1_2_CARCT1 | GEN | Carlsbad 1 | 422 |  | SDGE | Carlsbad Energy Center LLC | COMBUSTION TURBINE | NATURAL GAS | SP15 | 2018-11-19 |  | CISO | SDGE
Participating Unit | N | N |  | SNCLRA_2_UNIT1 | GEN | New Indy Oxnard | 27.8 | 29 | SCE | New-Indy Oxnard LLC | FTUR | NATURAL GAS | SP15 | 2016-04-15 |  | CISO | SCE
Participating Unit | N | N |  | PMPJCK_1_RB2SLR | GEN | Rio Bravo Solar 2 | 20 | 20 | PGAE | Rio Bravo Solar II, LLC | PHOTO VOLTAIC | SUN | ZP26 | 2016-12-29 |  | CISO | PGAE
Participating Unit | N | N |  | SMUDGO_7_UNIT 1 | GEN | SONOMA POWER PLANT | 64.8 | 78 | PGAE | Geysers Power Company, LLC | STEAM | GEOTHERMAL | NP15 | 1983-01-01 |  | CISO | PGAE
Non-Participating | N | Y | TWINKL_2_ASCBTA | TWINKL_2_ASCBT1 | GEN | Aratina Solar Center 1 a BESS | 50 | 50 |  | 64NB 8me LLC | OTHER | LESR | SP15 |  |  | CISO
Participating Unit | N | N |  | MSQUIT_5_SERDYN | TG | MSQUIT_5_SERDYN | 625 |  | SCE | PVWEST | COMBINED CYCLE | NATURAL GAS | SP15 | 2009-03-31 |  | SRP | SCE
Participating Unit | N | Y | SCEW_2_PDRP167 | SCEW_2_PDRP167 | GEN | LCR AMS Hybrid West LA 1-W-2-SCE | 9.09 |  | SCE | Southern California Edison | OTHER | OTHER | SP15 |  |  | CISO | SCE
Participating Unit | N | Y | CRESTA_7_PL1X2 | CRESTA_7_PL1X2 | GEN | CRESTA PH UNIT 1 & 2 AGGREGATE | 70.4 |  | PGAE | Pacific Gas & Electric Company | HYDRO | WATER | NP15 | 1949-01-01 |  | CISO | PGAE
Non-Participating | N | Y | NORORC_2_NOSBX2 | NORORC_2_NOSSB1 | GEN | Northern Orchard Solar | 133.6 | 133.6 | PGAE | Northern Orchard Solar PV, LLC | OTHER | HYBD | ZP26 |  |  | CISO | PGAE
Participating Unit | N | N |  | LAPLMA_2_UNIT 2 | GEN | La Paloma Generating Plant Unit #2 | 266 | 295 | PGAE | CXA La Paloma LLC | COMBINED CYCLE | NATURAL GAS | ZP26 | 2003-03-05 |  | CISO | PGAE
Participating Unit | N | N |  | HUMBPP_1_UNITS3 | GEN | Humboldt Bay Generating Station 3 | 65.08 | 83.2 | PGAE | Pacific Gas & Electric Company | RECIPROCATING ENGINE | NATURAL GAS | NP15 | 2010-09-29 |  | CISO | PGAE
Non-Participating | N | Y | OBERON_5_O1BBX2 | OBERON_5_O1BBT2 | GEN | Oberon 1 BESS | 62.5 | 62.5 | SCE | IP Oberon BESS, LLC | OTHER | LESR | SP15 |  |  | CISO | SCE
Participating Unit | N | N |  | MIDWD_2_WIND2 | GEN | Coram Energy | 3 | 3 | SCE | Coram Energy, LLC | WIND | WIND | SP15 | 2015-12-23 |  | CISO | SCE
Participating Unit | N | N |  | RSMSLR_6_SOLAR2 | GEN | Rosamond Two | 20 | 20 | SCE | RE Rosamond Two LLC | PHOTO VOLTAIC | SUN | SP15 | 2013-12-20 |  | CISO | SCE
Participating Unit | N | N |  | RETAKE_2_SS2SR5 | GEN | Sanborn Solar 2 S5 | 46 | 46 | SCE | EdSan 1C Solar, LLC | PHOTO VOLTAIC | SUN | SP15 |  |  | CISO | SCE
Non-Participating | N | Y | SANITR_6_UNITS | SANITR_6_CTG1 | GEN | LACSD CARSON WATER POLLUTION CTG1 | 10 | 10 |  | County Sanitation District No. 2 of Los Angeles County | COMBUSTION TURBINE | BIOGAS | SP15 |  |  | CISO | SCE
Non-Participating | N | Y | BIGCRK_2_EXESWD | MAMMTH_7_UNIT 1 | GEN | MAMMOTH POOL UNIT 1 | 95 | 95 |  | Southern California Edison Company | HYDRO | WATER | SP15 |  |  | CISO | SCE
Non-Participating | N | Y | BLKCRK_2_SOLAR1 | BLKCRK_2_SOLR1B | GEN | BLKCRK_2_SOLR1B | 125 | 125 |  | McCoy Solar, LLC | PHOTO VOLTAIC | SUN | SP15 |  |  | CISO | SCE
Non-Participating | N | Y | DREWS_6_PL1X4 | DREWS_6_GEN 1 | GEN | DREWS UNIT 1 | 10.8 | 10.8 |  | Colton Power, LP | COMBUSTION TURBINE | NATURAL GAS | SP15 |  |  | CISO | SCE
Participating Unit | N | N |  | WISE_1_UNIT 1 | GEN | Wise Hydro Unit 1 | 14.5 | 14.5 | PGAE | Pacific Gas & Electric Company | HYDRO | WATER | NP15 | 1917-01-01 |  | CISO | PGAE
Participating Unit | N | N |  | ETIWND_6_MWDETI | GEN | ETIWANDA RECOVERY HYDRO | 24 | 23.9 | SCE | Metropolitan Water District of Southern California (MWD) | HYDRO | WATER | SP15 | 1994-01-01 |  | CISO | SCE
Non-Participating | N | Y | PARDEB_6_UNITS | PARDEB_2_UNIT 2 | GEN | PARDEE HYDRO UNIT 2 | 10 | 10 |  | East Bay Municipal Utility District | HYDRO | WATER | NP15 |  |  | CISO | PGAE
Participating Unit | N | N |  | IVANPA_1_UNIT2 | GEN | Ivanpah 2 | 133 | 133.4 | SCE | Solar Partners I, LLC | STEAM | SUN | SP15 | 2013-12-30 |  | CISO | SCE
Participating Unit | Y | N |  | VOLTA_7_QFUNTS | GEN | VOLTA_7_QFUNTS | 0.15 | 2.3 | PGAE | Pacific Gas & Electric Company | HYDRO | WATER | NP15 | 2007-03-01 |  | CISO | PGAE
Participating Unit | N | N |  | PIOPIC_2_CTG1 | GEN | Pio Pico Unit 1 | 111.3 | 111.3 | SDGE | Pio Pico Energy Center | COMBUSTION TURBINE | NATURAL GAS | SP15 | 2016-11-03 |  | CISO | SDGE
Participating Unit | Y | N |  | TIDWTR_2_UNITS | GEN | MARTINEZ COGEN LIMITED PARTNERSHIP | 114.8 | 114.8 | PGAE | Martinez Cogen Limited Partnership | FTUR | NATURAL GAS | NP15 | 1987-02-23 |  | CISO | PGAE
Non-Participating | N | Y | CARBOU_7_PL4X5 | CARBOU_7_UNIT 4 | GEN | Caribou PH 2 Unit 4 | 61 | 61 |  | Pacific Gas & Electric Company | HYDRO | WATER | NP15 |  |  | CISO | PGAE
Participating Unit | Y | N |  | COTTLE_2_FRNKNH | GEN | Frankenheimer Power Plant | 5.3 | 5 | PGAE | South San Joaquin Irrigation District | HYDRO | WATER | NP15 | 2013-04-01 |  | CISO | PGAE
Participating Unit | N | N |  | HALSEY_6_UNIT | GEN | HALSEY HYDRO | 13.5 | 13.5 | PGAE | Pacific Gas & Electric Company | HYDRO | WATER | NP15 | 1916-01-01 |  | CISO | PGAE
Non-Participating | N | Y | PIT5_7_PL1X2 | PIT5_7_UNIT 2 | GEN | Pit PH 5 Unit 2 | 41 | 41 |  | Pacific Gas & Electric Company | HYDRO | WATER | NP15 |  |  | CISO | PGAE
Participating Unit | N | Y | PGF1_2_PDRP106 | PGF1_2_PDRP106 | GEN | PGF1_2_PDRP106 | 4.8 |  | PGAE | OHMCONNECT, INC. | OTHER | OTHER | NP15 |  |  | CISO | PGAE
Participating Unit | N | N |  | DLN_5_HARQSCEDYN | TG | Harq | 150 |  | SCE | DELANEY500 | PHOTO VOLTAIC | SUN | SP15 | 2025-04-19 |  | AZPS | SCE
Non-Participating | N | Y | ELKHIL_2_PL1X3 | ELKHIL_7_STG | GEN | ELK HILLS STEAM TURBINE UNIT | 223 | 223 |  | Elk Hills Power, LLC | STEAM | HEAT RECOVERY | ZP26 |  |  | CISO | PGAE
Participating Unit | N | Y | DSRTSN_2_DS2X2 | DSRTSN_2_DS2X2 | GEN | Desert Sunlight PV II Storage | 230 | 230 | SCE | Sunlight Storage, LLC | OTHER | LESR | SP15 | 2022-08-28 |  | CISO | SCE
Non-Participating | N | Y | DELTA_2_PL1X4 | DELTA_2_STG | GEN | DELTA ENERGY CENTER STG UNIT | 306 | 306 |  | Delta Energy Center, LLC | STEAM | HEAT RECOVERY | NP15 |  |  | CISO | PGAE
Participating Unit | N | N |  | CHALK_1_UNIT | GEN | CHALK CLIFF LIMITED | 48.67 | 55.1 | PGAE | Chalk Cliff Limited | COMBUSTION TURBINE | NATURAL GAS | ZP26 | 1990-03-20 |  | CISO | PGAE
Participating Unit | N | N |  | INYOKN_1_IKSSR1 | GEN | Inyokern Solar 1203 | 19.9 | 19.9 | SCE | RB Inyokern Solar WDAT 1203 LLC | PHOTO VOLTAIC | SUN | SP15 | 2024-12-31 |  | CISO | SCE
Non-Participating | N | Y | MANZNA_2_WIND | MANZNA_2_MANWD1 | GEN | Manzana Wind | 84 | 84 | SCE | Manzana Wind | WIND | WIND | SP15 |  |  | CISO | SCE
Non-Participating | N | Y | GILROY_1_UNIT | GILROY_1_ST2 | GEN | GILROY COGEN - UNIT 2 | 45 | 45 |  | Calpine Gilroy Cogen, L.P. | STEAM | HEAT RECOVERY | NP15 |  |  | CISO | PGAE
Non-Participating | N | Y | GENESI_2_STG | GENESI_2_STG1 | GEN | Genesis McCoy Solar Project | 140 | 140 |  | Southern California Edison Company | STEAM | SUN | SP15 |  |  | CISO | SCE
Participating Unit | N | N |  | MOJAVE_1_SIPHON | GEN | MOJAVE SIPHON POWER PLANT | 14.36 | 34.5 | SCE | California Dept. of Water Resources | HYDRO | WATER | SP15 | 1996-01-01 |  | CISO | CWRS
Participating Unit | N | N |  | LOCKFD_1_KSOLAR | GEN | Kettleman Solar | 1 | 1 | PGAE | Kettleman Solar LLC | PHOTO VOLTAIC | SUN | NP15 | 2014-03-14 |  | CISO | PGAE
Participating Unit | N | N |  | BGSKYN_2_BS3SR3 | GEN | Big Sky Solar 3 | 20 | 20 | SCE | Antelope DSR3, LLC | PHOTO VOLTAIC | SUN | SP15 | 2019-09-14 |  | CISO | SCE
Participating Unit | N | N |  | KRNCNY_6_UNIT | GEN | KERN CANYON POWERHOUSE | 10.6 | 11.5 | PGAE | Kern and Tule Hydro LLC | HYDRO | WATER | ZP26 | 2021-06-09 |  | CISO | PGAE
Participating Unit | N | Y | PGSB_1_PDRP101 | PGSB_1_PDRP101 | GEN | VLTS_PDR_PGSB_04 | 9.95 |  | PGAE | Voltus, Inc. | OTHER | OTHER | NP15 |  |  | CISO | PGAE
Participating Unit | N | N |  | SGREGY_6_SANGER | GEN | Algonquin Power Sanger 2 | 48.3 | 48.3 | PGAE | Algonquin Power Sanger LLC | COMBINED CYCLE | NATURAL GAS | NP15 | 2017-06-01 |  | CISO | PGAE
Participating Unit | N | Y | DVLCYN_1_UNITS | DVLCYN_1_UNITS | GEN | DEVIL CANYON HYDRO UNITS 1-4 AGGREGATE | 235 |  | SCE | California Dept. of Water Resources | HYDRO | WATER | SP15 | 1972-01-01 |  | CISO | CWRS
Non-Participating | N | Y | VESTAL_2_KERN | VESTAL_6_KERNU2 | GEN | KERN RIVER PH 3 UNITS 2 | 19.7 | 19.7 |  | Kings River Conservation District | HYDRO | WATER | SP15 |  |  | CISO | SCE
Participating Unit | N | N |  | SNCLRA_2_UNIT | GEN | Channel Islands Power | 27.5 | 28 | SCE | CSU Channel Islands Site Authority | COMBINED CYCLE | NATURAL GAS | SP15 | 2018-04-26 |  | CISO | SCE
Non-Participating | N | Y | HARBGN_7_UNITS | HARBGN_7_UNIT 2 | GEN | Harbor Cogen Unit 2 | 13.6 | 13.6 |  | Harbor Cogeneration Company | STEAM | HEAT RECOVERY | SP15 |  |  | CISO | SCE
Non-Participating | N | Y | HYTTHM_2_UNITS | THERMA_2_UNIT 2 | GEN | Thermalito P-G Unit 2 | 28 | 28 |  | California Dept. of Water Resources | HYDRO | WATER | NP15 |  |  | CISO | CWRP
Participating Unit | N | N |  | GLOW_6_SOLAR | GEN | Antelope Power Plant | 20 | 20 | SCE | TA-High Desert, LLC | PHOTO VOLTAIC | SUN | SP15 | 2013-03-25 |  | CISO | SCE
Participating Unit | N | Y | SCEW_2_PDRP120 | SCEW_2_PDRP120 | GEN | SCEW_2_PDRP120 | 0.99 |  | SCE | Leapfrog Power, Inc. | OTHER | OTHER | SP15 |  |  | CISO | SCE
Participating Unit | N | N |  | BORDER_6_LTMCT1 | GEN | Lithium Unit 1 | 51.25 | 52 | SDGE | CalPeak Power - Border LLC | COMBUSTION TURBINE | NATURAL GAS | SP15 |  |  | CISO | SDGE
Participating Unit | N | Y | ELSEGN_2_UN2021 | ELSEGN_2_UN2021 | GEN | El Segundo Energy Center 7/8 | 271.74 |  | SCE | El Segundo Energy Center LLC | COMBINED CYCLE | NATURAL GAS | SP15 | 2013-06-29 |  | CISO | SCE
Non-Participating | N | Y | CARBOU_7_PL2X3 | CARBOU_7_UNIT 2 | GEN | CARIBOU PH 1 UNIT 2 | 25 | 25 |  | Pacific Gas & Electric Company | HYDRO | WATER | NP15 |  |  | CISO | PGAE
Participating Unit | N | N |  | MIRLOM_2_CORONA | GEN | MWD Corona Hydroelectric Recovery Plant | 2.85 | 2.8 | SCE | Metropolitan Water District of Southern California | HYDRO | WATER | SP15 | 1987-01-01 |  | CISO | SCE
Non-Participating | N | Y | PIT5_7_PL3X4 | PIT5_7_UNIT 4 | GEN | Pit PH 5 Unit 4 | 41 | 41 |  | Pacific Gas & Electric Company | HYDRO | WATER | NP15 |  |  | CISO | PGAE
Participating Unit | N | N |  | POME_6_POMBT1 | GEN | POME BESS | 100 | 100 | SDGE | Pome BESS LLC | OTHER | LESR | SP15 |  |  | CISO | SDGE
Participating Unit | N | N |  | VALTNE_2_TSBBT2 | GEN | Tropico Solar B | 22 | 22 | SCE | Big Beau Solar, LLC | OTHER | LESR | SP15 | 2025-07-02 |  | CISO | SCE
Non-Participating | N | Y | SPAULD_6_UNIT12 | SPAULD_6_UNIT 1 | GEN | SPAULDING HYDRO PH 1 UNIT | 7 | 7 |  | Pacific Gas & Electric Company | HYDRO | WATER | NP15 |  |  | CISO | PGAE
Participating Unit | N | N |  | POEPH_7_UNIT 2 | GEN | POE HYDRO UNIT 2 | 68.5 | 68.5 | PGAE | Pacific Gas & Electric Company | HYDRO | WATER | NP15 | 1958-01-01 |  | CISO | PGAE
Participating Unit | N | N |  | TAHOE_2_THOBT2 | GEN | Tahoe 2 | 109.06 | 109 | SCE | Silver Peak Solar, LLC | OTHER | LESR | SP15 | 2025-06-02 |  | CISO | SCE
Participating Unit | Y | N |  | OAKWD_6_QF | GEN | Oak Creek | 27.87 | 30.3 | SCE | Oak Creek Wind Power, LLC | WIND | WIND | SP15 | 2017-12-12 |  | CISO | SCE
Non-Participating | N | Y | DSRTSN_2_DS2X2 | DSRTSN_2_DS2BT1 | GEN | Desert Sunlight PV II Storage | 87.4 | 87.4 |  | Sunlight Storage, LLC | OTHER | LESR | SP15 |  |  | CISO | SCE
Participating Unit | N | N |  | PMPJCK_1_SOLAR2 | GEN | Rio Bravo Solar 1 | 20 | 20 | PGAE | Rio Bravo Solar I, LLC | PHOTO VOLTAIC | SUN | ZP26 | 2016-12-21 |  | CISO | PGAE
Participating Unit | N | N |  | LNCSTR_6_CREST | GEN | Lanacaster Aggregate Solar Resources | 5.5 | 5.7 | SCE | Southern California Edison Company | PHOTO VOLTAIC | SUN | SP15 | 2017-06-23 |  | CISO | SCE
Participating Unit | N | Y | SDG1_1_PDRP111 | SDG1_1_PDRP111 | GEN | SDG1_1_PDRP111 | 0.99 |  | SDGE | Leapfrog Power, Inc. | OTHER | OTHER | SP15 |  |  | CISO | SDGE
Participating Unit | Y | N |  | SRINTL_6_UNIT | GEN | SRI INTERNATIONAL | 6.9 | 6.9 | PGAE | Pacific Gas & Electric Company | COMBUSTION TURBINE | NATURAL GAS | NP15 | 1987-03-10 |  | CISO | PGAE
Participating Unit | N | Y | PGF1_2_PDRP120 | PGF1_2_PDRP120 | GEN | VLTS_PDR_PGF1_D | 3 |  | PGAE | Voltus, Inc. | OTHER | OTHER | NP15 |  |  | CISO | PGAE
Participating Unit | N | N |  | VICTOR_1_SOLAR3 | GEN | Adelanto Solar 2 | 7 | 7 | SCE | Adelanto Solar II, LLC | PHOTO VOLTAIC | SUN | SP15 | 2015-07-01 |  | CISO | SCE
Non-Participating | N | Y | GILRPP_1_PL1X2 | GILRPP_1_UNIT 1 | GEN | Gilroy Energy Center Unit 1 | 49.9 | 49.9 |  | Gilroy Energy Center, LLC | COMBUSTION TURBINE | NATURAL GAS | NP15 |  |  | CISO | PGAE
Non-Participating |  | Y | PALOMR_2_PL1X3 | PALOMR_7_CTG1 | GEN | PALOMR_7_CTG1 | 188 | 188 |  |  | COMBUSTION TURBINE |  | SP15 |  |  | CISO | SDGE
Participating Unit | N | N |  | MIDWY3_2_MDSSR1 | TG | Midway South Solar Farm | 20 | 20 | SDGE | IVLY2 | PHOTO VOLTAIC | SUN | SP15 | 2018-09-06 |  | IID | SDGE
Participating Unit | N | N |  | GEYS20_7_UNIT20 | GEN | GEYSERS UNIT 20 (HEALDSBURG) | 50 | 84 | PGAE | Geysers Power Company, LLC | STEAM | GEOTHERMAL | NP15 | 1985-01-01 |  | CISO | PGAE
Participating Unit | N | N |  | ENWIND_2_WIND2 | GEN | Ridgetop I | 38.24 | 65 | SCE | Ridgetop Energy, LLC | WIND | WIND | SP15 | 2015-03-23 |  | CISO | SCE
Participating Unit | Y | N |  | CHEVCO_6_UNIT 2 | GEN | AERA ENERGY LLC. (COALINGA) | 8.5 | 12.5 | PGAE | Pacific Gas & Electric Company | FTUR | NATURAL GAS | ZP26 | 1988-06-03 |  | CISO | PGAE
Participating Unit | N | N |  | TITANS_2_TTSSR1 | TG | Titan Solar 1 Pseudo | 70 | 70 | SDGE | IVLY2 | PHOTO VOLTAIC | SUN | SP15 | 2020-12-17 |  | IID | SDGE
Participating Unit | N | N |  | SKERN_6_SOLAR2 | GEN | SKIC Solar | 10 | 10 | PGAE | Algonquin SKIC 10 Solar, LLC | PHOTO VOLTAIC | SUN | ZP26 | 2017-01-05 |  | CISO | PGAE
Non-Participating | N | Y | SUNSHN_2_LNDFL | SUNSHN_2_LNDFL1 | GEN | SUNSHN_2_LNDFL1 | 4.6 | 4.6 |  | Sunshine Gas Producers, L.L.C. Unit 1 | COMBUSTION TURBINE | BIOGAS | SP15 |  |  | CISO | SCE
Participating Unit | N | N |  | ESCNDO_6_EB2BT2 | GEN | Escondido BESS 2 | 10 | 10 | SDGE | San Diego Gas & Electric | OTHER | LESR | SP15 | 2017-03-06 |  | CISO | SDGE
Participating Unit | N | Y | PGF1_2_PDRP116 | PGF1_2_PDRP116 | GEN | VLTS_PDR_PGF1_04 | 9.9 |  | PGAE | Voltus, Inc. | OTHER | OTHER | NP15 |  |  | CISO | PGAE
Participating Unit | N | N |  | VICTOR_1_SDRSR2 | GEN | Snowline Duncan Road South | 1 | 1 | SCE | SunE Solar XV Lessor, LLC | PHOTO VOLTAIC | SUN | SP15 | 2025-07-15 |  | CISO | SCE
Non-Participating | N | Y | SLUISP_2_UNITS | SLUISP_2_UNIT 5 | GEN | San Luis P-G Unit 5 | 53 | 53 | PGAE | California Dept. of Water Resources | PUMPED STORAGE | WATER | NP15 |  |  | CISO | PGAE
Non-Participating | N | Y | PNCHPP_1_PL1X2 | PNCHPP_1_CTG1 | GEN | STARWOOD POWER - MIDWAY UNIT 1 | 82.3 | 82.3 |  | Starwood Power-Midway, LLC | COMBUSTION TURBINE | NATURAL GAS | NP15 |  |  | CISO | PGAE
Participating Unit | N | N |  | KEARNY_6_SESBT2 | GEN | Kearny South Energy Storage | 10 | 10 | SDGE | San Diego Gas & Electric | OTHER | LESR | SP15 | 2022-03-10 |  | CISO | SDGE
Participating Unit | N | Y | PIT5_7_PL1X2 | PIT5_7_PL1X2 | GEN | PIT PH 5 UNITS 1 & 2 AGGREGATE | 82 |  | PGAE | Pacific Gas & Electric Company | HYDRO | WATER | NP15 | 1944-01-01 |  | CISO | PGAE
Non-Participating | N | Y | HYTTHM_2_UNITS | HYATT_2_UNIT 3 | GEN | Edward Hyatt Gen Unit 3 | 141.6 | 141.6 |  | California Dept. of Water Resources | HYDRO | WATER | NP15 |  |  | CISO | CWRP
Non-Participating | N | Y | MCFLND_5_MBSBX2 | MCFLND_5_MSBSB2 | GEN | McFarland Solar B Hybrid | 375 | 375 | SDGE | McFarland Solar B, LLC | OTHER | HYBD | SP15 |  |  | CISO | SDGE
Participating Unit | N | N |  | LAGBEL_2_CDCSR1 | GEN | Commerce Dis Ctr 4 | 1.24 | 1.24 | SCE | SCA-PLD-Commerce3, LLC | PHOTO VOLTAIC | SUN | SP15 |  |  | CISO | SCE
Participating Unit | N | N |  | RTEDDY_2_SOLAR2 | GEN | Rosamond West Solar 2 | 54 | 55 | SCE | Golden Fields Solar I, LLC | PHOTO VOLTAIC | SUN | SP15 | 2016-12-22 |  | CISO | SCE
Participating Unit | N | N |  | PSWEET_1_STCRUZ | GEN | Santa Cruz Energy LLC | 1.6 | 1.6 | PGAE | Santa Cruz Energy LLC | RECIPROCATING ENGINE | BIOGAS | NP15 | 2010-02-06 |  | CISO | PGAE
Participating Unit | N | N |  | NZWIND_2_WDSTR5 | GEN | Windstream 6111 | 6.31 | 6.5 | SCE | Wind Stream Operations, LLC | WIND | WIND | SP15 | 2016-03-08 |  | CISO | SCE
Non-Participating | N | Y | PINFLT_7_UNITS | PINFLT_7_UNIT 3 | GEN | Pine Flat Unit 3 | 63.3 | 63.3 |  |  | HYDRO | WATER | NP15 |  |  | CISO | CWRP
Participating Unit | N | N |  | RNDSBG_1_HZASR1 | GEN | Hazel A | 2.99 | 3 | SCE | DG West 2021, LLC | PHOTO VOLTAIC | SUN | SP15 | 2019-11-11 |  | CISO | SCE
Non-Participating | N | Y | INTKEP_2_UNITS | INTKEP_2_KIRKW1 | GEN | KIRKWOOD HYDRO UNIT 1 | 45.41 | 45.41 |  |  |  |  | NP15 |  |  | CISO | PGAE
Non-Participating | N | Y | PNCHEG_2_PL1X4 | PNCHEG_2_CTG1 | GEN | PANOCHE ENERGY CENTER (CTG1) | 104.25 | 104.25 |  | PANOCHE ENERGY CENTER | COMBUSTION TURBINE | NATURAL GAS | NP15 |  |  | CISO | PGAE
Participating Unit | N | N |  | WAUKNA_1_SOLAR2 | GEN | Corcoran 2 | 19.75 | 19.8 | PGAE | CED Corcoran Solar 2, LLC | PHOTO VOLTAIC | SUN | NP15 | 2015-05-05 |  | CISO | PGAE
Participating Unit | N | N |  | RECTOR_2_VISSR1 | GEN | Visalia CSG | 3 | 3 | SCE | Visalia CSG LLC | PHOTO VOLTAIC | SUN | SP15 | 2024-04-03 |  | CISO | SCE
Participating Unit | N | N |  | DSRTHV_2_DH1SR1 | GEN | Desert Harvest | 80 | 80 | SCE | Desert Harvest, LLC | PHOTO VOLTAIC | SUN | SP15 | 2020-12-11 |  | CISO | SCE
Participating Unit | N | N |  | COPMTN_2_CM10 | GEN | Copper Mountain 10 | 10 | 10 | SCE | Copper Mountain Solar 1, LLC | PHOTO VOLTAIC | SUN | SP15 | 2011-10-03 |  | CISO | SCE
Participating Unit | N | N |  | ARCATA_6_FCPSB2 | GEN | Foster Clean Power B | 4 | 4 | PGAE | Foster Clean Power B LLC | OTHER | HYBD | NP15 |  |  | CISO | PGAE
Participating Unit | N | N |  | VOLTA_2_UNIT 1 | GEN | VOLTA HYDRO UNIT 1 | 9.1 | 9.1 | PGAE | Pacific Gas & Electric Company | HYDRO | WATER | NP15 | 1980-01-01 |  | CISO | PGAE
Participating Unit | N | N |  | AKINGS_6_AMESR1 | GEN | American Kings Solar | 123 | 123 | PGAE | American Kings Solar, LLC | PHOTO VOLTAIC | SUN | NP15 | 2020-12-05 |  | CISO | PGAE
Participating Unit | Y | N |  | INDVLY_1_UNITS | GEN | Indian Valley Hydro | 3.01 | 5 | PGAE | Yolo County Flood Control | HYDRO | WATER | NP15 | 1983-09-15 |  | CISO | PGAE
Participating Unit | N | N |  | UNVRSY_1_UNIT 1 | GEN | Berry Cogen 38 - Unit 1 | 38 | 38 | PGAE | Berry Petroleum Company | FTUR | NATURAL GAS | ZP26 | 1986-01-01 |  | CISO | PGAE
Participating Unit | N | N |  | CAMLOT_2_SOLAR1 | GEN | Camelot | 45 | 45 | SCE | RE Camelot, LLC | PHOTO VOLTAIC | SUN | SP15 | 2014-12-11 |  | CISO | SCE
Non-Participating | N | Y | SANITR_6_UNITS | SANITR_6_CTG2 | GEN | LACSD CARSON WATER POLLUTION CTG2 | 10 | 10 |  | County Sanitation District No. 2 of Los Angeles County | COMBUSTION TURBINE | BIOGAS | SP15 |  |  | CISO | SCE
Participating Unit | Y | N |  | COVERD_2_HCKHY1 | GEN | HATCHET CREEK | 6.89 | 7 | PGAE | Mega Renewables | HYDRO | WATER | NP15 | 2017-06-01 |  | CISO | PGAE
Participating Unit | N | N |  | MERCED_1_SOLAR2 | GEN | Merced Solar | 1.5 | 1.5 | PGAE | Merced Solar LLC | PHOTO VOLTAIC | SUN | NP15 | 2015-05-12 |  | CISO | PGAE
Non-Participating | N | Y | ATHOS_5_AP2X2 | ATHOS_5_AP2SR3 | GEN | Athos Power Plant 2 | 100 | 100 |  | SE Athos II, LLC | PHOTO VOLTAIC | SUN | SP15 |  |  | CISO | SCE
Non-Participating | N | Y | BELLEF_2_BSFBX3 | BELLEF_2_BSFBT3 | GEN | Bellefield Solar Farm BESS | 200 | 200 | SCE | 50LW 8me LLC | OTHER | LESR | SP15 |  |  | CISO | SCE
Participating Unit | N | N |  | VEAVST_1_SOLAR | GEN | Community Solar | 14.4 | 15 | SCE | Valley Electric Association, Inc. | PHOTO VOLTAIC | SUN | SP15 | 2017-02-10 |  | CISO | VEA
Participating Unit | N | N |  | VOYAGR_2_VOYWD4 | GEN | Voyager Wind 4 | 21.01 | 21.6 | SCE | Alta Interconnection Management III, LLC | WIND | WIND | SP15 | 2018-12-29 |  | CISO | SCE
Participating Unit | N | N |  | OAK C_7_UNIT 3 | GEN | OAKLAND STATION C GT UNIT 3 | 55 | 55 | PGAE | Oakland Power Company LLC | COMBUSTION TURBINE | DISTILLATE | NP15 | 1978-01-01 |  | CISO | PGAE
Participating Unit | N | N |  | CONTRL_1_CASAD1 | GEN | Mammoth G1 | 7.2 | 10 | SCE | Mammoth Three LLC | OTHER | GEOTHERMAL | SP15 | 1984-11-26 |  | CISO | SCE
Participating Unit | N | N |  | BARRE_6_PEAKER | GEN | Barre Peaker | 49 | 59 | SCE | Southern California Edison Company | COMBUSTION TURBINE | NATURAL GAS | SP15 | 2007-09-20 |  | CISO | SCE
Participating Unit | N | N |  | BAHIA_2_LKHSR1 | GEN | Lake Herman Solar | 5 | 5 | PGAE | RPCA Solar 4, LLC | PHOTO VOLTAIC | SUN | NP15 | 2021-09-23 |  | CISO | PGAE
Participating Unit | N | N |  | COCOPP_2_CTG2 | GEN | Marsh Landing 2 | 202.7 | 222 | PGAE | Marsh Landing LLC | FTUR | NATURAL GAS | NP15 | 2013-05-01 |  | CISO | PGAE
Participating Unit | N | N |  | SIERRA_1_UNITS | GEN | HIGH SIERRA LIMITED | 52.43 | 60.3 | PGAE | HIGH SIERRA LIMITED | COMBUSTION TURBINE | NATURAL GAS | ZP26 | 1989-02-24 |  | CISO | PGAE
Non-Participating | N | Y | GYS7X8_7_UNITS | GYS7X8_7_UNIT 8 | GEN | Geysers Unit 8 | 55 | 55 |  | Geysers Power Company, LLC | STEAM | GEOTHERMAL | NP15 |  |  | CISO | PGAE
Participating Unit | N | N |  | CARLS2_1_CARCT1 | GEN | Carlsbad 2 | 105.5 | 105.5 | SDGE | Carlsbad Energy Center LLC | COMBUSTION TURBINE | NATURAL GAS | SP15 | 2018-11-20 |  | CISO | SDGE
Non-Participating | N | Y | BUCKCK_7_PL1X2 | BUCKCK_7_UNIT 2 | GEN | Bucks Creek Unit #2 | 32.5 | 32.5 |  | Pacific Gas & Electric Company | HYDRO | WATER | NP15 |  |  | CISO | PGAE
Non-Participating |  | Y | STOILS_1_UNITS | STOILS_1_UNIT 1 | GEN | STOILS_1_UNIT 1 | 62.5 | 62.5 |  |  |  |  | NP15 |  |  | CISO | PGAE
Participating Unit | N | N |  | BRDSLD_2_SHLO3B | GEN | Shiloh IV Wind Project | 100 | 100 | PGAE | Shiloh IV Wind Project, LLC | WIND | WIND | NP15 | 2012-12-07 |  | CISO | PGAE
Non-Participating | N | Y | DVLCYN_1_UNITS | DVLCYN_1_UNIT 4 | GEN | DEVIL CANYON HYDRO UNIT 4 | 80 | 80 |  | California Dept. of Water Resources | HYDRO | WATER | SP15 |  |  | CISO | CWRS
Participating Unit | N | N |  | ESNHWR_2_WC1BT1 | GEN | Wildcat I BESS | 3 | 3 | SCE | Wildcat I Energy Storage, LLC | OTHER | LESR | SP15 | 2021-10-13 |  | CISO | SCE
Non-Participating | N | Y | ELKHRN_1_EESX3 | ELKHRN_1_EESBT2 | GEN | Elkhorn Energy Storage | 60.83 | 60.83 |  | Pacific Gas & Electric Company - Transmission | OTHER | LESR | NP15 |  |  | CISO | PGAE
Participating Unit | N | N |  | DIXNLD_1_LNDFL | GEN | Zero Waste Energy | 1.6 | 1.6 | PGAE | Zero Waste Energy Development Company LLC | RECIPROCATING ENGINE | BIOMASS | NP15 | 2015-11-13 |  | CISO | PGAE
Non-Participating | N | Y | PIT5_7_PL3X4 | PIT5_7_UNIT 3 | GEN | PIT PH 5 UNIT 3 | 41 | 41 |  | Pacific Gas & Electric Company | HYDRO | WATER | NP15 |  |  | CISO | PGAE
Participating Unit | N | N |  | VISTRA_5_PLABT1 | GEN | Plano Storage 1 | 100.4 | 100.4 | PGAE | Moss Landing Energy Storage 3, LLC | OTHER | LESR | NP15 | 2023-05-13 |  | CISO | PGAE
Participating Unit | N | N |  | BOGUE_1_UNITA1 | GEN | Feather River Energy Center, Unit #1 | 48.69 | 49.9 | PGAE | Gilroy Energy Center, LLC | COMBUSTION TURBINE | NATURAL GAS | NP15 | 2002-12-23 |  | CISO | PGAE
Participating Unit | N | N |  | SIGHEB_6_MIRDYN | TG | Heber South | 17 |  | SCE | MIR2 | COMBUSTION TURBINE | GEOTHERMAL | SP15 | 2021-12-29 |  | IID | SCE
Participating Unit | N | Y | SCEW_2_PDRP114 | SCEW_2_PDRP114 | GEN | LCR AMS Hybrid West LA 1-W-SCE | 6.78 |  | SCE | Southern California Edison | OTHER | OTHER | SP15 |  |  | CISO | SCE
Participating Unit | N | Y | SCEW_2_PDRP122 | SCEW_2_PDRP122 | GEN | SCEW_2_PDRP122 | 9.99 |  | SCE | Leapfrog Power, Inc. | OTHER | OTHER | SP15 |  |  | CISO | SCE
Non-Participating | N | Y | HAASPH_7_PL1X2 | HAASPH_7_UNIT 1 | GEN | HAAS PH UNIT 1 | 72 | 72 |  | Pacific Gas & Electric Company | HYDRO | WATER | NP15 |  |  | CISO | PGAE
Participating Unit | N | N |  | WLDWD_1_SOLAR2 | GEN | Wildwood Solar 2 | 15 | 15 | PGAE | Wildwood Solar II, LLC | PHOTO VOLTAIC | SUN | ZP26 | 2017-01-11 |  | CISO | PGAE
Non-Participating |  | Y | SBERDO_2_PSP4 | SBERDO_7_CT4B | GEN | SBERDO_7_CT4B | 182 | 182 |  |  |  |  | SP15 |  |  | CISO | SCE
Participating Unit | N | N |  | BREGGO_6_DEGRSL | GEN | Desert Green Solar Farm | 6.3 | 6.5 | SDGE | Desert Green Solar Farm, LLC | PHOTO VOLTAIC | SUN | SP15 | 2013-02-13 |  | CISO | SDGE
Non-Participating |  | Y | OTMESA_2_PL1X3 | OTMESA_2_STG3 | GEN | OTAY MESA STEAM TURBINE 3 | 290.7 | 290.7 |  | Otay Mesa Energy Center, LLC | STEAM | HEAT RECOVERY | SP15 |  |  | CISO | SDGE
Participating Unit | Y | N |  | MISSIX_1_QF | GEN | SMALL QF AGGREGATION - SAB FRABCUSCI | 1 | 15 | PGAE | Pacific Gas & Electric Company | FTUR | NATURAL GAS | NP15 | 1987-01-01 |  | CISO | PGAE
Non-Participating | N | Y | CARLS1_2_CARCT1 | CARLS1_2_CTG8 | GEN | CARLS1_2_CTG8 | 105.5 | 105.5 |  | San Diego Gas & Electric | COMBUSTION TURBINE | NATURAL GAS | SP15 |  |  | CISO | SDGE
Non-Participating | N | Y | SOLBLU_2_WSBBX2 | SOLBLU_2_WSBBT1 | GEN | Westlands Solar Blue BESS | 112.5 | 112.5 | PGAE | Westlands Solar Blue (OZ) Owner, LLC | OTHER | LESR | ZP26 |  |  | CISO | PGAE
Participating Unit | N | N |  | CHWCHL_1_AVSSR2 | GEN | Avenue 26 Phase II Solar | 5 | 5 | PGAE | RPCA Solar 1 LLC | PHOTO VOLTAIC | SUN | NP15 | 2024-11-08 |  | CISO | PGAE
Participating Unit | N | N |  | KNGBRG_1_KBSLR1 | GEN | Kingsburg1 | 1.5 | 1.5 | PGAE | Tulare PV II, LLC | PHOTO VOLTAIC | SUN | NP15 | 2013-12-06 |  | CISO | PGAE
Participating Unit | N | Y | PGF1_2_PDRP107 | PGF1_2_PDRP107 | GEN | PGF1_2_PDRP107 | 4.8 |  | PGAE | OHMCONNECT, INC. | OTHER | OTHER | NP15 |  |  | CISO | PGAE
Participating Unit | N | N |  | COPMTN_2_SOLAR1 | GEN | Copper Mountain 48 | 48 | 48 | SCE | Copper Mountain Solar 1, LLC | PHOTO VOLTAIC | SUN | SP15 | 2010-06-15 |  | CISO | SCE
Non-Participating | N | Y | CAMCHE_1_PL1X3 | CAMCHE_1_UNIT 2 | GEN | Camanche 2 | 3.3 | 3.3 |  | East Bay Municipal Utility District | HYDRO | WATER | NP15 |  |  | CISO | PGAE
Participating Unit | N | N |  | GASKW1_2_GW2SR2 | GEN | Gaskell West 2b | 29 | 29 | SCE | RE Gaskell West 2 LLC | PHOTO VOLTAIC | SUN | SP15 | 2023-05-05 |  | CISO | SCE
Participating Unit | N | N |  | INTMNT_3_CC_3_ANAHEIM | TG | Intermountain Generating Station UNITS | 67 |  | SCE | IPP | COMBINED CYCLE | NATURAL GAS | SP15 |  |  | LADWP | SCE
Participating Unit | N | N |  | PLAINV_6_DSOLAR | GEN | Western Antelope Dry Ranch | 10 | 10 | SCE | Western Antelope Dry Ranch LLC | PHOTO VOLTAIC | SUN | SP15 | 2016-12-01 |  | CISO | SCE
Participating Unit | N | Y | SCEC_1_PDRP110 | SCEC_1_PDRP110 | GEN | SCEC_1_PDRP110 | 9.99 |  | SCE | Leapfrog Power, inc. | OTHER | OTHER | SP15 |  |  | CISO | SCE
Participating Unit |  | N |  | BIGSKY_2_BSKSR6 | GEN | Big Sky Solar 6 | 20 | 20 | SCE | Bayshore Solar A, LLC | PHOTO VOLTAIC | SUN | SP15 | 2017-12-08 |  | CISO | SCE
Participating Unit | N | Y | RVSIDE_6_SPRING | RVSIDE_6_SPRING | GEN | SPRINGS GENERATION PROJECT AGGREGATE | 36 |  | SCE | City of Riverside (MSSA) | FTUR | NATURAL GAS | SP15 | 2002-06-13 |  | CISO | RVSD
Participating Unit | N | N |  | RCKCRK_7_UNIT 2 | GEN | ROCK CREEK HYDRO UNIT 2 | 56.9 | 56.9 | PGAE | Pacific Gas & Electric Company | HYDRO | WATER | NP15 | 1950-01-01 |  | CISO | PGAE
Non-Participating | N | Y | DMDVLY_1_UNITS | DMDVLY_1_GEN 6 | GEN | Diamond Valley Unit 6 | 3.3 | 3.3 |  | Metropolitan Water District of Southern California (MWD) | PUMPED STORAGE | WATER | SP15 |  |  | CISO | SCE
Participating Unit | N | N |  | HELMPG_7_UNIT 3 | GEN | HELMS PUMP-GEN UNIT 3 | 404 | 404 | PGAE | Pacific Gas & Electric Company | PUMPED STORAGE | WATER | NP15 | 1984-01-01 |  | CISO | PGAE
Participating Unit | N | Y | SCEC_1_PDRP181 | SCEC_1_PDRP181 | GEN | SCEC_1_PDRP181 | 0.99 |  | SCE | Leapfrog Power, Inc. | OTHER | OTHER | SP15 |  |  | CISO | SCE
Non-Participating | N | Y | COLUSA_2_PL1X3 | COLUSA_2_CTG1 | GEN | Colusa Generating Station | 213.5 | 213.5 |  | Pacific Gas & Electric Company | COMBUSTION TURBINE | NATURAL GAS | NP15 |  |  | CISO | PGAE
Participating Unit | N | Y | SCEC_1_PDRP143 | SCEC_1_PDRP143 | GEN | SCEC_1_PDRP143 | 0.99 |  | SCE | Leapfrog Power, Inc. | OTHER | OTHER | SP15 |  |  | CISO | SCE
Participating Unit | N | Y | SCEW_2_PDRP168 | SCEW_2_PDRP168 | GEN | VLTS_PDR_SCEW_01 | 6.5 |  | SCE | Voltus, Inc. | OTHER | OTHER | SP15 |  |  | CISO | SCE
Participating Unit | N | N |  | CMBLND_2_DS2SR2 | GEN | Daggett 2 b PV | 65 | 65 | SCE | Daggett Solar Power 2 LLC | PHOTO VOLTAIC | SUN | SP15 | 2023-11-17 |  | CISO | SCE
Participating Unit | N | N |  | GIFFEN_6_SOLAR1 | GEN | Aspiration Solar G | 9 | 9 | PGAE | Aspiration Solar G LLC | PHOTO VOLTAIC | SUN | NP15 | 2017-09-15 |  | CISO | PGAE
Participating Unit | N | N |  | ARLINT_5_SCEDYN | TG | Arlington Valley CC | 565 |  | SCE | PVWEST | COMBINED CYCLE | NATURAL GAS | SP15 | 2016-11-02 |  | AZPS | SCE
Non-Participating | N | Y | HYTTHM_2_UNITS | THERMA_2_UNIT 3 | GEN | Thermalito P-G Unit 3 | 28 | 28 |  | California Dept. of Water Resources | HYDRO | WATER | NP15 |  |  | CISO | CWRP
Participating Unit | Y | N |  | BARRE_2_QF | GEN | BARRE QFS | 0.2 | 0.2 | SCE | Southern California Edison Company | OTHER | OTHER | SP15 | 1994-01-01 |  | CISO | SCE
Participating Unit | N | Y | SCEW_2_PDRP179 | SCEW_2_PDRP179 | GEN | CPA_DR_SCEW_ResDM5of10 | 0.2 |  | SCE | Energy AI Systems Inc. | OTHER | OTHER | SP15 |  |  | CISO | SCE
Non-Participating | N | Y | RUSSELL_2_SOLANO1 | RUSSLL_2_SMUD | GEN | SOLANO WIND FARM | 102 | 102 | PGAE | Sacramento Municipal Utility District | WIND | WIND | NP15 |  |  | CISO | PGAE
Non-Participating | N | Y | ALAMIT_2_PL1X3 | ALAMIT_7_CTG1B | GEN | ALAMIT_7_CTG1B | 234.5 | 234.5 |  | AES Alamitos Energy LLC | COMBINED CYCLE | NATURAL GAS | SP15 |  |  | CISO | SCE
Participating Unit | N | N |  | WHITNY_6_SOLAR | GEN | Whitney Point Solar | 20 | 22 | PGAE | Whitney Point Solar, LLC | PHOTO VOLTAIC | SUN | NP15 | 2017-04-15 |  | CISO | PGAE
Participating Unit | Y | N |  | GOLETA_6_EXGEN | GEN | EXXON COMPANY USA | 48.2 | 48.2 | SCE | SOUTHERN CALIFORNIA EDISON COMPANY |  | OTHER | SP15 | 1993-08-19 |  | CISO | SCE
Participating Unit | Y | N |  | DISCOV_1_CHEVRN | GEN | CHEVRON USA (EASTRIDGE) | 48.8 | 56.2 | PGAE | Pacific Gas & Electric Company | FTUR | NATURAL GAS | ZP26 | 1988-06-13 |  | CISO | PGAE
Participating Unit | N | Y | PGEB_2_PDRP103 | PGEB_2_PDRP103 | GEN | PGEB_2_PDRP103 | 0.99 |  | PGAE | Leapfrog Power, Inc. | OTHER | OTHER | NP15 |  |  | CISO | PGAE
Participating Unit | N | N |  | WILLMS_6_ARBBM1 | GEN | Abel Road Bioenergy | 3 | 3 | PGAE | ACC Renewable Resources, LLC | OTHER | BIOMASS | NP15 | 2022-07-26 |  | CISO | PGAE
Non-Participating | N | Y | PIT4_7_PL1X2 | PIT4_7_UNIT 2 | GEN | Pit PH 4 Unit 2 | 47 | 47 |  | Pacific Gas & Electric Company | HYDRO | WATER | NP15 |  |  | CISO | PGAE
Participating Unit | N | N |  | ALT6DS_2_WIND9 | GEN | Pinyon Pines 2 | 132 | 132 | SCE | Alta Interconnection Management II, LLC | WIND | WIND | SP15 | 2013-01-01 |  | CISO | SCE
Participating Unit | N | N |  | GOLETA_2_PAIBT2 | GEN | PAINTER BESS | 10 | 10 | SCE | Painter Energy Storage, LLC | OTHER | LESR | SP15 |  |  | CISO | SCE
Participating Unit | Y | N |  | CHINO_2_QF | GEN | CHINO QFS | 0.19 | 21.8 | SCE | Southern California Edison Company | OTHER | OTHER | SP15 | 1987-01-01 |  | CISO | SCE
Non-Participating | N | Y | ATHOS_5_AP1X2 | ATHOS_5_AP1SR2 | GEN | Athos Power Plant | 125 | 125 |  | SE Athos I, LLC | PHOTO VOLTAIC | SUN | SP15 |  |  | CISO | SCE
Participating Unit | N | N |  | VILLPK_6_MWDYOR | GEN | Yorba Linda Hydroelectric Recovery Plant | 5.1 | 5.1 | SCE | Metropolitan Water District of Southern California (MWD) | HYDRO | WATER | SP15 | 1981-01-01 |  | CISO | SCE
Participating Unit | N | Y | VERNON_6_MALBRG | VERNON_6_MALBRG | GEN | Malburg Generating Station | 139 |  | SCE | City of Vernon | COMBINED CYCLE | NATURAL GAS | SP15 | 2005-10-17 |  | CISO | VERN
Participating Unit | N | N |  | DELSUR_6_SOLAR5 | GEN | Radiance Solar 5 | 1.5 | 1.9 | SCE | Radiance Solar 5 LLC | PHOTO VOLTAIC | SUN | SP15 | 2018-12-31 |  | CISO | SCE
Non-Participating | N | Y | CENTRY_6_PL1X4 | CENTRY_6_GEN 3 | GEN | CENTURY GEN 3 | 10.8 | 10.8 |  | Colton Power, LP | COMBUSTION TURBINE | NATURAL GAS | SP15 |  |  | CISO | SCE
Participating Unit | N | N |  | BCTSYS_5_PWXDYN | TG | BCTSYS_5_PWXDYN | 428 |  | PGAE | MALIN500 |  | WATER | NP15 | 2009-03-31 |  | BPAT | PGAE
Non-Participating | N | Y | CENTRY_6_PL1X4 | CENTRY_6_GEN 4 | GEN | CENTURY GEN 4 | 10.8 | 10.8 |  | Colton Power, LP | COMBUSTION TURBINE | NATURAL GAS | SP15 |  |  | CISO | SCE
Participating Unit | N | N |  | USWND2_1_WIND2 | GEN | Golden Hills B | 42.96 | 43 | PGAE | Golden Hills Interconnection, LLC | WIND | WIND | NP15 | 2015-12-23 |  | CISO | PGAE
Participating Unit | N | N |  | ORTGA_6_LSLSB1 | GEN | Lara Solar 2 Hybrid | 0.93 | 0.93 | PGAE | Apex Energy Solutions, LLC | OTHER | HYBD | NP15 |  |  | CISO | PGAE
Participating Unit | N | N |  | CHWCHL_1_UNIT | GEN | CHOW 2 PEAKER PLANT | 48.6 | 48.6 | PGAE | California Power Holdings, LLC | RECIPROCATING ENGINE | NATURAL GAS | NP15 | 2001-06-13 |  | CISO | PGAE
Participating Unit | N | N |  | DELAMO_2_SOLAR5 | GEN | Golden Springs Building L | 1 | 1 | SCE | Golden Springs Development Company, LLC | PHOTO VOLTAIC | SUN | SP15 | 2017-02-24 |  | CISO | SCE
Participating Unit | N | Y | KOLA_2_KLBBT1 | KOLA_2_KLBBT1 | GEN | Kola | 275 | 275 | PGAE | Kola Energy Storage, LLC | OTHER | LESR | NP15 | 2025-08-01 |  | CISO | PGAE
Participating Unit | N | N |  | RSMNDS_2_CSRBT1 | GEN | Cyclone Solar Rosamond South I BESS 1 | 15 | 15 | SCE | Golden Fields Solar IV, LLC | OTHER | LESR | SP15 | 2025-08-01 |  | CISO | SCE
Participating Unit | N | Y | MOSSLD_2_PSP2 | MOSSLD_2_PSP2 | GEN | MOSS LANDING POWER BLOCK 2 | 510 |  | PGAE | Moss Landing Power Company LLC | COMBINED CYCLE | NATURAL GAS | NP15 | 2002-07-11 |  | CISO | PGAE
Participating Unit | N | N |  | LILIAC_6_SOLAR | GEN | Mesa Crest | 3 | 3 | SDGE | NLP Granger A82, LLC | PHOTO VOLTAIC | SUN | SP15 | 2016-09-17 |  | CISO | SDGE
Non-Participating | N | Y | TENGEN_2_PL1X2 | TENGEN_6_UNIT 1 | GEN | Berry Petroleum Placerita, Unit 1 | 22.7 | 22.7 |  |  | COMBUSTION TURBINE | OTHER | SP15 |  |  | CISO | SCE
Non-Participating | N | Y | PINFLT_7_UNITS | PINFLT_7_UNIT 1 | GEN | Pine Flat Unit 1 | 63.3 | 63.3 |  |  | HYDRO | WATER | NP15 |  |  | CISO | CWRP
Participating Unit | N | N |  | PADUA_6_MWDSDM | GEN | San Dimas Hydroelectric Recovery Plant | 9.9 | 9.9 | SCE | Metropolitan Water District of Southern California (MWD) | HYDRO | WATER | SP15 | 1981-01-01 |  | CISO | SCE
Participating Unit | N | N |  | POLRIS_2_ASESR1 | GEN | Antelope Solar 2 Estrella | 56 | 56 | SCE | Estrella Solar, LLC | PHOTO VOLTAIC | SUN | SP15 | 2023-12-29 |  | CISO | SCE
Participating Unit | N | N |  | WALCRK_2_CTG2 | GEN | Walnut Creek Energy Park Unit 2 | 100.1 | 102.5 | SCE | Walnut Creek Energy, LLC | COMBUSTION TURBINE | NATURAL GAS | SP15 | 2013-03-21 |  | CISO | SCE
Participating Unit | N | N |  | STOREY_2_MDRCH2 | GEN | Madera Chowchilla 2 | 0.56 | 0.6 | PGAE | Madera Chowchilla Water and Power Authority | HYDRO | WATER | NP15 | 2016-08-01 |  | CISO | PGAE
Participating Unit | N | N |  | CENTER_2_RHONDO | GEN | MWD Rio Hondo Hydroelectric Recovery Pla | 1.91 | 1.9 | SCE | Metropolitan Water District of Southern California | HYDRO | WATER | SP15 | 1984-01-01 |  | CISO | SCE
Non-Participating | N | Y | GATWAY_2_PL1X3 | GATWAY_2_CTGB | GEN | Gateway CTG B | 203.1 | 203.1 |  | Gateway Generating Station | COMBUSTION TURBINE | NATURAL GAS | NP15 |  |  | CISO | PGAE
Non-Participating | N | Y | NAVYII_2_UNITS | NAVYII_2_UNIT 5 | GEN | COSO Power Developers (Navy II) Unit 5 | 33.3 | 33.3 |  |  |  |  | SP15 |  |  | CISO | SCE
Non-Participating | N | Y | RUSCTY_2_UNITS | RUSCTY_2_CTG1 | GEN | Russell City | 180 | 180 |  | Russell City Energy Company, LLC | COMBINED CYCLE | NATURAL GAS | NP15 |  |  | CISO | PGAE
Non-Participating | N | Y | DMDVLY_1_UNITS | DMDVLY_1_GEN 11 | GEN | Diamond Valley Unit 11 | 3.3 | 3.3 |  | Metropolitan Water District of Southern California (MWD) | PUMPED STORAGE | WATER | SP15 |  |  | CISO | SCE
Non-Participating | N | Y | HARBGN_7_UNITS | HARBGN_7_UNIT 3 | GEN | Harbor Cogen Unit 3 | 11.5 | 11.5 |  | Harbor Cogeneration Company | STEAM | HEAT RECOVERY | SP15 |  |  | CISO | SCE
Participating Unit | N | N |  | OBERON_5_O1SSR3 | GEN | Oberon 1B Solar | 100 | 100 | SCE | IP Oberon, LLC | PHOTO VOLTAIC | SUN | SP15 | 2023-11-03 |  | CISO | SCE
Participating Unit | N | N |  | RSMNDS_2_CSRBT2 | GEN | Cyclone Solar Rosamond South I BESS 3 | 10 | 10 | SCE | Golden Fields Solar IV, LLC | OTHER | LESR | SP15 | 2025-08-01 |  | CISO | SCE
Participating Unit | N | N |  | MALIN_5_IBERDR | TG | Iberdrola Centroid Sytem Resource | 100 |  | PGAE | MALIN500 | WIND | WIND | NP15 | 2015-02-01 |  | BPAT | PGAE
Participating Unit | N | N |  | CRNEVL_6_SJQN 2 | GEN | SAN JOAQUIN 2 | 3.2 | 3.2 | PGAE | Pacific Gas & Electric Company | HYDRO | WATER | NP15 | 1917-01-01 |  | CISO | PGAE
Participating Unit | N | N |  | SNCLRA_6_OXGEN | GEN | OXGEN | 47.7 | 47.7 | SCE | EF Oxnard LLC | COMBUSTION TURBINE | NATURAL GAS | SP15 | 2020-06-01 |  | CISO | SCE
Non-Participating | N | Y | TULLCK_7_UNITS | TULLCK_7_UNIT 3 | GEN | TULLOCH HYDRO AGGREGATE | 7.2 | 7.2 |  | TRI-DAM PROJECT |  | WATER | NP15 |  |  | CISO | NCPA
Participating Unit | N | N |  | KNTSTH_6_WALSR1 | GEN | Westlands Almond | 19.88 | 20 | PGAE | GSPP NN WA LESSEE, LLC | PHOTO VOLTAIC | SUN | NP15 | 2023-09-26 |  | CISO | PGAE
Non-Participating | N | Y | BUCKBL_2_PL1X3 | BUCKBL_2_STG10 | GEN | Blythe STG | 227 | 227 |  | Blythe Energy, LLC | STEAM | NATURAL GAS | SP15 |  |  | CISO | SCE
Non-Participating | N | Y | CDWR07_2_GEN | WHELPP_2_NSPIN | GEN | WHELPP_2_NSPIN | 112.5 | 112.5 |  |  | PUMP | OTHER | ZP26 |  |  | CISO | CWRP
Non-Participating | N | Y | LECEF_1_UNITS | LECEF_1_CGT 3 | GEN | LOS ESTEROS ENERGY FACILITY CTG 3 | 49.9 | 49.9 |  | Los Esteros Critical Energy Facility, LLC | COMBUSTION TURBINE | NATURAL GAS | NP15 |  |  | CISO | PGAE
Participating Unit | N | N |  | HOOVER_2_MWDPT | TG | HOOVER MWD | 249 | 250 | SCE | MEAD230 | HYDRO | WATER | SP15 | 2023-01-25 |  | WALC | SCE
Participating Unit | N | Y | OBERON_5_O2BBX2 | OBERON_5_O2BBX2 | GEN | Oberon 2 BESS | 125 |  | SCE | IP Oberon II, LLC | OTHER | LESR | SP15 | 2023-11-03 |  | CISO | SCE
Participating Unit | N | N |  | DSFLWR_2_W9CSB1 | GEN | Willy 9 Chap 1 | 102 | 102 | SCE | Chaparral Springs, LLC | OTHER | HYBD | SP15 | 2025-05-08 |  | CISO | SCE
Participating Unit | N | N |  | ALTA4B_2_CPCW6 | GEN | Mustang Hills | 150 | 150 | SCE | Alta Interconnection Management, LLC | WIND | WIND | SP15 | 2012-05-09 |  | CISO | SCE
Participating Unit | Y | Y | SANITR_6_UNITS | SANITR_6_UNITS | GEN | LACSD CARSON WATER POLLUTION AGGREGATE | 8 |  | SCE | County Sanitation District No. 2 of Los Angeles County | COMBINED CYCLE | NATURAL GAS | SP15 | 2009-03-31 |  | CISO | SCE
Non-Participating | N | Y | SPICER_1_UNITS | SPICER_1_UNIT 2 | GEN | SPICER HYDRO UNIT 2 | 2.8 | 2.8 |  | NCPA (MSS Agreement - S14) | HYDRO | WATER | NP15 |  |  | CISO | NCPA
Participating Unit | N | N |  | OTAY_6_ECVBT1 | GEN | EnerSmart Chula Vista 1 | 3 | 3 | SDGE | EnerSmart Chula Vista BESS LLC | OTHER | LESR | SP15 | 2024-10-29 |  | CISO | SDGE
Participating Unit | N | Y | OTMESA_2_PL1X3 | OTMESA_2_PL1X3 | GEN | OTAY MESA ENERGY CENTER | 603.68 | 689 | SDGE | Otay Mesa Energy Center, LLC | COMBINED CYCLE | NATURAL GAS | SP15 | 2009-10-02 |  | CISO | SDGE
Participating Unit | N | N |  | MIRLOM_7_MWDLKM | GEN | Lake Mathews Hydroelectric Recovery Plan | 5 | 5 | SCE | Metropolitan Water District of Southern California (MWD) | HYDRO | WATER | SP15 | 1980-01-01 |  | CISO | SCE
Participating Unit | N | N |  | ALTA6B_2_WIND11 | GEN | Alta Wind 11 | 88.15 | 90 | SCE | Alta Interconnection Management III, LLC | WIND | WIND | SP15 | 2014-03-13 |  | CISO | SCE
Non-Participating | N | Y | DRUM_7_PL3X4 | DRUM_7_UNIT 4 | GEN | Drum PH 1 Unit 4 | 16 | 16 |  | Pacific Gas & Electric Company | HYDRO | WATER | NP15 |  |  | CISO | PGAE
Participating Unit | N | N |  | RICHMN_1_CHVSR2 | GEN | Chevron 8.5 | 8.5 | 8.5 | PGAE | MCE Solar One, LLC | PHOTO VOLTAIC | SUN | NP15 | 2017-12-21 |  | CISO | PGAE
Participating Unit | Y | N |  | SAMPSN_6_KELCO1 | GEN | KELCO QUALIFYING FACILITY | 25 | 28 | SDGE | CP Kelco U.S., Inc. | COMBUSTION TURBINE | OTHER | SP15 | 2014-03-05 |  | CISO | SDGE
Participating Unit | N | N |  | VACADX_1_UNITA1 | GEN | CalPeak Power Vaca Dixon Unit 1 | 51.91 | 57 | PGAE | CalPeak Power - Vaca-Dixon LLC | COMBUSTION TURBINE | NATURAL GAS | NP15 | 2002-06-21 |  | CISO | PGAE
Participating Unit | N | N |  | PIT6_7_UNIT 2 | GEN | PIT PH 6 UNIT 2 | 40 | 40 | PGAE | Pacific Gas & Electric Company | HYDRO | WATER | NP15 | 1965-01-01 |  | CISO | PGAE
Participating Unit | N | N |  | ALMASL_2_GS1SR1 | GEN | Almasol Generating Station 1 | 125 | 125 | SCE | Maverick Solar, LLC | PHOTO VOLTAIC | SUN | SP15 | 2020-12-11 |  | CISO | SCE
Participating Unit | N | N |  | NZWIND_6_WDSTR | GEN | Windstream 39 | 4.8 | 6.2 | SCE | Windstream Operations, LLC | WIND | WIND | SP15 | 1984-02-01 |  | CISO | SCE
Participating Unit | N | N |  | VERNON_6_GONZL2 | GEN | H. Gonzales Unit #2 | 5.75 | 5.5 | SCE | City of Vernon | FTUR | NATURAL GAS | SP15 | 2013-06-13 |  | CISO | VERN
Participating Unit | N | N |  | SUNSET_2_UNITS | GEN | MIDWAY SUNSET COGENERATION PLANT | 248 | 291 | PGAE | Midway Sunset Cogeneration Company | FTUR | NATURAL GAS | ZP26 | 1989-12-18 |  | CISO | PGAE
Participating Unit | N | N |  | RVSIDE_6_RERCU2 | GEN | Riverside Energy Res. Ctr Unit 2 | 48.5 | 48.5 | SCE | City of Riverside (MSSA) | COMBUSTION TURBINE | NATURAL GAS | SP15 | 2006-06-01 |  | CISO | RVSD
Participating Unit | N | N |  | CMRRON_2_CMNWD1 | GEN | Cimarron Wind | 300 | 300 | SDGE | Energia Sierra Juarez, S. de R.L. de C.V. | WIND | WIND | SP15 |  |  | CISO | SDGE
Participating Unit | N | N |  | HAMLIN_1_BLDSB1 | GEN | Baldy Mesa Hybrid | 150 | 150 | SCE | Baldy Mesa Solar, LLC | PHOTO VOLTAIC | HYBD | SP15 | 2024-04-30 |  | CISO | SCE
Participating Unit | N | N |  | WESCN2_2_BDSBT1 | GEN | Bateria Del Sur 2A | 119 | 119 | SDGE | Westside Canal 2A, LLC | OTHER | LESR | SP15 | 2024-12-31 |  | CISO | SDGE
Participating Unit | N | N |  | MANTEC_1_ML1SR1 | GEN | Manteca Land 1 | 1 | 1 | PGAE | Manteca PV 1, LLC | PHOTO VOLTAIC | SUN | NP15 | 2017-12-28 |  | CISO | PGAE
Participating Unit | Y | N |  | ELLIS_2_QF | GEN | ELLIS QFS | 12 | 28.2 | SCE | Southern California Edison Company | OTHER | OTHER | SP15 | 1993-01-01 |  | CISO | SCE
Participating Unit | N | Y | SCEC_1_PDRP159 | SCEC_1_PDRP159 | GEN | SCEC_1_PDRP159 | 0.99 |  | SCE | Leapfrog Power, Inc. | OTHER | OTHER | SP15 |  |  | CISO | SCE
Participating Unit | N | N |  | CONTRL_1_CASAD3 | GEN | Mammoth G3 | 14 | 14 | SCE | Mammoth One LLC | OTHER | GEOTHERMAL | SP15 | 2013-04-01 |  | CISO | SCE
Participating Unit | N | Y | SCEC_1_PDRP183 | SCEC_1_PDRP183 | GEN | CPA_DR_SCEC_ResDM5of10 | 0.3 |  | SCE | Energy AI Systems Inc. | OTHER | OTHER | SP15 |  |  | CISO | SCE
Non-Participating | N | Y | GRNLF1_1_PL1X2 | GRNLF1_1_UNITA | GEN | Greenleaf 1 | 37 | 37 |  | Calpine Greenleaf Holdings, Inc. | COMBUSTION TURBINE | NATURAL GAS | NP15 |  |  | CISO | PGAE
Participating Unit | N | Y | SCEC_1_PDRP137 | SCEC_1_PDRP137 | GEN | SCEC_1_PDRP137 | 0.99 |  | SCE | Leapfrog Power, Inc. | OTHER | OTHER | SP15 |  |  | CISO | SCE
Participating Unit | N | Y | SCEC_1_PDRP155 | SCEC_1_PDRP155 | GEN | SCEC_1_PDRP155 | 0.99 |  | SCE | Leapfrog Power, Inc. | OTHER | OTHER | SP15 |  |  | CISO | SCE
Participating Unit | Y | N |  | MURRAY_6_UNIT | GEN | Grossmont Hospital | 4.12 | 4.6 | SDGE | Grossmont Hospital Corp | FTUR | NATURAL GAS | SP15 | 2016-12-16 |  | CISO | SDGE
Participating Unit | N | N |  | SCHNDR_1_WSTSDE | GEN | Westside Solar Station | 15 | 15 | PGAE | Pacific Gas & Electric Company | PHOTO VOLTAIC | SUN | NP15 | 2011-09-13 |  | CISO | PGAE
Participating Unit | Y | N |  | NEWARK_1_QF | GEN | NEWARK 1 QF | 0.1 | 1.1 | PGAE | Pacific Gas & Electric Company | OTHER | OTHER | NP15 | 2009-03-31 |  | CISO | PGAE
Participating Unit | Y | N |  | MORWD_6_QF | GEN | Morwind | 38.16 | 56 | SCE | Terra-Gen Mojave Windfarms, LLC | WIND | WIND | SP15 | 2017-01-17 |  | CISO | SCE
Participating Unit | N | N |  | VEGA_6_SOLAR1 | GEN | Vega Solar | 20 | 20 | PGAE | Vega Solar, LLC | PHOTO VOLTAIC | SUN | NP15 | 2015-03-23 |  | CISO | PGAE
Participating Unit | Y | N |  | COVERD_2_MCKHY1 | GEN | Montgomery Creek Hydro | 2.8 | 2.8 | PGAE | Enel Green Power NA,Inc dba El Dorado Hydro, LLC | HYDRO | WATER | NP15 | 2017-08-01 |  | CISO | PGAE
Participating Unit | N | Y | SCEC_1_PDRP130 | SCEC_1_PDRP130 | GEN | SCEC_1_PDRP130 | 0.99 |  | SCE | Leapfrog Power, inc. | OTHER | OTHER | SP15 |  |  | CISO | SCE
Non-Participating | N | Y | DSRTSN_2_DS2BX2 | DSRTSN_2_DS2BT4 | GEN | Desert Sunlight PV II Storage 2 | 115 | 115 | SCE | Sunlight Storage II, LLC | OTHER | LESR | SP15 |  |  | CISO | SCE
Participating Unit | N | N |  | ELDORO_7_UNIT 2 | GEN | El Dorado Unit 2 | 11 | 10.5 | PGAE | El Dorado Irrigation District | HYDRO | WATER | NP15 | 2005-05-21 |  | CISO | PGAE
Participating Unit | N | N |  | VICTOR_1_VDRYFA | GEN | Victor Dry Farm Ranch A | 5 | 5 | SCE | Victor Dry Farm Ranch A LLC | PHOTO VOLTAIC | SUN | SP15 | 2015-06-12 |  | CISO | SCE
Non-Participating | N | Y | GATWAY_2_PL1X3 | GATWAY_2_CTGA | GEN | Gateway CTG A | 203.1 | 203.1 |  | Gateway Generating Station | COMBUSTION TURBINE | NATURAL GAS | NP15 |  |  | CISO | PGAE
Non-Participating | N | Y | BELLEF_2_BSFSX3 | BELLEF_2_BSFSR2 | GEN | Bellefield Solar Farm | 200 | 200 | SCE | 50LW 8me LLC | PHOTO VOLTAIC | SUN | SP15 |  |  | CISO | SCE
Participating Unit | N | N |  | CHARMN_2_PGONG1 | GEN | PROCTER AND GAMBLE OXNARD I | 19.87 | 19.9 | SCE | The Procter & Gamble Paper Products Company | FTUR | NATURAL GAS | SP15 | 2020-08-01 |  | CISO | SCE
Non-Participating | N | Y | FILIPPI_2_QZSBTX | FILIPPI_2_QZSBT1 | GEN | Quartzite Solar 8 BESS | 75 | 75 | SCE | Desert Quartzite LLC | OTHER | LESR | SP15 |  |  | CISO | SCE
Non-Participating | N | Y | CENTPD_2_BMSX2 | CENTPD_2_BMSBT2 | GEN | Blythe Mesa Solar 2 BESS | 56 | 56 |  | Blythe Mesa Solar II, LLC | OTHER | LESR | SP15 |  |  | CISO | SCE
Participating Unit | N | N |  | REDMAN_2_SOLAR | GEN | Lancaster East Avenue F | 3.75 | 3.8 | SCE | Tesla Energy Operations, Inc. | PHOTO VOLTAIC | SUN | SP15 | 2017-08-25 |  | CISO | SCE
Participating Unit | N | N |  | RSMNDS_2_CSRSR1 | GEN | Cyclone Solar | 30 | 30 | SCE | Golden Fields Solar IV, LLC | PHOTO VOLTAIC | SUN | SP15 | 2025-08-01 |  | CISO | SCE
Participating Unit | N | N |  | SUNCAT_2_A2ABT2 | GEN | Arlington Solar Unit 2A BESS | 132 | 132 | SCE | Arlington Solar, LLC | OTHER | LESR | SP15 | 2022-08-16 |  | CISO | SCE
Participating Unit | N | N |  | SUNPND_5_SPSBT1 | TG | Sun Pond Storage 1 | 42.5 | 127 | SCE | PVWEST | OTHER | LESR | SP15 |  |  | SRP | SCE
Participating Unit | N | N |  | VICTOR_1_SOLAR4 | GEN | Adelanto Solar | 20 | 20 | SCE | Adelanto Solar, LLC | PHOTO VOLTAIC | SUN | SP15 | 2015-09-03 |  | CISO | SCE
Participating Unit | N | Y | GENESI_2_STG | GENESI_2_STG | GEN | Genesis Station | 250 |  | SCE | NextEra Desert Center Blythe, LLC | STEAM | SUN | SP15 | 2013-11-27 |  | CISO | SCE
Participating Unit | N | Y | PGEB_2_PDRP104 | PGEB_2_PDRP104 | GEN | PGEB_2_PDRP104 | 0.99 |  | PGAE | Leapfrog Power, Inc. | OTHER | OTHER | NP15 |  |  | CISO | PGAE
Participating Unit | N | Y | SCEC_1_PDRP140 | SCEC_1_PDRP140 | GEN | SCEC_1_PDRP140 | 0.99 |  | SCE | Leapfrog Power, Inc. | OTHER | OTHER | SP15 |  |  | CISO | SCE
Participating Unit | N | N |  | KERNEY_6_FCSSR1 | GEN | Fresno Community Solar | 10 | 10 | PGAE | Fresno Community Solar Developers, LLC | PHOTO VOLTAIC | SUN | NP15 | 2024-07-29 |  | CISO | PGAE
Non-Participating | N | Y | BIGCRK_2_EXESWD | BGCRK2_7_UNIT 5 | GEN | BIG CREEK PH 2 UNIT 5 | 17.5 | 17.5 |  | Southern California Edison Company | HYDRO | WATER | SP15 |  |  | CISO | SCE
Participating Unit | N | N |  | WDFRDF_2_WFFBT1 | GEN | West Ford Flat Energy Storage | 25 | 25 | PGAE | Geysers Power Company, LLC | OTHER | LESR | NP15 | 2024-07-25 |  | CISO | PGAE
Participating Unit | N | N |  | HARDWK_6_STWBM1 | GEN | Still Water Ranch Dairy | 1 |  | PGAE | Still Water Power LLC | RECIPROCATING ENGINE | BIOGAS | ZP26 | 2020-05-26 |  | CISO | PGAE
Participating Unit | N | N |  | PIOPIC_2_CTG2 | GEN | Pio Pico Unit 2 | 112.7 | 112.7 | SDGE | Pio Pico Energy Center | COMBUSTION TURBINE | NATURAL GAS | SP15 | 2016-11-03 |  | CISO | SDGE
Participating Unit | N | N |  | MSTANG_2_SOLAR | GEN | Mustang | 30 | 30 | PGAE | RE Mustang LLC | PHOTO VOLTAIC | SUN | NP15 | 2016-07-12 |  | CISO | PGAE
Participating Unit | Y | N |  | COLPIN_6_COLLNS | GEN | Collins Pine | 3.3 | 3.3 | PGAE | Collins Pine Company | STEAM | BIOMASS | NP15 | 2021-11-19 |  | CISO | PGAE
Participating Unit | N | N |  | INTMNT_3_CC_4_ANAHEIM | TG | Intermountain Generating Station UNITS | 67 |  | SCE | IPP | COMBINED CYCLE | NATURAL GAS | SP15 |  |  | LADWP | SCE
Participating Unit | N | N |  | KELYRG_6_UNIT | GEN | KELLY RIDGE HYDRO | 11 | 11 | PGAE | South Feather Water and Power | HYDRO | WATER | NP15 | 1963-01-01 |  | CISO | PGAE
Participating Unit | N | N |  | CALFTS_2_CFSSR1 | GEN | California Flats Solar South | 150 | 150 | PGAE | CA Flats Solar 150, LLC | PHOTO VOLTAIC | SUN | NP15 | 2019-03-05 |  | CISO | PGAE
Participating Unit | N | N |  | MRGT_6_MEF2 | GEN | Miramar Energy Facility II | 44 | 67.5 | SDGE | San Diego Gas & Electric | COMBUSTION TURBINE | NATURAL GAS | SP15 | 2009-08-07 |  | CISO | SDGE
Participating Unit | N | N |  | PMPJCK_1_SOLAR1 | GEN | Pumpjack Solar I | 20 | 20 | PGAE | Pumpjack Solar I, LLC | PHOTO VOLTAIC | SUN | ZP26 | 2015-01-27 |  | CISO | PGAE
Participating Unit | N | N |  | ARVINN_6_ORION2 | GEN | Orion 2 Solar | 8 | 8 | PGAE | Orion Solar II, LLC | PHOTO VOLTAIC | SUN | ZP26 | 2014-06-26 |  | CISO | PGAE
Participating Unit | Y | Y | CAMCHE_1_PL1X3 | CAMCHE_1_PL1X3 | GEN | CAMANCHE UNITS 1, 2 & 3 AGGREGATE | 9.99 |  | PGAE | East Bay Municipal Utility District | HYDRO | WATER | NP15 | 1983-01-01 |  | CISO | PGAE
Non-Participating | N | Y | PIT5_7_PL1X2 | PIT5_7_UNIT 1 | GEN | PIT PH 5 UNIT 1 | 41 | 41 |  | Pacific Gas & Electric Company | HYDRO | WATER | NP15 |  |  | CISO | PGAE
Participating Unit | N | N |  | WHITEW_5_WWAUXL1 | TG | White Wing Ranch Solar | 5 |  | SCE | NRTHGILA500 | OTHER | OTHER | SP15 |  |  | AZPS | SDGE
Non-Participating | N | Y | SLSTR2_2_SOLAR2 | SLSTR2_2_SOLR2A | GEN | Solar Star 2 | 219 | 219 |  | Southern California Edison Company | PHOTO VOLTAIC | SUN | SP15 |  |  | CISO | SCE
Participating Unit | N | N |  | OLIVEP_1_SOLAR2 | GEN | White River West | 19.75 | 19.8 | PGAE | CED White River Solar 2, LLC | PHOTO VOLTAIC | SUN | ZP26 | 2014-10-01 |  | CISO | PGAE
Participating Unit | N | N |  | GWFPWR_1_LDCTG1 | GEN | LEAD UNIT 1 | 55.3 | 55.3 | PGAE | MRP SAN JOAQUIN ENERGY LLC | COMBUSTION TURBINE | NATURAL GAS | ZP26 | 2025-07-25 |  | CISO | PGAE
Participating Unit | Y | N |  | LASSEN_6_UNITS | GEN | Honey Lake Power | 30 | 50.4 | PGAE | HL Power Company | STEAM | BIOMASS | NP15 | 2017-06-27 |  | CISO | PGAE
Participating Unit | N | N |  | WSTWND_2_M90WD2 | GEN | Mojave 90 | 64.82 | 64.9 | SCE | Mojave 3/4/5, LLC | WIND | WIND | SP15 | 2020-06-02 |  | CISO | SCE
Participating Unit | N | Y | PGF1_2_PDRP110 | PGF1_2_PDRP110 | GEN | PGF1_2_PDRP110 | 0.99 |  | PGAE | Leapfrog Power, Inc. | OTHER | OTHER | NP15 |  |  | CISO | PGAE
Participating Unit | N | Y | HENRTA_6_ELCBX2 | HENRTA_6_ELCBX2 | GEN | Electrolyte | 99.4 |  | PGAE | Henrietta BESS LLC | OTHER | LESR | ZP26 | 2025-05-20 |  | CISO | PGAE
Participating Unit | N | N |  | CABZON_1_WINDA1 | GEN | Cabazon Wind Project | 41 | 41 | SCE | Cabazon Wind Partners, LLC | WIND | WIND | SP15 | 2002-08-31 |  | CISO | SCE
Participating Unit | N | N |  | JOANEC_2_ST3BT3 | GEN | Santa Ana Storage 3 | 40 | 40 | SCE | Johanna Energy Center, LLC | OTHER | LESR | SP15 | 2023-06-02 |  | CISO | SCE
Participating Unit | N | N |  | BERCYN_2_BCEBT1 | GEN | Bear Canyon Energy Storage | 13 | 13 | PGAE | Geysers Power Company, LLC | OTHER | LESR | NP15 | 2024-07-24 |  | CISO | PGAE
Participating Unit | N | N |  | LCKHT1_2_LH1SR1 | GEN | Lockhart Solar 1 PV | 85 | 85 | SCE | Lockhart Solar PV, LLC | PHOTO VOLTAIC | SUN | SP15 | 2023-07-18 |  | CISO | SCE
Participating Unit | N | N |  | ORMOND_7_UNIT 1 | GEN | ORMOND BEACH GEN STA. UNIT 1 | 741.27 | 750 | SCE | Ormond Beach Power, LLC | STEAM | NATURAL GAS | SP15 | 1971-01-01 |  | CISO | SCE
Participating Unit | Y | N |  | COGNAT_1_UNIT | GEN | Stockton Biomas | 45 | 45 | PGAE | DTE Stockton, LLC | STEAM | BIOMASS | NP15 | 2014-02-12 |  | CISO | PGAE
Participating Unit | N | Y | PARDEB_6_UNITS | PARDEB_6_UNITS | GEN | Pardee Power House | 30 |  | PGAE | East Bay Municipal Utility District | HYDRO | WATER | NP15 | 1930-01-01 |  | CISO | PGAE
Participating Unit | N | N |  | MCARTH_6_FRIVRB | GEN | Fall River Mills Project B | 1.5 | 1.5 | PGAE | Ignite Solar Holdings 1, LLC | PHOTO VOLTAIC | SUN | NP15 | 2014-03-05 |  | CISO | PGAE
Participating Unit | Y | Y | NHOGAN_6_UNITS | NHOGAN_6_UNITS | GEN | NEW HOGAN PH AGGREGATE | 4 |  | PGAE | Modesto Irrigation District | HYDRO | WATER | NP15 | 1986-04-15 |  | CISO | PGAE
Participating Unit | N | N |  | CASADB_1_CD4GT1 | GEN | Casa Diablo 4 | 40.7 | 40.7 | SCE | Mammoth-Pacific, L.P. | STEAM | GEOTHERMAL | SP15 | 2024-04-16 |  | CISO | SCE
Non-Participating | N | Y | PIT4_7_PL1X2 | PIT4_7_UNIT 1 | GEN | PIT PH 4 UNIT 1 | 55 | 55 |  | Pacific Gas & Electric Company | HYDRO | WATER | NP15 |  |  | CISO | PGAE
Non-Participating | N | Y | PRIMM_2_SOLAR1 | PRIMM_2_SOLRA1 | GEN | PRIMM_2_SOLRA1 | 136.5 | 136.5 |  | Silver State Solar Power South, LLC | PHOTO VOLTAIC | SUN | SP15 |  |  | CISO | SCE
Participating Unit | N | N |  | VOLTA_7_PONHY1 | GEN | Ponderosa Bailey Hydroelectric | 1.25 | 1.25 | PGAE | Snow Mountain Hydro, LLC | HYDRO | WATER | NP15 | 2020-03-20 |  | CISO | PGAE
Participating Unit | N | Y | RUSSELL_2_SOLANO1 | RUSSELL_2_SOLANO1 | GEN | Solano Renewables 1 | 229.98 |  | PGAE | Sacramento Municipal Utility District | WIND | WIND | NP15 | 2024-02-06 |  | CISO | PGAE
Participating Unit | Y | N |  | CSTRVL_7_QFUNTS | GEN | Castroville QF Aggregate | 2 | 11 | PGAE | Pacific Gas & Electric Company | OTHER | OTHER | NP15 | 2006-06-01 |  | CISO | PGAE
Participating Unit | N | N |  | LEPRFD_1_KANSAS | GEN | Kansas | 20 | 20 | PGAE | RE Kansas, LLC | PHOTO VOLTAIC | SUN | NP15 | 2014-12-18 |  | CISO | PGAE
Participating Unit | N | N |  | VICTOR_1_NUNSR4 | GEN | Nunn | 1 | 1 | SCE | TerraForm Phoenix I CD Holdings LLC | PHOTO VOLTAIC | SUN | SP15 | 2024-06-25 |  | CISO | SCE
Participating Unit | N | Y | PGSB_1_PDRP111 | PGSB_1_PDRP111 | GEN | VLTS_PDR_PGSB_05 | 3 |  | PGAE | Voltus, Inc. | OTHER | OTHER | NP15 |  |  | CISO | PGAE
Participating Unit | N | N |  | CAVLSR_2_RSOLAR | GEN | California Valley Solar Ranch-Phase A | 210 | 210 | PGAE | High Plains Ranch II, LLC | PHOTO VOLTAIC | SUN | ZP26 | 2013-11-01 |  | CISO | PGAE
Non-Participating | N | Y | HAASPH_7_PL1X2 | HAASPH_7_UNIT 2 | GEN | HAAS PH UNIT 2 | 72 | 72 |  | Pacific Gas & Electric Company | HYDRO | WATER | NP15 |  |  | CISO | PGAE
Participating Unit | N | N |  | CHILLS_7_UNITA1 | GEN | Sycamore Energy 2 | 2.25 | 2.5 | SDGE | Sycamore Energy 2 LLC |  | BIOGAS | SP15 | 2004-07-14 |  | CISO | SDGE
Participating Unit | N | N |  | WFRESN_1_SOLAR | GEN | Joya Del Sol | 1.5 | 1.5 | PGAE | GASNA 16P, LLC | PHOTO VOLTAIC | SUN | NP15 | 2012-12-21 |  | CISO | PGAE
Participating Unit | N | Y | WNDSTR_2_WIND | WNDSTR_2_WIND | GEN | Windstar | 120 |  | SCE | Windstar Energy, LLC | WIND | WIND | SP15 | 2012-01-28 |  | CISO | SCE
Participating Unit | N | N |  | AZALEA_6_AZASR1 | GEN | Azalea | 60 | 60 | PGAE | SF Azalea, LLC | PHOTO VOLTAIC | SUN | ZP26 |  |  | CISO | PGAE
Participating Unit | N | N |  | ARBWD_6_QF | GEN | Wind Resource II | 19.95 | 19.35 | SCE | CalWind Resources, Incorporated | WIND | WIND | SP15 | 2013-05-17 |  | CISO | SCE
Participating Unit | N | N |  | WSTWND_2_M89BT2 | GEN | Mojave 89 BESS 2B | 70.6 | 70.6 | SCE | Mojave 16/17/18 LLC | OTHER | LESR | SP15 | 2023-05-25 |  | CISO | SCE
Participating Unit | N | Y | SCEC_1_PDRP125 | SCEC_1_PDRP125 | GEN | SCEC_1_PDRP125 | 9.99 |  | SCE | Leapfrog Power, Inc. | OTHER | OTHER | SP15 |  |  | CISO | SCE
Participating Unit | N | Y | SCEC_1_PDRP107 | SCEC_1_PDRP107 | GEN | SCEC_1_PDRP107 | 9.99 |  | SCE | Leapfrog Power, inc. | OTHER | OTHER | SP15 |  |  | CISO | SCE
Participating Unit | N | N |  | VALTNE_2_TBBBT1 | GEN | Tropico Solar Big Beau | 58 | 58 | SCE | BigBeau Solar, LLC | OTHER | HYBD | SP15 | 2022-12-27 |  | CISO | SCE
Participating Unit | N | N |  | PROXSR_2_PROSR1 | GEN | Proxima Solar | 120 | 120 | PGAE | Proxima Solar, LLC | PHOTO VOLTAIC | SUN | NP15 | 2024-06-11 |  | CISO | PGAE
Participating Unit | N | N |  | APLHIL_1_SFKHY1 | GEN | South Fork Powerhouse | 2.68 | 2.7 | PGAE | Sacramento Municipal Utility District | HYDRO | WATER | NP15 | 2020-12-04 |  | CISO | PGAE
Participating Unit | N | N |  | DRACKR_2_SOLAR2 | GEN | Dracker Solar Unit 2 | 125 | 125 | SCE | NextEra Blythe Solar Energy Center, LLC | PHOTO VOLTAIC | SUN | SP15 | 2016-09-30 |  | CISO | SCE
Participating Unit | N | N |  | VICTOR_1_LMISR2 | GEN | Landpro Mitchell | 1.5 | 1.5 | SCE | CD US Solar PO 3, LLC | PHOTO VOLTAIC | SUN | SP15 | 2024-05-28 |  | CISO | SCE
Participating Unit | N | Y | SCEN_6_PDRP105 | SCEN_6_PDRP105 | GEN | SCEN_6_PDRP105 | 0.99 |  | SCE | Leapfrog Power, Inc. | OTHER | OTHER | SP15 |  |  | CISO | SCE
Participating Unit | N | N |  | HOOVER_2_VEAPT | TG | HOOVER VEA | 16 | 18 | SCE | MEAD230 | HYDRO | WATER | SP15 | 2023-01-25 |  | WALC | SCE
Participating Unit | N | N |  | STOREY_2_MDRCH3 | GEN | Madera Chowchilla 3 | 0.42 | 0.5 | PGAE | Madera Chowchilla Water and Power Authority | HYDRO | WATER | NP15 | 2016-08-01 |  | CISO | PGAE
Participating Unit | Y | N |  | TANHIL_6_SOLART | GEN | Berry Cogen 18 | 17 | 17 | PGAE | Berry Petroleum Company | FTUR | NATURAL GAS | ZP26 | 1986-01-01 |  | CISO | PGAE
Participating Unit | N | N |  | PRCTVY_1_MIGBT1 | GEN | Miguel BESS | 2 | 2 | SDGE | San Diego Gas and Electric | OTHER | LESR | SP15 | 2018-12-12 |  | CISO | SDGE
Non-Participating | N | Y | LMEC_1_PL1X3 | LMEC_1_CTG2 | GEN | LOS MEDANOS CTG UNIT 2 | 172 | 172 |  | Los Medanos Energy Center, LLC | COMBUSTION TURBINE | NATURAL GAS | NP15 |  |  | CISO | PGAE
Participating Unit | N | N |  | LMBEPK_2_UNITA1 | GEN | Lambie Energy Center, Unit #1 | 47.5 | 49.9 | PGAE | Gilroy Energy Center, LLC | COMBUSTION TURBINE | NATURAL GAS | NP15 | 2003-01-06 |  | CISO | PGAE
Non-Participating | N | Y | BUCKCK_7_PL1X2 | BUCKCK_7_UNIT 1 | GEN | Bucks Creek Unit #1 | 33 | 33 |  | Pacific Gas & Electric Company | HYDRO | WATER | NP15 |  |  | CISO | PGAE
Participating Unit | N | N |  | RTREE_2_WIND1 | GEN | Rising Tree 1 | 79.2 | 79.2 | SCE | Rising Tree Wind Farm LLC | WIND | WIND | SP15 | 2015-01-12 |  | CISO | SCE
Participating Unit | N | N |  | TIFFNY_1_DILLON | GEN | TIFFNY_1_DILLON | 45 | 45 | SCE | Dillion Wind LLC | WIND | WIND | SP15 | 2008-04-18 |  | CISO | SCE
Participating Unit | N | N |  | GATES_2_SOLAR | GEN | Gates Solar Station | 20 | 20 | PGAE | Pacific Gas & Electric Company | PHOTO VOLTAIC | SUN | ZP26 | 2013-06-24 |  | CISO | PGAE
Non-Participating | N | Y | TWINKL_2_ASCSRA | TWINKL_2_ASCSR1 | GEN | Aratina Solar Center 1 | 80 | 80 |  | 64NB 8me LLC | PHOTO VOLTAIC | SUN | SP15 |  |  | CISO
Participating Unit | N | Y | SOLBLU_2_WSBBX2 | SOLBLU_2_WSBBX2 | GEN | Westlands Solar Blue BESS | 225 |  | PGAE | Westlands Solar Blue (OZ) Owner, LLC | OTHER | LESR | ZP26 | 2023-12-13 |  | CISO | PGAE
Participating Unit | N | N |  | WSTWND_2_SBSBT2 | GEN | Sagebrush Solar 2 ESS 40 | 40 | 40 | SCE | Sagebrush ESS II, LLC | OTHER | LESR | SP15 | 2024-09-16 |  | CISO | SCE
Participating Unit | N | Y | BUCKCK_7_PL1X2 | BUCKCK_7_PL1X2 | GEN | BUCKS CREEK AGGREGATE | 57.25 |  | PGAE | Pacific Gas & Electric Company | HYDRO | WATER | NP15 | 1928-01-01 |  | CISO | PGAE
Non-Participating | N | Y | FILIPPI_2_QZSSRX | FILIPPI_2_QZSSR2 | GEN | Quartzite Solar 8 | 150 | 150 | SCE | Desert Quartzite LLC | PHOTO VOLTAIC | SUN | SP15 |  |  | CISO | SCE
Participating Unit | N | N |  | OAK C_7_UNIT 1 | GEN | OAKLAND STATION C GT UNIT 1 | 55 | 55 | PGAE | Oakland Power Company LLC | COMBUSTION TURBINE | DISTILLATE | NP15 | 1978-01-01 |  | CISO | PGAE
Participating Unit | Y | N |  | PACLUM_6_UNIT | GEN | Humboldt Redwood | 28.8 | 28.8 | PGAE | Humboldt Sawmill Company, LLC | STEAM | BIOMASS | NP15 | 2017-06-01 |  | CISO | PGAE
Participating Unit | N | N |  | BRDSLD_2_SHLO3A | GEN | Shiloh III Wind Project, LLC | 102.5 | 100 | PGAE | Shiloh III Wind Project, LLC | WIND | WIND | NP15 | 2011-12-22 |  | CISO | PGAE
Participating Unit | N | N |  | DOSMGO_2_NSPIN | GEN | DOSMGO_2_NSPIN | 159 | 159 | PGAE | California Dept. of Water Resources | PUMP | WATER | NP15 | 2009-03-31 |  | CISO | CWRP
Non-Participating | N | Y | DMDVLY_1_UNITS | DMDVLY_1_GEN 4 | GEN | Diamond Valley Unit 4 | 3.3 | 3.3 |  | Metropolitan Water District of Southern California (MWD) | PUMPED STORAGE | WATER | SP15 |  |  | CISO | SCE
Participating Unit | Y | N |  | CONTRL_1_QF | GEN | CONTROL QFS | 1.05 | 41.9 | SCE | Southern California Edison Company | OTHER | OTHER | SP15 | 1982-01-01 |  | CISO | SCE
Participating Unit | N | Y | SCEW_2_PDRP100 | SCEW_2_PDRP100 | GEN | SCEW_2_PDRP100 | 2 |  | SCE | OHMCONNECT, INC. | OTHER | OTHER | SP15 |  |  | CISO | SCE
Participating Unit | N | N |  | BKRFLD_2_SOLAR1 | GEN | Bakersfield 111 | 1.38 | 1.4 | PGAE | Bakersfield 111, LLC | PHOTO VOLTAIC | SUN | ZP26 | 2015-07-28 |  | CISO | PGAE
Participating Unit | N | N |  | LITLRK_6_SOLAR3 | GEN | One Ten Partners | 2 | 2 | SCE | One Ten Partners, LLC | PHOTO VOLTAIC | SUN | SP15 | 2017-09-30 |  | CISO | SCE
Participating Unit | Y | N |  | MCCALL_1_QF | GEN | Fish Water | 0.52 | 2.5 | PGAE | Orange Cove Irrigation District | HYDRO | WATER | NP15 | 1990-01-01 |  | CISO | PGAE
Participating Unit | N | N |  | MIRLOM_2_CREST | GEN | Temescal Canyon RV | 1.5 | 1.5 | SCE | Temescal Canyon RV, LLC | PHOTO VOLTAIC | SUN | SP15 | 2020-03-25 |  | CISO | SCE
Participating Unit | N | N |  | VICTOR_1_LMASR1 | GEN | Madelyn | 1 | 1 | SCE | CD US Solar PO 3, LLC | PHOTO VOLTAIC | SUN | SP15 | 2024-06-25 |  | CISO | SCE
Participating Unit | N | N |  | BARRE_2_ALASB1 | GEN | Los Alamitos 1 | 10 | 10 | SCE | BCE Los Alamitos, LLC | OTHER | HYBD | SP15 | 2023-11-10 |  | CISO | SCE
Non-Participating | N | Y | DSRTSN_2_DS2BX2 | DSRTSN_2_DS2BT3 | GEN | Desert Sunlight PV II Storage 2 | 115 | 115 | SCE | Sunlight Storage II, LLC | OTHER | LESR | SP15 |  |  | CISO | SCE
Participating Unit | N | N |  | REDMAN_6_AVSSR1 | GEN | Antelope Valley Solar | 3 | 3 | SCE | AVS Phase 2, LLC | PHOTO VOLTAIC | SUN | SP15 | 2019-02-04 |  | CISO | SCE
Participating Unit | N | N |  | GILRPP_1_PL3X4 | GEN | GILROY ENERGY CENTER, UNIT #3 | 46.2 | 49.9 | PGAE | Gilroy Energy Center, LLC | COMBUSTION TURBINE | NATURAL GAS | NP15 | 2002-02-28 |  | CISO | PGAE
Participating Unit | N | Y | SCEC_1_PDRP151 | SCEC_1_PDRP151 | GEN | SCEC_1_PDRP151 | 0.99 |  | SCE | Leapfrog Power, Inc. | OTHER | OTHER | SP15 |  |  | CISO | SCE
Participating Unit | N | N |  | SCARLT_2_SSASR1 | GEN | Scarlet Solar CA 1A PV | 100 | 100 | PGAE | EDPR Scarlet I LLC | PHOTO VOLTAIC | SUN | NP15 | 2024-05-03 |  | CISO | PGAE
Participating Unit | N | Y | SCEC_1_PDRP153 | SCEC_1_PDRP153 | GEN | SCEC_1_PDRP153 | 0.99 |  | SCE | Leapfrog Power, Inc. | OTHER | OTHER | SP15 |  |  | CISO | SCE
Participating Unit | N | N |  | DELAMO_2_SOLAR1 | GEN | Golden Springs Building H | 1.5 | 1.5 | SCE | Golden Springs Development Co. LLC | PHOTO VOLTAIC | SUN | SP15 | 2015-04-22 |  | CISO | SCE
Non-Participating | N | Y | CRESTA_7_PL1X2 | CRESTA_7_UNIT 2 | GEN | CRESTA UNIT #2 | 35.2 | 35.2 |  | Pacific Gas & Electric Company | HYDRO | WATER | NP15 |  |  | CISO | PGAE
Participating Unit | N | N |  | BGSKYN_2_ASSR3B | GEN | Antelope Solar 3B | 5 | 5 | SCE | Antelope Expansion 3B, LLC | PHOTO VOLTAIC | SUN | SP15 | 2021-06-22 |  | CISO | SCE
Participating Unit | N | N |  | INTMNT_3_RIVERSIDE | TG | IPPDYN | 135 |  | SCE | IPP | STEAM | COAL | SP15 | 2015-04-01 |  | LADWP | SCE
Non-Participating | N | Y | DSRTSN_2_DS2X2 | DSRTSN_2_DS2BT2 | GEN | Desert Sunlight PV II Storage | 142.6 | 142.6 |  | Sunlight Storage, LLC | OTHER | LESR | SP15 |  |  | CISO | SCE
Participating Unit | Y | N |  | SEARLS_7_ARGUS | GEN | Argus Cogeneration | 19 | 62.5 | SCE | Searles Valley Minerals Inc. |  | OTHER | SP15 | 2013-11-15 |  | CISO | SCE
Participating Unit | N | N |  | WRGTSR_2_WSFSR1 | GEN | Wright Solar Freeman | 200 | 200 | PGAE | Wright Solar Park LLC | PHOTO VOLTAIC | SUN | NP15 | 2019-12-31 |  | CISO | PGAE
Participating Unit | N | Y | KRAMER_1_R1BX3 | KRAMER_1_R1BX3 | GEN | Resurgence 1 BESS | 75 |  | SCE | Resurgence Solar I, LLC | OTHER | LESR | SP15 | 2023-07-01 |  | CISO | SCE
Participating Unit | N | N |  | DEVERS_1_SOLAR2 | GEN | SEPV9 | 9 | 9 | SCE | Highlander Solar 2, LLC | PHOTO VOLTAIC | SUN | SP15 | 2013-06-01 |  | CISO | SCE
Participating Unit | N | Y | SCEW_2_PDRP171 | SCEW_2_PDRP171 | GEN | SCEW_2_PDRP171 | 0.99 |  | SCE | Leapfrog Power, Inc. | OTHER | OTHER | SP15 |  |  | CISO | SCE
Non-Participating | N | Y | BLKCRK_2_SOLAR1 | BLKCRK_2_SOLR1A | GEN | BLKCRK_2_SOLR1A | 125 | 125 |  | McCoy Solar, LLC | PHOTO VOLTAIC | SUN | SP15 |  |  | CISO | SCE
Participating Unit | N | N |  | CEDRCK_6_UNIT | GEN | Water Wheel Ranch | 0.98 | 1 | PGAE | Water Wheel Ranch | HYDRO | WATER | NP15 | 1984-03-22 |  | CISO | PGAE
Participating Unit | N | N |  | SMRCOS_6_LNDFIL | GEN | San Marcos Energy | 1.5 | 2 | SDGE | San Marcos Energy LLC | RECIPROCATING ENGINE | BIOGAS | SP15 | 2011-05-20 |  | CISO | SDGE
Participating Unit | N | N |  | ALTA3A_2_CPCE8 | GEN | Alta Wind 8 | 150 | 150 | SCE | Alta Interconnection Management II, LLC | WIND | WIND | SP15 | 2012-02-01 |  | CISO | SCE
Participating Unit | N | N |  | EDWARD_2_ES2BT3 | GEN | EdSan 2 | 151 | 151 | SCE | ES 1A Group 2 Opco, LLC | OTHER | HYBD | SP15 | 2022-04-02 |  | CISO | SCE
Participating Unit | N | N |  | MTWIND_1_MVPWD1 | GEN | Mountain View Power Project I Repower | 66.6 | 66.6 | SCE | Mountain View Power Partners, LLC | WIND | WIND | SP15 | 2022-07-26 |  | CISO | SCE
Participating Unit | N | Y | LEBECS_2_UNITS | LEBECS_2_UNITS | GEN | Pastoria Energy Facility | 799.47 |  | SCE | Pastoria Energy Facility, LLC | COMBINED CYCLE | NATURAL GAS | SP15 | 2005-05-04 |  | CISO | SCE
Participating Unit | Y | N |  | RNDMTN_2_SLSPHY1 | GEN | Silver Springs | 0.6 | 0.6 | PGAE | Mega Renewables | HYDRO | WATER | NP15 | 2017-08-10 |  | CISO | PGAE
Participating Unit | N | N |  | PLAINV_6_SOLARC | GEN | Central Antelope Dry Ranch C | 20 | 20 | SCE | Central Antelope Dry Ranch C, LLC | PHOTO VOLTAIC | SUN | SP15 | 2016-05-06 |  | CISO | SCE
Participating Unit | Y | N |  | CHEVCY_1_UNIT | GEN | CHEVRON USA (CYMRIC) | 24.3 | 24.3 | PGAE | Pacific Gas & Electric Company | COMBUSTION TURBINE | NATURAL GAS | ZP26 | 1982-10-15 |  | CISO | PGAE
Participating Unit | N | Y | SDG1_1_PDRP100 | SDG1_1_PDRP100 | GEN | SDG1_1_PDRP100 | 0.99 |  | SDGE | Leapfrog Power, Inc. | OTHER | OTHER | SP15 |  |  | CISO | SDGE
Participating Unit | N | N |  | CAYTNO_2_VASCO | GEN | Vasco Road | 4.3 | 4.3 | PGAE | Ameresco Vasco Road LLC | RECIPROCATING ENGINE | BIOGAS | NP15 | 2014-02-05 |  | CISO | PGAE
Participating Unit | Y | N |  | GARNET_2_WIND1 | GEN | Phoenix | 11.2 | 11.2 | SCE | Coachella Wind Holdings, LLC | WIND | WIND | SP15 | 2015-01-26 |  | CISO | SCE
Participating Unit | N | N |  | GRNLF2_1_UNIT | GEN | GREENLEAF II COGEN | 49.2 | 63.8 | PGAE | Greenleaf Energy Unit 2 LLC | COMBUSTION TURBINE | NATURAL GAS | NP15 | 2020-06-01 |  | CISO | PGAE
Participating Unit | N | N |  | VOYAGR_2_VOAWD5 | GEN | Voyager Wind Oasis Alta | 13.98 | 14 | SCE | Alta Interconnection Management III, LLC | WIND | WIND | SP15 | 2021-04-26 |  | CISO | SCE
Non-Participating |  | Y | CALGEN_1_UNITS | CALGEN_1_UNIT 1 | GEN | CALGEN_1_UNIT 1 | 32.2 | 32.2 |  |  |  |  | SP15 |  |  | CISO | SCE
Participating Unit | N | N |  | SLATE_2_SLASR2 | GEN | SLATE_2 | 93 | 93 | PGAE | RE Slate 1 LLC | OTHER | HYBD | NP15 | 2022-03-15 |  | CISO | PGAE
Non-Participating | N | Y | IVWEST_2_SOLAR1 | IVWEST_2_SOLR1A | GEN | IVWEST_2_SOLR1A | 75 | 75 |  | CSolar IV West, LLC | PHOTO VOLTAIC | SUN | SP15 |  |  | CISO | SDGE
Non-Participating | N | Y | SUNSHN_2_LNDFL | SUNSHN_2_LNDFL5 | GEN | SUNSHN_2_LNDFL5 | 4.6 | 4.6 |  | Sunshine Gas Producers, L.L.C. Unit 5 | COMBUSTION TURBINE | BIOGAS | SP15 |  |  | CISO | SCE
Participating Unit | N | N |  | VICPAS_2_SOCBT2 | GEN | Sol Catcher BESS 2 | 71 | 71 | SCE | Arica Solar, LLC | OTHER | LESR | SP15 | 2024-03-26 |  | CISO | SCE
Participating Unit | N | Y | FILIPPI_2_QZSBTX | FILIPPI_2_QZSBTX | GEN | Quartzite Solar 8 BESS | 150 |  | SCE | Desert Quartzite LLC | OTHER | LESR | SP15 | 2024-12-17 |  | CISO | SCE
Participating Unit | N | Y | SCEC_1_PDRP161 | SCEC_1_PDRP161 | GEN | SCEC_1_PDRP161 | 9.99 |  | SCE | Leapfrog Power, Inc. | OTHER | OTHER | SP15 |  |  | CISO | SCE
Participating Unit | N | N |  | PAIGES_6_SOLAR | GEN | Paige Solar | 20 | 22 | PGAE | Westside Solar, LLC | PHOTO VOLTAIC | SUN | NP15 | 2017-03-09 |  | CISO | PGAE
Participating Unit | N | N |  | VICTOR_1_SOLAR1 | GEN | Victor Phelan Solar One | 17.5 | 17.5 | SCE | RE Victor Phelan Solar One LLC | PHOTO VOLTAIC | SUN | SP15 | 2013-11-18 |  | CISO | SCE
Participating Unit | Y | N |  | MALCHQ_7_UNIT 1 | GEN | MALACHA HYDRO L.P. | 32.5 | 32.5 | PGAE | Pacific Gas & Electric Company | HYDRO | WATER | NP15 | 1988-12-07 |  | CISO | PGAE
Participating Unit | N | N |  | STRAUS_1_STRWD1 | GEN | Strauss Wind, LLC | 95.25 | 99 | PGAE | Strauss Wind, LLC | WIND | WIND | ZP26 | 2023-12-20 |  | CISO | PGAE
Participating Unit | N | Y | SCEC_1_PDRP152 | SCEC_1_PDRP152 | GEN | SCEC_1_PDRP152 | 0.99 |  | SCE | Leapfrog Power, Inc. | OTHER | OTHER | SP15 |  |  | CISO | SCE
Participating Unit | N | N |  | GLNARM_7_UNIT 2 | GEN | GLEN ARM UNIT 2 | 22.38 | 30.6 | SCE | City of Pasadena | COMBUSTION TURBINE | NATURAL GAS | SP15 | 1976-01-01 |  | CISO | PASA
Participating Unit | N | N |  | DRACKR_2_SOLAR1 | GEN | Dracker Solar Unit 1 | 110 | 110 | SCE | NextEra Blythe Solar Energy Center, LLC | PHOTO VOLTAIC | SUN | SP15 | 2016-03-07 |  | CISO | SCE
Participating Unit | N | N |  | TKOPWR_6_HYDRO | GEN | Bear Creek Hydroelectric Project | 2.83 | 3.2 | PGAE | Enel Green Power North America, Inc. | HYDRO | WATER | NP15 | 2016-04-27 |  | CISO | PGAE
Participating Unit | N | N |  | GOLETA_2_GE2BT3 | GEN | Goleta Energy Storage | 60 | 60 | SCE | GOLETA ENERGY STORAGE, LLC | OTHER | LESR | SP15 | 2024-01-06 |  | CISO | SCE
Non-Participating | N | Y | METEC_2_PL1X3 | METEC_7_STG3 | GEN | Metcalf Energy Center Unit 3 | 231 | 231 |  | Metcalf Energy Center, LLC | STEAM | HEAT RECOVERY | NP15 |  |  | CISO | PGAE
Non-Participating | N | Y | BIGCRK_2_EXESWD | BGCRK3_7_UNIT 4 | GEN | BIG CREEK PH 3 UNIT 4 | 36 | 36 |  | Southern California Edison Company | HYDRO | WATER | SP15 |  |  | CISO | SCE
Participating Unit | N | N |  | ESTWND_2_OPPWD1 | GEN | Oasis Power Plant Eastwind | 57.14 | 57.2 | SCE | Oasis Power Partners, LLC | WIND | WIND | SP15 | 2021-10-12 |  | CISO | SCE
Participating Unit | N | Y | SCEC_1_PDRP163 | SCEC_1_PDRP163 | GEN | SCEC_1_PDRP163 | 9.99 |  | SCE | Leapfrog Power, Inc. | OTHER | OTHER | SP15 |  |  | CISO | SCE
Participating Unit | N | N |  | ETIWND_2_FONTNA | GEN | FONTANALYTLE CREEK POWERHOUSE P | 2.56 | 2.6 | SCE | Southern California Edison Company | HYDRO | WATER | SP15 | 1904-01-01 |  | CISO | SCE
Participating Unit | N | N |  | GRADYW_5_GDYWD1 | TG | Grady Wind | 200 | 220.5 | SCE | WILLOWBEACH | WIND | WIND | SP15 | 2019-08-01 |  | AZPS | SCE
Participating Unit | Y | N |  | CRESSY_1_PARKER | GEN | PARKER POWERHOUSE | 2.83 | 3.8 | PGAE | Merced Irrigation District | HYDRO | WATER | NP15 | 1981-09-23 |  | CISO | PGAE
Participating Unit | N | N |  | OASIS_6_AR8SR1 | GEN | Arrache 8083 I | 1.5 | 1.5 | SCE | TerraForm Phoenix I CD Holdings, LLC | PHOTO VOLTAIC | SUN | SP15 | 2023-06-28 |  | CISO | SCE
Participating Unit | N | N |  | VICPAS_2_SOCSR2 | GEN | Sol Catcher BESS PV2 | 93.5 | 93.5 | SCE | Arica Solar, LLC | PHOTO VOLTAIC | SUN | SP15 | 2024-04-02 |  | CISO | SCE
Participating Unit | N | N |  | MAGUND_1_BKSSR2 | GEN | Bakersfield Solar 1 | 5.25 | 5.3 | PGAE | Bakersfield PV 1, LLC | PHOTO VOLTAIC | SUN | ZP26 | 2017-12-26 |  | CISO | PGAE
Non-Participating | N | Y | SUNRIS_2_PL1X3 | SUNRIS_2_UNIT 2 | GEN | Sunrise Power Project Unit 2 | 164 | 164 |  | Sunrise Power Company | COMBUSTION TURBINE | NATURAL GAS | ZP26 |  |  | CISO | PGAE
Participating Unit | N | Y | LODIEC_2_PL1X2 | LODIEC_2_PL1X2 | GEN | Lodi Energy Center | 302.58 |  | PGAE | Northern California Power Agency - Lodi Energy Center | COMBINED CYCLE | NATURAL GAS | NP15 | 2012-11-27 |  | CISO | PGAE
Participating Unit | N | N |  | RTEDDY_2_SPASR4 | GEN | Rosamond West Solar Palo Alto | 26 | 26 | SCE | Golden Fields Solar III, LLC | PHOTO VOLTAIC | SUN | SP15 | 2020-12-21 |  | CISO | SCE
Participating Unit | N | N |  | SLRMS3_2_SRMSR1 | GEN | SILVER RIDGE MOUNT SIGNAL 3 | 250 | 250 | SDGE | IMPERIAL VALLEY SOLAR 3, LLC | PHOTO VOLTAIC | SUN | SP15 | 2019-12-06 |  | CISO | SDGE
Participating Unit | N | N |  | RTEDDY_2_RWSBT2 | GEN | Rosamond West Solar Central BESS A2 | 30 | 30 | SCE | Golden Fields Solar III, LLC | OTHER | LESR | SP15 | 2024-05-02 |  | CISO | SCE
Participating Unit | Y | N |  | MLPTAS_7_QFUNTS | GEN | MLPTAS_7_QFUNTS | 1 | 2 | PGAE | Pacific Gas & Electric Company | OTHER | OTHER | NP15 | 2009-03-31 |  | CISO | PGAE
Non-Participating | N | Y | DMDVLY_1_UNITS | DMDVLY_1_GEN 9 | GEN | Diamond Valley Unit 9 | 3.3 | 3.3 |  | Metropolitan Water District of Southern California (MWD) | PUMPED STORAGE | WATER | SP15 |  |  | CISO | SCE
Non-Participating | N | Y | ELSEGN_2_UN1011 | ELSEGN_2_UNIT10 | GEN | El Segundo Energy Center Unit 6 | 90.5 | 90.5 |  | El Segundo Energy Center LLC | COMBINED CYCLE | NATURAL GAS | SP15 |  |  | CISO | SCE
Non-Participating | N | Y | MONTPH_7_UNITS | MONTPH_7_UNIT 1 | GEN | MONTICELLO Unit 1 | 5.7 | 5.7 |  |  |  |  | NP15 |  |  | CISO | PGAE
Participating Unit | N | Y | MRCHNT_2_PL1X3 | MRCHNT_2_PL1X3 | GEN | Desert Star Energy Center | 494.58 |  | SCE | San Diego Gas & Electric Company | COMBINED CYCLE | NATURAL GAS | SP15 | 2012-06-18 |  | CISO | SCE
Participating Unit | N | Y | ELSEGN_2_UN1011 | ELSEGN_2_UN1011 | GEN | El Segundo Energy Center 5/6 | 274.31 |  | SCE | El Segundo Energy Center LLC | COMBINED CYCLE | NATURAL GAS | SP15 | 2013-06-29 |  | CISO | SCE
Participating Unit | N | Y | PNCHEG_2_PL1X4 | PNCHEG_2_PL1X4 | GEN | PANOCHE ENERGY CENTER (Aggregated) | 417 |  | PGAE | PANOCHE ENERGY CENTER | COMBUSTION TURBINE | NATURAL GAS | NP15 | 2009-05-27 |  | CISO | PGAE
Non-Participating | N | Y | BELLEF_2_BSFBX3 | BELLEF_2_BSFBT1 | GEN | Bellefield Solar Farm BESS | 100 | 100 | SCE | 50LW 8me LLC | OTHER | LESR | SP15 |  |  | CISO | SCE
Participating Unit | N | N |  | COLEMN_2_UNIT | GEN | Coleman | 13 | 13 | PGAE | Pacific Gas & Electric Company | HYDRO | WATER | NP15 | 1979-01-01 |  | CISO | PGAE
Participating Unit | N | N |  | STANTN_2_STAGT1 | GEN | Stanton 1 | 49.65 | 50 | SCE | STANTON ENERGY RELIABILITY CENTER, LLC | OTHER | NATURAL GAS | SP15 | 2020-05-20 |  | CISO | SCE
Participating Unit | N | N |  | ESCNDO_6_UNITB1 | GEN | CalPeak Power Enterprise Unit 1 | 50.96 | 52 | SDGE | CalPeak Power - Enterprise LLC | COMBUSTION TURBINE | NATURAL GAS | SP15 | 2001-10-23 |  | CISO | SDGE
Participating Unit | N | N |  | IVANPA_1_UNIT3 | GEN | Ivanpah 3 | 133 | 133.4 | SCE | Solar Partners VIII, LLC | STEAM | SUN | SP15 | 2013-12-26 |  | CISO | SCE
Participating Unit | N | Y | MANZNA_2_WIND | MANZNA_2_WIND | GEN | Manzana Wind | 189 |  | SCE | Manzana Wind | WIND | WIND | SP15 | 2012-12-20 |  | CISO | SCE
Participating Unit | N | N |  | SIGHEB_6_HE2SCEDYN | TG | Heber 2 | 28 |  | SCE | MIR2 | COMBUSTION TURBINE | GEOTHERMAL | SP15 | 2022-12-20 |  | IID | SCE
Participating Unit | N | N |  | DRUM_7_UNIT 5 | GEN | DRUM PH 2 UNIT 5 | 50 | 50 | PGAE | Pacific Gas & Electric Company | HYDRO | WATER | NP15 | 1965-01-01 |  | CISO | PGAE
Participating Unit | N | N |  | RVSIDE_2_RERCU4 | GEN | Riverside Energy Res. Ctr Unit 4 | 49 | 71.2 | SCE | City of Riverside (MSSA) | COMBUSTION TURBINE | NATURAL GAS | SP15 | 2011-04-01 |  | CISO | RVSD
Non-Participating | N | Y | ELSEGN_2_UN1011 | ELSEGN_2_UNIT11 | GEN | El Segundo Energy Center Unit 5 | 228 | 228 |  | El Segundo Energy Center LLC | COMBINED CYCLE | NATURAL GAS | SP15 |  |  | CISO | SCE
Participating Unit | N | N |  | BIGCRK_7_MAMRES | GEN | MAMMOTH POOL RESERVOIR (FISHWATER | 1.25 | 1.3 | SCE | Southern California Edison Company | HYDRO | WATER | SP15 | 2009-03-31 |  | CISO | SCE
Participating Unit | Y | N |  | WALNUT_7_WCOVST | GEN | MM West Covina - ST Unit | 6.5 | 6.5 | SCE | MM West Covina LLC | STEAM | BIOGAS | SP15 | 1996-10-05 |  | CISO | SCE
Participating Unit | N | Y | DSRTSN_2_DS2BX2 | DSRTSN_2_DS2BX2 | GEN | Desert Sunlight PV II Storage 2 | 230 |  | SCE | Sunlight Storage II, LLC | OTHER | LESR | SP15 | 2024-04-09 |  | CISO | SCE
Participating Unit | N | N |  | VISTRA_5_PLABT4 | GEN | Plano Storage 4 | 74.6 | 74.6 | PGAE | Moss Landing Energy Storage 3, LLC | OTHER | LESR | NP15 | 2023-06-02 |  | CISO | PGAE
Participating Unit | Y | N |  | SAUGUS_7_CHIQCN | GEN | Chiquita Canyon Landfill Fac | 8 | 9.2 | SCE | Ameresco Chiquita Energy, LLC | COMBUSTION TURBINE | BIOGAS | SP15 | 2010-11-23 |  | CISO | SCE
Participating Unit | N | N |  | ROSMDW_2_WIND1 | GEN | Pacific Wind - Phase 1 | 140 | 141.3 | SCE | Pacific Wind, LLC | WIND | WIND | SP15 | 2012-07-20 |  | CISO | SCE
Participating Unit | N | N |  | BORDER_6_UNITA1 | GEN | CalPeak Power Border Unit 1 | 51.25 | 52 | SDGE | CalPeak Power - Border LLC | COMBUSTION TURBINE | NATURAL GAS | SP15 | 2001-10-26 |  | CISO | SDGE
Non-Participating | N | Y | PARDEB_6_UNITS | PARDEB_2_UNIT 1 | GEN | PARDEE HYDRO UNIT 1 | 10 | 10 |  | East Bay Municipal Utility District | HYDRO | WATER | NP15 |  |  | CISO | PGAE
Participating Unit | N | N |  | COPMT2_2_SOLAR2 | GEN | CMS2 | 155 | 155 | SCE | Copper Mountain Solar 2, LLC | PHOTO VOLTAIC | SUN | SP15 | 2012-06-27 |  | CISO | SCE
Participating Unit | N | N |  | HINSON_6_LBECH2 | GEN | Long Beach Unit 2 | 63 | 70 | SCE | Long Beach Generation LLC | FTUR | NATURAL GAS | SP15 | 2007-08-01 |  | CISO | SCE
Non-Participating | N | Y | BGROCK_2_BRFBX2 | BGROCK_2_BRFBT2 | GEN | Big Rock Solar Farm | 100 | 100 | SDGE | Big Rock ESS Assets, LLC. | OTHER | LESR | SP15 |  |  | CISO | SDGE
Participating Unit | N | N |  | LITLRK_6_SOLAR2 | GEN | Palmdale 18 | 2 | 2 | SCE | SEPV18, LLC | PHOTO VOLTAIC | SUN | SP15 | 2016-01-13 |  | CISO | SCE
Participating Unit | N | Y | BLKCRK_2_GMCBT1 | BLKCRK_2_GMCBT1 | GEN | Genesis McCoy Bess | 230 | 230 | SCE | NextEra Desert Center Blythe, LLC | OTHER | LESR | SP15 | 2021-06-30 |  | CISO | SCE
Non-Participating | N | Y | MDFKRL_2_PROJCT | RALSTN_7_UNIT 1 | GEN | RALSTON UNIT 1 | 86 | 86 |  | Pacific Gas & Electric Company | HYDRO | WATER | NP15 |  |  | CISO | PGAE
Non-Participating | N | Y | ONLLPP_6_UNITS | ONLLPP_6_UNIT 5 | GEN | O'NEILL PUMP-GEN UNIT 5 | 4.2 | 4.2 |  |  | HYDRO | WATER | NP15 |  |  | CISO | PGAE
Participating Unit | N | N |  | BLVRDE_6_BLVBT1 | GEN | Boulevard Energy Storage | 10 | 10 | SDGE | San Diego Gas & Electric Company | OTHER | LESR | SP15 | 2024-05-21 |  | CISO | SDGE
Non-Participating | N | Y | OBERON_5_O2BBX2 | OBERON_5_O2BBT3 | GEN | Oberon 2 BESS | 62.5 | 62.5 | SCE | IP Oberon BESS, LLC | OTHER | LESR | SP15 |  |  | CISO | SCE
Participating Unit | N | N |  | VLCNTR_6_VCEBT2 | GEN | Valley Center Energy Storage B | 85 | 85 | SDGE | Valley Center ESS, LLC | OTHER | LESR | SP15 | 2021-12-16 |  | CISO | SDGE
Participating Unit | N | N |  | NCPA_7_GP1UN1 | GEN | NCPA GEO PLANT 1 UNIT 1 | 38.85 | 55 | PGAE | NCPA (MSS Agreement - S14) | STEAM | GEOTHERMAL | NP15 | 1983-01-01 |  | CISO | NCPA
Participating Unit | N | N |  | SRAPTA_5_DECBT1 | GEN | Dateland Energy Complex Sierra | 112.5 | 113 | SDGE | Sierra Pinta Energy Storage, LLC | OTHER | LESR | SP15 |  |  | CISO | SDGE
Non-Participating | N | Y | DSRTSL_2_SOLAR1 | DSRTSL_2_SOLR1A | GEN | DSRTSL_2_SOLR1A | 148.1 | 148.1 |  | Desert Stateline, LLC | PHOTO VOLTAIC | SUN | SP15 |  |  | CISO | SCE
Participating Unit | N | N |  | VALLEY_5_PERRIS | GEN | MWD Perris Hydroelectric Recovery Plant | 7.94 | 7.9 | SCE | Metropolitan Water District of Southern California | HYDRO | WATER | SP15 | 1983-01-01 |  | CISO | SCE
Participating Unit | N | N |  | VIKING_2_VSHSB1 | TG | Vikings Solar BESS Hybrid Project | 150 | 150 | SCE | MIR2 | OTHER | HYBD | SP15 | 2024-06-08 |  | IID | SCE
Non-Participating | N | Y | STANTN_2_SBEBX2 | STANTN_2_SBEBT4 | GEN | Stanton Battery Energy Storage | 34.4 | 34.4 | SCE | Stanton Energy Holdco, LLC | OTHER | LESR | SP15 |  |  | CISO | SCE
Non-Participating |  | Y | SANTFG_7_UNITS | SANTFG_7_UNIT 2 | GEN | SANTFG_7_UNIT 2 | 46 | 46 |  |  |  |  | NP15 |  |  | CISO | PGAE
Participating Unit | N | N |  | ANZA_6_SOLAR1 | TG | Seville Solar One | 20 | 20 | SDGE | IVLY2 | PHOTO VOLTAIC | SUN | SP15 | 2015-12-30 |  | IID | SDGE
Participating Unit | N | N |  | MELRSE_6_MELBT1 | GEN | Melrose BESS 1 | 10 | 10 | SDGE | San Diego Gas & Electric Company | OTHER | LESR | SP15 | 2024-03-15 |  | CISO | SDGE
Participating Unit | N | N |  | NCPA_7_GP1UN2 | GEN | NCPA GEO PLANT 1 UNIT 2 | 50 | 55 | PGAE | NCPA (MSS Agreement - S14) | STEAM | GEOTHERMAL | NP15 | 1983-01-01 |  | CISO | NCPA
Participating Unit | N | N |  | DUTCH2_7_UNIT 1 | GEN | DUTCH FLAT 2 PH | 26 | 26 | PGAE | Nevada Irrigation District | HYDRO | WATER | NP15 | 1965-01-01 |  | CISO | PGAE
Non-Participating | N | Y | AGRICO_7_UNIT | AGRICO_6_FEGBT1 | GEN | Fresno EGT | 50.6 | 50.6 | PGAE | FRESNO COGENERATION PARTNERS | OTHER | LESR | NP15 |  |  | CISO | PGAE
Participating Unit | Y | N |  | NZWIND_6_WDSTR3 | GEN | Windstream 6041 | 6 | 6 | SCE | Windstream Operations, LLC | WIND | WIND | SP15 | 2014-11-30 |  | CISO | SCE
Participating Unit | N | Y | PGF1_2_PDRP111 | PGF1_2_PDRP111 | GEN | VLTS_PDR_PGF1_03 | 9.9 |  | PGAE | Voltus, Inc. | OTHER | OTHER | NP15 |  |  | CISO | PGAE
Participating Unit | N | N |  | ORLND_6_SOLAR1 | GEN | Enerparc California 2 | 1.5 | 1.5 | PGAE | Adapture CA2, LLC | PHOTO VOLTAIC | SUN | NP15 | 2016-03-23 |  | CISO | PGAE
Participating Unit | N | N |  | GEYS16_7_UNIT16 | GEN | GEYSERS UNIT 16 (HEALDSBURG) | 63 | 119.9 | PGAE | Geysers Power Company, LLC | STEAM | GEOTHERMAL | NP15 | 1985-01-01 |  | CISO | PGAE
Participating Unit | N | N |  | SYCAMR_2_UNIT 3 | GEN | Sycamore Cogeneration Unit 3 | 74 | 90 | SCE | Chevron Power Holdings | FTUR | NATURAL GAS | SP15 | 1987-01-01 |  | CISO | SCE
Participating Unit | N | N |  | ARCATA_6_FCPSB1 | GEN | Foster Clean Power A | 3 | 3 | PGAE | Foster Clean Power A LLC | OTHER | HYBD | NP15 |  |  | CISO | PGAE
Participating Unit | N | Y | SCEN_6_PDRP113 | SCEN_6_PDRP113 | GEN | CBP-3-N | 0.31 |  | SCE | Southern California Edison | OTHER | OTHER | SP15 |  |  | CISO | SCE
Participating Unit | N | N |  | GOLETA_2_VALBT1 | GEN | Vallecito Energy Storage | 10 | 10 | SCE | ORNI 34 LLC | OTHER | LESR | SP15 | 2021-02-04 |  | CISO | SCE
Participating Unit | N | N |  | NAROW2_2_UNIT | GEN | Narrows Powerhouse Unit 2 | 55 | 55 | PGAE | Yuba County Water Agency | HYDRO | WATER | NP15 | 1969-01-01 |  | CISO | PGAE
Participating Unit | N | N |  | MAGUND_1_BKISR1 | GEN | Bakersfield Industrial 1 | 1 | 1 | PGAE | Bakersfield Industrial PV 1, LLC | PHOTO VOLTAIC | SUN | ZP26 | 2017-12-27 |  | CISO | PGAE
Participating Unit | N | Y | SCEC_1_PDRP120 | SCEC_1_PDRP120 | GEN | SCEC_1_PDRP120 | 0.99 |  | SCE | Leapfrog Power, Inc. | OTHER | OTHER | SP15 |  |  | CISO | SCE
Non-Participating | N | Y | SANITR_6_UNITS | SANITR_6_STG4 | GEN | LACSD CARSON WATER POLLUTION STG4 | 5.5 | 5.5 |  | County Sanitation District No. 2 of Los Angeles County | STEAM | HEAT RECOVERY | SP15 |  |  | CISO | SCE
Non-Participating | N | Y | BLKCRK_2_GMCBT1 | BLKCRK_2_GMBT1A | GEN | Genesis McCoy Bess | 115 | 115 |  | NextEra Desert Center Blythe, LLC | OTHER | LESR | SP15 |  |  | CISO | SCE
Participating Unit | N | Y | SCEN_6_PDRP106 | SCEN_6_PDRP106 | GEN | SCEN_6_PDRP106 | 0.99 |  | SCE | Leapfrog Power, Inc. | OTHER | OTHER | SP15 |  |  | CISO | SCE
Non-Participating | N | Y | SANITR_6_UNITS | SANITR_6_CTG3 | GEN | LACSD CARSON WATER POLLUTION CTG3 | 10 | 10 |  | County Sanitation District No. 2 of Los Angeles County | COMBUSTION TURBINE | BIOGAS | SP15 |  |  | CISO | SCE
Participating Unit | N | N |  | MAGNLA_6_ANAHEIM | TG | Magnolia Power Plant Anaheim | 115 |  | SCE | LUGO | COMBINED CYCLE | NATURAL GAS | SP15 | 2020-01-15 |  | LADWP | SCE
Participating Unit | N | Y | SCEC_1_PDRP111 | SCEC_1_PDRP111 | GEN | SCEC_1_PDRP111 | 0.99 |  | SCE | Leapfrog Power, inc. | OTHER | OTHER | SP15 |  |  | CISO | SCE
Participating Unit | N | N |  | GEYS13_7_UNIT13 | GEN | GEYSERS UNIT 13 (HEALDSBURG) | 73 | 102 | PGAE | Geysers Power Company, LLC | STEAM | GEOTHERMAL | NP15 | 1980-01-01 |  | CISO | PGAE
Non-Participating | N | Y | SALTSP_7_UNITS | SALTSP_7_UNIT 1 | GEN | Salt Springs Unit 1 | 12 | 12 |  | Pacific Gas & Electric Company | HYDRO | WATER | NP15 |  |  | CISO | PGAE
Participating Unit | N | N |  | ALMASL_2_GS4SR4 | GEN | Almasol Generating Station 4 | 100 | 100 | SCE | Maverick Solar 4, LLC | PHOTO VOLTAIC | SUN | SP15 | 2020-12-11 |  | CISO | SCE
Participating Unit | N | Y | SCEW_2_PDRP123 | SCEW_2_PDRP123 | GEN | SCEW_2_PDRP123 | 9.99 |  | SCE | Leapfrog Power, Inc. | OTHER | OTHER | SP15 |  |  | CISO | SCE
Participating Unit | N | N |  | PIT7_7_UNIT 1 | GEN | PIT PH 7 UNIT 1 | 55.7 | 55.7 | PGAE | Pacific Gas & Electric Company | HYDRO | WATER | NP15 | 1965-01-01 |  | CISO | PGAE
Participating Unit | N | N |  | WHITEW_5_WWRSR1 | GEN | White Wing Ranch Solar | 179 | 179 | SDGE | White Wing Ranch North, LLC | PHOTO VOLTAIC | SUN | SP15 | 2024-10-23 |  | CISO | SDGE
Participating Unit | N | N |  | OASIS_6_MA4SR1 | GEN | Ma 4035 | 1.5 | 1.5 | SCE | TerraForm Phoenix I CD Holdings, LLC | PHOTO VOLTAIC | SUN | SP15 | 2024-05-20 |  | CISO | SCE
Non-Participating |  | Y | DSRTSN_2_SOLAR2 | DSRTSN_2_SOLR2B | GEN | Desert Sunlight 250 | 129.8 | 129.8 |  | Desert Sunlight Holdings, LLC | PHOTO VOLTAIC | SUN | SP15 |  |  | CISO | SCE
Participating Unit | N | Y | SCEW_2_PDRP104 | SCEW_2_PDRP104 | GEN | SCEW_2_PDRP104 | 2 |  | SCE | OHMCONNECT, INC. | OTHER | OTHER | SP15 |  |  | CISO | SCE
Participating Unit | N | N |  | LAMONT_1_SOLAR5 | GEN | Redcrest Solar Farm | 16.66 | 20 | PGAE | 67RK 8me, LLC | PHOTO VOLTAIC | SUN | ZP26 | 2015-10-30 |  | CISO | PGAE
Participating Unit | Y | N |  | OILFLD_7_QFUNTS | GEN | Nacimiento Hydroelectric Plant | 3.8 | 4.4 | PGAE | Monterey County Water Resources Agency | HYDRO | WATER | NP15 | 2013-09-16 |  | CISO | PGAE
Participating Unit | N | Y | CENTPD_2_BMSSX2 | CENTPD_2_BMSSX2 | GEN | Blythe Mesa Solar | 223.6 | 223.6 | SCE | Blythe Mesa Solar II, LLC | PHOTO VOLTAIC | SUN | SP15 | 2022-12-21 |  | CISO | SCE
Participating Unit | N | N |  | CEDUCR_2_SOLAR3 | GEN | Ducor Solar 3 | 15 | 15 | SCE | CED Ducor Solar 3, LLC | PHOTO VOLTAIC | SUN | SP15 | 2016-12-23 |  | CISO | SCE
Non-Participating | N | Y | METEC_2_PL1X3 | METEC_7_CTG2 | GEN | Metcalf Energy Center Unit 2 | 193 | 193 |  | Metcalf Energy Center, LLC | COMBUSTION TURBINE | NATURAL GAS | NP15 |  |  | CISO | PGAE
Non-Participating | N | Y | PNCHEG_2_PL1X4 | PNCHEG_2_CTG4 | GEN | PANOCHE ENERGY CENTER (CTG4) | 104.25 | 104.25 |  | PANOCHE ENERGY CENTER | COMBUSTION TURBINE | NATURAL GAS | NP15 |  |  | CISO | PGAE
Participating Unit | N | N |  | HENRTA_6_SOLAR1 | GEN | Lemoore 1 | 1.5 | 1.5 | PGAE | Lemoore PV 1 LLC | PHOTO VOLTAIC | SUN | NP15 | 2016-01-29 |  | CISO | PGAE
Participating Unit | N | N |  | RDWAY_1_CREST | GEN | CREST Contracts | 4.5 | 8.5 | SCE | Southern California Edison Company | PHOTO VOLTAIC | SUN | SP15 | 2016-09-14 |  | CISO | SCE
Participating Unit | N | N |  | SHUTLE_6_RUISR1 | GEN | Rutan 1 | 1.5 | 1.5 | SCE | TerraForm Phoenix I CD Holdings LLC | PHOTO VOLTAIC | SUN | SP15 | 2024-04-29 |  | CISO | SCE
Participating Unit | N | Y | PGSB_1_PDRP106 | PGSB_1_PDRP106 | GEN | ART PGSB_1_PDRP106 | 2.91 |  | PGAE | Pacific Gas & Electric Company | OTHER | OTHER | NP15 |  |  | CISO | PGAE
Participating Unit | N | N |  | BIGSKY_2_SOLAR2 | GEN | Big Sky Solar 4 | 40 | 40 | SCE | Elevation Solar C LLC | PHOTO VOLTAIC | SUN | SP15 | 2016-12-03 |  | CISO | SCE
Participating Unit | N | N |  | ESCNDO_6_EB1BT1 | GEN | Escondido BESS 1 | 10 | 10 | SDGE | San Diego Gas & Electric | OTHER | LESR | SP15 | 2017-03-06 |  | CISO | SDGE
Participating Unit | N | N |  | BISHOP_1_UNITS | GEN | BISHOP CREEK PLANT 3 AND 4 | 15.8 | 15.8 | SCE | Southern California Edison Company | HYDRO | WATER | SP15 | 1905-01-01 |  | CISO | SCE
Participating Unit | N | Y | DRUM_7_PL1X2 | DRUM_7_PL1X2 | GEN | Drum PH 1 Units 1 & 2 Aggregate | 26 |  | PGAE | Pacific Gas & Electric Company | HYDRO | WATER | NP15 | 1913-01-01 |  | CISO | PGAE
Participating Unit | N | Y | TIGRCK_7_UNITS | TIGRCK_7_UNITS | GEN | TIGER CREEK HYDRO AGGREGATE | 62 |  | PGAE | Pacific Gas & Electric Company | HYDRO | WATER | NP15 | 1931-01-01 |  | CISO | PGAE
Participating Unit | N | Y | PRIMM_2_SOLAR1 | PRIMM_2_SOLAR1 | GEN | Silver State South | 250 |  | SCE | Silver State Solar Power South, LLC | PHOTO VOLTAIC | SUN | SP15 | 2016-08-23 |  | CISO | SCE
Participating Unit | N | N |  | SANBRN_2_SS2SB4 | GEN | Sanborn Solar 2 Edwards Sanborn S4 | 36 | 36 | SCE | Edsan 1B Group 1 Edwards, LLC. | OTHER | HYBD | SP15 | 2023-07-11 |  | CISO | SCE
Participating Unit | N | N |  | DELSUR_6_HORSR1 | GEN | Horn | 1.5 | 1.5 | SCE | TerraForm Phoenix I CD Holdings, LLC | PHOTO VOLTAIC | SUN | SP15 | 2023-08-22 |  | CISO | SCE
Non-Participating | N | Y | MDFKRL_2_PROJCT | MIDFRK_7_UNIT 1 | GEN | MIDDLE FORK UNIT 1 | 65.7 | 65.7 |  | Pacific Gas & Electric Company | HYDRO | WATER | NP15 |  |  | CISO | PGAE
Participating Unit | N | N |  | LHILLS_6_SOLAR1 | GEN | Lost Hills Solar | 20 | 20 | PGAE | Lost Hills Solar, LLC | PHOTO VOLTAIC | SUN | ZP26 | 2015-04-10 |  | CISO | PGAE
Participating Unit | N | N |  | HINSON_2_WI1SR1 | GEN | Wilmington 1 | 1.8 | 1.8 | SCE | Prologis Logistics Services Incorporated | PHOTO VOLTAIC | SUN | SP15 |  |  | CISO | SCE
Non-Participating |  | Y | VERNON_6_MALBRG | VERNON_7_CTG2 | GEN | VERNON_7_CTG2 | 43.57 | 43.6 |  |  |  |  | SP15 |  |  | CISO | VERN
Non-Participating | N | Y | CARLS1_2_CARCT1 | CARLS1_2_CTG9 | GEN | CARLS1_2_CTG9 | 105.5 | 105.5 |  | San Diego Gas & Electric | COMBUSTION TURBINE | NATURAL GAS | SP15 |  |  | CISO | SDGE
Participating Unit | N | N |  | LGHTHP_2_SBDSR1 | GEN | South Bay Dis Ctr 20 | 1.32 | 1.32 | SCE | ESCA-PLD-Southbay1, LLC | PHOTO VOLTAIC | SUN | SP15 |  |  | CISO | SCE
Non-Participating | N | Y | KELSO_2_UNITS | KELSO_2_GTG7 | GEN | Mariposa Energy Project | 49.4 | 49.4 |  | Pacific Gas & Electric Company | COMBUSTION TURBINE | NATURAL GAS | NP15 |  |  | CISO | PGAE
Non-Participating | N | Y | COLUSA_2_PL1X3 | COLUSA_2_STG | GEN | Colusa Generating Station | 411 | 411 |  | Pacific Gas & Electric Company | COMBUSTION TURBINE | NATURAL GAS | NP15 |  |  | CISO | PGAE
Non-Participating | N | Y | DSRTSL_2_SOLAR1 | DSRTSL_2_SOLR1B | GEN | DSRTSL_2_SOLR1B | 148.1 | 148.1 |  | Desert Stateline, LLC | PHOTO VOLTAIC | SUN | SP15 |  |  | CISO | SCE
Non-Participating |  | Y | DSRTSN_2_SOLAR1 | DSRTSN_2_SOLR1B | GEN | Desert Sunlight 300 | 156.9 | 156.9 |  | Desert Sunlight Holdings, LLC | PHOTO VOLTAIC | SUN | SP15 |  |  | CISO | SCE
Non-Participating | N | Y | LEBECS_2_UNITS | LEBECS_7_STG3 | GEN | CC Power Block 1 STG3 | 184 | 184 |  | Pastoria Energy Facility | STEAM | NATURAL GAS | SP15 |  |  | CISO | SCE
Participating Unit | N | N |  | OLIVEP_1_SOLAR | GEN | White River Solar | 20 | 20 | PGAE | CED White River Solar, LLC | PHOTO VOLTAIC | SUN | ZP26 | 2013-06-22 |  | CISO | PGAE
Participating Unit | N | Y | GATWAY_2_PL1X3 | GATWAY_2_PL1X3 | GEN | GATEWAY GENERATING STATION | 585 |  | PGAE | Pacific Gas & Electric Company | COMBINED CYCLE | NATURAL GAS | NP15 | 2009-01-06 |  | CISO | PGAE
Participating Unit | N | N |  | INTMNT_3_CC_4_PASADENA | TG | INTMNT_PASA_UNIT4 | 29 |  | SCE | IPP | COMBINED CYCLE | NATURAL GAS | SP15 |  |  | LADWP | SCE
Participating Unit | N | N |  | SANTGO_2_LNDFL1 | GEN | Bowerman Power | 19.6 | 20 | SCE | Bowerman Power | RECIPROCATING ENGINE | BIOGAS | SP15 | 2016-04-12 |  | CISO | SCE
Participating Unit | N | N |  | YUBACT_6_UNITA1 | GEN | Yuba City Energy Center (Calpine) | 47.16 | 49.9 | PGAE | Gilroy Energy Center, LLC | COMBUSTION TURBINE | NATURAL GAS | NP15 | 2002-07-26 |  | CISO | PGAE
Participating Unit | N | N |  | PIT6_7_UNIT 1 | GEN | PIT PH 6 UNIT 1 | 39 | 39 | PGAE | Pacific Gas & Electric Company | HYDRO | WATER | NP15 | 1965-01-01 |  | CISO | PGAE
Participating Unit | N | N |  | BIGSKY_2_SOLAR1 | GEN | Antelope Big Sky Ranch | 20 | 20 | SCE | Antelope Big Sky Ranch LLC | PHOTO VOLTAIC | SUN | SP15 | 2016-08-19 |  | CISO | SCE
Non-Participating | N | Y | DMDVLY_1_UNITS | DMDVLY_1_GEN 5 | GEN | Diamond Valley Unit 5 | 3.3 | 3.3 |  | Metropolitan Water District of Southern California (MWD) | PUMPED STORAGE | WATER | SP15 |  |  | CISO | SCE
Non-Participating | N | Y | DRUM_7_PL1X2 | DRUM_7_UNIT 1 | GEN | DRUM PH 1 UNIT 1 | 13 | 13 |  | Pacific Gas & Electric Company | HYDRO | WATER | NP15 |  |  | CISO | PGAE
Non-Participating | N | Y | KRAMER_1_R2BX2 | KRAMER_1_R2BBT2 | GEN | Resurgence 2 BESS | 20 | 20 |  | Resurgence Solar II, LLC | OTHER | LESR | SP15 |  |  | CISO | SCE
Participating Unit | N | N |  | CHICPK_7_UNIT 1 | GEN | Chicago Park Powerhouse | 42 | 42 | PGAE | Nevada Irrigation District | HYDRO | WATER | NP15 | 1965-01-01 |  | CISO | PGAE
Participating Unit | Y | N |  | SPQUIN_6_SRPCQU | GEN | Quincy Biomass | 24 | 24 | PGAE | Sierra Pacific Industries | STEAM | BIOMASS | NP15 | 2018-05-17 |  | CISO | PGAE
Participating Unit | N | N |  | LCKHT1_2_LH1SR2 | GEN | Lockhart Solar 2 | 75 | 75 | SCE | Lockhart Solar PV II, LLC | PHOTO VOLTAIC | SUN | SP15 | 2023-07-26 |  | CISO | SCE
Participating Unit | N | N |  | GRIFFI_2_LSPDYN | TG | Griffith Energy | 570 |  | SCE | MEAD230 | COMBINED CYCLE | NATURAL GAS | SP15 | 2015-01-24 |  | WALC | SCE
Participating Unit | N | N |  | MIRLOM_6_PEAKER | GEN | Mira Loma Peaker | 47.18 | 59 | SCE | Southern California Edison Company | COMBUSTION TURBINE | NATURAL GAS | SP15 | 2007-09-20 |  | CISO | SCE
Participating Unit | N | N |  | SOUTH_2_UNIT | GEN | SOUTH HYDRO | 7.1 | 7.1 | PGAE | Pacific Gas & Electric Company | HYDRO | WATER | NP15 | 1979-01-01 |  | CISO | PGAE
Non-Participating |  | Y | RVSIDE_6_SPRING | RVSIDE_7_SPRGU3 | GEN | RVSIDE_7_SPRGU3 | 11 | 11 |  |  |  |  | SP15 |  |  | CISO | RVSD
Participating Unit | N | N |  | ETIWND_2_SOLAR1 | GEN | Dedeaux Ontario | 1 | 1 | SCE | DG Solar Lessee II, LLC (Dedeaux Ontario) | PHOTO VOLTAIC | SUN | SP15 | 2016-03-23 |  | CISO | SCE
Participating Unit | N | Y | METEC_2_PL1X3 | METEC_2_PL1X3 | GEN | Metcalf Energy Center | 597.05 |  | PGAE | Metcalf Energy Center, LLC | COMBINED CYCLE | NATURAL GAS | NP15 | 2005-05-27 |  | CISO | PGAE
Participating Unit | N | N |  | BLCKWL_6_SOLAR1 | GEN | Blackwell Solar | 12 | 12 | PGAE | Blackwell Solar, LLC | PHOTO VOLTAIC | SUN | ZP26 | 2015-04-16 |  | CISO | PGAE
Participating Unit | N | N |  | OMAR_2_UNIT 3 | GEN | KERN RIVER COGENERATION CO. UNIT 3 | 75 | 85 | SCE | Chevron Power Holdings, INC | FTUR | NATURAL GAS | SP15 | 1985-05-01 |  | CISO | SCE
Participating Unit | N | N |  | PIOPIC_2_CTG3 | GEN | Pio Pico Unit 3 | 112 | 112 | SDGE | Pio Pico Energy Center | COMBUSTION TURBINE | NATURAL GAS | SP15 | 2016-11-03 |  | CISO | SDGE
Participating Unit | N | N |  | ORTGA_6_MCDBT1 | GEN | Merced BESS | 2.93 | 2.93 | PGAE | Apex Energy Solutions, LLC | OTHER | LESR | NP15 |  |  | CISO | PGAE
Participating Unit | N | N |  | SEAWND_2_AMWWD1 | GEN | Alta Mesa Wind | 27 | 27 | SCE | AM Wind Repower, LLC | WIND | WIND | SP15 | 2025-03-14 |  | CISO | SCE
Participating Unit | N | N |  | TEHAPI_2_WIND1 | GEN | Wind Wall Monolith 1 | 19.85 | 19.85 | SCE | Wind Wall 1 | WIND | WIND | SP15 | 2021-03-30 |  | CISO | SCE
Participating Unit | Y | N |  | SPBURN_7_SNOWMT | GEN | Burney Creek Hydro | 3 | 3 | PGAE | Snow Mountain Hydro LLC | HYDRO | WATER | NP15 | 1990-03-28 |  | CISO | PGAE
Participating Unit | N | Y | SCEW_2_PDRP101 | SCEW_2_PDRP101 | GEN | SCEW_2_PDRP101 | 2 |  | SCE | OHMCONNECT, INC. | OTHER | OTHER | SP15 |  |  | CISO | SCE
Participating Unit | N | N |  | BIGSKY_2_SOLAR4 | GEN | Western Antelope Blue Sky Ranch B | 20 | 20 | SCE | Western Antelope Blue Sky Ranch B LLC | PHOTO VOLTAIC | SUN | SP15 | 2016-12-03 |  | CISO | SCE
Participating Unit | N | N |  | FALBRK_6_FESBT1 | GEN | Fallbrook Energy Storage | 40 | 40 | SDGE | San Diego Gas and Electric | OTHER | LESR | SP15 | 2023-05-03 |  | CISO | SDGE
Participating Unit | N | N |  | VALLEY_5_SOLAR2 | GEN | AP North Lake Solar | 20 | 20 | SCE | SUNE DB APNL LLC | PHOTO VOLTAIC | SUN | SP15 | 2015-08-11 |  | CISO | SCE
Participating Unit | N | N |  | OASIS_6_AR4SR3 | GEN | Arrache 4013 | 1.5 | 1.5 | SCE | TerraForm Phoenix I CD Holdings, LLC | PHOTO VOLTAIC | SUN | SP15 | 2023-12-08 |  | CISO | SCE
Participating Unit | N | N |  | STOREY_2_MDRCH4 | GEN | Madera Chowchilla 4 | 0.92 | 1 | PGAE | Madera Chowchilla Water and Power Authority | HYDRO | WATER | NP15 | 2016-07-19 |  | CISO | PGAE
Participating Unit | Y | N |  | HOLGAT_1_BORAX | GEN | U.S. Borax, Unit 1 | 48.2 | 48.2 | SCE | U.S. Borax Inc. |  | OTHER | SP15 | 1984-06-01 |  | CISO | SCE
Participating Unit | N | N |  | SNORA_2_SNRSLR | TG | SG Sorrento | 50 |  | SDGE | IVLY2 | PHOTO VOLTAIC | SUN | SP15 | 2015-08-29 |  | IID | SDGE
Participating Unit | N | N |  | PANERO_2_MWPWD1 | GEN | Mesa Wind Project | 30 | 30 | SCE | Mesa Wind Power, LLC | WIND | WIND | SP15 | 2024-06-19 |  | CISO | SCE
Participating Unit | N | N |  | MIRLOM_2_MLBBTA | GEN | Mira Loma BESS A | 10 | 10 | SCE | Southern California Edison | OTHER | LESR | SP15 | 2016-12-30 |  | CISO | SCE
Non-Participating | N | Y | KOLA_2_KLBBT1 | KOLA_2_KLBT1B | GEN | Kola | 75 | 75 | PGAE | Kola Energy Storage, LLC | OTHER | LESR | NP15 |  |  | CISO | PGAE
Participating Unit | Y | N |  | MSHGTS_6_MMARLF | GEN | MIRAMAR LANDFILL | 5 | 3 | SDGE | MM San Diego LLC | RECIPROCATING ENGINE | BIOGAS | SP15 | 2003-05-21 |  | CISO | SDGE
Participating Unit | N | Y | PGEB_2_PDRP112 | PGEB_2_PDRP112 | GEN | PGEB_2_PDRP112 | 3 |  | PGAE | OHMCONNECT, INC. | OTHER | OTHER | NP15 |  |  | CISO | PGAE
Participating Unit | N | Y | PNCHVS_2_SOLAR | PNCHVS_2_SOLAR | GEN | Panoche Valley Solar | 140 |  | PGAE | Panoche Valley Solar, LLC | PHOTO VOLTAIC | SUN | NP15 | 2018-11-26 |  | CISO | PGAE
Participating Unit | N | N |  | PROXSR_2_PS2BT3 | GEN | Proxima Solar BESS 2 | 90 | 90 | PGAE | Proxima Solar, LLC | OTHER | LESR | NP15 | 2024-04-11 |  | CISO | PGAE
Participating Unit | N | Y | SCEC_1_PDRP126 | SCEC_1_PDRP126 | GEN | SCEC_1_PDRP126 | 0.99 |  | SCE | Leapfrog Power, Inc. | OTHER | OTHER | SP15 |  |  | CISO | SCE
Participating Unit | N | Y | PGCC_1_PDRP100 | PGCC_1_PDRP100 | GEN | PGCC_1_PDRP100 | 0.99 |  | PGAE | Leapfrog Power, Inc. | OTHER | OTHER | NP15 |  |  | CISO | PGAE
Participating Unit | N | Y | CENTRY_6_PL1X4 | CENTRY_6_PL1X4 | GEN | CENTURY GENERATING PLANT (AGGREGATE) | 41.4 |  | SCE | Colton Power, LP | FTUR | NATURAL GAS | SP15 | 2001-09-17 |  | CISO | SCE
Participating Unit | N | N |  | VSTAES_6_VESBT1 | GEN | Vista Energy Storage | 40 | 40 | SDGE | Vista Energy Storage, LLC | OTHER | LESR | SP15 | 2018-06-26 |  | CISO | SDGE
Participating Unit | N | N |  | CAMERN_6_BSPBT1 | GEN | Buckman Springs BESS | 0.46 | 0.5 | SDGE | San Diego Gas & Electric | OTHER | LESR | SP15 |  |  | CISO | SDGE
Participating Unit | N | N |  | GWFPWR_1_HPPBT1 | GEN | Lead BESS 1 | 99.34 | 99.4 | PGAE | Hanford BESS LLC | OTHER | LESR | ZP26 | 2025-08-20 |  | CISO | PGAE
Participating Unit | N | Y | SCEW_2_PDRP121 | SCEW_2_PDRP121 | GEN | SCEW_2_PDRP121 | 0.99 |  | SCE | Leapfrog Power, Inc. | OTHER | OTHER | SP15 |  |  | CISO | SCE
Participating Unit | N | N |  | GASKW1_2_GW3SR1 | GEN | Gaskell West 3 | 20 | 20 | SCE | RE Gaskell West 3 LLC | PHOTO VOLTAIC | SUN | SP15 | 2023-05-05 |  | CISO | SCE
Participating Unit | N | N |  | BELDEN_7_UNIT 1 | GEN | BELDEN HYDRO | 119 | 119 | PGAE | Pacific Gas & Electric Company | HYDRO | WATER | NP15 | 1969-01-01 |  | CISO | PGAE
Participating Unit | N | N |  | INDIGO_1_UNIT 3 | GEN | INDIGO PEAKER UNIT 3 | 45.3 | 45.3 | SCE | Wildflower Energy LP | COMBUSTION TURBINE | NATURAL GAS | SP15 | 2001-09-19 |  | CISO | SCE
Participating Unit | N | Y | MCFLND_5_MBSBX2 | MCFLND_5_MBSBX2 | GEN | McFarland Solar B Hybrid | 300 |  | SDGE | McFarland Solar B, LLC | OTHER | HYBD | SP15 | 2024-09-26 |  | CISO | SDGE
Participating Unit | N | Y | SCEC_1_PDRP178 | SCEC_1_PDRP178 | GEN | SCEC_1_PDRP178 | 0.99 |  | SCE | Leapfrog Power, Inc. | OTHER | OTHER | SP15 |  |  | CISO | SCE
Participating Unit | N | N |  | ATLASC_5_ACBBT2 | GEN | Atlas Complex 7A BESS | 180 | 180 | SCE | Atlas VII, LLC | OTHER | LESR | SP15 |  |  | CISO | SCE
Participating Unit | N | Y | SDG1_1_PDRP121 | SDG1_1_PDRP121 | GEN | SDG1_1_PDRP121 | 0.99 |  | SDGE | Leapfrog Power, Inc. | OTHER | OTHER | SP15 |  |  | CISO | SDGE
Participating Unit | N | N |  | PUTHCR_1_PCNSB1 | GEN | Putah Creek Solar Farm North | 3 | 3 | PGAE | PUTAH CREEK SOLAR FARMS LLC | OTHER | HYBD | NP15 | 2022-10-15 |  | CISO | PGAE
Participating Unit | N | N |  | ALAMIT_7_ES1 | GEN | Alamitos Energy Storage | 100.45 | 100 | SCE | AES ES Alamitos, LLC | OTHER | LESR | SP15 | 2020-12-04 |  | CISO | SCE
Participating Unit | N | N |  | MCFLND_5_MFAUXL1 | TG | McFarland Solar | 6 |  | SCE | NRTHGILA500 | OTHER | OTHER | SP15 |  |  | AZPS | SDGE
Participating Unit | N | N |  | WISTER_2_WISSR1 | TG | Wister Solar | 20 | 20 | SDGE | IVLY2 | PHOTO VOLTAIC | SUN | SP15 | 2022-07-12 |  | IID | SDGE
Participating Unit | N | N |  | FLOWD_2_RT2WD2 | GEN | Ridgetop 2 | 27.39 | 27.4 | SCE | Ridgetop Energy, LLC | WIND | WIND | SP15 | 2018-10-12 |  | CISO | SCE
Participating Unit | N | N |  | ARLVAL_5_SOLAR | TG | Arlington Valley Solar Energy II | 127 | 127 | SDGE | PVWEST | PHOTO VOLTAIC | SUN | SP15 | 2013-10-28 |  | SRP | SDGE
Participating Unit | N | N |  | HURON_6_SOLAR | GEN | Huron Solar Station | 20 | 20 | PGAE | Pacific Gas & Electric Company | PHOTO VOLTAIC | SUN | ZP26 | 2012-08-30 |  | CISO | PGAE
Non-Participating | N | Y | AQUAWS_2_AQWSR1 | AQUAWS_2_AQWSU1 | GEN | Aquamarine Westside | 125 | 13.5 | PGAE | Aquamarine Westside, LLC | PHOTO VOLTAIC | SUN | ZP26 |  |  | CISO | PGAE
Non-Participating | N | Y | KOLA_2_KLBBT1 | KOLA_2_KLBT1A | GEN | Kola | 200 | 200 | PGAE | Kola Energy Storage, LLC | OTHER | LESR | NP15 |  |  | CISO | PGAE
Non-Participating | N | Y | INTKEP_2_UNITS | INTKEP_2_HOLM 1 | GEN | HOLM HYDRO UNIT 1 | 90.14 | 90.14 |  |  |  |  | NP15 |  |  | CISO | PGAE
Participating Unit | N | N |  | NITHWK_1_NHSBT1 | GEN | Nighthawk Storage | 300 | 300 | SDGE | Nighthawk Energy Storage, LLC | OTHER | LESR | SP15 |  |  | CISO | SDGE
Participating Unit | Y | N |  | PLACVL_1_RCKCRE | GEN | Rock Creek Hydro | 5 | 3.6 | PGAE | Rock Creek Hydro, LLC | HYDRO | WATER | NP15 | 2017-03-29 |  | CISO | PGAE
Non-Participating | N | Y | DMDVLY_1_UNITS | DMDVLY_1_GEN 3 | GEN | Diamond Valley Unit 3 | 3.3 | 3.3 |  | Metropolitan Water District of Southern California (MWD) | PUMPED STORAGE | WATER | SP15 |  |  | CISO | SCE
Participating Unit | N | N |  | ETIWND_6_INEBT1 | GEN | Inland Empire Energy Storage | 70 | 70 | SCE | Poblano Energy Storage, LLC | OTHER | LESR | SP15 | 2024-10-09 |  | CISO | SCE
Participating Unit | N | Y | SCEC_1_PDRP104 | SCEC_1_PDRP104 | GEN | SCEC_1_PDRP104 | 2.24 |  | SCE | OHMCONNECT, INC. | OTHER | OTHER | SP15 |  |  | CISO | SCE
Non-Participating | N | Y | MOSSLD_2_PSP1 | MOSSLD_2_PSP1G3 | GEN | MOSS LANDING CC PLANT 1, STG UNIT | 198 | 198 |  | Duke Energy Moss Landing LLC | STEAM | HEAT RECOVERY | NP15 |  |  | CISO | PGAE
Participating Unit | N | Y | SDG1_1_PDRP101 | SDG1_1_PDRP101 | GEN | SDG1_1_PDRP101 | 0.99 |  | SDGE | Leapfrog Power, Inc. | OTHER | OTHER | SP15 |  |  | CISO | SDGE
Participating Unit | N | N |  | MRLSDS_6_SOLAR1 | GEN | Morelos Solar | 15 | 15 | PGAE | Morelos Solar, LLC | PHOTO VOLTAIC | SUN | ZP26 | 2015-11-25 |  | CISO | PGAE
Participating Unit | Y | N |  | CAPWD_1_QF | GEN | Edom Hills Wind Farm | 19.55 | 20 | SCE | Edom Hills Project 1, LLC | WIND | WIND | SP15 | 2015-10-19 |  | CISO | SCE
Participating Unit | N | N |  | PADUA_7_SDIMAS | GEN | San Dimas Wash Hydro | 1.05 | 2 | SCE | San Gabriel Valley Municipal Water District | HYDRO | WATER | SP15 | 1986-01-28 |  | CISO | SCE
Participating Unit | Y | Y | CALGEN_1_UNITS | CALGEN_1_UNITS | GEN | Coso Navy 1 | 55 |  | SCE | Coso Finance Partners | STEAM | GEOTHERMAL | SP15 | 1987-07-13 |  | CISO | SCE
Participating Unit | N | N |  | LIVEOK_6_SOLAR | GEN | Harris | 1.25 | 1.3 | PGAE | Solarenewal LLC | PHOTO VOLTAIC | SUN | NP15 | 2014-11-27 |  | CISO | PGAE
Non-Participating | N | Y | PNCHVS_2_SOLAR | PNCHVS_2_SOLARB | GEN | PNCHVS_2_SOLARB | 74.4 | 74.4 |  | Pacific Gas & Electric | PHOTO VOLTAIC | SUN | NP15 |  |  | CISO | PGAE
Participating Unit | N | Y | PINFLT_7_UNITS | PINFLT_7_UNITS | GEN | PINE FLAT HYDRO AGGREGATE | 198.51 |  | PGAE | California Dept. of Water Resources | HYDRO | WATER | NP15 | 1984-01-01 |  | CISO | CWRP
Non-Participating | N | Y | BIGCRK_2_EXESWD | BGCRK4_7_UNIT 1 | GEN | BIG CREEK PH 4 UNIT 1 | 50 | 50 |  | Southern California Edison Company | HYDRO | WATER | SP15 |  |  | CISO | SCE
Participating Unit | N | Y | PGSI_1_PDRP101 | PGSI_1_PDRP101 | GEN | UC Davis PGSI | 9.9 |  | PGAE | Olivine, Inc. | OTHER | OTHER | NP15 |  |  | CISO | PGAE
Participating Unit | N | Y | PNOCHE_1_PL1X2 | PNOCHE_1_PL1X2 | GEN | Panoche Peaker | 49.97 |  | PGAE | Wellhead Power Panoche, LLC | COMBUSTION TURBINE | NATURAL GAS | NP15 | 2005-06-14 |  | CISO | PGAE
Participating Unit | N | N |  | COCOSB_6_SOLAR | GEN | Oakley Solar Project | 1.5 | 1.5 | PGAE | Hayworth-Fabian, LLC | PHOTO VOLTAIC | SUN | NP15 | 2013-06-12 |  | CISO | PGAE
Participating Unit | N | Y | SCEC_1_PDRP156 | SCEC_1_PDRP156 | GEN | SCEC_1_PDRP156 | 0.99 |  | SCE | Leapfrog Power, Inc. | OTHER | OTHER | SP15 |  |  | CISO | SCE
Non-Participating |  | Y | RVSIDE_6_SPRING | RVSIDE_7_SPRGU2 | GEN | RVSIDE_7_SPRGU2 | 11 | 11 |  |  |  |  | SP15 |  |  | CISO | RVSD
Participating Unit | N | N |  | DELAMO_2_SOLRD | GEN | Golden Solar Building D | 1.25 | 1.4 | SCE | Golden Springs Development Company LLC | PHOTO VOLTAIC | SUN | SP15 | 2012-04-02 |  | CISO | SCE
Non-Participating | N | Y | FILIPPI_2_QZSSRX | FILIPPI_2_QZSSR1 | GEN | Quartzite Solar 8 | 150 | 150 | SCE | Desert Quartzite LLC | PHOTO VOLTAIC | SUN | SP15 |  |  | CISO | SCE
Participating Unit | N | Y | SCEW_2_PDRP118 | SCEW_2_PDRP118 | GEN | SCEW_2_PDRP118 | 0.99 |  | SCE | Leapfrog Power, Inc. | OTHER | OTHER | SP15 |  |  | CISO | SCE
Participating Unit | N | Y | SCEC_1_PDRP162 | SCEC_1_PDRP162 | GEN | SCEC_1_PDRP162 | 9.99 |  | SCE | Leapfrog Power, Inc. | OTHER | OTHER | SP15 |  |  | CISO | SCE
Participating Unit | N | N |  | EDWARD_2_ESSSB1 | GEN | Sanborn Solar 2 Edwards 5 | 68 | 68 | SCE | EdSan 1B Group 1 Edwards, LLC | OTHER | HYBD | SP15 | 2025-01-07 |  | CISO | SCE
Participating Unit | N | N |  | CASCES_6_CESBT1 | GEN | Cascade Energy Storage | 25 | 25 | PGAE | Cascade BESS, LLC | OTHER | LESR | NP15 | 2023-12-14 |  | CISO | PGAE
Participating Unit | N | N |  | OLINDA_2_COYCRK | GEN | MWD Coyote Creek Hydroelectric Recovery | 3.13 | 3.1 | SCE | Metropolitan Water District of Southern California | HYDRO | WATER | SP15 | 1979-02-21 |  | CISO | SCE
Participating Unit | N | Y | CHESTN_2_CHWBX2 | CHESTN_2_CHWBX2 | GEN | Chestnut Westside BESS | 135 |  | PGAE | Castanea Project, LLC | OTHER | LESR | ZP26 | 2023-12-14 |  | CISO | PGAE
Participating Unit | N | N |  | GUERNS_6_VH2BM1 | GEN | Hanford Digester Genset 2 | 1 | 1.02 | PGAE | Hanford Renewable Energy LLC | RECIPROCATING ENGINE | BIOGAS | NP15 | 2019-07-01 |  | CISO | PGAE
Non-Participating | N | Y | INTKEP_2_UNITS | INTKEP_2_KIRKW3 | GEN | KIRKWOOD HYDRO UNIT 3 | 36.53 | 36.53 |  |  |  |  | NP15 |  |  | CISO | PGAE
Participating Unit | N | Y | PGSB_1_PDRPCON01 | PGSB_1_PDRPCON01 | GEN | CVP Load Shift PGSB | 0 |  | PGAE | Micronoc, Inc | OTHER | DISPATCHABLE DEMAND RESPONSE | NP15 |  |  | CISO | PGAE
Participating Unit | N | Y | LAROA2_2_UNITA1 | LAROA2_2_UNITA1 | GEN | LR2 | 322 |  | SDGE | Energia de Baja California, S. de R.L. de C.V. | COMBINED CYCLE | NATURAL GAS | SP15 | 2003-07-22 |  | CISO | SDGE
Participating Unit | N | N |  | OLDRV1_6_SOLAR | GEN | Old River One | 20 | 20 | PGAE | RE Old River One, LLC | PHOTO VOLTAIC | SUN | ZP26 | 2014-12-30 |  | CISO | PGAE
Participating Unit | N | N |  | MALIN_5_INHRPG | TG | BIGLOW CANYON | 50 |  | PGAE | MALIN500 | WIND | WIND | NP15 | 2011-10-01 |  | BPAT | PGAE
Non-Participating | N | Y | KRAMER_1_R1BX3 | KRAMER_1_R1BBT2 | GEN | Resurgence 1 BESS | 25 | 25 |  | Resurgence Solar I, LLC | OTHER | LESR | SP15 |  |  | CISO | SCE
Participating Unit | N | N |  | HAYPRS_6_HAYHD2 | GEN | Haypress Middle | 6.7 | 8.7 | PGAE | EIF Haypress, LLC | HYDRO | WATER | NP15 | 2021-04-08 |  | CISO | PGAE
Participating Unit | N | N |  | PIT1_6_FRIVRA | GEN | Fall River Mills Project A | 1.5 | 1.5 | PGAE | Ignite Solar Holdings 1, LLC | PHOTO VOLTAIC | SUN | NP15 | 2014-03-05 |  | CISO | PGAE
Participating Unit | Y | N |  | SNMALF_6_UNITS | GEN | Sonoma County Landfill | 5 | 8 | PGAE | Republic Services of Sonoma County Energy Producers, Inc | RECIPROCATING ENGINE | BIOGAS | NP15 | 1993-04-30 |  | CISO | PGAE
Participating Unit | N | N |  | VESTAL_2_SOLAR2 | GEN | TROPICO | 14 | 14 | SCE | Tropico, LLC | PHOTO VOLTAIC | SUN | SP15 | 2016-09-14 |  | CISO | SCE
Participating Unit | N | N |  | LTBEAR_1_LB4SR4 | GEN | Little Bear 4 | 50 | 50 | PGAE | Little Bear Solar 4, LLC | PHOTO VOLTAIC | SUN | NP15 | 2020-12-03 |  | CISO | PGAE
Non-Participating | N | Y | CARLS1_2_CARCT1 | CARLS1_2_CTG6 | GEN | CARLS1_2_CTG6 | 105.5 | 105.5 |  | San Diego Gas & Electric | COMBUSTION TURBINE | NATURAL GAS | SP15 |  |  | CISO | SDGE
Participating Unit | N | Y | SCEC_1_PDRP128 | SCEC_1_PDRP128 | GEN | SCEC_1_PDRP128 | 0.99 |  | SCE | Leapfrog Power, Inc. | OTHER | OTHER | SP15 |  |  | CISO | SCE
Non-Participating | N | Y | ELECTR_7_PL1X3 | ELECTR_7_UNIT 2 | GEN | ELECTRA UNIT 2 | 31.7 | 31.7 |  | Pacific Gas & Electric Company | HYDRO | WATER | NP15 |  |  | CISO | PGAE
Participating Unit | N | N |  | CHINO_2_SASOLR | GEN | SS San Antonio West LLC | 1.5 | 1.5 | SCE | SS San Antonio West, LLC | PHOTO VOLTAIC | SUN | SP15 | 2013-12-20 |  | CISO | SCE
Participating Unit | N | N |  | SANBRN_2_ESBBT1 | GEN | EdSan 1B | 100 | 100 | SCE | Edwards Sanborn Storage II, LLC | OTHER | LESR | SP15 | 2021-11-01 |  | CISO | SCE
Participating Unit | Y | N |  | VLYHOM_7_SSJID | GEN | Woodward Power Plant | 3 | 5 | PGAE | South San Joaquin Irrigation District | HYDRO | WATER | NP15 | 2013-04-01 |  | CISO | PGAE
Participating Unit | N | N |  | SANLOB_1_OSFBM1 | GEN | Old Santa Fe Road | 0.85 |  | PGAE | HZIU Kompogas SLO Inc | RECIPROCATING ENGINE | BIOGAS | ZP26 | 2019-07-11 |  | CISO | PGAE
Participating Unit | N | N |  | OASIS_6_AR8SR2 | GEN | Arrache 8083 II | 1.5 | 1.5 | SCE | TerraForm Phoenix I CD Holdings, LLC | PHOTO VOLTAIC | SUN | SP15 | 2023-06-28 |  | CISO | SCE
Participating Unit | N | N |  | UKIAH_7_LAKEMN | GEN | UKIAH LAKE MENDOCINO HYDRO | 3.5 | 3.5 | PGAE | NCPA (MSS Agreement - S14) | HYDRO | WATER | NP15 | 2007-07-02 |  | CISO | NCPA
Participating Unit | N | N |  | ROMOLA_5_MPBBT5 | GEN | Menifee Power Bank 5 | 60 | 60 | SCE | NOVA Power, LLC | OTHER | LESR | SP15 | 2025-06-30 |  | CISO | SCE
Participating Unit | N | N |  | JOANEC_2_STABT2 | GEN | Santa Ana Storage 2 | 20 | 20 | SCE | Johanna Energy Center, LLC | OTHER | LESR | SP15 | 2022-06-06 |  | CISO | SCE
Participating Unit | N | Y | SCEW_2_PDRP130 | SCEW_2_PDRP130 | GEN | SCEW_2_PDRP130 | 0.99 |  | SCE | Leapfrog Power, Inc. | OTHER | OTHER | SP15 |  |  | CISO | SCE
Participating Unit | N | N |  | CUYAMA_6_SB3SB1 | GEN | SEPV Barbara 3 | 3 | 3 | PGAE | SEPV Cuyama, LLC | OTHER | HYBD | ZP26 | 2024-01-02 |  | CISO | PGAE
Participating Unit | N | N |  | BLAST_1_WIND | GEN | Mountain View IV Wind | 49 | 49 | SCE | Mountain View Power Partners IV, LLC | WIND | WIND | SP15 | 2012-02-23 |  | CISO | SCE
Participating Unit | N | N |  | CNTNLA_2_SOLAR1 | GEN | Centinela Solar Energy I | 125 | 127 | SDGE | Centinela Solar Energy, LLC | PHOTO VOLTAIC | SUN | SP15 | 2013-10-16 |  | CISO | SDGE
Non-Participating | N | Y | ELECTR_7_PL1X3 | ELECTR_7_UNIT 1 | GEN | ELECTRA UNIT 1 | 31.7 | 31.7 |  | Pacific Gas & Electric Company | HYDRO | WATER | NP15 |  |  | CISO | PGAE
Participating Unit | N | N |  | CABALO_2_M2WSR2 | GEN | Mustang 2 Whirlaway Solar | 100 | 100 | PGAE | RE Mustang Two Whirlaway LLC | PHOTO VOLTAIC | SUN | ZP26 | 2020-11-11 |  | CISO | PGAE
Participating Unit | N | N |  | WALCRK_2_CTG1 | GEN | Walnut Creek Energy Park Unit 1 | 100.1 | 102.5 | SCE | Walnut Creek Energy, LLC | COMBUSTION TURBINE | NATURAL GAS | SP15 | 2013-03-21 |  | CISO | SCE
Participating Unit | N | N |  | SPRGVL_2_PORTPV | GEN | Porterville Tulare PV | 3.5 | 3.5 | SCE | TULARE PV I, LLC | PHOTO VOLTAIC | SUN | SP15 | 2022-02-03 |  | CISO | SCE
Participating Unit | N | N |  | BLM W_2_COSBT1 | GEN | Coso Battery Storage | 60 | 60 | SCE | Coso Battery Storage, LLC | OTHER | LESR | SP15 | 2022-02-28 |  | CISO | SCE
Participating Unit | N | Y | SUNRIS_2_PL1X3 | SUNRIS_2_PL1X3 | GEN | Sunrise Power Project AGGREGATE II | 586.02 |  | PGAE | Sunrise Power Company | COMBINED CYCLE | NATURAL GAS | ZP26 | 2001-06-07 |  | CISO | PGAE
Participating Unit | N | Y | CORONS_6_CLRWTR | CORONS_6_CLRWTR | GEN | Clearwater Power Plant | 28 |  | SCE | City of Riverside (MSSA) | COMBINED CYCLE | NATURAL GAS | SP15 | 2005-02-28 |  | CISO | RVSD
Participating Unit | N | N |  | BIGSKY_2_BSKSR8 | GEN | Big Sky Solar 8 | 20 | 20 | SCE | Bayshore Solar C, LLC | PHOTO VOLTAIC | SUN | SP15 | 2017-12-08 |  | CISO | SCE
Participating Unit | N | N |  | STANTN_2_STAGT2 | GEN | Stanton 2 | 49.65 | 50 | SCE | STANTON ENERGY RELIABILITY CENTER, LLC | OTHER | NATURAL GAS | SP15 | 2020-05-20 |  | CISO | SCE
Participating Unit | Y | N |  | PEABDY_2_LNDFL1 | GEN | Potrero Hills Energy Producers | 8 | 8 | PGAE | Potrero Hills Energy Producers, LLC | RECIPROCATING ENGINE | BIOGAS | NP15 | 2016-04-07 |  | CISO | PGAE
Participating Unit | N | N |  | MERCFL_6_UNIT | GEN | Merced Falls Powerhouse | 3.5 | 3.5 | PGAE | Merced Irrigation District | HYDRO | WATER | NP15 | 1930-01-01 |  | CISO | PGAE
Non-Participating | N | Y | BGROCK_2_BRFBX2 | BGROCK_2_BRFBT1 | GEN | Big Rock Solar Farm | 100 | 100 | SDGE | Big Rock ESS Assets, LLC. | OTHER | LESR | SP15 |  |  | CISO | SDGE
Participating Unit | N | N |  | USWND2_1_WIND1 | GEN | Golden Hills A | 42.96 | 43 | PGAE | Golden Hills Interconnection, LLC | WIND | WIND | NP15 | 2015-12-18 |  | CISO | PGAE
Participating Unit | N | Y | STANTN_2_SBEBX2 | STANTN_2_SBEBX2 | GEN | Stanton Battery Energy Storage | 68.8 |  | SCE | Stanton Battery Energy Storage, LLC | OTHER | LESR | SP15 | 2023-07-19 |  | CISO | SCE
Participating Unit | N | N |  | USWND2_1_WIND3 | GEN | Golden Hills C | 46 | 46 | PGAE | Golden Hills Interconnection, LLC | WIND | WIND | NP15 | 2017-11-09 |  | CISO | PGAE
Participating Unit | N | N |  | VICPAS_2_SOCBT1 | GEN | Sol Catcher BESS 1 | 50 | 50 | SCE | Arica Solar, LLC | OTHER | LESR | SP15 | 2024-03-26 |  | CISO | SCE
Participating Unit | N | N |  | HOOVER_2_SCEPT | TG | Hoover DAM - SCE Share | 287 | 288 | SCE | MEAD230 | HYDRO | WATER | SP15 | 2023-01-25 |  | WALC | SCE
Participating Unit | N | N |  | HOLSTR_1_SOLAR | GEN | San Benito Smart Park | 1.5 | 1.5 | PGAE | Enerparc CA1, LLC | PHOTO VOLTAIC | SUN | NP15 | 2014-06-16 |  | CISO | PGAE
Non-Participating | N | Y | DVLCYN_1_UNITS | DVLCYN_1_UNIT 1 | GEN | DEVIL CANYON HYDRO UNIT 1 | 60 | 60 |  | California Dept. of Water Resources | HYDRO | WATER | SP15 |  |  | CISO | CWRS
Participating Unit | Y | N |  | SPIAND_1_ANDSN2 | GEN | SPI Anderson 2 | 27.15 | 30.1 | PGAE | Sierra Pacific Industries | STEAM | BIOMASS | NP15 | 2015-09-09 |  | CISO | PGAE
Participating Unit | N | N |  | SLATE_2_SLASR3 | GEN | SLATE_3 | 67.5 | 67.5 | PGAE | RE Slate 1 LLC | OTHER | HYBD | NP15 | 2022-03-15 |  | CISO | PGAE
Participating Unit | N | Y | SCEW_2_PDRP173 | SCEW_2_PDRP173 | GEN | SCEW_2_PDRP173 | 0.99 |  | SCE | Leapfrog Power, Inc. | OTHER | OTHER | SP15 |  |  | CISO | SCE
Participating Unit | N | N |  | MIRLOM_2_TEMESC | GEN | MWD Temescal Hydroelectric Recovery Plan | 2.85 | 2.8 | SCE | Metropolitan Water District of Southern California | HYDRO | WATER | SP15 | 1987-01-01 |  | CISO | SCE
Non-Participating | N | Y | RUSSELL_2_SOLANO1 | RUSSLL_2_SMUD2 | GEN | Solano Wind Project Phase 3 | 218.78 | 218.78 | PGAE | Sacramento Municipal Utility District | WIND | WIND | NP15 |  |  | CISO | PGAE
Participating Unit | N | Y | SDG1_1_PDRP120 | SDG1_1_PDRP120 | GEN | SDG1_1_PDRP120 | 0.99 |  | SDGE | Leapfrog Power, Inc. | OTHER | OTHER | SP15 |  |  | CISO | SDGE
Participating Unit | N | N |  | GRIDLY_6_SOLAR | GEN | GRIDLEY MAIN TWO | 2.5 | 2.5 | PGAE | LIGHTBEAM POWER COMPANY GRIDLEY MAIN TWO LLC | PHOTO VOLTAIC | SUN | NP15 | 2013-04-01 |  | CISO | PGAE
Non-Participating |  | Y | PALOMR_2_PL1X3 | PALOMR_7_CTG2 | GEN | PALOMR_7_CTG2 | 188 | 188 |  |  | COMBUSTION TURBINE |  | SP15 |  |  | CISO | SDGE
Participating Unit | N | N |  | VALTNE_2_TRSBT1 | GEN | Tropico Solar | 70 | 70 | SCE | BigBeau Solar, LLC | OTHER | HYBD | SP15 | 2022-12-27 |  | CISO | SCE
Non-Participating | N | Y | DELTA_2_PL1X4 | DELTA_2_CTG1 | GEN | DELTA ENERGY CENTER CTG UNIT 1 | 212.5 | 212.5 |  | Delta Energy Center, LLC | COMBUSTION TURBINE | NATURAL GAS | NP15 |  |  | CISO | PGAE
Non-Participating | N | Y | DVLCYN_1_UNITS | DVLCYN_1_UNIT 2 | GEN | DEVIL CANYON HYDRO UNIT 2 | 60 | 60 |  | California Dept. of Water Resources | HYDRO | WATER | SP15 |  |  | CISO | CWRS
Participating Unit | N | N |  | RTEDDY_2_RWSBT4 | GEN | Rosamond West Solar Central BESS B | 30 | 30 | SCE | Golden Fields Solar III, LLC | OTHER | LESR | SP15 | 2024-05-02 |  | CISO | SCE
Participating Unit | N | Y | VESTAL_2_KERN | VESTAL_2_KERN | GEN | KERN RIVER PH 3 UNITS 1 & 2 AGGREGATE | 36.8 |  | SCE | Southern California Edison Company | HYDRO | WATER | SP15 | 1907-01-01 |  | CISO | SCE
Participating Unit | N | N |  | TAHOE_5_THAUXL | TG | TAHOE | 10 |  | SCE | ELDORADO230 | OTHER | OTHER | SP15 |  |  | NEVP | SCE
Participating Unit | N | Y | DELSUR_6_CREST | DELSUR_6_CREST | GEN | Delsur Aggregate Solar Resources | 8.5 |  | SCE | Southern California Edison Company | PHOTO VOLTAIC | SUN | SP15 | 2016-04-05 |  | CISO | SCE
Participating Unit | N | Y | SCEC_1_PDRP148 | SCEC_1_PDRP148 | GEN | SCEC_1_PDRP148 | 0.99 |  | SCE | Leapfrog Power, Inc. | OTHER | OTHER | SP15 |  |  | CISO | SCE
Participating Unit | N | N |  | MCSWAN_6_UNITS | GEN | MC SWAIN HYDRO | 9 | 10 | PGAE | Merced Irrigation District | HYDRO | WATER | NP15 | 1967-01-01 |  | CISO | PGAE
Participating Unit | Y | N |  | SNCLRA_6_QF | GEN | SANTA CLARA QFS | 1.65 | 15 | SCE | Southern California Edison Company | OTHER | OTHER | SP15 | 1987-01-01 |  | CISO | SCE
Participating Unit | N | N |  | HATCR1_7_UNIT | GEN | Hat Creek #1 | 8.5 | 8.5 | PGAE | Pacific Gas & Electric Company | HYDRO | WATER | NP15 | 1921-01-01 |  | CISO | PGAE
Participating Unit | N | N |  | ZOND_6_UNIT | GEN | ZOND WINDSYSTEMS INC. | 17.1 | 21.87 | PGAE | Rooney Ranch Wind, LLC | WIND | WIND | NP15 | 1985-12-30 |  | CISO | PGAE
Non-Participating | N | Y | HYTTHM_2_UNITS | HYATT_2_UNIT 1 | GEN | Edward Hyatt Gen Unit 1 | 141.6 | 141.6 |  | California Dept. of Water Resources | HYDRO | WATER | NP15 |  |  | CISO | CWRP
Participating Unit | N | N |  | ROSMND_6_SOLAR | GEN | Lancaster B | 3 | 3 | SCE | Lancaster WAD B, LLC | PHOTO VOLTAIC | SUN | SP15 | 2017-04-22 |  | CISO | SCE
Participating Unit | N | N |  | KOLA_2_KLBBT2 | GEN | Kola BESS 2 | 125 | 125 | PGAE | Kola Energy Storage, LLC | OTHER | LESR | NP15 | 2025-08-01 |  | CISO | PGAE
Participating Unit | N | N |  | IVSLRP_2_SOLAR1 | GEN | Silver Ridge Mount Signal | 200 | 200 | SDGE | Imperial Valley Solar 1, LLC | PHOTO VOLTAIC | SUN | SP15 | 2013-10-28 |  | CISO | SDGE
Participating Unit | N | N |  | SENTNL_2_CTG8 | GEN | Sentinel Unit 8 | 106.85 | 131.8 | SCE | Sentinel Energy Center, LLC | COMBUSTION TURBINE | NATURAL GAS | SP15 | 2013-05-06 |  | CISO | SCE
Non-Participating | N | Y | GRNLF1_1_PL1X2 | GRNLF1_1_UNITB | GEN | Greenleaf 1 | 37 | 37 |  | Calpine Greenleaf Holdings, Inc. | COMBUSTION TURBINE | NATURAL GAS | NP15 |  |  | CISO | PGAE
Participating Unit | N | N |  | CHINO_2_JURUPA | GEN | Jurupa | 1.5 | 1.5 | SCE | California PV Energy, LLC | PHOTO VOLTAIC | SUN | SP15 | 2013-12-20 |  | CISO | SCE
Participating Unit | N | N |  | LAWRNC_7_SUNYVL | GEN | City of Sunnyvale Unit 1 and 2 | 0.3 | 1.6 | PGAE | City of Sunnyvale | RECIPROCATING ENGINE | BIOGAS | NP15 | 1999-01-01 |  | CISO | PGAE
Non-Participating | N | Y | BUCKBL_2_PL1X3 | BUCKBL_2_CTG11 | GEN | Blythe CTG 11 | 182 | 182 |  | Blythe Energy, LLC | COMBUSTION TURBINE | NATURAL GAS | SP15 |  |  | CISO | SCE
Participating Unit | N | Y | PGSB_1_PDRPCUR01 | PGSB_1_PDRPCUR01 | GEN | CVP Load Shift PGSB | 0.1 |  | PGAE | Micronoc, Inc | OTHER | OTHER | NP15 |  |  | CISO | PGAE
Participating Unit | N | N |  | SUMWHT_6_SWSSR1 | GEN | Summer Wheat Solar Farm | 18.5 | 18.5 | PGAE | GASNA 6P, LLC | PHOTO VOLTAIC | SUN | NP15 | 2018-10-11 |  | CISO | PGAE
Participating Unit | N | N |  | OMAR_2_UNIT 4 | GEN | KERN RIVER COGENERATION CO. UNIT 4 | 75 | 85 | SCE | Chevron Power Holdings, INC | FTUR | NATURAL GAS | SP15 | 1985-05-01 |  | CISO | SCE
Participating Unit | N | N |  | VICPAS_2_VPSBT1 | GEN | Victory Pass Solar BESS | 50 | 50 | SCE | Victory Pass I, LLC | OTHER | LESR | SP15 | 2024-03-27 |  | CISO | SCE
Participating Unit | N | N |  | SPRGVL_2_CREST | GEN | Springerville Aggregate Solar Resources | 3 | 18.5 | SCE | Southern California Edison Company | PHOTO VOLTAIC | SUN | SP15 | 2017-01-05 |  | CISO | SCE
Participating Unit | N | N |  | PEARBL_2_NSPIN | GEN | PEARBL_2_NSPIN | 118 | 151.2 | SCE | California Dept. of Water Resources | PUMP | WATER | SP15 | 2009-03-31 |  | CISO | CWRS
Participating Unit | N | N |  | POLRIS_2_ASRSR1 | GEN | Antelope Solar 2 Raceway | 125 | 125 | SCE | Raceway Solar 1, LLC | PHOTO VOLTAIC | SUN | SP15 | 2024-03-27 |  | CISO | SCE
Participating Unit | N | N |  | PVERDE_5_SCEDYN | TG | PVERDE_5_SCEDYN | 635 |  | SCE | PVWEST |  | URANIUM | SP15 | 2009-03-31 |  | SRP | SCE
Participating Unit | N | Y | BIGCRK_2_EXESWD | BIGCRK_2_EXESWD | GEN | BIG CREEK HYDRO PROJECT PSP | 820 |  | SCE | Southern California Edison Company | HYDRO | WATER | SP15 | 1913-01-01 |  | CISO | SCE
Participating Unit | N | N |  | CRELMN_6_RAMON2 | GEN | Ramona 2 | 5 | 5 | SDGE | Sol Orchard San Diego 21, LLC | PHOTO VOLTAIC | SUN | SP15 | 2013-12-31 |  | CISO | SDGE
Participating Unit | N | N |  | PIT1_7_UNIT 2 | GEN | PIT PH 1 UNIT 2 | 32 | 32 | PGAE | Pacific Gas & Electric Company | HYDRO | WATER | NP15 | 1922-01-01 |  | CISO | PGAE
Non-Participating | N | Y | SUNSHN_2_LNDFL | SUNSHN_2_LNDFL2 | GEN | SUNSHN_2_LNDFL2 | 4.6 | 4.6 |  | Sunshine Gas Producers, L.L.C. Unit 2 | COMBUSTION TURBINE | BIOGAS | SP15 |  |  | CISO | SCE
Participating Unit | N | N |  | RCKCRK_7_UNIT 1 | GEN | ROCK CREEK HYDRO UNIT 1 | 57 | 57 | PGAE | Pacific Gas & Electric Company | HYDRO | WATER | NP15 | 1950-01-01 |  | CISO | PGAE
Participating Unit | N | N |  | CENTER_2_SOLAR1 | GEN | Pico Rivera | 0.9 | 1 | SCE | DG Solar Lessee II, LLC (Pico Rivera) | PHOTO VOLTAIC | SUN | SP15 | 2015-11-20 |  | CISO | SCE
Participating Unit | N | N |  | HENRTA_6_ELCTG2 | GEN | ELECTROLYTE UNIT 2 | 50 | 55.3 | PGAE | MRP SAN JOAQUIN ENERGY LLC | COMBUSTION TURBINE | NATURAL GAS | ZP26 | 2025-01-03 |  | CISO | PGAE
Participating Unit | N | N |  | FORBST_7_UNIT 1 | GEN | FORBESTOWN HYDRO | 37.5 | 39 | PGAE | South Feather Water and Power | HYDRO | WATER | NP15 | 1963-01-01 |  | CISO | PGAE
Participating Unit | N | N |  | PIT1_7_UNIT 1 | GEN | PIT PH 1 UNIT 1 | 32 | 32 | PGAE | Pacific Gas & Electric Company | HYDRO | WATER | NP15 | 1922-01-01 |  | CISO | PGAE
Participating Unit | N | N |  | ETIWND_6_GRPLND | GEN | Grapeland Peaker | 45.64 | 59 | SCE | Southern California Edison Company | COMBUSTION TURBINE | NATURAL GAS | SP15 | 2007-09-20 |  | CISO | SCE
Non-Participating | N | Y | KRAMER_1_R1PX3 | KRAMER_1_R1PSR1 | GEN | Resurgence 1 PV | 30 | 30 |  | Resurgence Solar I, LLC | PHOTO VOLTAIC | SUN | SP15 |  |  | CISO | SCE
Participating Unit | N | N |  | RETAKE_2_SS2SR6 | GEN | Sanborn Solar 2 S6 | 102 | 102 | SCE | EdSan 1C Solar, LLC | PHOTO VOLTAIC | SUN | SP15 |  |  | CISO | SCE
Participating Unit | N | Y | SCEC_1_PDRP160 | SCEC_1_PDRP160 | GEN | SCEC_1_PDRP160 | 0.99 |  | SCE | Leapfrog Power, Inc. | OTHER | OTHER | SP15 |  |  | CISO | SCE
Participating Unit | N | Y | SDG1_1_PDRP105 | SDG1_1_PDRP105 | GEN | SDG1_1_PDRP105 | 0.99 |  | SDGE | Leapfrog Power, Inc. | OTHER | OTHER | SP15 |  |  | CISO | SDGE
Participating Unit | N | Y | SCEC_1_PDRP158 | SCEC_1_PDRP158 | GEN | SCEC_1_PDRP158 | 0.99 |  | SCE | Leapfrog Power, Inc. | OTHER | OTHER | SP15 |  |  | CISO | SCE
Participating Unit | N | N |  | HNTGBH_7_UNIT 2 | GEN | HUNTINGTON BEACH GEN STA. UNIT 2 | 226.84 | 226 | SCE | AES Huntington Beach | STEAM | NATURAL GAS | SP15 | 1998-05-05 |  | CISO | SCE
Participating Unit | N | N |  | LCKHT1_2_LSCBT2 | GEN | Lockhart Solar CL ESS 2 | 59.7 | 59.7 | SCE | Lockhart CL ESS II, LLC | OTHER | LESR | SP15 |  |  | CISO | SCE
Participating Unit | N | N |  | SENTNL_2_CTG5 | GEN | Sentinel Unit 5 | 107.52 | 131.8 | SCE | Sentinel Energy Center, LLC | COMBUSTION TURBINE | NATURAL GAS | SP15 | 2013-05-06 |  | CISO | SCE
Participating Unit | N | N |  | BIGCRK_7_DAM7 | GEN | DAM 7 AT BIG CREEK (FISHWATER GEN) | 0.3 | 0.3 | SCE | Southern California Edison Company | HYDRO | WATER | SP15 | 1986-01-01 |  | CISO | SCE
Participating Unit | N | N |  | MIDWD_7_CORAMB | GEN | CELLC 7.5 MW Tehachapi Project | 7.5 | 7.5 | SCE | Coram Energy, LLC | WIND | WIND | SP15 | 1983-12-01 |  | CISO | SCE
Participating Unit | N | N |  | BGSKYN_2_ASPSR2 | GEN | Antelope Solar 2 San Pablo | 100 | 100 | SCE | San Pablo Raceway, LLC | PHOTO VOLTAIC | SUN | SP15 | 2019-08-03 |  | CISO | SCE
Participating Unit | Y | N |  | ALLGNY_6_HYDRO1 | GEN | Salmon Creek Hydroelectric Project | 0.52 | 0.6 | PGAE | Salmon Creek Hydroelectric Company, LLC | HYDRO | WATER | NP15 | 2014-12-03 |  | CISO | PGAE
Non-Participating | N | Y | GYS7X8_7_UNITS | GYS7X8_7_UNIT 7 | GEN | Geysers Unit 7 | 55 | 55 |  | Geysers Power Company, LLC | STEAM | GEOTHERMAL | NP15 |  |  | CISO | PGAE
Participating Unit | N | N |  | RANCHO_2_SMUDSYSDYN | TG | SMUD Regulation Market | 124 |  | PGAE | RANCHOSECO | OTHER | OTHER | NP15 | 2017-03-01 |  | BANC | PGAE
Participating Unit | N | N |  | GATES_2_WSOLAR | GEN | West Gates Solar Station | 10 | 10 | PGAE | Pacific Gas & Electric Company | PHOTO VOLTAIC | SUN | ZP26 | 2013-06-24 |  | CISO | PGAE
Non-Participating | N | Y | LODIEC_2_PL1X2 | LODIEC_2_CTG | GEN | Lodi Energy Center | 220 | 220 |  | Northern California Power Agency | COMBUSTION TURBINE | NATURAL GAS | NP15 |  |  | CISO | PGAE
Participating Unit | N | N |  | ARKANS_1_ARKSLR | TG | SG Arkansas | 50 | 50 | SDGE | IVLY2 | PHOTO VOLTAIC | SUN | SP15 | 2015-08-29 |  | IID | SDGE
Participating Unit | N | N |  | CMBLND_2_DS2BT2 | GEN | Daggett 2 b BESS | 33 | 33 | SCE | Daggett Solar Power 2 LLC | OTHER | LESR | SP15 | 2023-11-22 |  | CISO | SCE
Participating Unit | N | Y | SCEC_1_PDRP138 | SCEC_1_PDRP138 | GEN | SCEC_1_PDRP138 | 0.99 |  | SCE | Leapfrog Power, Inc. | OTHER | OTHER | SP15 |  |  | CISO | SCE
Participating Unit | N | N |  | ETIWND_2_CHMPNE | GEN | Champagne | 1 | 1.5 | SCE | California PV Energy, LLC | PHOTO VOLTAIC | SUN | SP15 | 2013-12-20 |  | CISO | SCE
Participating Unit | N | Y | COLUSA_2_PL1X3 | COLUSA_2_PL1X3 | GEN | Colusa Generating Station | 641 |  | PGAE | Pacific Gas & Electric Company | COMBINED CYCLE | NATURAL GAS | NP15 | 2010-12-22 |  | CISO | PGAE
Participating Unit | N | Y | MDFKRL_2_PROJCT | MDFKRL_2_PROJCT | GEN | MIDDLE FORK AND RALSTON PSP | 210 |  | PGAE | Placer County Water Agency | HYDRO | WATER | NP15 | 1966-01-01 |  | CISO | PGAE
Participating Unit | N | N |  | LGHTHP_6_ICEGEN | GEN | CARSON COGENERATION | 48 | 54.7 | SCE | Carson Hybrid Energy Storage LLC | COMBINED CYCLE | NATURAL GAS | SP15 | 1989-12-22 |  | CISO | SCE
Participating Unit | Y | N |  | VEDDER_1_SEKERN | GEN | TEXACO EXPLORATION & PROD (SE KERN RIVER | 34.47 | 39.7 | PGAE | Pacific Gas & Electric Company | FTUR | NATURAL GAS | ZP26 | 1989-01-31 |  | CISO | PGAE
Participating Unit | N | N |  | ALTWD_2_COAWD1 | GEN | Coachella 1 | 50.4 | 50.4 | SCE | Coachella Wind Holdings, LLC | WIND | WIND | SP15 | 2021-04-13 |  | CISO | SCE
Participating Unit | N | N |  | KEARNY_6_NESBT1 | GEN | Kearny North Energy Storage | 10 | 10 | SDGE | San Diego Gas & Electric | OTHER | LESR | SP15 | 2022-03-10 |  | CISO | SDGE
Participating Unit | N | N |  | CRSTWD_6_KUMYAY | GEN | Kumeyaay Wind Farm | 50 | 50 | SDGE | Kumeyaay Wind LLC | WIND | WIND | SP15 | 2005-12-21 |  | CISO | SDGE
Participating Unit | N | N |  | ATLASC_5_ACBBT3 | GEN | Atlas Complex 7B BESS | 120 | 120 | SCE | Atlas VII, LLC | OTHER | LESR | SP15 |  |  | CISO | SCE
Participating Unit | N | N |  | MSTANG_2_SOLAR4 | GEN | Mustang 4 | 30 | 30 | PGAE | RE Mustang 4 LLC | PHOTO VOLTAIC | SUN | NP15 | 2016-06-09 |  | CISO | PGAE
Participating Unit | N | N |  | CLINESCO_3_WBDYN | TG | CLINES CORNERS B | 194.28 |  | SCE | WILLOWBEACH | WIND | WIND | SP15 | 2021-12-01 |  | PNM | SCE
Participating Unit | N | Y | PIT4_7_PL1X2 | PIT4_7_PL1X2 | GEN | PIT PH 4 UNITS 1 & 2 AGGREGATE | 95 |  | PGAE | Pacific Gas & Electric Company | HYDRO | WATER | NP15 | 1955-01-01 |  | CISO | PGAE
Non-Participating | N | Y | WARNE_2_UNIT | WARNE_2_UNIT 1 | GEN | WARNE HYDRO UNIT 1 | 39.1 | 39.1 |  | California Dept. of Water Resources | HYDRO | WATER | SP15 |  |  | CISO | CWRS
Participating Unit | N | N |  | VENWD_1_WIND3 | GEN | Painted Hills | 44.53 | 44.6 | SCE | Painted Hills Wind Holdings, LLC | WIND | WIND | SP15 | 2021-04-14 |  | CISO | SCE
Participating Unit | N | N |  | MRGT_6_TGEBT1 | GEN | Top Gun Energy Storage | 30 | 30 | SDGE | San Diego Gas and Electric Company | OTHER | LESR | SP15 | 2021-06-30 |  | CISO | SDGE
Participating Unit | N | N |  | LUNAVL_2_LVSSR2 | GEN | Luna Valley Solar 2 | 2 | 2 | PGAE | Luna Valley Solar I, LLC | PHOTO VOLTAIC | SUN | NP15 | 2025-08-22 |  | CISO | PGAE
Participating Unit | N | N |  | TOWNSITE_2_MEADDYN | TG | Townsite Solar BESS | 180 |  | SCE | MEAD230 | OTHER | HYBD | SP15 | 2021-12-17 |  | WALC | SCE
Non-Participating | N | Y | WISHON_6_UNITS | WISHON_6_UNIT 3 | GEN | WISHON HYDRO UNIT 3 | 5.6 | 5.6 |  | Pacific Gas & Electric Company | HYDRO | WATER | NP15 |  |  | CISO | PGAE
Participating Unit | Y | N |  | CLRMTK_1_QF | GEN | SMALL QF AGGREGATION - OAKLAND | 1.25 | 1.3 | PGAE | Pacific Gas & Electric Company | FTUR | NATURAL GAS | NP15 | 1983-12-05 |  | CISO | PGAE
Participating Unit | N | N |  | FROGTN_1_UTICAA | GEN | Angels Powerhouse | 1.4 | 1.4 | PGAE | Utica Water and Power Authority | HYDRO | WATER | NP15 | 2017-08-22 |  | CISO | PGAE
Participating Unit | N | Y | BRODIE_2_WIND | BRODIE_2_WIND | GEN | Coram Brodie Wind Project | 102 |  | SCE | Coram California Development, L.P. | WIND | WIND | SP15 | 2012-03-29 |  | CISO | SCE
Non-Participating | N | Y | WARNE_2_UNIT | WARNE_2_UNIT 2 | GEN | WARNE HYDRO UNIT 2 | 39.1 | 39.1 |  | California Dept. of Water Resources | HYDRO | WATER | SP15 |  |  | CISO | CWRS
Participating Unit | N | N |  | VACADX_1_SOLAR | GEN | Vaca-Dixon Solar Station | 2.5 | 2.5 | PGAE | Pacific Gas & Electric Company | PHOTO VOLTAIC | SUN | NP15 | 2013-09-06 |  | CISO | PGAE
Non-Participating | N | Y | DMDVLY_1_UNITS | DMDVLY_1_GEN 12 | GEN | Diamond Valley Unit 12 | 3.3 | 3.3 |  | Metropolitan Water District of Southern California (MWD) | PUMPED STORAGE | WATER | SP15 |  |  | CISO | SCE
Participating Unit | N | N |  | CWATER_1_DS1BT1 | GEN | Daggett Solar 1 BESS | 113.5 | 113.5 | SCE | Daggett Solar Power 1 LLC | OTHER | LESR | SP15 |  |  | CISO | SCE
Participating Unit | N | Y | HARBGN_7_UNITS | HARBGN_7_UNITS | GEN | HARBOR COGEN COMBINED CYCLE | 109.01 |  | SCE | Harbor Cogeneration Company | COMBINED CYCLE | NATURAL GAS | SP15 | 2001-06-14 |  | CISO | SCE
Non-Participating | N | Y | DUANE_1_PL1X3 | DUANE_7_STG3 | GEN | Donald Von Raesfeld STG Unit 3 | 53.6 | 53.6 |  | Donald Von Raesfeld Power Plant | STEAM | HEAT RECOVERY | NP15 |  |  | CISO | NCPA
Non-Participating | N | Y | PNCHPP_1_PL1X2 | PNCHPP_1_CTG2 | GEN | STARWOOD POWER - MIDWAY UNIT 2 | 82.3 | 82.3 |  | Starwood Power-Midway, LLC | COMBUSTION TURBINE | NATURAL GAS | NP15 |  |  | CISO | PGAE
Participating Unit | N | N |  | MKTRCK_1_UNIT 1 | GEN | MCKITTRICK LIMITED | 47.72 | 57.9 | PGAE | McKittrick Limited | COMBUSTION TURBINE | NATURAL GAS | ZP26 | 1991-10-16 |  | CISO | PGAE
Participating Unit | N | N |  | GLNARM_7_UNIT 3 | GEN | GLEN ARM UNIT 3 | 44.83 | 47.3 | SCE | City of Pasadena | COMBUSTION TURBINE | NATURAL GAS | SP15 | 2004-01-08 |  | CISO | PASA
Participating Unit | N | N |  | VISTRA_5_DALBT4 | GEN | Dallas Energy Storage 4 | 100 | 100 | PGAE | Moss Landing Energy Storage 2, LLC | OTHER | LESR | NP15 | 2021-07-28 |  | CISO | PGAE
Participating Unit | N | N |  | USWND4_2_UNIT2 | GEN | Altamont Landfill Gas to Energy | 7.4 | 7.4 | PGAE | WM Renewable Energy, LLC | COMBUSTION TURBINE | BIOGAS | NP15 | 2018-02-01 |  | CISO | PGAE
Participating Unit | N | N |  | MOORPK_2_ACOBT1 | GEN | Acorn I BESS | 1.95 | 2 | SCE | Acorn I Energy Storage, LLC | OTHER | LESR | SP15 | 2021-03-31 |  | CISO | SCE
Non-Participating | N | Y | PNCHEG_2_PL1X4 | PNCHEG_2_CTG2 | GEN | PANOCHE ENERGY CENTER (CTG2) | 104.25 | 104.25 |  | PANOCHE ENERGY CENTER | COMBUSTION TURBINE | NATURAL GAS | NP15 |  |  | CISO | PGAE
Participating Unit | N | N |  | NOVATO_6_LNDFL | GEN | Redwood Renewable Energy | 3.9 | 3.9 | PGAE | WM Renewable Energy, LLC | RECIPROCATING ENGINE | BIOGAS | NP15 | 2017-09-16 |  | CISO | PGAE
Participating Unit | N | N |  | MARCPW_6_SOLAR1 | GEN | Maricopa West Solar PV | 20 | 20 | PGAE | Maricopa West Solar PV, LLC | PHOTO VOLTAIC | SUN | ZP26 | 2015-12-12 |  | CISO | PGAE
Participating Unit | N | N |  | NORCNV_1_NCVBT1 | GEN | North Central Valley | 132 | 132 | PGAE | North Central Valley Energy Storage, LLC | OTHER | LESR | NP15 | 2023-08-30 |  | CISO | PGAE
Participating Unit | N | N |  | WLDWD_1_SOLAR1 | GEN | Wildwood Solar I | 20 | 20 | PGAE | Wildwood Solar I, LLC | PHOTO VOLTAIC | SUN | ZP26 | 2015-02-19 |  | CISO | PGAE
Participating Unit | N | Y | SDG1_1_PDRP106 | SDG1_1_PDRP106 | GEN | SDG1_1_PDRP106 | 9.99 |  | SDGE | Leapfrog Power, Inc. | OTHER | OTHER | SP15 |  |  | CISO | SDGE
Participating Unit | N | Y | SCEW_2_PDRP108 | SCEW_2_PDRP108 | GEN | SCEW_2_PDRP108 | 0.99 |  | SCE | Leapfrog Power, inc. | OTHER | OTHER | SP15 |  |  | CISO | SCE
Participating Unit | N | Y | SCEC_1_PDRP124 | SCEC_1_PDRP124 | GEN | LCR AMS Hybrid West LA 1-C-LCRLL | 2.41 |  | SCE | Southern California Edison | OTHER | OTHER | SP15 |  |  | CISO | SCE
Participating Unit | N | N |  | GLNARM_7_UNIT 4 | GEN | GLEN ARM UNIT 4 | 42.42 | 47.3 | SCE | City of Pasadena | COMBUSTION TURBINE | NATURAL GAS | SP15 | 2004-01-08 |  | CISO | PASA
Participating Unit | N | N |  | BLM W_2_MDRBT1 | GEN | BLM EAST Facility Mordor 2 | 20 | 20 | SCE | Mordor ES2 LLC | OTHER | LESR | SP15 | 2025-04-29 |  | CISO | SCE
Non-Participating | N | Y | KELSO_2_UNITS | KELSO_3_GTG8 | GEN | Mariposa Energy Project | 49.4 | 49.4 |  | Pacific Gas & Electric Company | COMBUSTION TURBINE | NATURAL GAS |  |  |  | CISO | PGAE
Participating Unit | N | N |  | CONTRL_1_OXBOW | GEN | Dixie Valley Geo | 60 | 64.7 | SCE | Ormat Dixie Valley LLC | STEAM | GEOTHERMAL | SP15 | 2018-07-05 |  | CISO | SCE
Participating Unit | N | N |  | SCARLT_2_SSBBT1 | GEN | Scarlet Solar CA 1B | 30 | 30 | PGAE | EDPR Scarlet I LLC | OTHER | LESR | NP15 | 2024-05-03 |  | CISO | PGAE
Participating Unit | Y | N |  | PADUA_6_QF | GEN | PADUA QFS | 0.87 | 30.1 | SCE | Southern California Edison Company | OTHER | OTHER | SP15 | 1984-01-01 |  | CISO | SCE
Participating Unit | Y | N |  | ESCO_6_GLMQF | GEN | Goal Line Cogen | 49.9 | 49.9 | SDGE | Goal Line, L.P. | COMBUSTION TURBINE | NATURAL GAS | SP15 | 1994-01-01 |  | CISO | SDGE
Participating Unit | N | N |  | FRNTBW_6_SOLAR1 | GEN | Frontier Solar | 20 | 20 | PGAE | CED Lost Hills Solar, LLC | PHOTO VOLTAIC | SUN | ZP26 | 2019-02-05 |  | CISO | PGAE
Participating Unit | N | N |  | OASIS_6_VINSR1 | GEN | Vinam | 1.5 | 1.5 | SCE | TerraForm Phoenix I CD Holdings, LLC | PHOTO VOLTAIC | SUN | SP15 | 2023-10-30 |  | CISO | SCE
Participating Unit | N | N |  | DSFLWR_2_W9CSB2 | GEN | Willy 9 Chap 2 | 72 | 72 | SCE | Chaparral Springs, LLC | OTHER | HYBD | SP15 | 2025-05-08 |  | CISO | SCE
Participating Unit | N | N |  | SUNCAT_2_A2BSR2 | GEN | Arlington Solar Unit 2B | 133 | 133 | SCE | ARLINGTON SOLAR, LLC | PHOTO VOLTAIC | SUN | SP15 | 2023-10-20 |  | CISO | SCE
Participating Unit | N | N |  | SHANDN_2_SBBBM1 | GEN | San Bernardino Biogas | 2.6 | 2.6 | SCE | Organic Energy Solutions LLC | RECIPROCATING ENGINE | BIOMASS | SP15 | 2023-06-30 |  | CISO | SCE
Participating Unit | N | N |  | ULTRCK_2_UNIT | GEN | Rio Bravo Rocklin | 24.4 | 28.8 | PGAE | Rio Bravo Rocklin | STEAM | BIOMASS | NP15 | 2017-09-07 |  | CISO | PGAE
Participating Unit | N | N |  | RSMSLR_6_SOLAR1 | GEN | Rosamond One | 20 | 20 | SCE | RE Rosamond One LLC | PHOTO VOLTAIC | SUN | SP15 | 2013-12-20 |  | CISO | SCE
Participating Unit | Y | N |  | SPI LI_2_UNIT 1 | GEN | Lincoln Biomass | 17.2 | 19.2 | PGAE | Sierra Pacific Industries | STEAM | BIOMASS | NP15 | 1986-06-03 |  | CISO | PGAE
Participating Unit | N | N |  | SBERDO_2_SNTANA | GEN | SANTA ANA PSP | 6.95 | 7 | SCE | Southern California Edison Company | HYDRO | WATER | SP15 | 2009-03-31 |  | CISO | SCE
Participating Unit | N | N |  | DELAMO_2_SOLAR3 | GEN | Golden Springs Building G | 1.25 | 1.3 | SCE | Golden Springs Development Company, LLC | PHOTO VOLTAIC | SUN | SP15 | 2017-02-24 |  | CISO | SCE
Participating Unit | N | N |  | ALHMBR_1_ALHSLR | TG | SG Alhambra | 50 | 50 | SDGE | IVLY2 | PHOTO VOLTAIC | SUN | SP15 | 2015-08-29 |  | IID | SDGE
Participating Unit | N | N |  | LOWGAP_7_QFUNTS | GEN | Matthews Dam Hydro | 1.35 | 3.5 | PGAE | Humboldt Bay Municipal Water District | HYDRO | WATER | NP15 | 2017-05-10 |  | CISO | PGAE
Participating Unit | N | N |  | DELSUR_6_SOLAR1 | GEN | Summer Solar North | 6.5 | 6.5 | SCE | FTS Master Tenant 1, LLC | PHOTO VOLTAIC | SUN | SP15 | 2015-06-03 |  | CISO | SCE
Participating Unit | N | N |  | SYCAMR_2_UNIT 1 | GEN | Sycamore Cogeneration Unit 1 | 74 | 90 | SCE | Chevron Power Holdings | FTUR | NATURAL GAS | SP15 | 1987-01-01 |  | CISO | SCE
Participating Unit | N | N |  | VICPAS_2_VPSSR1 | GEN | Victory Pass Solar | 200 | 200 | SCE | Victory Pass I, LLC | PHOTO VOLTAIC | SUN | SP15 | 2024-03-26 |  | CISO | SCE
Participating Unit | Y | N |  | FELLOW_7_QFUNTS | GEN | Fellow QF Aggregate | 6.2 | 17.5 | PGAE | Pacific Gas & Electric Company | FTUR | NATURAL GAS | ZP26 | 2006-06-01 |  | CISO | PGAE
Participating Unit | N | N |  | CALGEN_1_MDRBT1 | GEN | Coso Navy 1 | 25 | 25 | SCE | Mordor ES1 LLC | OTHER | LESR | SP15 | 2025-04-29 |  | CISO | SCE
Participating Unit | N | N |  | VALTNE_2_TSBBT1 | GEN | Tropico Solar Big Beau B | 18 | 18 | SCE | Big Beau Solar, LLC | OTHER | LESR | SP15 | 2025-07-02 |  | CISO | SCE
Non-Participating | N | Y | BIGCRK_2_EXESWD | BGCRK2_7_UNIT 2 | GEN | BIG CREEK PH 2 UNIT 2 | 55 | 55 |  | Southern California Edison Company | HYDRO | WATER | SP15 |  |  | CISO | SCE
Participating Unit | Y | N |  | OAK C_1_EBMUD | GEN | MWWTP PGS 1 - ENGINES | 6.9 | 6.9 | PGAE | EAST BAY MUNICIPAL UTILITY DISTRICT | RECIPROCATING ENGINE | BIOGAS | NP15 | 2012-11-01 |  | CISO | PGAE
Participating Unit | N | N |  | CPVERD_2_SOLAR | GEN | Campo Verde Solar | 139 | 147 | SDGE | Campo Verde Solar, LLC | PHOTO VOLTAIC | SUN | SP15 | 2013-10-22 |  | CISO | SDGE
Participating Unit | N | N |  | RSMNDS_2_RSESR1 | GEN | Rosamond South East | 100 | 100 | SCE | Golden Fields Solar IV, LLC | PHOTO VOLTAIC | SUN | SP15 | 2025-08-12 |  | CISO | SCE
Participating Unit | N | N |  | HINSON_6_LBECH1 | GEN | Long Beach Unit 1 | 63 | 70 | SCE | Long Beach Generation LLC | FTUR | NATURAL GAS | SP15 | 2007-08-01 |  | CISO | SCE
Participating Unit | N | N |  | COLGNS_2_CNSSR1 | TG | ColGreen North Shore | 74.8 | 74.8 | SCE | MIR2 | PHOTO VOLTAIC | SUN | SP15 | 2018-12-31 |  | IID | SCE
Participating Unit | N | N |  | YELPIN_2_YP2SR3 | GEN | Yellow Pine 2 B PV | 65 | 65 | SCE | Yellow Pine Solar Interconnect, LLC | PHOTO VOLTAIC | SUN | SP15 | 2024-06-27 |  | CISO | VEA
Participating Unit | N | N |  | INTMNT_3_CC_4_RIVERSIDE | TG | Intermountain; Unit 4 RVS Share | 37.09 |  | SCE | IPP | COMBINED CYCLE | NATURAL GAS | SP15 |  |  | LADWP | SCE
Participating Unit | N | N |  | LOTUS_6_LSFSR1 | GEN | Lotus Solar Farm | 50 | 50 | PGAE | 41MB 8me LLC | PHOTO VOLTAIC | SUN | NP15 | 2020-05-30 |  | CISO | PGAE
Participating Unit | N | N |  | TWINKL_2_ASCSRB | GEN | Aratina Solar Center 1 b PV | 80 | 80 | SCE | 64NB 8me LLC | PHOTO VOLTAIC | SUN | SP15 |  |  | CISO | SCE
Participating Unit | N | N |  | WSNR_2_CVPDYN | TG | Central Valley 1 | 10 |  | PGAE | CTW230 | HYDRO | WATER | NP15 | 2017-07-26 |  | BANC | PGAE
Participating Unit | N | N |  | TMPLTN_2_SOLAR | GEN | Vintner Solar | 1.5 | 1.5 | PGAE | Vintner Solar LLC | PHOTO VOLTAIC | SUN | ZP26 | 2014-03-05 |  | CISO | PGAE
Participating Unit | N | N |  | HELMPG_7_UNIT 1 | GEN | HELMS PUMP-GEN UNIT 1 | 407 | 407 | PGAE | Pacific Gas & Electric Company | PUMPED STORAGE | WATER | NP15 | 1984-01-01 |  | CISO | PGAE
Non-Participating | N | Y | KRAMER_1_R1BX3 | KRAMER_1_R1BBT3 | GEN | Resurgence 1 BESS | 25 | 25 |  | Resurgence Solar I, LLC | OTHER | LESR | SP15 |  |  | CISO | SCE
Participating Unit | N | N |  | RECTOR_2_KAWH 1 | GEN | KAWEAH PH 1 UNIT 1 | 2.25 | 2.3 | SCE | Southern California Edison Company | HYDRO | WATER | SP15 | 1929-01-01 |  | CISO | SCE
Non-Participating | N | Y | PNOCHE_1_PL1X2 | PNOCHE_7_ICE2 | GEN | Panoche Peaker Facility | 0.3 | 0.3 |  | Wellhead Power Panoche, LLC | RECIPROCATING ENGINE | NATURAL GAS | NP15 |  |  | CISO | PGAE
Participating Unit | Y | N |  | FTSWRD_7_QFUNTS | GEN | FTSWRD_7_QFUNTS | 1.6 | 1.3 | PGAE | Pacific Gas & Electric Company | HYDRO | WATER | NP15 | 2009-03-31 |  | CISO | PGAE
Participating Unit | N | N |  | HELMPG_7_UNIT 2 | GEN | HELMS PUMP-GEN UNIT 2 | 407 | 407 | PGAE | Pacific Gas & Electric Company | PUMPED STORAGE | WATER | NP15 | 1984-01-01 |  | CISO | PGAE
Participating Unit | N | N |  | ASTORA_2_SOLAR2 | GEN | Astoria 2 | 75 | 75 | SCE | RE Astoria 2 LLC | PHOTO VOLTAIC | SUN | SP15 | 2016-10-31 |  | CISO | SCE
Participating Unit | N | Y | CHESTN_2_CHWSX2 | CHESTN_2_CHWSX2 | GEN | Chestnut Westside PV | 150 |  | PGAE | Castanea Project, LLC | PHOTO VOLTAIC | SUN | ZP26 | 2023-12-14 |  | CISO | PGAE
Participating Unit | N | N |  | RDWAY_1_WA2SR3 | GEN | Watts II | 0.5 | 0.5 | SCE | TerraForm Phoenix I CD Holdings LLC | PHOTO VOLTAIC | SUN | SP15 | 2024-01-15 |  | CISO | SCE
Non-Participating |  | Y | SBERDO_2_PSP3 | SBERDO_7_CT3B | GEN | SBERDO_7_CT3B | 182 | 182 |  |  |  |  | SP15 |  |  | CISO | SCE
Participating Unit | N | N |  | SBERDO_6_MILLCK | GEN | MILL CREEK PSP | 3.93 | 4 | SCE | Southern California Edison Company | HYDRO | WATER | SP15 | 2009-03-31 |  | CISO | SCE
Participating Unit | N | Y | SCEW_2_PDRP159 | SCEW_2_PDRP159 | GEN | LCR AMS Hybrid West LA 1-W-LNEI1 | 8.19 |  | SCE | Southern California Edison | OTHER | OTHER | SP15 |  |  | CISO | SCE
Participating Unit | N | N |  | SLYCRK_1_UNIT 1 | GEN | SLY CREEK HYDRO | 13 | 13 | PGAE | South Feather Water and Power | HYDRO | WATER | NP15 | 1983-01-01 |  | CISO | PGAE
Participating Unit | N | N |  | DEVERS_1_SOLAR1 | GEN | SEPV8 | 12 | 12 | SCE | Highlander Solar 1, LLC | PHOTO VOLTAIC | SUN | SP15 | 2013-06-01 |  | CISO | SCE
Non-Participating | N | Y | GILROY_1_UNIT | GILROY_1_CT1 | GEN | GILROY COGEN - UNIT 1 | 95 | 95 |  | Calpine Gilroy Cogen, L.P. | COMBUSTION TURBINE | NATURAL GAS | NP15 |  |  | CISO | PGAE
Non-Participating | N | Y | AQUAWS_2_AQWSR1 | AQUAWS_2_AQWSU2 | GEN | Aquamarine Westside | 125 | 13.5 | PGAE | Aquamarine Westside, LLC | PHOTO VOLTAIC | SUN | ZP26 |  |  | CISO | PGAE
Participating Unit | N | N |  | MSTANG_2_MTGBT1 | GEN | Mustang 1 BESS | 75 | 75 | PGAE | Mulberry BESS LLC | OTHER | LESR | NP15 | 2021-11-01 |  | CISO | PGAE
Participating Unit | N | Y | SCEC_1_PDRP122 | SCEC_1_PDRP122 | GEN | SCEC_1_PDRP122 | 0.99 |  | SCE | Leapfrog Power, Inc. | OTHER | OTHER | SP15 |  |  | CISO | SCE
Non-Participating | Y | Y | MIDSUN_1_PL1X2 | MIDSUN_1_CT5B | GEN | MIDSUN_1_CT5B | 4.8 | 4.8 |  | Berry Petroleum Company, LLC | COMBUSTION TURBINE | NATURAL GAS | ZP26 |  |  | CISO | PGAE
Participating Unit | N | Y | SPAULD_6_UNIT12 | SPAULD_6_UNIT12 | GEN | SPAULDING HYDRO PH 1 & 2 AGGREGATE | 11.4 |  | PGAE | Pacific Gas & Electric Company | HYDRO | WATER | NP15 | 1929-01-01 |  | CISO | PGAE
Participating Unit | N | N |  | SENTNL_2_CTG7 | GEN | Sentinel Unit 7 | 106.73 | 131.8 | SCE | Sentinel Energy Center, LLC | COMBUSTION TURBINE | NATURAL GAS | SP15 | 2013-05-06 |  | CISO | SCE
Participating Unit | N | N |  | CMBLND_2_DS2SR3 | GEN | Daggett 2 c PV | 52 | 52 | SCE | Daggett Solar Power 2 LLC | PHOTO VOLTAIC | SUN | SP15 | 2023-12-01 |  | CISO | SCE
Participating Unit | N | N |  | SANLOB_1_LNDFIL | GEN | Cold Canyon | 1.5 | 5 | PGAE | Toro Energy of California SLO | RECIPROCATING ENGINE | BIOGAS | ZP26 | 2013-07-18 |  | CISO | PGAE
Participating Unit | N | Y | SCEW_2_PDRP111 | SCEW_2_PDRP111 | GEN | SCEW_2_PDRP111 | 0.99 |  | SCE | Leapfrog Power, Inc. | OTHER | OTHER | SP15 |  |  | CISO | SCE
Participating Unit | N | N |  | GEYS18_7_UNIT18 | GEN | GEYSERS UNIT 18 (HEALDSBURG) | 72 | 119.9 | PGAE | Geysers Power Company, LLC | STEAM | GEOTHERMAL | NP15 | 1983-01-01 |  | CISO | PGAE
Participating Unit | N | Y | SCEC_1_PDRP193 | SCEC_1_PDRP193 | GEN | ESPN_SCEC_1_PDRP193 | 9.99 |  | SCE | Enersponse, Inc | OTHER | OTHER | SP15 |  |  | CISO | SCE
Non-Participating |  | Y | OTMESA_2_PL1X3 | OTMESA_2_CTG2 | GEN | OTAY MESA COMBUSTION TURBINE 2 | 208 | 208 |  | Otay Mesa Energy Center, LLC | COMBUSTION TURBINE | NATURAL GAS | SP15 |  |  | CISO | SDGE
Participating Unit | N | N |  | OXBOW_6_DRUM | GEN | OXBOW HYDRO | 5.8 | 6 | PGAE | Placer County Water Agency | HYDRO | WATER | NP15 | 1966-01-01 |  | CISO | PGAE
Participating Unit | N | N |  | DIABLO_7_UNIT 1 | GEN | Diablo Canyon Unit 1 | 1150 | 1176 | PGAE | Pacific Gas & Electric Company | STEAM | URANIUM | ZP26 | 1985-01-01 |  | CISO | PGAE
Non-Participating | N | Y | LAROA2_2_UNITA1 | LAROA2_2_STG 2C | GEN | CENTRAL LA ROSITA II STEAM TURBINE | 155 | 155 |  | Energia de Baja California, S. de R.L. de C.V. | STEAM | HEAT RECOVERY | SP15 |  |  | CISO | SDGE
Participating Unit | N | Y | MONTPH_7_UNITS | MONTPH_7_UNITS | GEN | MONTICELLO HYDRO AGGREGATE | 12.5 |  | PGAE | Pacific Gas & Electric Company | HYDRO | WATER | NP15 | 1974-01-01 |  | CISO | PGAE
Participating Unit | N | N |  | YELPIN_2_YP2SR1 | GEN | Yellow Pine 2 | 125 | 125 | SCE | Yellow Pine Solar Interconnect, LLC | PHOTO VOLTAIC | SUN | SP15 | 2023-07-26 |  | CISO | VEA
Participating Unit | N | N |  | MSOLAR_2_SOLAR1 | GEN | Mesquite Solar 1 | 165 | 170 | SDGE | Mesquite Solar 1, LLC | PHOTO VOLTAIC | SUN | SP15 | 2014-01-01 |  | CISO | SDGE
Participating Unit | N | N |  | DUTCH1_7_UNIT 1 | GEN | DUTCH FLAT 1 PH | 22 | 22 | PGAE | Pacific Gas & Electric Company | HYDRO | WATER | NP15 | 1943-01-01 |  | CISO | PGAE
Participating Unit | N | N |  | GARLND_2_GARBT1 | GEN | Garland B BESS | 88 | 88 | SCE | SP Garland Solar Storage, LLC | OTHER | LESR | SP15 | 2022-01-31 |  | CISO | SCE
Participating Unit | N | N |  | DAVIS_1_SOLAR1 | GEN | Grasslands 3 | 1 | 1 | PGAE | Yolo County | PHOTO VOLTAIC | SUN | NP15 | 2013-07-01 |  | CISO | PGAE
Participating Unit | N | N |  | PEORIA_1_SOLAR | GEN | Sonora 1 | 1.5 | 1.5 | PGAE | Fresh Air Energy IV, LLC | PHOTO VOLTAIC | SUN | NP15 | 2013-12-23 |  | CISO | PGAE
Participating Unit | N | N |  | LAMONT_1_SOLAR1 | GEN | Regulus Solar | 60 | 60 | PGAE | Regulus Solar, LLC | PHOTO VOLTAIC | SUN | ZP26 | 2014-09-02 |  | CISO | PGAE
Participating Unit | N | N |  | SEARLS_1_TS3SR1 | GEN | Trona Solar III | 2 | 2 | SCE | Trona Solar III, LLC | PHOTO VOLTAIC | SUN | SP15 | 2023-04-13 |  | CISO | SCE
Participating Unit | N | N |  | SCHNDR_1_FIVPTS | GEN | Five Points Solar Station | 15 | 15 | PGAE | Pacific Gas & Electric Company | PHOTO VOLTAIC | SUN | NP15 | 2011-10-07 |  | CISO | PGAE
Participating Unit | N | N |  | LVNGST_1_WTASR1 | GEN | West Tambo Clean Power II | 2 | 2 | PGAE | West Tambo Clean Power ll LLC | PHOTO VOLTAIC | SUN | NP15 | 2024-11-08 |  | CISO | PGAE
Non-Participating | N | Y | SPICER_1_UNITS | SPICER_1_UNIT 3 | GEN | SPICER HYDRO UNIT 3 | 0.5 | 0.5 |  | NCPA (MSS Agreement - S14) | HYDRO | WATER | NP15 |  |  | CISO | NCPA
Participating Unit | N | Y | MALAGA_1_ACDBX2 | MALAGA_1_ACDBX2 | GEN | Acid | 97 |  | PGAE | Malaga BESS, LLC | OTHER | LESR | ZP26 | 2025-03-14 |  | CISO | PGAE
Non-Participating | N | Y | ELSEGN_2_UN2021 | ELSEGN_2_UNIT21 | GEN | El Segundo Energy Center Unit 7 | 228 | 228 |  | El Segundo Energy Center LLC | COMBINED CYCLE | NATURAL GAS | SP15 |  |  | CISO | SCE
Participating Unit | Y | N |  | SYCAMR_2_UNIT 2 | GEN | Sycamore Cogeneration Unit 2 | 76 | 90 | SCE | Chevron Power Holdings | FTUR | NATURAL GAS | SP15 | 1987-01-01 |  | CISO | SCE
Participating Unit | N | N |  | PROXSR_2_PS1SR2 | GEN | Proxima Solar 1B | 69.74 | 70 | PGAE | Proxima Solar, LLC | PHOTO VOLTAIC | SUN | NP15 | 2024-05-07 |  | CISO | PGAE
Participating Unit | N | Y | SDG1_1_PDRP118 | SDG1_1_PDRP118 | GEN | SDG1_1_PDRP118 | 0.99 |  | SDGE | Leapfrog Power, Inc. | OTHER | OTHER | SP15 |  |  | CISO | SDGE
Participating Unit | N | N |  | WESCAN_2_BDSBT1 | GEN | Bateria Del Sur | 131 | 131 | SDGE | CED Westside Canal Battery Storage, LLC | OTHER | LESR | SP15 | 2023-06-23 |  | CISO | SDGE
Participating Unit | N | Y | SCEC_1_PDRP102 | SCEC_1_PDRP102 | GEN | SCEC_1_PDRP102 | 2 |  | SCE | OHMCONNECT, INC. | OTHER | OTHER | SP15 |  |  | CISO | SCE
Participating Unit | N | N |  | MAGNLA_6_CERRITOS | TG | Magnolia Power Plant Cerritos | 12 |  | SCE | MARKETPLACE | COMBINED CYCLE | NATURAL GAS | SP15 | 2020-01-15 |  | LADWP | SCE
Participating Unit | N | N |  | GARNET_1_WINDS | GEN | Garnet Winds Aggregation | 22.5 | 23.3 | SCE | Windpower Partners 1993, LLC | WIND | WIND | SP15 | 2011-02-21 |  | CISO | SCE
Non-Participating | N | Y | ONLLPP_6_UNITS | ONLLPP_6_UNIT 3 | GEN | O'NEILL PUMP-GEN UNIT 3 | 4.2 | 4.2 |  |  | HYDRO | WATER | NP15 |  |  | CISO | PGAE
Participating Unit | N | N |  | ATWEL2_1_SOLAR1 | GEN | Atwell West | 20 | 20 | PGAE | CED Atwell Island West, LLC | PHOTO VOLTAIC | SUN | ZP26 | 2015-06-11 |  | CISO | PGAE
Participating Unit | Y | N |  | LOWGAP_1_SUPHR | GEN | Mill & Sulphur Creek Hydro | 0.99 | 1 | PGAE | Mill & Sulphur Creek Power Plant, LP | HYDRO | WATER | NP15 | 1988-02-23 |  | CISO | PGAE
Participating Unit | N | N |  | DELAMO_2_SOLAR4 | GEN | Golden Springs Building F | 1.3 | 1.4 | SCE | Golden Springs Development Company, LLC | PHOTO VOLTAIC | SUN | SP15 | 2017-02-24 |  | CISO | SCE
Participating Unit | Y | N |  | CHEVMN_2_UNITS | GEN | CHEVRON U.S.A. UNITS 1 & 2 AGGREGATE | 124.87 | 170.7 | SCE | Chevron U.S.A. Inc. (Chevron CIC) |  | OTHER | SP15 | 1987-12-29 |  | CISO | SCE
Participating Unit | N | N |  | TAHOE_2_THOBT1 | GEN | Tahoe 1 | 60.04 | 60 | SCE | Silver Peak Solar, LLC | OTHER | LESR | SP15 | 2025-06-05 |  | CISO | SCE
Non-Participating | N | Y | TWINKL_2_ASCSRA | TWINKL_2_ASCSR2 | GEN | Aratina Solar Center 1 | 40 | 40 |  | 64NB 8me LLC | PHOTO VOLTAIC | SUN | SP15 |  |  | CISO
Participating Unit | N | N |  | BANKPP_2_NSPIN | GEN | BANKPP_2_NSPIN | 270 | 270 | PGAE | California Dept. of Water Resources | PUMP | WATER | NP15 | 2009-03-31 |  | CISO | CWRP
Participating Unit | N | N |  | WALCRK_2_CTG4 | GEN | Walnut Creek Energy Park Unit 4 | 100.1 | 102.5 | SCE | Walnut Creek Energy, LLC | COMBUSTION TURBINE | NATURAL GAS | SP15 | 2013-03-29 |  | CISO | SCE
Participating Unit | N | N |  | MCFLND_5_MFSSR1 | GEN | McFarland Solar A PV | 200 | 200 | SDGE | McFarland Solar A, LLC | PHOTO VOLTAIC | SUN | SP15 | 2023-12-22 |  | CISO | SDGE
Participating Unit | Y | N |  | CROKET_7_UNIT | GEN | CROCKETT COGEN | 240 | 240 | PGAE | Pacific Gas & Electric Company | COMBINED CYCLE | NATURAL GAS | NP15 | 1995-12-20 |  | CISO | PGAE
Participating Unit | N | N |  | TRNQL8_2_AZUSR1 | GEN | Tranquillity 8 Azul | 20 | 20 | PGAE | Great Valley Solar 3, LLC | PHOTO VOLTAIC | SUN | NP15 | 2017-12-26 |  | CISO | PGAE
Non-Participating | N | Y | DVLCYN_1_UNITS | DVLCYN_1_UNIT 3 | GEN | DEVIL CANYON HYDRO UNIT 3 | 80 | 80 |  | California Dept. of Water Resources | HYDRO | WATER | SP15 |  |  | CISO | CWRS
Participating Unit | N | N |  | RTREE_2_WIND2 | GEN | Rising Tree 2 | 19.8 | 19.8 | SCE | Rising Tree Wind Farm II LLC | WIND | WIND | SP15 | 2015-01-12 |  | CISO | SCE
Non-Participating | N | Y | ATHOS_5_AP2X2 | ATHOS_5_AP2SR4 | GEN | Athos Power Plant 2 | 100 | 100 |  | SE Athos II, LLC | PHOTO VOLTAIC | SUN | SP15 |  |  | CISO | SCE
Non-Participating | N | Y | KRAMER_1_R1BX3 | KRAMER_1_R1BBT1 | GEN | Resurgence 1 BESS | 25 | 25 |  | Resurgence Solar I, LLC | OTHER | LESR | SP15 |  |  | CISO | SCE
Participating Unit | N | N |  | SISPRG_2_DS3SR3 | GEN | Daggett Solar 3 cd PV | 50 | 50 | SCE | Daggett Solar Power 3 LLC | PHOTO VOLTAIC | SUN | SP15 | 2023-09-05 |  | CISO | SCE
Non-Participating | N | Y | MRCHNT_2_PL1X3 | MRCHNT_2_CTG2 | GEN | Desert Star Energy Center CT2 | 201 | 201 |  | San Diego Gas and Electric Company | COMBUSTION TURBINE | NATURAL GAS | SP15 |  |  | CISO | SCE
Participating Unit | N | N |  | VESTAL_2_RTS042 | GEN | SPVP042 Porterville Solar | 5 | 5 | SCE | Southern California Edison | PHOTO VOLTAIC | SUN | SP15 | 2012-11-24 |  | CISO | SCE
Participating Unit | N | N |  | WSTWND_2_SBSBT3 | GEN | Sagebrush Solar 2 ESS 59 | 59 | 59 | SCE | Sagebrush ESS II, LLC | OTHER | LESR | SP15 | 2024-08-13 |  | CISO | SCE
Participating Unit | N | N |  | CONTRL_1_LUNDY | GEN | LUNDY | 3 | 3 | SCE | Southern California Edison Company | HYDRO | WATER | SP15 | 1911-01-01 |  | CISO | SCE
Participating Unit | N | N |  | MENBIO_6_RENEW1 | GEN | CalRENEW - 1(A) | 5 | 5 | PGAE | CalRENEW-1, LLC | PHOTO VOLTAIC | SUN | NP15 | 2010-04-30 |  | CISO | PGAE
Participating Unit | N | Y | SCEC_1_PDRP141 | SCEC_1_PDRP141 | GEN | SCEC_1_PDRP141 | 0.99 |  | SCE | Leapfrog Power, Inc. | OTHER | OTHER | SP15 |  |  | CISO | SCE
Participating Unit | N | N |  | SLATE_2_SLASR4 | GEN | SLATE_4 | 63 | 63 | PGAE | RE Slate 1 LLC | OTHER | HYBD | NP15 | 2022-03-15 |  | CISO | PGAE
Participating Unit | N | N |  | MELRSE_6_MELBT2 | GEN | Melrose BESS 2 | 10 | 10 | SDGE | San Diego Gas & Electric Company | OTHER | LESR | SP15 | 2024-03-15 |  | CISO | SDGE
Participating Unit | N | N |  | JOHANN_2_OCEBT3 | GEN | Orange County Energy Storage 3 | 6 | 6 | SCE | Orange County Energy Storage 3 LLC | OTHER | LESR | SP15 | 2021-12-07 |  | CISO | SCE
Participating Unit | N | N |  | ALTA4A_2_CPCW1 | GEN | Alta Wind 1 | 150 | 150 | SCE | Alta Interconnection Management, LLC | WIND | WIND | SP15 | 2010-12-29 |  | CISO | SCE
Participating Unit | N | N |  | LITLRK_6_SOLAR4 | GEN | Little Rock Pham Solar | 3 | 3 | SCE | WGL Energy Systems, Inc. | PHOTO VOLTAIC | SUN | SP15 | 2016-03-22 |  | CISO | SCE
Participating Unit | N | N |  | TAHOE_2_THOBT3 | GEN | Tahoe 3 | 110.1 | 110 | SCE | Silver Peak Solar, LLC | OTHER | LESR | SP15 | 2025-06-02 |  | CISO | SCE
Participating Unit | N | N |  | LTBERA_1_LB1SR1 | GEN | Little Bear Solar 1 | 40 | 40 | PGAE | Little Bear Solar 1, LLC | PHOTO VOLTAIC | SUN | NP15 | 2020-12-03 |  | CISO | PGAE
Non-Participating | N | Y | LECEF_1_UNITS | LECEF_1_CGT 4 | GEN | LOS ESTEROS ENERGY FACILITY CTG 4 | 49.9 | 49.9 |  | Los Esteros Critical Energy Facility, LLC | COMBUSTION TURBINE | NATURAL GAS | NP15 |  |  | CISO | PGAE
Non-Participating | Y | Y | MIDSUN_1_PL1X2 | MIDSUN_1_CT5A | GEN | MIDSUN_1_CT5A | 4.8 | 4.8 |  | Berry Petroleum Company, LLC | COMBUSTION TURBINE | NATURAL GAS | ZP26 |  |  | CISO | PGAE
Participating Unit | N | N |  | GANSO_1_WSTBM1 | GEN | Weststar Dairy Biogas | 1 | 1 | PGAE | ABEC #2 LLC | RECIPROCATING ENGINE | BIOGAS | ZP26 | 2018-02-02 |  | CISO | PGAE
Non-Participating | N | Y | ONLLPP_6_UNITS | ONLLPP_6_UNIT 4 | GEN | O'NEILL PUMP-GEN UNIT 4 | 4.2 | 4.2 |  |  | HYDRO | WATER | NP15 |  |  | CISO | PGAE
Participating Unit | N | N |  | PADUA_2_ONTARO | GEN | ONTARIO/SIERRA HYDRO PSP | 1.92 | 1 | SCE | Southern California Edison Company | HYDRO | WATER | SP15 | 1902-01-01 |  | CISO | SCE
Participating Unit | N | N |  | AVENAL_6_AVPARK | GEN | Avenal Park Solar Project | 6 | 6 | PGAE | Avenal Park LLC | PHOTO VOLTAIC | SUN | ZP26 | 2011-08-05 |  | CISO | PGAE
Participating Unit | N | Y | SCEN_6_PDRP104 | SCEN_6_PDRP104 | GEN | ESPN_SCEN_6_PDRP104 | 9.99 |  | SCE | Enersponse, Inc | OTHER | OTHER | SP15 |  |  | CISO | SCE
Participating Unit | N | N |  | DOSPAL_1_DPSSR1 | GEN | Dos Palos Clean Power | 3 | 3 | PGAE | Dos Palos Clean Power LLC | PHOTO VOLTAIC | SUN | NP15 | 2025-03-13 |  | CISO | PGAE
Participating Unit | N | N |  | LCKHT1_2_LSCBT1 | GEN | Lockhart Solar CL ESS I | 69 | 69 | SCE | Lockhart CL ESS I, LLC | OTHER | LESR | SP15 |  |  | CISO | SCE
Participating Unit | N | N |  | FORKBU_6_UNIT | GEN | Forks of Butte Hydro | 14.4 | 14.4 | PGAE | Hypower, Inc. | HYDRO | WATER | NP15 | 2023-02-06 |  | CISO | PGAE
Participating Unit | N | Y | SCEC_1_PDRP195 | SCEC_1_PDRP195 | GEN | VLTS_PDR_SCEC_D | 9 |  | SCE | Voltus, Inc. | OTHER | OTHER | SP15 |  |  | CISO | SCE
Non-Participating | N | Y | MOSSLD_2_PSP2 | MOSSLD_2_PSP2G1 | GEN | MOSS LANDING CC PLANT 2, CTG UNIT 1 | 176 | 176 |  | Duke Energy Moss Landing LLC | COMBUSTION TURBINE | NATURAL GAS | NP15 |  |  | CISO | PGAE
Non-Participating | N | Y | NAVYII_2_UNITS | NAVYII_2_UNIT 6 | GEN | COSO Power Developers (Navy II) Unit 6 | 33.3 | 33.3 |  |  |  |  | SP15 |  |  | CISO | SCE
Participating Unit | N | N |  | BRDSLD_2_SHILO1 | GEN | Shiloh I Wind Project | 150 | 150 | PGAE | Shiloh 1 Wind Project LLC | WIND | WIND | NP15 | 2006-03-30 |  | CISO | PGAE
Non-Participating | N | Y | MDFKRL_2_PROJCT | MIDFRK_7_UNIT 2 | GEN | MIDDLE FORK UNIT 2 | 69 | 69 |  | Pacific Gas & Electric Company | HYDRO | WATER | NP15 |  |  | CISO | PGAE
Participating Unit | N | N |  | HUMBRD_1_HMBBT1 | GEN | Hummingbird Energy Storage | 75 | 75 | PGAE | Hummingbird Energy Storage LLC | OTHER | LESR | NP15 |  |  | CISO | PGAE
Participating Unit | N | N |  | DEERCR_6_UNIT 1 | GEN | DEER CREEK | 7 | 7 | PGAE | Nevada Irrigation District | HYDRO | WATER | NP15 | 1908-01-01 |  | CISO | PGAE
Participating Unit | N | N |  | FLOWD_2_WIND1 | GEN | Cameron Ridge 2 | 11.9 | 11.9 | SCE | Cameron Ridge II, LLC | WIND | WIND | SP15 | 2016-01-15 |  | CISO | SCE
Participating Unit | N | N |  | DELSUR_6_BSOLAR | GEN | Central Antelope Dry Ranch B | 3 | 3 | SCE | Central Antelope Dry Ranch B LLC | PHOTO VOLTAIC | SUN | SP15 | 2017-09-29 |  | CISO | SCE
Participating Unit | N | N |  | OLDRIV_6_BIOGAS | GEN | Bidart Old River 1 | 2 | 2 | PGAE | ABEC Bidart-Old River LLC | RECIPROCATING ENGINE | BIOGAS | ZP26 | 2014-03-10 |  | CISO | PGAE
Participating Unit | N | Y | SCEC_1_PDRP105 | SCEC_1_PDRP105 | GEN | SCEC_1_PDRP105 | 2.24 |  | SCE | OHMCONNECT, INC. | OTHER | OTHER | SP15 |  |  | CISO | SCE
Participating Unit | Y | N |  | SPBURN_2_UNIT 1 | GEN | Burney Biomass | 22 | 22 | PGAE | Sierra Pacific Industries | STEAM | BIOMASS | NP15 | 1986-01-01 |  | CISO | PGAE
Non-Participating | N | Y | CDWR07_2_GEN | WNDGPP_2_NSPIN | GEN | WNDGPP_2_NSPIN | 239.1 | 239.1 |  |  | PUMP | OTHER | ZP26 |  |  | CISO | CWRP
Participating Unit | N | N |  | ETIWND_2_SOLAR2 | GEN | Rochester | 1 | 1 | SCE | DG Solar Lessee II, LLC (Rochester) | PHOTO VOLTAIC | SUN | SP15 | 2016-09-06 |  | CISO | SCE
Participating Unit | Y | N |  | CHEVCO_6_UNIT 1 | GEN | CHEVRON USA (COALINGA) | 16.5 | 19 | PGAE | Pacific Gas & Electric Company | COMBUSTION TURBINE | NATURAL GAS | ZP26 | 1986-01-17 |  | CISO | PGAE
Non-Participating | N | Y | BIGCRK_2_EXESWD | BGCRK3_7_UNIT 2 | GEN | BIG CREEK PH 3 UNIT 2 | 34 | 34 |  | Southern California Edison Company | HYDRO | WATER | SP15 |  |  | CISO | SCE
Participating Unit | N | N |  | DRACKR_2_DSUBT3 | GEN | Dracker Solar Unit 3 BESS | 115 | 115 | SCE | NextEra Blythe Solar Energy Center, LLC | OTHER | LESR | SP15 | 2021-07-23 |  | CISO | SCE
Participating Unit | N | Y | SCEW_2_PDRP107 | SCEW_2_PDRP107 | GEN | SCEW_2_PDRP107 | 0.99 |  | SCE | Leapfrog Power, inc. | OTHER | OTHER | SP15 |  |  | CISO | SCE
Participating Unit | N | N |  | ALAMIT_2_AESBT2 | GEN | Alamitos Energy Storage 2 | 82 | 82 | SCE | AES ES Alamitos 2, LLC | OTHER | LESR | SP15 | 2024-11-14 |  | CISO | SCE
Participating Unit | N | Y | SCEW_2_PDRP234 | SCEW_2_PDRP234 | GEN | Nostromo Waldorf Astoria Beverly Hills | 9.9 |  | SCE | Olivine, Inc. | OTHER | OTHER | SP15 |  |  | CISO | SCE
Non-Participating | N | Y | WISHON_6_UNITS | WISHON_6_UNIT 4 | GEN | WISHON HYDRO UNIT 4 | 5.6 | 5.6 |  | Pacific Gas & Electric Company | HYDRO | WATER | NP15 |  |  | CISO | PGAE
Participating Unit | N | Y | SCEC_1_PDRP147 | SCEC_1_PDRP147 | GEN | SCEC_1_PDRP147 | 0.99 |  | SCE | Leapfrog Power, Inc. | OTHER | OTHER | SP15 |  |  | CISO | SCE
Participating Unit | N | N |  | LAKEVW_6_AFTBT1 | GEN | AFTW STORAGE | 1.14 | 1.2 | PGAE | AFTW Storage, LLC | OTHER | LESR | ZP26 | 2025-05-06 |  | CISO | PGAE
Participating Unit | N | N |  | DELSUR_6_SOLAR4 | GEN | Radiance Solar 4 | 1.5 | 1.9 | SCE | Radiance Solar 4 LLC | PHOTO VOLTAIC | SUN | SP15 | 2018-12-31 |  | CISO | SCE
Participating Unit | N | Y | OGROVE_6_PL1X2 | OGROVE_6_PL1X2 | GEN | Orange Grove Energy Center | 96 |  | SDGE | Orange Grove Energy, L.P. | COMBUSTION TURBINE | NATURAL GAS | SP15 | 2010-06-16 |  | CISO | SDGE
Participating Unit | N | N |  | JOANEC_2_STABT1 | GEN | Santa Ana Storage 1 | 20 | 20 | SCE | Johanna Energy Center, LLC | OTHER | LESR | SP15 | 2021-06-11 |  | CISO | SCE
Non-Participating | N | Y | BELLEF_2_BSFSX3 | BELLEF_2_BSFSR3 | GEN | Bellefield Solar Farm | 200 | 200 | SCE | 50LW 8me LLC | PHOTO VOLTAIC | SUN | SP15 |  |  | CISO | SCE
Participating Unit | N | Y | PIT3_7_PL1X3 | PIT3_7_PL1X3 | GEN | PIT PH 3 UNITS 1, 2 & 3 AGGREGATE | 70.6 |  | PGAE | Pacific Gas & Electric Company | HYDRO | WATER | NP15 | 1925-01-01 |  | CISO | PGAE
Participating Unit | N | Y | HUMBPP_6_UNITS | HUMBPP_6_UNITS | GEN | Humboldt Bay Generating Station 1 | 97.62 |  | PGAE | Pacific Gas & Electric Company | RECIPROCATING ENGINE | NATURAL GAS | NP15 | 2010-09-29 |  | CISO | PGAE
Participating Unit | Y | N |  | VISTA_6_QF | GEN | VISTA QFS | 0.18 | 0.6 | SCE | Southern California Edison Company | OTHER | OTHER | SP15 | 1983-01-01 |  | CISO | SCE
Participating Unit | N | N |  | NZWIND_6_CALWND | GEN | Wind Resource I | 9 | 8.7 | SCE | CalWind Resources, Inc. | WIND | WIND | SP15 | 2012-03-24 |  | CISO | SCE
Non-Participating | N | Y | DREWS_6_PL1X4 | DREWS_6_GEN 4 | GEN | DREWS UNIT 4 | 10.8 | 10.8 |  | Colton Power, LP | COMBUSTION TURBINE | NATURAL GAS | SP15 |  |  | CISO | SCE
Participating Unit | N | Y | SDG1_1_PDRP113 | SDG1_1_PDRP113 | GEN | SDG1_1_PDRP113 | 9.99 |  | SDGE | Leapfrog Power, Inc. | OTHER | OTHER | SP15 |  |  | CISO | SDGE
Participating Unit | N | N |  | RATSKE_2_RBSSB2 | GEN | Rabbitbrush Solar 2 | 40 | 40 | SCE | Rabbitbrush Solar, LLC | OTHER | HYBD | SP15 | 2022-10-18 |  | CISO | SCE
Non-Participating |  | Y | OGROVE_6_PL1X2 | OGROVE_6_CTG1 | GEN | Orange Grove | 75 | 75 |  | Orange Grove LLC | COMBUSTION TURBINE | NATURAL GAS | SP15 |  |  | CISO | SDGE
Participating Unit | N | N |  | LARKSP_6_UNIT 2 | GEN | LARKSPUR PEAKER UNIT 2 | 49 | 49 | SDGE | Wildflower Energy LP | COMBUSTION TURBINE | NATURAL GAS | SP15 | 2001-09-13 |  | CISO | SDGE
Participating Unit | N | Y | BELLEF_2_BSFBX3 | BELLEF_2_BSFBX3 | GEN | Bellefield Solar Farm BESS | 500 |  | SCE | 50LW 8me LLC | OTHER | LESR | SP15 |  |  | CISO | SCE
Participating Unit | N | N |  | LITLRK_6_SOLAR1 | GEN | Lancaster Little Rock C | 5 | 5 | SCE | Lancaster Little Rock C LLC | PHOTO VOLTAIC | SUN | SP15 | 2015-01-17 |  | CISO | SCE
Participating Unit | N | Y | PGEB_2_PDRP100 | PGEB_2_PDRP100 | GEN | PGEB_2_PDRP100 | 0.99 |  | PGAE | Leapfrog Power, inc. | OTHER | OTHER | NP15 |  |  | CISO | PGAE
Participating Unit | N | Y | SCEW_2_PDRP163 | SCEW_2_PDRP163 | GEN | LCR AMS Hybrid West LA 2-W-LPIPO | 8.28 |  | SCE | Southern California Edison | OTHER | OTHER | SP15 |  |  | CISO | SCE
Participating Unit | N | N |  | OMAR_2_UNIT 1 | GEN | KERN RIVER COGENERATION CO. UNIT 1 | 75 | 85 | SCE | Chevron Power Holdings, INC | FTUR | NATURAL GAS | SP15 | 1985-05-01 |  | CISO | SCE
Participating Unit | N | N |  | MAGNLA_6_COLTON | TG | Magnolia Power Project | 12 |  | SCE | LUGO | COMBINED CYCLE | NATURAL GAS | SP15 | 2020-01-15 |  | LADWP | SCE
Non-Participating | N | Y | LMEC_1_PL1X3 | LMEC_1_STG | GEN | LOS MEDANOS STG UNIT | 236 | 236 |  | Los Medanos Energy Center, LLC | STEAM | HEAT RECOVERY | NP15 |  |  | CISO | PGAE
Participating Unit | N | N |  | BIGSKY_2_SOLAR7 | GEN | Big Sky Solar 1 | 50 | 50 | SCE | Antelope DSR 1, LLC | PHOTO VOLTAIC | SUN | SP15 | 2016-12-15 |  | CISO | SCE
Participating Unit | N | N |  | CSCGNR_1_UNIT 2 | GEN | GIANERA PEAKER UNIT 2 | 24.75 | 24.8 | PGAE | City of Santa Clara DBA Silicon Valley Power (MSS Agreement - S14) | FTUR | NATURAL GAS | NP15 | 1986-01-01 |  | CISO | NCPA
Participating Unit | N | N |  | OASIS_6_SOLAR1 | GEN | Morgan Lancaster I | 1.5 | 1.5 | SCE | WGL Energy Systems Inc | PHOTO VOLTAIC | SUN | SP15 | 2015-12-09 |  | CISO | SCE
Participating Unit | Y | N |  | DEXZEL_1_UNIT | GEN | Western Power and Steam Cogeneration | 20 | 36.8 | PGAE | Western Power and Steam II LLC | COMBUSTION TURBINE | NATURAL GAS | ZP26 | 1989-11-30 |  | CISO | PGAE
Participating Unit | N | N |  | WEBER_6_FORWRD | GEN | Forward | 4.2 | 4.3 | PGAE | Ameresco Forward LLC | RECIPROCATING ENGINE | BIOGAS | NP15 | 2014-02-05 |  | CISO | PGAE
Participating Unit | N | N |  | ALTA4B_2_CPCW3 | GEN | Alta Wind 3 | 150 | 150 | SCE | Alta Interconnection Management, LLC | WIND | WIND | SP15 | 2011-02-12 |  | CISO | SCE
Participating Unit | N | Y | SCEW_2_PDRP112 | SCEW_2_PDRP112 | GEN | SCEW_2_PDRP112 | 0.99 |  | SCE | Leapfrog Power, Inc. | OTHER | OTHER | SP15 |  |  | CISO | SCE
Non-Participating | N | Y | DMDVLY_1_UNITS | DMDVLY_1_GEN 2 | GEN | Diamond Valley Unit 2 | 3.3 | 3.3 |  | Metropolitan Water District of Southern California (MWD) | PUMPED STORAGE | WATER | SP15 |  |  | CISO | SCE
Participating Unit | N | N |  | OASIS_6_AR8SR3 | GEN | Arrache 8083 III | 1 | 1 | SCE | TerraForm Phoenix I CD Holdings, LLC | PHOTO VOLTAIC | SUN | SP15 | 2024-06-18 |  | CISO | SCE
Participating Unit | N | Y | SCEW_2_PDRP116 | SCEW_2_PDRP116 | GEN | SCEW_2_PDRP116 | 0.99 |  | SCE | Leapfrog Power, Inc. | OTHER | OTHER | SP15 |  |  | CISO | SCE
Participating Unit | Y | N |  | PIT5_7_QFUNTS | GEN | GRASSHOPPER FLAT HYDRO | 1.1 | 3.8 | PGAE | Emmerson Investments, Inc. | HYDRO | WATER | NP15 | 1987-08-15 |  | CISO | PGAE
Participating Unit | N | N |  | ALAMIT_7_UNIT 4 | GEN | ALAMITOS GEN STA. UNIT 4 | 334.43 | 320 | SCE | AES Alamitos | STEAM | NATURAL GAS | SP15 | 1962-01-01 |  | CISO | SCE
Non-Participating |  | Y | SANTFG_7_UNITS | SANTFG_7_UNIT 1 | GEN | SANTFG_7_UNIT 1 | 46 | 46 |  |  |  |  | NP15 |  |  | CISO | PGAE
Participating Unit | N | N |  | OMAR_2_UNIT 2 | GEN | KERN RIVER COGENERATION CO. UNIT 2 | 75 | 85 | SCE | Chevron Power Holdings, INC | FTUR | NATURAL GAS | SP15 | 1985-05-01 |  | CISO | SCE
Participating Unit | N | N |  | IVSLR2_2_SM2SR1 | GEN | Silver Ridge Mount Signal 2 | 150 | 150 | SDGE | Imperial Valley Solar 2, LLC | PHOTO VOLTAIC | SUN | SP15 | 2019-12-06 |  | CISO | SDGE
Non-Participating |  | Y | PALOMR_2_PL1X3 | PALOMR_7_STG3 | GEN | PALOMR_7_STG3 | 260 | 260 |  |  | STEAM |  | SP15 |  |  | CISO | SDGE
Participating Unit | N | N |  | BRDSLD_2_SHILO2 | GEN | SHILOH WIND PROJECT 2 | 150 | 150 | PGAE | Shiloh Wind Project 2, LLC | WIND | WIND | NP15 | 2009-01-27 |  | CISO | PGAE
Participating Unit | N | N |  | BEKWJS_5_BV1SCEDYN | TG | Broadview 1 | 130 |  | SCE | WILLOWBEACH | WIND | WIND | SP15 | 2017-01-27 |  | AZPS | SCE
Participating Unit | N | N |  | RTEDDY_2_SEBSR4 | GEN | Rosamond West Solar East Bay 4 | 56 | 56 | SCE | Golden Fields Solar III, LLC | PHOTO VOLTAIC | SUN | SP15 | 2020-12-21 |  | CISO | SCE
Participating Unit | N | Y | SCEC_1_PDRP171 | SCEC_1_PDRP171 | GEN | IEUA Battery Energy Storage System | 1 |  | SCE | Shell Energy North America (US), L.P. | OTHER | OTHER | SP15 |  |  | CISO | SCE
Non-Participating | N | Y | MALAGA_1_ACDBX2 | MALAGA_1_ACDBT1 | GEN | Acid | 48.5 | 48.5 | PGAE | Malaga BESS, LLC | OTHER | LESR | ZP26 |  |  | CISO | PGAE
Participating Unit | N | N |  | BLKDIA_2_BDEBT1 | GEN | Black Diamond Energy Storage | 200 | 200 | PGAE | Diablo Energy Storage, LLC | OTHER | LESR | NP15 | 2022-03-17 |  | CISO | PGAE
Non-Participating | N | Y | HYTTHM_2_UNITS | HYATT_2_UNIT 6 | GEN | Edward Hyatt P-G Unit 6 | 132.2 | 132.2 |  | California Dept. of Water Resources | HYDRO | WATER | NP15 |  |  | CISO | CWRP
Non-Participating | N | Y | CENTRY_6_PL1X4 | CENTRY_6_GEN 2 | GEN | CENTURY GEN 2 | 10.8 | 10.8 |  | Colton Power, LP | COMBUSTION TURBINE | NATURAL GAS | SP15 |  |  | CISO | SCE
Non-Participating | N | Y | DMDVLY_1_UNITS | DMDVLY_1_GEN 10 | GEN | Diamond Valley Unit 10 | 3.3 | 3.3 |  | Metropolitan Water District of Southern California (MWD) | PUMPED STORAGE | WATER | SP15 |  |  | CISO | SCE
Participating Unit | N | N |  | GATEWY_2_GESBT1 | GEN | Gateway Energy Storage | 250 | 250 | SDGE | Gateway Energy Storage, LLC | OTHER | LESR | SP15 | 2025-04-22 |  | CISO | SDGE
Participating Unit | N | N |  | RECTOR_7_TULARE | GEN | MM Tulare | 1.5 | 1.5 | SCE | MM Tulare Energy, LLC | RECIPROCATING ENGINE | BIOMASS | SP15 | 1998-05-08 |  | CISO | SCE
Non-Participating | N | Y | LECEF_1_UNITS | LECEF_1_STG1 | GEN | LOS ESTEROS ENERGY FACILITY STG1 | 120 | 120 |  | Los Esteros Critical Energy Facility, LLC | STEAM | NATURAL GAS | NP15 |  |  | CISO | PGAE
Non-Participating | N | Y | BIGCRK_2_EXESWD | BGCRK2_7_UNIT 6 | GEN | BIG CREEK PH 2 UNIT 6 | 17.5 | 17.5 |  | Southern California Edison Company | HYDRO | WATER | SP15 |  |  | CISO | SCE
Participating Unit | N | N |  | VESTAL_2_SOLAR1 | GEN | NICOLIS | 20 | 20 | SCE | Nicolis, LLC | PHOTO VOLTAIC | SUN | SP15 | 2016-09-15 |  | CISO | SCE
Participating Unit | N | N |  | DELAMO_2_SOLRC1 | GEN | Golden Springs Building C1 | 1.16 | 1.3 | SCE | Golden Springs Development Company LLC | PHOTO VOLTAIC | SUN | SP15 | 2012-02-10 |  | CISO | SCE
Participating Unit | N | N |  | SANWD_1_QF | GEN | San Gorgonio Farms Wind Farm | 31 | 32 | SCE | San Gorgonio Farms, Inc. | WIND | WIND | SP15 | 1983-03-01 |  | CISO | SCE
Participating Unit | N | Y | SUNSHN_2_LNDFL | SUNSHN_2_LNDFL | GEN | Sunshine Gas Producers | 20 |  | SCE | Sunshine Gas Producers, L.L.C. | COMBUSTION TURBINE | BIOGAS | SP15 | 2014-09-01 |  | CISO | SCE
Participating Unit | N | N |  | SPRGVL_2_EXETPV | GEN | Exeter Tulare PV | 3.5 | 3.5 | SCE | Tulare PV I, LLC | PHOTO VOLTAIC | SUN | SP15 | 2022-01-28 |  | CISO | SCE
Participating Unit | N | Y | PNCHPP_1_PL1X2 | PNCHPP_1_PL1X2 | GEN | Midway Peaking Aggregate | 119.91 |  | PGAE | Midway Peaking, LLC | COMBUSTION TURBINE | NATURAL GAS | NP15 | 2009-05-03 |  | CISO | PGAE
Participating Unit | N | N |  | LECONT_2_LESBT1 | GEN | LeConte Energy Storage | 125 | 125 | SDGE | LeConte Energy Storage, LLC | OTHER | LESR | SP15 | 2022-09-01 |  | CISO | SDGE
Participating Unit | N | Y | SCEC_1_PDRP179 | SCEC_1_PDRP179 | GEN | SCEC_1_PDRP179 | 0.99 |  | SCE | Leapfrog Power, Inc. | OTHER | OTHER | SP15 |  |  | CISO | SCE
Participating Unit | N | N |  | DEVERS_2_CS2SR4 | GEN | Caliente Solar 2 | 0.91 | 1 | SCE | Caliente II Solar, LLC | PHOTO VOLTAIC | SUN | SP15 | 2018-05-18 |  | CISO | SCE
Participating Unit | N | N |  | LGHTHP_2_SBDSR2 | GEN | South Bay Dis Ctr 6 | 1.38 | 1.38 | SCE | ESCA-PLD-Southbay2, LLC | PHOTO VOLTAIC | SUN | SP15 |  |  | CISO | SCE
Participating Unit | N | N |  | WSNR_2_TESLADYN | TG | Central Valley Tesla | 10 |  | PGAE | TESLA230 | HYDRO | WATER | NP15 | 2017-12-13 |  | BANC | PGAE
Participating Unit | N | Y | PALOMR_2_PL1X3 | PALOMR_2_PL1X3 | GEN | Palomar Energy Center | 588.21 |  | SDGE | San Diego Gas & Electric | COMBINED CYCLE | NATURAL GAS | SP15 | 2005-10-14 |  | CISO | SDGE
Participating Unit | N | N |  | DYLAN_2_BMTBT1 | GEN | Beaumont BESS | 100 | 100 | SCE | Beaumont ESS, LLC | OTHER | LESR | SP15 | 2024-08-27 |  | CISO | SCE
Participating Unit | Y | N |  | COVERD_2_QFUNTS | GEN | Cove Hydroelectric Project | 5.5 | 20.3 | PGAE | Snow Mountain Hydro, LLC. | HYDRO | WATER | NP15 | 1987-01-05 |  | CISO | PGAE
Participating Unit | N | Y | PGEB_2_PDRP111 | PGEB_2_PDRP111 | GEN | VLTS_PDR_PGEB_03 | 4 |  | PGAE | Voltus, Inc. | OTHER | OTHER | NP15 |  |  | CISO | PGAE
Non-Participating | N | Y | MRCHNT_2_PL1X3 | MRCHNT_2_CTG1 | GEN | Desert Star Energy Center CT1 | 230 | 230 |  | San Diego Gas and Electric Company | COMBUSTION TURBINE | NATURAL GAS | SP15 |  |  | CISO | SCE
Participating Unit | N | N |  | ESQUON_6_LNDFIL | GEN | Neal Road Landfill Generating Facility | 2.1 | 2.1 | PGAE | Ameresco Butte County LLC | RECIPROCATING ENGINE | BIOGAS | NP15 | 2012-09-27 |  | CISO | PGAE
Participating Unit | N | N |  | VALTNE_2_AVASR1 | GEN | Valentine Solar | 100 | 100 | SCE | Valentine Solar, LLC | PHOTO VOLTAIC | SUN | SP15 | 2019-11-09 |  | CISO | SCE
Participating Unit | N | Y | SLSTR2_2_SOLAR2 | SLSTR2_2_SOLAR2 | GEN | Solar Star 2 | 276 |  | SCE | Solar Star California XX, LLC | PHOTO VOLTAIC | SUN | SP15 | 2014-07-31 |  | CISO | SCE
Participating Unit | N | N |  | BNNIEN_7_ALTAPH | GEN | ALTA POWER HOUSE | 1 | 2 | PGAE | Pacific Gas & Electric Company | HYDRO | WATER | NP15 | 1902-01-01 |  | CISO | PGAE
Participating Unit | N | N |  | LAPLMA_2_UNIT 1 | GEN | La Paloma Generating Plant Unit #1 | 267 | 295 | PGAE | CXA La Paloma LLC | COMBINED CYCLE | NATURAL GAS | ZP26 | 2003-01-10 |  | CISO | PGAE
Participating Unit | N | N |  | BREGGO_6_SOLAR | GEN | NRG Borrego Solar One | 26 | 26 | SDGE | Solar Borrego I LLC | PHOTO VOLTAIC | SUN | SP15 | 2013-02-12 |  | CISO | SDGE
Non-Participating | N | Y | GYS5X6_7_UNITS | GYS5X6_7_UNIT 6 | GEN | Geysers Unit 6 | 55 | 55 |  | Geysers Power Company, LLC | STEAM | GEOTHERMAL | NP15 |  |  | CISO | PGAE
Participating Unit | N | N |  | RTEDDY_2_RWSBT3 | GEN | Rosamond West Solar Central BESS A3 | 45 | 45 | SCE | Golden Fields Solar III, LLC | OTHER | LESR | SP15 | 2024-05-09 |  | CISO | SCE
Non-Participating | N | Y | HYTTHM_2_UNITS | THERMA_2_UNIT 1 | GEN | Thermalito Gen Unit 1 | 36 | 36 |  | California Dept. of Water Resources | HYDRO | WATER | NP15 |  |  | CISO | CWRP
Participating Unit | N | N |  | CASCES_6_CESBT2 | GEN | Cascade Energy Storage Expansion | 20 | 20 | PGAE | Cascade BESS, LLC | OTHER | LESR | NP15 | 2025-03-15 |  | CISO | PGAE
Participating Unit | N | N |  | DSRTHV_2_DH2SR2 | GEN | Desert Harvest 2 | 70 | 70 | SCE | Desert Harvest II, LLC | PHOTO VOLTAIC | SUN | SP15 | 2020-12-11 |  | CISO | SCE
Participating Unit | N | N |  | NZWIND_6_WDSTR2 | GEN | Windstream 6040 | 5.72 | 6.9 | SCE | Windstream Operations, LLC | WIND | WIND | SP15 | 2014-11-30 |  | CISO | SCE
Participating Unit | N | N |  | SHUTLE_6_RUISR3 | GEN | Rutan 3 | 1 | 1 | SCE | TerraForm Phoenix I CD Holdings LLC | PHOTO VOLTAIC | SUN | SP15 | 2024-04-29 |  | CISO | SCE
Non-Participating | N | Y | WNDSTR_2_WIND | WNDSTR_2_WIND1 | GEN | Windstar Wind Farm | 60 | 60 |  | Windstar Energy LLC | WIND | WIND | SP15 |  |  | CISO | SCE
Participating Unit | N | N |  | RECTOR_2_QF | GEN | Kaweah Unit 1 | 20.09 | 20.09 | SCE | Terminus Hydroelectric, LLC | HYDRO | WATER | SP15 | 2020-05-18 |  | CISO | SCE
Non-Participating | N | Y | SLUISP_2_UNITS | SLUISP_2_UNIT 1 | GEN | San Luis P-G Unit 1 | 53 | 53 | PGAE | California Dept. of Water Resources | PUMPED STORAGE | WATER | NP15 |  |  | CISO | PGAE
Participating Unit | N | N |  | CALPSS_6_SOLAR1 | TG | Calipatria Solar Farm | 19.9 | 20 | SDGE | IVLY2 | PHOTO VOLTAIC | SUN | SP15 | 2016-02-12 |  | IID | SDGE
Non-Participating | N | Y | DELTA_2_PL1X4 | DELTA_2_CTG2 | GEN | DELTA ENERGY CENTER CTG UNIT 2 | 212.5 | 212.5 |  | Delta Energy Center, LLC | COMBUSTION TURBINE | NATURAL GAS | NP15 |  |  | CISO | PGAE
Participating Unit | N | N |  | BREGGO_6_DSEBT1 | GEN | Dark Sky Energy Center | 7.33 | 7.33 | SDGE | San Diego Gas & Electric Company | OTHER | LESR | SP15 | 2025-08-12 |  | CISO | SDGE
Participating Unit | N | N |  | LUNAVL_2_LVSSR1 | GEN | Luna Valley Solar | 113.5 | 113.5 | PGAE | Luna Valley Solar I, LLC | PHOTO VOLTAIC | SUN | NP15 | 2025-08-22 |  | CISO | PGAE
Participating Unit | N | N |  | LALPAG_1_LALBT1 | GEN | Lake Alpaugh Battery Storage | 10 | 10 | PGAE | Alpaugh BESS, LLC | OTHER | LESR | ZP26 |  |  | CISO | SCE
Non-Participating | N | Y | BIGCRK_2_EXESWD | BGCRK1_7_UNIT 1 | GEN | BIG CREEK PH 1 UNIT 1 | 19.8 | 19.8 |  | Southern California Edison Company | HYDRO | WATER | SP15 |  |  | CISO | SCE
Participating Unit | N | N |  | TRNQLT_2_RETBT1 | GEN | RE Tranquillity BESS | 72 |  | PGAE | SP Tranquillity Solar Storage, LLC | OTHER | LESR | NP15 | 2022-03-16 |  | CISO | PGAE
Participating Unit | N | N |  | FIFTHS_2_FSSR1 | GEN | Fifth Standard Solar | 150 | 150 | PGAE | Fifth Standard Solar PV, LLC | PHOTO VOLTAIC | SUN | ZP26 | 2023-09-29 |  | CISO | PGAE
Participating Unit | Y | N |  | BURNYF_2_UNIT 1 | GEN | Burney Forest Power | 29 | 35.7 | PGAE | Burney Forest Products | STEAM | BIOMASS | NP15 | 2018-08-17 |  | CISO | PGAE
Participating Unit | Y | N |  | BRDGVL_7_BAKER | GEN | Baker Station Hydro | 1.49 | 2.5 | PGAE | Baker Station Associates, LP | HYDRO | WATER | NP15 | 1987-12-10 |  | CISO | PGAE
Participating Unit | N | N |  | SHAFTR_1_HWYSR1 | GEN | Highway 43 | 2.25 | 2.25 | PGAE | Currumbin Solar, LLC | PHOTO VOLTAIC | SUN | ZP26 | 2025-01-07 |  | CISO | PGAE
Non-Participating | N | Y | INTKEP_2_UNITS | INTKEP_2_KIRKW2 | GEN | KIRKWOOD HYDRO UNIT 2 | 45.41 | 45.41 |  |  |  |  | NP15 |  |  | CISO | PGAE
Participating Unit | N | N |  | REDBLF_6_UNIT | GEN | RED BLUFF PEAKER PLANT | 44 | 44 | PGAE | California Power Holdings, LLC | RECIPROCATING ENGINE | NATURAL GAS | NP15 | 2001-08-11 |  | CISO | PGAE
Participating Unit | N | N |  | VICPAS_2_SOCSR1 | GEN | Sol Catcher BESS PV1 | 100 | 100 | SCE | Arica Solar, LLC | PHOTO VOLTAIC | SUN | SP15 | 2024-03-26 |  | CISO | SCE
Participating Unit | N | Y | SCEC_1_PDRP142 | SCEC_1_PDRP142 | GEN | SCEC_1_PDRP142 | 0.99 |  | SCE | Leapfrog Power, Inc. | OTHER | OTHER | SP15 |  |  | CISO | SCE
Participating Unit | N | Y | HNTGBH_2_PL1X3 | HNTGBH_2_PL1X3 | GEN | Huntington Beach Energy | 673.8 |  | SCE | AES Huntington Beach Energy LLC | COMBINED CYCLE | NATURAL GAS | SP15 | 2020-02-04 |  | CISO | SCE
Participating Unit | N | N |  | ALT6DN_2_WIND7 | GEN | Pinyon Pines 1 | 164.31 | 168 | SCE | Alta Interconnection Management III, LLC | WIND | WIND | SP15 | 2013-01-01 |  | CISO | SCE
Participating Unit | N | N |  | LNCSTR_6_SOLAR2 | GEN | SEPV Sierra NGR | 8.25 | 8.25 | SCE | SEPV Sierra LLC | OTHER | HYBD | SP15 | 2021-12-22 |  | CISO | SCE
Participating Unit | N | N |  | KERKH2_7_UNIT 1 | GEN | KERKHOFF PH 2 UNIT #1 | 153.9 | 153.9 | PGAE | Pacific Gas & Electric Company | HYDRO | WATER | NP15 | 1983-01-01 |  | CISO | PGAE
Participating Unit | N | N |  | KYCORA_6_KMSBT1 | GEN | Kearny Mesa Storage | 1 | 1 | SDGE | Kearny Mesa Storage, LLC | OTHER | LESR | SP15 | 2020-02-13 |  | CISO | SDGE
Non-Participating | N | Y | BLM_2_UNITS | BLM E_2_UNIT 7 | GEN | COSO ENERGY DEVELOPERS - BLM EAST UNIT 7 | 24 | 24 |  |  |  |  | SP15 |  |  | CISO | SCE
Participating Unit | N | N |  | ESCNDO_6_EB3BT3 | GEN | Escondido BESS 3 | 10 | 10 | SDGE | San Diego Gas & Electric | OTHER | LESR | SP15 | 2017-03-06 |  | CISO | SDGE
Participating Unit | N | N |  | ALPSLR_1_SPSSLR | GEN | Alpaugh 50 LLC | 50 | 50 | PGAE | Alpaugh 50, LLC | PHOTO VOLTAIC | SUN | ZP26 | 2013-03-08 |  | CISO | PGAE
Participating Unit | N | Y | BLKCRK_2_SOLAR1 | BLKCRK_2_SOLAR1 | GEN | McCoy Station | 250 |  | SCE | NextEra Desert Center Blythe, LLC | PHOTO VOLTAIC | SUN | SP15 | 2016-06-14 |  | CISO | SCE
Participating Unit | N | N |  | EDMONS_2_NSPIN | GEN | EDMONS_2_NSPIN | 775.8 | 840 | SCE |  | PUMP | WATER | SP15 | 2009-03-31 |  | CISO | CWRS
Participating Unit | N | N |  | RECTOR_2_IVANPV | GEN | Ivanhoe Tulare PV | 3.5 | 3.5 | SCE | Tulare PV I, LLC | PHOTO VOLTAIC | SUN | SP15 | 2022-01-28 |  | CISO | SCE
Participating Unit | N | N |  | VALLEY_5_SOLAR1 | GEN | Kona Solar - Meridian #1 | 1.49 | 1.5 | SCE | Kona Solar, LLC | PHOTO VOLTAIC | SUN | SP15 | 2015-04-13 |  | CISO | SCE
Non-Participating | N | Y | WNDSTR_2_WIND | WNDSTR_2_WIND2 | GEN | Windstar Wind Farm | 60 | 60 |  | Windstar Energy LLC | WIND | WIND | SP15 |  |  | CISO | SCE
Participating Unit | N | N |  | GLDTWN_6_COLUM3 | GEN | Columbia 3 | 10 | 10 | SCE | RE Columbia 3 LLC | PHOTO VOLTAIC | SUN | SP15 | 2013-12-10 |  | CISO | SCE
Participating Unit | N | N |  | RVSIDE_6_SOLAR1 | GEN | Tequesquite Landfill Solar Project | 7.5 | 7.5 | SCE | Solar Star California XXXI, LLC | PHOTO VOLTAIC | SUN | SP15 | 2015-09-09 |  | CISO | RVSD
Non-Participating | N | Y | BIGCRK_2_EXESWD | BGCRK1_7_UNIT 4 | GEN | BIG CREEK PH 1 UNIT 4 | 31.2 | 31.2 |  | Southern California Edison Company | HYDRO | WATER | SP15 |  |  | CISO | SCE
Participating Unit | N | N |  | SUNCAT_2_A1BBT1 | GEN | Arlington Solar Unit 1B BESS | 63 | 63 | SCE | Arlington Solar, LLC | OTHER | LESR | SP15 | 2022-08-01 |  | CISO | SCE
Participating Unit | N | N |  | MSOLAR_2_SOLAR3 | GEN | Mesquite Solar 3, LLC | 152 | 152 | SDGE | Mesquite Solar 3, LLC | PHOTO VOLTAIC | SUN | SP15 | 2016-12-06 |  | CISO | SDGE
Participating Unit | Y | N |  | UNOCAL_1_UNITS | GEN | TOSCO (RODEO PLANT) | 49.85 | 57.3 | PGAE | Pacific Gas & Electric Company | FTUR | NATURAL GAS | NP15 | 1987-05-21 |  | CISO | PGAE
Participating Unit | N | N |  | HENRTA_6_ACDSR3 | GEN | Avenal Cutoff Dac Spring Solar | 3 | 3 | PGAE | Kings CSG 3, LLC | PHOTO VOLTAIC | SUN | NP15 | 2025-04-04 |  | CISO | PGAE
Non-Participating | N | Y | ALAMIT_2_PL1X3 | ALAMIT_7_STG1S | GEN | ALAMIT_7_STG1S | 241.5 | 241.5 |  | AES Alamitos Energy LLC | COMBINED CYCLE | NATURAL GAS | SP15 |  |  | CISO | SCE
Participating Unit | Y | N |  | WADHAM_6_UNIT | GEN | Wadham Energy LP | 29.07 | 32 | PGAE | Wadham Energy Limited Partnership | STEAM | WASTE TO POWER | NP15 | 1989-03-24 |  | CISO | PGAE
Participating Unit | N | N |  | MESAS_2_YORBT1 | GEN | Yorktown 1 BESS | 3 | 3 | SCE | Southern California Edison | OTHER | LESR | SP15 |  |  | CISO | SCE
Participating Unit | N | Y | WISHON_6_UNITS | WISHON_6_UNITS | GEN | Wishon/San Joaquin #1-A AGGREGATE | 18.4 |  | PGAE | Pacific Gas & Electric Company | HYDRO | WATER | NP15 | 1910-01-01 |  | CISO | PGAE
Non-Participating | N | Y | SUNSHN_2_LNDFL | SUNSHN_2_LNDFL4 | GEN | SUNSHN_2_LNDFL4 | 4.6 | 4.6 |  | Sunshine Gas Producers, L.L.C. Unit 4 | COMBUSTION TURBINE | BIOGAS | SP15 |  |  | CISO | SCE
Participating Unit | N | N |  | SUNCAT_2_A1ABT1 | GEN | Arlington Solar Unit 1A BESS | 47 | 47 | SCE | Arlington Solar, LLC | OTHER | LESR | SP15 | 2022-08-01 |  | CISO | SCE
Non-Participating | N | Y | OBERON_5_O2BBX2 | OBERON_5_O2BBT4 | GEN | Oberon 2 BESS | 62.5 | 62.5 | SCE | IP Oberon BESS, LLC | OTHER | LESR | SP15 |  |  | CISO | SCE
Non-Participating | N | Y | LMEC_1_PL1X3 | LMEC_1_CTG1 | GEN | LOS MEDANOS CTG UNIT 1 | 172 | 172 |  | Los Medanos Energy Center, LLC | COMBUSTION TURBINE | NATURAL GAS | NP15 |  |  | CISO | PGAE
Participating Unit | N | N |  | POLRIS_2_ASEBT1 | GEN | Antelope Solar 2 Estrella BESS | 28 | 28 | SCE | Estrella Solar, LLC | OTHER | LESR | SP15 | 2023-12-29 |  | CISO | SCE
Participating Unit | N | N |  | BALCHS_7_UNIT 3 | GEN | BALCH 2 PH UNIT 3 | 54.6 | 54.6 | PGAE | Pacific Gas & Electric Company | HYDRO | WATER | NP15 | 1958-01-01 |  | CISO | PGAE
Participating Unit | Y | N |  | YUBACT_1_SUNSWT | GEN | YUBA CITY COGEN | 49.97 | 49 | PGAE | Yuba City Cogeneration Partners, L.P. | COMBUSTION TURBINE | NATURAL GAS | NP15 | 1990-12-27 |  | CISO | PGAE
Participating Unit | N | N |  | STROUD_6_WWHSR1 | GEN | Winter Wheat Solar Farm | 1.5 | 1.5 | PGAE | GASNA 36P, LLC | PHOTO VOLTAIC | SUN | NP15 | 2019-05-11 |  | CISO | PGAE
Participating Unit | N | Y | GYS5X6_7_UNITS | GYS5X6_7_UNITS | GEN | GEYSERS UNITS 5 & 6 AGGREGATE | 98.43 |  | PGAE | Geysers Power Company, LLC | STEAM | GEOTHERMAL | NP15 | 1971-01-01 |  | CISO | PGAE
Participating Unit | N | N |  | VICTOR_1_SDRSR1 | GEN | Snowline Duncan Road North | 1.5 | 1.5 | SCE | SunE Solar XV Lessor, LLC | PHOTO VOLTAIC | SUN | SP15 | 2025-07-15 |  | CISO | SCE
Non-Participating |  | Y | TERMEX_2_PL1X3 | TERMEX_2_GTG2 | GEN | TERMEX_2_GTG2 | 180 | 180 |  |  |  |  | SP15 |  |  | CISO | SDGE
Participating Unit | N | N |  | VOYAGR_2_VOYWD1 | GEN | Voyager 1 | 128.91 | 131.1 | SCE | Alta Interconnection Management III, LLC | WIND | WIND | SP15 | 2019-12-30 |  | CISO | SCE
Participating Unit | N | N |  | VICTOR_1_CREST | GEN | Victor Aggregate Solar Resources | 11.99 | 38.2 | SCE | Southern California Edison Company | PHOTO VOLTAIC | SUN | SP15 | 2017-09-13 |  | CISO | SCE
Participating Unit | N | N |  | WHITEH_2_MEADDYN1 | TG | White Hills A | 50 |  | SCE | MEAD230 | WIND | WIND | SP15 | 2020-12-16 |  | WALC | SCE
Participating Unit | N | N |  | PADUA_2_SOLAR1 | GEN | Kona Solar - Rancho DC #1 | 1.75 | 1.8 | SCE | Kona Solar, LLC | PHOTO VOLTAIC | SUN | SP15 | 2015-06-02 |  | CISO | SCE
Participating Unit | N | N |  | SUNPND_5_SPSSR1 | TG | Sun Pond Solar 1 | 42.5 | 42.5 | SCE | PVWEST | PHOTO VOLTAIC | SUN | SP15 |  |  | SRP | SCE
Participating Unit | N | Y | SCEW_2_PDRP131 | SCEW_2_PDRP131 | GEN | SCEW_2_PDRP131 | 0.99 |  | SCE | Leapfrog Power, Inc. | OTHER | OTHER | SP15 |  |  | CISO | SCE
Non-Participating | N | Y | COLVIL_7_PL1X2 | COLVIL_7_UNIT 2 | GEN | COLLIERVILLE HYDRO UNIT 2 | 126 | 126 |  | NCPA (MSS Agreement - S14) | HYDRO | WATER | NP15 |  |  | CISO | NCPA
Participating Unit | N | N |  | USWPFK_6_FRICK | GEN | Frick Summit Wind Repower | 10 | 10 | PGAE | Altamont Winds LLC | WIND | WIND | NP15 | 2021-07-02 |  | CISO | PGAE
Participating Unit | N | N |  | SANBRN_2_SS2BT3 | GEN | Sanborn Solar 2 SBESS 3 | 169 | 169 | SCE | EDSAN 1B Group 1 Edwards, LLC | OTHER | LESR | SP15 | 2023-10-11 |  | CISO | SCE
Participating Unit | N | N |  | CHINO_2_APEBT1 | GEN | Pomona Energy Storage | 20 | 20 | SCE | VESI Pomona Energy Storage, Inc. | OTHER | LESR | SP15 | 2016-12-31 |  | CISO | SCE
Participating Unit | N | N |  | LAMONT_1_SOLAR4 | GEN | Hayworth Solar Farm | 26.66 | 27 | PGAE | 65HK 8me LLC | PHOTO VOLTAIC | SUN | ZP26 | 2015-12-23 |  | CISO | PGAE
Participating Unit | N | N |  | VICTOR_1_SOLAR2 | GEN | Alamo Solar | 20 | 20 | SCE | Alamo Solar, LLC | PHOTO VOLTAIC | SUN | SP15 | 2015-05-15 |  | CISO | SCE
Participating Unit | N | Y | CENTPD_2_BMSX2 | CENTPD_2_BMSX2 | GEN | Blythe Mesa Solar 2 BESS | 112 | 112 | SCE | Blythe Mesa Solar II, LLC | OTHER | LESR | SP15 | 2022-12-21 |  | CISO | SCE
Participating Unit | N | N |  | WEEDPC_6_KNSSR1 | GEN | Kern Sunset | 2.37 | 2.37 | PGAE | Weedpatch Solar, LLC | PHOTO VOLTAIC | SUN | ZP26 | 2025-01-14 |  | CISO | PGAE
Participating Unit | N | N |  | VIKING_2_VCSSR1 | TG | VIKINGS CO-LOCATED PV | 132.1 | 130 | SCE | MIR2 | PHOTO VOLTAIC | SUN | SP15 | 2024-11-11 |  | IID | SCE
Participating Unit | N | N |  | DAVIS_1_SOLAR2 | GEN | Grasslands 4 | 1 | 1 | PGAE | Yolo County | PHOTO VOLTAIC | SUN | NP15 | 2013-08-05 |  | CISO | PGAE
Non-Participating | N | Y | GWFPWR_1_UNITS | GWFPWR_1_CT 1 | GEN | HEP PEAKER PLANT UNIT 1 | 50 | 50 |  | GWF Energy LLC | COMBUSTION TURBINE | NATURAL GAS | NP15 |  |  | CISO | PGAE
Non-Participating | N | Y | TIGRCK_7_UNITS | TIGRCK_7_UNIT 2 | GEN | Tiger Creek Unit 2 | 31 | 31 |  | Pacific Gas & Electric Company | HYDRO | WATER | NP15 |  |  | CISO | PGAE
Participating Unit | N | N |  | SHUTLE_6_RUISR2 | GEN | Rutan 2 | 1.5 | 1.5 | SCE | TerraForm Phoenix I CD Holdings LLC | PHOTO VOLTAIC | SUN | SP15 | 2024-04-29 |  | CISO | SCE
Participating Unit | N | Y | SCEW_2_PDRP190 | SCEW_2_PDRP190 | GEN | CBP-3-W | 1.41 |  | SCE | Southern California Edison | OTHER | OTHER | SP15 |  |  | CISO | SCE
Non-Participating | N | Y | SLUISP_2_UNITS | SLUISP_2_UNIT 7 | GEN | San Luis P-G Unit 7 | 53 | 53 | PGAE | California Dept. of Water Resources | PUMPED STORAGE | WATER | NP15 |  |  | CISO | PGAE
Participating Unit | N | N |  | ROMOLA_5_MPBBT3 | GEN | Menifee Power Bank 3 | 50 | 50 | SCE | NOVA Power, LLC | OTHER | LESR | SP15 | 2024-09-20 |  | CISO | SCE
Participating Unit | N | Y | PGF1_2_PDRP105 | PGF1_2_PDRP105 | GEN | PGF1_2_PDRP105 | 4.8 |  | PGAE | OHMCONNECT, INC. | OTHER | OTHER | NP15 |  |  | CISO | PGAE
Non-Participating | N | Y | STANTN_2_SBEBX2 | STANTN_2_SBEBT3 | GEN | Stanton Battery Energy Storage | 34.4 | 34.4 | SCE | Stanton Energy Holdco, LLC | OTHER | LESR | SP15 |  |  | CISO | SCE
Participating Unit | N | N |  | CUMBIA_1_SOLAR | GEN | Columbia Solar Energy II | 19 | 19 | PGAE | Columbia Solar Energy, LLC | PHOTO VOLTAIC | SUN | NP15 | 2015-10-21 |  | CISO | PGAE
Participating Unit | N | N |  | ELLIOT_6_ELIBT1 | GEN | Elliott Energy Storage | 10 | 9.75 | SDGE | San Diego Gas and Electric | OTHER | LESR | SP15 | 2024-04-10 |  | CISO | SDGE
Participating Unit | N | Y | SPICER_1_UNITS | SPICER_1_UNITS | GEN | SPICER HYDRO UNITS 1-3 AGGREGATE | 6 |  | PGAE | NCPA (MSS Agreement - S14) | HYDRO | WATER | NP15 | 1990-01-01 |  | CISO | NCPA
Participating Unit | N | N |  | ELCAJN_6_EB1BT1 | GEN | Eastern BESS 1 | 7.5 | 7.5 | SDGE | San Diego Gas & Electric | OTHER | LESR | SP15 | 2017-02-18 |  | CISO | SDGE
Participating Unit | N | N |  | CSTRVL_7_PL1X2 | GEN | Marina Land Fill Gas | 4.53 | 5 | PGAE | Monterey Regional Waste Management District | RECIPROCATING ENGINE | OTHER | NP15 | 2007-09-01 |  | CISO | PGAE
Non-Participating | N | Y | SCHLTE_1_PL1X3 | SCHLTE_1_UNITA1 | GEN | Tracy Unit 1 Peaking Project | 87 | 87 | PGAE | GWF Energy LLC | COMBUSTION TURBINE | NATURAL GAS | NP15 |  |  | CISO | PGAE
Participating Unit | N | N |  | RTEDDY_2_SEBSR3 | GEN | Rosamond West Solar East Bay 3 | 56 | 56 | SCE | Golden Fields Solar III, LLC | PHOTO VOLTAIC | SUN | SP15 | 2020-12-21 |  | CISO | SCE
Participating Unit | N | N |  | CORRAL_6_SJOAQN | GEN | Ameresco San Joaquin | 4.3 | 4.3 | PGAE | Ameresco San Joaquin LLC | RECIPROCATING ENGINE | BIOGAS | NP15 | 2014-04-24 |  | CISO | PGAE
Participating Unit | N | N |  | SPRGVL_2_LINDPV | GEN | Lindsay Tulare PV | 4 | 4 | SCE | Tulare PV I, LLC | PHOTO VOLTAIC | SUN | SP15 | 2022-01-28 |  | CISO | SCE
Participating Unit | N | N |  | CMBLND_2_DS2SR1 | GEN | Daggett 2 a PV | 65 | 65 | SCE | Daggett Solar Power 2 LLC | PHOTO VOLTAIC | SUN | SP15 | 2023-11-22 |  | CISO | SCE
Participating Unit | N | N |  | SYCAMR_2_UNIT 4 | GEN | Sycamore Cogeneration Unit 4 | 76 | 90 | SCE | Chevron Power Holdings | FTUR | NATURAL GAS | SP15 | 1987-01-01 |  | CISO | SCE
Participating Unit | N | Y | SCEN_6_PDRP109 | SCEN_6_PDRP109 | GEN | VLTS_PDR_SCEN_D | 3 |  | SCE | Voltus, Inc. | OTHER | OTHER | SP15 |  |  | CISO | SCE
Participating Unit | N | Y | TWINKL_2_ASCSRA | TWINKL_2_ASCSRA | GEN | Aratina Solar Center 1 | 120 | 120 | SCE | 64NB 8me LLC | PHOTO VOLTAIC | SUN | SP15 |  |  | CISO | SCE
Participating Unit | N | Y | RUSCTY_2_UNITS | RUSCTY_2_UNITS | GEN | Russell City Energy Center | 615.18 |  | PGAE | Russell City Energy Company, LLC | COMBINED CYCLE | NATURAL GAS | NP15 | 2013-08-08 |  | CISO | PGAE
Participating Unit | N | N |  | GARNET_2_HYDRO | GEN | Whitewater Hydro | 1 | 1 | SCE | Desert Water Agency | HYDRO | WATER | SP15 | 2016-07-08 |  | CISO | SCE
Non-Participating |  | Y | SBERDO_2_PSP3 | SBERDO_7_STG3 | GEN | SBERDO_7_STG3 | 202 | 202 |  |  |  |  | SP15 |  |  | CISO | SCE
Participating Unit | N | N |  | OASIS_6_AR4SR2 | GEN | Arrache 4006 II | 1 | 1 | SCE | TerraForm Phoenix I CD Holdings, LLC | PHOTO VOLTAIC | SUN | SP15 | 2023-12-22 |  | CISO | SCE
Participating Unit | Y | N |  | HILAND_7_YOLOWD | GEN | CLEAR LAKE UNIT 1 | 3.75 | 3.8 | PGAE | Pacific Gas & Electric Company | HYDRO | WATER | NP15 | 1985-09-07 |  | CISO | PGAE
Participating Unit | N | N |  | BARRE_2_SBBSR1 | GEN | Seal Beach PV | 10 | 10 | SCE | BCE Seal Beach, LLC | PHOTO VOLTAIC | SUN | SP15 |  |  | CISO | SCE
Non-Participating | N | Y | WISHON_6_UNITS | WISHON_6_UNIT 2 | GEN | WISHON HYDRO UNIT 2 | 5.6 | 5.6 |  | Pacific Gas & Electric Company | HYDRO | WATER | NP15 |  |  | CISO | PGAE
Participating Unit | N | Y | SDG1_1_PDRP123 | SDG1_1_PDRP123 | GEN | SDG1_1_PDRP123 | 0.99 |  | SDGE | Leapfrog Power, Inc. | OTHER | OTHER | SP15 |  |  | CISO | SDGE
Participating Unit | N | N |  | RTEDDY_2_SOLAR1 | GEN | Rosamond West Solar 1 | 54 | 55 | SCE | Solar Star California XLI, LLC | PHOTO VOLTAIC | SUN | SP15 | 2016-12-22 |  | CISO | SCE
Non-Participating | N | Y | HYTTHM_2_UNITS | HYATT_2_UNIT 4 | GEN | Edward Hyatt P-G Unit 4 | 132.2 | 132.2 |  | California Dept. of Water Resources | HYDRO | WATER | NP15 |  |  | CISO | CWRP
Participating Unit | N | N |  | GASKW1_2_GW4SR1 | GEN | Gaskell West 4 | 20 | 20 | SCE | RE Gaskell West 3 LLC | PHOTO VOLTAIC | SUN | SP15 | 2023-05-05 |  | CISO | SCE
Participating Unit | N | N |  | DAIRLD_1_MD1SL1 | GEN | Madera 1 | 1.5 | 1.5 | PGAE | GL Madera, LLC | PHOTO VOLTAIC | SUN | NP15 | 2017-12-29 |  | CISO | PGAE
Participating Unit | N | N |  | RTEDDY_2_RWSBT1 | GEN | Rosamond West Solar Central BESS A1 | 30 | 30 | SCE | Golden Fields Solar III, LLC | OTHER | LESR | SP15 | 2024-05-02 |  | CISO | SCE
Non-Participating | N | Y | HIDSRT_2_UNITS | HIDSRT_7_STG | GEN | HIGH DESERT STEAM TURBINE | 323 | 323 |  | High Desert Power Project, LLC | STEAM | HEAT RECOVERY | SP15 |  |  | CISO | SCE
Participating Unit | N | N |  | KNTSTH_6_SOLAR | GEN | Kent South | 20 | 20 | PGAE | RE Kent South, LLC | PHOTO VOLTAIC | SUN | NP15 | 2014-12-24 |  | CISO | PGAE
Participating Unit | Y | N |  | GARNET_2_WIND3 | GEN | San Gorgonio East | 12.6 | 12.6 | SCE | Coachella Wind Holdings, LLC | WIND | WIND | SP15 | 2016-02-05 |  | CISO | SCE
Participating Unit | N | Y | PGF1_2_PDRP109 | PGF1_2_PDRP109 | GEN | PGF1_2_PDRP109 | 0.99 |  | PGAE | Leapfrog Power, Inc. | OTHER | OTHER | NP15 |  |  | CISO | PGAE
Participating Unit | N | N |  | SCARLT_2_SSBSR1 | GEN | Scarlet Solar CA 1B PV | 100 | 100 | PGAE | EDPR Scarlet I LLC | PHOTO VOLTAIC | SUN | NP15 | 2024-05-02 |  | CISO | PGAE
Participating Unit | N | N |  | ENERSJ_5_ESJWD2 | GEN | Energia Sierra Juarez Wind 2 | 105 | 105 | SDGE | Energia Sierra Juarez, S. de R.L. de C.V. | WIND | WIND | SP15 | 2022-01-13 |  | CISO | SDGE
Participating Unit | Y | N |  | CTNWDP_1_QF | GEN | SMALL QF AGGREGATION - BURNEY | 0.5 | 1 | PGAE | Pacific Gas & Electric Company | HYDRO | WATER | NP15 | 1982-01-01 |  | CISO | PGAE
Non-Participating | N | Y | DREWS_6_PL1X4 | DREWS_6_GEN 3 | GEN | DREWS UNIT 3 | 10.8 | 10.8 |  | Colton Power, LP | COMBUSTION TURBINE | NATURAL GAS | SP15 |  |  | CISO | SCE
Participating Unit | N | N |  | PWEST_1_UNIT | GEN | PACIFIC WEST 1 WIND GENERATION | 2.1 | 2.1 | SCE | Phoenix Wind Power LLC | WIND | WIND | SP15 | 2009-03-31 |  | CISO | SCE
Participating Unit | N | N |  | MSOLAR_2_SOLAR2 | GEN | Mesquite Solar 2 | 100.81 | 165 | SDGE | Mesquite Solar 2, LLC | PHOTO VOLTAIC | SUN | SP15 | 2017-10-12 |  | CISO | SDGE
Participating Unit | N | N |  | OASIS_6_GBDSR4 | GEN | Green Beanworks D | 3 | 3 | SCE | Green Beanworks D LLC | PHOTO VOLTAIC | SUN | SP15 | 2018-08-25 |  | CISO | SCE
Non-Participating | N | Y | CAMCHE_1_PL1X3 | CAMCHE_1_UNIT 1 | GEN | Camanche 1 | 3.3 | 3.3 |  | East Bay Municipal Utility District | HYDRO | WATER | NP15 |  |  | CISO | PGAE
Non-Participating | N | Y | CARBOU_7_PL2X3 | CARBOU_7_UNIT 3 | GEN | CARIBOU PH 1 UNIT 3 | 25 | 25 |  | Pacific Gas & Electric Company | HYDRO | WATER | NP15 |  |  | CISO | PGAE
Participating Unit | N | N |  | KINGCO_1_KINGBR | GEN | Kingsburg Cogen | 34.5 | 34.5 | PGAE | KES Kingsburg, L.P. | COMBUSTION TURBINE | NATURAL GAS | NP15 | 1990-12-05 |  | CISO | PGAE
Participating Unit | N | N |  | PEABDY_2_LNDFIL | GEN | G2 Energy Hay Road Power Plant | 1.6 | 1.6 | PGAE | G2 Energy, Hay Road LLC | RECIPROCATING ENGINE | BIOGAS | NP15 | 2013-07-09 |  | CISO | PGAE
Participating Unit | N | N |  | WOODWR_1_HYDRO | GEN | Quinten Luallen | 7.3 | 7.3 | PGAE | Friant Power Authority | HYDRO | WATER | NP15 | 2017-06-14 |  | CISO | PGAE
Participating Unit | N | N |  | GARNET_1_SOLAR2 | GEN | Garnet Solar Power Generation Station 1 | 4 | 4 | SCE | Garnet Solar Power Generation Station 1, LLC | PHOTO VOLTAIC | SUN | SP15 | 2014-12-23 |  | CISO | SCE
Non-Participating | N | Y | LECEF_1_UNITS | LECEF_1_CGT 2 | GEN | LOS ESTEROS ENERGY FACILITY CTG 2 | 49.9 | 49.9 |  | Los Esteros Critical Energy Facility, LLC | COMBUSTION TURBINE | NATURAL GAS | NP15 |  |  | CISO | PGAE
Non-Participating | N | Y | SPICER_1_UNITS | SPICER_1_UNIT 1 | GEN | SPICER HYDRO UNIT 1 | 2.8 | 2.8 |  | NCPA (MSS Agreement - S14) | HYDRO | WATER | NP15 |  |  | CISO | NCPA
Participating Unit | Y | N |  | GYSRVL_7_WSPRNG | GEN | Warm Springs Hydro | 3.75 | 3.8 | PGAE | Sonoma County Water Agency | HYDRO | WATER | NP15 | 1988-12-22 |  | CISO | PGAE
Non-Participating | N | Y | HNTGBH_2_PL1X3 | HNTGBH_7_CTG1B | GEN | HNTGBH_7_CTG1B | 234.5 | 234.5 |  | AES Huntington Beach Energy LLC | COMBINED CYCLE | NATURAL GAS | SP15 |  |  | CISO | SCE
Participating Unit | N | N |  | ORTGA_6_ME1SL1 | GEN | Merced 1 | 3 | 3 | PGAE | GL Merced 2, LLC | PHOTO VOLTAIC | SUN | NP15 | 2018-04-12 |  | CISO | PGAE
Non-Participating | N | Y | LEBECS_2_UNITS | LEBECS_7_STG5 | GEN | CC Power Block 2 STG5 | 92 | 92 |  | Pastoria Energy Facility | STEAM | NATURAL GAS | SP15 |  |  | CISO | SCE
Participating Unit | N | N |  | CNTNLA_2_SOLAR2 | GEN | Centinels Solar Energy 2 | 45.6 | 47 | SDGE | Centinela Solar Energy, LLC | PHOTO VOLTAIC | SUN | SP15 | 2014-08-15 |  | CISO | SDGE
Participating Unit | N | N |  | CRIMSN_2_CRMBT1 | GEN | Crimson | 200 | 200 | SCE | Sonoran West Solar Holdings, LLC | OTHER | LESR | SP15 | 2022-09-16 |  | CISO | SCE
Participating Unit | N | N |  | CUYAMS_6_CUYSR1 | GEN | Cuyama Solar | 40 | 40 | PGAE | Cuyama Solar, LLC | PHOTO VOLTAIC | SUN | ZP26 | 2017-11-30 |  | CISO | PGAE
Participating Unit | N | Y | ONLLPP_6_UNITS | ONLLPP_6_UNITS | GEN | O'NEILL PUMP-GEN (AGGREGATE) | 25.2 |  | PGAE | Western Area Power Administration |  | WATER | NP15 | 2017-11-30 |  | CISO | PGAE
Participating Unit | N | N |  | TX-ELK_6_SOLAR1 | GEN | Castor | 1.5 | 1.5 | PGAE | Green Light FIT 1, LLC | PHOTO VOLTAIC | SUN | ZP26 | 2016-04-02 |  | CISO | PGAE
Participating Unit | N | N |  | TRNSWD_1_QF | GEN | FPL Energy C Wind | 38.97 | 40 | SCE | GPS Cabazon Wind, LLC | WIND | WIND | SP15 | 2014-12-22 |  | CISO | SCE
Participating Unit | N | Y | SCEC_1_PDRP129 | SCEC_1_PDRP129 | GEN | SCEC_1_PDRP129 | 0.99 |  | SCE | Leapfrog Power, inc. | OTHER | OTHER | SP15 |  |  | CISO | SCE
Participating Unit | N | N |  | KERNFT_1_UNITS | GEN | KERN FRONT LIMITED | 52.4 | 60 | PGAE | KERN FRONT LIMITED | COMBUSTION TURBINE | NATURAL GAS | ZP26 | 1989-01-07 |  | CISO | PGAE
Non-Participating | N | Y | SLUISP_2_UNITS | SLUISP_2_UNIT 8 | GEN | San Luis P-G Unit 8 | 53 | 53 | PGAE | California Dept. of Water Resources | PUMPED STORAGE | WATER | NP15 |  |  | CISO | PGAE
Participating Unit | N | N |  | BGSKYN_2_AS2SR1 | GEN | Antelope Solar 2 | 105 | 105 | SCE | Antelope Expansion 2, LLC | PHOTO VOLTAIC | SUN | SP15 | 2018-12-18 |  | CISO | SCE
Participating Unit | Y | N |  | COVERD_2_RCKHY1 | GEN | ROARING CREEK | 2 | 2 | PGAE | Mega Renewables | HYDRO | WATER | NP15 | 2017-06-01 |  | CISO | PGAE
Participating Unit | N | N |  | FROGTN_1_UTICAM | GEN | Murphys Powerhouse | 3.6 | 3.6 | PGAE | Utica Water and Power Authority | HYDRO | WATER | NP15 | 2017-08-22 |  | CISO | PGAE
Participating Unit | N | Y | DUANE_1_PL1X3 | DUANE_1_PL1X3 | GEN | DONALD VON RAESFELD POWER PROJECT | 147.8 |  | PGAE | City of Santa Clara DBA Silicon Valley Power (MSS Agreement - S14) | COMBINED CYCLE | NATURAL GAS | NP15 | 2005-03-24 |  | CISO | NCPA
Participating Unit | N | N |  | DYERSM_6_DSWWD1 | GEN | Dyer Summit Wind Repower | 44.8 | 44.8 | PGAE | Altamont Winds LLC | WIND | WIND | NP15 | 2022-04-05 |  | CISO | PGAE
Participating Unit | N | N |  | SUNSPT_2_WNASR1 | GEN | Windhub Solar A | 20 | 20 | SCE | Windhub Solar A, LLC | PHOTO VOLTAIC | SUN | SP15 | 2019-12-18 |  | CISO | SCE
Participating Unit | N | N |  | ETIWND_2_SEPBT1 | GEN | Separator | 100 | 100 | SCE | RE Rampa LLC | OTHER | LESR | SP15 | 2024-09-24 |  | CISO | SCE
Participating Unit | N | N |  | USWNDR_2_LABWD1 | GEN | LaBrisa Wind Project | 9 | 9 | PGAE | EDF Renewable Windfarm V, Inc | WIND | WIND | NP15 | 2019-06-28 |  | CISO | PGAE
Participating Unit | N | N |  | DELAMO_2_SOLAR2 | GEN | Golden Springs Building M | 1.75 | 1.8 | SCE | Golden Springs Development Co. LLC | PHOTO VOLTAIC | SUN | SP15 | 2015-04-01 |  | CISO | SCE
Participating Unit | N | Y | INTKEP_2_UNITS | INTKEP_2_UNITS | GEN | CCSF Hetch_Hetchy Hydro Aggregate | 405 |  | PGAE | City & County of San Francisco | HYDRO | WATER | NP15 | 2006-07-01 |  | CISO | PGAE
Participating Unit | N | N |  | GLNARM_7_UNIT 1 | GEN | GLEN ARM UNIT 1 | 22.13 | 30.6 | SCE | City of Pasadena | COMBUSTION TURBINE | NATURAL GAS | SP15 | 1976-01-01 |  | CISO | PASA
Non-Participating | N | Y | BRODIE_2_WIND | BRODIE_2_WIND1 | GEN | Coram Brodie Wind Project Cameron Ridge | 78 | 78 |  | Southern California Edison Company | WIND | WIND | SP15 |  |  | CISO | SCE
Participating Unit | N | N |  | RATSKE_2_WAVBT1 | GEN | Willy 9 Antelope Valley Complex | 125.96 | 126 | SCE | AVEP BESS, LLC | OTHER | LESR | SP15 | 2025-04-16 |  | CISO | SCE
Participating Unit | N | N |  | BUCKCK_2_HYDRO | GEN | Lassen Station Hydro | 0.99 | 1 | PGAE | Lassen Station Hydroelectric, LP | HYDRO | WATER | NP15 | 2016-06-13 |  | CISO | PGAE
Participating Unit | N | N |  | GRDISL_1_RVSSR1 | GEN | Rio Vista Solar | 2.73 | 2.73 | PGAE | Rio Vista Executive Boat & RV Storage, LLC | PHOTO VOLTAIC | SUN | NP15 | 2025-03-26 |  | CISO | PGAE
Participating Unit | N | N |  | ALMEGT_1_UNIT 2 | GEN | ALAMEDA GT UNIT 2 | 25 | 25.4 | PGAE | NCPA (MSS Agreement - S14) | FTUR | NATURAL GAS | NP15 | 1986-01-01 |  | CISO | NCPA
Participating Unit | N | N |  | GEYS12_7_UNIT12 | GEN | GEYSERS UNIT 12 (HEALDSBURG) | 57 | 77 | PGAE | Geysers Power Company, LLC | STEAM | GEOTHERMAL | NP15 | 1979-01-01 |  | CISO | PGAE
Participating Unit | N | Y | SCEC_1_PDRP135 | SCEC_1_PDRP135 | GEN | SCEC_1_PDRP135 | 0.99 |  | SCE | Leapfrog Power, Inc. | OTHER | OTHER | SP15 |  |  | CISO | SCE
Participating Unit | N | Y | SCEC_1_PDRP154 | SCEC_1_PDRP154 | GEN | SCEC_1_PDRP154 | 0.99 |  | SCE | Leapfrog Power, Inc. | OTHER | OTHER | SP15 |  |  | CISO | SCE
Participating Unit | N | N |  | SNCLRA_2_VESBT1 | GEN | Ventura Energy Storage | 100 | 100 | SCE | Ventura Energy Storage, LLC | OTHER | LESR | SP15 | 2021-04-20 |  | CISO | SCE
Participating Unit | N | N |  | TEHAPI_2_WIND2 | GEN | Wind Wall Monolith 2 | 23.66 | 22.5 | SCE | Wind Wall 1 | WIND | WIND | SP15 | 2021-03-30 |  | CISO | SCE
Non-Participating |  | Y | TERMEX_2_PL1X3 | TERMEX_2_GTG1 | GEN | TERMEX_2_GTG1 | 180 | 180 |  |  |  |  | SP15 |  |  | CISO | SDGE
Participating Unit | N | N |  | GLNARM_2_UNIT 5 | GEN | Glenarm Turbine 5 | 65.81 | 71 | SCE | City of Pasadena | COMBINED CYCLE | NATURAL GAS | SP15 | 2016-12-20 |  | CISO | PASA
Participating Unit | N | Y | SCEC_1_PDRP113 | SCEC_1_PDRP113 | GEN | SCEC_1_PDRP113 | 0.99 |  | SCE | Leapfrog Power, Inc. | OTHER | OTHER | SP15 |  |  | CISO | SCE
Participating Unit | N | N |  | LAPLMA_2_UNIT 3 | GEN | La Paloma Generating Plant Unit #3 | 266 | 295 | PGAE | CXA La Paloma LLC | COMBINED CYCLE | NATURAL GAS | ZP26 | 2003-01-13 |  | CISO | PGAE
Participating Unit | N | N |  | WOLFSK_1_UNITA1 | GEN | Wolfskill Energy Center | 48.68 | 49.9 | PGAE | Gilroy Energy Center, LLC | COMBUSTION TURBINE | NATURAL GAS | NP15 | 2003-03-22 |  | CISO | PGAE
Participating Unit | N | N |  | TULARE_2_TULBM1 | GEN | Tulare BioMAT Fuel Cell | 2.8 | 2.8 | SCE | Central CA Fuel Cell 2, LLC | OTHER | BIOGAS | SP15 | 2019-12-20 |  | CISO | SCE
Participating Unit | N | N |  | REEDLY_6_SOLAR | GEN | Terzian | 1.23 | 1.3 | PGAE | Solarenewal LLC | PHOTO VOLTAIC | SUN | NP15 | 2014-06-17 |  | CISO | PGAE
Participating Unit | N | N |  | PRIMM_2_SSSBT1 | GEN | Silver State South Solar Project Storage | 200 | 200 | SCE | Silver State Solar Power South, LLC | OTHER | LESR | SP15 | 2025-04-01 |  | CISO | SCE
Participating Unit | Y | N |  | OAKWD_6_ZEPHWD | GEN | Zephyr Park | 3.5 | 4.2 | SCE | Oak Creek Wind Power, LLC | WIND | WIND | SP15 | 2014-02-07 |  | CISO | SCE
Participating Unit | N | Y | ELKHIL_2_PL1X3 | ELKHIL_2_PL1X3 | GEN | ELK HILLS COMBINED CYCLE (AGGREGATE) | 551.7 |  | PGAE | Elk Hills Power, LLC | COMBINED CYCLE | NATURAL GAS | ZP26 | 2003-07-24 |  | CISO | PGAE
Participating Unit | N | N |  | WHEATL_6_LNDFIL | GEN | G2 ENERGY, OSTROM ROAD LLC | 3.55 | 3.55 | PGAE | G2 Energy, Ostrom Road LLC | RECIPROCATING ENGINE | BIOGAS | NP15 | 2013-09-01 |  | CISO | PGAE
Participating Unit | N | Y | SALTSP_7_UNITS | SALTSP_7_UNITS | GEN | SALT SPRINGS HYDRO AGGREGATE | 46 |  | PGAE | Pacific Gas & Electric Company | HYDRO | WATER | NP15 | 1931-01-01 |  | CISO | PGAE
Participating Unit | N | Y | PGF1_2_PDRP127 | PGF1_2_PDRP127 | GEN | AgMonitor PR Farms PGF1 | 9.9 |  | PGAE | Olivine, Inc. | OTHER | OTHER | NP15 |  |  | CISO | PGAE
Participating Unit | N | Y | TERMEX_2_PL1X3 | TERMEX_2_PL1X3 | GEN | TDM | 625 |  | SDGE | Termoelectrica De Mexicali S. de R.L. de C.V. (non-pro forma agreement) | COMBINED CYCLE | NATURAL GAS | SP15 | 2003-07-30 |  | CISO | SDGE
Participating Unit | N | N |  | HATRDG_2_WIND | GEN | Hatchet Ridge Wind Farm | 102 | 102 | PGAE | Hatchet Ridge Wind, LLC | WIND | WIND | NP15 | 2010-11-19 |  | CISO | PGAE
Participating Unit | N | N |  | VICTOR_1_EXSLRA | GEN | Expressway Solar A | 2 | 2 | SCE | FTS Master Tenant 1, LLC | PHOTO VOLTAIC | SUN | SP15 | 2014-05-07 |  | CISO | SCE
Participating Unit | N | N |  | ELCABO_5_ECWSCEDYN | TG | El Cabo Wind | 298 |  | SCE | WILLOWBEACH | WIND | WIND | SP15 | 2017-06-02 |  | AZPS | SCE
Non-Participating | N | Y | KRAMER_1_R2PX2 | KRAMER_1_R2PSR1 | GEN | Resurgence 2 PV | 24 | 24 |  | Resurgence Solar II, LLC | PHOTO VOLTAIC | SUN | SP15 |  |  | CISO | SCE
Non-Participating | N | Y | TERMEX_2_PL1X3 | TERMEX_2_STG | GEN | Termoelectrica De Mexicali STG 3 | 308 | 308 |  | Termoelectrica De Mexicali S. de R.L. de C.V. | STEAM | HEAT RECOVERY | SP15 |  |  | CISO | SDGE
Participating Unit | N | N |  | GARNET_2_WIND4 | GEN | Windustries | 9.8 | 9.8 | SCE | San Gorgonio Westwinds II - Windustries, LLC | WIND | WIND | SP15 | 2015-12-10 |  | CISO | SCE
Non-Participating | N | Y | LEBECS_2_UNITS | LEBECS_7_CTG4 | GEN | CC Power Block 2 CTG4 | 198.9 | 198.9 |  | Pastoria Energy Facility | COMBUSTION TURBINE | NATURAL GAS | SP15 |  |  | CISO | SCE
Non-Participating | N | Y | METEC_2_PL1X3 | METEC_7_CTG1 | GEN | Metcalf Energy Center Unit 1 | 193 | 193 |  | Metcalf Energy Center, LLC | COMBUSTION TURBINE | NATURAL GAS | NP15 |  |  | CISO | PGAE
Participating Unit | N | N |  | RATSKE_2_RBSSB1 | GEN | Rabbitbrush Solar 1 | 60 | 60 | SCE | Rabbitbrush Solar, LLC | OTHER | HYBD | SP15 | 2022-10-18 |  | CISO | SCE
Participating Unit | N | N |  | ESCNDO_6_PL1X2 | GEN | MMC Escondido Aggregate | 48.71 | 49.5 | SDGE | Escondido Energy Center | COMBUSTION TURBINE | NATURAL GAS | SP15 | 2014-01-25 |  | CISO | SDGE
Participating Unit | N | N |  | KNGBRD_2_SOLAR2 | GEN | Kingbird Solar B | 20 | 20 | SCE | Kingbird Solar B, LLC | PHOTO VOLTAIC | SUN | SP15 | 2016-04-30 |  | CISO | SCE
Participating Unit | N | N |  | WHTWTR_1_WINDA1 | GEN | Whitewater Hill Wind Project | 57 | 61.5 | SCE | Whitewater Hill Wind Partners, LLC | WIND | WIND | SP15 | 2002-08-31 |  | CISO | SCE
Non-Participating | N | Y | HYTTHM_2_UNITS | HYATT_2_UNIT 5 | GEN | Edward Hyatt Gen Unit 5 | 141.6 | 141.6 |  | California Dept. of Water Resources | HYDRO | WATER | NP15 |  |  | CISO | CWRP
Participating Unit | N | N |  | ELNIDO_1_ECRSR1 | GEN | East Cleveland Solar | 3 | 3 | PGAE | RPCA Solar 7 LLC | PHOTO VOLTAIC | SUN | NP15 | 2025-02-25 |  | CISO | PGAE
Participating Unit | N | N |  | LAGBEL_2_EDCSR2 | GEN | Eaves Dis Ctr 3 | 0.67 | 0.67 | SCE | ESCA-PLD-Eaves2, LLC | PHOTO VOLTAIC | SUN | SP15 |  |  | CISO | SCE
Non-Participating | N | Y | MCFLND_5_MBSBX2 | MCFLND_5_MSBSB1 | GEN | McFarland Solar B Hybrid | 75 | 75 | SDGE | McFarland Solar B, LLC | OTHER | HYBD | SP15 |  |  | CISO | SDGE
Non-Participating | N | Y | SLSTR2_2_SOLAR2 | SLSTR2_2_SOLR2B | GEN | Solar Star 2 | 57 | 57 |  | Southern California Edison Company | PHOTO VOLTAIC | SUN | SP15 |  |  | CISO | SCE
Participating Unit | N | N |  | NCPA_7_GP2UN4 | GEN | NCPA GEO PLANT 2 UNIT 4 | 52.73 | 55 | PGAE | NCPA (MSS Agreement - S14) | STEAM | GEOTHERMAL | NP15 | 1986-01-01 |  | CISO | NCPA
Non-Participating | N | Y | HNTGBH_2_PL1X3 | HNTGBH_7_CTG1A | GEN | HNTGBH_7_CTG1A | 234.5 | 234.5 |  | AES Huntington Beach Energy LLC | COMBINED CYCLE | NATURAL GAS | SP15 |  |  | CISO | SCE
Participating Unit | N | N |  | CALPIN_1_AGNEW | GEN | Agnews Power Plant | 28.56 | 41.5 | PGAE | O.L.S. Energy-Agnews, Inc. | COMBUSTION TURBINE | NATURAL GAS | NP15 | 1990-10-19 |  | CISO | PGAE
Non-Participating | N | Y | BIGCRK_2_EXESWD | BGCRK4_7_UNIT 2 | GEN | BIG CREEK PH 4 UNIT 2 | 50 | 50 |  | Southern California Edison Company | HYDRO | WATER | SP15 |  |  | CISO | SCE
Participating Unit | N | Y | SCEW_2_PDRP174 | SCEW_2_PDRP174 | GEN | SCEW_2_PDRP174 | 0.99 |  | SCE | Leapfrog Power, Inc. | OTHER | OTHER | SP15 |  |  | CISO | SCE
Participating Unit | N | N |  | ADMEST_6_SOLAR | GEN | Adams East | 19 | 19 | PGAE | RE Adams East, LLC | PHOTO VOLTAIC | SUN | NP15 | 2014-12-13 |  | CISO | PGAE
Participating Unit | N | Y | SCEC_1_DERP01 | SCEC_1_DERP01 | GEN | ESS CSG Aggregated Resources | 0.67 |  | SCE | Clean Power Alliance of Southern California | OTHER | OTHER | SP15 | 2025-02-21 |  | CISO | SCE
Participating Unit | N | Y | SCEC_1_PDRP127 | SCEC_1_PDRP127 | GEN | SCEC_1_PDRP127 | 0.99 |  | SCE | Leapfrog Power, inc. | OTHER | OTHER | SP15 |  |  | CISO | SCE
Participating Unit | Y | N |  | TESLA_1_QF | GEN | SMALL QF AGGREGATION - STOCKTON | 2 | 5 | PGAE | Pacific Gas & Electric Company | OTHER | OTHER | NP15 | 1982-01-01 |  | CISO | PGAE
Non-Participating | N | Y | PIT3_7_PL1X3 | PIT3_7_UNIT 1 | GEN | PIT PH 3 UNIT 1 | 24 | 24 |  | Pacific Gas & Electric Company | HYDRO | WATER | NP15 |  |  | CISO | PGAE
Participating Unit | N | Y | SCEW_2_PDRP119 | SCEW_2_PDRP119 | GEN | SCEW_2_PDRP119 | 0.99 |  | SCE | Leapfrog Power, Inc. | OTHER | OTHER | SP15 |  |  | CISO | SCE
Participating Unit | N | N |  | RDWAY_1_SCKSR1 | GEN | Sheep Creek | 3 | 3 | SCE | Phelan Solar LLC | PHOTO VOLTAIC | SUN | SP15 | 2023-07-28 |  | CISO | SCE
Participating Unit | N | N |  | VOYAGR_2_VOYWD3 | GEN | Voyager Wind 3 | 42.45 | 43.2 | SCE | Alta Interconnection Management III, LLC | WIND | WIND | SP15 | 2018-12-29 |  | CISO | SCE
Participating Unit | N | N |  | ROMOLA_5_MPBBT4 | GEN | Menifee Power Bank 4 | 110 | 110 | SCE | NOVA Power, LLC | OTHER | LESR | SP15 | 2024-09-20 |  | CISO | SCE
Participating Unit | N | N |  | SAUGUS_6_MWDFTH | GEN | Foothill Hydroelectric Recovery Plant | 9.1 | 9.1 | SCE | Metropolitan Water District of Southern California (MWD) | HYDRO | WATER | SP15 | 1981-01-01 |  | CISO | SCE
Participating Unit | N | N |  | DRACKR_2_DS3SR3 | GEN | Dracker Solar Unit 3 | 125 | 125 | SCE | NextEra Blythe Solar Energy Center, LLC | PHOTO VOLTAIC | SUN | SP15 | 2020-05-19 |  | CISO | SCE
Participating Unit | N | Y | SCEW_2_PDRP125 | SCEW_2_PDRP125 | GEN | SCEW_2_PDRP125 | 0.99 |  | SCE | Leapfrog Power, Inc. | OTHER | OTHER | SP15 |  |  | CISO | SCE
Participating Unit | N | Y | PGSI_1_PDRP100 | PGSI_1_PDRP100 | GEN | VLTS_PDR_PGSI_D | 3 |  | PGAE | Voltus, Inc. | OTHER | OTHER | NP15 |  |  | CISO | PGAE
Participating Unit | N | Y | BUCKBL_2_PL1X3 | BUCKBL_2_PL1X3 | GEN | Blythe Energy Center | 493.63 |  | SCE | Blythe Energy Inc | COMBINED CYCLE | NATURAL GAS | SP15 | 2010-07-31 |  | CISO | SCE
Participating Unit | N | N |  | SCARLT_2_SSABT1 | GEN | Scarlet Solar CA 1A | 10 | 10 | PGAE | EDPR Scarlet I LLC | OTHER | LESR | NP15 | 2024-05-03 |  | CISO | PGAE
Participating Unit | N | N |  | ESNHWR_2_HDSBT2 | GEN | Hecate Energy Desert Storage 1 | 10 | 10 | SCE | Hecate Energy Desert Storage 1 LLC | OTHER | LESR | SP15 | 2025-05-16 |  | CISO | SCE
Non-Participating | N | Y | FILIPPI_2_QZSBTX | FILIPPI_2_QZSBT2 | GEN | Quartzite Solar 8 BESS | 75 | 75 | SCE | Desert Quartzite LLC | OTHER | LESR | SP15 |  |  | CISO | SCE
Participating Unit | N | N |  | ASTORA_2_SOLAR1 | GEN | Astoria 1 | 100 | 100 | SCE | RE Astoria LLC | PHOTO VOLTAIC | SUN | SP15 | 2016-10-18 |  | CISO | SCE
Non-Participating | N | Y | BIGCRK_2_EXESWD | BGCRK8_7_UNIT 1 | GEN | BIG CREEK PH 8 UNIT 1 | 30 | 30 |  | Southern California Edison Company | HYDRO | WATER | SP15 |  |  | CISO | SCE
Participating Unit | N | N |  | ALTA3A_2_CPCE5 | GEN | Alta Wind 5 | 168 | 168 | SCE | Alta Interconnection Management II, LLC | WIND | WIND | SP15 | 2011-04-21 |  | CISO | SCE
Participating Unit | N | N |  | PERGRN_2_PRSBT1 | GEN | Peregrine Storage | 200 | 200 | SDGE | Peregrine Energy Storage, LLC | OTHER | LESR | SP15 | 2025-04-09 |  | CISO | SDGE
Non-Participating | N | Y | TULLCK_7_UNITS | TULLCK_7_UNIT 2 | GEN | TULLOCH Unit 2 | 9.9 | 9.9 |  |  |  |  | NP15 |  |  | CISO | NCPA
Participating Unit | N | N |  | OROLOM_1_SOLAR1 | GEN | Oro Loma Solar 1 | 10 | 10 | PGAE | CED Oro Loma Solar, LLC | PHOTO VOLTAIC | SUN | NP15 | 2017-01-28 |  | CISO | PGAE
Participating Unit | N | N |  | CUMMNG_6_SUNCT1 | GEN | SunSelect 1 | 4 | 4 | SCE | SunSelect Produce (California), Inc. | RECIPROCATING ENGINE | NATURAL GAS | SP15 | 2018-05-31 |  | CISO | SCE
Participating Unit | N | N |  | WISTRA_2_WRSSR1 | GEN | Wistaria Ranch Solar | 100 | 100 | SDGE | CED Wistaria Solar, LLC | PHOTO VOLTAIC | SUN | SP15 | 2018-11-06 |  | CISO | SDGE
Participating Unit | N | N |  | PHOENX_1_UNIT | GEN | PHOENIX PH | 2 | 2 | PGAE | Pacific Gas & Electric Company | HYDRO | WATER | NP15 | 1940-01-01 |  | CISO | PGAE
Participating Unit | N | N |  | BLYTHE_1_SOLAR1 | GEN | Blythe Solar 1 Project | 21 | 21 | SCE | Solar Blythe LLC | PHOTO VOLTAIC | SUN | SP15 | 2009-12-18 |  | CISO | SCE
Non-Participating | N | Y | LEBECS_2_UNITS | LEBECS_7_CTG2 | GEN | CC Power Block 1 CTG2 | 198.9 | 198.9 |  | Pastoria Energy Facility | COMBUSTION TURBINE | NATURAL GAS | SP15 |  |  | CISO | SCE
Non-Participating | N | Y | REXFRD_2_RSFSX2 | REXFRD_2_RSFSR1 | GEN | Rexford Solar Farm | 100 | 100 | SCE | 20SD 8me LLC | PHOTO VOLTAIC | SUN | SP15 |  |  | CISO | SCE
Participating Unit | Y | N |  | DAVIS_7_MNMETH | GEN | MM Yolo Power LLC | 4 | 2.7 | PGAE | Yolo County Central Landfill | RECIPROCATING ENGINE | BIOGAS | NP15 | 1997-01-01 |  | CISO | PGAE
Participating Unit | N | N |  | BURNEY_6_HCCTG1 | GEN | HAT Creek Bioenergy | 2.88 | 2.88 | PGAE | Hat Creek Bioenergy, LLC | OTHER | BIOMASS | NP15 | 2025-06-30 |  | CISO | PGAE
Participating Unit | N | N |  | TRNQLT_2_SOLAR | GEN | Tranquillity | 200 | 200 | PGAE | RE Tranquillity LLC | PHOTO VOLTAIC | SUN | NP15 | 2016-07-28 |  | CISO | PGAE
Participating Unit | Y | N |  | BIOMAS_1_UNIT 1 | GEN | WOODLAND BIOMASS | 25.5 | 28.8 | PGAE | Woodland Biomass Power, Ltd. | STEAM | BIOMASS | NP15 | 1989-08-31 |  | CISO | PGAE
Participating Unit | N | N |  | MCFLND_5_MSCBT1 | GEN | McFarland Solar C | 185 | 185 | SDGE | McFarland Storage C, LLC | OTHER | LESR | SP15 | 2025-04-09 |  | CISO | SDGE
Participating Unit | N | N |  | EXCLSG_1_SOLAR | GEN | Excelsior Solar | 60 | 60 | PGAE | Five Points Solar Park LLC | PHOTO VOLTAIC | SUN | NP15 | 2016-10-06 |  | CISO | PGAE
Participating Unit | N | N |  | VISTRA_5_DALBT2 | GEN | Dallas Energy Storage 2 | 100 | 100 | PGAE | Moss Landing Energy Storage 1, LLC | OTHER | LESR | NP15 | 2021-03-23 |  | CISO | PGAE
Participating Unit | N | N |  | RENWD_1_QF | GEN | Renwind re-powering project | 10.5 | 10.5 | SCE | Windpower Partners 1993, LLC | WIND | WIND | SP15 | 2013-01-08 |  | CISO | SCE
Non-Participating | N | Y | KRAMER_1_R2PX2 | KRAMER_1_R2PSR2 | GEN | Resurgence 2 PV | 24 | 24 |  | Resurgence Solar II, LLC | PHOTO VOLTAIC | SUN | SP15 |  |  | CISO | SCE
Participating Unit | N | N |  | COLTON_6_AGUAM1 | GEN | AGUA MANSA UNIT 1 (CITY OF COLTON) | 43 | 45.5 | SCE | City of Colton | COMBUSTION TURBINE | NATURAL GAS | SP15 | 2003-06-27 |  | CISO | CLTN
Non-Participating | N | Y | ONLLPP_6_UNITS | ONLLPP_6_UNIT 2 | GEN | O'NEILL PUMP-GEN UNIT 2 | 4.2 | 4.2 |  |  | HYDRO | WATER | NP15 |  |  | CISO | PGAE
Participating Unit | N | N |  | GRNITE_6_ESCBT1 | GEN | EnerSmart El Cajon | 3 | 3 | SDGE | EnerSmart El Cajon BESS LLC | OTHER | LESR | SP15 |  |  | CISO | SDGE
Participating Unit | N | N |  | CEDUCR_2_SOLAR1 | GEN | Ducor Solar 1 | 20 | 20 | SCE | CED Ducor Solar 1, LLC | PHOTO VOLTAIC | SUN | SP15 | 2016-12-23 |  | CISO | SCE
Participating Unit | N | N |  | ULTPCH_1_UCSBT1 | GEN | Ultrapower Chinese Station BESS | 10 | 10 | PGAE | Sierra BESS, LLC | OTHER | LESR | NP15 | 2025-08-29 |  | CISO | PGAE
Participating Unit | N | N |  | WALNUT_2_SOLAR | GEN | Industry MetroLink PV 1 | 1.5 | 1.6 | SCE | City of Industry | PHOTO VOLTAIC | SUN | SP15 | 2012-04-03 |  | CISO | SCE
Participating Unit | N | N |  | HINSON_6_LBECH4 | GEN | Long Beach Unit 4 | 63 | 70 | SCE | Long Beach Generation LLC | FTUR | NATURAL GAS | SP15 | 2007-08-01 |  | CISO | SCE
Participating Unit | N | N |  | VICTOR_1_SWRSR3 | GEN | Snowline White Road South | 1.5 | 1.5 | SCE | SunE Solar XV Lessor, LLC | PHOTO VOLTAIC | SUN | SP15 | 2025-07-15 |  | CISO | SCE
Participating Unit | N | N |  | CEDUCR_2_SOLAR2 | GEN | Ducor Solar 2 | 20 | 20 | SCE | CED Ducor Solar 2, LLC | PHOTO VOLTAIC | SUN | SP15 | 2016-12-23 |  | CISO | SCE
Participating Unit | Y | N |  | NGILAA_5_SDGDYN | TG | NGILAA_5_SDGDYN | 55 |  | SCE | PVWEST | COMBINED CYCLE | NATURAL GAS | SP15 | 2009-03-31 |  | AZPS | SCE
Participating Unit | N | N |  | LTBEAR_1_LB3SR3 | GEN | Little Bear 3 Solar | 20 | 20 | PGAE | Little Bear Solar 3, LLC | PHOTO VOLTAIC | SUN | NP15 | 2020-12-03 |  | CISO | PGAE
Participating Unit | Y | Y | SHELRF_1_UNITS | SHELRF_1_UNITS | GEN | SHELL OIL REFINERY AGGREGATE | 100 |  | PGAE | Martinez Refining Company-Division of Equilon Enterprises, LLC | COMBINED CYCLE | NATURAL GAS | NP15 | 1995-01-01 |  | CISO | PGAE
Participating Unit | N | Y | SCEC_1_PDRP133 | SCEC_1_PDRP133 | GEN | SCEC_1_PDRP133 | 0.99 |  | SCE | Leapfrog Power, Inc. | OTHER | OTHER | SP15 |  |  | CISO | SCE
Non-Participating | N | Y | AGRICO_6_PL3N5 | AGRICO_6_UNIT 3 | GEN | Fresno Peaker AG PL3N5 ICE5 | 21 | 21 |  | Fresno Cogeneration Partners, LP | COMBUSTION TURBINE | NATURAL GAS | NP15 |  |  | CISO | PGAE
Participating Unit | N | Y | DSRTSL_2_SOLAR1 | DSRTSL_2_SOLAR1 | GEN | Desert Stateline | 296.19 |  | SCE | Desert Stateline, LLC | PHOTO VOLTAIC | SUN | SP15 | 2016-08-30 |  | CISO | SCE
Participating Unit | N | N |  | GUERNS_6_HD3BM3 | GEN | Hanford Digester Genset 3 | 1 | 1.1 | PGAE | Hanford Renewable Energy LLC | RECIPROCATING ENGINE | BIOGAS | NP15 | 2019-07-01 |  | CISO | PGAE
Participating Unit | N | N |  | CLINESCO_3_PVDYN | TG | CLINES CORNERS | 129.94 |  | SCE | PVWEST | WIND | WIND | SP15 | 2021-12-01 |  | PNM | SCE
Participating Unit | N | N |  | RTREE_2_WIND3 | GEN | Rising Tree 3 | 99 | 99 | SCE | Rising Tree Wind Farm III LLC | WIND | WIND | SP15 | 2015-06-25 |  | CISO | SCE
Participating Unit | N | N |  | PMDLET_6_SOLAR1 | GEN | SEPV Palmdale East, LLC | 10 | 10 | SCE | SEPV Palmdale East, LLC | PHOTO VOLTAIC | SUN | SP15 | 2015-07-31 |  | CISO | SCE
Participating Unit | N | Y | GYS7X8_7_UNITS | GYS7X8_7_UNITS | GEN | GEYSERS UNITS 7 & 8 AGGREGATE | 95.8 |  | PGAE | Geysers Power Company, LLC | STEAM | GEOTHERMAL | NP15 | 1972-01-01 |  | CISO | PGAE
Non-Participating | N | Y | KELSO_2_UNITS | KELSO_3_GTG9 | GEN | Mariposa Energy Project | 49.4 | 49.4 |  | Pacific Gas & Electric Company | COMBUSTION TURBINE | NATURAL GAS | NP15 |  |  | CISO | PGAE
Participating Unit | N | N |  | ULTPCH_1_UNIT 1 | GEN | Pacific Ultrapower Chinese Station | 18 | 25.3 | PGAE | Pacific Ultrapower Chinese Station | STEAM | BIOMASS | NP15 | 2017-03-01 |  | CISO | PGAE
Non-Participating |  | Y | SBERDO_2_PSP3 | SBERDO_7_CT3A | GEN | SBERDO_7_CT3A | 182 | 182 |  |  |  |  | SP15 |  |  | CISO | SCE
Participating Unit | N | N |  | ENWIND_2_WIND1 | GEN | Cameron Ridge | 47.1 | 47.1 | SCE | Cameron Ridge, LLC | WIND | WIND | SP15 | 2014-12-10 |  | CISO | SCE
Participating Unit | N | N |  | SANBRN_2_EESSB2 | GEN | Edsan 2 Edwards Sanborn E1B | 166 | 166 | SCE | Edwards Solar 1B, LLC. | OTHER | HYBD | SP15 | 2023-11-09 |  | CISO | SCE
Participating Unit | N | N |  | GARLND_2_GASLR | GEN | Garland B | 180 | 180 | SCE | RE GARLAND LLC | PHOTO VOLTAIC | SUN | SP15 | 2016-10-27 |  | CISO | SCE
Participating Unit | N | N |  | TULARE_2_TFCBM1 | GEN | LB Trigen Fuel Cell 1 | 2.8 | 2.8 | SCE | Long Beach Trigen, LLC | OTHER | BIOGAS | SP15 | 2023-10-27 |  | CISO | SCE
Non-Participating | N | Y | PIT3_7_PL1X3 | PIT3_7_UNIT 3 | GEN | Pit PH 3 Unit 3 | 25 | 25 |  | Pacific Gas & Electric Company | HYDRO | WATER | NP15 |  |  | CISO | PGAE
Participating Unit | N | N |  | RTEDDY_2_SC1SR3 | GEN | Rosamond West Solar Clean | 40 | 40 | SCE | Golden Fields Solar III, LLC | PHOTO VOLTAIC | SUN | SP15 | 2020-12-21 |  | CISO | SCE
Participating Unit | N | N |  | MALIN_5_GCPDDYN | TG | Grant County Hydro Facilities | 125 |  | PGAE | MALIN500 | HYDRO | WATER | NP15 | 2018-02-09 |  | BPAT | PGAE
Participating Unit | N | N |  | WAUKNA_1_SOLAR | GEN | Corcoran Solar | 20 | 20 | PGAE | CED Corcoran Solar, LLC | PHOTO VOLTAIC | SUN | NP15 | 2013-08-14 |  | CISO | PGAE
Participating Unit | N | N |  | DRACKR_2_DSUBT2 | GEN | Dracker Solar Unit 2 BESS | 115 | 115 | SCE | NextEra Blythe Solar Energy Center, LLC | OTHER | LESR | SP15 | 2021-04-08 |  | CISO | SCE
Participating Unit | N | Y | SCEC_1_PDRP118 | SCEC_1_PDRP118 | GEN | SCEC_1_PDRP118 | 0.99 |  | SCE | Leapfrog Power, Inc. | OTHER | OTHER | SP15 |  |  | CISO | SCE
Participating Unit | N | N |  | LUNAVL_2_LVSSR3 | GEN | Luna Valley Solar 3 | 84.5 | 84.5 | PGAE | Luna Valley Solar I, LLC | PHOTO VOLTAIC | SUN | NP15 | 2025-08-22 |  | CISO | PGAE
Participating Unit | N | N |  | WDLEAF_7_UNIT 1 | GEN | WOODLEAF HYDRO | 60 | 60 | PGAE | South Feather Water and Power | HYDRO | WATER | NP15 | 1963-01-01 |  | CISO | PGAE
Non-Participating |  | Y | CORONS_6_CLRWTR | CORONS_6_CLRCTG | GEN | CORONS_6_CLRCTG | 23.8 | 23.8 |  |  |  |  | SP15 |  |  | CISO | RVSD
Participating Unit | N | N |  | PLAINV_6_NLRSR1 | GEN | North Lancaster Ranch | 20 | 20 | SCE | North Lancaster Ranch LLC | PHOTO VOLTAIC | SUN | SP15 | 2016-12-31 |  | CISO | SCE
Non-Participating | N | Y | CENTPD_2_BMSX2 | CENTPD_2_BMSBT1 | GEN | Blythe Mesa Solar 2 BESS | 56 | 56 |  | Blythe Mesa Solar II, LLC | OTHER | LESR | SP15 |  |  | CISO | SCE
Non-Participating | N | Y | REXFRD_2_RSFSX2 | REXFRD_2_RSFSR2 | GEN | Rexford Solar Farm | 200 | 200 | SCE | 20SD 8me LLC | PHOTO VOLTAIC | SUN | SP15 |  |  | CISO | SCE
Participating Unit | N | N |  | ENERSJ_2_WIND | GEN | ESJ Wind Energy | 151 | 151 | SDGE | Energia Sierra Juarez, S. de R.L. de C.V. | WIND | WIND | SP15 | 2022-01-13 |  | CISO | SDGE
Participating Unit | N | N |  | ALMASL_2_GS7SR7 | GEN | Almasol Generating Station 7 | 132 | 132 | SCE | Maverick Solar 7, LLC | PHOTO VOLTAIC | SUN | SP15 | 2021-12-22 |  | CISO | SCE
Participating Unit | N | N |  | KNGCTY_6_UNITA1 | GEN | King City Energy Center, Unit 1 | 44.6 | 49.9 | PGAE | Gilroy Energy Center, LLC | COMBUSTION TURBINE | NATURAL GAS | NP15 | 2002-01-14 |  | CISO | PGAE
Participating Unit | N | Y | SCEW_2_PDRP133 | SCEW_2_PDRP133 | GEN | SCEW_2_PDRP133 | 0.99 |  | SCE | Leapfrog Power, Inc. | OTHER | OTHER | SP15 |  |  | CISO | SCE
Participating Unit | N | N |  | SISPRG_2_DS3BT2 | GEN | Daggett Solar 3 b BESS | 60 | 60 | SCE | Daggett Solar Power 3 LLC | OTHER | LESR | SP15 | 2023-08-24 |  | CISO | SCE
Participating Unit | N | N |  | GARNET_1_SOLAR | GEN | North Palm Springs 4A | 4 | 4.1 | SCE | North Palm Springs Investments, LLC | PHOTO VOLTAIC | SUN | SP15 | 2012-11-02 |  | CISO | SCE
Participating Unit | N | N |  | SENTNL_2_CTG6 | GEN | Sentinel Unit 6 | 105 | 131.8 | SCE | Sentinel Energy Center, LLC | COMBUSTION TURBINE | NATURAL GAS | SP15 | 2013-05-06 |  | CISO | SCE
Participating Unit | N | N |  | SENTNL_2_CTG1 | GEN | Sentinel Unit 1 | 107.68 | 131.8 | SCE | Sentinel Energy Center, LLC | COMBUSTION TURBINE | NATURAL GAS | SP15 | 2013-05-06 |  | CISO | SCE
Participating Unit | N | N |  | TRNQL8_2_VERSR1 | GEN | Tranquillity 8 Verde | 60 | 60 | PGAE | Great Valley Solar 2, LLC | PHOTO VOLTAIC | SUN | NP15 | 2018-04-17 |  | CISO | PGAE
Participating Unit | N | N |  | VICPAS_2_SLOBT1 | GEN | Sloth BESS | 15 | 15 | SCE | Arica Solar, LLC | OTHER | LESR | SP15 | 2024-03-26 |  | CISO | SCE
Non-Participating | N | Y | PIT3_7_PL1X3 | PIT3_7_UNIT 2 | GEN | Pit PH 3 Unit 2 | 26 | 26 |  | Pacific Gas & Electric Company | HYDRO | WATER | NP15 |  |  | CISO | PGAE
Participating Unit | N | Y | SLUISP_2_UNITS | SLUISP_2_UNITS | GEN | SAN LUIS (GIANELLI) PUMP-GEN (AGGREGATE) | 374.43 |  | PGAE | California Dept. of Water Resources | PUMPED STORAGE | WATER | NP15 | 1967-01-01 |  | CISO | CWRP
Participating Unit | N | N |  | LARKSP_6_UNIT 1 | GEN | LARKSPUR PEAKER UNIT 1 | 49 | 49 | SDGE | Wildflower Energy LP | COMBUSTION TURBINE | NATURAL GAS | SP15 | 2001-09-13 |  | CISO | SDGE
Participating Unit | N | N |  | LAGBEL_2_EDCSR1 | GEN | Eaves Dic Dtr 1 | 0.68 | 0.68 | SCE | ESCA-PLD-Eaves1, LLC | PHOTO VOLTAIC | SUN | SP15 |  |  | CISO | SCE
Participating Unit | N | N |  | BARRE_2_SBBBT1 | GEN | Seal Beach BESS | 10 | 10 | SCE | BCE Seal Beach, LLC | OTHER | LESR | SP15 |  |  | CISO | SCE
Participating Unit | N | N |  | SPRGVL_2_SUCCES | GEN | Success Power Plant | 1.4 | 1.4 | SCE | Lower Tule River Irrigation District | HYDRO | WATER | SP15 | 2024-08-19 |  | CISO | SCE
Participating Unit | N | N |  | JAYNE_6_WLSLR | GEN | Westlands Solar Farm PV 1 | 18 | 18 | PGAE | Westlands Solar Farms, LLC | PHOTO VOLTAIC | SUN | ZP26 | 2014-02-14 |  | CISO | PGAE
Participating Unit | N | N |  | WASCO_6_TERSR1 | GEN | Terry | 4.62 | 4.63 | PGAE | Terry Solar, LLC | PHOTO VOLTAIC | SUN | ZP26 | 2025-01-31 |  | CISO | PGAE
Participating Unit | N | N |  | MIDWYS_2_MIDSL1 | TG | Midway Solar Farm | 49.9 | 50 | SCE | MIR2 | PHOTO VOLTAIC | SUN | SP15 | 2018-01-13 |  | IID | SCE
Non-Participating | N | Y | MARVEL_2_MARBX2 | MARVEL_2_MARBT1 | GEN | Marvel | 162.5 | 162.5 |  | Desert Peak Energy Center, LLC | OTHER | LESR | SP15 |  |  | CISO | SCE
Participating Unit | N | N |  | DRACKR_2_D4SR4B | GEN | Dracker Solar Unit 4B | 62.5 | 62.5 | SCE | NextEra Blythe Solar Energy Center, LLC | PHOTO VOLTAIC | SUN | SP15 | 2020-11-10 |  | CISO | SCE
Participating Unit | N | N |  | FLOWD2_2_FPLWND | GEN | DIABLO WINDS | 18 | 18 | PGAE | Diablo Winds, LLC | WIND | WIND | NP15 | 2005-05-01 |  | CISO | PGAE
Participating Unit | N | Y | COLVIL_7_PL1X2 | COLVIL_7_PL1X2 | GEN | COLLIERVILLE HYDRO UNIT 1 & 2 AGGREGATE | 246.86 |  | PGAE | NCPA (MSS Agreement - S14) | HYDRO | WATER | NP15 | 1989-12-31 |  | CISO | NCPA
Participating Unit | N | N |  | HENRTA_6_ELCTG1 | GEN | ELECTROLYTE UNIT 1 | 50 | 55.3 | PGAE | MRP SAN JOAQUIN ENERGY LLC | COMBUSTION TURBINE | NATURAL GAS | ZP26 | 2025-01-03 |  | CISO | PGAE
Participating Unit | N | N |  | TECOLOTE_3_WBDYN | TG | TECOLOTE WIND | 271.68 |  | SCE | WILLOWBEACH | WIND | WIND | SP15 | 2021-12-01 |  | PNM | SCE
Participating Unit | N | N |  | SLST13_2_SOLAR1 | GEN | Quinto Solar PV Project | 107.6 | 107.6 | PGAE | Solar Star California XIII, LLC | PHOTO VOLTAIC | SUN | NP15 | 2015-11-30 |  | CISO | PGAE
Participating Unit | N | N |  | TULRLK_6_UTASR1 | GEN | Utica Avenue Solar | 3 | 3 | PGAE | Community Solar Utica 1, LLC | PHOTO VOLTAIC | SUN | ZP26 | 2025-08-27 |  | CISO | PGAE
Non-Participating | N | Y | ELKHIL_2_PL1X3 | ELKHIL_7_CTG1 | GEN | ELK HILLS COMBUSTION TURBINE UNIT 1 | 169 | 169 |  | Elk Hills Power, LLC | COMBUSTION TURBINE | NATURAL GAS | ZP26 |  |  | CISO | PGAE
Participating Unit | N | N |  | PLAINV_6_BSOLAR | GEN | Western Antelope Blue Sky Ranch A | 20 | 20 | SCE | Western Antelope Blue Sky Ranch A LLC | PHOTO VOLTAIC | SUN | SP15 | 2014-11-07 |  | CISO | SCE
Participating Unit | N | Y | SCEW_2_PDRP102 | SCEW_2_PDRP102 | GEN | SCEW_2_PDRP102 | 2 |  | SCE | OHMCONNECT, INC. | OTHER | OTHER | SP15 |  |  | CISO | SCE
Non-Participating | N | Y | SUNRIS_2_PL1X3 | SUNRIS_2_UNIT 3 | GEN | Sunrise Power Project Unit 3 | 272 | 272 |  | Sunrise Power Company | STEAM | HEAT RECOVERY | ZP26 |  |  | CISO | PGAE
Non-Participating | N | Y | TWINKL_2_ASCBTA | TWINKL_2_ASCBT2 | GEN | Aratina Solar Center 1 a BESS | 25 | 25 |  | 64NB 8me LLC | OTHER | LESR | SP15 |  |  | CISO
Participating Unit | N | N |  | JACMSR_1_JACSR1 | GEN | Jacumba Solar Farm | 20 | 19.7 | SDGE | Jacumba Solar, LLC | PHOTO VOLTAIC | SUN | SP15 | 2017-07-25 |  | CISO | SDGE
Participating Unit | N | N |  | OROVIL_6_UNIT | GEN | Oroville Cogeneration, LP | 7.5 | 9.8 | PGAE | Oroville Cogeneration, L.P. | RECIPROCATING ENGINE | NATURAL GAS | NP15 | 1989-12-18 |  | CISO | PGAE
Participating Unit | N | N |  | VERNON_6_GONZL1 | GEN | H. Gonzales Unit #1 | 5.75 | 5.5 | SCE | City of Vernon | FTUR | NATURAL GAS | SP15 | 2013-06-13 |  | CISO | VERN
Participating Unit | N | Y | PGEB_2_PDRP102 | PGEB_2_PDRP102 | GEN | PGEB_2_PDRP102 | 0.99 |  | PGAE | Leapfrog Power, Inc. | OTHER | OTHER | NP15 |  |  | CISO | PGAE
Participating Unit | N | N |  | GARLND_2_GASLRA | GEN | Garland A | 20 | 20 | SCE | RE GARLAND A LLC | PHOTO VOLTAIC | SUN | SP15 | 2016-09-23 |  | CISO | SCE
Non-Participating | N | Y | HARBGN_7_UNITS | HARBGN_7_UNIT 1 | GEN | Harbor Cogen Unit 1 | 82.3 | 82.3 |  |  | COMBUSTION TURBINE | NATURAL GAS | SP15 |  |  | CISO | SCE
Participating Unit | N | N |  | ALTA6E_2_WIND10 | GEN | Alta Wind 10 | 134.84 | 138 | SCE | Alta Interconnection Management III, LLC | WIND | WIND | SP15 | 2014-03-13 |  | CISO | SCE
Non-Participating | N | Y | CENTPD_2_BMSSX2 | CENTPD_2_BMSSR2 | GEN | Blythe Mesa Solar | 111.8 | 111.8 |  | Blythe Mesa Solar II, LLC | PHOTO VOLTAIC | SUN | SP15 |  |  | CISO | SCE
Non-Participating | N | Y | GWFPWR_1_UNITS | GWFPWR_1_CT 2 | GEN | HEP PEAKER PLANT UNIT 2 | 50 | 50 |  | GWF Energy LLC | COMBUSTION TURBINE | NATURAL GAS | NP15 |  |  | CISO | PGAE
Non-Participating | N | Y | MANZNA_2_WIND | MANZNA_2_MANWD2 | GEN | Manzana Wind | 105 | 105 | SCE | Manzana Wind | WIND | WIND | SP15 |  |  | CISO | SCE
Participating Unit | N | N |  | HENRTA_6_HDEBT1 | GEN | Henrietta D Energy Storage | 10 | 10 | PGAE | Henrietta D Energy Storage LLC | OTHER | LESR | NP15 | 2021-11-04 |  | CISO | PGAE
Participating Unit | N | N |  | GEYS14_7_UNIT14 | GEN | GEYSERS UNIT 14 (HEALDSBURG) | 70 | 74.4 | PGAE | Geysers Power Company, LLC | STEAM | GEOTHERMAL | NP15 | 1980-01-01 |  | CISO | PGAE
Participating Unit | N | N |  | JANCRK_6_RCABT1 | GEN | Redwood Coast Airport Microgrid | 1.75 | 1.8 | PGAE | Redwood Coast Energy Authority | OTHER | HYBD | NP15 | 2021-12-22 |  | CISO | PGAE
Participating Unit | N | N |  | DELAMO_2_ALASB2 | GEN | Los Alamitos 2 | 10 | 10 | SCE | BCE Los Alamitos, LLC | OTHER | HYBD | SP15 | 2023-11-10 |  | CISO | SCE
Participating Unit | N | N |  | MAGNLA_6_PASADENA | TG | Magnolia Power Plant - PASADENA | 18 |  | SCE | SYLMAR | COMBINED CYCLE | NATURAL GAS | SP15 | 2020-01-15 |  | LADWP | SCE
Non-Participating | N | Y | OBERON_5_O1SSX2 | OBERON_5_O1SSR1 | GEN | Oberon 1A Solar | 25 | 25 | SCE | IP Oberon, LLC | PHOTO VOLTAIC | SUN | SP15 |  |  | CISO | SCE
Participating Unit | N | N |  | VICTOR_1_LVSLR2 | GEN | Lone Valley Solar Park 2 | 20 | 20 | SCE | Lone Valley Solar Park II LLC | PHOTO VOLTAIC | SUN | SP15 | 2014-11-22 |  | CISO | SCE
Participating Unit | N | N |  | ELKCRK_6_STONYG | GEN | STONEY GORGE HYDRO AGGREGATE | 4.9 | 4.9 | PGAE | City of Santa Clara DBA Silicon Valley Power (MSS Agreement - S14) | HYDRO | WATER | NP15 | 1986-01-01 |  | CISO | NCPA
Non-Participating | N | Y | TENGEN_2_PL1X2 | TENGEN_6_UNIT 2 | GEN | Berry Petroleum Placerita, Unit 2 | 22.7 | 22.7 |  | Southern California Edison Company | COMBUSTION TURBINE | NATURAL GAS | SP15 |  |  | CISO | SCE
Participating Unit | N | N |  | BEARMT_1_UNIT | GEN | Bear Mountain Limited | 49.21 | 48.1 | PGAE | Bear Mountain Limited | COMBUSTION TURBINE | NATURAL GAS | ZP26 | 1995-04-03 |  | CISO | PGAE
Participating Unit | Y | N |  | RICHMN_7_BAYENV | GEN | BAY ENVIRONMENTAL (NOVE POWER) | 2.5 | 2.5 | PGAE | Bay Environmental Management | RECIPROCATING ENGINE | BIOGAS | NP15 | 1985-01-01 |  | CISO | PGAE
Participating Unit | N | N |  | PALSEL_6_PLSBT1 | GEN | Paulsell Solar Energy Center BESS | 15 | 15 | PGAE | Crow Creek Solar, LLC | OTHER | LESR | NP15 | 2024-06-20 |  | CISO | PGAE
Participating Unit | N | N |  | INTMNT_3_ANAHEIM | TG | Intermountain Power Project | 234 |  | SCE | IPP | STEAM | COAL | SP15 | 2014-10-01 |  | LADWP | SCE
Participating Unit | N | N |  | VICTOR_1_SWRSR1 | GEN | Snowline White Road Central | 1.5 | 1.5 | SCE | SunE Solar XV Lessor, LLC | PHOTO VOLTAIC | SUN | SP15 | 2025-07-15 |  | CISO | SCE
Participating Unit | N | N |  | OLDRIV_6_CESDBM | GEN | Ces Dairy Biogas | 1 | 1 | PGAE | ABEC #4 LLC | RECIPROCATING ENGINE | BIOGAS | ZP26 | 2018-02-02 |  | CISO | PGAE
Participating Unit | N | N |  | DSABLA_7_UNIT | GEN | De Sabla Hydro | 18.5 | 18.5 | PGAE | Pacific Gas & Electric Company | HYDRO | WATER | NP15 | 1963-01-01 |  | CISO | PGAE
Participating Unit | N | N |  | HINSON_6_LBECH3 | GEN | Long Beach Unit 3 | 63 | 70 | SCE | Long Beach Generation LLC | FTUR | NATURAL GAS | SP15 | 2007-08-01 |  | CISO | SCE
Non-Participating | N | Y | MALAGA_1_ACDBX2 | MALAGA_1_ACDBT2 | GEN | Acid | 48.5 | 48.5 | PGAE | Malaga BESS, LLC | OTHER | LESR | ZP26 |  |  | CISO | PGAE
Participating Unit | N | N |  | BRDSLD_2_MTZUM2 | GEN | NextEra Energy Montezuma Wind II | 78.2 | 78.2 | PGAE | NextEra Energy Montezuma Wind II, LLC | WIND | WIND | NP15 | 2012-02-01 |  | CISO | PGAE
Participating Unit | N | N |  | JAVASR_1_JAVSR1 | GEN | Java Solar | 13.5 | 14 | PGAE | Java Solar, LLC. | PHOTO VOLTAIC | SUN | NP15 | 2022-11-18 |  | CISO | PGAE
Participating Unit | N | Y | SCEC_1_PDRP175 | SCEC_1_PDRP175 | GEN | VLTS_PDR_SCEC_01 | 9.95 |  | SCE | Voltus, Inc. | OTHER | OTHER | SP15 |  |  | CISO | SCE
Non-Participating | N | Y | PRIMM_2_SOLAR1 | PRIMM_2_SOLRB1 | GEN | PRIMM_2_SOLRB1 | 136.5 | 136.5 |  | Silver State Solar Power South, LLC | PHOTO VOLTAIC | SUN | SP15 |  |  | CISO | SCE
Participating Unit | N | N |  | VOLTA_6_BAILCK | GEN | Bailey Creek Ranch | 0.63 | 0.6 | PGAE | Bailey Creek Hydroelectric, Inc. | HYDRO | WATER | NP15 | 1982-05-26 |  | CISO | PGAE
Participating Unit | Y | Y | BLM_2_UNITS | BLM_2_UNITS | GEN | BLM EAST Facility | 35 |  | SCE | Coso Energy Developers | STEAM | GEOTHERMAL | SP15 | 1988-12-05 |  | CISO | SCE
Participating Unit | N | N |  | SPRGVL_2_TULE | GEN | Tule Hydropower Plant | 6.4 | 6.4 | SCE | Tule Hydro, LLC | HYDRO | WATER | SP15 | 2025-02-12 |  | CISO | SCE
Non-Participating | N | Y | SANDLT_2_SUNITS | SANDLT_2_STGB | GEN | SANDLT_2_STGB | 137.5 | 137.5 |  | Abengoa Solar LLC | STEAM | SUN | SP15 |  |  | CISO | SCE
Non-Participating | N | Y | BIGCRK_2_EXESWD | BGCRK3_7_UNIT 1 | GEN | BIG CREEK PH 3 UNIT 1 | 34 | 34 |  | Southern California Edison Company | HYDRO | WATER | SP15 |  |  | CISO | SCE
Participating Unit | N | N |  | VISTRA_5_DALBT3 | GEN | Dallas Energy Storage 3 | 100 | 100 | PGAE | Moss Landing Energy Storage 1, LLC | OTHER | LESR | NP15 | 2021-04-06 |  | CISO | PGAE
Participating Unit | N | N |  | ANAHM_2_CANYN4 | GEN | CANYON POWER PLANT UNIT 4 | 49.8 | 71.2 | SCE | City of Anaheim (MSS Agreement - S14) | COMBUSTION TURBINE | NATURAL GAS | SP15 | 2011-07-30 |  | CISO | ANHM
Participating Unit | N | Y | PGF1_2_PDRP104 | PGF1_2_PDRP104 | GEN | PGF1_2_PDRP104 | 4.8 |  | PGAE | OHMCONNECT, INC. | OTHER | OTHER | NP15 |  |  | CISO | PGAE
Participating Unit | Y | N |  | NIMTG_6_NICOGN | GEN | NORTH ISLAND COGEN | 4.05 | 5 | SDGE | SDG&E Exempt |  | OTHER | SP15 | 1989-01-01 |  | CISO | SDGE
Participating Unit | N | N |  | HOOV_2_ANAPT | TG | Hoover Power Plant | 40.39 | 41 | SCE | MEAD230 | HYDRO | WATER | SP15 | 2022-12-15 |  | WALC | SCE
Non-Participating |  | Y | DSRTSN_2_SOLAR2 | DSRTSN_2_SOLR2A | GEN | Desert Sunlight 250 | 129.8 | 129.8 |  | Desert Sunlight Holdings, LLC | PHOTO VOLTAIC | SUN | SP15 |  |  | CISO | SCE
Participating Unit | N | N |  | LAMONT_1_SOLAR3 | GEN | Woodmere Solar Farm | 14.99 | 15 | PGAE | 87RL 8me, LLC | PHOTO VOLTAIC | SUN | ZP26 | 2015-12-23 |  | CISO | PGAE
Non-Participating | N | Y | HENRTA_6_ELCBX2 | HENRTA_6_ELCBT2 | GEN | Electrolyte | 54.799 | 54.799 | PGAE | Henrietta BESS LLC | OTHER | LESR | ZP26 |  |  | CISO | PGAE
Participating Unit | N | N |  | S_RITA_6_SOLAR1 | GEN | Sun Harvest Solar | 1.5 | 1.5 | PGAE | Sun Harvest Solar | PHOTO VOLTAIC | SUN | NP15 | 2015-05-28 |  | CISO | PGAE
Non-Participating | N | Y | INTKEP_2_UNITS | MOCCPH_7_UNIT 1 | GEN | MOCCASIN HYDRO UNIT 1 | 45 | 45 |  |  |  |  | NP15 |  |  | CISO | PGAE
Non-Participating | N | Y | DMDVLY_1_UNITS | DMDVLY_1_GEN 7 | GEN | Diamond Valley Unit 7 | 3.3 | 3.3 |  | Metropolitan Water District of Southern California (MWD) | PUMPED STORAGE | WATER | SP15 |  |  | CISO | SCE
Non-Participating | N | Y | BIGCRK_2_EXESWD | BGCRK8_7_UNIT 2 | GEN | BIG CREEK PH 8 UNIT 2 | 45 | 45 |  | Southern California Edison Company | HYDRO | WATER | SP15 |  |  | CISO | SCE
Non-Participating | N | Y | NORORC_2_NOSBX2 | NORORC_2_NOSSB2 | GEN | Northern Orchard Solar | 108.4 | 108.4 | PGAE | Northern Orchard Solar PV, LLC | OTHER | HYBD | ZP26 |  |  | CISO | PGAE
Participating Unit | N | N |  | TEHAPI_2_PW1WD1 | GEN | Point Wind 1 | 47.49 | 47.5 | SCE | Tehachapi Plains Wind, LLC | WIND | WIND | SP15 | 2021-03-30 |  | CISO | SCE
Participating Unit | N | N |  | ALPSLR_1_NTHSLR | GEN | Alpaugh North, LLC | 20 | 20 | PGAE | Alpaugh North, LLC | PHOTO VOLTAIC | SUN | ZP26 | 2013-03-08 |  | CISO | PGAE
Participating Unit | N | N |  | OAK L_1_GTG1 | GEN | MWWTP PGS 2 - Turbine | 4.6 | 5.8 | PGAE | EAST BAY MUNICIPAL UTILITY DISTRICT | COMBUSTION TURBINE | BIOGAS | NP15 | 1991-10-21 |  | CISO | PGAE
Non-Participating | N | Y | HIDSRT_2_UNITS | HIDSRT_7_CTG3 | GEN | HIGH DESERT COMBUSTION TURBINE UNIT 3 | 177.3 | 177.3 |  | High Desert Power Project, LLC | COMBUSTION TURBINE | NATURAL GAS | SP15 |  |  | CISO | SCE
Non-Participating | N | Y | BIGCRK_2_EXESWD | BGCRK2_7_UNIT 1 | GEN | BIG CREEK PH 2 UNIT 1 | 55 | 55 |  | Southern California Edison Company | HYDRO | WATER | SP15 |  |  | CISO | SCE
Participating Unit | N | N |  | INTMNT_3_CC_3_RIVERSIDE | TG | Intermountain; Unit 3 RVS Share | 37.09 |  | SCE | IPP | COMBINED CYCLE | NATURAL GAS | SP15 |  |  | LADWP | SCE
Participating Unit | N | Y | SCEW_2_PDRP172 | SCEW_2_PDRP172 | GEN | SCEW_2_PDRP172 | 0.99 |  | SCE | Leapfrog Power, Inc. | OTHER | OTHER | SP15 |  |  | CISO | SCE
Participating Unit | N | N |  | CALFTN_2_SOLAR | GEN | California Flats North | 130 | 130 | PGAE | CA Flats Solar 130, LLC | PHOTO VOLTAIC | SUN | ZP26 | 2017-11-29 |  | CISO | PGAE
Participating Unit | N | N |  | PARDSE_6_PESBT1 | GEN | Paradise Energy Storage | 10 | 10 | SDGE | San Diego Gas and Electric | OTHER | LESR | SP15 | 2024-05-21 |  | CISO | SDGE
Participating Unit | N | N |  | NCPA_7_GP2UN3 | GEN | NCPA GEO PLANT 2 UNIT 3 | 42.42 | 55 | PGAE | NCPA (MSS Agreement - S14) | STEAM | GEOTHERMAL | NP15 | 1985-01-01 |  | CISO | NCPA
Participating Unit | N | N |  | CURTIS_1_FARFLD | GEN | Fairfield Powerhouse | 0.9 | 0.9 | PGAE | Merced Irrigation District | HYDRO | WATER | NP15 | 1983-08-02 |  | CISO | PGAE
Participating Unit | N | N |  | LITLRK_6_GBCSR1 | GEN | Green Beanworks C | 3 | 3 | SCE | Green Beanworks C LLC | PHOTO VOLTAIC | SUN | SP15 | 2018-08-18 |  | CISO | SCE
Participating Unit | N | N |  | CRELMN_6_AABBT1 | GEN | Air Attack Base | 0.47 | 0.5 | SDGE | San Diego Gas & Electric Company | OTHER | LESR | SP15 | 2023-08-15 |  | CISO | SDGE
Non-Participating | N | Y | ELKHIL_2_PL1X3 | ELKHIL_7_CTG2 | GEN | ELK HILLS COMBUSTION TURBINE UNIT 2 | 169 | 169 |  | Elk Hills Power, LLC | COMBUSTION TURBINE | NATURAL GAS | ZP26 |  |  | CISO | PGAE
Participating Unit | N | N |  | PALSEL_6_PLSSR1 | GEN | Paulsell Solar Energy Center PV | 20 | 20 | PGAE | Crow Creek Solar, LLC | PHOTO VOLTAIC | SUN | NP15 | 2024-06-20 |  | CISO | PGAE
Participating Unit | N | N |  | VLCNTR_6_VCSLR | GEN | Cole Grade | 2.33 | 2.4 | SDGE | NLP Valley Center Solar, LLC | PHOTO VOLTAIC | SUN | SP15 | 2016-12-07 |  | CISO | SDGE
Participating Unit | N | N |  | HATCR2_7_UNIT | GEN | Hat Creek #2 | 8.5 | 8.5 | PGAE | Pacific Gas & Electric Company | HYDRO | WATER | NP15 | 1921-01-01 |  | CISO | PGAE
Participating Unit | N | N |  | JOHANN_2_JOSBT2 | GEN | Johanna Storage 2 | 10 | 10 | SCE | Hecate Energy Johanna Facility LLC | OTHER | LESR | SP15 | 2021-10-29 |  | CISO | SCE
Participating Unit | N | N |  | ECASCO_2_SJGBT1 | GEN | San Jacinto Grid | 65 | 65 | SCE | San Jacinto Grid, LLC | OTHER | LESR | SP15 |  |  | CISO | SCE
Non-Participating | N | Y | NAVYII_2_UNITS | NAVYII_2_UNIT 4 | GEN | COSO POWER DEVELOPERS (NAVY II) UNIT 4 | 33.3 | 33.3 |  |  |  |  | SP15 |  |  | CISO | SCE
Participating Unit | N | N |  | CONTRL_1_RUSHCK | GEN | RUSH CREEK | 12.19 | 13 | SCE | Southern California Edison Company | HYDRO | WATER | SP15 | 1916-01-01 |  | CISO | SCE
Participating Unit | N | Y | SCEC_1_PDRP103 | SCEC_1_PDRP103 | GEN | SCEC_1_PDRP103 | 2 |  | SCE | OHMCONNECT, INC. | OTHER | OTHER | SP15 |  |  | CISO | SCE
Participating Unit | N | N |  | WSNR_5_TRCYDYN | TG | Central Valley Tracy | 10 |  | PGAE | TRCYPGAE | HYDRO | WATER | NP15 | 2017-12-13 |  | BANC | PGAE
Participating Unit | N | N |  | ETIWND_2_SOLAR5 | GEN | Dulles | 2 | 2 | SCE | Golden Solar, LLC | PHOTO VOLTAIC | SUN | SP15 | 2016-11-17 |  | CISO | SCE
Participating Unit | N | N |  | COPMT4_2_SOLAR4 | GEN | Copper Mountain Solar 4 | 92 | 92 | SCE | Copper Mountain Solar 4, LLC | PHOTO VOLTAIC | SUN | SP15 | 2016-12-02 |  | CISO | SCE
Participating Unit | N | N |  | CENTER_6_PEAKER | GEN | Center Peaker | 47.3 | 59 | SCE | Southern California Edison Company | COMBUSTION TURBINE | NATURAL GAS | SP15 | 2007-09-20 |  | CISO | SCE
Participating Unit | N | Y | SCEC_1_PDRP144 | SCEC_1_PDRP144 | GEN | SCEC_1_PDRP144 | 0.99 |  | SCE | Leapfrog Power, Inc. | OTHER | OTHER | SP15 |  |  | CISO | SCE
Participating Unit | N | N |  | CORCAN_1_SOLAR2 | GEN | Corcoran City | 11 | 12 | PGAE | Cottonwood Solar, LLC | PHOTO VOLTAIC | SUN | NP15 | 2015-05-23 |  | CISO | PGAE
Participating Unit | N | N |  | HENRTA_6_SOLAR2 | GEN | Westside Solar Power PV1 | 2 | 2 | PGAE | Westside Assets LLC | PHOTO VOLTAIC | SUN | NP15 | 2016-05-07 |  | CISO | PGAE
Participating Unit | N | Y | SCEC_1_PDRP131 | SCEC_1_PDRP131 | GEN | SCEC_1_PDRP131 | 0.99 |  | SCE | Leapfrog Power, Inc. | OTHER | OTHER | SP15 |  |  | CISO | SCE
Participating Unit | N | Y | SDG1_1_PDRP102 | SDG1_1_PDRP102 | GEN | SDG1_1_PDRP102 | 0.99 |  | SDGE | Leapfrog Power, Inc. | OTHER | OTHER | SP15 |  |  | CISO | SDGE
Participating Unit | N | N |  | RECTOR_2_TFDBM1 | GEN | Two Fiets Dairy Digester | 0.8 | 0.8 | SCE | Two Fiets | RECIPROCATING ENGINE | BIOGAS | SP15 | 2019-01-07 |  | CISO | SCE
Participating Unit | N | N |  | MNDALY_6_MCGRTH | GEN | McGrath Beach Peaker | 48.56 | 59 | SCE | Southern California edison | COMBUSTION TURBINE | NATURAL GAS | SP15 | 2012-11-01 |  | CISO | SCE
Participating Unit | N | N |  | VOLTA_6_DIGHYD | GEN | Digger Creek Ranch Hydro | 0.6 | 0.6 | PGAE | Kenneth E. Link | HYDRO | WATER | NP15 | 2014-07-02 |  | CISO | PGAE
Participating Unit | N | Y | PGP2_2_PDRP101 | PGP2_2_PDRP101 | GEN | VLTS_PDR_PGP2_02 | 5 |  | PGAE | Voltus, Inc. | OTHER | OTHER | NP15 |  |  | CISO | PGAE
Participating Unit | N | N |  | GARNET_1_WIND | GEN | GARNET WIND ENERGY CENTER | 6.5 | 6.5 | SCE | Garnet Wind, LLC | WIND | WIND | SP15 | 2009-06-02 |  | CISO | SCE
Participating Unit | N | Y | SCEC_1_PDRP136 | SCEC_1_PDRP136 | GEN | SCEC_1_PDRP136 | 0.99 |  | SCE | Leapfrog Power, Inc. | OTHER | OTHER | SP15 |  |  | CISO | SCE
Participating Unit | N | N |  | LAMONT_1_SOLAR2 | GEN | Redwood Solar Farm 4 | 20 | 20 | PGAE | 54KR 8me LLC | PHOTO VOLTAIC | SUN | ZP26 | 2018-01-06 |  | CISO | PGAE
Participating Unit | N | N |  | GONZLS_6_UNIT | GEN | Johnson Canyon Landfill | 1.42 | 1.4 | PGAE | Ameresco Johnson Canyon LLC | RECIPROCATING ENGINE | BIOGAS | NP15 | 2013-07-08 |  | CISO | PGAE
Non-Participating | N | Y | PNCHEG_2_PL1X4 | PNCHEG_2_CTG3 | GEN | PANOCHE ENERGY CENTER (CTG3) | 104.25 | 104.25 |  | PANOCHE ENERGY CENTER | COMBUSTION TURBINE | NATURAL GAS | NP15 |  |  | CISO | PGAE
Participating Unit | Y | N |  | PLSNTG_7_LNCLND | GEN | Lincoln Landfill Power Plant | 4.98 | 5 | PGAE | Energy 2001, Inc. | RECIPROCATING ENGINE | BIOGAS | NP15 | 1985-01-01 |  | CISO | PGAE
Participating Unit | N | Y | GRNLF1_1_PL1X2 | GRNLF1_1_PL1X2 | GEN | Greenleaf 1 | 49.2 |  | PGAE | Calpine Greenleaf Holdings, Inc. | COMBUSTION TURBINE | NATURAL GAS | NP15 | 2022-06-24 |  | CISO | PGAE
Participating Unit | N | Y | TWINKL_2_ASCBTA | TWINKL_2_ASCBTA | GEN | Aratina Solar Center 1 a BESS | 75 | 75 | SCE | 64NB 8me LLC | OTHER | LESR | SP15 |  |  | CISO | SCE
Non-Participating | N | Y | BIGCRK_2_EXESWD | BGCRK2_7_UNIT 3 | GEN | BIG CREEK PH 2 UNIT 3 | 15.8 | 15.8 |  | Southern California Edison Company | HYDRO | WATER | SP15 |  |  | CISO | SCE
Participating Unit | N | N |  | DIABLO_7_UNIT 2 | GEN | Diablo Canyon Unit 2 | 1150 | 1176 | PGAE | Pacific Gas & Electric Company | STEAM | URANIUM | ZP26 | 1986-01-01 |  | CISO | PGAE
Non-Participating |  | Y | CALGEN_1_UNITS | CALGEN_1_UNIT 3 | GEN | CALGEN_1_UNIT 3 | 32.2 | 32.2 |  |  |  |  | SP15 |  |  | CISO | SCE
Non-Participating | N | Y | SOLBLU_2_WSBBX2 | SOLBLU_2_WSBBT2 | GEN | Westlands Solar Blue BESS | 112.5 | 112.5 | PGAE | Westlands Solar Blue (OZ) Owner, LLC | OTHER | LESR | ZP26 |  |  | CISO | PGAE
Participating Unit | N | Y | PGSB_1_PDRP103 | PGSB_1_PDRP103 | GEN | PGSB_1_PDRP103 | 0.99 |  | PGAE | Leapfrog Power, Inc. | OTHER | OTHER | NP15 |  |  | CISO | PGAE
Participating Unit | N | N |  | BIGSKY_2_ASLBT2 | GEN | Antelope Solar 2 Luna | 100 | 100 | SCE | Luna Storage, LLC | OTHER | LESR | SP15 | 2022-07-30 |  | CISO | SCE
Participating Unit | N | N |  | GALE_1_SR3SR3 | GEN | Sunray 3 | 13.8 | 13.8 | SCE | Sunray Energy 3 LLC | PHOTO VOLTAIC | SUN | SP15 | 2017-06-29 |  | CISO | SCE
Participating Unit | N | N |  | ARLEAF_2_NBSSB1 | TG | North Brawley Solar | 35 | 132.1 | SDGE | IVLY2 | OTHER | HYBD | SP15 |  |  | IID | SDGE
Non-Participating | N | Y | MOSSLD_2_PSP1 | MOSSLD_2_PSP1G1 | GEN | MOSS LANDING CC PLANT 1, CTG UNIT 1 | 176 | 176 |  | Duke Energy Moss Landing LLC | COMBUSTION TURBINE | NATURAL GAS | NP15 |  |  | CISO | PGAE
Non-Participating | N | Y | MONTPH_7_UNITS | MONTPH_7_UNIT 3 | GEN | MONTICELLO Unit 3 | 1.5 | 1.5 |  |  |  |  | NP15 |  |  | CISO | PGAE
Participating Unit | N | N |  | GARNET_2_COAWD2 | GEN | Coachella 2 | 10.8 | 10.8 | SCE | Coachella Wind Holdings, LLC | WIND | WIND | SP15 | 2021-04-26 |  | CISO | SCE
Non-Participating | N | Y | SHELRF_1_UNITS | SHELRF_7_UNIT 1 | GEN | Shell Oil Refinery Unit 1 | 20 | 20 |  | Martinez Refining Company-Division of Equilon Enterprises, LLC | STEAM | HEAT RECOVERY | NP15 |  |  | CISO | PGAE
Participating Unit | Y | N |  | GARNET_2_WIND2 | GEN | Karen Avenue Wind Farm | 11.7 | 12 | SCE | Energy Development & Construction Corp. | WIND | WIND | SP15 | 2015-08-05 |  | CISO | SCE
Participating Unit | N | N |  | BALCHS_7_UNIT 1 | GEN | BALCH 1 PH UNIT 1 | 31 | 34 | PGAE | Pacific Gas & Electric Company | HYDRO | WATER | NP15 | 1927-01-01 |  | CISO | PGAE
Participating Unit | N | N |  | RECTOR_2_CREST | GEN | Rector Aggregate Solar Resources | 10.5 | 17.3 | SCE | Southern California Edison Company | PHOTO VOLTAIC | SUN | SP15 | 2016-12-23 |  | CISO | SCE
Non-Participating | N | Y | TULLCK_7_UNITS | TULLCK_7_UNIT 1 | GEN | TULLOCH Unit 1 | 9.9 | 9.9 |  |  |  |  | NP15 |  |  | CISO | NCPA
Participating Unit | N | N |  | BEARDS_7_UNIT 1 | GEN | Beardsley Hydro | 11.5 | 11.5 | PGAE | City of Santa Clara DBA Silicon Valley Power (MSS Agreement - S14) | HYDRO | WATER | NP15 | 1957-01-01 |  | CISO | NCPA
Participating Unit | N | Y | PGNB_2_PDRP101 | PGNB_2_PDRP101 | GEN | VLTS_PDR_PGNB_D | 3 |  | PGAE | Voltus, Inc. | OTHER | OTHER | NP15 |  |  | CISO | PGAE
Participating Unit | Y | N |  | HIGGNS_1_COMBIE | GEN | Combie South | 1.5 | 1.5 | PGAE | Nevada Irrigation District | HYDRO | WATER | NP15 | 2020-05-05 |  | CISO | PGAE
Participating Unit | N | N |  | LIVOAK_1_UNIT 1 | GEN | LIVE OAK LIMITED | 49.7 | 55.3 | PGAE | Live Oak Limited | COMBUSTION TURBINE | NATURAL GAS | ZP26 | 1991-03-16 |  | CISO | PGAE
Participating Unit | N | N |  | SANDRN_2_SS2SR2 | GEN | Sandrini Sol 2 | 200 | 200 | PGAE | EDPR CA Solar Park LLC | PHOTO VOLTAIC | SUN | ZP26 | 2024-11-05 |  | CISO | PGAE
Participating Unit | N | Y | SCEC_1_PDRP139 | SCEC_1_PDRP139 | GEN | SCEC_1_PDRP139 | 0.99 |  | SCE | Leapfrog Power, Inc. | OTHER | OTHER | SP15 |  |  | CISO | SCE
Participating Unit | N | N |  | COLGAT_7_UNIT 1 | GEN | Colgate Powerhouse Unit 1 | 176.72 | 176.7 | PGAE | Yuba County Water Agency | HYDRO | WATER | NP15 | 1969-01-01 |  | CISO | PGAE
Participating Unit | N | Y | SCEC_1_PDRP106 | SCEC_1_PDRP106 | GEN | SCEC_1_PDRP106 | 0.99 |  | SCE | Leapfrog Power, inc. | OTHER | OTHER | SP15 |  |  | CISO | SCE
Participating Unit | N | N |  | ROMOLA_5_MPBBT2 | GEN | Menifee Power Bank 2 | 230 | 230 | SCE | NOVA Power, LLC | OTHER | LESR | SP15 | 2024-09-20 |  | CISO | SCE
Participating Unit | N | N |  | GLDFGR_6_SOLAR1 | GEN | Portal Ridge B | 20 | 20 | SCE | Portal Ridge Solar B, LLC | PHOTO VOLTAIC | SUN | SP15 | 2017-02-15 |  | CISO | SCE
Non-Participating | N | Y | SUNRIS_2_PL1X3 | SUNRIS_2_UNIT 1 | GEN | Sunrise Power Project Unit 1 | 164 | 164 |  | Sunrise Power Company | COMBUSTION TURBINE | NATURAL GAS | ZP26 |  |  | CISO | PGAE
Participating Unit | Y | N |  | TVYVLY_6_KRSHY1 | GEN | Kings River Syphon | 1.3 | 1.3 | PGAE | Orange Cove Irrigation District | HYDRO | WATER | NP15 | 2021-09-15 |  | CISO | PGAE
Participating Unit | N | N |  | SUNSTR_5_SS1SCEDYN | TG | Sunstream Solar 1 | 150 |  | SCE | PVWEST | PHOTO VOLTAIC | SUN | SP15 | 2019-11-19 |  | AZPS | SCE
Non-Participating | N | Y | SOLBLU_2_WSBSX2 | SOLBLU_2_WSBSR1 | GEN | Westlands Solar Blue | 125 | 125 | PGAE | Westlands Solar Blue, LLC | PHOTO VOLTAIC | SUN | ZP26 |  |  | CISO | PGAE
Participating Unit | N | N |  | GLDFGR_6_SOLAR2 | GEN | Portal Ridge C | 11.4 | 11.4 | SCE | Portal Ridge Solar C, LLC | PHOTO VOLTAIC | SUN | SP15 | 2017-02-14 |  | CISO | SCE
Participating Unit | N | Y | SDG1_1_PDRP122 | SDG1_1_PDRP122 | GEN | SDG1_1_PDRP122 | 0.99 |  | SDGE | Leapfrog Power, Inc. | OTHER | OTHER | SP15 |  |  | CISO | SDGE
Non-Participating | N | Y | GATWAY_2_PL1X3 | GATWAY_2_STGC | GEN | Gateway STG C | 213.4 | 213.4 |  | Gateway Generating Station | STEAM | NATURAL GAS | NP15 |  |  | CISO | PGAE
Participating Unit | N | N |  | FTSWRD_6_TRFORK | GEN | Three Forks Water Power Project | 1.63 | 1.5 | PGAE | Grizzly Mountain Ranch | HYDRO | WATER | NP15 | 2011-11-01 |  | CISO | PGAE
Participating Unit | Y | N |  | TXMCKT_6_UNIT | GEN | McKittrick Cogen | 11.2 | 11.2 | PGAE | Chevron USA Inc | FTUR | NATURAL GAS | ZP26 | 1994-10-01 |  | CISO | PGAE
Participating Unit | N | N |  | INTMNT_3_CC_3_PASADENA | TG | Intermountain; Unit 3 PASA Share | 29 |  | SCE | IPP | COMBINED CYCLE | NATURAL GAS | SP15 |  |  | LADWP | SCE
Non-Participating | N | Y | DELSUR_6_CREST | DELSUR_6_CREST1 | GEN | DELSUR_6_CREST1 | 8.5 | 8.5 |  | Southern California Edison Company | PHOTO VOLTAIC | SUN | SP15 |  |  | CISO | SCE
Participating Unit | N | N |  | LMBEPK_2_UNITA3 | GEN | Goose Haven Energy Center, Unit #1 | 47.75 | 49.9 | PGAE | Goose Haven Energy Center, LLC | COMBUSTION TURBINE | NATURAL GAS | NP15 | 2003-01-06 |  | CISO | PGAE
Non-Participating | N | Y | GYS5X6_7_UNITS | GYS5X6_7_UNIT 5 | GEN | Geysers Unit 5 | 55 | 55 |  | Geysers Power Company, LLC | STEAM | GEOTHERMAL | NP15 |  |  | CISO | PGAE
Participating Unit | N | N |  | GLDTWN_6_SOLAR | GEN | Rio Grande | 5 | 5 | SCE | RE Rio Grande LLC | PHOTO VOLTAIC | SUN | SP15 | 2013-11-18 |  | CISO | SCE
Participating Unit | N | N |  | BUCKWD_1_QF | GEN | Buckwind Re-powering project | 16.5 | 16.5 | SCE | Windpower Partners 1993, LLC | WIND | WIND | SP15 | 1984-12-13 |  | CISO | SCE
Participating Unit | N | Y | SCEC_1_PDRP116 | SCEC_1_PDRP116 | GEN | SCEC_1_PDRP116 | 0.99 |  | SCE | Leapfrog Power, Inc. | OTHER | OTHER | SP15 |  |  | CISO | SCE
Participating Unit | N | N |  | SUNST2_5_SS2SR1 | GEN | Sun Streams Solar 2 | 150 | 150 | SDGE | Sun Streams 2, LLC | PHOTO VOLTAIC | SUN | SP15 | 2021-06-25 |  | CISO | SDGE
Participating Unit | N | N |  | BLYTHE_1_SOLAR2 | GEN | Blythe Green 1 | 20 | 20 | SCE | Solar Blythe II LLC | PHOTO VOLTAIC | SUN | SP15 | 2017-04-05 |  | CISO | SCE
Participating Unit | N | N |  | DSRTHV_2_DH2BT1 | GEN | Desert Harvest BESS | 35 | 35 | SCE | Desert Harvest II LLC | OTHER | LESR | SP15 | 2021-06-10 |  | CISO | SCE
Participating Unit | N | N |  | GOOSLK_1_SOLAR1 | GEN | Goose Lake | 12 | 12 | PGAE | Cottonwood Solar, LLC | PHOTO VOLTAIC | SUN | ZP26 | 2015-05-23 |  | CISO | PGAE
Participating Unit | N | N |  | VICTOR_1_SWRSR2 | GEN | Snowline White Road North | 1.5 | 1.5 | SCE | SunE Solar XV Lessor, LLC | PHOTO VOLTAIC | SUN | SP15 | 2025-07-15 |  | CISO | SCE
Participating Unit | N | Y | SCHLTE_1_PL1X3 | SCHLTE_1_PL1X3 | GEN | Tracy Combined Cycle Power Plant | 336.04 |  | PGAE | MRP San Joaquin Energy, LLC | COMBINED CYCLE | NATURAL GAS | NP15 | 2012-10-31 |  | CISO | PGAE
Participating Unit | N | Y | GILROY_1_UNIT | GILROY_1_UNIT | GEN | GILROY COGEN AGGREGATE | 120 |  | PGAE | Calpine Gilroy Cogen, L.P. | COMBINED CYCLE | NATURAL GAS | NP15 | 1987-01-01 |  | CISO | PGAE
Participating Unit | N | N |  | ADOBEE_1_SOLAR | GEN | Adobe Solar | 20 | 20 | PGAE | Adobe Solar, LLC | PHOTO VOLTAIC | SUN | ZP26 | 2014-05-21 |  | CISO | PGAE
Participating Unit | N | N |  | MSOLAR_2_MS4SR4 | GEN | Mesquite Solar 4 | 52.5 | 52.5 | SDGE | Mesquite Solar 4, LLC | PHOTO VOLTAIC | SUN | SP15 | 2024-01-18 |  | CISO | SDGE
Non-Participating |  | Y | DSRTSN_2_SOLAR1 | DSRTSN_2_SOLR1A | GEN | Desert Sunlight 300 | 156.9 | 156.9 |  | Desert Sunlight Holdings, LLC | PHOTO VOLTAIC | SUN | SP15 |  |  | CISO | SCE
Non-Participating | N | Y | OBERON_5_O1SSX2 | OBERON_5_O1SSR2 | GEN | Oberon 1A Solar | 125 | 125 | SCE | IP Oberon, LLC | PHOTO VOLTAIC | SUN | SP15 |  |  | CISO | SCE
Non-Participating |  | Y | CORONS_6_CLRWTR | CORONS_6_CLRSTG | GEN | CORONS_6_CLRSTG | 8.5 | 8.5 |  |  |  |  | SP15 |  |  | CISO | RVSD
Participating Unit | N | N |  | VILLPK_2_VALLYV | GEN | MWD Valley View Hydroelectric Recovery P | 4.1 | 4.1 | SCE | Metropolitan Water District of Southern California | HYDRO | WATER | SP15 | 1985-01-01 |  | CISO | SCE
Non-Participating | N | Y | REXFRD_2_RSFBX2 | REXFRD_2_RSFBT2 | GEN | Rexford Solar Farm BESS | 168 | 168 | SCE | 20SD 8me LLC | OTHER | LESR | SP15 |  |  | CISO | SCE
Participating Unit | N | N |  | TWISSL_6_PRDSR1 | GEN | Pistachio Road | 4.75 | 4.75 | PGAE | Twisselman Solar, LLC | PHOTO VOLTAIC | SUN | ZP26 |  |  | CISO | PGAE
Non-Participating | N | Y | PNCHVS_2_SOLAR | PNCHVS_2_SOLARA | GEN | PNCHVS_2_SOLARA | 69.5 | 69.5 |  | Pacific Gas & Electric | PHOTO VOLTAIC | SUN | NP15 |  |  | CISO | PGAE
Participating Unit | N | N |  | OSO_6_NSPIN | GEN | OSO_6_NSPIN | 70 | 70.8 | SCE | California Dept. of Water Resources | PUMP | WATER | SP15 | 2009-03-31 |  | CISO | CWRS
Participating Unit | N | N |  | PNOCHE_1_UNITA1 | GEN | CalPeak Power Panoche Unit 1 | 52.3 | 57 | PGAE | CalPeak Power - Panoche LLC | COMBUSTION TURBINE | NATURAL GAS | NP15 | 2001-12-27 |  | CISO | PGAE
Participating Unit | N | N |  | INYOKN_1_IKSSR2 | GEN | Inyokern Solar 1281 | 11.9 | 11.9 | SCE | RB Inyokern Solar WDAT 1281 LLC | PHOTO VOLTAIC | SUN | SP15 | 2024-12-31 |  | CISO | SCE
Participating Unit | Y | N |  | RIOOSO_1_QF | GEN | SMALL QF AGGREGATION - GRASS VALLEY | 1.11 | 2.5 | PGAE | Pacific Gas & Electric Company | HYDRO | WATER | NP15 | 1984-01-01 |  | CISO | PGAE
Participating Unit | N | N |  | ELCAJN_6_UNITA1 | GEN | Cuyamaca Peak Energy Plant | 45.42 | 48 | SDGE | San Diego Gas & Electric | COMBUSTION TURBINE | NATURAL GAS | SP15 | 2002-05-29 |  | CISO | SDGE
Participating Unit | N | Y | DRUM_7_PL3X4 | DRUM_7_PL3X4 | GEN | Drum PH 1 Units 3 & 4 Aggregate | 28.9 |  | PGAE | Pacific Gas & Electric Company | HYDRO | WATER | NP15 | 1922-01-01 |  | CISO | PGAE
Participating Unit | N | N |  | RECTOR_2_KAWEAH | GEN | KAWEAH PH 2 & 3 PSP AGGREGATE | 6.55 | 6.6 | SCE | Southern California Edison Company | HYDRO | WATER | SP15 | 1913-01-01 |  | CISO | SCE
Participating Unit | N | N |  | BUCKWD_1_NPALM1 | GEN | North Palm Springs 1A | 2.4 | 2.4 | SCE | North Palm Springs Investments, LLC | PHOTO VOLTAIC | SUN | SP15 | 2012-04-02 |  | CISO | SCE
Participating Unit | N | N |  | GASKW1_2_GW2SR1 | GEN | Gaskell West 2a | 16 | 16 | SCE | RE Gaskell West 2 LLC | PHOTO VOLTAIC | SUN | SP15 | 2023-05-05 |  | CISO | SCE
Participating Unit | N | Y | PGEB_2_PDRP113 | PGEB_2_PDRP113 | GEN | PGEB_2_PDRP113 | 3 |  | PGAE | OHMCONNECT, INC. | OTHER | OTHER | NP15 |  |  | CISO | PGAE
Participating Unit | N | Y | PGSF_2_PDRP100 | PGSF_2_PDRP100 | GEN | VLTS_PDR_PGSF_D | 3 |  | PGAE | Voltus, Inc. | OTHER | OTHER | NP15 |  |  | CISO | PGAE
Participating Unit | Y | N |  | MESAP_1_QF | GEN | SMALL QF AGGREGATION - SAN LUIS OBISPO | 1 | 1 | PGAE | Pacific Gas & Electric Company | OTHER | OTHER | ZP26 | 2009-03-31 |  | CISO | PGAE
Participating Unit | N | N |  | FMEADO_7_UNIT | GEN | FRENCH MEADOWS HYDRO | 16 | 18 | PGAE | Placer County Water Agency | HYDRO | WATER | NP15 | 1966-01-01 |  | CISO | PGAE
Participating Unit | N | Y | SCEW_2_PDRP109 | SCEW_2_PDRP109 | GEN | SCEW_2_PDRP109 | 0.99 |  | SCE | Leapfrog Power, inc. | OTHER | OTHER | SP15 |  |  | CISO | SCE
Participating Unit | N | N |  | HINSON_2_W2CSR2 | GEN | Wilmington 2 Carson | 0.6 | 0.6 | SCE | Prologis Logistics Services Incorporated | PHOTO VOLTAIC | SUN | SP15 | 2025-08-14 |  | CISO | SCE
Participating Unit | N | N |  | CSLR4S_2_SOLAR | GEN | Csolar IV South | 130 | 130 | SDGE | CSolar IV South, LLC | PHOTO VOLTAIC | SUN | SP15 | 2013-10-11 |  | CISO | SDGE
Participating Unit | N | N |  | PUTHCR_1_SOLAR1 | GEN | Putah Creek Solar Farm | 1.98 | 2 | PGAE | Putah Creek Solar Farms LLC | PHOTO VOLTAIC | SUN | NP15 | 2014-12-19 |  | CISO | PGAE
Participating Unit | N | Y | SCEC_1_PDRP119 | SCEC_1_PDRP119 | GEN | SCEC_1_PDRP119 | 0.99 |  | SCE | Leapfrog Power, inc. | OTHER | OTHER | SP15 |  |  | CISO | SCE
Participating Unit | N | Y | IVWEST_2_SOLAR1 | IVWEST_2_SOLAR1 | GEN | Imperial Valley West ( Q # 608) | 150 |  | SDGE | CSolar IV West, LLC | PHOTO VOLTAIC | SUN | SP15 | 2015-09-30 |  | CISO | SDGE
Participating Unit | N | N |  | SEGS_1_SR2SL2 | GEN | Sunray 2 | 20 | 20 | SCE | Sunray Energy 2, LLC | PHOTO VOLTAIC | SUN | SP15 | 2017-06-02 |  | CISO | SCE
Participating Unit | N | Y | DSRTSN_2_SOLAR1 | DSRTSN_2_SOLAR1 | GEN | Desert Sunlight 300 | 300 | 300 | SCE | Desert Sunlight Holdings, LLC | PHOTO VOLTAIC | SUN | SP15 | 2013-10-22 |  | CISO | SCE
Participating Unit | N | N |  | MALAGA_1_AUCTG2 | GEN | Acid Unit 2 | 55.3 | 55.3 | PGAE | Malaga Power, LLC | COMBUSTION TURBINE | NATURAL GAS | ZP26 | 2024-11-18 |  | CISO | PGAE
Participating Unit | N | N |  | AVENAL_6_AVSLR1 | GEN | Avenal Solar 1 | 7.9 | 7.9 | PGAE | CED Avenal Solar, LLC | PHOTO VOLTAIC | SUN | ZP26 | 2017-01-28 |  | CISO | PGAE
Participating Unit | N | N |  | VIKING_2_VCBBT1 | TG | VIKINGS CO-LOCATED BESS | 149.88 | 150 | SCE | MIR2 | OTHER | LESR | SP15 | 2024-11-11 |  | IID | SCE
Participating Unit | N | Y | SCEC_1_PDRP173 | SCEC_1_PDRP173 | GEN | LCR AMS Hybrid West LA 2-C-LSCE | 2.53 |  | SCE | Southern California Edison | OTHER | OTHER | SP15 |  |  | CISO | SCE
Participating Unit | N | N |  | GARNET_2_WIND5 | GEN | Eastwind | 3 | 3 | SCE | Yavi Energy Holdings, LLC | WIND | WIND | SP15 | 2016-03-01 |  | CISO | SCE
Participating Unit | N | N |  | DREWSR_2_BHSSR1 | GEN | Blue Hornet Solar | 100 | 100 | SDGE | Drew Solar, LLC | PHOTO VOLTAIC | SUN | SP15 | 2022-11-04 |  | CISO | SDGE
Participating Unit | Y | N |  | GRZZLY_1_BERKLY | GEN | Berkeley Cogeneration | 26.35 | 32.5 | PGAE | The Regents of the University of California | COMBINED CYCLE | NATURAL GAS | NP15 | 2018-02-20 |  | CISO | PGAE
Participating Unit | Y | Y | MIDSUN_1_PL1X2 | MIDSUN_1_PL1X2 | GEN | North Midway Cogens 5A 5B | 9.6 |  | PGAE | BERRY PETROLEUM COMPANY, LLC | COMBUSTION TURBINE | NATURAL GAS | ZP26 | 2022-03-17 |  | CISO | PGAE
Participating Unit | N | N |  | HERDLN_6_BYHSR1 | GEN | Byron Highway Solar | 5 | 5 | PGAE | RPCA Solar 3, LLC | PHOTO VOLTAIC | SUN | NP15 | 2022-11-23 |  | CISO | PGAE
Participating Unit | N | N |  | WESCN2_2_BDSBT2 | GEN | Bateria Del Sur 2B | 100 | 100 | SDGE | CED West Side Canal Battery Storage, LLC | OTHER | LESR | SP15 | 2025-07-01 |  | CISO | SDGE
Participating Unit | N | N |  | SANBRN_2_SS2BT4 | GEN | Sanborn Solar 2 SBESS 4 | 47 | 47 | SCE | EdSan 1B Group 2, LLC | OTHER | LESR | SP15 | 2023-11-16 |  | CISO | SCE
Participating Unit | N | N |  | HATLOS_6_LSCRK | GEN | Lost Creek 1 & 2 Hydro Conversion | 1.7 | 1.7 | PGAE | Snow Mountain Hydro, LLC. | HYDRO | WATER | NP15 | 1989-06-15 |  | CISO | PGAE
Participating Unit | N | N |  | CALFTN_2_CFSBT1 | GEN | California Flats Solar Battery | 60 | 60 | PGAE | CA Flats Solar 130, LLC | OTHER | LESR | ZP26 | 2021-08-31 |  | CISO | PGAE
Non-Participating |  | Y | PINFLT_7_UNITS | PINFLT_7_UNIT 2 | GEN | PINFLT_7_UNIT 2 | 63.3 | 63.3 |  |  |  |  | NP15 |  |  | CISO | CWRP
Participating Unit | N | Y | ELKHRN_1_EESX3 | ELKHRN_1_EESX3 | GEN | Elkhorn Energy Storage | 182.5 |  | PGAE | Pacific Gas and Electric Company | OTHER | LESR | NP15 | 2022-04-07 |  | CISO | PGAE
Participating Unit | N | N |  | COCOPP_2_CTG3 | GEN | Marsh Landing 3 | 208.96 | 222 | PGAE | Marsh Landing LLC | FTUR | NATURAL GAS | NP15 | 2013-05-01 |  | CISO | PGAE
Participating Unit | N | N |  | GASKW1_2_GW2BT1 | GEN | Gaskell West 2 BESS | 20 | 20 | SCE | RE Gaskell West 2 LLC | OTHER | LESR | SP15 | 2023-05-05 |  | CISO | SCE
Participating Unit | N | N |  | CEDUCR_2_SOLAR4 | GEN | Ducor Solar 4 | 20 | 20 | SCE | CED Ducor Solar 4, LLC | PHOTO VOLTAIC | SUN | SP15 | 2016-12-23 |  | CISO | SCE
Participating Unit | N | Y | SCEC_1_PDRP149 | SCEC_1_PDRP149 | GEN | SCEC_1_PDRP149 | 0.99 |  | SCE | Leapfrog Power, Inc. | OTHER | OTHER | SP15 |  |  | CISO | SCE
Participating Unit | N | N |  | NEENCH_6_SOLAR | GEN | Alpine Solar | 66 | 66 | SCE | Solar Alpine LLC | PHOTO VOLTAIC | SUN | SP15 | 2013-01-18 |  | CISO | SCE
Non-Participating | N | Y | CARBOU_7_PL4X5 | CARBOU_7_UNIT 5 | GEN | Caribou PH 2 Unit 5 | 61 | 61 |  | Pacific Gas & Electric Company | HYDRO | WATER | NP15 |  |  | CISO | PGAE
Participating Unit | N | N |  | SANBRN_2_ES2SB3 | GEN | EdSan 2 Sanborn 3 | 42 | 42 | SCE | ES 1A Group 2 Opco, LLC | OTHER | HYBD | SP15 | 2022-04-13 |  | CISO | SCE
Non-Participating | N | Y | CDWR07_2_GEN | BUENVS_2_NSPIN | GEN | BUENVS_2_NSPIN | 104.4 | 104.4 |  | BUENVS_2_NSPIN | PUMP | WATER | ZP26 |  |  | CISO | CWRP
Non-Participating | N | Y | RUSCTY_2_UNITS | RUSCTY_2_STG | GEN | Russell City | 254 | 254 |  | Russell City Energy Company, LLC | COMBINED CYCLE | NATURAL GAS | NP15 |  |  | CISO | PGAE
Participating Unit | N | N |  | EEKTMN_6_SOLAR1 | GEN | EE K Solar 1 | 20 | 20 | PGAE | EE Kettleman Land, LLC | PHOTO VOLTAIC | SUN | NP15 | 2015-08-12 |  | CISO | PGAE
Participating Unit | N | N |  | DURNMESA_3_WBDYN | TG | DURAN MESA | 105.08 |  | SCE | WILLOWBEACH | WIND | WIND | SP15 | 2021-12-02 |  | PNM | SCE
Participating Unit | N | N |  | STROUD_6_SOLAR | GEN | Stroud Solar Station | 20 | 20 | PGAE | Pacific Gas & Electric Company | PHOTO VOLTAIC | SUN | NP15 | 2011-10-04 |  | CISO | PGAE
Participating Unit | N | N |  | YELPIN_2_YP2BT2 | GEN | Yellow Pine 2 A BESS | 53 | 53 | SCE | Yellow Pine Solar Interconnect, LLC | OTHER | LESR | SP15 | 2024-05-24 |  | CISO | VEA
Participating Unit | N | N |  | CHWCHL_1_AVSSR1 | GEN | Avenue 26 Phase I Solar | 2.56 | 2.56 | PGAE | RPCA Solar 1 LLC | PHOTO VOLTAIC | SUN | NP15 | 2024-11-08 |  | CISO | PGAE
Participating Unit | N | N |  | VLCNTR_6_VCSLR1 | GEN | Valley Center 1 | 2.5 | 2.5 | SDGE | Sol Orchard San Diego 22, LLC | PHOTO VOLTAIC | SUN | SP15 | 2013-12-31 |  | CISO | SDGE
Participating Unit | N | Y | SOLBLU_2_WSBSX2 | SOLBLU_2_WSBSX2 | GEN | Westlands Solar Blue | 250 |  | PGAE | Westlands Solar Blue (OZ) Owner, LLC | PHOTO VOLTAIC | SUN | ZP26 | 2023-12-13 |  | CISO | PGAE
Participating Unit | N | N |  | MSTANG_2_SOLAR3 | GEN | Mustang 3 | 40 | 40 | PGAE | RE Mustang 3 LLC | PHOTO VOLTAIC | SUN | NP15 | 2016-05-03 |  | CISO | PGAE
Participating Unit | N | N |  | OXMTN_6_LNDFIL | GEN | Ox Mountain Landfill Generating Plant | 10.62 | 13.3 | PGAE | Ameresco Half Moon Bay, LLC | RECIPROCATING ENGINE | BIOGAS | NP15 | 2009-04-01 |  | CISO | PGAE
Participating Unit | N | Y | PIT5_7_PL3X4 | PIT5_7_PL3X4 | GEN | PIT PH 5 UNITS 3 & 4 AGGREGATE | 82 |  | PGAE | Pacific Gas & Electric Company | HYDRO | WATER | NP15 | 1944-01-01 |  | CISO | PGAE
Participating Unit | N | N |  | CRWCKS_1_SOLAR1 | GEN | Crow Creek Solar 1 | 20 | 20 | PGAE | Frontier Solar LLC | PHOTO VOLTAIC | SUN | NP15 | 2016-06-30 |  | CISO | PGAE
Non-Participating | N | Y | SLUISP_2_UNITS | SLUISP_2_UNIT 6 | GEN | San Luis P-G Unit 6 | 53 | 53 | PGAE | California Dept. of Water Resources | PUMPED STORAGE | WATER | NP15 |  |  | CISO | PGAE
Participating Unit | N | N |  | ESNHWR_2_CS1BT3 | GEN | Carris Storage 1 | 10 | 10 | SCE | Hecate Energy Desert Storage 1 LLC | OTHER | LESR | SP15 | 2025-05-13 |  | CISO | SCE
Participating Unit | N | N |  | STOREY_7_MDRCHW | GEN | Madera Canal Site 980 | 1.84 | 3.8 | PGAE | Madera Chowchilla Water and Power | HYDRO | WATER | NP15 | 1985-02-02 |  | CISO | PGAE
Participating Unit | N | N |  | ELDORO_7_UNIT 1 | GEN | El Dorado Unit 1 | 11 | 10.5 | PGAE | El Dorado Irrigation District | HYDRO | WATER | NP15 | 2005-05-21 |  | CISO | PGAE
Non-Participating | N | Y | BELLEF_2_BSFBX3 | BELLEF_2_BSFBT2 | GEN | Bellefield Solar Farm BESS | 200 | 200 | SCE | 50LW 8me LLC | OTHER | LESR | SP15 |  |  | CISO | SCE
Participating Unit | N | N |  | GUERNS_6_SOLAR | GEN | Guernsey Solar Station | 20 | 20 | PGAE | Pacific Gas & Electric Company | PHOTO VOLTAIC | SUN | NP15 | 2013-09-18 |  | CISO | PGAE
Participating Unit | N | Y | TENGEN_2_PL1X2 | TENGEN_2_PL1X2 | GEN | Placerita Canyon Cogen | 37.7 |  | SCE | Shadow Wolf Energy, LLC | COMBUSTION TURBINE | NATURAL GAS | SP15 | 1990-03-06 |  | CISO | SCE
Participating Unit | N | N |  | SNCLRA_2_SPRHYD | GEN | Springville Hydroelectric Generator | 1 | 1 | SCE | Calleguas MWD | HYDRO | WATER | SP15 | 2016-04-19 |  | CISO | SCE
Participating Unit | N | N |  | CRELMN_6_RAMON1 | GEN | Ramona 1 | 2 | 2 | SDGE | Sol Orchard San Diego 20, LLC | PHOTO VOLTAIC | SUN | SP15 | 2013-12-31 |  | CISO | SDGE
Non-Participating | N | Y | CHESTN_2_CHWBX2 | CHESTN_2_CHWBT2 | GEN | Chestnut Westside BESS | 67.5 | 67.5 | PGAE | Chestnut Westside, LLC | OTHER | LESR | ZP26 |  |  | CISO | PGAE
Participating Unit | N | N |  | ATLASC_5_ACAUXL | TG | Atlas BESS Aux Load | 36 |  | SCE | NRTHGILA500 | OTHER | OTHER | SP15 |  |  | AZPS | SDGE
Non-Participating | N | Y | HENRTA_6_ELCBX2 | HENRTA_6_ELCBT1 | GEN | Electrolyte | 54.799 | 54.799 | PGAE | Henrietta BESS LLC | OTHER | LESR | ZP26 |  |  | CISO | PGAE
Participating Unit | N | N |  | AVENAL_6_SANDDG | GEN | Sand Drag Solar Project | 19 | 19 | PGAE | Sand Drag LLC | PHOTO VOLTAIC | SUN | ZP26 | 2011-08-05 |  | CISO | PGAE
Participating Unit | N | N |  | SCARLT_2_SS2SR1 | GEN | Scarlet Solar 2 PV | 200 | 200 | PGAE | EDPR Scarlet II LLC | PHOTO VOLTAIC | SUN | NP15 | 2024-12-21 |  | CISO | PGAE
Participating Unit | N | N |  | CRIMSN_2_CRMBT2 | GEN | Crimson 2 | 150 | 150 | SCE | Sonoran West Solar Holdings, LLC | OTHER | LESR | SP15 | 2022-10-28 |  | CISO | SCE
Participating Unit |  | N |  | VESTAL_2_TS5SR1 | GEN | Tulare Solar 5 | 55.83 | 55.9 | SCE | Tulare Solar Center, LLC | PHOTO VOLTAIC | SUN | SP15 | 2022-04-29 |  | CISO | SCE
Participating Unit | N | N |  | ANAHM_2_CANYN3 | GEN | CANYON POWER PLANT UNIT 3 | 46.49 | 71.2 | SCE | City of Anaheim (MSS Agreement - S14) | COMBUSTION TURBINE | NATURAL GAS | SP15 | 2011-07-30 |  | CISO | ANHM
Participating Unit | N | N |  | NOAKS_2_PESBT1 | GEN | Placerita BESS | 80 | 80 | SCE | Placerita ESS, LLC | OTHER | LESR | SP15 | 2024-11-14 |  | CISO | SCE
Non-Participating | N | Y | DRUM_7_PL1X2 | DRUM_7_UNIT 2 | GEN | DRUM PH 1 UNIT 2 | 13 | 13 |  | Pacific Gas & Electric Company | HYDRO | WATER | NP15 |  |  | CISO | PGAE
Non-Participating | N | Y | BIGCRK_2_EXESWD | BGCRK2_7_UNIT 4 | GEN | BIG CREEK PH 2 UNIT 4 | 15.8 | 15.8 |  | Southern California Edison Company | HYDRO | WATER | SP15 |  |  | CISO | SCE
Participating Unit | N | N |  | KIRKER_1_PBSSR1 | GEN | Pittsburg RV Boat Solar | 2.9 | 2.9 | PGAE | PITTSBURG RV & BOAT STORAGE LLC | PHOTO VOLTAIC | SUN | NP15 |  |  | CISO | PGAE
Non-Participating | N | Y | HYTTHM_2_UNITS | THERMA_2_UNIT 4 | GEN | Thermalito P-G Unit 4 | 28 | 28 |  | California Dept. of Water Resources | HYDRO | WATER | NP15 |  |  | CISO | CWRP
Participating Unit | N | Y | SCEC_1_PDRP121 | SCEC_1_PDRP121 | GEN | SCEC_1_PDRP121 | 9.99 |  | SCE | Leapfrog Power, Inc. | OTHER | OTHER | SP15 |  |  | CISO | SCE
Participating Unit | N | N |  | JAWBNE_2_SRWWD2 | GEN | Sky River Wind Repower B | 30.2 | 30.2 | SCE | Sky River Wind, LLC | WIND | WIND | SP15 | 2021-09-17 |  | CISO | SCE
Participating Unit | N | Y | SDG1_1_PDRP119 | SDG1_1_PDRP119 | GEN | SDG1_1_PDRP119 | 0.99 |  | SDGE | Leapfrog Power, Inc. | OTHER | OTHER | SP15 |  |  | CISO | SDGE
Non-Participating | N | Y | KRAMER_1_R2BX2 | KRAMER_1_R2BBT1 | GEN | Resurgence 2 BESS | 20 | 20 |  | Resurgence Solar II, LLC | OTHER | LESR | SP15 |  |  | CISO | SCE
Participating Unit | N | Y | SCEC_1_PDRP146 | SCEC_1_PDRP146 | GEN | SCEC_1_PDRP146 | 0.99 |  | SCE | Leapfrog Power, Inc. | OTHER | OTHER | SP15 |  |  | CISO | SCE
Non-Participating | N | Y | DUANE_1_PL1X3 | DUANE_7_CTG2 | GEN | Donald Von Raesfeld CTG Unit 2 | 50.4 | 50.4 |  | Donald Von Raesfeld Power Plant | COMBUSTION TURBINE | NATURAL GAS | NP15 |  |  | CISO | NCPA
Participating Unit | N | N |  | BLCKBT_2_STONEY | GEN | BLACK BUTTE HYDRO | 6.2 | 6.2 | PGAE | City of Santa Clara DBA Silicon Valley Power (MSS Agreement - S14) | HYDRO | WATER | NP15 | 1988-01-01 |  | CISO | NCPA
Participating Unit | Y | N |  | NZWIND_6_WDSTR4 | GEN | Windstream 6042 | 5.91 | 6.8 | SCE | Windstream Operations, LLC | WIND | WIND | SP15 | 2015-12-11 |  | CISO | SCE
Participating Unit | N | N |  | ADLIN_1_UNITS | GEN | GEYSERS AIDLIN AGGREGATE | 22 | 23 | PGAE | Geysers Power Company, LLC | STEAM | GEOTHERMAL | NP15 | 2008-07-28 |  | CISO | PGAE
Participating Unit | N | N |  | KERRGN_1_UNIT 1 | GEN | KERN RIVER HYDRO UNITS 1-4 AGGREGATE | 25.6 | 26.3 | SCE | Southern California Edison Company | HYDRO | WATER | SP15 | 1907-01-01 |  | CISO | SCE
Participating Unit | N | N |  | CONTRL_1_POOLE | GEN | POOLE HYDRO PLANT 1 | 11.07 | 11.3 | SCE | Southern California Edison Company | HYDRO | WATER | SP15 | 1924-01-01 |  | CISO | SCE
Participating Unit | N | N |  | PEASE_1_TBEBT1 | GEN | Tierra Buena Energy Storage | 6 | 6 | PGAE | VESI 10 LLC | OTHER | LESR | NP15 | 2022-06-01 |  | CISO | PGAE
Participating Unit | N | N |  | CAVLSR_2_BSOLAR | GEN | California Valley Solar Ranch-Phase B | 40 | 40 | PGAE | High Plains Ranch II, LLC | PHOTO VOLTAIC | SUN | ZP26 | 2013-01-01 |  | CISO | PGAE
Participating Unit | N | Y | KELSO_2_UNITS | KELSO_2_UNITS | GEN | Mariposa Energy | 198.03 |  | PGAE | Mariposa Energy, LLC | COMBUSTION TURBINE | NATURAL GAS | NP15 | 2012-10-01 |  | CISO | PGAE
Participating Unit | N | N |  | FIFTHS_2_FSSBT | GEN | Fifth Standard Battery | 137 | 137 | PGAE | Fifth Standard Solar PV, LLC | OTHER | LESR | ZP26 | 2023-09-15 |  | CISO | PGAE
Participating Unit | N | N |  | ALMEGT_1_UNIT 1 | GEN | ALAMEDA GT UNIT 1 | 25 | 25.4 | PGAE | NCPA (MSS Agreement - S14) | FTUR | NATURAL GAS | NP15 | 1986-01-01 |  | CISO | NCPA
Participating Unit | N | N |  | CONTRL_1_CASAD2 | GEN | Mammoth G2 | 10.5 | 12 | SCE | Mammoth-Pacific, L.P. | OTHER | GEOTHERMAL | SP15 | 2020-12-08 |  | CISO | SCE
Non-Participating | N | Y | HIDSRT_2_UNITS | HIDSRT_7_CTG1 | GEN | HIGH DESERT COMBUSTION TURBINE UNIT 1 | 177.3 | 177.3 |  | High Desert Power Project, LLC | COMBUSTION TURBINE | NATURAL GAS | SP15 |  |  | CISO | SCE
Participating Unit | N | N |  | SAUGUS_2_SPESBT1 | GEN | Santa Paula Energy Storage | 30 | 30 | SCE | Santa Paula Energy Storage LLC | OTHER | LESR | SP15 | 2024-03-16 |  | CISO | SCE
Participating Unit | N | N |  | BIGSKY_2_SOLAR3 | GEN | Big Sky Summer | 20 | 20 | SCE | Summer Solar LLC | PHOTO VOLTAIC | SUN | SP15 | 2016-07-25 |  | CISO | SCE
Participating Unit | N | N |  | COCOPP_2_CTG1 | GEN | Marsh Landing 1 | 204.2 | 222 | PGAE | Marsh Landing LLC | FTUR | NATURAL GAS | NP15 | 2013-05-01 |  | CISO | PGAE
Participating Unit | Y | N |  | KERNRG_1_UNITS | GEN | South Belridge Cogen Facility | 55.2 | 69.6 | PGAE | Aera Energy LLC | COMBUSTION TURBINE | NATURAL GAS | ZP26 | 1985-01-01 |  | CISO | PGAE
Participating Unit | N | N |  | SAUGUS_6_CREST | GEN | East Portal Hydro | 1 | 1 | SCE | Calleguas Municipal Water District | HYDRO | WATER | SP15 | 2017-10-11 |  | CISO | SCE
Participating Unit | Y | N |  | WALNUT_6_HILLGEN | GEN | Puente Hills | 47 | 50 | SCE | County Sanitation District No. 2 of Los Angeles County | OTHER | BIOGAS | SP15 | 2017-06-01 |  | CISO | SCE
Participating Unit | N | N |  | SANTEE_1_SABBT1 | GEN | Santee BESS | 10 | 10 | SDGE | San Diego Gas & Electric Company | OTHER | LESR | SP15 |  |  | CISO | SDGE
Non-Participating | N | Y | DREWS_6_PL1X4 | DREWS_6_GEN 2 | GEN | DREWS UNIT 2 | 10.8 | 10.8 |  | Colton Power, LP | COMBUSTION TURBINE | NATURAL GAS | SP15 |  |  | CISO | SCE
Participating Unit | N | Y | BGROCK_2_BRFBX2 | BGROCK_2_BRFBX2 | GEN | Big Rock Solar Farm | 200 |  | SDGE | Big Rock ESS Assets, LLC. | OTHER | LESR | SP15 | 2025-05-28 |  | CISO | SDGE
Non-Participating | N | Y | SLSTR1_2_SOLAR1 | SLSTR1_2_SOLR1B | GEN | Solar Star 1 | 166.5 | 166.5 |  | Southern California Edison Company | PHOTO VOLTAIC | SUN | SP15 |  |  | CISO | SCE
Non-Participating |  | Y | VERNON_6_MALBRG | VERNON_7_CTG1 | GEN | VERNON_7_CTG1 | 43.57 | 43.6 |  |  |  |  | SP15 |  |  | CISO | VERN

## 2024 TPD Allocation Report
PTO Area | Q# | Allocation Group | Allocated Deliverability Status at Project Level | 9 | Fraction | https://www.caiso.com/generation-transmission/generation/generator-interconnection/transmission-plan-deliverability
| WDAT# |  |  |  |  | https://www.caiso.com/documents/2024-transmission-plan-deliverability-allocation-cycle-results.xlsx
SDG&E | 1045 | A | FCDSA |  | 1
SDG&E | 1047 | A | FCDSA |  | 1
SDG&E | 1048 | A | PCDSA | 66% | 0.66
PG&E | 1223 | B | PCDSA | 60% | 0.6
DCRT | 1402 | A | PCDSA | 66% | 0.66
DCRT | 1402 | A | PCDSA | 66% | 0.66
DCRT | 1402 | A | PCDSA | 66% | 0.66
SCE | 1405 | A | FCDSA |  | 1
PG&E | 1461 | A | FCDSA |  | 1
SDG&E | 1531 | A | FCDSA |  | 1
SDG&E | 1531 | A | FCDSA |  | 1
SCE | 1643 | B | FCDSA |  | 1
SCE | 1646 | A | FCDSA |  | 1
SDG&E | 1660 | A | FCDSA |  | 1
DCRT | 1678 | A | FCDSA |  | 1
SCE | 1758 | A | FCDSA |  | 1
SCE | 1758 | B | FCDSA |  | 1
SCE | 1761 | A | PCDSA | 10% | 0.1
SCE | 1761 | A | PCDSA | 10% | 0.1
SCE | 1764 | A | FCDSA |  | 1
SCE | 1774 | A | FCDSA |  | 1
SCE | 1784 | A | FCDSA |  | 1
SDG&E | 1821 | A | PCDSA | 80% | 0.8
PG&E | 1859 | A | FCDSA |  | 1
PG&E | 1865 | B | FCDSA |  | 1
PG&E | 1866 | D | FCDSA |  | 1
PG&E | 1872 | D | FCDSA |  | 1
PG&E | 1875 | D | FCDSA |  | 1
PG&E | 1876 | D | FCDSA |  | 1
PG&E | 1881 | D | FCDSA |  | 1
PG&E | 1887 | A | FCDSA |  | 1
PG&E | 1889 | B | PCDSA | 50% | 0.5
PG&E | 1895 | A | PCDSA | 54% | 0.54
PG&E | 1896 | A | FCDSA |  | 1
PG&E | 1900 | D | FCDSA |  | 1
PG&E | 1903 | D | FCDSA |  | 1
PG&E | 1911 | D | FCDSA |  | 1
PG&E | 1912 | D | FCDSA |  | 1
PG&E | 1914 | B | FCDSA |  | 1
PG&E | 1918 | A | FCDSA |  | 1
PG&E | 1919 | D | FCDSA |  | 1
PG&E | 1920 | B | PCDSA | 45% | 0.45
PG&E | 1921 | B | FCDSA |  | 1
PG&E | 1922 | B | FCDSA |  | 1
PG&E | 1930 | D | FCDSA |  | 1
PG&E | 1932 | D | FCDSA |  | 1
PG&E | 1943 | D | FCDSA |  | 1
PG&E | 1949 | A | FCDSA |  | 1
PG&E | 1949 | D | FCDSA |  | 1
PG&E | 1952 | A | FCDSA |  | 1
PG&E | 1954 | B | FCDSA |  | 1
PG&E | 1955 | B | PCDSA | 78% | 0.78
PG&E | 1956 | A | FCDSA |  | 1
PG&E | 1958 | B | FCDSA |  | 1
PG&E | 1959 | B | PCDSA | 95% | 0.95
PG&E | 1960 | D | FCDSA |  | 1
PG&E | 1962 | B | FCDSA |  | 1
PG&E | 1962 | D | FCDSA |  | 1
PG&E | 1966 | D | FCDSA |  | 1
PG&E | 1973 | D | FCDSA |  | 1
PG&E | 1975 | B | FCDSA |  | 1
PG&E | 1977 | B | FCDSA |  | 1
PG&E | 1980 | B | PCDSA | 24% | 0.24
PG&E | 1987 | D | FCDSA |  | 1
PG&E | 1998 | D | FCDSA |  | 1
PG&E | 2001 | A | FCDSA |  | 1
DCRT | 2029 | A | FCDSA |  | 1
SCE | 2032 | D | FCDSA |  | 1
SCE | 2034 | B | PCDSA | 40% | 0.4
SCE | 2036 | A | FCDSA |  | 1
SCE | 2039 | A | PCDSA | 88% | 0.88
SCE | 2041 | A | PCDSA | 88% | 0.88
SCE | 2042 | A | PCDSA | 69% | 0.69
SCE | 2048 | A | FCDSA |  | 1
SCE | 2055 | B | FCDSA |  | 1
SCE | 2055 | B | FCDSA |  | 1
SCE | 2059 | B | FCDSA |  | 1
SCE | 2060 | D | FCDSA |  | 1
SCE | 2062 | D | FCDSA |  | 1
SCE | 2064 | D | FCDSA |  | 1
SCE | 2089 | D | FCDSA |  | 1
SCE | 2091 | D | FCDSA |  | 1
SCE | 2096 | B | PCDSA | 70% | 0.7
SCE | 2097 | D | FCDSA |  | 1
SCE | 2103 | D | PCDSA | 80% | 0.8
SCE | 2104 | D | FCDSA |  | 1
SCE | 2105 | D | FCDSA |  | 1
SCE | 2110 | D | FCDSA |  | 1
SCE | 2113 | B | FCDSA |  | 1
SCE | 2113 | B | FCDSA |  | 1
SCE | 2113 | B | FCDSA |  | 1
SCE | 2113 | B | FCDSA |  | 1
SCE | 2114 | D | FCDSA |  | 1
SCE | 2116 | D | FCDSA |  | 1
SCE | 2121 | D | FCDSA |  | 1
SCE | 2124 | D | FCDSA |  | 1
SCE | 2125 | D | FCDSA |  | 1
SCE | 2127 | D | FCDSA |  | 1
SCE | 2129 | D | FCDSA |  | 1
SCE | 2136 | D | FCDSA |  | 1
SCE | 2137 | D | FCDSA |  | 1
SCE | 2139 | D | FCDSA |  | 1
SCE | 2140 | A | FCDSA |  | 1
GLW | 2147 | A | FCDSA |  | 1
GLW | 2148 | A | FCDSA |  | 1
SDG&E | 2166 | A | FCDSA |  | 1
SDG&E | 2173 | A | FCDSA |  | 1
PG&E | 2764-WD | A | FCDSA |  | 1
SDG&E | Unassigned# | A | FCDSA |  | 1
SDG&E | W162 | A | FCDSA |  | 1
SDG&E | W188 | A | FCDSA |  | 1
SDG&E | W260 | A | FCDSA |  | 1
SCE | WDT1532 | A | PCDSA | 53% | 0.53
SCE | WDT1559 | B | FCDSA |  | 1
SCE | WDT1635 | A | FCDSA |  | 1
SCE | WDT1701 | A | FCDSA |  | 1
SCE | WDT1710 | A | FCDSA |  | 1
SCE | WDT1726 | A | FCDSA |  | 1
SCE | WDT1730 | D | FCDSA |  | 1
SCE | WDT1750 | B | FCDSA |  | 1
SCE | WDT1752 | D | FCDSA |  | 1
SCE | WDT1754 | A | FCDSA |  | 1
SCE | WDT1761 | D | FCDSA |  | 1
SCE | WDT1764 | D | FCDSA |  | 1
SCE | WDT1768 | D | FCDSA |  | 1
SCE | WDT1775 | B | FCDSA |  | 1
SCE | WDT1782 | A | FCDSA |  | 1
SCE | WDT1783 | D | FCDSA |  | 1
SCE | WDT1811 | D | FCDSA |  | 1
SCE | WDT1816 | B | FCDSA |  | 1
SCE | WDT1848 | B | FCDSA |  | 1
SCE | WDT1907 | B | FCDSA |  | 1

## Previous cycle CAISO
Report Run Date: 10/07/2024
The California ISO Controlled Grid Generation Queue for All: Active
[6 empty] | Generating Facility | [5 empty] | MWs | [7 empty] | MWh |  |  | Deliverability Status |  |  |  |  | TPD Info Reformatted | [15 empty] | Location |  | Point of Interconnection |  |  |  |  | Transmission Mapping Sub | [5 empty] | Study Availability
Project Name | Queue Position | Interconnection Request Receive Date | Queue Date | Application Status | Study Process | Type-1 | Type-2 | Type-3 | Fuel-1 | Fuel-2 | Fuel-3 | MW-1 | MW-1 Online (In Master Generting List _Date) | MW-1 Contracted or in NRI as of Date | MW-2 | MW-2 Online (In Master Generting List _Date) | MW-2 Contracted or in NRI as of Date | MW-3 | Net MWs to Grid | MWh-1 | MWh-2 | MWh-3 | Full Capacity, Partial or Energy Only (FC/P/EO) | 2024-TPD allocation report | TPD Allocation Percentage | Off-Peak Deliverability and Economic Only | TPD Allocation Group | Has TPD (Partial or Full) | TPD Allocation Fraction | Max Deliverabile Net MWs to Grid | Resource Type | Battery (Total) | Battery (FCDS) | LDES (Total) | LDES (FCDS) | Solar (Total) | Solar (FCDS) | Geothermal (Total) | Geothermal (FCDS) | Onshore Wind (Total) | Onshore Wind (FCDS) | Offshore Wind (Total) | Offshore Wind (FCDS) | County | State | Utility | PTO Study Region | Solar HSN Value | Wind HSN Value | Station or Transmission Line | Substation | Voltage | Proposed On-line Date (as filed with IR) | Current On-line Date | First Available Year | Suspension Status | Feasibility Study or Supplemental Review | System Impact Study or Phase I Cluster Study | Facilities Study (FAS) or Phase II Cluster Study | Optional Study (OS) | Interconnection Agreement Status | Ability to interconnect. 1. Nothing Needed 2. Only RAS 3. Apporved Tx
MONTEZUMA (HIGH WINDS III) | 22 | 2003-11-18 | 2003-11-18 08:00 | ACTIVE | AMEND 39 | Wind Turbine | Storage |  | Wind Turbine | Battery |  | 38 | 38 |  | 38 |  |  |  | 38 |  |  |  | Partial Capacity | Not in Report | 50 | Off-Peak Deliverability | Group D | 1 | 0.5 | 19 | Wind-Hybrid | 38 | 19 | 0 | 0 | 0 | 0 | 0 | 0 | 0 | 0 | 0 | 0 | SOLANO | CA | PGAE | Northern | 0.15 | 0.5 | Birds Landing 230 kV | Birds Landing | 230 | 2005-06-30 07:00 | 2024-04-01 07:00 | 2024 |  |  | Complete | Complete |  | Executed | 1
TULE WIND | 32 | 2004-05-12 | 2004-05-24 07:00 | ACTIVE | Serial LGIP | Wind Turbine |  |  | Wind Turbine |  |  | 193.8 | 130.5 | [5 empty] | 193.8 |  |  |  | Partial Capacity | Not in Report | 65.5 | Off-Peak Deliverability |  | 1 | 0.655 | 126.939 | Wind Turbine | 0 | 0 | 0 | 0 | 0 | 0 | 0 | 0 | 63.3 | 0 | 0 | 0 | SAN DIEGO | CA | SDGE | SDGE | 0.06 | 0.35 | Boulevard East Substation 138 kV | Boulevard East | 138 | 2007-09-01 07:00 | 2027-12-31 08:00 | 2028 |  | Waived | Complete | Complete | None | Executed | 2
FRESNO COGENERATION EXPANSION PROJECT | 61 | 2005-03-28 | 2005-03-30 08:00 | ACTIVE | AMEND 39 | Steam Turbine | Storage |  | Natural Gas | Battery |  | 73.27 | 73.27 |  | 18.5 |  |  |  | 73.27 |  |  |  | Full Capacity | Not in Report |  | Off-Peak Deliverability |  | 1 | 1 | 73.27 | Battery | 18.5 | 18.5 | 0 | 0 | 0 | 0 | 0 | 0 | 0 | 0 | 0 | 0 | FRESNO | CA | PGAE | Fresno | 0.15 | 0.5 | Helm-Kerman 70 kV Line | Helm | 70 | 2006-05-31 07:00 | 2023-02-28 08:00 | 2023 |  |  | Complete | Complete |  | Executed | 1
LAKE ELSINORE ADVANCED PUMPED STORAGE PROJECT | 72 | 2005-04-26 | 2005-06-21 07:00 | ACTIVE | Serial LGIP | Storage |  |  | Pumped-Storage hydro |  |  | 500 | [6 empty] | 500 |  |  |  | Full Capacity | Not in Report |  |  |  | 1 | 1 | 500 | LDES | 0 | 0 | 500 | 500 | 0 | 0 | 0 | 0 | 0 | 0 | 0 | 0 | RIVERSIDE | CA | SDGE | SDGE | 0.06 | 0.35 | Proposed Lee Lake Substation 500 kV | Alberhill | 500 | 2008-12-31 08:00 | 2028-12-31 08:00 | 2029 |  | Waived | Complete | Re-Study | None | Executed | 0
BOTTLE ROCK POWER | 81 | 2005-09-13 | 2005-09-13 07:00 | ACTIVE | Serial LGIP | Steam Turbine | Storage |  | Geothermal | Battery |  | 9.435 |  |  | 47.4465 |  |  |  | 52.01 |  |  |  | Energy Only | Not in Report |  | Off-Peak Deliverability | Group A | 0 | 0 | 0 | Geothermal-Hybrid | 47.4465 | 0 | 0 | 0 | 0 | 0 | 9.435 | 0 | 0 | 0 | 0 | 0 | LAKE | CA | PGAE | Kern | 0.15 | 0.5 | Geysers #17-Fulton 230 kV Line | Geysers 17 | 230 | 2006-09-01 07:00 | 2007-10-31 07:00 | 2008 |  | None | Complete | Complete | None | Executed | 0
CPC WEST | 96 | 2006-02-15 | 2006-03-01 08:00 | ACTIVE | Serial LGIP | Wind Turbine | Storage |  | Wind Turbine | Battery |  | 600 | 600 |  | 150 |  |  |  | 600 |  | 4 |  | Energy Only | Not in Report |  | Off-Peak Deliverability | Group A | 0 | 0 | 0 | Wind-Hybrid | 150 | 0 | 0 | 0 | 0 | 0 | 0 | 0 | 0 | 0 | 0 | 0 | KERN | CA | SCE | Northern | 0.13 | 0.48 | Tehachapi Conceptual Substation #1 | Windhub | 230 | 2009-12-31 08:00 | 2026-12-22 08:00 | 2027 |  | Waived | Complete | None | None | Executed | 0
WINDSTAR I ALTERNATE | 100 | 2006-04-05 | 2006-04-05 07:00 | ACTIVE | Serial LGIP | Wind Turbine | Storage |  | Wind Turbine | Battery |  | 120 | 120 |  | 120 |  |  |  | 120 |  |  |  | Full Capacity | Not in Report |  | Off-Peak Deliverability |  | 1 | 1 | 120 | Wind-Hybrid | 120 | 120 | 0 | 0 | 0 | 0 | 0 | 0 | 0 | 0 | 0 | 0 | KERN | CA | SCE | Northern | 0.13 | 0.48 | Vincent Substation 230kV | Vincent | 230 | 2007-12-31 08:00 | 2025-08-01 07:00 | 2025 |  | Waived | Complete | None | None | Executed | 0
SILVER RIDGE MOUNT SIGNAL | 124 | 2006-08-22 | 2006-08-22 07:00 | ACTIVE | Serial LGIP | Photovoltaic | Storage |  | Solar | Battery |  | 600 | 600 |  | 150 | 10 |  |  | 600 |  | 4 |  | Partial Capacity | Not in Report | 19.36 | Off-Peak Deliverability |  | 1 | 0.1936 | 116.16 | Solar-Hybrid | 140 | 106.16 | 0 | 0 | 0 | 0 | 0 | 0 | 0 | 0 | 0 | 0 | IMPERIAL | CA | SDGE |  | 0.06 | 0.35 | Imperial Valley Substation 230 kV | Imperial Valley | 230 | 2011-03-01 08:00 | 2027-06-01 07:00 | 2027 |  | Waived | Complete | Complete | None | Executed | 0
SANDSTORM WIND POWER | 138 | 2006-10-23 | 2006-10-23 07:00 | ACTIVE | Serial LGIP | Wind Turbine | Storage |  | Wind Turbine | Battery |  | 60 |  |  | 90 |  |  |  | 150 |  |  |  | Partial Capacity | Not in Report | 30.44 | Off-Peak Deliverability |  | 1 | 0.3044 | 45.66 | Wind-Hybrid | 90 | 45.66 | 0 | 0 | 0 | 0 | 0 | 0 | 60 | 0 | 0 | 0 | RIVERSIDE | CA | SCE | Eastern | 0.13 | 0.48 | Devers Substation 220 kV | Devers | 230 | 2008-12-31 08:00 | 2030-02-01 08:00 | 2030 |  | Waived | Complete | Complete | None | Executed | 2
MONTEZUMA II | 222 | 2007-05-23 | 2007-05-23 07:00 | ACTIVE | TC | Wind Turbine | Storage |  | Wind Turbine | Battery |  | 78 | 78 |  | 54 |  |  |  | 78 |  |  |  | Partial Capacity | Not in Report | 59 | Off-Peak Deliverability | Group D | 1 | 0.59 | 46.02 | Wind-Hybrid | 54 | 46.02 | 0 | 0 | 0 | 0 | 0 | 0 | 0 | 0 | 0 | 0 | SOLANO | CA | PGAE | Northern | 0.15 | 0.5 | Birds Landing 230 kV | Birds Landing | 230 | 2010-12-31 08:00 | 2012-01-29 08:00 | 2012 |  | NA | Complete | Complete | NA | Executed | 1
AMERICAN KINGS SOLAR | 272 | 2007-11-01 | 2007-11-01 07:00 | ACTIVE | TC | Photovoltaic | Storage |  | Solar | Battery |  | 123 | 123 |  | 73.8 |  | 73.8 |  | 123 |  |  |  | Full Capacity | Not in Report |  | Off-Peak Deliverability | Group A | 1 | 1 | 123 | Solar-Hybrid | 0 | 0 | 0 | 0 | 0 | 0 | 0 | 0 | 0 | 0 | 0 | 0 | KINGS | CA | PGAE | Fresno | 0.15 | 0.5 | Henrietta 70 kV | Henrietta | 70 | 2012-06-01 07:00 | 2025-12-30 08:00 | 2026 |  | NA | Complete | Complete | NA | Executed | 0
ALTA VISTA SUNTOWER GENERATING STATION | 297 | 2008-01-18 | 2008-01-18 08:00 | ACTIVE | TC | Steam Turbine | Storage |  | Solar | Battery |  | 66 | 66 |  | 66 |  |  |  | 66 |  |  |  | Energy Only | Not in Report |  | Off-Peak Deliverability | Group A | 0 | 0 | 0 | Solar-Hybrid | 66 | 0 | 0 | 0 | 0 | 0 | 0 | 0 | 0 | 0 | 0 | 0 | LOS ANGELES | CA | SCE | Northern | 0.13 | 0.48 | Neenach-Bailey 66kV line | Neenach | 66 | 2009-12-01 08:00 | 2025-04-15 07:00 | 2025 |  | NA | Complete | Complete | NA | Executed | 0
LOS ESTEROS CRITICAL ENERGY FACILITY EXPANSION | 378 | 2008-05-28 | 2008-05-28 07:00 | ACTIVE | TC | Combined Cycle | Storage |  | Natural Gas | Battery |  | 120 | 120 |  | 3 |  | 3.3 |  | 120 |  |  |  | Full Capacity | Not in Report |  | Off-Peak Deliverability |  | 1 | 1 | 120 | Battery | 0 | 0 | 0 | 0 | 0 | 0 | 0 | 0 | 0 | 0 | 0 | 0 | SANTA CLARA | CA | PGAE | Northern | 0.15 | 0.5 | Los Esteros 115 kV | Los Esteros | 115 | 2011-06-01 07:00 | 2023-09-01 07:00 | 2023 |  | NA | Complete | Complete | NA | Executed | 1
SILVER STATE SOUTH SOLAR PROJECT | 467 | 2008-05-30 | 2008-06-02 07:00 | ACTIVE | TC | Steam Turbine | Storage |  | Solar | Battery |  | 230 | 230 |  | 200 |  | 200 |  | 230 |  |  |  | Full Capacity | Not in Report |  | Off-Peak Deliverability |  | 1 | 1 | 230 | Solar-Hybrid | 0 | 0 | 0 | 0 | 0 | 0 | 0 | 0 | 0 | 0 | 0 | 0 | CLARK | NV | SCE | EOP | 0.13 | 0.48 | Eldorado-Ivanpah 230kV line | Ivanpah | 230 | 2012-08-01 07:00 | 2024-12-31 08:00 | 2025 |  | NA | Complete | Complete | NA | Executed | 2
ROSAMOND WEST SOLAR | 506 | 2009-07-30 | 2009-07-31 07:00 | ACTIVE | C01 | Photovoltaic | Storage |  | Solar | Battery |  | 299.6 | 299.6 |  | 147.7 | 147.7 |  |  | 299.6 |  |  |  | Full Capacity | Not in Report |  | Off-Peak Deliverability |  | 1 | 1 | 299.6 | Solar-Hybrid | 0 | 0 | 0 | 0 | 0 | 0 | 0 | 0 | 0 | 0 | 0 | 0 | KERN | CA | SCE | Northern | 0.13 | 0.48 | Whirlwind Substation 230kV | Whirlwind | 230 | 2015-07-31 07:00 | 2023-07-30 07:00 | 2023 |  | NA | Complete | Complete | NA | Executed | 2
CROW CREEK SOLAR 1 (FKA: FRONTIER SOLAR 1) (FKA AS SCATEC WESTSIDE SOLAR RANCH I AND STANISLAUS PV - PHASE 1) | 539 | 2009-12-18 | 2009-12-18 08:00 | ACTIVE | SGIP | Photovoltaic | Storage |  | Solar | Battery |  | 20 | 20 |  | 20 |  |  |  | 20 |  |  |  | Energy Only | Not in Report |  | Off-Peak Deliverability |  | 0 | 0 | 0 | Solar-Hybrid | 20 | 0 | 0 | 0 | 0 | 0 | 0 | 0 | 0 | 0 | 0 | 0 | STANISLAUS | CA | PGAE | None | 0.15 | 0.5 | Salado-Newman #1 60kV Line | Salado | 60 | 2012-10-31 07:00 | 2016-06-30 07:00 | 2016 |  | None | Facilities Study | SGIA | NA | Executed | 0
KETTLEMAN SOLAR PROJECT (FKA KETTLEMAN SOLAR FARM) | 625 | 2010-05-14 | 2010-05-14 07:00 | ACTIVE | SGIP | Photovoltaic | Storage |  | Solar | Battery |  | 20 | 20 |  | 20 |  |  |  | 20 |  |  |  | Energy Only | Not in Report |  | Off-Peak Deliverability |  | 0 | 0 | 0 | Solar-Hybrid | 20 | 0 | 0 | 0 | 0 | 0 | 0 | 0 | 0 | 0 | 0 | 0 | KINGS | CA | PGAE | Fresno | 0.15 | 0.5 | Henrietta-Tulare Lake 70 kV | Henrietta | 70 | 2011-12-31 08:00 | 2025-04-01 07:00 | 2025 |  | None | Facilities Study | SGIA | NA | Executed | 1
EXCELSIOR SOLAR (FKA: BURFORD FIVE POINTS) | 678 | 2011-03-31 | 2011-03-31 07:00 | ACTIVE | C04 | Photovoltaic | Storage |  | Solar | Battery |  | 60 | 60 |  | 60 |  |  |  | 60 |  |  |  | Partial Capacity | Not in Report | 10 | Off-Peak Deliverability |  | 1 | 0.1 | 6 | Solar-Hybrid | 60 | 6 | 0 | 0 | 0 | 0 | 0 | 0 | 0 | 0 | 0 | 0 | FRESNO | CA | PGAE | Fresno | 0.15 | 0.5 | Panoche-Schindler #1 and #2 115 kV Line | Schindler | 115 | 2013-09-05 07:00 | 2024-12-20 08:00 | 2025 |  | NA | Complete | Complete | NA | Executed | 0
COLUMBIA SOLAR ENERGY 2 FKA COLUMBIA SOLAR ENERGY II | 687 | 2011-03-31 | 2011-03-31 07:00 | ACTIVE | C04 | Photovoltaic | Storage |  | Solar | Battery |  | 20 | 20 |  | 20 |  |  |  | 20 |  |  |  | Partial Capacity | Not in Report | 10 | Off-Peak Deliverability | Group D | 1 | 0.1 | 2 | Solar-Hybrid | 20 | 2 | 0 | 0 | 0 | 0 | 0 | 0 | 0 | 0 | 0 | 0 | CONTRA COSTA | CA | PGAE | Northern | 0.15 | 0.5 | Pittsburg-Kirker-Columbia Steel 115 kV Line | Kirker | 115 | 2012-12-31 08:00 | 2025-06-01 07:00 | 2025 |  | NA | Complete | Complete | NA | Executed | 1
LASSEN LODGE HYDROELECTRIC | 720 | 2011-03-31 | 2011-03-31 07:00 | ACTIVE | C04 | Hydro |  |  | Water |  |  | 4.5 | [6 empty] | 4.5 |  |  |  | Energy Only | Not in Report |  |  |  | 0 | 0 | 0 | Hydro | 0 | 0 | 0 | 0 | 0 | 0 | 0 | 0 | 0 | 0 | 0 | 0 | TEHAMA | CA | PGAE | Northern | 0.15 | 0.5 | Vota-South 60 kV | Cottonwood | 60 | 2012-12-15 08:00 | 2024-10-16 07:00 | 2025 |  | NA | Complete | Complete | NA | Executed | 1
REDWOOD SOLAR FARM | 744 | 2011-03-31 | 2011-03-31 07:00 | ACTIVE | C04 | Photovoltaic |  |  | Solar |  |  | 90 | 78.3 | [5 empty] | 90 |  |  |  | Partial Capacity | Not in Report | 87 | Off-Peak Deliverability | Group D | 1 | 0.87 | 78.3 | Solar | 0 | 0 | 0 | 0 | 11.7 | 0 | 0 | 0 | 0 | 0 | 0 | 0 | KERN | CA | PGAE | Kern | 0.15 | 0.5 | Lamont 115 KV | Lamont | 115 | 2014-07-01 07:00 | 2024-07-01 07:00 | 2024 |  | NA | Complete | Complete | NA | Executed | 3
BIG SKY SOLAR | 768 | 2011-03-31 | 2011-03-31 07:00 | ACTIVE | C04 | Photovoltaic | Storage |  | Solar | Battery |  | 320 | 320 |  | 163.4 |  |  |  | 320 |  |  |  | Full Capacity | Not in Report |  | Off-Peak Deliverability |  | 1 | 1 | 320 | Solar-Hybrid | 163.4 | 163.4 | 0 | 0 | 0 | 0 | 0 | 0 | 0 | 0 | 0 | 0 | LOS ANGELES | CA | SCE | Northern | 0.13 | 0.48 | Antelope Substation 230kV bus | Antelope | 230 | 2014-12-31 08:00 | 2023-01-31 08:00 | 2023 |  | NA | Complete | Complete | NA | Executed | 2
WRIGHT SOLAR | 779 | 2011-03-31 | 2011-03-31 07:00 | ACTIVE | C04 | Photovoltaic | Storage |  | Solar | Battery |  | 200 | 200 |  | 80 |  | 80 |  | 200 |  |  |  | Partial Capacity | Not in Report | 49.35 | Off-Peak Deliverability |  | 1 | 0.4935 | 98.7 | Solar-Hybrid | 0 | 0 | 0 | 0 | 0 | 0 | 0 | 0 | 0 | 0 | 0 | 0 | MERCED | CA | PGAE | Fresno | 0.15 | 0.5 | Los Banos-Panoche #1 230kV Line | Los Banos | 230 | 2014-01-06 08:00 | 2023-11-03 07:00 | 2024 |  | NA | Complete | Complete | NA | Executed | 1
RUGGED SOLAR FARM | 789 | 2011-03-30 | 2011-03-31 07:00 | ACTIVE | C04 | Photovoltaic |  |  | Solar |  |  | 71.88 | [6 empty] | 71.88 |  |  |  | Energy Only | Not in Report |  | Off-Peak Deliverability | Group B | 0 | 0 | 0 | Solar | 0 | 0 | 0 | 0 | 71.88 | 0 | 0 | 0 | 0 | 0 | 0 | 0 | SAN DIEGO | CA | SDGE | SDGE | 0.06 | 0.35 | Boulevard East Substation 69 kV | Boulevard East | 69 | 2015-07-31 07:00 | 2025-04-01 07:00 | 2025 |  | NA | Complete | Complete | NA | Executed | 2
STAGE COACH SOLAR | 897 | 2012-04-02 | 2012-04-02 07:00 | ACTIVE | C05 | Photovoltaic | Storage |  | Solar | Battery |  | 200 |  |  | 50 |  |  |  | 200 |  |  |  | Partial Capacity | Not in Report | 65 | Off-Peak Deliverability |  | 1 | 0.65 | 130 | Solar-Hybrid | 50 | 50 | 0 | 0 | 200 | 200 | 0 | 0 | 0 | 0 | 0 | 0 | SAN BERNARDINO | CA | SCE | NOL | 0.13 | 0.48 | Calcite Substation 220kV bus | Calcite | 230 | 2016-12-01 08:00 | 2026-08-01 07:00 | 2026 |  | NA | Complete | Complete | NA | Executed | 2
NORTHERN ORCHARD SOLAR | 946 | 2013-04-23 | 2013-04-30 07:00 | ACTIVE | C06 | Photovoltaic | Storage |  | Solar | Battery |  | 100 |  | 150 | 92 |  | 92 |  | 100 |  |  |  | Partial Capacity | Not in Report | 60 | Off-Peak Deliverability |  | 1 | 0.6 | 60 | Solar-Hybrid | 0 | 0 | 0 | 0 | 0 | 0 | 0 | 0 | 0 | 0 | 0 | 0 | KERN | CA | PGAE | Kern | 0.15 | 0.5 | Midway-Wheeler Ridge #2 230 kV Line | New Sub - Midway - Wheeler Ridge (Proposed) | 230 | 2015-12-01 08:00 | 2025-01-31 08:00 | 2025 |  | NA | Complete | Complete | NA | Executed | 2
SUNSHINE VALLEY SOLAR 1 | 993 | 2013-04-30 | 2013-04-30 07:00 | ACTIVE | C06 | Photovoltaic | Storage |  | Solar | Battery |  | 50 | 50 |  | 40 |  |  |  | 50 |  |  |  | Full Capacity | Not in Report |  | Off-Peak Deliverability |  | 1 | 1 | 50 | Solar-Hybrid | 40 | 40 | 0 | 0 | 0 | 0 | 0 | 0 | 0 | 0 | 0 | 0 | NYE | NV | VEA | EOP | 0.08 | 0.48 | Valley Substation 138 kV | Valley (VEA) | 138 | 2016-12-31 08:00 | 2026-12-31 08:00 | 2027 |  | NA | Complete | Complete | NA | Executed | 1
LASSEN LODGE HYDROELECTRIC 2 | 1002 | 2013-05-01 | 2013-04-30 07:00 | ACTIVE | C06 | Hydro |  |  | Water |  |  | 0.5 | [6 empty] | 0.5 |  |  |  | Energy Only | Not in Report |  |  |  | 0 | 0 | 0 | Hydro | 0 | 0 | 0 | 0 | 0 | 0 | 0 | 0 | 0 | 0 | 0 | 0 | TEHAMA | CA | PGAE | Northern | 0.15 | 0.5 | Volta-South 60 kV Line | Cottonwood | 60 | 2015-11-15 08:00 | 2024-10-16 07:00 | 2025 |  | NA | Complete | Complete | NA | Executed | 1
CHULA VISTA ENERGY CENTER 2 | 1045 | 2014-04-30 | 2014-04-30 07:00 | ACTIVE | C07 | Storage |  |  | Battery |  |  | 50 |  | 50 |  |  |  |  | 50 |  |  |  | Energy Only | 1 |  |  | Group A | 1 | 1 | 50 | Battery | 0 | 0 | 0 | 0 | 0 | 0 | 0 | 0 | 0 | 0 | 0 | 0 | SAN DIEGO | CA | SDGE | SDGE | 0.06 | 0.35 | Otay Substation 69 kV | Otay | 69 | 2019-11-01 07:00 | 2025-06-01 07:00 | 2025 |  | NA | Complete | Complete | NA | Executed | 0
NORTH JOHNSON ENERGY CENTER | 1047 | 2014-04-30 | 2014-04-30 07:00 | ACTIVE | C07 | Storage |  |  | Battery |  |  | 50 | [6 empty] | 50 |  |  |  | Full Capacity | 1 |  |  | Group A | 1 | 1 | 50 | Battery | 50 | 50 | 0 | 0 | 0 | 0 | 0 | 0 | 0 | 0 | 0 | 0 | SAN DIEGO | CA | SDGE | SDGE | 0.06 | 0.35 | El Cajon Substation 69 kV | El Cajon | 69 | 2019-11-01 07:00 | 2026-04-01 07:00 | 2026 |  | NA | Complete | Complete | NA | Executed | 0
ESCONDIDO ENERGY CENTER 2 | 1048 | 2014-04-30 | 2014-04-30 07:00 | ACTIVE | C07 | Storage |  |  | Battery |  |  | 33 | [6 empty] | 33 |  |  |  | Full Capacity | 0.66 |  |  | Group A | 1 | 1 | 33 | Battery | 33 | 33 | 0 | 0 | 0 | 0 | 0 | 0 | 0 | 0 | 0 | 0 | SAN DIEGO | CA | SDGE | SDGE | 0.06 | 0.35 | Escondido Substation 69 kV | Escondido | 69 | 2019-11-01 07:00 | 2027-06-01 07:00 | 2027 |  | NA | Complete | Complete | NA | Executed | 0
WHITE WING RANCH SOLAR | 1062 | 2014-04-30 | 2014-04-30 07:00 | ACTIVE | C07 | Photovoltaic | Storage |  | Solar | Battery |  | 200 |  | 179 | 200 |  |  |  | 200 |  |  |  | Energy Only | Not in Report |  | Off-Peak Deliverability |  | 0 | 0 | 0 | Solar-Hybrid | 200 | 0 | 0 | 0 | 21 | 0 | 0 | 0 | 0 | 0 | 0 | 0 | YUMA | AZ | SDGE | SDGE | 0.06 | 0.35 | Hoodoo Wash Switchyard 500 kV | Hoodoo Wash | 500 | 2018-12-31 08:00 | 2026-06-01 07:00 | 2026 |  | NA | Complete | Complete | NA | Executed | 1
ARES NEVADA | 1064 | 2014-04-30 | 2014-04-30 07:00 | ACTIVE | C07 | Storage |  |  | Gravity via Rail |  |  | 44 | [6 empty] | 44 |  |  |  | Energy Only | Not in Report |  |  |  | 0 | 0 | 0 | Other | 0 | 0 | 0 | 0 | 0 | 0 | 0 | 0 | 0 | 0 | 0 | 0 | NYE | NV | GLW | None | 0.08 | 0.48 | Gamebird Substation 230 kV | Carpenter Canyon (fka Gamebird) | 230 | 2017-01-01 08:00 | 2027-01-08 08:00 | 2027 |  | NA | Complete | Complete | NA | Executed | 1
GASKELL WEST | 1074 | 2014-04-30 | 2014-04-30 07:00 | ACTIVE | C07 | Photovoltaic | Storage |  | Solar | Battery |  | 125 | 125 |  | 61.62 | 20 |  |  | 128.07 |  |  |  | Full Capacity | Not in Report |  | Off-Peak Deliverability |  | 1 | 1 | 128.07 | Solar-Hybrid | 41.62 | 41.62 | 0 | 0 | 0 | 0 | 0 | 0 | 0 | 0 | 0 | 0 | KERN | CA | SCE | Northern | 0.13 | 0.48 | Whirlwind Substation 220 kV | Whirlwind | 230 | 2016-06-30 07:00 | 2026-12-02 08:00 | 2027 |  | NA | Complete | Complete | NA | Executed | 2
WILLOW SPRINGS SOLAR 3 | 1076 | 2014-04-30 | 2014-04-30 07:00 | ACTIVE | C07 | Storage |  |  | Battery |  |  | 50 | 50 | [5 empty] | 50 |  |  |  | Full Capacity | Not in Report |  | Off-Peak Deliverability |  | 1 | 1 | 50 | Battery | 0 | 0 | 0 | 0 | 0 | 0 | 0 | 0 | 0 | 0 | 0 | 0 | KERN | CA | SCE | Northern | 0.13 | 0.48 | Whirlwind Substation 230 kV | Whirlwind | 230 | 2017-06-30 07:00 | 2026-06-01 07:00 | 2026 |  | NA | Complete | Complete | NA | Executed | 2
ALTAMONT MIDWAY LTD | 1096 | 2015-02-24 | 2015-04-13 07:00 | ACTIVE | FT | Wind Turbine |  |  | Wind Turbine |  |  | 5 | [6 empty] | 5 |  |  |  | Energy Only | Not in Report |  | Off-Peak Deliverability |  | 0 | 0 | 0 | Wind Turbine | 0 | 0 | 0 | 0 | 0 | 0 | 0 | 0 | 5 | 0 | 0 | 0 | ALAMEDA | CA | PGAE | Northern | 0.15 | 0.5 | Altamont Midway 230 kV | Altamont Midway (Sandhill) | 230 | 2015-08-31 07:00 | 2025-04-28 07:00 | 2025 |  | None | NA | NA | NA | Executed | 1
FOUNTAIN WIND | 1106 | 2015-04-30 | 2015-04-30 07:00 | ACTIVE | C08 | Wind Turbine |  |  | Wind Turbine |  |  | 206 | [6 empty] | 200 |  |  |  | Full Capacity | Not in Report |  | Off-Peak Deliverability |  | 1 | 1 | 200 | Wind Turbine | 0 | 0 | 0 | 0 | 0 | 0 | 0 | 0 | 206 | 200 | 0 | 0 | SHASTA | CA | PGAE | Northern | 0.15 | 0.5 | Pit 1-Cottonwood 230 kV Line | New Sub - Pit 1 - Cottonwood (Proposed) | 230 | 2020-10-15 07:00 | 2027-09-15 07:00 | 2027 |  | NA | Complete | Complete | NA | Executed | 3
ULTRAPOWER CHINESE STATION BESS | 1116 | 2015-04-30 | 2015-04-30 07:00 | ACTIVE | C08 | Storage |  |  | Battery |  |  | 10 |  | 10 |  |  |  |  | 10 |  |  |  | Full Capacity | Not in Report |  |  |  | 1 | 1 | 10 | Battery | 0 | 0 | 0 | 0 | 0 | 0 | 0 | 0 | 0 | 0 | 0 | 0 | TUOLUMNE | CA | PGAE | Northern | 0.15 | 0.5 | Melones-Curtis 115 kV Line | Peoria | 115 | 2017-03-31 07:00 | 2024-12-30 08:00 | 2025 |  | NA | Complete | Complete | NA | Executed | 1
LUNA VALLEY SOLAR | 1129 | 2015-04-30 | 2015-04-30 07:00 | ACTIVE | C08 | Photovoltaic | Storage |  | Solar | Battery |  | 204 |  | 200 | 168.5 |  | 168 |  | 200 |  |  |  | Partial Capacity | Not in Report | 84.3 | Off-Peak Deliverability |  | 1 | 0.843 | 168.6 | Solar-Hybrid | 0.5 | 0.5 | 0 | 0 | 4 | 0 | 0 | 0 | 0 | 0 | 0 | 0 | FRESNO | CA | PGAE | Fresno | 0.15 | 0.5 | Tranquility 230 kV | Tranquility | 230 | 2018-12-31 08:00 | 2028-12-29 08:00 | 2029 |  | NA | Complete | Complete | NA | Executed | 3
SCARLET | 1135 | 2015-04-29 | 2015-04-30 07:00 | ACTIVE | C08 | Photovoltaic | Storage |  | Solar | Battery |  | 400 | 200 | 200 | 400 | 40 | 150 |  | 400 |  |  |  | Full Capacity | Not in Report |  | Off-Peak Deliverability |  | 1 | 1 | 400 | Solar-Hybrid | 210 | 210 | 0 | 0 | 0 | 0 | 0 | 0 | 0 | 0 | 0 | 0 | FRESNO | CA | PGAE | Fresno | 0.15 | 0.5 | Tranquility 230 kV | Tranquility | 230 | 2018-12-31 08:00 | 2025-12-23 08:00 | 2026 |  | NA | Complete | Complete | NA | Executed | 3
LAKE ALPAUGH BATTERY STORAGE | 1143 | 2015-04-29 | 2015-04-30 07:00 | ACTIVE | C08 | Storage |  |  | Battery |  |  | 10 |  | 10 |  |  |  |  | 10 |  |  |  | Full Capacity | Not in Report |  |  |  | 1 | 1 | 10 | Battery | 0 | 0 | 0 | 0 | 0 | 0 | 0 | 0 | 0 | 0 | 0 | 0 | TULARE | CA | PGAE | Kern | 0.15 | 0.5 | Corcoran-Olive 115 kV Line | Alpaugh | 115 | 2017-12-31 08:00 | 2025-09-15 07:00 | 2025 |  | NA | Complete | Complete | NA | Executed | 3
BIG ROCK SOLAR FARM | 1166 | 2015-04-30 | 2015-04-30 07:00 | ACTIVE | C08 | Storage |  |  | Battery |  |  | 200 |  | 200 |  |  |  |  | 200 |  |  |  | Partial Capacity | Not in Report | 87 | Off-Peak Deliverability | Group D | 1 | 0.87 | 174 | Battery | 0 | 0 | 0 | 0 | 0 | 0 | 0 | 0 | 0 | 0 | 0 | 0 | IMPERIAL | CA | SDGE | SDGE | 0.06 | 0.35 | Imperial Valley Substation 230 kV | Imperial Valley | 230 | 2020-06-01 07:00 | 2025-04-30 07:00 | 2025 |  | NA | Complete | Complete | NA | Executed | 2
FALLBROOK ENERGY STORAGE | 1169 | 2015-04-30 | 2015-04-30 07:00 | ACTIVE | C08 | Storage |  |  | Battery |  |  | 69.6 | 40 | [5 empty] | 69.6 |  |  |  | Full Capacity | Not in Report |  |  |  | 1 | 1 | 69.6 | Battery | 29.6 | 29.6 | 0 | 0 | 0 | 0 | 0 | 0 | 0 | 0 | 0 | 0 | SAN DIEGO | CA | SDGE | SDGE | 0.06 | 0.35 | Avocado Substation 69 kV | Avocado | 69 | 2020-02-01 08:00 | 2024-12-10 08:00 | 2025 |  | NA | Complete | Complete | NA | Executed | 2
GATEWAY ENERGY STORAGE | 1170 | 2015-04-30 | 2015-04-30 07:00 | ACTIVE | C08 | Storage |  |  | Battery |  |  | 250 | 250 | [5 empty] | 250 |  |  |  | Full Capacity | Not in Report |  |  |  | 1 | 1 | 250 | Battery | 0 | 0 | 0 | 0 | 0 | 0 | 0 | 0 | 0 | 0 | 0 | 0 | SAN DIEGO | CA | SDGE | SDGE | 0.06 | 0.35 | Otay Mesa Switchyard 230 kV | Otay Mesa | 230 | 2018-09-01 07:00 | 2024-08-01 07:00 | 2024 |  | NA | Complete | Complete | NA | Executed | 2
MCFARLAND SOLAR | 1171 | 2015-04-30 | 2015-04-30 07:00 | ACTIVE | C08 | Photovoltaic | Storage |  | Solar | Battery |  | 500 | 500 |  | 435 | 250 | 185 |  | 500 |  |  |  | Partial Capacity | Not in Report | 87 | Off-Peak Deliverability |  | 1 | 0.87 | 435 | Solar-Hybrid | 0 | 0 | 0 | 0 | 0 | 0 | 0 | 0 | 0 | 0 | 0 | 0 | YUMA | AZ | SDGE | SDGE | 0.06 | 0.35 | Hoodoo Wash Switchyard 500 kV | Hoodoo Wash | 500 | 2018-12-31 08:00 | 2025-02-03 08:00 | 2025 |  | NA | Complete | Complete | NA | Executed | 1
LECONTE ENERGY STORAGE | 1175 | 2015-04-29 | 2015-04-30 07:00 | ACTIVE | C08 | Storage |  |  | Battery |  |  | 125 | 125 | [5 empty] | 125 |  |  |  | Partial Capacity | Not in Report | 18 |  | Group B | 1 | 0.18 | 22.5 | Battery | 0 | 0 | 0 | 0 | 0 | 0 | 0 | 0 | 0 | 0 | 0 | 0 | IMPERIAL | CA | SDGE | SDGE | 0.06 | 0.35 | Imperial Valley Substation 230 kV | Imperial Valley | 230 | 2018-09-01 07:00 | 2026-06-01 07:00 | 2026 |  | NA | Complete | Complete | NA | Executed | 2
QUARTZITE SOLAR 8 | 1198 | 2015-04-28 | 2015-04-30 07:00 | ACTIVE | C08 | Photovoltaic | Storage |  | Solar | Battery |  | 150 |  | 150 | 75 |  | 75 |  | 150 |  |  |  | Full Capacity | Not in Report |  | Off-Peak Deliverability |  | 1 | 1 | 150 | Solar-Hybrid | 0 | 0 | 0 | 0 | 0 | 0 | 0 | 0 | 0 | 0 | 0 | 0 | RIVERSIDE | CA | SCE | Eastern | 0.13 | 0.48 | Colorado River Substation 220kV | Colorado River | 230 | 2020-12-01 08:00 | 2024-12-21 08:00 | 2025 |  | NA | Complete | Complete | NA | Executed | 2
ARATINA SOLAR CENTER 1 | 1204 | 2015-04-30 | 2015-04-30 07:00 | ACTIVE | C08 | Photovoltaic | Storage |  | Solar | Battery |  | 200 |  | 50 | 200 |  | 37.5 |  | 200 |  |  |  | Partial Capacity | Not in Report | 19 | Off-Peak Deliverability | Group A | 1 | 0.19 | 38 | Solar-Hybrid | 162.5 | 0.5 | 0 | 0 | 150 | 0 | 0 | 0 | 0 | 0 | 0 | 0 | SAN BERNARDINO | CA | SCE | NOL | 0.13 | 0.48 | Kramer Substation 230kV | Kramer | 230 | 2020-06-01 07:00 | 2025-11-27 08:00 | 2026 |  | NA | Complete | Complete | NA | Executed | 2
SIENNA SOLAR FARM | 1207 | 2015-04-30 | 2015-04-30 07:00 | ACTIVE | C08 | Photovoltaic | Storage |  | Solar | Battery |  | 200 |  |  | 200 |  |  |  | 200 |  |  |  | Partial Capacity | Not in Report | 93 | Off-Peak Deliverability | Group D | 1 | 0.93 | 186 | Solar-Hybrid | 200 | 186 | 0 | 0 | 200 | 0 | 0 | 0 | 0 | 0 | 0 | 0 | SAN BERNARDINO | CA | SCE | NOL | 0.13 | 0.48 | Calcite Substation 230kV | Calcite | 230 | 2020-06-01 07:00 | 2027-01-28 08:00 | 2027 |  | NA | Complete | Complete | NA | Executed | 2
ANTELOPE SOLAR 2 | 1208 | 2015-04-30 | 2015-04-30 07:00 | ACTIVE | C08 | Storage | Photovoltaic |  | Battery | Solar |  | 358.88 | 335 |  | 423 | 423 |  |  | 650 |  |  |  | Full Capacity | Not in Report |  | Off-Peak Deliverability |  | 1 | 1 | 650 | Solar-Hybrid | 23.88 | 23.88 | 0 | 0 | 0 | 0 | 0 | 0 | 0 | 0 | 0 | 0 | LOS ANGELES | CA | SCE | Northern | 0.13 | 0.48 | Antelope Substation 220kV | Antelope | 230 | 2018-12-31 08:00 | 2025-11-27 08:00 | 2026 |  | NA | Complete | Complete | NA | Executed | 2
ROSAMOND SOUTH EAST | 1211 | 2015-04-30 | 2015-04-30 07:00 | ACTIVE | C08 | Photovoltaic | Storage |  | Solar | Battery |  | 101.7 |  | 100 | 94 |  | 92 |  | 101.7 |  |  |  | Partial Capacity | Not in Report | 51.98 | Off-Peak Deliverability |  | 1 | 0.5198 | 52.8637 | Solar-Hybrid | 2 | 0 | 0 | 0 | 1.7 | 0 | 0 | 0 | 0 | 0 | 0 | 0 | KERN | CA | SCE | Northern | 0.13 | 0.48 | Whirlwind Substation 230kV | Whirlwind | 230 | 2018-06-30 07:00 | 2025-05-15 07:00 | 2025 |  | NA | Complete | Complete | NA | Executed | 2
GOLDEN FIELDS SOLAR | 1212 | 2015-04-30 | 2015-04-30 07:00 | ACTIVE | C08 | Storage |  |  | Battery |  |  | 100 | [6 empty] | 100 |  |  |  | Full Capacity | Not in Report |  | Off-Peak Deliverability |  | 1 | 1 | 100 | Battery | 100 | 100 | 0 | 0 | 0 | 0 | 0 | 0 | 0 | 0 | 0 | 0 | KERN | CA | SCE | Northern | 0.13 | 0.48 | Whirlwind Substation 230kV | Whirlwind | 230 | 2018-06-30 07:00 | 2026-12-01 08:00 | 2027 |  | NA | Complete | Complete | NA | Executed | 2
RABBITBRUSH SOLAR | 1215 | 2015-04-28 | 2015-04-30 07:00 | ACTIVE | C08 | Photovoltaic | Storage |  | Solar | Battery |  | 100 | 100 |  | 70 | 12.5 |  |  | 150 |  |  |  | Full Capacity | Not in Report |  | Off-Peak Deliverability |  | 1 | 1 | 150 | Solar-Hybrid | 57.5 | 57.5 | 0 | 0 | 0 | 0 | 0 | 0 | 0 | 0 | 0 | 0 | KERN | CA | SCE | Northern | 0.13 | 0.48 | Whirlwind Substation 230kV | Whirlwind | 230 | 2019-12-31 08:00 | 2024-10-01 07:00 | 2024 |  | NA | Complete | Complete | NA | Executed | 2
WILLOW SPRINGS SOLAR 4 | 1217 | 2015-04-28 | 2015-04-30 07:00 | ACTIVE | C08 | Storage |  |  | Battery |  |  | 75 | 75 | [5 empty] | 75 |  |  |  | Full Capacity | Not in Report |  | Off-Peak Deliverability |  | 1 | 1 | 75 | Battery | 0 | 0 | 0 | 0 | 0 | 0 | 0 | 0 | 0 | 0 | 0 | 0 | KERN | CA | SCE | Northern | 0.13 | 0.48 | Whirlwind Substation 230kV | Whirlwind | 230 | 2019-12-31 08:00 | 2026-06-01 07:00 | 2026 |  | NA | Complete | Complete | NA | Executed | 2
AGUA CALIENTE SOLAR 2 | 1222 | 2016-03-01 | 2016-03-08 08:00 | ACTIVE | ISP | Photovoltaic |  |  | Solar |  |  | 20 | [6 empty] | 20 |  |  |  | Energy Only | Not in Report |  | Off-Peak Energy Only |  | 0 | 0 | 0 | Solar | 0 | 0 | 0 | 0 | 20 | 0 | 0 | 0 | 0 | 0 | 0 | 0 | MARICOPA | AZ | SDGE | SDGE | 0.06 | 0.35 | Hoodoo Wash Switchyard 500 kV | Hoodoo Wash | 500 | 2016-12-01 08:00 | 2016-12-01 08:00 | 2017 |  | NA | Complete | Complete | NA | In Progress | 1
DAYLIGHT | 1223 | 2016-04-22 | 2016-05-02 07:00 | ACTIVE | C09 | Photovoltaic | Storage |  | Solar | Battery |  | 310.707 |  |  | 300 |  |  |  | 300 |  |  |  | Partial Capacity | 0.6 | 60 | Off-Peak Deliverability | Group B | 1 | 0.6 | 180 | Solar-Hybrid | 300 | 180 | 0 | 0 | 310.707 | 0 | 0 | 0 | 0 | 0 | 0 | 0 | KINGS | CA | PGAE | Fresno | 0.15 | 0.5 | Mustang 230 kV | Mustang | 230 | 2020-12-31 08:00 | 2028-01-19 08:00 | 2028 |  | NA | Complete | Complete | NA | Executed | 0
PLUOT | 1242 | 2016-05-03 | 2016-05-02 07:00 | ACTIVE | C09 | Photovoltaic | Storage |  | Solar | Battery |  | 254 |  |  | 225 |  |  |  | 246.4 |  |  |  | Full Capacity | Not in Report |  | Off-Peak Deliverability | Group B | 1 | 1 | 246.4 | Solar-Hybrid | 225 | 225 | 0 | 0 | 254 | 142.6667 | 0 | 0 | 0 | 0 | 0 | 0 | KINGS | CA | PGAE | Fresno | 0.15 | 0.5 | Gates 230 kV | Gates | 230 | 2023-04-05 07:00 | 2026-06-30 07:00 | 2026 |  | NA | Complete | Complete | NA | Executed | 0
POMEGRANATE | 1243 | 2016-05-03 | 2016-05-02 07:00 | ACTIVE | C09 | Photovoltaic | Storage |  | Solar | Battery |  | 254 |  | 250 | 225 | 225 |  |  | 249.7 |  |  |  | Full Capacity | Not in Report |  | Off-Peak Deliverability | Group A | 1 | 1 | 249.7 | Solar-Hybrid | 0 | 0 | 0 | 0 | 4 | 0 | 0 | 0 | 0 | 0 | 0 | 0 | KINGS | CA | PGAE | Fresno | 0.15 | 0.5 | Gates 230 kV | Gates | 230 | 2022-04-06 07:00 | 2025-12-20 08:00 | 2026 |  | NA | Complete | Complete | NA | Executed | 0
NORTHERN ORCHARD SOLAR 2 | 1259 | 2016-04-27 | 2016-05-02 07:00 | ACTIVE | C09 | Photovoltaic |  |  | Solar |  |  | 50 | [6 empty] | 50 |  |  |  | Energy Only | Not in Report |  | Off-Peak Deliverability | Group B | 0 | 0 | 0 | Solar | 0 | 0 | 0 | 0 | 50 | 0 | 0 | 0 | 0 | 0 | 0 | 0 | KERN | CA | PGAE | Kern | 0.15 | 0.5 | Midway-Wheeler Ridge #2 230 kV Line | New Sub - Midway - Wheeler Ridge (Proposed) | 230 | 2020-12-16 08:00 | 2025-01-31 08:00 | 2025 |  | NA | Complete | Complete | NA | Executed | 2
KYAN SOLAR | 1260 | 2016-04-27 | 2016-05-02 07:00 | ACTIVE | C09 | Photovoltaic |  |  | Solar |  |  | 102 | [6 empty] | 100 |  |  |  | Energy Only | Not in Report |  | Off-Peak Deliverability | Group B | 0 | 0 | 0 | Solar | 0 | 0 | 0 | 0 | 102 | 0 | 0 | 0 | 0 | 0 | 0 | 0 | KERN | CA | PGAE | Kern | 0.15 | 0.5 | Midway-Wheeler Ridge #2 230 kV Line | New Sub - Midway - Wheeler Ridge (Proposed) | 230 | 2020-10-14 07:00 | 2027-10-01 07:00 | 2027 |  | NA | Complete | Complete | NA | Executed | 0
CORBY | 1270 | 2016-04-27 | 2016-05-02 07:00 | ACTIVE | C09 | Storage |  |  | Battery |  |  | 313.5 |  | 300 |  |  |  |  | 300 |  |  |  | Full Capacity | Not in Report |  |  |  | 1 | 1 | 300 | Battery | 13.5 | 0 | 0 | 0 | 0 | 0 | 0 | 0 | 0 | 0 | 0 | 0 | SOLANO | CA | PGAE | Northern | 0.15 | 0.5 | Vaca-Dixon 230 kV | Vaca Dixon | 230 | 2020-12-01 08:00 | 2027-06-01 07:00 | 2027 |  | NA | Complete | Complete | NA | Executed | 0
KOLA | 1275 | 2016-04-26 | 2016-05-02 07:00 | ACTIVE | C09 | Storage |  |  | Battery |  |  | 418 |  | 400 |  |  |  |  | 400 |  |  |  | Full Capacity | Not in Report |  |  |  | 1 | 1 | 400 | Battery | 18 | 0 | 0 | 0 | 0 | 0 | 0 | 0 | 0 | 0 | 0 | 0 | ALAMEDA | CA | PGAE | Northern | 0.15 | 0.5 | Tesla 230 kV | Tesla | 230 | 2020-12-01 08:00 | 2027-10-20 07:00 | 2028 |  | NA | Complete | Complete | NA | Executed | 0
MULQUEENEY RANCH WIND | 1277 | 2016-05-02 | 2016-05-02 07:00 | ACTIVE | C09 | Wind Turbine |  |  | Wind Turbine |  |  | 114 | [6 empty] | 20 |  |  |  | Full Capacity | Not in Report |  | Off-Peak Deliverability |  | 1 | 1 | 20 | Wind Turbine | 0 | 0 | 0 | 0 | 0 | 0 | 0 | 0 | 114 | 20 | 0 | 0 | ALAMEDA | CA | PGAE | Northern | 0.15 | 0.5 | Tesla 230 kV | Tesla | 230 | 2020-03-01 08:00 | 2024-11-30 08:00 | 2025 |  | NA | Complete | Complete | NA | Executed | 0
MESQUITE SOLAR 4 | 1291 | 2016-04-28 | 2016-05-02 07:00 | ACTIVE | C09 | Storage | Photovoltaic |  | Battery | Solar |  | 20 | 10 |  | 300 | 52.5 |  |  | 300 |  |  |  | Partial Capacity | Not in Report | 44 | Off-Peak Deliverability |  | 1 | 0.44 | 132 | Solar-Hybrid | 10 | 10 | 0 | 0 | 247.5 | 247.5 | 0 | 0 | 0 | 0 | 0 | 0 | MARICOPA | AZ | SDGE | SDGE | 0.06 | 0.35 | Hassayampa Common Bus 500 kV | Hassayampa | 500 | 2023-04-28 07:00 | 2023-11-30 08:00 | 2024 |  | NA | Complete | Complete | NA | Executed | 0
DAGGETT SOLAR 1 | 1312 | 2016-04-28 | 2016-05-02 07:00 | ACTIVE | C09 | Photovoltaic | Storage |  | Solar | Battery |  | 148.96 |  |  | 118.5 |  | 113.5 |  | 144 |  |  |  | Full Capacity | Not in Report |  | Off-Peak Deliverability |  | 1 | 1 | 144 | Solar-Hybrid | 5 | 5 | 0 | 0 | 148.96 | 148.96 | 0 | 0 | 0 | 0 | 0 | 0 | SAN BERNARDINO | CA | SCE | NOL | 0.13 | 0.48 | Coolwater Substation 115kV | Coolwater | 115 | 2020-06-30 07:00 | 2024-12-15 08:00 | 2025 |  | NA | Complete | Complete | NA | Executed | 1
DAGGETT SOLAR 3 | 1314 | 2016-04-28 | 2016-05-02 07:00 | ACTIVE | C09 | Photovoltaic | Storage |  | Solar | Battery |  | 313.88 | 300 |  | 208 | 148.56 |  |  | 300 |  |  |  | Full Capacity | Not in Report |  | Off-Peak Deliverability |  | 1 | 1 | 300 | Solar-Hybrid | 59.44 | 59.44 | 0 | 0 | 13.88 | 13.88 | 0 | 0 | 0 | 0 | 0 | 0 | SAN BERNARDINO | CA | SCE | NOL | 0.13 | 0.48 | Kramer Substation 230kV | Kramer | 230 | 2020-06-30 07:00 | 2023-08-06 07:00 | 2023 |  | NA | Complete | Complete | NA | Executed | 2
WILLY 9 | 1319 | 2016-04-25 | 2016-05-02 07:00 | ACTIVE | C09 | Photovoltaic | Storage |  | Solar | Battery |  | 259.842 | 174 |  | 250 |  | 214 |  | 250 |  |  |  | Full Capacity | Not in Report |  | Off-Peak Deliverability |  | 1 | 1 | 250 | Solar-Hybrid | 36 | 13.38 | 0 | 0 | 85.842 | 0 | 0 | 0 | 0 | 0 | 0 | 0 | KERN | CA | SCE | Northern | 0.13 | 0.48 | Whirlwind Substation 230kV | Whirlwind | 230 | 2020-12-31 08:00 | 2024-10-01 07:00 | 2024 |  | NA | Complete | Complete | NA | Executed | 2
SOLAR STAR 3 | 1322 | 2016-04-25 | 2016-05-02 07:00 | ACTIVE | C09 | Storage | Photovoltaic |  | Battery | Solar |  | 24.95 |  | 23 | 25 |  | 24 |  | 24 |  |  |  | Full Capacity | Not in Report |  | Off-Peak Deliverability |  | 1 | 1 | 24 | Solar-Hybrid | 1.95 | 1 | 0 | 0 | 1 | 0 | 0 | 0 | 0 | 0 | 0 | 0 | KERN | CA | SCE | Northern | 0.13 | 0.48 | Whirlwind Substation 230kV | Whirlwind | 230 | 2021-12-31 08:00 | 2024-11-30 08:00 | 2025 |  | NA | Complete | Complete | NA | Executed | 2
SOLAR STAR 4 | 1323 | 2016-04-25 | 2016-05-02 07:00 | ACTIVE | C09 | Storage | Photovoltaic |  | Battery | Solar |  | 24.95 |  | 23 | 25.05 |  | 24 |  | 24 |  |  |  | Full Capacity | Not in Report |  | Off-Peak Deliverability |  | 1 | 1 | 24 | Solar-Hybrid | 1.95 | 1 | 0 | 0 | 1.05 | 0 | 0 | 0 | 0 | 0 | 0 | 0 | KERN | CA | SCE | Northern | 0.13 | 0.48 | Whirlwind Substation 230kV | Whirlwind | 230 | 2021-12-31 08:00 | 2024-11-30 08:00 | 2025 |  | NA | Complete | Complete | NA | Executed | 2
CYCLONE SOLAR | 1327 | 2016-04-29 | 2016-05-02 07:00 | ACTIVE | C09 | Photovoltaic | Storage |  | Solar | Battery |  | 56.87 |  | 40 | 52.32 |  | 25 |  | 56.87 |  |  |  | Partial Capacity | Not in Report | 77 | Off-Peak Deliverability |  | 1 | 0.77 | 43.7899 | Solar-Hybrid | 27.32 | 18.7899 | 0 | 0 | 16.87 | 0 | 0 | 0 | 0 | 0 | 0 | 0 | KERN | CA | SCE | Northern | 0.13 | 0.48 | Whirlwind Substation 230kV | Whirlwind | 230 | 2019-07-01 07:00 | 2025-05-15 07:00 | 2025 |  | NA | Complete | Complete | NA | Executed | 2
PASTORIA SOLAR | 1335 | 2016-05-02 | 2016-05-02 07:00 | ACTIVE | C09 | Photovoltaic | Storage |  | Solar | Battery |  | 106.875 |  | 105 | 80 |  | 80 |  | 105.2 |  |  |  | Partial Capacity | Not in Report | 77 | Off-Peak Deliverability |  | 1 | 0.77 | 81.004 | Solar-Hybrid | 0 | 0 | 0 | 0 | 1.875 | 0 | 0 | 0 | 0 | 0 | 0 | 0 | KERN | CA | SCE | Northern | 0.13 | 0.48 | Pastoria Substation 230kV | Pastoria | 230 | 2019-09-01 07:00 | 2026-12-01 08:00 | 2027 |  | NA | Complete | Complete | NA | Executed | 2
TAHOE | 1339 | 2016-04-29 | 2016-05-02 07:00 | ACTIVE | C09 | Storage |  |  | Battery |  |  | 300 |  | 279 |  |  |  |  | 300 |  |  |  | Partial Capacity | Not in Report | 93 | Off-Peak Deliverability |  | 1 | 0.93 | 279 | Battery | 21 | 0 | 0 | 0 | 0 | 0 | 0 | 0 | 0 | 0 | 0 | 0 | CLARK | NV | SCE | EOP | 0.13 | 0.48 | SCE owned Eldorado Bus 230kV | Eldorado | 230 | 2019-07-31 07:00 | 2026-05-01 07:00 | 2026 |  | NA | Complete | Complete | NA | Executed | 0
ROCCASECCA BESS | 1347 | 2016-05-02 | 2016-05-02 07:00 | ACTIVE | C09 | Wind Turbine | Storage |  | Wind Turbine | Battery |  | 310 |  |  | 95 |  |  |  | 303 |  |  |  | Partial Capacity | Not in Report | 41.78 | Off-Peak Deliverability |  | 1 | 0.4178 | 126.5934 | Wind-Hybrid | 95 | 95 | 0 | 0 | 0 | 0 | 0 | 0 | 310 | 65.8196 | 0 | 0 | CLARK | NV | GLW | None | 0.08 | 0.48 | Sloan Canyon Switching Station 230kV | Sloan Canyon | 230 | 2019-07-31 07:00 | 2026-10-01 07:00 | 2026 |  | NA | Complete | Complete | NA | Executed | 0
ARAMIS POWER PLANT | 1349 | 2017-04-28 | 2017-05-01 07:00 | ACTIVE | C10 | Photovoltaic | Storage |  | Solar | Battery |  | 101.4 |  | 100 | 101.3 |  | 100 |  | 100 |  |  |  | Full Capacity | Not in Report |  | Off-Peak Deliverability | Group 2 | 1 | 1 | 100 | Solar-Hybrid | 1.3 | 0 | 0 | 0 | 1.4 | 0 | 0 | 0 | 0 | 0 | 0 | 0 | ALAMEDA | CA | PGAE | Northern | 0.15 | 0.5 | Cayetano 230 kV | Cayetano | 230 | 2020-12-31 08:00 | 2025-12-31 08:00 | 2026 |  | NA | Complete | Complete | NA | Executed | 3
SAND HILL C | 1363 | 2017-04-29 | 2017-05-01 07:00 | ACTIVE | C10 | Wind Turbine |  |  | Wind Turbine |  |  | 84.25 | [6 empty] | 80.8 |  |  |  | Full Capacity | Not in Report |  | Off-Peak Deliverability |  | 1 | 1 | 80.8 | Wind Turbine | 0 | 0 | 0 | 0 | 0 | 0 | 0 | 0 | 84.25 | 80.8 | 0 | 0 | ALAMEDA | CA | PGAE | Northern | 0.15 | 0.5 | Delta Switching Yard-Tesla 230 kV Line | Kelso | 230 | 2019-12-31 08:00 | 2025-04-28 07:00 | 2025 |  | NA | Complete | Complete | NA | Executed | 3
GONZAGA WIND FARM | 1378 | 2017-04-27 | 2017-05-01 07:00 | ACTIVE | C10 | Wind Turbine |  |  | Wind Turbine |  |  | 80 |  | 76.4 |  |  |  |  | 76.35 |  |  |  | Partial Capacity | Not in Report | 66.5 | Off-Peak Deliverability | Group 2 | 1 | 0.665 | 50.7728 | Wind Turbine | 0 | 0 | 0 | 0 | 0 | 0 | 0 | 0 | 3.6 | 0 | 0 | 0 | MERCED | CA | PGAE | Fresno | 0.15 | 0.5 | Los Banos 70 kV | Los Banos | 230 | 2020-10-09 07:00 | 2026-03-31 07:00 | 2026 |  | NA | Complete | Complete | NA | Executed | 1
HEARTLAND 1 | 1379 | 2017-04-26 | 2017-05-01 07:00 | ACTIVE | C10 | Photovoltaic |  |  | Solar |  |  | 156.04 | [6 empty] | 150 |  |  |  | Energy Only | Not in Report |  | Off-Peak Deliverability |  | 0 | 0 | 0 | Solar | 0 | 0 | 0 | 0 | 156.04 | 0 | 0 | 0 | 0 | 0 | 0 | 0 | FRESNO | CA | PGAE | Fresno | 0.15 | 0.5 | Tranquility 230 kV | Tranquility | 230 | 2021-09-01 07:00 | 2028-06-30 07:00 | 2028 |  | NA | Complete | Complete | NA | Executed | 3
HEARTLAND 2 | 1380 | 2017-04-26 | 2017-05-01 07:00 | ACTIVE | C10 | Photovoltaic |  |  | Solar |  |  | 156.05 | [6 empty] | 150 |  |  |  | Energy Only | Not in Report |  | Off-Peak Deliverability |  | 0 | 0 | 0 | Solar | 0 | 0 | 0 | 0 | 156.05 | 0 | 0 | 0 | 0 | 0 | 0 | 0 | FRESNO | CA | PGAE | Fresno | 0.15 | 0.5 | Tranquility 230 kV | Tranquility | 230 | 2021-09-01 07:00 | 2028-06-30 07:00 | 2028 |  | NA | Complete | Complete | NA | Executed | 3
LAS CAMAS 1 | 1382 | 2017-04-29 | 2017-05-01 07:00 | ACTIVE | C10 | Photovoltaic | Storage |  | Solar | Battery |  | 102.5 |  |  | 100 |  |  |  | 100 |  | 100 |  | Partial Capacity | Not in Report | 10 | Off-Peak Energy Only | Group D | 1 | 0.1 | 10 | Solar-Hybrid | 100 | 10 | 0 | 0 | 102.5 | 0 | 0 | 0 | 0 | 0 | 0 | 0 | MERCED | CA | PGAE | Fresno | 0.15 | 0.5 | Los Banos 230 kV | Los Banos | 230 | 2021-11-30 08:00 | 2025-05-07 07:00 | 2025 |  | NA | Complete | Complete | NA | Executed | 1
REDUX SOLAR | 1389 | 2017-05-01 | 2017-05-01 07:00 | ACTIVE | C10 | Photovoltaic | Storage |  | Solar | Battery |  | 128.24 |  | 125 | 30 |  | 31.25 |  | 125 |  |  |  | Full Capacity | Not in Report |  | Off-Peak Deliverability | Group 2b | 1 | 1 | 125 | Solar-Hybrid | 0 | 0 | 0 | 0 | 3.24 | 3.24 | 0 | 0 | 0 | 0 | 0 | 0 | FRESNO | CA | PGAE | Fresno | 0.15 | 0.5 | Gates 230 kV | Gates | 230 | 2020-12-30 08:00 | 2024-12-15 08:00 | 2025 |  | NA | Complete | Complete | NA | Executed | 3
SONRISA | 1391 | 2017-04-29 | 2017-05-01 07:00 | ACTIVE | C10 | Photovoltaic | Storage |  | Solar | Battery |  | 200 |  | 200 | 184 |  | 184 |  | 200 |  |  |  | Partial Capacity | Not in Report | 91 | Off-Peak Deliverability | Group 1 | 1 | 0.91 | 182 | Solar-Hybrid | 0 | 0 | 0 | 0 | 0 | 0 | 0 | 0 | 0 | 0 | 0 | 0 | FRESNO | CA | PGAE | Fresno | 0.15 | 0.5 | Tranquility 230 kV | Tranquility | 230 | 2021-11-30 08:00 | 2025-12-31 08:00 | 2026 |  | NA | Complete | Complete | NA | Executed | 3
DRIFTWOOD STELLA | 1394 | 2017-04-29 | 2017-05-01 07:00 | ACTIVE | C10 | Photovoltaic | Storage |  | Solar | Battery |  | 207.4 |  |  | 184 |  |  |  | 200 |  |  |  | Energy Only | Not in Report |  | Off-Peak Deliverability | Group D | 0 | 0 | 0 | Solar-Hybrid | 184 | 0 | 0 | 0 | 207.4 | 0 | 0 | 0 | 0 | 0 | 0 | 0 | KERN | CA | PGAE | Kern | 0.15 | 0.5 | Midway 115 kV | Midway | 115 | 2021-11-30 08:00 | 2026-11-01 07:00 | 2027 |  | NA | Complete | Complete | NA | Executed | 3
SANDRINI SOL 1 | 1397 | 2017-04-29 | 2017-05-01 07:00 | ACTIVE | C10 | Photovoltaic | Storage |  | Solar | Battery |  | 100 |  | 100 | 92 |  |  |  | 100 |  |  |  | Partial Capacity | Not in Report | 62 | Off-Peak Deliverability |  | 1 | 0.62 | 62 | Solar-Hybrid | 92 | 62 | 0 | 0 | 0 | 0 | 0 | 0 | 0 | 0 | 0 | 0 | KERN | CA | PGAE | Kern | 0.15 | 0.5 | Wheeler Ridge 70 kV | Wheeler Ridge | 230 | 2021-11-30 08:00 | 2025-12-31 08:00 | 2026 |  | NA | Complete | Complete | NA | Executed | 3
SANDRINI SOL 2 | 1398 | 2017-04-29 | 2017-05-01 07:00 | ACTIVE | C10 | Photovoltaic |  |  | Solar |  |  | 200 |  | 200 |  |  |  |  | 200 |  |  |  | Full Capacity | Not in Report |  | Off-Peak Deliverability | Group 1 | 1 | 1 | 200 | Solar | 0 | 0 | 0 | 0 | 0 | 0 | 0 | 0 | 0 | 0 | 0 | 0 | KERN | CA | PGAE | Kern | 0.15 | 0.5 | Wheeler Ridge 230 kV | Wheeler Ridge | 230 | 2021-11-30 08:00 | 2024-07-15 07:00 | 2024 |  | NA | Complete | Complete | NA | Executed | 3
ATLAS COMPLEX | 1402 | 2017-04-28 | 2017-05-01 07:00 | ACTIVE | C10 | Storage | Photovoltaic |  | Battery | Solar |  | 1920 |  | 1282.4 | 3200 |  | 1525 |  | 3200 |  |  |  | Partial Capacity | 0.66 | 66 | Off-Peak Deliverability | Group A | 1 | 0.66 | 2112 | Solar-Hybrid | 637.6 | 637.6 | 0 | 0 | 1675 | 0 | 0 | 0 | 0 | 0 | 0 | 0 | LA PAZ | AZ | DCRT | Eastern | 0.13 | 0.48 | Delaney-Colorado River 500 kV Line | Cielo Azul | 500 | 2020-12-31 08:00 | 2027-10-31 07:00 | 2028 |  | NA | Complete | Complete | NA | Executed | 0
ATHOS POWER PLANT | 1405 | 2017-04-28 | 2017-05-01 07:00 | ACTIVE | C10 | Photovoltaic | Storage |  | Solar | Battery |  | 458 | 450 |  | 450 |  | 30 |  | 450 |  |  |  | Full Capacity | 1 |  | Off-Peak Deliverability | Group A | 1 | 1 | 450 | Solar-Hybrid | 420 | 420 | 0 | 0 | 8 | 0 | 0 | 0 | 0 | 0 | 0 | 0 | RIVERSIDE | CA | SCE | Eastern | 0.13 | 0.48 | Red Bluff Substation 230kV | Red bluff | 230 | 2020-12-31 08:00 | 2025-05-01 07:00 | 2025 |  | NA | Complete | Complete | NA | Executed | 2
BALDY MESA | 1413 | 2017-04-29 | 2017-05-01 07:00 | ACTIVE | C10 | Storage | Photovoltaic |  | Battery | Solar |  | 110.04 | 100 |  | 110.04 | 75 |  |  | 100 |  |  |  | Full Capacity | Not in Report |  | Off-Peak Deliverability |  | 1 | 1 | 100 | Solar-Hybrid | 10.04 | 0 | 0 | 0 | 35.04 | 0 | 0 | 0 | 0 | 0 | 0 | 0 | SAN BERNARDINO | CA | SCE | NOL | 0.13 | 0.48 | Roadway Substation 115kV bus | Roadway | 115 | 2020-12-31 08:00 | 2025-02-03 08:00 | 2025 |  | NA | Complete | Complete | NA | Executed | 2
CAMINO SOLAR | 1419 | 2017-04-27 | 2017-05-01 07:00 | ACTIVE | C10 | Photovoltaic | Storage |  | Solar | Battery |  | 44.88 |  | 44 | 13.4 |  | 18 |  | 54.28 |  |  |  | Full Capacity | Not in Report |  | Off-Peak Deliverability |  | 1 | 1 | 54.28 | Solar-Hybrid | 0 | 0 | 0 | 0 | 0.88 | 0.88 | 0 | 0 | 0 | 0 | 0 | 0 | KERN | CA | SCE | Northern | 0.13 | 0.48 | Whirlwind Substation 230kV | Whirlwind | 230 | 2020-08-15 07:00 | 2027-12-31 08:00 | 2028 |  | NA | Complete | Complete | NA | Executed | 2
MOUNT LAGUNA WIND 2 | 1429 | 2017-04-28 | 2017-05-01 07:00 | ACTIVE | C10 | Wind Turbine |  |  | Wind Turbine |  |  | 400 | [6 empty] | 400 |  |  |  | Energy Only | Not in Report |  | Off-Peak Deliverability |  | 0 | 0 | 0 | Wind Turbine | 0 | 0 | 0 | 0 | 0 | 0 | 0 | 0 | 400 | 0 | 0 | 0 | SAN DIEGO | CA | SDGE | SDGE | 0.06 | 0.35 | Suncrest - Ocotillo 500 kV Line | New Sub - Suncrest - Ocotillo (Proposed) | 500 | 2020-06-01 07:00 | 2031-02-05 08:00 | 2031 |  | NA | Complete | Complete | NA | Executed | 2
STARLIGHT SOLAR | 1432 | 2017-05-01 | 2017-05-01 07:00 | ACTIVE | C10 | Photovoltaic | Storage |  | Solar | Battery |  | 20 |  |  | 17.4 |  |  |  | 20 |  |  |  | Partial Capacity | Not in Report | 87 | Off-Peak Deliverability |  | 1 | 0.87 | 17.4 | Solar-Hybrid | 17.4 | 17.4 | 0 | 0 | 20 | 0 | 0 | 0 | 0 | 0 | 0 | 0 | SAN DIEGO | CA | SDGE | None | 0.06 | 0.35 | Boulevard East Substation 69 kV | Boulevard East | 69 | 2020-06-01 07:00 | 2026-05-01 07:00 | 2026 |  | NA | Complete | Complete | NA | Executed | 0
VIKTORIA SOLAR | 1435 | 2017-04-24 | 2017-05-01 07:00 | ACTIVE | C10 | Photovoltaic | Storage |  | Solar | Battery |  | 250 |  |  | 250 |  |  |  | 250 |  |  |  | Energy Only | Not in Report |  | Off-Peak Deliverability |  | 0 | 0 | 0 | Solar-Hybrid | 250 | 0 | 0 | 0 | 250 | 0 | 0 | 0 | 0 | 0 | 0 | 0 | YUMA | AZ | SDGE | SDGE | 0.06 | 0.35 | Hoodoo Wash Switchyard 500 kV | Hoodoo Wash | 500 | 2020-12-31 08:00 | 2026-03-06 08:00 | 2026 |  | NA | Complete | Complete | NA | Executed | 2
AJO POWER BANK | 1442 | 2018-04-05 | 2018-04-16 07:00 | ACTIVE | C11 | Storage |  |  | Battery |  |  | 124.3 | [6 empty] | 120 |  |  |  | Full Capacity | Not in Report |  |  |  | 1 | 1 | 120 | Battery | 124.3 | 120 | 0 | 0 | 0 | 0 | 0 | 0 | 0 | 0 | 0 | 0 | SANTA CLARA | CA | PGAE | Northern | 0.15 | 0.5 | Llagas-Gilroy Foods 115 kV line | Llagas | 115 | 2020-12-01 08:00 | 2028-01-01 08:00 | 2028 |  | NA | Complete | Complete | NA | Executed | 3
ANGELA | 1443 | 2018-04-13 | 2018-04-16 07:00 | ACTIVE | C11 | Photovoltaic | Storage |  | Solar | Battery |  | 40 |  | 40 | 20 |  | 20 |  | 40 |  |  |  | Partial Capacity | Not in Report | 65 | Off-Peak Deliverability | Group 2a | 1 | 0.65 | 26 | Solar-Hybrid | 0 | 0 | 0 | 0 | 0 | 0 | 0 | 0 | 0 | 0 | 0 | 0 | TULARE | CA | PGAE | Kern | 0.15 | 0.5 | Olive 115 kV | Olive | 115 | 2021-11-30 08:00 | 2025-12-15 08:00 | 2026 |  | NA | Complete | Complete | NA | Executed | 3
SALOON ENERGY STORAGE | 1444 | 2018-04-04 | 2018-04-16 07:00 | ACTIVE | C11 | Storage |  |  | Battery |  |  | 150 | [6 empty] | 150 |  |  |  | Partial Capacity | Not in Report | 54 | Off-Peak Deliverability |  | 1 | 0.54 | 81 | Battery | 150 | 81 | 0 | 0 | 0 | 0 | 0 | 0 | 0 | 0 | 0 | 0 | COLUSA | CA | PGAE | Northern | 0.15 | 0.5 | Cortina 115 kV | Cortina | 115 | 2022-12-01 08:00 | 2027-07-13 07:00 | 2027 |  | NA | Complete | Complete | NA | Executed | 3
HUMMINGBIRD ENERGY STORAGE | 1454 | 2018-04-09 | 2018-04-16 07:00 | ACTIVE | C11 | Storage |  |  | Battery |  |  | 75 |  | 75 |  |  |  |  | 75 |  |  |  | Full Capacity | Not in Report |  |  | Group 1a | 1 | 1 | 75 | Battery | 0 | 0 | 0 | 0 | 0 | 0 | 0 | 0 | 0 | 0 | 0 | 0 | SANTA CLARA | CA | PGAE | Northern | 0.15 | 0.5 | Metcalf 115 kV | Metcalf | 115 | 2020-12-31 08:00 | 2023-05-01 07:00 | 2023 |  | NA | Complete | Complete | NA | Executed | 3
JANUS | 1455 | 2018-04-12 | 2018-04-16 07:00 | ACTIVE | C11 | Storage | Photovoltaic |  | Battery | Solar |  | 80 |  |  | 83.54 |  |  |  | 80 |  |  |  | Full Capacity | Not in Report |  | Off-Peak Deliverability |  | 1 | 1 | 80 | Solar-Hybrid | 80 | 80 | 0 | 0 | 83.54 | 0 | 0 | 0 | 0 | 0 | 0 | 0 | COLUSA | CA | PGAE | Northern | 0.15 | 0.5 | Cortina 60 kV | Cortina | 115 | 2021-12-31 08:00 | 2026-06-01 07:00 | 2026 |  | NA | Complete | Complete | NA | Executed | 3
LAS CAMAS 3 | 1456 | 2018-04-10 | 2018-04-16 07:00 | ACTIVE | C11 | Photovoltaic | Storage |  | Solar | Battery |  | 102.5 |  |  | 100 |  |  |  | 100 |  | 100 |  | Partial Capacity | Not in Report | 10 | Off-Peak Energy Only | Group D | 1 | 0.1 | 10 | Solar-Hybrid | 100 | 10 | 0 | 0 | 102.5 | 0 | 0 | 0 | 0 | 0 | 0 | 0 | MERCED | CA | PGAE | Fresno | 0.15 | 0.5 | Los Banos 230 kV | Los Banos | 230 | 2022-11-30 08:00 | 2025-08-30 07:00 | 2025 |  | NA | Complete | Complete | NA | Executed | 1
MILPA POWER BANK | 1457 | 2018-04-09 | 2018-04-16 07:00 | ACTIVE | C11 | Storage |  |  | Battery |  |  | 3 | [6 empty] | 3 |  |  |  | Full Capacity | Not in Report |  |  |  | 1 | 1 | 3 | Battery | 3 | 3 | 0 | 0 | 0 | 0 | 0 | 0 | 0 | 0 | 0 | 0 | SANTA CLARA | CA | PGAE | Northern | 0.15 | 0.5 | Los Esteros 115 kV | Los Esteros | 115 | 2020-12-01 08:00 | 2025-04-29 07:00 | 2025 |  | NA | Complete | Complete | NA |  | 1
MULQUEENEY RANCH WIND 2 | 1459 | 2018-04-12 | 2018-04-16 07:00 | ACTIVE | C11 | Wind Turbine |  |  | Wind Turbine |  |  | 62.5 | [6 empty] | 60 |  |  |  | Full Capacity | Not in Report |  | Off-Peak Deliverability | Group 2b | 1 | 1 | 60 | Wind Turbine | 0 | 0 | 0 | 0 | 0 | 0 | 0 | 0 | 62.5 | 60 | 0 | 0 | ALAMEDA | CA | PGAE | Northern | 0.15 | 0.5 | Tesla 230 kV | Tesla | 230 | 2021-12-15 08:00 | 2024-11-30 08:00 | 2025 |  | NA | Complete | Complete | NA | Executed | 3
RECLAIMED WIND | 1461 | 2018-04-04 | 2018-04-16 07:00 | ACTIVE | C11 | Storage |  |  | Battery |  |  | 114.4 | [6 empty] | 90.7 |  |  |  | Full Capacity | 1 |  | Off-Peak Deliverability | Group A | 1 | 1 | 90.7 | Battery | 114.4 | 90.7 | 0 | 0 | 0 | 0 | 0 | 0 | 0 | 0 | 0 | 0 | ALAMEDA | CA | PGAE | Northern | 0.15 | 0.5 | Kelso-Tesla Tap 230 kV | Kelso | 230 | 2020-12-31 08:00 | 2025-04-04 07:00 | 2025 |  | NA | Complete | Complete | NA | Executed | 3
SOLANO 4 WIND | 1463 | 2018-04-04 | 2018-04-16 07:00 | ACTIVE | C11 | Wind Turbine |  |  | Wind Turbine |  |  | 92.354 | 92.354 | [5 empty] | 90.8 |  |  |  | Full Capacity | Not in Report |  | Off-Peak Deliverability | Group 1 | 1 | 1 | 90.8 | Wind Turbine | 0 | 0 | 0 | 0 | 0 | 0 | 0 | 0 | 0 | 0 | 0 | 0 | SOLANO | CA | PGAE | Northern | 0.15 | 0.5 | Birds Landing 230 kV | Birds Landing | 230 | 2023-03-31 07:00 | 2025-05-31 07:00 | 2025 |  | NA | Complete | Complete | NA | Executed | 3
CABALLERO STORAGE | 1470 | 2018-04-13 | 2018-04-16 07:00 | ACTIVE | C11 | Storage |  |  | Battery |  |  | 106.2 |  | 99.7 |  |  |  |  | 99.7 |  |  |  | Full Capacity | Not in Report |  |  | Group 2a | 1 | 1 | 99.7 | Battery | 6.5 | 0 | 0 | 0 | 0 | 0 | 0 | 0 | 0 | 0 | 0 | 0 | SAN LUIS OBISPO | CA | PGAE | Kern | 0.15 | 0.5 | Mesa 230 kV | Mesa (SCE) | 230 | 2021-12-01 08:00 | 2024-11-15 08:00 | 2025 |  | NA | Complete | Complete | NA | Executed | 0
KEY STORAGE 1 | 1479 | 2018-04-11 | 2018-04-16 07:00 | ACTIVE | C11 | Storage |  |  | Battery |  |  | 309.3 |  | 225 |  |  |  |  | 300.1 |  |  |  | Full Capacity | Not in Report |  |  | Group 3 | 1 | 1 | 300.1 | Battery | 84.3 | 75.1 | 0 | 0 | 0 | 0 | 0 | 0 | 0 | 0 | 0 | 0 | FRESNO | CA | PGAE | Fresno | 0.15 | 0.5 | Gates 500 kV | Gates | 500 | 2022-12-01 08:00 | 2025-10-01 07:00 | 2025 |  | NA | Complete | Complete | NA | Executed | 3
TEPONA OFF-SHORE WIND | 1491 | 2018-04-14 | 2018-04-16 07:00 | ACTIVE | C11 | Wind Turbine |  |  | Offshore Wind Turbine |  |  | 161.925 | [6 empty] | 156 |  |  |  | Energy Only | Not in Report |  | Off-Peak Energy Only | Group 3 | 0 | 0 | 0 | Offshore Wind | 0 | 0 | 0 | 0 | 0 | 0 | 0 | 0 | 0 | 0 | 161.925 | 0 | HUMBOLDT | CA | PGAE | Northern | 0.15 | 0.5 | Humboldt 115 kV | Humboldt | 115 | 2024-10-01 07:00 | 2026-03-01 08:00 | 2026 |  | NA | Complete | Complete | NA |  | 1
AZALEA | 1493 | 2018-04-16 | 2018-04-16 07:00 | ACTIVE | C11 | Photovoltaic | Storage |  | Solar | Battery |  | 61.3 |  | 60 | 38 |  | 38 |  | 60 |  |  |  | Partial Capacity | Not in Report | 70 | Off-Peak Deliverability |  | 1 | 0.7 | 42 | Solar-Hybrid | 0 | 0 | 0 | 0 | 1.3 | 0 | 0 | 0 | 0 | 0 | 0 | 0 | KERN | CA | PGAE | Kern | 0.15 | 0.5 | Arco 70 kV | Arco | 70 | 2022-11-01 07:00 | 2025-03-09 08:00 | 2025 |  | NA | Complete | Complete | NA | Executed | 3
CHALAN SOLAR | 1495 | 2018-04-13 | 2018-04-16 07:00 | ACTIVE | C11 | Storage | Photovoltaic |  | Battery | Solar |  | 25.2 |  | 25 | 66.6 |  |  |  | 64.9 |  |  |  | Partial Capacity | Not in Report | 48.5 | Off-Peak Deliverability | Group 1a | 1 | 0.485 | 31.4765 | Solar-Hybrid | 0.2 | 0.2 | 0 | 0 | 66.6 | 41.8433 | 0 | 0 | 0 | 0 | 0 | 0 | KERN | CA | PGAE | Kern | 0.15 | 0.5 | Arco 230 kV | Arco | 230 | 2021-12-01 08:00 | 2025-02-20 08:00 | 2025 |  | NA | Complete | Complete | NA | Executed | 3
DESCENDANT RANCH 1 | 1496 | 2018-04-11 | 2018-04-16 07:00 | ACTIVE | C11 | Storage | Photovoltaic |  | Battery | Solar |  | 510 |  |  | 513.5 |  |  |  | 500 |  |  |  | Partial Capacity | Not in Report | 9.6 | Off-Peak Deliverability | Group 1b | 1 | 0.096 | 48 | Solar-Hybrid | 510 | 48 | 0 | 0 | 513.5 | 0 | 0 | 0 | 0 | 0 | 0 | 0 | COLUSA | CA | PGAE | Northern | 0.15 | 0.5 | Delevan 230 kV | Delevan | 230 | 2023-12-01 08:00 | 2025-06-21 07:00 | 2025 |  | NA | Complete | Complete | NA | Executed | 1
JASMINE | 1499 | 2018-04-16 | 2018-04-16 07:00 | ACTIVE | C11 | Photovoltaic | Storage |  | Solar | Battery |  | 71.161 |  | 70 | 70 |  | 64.4 |  | 70 |  |  |  | Partial Capacity | Not in Report | 92 | Off-Peak Deliverability |  | 1 | 0.92 | 64.4 | Solar-Hybrid | 5.6 | 0 | 0 | 0 | 1.161 | 0 | 0 | 0 | 0 | 0 | 0 | 0 | KERN | CA | PGAE | Kern | 0.15 | 0.5 | Lakeview 70 kV | Lakeview | 70 | 2022-11-01 07:00 | 2026-08-31 07:00 | 2026 |  | NA | Complete | Complete | NA | Executed | 3
PROSPECT ENERGY STORAGE | 1507 | 2018-04-16 | 2018-04-16 07:00 | ACTIVE | C11 | Storage |  |  | Battery |  |  | 58.75 | [6 empty] | 49.9 |  |  |  | Full Capacity | Not in Report |  |  | Group 1 | 1 | 1 | 49.9 | Battery | 58.75 | 49.9 | 0 | 0 | 0 | 0 | 0 | 0 | 0 | 0 | 0 | 0 | SACRAMENTO | CA | PGAE | Northern | 0.15 | 0.5 | Gold Hill 60 kV | Gold Hill | 115 | 2022-06-01 07:00 | 2026-03-31 07:00 | 2026 | Suspended | NA | Complete | Complete | NA | Executed | 3
BELLEFIELD SOLAR FARM | 1510 | 2018-04-16 | 2018-04-16 07:00 | ACTIVE | C11 | Photovoltaic | Storage |  | Solar | Battery |  | 500 |  | 500 | 500 |  | 500 |  | 500 |  |  |  | Full Capacity | Not in Report |  | Off-Peak Deliverability | Group 3 | 1 | 1 | 500 | Solar-Hybrid | 0 | 0 | 0 | 0 | 0 | 0 | 0 | 0 | 0 | 0 | 0 | 0 | KERN | CA | SCE | Northern | 0.13 | 0.48 | Windhub Substation 230kV | Windhub | 230 | 2022-10-01 07:00 | 2025-06-01 07:00 | 2025 |  | NA | Complete | Complete | NA | Executed | 2
REXFORD SOLAR FARM | 1516 | 2018-04-16 | 2018-04-16 07:00 | ACTIVE | C11 | Photovoltaic | Storage |  | Solar | Battery |  | 300 |  | 300 | 240 |  | 240 |  | 300 |  |  |  | Full Capacity | Not in Report |  | Off-Peak Deliverability | Group 3 | 1 | 1 | 300 | Solar-Hybrid | 0 | 0 | 0 | 0 | 0 | 0 | 0 | 0 | 0 | 0 | 0 | 0 | TULARE | CA | SCE | Northern | 0.13 | 0.48 | Vestal Substation 230kV | Vestal | 230 | 2022-10-01 07:00 | 2024-12-20 08:00 | 2025 |  | NA | Complete | Complete | NA | Executed | 2
SANBORN SOLAR 2 | 1518 | 2018-04-13 | 2018-04-16 07:00 | ACTIVE | C11 | Photovoltaic | Storage |  | Solar | Battery |  | 236 | 152 |  | 307 | 267.5 |  |  | 500 |  |  |  | Full Capacity | Not in Report |  | Off-Peak Deliverability |  | 1 | 1 | 500 | Solar-Hybrid | 39.5 | 39.5 | 0 | 0 | 84 | 84 | 0 | 0 | 0 | 0 | 0 | 0 | KERN | CA | SCE | Northern | 0.13 | 0.48 | Windhub Substation 230kV | Windhub | 230 | 2022-12-31 08:00 | 2025-10-01 07:00 | 2025 |  | NA | Complete | Complete | NA | Executed | 2
BALDY MESA 2 | 1519 | 2018-04-15 | 2018-04-16 07:00 | ACTIVE | C11 | Photovoltaic | Storage |  | Solar | Battery |  | 110.88 | 50 | 50 | 49.9 |  | 25 |  | 100 |  |  |  | Full Capacity | Not in Report |  | Off-Peak Deliverability | Group 2 | 1 | 1 | 100 | Solar-Hybrid | 24.9 | 24.9 | 0 | 0 | 10.88 | 10.88 | 0 | 0 | 0 | 0 | 0 | 0 | SAN BERNARDINO | CA | SCE | NOL | 0.13 | 0.48 | Roadway Substation 115kV | Roadway | 115 | 2021-12-15 08:00 | 2025-02-03 08:00 | 2025 |  | NA | Complete | Complete | NA | Executed | 2
ARIDA SOLAR FARM | 1522 | 2018-04-16 | 2018-04-16 07:00 | ACTIVE | C11 | Storage | Photovoltaic |  | Battery | Solar |  | 370 |  |  | 370 |  |  |  | 370 |  |  |  | Full Capacity | Not in Report |  | Off-Peak Deliverability |  | 1 | 1 | 370 | Solar-Hybrid | 370 | 370 | 0 | 0 | 370 | 0 | 0 | 0 | 0 | 0 | 0 | 0 | CLARK | NV | SCE | EOP | 0.13 | 0.48 | Mohave Substation 500kV | Mohave | 500 | 2022-10-01 07:00 | 2027-09-15 07:00 | 2027 |  | NA | Complete | Complete | NA |  | 3
QUARTZITE SOLAR 11 | 1526 | 2018-04-11 | 2018-04-16 07:00 | ACTIVE | C11 | Storage | Photovoltaic |  | Battery | Solar |  | 75 |  | 75 | 150 |  | 150 |  | 150 |  |  |  | Full Capacity | Not in Report |  | Off-Peak Deliverability | Group 2 | 1 | 1 | 150 | Solar-Hybrid | 0 | 0 | 0 | 0 | 0 | 0 | 0 | 0 | 0 | 0 | 0 | 0 | RIVERSIDE | CA | SCE | Eastern | 0.13 | 0.48 | Colorado River Substation 230kV | Colorado River | 230 | 2022-12-30 08:00 | 2024-12-21 08:00 | 2025 |  | NA | Complete | Complete | NA | Executed | 2
WINDY WASH SOLAR | 1528 | 2018-04-13 | 2018-04-16 07:00 | ACTIVE | C11 | Photovoltaic |  |  | Solar |  |  | 79 | [6 empty] | 79 |  |  |  | Energy Only | Not in Report |  | Off-Peak Deliverability |  | 0 | 0 | 0 | Solar | 0 | 0 | 0 | 0 | 79 | 0 | 0 | 0 | 0 | 0 | 0 | 0 | RIVERSIDE | CA | SCE | Eastern | 0.13 | 0.48 | Devers Substation 220kV | Devers | 230 | 2021-06-30 07:00 | 2022-12-31 08:00 | 2023 |  | NA | Complete | Complete | NA |  | 0
CENTENNIAL FLATS | 1529 | 2018-04-17 | 2018-04-16 07:00 | ACTIVE | C11 | Photovoltaic | Storage |  | Solar | Battery |  | 500 |  |  | 267.35 |  |  |  | 500 |  |  |  | Partial Capacity | Not in Report | 83.46 | Off-Peak Deliverability |  | 1 | 0.8346 | 417.3 | Solar-Hybrid | 267.35 | 267.35 | 0 | 0 | 500 | 500 | 0 | 0 | 0 | 0 | 0 | 0 | LA PAZ | AZ | DCRT | Eastern | 0.13 | 0.48 | Delaney-Colorado River 500 kV Line | Cielo Azul | 500 | 2022-12-15 08:00 | 2025-06-22 07:00 | 2025 |  | NA | Complete | Complete | NA | Executed | 0
BATERIA DEL SUR | 1531 | 2018-04-16 | 2018-04-16 07:00 | ACTIVE | C11 | Storage |  |  | Battery |  |  | 350 | 131 | 119 |  |  |  |  | 350 |  |  |  | Full Capacity | 1 |  |  | Group A | 1 | 1 | 350 | Battery | 100 | 100 | 0 | 0 | 0 | 0 | 0 | 0 | 0 | 0 | 0 | 0 | IMPERIAL | CA | SDGE | SDGE | 0.06 | 0.35 | Imperial Valley Substation 230 kV | Imperial Valley | 230 | 2022-05-01 07:00 | 2025-04-15 07:00 | 2025 |  | NA | Complete | Complete | NA | Executed | 0
KETTLE SOLAR ONE | 1532 | 2018-04-16 | 2018-04-16 07:00 | ACTIVE | C11 | Photovoltaic | Storage |  | Solar | Battery |  | 90 |  | 90 | 90 |  | 70 |  | 90 |  |  |  | Full Capacity | Not in Report |  | Off-Peak Deliverability |  | 1 | 1 | 90 | Solar-Hybrid | 20 | 20 | 0 | 0 | 0 | 0 | 0 | 0 | 0 | 0 | 0 | 0 | SAN DIEGO | CA | SDGE | SDGE | 0.06 | 0.35 | Carrizo Gorge Switchyard 138 kV | Carrizo Gorge | 138 | 2020-12-01 08:00 | 2026-10-31 07:00 | 2027 |  | NA | Complete | Complete | NA | Executed | 2
VULCAN | 1534 | 2018-04-11 | 2018-04-16 07:00 | ACTIVE | C11 | Storage | Photovoltaic |  | Battery | Solar |  | 28.8 |  |  | 225 |  |  |  | 250 |  |  |  | Energy Only | Not in Report |  | Off-Peak Deliverability | Group B | 0 | 0 | 0 | Solar-Hybrid | 28.8 | 0 | 0 | 0 | 225 | 0 | 0 | 0 | 0 | 0 | 0 | 0 | MARICOPA | AZ | SDGE | SDGE | 0.06 | 0.35 | Hassayampa Common Bus 500 kV | Hassayampa | 500 | 2021-05-01 07:00 | 2023-12-15 08:00 | 2024 |  | NA | Complete | Complete | NA |  | 1
IRVING STORAGE | 1539 | 2019-03-05 | 2019-05-07 07:00 | ACTIVE | ISP | Storage |  |  | Battery |  |  | 782.79 | [6 empty] | 750 |  |  |  | Full Capacity | Not in Report |  |  |  | 1 | 1 | 750 | Battery | 782.79 | 750 | 0 | 0 | 0 | 0 | 0 | 0 | 0 | 0 | 0 | 0 | MONTEREY | CA | PGAE | Northern | 0.15 | 0.5 | Moss Landing 500 kV | Moss Landing | 500 | 2022-12-01 08:00 | 2025-11-30 08:00 | 2026 |  | NA | Complete | Complete | NA | Executed | 3
TANAGER STORAGE | 1550 | 2019-04-02 | 2019-04-15 07:00 | ACTIVE | C12 | Storage |  |  | Battery |  |  | 200 | [6 empty] | 200 |  |  |  | Full Capacity | Not in Report |  |  | Group 2 | 1 | 1 | 200 | Battery | 200 | 200 | 0 | 0 | 0 | 0 | 0 | 0 | 0 | 0 | 0 | 0 | SANTA CLARA | CA | PGAE | Northern | 0.15 | 0.5 | Los Esteros 230 kV | Los Esteros | 230 | 2023-06-30 07:00 | 2025-04-01 07:00 | 2025 |  | NA | Complete | Complete | NA | Executed | 3
CORMORANT STORAGE | 1552 | 2019-04-02 | 2019-04-15 07:00 | ACTIVE | C12 | Storage |  |  | Battery |  |  | 250 |  | 188 |  |  |  |  | 250 |  |  |  | Full Capacity | Not in Report |  |  | Group 2 | 1 | 1 | 250 | Battery | 62 | 62 | 0 | 0 | 0 | 0 | 0 | 0 | 0 | 0 | 0 | 0 | SAN FRANCISCO | CA | PGAE | Northern | 0.15 | 0.5 | Martin 115 kV | Martin | 115 | 2023-06-30 07:00 | 2025-03-14 07:00 | 2025 |  | NA | Complete | Complete | NA | Executed | 3
JEWELFLOWER STORAGE | 1553 | 2019-04-05 | 2019-04-15 07:00 | ACTIVE | C12 | Storage |  |  | Battery |  |  | 354.88 | [6 empty] | 350 |  |  |  | Full Capacity | Not in Report |  |  | Group 3 | 1 | 1 | 350 | Battery | 354.88 | 350 | 0 | 0 | 0 | 0 | 0 | 0 | 0 | 0 | 0 | 0 | SANTA CLARA | CA | PGAE | Northern | 0.15 | 0.5 | Metcalf 230 kV | Metcalf | 230 | 2022-12-31 08:00 | 2025-03-27 07:00 | 2025 |  | NA | Complete | Complete | NA |  | 3
NOOSA ENERGY STORAGE | 1557 | 2019-04-15 | 2019-04-15 07:00 | ACTIVE | C12 | Storage |  |  | Battery |  |  | 99 |  | 60 |  |  |  |  | 99 |  |  |  | Full Capacity | Not in Report |  |  | Group 3 | 1 | 1 | 99 | Battery | 39 | 39 | 0 | 0 | 0 | 0 | 0 | 0 | 0 | 0 | 0 | 0 | SAN JOAQUIN | CA | PGAE | Northern | 0.15 | 0.5 | Ripon 115 kV | Ripon | 115 | 2022-12-16 08:00 | 2025-05-01 07:00 | 2025 |  | NA | Complete | Complete | NA | Executed | 3
DYNAMO SOLAR | 1565 | 2019-04-08 | 2019-04-15 07:00 | ACTIVE | C12 | Photovoltaic |  |  | Solar |  |  | 24.5 | [6 empty] | 24.5 |  |  |  | Full Capacity | Not in Report |  | Off-Peak Deliverability | Group 3 | 1 | 1 | 24.5 | Solar | 0 | 0 | 0 | 0 | 24.5 | 24.5 | 0 | 0 | 0 | 0 | 0 | 0 | NAPA | CA | PGAE | Northern | 0.15 | 0.5 | Tulucay 60 kV | Tulucay | 60 | 2023-06-30 07:00 | 2025-11-21 08:00 | 2026 |  | NA | Complete | Complete | NA | Executed | 0
AIR STATION 1 | 1568 | 2019-04-16 | 2019-04-15 07:00 | ACTIVE | C12 | Photovoltaic | Storage |  | Solar | Battery |  | 21.05 |  |  | 21.05 |  |  |  | 40 |  |  |  | Energy Only | Not in Report |  | Off-Peak Energy Only | Other | 0 | 0 | 0 | Solar-Hybrid | 21.05 | 0 | 0 | 0 | 21.05 | 0 | 0 | 0 | 0 | 0 | 0 | 0 | KINGS | CA | PGAE | Fresno | 0.15 | 0.5 | Henrietta-Lemoore NAS 70 kV | Lemoore | 70 | 2021-12-31 08:00 | 2021-12-31 08:00 | 2022 |  | NA | Complete | Complete | NA | In Progress | 3
ARCTURUS | 1586 | 2019-04-04 | 2019-04-15 07:00 | ACTIVE | C12 | Storage | Photovoltaic |  | Battery | Solar |  | 152.29 |  |  | 151.794 |  |  |  | 150 |  |  |  | Energy Only | Not in Report |  | Off-Peak Energy Only | Group 3 | 0 | 0 | 0 | Solar-Hybrid | 152.29 | 0 | 0 | 0 | 151.794 | 0 | 0 | 0 | 0 | 0 | 0 | 0 | KERN | CA | PGAE | Kern | 0.15 | 0.5 | Arco 230 kV | Arco | 230 | 2022-12-30 08:00 | 2026-11-03 08:00 | 2027 |  | NA | Complete | Complete | NA | Executed | 3
KINGSROAD HYBRID SOLAR | 1587 | 2019-04-16 | 2019-04-15 07:00 | ACTIVE | C12 | Storage | Photovoltaic |  | Battery | Solar |  | 101.78 |  |  | 101.78 |  |  |  | 100 |  |  |  | Energy Only | Not in Report |  | Off-Peak Energy Only | Group 2a | 0 | 0 | 0 | Solar-Hybrid | 101.78 | 0 | 0 | 0 | 101.78 | 0 | 0 | 0 | 0 | 0 | 0 | 0 | KERN | CA | PGAE | Kern | 0.15 | 0.5 | Arco 230 kV | Arco | 230 | 2023-11-30 08:00 | 2026-01-15 08:00 | 2026 |  | NA | Complete | Complete | NA | Executed | 3
PELICANS JAW HYBRID SOLAR | 1593 | 2019-04-09 | 2019-04-15 07:00 | ACTIVE | C12 | Storage | Photovoltaic |  | Battery | Solar |  | 500 |  | 238.5 | 500 |  | 440 |  | 500 |  |  |  | Partial Capacity | Not in Report | 47.8 | Off-Peak Energy Only | Group A | 1 | 0.478 | 239 | Solar-Hybrid | 261.5 | 0.5 | 0 | 0 | 60 | 0 | 0 | 0 | 0 | 0 | 0 | 0 | KINGS | CA | PGAE | Fresno | 0.15 | 0.5 | Gates-Midway 230 kV Line | New Sub - Gates - Midway (Proposed) | 230 | 2022-11-30 08:00 | 2028-01-24 08:00 | 2028 |  | NA | Complete | Complete | NA | Executed | 3
BUTTONBUSH SOLAR HYBRID ENERGY CENTER | 1596 | 2019-04-01 | 2019-04-15 07:00 | ACTIVE | C12 | Storage | Photovoltaic |  | Battery | Solar |  | 818 |  |  | 818 |  |  |  | 800 |  |  |  | Full Capacity | Not in Report |  | Off-Peak Deliverability | Group 3 | 1 | 1 | 800 | Solar-Hybrid | 818 | 800 | 0 | 0 | 818 | 0 | 0 | 0 | 0 | 0 | 0 | 0 | KERN | CA | PGAE | Kern | 0.15 | 0.5 | Midway 500 kV | Midway | 500 | 2025-11-01 07:00 | 2026-12-01 08:00 | 2027 |  | NA | Complete | Complete | NA | Executed | 3
ARATINA SOLAR CENTER 2 | 1604 | 2019-04-01 | 2019-04-15 07:00 | ACTIVE | C12 | Storage | Photovoltaic |  | Battery | Solar |  | 200 |  | 75 | 200 |  | 150 |  | 200 |  |  |  | Partial Capacity | Not in Report | 56.5 | Off-Peak Deliverability | Group 1a | 1 | 0.565 | 113 | Solar-Hybrid | 125 | 18.5 | 0 | 0 | 50 | 0 | 0 | 0 | 0 | 0 | 0 | 0 | KERN | CA | SCE | NOL | 0.13 | 0.48 | Kramer Substation 230kV | Kramer | 230 | 2022-06-01 07:00 | 2025-10-29 07:00 | 2026 |  | NA | Complete | Complete | NA | Executed | 2
AVOCET STORAGE | 1608 | 2019-04-01 | 2019-04-15 07:00 | ACTIVE | C12 | Storage |  |  | Battery |  |  | 200 |  | 200 |  |  |  |  | 200 |  |  |  | Full Capacity | Not in Report |  |  | Group 2 | 1 | 1 | 200 | Battery | 0 | 0 | 0 | 0 | 0 | 0 | 0 | 0 | 0 | 0 | 0 | 0 | LOS ANGELES | CA | SCE | Metro | 0.13 | 0.48 | Hinson Substation 230kV | Hinson | 230 | 2023-06-30 07:00 | 2026-04-15 07:00 | 2026 |  | NA | Complete | Complete | NA | Executed | 1
COMMERCE ENERGY STORAGE | 1611 | 2019-04-09 | 2019-04-15 07:00 | ACTIVE | C12 | Storage |  |  | Battery |  |  | 250 | [6 empty] | 250 |  |  |  | Full Capacity | Not in Report |  |  | Group 3 | 1 | 1 | 250 | Battery | 250 | 250 | 0 | 0 | 0 | 0 | 0 | 0 | 0 | 0 | 0 | 0 | LOS ANGELES | CA | SCE | Metro | 0.13 | 0.48 | Laguna Bell Substation 230kV | Laguna Bell | 230 | 2023-01-01 08:00 | 2025-06-01 07:00 | 2025 |  | NA | Complete | Complete | NA | Executed | 1
KESTREL STORAGE | 1615 | 2019-04-01 | 2019-04-15 07:00 | ACTIVE | C12 | Storage |  |  | Battery |  |  | 200 | [6 empty] | 200 |  |  |  | Full Capacity | Not in Report |  |  | Group 3 | 1 | 1 | 200 | Battery | 200 | 200 | 0 | 0 | 0 | 0 | 0 | 0 | 0 | 0 | 0 | 0 | LOS ANGELES | CA | SCE | Metro | 0.13 | 0.48 | Walnut Substation 220kV | Walnut | 230 | 2023-06-30 07:00 | 2025-05-31 07:00 | 2025 |  | NA | Complete | Complete | NA | Executed | 1
LOCKHART SOLAR 2 | 1617 | 2019-04-05 | 2019-04-15 07:00 | ACTIVE | C12 | Storage | Photovoltaic |  | Battery | Solar |  | 73.26 | 45 |  | 82.4342 | 75 |  |  | 150 |  |  |  | Full Capacity | Not in Report |  | Off-Peak Deliverability | Group B | 1 | 1 | 150 | Solar-Hybrid | 28.26 | 28.26 | 0 | 0 | 7.4342 | 7.4342 | 0 | 0 | 0 | 0 | 0 | 0 | SAN BERNARDINO | CA | SCE | NOL | 0.13 | 0.48 | Kramer Substation 230kV | Kramer | 230 | 2022-12-01 08:00 | 2025-11-01 07:00 | 2026 |  | NA | Complete | Complete | NA | Executed | 0
GOLDBACK SOLAR CENTER | 1619 | 2019-04-12 | 2019-04-15 07:00 | ACTIVE | C12 | Storage |  |  | Battery |  |  | 500 | [6 empty] | 500 |  |  |  | Full Capacity | Not in Report |  | Off-Peak Deliverability | Group 3 | 1 | 1 | 500 | Battery | 500 | 500 | 0 | 0 | 0 | 0 | 0 | 0 | 0 | 0 | 0 | 0 | VENTURA | CA | SCE | Northern | 0.13 | 0.48 | Moorpark Substation 230 kV | Moorpark | 230 | 2023-06-01 07:00 | 2026-03-31 07:00 | 2026 |  | NA | Complete | Complete | NA | Executed | 1
ANGELENO SOLAR FARM | 1625 | 2019-03-31 | 2019-04-15 07:00 | ACTIVE | C12 | Storage | Photovoltaic |  | Battery | Solar |  | 1150 |  |  | 1150 |  |  |  | 1150 |  |  |  | Full Capacity | Not in Report |  | Off-Peak Deliverability | Group 3 | 1 | 1 | 1150 | Solar-Hybrid | 1150 | 1150 | 0 | 0 | 1150 | 0 | 0 | 0 | 0 | 0 | 0 | 0 | LOS ANGELES | CA | SCE | Northern | 0.13 | 0.48 | Vincent Substation 500kV | Vincent | 230 | 2023-06-01 07:00 | 2026-04-01 07:00 | 2026 |  | NA | Complete | Complete | NA | Executed | 3
HUMIDOR STORAGE 1 | 1629 | 2019-04-11 | 2019-04-15 07:00 | ACTIVE | C12 | Storage |  |  | Battery |  |  | 305 |  | 300 |  |  |  |  | 300 |  |  |  | Full Capacity | Not in Report |  |  | Group 3 | 1 | 1 | 300 | Battery | 5 | 0 | 0 | 0 | 0 | 0 | 0 | 0 | 0 | 0 | 0 | 0 | LOS ANGELES | CA | SCE | Northern | 0.13 | 0.48 | Vincent Substation 230 kV | Vincent | 230 | 2021-12-01 08:00 | 2025-08-01 07:00 | 2025 |  | NA | Complete | Complete | NA | Executed | 3
BELLEFIELD 2 SOLAR FARM | 1631 | 2019-04-01 | 2019-04-15 07:00 | ACTIVE | C12 | Storage | Photovoltaic |  | Battery | Solar |  | 500 |  | 500 | 500 |  | 500 |  | 500 |  |  |  | Full Capacity | Not in Report |  | Off-Peak Deliverability | Group 2a | 1 | 1 | 500 | Solar-Hybrid | 0 | 0 | 0 | 0 | 0 | 0 | 0 | 0 | 0 | 0 | 0 | 0 | KERN | CA | SCE | Northern | 0.13 | 0.48 | Windhub Substation 220kV | Windhub | 230 | 2022-10-01 07:00 | 2024-09-01 07:00 | 2024 |  | NA | Complete | Complete | NA | Executed | 0
SANBORN HYBRID 3 | 1632 | 2019-04-05 | 2019-04-15 07:00 | ACTIVE | C12 | Storage | Photovoltaic |  | Battery | Solar |  | 671.55 |  | 15 | 778.5456 |  | 153 |  | 1400 |  |  |  | Full Capacity | Not in Report |  | Off-Peak Deliverability | Group 3 | 1 | 1 | 1400 | Solar-Hybrid | 656.55 | 656.55 | 0 | 0 | 625.5456 | 625.5456 | 0 | 0 | 0 | 0 | 0 | 0 | KERN | CA | SCE | Northern | 0.13 | 0.48 | Windhub Substation 500kV | Windhub | 500 | 2023-12-01 08:00 | 2025-03-15 07:00 | 2025 |  | NA | Complete | Complete | NA | Executed | 2
CALYPSO SOLAR | 1636 | 2019-04-04 | 2019-04-15 07:00 | ACTIVE | C12 | Storage | Photovoltaic |  | Battery | Solar |  | 400 |  |  | 400 |  |  |  | 400 |  |  |  | Energy Only | Not in Report |  | Off-Peak Energy Only | Group D | 0 | 0 | 0 | Solar-Hybrid | 400 | 0 | 0 | 0 | 400 | 0 | 0 | 0 | 0 | 0 | 0 | 0 | RIVERSIDE | CA | SCE | Eastern | 0.13 | 0.48 | Colorado River Substation 230kV | Colorado River | 230 | 2023-12-01 08:00 | 2030-12-28 08:00 | 2031 |  | NA | Complete | Complete | NA | Executed | 2
RAMPA | 1641 | 2019-04-05 | 2019-04-15 07:00 | ACTIVE | C12 | Storage |  |  | Battery |  |  | 100.98 | 100 | [5 empty] | 100 |  |  |  | Full Capacity | Not in Report |  |  | Group 3 | 1 | 1 | 100 | Battery | 0.98 | 0 | 0 | 0 | 0 | 0 | 0 | 0 | 0 | 0 | 0 | 0 | SAN BERNARDINO | CA | SCE | Eastern | 0.13 | 0.48 | Etiwanda Substation 230kV | Etiwanda | 230 | 2022-12-31 08:00 | 2023-11-15 08:00 | 2024 |  | NA | Complete | Complete | NA | Executed | 1
OBERON | 1642 | 2019-04-02 | 2019-04-15 07:00 | ACTIVE | C12 | Storage | Photovoltaic |  | Battery | Solar |  | 518.4 | 350 |  | 518.4 | 500 |  |  | 500 |  |  |  | Partial Capacity | Not in Report | 51.06 | Off-Peak Deliverability | Group 2a | 1 | 0.5106 | 255.3 | Solar-Hybrid | 168.4 | 0 | 0 | 0 | 18.4 | 0 | 0 | 0 | 0 | 0 | 0 | 0 | RIVERSIDE | CA | SCE | Eastern | 0.13 | 0.48 | Red Bluff Substation 500kV | Red bluff | 500 | 2022-12-31 08:00 | 2026-06-30 07:00 | 2026 |  | NA | Complete | Complete | NA | Executed | 2
LYCAN SOLAR | 1643 | 2019-04-04 | 2019-04-15 07:00 | ACTIVE | C12 | Photovoltaic | Storage |  | Solar | Battery |  | 400 |  |  | 400 |  |  |  | 400 |  |  |  | Full Capacity | 1 |  | Off-Peak Energy Only | Group B | 1 | 1 | 400 | Solar-Hybrid | 400 | 400 | 0 | 0 | 400 | 0 | 0 | 0 | 0 | 0 | 0 | 0 | RIVERSIDE | CA | SCE | Eastern | 0.13 | 0.48 | Red Bluff Substation 500kV | Red bluff | 500 | 2023-12-01 08:00 | 2030-04-01 07:00 | 2030 |  | NA | Complete | Complete | NA | Executed | 2
MENIFEE POWER BANK | 1645 | 2019-04-10 | 2019-04-15 07:00 | ACTIVE | C12 | Storage |  |  | Battery |  |  | 680 | 620 | [5 empty] | 680 |  |  |  | Full Capacity | Not in Report |  |  | Other | 1 | 1 | 680 | Battery | 60 | 60 | 0 | 0 | 0 | 0 | 0 | 0 | 0 | 0 | 0 | 0 | RIVERSIDE | CA | SCE | Eastern | 0.13 | 0.48 | Valley Substation 500kV | Valley (SCE) | 500 | 2022-12-01 08:00 | 2025-10-01 07:00 | 2025 |  | NA | Complete | Complete | NA | Executed | 2
DOUBLE BUTTE STORAGE | 1646 | 2019-04-05 | 2019-04-15 07:00 | ACTIVE | C12 | Storage |  |  | Battery |  |  | 507.6 | [6 empty] | 500 |  |  |  | Full Capacity | 1 |  |  | Group A | 1 | 1 | 500 | Battery | 507.6 | 500 | 0 | 0 | 0 | 0 | 0 | 0 | 0 | 0 | 0 | 0 | RIVERSIDE | CA | SCE | Eastern | 0.13 | 0.48 | Valley Substation 500 kV | Valley (SCE) | 500 | 2022-12-31 08:00 | 2030-07-01 07:00 | 2030 |  | NA | Complete | Complete | NA | Executed | 0
ARIDA 2 SOLAR FARM | 1647 | 2019-04-02 | 2019-04-15 07:00 | ACTIVE | C12 | Storage | Photovoltaic |  | Battery | Solar |  | 700 |  |  | 700 |  |  |  | 700 |  |  |  | Full Capacity | Not in Report |  | Off-Peak Deliverability | Group 3 | 1 | 1 | 700 | Solar-Hybrid | 700 | 700 | 0 | 0 | 700 | 0 | 0 | 0 | 0 | 0 | 0 | 0 | CLARK | NV | SCE | EOP | 0.13 | 0.48 | Mohave Substation 500kV | Mohave | 500 | 2022-10-01 07:00 | 2027-12-30 08:00 | 2028 |  | NA | Complete | Complete | NA |  | 0
BONANZA SOLAR | 1649 | 2019-04-05 | 2019-04-15 07:00 | ACTIVE | C12 | Storage | Photovoltaic |  | Battery | Solar |  | 150 |  |  | 300 |  |  |  | 300 |  |  |  | Partial Capacity | Not in Report | 73.71 | Off-Peak Deliverability | Group B | 1 | 0.7371 | 221.13 | Solar-Hybrid | 150 | 150 | 0 | 0 | 300 | 300 | 0 | 0 | 0 | 0 | 0 | 0 | CLARK/NYE | NV | GLW | EOP | 0.08 | 0.48 | Innovation Substation 230 kV | Innovation | 230 | 2023-12-01 08:00 | 2027-12-31 08:00 | 2028 |  | NA | Complete | Complete | NA | Executed | 0
ROUGH HAT HYBRID SOLAR | 1650 | 2019-04-15 | 2019-04-15 07:00 | ACTIVE | C12 | Photovoltaic | Storage |  | Solar | Battery |  | 204 |  |  | 200 |  |  |  | 200 |  |  |  | Full Capacity | Not in Report |  | Off-Peak Deliverability | Group A | 1 | 1 | 200 | Solar-Hybrid | 200 | 200 | 0 | 0 | 204 | 0 | 0 | 0 | 0 | 0 | 0 | 0 | NYE | NV | GLW | EOP | 0.08 | 0.48 | Trout Canyon Substation 230 kV | Trout Canyon | 230 | 2022-11-30 08:00 | 2027-12-01 08:00 | 2028 |  | NA | Complete | Complete | NA | Executed | 0
YELLOW PINE 3 | 1654 | 2019-04-09 | 2019-04-15 07:00 | ACTIVE | C12 | Photovoltaic | Storage |  | Solar | Battery |  | 261.954 |  | 250 | 254.98 |  | 231 |  | 250 |  |  |  | Full Capacity | Not in Report |  | Off-Peak Deliverability | Group B | 1 | 1 | 250 | Solar-Hybrid | 23.98 | 19 | 0 | 0 | 11.954 | 0 | 0 | 0 | 0 | 0 | 0 | 0 | CLARK | NV | GLW | EOP | 0.08 | 0.48 | Trout Canyon Substation 230 kV | Trout Canyon | 230 | 2025-03-15 07:00 | 2027-12-31 08:00 | 2028 |  | NA | Complete | Complete | NA | Executed | 0
BONANZA PEAK SOLAR FARM | 1655 | 2019-04-12 | 2019-04-12 07:00 | ACTIVE | C12 | Storage | Photovoltaic |  | Battery | Solar |  | 200 |  |  | 441 |  |  |  | 400 |  |  |  | Full Capacity | Not in Report |  | Off-Peak Deliverability | Group D | 1 | 1 | 400 | Solar-Hybrid | 200 | 200 | 0 | 0 | 441 | 441 | 0 | 0 | 0 | 0 | 0 | 0 | CLARK/NYE | NV | GLW | EOP | 0.08 | 0.48 | Trout Canyon Substation 230 kV | Trout Canyon | 230 | 2022-12-16 08:00 | 2027-12-31 08:00 | 2028 |  | NA | Complete | Complete | NA | Executed | 0
SANDPIPER STORAGE | 1657 | 2019-04-02 | 2019-04-15 07:00 | ACTIVE | C12 | Storage |  |  | Battery |  |  | 200 | [6 empty] | 200 |  |  |  | Partial Capacity | Not in Report | 50 |  | Group 2a | 1 | 0.5 | 100 | Battery | 200 | 100 | 0 | 0 | 0 | 0 | 0 | 0 | 0 | 0 | 0 | 0 | ORANGE | CA | SDGE | SDGE | 0.06 | 0.35 | Talega Substation 138 kV | Talega | 138 | 2023-06-30 07:00 | 2025-03-15 07:00 | 2025 |  | NA | Complete | Complete | NA | Executed | 1
CIMARRON WIND | 1660 | 2019-03-29 | 2019-04-15 07:00 | ACTIVE | C12 | Wind Turbine |  |  | Wind Turbine |  |  | 352.5 | [6 empty] | 300 |  |  |  | Full Capacity | 1 |  | Off-Peak Deliverability | Group A | 1 | 1 | 300 | Wind Turbine | 0 | 0 | 0 | 0 | 0 | 0 | 0 | 0 | 352.5 | 300 | 0 | 0 | TECATE | MX | SDGE | SDGE | 0.06 | 0.35 | East County Substation 230 kV | ECO | 230 | 2023-12-31 08:00 | 2025-12-31 08:00 | 2026 |  | NA | Complete | Complete | NA | Executed | 2
VENTASSO ENERGY STORAGE | 1662 | 2019-04-06 | 2019-04-15 07:00 | ACTIVE | C12 | Storage |  |  | Battery |  |  | 50.774 |  | 50 |  |  |  |  | 50 |  |  |  | Full Capacity | Not in Report |  |  | Group 3 | 1 | 1 | 50 | Battery | 0.774 | 0 | 0 | 0 | 0 | 0 | 0 | 0 | 0 | 0 | 0 | 0 | SAN DIEGO | CA | SDGE | SDGE | 0.06 | 0.35 | El Cajon Substation 69 kV | El Cajon | 69 | 2022-11-30 08:00 | 2024-07-08 07:00 | 2024 |  | NA | Complete | Complete | NA | Executed | 1
HOODINI | 1663 | 2019-04-13 | 2019-04-15 07:00 | ACTIVE | C12 | Storage | Photovoltaic |  | Battery | Solar |  | 112.63 |  |  | 459.54 |  |  |  | 450 |  |  |  | Energy Only | Not in Report |  | Off-Peak Deliverability | Group 3 | 0 | 0 | 0 | Solar-Hybrid | 112.63 | 0 | 0 | 0 | 459.54 | 0 | 0 | 0 | 0 | 0 | 0 | 0 | YUMA | AZ | SDGE | SDGE | 0.06 | 0.35 | Hoodoo Wash Switchyard 500 kV | Hoodoo Wash | 500 | 2023-05-31 07:00 | 2028-01-31 08:00 | 2028 |  | NA | Complete | Complete | NA |  | 1
VOLTA DE MEXICALI | 1664 | 2019-03-29 | 2019-04-15 07:00 | ACTIVE | C12 | Storage |  |  | Battery |  |  | 500 | [6 empty] | 500 |  |  |  | Energy Only | Not in Report |  |  | Group 3 | 0 | 0 | 0 | Battery | 500 | 0 | 0 | 0 | 0 | 0 | 0 | 0 | 0 | 0 | 0 | 0 | SONORA | MX | SDGE | SDGE | 0.06 | 0.35 | Imperial Valley Substation 230 kV | Imperial Valley | 230 | 2021-12-31 08:00 | 2035-03-10 08:00 | 2035 |  | NA | Complete | Complete | NA |  | 0
KINGSLEY SOLAR FARM | 1665 | 2019-04-01 | 2019-04-15 07:00 | ACTIVE | C12 | Storage | Photovoltaic |  | Battery | Solar |  | 360 |  | 74 | 360 |  |  |  | 360 |  |  |  | Energy Only | Not in Report |  | Off-Peak Deliverability | Group D | 0 | 0 | 0 | Solar-Hybrid | 286 | 0 | 0 | 0 | 360 | 0 | 0 | 0 | 0 | 0 | 0 | 0 | IMPERIAL | CA | SDGE | SDGE | 0.06 | 0.35 | Imperial Valley Substation 230 kV | Imperial Valley | 230 | 2023-06-01 07:00 | 2030-01-31 08:00 | 2030 |  | NA | Complete | Complete | NA | Executed | 2
SUNRISE BUTTE | 1667 | 2019-04-12 | 2019-04-15 07:00 | ACTIVE | C12 | Photovoltaic | Storage |  | Solar | Battery |  | 0 |  |  | 150 |  |  |  | 150 |  |  |  | Energy Only | Not in Report |  | Off-Peak Deliverability | Group 3 | 0 | 0 | 0 | Solar-Hybrid | 150 | 0 | 0 | 0 | 0 | 0 | 0 | 0 | 0 | 0 | 0 | 0 | IMPERIAL | CA | SDGE | SDGE | 0.06 | 0.35 | Imperial Valley Substation 230 kV | Imperial Valley | 230 | 2022-12-31 08:00 | 2029-04-29 07:00 | 2029 |  | NA | Complete | Complete | NA |  | 0
POME BESS | 1669 | 2019-04-13 | 2019-04-15 07:00 | ACTIVE | C12 | Storage |  |  | Battery |  |  | 100 |  | 100 |  |  |  |  | 100 |  |  |  | Full Capacity | Not in Report |  |  | Group 3 | 1 | 1 | 100 | Battery | 0 | 0 | 0 | 0 | 0 | 0 | 0 | 0 | 0 | 0 | 0 | 0 | SAN DIEGO | CA | SDGE | SDGE | 0.06 | 0.35 | Pomerado Substation 69 kV | Pomerado | 69 | 2023-05-31 07:00 | 2025-03-24 07:00 | 2025 |  | NA | Complete | Complete | NA | Executed | 1
PEREGRINE STORAGE | 1670 | 2019-04-01 | 2019-04-15 07:00 | ACTIVE | C12 | Storage |  |  | Battery |  |  | 200 |  | 200 |  |  |  |  | 200 |  |  |  | Partial Capacity | Not in Report | 50 |  | Group 2 | 1 | 0.5 | 100 | Battery | 0 | 0 | 0 | 0 | 0 | 0 | 0 | 0 | 0 | 0 | 0 | 0 | SAN DIEGO | CA | SDGE | SDGE | 0.06 | 0.35 | Silvergate Substation 230 kV | Silvergate | 230 | 2023-06-30 07:00 | 2025-01-30 08:00 | 2025 |  | NA | Complete | Complete | NA | Executed | 1
MARINE DEPOT | 1671 | 2019-04-16 | 2019-04-15 07:00 | ACTIVE | C12 | Storage |  |  | Battery |  |  | 26.6 | [6 empty] | 25 |  |  |  | Energy Only | Not in Report |  |  | Other | 0 | 0 | 0 | Battery | 26.6 | 0 | 0 | 0 | 0 | 0 | 0 | 0 | 0 | 0 | 0 | 0 | SAN DIEGO | CA | SDGE | SDGE | 0.06 | 0.35 | Point Loma Substation 69 kV | Point Loma | 69 | 2021-12-31 08:00 | 2022-09-01 07:00 | 2022 |  | NA | Complete | Complete | NA |  | 0
NIGHTHAWK STORAGE | 1673 | 2019-04-02 | 2019-04-15 07:00 | ACTIVE | C12 | Storage |  |  | Battery |  |  | 300 |  | 300 |  |  |  |  | 300 |  |  |  | Full Capacity | Not in Report |  |  | Group 2 | 1 | 1 | 300 | Battery | 0 | 0 | 0 | 0 | 0 | 0 | 0 | 0 | 0 | 0 | 0 | 0 | SAN DIEGO | CA | SDGE | SDGE | 0.06 | 0.35 | Sycamore Canyon Substation 138 kV | Sycamore Canyon | 138 | 2023-06-30 07:00 | 2025-03-31 07:00 | 2025 |  | NA | Complete | Complete | NA | Executed | 1
HARQUAHALA SUNRISE | 1678 | 2020-03-13 | 2020-04-15 07:00 | ACTIVE | C13 | Storage | Photovoltaic |  | Battery | Solar |  | 308.926 |  |  | 308.926 |  |  |  | 300 |  |  |  | Full Capacity | 1 |  | Off-Peak Deliverability | Other | 1 | 1 | 300 | Solar-Hybrid | 308.926 | 300 | 0 | 0 | 308.926 | 0 | 0 | 0 | 0 | 0 | 0 | 0 | MARICOPA | AZ | DCRT | Eastern | 0.13 | 0.48 | Delaney Substation 500 kV | Delaney | 500 | 2022-04-01 07:00 | 2030-04-01 07:00 | 2030 |  | NA | Complete | Complete | NA |  | 0
AQUEDUCT ENERGY STORAGE | 1683 | 2020-04-15 | 2020-04-15 07:00 | ACTIVE | C13 | Storage |  |  | Battery |  |  | 102.25 | [6 empty] | 100 |  |  |  | Energy Only | Not in Report |  | Off-Peak Deliverability | Group D | 0 | 0 | 0 | Battery | 102.25 | 0 | 0 | 0 | 0 | 0 | 0 | 0 | 0 | 0 | 0 | 0 | CONTRA COSTA | CA | PGAE | Northern | 0.15 | 0.5 | Contra Costa-Delta 230 kV Line | Delta PP | 230 | 2023-12-31 08:00 | 2026-04-30 07:00 | 2026 |  | NA | Complete | Complete | NA |  | 3
CONAWAY HYBRID POWER PLANT | 1687 | 2020-04-08 | 2020-04-15 07:00 | ACTIVE | C13 | Storage | Photovoltaic |  | Battery | Solar |  | 84.8117 |  |  | 84.9957 |  |  |  | 80 |  |  |  | Energy Only | Not in Report |  | Off-Peak Deliverability | Other | 0 | 0 | 0 | Solar-Hybrid | 84.8117 | 0 | 0 | 0 | 84.9957 | 0 | 0 | 0 | 0 | 0 | 0 | 0 | YOLO | CA | PGAE | Northern | 0.15 | 0.5 | Woodland-Davis 115 kV Line | Davis | 115 | 2023-01-01 08:00 | 2023-01-01 08:00 | 2023 |  | NA | Complete | Complete | NA |  | 3
DENALI ENERGY STORAGE | 1690 | 2020-04-14 | 2020-04-15 07:00 | ACTIVE | C13 | Storage |  |  | Battery |  |  | 102 |  | 92 |  |  |  |  | 101.2 |  |  |  | Partial Capacity | Not in Report | 92 |  | Group B | 1 | 0.92 | 93.104 | Battery | 10 | 1.104 | 0 | 0 | 0 | 0 | 0 | 0 | 0 | 0 | 0 | 0 | SAN JOAQUIN | CA | PGAE | Northern | 0.15 | 0.5 | Vierra 115 kV | Vierra | 115 | 2023-06-15 07:00 | 2028-09-30 07:00 | 2028 |  | NA | Complete | Complete | NA | Executed | 1
FORTIS | 1691 | 2020-04-09 | 2020-04-15 07:00 | ACTIVE | C13 | Wind Turbine | Storage | Photovoltaic | Wind Turbine | Battery | Solar | 207.2 |  |  | 203.94 |  |  | 205.02 | 200 |  |  |  | Energy Only | Not in Report |  | Off-Peak Deliverability | Group D | 0 | 0 | 0 | Wind-Solar-Hybrid | 203.94 | 0 | 0 | 0 | 205.02 | 0 | 0 | 0 | 207.2 | 0 | 0 | 0 | SOLANO | CA | PGAE | Northern | 0.15 | 0.5 | Birds Landing 230 kV | Birds Landing | 230 | 2024-12-15 08:00 | 2028-02-11 08:00 | 2028 |  | NA | Complete | Complete | NA | Executed | 3
NORTH BAY ENERGY STORAGE | 1700 | 2020-04-14 | 2020-04-15 07:00 | ACTIVE | C13 | Storage |  |  | Battery |  |  | 102.75 | [6 empty] | 100 |  |  |  | Energy Only | Not in Report |  |  | Group D | 0 | 0 | 0 | Battery | 102.75 | 0 | 0 | 0 | 0 | 0 | 0 | 0 | 0 | 0 | 0 | 0 | SONOMA | CA | PGAE | Northern | 0.15 | 0.5 | Lakeville 60 kV | Lakeville | 60 | 2023-06-01 07:00 | 2027-03-18 07:00 | 2027 |  | NA | Complete | Complete | NA | Executed | 3
POTENTIA-VIRIDI | 1702 | 2020-04-13 | 2020-04-15 07:00 | ACTIVE | C13 | Wind Turbine | Photovoltaic | Storage | Wind Turbine | Solar | Battery | 408.8 |  |  | 410.04 |  |  | 405.9 | 400 |  |  |  | Full Capacity | Not in Report |  | Off-Peak Deliverability | Group 3 | 1 | 1 | 400 | Wind-Solar-Hybrid | 405.9 | 400 | 0 | 0 | 410.04 | 0 | 0 | 0 | 408.8 | 0 | 0 | 0 | SAN JOAQUIN | CA | PGAE | Northern | 0.15 | 0.5 | Tesla 500 kV | Tesla | 500 | 2024-12-15 08:00 | 2028-05-11 07:00 | 2028 |  | NA | Complete | Complete | NA | Executed | 3
STEEL CITY BATTERY STORAGE | 1705 | 2020-04-15 | 2020-04-15 07:00 | ACTIVE | C13 | Storage |  |  | Battery |  |  | 675 | [6 empty] | 220 |  |  |  | Energy Only | Not in Report |  |  | Group 3 | 0 | 0 | 0 | Battery | 675 | 0 | 0 | 0 | 0 | 0 | 0 | 0 | 0 | 0 | 0 | 0 | CONTRA COSTA | CA | PGAE | Northern | 0.15 | 0.5 | Pittsburg 230 kV | Pittsburg | 230 | 2025-06-30 07:00 | 2029-03-01 08:00 | 2029 |  | NA | Complete | Complete | NA | Executed | 3
ROSEMARY | 1709 | 2020-04-10 | 2020-04-15 07:00 | ACTIVE | C13 | Photovoltaic | Storage |  | Solar | Battery |  | 36.1746 |  |  | 36.1746 |  |  |  | 35 |  |  |  | Full Capacity | Not in Report |  | Off-Peak Deliverability | Group D | 1 | 1 | 35 | Solar-Hybrid | 36.1746 | 35 | 0 | 0 | 36.1746 | 0 | 0 | 0 | 0 | 0 | 0 | 0 | FRESNO | CA | PGAE | Northern | 0.15 | 0.5 | Crescent 70 kV | Crescent | 70 | 2023-12-01 08:00 | 2026-01-10 08:00 | 2026 |  | NA | Complete | Complete | NA | In Progress | 3
LEAD | 1713 | 2020-04-15 | 2020-04-15 07:00 | ACTIVE | C13 | Storage |  |  | Battery |  |  | 32.7 |  | 21 |  |  |  |  | 32 |  |  |  | Partial Capacity | Not in Report |  |  | Group B | 1 | 0 | 0 | Battery | 11.7 | 0 | 0 | 0 | 0 | 0 | 0 | 0 | 0 | 0 | 0 | 0 | KINGS | CA | PGAE | Fresno | 0.15 | 0.5 | GWF Hanford 115 kV | GWF Hanford | 115 | 2023-08-01 07:00 | 2024-12-01 08:00 | 2025 |  | NA | Complete | Complete | NA | Executed | 3
GONZAGA HYBRID | 1718 | 2020-04-14 | 2020-04-15 07:00 | ACTIVE | C13 | Storage | Wind Turbine |  | Battery | Wind Turbine |  | 54.94 |  |  | 60.45 |  | 60.5 |  | 103.65 |  |  |  | Full Capacity | Not in Report |  | Off-Peak Deliverability | Group B | 1 | 1 | 103.65 | Wind-Hybrid | 54.94 | 54.94 | 0 | 0 | 0 | 0 | 0 | 0 | 0 | 0 | 0 | 0 | MERCED | CA | PGAE | Fresno | 0.15 | 0.5 | Los Banos 70 kV | Los Banos | 230 | 2024-07-01 07:00 | 2026-05-14 07:00 | 2026 |  | NA | Complete | Complete | NA | Executed | 2
ZETA | 1728 | 2020-04-10 | 2020-04-15 07:00 | ACTIVE | C13 | Storage | Photovoltaic |  | Battery | Solar |  | 77.4774 |  | 75 | 77.4774 |  | 75 |  | 75 |  |  |  | Full Capacity | Not in Report |  | Off-Peak Deliverability | Group B | 1 | 1 | 75 | Solar-Hybrid | 2.4774 | 0 | 0 | 0 | 2.4774 | 0 | 0 | 0 | 0 | 0 | 0 | 0 | MERCED | CA | PGAE | Fresno | 0.15 | 0.5 | Mercy Springs 70 kV | Mercy Springs | 70 | 2023-12-01 08:00 | 2027-05-26 07:00 | 2027 |  | NA | Complete | Complete | NA | Executed | 3
HAWKINS SOLAR HYBRID | 1736 | 2020-04-01 | 2020-04-15 07:00 | ACTIVE | C13 | Photovoltaic | Storage |  | Solar | Battery |  | 250 |  |  | 250 |  |  |  | 250 |  |  |  | Partial Capacity | Not in Report | 76.75 | Off-Peak Deliverability | Group D | 1 | 0.7675 | 191.875 | Solar-Hybrid | 250 | 191.875 | 0 | 0 | 250 | 0 | 0 | 0 | 0 | 0 | 0 | 0 | KERN | CA | PGAE | Kern | 0.15 | 0.5 | Arco 230 kV | Arco | 230 | 2024-04-01 07:00 | 2027-05-01 07:00 | 2027 |  | NA | Complete | Complete | NA | In Progress | 3
PECHO ENERGY STORAGE | 1739 | 2020-04-15 | 2020-04-15 07:00 | ACTIVE | C13 | Storage | Other |  | Battery | Compressed Air |  | 108 |  |  | 520 |  |  |  | 500 |  |  |  | Partial Capacity | Not in Report | 92.98 | Off-Peak Deliverability | Group B | 1 | 0.9298 | 464.9 | LDES | 108 | 0 | 520 | 464.9 | 0 | 0 | 0 | 0 | 0 | 0 | 0 | 0 | SAN LUIS OBISPO | CA | PGAE | Kern | 0.15 | 0.5 | Morro Bay 230 kV | Morro Bay | 230 | 2023-06-01 07:00 | 2031-01-24 08:00 | 2031 |  | NA | Complete | Complete | NA | Executed | 3
PUFF HYBRID SOLAR | 1740 | 2020-04-14 | 2020-04-15 07:00 | ACTIVE | C13 | Storage | Photovoltaic |  | Battery | Solar |  | 101.8 |  |  | 101.8 |  |  |  | 100 |  |  |  | Full Capacity | Not in Report |  | Off-Peak Deliverability | Group D | 1 | 1 | 100 | Solar-Hybrid | 101.8 | 100 | 0 | 0 | 101.8 | 0 | 0 | 0 | 0 | 0 | 0 | 0 | KERN | CA | PGAE | Kern | 0.15 | 0.5 | Arco 230 kV | Arco | 230 | 2024-11-30 08:00 | 2024-11-30 08:00 | 2025 |  | NA | Complete | Complete | NA |  | 3
CRYSTAL FLATS | 1744 | 2020-04-02 | 2020-04-15 07:00 | ACTIVE | C13 | Solar Thermal | Storage |  | Solar | Battery |  | 103.455 |  |  | 51.401 |  |  |  | 100 |  |  |  | Energy Only | Not in Report |  | Off-Peak Deliverability | Group D | 0 | 0 | 0 | Solar-Hybrid | 51.401 | 0 | 0 | 0 | 103.455 | 0 | 0 | 0 | 0 | 0 | 0 | 0 | KERN | CA | PGAE | Kern | 0.15 | 0.5 | Lamont 115 kV | Lamont | 115 | 2023-10-31 07:00 | 2030-12-26 08:00 | 2031 |  | NA | Complete | Complete | NA | Executed | 0
SUNRISE POWER IMPROVEMENT | 1745 | 2020-04-06 | 2020-04-15 07:00 | ACTIVE | C13 | Combined Cycle |  |  | Natural Gas |  |  | 655.7 | [6 empty] | 35 |  |  |  | Energy Only | Not in Report |  |  | Other | 0 | 0 | 0 | Other | 0 | 0 | 0 | 0 | 0 | 0 | 0 | 0 | 0 | 0 | 0 | 0 | KERN | CA | PGAE | Kern | 0.15 | 0.5 | Midway 230 kV | Midway | 230 | 2023-06-01 07:00 | 2024-05-11 07:00 | 2024 |  | NA | Complete | Complete | NA |  | 2
WHALE ROCK ENERGY | 1749 | 2020-04-13 | 2020-04-15 07:00 | ACTIVE | C13 | Photovoltaic | Storage | Wind Turbine | Solar | Battery | Wind Turbine | 100.64 |  |  | 53.68 |  |  | 210 | 299.65 |  |  |  | Energy Only | Not in Report |  | Off-Peak Deliverability | Group 3 | 0 | 0 | 0 | Wind-Solar-Hybrid | 53.68 | 0 | 0 | 0 | 100.64 | 0 | 0 | 0 | 0 | 0 | 0 | 0 | SAN LUIS OBISPO | CA | PGAE | Kern | 0.15 | 0.5 | Caliente 230 kV | Caliente | 230 | 2024-12-31 08:00 | 2027-08-10 07:00 | 2027 |  | NA | Complete | Complete | NA | In Progress | 3
WINDWALKER OFFSHORE | 1750 | 2020-04-11 | 2020-04-15 07:00 | ACTIVE | C13 | Wind Turbine |  |  | Offshore Wind Turbine |  |  | 1028.94 | [6 empty] | 1000 |  |  |  | Full Capacity | Not in Report |  | Off-Peak Deliverability | Group 3 | 1 | 1 | 1000 | Offshore Wind | 0 | 0 | 0 | 0 | 0 | 0 | 0 | 0 | 0 | 0 | 1028.94 | 1000 | SAN LUIS OBISPO | CA | PGAE | Kern | 0.15 | 0.5 | Diablo Canyon 500 kV | Diablo Canyon | 500 | 2027-03-31 07:00 | 2028-02-12 08:00 | 2028 |  | NA | Complete | Complete | NA | Executed | 3
WINSTON HYBRID PV AND BESS | 1751 | 2020-04-08 | 2020-04-15 07:00 | ACTIVE | C13 | Storage | Photovoltaic |  | Battery | Solar |  | 102 |  |  | 204 |  |  |  | 200 |  |  |  | Full Capacity | Not in Report |  | Off-Peak Deliverability | Group A | 1 | 1 | 200 | Solar-Hybrid | 102 | 102 | 0 | 0 | 204 | 204 | 0 | 0 | 0 | 0 | 0 | 0 | KERN | CA | PGAE | Kern | 0.15 | 0.5 | Midway 115 kV | Midway | 115 | 2025-03-01 08:00 | 2028-12-10 08:00 | 2029 |  | NA | Complete | Complete | NA | Executed | 3
COBALT | 1757 | 2020-04-11 | 2020-04-15 07:00 | ACTIVE | C13 | Storage | Photovoltaic |  | Battery | Solar |  | 256.202 |  |  | 256.41 |  |  |  | 250 |  |  |  | Energy Only | Not in Report |  | Off-Peak Deliverability | Group 3 | 0 | 0 | 0 | Solar-Hybrid | 256.202 | 0 | 0 | 0 | 256.41 | 0 | 0 | 0 | 0 | 0 | 0 | 0 | RIVERSIDE | CA | SCE | Eastern | 0.13 | 0.48 | Colorado River Substation 220kV | Colorado River | 230 | 2023-10-31 07:00 | 2027-05-31 07:00 | 2027 |  | NA | Complete | Complete | NA | Executed | 2
DESERT SANDS | 1758 | 2020-04-15 | 2020-04-15 07:00 | ACTIVE | C13 | Storage |  |  | Battery |  |  | 300 |  | 300 |  |  |  |  | 300 |  |  |  | Full Capacity | 1 |  | Off-Peak Deliverability | Group B | 1 | 1 | 300 | Battery | 0 | 0 | 0 | 0 | 0 | 0 | 0 | 0 | 0 | 0 | 0 | 0 | RIVERSIDE | CA | SCE | Eastern | 0.13 | 0.48 | Devers Substation 230kV | Devers | 230 | 2024-11-30 08:00 | 2027-05-31 07:00 | 2027 |  | NA | Complete | Complete | NA |  | 0
GRACE ENERGY CENTER | 1761 | 2020-04-14 | 2020-04-15 07:00 | ACTIVE | C13 | Photovoltaic | Storage |  | Solar | Battery |  | 508.56 |  | 500 | 508.56 |  | 30 |  | 500 |  |  |  | Partial Capacity | 0.1 | 10 | Off-Peak Deliverability | Group B | 1 | 0.1 | 50 | Solar-Hybrid | 478.56 | 20 | 0 | 0 | 8.56 | 0 | 0 | 0 | 0 | 0 | 0 | 0 | RIVERSIDE | CA | SCE | Eastern | 0.13 | 0.48 | Colorado River Substation 230kV | Colorado River | 230 | 2024-11-30 08:00 | 2027-05-31 07:00 | 2027 |  | NA | Complete | Complete | NA | Executed | 2
PORTA | 1763 | 2020-04-09 | 2020-04-15 07:00 | ACTIVE | C13 | Storage | Photovoltaic | Wind Turbine | Battery | Solar | Wind Turbine | 204.16 |  |  | 203.76 |  |  | 207.2 | 200 |  |  |  | Energy Only | Not in Report |  | Off-Peak Deliverability | Group B | 0 | 0 | 0 | Wind-Solar-Hybrid | 204.16 | 0 | 0 | 0 | 203.76 | 0 | 0 | 0 | 0 | 0 | 0 | 0 | RIVERSIDE | CA | SCE | Eastern | 0.13 | 0.48 | DEVERS SUBSTATION 220kV | Devers | 230 | 2024-12-15 08:00 | 2029-01-31 08:00 | 2029 |  | NA | Complete | Complete | NA |  | 0
SAPPHIRE SOLAR | 1764 | 2020-04-07 | 2020-04-15 07:00 | ACTIVE | C13 | Storage | Photovoltaic |  | Battery | Solar |  | 117 |  |  | 126.2907 |  |  |  | 117 |  |  |  | Full Capacity | 1 |  | Off-Peak Deliverability | Group A | 1 | 1 | 117 | Solar-Hybrid | 117 | 117 | 0 | 0 | 126.2907 | 0 | 0 | 0 | 0 | 0 | 0 | 0 | RIVERSIDE | CA | SCE | Eastern | 0.13 | 0.48 | Red Bluff Substation 230kV | Red bluff | 230 | 2024-12-01 08:00 | 2025-12-01 08:00 | 2026 |  | NA | Complete | Complete | NA | Executed | 0
COMMERCE ENERGY STORAGE 2 | 1766 | 2020-04-14 | 2020-04-15 07:00 | ACTIVE | C13 | Storage |  |  | Battery |  |  | 250 | [6 empty] | 250 |  |  |  | Full Capacity | Not in Report |  |  | Group 3 | 1 | 1 | 250 | Battery | 250 | 250 | 0 | 0 | 0 | 0 | 0 | 0 | 0 | 0 | 0 | 0 | LOS ANGELES | CA | SCE | Metro | 0.13 | 0.48 | Laguna Bell Substation 230kV | Laguna Bell | 230 | 2023-12-01 08:00 | 2026-03-15 07:00 | 2026 |  | NA | Complete | Complete | NA |  | 3
ROADHOUSE STORAGE | 1768 | 2020-04-15 | 2020-04-15 07:00 | ACTIVE | C13 | Storage |  |  | Battery |  |  | 312.96 | [6 empty] | 300 |  |  |  | Full Capacity | Not in Report |  |  | Group 3 | 1 | 1 | 300 | Battery | 312.96 | 300 | 0 | 0 | 0 | 0 | 0 | 0 | 0 | 0 | 0 | 0 | SAN BERNARDINO | CA | SCE | Metro | 0.13 | 0.48 | Mira Loma Substation 230kV | Mira Loma | 230 | 2024-11-30 08:00 | 2027-06-12 07:00 | 2027 |  | NA | Complete | Complete | NA | Executed | 3
OVERNIGHT SOLAR | 1774 | 2020-04-09 | 2020-04-15 07:00 | ACTIVE | C13 | Photovoltaic | Storage |  | Solar | Battery |  | 150 |  | 150 | 150 |  |  |  | 150 |  |  |  | Full Capacity | 1 |  | Off-Peak Deliverability | Group A | 1 | 1 | 150 | Solar-Hybrid | 150 | 150 | 0 | 0 | 0 | 0 | 0 | 0 | 0 | 0 | 0 | 0 | SAN BERNARDINO | CA | SCE | NOL | 0.13 | 0.48 | Kramer Substation 230kV | Kramer | 230 | 2024-10-31 07:00 | 2027-05-01 07:00 | 2027 |  | NA | Complete | Complete | NA | Executed | 0
SEGS EXPANSION 2 HYBRID | 1775 | 2020-04-11 | 2020-04-15 07:00 | ACTIVE | C13 | Storage | Photovoltaic |  | Battery | Solar |  | 54.5914 |  |  | 54.5914 |  |  |  | 100 |  |  |  | Energy Only | Not in Report |  | Off-Peak Deliverability | Group B | 0 | 0 | 0 | Solar-Hybrid | 54.5914 | 0 | 0 | 0 | 54.5914 | 0 | 0 | 0 | 0 | 0 | 0 | 0 | SAN BERNARDINO | CA | SCE | NOL | 0.13 | 0.48 | Kramer Junction Substation 230kV | Kramer | 230 | 2023-12-15 08:00 | 2025-11-01 07:00 | 2026 |  | NA | Complete | Complete | NA | Executed | 2
VENTOSO | 1776 | 2020-04-11 | 2020-04-15 07:00 | ACTIVE | C13 | Wind Turbine | Photovoltaic | Storage | Wind Turbine | Solar | Battery | 212.18 |  |  | 206.59 |  |  | 204.16 | 200 |  |  |  | Energy Only | Not in Report |  | Off-Peak Deliverability | Group B | 0 | 0 | 0 | Wind-Solar-Hybrid | 204.16 | 0 | 0 | 0 | 206.59 | 0 | 0 | 0 | 212.18 | 0 | 0 | 0 | SAN BERNARDINO | CA | SCE | NOL | 0.13 | 0.48 | COOLWATER SUBSTATION 115kV | Coolwater | 115 | 2024-12-15 08:00 | 2027-10-01 07:00 | 2027 |  | NA | Complete | Complete | NA | Executed | 0
BELLEFIELD 3 SOLAR FARM | 1779 | 2020-04-01 | 2020-04-15 07:00 | ACTIVE | C13 | Storage | Photovoltaic |  | Battery | Solar |  | 150 |  |  | 150 |  |  |  | 150 |  |  |  | Energy Only | Not in Report |  | Off-Peak Deliverability | Group B | 0 | 0 | 0 | Solar-Hybrid | 150 | 0 | 0 | 0 | 150 | 0 | 0 | 0 | 0 | 0 | 0 | 0 | KERN | CA | SCE | Northern | 0.13 | 0.48 | Windhub Substation 230kV | Windhub | 230 | 2023-04-01 07:00 | 2027-04-01 07:00 | 2027 |  | NA | Complete | Complete | NA | Executed | 0
WILLOW ROCK ENERGY STORAGE | 1782 | 2020-04-15 | 2020-04-15 07:00 | ACTIVE | C13 | Storage | Other |  | Battery | Compressed Air |  | 108 |  |  | 512 |  | 200 |  | 500 |  |  |  | Full Capacity | Not in Report |  | Off-Peak Deliverability | Group 3 | 1 | 1 | 500 | LDES | 108 | 0 | 312 | 300 | 0 | 0 | 0 | 0 | 0 | 0 | 0 | 0 | KERN | CA | SCE | Northern | 0.13 | 0.48 | Whirlwind Substation 230kV | Whirlwind | 230 | 2023-06-01 07:00 | 2028-03-31 07:00 | 2028 |  | NA | Complete | Complete | NA | Executed | 0
SHOALS ENERGY STORAGE | 1783 | 2020-04-15 | 2020-04-15 07:00 | ACTIVE | C13 | Storage |  |  | Battery |  |  | 409 | [6 empty] | 400 |  |  |  | Full Capacity | Not in Report |  |  | Other | 1 | 1 | 400 | Battery | 409 | 400 | 0 | 0 | 0 | 0 | 0 | 0 | 0 | 0 | 0 | 0 | VENTURA | CA | SCE | Northern | 0.13 | 0.48 | Mandalay Switchyard 220kV | Mandalay | 230 | 2023-07-01 07:00 | 2026-07-15 07:00 | 2026 |  | NA | Complete | Complete | NA |  | 3
KEYHOLE WIND | 1784 | 2020-04-06 | 2020-04-15 07:00 | ACTIVE | C13 | Wind Turbine |  |  | Wind Turbine |  |  | 100 | [6 empty] | 100 |  |  |  | Full Capacity | 1 |  | Off-Peak Deliverability | Group A | 1 | 1 | 100 | Wind Turbine | 0 | 0 | 0 | 0 | 0 | 0 | 0 | 0 | 100 | 100 | 0 | 0 | KERN | CA | SCE | Northern | 0.13 | 0.48 | Whirlwind Substation 230kV | Whirlwind | 230 | 2024-12-01 08:00 | 2028-06-28 07:00 | 2028 |  | NA | Complete | Complete | NA | Executed | 2
REXFORD 2 SOLAR FARM | 1789 | 2020-04-01 | 2020-04-15 07:00 | ACTIVE | C13 | Storage | Photovoltaic |  | Battery | Solar |  | 200 |  |  | 200 |  |  |  | 200 |  |  |  | Full Capacity | Not in Report |  | Off-Peak Deliverability | Group D | 1 | 1 | 200 | Solar-Hybrid | 200 | 200 | 0 | 0 | 200 | 0 | 0 | 0 | 0 | 0 | 0 | 0 | TULARE | CA | SCE | Northern | 0.13 | 0.48 | Vestal Substation 230kV | Vestal | 230 | 2023-04-01 07:00 | 2026-09-01 07:00 | 2026 |  | NA | Complete | Complete | NA |  | 3
SANBORN HYBRID 4 | 1790 | 2020-04-10 | 2020-04-15 07:00 | ACTIVE | C13 | Storage | Photovoltaic |  | Battery | Solar |  | 50 |  |  | 50 |  |  |  | 100 |  |  |  | Energy Only | Not in Report |  | Off-Peak Deliverability | Group B | 0 | 0 | 0 | Solar-Hybrid | 50 | 0 | 0 | 0 | 50 | 0 | 0 | 0 | 0 | 0 | 0 | 0 | KERN | CA | SCE | Northern | 0.13 | 0.48 | Windhub Substation 230kV | Windhub | 230 | 2022-12-15 08:00 | 2025-10-01 07:00 | 2025 |  | NA | Complete | Complete | NA |  | 2
SANBORN 5 HYBRID | 1791 | 2020-04-10 | 2020-04-15 07:00 | ACTIVE | C13 | Storage |  |  | Battery |  |  | 574.8854 | [6 empty] | 550 |  |  |  | Energy Only | Not in Report |  |  | Group D | 0 | 0 | 0 | Battery | 574.8854 | 0 | 0 | 0 | 0 | 0 | 0 | 0 | 0 | 0 | 0 | 0 | KERN | CA | SCE | Northern | 0.13 | 0.48 | Windhub Substation 230kV | Windhub | 230 | 2024-12-15 08:00 | 2027-05-01 07:00 | 2027 |  | NA | Complete | Complete | NA | Executed | 0
SEQUOIA | 1792 | 2020-04-03 | 2020-04-15 07:00 | ACTIVE | C13 | Storage | Photovoltaic |  | Battery | Solar |  | 200 |  |  | 200 |  |  |  | 200 |  |  |  | Full Capacity | Not in Report |  | Off-Peak Deliverability | Group D | 1 | 1 | 200 | Solar-Hybrid | 200 | 200 | 0 | 0 | 200 | 0 | 0 | 0 | 0 | 0 | 0 | 0 | TULARE | CA | SCE | Northern | 0.13 | 0.48 | Vestal Substation 230 kV | Vestal | 230 | 2023-10-31 07:00 | 2026-06-13 07:00 | 2026 |  | NA | Complete | Complete | NA |  | 3
ARIDA 3 SOLAR FARM | 1795 | 2020-04-01 | 2020-04-15 07:00 | ACTIVE | C13 | Storage | Photovoltaic |  | Battery | Solar |  | 450 |  |  | 450 |  |  |  | 450 |  |  |  | Full Capacity | Not in Report |  | Off-Peak Deliverability | Group 3 | 1 | 1 | 450 | Solar-Hybrid | 450 | 450 | 0 | 0 | 450 | 0 | 0 | 0 | 0 | 0 | 0 | 0 | CLARK | NV | SCE | EOP | 0.13 | 0.48 | Mohave Substation 500kV | Mohave | 500 | 2025-04-01 07:00 | 2030-07-01 07:00 | 2030 |  | NA | Complete | Complete | NA |  | 2
DELAMAR ENERGY STORAGE | 1796 | 2020-04-14 | 2020-04-15 07:00 | ACTIVE | C13 | Storage |  |  | Battery |  |  | 256.29 | [6 empty] | 250 |  |  |  | Full Capacity | Not in Report |  |  | Group D | 1 | 1 | 250 | Battery | 256.29 | 250 | 0 | 0 | 0 | 0 | 0 | 0 | 0 | 0 | 0 | 0 | CLARK | NV | SCE | EOP | 0.13 | 0.48 | Eldorado Substation 230kV | Eldorado | 230 | 2024-08-01 07:00 | 2027-05-31 07:00 | 2027 |  | NA | Complete | Complete | NA | Executed | 2
CALVADA SPRINGS SOLAR | 1798 | 2020-04-08 | 2020-04-15 07:00 | ACTIVE | C13 | Photovoltaic | Storage |  | Solar | Battery |  | 250 |  |  | 250 |  |  |  | 250 |  |  |  | Full Capacity | Not in Report |  | Off-Peak Deliverability | Group D | 1 | 1 | 250 | Solar-Hybrid | 250 | 250 | 0 | 0 | 250 | 0 | 0 | 0 | 0 | 0 | 0 | 0 | INYO | CA | GLW | EOP | 0.08 | 0.48 | Trout Canyon Substation 230 kV | Trout Canyon | 230 | 2022-12-16 08:00 | 2027-12-31 08:00 | 2028 |  | NA | Complete | Complete | NA |  | 0
ROUGH HAT 2 | 1799 | 2020-04-02 | 2020-04-15 07:00 | ACTIVE | C13 | Storage | Photovoltaic |  | Battery | Solar |  | 203.8 |  |  | 203.8 |  |  |  | 200 |  |  |  | Full Capacity | Not in Report |  | Off-Peak Deliverability | Group A | 1 | 1 | 200 | Solar-Hybrid | 203.8 | 200 | 0 | 0 | 203.8 | 0 | 0 | 0 | 0 | 0 | 0 | 0 | CLARK | NV | GLW | EOP | 0.08 | 0.48 | Trout Canyon Substation 230 kV | Trout Canyon | 230 | 2024-09-30 07:00 | 2027-12-01 08:00 | 2028 |  | NA | Complete | Complete | NA | Executed | 0
PURPLE SAGE ENERGY CENTER | 1800 | 2020-03-31 | 2020-04-15 07:00 | ACTIVE | C13 | Storage | Photovoltaic |  | Battery | Solar |  | 408.24 |  | 400 | 409.2 |  | 400 |  | 400 |  |  |  | Full Capacity | Not in Report |  | Off-Peak Deliverability | Group A | 1 | 1 | 400 | Solar-Hybrid | 8.24 | 0 | 0 | 0 | 9.2 | 0 | 0 | 0 | 0 | 0 | 0 | 0 | CLARK | NV | GLW | EOP | 0.08 | 0.48 | Trout Canyon Substation 230 kV | Trout Canyon | 230 | 2024-12-31 08:00 | 2027-12-31 08:00 | 2028 |  | NA | Complete | Complete | NA | Executed | 0
WATER ROCK SOLAR 1 | 1801 | 2020-04-02 | 2020-04-15 07:00 | ACTIVE | C13 | Photovoltaic | Storage |  | Solar | Battery |  | 200 |  |  | 200 |  |  |  | 200 |  |  |  | Full Capacity | Not in Report |  | Off-Peak Deliverability | Group D | 1 | 1 | 200 | Solar-Hybrid | 200 | 200 | 0 | 0 | 200 | 0 | 0 | 0 | 0 | 0 | 0 | 0 | NYE | NV | GLW | EOP | 0.08 | 0.48 | Gamebird Substation 230 kV | Carpenter Canyon (fka Gamebird) | 230 | 2025-12-01 08:00 | 2027-12-01 08:00 | 2028 |  | NA | Complete | Complete | NA | Executed | 2
CAPTIVA ENERGY STORAGE | 1806 | 2020-04-14 | 2020-04-15 07:00 | ACTIVE | C13 | Storage |  |  | Battery |  |  | 256.875 | [6 empty] | 250 |  |  |  | Full Capacity | Not in Report |  |  | Group 3 | 1 | 1 | 250 | Battery | 256.875 | 250 | 0 | 0 | 0 | 0 | 0 | 0 | 0 | 0 | 0 | 0 | ORANGE | CA | SDGE | SDGE | 0.06 | 0.35 | Trabuco - Capistrano 138 kV Line | Capistrano | 138 | 2024-06-01 07:00 | 2025-07-02 07:00 | 2025 |  | NA | Complete | Complete | NA | Executed | 0
EAST FIELD ENERGY STORAGE | 1810 | 2020-04-15 | 2020-04-15 07:00 | ACTIVE | C13 | Storage |  |  | Battery |  |  | 312.96 | [6 empty] | 300.01 |  |  |  | Energy Only | Not in Report |  |  | Group B | 0 | 0 | 0 | Battery | 312.96 | 0 | 0 | 0 | 0 | 0 | 0 | 0 | 0 | 0 | 0 | 0 | SAN DIEGO | CA | SDGE | SDGE | 0.06 | 0.35 | Otay Mesa Switchyard 230 kV | Otay Mesa | 230 | 2024-11-30 08:00 | 2027-06-25 07:00 | 2027 |  | NA | Complete | Complete | NA | Executed | 0
DATELAND ENERGY COMPLEX | 1812 | 2020-04-01 | 2020-04-15 07:00 | ACTIVE | C13 | Photovoltaic | Storage |  | Solar | Battery |  | 237.5 |  |  | 112.5 |  | 112.5 |  | 350 |  |  |  | Full Capacity | Not in Report |  | Off-Peak Deliverability | Group 3 | 1 | 1 | 350 | Solar-Hybrid | 0 | 0 | 0 | 0 | 237.5 | 237.5 | 0 | 0 | 0 | 0 | 0 | 0 | YUMA | AZ | SDGE | SDGE | 0.06 | 0.35 | Hoodoo Wash Switchyard 500 kV | Hoodoo Wash | 500 | 2024-12-01 08:00 | 2026-12-01 08:00 | 2027 |  | NA | Complete | Complete | NA | Executed | 0
HEDIONDA ENERGY STORAGE | 1814 | 2020-04-01 | 2020-04-15 07:00 | ACTIVE | C13 | Storage |  |  | Battery |  |  | 160 | [6 empty] | 160 |  |  |  | Energy Only | Not in Report |  |  | Other | 0 | 0 | 0 | Battery | 160 | 0 | 0 | 0 | 0 | 0 | 0 | 0 | 0 | 0 | 0 | 0 | SAN DIEGO | CA | SDGE | SDGE | 0.06 | 0.35 | Encina Substation 138 kV | Encina | 138 | 2023-03-31 07:00 | 2024-02-08 08:00 | 2024 |  | NA | Complete | Complete | NA |  | 0
SADDLE MOUNTAIN SOLAR | 1818 | 2020-04-06 | 2020-04-15 07:00 | ACTIVE | C13 | Storage | Photovoltaic |  | Battery | Solar |  | 62.1 |  |  | 126.9 |  | 75 |  | 125 |  |  |  | Energy Only | Not in Report |  | Off-Peak Deliverability | Group B | 0 | 0 | 0 | Solar-Hybrid | 62.1 | 0 | 0 | 0 | 51.9 | 0 | 0 | 0 | 0 | 0 | 0 | 0 | MARICOPA | AZ | SDGE | SDGE | 0.06 | 0.35 | Hassayampa Common Bus 500 kV | Hassayampa | 500 | 2023-02-10 08:00 | 2025-12-31 08:00 | 2026 |  | NA | Complete | Complete | NA |  | 1
SCAFELL STORAGE | 1820 | 2020-04-12 | 2020-04-15 07:00 | ACTIVE | C13 | Storage |  |  | Battery |  |  | 52 | [6 empty] | 50 |  |  |  | Energy Only | Not in Report |  |  | Group B | 0 | 0 | 0 | Battery | 52 | 0 | 0 | 0 | 0 | 0 | 0 | 0 | 0 | 0 | 0 | 0 | SAN DIEGO | CA | SDGE | SDGE | 0.06 | 0.35 | Creelman Substation 69 kV | Creelman | 69 | 2022-11-15 08:00 | 2033-06-20 07:00 | 2033 |  | NA | Complete | Complete | NA |  | 0
SEGURO STORAGE | 1821 | 2020-04-15 | 2020-04-15 07:00 | ACTIVE | C13 | Storage |  |  | Battery |  |  | 407 | [6 empty] | 400 |  |  |  | Partial Capacity | 0.8 | 80 |  | Group A | 1 | 0.8 | 320 | Battery | 407 | 320 | 0 | 0 | 0 | 0 | 0 | 0 | 0 | 0 | 0 | 0 | SAN DIEGO | CA | SDGE | SDGE | 0.06 | 0.35 | Escondido Substation 230 kV | Escondido | 230 | 2025-10-30 07:00 | 2032-05-14 07:00 | 2032 |  | NA | Complete | Complete | NA |  | 0
VIENTO FRONTERIZO | 1824 | 2020-04-11 | 2020-04-15 07:00 | ACTIVE | C13 | Wind Turbine |  |  | Wind Turbine |  |  | 1001 | [6 empty] | 972.82 |  |  |  | Energy Only | Not in Report |  | Off-Peak Deliverability | Group D | 0 | 0 | 0 | Wind Turbine | 0 | 0 | 0 | 0 | 0 | 0 | 0 | 0 | 1001 | 0 | 0 | 0 | MUNICIPALITY OF TECATE | MX | SDGE | SDGE | 0.06 | 0.35 | East County Substation 500 kV | ECO | 500 | 2024-09-30 07:00 | 2032-08-08 07:00 | 2032 |  | NA | Complete | Complete | NA |  | 2
WELLHEAD POWER PANOCHE, LLC | 1828 | 2019-12-24 | 2020-07-14 07:00 | ACTIVE | FT | Storage |  |  | Battery |  |  | 5 | [6 empty] | 5 |  |  |  | Energy Only | Not in Report |  |  |  | 0 | 0 | 0 | Battery | 5 | 0 | 0 | 0 | 0 | 0 | 0 | 0 | 0 | 0 | 0 | 0 | FRESNO | CA | PGAE | Northern | 0.15 | 0.5 | Panoche 115 kV | Panoche | 115 | 2021-04-01 07:00 | 2021-04-01 07:00 | 2021 |  |  | NA | NA | NA |  | 0
MIDLAND ES | 1831 | 2020-12-08 | 2021-02-26 08:00 | ACTIVE | C14 | Storage |  |  | Battery |  |  | 405.4 | [6 empty] | 400 |  |  |  | Full Capacity | Not in Report |  |  | Group D | 0 | 0 | 0 | Battery | 405.4 | 0 | 0 | 0 | 0 | 0 | 0 | 0 | 0 | 0 | 0 | 0 | SAN LUIS OBISPO | CA | PGAE | Northern | 0.15 | 0.5 | Morro Bay 230 kV | Morro Bay | 230 | 2024-11-01 07:00 | 2032-03-01 08:00 | 2032 |  | NA | Complete | Complete | NA |  | 0
CASCADE ENERGY STORAGE EXPANSION | 1835 | 2021-02-26 | 2021-05-03 07:00 | ACTIVE | ISP | Storage |  |  | Battery |  |  | 20.25 |  | 20 |  |  |  |  | 20 |  |  |  | Full Capacity | Not in Report |  |  |  | 1 | 1 | 20 | Battery | 0.25 | 0 | 0 | 0 | 0 | 0 | 0 | 0 | 0 | 0 | 0 | 0 | SAN JOAQUIN | CA | PGAE | Northern | 0.15 | 0.5 | Weber 60 kV | Weber | 60 | 2022-12-01 08:00 | 2024-10-02 07:00 | 2024 |  | NA | Complete | Complete | NA |  | 1
TAMALPAIS ENERGY STORAGE | 1837 | 2021-04-03 | 2021-04-15 07:00 | ACTIVE | C14 | Storage |  |  | Battery |  |  | 313.7932 | [6 empty] | 300 |  |  |  | Full Capacity | Not in Report |  |  |  | 0 | 0 | 0 | Battery | 313.7932 | 0 | 0 | 0 | 0 | 0 | 0 | 0 | 0 | 0 | 0 | 0 | MARIN | CA | PGAE | NGBA | 0.15 | 0.5 | Ignacio 115 kV | Ignacio | 115 | 2025-06-01 07:00 | 2030-06-18 07:00 | 2030 |  | NA | Complete |  | NA |  | 0
BOREALIS ENERGY STORAGE | 1838 | 2021-04-02 | 2021-04-15 07:00 | ACTIVE | C14 | Storage |  |  | Battery |  |  | 313.7932 |  | 50 |  |  |  |  | 300 |  |  |  | Full Capacity | Not in Report |  |  | Group A | 0 | 0 | 0 | Battery | 263.7932 | 0 | 0 | 0 | 0 | 0 | 0 | 0 | 0 | 0 | 0 | 0 | SONOMA | CA | PGAE | NGBA | 0.15 | 0.5 | Lakeville 115 kV | Lakeville | 115 | 2025-06-01 07:00 | 2030-06-18 07:00 | 2030 |  | NA | Complete |  | NA |  | 0
GENOA ENERGY STORAGE | 1840 | 2021-04-07 | 2021-04-15 07:00 | ACTIVE | C14 | Storage |  |  | Battery |  |  | 252 | [6 empty] | 250 |  |  |  | Full Capacity | Not in Report |  |  | Group D | 0 | 0 | 0 | Battery | 252 | 0 | 0 | 0 | 0 | 0 | 0 | 0 | 0 | 0 | 0 | 0 | NAPA | CA | PGAE |  | 0.15 | 0.5 | Vaca-Lakeville #1 230 kV Line | Tulucay | 230 | 2024-08-01 07:00 | 2031-12-19 08:00 | 2032 |  | NA | Complete |  | NA |  | 0
TOLENAS | 1842 | 2021-04-06 | 2021-04-15 07:00 | ACTIVE | C14 | Storage |  |  | Battery |  |  | 417.3487 | [6 empty] | 400 |  |  |  | Full Capacity | Not in Report |  |  | Group A | 0 | 0 | 0 | Battery | 417.3487 | 0 | 0 | 0 | 0 | 0 | 0 | 0 | 0 | 0 | 0 | 0 | SOLANO | CA | PGAE | NGBA | 0.15 | 0.5 | Lambie 230 kV | Lambie | 230 | 2026-06-01 07:00 | 2031-02-18 08:00 | 2031 |  | NA | Complete |  | NA |  | 0
BRUSHY | 1843 | 2021-04-06 | 2021-04-15 07:00 | ACTIVE | C14 | Storage |  |  | Battery |  |  | 400 | [6 empty] | 400 |  |  |  | Full Capacity | Not in Report |  |  | Group D | 0 | 0 | 0 | Battery | 400 | 0 | 0 | 0 | 0 | 0 | 0 | 0 | 0 | 0 | 0 | 0 | SOLANO | CA | PGAE | NGBA | 0.15 | 0.5 | Lambie 230 kV | Lambie | 230 | 2026-06-01 07:00 | 2031-02-18 08:00 | 2031 |  | NA | Complete |  | NA |  | 0
KANOA SOLAR | 1844 | 2021-04-07 | 2021-04-15 07:00 | ACTIVE | C14 | Storage | Photovoltaic |  | Battery | Solar |  | 159.418 |  |  | 160.3789 |  |  |  | 150 |  |  |  | Full Capacity | Not in Report |  | Off-Peak Deliverability | Group B | 0 | 0 | 0 | Solar-Hybrid | 159.418 | 0 | 0 | 0 | 160.3789 | 0 | 0 | 0 | 0 | 0 | 0 | 0 | GLENN | CA | PGAE | NGBA | 0.15 | 0.5 | Logan Creek-Delevan 230 kV Line | Delevan | 230 | 2025-10-01 07:00 | 2031-03-20 07:00 | 2031 |  | NA | Complete | Complete | NA |  | 0
NORTH BAY ENERGY STORAGE 2 | 1845 | 2021-04-09 | 2021-04-15 07:00 | ACTIVE | C14 | Storage |  |  | Battery |  |  | 102.2112 | [6 empty] | 100 |  |  |  | Full Capacity | Not in Report |  |  | Group D | 0 | 0 | 0 | Battery | 102.2112 | 0 | 0 | 0 | 0 | 0 | 0 | 0 | 0 | 0 | 0 | 0 | SONOMA | CA | PGAE | NGBA | 0.15 | 0.5 | Lakeville 60 kV | Lakeville | 60 | 2023-06-01 07:00 | 2028-04-17 07:00 | 2028 |  | NA | Complete | Complete | NA |  | 0
WILDHORSE ENERGY CENTER | 1846 | 2021-04-10 | 2021-04-15 07:00 | ACTIVE | C14 | Storage |  |  | Battery |  |  | 121.55 | [6 empty] | 120 |  |  |  | Full Capacity | Not in Report |  | Off-Peak Deliverability |  | 0 | 0 | 0 | Battery | 121.55 | 0 | 0 | 0 | 0 | 0 | 0 | 0 | 0 | 0 | 0 | 0 | SONOMA | CA | PGAE | NGBA | 0.15 | 0.5 | Fulton 230 kV | Fulton | 230 | 2025-04-01 07:00 | 2030-05-04 07:00 | 2030 |  | NA | Complete | Complete | NA |  | 0
JUGLANS ENERGY STORAGE | 1847 | 2021-04-12 | 2021-04-15 07:00 | ACTIVE | C14 | Storage |  |  | Battery |  |  | 710.6 | [6 empty] | 700 |  |  |  | Full Capacity | Not in Report |  |  |  | 0 | 0 | 0 | Battery | 710.6 | 0 | 0 | 0 | 0 | 0 | 0 | 0 | 0 | 0 | 0 | 0 | SOLANO | CA | PGAE | NGBA | 0.15 | 0.5 | Vaca-Dixon 500 kV | Vaca Dixon | 500 | 2024-06-30 07:00 | 2031-02-02 08:00 | 2031 |  | NA | Complete | Complete | NA |  | 0
HIGH WINDS STORAGE | 1850 | 2021-04-09 | 2021-04-15 07:00 | ACTIVE | C14 | Storage |  |  | Battery |  |  | 120.62 | [6 empty] | 100 |  |  |  | Full Capacity | Not in Report |  |  | Group D | 0 | 0 | 0 | Battery | 120.62 | 0 | 0 | 0 | 0 | 0 | 0 | 0 | 0 | 0 | 0 | 0 | SOLANO | CA | PGAE | NGBA | 0.15 | 0.5 | Birds Landing 230 kV | Birds Landing | 230 | 2024-03-30 07:00 | 2031-03-16 07:00 | 2031 |  | NA | Complete |  | NA |  | 0
CORBY 2 | 1854 | 2021-04-09 | 2021-04-15 07:00 | ACTIVE | C14 | Storage |  |  | Battery |  |  | 475.96 | [6 empty] | 400 |  |  |  | Full Capacity | Not in Report |  |  | Group D | 0 | 0 | 0 | Battery | 475.96 | 0 | 0 | 0 | 0 | 0 | 0 | 0 | 0 | 0 | 0 | 0 | SOLANO | CA | PGAE | NGBA | 0.15 | 0.5 | Vaca-Dixon 230 kV | Vaca Dixon | 230 | 2025-11-30 08:00 | 2031-03-16 07:00 | 2031 |  | NA | Complete |  | NA |  | 0
ARGES BESS | 1856 | 2021-04-15 | 2021-04-15 07:00 | ACTIVE | C14 | Storage |  |  | Battery |  |  | 102.15 | [6 empty] | 100 |  |  |  | Full Capacity | Not in Report |  |  | Group B | 0 | 0 | 0 | Battery | 102.15 | 0 | 0 | 0 | 0 | 0 | 0 | 0 | 0 | 0 | 0 | 0 | SOLANO | CA | PGAE | NGBA | 0.15 | 0.5 | Vaca-Dixon 115 kV | Vaca Dixon | 115 | 2024-06-01 07:00 | 2029-06-18 07:00 | 2029 |  | NA | Complete | Complete | NA |  | 0
BLITZ ENERGY STORAGE | 1857 | 2021-04-15 | 2021-04-15 07:00 | ACTIVE | C14 | Storage |  |  | Battery |  |  | 213.55 | [6 empty] | 200 |  |  |  | Full Capacity | Not in Report |  |  | Group B | 0 | 0 | 0 | Battery | 213.55 | 0 | 0 | 0 | 0 | 0 | 0 | 0 | 0 | 0 | 0 | 0 | SONOMA | CA | PGAE | NGBA | 0.15 | 0.5 | Fulton 115 kV | Fulton | 115 | 2023-06-01 07:00 | 2029-10-04 07:00 | 2030 |  | NA | Complete | Complete | NA |  | 0
GRINDSTONE CREEK SOLAR | 1858 | 2021-04-15 | 2021-04-15 07:00 | ACTIVE | C14 | Photovoltaic |  |  | Solar |  |  | 142.85 | [6 empty] | 140 |  |  |  | Full Capacity | Not in Report |  | Off-Peak Deliverability |  | 0 | 0 | 0 | Solar | 0 | 0 | 0 | 0 | 142.85 | 0 | 0 | 0 | 0 | 0 | 0 | 0 | TEHAMA | CA | PGAE | NGBA | 0.15 | 0.5 | Cottonwood-Delevan #1 and #2 230 kV | Glenn | 230 | 2024-08-31 07:00 | 2031-07-19 07:00 | 2031 |  | NA | Complete | Complete | NA |  | 0
MAYACAMAS GEOTHERMAL | 1859 | 2021-04-15 | 2021-04-15 07:00 | ACTIVE | C14 | Steam Turbine |  |  | Geothermal |  |  | 53 |  | 25 |  |  |  |  | 53 |  |  |  | Full Capacity | 1 |  |  | Group A | 1 | 1 | 53 | Geothermal | 0 | 0 | 0 | 0 | 0 | 0 | 28 | 28 | 0 | 0 | 0 | 0 | SONOMA | CA | PGAE | NGBA | 0.15 | 0.5 | Geysers #3-Cloverdale 115 kV Line | Cloverdale | 115 | 2024-02-01 08:00 | 2030-10-19 07:00 | 2031 |  | NA | Complete | Complete | NA |  | 0
VERBENA ENERGY STORAGE | 1862 | 2021-04-15 | 2021-04-15 07:00 | ACTIVE | C14 | Storage |  |  | Battery |  |  | 50.5 | [6 empty] | 49.2 |  |  |  | Full Capacity | Not in Report |  |  |  | 0 | 0 | 0 | Battery | 50.5 | 0 | 0 | 0 | 0 | 0 | 0 | 0 | 0 | 0 | 0 | 0 | SUTTER | CA | PGAE | NGBA | 0.15 | 0.5 | at Switch 125 outside Harter Sub | Pease | 60 | 2023-12-31 08:00 | 2028-03-01 08:00 | 2028 |  | NA | Complete |  | NA |  | 0
STONY CREEK STORAGE | 1863 | 2021-04-15 | 2021-04-15 07:00 | ACTIVE | C14 | Storage |  |  | Battery |  |  | 251.9 | [6 empty] | 250 |  |  |  | Full Capacity | Not in Report |  | Off-Peak Deliverability |  | 0 | 0 | 0 | Battery | 251.9 | 0 | 0 | 0 | 0 | 0 | 0 | 0 | 0 | 0 | 0 | 0 | TEHAMA | CA | PGAE | NGBA | 0.15 | 0.5 | Cottonwood-Delevan #1 and #2 230 kV | Glenn | 230 | 2024-08-31 07:00 | 2031-07-19 07:00 | 2031 |  | NA | Complete | Complete | NA |  | 0
TOWNSHIP POWER BANK | 1864 | 2021-04-09 | 2021-04-15 07:00 | ACTIVE | C14 | Storage |  |  | Battery |  |  | 50.5 | [6 empty] | 49 |  |  |  | Energy Only | Not in Report |  |  |  | 0 | 0 | 0 | Battery | 50.5 | 0 | 0 | 0 | 0 | 0 | 0 | 0 | 0 | 0 | 0 | 0 | SUTTER | CA | PGAE | NGBA | 0.15 | 0.5 | Greenleaf #1 115 kV Tap | Greenleaf 1 | 115 | 2025-04-01 07:00 | 2028-03-01 08:00 | 2028 |  | NA | Complete | Complete | NA |  | 0
SEAHAWK STORAGE | 1865 | 2021-03-24 | 2021-04-15 07:00 | ACTIVE | C14 | Storage |  |  | Battery |  |  | 203.699 | [6 empty] | 200 |  |  |  | Full Capacity | 1 |  |  | Group B | 1 | 1 | 200 | Battery | 203.699 | 200 | 0 | 0 | 0 | 0 | 0 | 0 | 0 | 0 | 0 | 0 | SANTA CRUZ | CA | PGAE | GBAY | 0.15 | 0.5 | Green Valley 115 kV | Green Valley | 115 | 2025-06-01 07:00 | 2029-09-18 07:00 | 2029 |  | NA | Complete |  | NA |  | 0
TOKAY STORAGE | 1866 | 2021-03-24 | 2021-04-15 07:00 | ACTIVE | C14 | Storage |  |  | Battery |  |  | 101.888 | [6 empty] | 100 |  |  |  | Full Capacity | 1 |  |  | Group D | 1 | 1 | 100 | Battery | 101.888 | 100 | 0 | 0 | 0 | 0 | 0 | 0 | 0 | 0 | 0 | 0 | SANTA CLARA | CA | PGAE | GBAY | 0.15 | 0.5 | Santa Teresa 115 kV | Santa Teresa | 115 | 2025-06-01 07:00 | 2030-07-21 07:00 | 2030 |  | NA | Complete |  | NA | In Progress | 0
VELAS | 1867 | 2021-04-01 | 2021-04-15 07:00 | ACTIVE | C14 | Storage |  |  | Battery |  |  | 462.57 | [6 empty] | 450 |  |  |  | Full Capacity | Not in Report |  |  | Group D | 0 | 0 | 0 | Battery | 462.57 | 0 | 0 | 0 | 0 | 0 | 0 | 0 | 0 | 0 | 0 | 0 | SAN JOAQUIN | CA | PGAE | GBAY | 0.15 | 0.5 | Schulte 115 kV | Schulte | 115 | 2024-11-01 07:00 | 2031-08-18 07:00 | 2031 |  | NA | Complete |  | NA |  | 0
STAGELINE ENERGY STORAGE | 1871 | 2021-04-01 | 2021-04-15 07:00 | ACTIVE | C14 | Storage |  |  | Battery |  |  | 213.55 | [6 empty] | 200 |  |  |  | Full Capacity | Not in Report |  |  |  | 0 | 0 | 0 | Battery | 213.55 | 0 | 0 | 0 | 0 | 0 | 0 | 0 | 0 | 0 | 0 | 0 | BUTTE | CA | PGAE | NGBA | 0.15 | 0.5 | Palermo 115 kV | Palermo | 115 | 2024-06-01 07:00 | 2030-11-18 08:00 | 2031 |  | NA | Complete | Complete | NA |  | 0
ALLEGHENY ENERGY STORAGE | 1872 | 2021-04-06 | 2021-04-15 07:00 | ACTIVE | C14 | Storage |  |  | Battery |  |  | 353.2 | [6 empty] | 325 |  |  |  | Full Capacity | 1 |  |  | Group D | 1 | 1 | 325 | Battery | 353.2 | 325 | 0 | 0 | 0 | 0 | 0 | 0 | 0 | 0 | 0 | 0 | CONTRA COSTA | CA | PGAE | GBAY | 0.15 | 0.5 | Pittsburg 115 kV | Pittsburg | 115 | 2024-08-01 07:00 | 2032-09-20 07:00 | 2032 |  | NA | Complete |  | NA |  | 0
COMMANDER ENERGY STORAGE | 1874 | 2021-04-07 | 2021-04-15 07:00 | ACTIVE | C14 | Storage |  |  | Battery |  |  | 504 | [6 empty] | 500 |  |  |  | Full Capacity | Not in Report |  |  | Group D | 0 | 0 | 0 | Battery | 504 | 0 | 0 | 0 | 0 | 0 | 0 | 0 | 0 | 0 | 0 | 0 | CONTRA COSTA | CA | PGAE | GBAY | 0.15 | 0.5 | Pittsburg 230 kV | Pittsburg | 230 | 2024-08-01 07:00 | 2032-07-19 07:00 | 2032 |  | NA | Complete |  | NA |  | 0
DELILAH ENERGY STORAGE | 1875 | 2021-04-06 | 2021-04-15 07:00 | ACTIVE | C14 | Storage |  |  | Battery |  |  | 504 | [6 empty] | 500 |  |  |  | Full Capacity | 1 |  |  | Group D | 1 | 1 | 500 | Battery | 504 | 500 | 0 | 0 | 0 | 0 | 0 | 0 | 0 | 0 | 0 | 0 | CONTRA COSTA | CA | PGAE | GBAY | 0.15 | 0.5 | Pittsburg-Tesla #1 230 kV Line | Delta PP | 230 | 2024-08-01 07:00 | 2032-07-19 07:00 | 2032 |  | NA | Complete |  | NA |  | 0
DOUBLE SPRINGS ENERGY STORAGE | 1876 | 2021-04-06 | 2021-04-15 07:00 | ACTIVE | C14 | Storage |  |  | Battery |  |  | 101 | [6 empty] | 100 |  |  |  | Full Capacity | 1 |  |  | Group D | 1 | 1 | 100 | Battery | 101 | 100 | 0 | 0 | 0 | 0 | 0 | 0 | 0 | 0 | 0 | 0 | CALAVERAS | CA | PGAE | GBAY | 0.15 | 0.5 | Valley Springs 60 kV | Valley Springs | 60 | 2024-11-29 08:00 | 2029-08-17 07:00 | 2029 |  | NA | Complete |  | NA |  | 0
JAGUAR ENERGY STORAGE | 1877 | 2021-04-06 | 2021-04-15 07:00 | ACTIVE | C14 | Storage |  |  | Battery |  |  | 252 | [6 empty] | 250 |  |  |  | Full Capacity | Not in Report |  |  | Group D | 0 | 0 | 0 | Battery | 252 | 0 | 0 | 0 | 0 | 0 | 0 | 0 | 0 | 0 | 0 | 0 | ALAMEDA | CA | PGAE | GBAY | 0.15 | 0.5 | Grant-Eastshore #1 115 kV Line | Eastshore | 115 | 2024-08-01 07:00 | 2034-01-18 08:00 | 2034 |  | NA | Complete |  | NA |  | 0
PALMETTO ENERGY STORAGE | 1880 | 2021-04-06 | 2021-04-15 07:00 | ACTIVE | C14 | Storage |  |  | Battery |  |  | 75.6 | [6 empty] | 75 |  |  |  | Full Capacity | Not in Report |  |  | Group D | 0 | 0 | 0 | Battery | 75.6 | 0 | 0 | 0 | 0 | 0 | 0 | 0 | 0 | 0 | 0 | 0 | ALAMEDA | CA | PGAE | GBAY | 0.15 | 0.5 | Oakland C 115 kV | Oakland C | 115 | 2024-08-01 07:00 | 2030-07-22 07:00 | 2030 |  | NA | Complete |  | NA |  | 0
SPECTRUM ENERGY STORAGE | 1881 | 2021-04-06 | 2021-04-15 07:00 | ACTIVE | C14 | Storage |  |  | Battery |  |  | 504 | [6 empty] | 500 |  |  |  | Full Capacity | 1 |  |  | Group D | 1 | 1 | 500 | Battery | 504 | 500 | 0 | 0 | 0 | 0 | 0 | 0 | 0 | 0 | 0 | 0 | ALAMEDA | CA | PGAE | GBAY | 0.15 | 0.5 | Tesla-Newark #1 230 kV Line | Tesla | 230 | 2024-08-01 07:00 | 2034-03-19 07:00 | 2034 |  | NA | Complete |  | NA |  | 0
PRESIDIO | 1887 | 2021-04-07 | 2021-04-15 07:00 | ACTIVE | C14 | Storage | Photovoltaic |  | Battery | Solar |  | 356.592 |  |  | 356.592 |  |  |  | 350 |  |  |  | Full Capacity | 1 |  | Off-Peak Deliverability | Group A | 1 | 1 | 350 | Solar-Hybrid | 356.592 | 350 | 0 | 0 | 356.592 | 0 | 0 | 0 | 0 | 0 | 0 | 0 | SAN JOAQUIN | CA | PGAE | NGBA | 0.15 | 0.5 | Rancho Seco-Bellota #1 230 kV Line | New Sub - Rancho Seco - Bellota (Proposed) | 230 | 2025-06-01 07:00 | 2030-12-16 08:00 | 2031 |  | NA | Complete |  | NA |  | 0
HOLMAN | 1889 | 2021-04-07 | 2021-04-15 07:00 | ACTIVE | C14 | Storage | Wind Turbine |  | Battery | Offshore Wind Turbine |  | 756.813 |  |  | 1525.172 |  |  |  | 1500 |  |  |  | Partial Capacity | 0.5 | 50 | Off-Peak Deliverability | Group B | 1 | 0.5 | 750 | Offshore Wind | 756.813 | 0 | 0 | 0 | 0 | 0 | 0 | 0 | 0 | 0 | 1525.172 | 750 | MONTEREY | CA | PGAE | GBAY | 0.15 | 0.5 | Moss Landing 500 kV | Moss Landing | 500 | 2028-04-01 07:00 | 2034-02-17 08:00 | 2034 |  | NA | Complete |  | NA |  | 0
HARMONY STORAGE 2 | 1892 | 2021-04-08 | 2021-04-15 07:00 | ACTIVE | C14 | Storage |  |  | Battery |  |  | 307.878 | [6 empty] | 300 |  |  |  | Full Capacity | Not in Report |  |  | Group A | 0 | 0 | 0 | Battery | 307.878 | 0 | 0 | 0 | 0 | 0 | 0 | 0 | 0 | 0 | 0 | 0 | CONTRA COSTA | CA | PGAE | GBAY | 0.15 | 0.5 | Contra Costa PP 230 kV | Contra Costa | 230 | 2025-10-30 07:00 | 2031-06-05 07:00 | 2031 |  | NA | Complete |  | NA |  | 0
OAKDALE STORAGE | 1895 | 2021-04-08 | 2021-04-15 07:00 | ACTIVE | C14 | Storage |  |  | Battery |  |  | 102.672 | [6 empty] | 100 |  |  |  | Partial Capacity | 0.54 | 54 |  | Group A | 1 | 0.54 | 54 | Battery | 102.672 | 54 | 0 | 0 | 0 | 0 | 0 | 0 | 0 | 0 | 0 | 0 | STANISLAUS | CA | PGAE | GBAY | 0.15 | 0.5 | Cottle 230 kV | Cottle | 230 | 2025-10-30 07:00 | 2029-09-18 07:00 | 2029 |  | NA | Complete |  | NA |  | 0
PATHFINDER STORAGE | 1896 | 2021-04-08 | 2021-04-15 07:00 | ACTIVE | C14 | Storage |  |  | Battery |  |  | 268.065 | [6 empty] | 260 |  |  |  | Full Capacity | 1 |  |  | Group A | 1 | 1 | 260 | Battery | 268.065 | 260 | 0 | 0 | 0 | 0 | 0 | 0 | 0 | 0 | 0 | 0 | SAN JOAQUIN | CA | PGAE | GBAY | 0.15 | 0.5 | Weber 60 kV | Weber | 60 | 2025-10-30 07:00 | 2031-06-05 07:00 | 2031 |  | NA | Complete |  | NA |  | 0
BAYLANDS BATTERY | 1900 | 2021-04-12 | 2021-04-15 07:00 | ACTIVE | C14 | Storage |  |  | Battery |  |  | 250 | [6 empty] | 250 |  |  |  | Full Capacity | 1 |  |  | Group D | 1 | 1 | 250 | Battery | 250 | 250 | 0 | 0 | 0 | 0 | 0 | 0 | 0 | 0 | 0 | 0 | SAN MATEO | CA | PGAE | GBAY | 0.15 | 0.5 | Martin 115 kV | Martin | 115 | 2025-07-27 07:00 | 2034-05-18 07:00 | 2034 |  | NA | Complete |  | NA |  | 0
GOLDEN FLATS | 1903 | 2021-04-09 | 2021-04-15 07:00 | ACTIVE | C14 | Storage |  |  | Battery |  |  | 365.12 | [6 empty] | 300 |  |  |  | Full Capacity | 1 |  |  | Group D | 1 | 1 | 300 | Battery | 365.12 | 300 | 0 | 0 | 0 | 0 | 0 | 0 | 0 | 0 | 0 | 0 | STANISLAUS | CA | PGAE | Fresno | 0.15 | 0.5 | Westly-Quinto 230 kV | New Sub - Westley - Quinto (Proposed) | 230 | 2025-11-30 08:00 | 2032-09-17 07:00 | 2032 |  | NA | Complete |  | NA |  | 0
NORTHEAST CENTRAL VALLEY | 1904 | 2021-04-09 | 2021-04-15 07:00 | ACTIVE | C14 | Storage |  |  | Battery |  |  | 365.12 | [6 empty] | 300 |  |  |  | Full Capacity | Not in Report |  |  | Group D | 0 | 0 | 0 | Battery | 365.12 | 0 | 0 | 0 | 0 | 0 | 0 | 0 | 0 | 0 | 0 | 0 | SAN JOAQUIN | CA | PGAE | GBAY | 0.15 | 0.5 | Bellota 115 kV | Bellota | 115 | 2025-11-30 08:00 | 2031-02-16 08:00 | 2031 |  | NA | Complete |  | NA |  | 0
ZORIN STORAGE | 1911 | 2021-04-10 | 2021-04-15 07:00 | ACTIVE | C14 | Storage |  |  | Battery |  |  | 252 | [6 empty] | 180 |  |  |  | Full Capacity | 1 |  |  | Group D | 1 | 1 | 180 | Battery | 252 | 180 | 0 | 0 | 0 | 0 | 0 | 0 | 0 | 0 | 0 | 0 | ALAMEDA | CA | PGAE | GBAY | 0.15 | 0.5 | Newark 230 kV | Newark | 230 | 2024-10-31 07:00 | 2034-02-19 08:00 | 2034 |  | NA | Complete |  | NA |  | 0
ESPRESSO (FKA KOLA 2) | 1912 | 2021-04-09 | 2021-04-15 07:00 | ACTIVE | C14 | Storage |  |  | Battery |  |  | 365.12 |  | 125 |  |  |  |  | 300 |  |  |  | Full Capacity | 1 |  |  | Group D | 1 | 1 | 300 | Battery | 240.12 | 175 | 0 | 0 | 0 | 0 | 0 | 0 | 0 | 0 | 0 | 0 | ALAMEDA | CA | PGAE | GBAY | 0.15 | 0.5 | Tesla 230 kV | Tesla | 230 | 2025-11-30 08:00 | 2031-08-18 07:00 | 2031 |  | NA | Complete |  | NA |  | 0
BLACK DIAMOND ES2 | 1914 | 2021-04-15 | 2021-04-15 07:00 | ACTIVE | C14 | Storage |  |  | Battery |  |  | 179.4 | [6 empty] | 175 |  |  |  | Full Capacity | 1 |  |  | Group B | 1 | 1 | 175 | Battery | 179.4 | 175 | 0 | 0 | 0 | 0 | 0 | 0 | 0 | 0 | 0 | 0 | CONTRA COSTA | CA | PGAE | GBAY | 0.15 | 0.5 | Pittsburg 230 kV | Pittsburg | 230 | 2024-06-01 07:00 | 2031-06-18 07:00 | 2031 |  | NA | Complete | Complete | NA |  | 0
SHERMAN ENERGY STORAGE | 1915 | 2021-04-14 | 2021-04-15 07:00 | ACTIVE | C14 | Storage |  |  | Battery |  |  | 256.29 | [6 empty] | 250 |  |  |  | Full Capacity | Not in Report |  |  | Group D | 0 | 0 | 0 | Battery | 256.29 | 0 | 0 | 0 | 0 | 0 | 0 | 0 | 0 | 0 | 0 | 0 | CONTRA COSTA | CA | PGAE | GBAY | 0.15 | 0.5 | Contra Costa PP 230 kV | Contra Costa | 230 | 2025-06-01 07:00 | 2031-06-18 07:00 | 2031 |  | NA | Complete | Complete | NA |  | 0
KIFER BESS 1 | 1918 | 2021-04-13 | 2021-04-15 07:00 | ACTIVE | C14 | Storage |  |  | Battery |  |  | 50 | [6 empty] | 50 |  |  |  | Full Capacity | 1 |  |  | Group A | 1 | 1 | 50 | Battery | 50 | 50 | 0 | 0 | 0 | 0 | 0 | 0 | 0 | 0 | 0 | 0 | SANTA CLARA | CA | PGAE | GBAY | 0.15 | 0.5 | KEN-OKJ 60 kV | Oakland J | 115 | 2023-10-01 07:00 | 2025-12-18 08:00 | 2026 |  | NA |  | Complete | NA |  | 0
SUNBEAM STORAGE | 1919 | 2021-04-10 | 2021-04-15 07:00 | ACTIVE | C14 | Storage |  |  | Battery |  |  | 100.9 | [6 empty] | 65 |  |  |  | Full Capacity | 1 |  |  | Group D | 1 | 1 | 65 | Battery | 100.9 | 65 | 0 | 0 | 0 | 0 | 0 | 0 | 0 | 0 | 0 | 0 | SAN MATEO | CA | PGAE | GBAY | 0.15 | 0.5 | Cooley Landing 60 kV | Cooley Landing | 60 | 2024-10-31 07:00 | 2034-02-19 08:00 | 2034 |  | NA | Complete |  | NA |  | 0
ZEUS BESS | 1920 | 2021-04-15 | 2021-04-15 07:00 | ACTIVE | C14 | Storage |  |  | Battery |  |  | 213.55 | [6 empty] | 200 |  |  |  | Partial Capacity | 0.45 | 45 |  | Group B | 1 | 0.45 | 90 | Battery | 213.55 | 90 | 0 | 0 | 0 | 0 | 0 | 0 | 0 | 0 | 0 | 0 | SAN JOAQUIN | CA | PGAE | GBAY | 0.15 | 0.5 | Schulte 115 kV | Schulte | 115 | 2024-06-01 07:00 | 2031-06-18 07:00 | 2031 |  | NA | Complete | Complete | NA | In Progress | 0
ALLIUM HYBRID | 1921 | 2021-04-14 | 2021-04-15 07:00 | ACTIVE | C14 | Storage | Photovoltaic |  | Battery | Solar |  | 112.386 |  |  | 112.491 |  |  |  | 110 |  |  |  | Full Capacity | 1 |  | Off-Peak Deliverability | Group B | 1 | 1 | 110 | Solar-Hybrid | 112.386 | 110 | 0 | 0 | 112.491 | 0 | 0 | 0 | 0 | 0 | 0 | 0 | SAN BENITO | CA | PGAE | GBAY | 0.15 | 0.5 | Crazy Horse Canyon-Hollister 115 kV Line | Hollister | 115 | 2025-06-01 07:00 | 2030-12-15 08:00 | 2031 |  | NA | Complete | Complete | NA |  | 0
ALTA CASA STORAGE | 1922 | 2021-04-14 | 2021-04-15 07:00 | ACTIVE | C14 | Storage |  |  | Battery |  |  | 515.418 | [6 empty] | 500 |  |  |  | Full Capacity | 1 |  |  | Group B | 1 | 1 | 500 | Battery | 515.418 | 500 | 0 | 0 | 0 | 0 | 0 | 0 | 0 | 0 | 0 | 0 | SAN JOAQUIN | CA | PGAE | GBAY | 0.15 | 0.5 | Tesla 500 kV | Tesla | 500 | 2025-06-01 07:00 | 2031-10-21 07:00 | 2032 |  | NA | Complete | Complete | NA |  | 0
EL REY POWER BANK | 1928 | 2021-04-10 | 2021-04-15 07:00 | ACTIVE | C14 | Storage |  |  | Battery |  |  | 124.3 | [6 empty] | 120 |  |  |  | Energy Only | Not in Report |  |  |  | 0 | 0 | 0 | Battery | 124.3 | 0 | 0 | 0 | 0 | 0 | 0 | 0 | 0 | 0 | 0 | 0 | MONTEREY | CA | PGAE | GBAY | 0.15 | 0.5 | Coburn-Basic Energy 60 kV Line | Coburn | 230 | 2025-04-01 07:00 | 2029-01-02 08:00 | 2029 |  | NA | Complete | Complete | NA |  | 0
CAZADORES STORAGE | 1929 | 2021-04-10 | 2021-04-15 07:00 | ACTIVE | C14 | Storage |  |  | Battery |  |  | 151.3 | [6 empty] | 150 |  |  |  | Full Capacity | Not in Report |  |  | Group D | 0 | 0 | 0 | Battery | 151.3 | 0 | 0 | 0 | 0 | 0 | 0 | 0 | 0 | 0 | 0 | 0 | SAN JOAQUIN | CA | PGAE | GBAY | 0.15 | 0.5 | Lammers 115 kV | Lammers | 115 | 2024-10-31 07:00 | 2032-08-19 07:00 | 2032 |  | NA | Complete |  | NA |  | 0
APACHE STORAGE | 1930 | 2021-03-24 | 2021-04-15 07:00 | ACTIVE | C14 | Storage |  |  | Battery |  |  | 203.699 | [6 empty] | 200 |  |  |  | Full Capacity | 1 |  |  | Group D | 1 | 1 | 200 | Battery | 203.699 | 200 | 0 | 0 | 0 | 0 | 0 | 0 | 0 | 0 | 0 | 0 | FRESNO | CA | PGAE | Kern | 0.15 | 0.5 | Sanger 115 kV | Sanger | 115 | 2025-06-01 07:00 | 2029-05-21 07:00 | 2029 |  | NA | Complete |  | NA |  | 0
COUGAR STORAGE | 1932 | 2021-03-24 | 2021-04-15 07:00 | ACTIVE | C14 | Storage |  |  | Battery |  |  | 203.699 | [6 empty] | 200 |  |  |  | Full Capacity | 1 |  |  | Group D | 1 | 1 | 200 | Battery | 203.699 | 200 | 0 | 0 | 0 | 0 | 0 | 0 | 0 | 0 | 0 | 0 | MERCED | CA | PGAE | Fresno | 0.15 | 0.5 | Wilson 115 kV | Wilson | 115 | 2025-06-01 07:00 | 2030-09-19 07:00 | 2030 |  | NA | Complete |  | NA |  | 0
PUMA STORAGE | 1933 | 2021-03-24 | 2021-04-15 07:00 | ACTIVE | C14 | Storage |  |  | Battery |  |  | 203.699 | [6 empty] | 200 |  |  |  | Full Capacity | Not in Report |  |  | Group D | 0 | 0 | 0 | Battery | 203.699 | 0 | 0 | 0 | 0 | 0 | 0 | 0 | 0 | 0 | 0 | 0 | MADERA | CA | PGAE | Fresno | 0.15 | 0.5 | Borden 230 kV | Borden | 230 | 2025-06-01 07:00 | 2030-11-18 08:00 | 2031 |  | NA | Complete |  | NA |  | 0
LOTUS SOLAR 2 | 1934 | 2021-04-01 | 2021-04-15 07:00 | ACTIVE | C14 | Storage | Photovoltaic |  | Battery | Solar |  | 203.2 |  |  | 203.2 |  |  |  | 200 |  |  |  | Full Capacity | Not in Report |  | Off-Peak Deliverability | Group D | 0 | 0 | 0 | Solar-Hybrid | 203.2 | 0 | 0 | 0 | 203.2 | 0 | 0 | 0 | 0 | 0 | 0 | 0 | MADERA | CA | PGAE | Fresno | 0.15 | 0.5 | Borden 230 kV | Borden | 230 | 2024-12-01 08:00 | 2030-11-17 08:00 | 2031 |  | NA | Complete |  | NA |  | 0
ELYSIAN | 1935 | 2021-04-01 | 2021-04-15 07:00 | ACTIVE | C14 | Photovoltaic | Storage |  | Solar | Battery |  | 206.091 |  |  | 206.091 |  |  |  | 200 |  |  |  | Full Capacity | Not in Report |  | Off-Peak Deliverability | Group D | 0 | 0 | 0 | Solar-Hybrid | 206.091 | 0 | 0 | 0 | 206.091 | 0 | 0 | 0 | 0 | 0 | 0 | 0 | FRESNO | CA | PGAE | Fresno | 0.15 | 0.5 | Tranquility 230 kV | Tranquility | 230 | 2024-11-01 07:00 | 2029-10-18 07:00 | 2030 |  | NA | Complete |  | NA |  | 0
WHITE RABBIT | 1940 | 2021-04-01 | 2021-04-15 07:00 | ACTIVE | C14 | Storage |  |  | Battery |  |  | 150 | [6 empty] | 150 | 611.24 |  |  | Energy Only | Not in Report |  | Off-Peak Deliverability | Group D | 0 | 0 | 0 | Battery | 150 | 0 | 0 | 0 | 0 | 0 | 0 | 0 | 0 | 0 | 0 | 0 | FRESNO | CA | PGAE | Fresno | 0.15 | 0.5 | Mendota 115 kV | Mendota | 115 | 2024-11-01 07:00 | 2030-07-18 07:00 | 2030 |  | NA | Complete |  | NA |  | 0
WINGTIP SOLAR 1 | 1943 | 2021-04-02 | 2021-04-15 07:00 | ACTIVE | C14 | Photovoltaic | Storage |  | Solar | Battery |  | 1176.1 |  |  | 1176.1 |  |  |  | 1150 |  |  |  | Full Capacity | 1 |  | Off-Peak Deliverability | Group D | 1 | 1 | 1150 | Solar-Hybrid | 1176.1 | 1150 | 0 | 0 | 1176.1 | 0 | 0 | 0 | 0 | 0 | 0 | 0 | MERCED | CA | PGAE | S500 | 0.15 | 0.5 | Los Banos 500 kV | Los Banos | 500 | 2027-06-01 07:00 | 2032-09-18 07:00 | 2032 |  | NA | Complete |  | NA |  | 0
DARDEN | 1949 | 2021-04-08 | 2021-04-15 07:00 | ACTIVE | C14 | Storage | Photovoltaic |  | Battery | Solar |  | 1182.384 |  |  | 1182.384 |  |  |  | 1150 |  |  |  | Full Capacity | 1 |  | Off-Peak Deliverability | Group D | 1 | 1 | 1150 | Solar-Hybrid | 1182.384 | 1150 | 0 | 0 | 1182.384 | 0 | 0 | 0 | 0 | 0 | 0 | 0 | FRESNO | CA | PGAE | S500 | 0.15 | 0.5 | Manning-Midway 500kV Line | New Sub - Los Banos - Midway (Proposed) | 500 | 2026-12-31 08:00 | 2031-08-19 07:00 | 2031 |  | NA | Complete |  | NA | Executed | 0
AUSTRALIS | 1952 | 2021-04-07 | 2021-04-15 07:00 | ACTIVE | C14 | Photovoltaic | Storage |  | Solar | Battery |  | 307 |  |  | 307 |  |  |  | 300 |  |  |  | Full Capacity | 1 |  | Off-Peak Deliverability | Group A | 1 | 1 | 300 | Solar-Hybrid | 307 | 300 | 0 | 0 | 307 | 0 | 0 | 0 | 0 | 0 | 0 | 0 | MERCED | CA | PGAE | Fresno | 0.15 | 0.5 | Los Banos 230 kV | Los Banos | 230 | 2025-06-01 07:00 | 2031-04-18 07:00 | 2031 |  | NA | Complete |  | NA |  | 0
FLORES STORAGE | 1953 | 2021-04-07 | 2021-04-15 07:00 | ACTIVE | C14 | Storage |  |  | Battery |  |  | 151.7416 | [6 empty] | 150 |  |  |  | Full Capacity | Not in Report |  | Off-Peak Deliverability | Group D | 0 | 0 | 0 | Battery | 151.7416 | 0 | 0 | 0 | 0 | 0 | 0 | 0 | 0 | 0 | 0 | 0 | MADERA | CA | PGAE | Fresno | 0.15 | 0.5 | Gregg 230 kV | Gregg | 230 | 2025-10-01 07:00 | 2031-02-18 08:00 | 2031 |  | NA | Complete | Complete | NA |  | 0
HUASO HYBRID | 1954 | 2021-04-06 | 2021-04-15 07:00 | ACTIVE | C14 | Storage | Photovoltaic |  | Battery | Solar |  | 101.83 |  |  | 102.1 |  |  |  | 100 |  |  |  | Full Capacity | 1 |  | Off-Peak Deliverability | Group B | 1 | 1 | 100 | Solar-Hybrid | 101.83 | 100 | 0 | 0 | 102.1 | 0 | 0 | 0 | 0 | 0 | 0 | 0 | FRESNO | CA | PGAE | Fresno | 0.15 | 0.5 | Gates 230 kV | Gates | 230 | 2025-12-01 08:00 | 2026-12-03 08:00 | 2027 |  | NA | Complete | Complete | NA |  | 0
CIERVO MOUNTAIN HYBRID | 1955 | 2021-04-06 | 2021-04-15 07:00 | ACTIVE | C14 | Storage | Photovoltaic |  | Battery | Solar |  | 127.37 |  |  | 127.57 |  |  |  | 125 |  |  |  | Full Capacity | 0.78 |  | Off-Peak Deliverability | Group B | 1 | 0.78 | 97.5 | Solar-Hybrid | 127.37 | 97.5 | 0 | 0 | 127.57 | 0 | 0 | 0 | 0 | 0 | 0 | 0 | FRESNO | CA | PGAE | Fresno | 0.15 | 0.5 | Excelsior 115 kV | Excelsior | 115 | 2025-12-01 08:00 | 2029-08-03 07:00 | 2029 |  | NA | Complete | Complete | NA |  | 0
CLARKSON | 1956 | 2021-04-08 | 2021-04-15 07:00 | ACTIVE | C14 | Storage | Photovoltaic |  | Battery | Solar |  | 203.659 |  |  | 203.849 |  |  |  | 200 |  |  |  | Full Capacity | 1 |  | Off-Peak Deliverability | Group A | 1 | 1 | 200 | Solar-Hybrid | 203.659 | 200 | 0 | 0 | 203.849 | 0 | 0 | 0 | 0 | 0 | 0 | 0 | FRESNO | CA | PGAE | Fresno | 0.15 | 0.5 | Tranquility 230 kV | Tranquility | 230 | 2025-06-01 07:00 | 2033-10-10 07:00 | 2034 |  | NA | Complete |  | NA |  | 0
SPIKES PEAK SOLAR | 1958 | 2021-04-09 | 2021-04-15 07:00 | ACTIVE | C14 | Photovoltaic | Storage |  | Solar | Battery |  | 158.9783 |  |  | 158.5678 |  |  |  | 150 |  |  |  | Full Capacity | 1 |  | Off-Peak Deliverability | Group B | 1 | 1 | 150 | Solar-Hybrid | 158.5678 | 150 | 0 | 0 | 158.9783 | 0 | 0 | 0 | 0 | 0 | 0 | 0 | MERCED | CA | PGAE | Fresno | 0.15 | 0.5 | Quinto 230 kV | Quinto | 230 | 2025-10-01 07:00 | 2029-10-18 07:00 | 2030 |  | NA | Complete | Complete | NA |  | 0
CORNUCOPIA HYBRID | 1959 | 2021-04-12 | 2021-04-15 07:00 | ACTIVE | C14 | Storage | Photovoltaic |  | Battery | Solar |  | 300.951 |  |  | 303.678 |  |  |  | 300 |  |  |  | Partial Capacity | 0.95 | 95 | Off-Peak Deliverability | Group B | 1 | 0.95 | 285 | Solar-Hybrid | 300.951 | 285 | 0 | 0 | 303.678 | 0 | 0 | 0 | 0 | 0 | 0 | 0 | FRESNO | CA | PGAE | Fresno | 0.15 | 0.5 | Gates-Templeton 230 kV Line | New Sub - Gates - Templeton (Proposed) | 230 | 2025-06-16 07:00 | 2030-11-16 08:00 | 2031 |  | NA | Complete |  | NA | In Progress | 0
LAS CAMAS 4 | 1960 | 2021-04-09 | 2021-04-15 07:00 | ACTIVE | C14 | Storage |  |  | Battery |  |  | 100 | [6 empty] | 100 |  |  |  | Full Capacity | 1 |  |  | Group D | 1 | 1 | 100 | Battery | 100 | 100 | 0 | 0 | 0 | 0 | 0 | 0 | 0 | 0 | 0 | 0 | MERCED | CA | PGAE | Fresno | 0.15 | 0.5 | Los Banos 230 kV | Los Banos | 230 | 2025-05-07 07:00 | 2028-04-01 07:00 | 2028 |  | NA | Complete |  | NA |  | 0
LOCK STORAGE | 1962 | 2021-04-09 | 2021-04-15 07:00 | ACTIVE | C14 | Storage |  |  | Battery |  |  | 508 | [6 empty] | 500.01 |  |  |  | Full Capacity | 1 |  |  | Group D | 1 | 1 | 500.01 | Battery | 508 | 500.01 | 0 | 0 | 0 | 0 | 0 | 0 | 0 | 0 | 0 | 0 | FRESNO | CA | PGAE | S500 | 0.15 | 0.5 | Gates 500 kV | Gates | 500 | 2025-11-30 08:00 | 2030-06-17 07:00 | 2030 |  | NA | Complete |  | NA |  | 0
ALMANDE ENERGY STORAGE | 1963 | 2021-04-14 | 2021-04-15 07:00 | ACTIVE | C14 | Storage |  |  | Battery |  |  | 256.29 | [6 empty] | 250 |  |  |  | Full Capacity | Not in Report |  |  | Group D | 0 | 0 | 0 | Battery | 256.29 | 0 | 0 | 0 | 0 | 0 | 0 | 0 | 0 | 0 | 0 | 0 | MERCED | CA | PGAE | Fresno | 0.15 | 0.5 | Wilson 230 kV | Wilson | 230 | 2025-06-01 07:00 | 2030-06-18 07:00 | 2030 |  | NA | Complete | Complete | NA |  | 0
ORLEANS | 1966 | 2021-04-06 | 2021-04-15 07:00 | ACTIVE | C14 | Photovoltaic | Storage |  | Solar | Battery |  | 25.54 |  |  | 25.54 |  |  |  | 25 |  |  |  | Full Capacity | 1 |  |  | Group D | 1 | 1 | 25 | Solar-Hybrid | 25.54 | 25 | 0 | 0 | 25.54 | 0 | 0 | 0 | 0 | 0 | 0 | 0 | FRESNO | CA | PGAE | Fresno | 0.15 | 0.5 | Giffen 70 kV | Helm | 70 | 2024-12-31 08:00 | 2029-08-03 07:00 | 2029 |  | NA | Complete | Complete | NA |  | 0
PLUM | 1968 | 2021-04-15 | 2021-04-15 07:00 | ACTIVE | C14 | Photovoltaic | Storage |  | Solar | Battery |  | 1040 |  |  | 520 |  |  |  | 1000 |  |  |  | Full Capacity | Not in Report |  | Off-Peak Deliverability |  | 0 | 0 | 0 | Solar-Hybrid | 520 | 0 | 0 | 0 | 1040 | 0 | 0 | 0 | 0 | 0 | 0 | 0 | KINGS | CA | PGAE | Fresno | 0.15 | 0.5 | Gates 230 kV | Gates | 230 | 2024-12-10 08:00 | 2031-03-19 07:00 | 2031 |  | NA | Complete | Complete | NA |  | 0
BUTTERCUP HYBRID SOLAR | 1970 | 2021-04-14 | 2021-04-15 07:00 | ACTIVE | C14 | Photovoltaic | Storage |  | Solar | Battery |  | 131.43 |  |  | 65.47 |  |  |  | 130 |  |  |  | Full Capacity | Not in Report |  | Off-Peak Deliverability | Group D | 0 | 0 | 0 | Solar-Hybrid | 65.47 | 0 | 0 | 0 | 131.43 | 0 | 0 | 0 | 0 | 0 | 0 | 0 | MERCED | CA | PGAE | Fresno | 0.15 | 0.5 | Le Grand 115 kV | Le Grand | 115 | 2024-11-30 08:00 | 2032-03-04 08:00 | 2032 |  | NA | Complete |  | NA |  | 0
PEACEFUL HOLLOW BESS | 1973 | 2021-04-14 | 2021-04-15 07:00 | ACTIVE | C14 | Storage |  |  | Battery |  |  | 100 | [6 empty] | 75 |  |  |  | Full Capacity | 1 |  |  | Group D | 1 | 1 | 75 | Battery | 100 | 75 | 0 | 0 | 0 | 0 | 0 | 0 | 0 | 0 | 0 | 0 | FRESNO | CA | PGAE | Fresno | 0.15 | 0.5 | Tranquility 230kV | Tranquility | 230 | 2024-06-01 07:00 | 2028-06-18 07:00 | 2028 |  | NA | Complete |  | NA | In Progress | 0
TARRAGON HYBRID | 1975 | 2021-04-14 | 2021-04-15 07:00 | ACTIVE | C14 | Photovoltaic | Storage |  | Solar | Battery |  | 35.979 |  |  | 35.951 |  |  |  | 35 |  |  |  | Full Capacity | 1 |  | Off-Peak Deliverability | Group B | 1 | 1 | 35 | Solar-Hybrid | 35.951 | 35 | 0 | 0 | 35.979 | 0 | 0 | 0 | 0 | 0 | 0 | 0 | FRESNO | CA | PGAE | Fresno | 0.15 | 0.5 | Crescent 70 kV | Crescent | 70 | 2025-06-01 07:00 | 2028-06-01 07:00 | 2028 |  | NA | Complete | Complete | NA |  | 0
VALETUDO ENERGY STORAGE | 1977 | 2021-09-30 | 2021-04-15 07:00 | ACTIVE | C14 | Storage |  |  | Battery |  |  | 79.5871 | [6 empty] | 75 |  |  |  | Full Capacity | 1 |  |  | Group B | 1 | 1 | 75 | Battery | 79.5871 | 75 | 0 | 0 | 0 | 0 | 0 | 0 | 0 | 0 | 0 | 0 | MADERA | CA | PGAE | Fresno | 0.15 | 0.5 | Chowchilla 115 kV | Chowchilla | 115 | 2022-12-31 08:00 | 2028-11-01 07:00 | 2029 |  | NA | Complete |  | NA |  | 0
ARTEMIS | 1980 | 2021-03-31 | 2021-04-15 07:00 | ACTIVE | C14 | Photovoltaic | Storage |  | Solar | Battery |  | 412.336 |  |  | 412.336 |  |  |  | 400 |  |  |  | Partial Capacity | 0.24 | 24 | Off-Peak Deliverability | Group D | 1 | 0.24 | 96 | Solar-Hybrid | 412.336 | 96 | 0 | 0 | 412.336 | 0 | 0 | 0 | 0 | 0 | 0 | 0 | KERN | CA | PGAE | Kern | 0.15 | 0.5 | Arco 230 kV | Arco | 230 | 2024-11-01 07:00 | 2029-10-18 07:00 | 2030 |  | NA | Complete |  | NA |  | 0
PHAENON | 1983 | 2021-04-01 | 2021-04-15 07:00 | ACTIVE | C14 | Photovoltaic | Storage |  | Solar | Battery |  | 102.254 |  |  | 101.7635 |  |  |  | 100 |  |  |  | Full Capacity | Not in Report |  | Off-Peak Deliverability |  | 0 | 0 | 0 | Solar-Hybrid | 101.7635 | 0 | 0 | 0 | 102.254 | 0 | 0 | 0 | 0 | 0 | 0 | 0 | KERN | CA | PGAE | Kern | 0.15 | 0.5 | Shafter 115 kV | Shafter | 115 | 2024-12-31 08:00 | 2029-07-18 07:00 | 2029 |  | NA | Complete |  | NA |  | 0
BUTTONBUSH SOLAR 2 | 1987 | 2021-04-03 | 2021-04-15 07:00 | ACTIVE | C14 | Photovoltaic | Storage |  | Solar | Battery |  | 358.2 |  |  | 358.2 |  |  |  | 350 |  |  |  | Full Capacity | 1 |  | Off-Peak Deliverability | Group D | 1 | 1 | 350 | Solar-Hybrid | 358.2 | 350 | 0 | 0 | 358.2 | 0 | 0 | 0 | 0 | 0 | 0 | 0 | KERN | CA | PGAE | S500 | 0.15 | 0.5 | Midway 500 kV | Midway | 500 | 2028-04-01 07:00 | 2032-03-17 07:00 | 2032 |  | NA | Complete |  | NA |  | 0
CALLINAN SOLAR AND STORAGE | 1992 | 2021-04-06 | 2021-04-15 07:00 | ACTIVE | C14 | Storage | Photovoltaic |  | Battery | Solar |  | 159.4008 |  |  | 160.3879 |  |  |  | 150 |  |  |  | Full Capacity | Not in Report |  | Off-Peak Deliverability | Group D | 0 | 0 | 0 | Solar-Hybrid | 159.4008 | 0 | 0 | 0 | 160.3879 | 0 | 0 | 0 | 0 | 0 | 0 | 0 | KERN | CA | PGAE | Kern | 0.15 | 0.5 | Arco 230 kV | Arco | 230 | 2025-10-01 07:00 | 2031-02-18 08:00 | 2031 |  | NA | Complete | Complete | NA |  | 0
EIGER ENERGY STORAGE | 1994 | 2021-04-06 | 2021-04-15 07:00 | ACTIVE | C14 | Storage |  |  | Battery |  |  | 100.9 | [6 empty] | 100 |  |  |  | Full Capacity | Not in Report |  |  | Group D | 0 | 0 | 0 | Battery | 100.9 | 0 | 0 | 0 | 0 | 0 | 0 | 0 | 0 | 0 | 0 | 0 | KERN | CA | PGAE | Kern | 0.15 | 0.5 | Lamont 115 kV | Lamont | 115 | 2025-01-01 08:00 | 2032-02-16 08:00 | 2032 |  | NA | Complete |  | NA |  | 0
EVEREST ENERGY STORAGE | 1995 | 2021-04-06 | 2021-04-15 07:00 | ACTIVE | C14 | Storage |  |  | Battery |  |  | 201.8 | [6 empty] | 200 |  |  |  | Partial Capacity | Not in Report | 78 |  | Group D | 0 | 0.78 | 156 | Battery | 201.8 | 156 | 0 | 0 | 0 | 0 | 0 | 0 | 0 | 0 | 0 | 0 | KERN | CA | PGAE | Kern | 0.15 | 0.5 | Kern PP 230 kV | Kern PP | 230 | 2025-01-01 08:00 | 2030-10-18 07:00 | 2031 |  | NA | Complete |  | NA |  | 0
ISLAY | 1998 | 2021-04-07 | 2021-04-15 07:00 | ACTIVE | C14 | Storage | Wind Turbine |  | Battery | Offshore Wind Turbine |  | 756.054 |  |  | 1518.472 |  |  |  | 1500 |  |  |  | Full Capacity | 1 |  | Off-Peak Deliverability | Group D | 1 | 1 | 1500 | Offshore Wind | 756.054 | 0 | 0 | 0 | 0 | 0 | 0 | 0 | 0 | 0 | 1518.472 | 1500 | SAN LUIS OBISPO | CA | PGAE | S500 | 0.15 | 0.5 | Diablo Canyon 500 kV | Diablo Canyon | 500 | 2028-04-01 07:00 | 2034-08-16 07:00 | 2034 |  | NA | Complete |  | NA |  | 0
SERENA STORAGE | 2001 | 2021-04-10 | 2021-04-15 07:00 | ACTIVE | C14 | Storage |  |  | Battery |  |  | 114.264 | [6 empty] | 110 |  |  |  | Full Capacity | 1 |  |  | Group A | 1 | 1 | 110 | Battery | 114.264 | 110 | 0 | 0 | 0 | 0 | 0 | 0 | 0 | 0 | 0 | 0 | KERN | CA | PGAE | Kern | 0.15 | 0.5 | Kern PP 230 kV | Kern PP | 230 | 2025-10-30 07:00 | 2029-09-18 07:00 | 2029 |  | NA | Complete |  | NA |  | 0
VALLEY SUNLIGHT REFINERY | 2004 | 2021-04-10 | 2021-04-15 07:00 | ACTIVE | C14 | Photovoltaic | Storage |  | Solar | Battery |  | 410 |  |  | 411.3018 |  |  |  | 400 |  |  |  | Full Capacity | Not in Report |  | Off-Peak Deliverability | Group D | 0 | 0 | 0 | Solar-Hybrid | 411.3018 | 0 | 0 | 0 | 410 | 0 | 0 | 0 | 0 | 0 | 0 | 0 | KINGS | CA | PGAE | Kern | 0.15 | 0.5 | Gates-Midway 230 kV Line | New Sub - Gates - Midway (Proposed) | 230 | 2025-06-10 07:00 | 2032-02-18 08:00 | 2032 |  | NA | Complete |  | NA |  | 0
CALLOWAY BESS | 2006 | 2021-04-12 | 2021-04-15 07:00 | ACTIVE | C14 | Storage |  |  | Battery |  |  | 92.07 | [6 empty] | 82.9 |  |  |  | Full Capacity | Not in Report |  |  | Group B | 0 | 0 | 0 | Battery | 92.07 | 0 | 0 | 0 | 0 | 0 | 0 | 0 | 0 | 0 | 0 | 0 | KERN | CA | PGAE | Kern | 0.15 | 0.5 | 7th Standard 115 kV | 7th Standard | 115 | 2024-06-01 07:00 | 2029-09-16 07:00 | 2029 |  | NA | Complete |  | NA |  | 0
SALINAN ENERGY | 2008 | 2021-04-11 | 2021-04-15 07:00 | ACTIVE | C14 | Wind Turbine | Storage |  | Offshore Wind Turbine | Battery |  | 1190 |  |  | 319.35 |  |  |  | 1148.37 |  |  |  | Full Capacity | Not in Report |  | Off-Peak Deliverability |  | 0 | 0 | 0 | Offshore Wind | 319.35 | 0 | 0 | 0 | 0 | 0 | 0 | 0 | 0 | 0 | 1190 | 0 | SAN LUIS OBISPO | CA | PGAE | S500 | 0.15 | 0.5 | Diablo-Gates 500 kV Line | Morro Bay | 500 | 2028-04-11 07:00 | 2032-09-17 07:00 | 2032 |  | NA | Complete |  | NA |  | 0
CANNAE | 2010 | 2021-04-06 | 2021-04-15 07:00 | ACTIVE | C14 | Photovoltaic | Storage |  | Solar | Battery |  | 118.5 |  |  | 115 |  |  |  | 115 |  |  |  | Full Capacity | Not in Report |  |  | Group D | 0 | 0 | 0 | Solar-Hybrid | 115 | 0 | 0 | 0 | 118.5 | 0 | 0 | 0 | 0 | 0 | 0 | 0 | KERN | CA | PGAE | Kern | 0.15 | 0.5 | Midway 115 kV | Midway | 115 | 2024-12-31 08:00 | 2030-12-03 08:00 | 2031 |  | NA | Complete | Complete | NA |  | 0
SEAGLASS OFFSHORE WIND | 2012 | 2021-04-15 | 2021-04-15 07:00 | ACTIVE | C14 | Wind Turbine |  |  | Offshore Wind Turbine |  |  | 628.65 | [6 empty] | 606.0588 |  |  |  | Full Capacity | Not in Report |  | Off-Peak Deliverability | Group D | 0 | 0 | 0 | Offshore Wind | 0 | 0 | 0 | 0 | 0 | 0 | 0 | 0 | 0 | 0 | 628.65 | 0 | SAN LUIS OBISPO | CA | PGAE | Kern | 0.15 | 0.5 | Morro Bay 230 kV | Morro Bay | 230 | 2028-03-01 08:00 | 2032-06-01 07:00 | 2032 |  | NA | Complete | Complete | NA |  | 0
ANDROMEDA | 2013 | 2021-04-09 | 2021-04-15 07:00 | ACTIVE | C14 | Storage | Photovoltaic |  | Battery | Solar |  | 172.835 |  |  | 172.835 |  |  |  | 160 |  |  |  | Full Capacity | Not in Report |  | Off-Peak Deliverability |  | 0 | 0 | 0 | Solar-Hybrid | 172.835 | 0 | 0 | 0 | 172.835 | 0 | 0 | 0 | 0 | 0 | 0 | 0 | TULARE | CA | PGAE | Kern | 0.15 | 0.5 | Alpaugh 115 kV | Alpaugh | 115 | 2026-12-31 08:00 | 2029-04-10 07:00 | 2029 |  | NA | Complete | Complete | NA |  | 0
CHERRY LANE HYBRID | 2015 | 2021-04-14 | 2021-04-15 07:00 | ACTIVE | C14 | Storage | Photovoltaic |  | Battery | Solar |  | 310.63 |  |  | 310.63 |  |  |  | 300 |  |  |  | Full Capacity | Not in Report |  | Off-Peak Deliverability | Group B | 0 | 0 | 0 | Solar-Hybrid | 310.63 | 0 | 0 | 0 | 310.63 | 0 | 0 | 0 | 0 | 0 | 0 | 0 | KERN | CA | PGAE | Kern | 0.15 | 0.5 | Wheeler Ridge 230 kV | Wheeler Ridge | 230 | 2025-06-01 07:00 | 2031-06-19 07:00 | 2031 |  | NA | Complete | Complete | NA |  | 0
ARIELLA SOLAR | 2017 | 2021-04-14 | 2021-04-15 07:00 | ACTIVE | C14 | Photovoltaic | Storage |  | Solar | Battery |  | 163.268 |  |  | 163.268 |  |  |  | 160 |  |  |  | Full Capacity | Not in Report |  | Off-Peak Deliverability | Group D | 0 | 0 | 0 | Solar-Hybrid | 163.268 | 0 | 0 | 0 | 163.268 | 0 | 0 | 0 | 0 | 0 | 0 | 0 | TULARE | CA | PGAE | Kern | 0.15 | 0.5 | Olive 115 kV | Olive | 115 | 2023-12-31 08:00 | 2030-12-17 08:00 | 2031 |  | NA | Complete |  | NA |  | 0
HIDDEN KNOLLS BESS | 2018 | 2021-04-14 | 2021-04-15 07:00 | ACTIVE | C14 | Storage |  |  | Battery |  |  | 30.8 | [6 empty] | 30 |  |  |  | Full Capacity | Not in Report |  |  | Group D | 0 | 0 | 0 | Battery | 30.8 | 0 | 0 | 0 | 0 | 0 | 0 | 0 | 0 | 0 | 0 | 0 | KERN | CA | PGAE | Kern | 0.15 | 0.5 | Arco-Carneras 70 kV Line | Arco | 70 | 2024-06-01 07:00 | 2028-10-18 07:00 | 2029 |  | NA | Complete |  | NA |  | 0
SOCORRO PEAK SOLAR | 2022 | 2021-04-09 | 2021-04-15 07:00 | ACTIVE | C14 | Photovoltaic | Storage |  | Solar | Battery |  | 379.7505 |  |  | 376.0403 |  |  |  | 350 |  |  |  | Full Capacity | Not in Report |  | Off-Peak Deliverability | Group B | 0 | 0 | 0 | Solar-Hybrid | 376.0403 | 0 | 0 | 0 | 379.7505 | 0 | 0 | 0 | 0 | 0 | 0 | 0 | LA PAZ | AZ | DCRT | Eastern | 0.13 | 0.48 | Cielo Azul Substation 500 kV | Cielo Azul | 500 | 2025-10-01 07:00 | 2029-03-26 07:00 | 2029 |  | NA | Complete | Complete | NA |  | 0
JOVE SOLAR | 2023 | 2021-04-05 | 2021-04-15 07:00 | ACTIVE | C14 | Photovoltaic | Storage |  | Solar | Battery |  | 2042.4 |  |  | 2090.2 |  |  |  | 2000 |  |  |  | Full Capacity | Not in Report |  | Off-Peak Deliverability | Group D | 0 | 0 | 0 | Solar-Hybrid | 2090.2 | 0 | 0 | 0 | 2042.4 | 0 | 0 | 0 | 0 | 0 | 0 | 0 | LA PAZ | AZ | DCRT | Eastern | 0.13 | 0.48 | Cielo Azul Substation 500 kV | Cielo Azul | 500 | 2024-12-31 08:00 | 2030-01-26 08:00 | 2030 |  | NA | Complete | Complete | NA |  | 0
RANEGRAS PVS | 2025 | 2021-04-07 | 2021-04-15 07:00 | ACTIVE | C14 | Storage | Photovoltaic |  | Battery | Solar |  | 718.81 |  |  | 718.81 |  |  |  | 700 |  |  |  | Full Capacity | Not in Report |  | Off-Peak Deliverability | Group B | 0 | 0 | 0 | Solar-Hybrid | 718.81 | 0 | 0 | 0 | 718.81 | 0 | 0 | 0 | 0 | 0 | 0 | 0 | LA PAZ | AZ | DCRT | Eastern | 0.13 | 0.48 | Colorado River-Delaney 500 kV line | Cielo Azul | 500 | 2025-06-01 07:00 | 2029-07-26 07:00 | 2029 |  | NA | Complete | Complete | NA |  | 0
HARQUAHALA FLATS 2 | 2027 | 2021-04-09 | 2021-04-15 07:00 | ACTIVE | C14 | Storage | Photovoltaic |  | Battery | Solar |  | 410.76 |  |  | 410.76 |  |  |  | 400 |  |  |  | Full Capacity | Not in Report |  | Off-Peak Deliverability | Group D | 0 | 0 | 0 | Solar-Hybrid | 410.76 | 0 | 0 | 0 | 410.76 | 0 | 0 | 0 | 0 | 0 | 0 | 0 | MARICOPA | AZ | DCRT | Eastern | 0.13 | 0.48 | Delaney Substation 500 kV | Delaney | 500 | 2025-11-30 08:00 | 2028-04-15 07:00 | 2028 |  | NA | Complete | Complete | NA |  | 0
HARQUAHALA SUNRISE 2 | 2029 | 2021-04-15 | 2021-04-15 07:00 | ACTIVE | C14 | Photovoltaic | Storage |  | Solar | Battery |  | 169.2 |  |  | 160.98 |  |  |  | 150 |  |  |  | Full Capacity | 1 |  | Off-Peak Deliverability | Group A | 1 | 1 | 150 | Solar-Hybrid | 160.98 | 150 | 0 | 0 | 169.2 | 0 | 0 | 0 | 0 | 0 | 0 | 0 | MARICOPA | AZ | DCRT | Eastern | 0.13 | 0.48 | Delaney Substation 500 kV | Delaney | 500 | 2024-11-01 07:00 | 2026-09-01 07:00 | 2026 |  | NA | Complete | Complete | NA |  | 0
MARLEY | 2031 | 2021-04-01 | 2021-04-15 07:00 | ACTIVE | C14 | Storage |  |  | Battery |  |  | 206.091 | [6 empty] | 200 |  |  |  | Full Capacity | Not in Report |  |  | Group D | 0 | 0 | 0 | Battery | 206.091 | 0 | 0 | 0 | 0 | 0 | 0 | 0 | 0 | 0 | 0 | 0 | RIVERSIDE | CA | SCE | Eastern | 0.13 | 0.48 | Wildlife Substation 230 kV | Wildlife | 230 | 2024-11-01 07:00 | 2032-06-26 07:00 | 2032 |  | NA | Complete | Complete | NA |  | 0
TROLLEY | 2032 | 2021-04-01 | 2021-04-15 07:00 | ACTIVE | C14 | Storage |  |  | Battery |  |  | 405.6634 | [6 empty] | 400 |  |  |  | Full Capacity | 1 |  |  | Group D | 1 | 1 | 400 | Battery | 405.6634 | 400 | 0 | 0 | 0 | 0 | 0 | 0 | 0 | 0 | 0 | 0 | SAN BERNARDINO | CA | SCE | Eastern | 0.13 | 0.48 | Etiwanda Substation 230 kV | Etiwanda | 230 | 2024-06-30 07:00 | 2031-02-26 08:00 | 2031 |  | NA | Complete | Complete | NA |  | 0
CARMINE | 2033 | 2021-04-01 | 2021-04-15 07:00 | ACTIVE | C14 | Storage |  |  | Battery |  |  | 360.296 | [6 empty] | 350 |  |  |  | Full Capacity | Not in Report |  | Off-Peak Deliverability | Group D | 0 | 0 | 0 | Battery | 360.296 | 0 | 0 | 0 | 0 | 0 | 0 | 0 | 0 | 0 | 0 | 0 | RIVERSIDE | CA | SCE | Eastern | 0.13 | 0.48 | Colorado River Substation 230 kV | Colorado River | 230 | 2024-11-01 07:00 | 2030-12-26 08:00 | 2031 |  | NA | Complete | Complete | NA |  | 0
HUB CITY ENERGY STORAGE | 2034 | 2021-04-03 | 2021-04-15 07:00 | ACTIVE | C14 | Storage |  |  | Battery |  |  | 261 | [6 empty] | 250 |  |  |  | Partial Capacity | 0.4 | 40 |  | Group D | 1 | 0.4 | 100 | Battery | 261 | 100 | 0 | 0 | 0 | 0 | 0 | 0 | 0 | 0 | 0 | 0 | SAN BERNARDINO | CA | SCE | Eastern | 0.13 | 0.48 | Devers 220kV | Devers | 230 | 2025-06-01 07:00 | 2031-01-01 08:00 | 2031 |  | NA | Complete | Complete | NA |  | 0
REDONDA | 2036 | 2021-04-05 | 2021-04-15 07:00 | ACTIVE | C14 | Photovoltaic | Storage |  | Solar | Battery |  | 273.0212 |  |  | 268.7138 |  |  |  | 250 |  |  |  | Full Capacity | 1 |  | Off-Peak Deliverability | Group A | 1 | 1 | 250 | Solar-Hybrid | 268.7138 | 250 | 0 | 0 | 273.0212 | 0 | 0 | 0 | 0 | 0 | 0 | 0 | RIVERSIDE | CA | SCE | Eastern | 0.13 | 0.48 | Red Bluff Substation 220 kV | Red bluff | 230 | 2024-12-01 08:00 | 2031-01-01 08:00 | 2031 |  | NA | Complete | Complete | NA |  | 0
SARGASSO STORAGE | 2037 | 2021-04-06 | 2021-04-15 07:00 | ACTIVE | C14 | Storage |  |  | Battery |  |  | 202.8 | [6 empty] | 200 |  |  |  | Full Capacity | Not in Report |  |  | Group D | 0 | 0 | 0 | Battery | 202.8 | 0 | 0 | 0 | 0 | 0 | 0 | 0 | 0 | 0 | 0 | 0 | SAN BERNARDINO | CA | SCE | Eastern | 0.13 | 0.48 | San Bernadino 230 kV | San Bernardino | 230 | 2024-12-15 08:00 | 2032-05-26 07:00 | 2032 |  | NA | Complete | Complete | NA |  | 0
SANDRIFT STORAGE 1 | 2039 | 2021-04-07 | 2021-04-15 07:00 | ACTIVE | C14 | Storage |  |  | Battery |  |  | 254.77 | [6 empty] | 250 |  |  |  | Partial Capacity | 0.88 | 88.43 |  | Group A | 1 | 0.88 | 220 | Battery | 254.77 | 220 | 0 | 0 | 0 | 0 | 0 | 0 | 0 | 0 | 0 | 0 | RIVERSIDE | CA | SCE | Eastern | 0.13 | 0.48 | Red Bluff Substation 230 kV | Red bluff | 230 | 2023-12-31 08:00 | 2030-12-26 08:00 | 2031 |  | NA | Complete | Complete | NA |  | 0
SANDRIFT STORAGE 2 | 2041 | 2021-04-07 | 2021-04-15 07:00 | ACTIVE | C14 | Storage |  |  | Battery |  |  | 254.77 | [6 empty] | 250 |  |  |  | Partial Capacity | 0.88 | 88.43 |  | Group A | 1 | 0.88 | 220 | Battery | 254.77 | 220 | 0 | 0 | 0 | 0 | 0 | 0 | 0 | 0 | 0 | 0 | RIVERSIDE | CA | SCE | Eastern | 0.13 | 0.48 | Red Bluff Substation 230 kV | Red bluff | 230 | 2023-12-31 08:00 | 2030-12-26 08:00 | 2031 |  | NA | Complete | Complete | NA |  | 0
EASLEY | 2042 | 2021-04-08 | 2021-04-15 07:00 | ACTIVE | C14 | Storage | Photovoltaic |  | Battery | Solar |  | 650 |  | 100 | 350 |  | 175 |  | 650 |  |  |  | Partial Capacity | 0.69 | 69 | Off-Peak Deliverability | Group A | 1 | 0.69 | 448.5 | Solar-Hybrid | 550 | 348.5 | 0 | 0 | 175 | 0 | 0 | 0 | 0 | 0 | 0 | 0 | RIVERSIDE | CA | SCE | Eastern | 0.13 | 0.48 | Red Bluff Substation 500 kV | Red bluff | 500 | 2024-12-31 08:00 | 2028-03-06 08:00 | 2028 |  | NA | Complete | Complete | NA |  | 0
PICADOR ENERGY STORAGE | 2043 | 2021-04-06 | 2021-04-15 07:00 | ACTIVE | C14 | Storage |  |  | Battery |  |  | 252 | [6 empty] | 250 |  |  |  | Full Capacity | Not in Report |  |  | Group D | 0 | 0 | 0 | Battery | 252 | 0 | 0 | 0 | 0 | 0 | 0 | 0 | 0 | 0 | 0 | 0 | SAN BERNARDINO | CA | SCE | Eastern | 0.13 | 0.48 | Etiwanda Substation 230 kV | Etiwanda | 230 | 2024-08-01 07:00 | 2032-05-26 07:00 | 2032 |  | NA | Complete | Complete | NA |  | 0
INVICTUS | 2045 | 2021-04-10 | 2021-04-15 07:00 | ACTIVE | C14 | Storage | Photovoltaic |  | Battery | Solar |  | 430.192 |  |  | 430.192 |  |  |  | 300 |  |  |  | Full Capacity | Not in Report |  | Off-Peak Deliverability | Group B | 0 | 0 | 0 | Solar-Hybrid | 430.192 | 0 | 0 | 0 | 430.192 | 0 | 0 | 0 | 0 | 0 | 0 | 0 | RIVERSIDE | CA | SCE | Eastern | 0.13 | 0.48 | Colorado River 230 kV | Colorado River | 230 | 2025-12-15 08:00 | 2029-11-26 08:00 | 2030 |  | NA | Complete | Complete | NA |  | 0
TWIN PALMS SOLAR | 2048 | 2021-04-08 | 2021-04-15 07:00 | ACTIVE | C14 | Storage | Photovoltaic |  | Battery | Solar |  | 288.144 |  |  | 288 |  |  |  | 280 |  |  |  | Full Capacity | 1 |  | Off-Peak Deliverability | Group A | 1 | 1 | 280 | Solar-Hybrid | 288.144 | 280 | 0 | 0 | 288 | 0 | 0 | 0 | 0 | 0 | 0 | 0 | RIVERSIDE | CA | SCE | Eastern | 0.13 | 0.48 | Colorado River Substation 230 kV | Colorado River | 230 | 2025-10-30 07:00 | 2030-01-30 08:00 | 2030 |  | NA | Complete | Complete | NA |  | 0
ARDILLA | 2049 | 2021-04-09 | 2021-04-15 07:00 | ACTIVE | C14 | Storage |  |  | Battery |  |  | 410.76 | [6 empty] | 400 |  |  |  | Full Capacity | Not in Report |  |  | Group D | 0 | 0 | 0 | Battery | 410.76 | 0 | 0 | 0 | 0 | 0 | 0 | 0 | 0 | 0 | 0 | 0 | RIVERSIDE | CA | SCE | Eastern | 0.13 | 0.48 | Devers Substation 230kV | Devers | 230 | 2025-11-30 08:00 | 2032-04-26 07:00 | 2032 |  | NA | Complete | Complete | NA |  | 0
ETERNAL 2 | 2050 | 2021-04-13 | 2021-04-15 07:00 | ACTIVE | C14 | Storage | Storage |  | Pumped-Storage hydro | Battery |  | 1417 |  |  | 1434.4 |  |  |  | 1400 |  |  |  | Full Capacity | Not in Report |  | Off-Peak Deliverability | Group D | 0 | 0 | 0 | LDES | 1434.4 | 0 | 1417 | 0 | 0 | 0 | 0 | 0 | 0 | 0 | 0 | 0 | RIVERSIDE | CA | SCE | Eastern | 0.13 | 0.48 | Red Bluff Substation 500 kV | Red bluff | 500 | 2026-12-01 08:00 | 2031-11-26 08:00 | 2032 |  | NA | Complete | Complete | NA |  | 0
SALVADOR | 2051 | 2021-04-13 | 2021-04-15 07:00 | ACTIVE | C14 | Photovoltaic | Storage |  | Solar | Battery |  | 65 |  |  | 404.8 |  |  |  | 400 |  |  |  | Full Capacity | Not in Report |  | Off-Peak Deliverability | Group D | 0 | 0 | 0 | Solar-Hybrid | 404.8 | 0 | 0 | 0 | 65 | 0 | 0 | 0 | 0 | 0 | 0 | 0 | RIVERSIDE | CA | SCE | Eastern | 0.13 | 0.48 | MIRAGE Substation 220 kV | Mirage | 230 | 2025-12-15 08:00 | 2030-12-26 08:00 | 2031 |  | NA | Complete | Complete | NA |  | 0
BOUSE SOLAR AND STORAGE PLANT | 2052 | 2021-04-15 | 2021-04-15 07:00 | ACTIVE | C14 | Photovoltaic | Storage |  | Solar | Battery |  | 1009.9 |  |  | 1010.88 |  |  |  | 1000 |  |  |  | Full Capacity | Not in Report |  | Off-Peak Deliverability | Group D | 0 | 0 | 0 | Solar-Hybrid | 1010.88 | 0 | 0 | 0 | 1009.9 | 0 | 0 | 0 | 0 | 0 | 0 | 0 | LA PAZ | AZ | SCE | Eastern | 0.13 | 0.48 | Colorado River - Palo Verde 500kV | Cielo Azul | 500 | 2026-02-05 08:00 | 2033-12-26 08:00 | 2034 |  | NA | Complete | Complete | NA |  | 0
EUISMOD | 2055 | 2021-04-01 | 2021-04-15 07:00 | ACTIVE | C14 | Photovoltaic | Storage |  | Solar | Battery |  | 623.48 |  |  | 623.48 |  |  |  | 600 |  |  |  | Full Capacity | 1 |  | Off-Peak Deliverability | Group B | 1 | 1 | 600 | Solar-Hybrid | 623.48 | 600 | 0 | 0 | 623.48 | 0 | 0 | 0 | 0 | 0 | 0 | 0 | KERN | CA | SCE | Northern | 0.13 | 0.48 | WHIRLWIND Substation 230 kV | Whirlwind | 230 | 2024-06-30 07:00 | 2033-02-26 08:00 | 2033 |  | NA | Complete | Complete | NA |  | 0
QUERCUS | 2056 | 2021-04-01 | 2021-04-15 07:00 | ACTIVE | C14 | Storage |  |  | Battery |  |  | 405.6634 | [6 empty] | 400 |  |  |  | Full Capacity | Not in Report |  |  |  | 0 | 0 | 0 | Battery | 405.6634 | 0 | 0 | 0 | 0 | 0 | 0 | 0 | 0 | 0 | 0 | 0 | LOS ANGELES | CA | SCE | Northern | 0.13 | 0.48 | Pardee-Vincent No1 230kV Line | Vincent | 230 | 2024-06-30 07:00 | 2034-12-26 08:00 | 2035 |  | NA | Complete | Complete | NA |  | 0
FOUR CREEKS ENERGY STORAGE | 2058 | 2021-04-02 | 2021-04-15 07:00 | ACTIVE | C14 | Storage |  |  | Battery |  |  | 261 | [6 empty] | 250 |  |  |  | Full Capacity | Not in Report |  |  | Group B | 0 | 0 | 0 | Battery | 261 | 0 | 0 | 0 | 0 | 0 | 0 | 0 | 0 | 0 | 0 | 0 | TULARE | CA | SCE | Northern | 0.13 | 0.48 | Rector Substation 230 kV | Rector | 230 | 2025-06-01 07:00 | 2030-07-01 07:00 | 2030 |  | NA | Complete | Complete | NA |  | 0
J90 ENERGY STORAGE | 2059 | 2021-04-02 | 2021-04-15 07:00 | ACTIVE | C14 | Storage |  |  | Battery |  |  | 261 | [6 empty] | 250 |  |  |  | Full Capacity | 1 |  | Off-Peak Deliverability | Group B | 1 | 1 | 250 | Battery | 261 | 250 | 0 | 0 | 0 | 0 | 0 | 0 | 0 | 0 | 0 | 0 | LOS ANGELES | CA | SCE | Northern | 0.13 | 0.48 | Antelope Substation 230 kV | Antelope | 230 | 2025-06-01 07:00 | 2033-02-26 08:00 | 2033 |  | NA | Complete | Complete | NA | In Progress | 0
SAGEBRUSH ENERGY STORAGE | 2060 | 2021-04-05 | 2021-04-15 07:00 | ACTIVE | C14 | Storage |  |  | Battery |  |  | 528 | [6 empty] | 500 |  |  |  | Partial Capacity | 1 | 50 |  | Group D | 1 | 1 | 500 | Battery | 528 | 500 | 0 | 0 | 0 | 0 | 0 | 0 | 0 | 0 | 0 | 0 | KERN | CA | SCE | Northern | 0.13 | 0.48 | Vincent Substation 230 kV | Vincent | 230 | 2025-07-01 07:00 | 2033-02-26 08:00 | 2033 |  | NA | Complete | Complete | NA |  | 0
JUNIPER STORAGE | 2061 | 2021-04-05 | 2021-04-15 07:00 | ACTIVE | C14 | Photovoltaic | Storage |  | Solar | Battery |  | 153.5 |  |  | 153.5 |  |  |  | 150 |  |  |  | Full Capacity | Not in Report |  | Off-Peak Deliverability |  | 0 | 0 | 0 | Solar-Hybrid | 153.5 | 0 | 0 | 0 | 153.5 | 0 | 0 | 0 | 0 | 0 | 0 | 0 | LOS ANGELES | CA | SCE | Northern | 0.13 | 0.48 | Vincent - Pearblossom 230 kV line | Vincent | 230 | 2024-06-30 07:00 | 2033-02-26 08:00 | 2033 |  | NA | Complete | Complete | NA |  | 0
DORIAN STORAGE | 2062 | 2021-04-06 | 2021-04-15 07:00 | ACTIVE | C14 | Storage |  |  | Battery |  |  | 213.5926 | [6 empty] | 200 |  |  |  | Full Capacity | 1 |  | Off-Peak Deliverability | Group D | 1 | 1 | 200 | Battery | 213.5926 | 200 | 0 | 0 | 0 | 0 | 0 | 0 | 0 | 0 | 0 | 0 | LOS ANGELES | CA | SCE | Northern | 0.13 | 0.48 | Antelope Substation 230 kV | Antelope | 230 | 2025-10-01 07:00 | 2034-08-26 07:00 | 2034 |  | NA | Complete | Complete | NA |  | 0
ELION ENERGY STORAGE | 2064 | 2021-04-06 | 2021-04-15 07:00 | ACTIVE | C14 | Storage |  |  | Battery |  |  | 302.4 | [6 empty] | 300 |  |  |  | Full Capacity | 1 |  |  | Group D | 1 | 1 | 300 | Battery | 302.4 | 300 | 0 | 0 | 0 | 0 | 0 | 0 | 0 | 0 | 0 | 0 | LOS ANGELES | CA | SCE | Northern | 0.13 | 0.48 | Antelope ValleySubstation 230 kV | Antelope | 230 | 2024-08-01 07:00 | 2034-05-26 07:00 | 2034 |  | NA | Complete | Complete | NA |  | 0
DRIFTER ENERGY STORAGE | 2066 | 2021-04-06 | 2021-04-15 07:00 | ACTIVE | C14 | Storage |  |  | Battery |  |  | 504.8 |  | 350 |  |  |  |  | 500 |  |  |  | Full Capacity | Not in Report |  |  | Group B | 0 | 0 | 0 | Battery | 154.8 | 0 | 0 | 0 | 0 | 0 | 0 | 0 | 0 | 0 | 0 | 0 | VENTURA | CA | SCE | Northern | 0.13 | 0.48 | Moorpark Substation 230 kV | Moorpark | 230 | 2024-08-01 07:00 | 2033-03-26 07:00 | 2033 |  | NA | Complete | Complete | NA |  | 0
BOBOR STORAGE | 2068 | 2021-04-07 | 2021-04-15 07:00 | ACTIVE | C14 | Storage |  |  | Battery |  |  | 152.1 | [6 empty] | 150 |  |  |  | Full Capacity | Not in Report |  |  | Group D | 0 | 0 | 0 | Battery | 152.1 | 0 | 0 | 0 | 0 | 0 | 0 | 0 | 0 | 0 | 0 | 0 | TULARE | CA | SCE | Northern | 0.13 | 0.48 | Rector Substation 230 kV | Rector | 230 | 2025-12-15 08:00 | 2030-12-26 08:00 | 2031 |  | NA | Complete | Complete | NA |  | 0
SOLEIL CANTIL | 2078 | 2021-04-09 | 2021-04-15 07:00 | ACTIVE | C14 | Photovoltaic | Storage |  | Solar | Battery |  | 372.3 |  |  | 225 |  |  |  | 350 |  |  |  | Full Capacity | Not in Report |  | Off-Peak Deliverability |  | 0 | 0 | 0 | Solar-Hybrid | 225 | 0 | 0 | 0 | 372.3 | 0 | 0 | 0 | 0 | 0 | 0 | 0 | KERN | CA | SCE | Northern | 0.13 | 0.48 | Windhub Substation 500kV | Windhub | 500 | 2024-06-01 07:00 | 2033-02-26 08:00 | 2033 |  | NA | Complete | Complete | NA |  | 0
RANGELAND SOLAR | 2080 | 2021-04-12 | 2021-04-15 07:00 | ACTIVE | C14 | Photovoltaic | Storage |  | Solar | Battery |  | 113.832 |  |  | 102.672 |  |  |  | 210 |  |  |  | Full Capacity | Not in Report |  | Off-Peak Deliverability | Group A | 0 | 0 | 0 | Solar-Hybrid | 102.672 | 0 | 0 | 0 | 113.832 | 0 | 0 | 0 | 0 | 0 | 0 | 0 | LOS ANGELES | CA | SCE | Northern | 0.13 | 0.48 | Antelope- Magunden #2 230 kV line | Antelope | 230 | 2024-10-30 07:00 | 2033-08-26 07:00 | 2033 |  | NA | Complete | Complete | NA |  | 0
MINERAL KING SOLAR | 2081 | 2021-04-09 | 2021-04-15 07:00 | ACTIVE | C14 | Photovoltaic | Storage |  | Solar | Battery |  | 215.4124 |  |  | 214.0983 |  |  |  | 200 |  |  |  | Full Capacity | Not in Report |  | Off-Peak Deliverability |  | 0 | 0 | 0 | Solar-Hybrid | 214.0983 | 0 | 0 | 0 | 215.4124 | 0 | 0 | 0 | 0 | 0 | 0 | 0 | TULARE | CA | SCE | Northern | 0.13 | 0.48 | Rector Substation 220 kV | Rector | 230 | 2026-12-31 08:00 | 2029-09-26 07:00 | 2029 |  | NA | Complete | Complete | NA |  | 0
ELECTRON | 2082 | 2021-04-12 | 2021-04-15 07:00 | ACTIVE | C14 | Storage |  |  | Battery |  |  | 300 | [6 empty] | 300 |  |  |  | Energy Only | Not in Report |  |  |  | 0 | 0 | 0 | Battery | 300 | 0 | 0 | 0 | 0 | 0 | 0 | 0 | 0 | 0 | 0 | 0 | LOS ANGELES | CA | SCE | Northern | 0.13 | 0.48 | ANTELOPE Substation 220 kV | Antelope | 230 | 2024-06-01 07:00 | 2033-01-26 08:00 | 2033 |  | NA | Complete | Complete | NA |  | 0
SOLSKEN | 2085 | 2021-04-09 | 2021-04-15 07:00 | ACTIVE | C14 | Storage | Photovoltaic |  | Battery | Solar |  | 345 |  |  | 464.42 |  |  |  | 460 |  |  |  | Full Capacity | Not in Report |  | Off-Peak Deliverability |  | 0 | 0 | 0 | Solar-Hybrid | 345 | 0 | 0 | 0 | 464.42 | 0 | 0 | 0 | 0 | 0 | 0 | 0 | TULARE | CA | SCE | Northern | 0.13 | 0.48 | Springville Substation 230 kV | Springville | 230 | 2024-04-15 07:00 | 2033-02-26 08:00 | 2033 |  | NA | Complete | Complete | NA |  | 0
GREASEWOOD ENERGY STORAGE | 2089 | 2021-04-14 | 2021-04-15 07:00 | ACTIVE | C14 | Storage |  |  | Battery |  |  | 513.2 | [6 empty] | 500 |  |  |  | Full Capacity | 1 |  |  | Group D | 1 | 1 | 500 | Battery | 513.2 | 500 | 0 | 0 | 0 | 0 | 0 | 0 | 0 | 0 | 0 | 0 | KERN | CA | SCE | Northern | 0.13 | 0.48 | Whirlwind Substation 500 kV | Whirlwind | 500 | 2025-06-01 07:00 | 2033-02-26 08:00 | 2033 |  | NA | Complete | Complete | NA |  | 0
GWENT STORAGE 2 | 2090 | 2021-04-14 | 2021-04-15 07:00 | ACTIVE | C14 | Storage |  |  | Battery |  |  | 473 | [6 empty] | 465 |  |  |  | Full Capacity | Not in Report |  |  | Group D | 0 | 0 | 0 | Battery | 473 | 0 | 0 | 0 | 0 | 0 | 0 | 0 | 0 | 0 | 0 | 0 | VENTURA | CA | SCE | Northern | 0.13 | 0.48 | Moorpark Substation 230 kV | Moorpark | 230 | 2023-12-15 08:00 | 2033-01-26 08:00 | 2033 |  | NA | Complete | Complete | NA |  | 0
MAATHAI | 2091 | 2021-04-14 | 2021-04-15 07:00 | ACTIVE | C14 | Storage |  |  | Battery |  |  | 256 | [6 empty] | 250 |  |  |  | Full Capacity | 1 |  |  | Group D | 1 | 1 | 250 | Battery | 256 | 250 | 0 | 0 | 0 | 0 | 0 | 0 | 0 | 0 | 0 | 0 | LOS ANGELES | CA | SCE | Northern | 0.13 | 0.48 | Vincent Substation 230 kV | Vincent | 230 | 2023-12-15 08:00 | 2033-01-26 08:00 | 2033 |  | NA | Complete | Complete | NA |  | 0
ROSA STORAGE | 2092 | 2021-04-14 | 2021-04-15 07:00 | ACTIVE | C14 | Storage |  |  | Battery |  |  | 511.725 | [6 empty] | 500 |  |  |  | Full Capacity | Not in Report |  |  | Group D | 0 | 0 | 0 | Battery | 511.725 | 0 | 0 | 0 | 0 | 0 | 0 | 0 | 0 | 0 | 0 | 0 | VENTURA | CA | SCE | Northern | 0.13 | 0.48 | Moorpark Substation 230 kV | Moorpark | 230 | 2025-06-01 07:00 | 2034-06-27 07:00 | 2034 |  | NA | Complete | Complete | NA |  | 0
HIDALGO ENERGY STORAGE | 2096 | 2021-04-02 | 2021-04-15 07:00 | ACTIVE | C14 | Storage |  |  | Battery |  |  | 408.12 | [6 empty] | 400 |  |  |  | Partial Capacity | 0.7 | 70 |  | Group B | 1 | 0.7 | 280 | Battery | 408.12 | 280 | 0 | 0 | 0 | 0 | 0 | 0 | 0 | 0 | 0 | 0 | SAN BERNARDINO | CA | SCE | NOL | 0.13 | 0.48 | Kramer-Lugo #1 220 kV | New Sub - Kramer - Lugo (Proposed) | 230 | 2024-06-01 07:00 | 2033-09-26 07:00 | 2033 |  | NA | Complete | Complete | NA |  | 0
SIENNA SOLAR 2 | 2097 | 2021-04-02 | 2021-04-15 07:00 | ACTIVE | C14 | Photovoltaic | Storage |  | Solar | Battery |  | 56 |  |  | 56 |  |  |  | 55 |  |  |  | Full Capacity | 1 |  | Off-Peak Deliverability | Group D | 1 | 1 | 55 | Solar-Hybrid | 56 | 55 | 0 | 0 | 56 | 0 | 0 | 0 | 0 | 0 | 0 | 0 | SAN BERNARDINO | CA | SCE | NOL | 0.13 | 0.48 | Calcite Substation 230 kV | Calcite | 230 | 2025-12-01 08:00 | 2029-03-26 07:00 | 2029 |  | NA | Complete | Complete | NA |  | 0
CUERNO GRANDE WIND | 2098 | 2021-04-09 | 2021-04-15 07:00 | ACTIVE | C14 | Wind Turbine |  |  | Wind Turbine |  |  | 150 | [6 empty] | 150 |  |  |  | Full Capacity | Not in Report |  | Off-Peak Deliverability | Group D | 0 | 0 | 0 | Wind Turbine | 0 | 0 | 0 | 0 | 0 | 0 | 0 | 0 | 150 | 0 | 0 | 0 | SAN BERNARDINO | CA | SCE | NOL | 0.13 | 0.48 | Lugo-Pisgah 230 kV | New Sub - Lugo - Pisgah (Proposed) | 230 | 2025-10-01 07:00 | 2035-04-10 07:00 | 2035 |  | NA | Complete | Complete | NA |  | 0
WESTON STORAGE | 2101 | 2021-04-08 | 2021-04-15 07:00 | ACTIVE | C14 | Storage |  |  | Battery |  |  | 213.5957 | [6 empty] | 200 |  |  |  | Full Capacity | Not in Report |  | Off-Peak Deliverability | Group D | 0 | 0 | 0 | Battery | 213.5957 | 0 | 0 | 0 | 0 | 0 | 0 | 0 | 0 | 0 | 0 | 0 | SAN BERNARDINO | CA | SCE | NOL | 0.13 | 0.48 | Kramer Substation 230 kV | Kramer | 230 | 2025-10-01 07:00 | 2031-03-26 07:00 | 2031 |  | NA | Complete | Complete | NA |  | 0
CADY SOLAR | 2103 | 2021-04-09 | 2021-04-15 07:00 | ACTIVE | C14 | Photovoltaic | Storage |  | Solar | Battery |  | 312.96 |  |  | 312.96 |  |  |  | 300 |  |  |  | Partial Capacity | 0.8 | 80 | Off-Peak Deliverability | Group D | 1 | 0.8 | 240 | Solar-Hybrid | 312.96 | 240 | 0 | 0 | 312.96 | 0 | 0 | 0 | 0 | 0 | 0 | 0 | SAN BERNARDINO | CA | SCE | NOL | 0.13 | 0.48 | Pisgah Substation 230 kV | Pisgah | 230 | 2025-11-30 08:00 | 2031-02-26 08:00 | 2031 |  | NA | Complete | Complete | NA |  | 0
DOS PALMAS | 2104 | 2021-04-09 | 2021-04-15 07:00 | ACTIVE | C14 | Storage |  |  | Battery |  |  | 410.76 | [6 empty] | 400 |  |  |  | Full Capacity | 1 |  |  | Group D | 1 | 1 | 400 | Battery | 410.76 | 400 | 0 | 0 | 0 | 0 | 0 | 0 | 0 | 0 | 0 | 0 | SAN BERNARDINO | CA | SCE | NOL | 0.13 | 0.48 | Victor Substation 230 kV | Victor | 230 | 2025-11-30 08:00 | 2031-04-26 07:00 | 2031 |  | NA | Complete | Complete | NA |  | 0
CONDUIT ENERGY STORAGE | 2105 | 2021-04-14 | 2021-04-15 07:00 | ACTIVE | C14 | Storage |  |  | Battery |  |  | 512.58 | [6 empty] | 500 |  |  |  | Full Capacity | 1 |  |  | Group D | 1 | 1 | 500 | Battery | 512.58 | 500 | 0 | 0 | 0 | 0 | 0 | 0 | 0 | 0 | 0 | 0 | SAN BERNARDINO | CA | SCE | NOL | 0.13 | 0.48 | Lugo Substation 500 kV | Lugo | 500 | 2025-06-01 07:00 | 2031-02-26 08:00 | 2031 |  | NA | Complete | Complete | NA |  | 0
ADAGIO | 2109 | 2021-04-01 | 2021-04-15 07:00 | ACTIVE | C14 | Storage |  |  | Battery |  |  | 405.6634 | [6 empty] | 400 |  |  |  | Full Capacity | Not in Report |  |  |  | 0 | 0 | 0 | Battery | 405.6634 | 0 | 0 | 0 | 0 | 0 | 0 | 0 | 0 | 0 | 0 | 0 | LOS ANGELES | CA | SCE | Metro | 0.13 | 0.48 | Hinson Substation 230 kV | Hinson | 230 | 2024-06-30 07:00 | 2032-04-28 07:00 | 2032 |  | NA | Complete | Complete | NA |  | 0
FLEETWOOD | 2111 | 2021-04-01 | 2021-04-15 07:00 | ACTIVE | C14 | Storage |  |  | Battery |  |  | 405.5148 | [6 empty] | 400 |  |  |  | Full Capacity | Not in Report |  |  |  | 0 | 0 | 0 | Battery | 405.5148 | 0 | 0 | 0 | 0 | 0 | 0 | 0 | 0 | 0 | 0 | 0 | LOS ANGELES | CA | SCE | Metro | 0.13 | 0.48 | Litehipe Substation 230 kV | Lighthipe | 230 | 2024-06-30 07:00 | 2032-04-28 07:00 | 2032 |  | NA | Complete | Complete | NA |  | 0
GABRIEL STORAGE | 2113 | 2021-04-01 | 2021-04-15 07:00 | ACTIVE | C14 | Storage |  |  | Battery |  |  | 405.7509 |  | 175 |  |  |  |  | 400 |  |  |  | Full Capacity | 1 |  |  | Group B | 1 | 1 | 400 | Battery | 230.7509 | 225 | 0 | 0 | 0 | 0 | 0 | 0 | 0 | 0 | 0 | 0 | LOS ANGELES | CA | SCE | Metro | 0.13 | 0.48 | Rio Hondo Substation 230 kV | Rio Hondo | 230 | 2024-06-30 07:00 | 2033-02-26 08:00 | 2033 |  | NA | Complete | Complete | NA |  | 0
DIRAC | 2114 | 2021-04-01 | 2021-04-15 07:00 | ACTIVE | C14 | Storage |  |  | Battery |  |  | 403.4 | [6 empty] | 400 |  |  |  | Full Capacity | 1 |  |  | Group D | 1 | 1 | 400 | Battery | 403.4 | 400 | 0 | 0 | 0 | 0 | 0 | 0 | 0 | 0 | 0 | 0 | SAN BERNARDINO | CA | SCE | Metro | 0.13 | 0.48 | Chino Substation 230 kV | Chino | 230 | 2024-06-30 07:00 | 2031-02-26 08:00 | 2031 |  | NA | Complete | Complete | NA |  | 0
SIMON | 2115 | 2021-04-01 | 2021-04-15 07:00 | ACTIVE | C14 | Storage |  |  | Battery |  |  | 405.7509 | [6 empty] | 400 |  |  |  | Full Capacity | Not in Report |  |  |  | 0 | 0 | 0 | Battery | 405.7509 | 0 | 0 | 0 | 0 | 0 | 0 | 0 | 0 | 0 | 0 | 0 | LOS ANGELES | CA | SCE | Metro | 0.13 | 0.48 | La Cienega Substation 230 kV | La Cienega | 230 | 2024-06-30 07:00 | 2032-04-26 07:00 | 2032 |  | NA | Complete | Complete | NA |  | 0
MARICI | 2116 | 2021-04-01 | 2021-04-15 07:00 | ACTIVE | C14 | Storage |  |  | Battery |  |  | 405.5148 |  | 400 |  |  |  |  | 400 |  |  |  | Full Capacity | 1 |  |  | Group D | 1 | 1 | 400 | Battery | 5.5148 | 0 | 0 | 0 | 0 | 0 | 0 | 0 | 0 | 0 | 0 | 0 | LOS ANGELES | CA | SCE | Metro | 0.13 | 0.48 | Walnut Substation 230 kV | Walnut | 230 | 2024-06-30 07:00 | 2031-02-26 08:00 | 2031 |  | NA | Complete | Complete | NA |  | 0
CORAL REEF | 2117 | 2021-04-01 | 2021-04-15 07:00 | ACTIVE | C14 | Storage |  |  | Battery |  |  | 405.6634 | [6 empty] | 400 |  |  |  | Full Capacity | Not in Report |  |  |  | 0 | 0 | 0 | Battery | 405.6634 | 0 | 0 | 0 | 0 | 0 | 0 | 0 | 0 | 0 | 0 | 0 | LOS ANGELES | CA | SCE | Metro | 0.13 | 0.48 | El Nido Substation 230 kV | El Nido (SCE) | 230 | 2024-06-30 07:00 | 2032-04-26 07:00 | 2032 |  | NA | Complete | Complete | NA |  | 0
GREENWOOD ENERGY STORAGE | 2121 | 2021-04-06 | 2021-04-15 07:00 | ACTIVE | C14 | Storage |  |  | Battery |  |  | 252 | [6 empty] | 250 |  |  |  | Full Capacity | 1 |  |  | Group D | 1 | 1 | 250 | Battery | 252 | 250 | 0 | 0 | 0 | 0 | 0 | 0 | 0 | 0 | 0 | 0 | LOS ANGELES | CA | SCE | Metro | 0.13 | 0.48 | Mesa Substation 500 kV | Mesa (SCE) | 500 | 2024-08-01 07:00 | 2032-05-26 07:00 | 2032 |  | NA | Complete | Complete | NA |  | 0
TABLA ENERGY STORAGE | 2124 | 2021-04-06 | 2021-04-15 07:00 | ACTIVE | C14 | Storage |  |  | Battery |  |  | 302.4 | [6 empty] | 300 |  |  |  | Full Capacity | 1 |  |  | Group D | 1 | 1 | 300 | Battery | 302.4 | 300 | 0 | 0 | 0 | 0 | 0 | 0 | 0 | 0 | 0 | 0 | LOS ANGELES | CA | SCE | Metro | 0.13 | 0.48 | Rio Hondo Substation 230 kV | Rio Hondo | 230 | 2024-08-01 07:00 | 2032-05-26 07:00 | 2032 |  | NA | Complete | Complete | NA |  | 0
TYRELL ENERGY STORAGE | 2125 | 2021-04-06 | 2021-04-15 07:00 | ACTIVE | C14 | Storage |  |  | Battery |  |  | 302.4 | [6 empty] | 300 |  |  |  | Full Capacity | 1 |  |  | Group D | 1 | 1 | 300 | Battery | 302.4 | 300 | 0 | 0 | 0 | 0 | 0 | 0 | 0 | 0 | 0 | 0 | ORANGE | CA | SCE | Metro | 0.13 | 0.48 | Viejo Substation 230kV | Viejo | 230 | 2024-08-01 07:00 | 2032-05-26 07:00 | 2032 |  | NA | Complete | Complete | NA |  | 0
OTROS ALAMITOS ENERGY STORAGE | 2127 | 2021-04-08 | 2021-04-15 07:00 | ACTIVE | C14 | Storage |  |  | Battery |  |  | 241.5 | [6 empty] | 236 |  |  |  | Full Capacity | 1 |  |  | Group D | 1 | 1 | 236 | Battery | 241.5 | 236 | 0 | 0 | 0 | 0 | 0 | 0 | 0 | 0 | 0 | 0 | LOS ANGELES | CA | SCE | Metro | 0.13 | 0.48 | Alamitos 220 kV | Alamitos | 230 | 2025-10-30 07:00 | 2031-08-26 07:00 | 2031 |  | NA | Complete | Complete | NA |  | 0
LOS NIETOS | 2129 | 2021-04-08 | 2021-04-15 07:00 | ACTIVE | C14 | Storage |  |  | Battery |  |  | 102.26 | [6 empty] | 100 |  |  |  | Full Capacity | 1 |  |  | Group D | 1 | 1 | 100 | Battery | 102.26 | 100 | 0 | 0 | 0 | 0 | 0 | 0 | 0 | 0 | 0 | 0 | ORANGE | CA | SCE | Metro | 0.13 | 0.48 | Johanna Substation 230 kV | Johanna | 230 | 2024-11-01 07:00 | 2031-04-26 07:00 | 2031 |  | NA | Complete | Complete | NA |  | 0
MERLIN STORAGE | 2131 | 2021-04-09 | 2021-04-15 07:00 | ACTIVE | C14 | Storage |  |  | Battery |  |  | 200 | [6 empty] | 200 |  |  |  | Full Capacity | Not in Report |  |  |  | 0 | 0 | 0 | Battery | 200 | 0 | 0 | 0 | 0 | 0 | 0 | 0 | 0 | 0 | 0 | 0 | LOS ANGELES | CA | SCE | Metro | 0.13 | 0.48 | Hinson Substation 220 kV | Hinson | 230 | 2023-06-01 07:00 | 2032-05-26 07:00 | 2032 |  | NA | Complete | Complete | NA |  | 0
LOPEZ BESS | 2134 | 2021-04-12 | 2021-04-15 07:00 | ACTIVE | C14 | Storage |  |  | Battery |  |  | 171.738 | [6 empty] | 162.9 |  |  |  | Full Capacity | Not in Report |  |  | Group B | 0 | 0 | 0 | Battery | 171.738 | 0 | 0 | 0 | 0 | 0 | 0 | 0 | 0 | 0 | 0 | 0 | LOS ANGELES | CA | SCE | Metro | 0.13 | 0.48 | Sylmar-Gould line 230 kV | Sylmar | 230 | 2024-06-01 07:00 | 2033-06-26 07:00 | 2033 |  | NA | Complete | Complete | NA |  | 0
HAVEN STORAGE | 2136 | 2021-04-09 | 2021-04-15 07:00 | ACTIVE | C14 | Storage |  |  | Battery |  |  | 312.96 | [6 empty] | 300 |  |  |  | Full Capacity | 1 |  |  | Group D | 1 | 1 | 300 | Battery | 312.96 | 300 | 0 | 0 | 0 | 0 | 0 | 0 | 0 | 0 | 0 | 0 | LOS ANGELES | CA | SCE | Metro | 0.13 | 0.48 | Rio Hondo Substation 230 kV | Rio Hondo | 230 | 2025-11-30 08:00 | 2031-02-26 08:00 | 2031 |  | NA | Complete | Complete | NA |  | 0
COMMERCE ENERGY STORAGE 3 | 2139 | 2021-04-15 | 2021-04-15 07:00 | ACTIVE | C14 | Storage |  |  | Battery |  |  | 256.29 | [6 empty] | 250 |  |  |  | Full Capacity | 1 |  |  | Group D | 1 | 1 | 250 | Battery | 256.29 | 250 | 0 | 0 | 0 | 0 | 0 | 0 | 0 | 0 | 0 | 0 | L.A | CA | SCE | Metro | 0.13 | 0.48 | Laguna Bell Substation 230 kV | Laguna Bell | 230 | 2025-06-01 07:00 | 2031-02-26 08:00 | 2031 |  | NA | Complete | Complete | NA |  | 0
STERLING | 2140 | 2021-04-06 | 2021-04-15 07:00 | ACTIVE | C14 | Storage | Photovoltaic |  | Battery | Solar |  | 250 |  |  | 250 |  |  |  | 250 |  |  |  | Full Capacity | 1 |  | Off-Peak Deliverability | Group A | 1 | 1 | 250 | Solar-Hybrid | 250 | 250 | 0 | 0 | 250 | 0 | 0 | 0 | 0 | 0 | 0 | 0 | CLARK | NV | SCE | EOP | 0.13 | 0.48 | Mohave Substation 500 kV | Mohave | 500 | 2024-12-01 08:00 | 2031-05-26 07:00 | 2031 |  | NA | Complete | Complete | NA |  | 0
DELAMAR ENERGY STORAGE 2 | 2141 | 2021-04-14 | 2021-04-15 07:00 | ACTIVE | C14 | Storage |  |  | Battery |  |  | 256.29 | [6 empty] | 250 |  |  |  | Full Capacity | Not in Report |  |  | Group B | 0 | 0 | 0 | Battery | 256.29 | 0 | 0 | 0 | 0 | 0 | 0 | 0 | 0 | 0 | 0 | 0 | CLARK | NV | SCE | EOP | 0.13 | 0.48 | SCE portion of Eldorado Substation 230 kV | Eldorado | 230 | 2025-06-01 07:00 | 2027-06-26 07:00 | 2027 |  | NA | Complete | Complete | NA |  | 0
SILVER STAR SOLAR | 2142 | 2021-03-31 | 2021-04-15 07:00 | ACTIVE | C14 | Storage | Photovoltaic |  | Battery | Solar |  | 516.7638 |  |  | 516.7638 |  |  |  | 500 |  |  |  | Partial Capacity | Not in Report | 0 | Off-Peak Deliverability | Group D | 0 | 0 | 0 | Solar-Hybrid | 516.7638 | 0 | 0 | 0 | 516.7638 | 0 | 0 | 0 | 0 | 0 | 0 | 0 | NYE | NV | GLW | EOP | 0.08 | 0.48 | Lathrop Wells Substation 230 kV | Lathrop | 230 | 2028-03-31 07:00 | 2028-12-01 08:00 | 2029 |  | NA | Complete | Complete | NA |  | 0
MURRAY | 2144 | 2021-04-09 | 2021-04-15 07:00 | ACTIVE | C14 | Storage | Photovoltaic |  | Battery | Solar |  | 515.08 |  |  | 508.56 |  |  |  | 500 |  |  |  | Energy Only | Not in Report |  | Off-Peak Deliverability | Group D | 0 | 0 | 0 | Solar-Hybrid | 515.08 | 0 | 0 | 0 | 508.56 | 0 | 0 | 0 | 0 | 0 | 0 | 0 | NYE | NV | GLW | EOP | 0.08 | 0.48 | Beatty Substation 230 kV | Beatty | 230 | 2025-11-30 08:00 | 2029-03-15 07:00 | 2029 |  | NA | Complete | Complete | NA |  | 0
DANDELION HYBRID SOLAR | 2145 | 2021-04-14 | 2021-04-15 07:00 | ACTIVE | C14 | Photovoltaic | Storage |  | Solar | Battery |  | 223.33 |  |  | 110.87 |  |  |  | 220 |  |  |  | Full Capacity | Not in Report |  | Off-Peak Deliverability | Group B | 0 | 0 | 0 | Solar-Hybrid | 110.87 | 0 | 0 | 0 | 223.33 | 0 | 0 | 0 | 0 | 0 | 0 | 0 | NYE | NV | GLW | EOP | 0.08 | 0.48 | Vista Substation 230 kV | Vista (VEA) | 230 | 2024-11-30 08:00 | 2027-12-26 08:00 | 2028 |  | NA | Complete | Complete | NA |  | 0
WATER ROCK SOLAR 2 | 2146 | 2021-03-31 | 2021-04-15 07:00 | ACTIVE | C14 | Storage | Photovoltaic |  | Battery | Solar |  | 516.7638 |  |  | 516.7638 |  |  |  | 500 |  |  |  | Partial Capacity | Not in Report | 0 | Off-Peak Deliverability | Group D | 0 | 0 | 0 | Solar-Hybrid | 516.7638 | 0 | 0 | 0 | 516.7638 | 0 | 0 | 0 | 0 | 0 | 0 | 0 | NYE | NV | GLW | EOP | 0.08 | 0.48 | Gamebird Substation 230 kV | Carpenter Canyon (fka Gamebird) | 230 | 2028-03-31 07:00 | 2028-12-01 08:00 | 2029 |  | NA | Complete | Complete | NA |  | 2
KAWICH | 2147 | 2021-04-06 | 2021-04-15 07:00 | ACTIVE | C14 | Photovoltaic | Storage |  | Solar | Battery |  | 350 |  |  | 350 |  |  |  | 350 |  |  |  | Full Capacity | 1 |  | Off-Peak Deliverability | Group A | 1 | 1 | 350 | Solar-Hybrid | 350 | 350 | 0 | 0 | 350 | 0 | 0 | 0 | 0 | 0 | 0 | 0 | CLARK | NV | GLW | EOP | 0.08 | 0.48 | Innovation-Desert View 230 kV Line | Desert View | 230 | 2025-06-01 07:00 | 2029-07-27 07:00 | 2029 |  | NA | Complete | Complete | NA |  | 0
MOSEY | 2148 | 2021-04-06 | 2021-04-15 07:00 | ACTIVE | C14 | Storage | Photovoltaic |  | Battery | Solar |  | 537.0067 |  |  | 543.856 |  |  |  | 500 |  |  |  | Full Capacity | 1 |  | Off-Peak Deliverability | Group A | 1 | 1 | 500 | Solar-Hybrid | 537.0067 | 500 | 0 | 0 | 543.856 | 0 | 0 | 0 | 0 | 0 | 0 | 0 | CLARK | NV | GLW | EOP | 0.08 | 0.48 | Trout Canyon Substation 230 kV | Trout Canyon | 230 | 2025-06-01 07:00 | 2029-06-27 07:00 | 2029 |  | NA | Complete | Complete | NA |  | 0
SUNBAKED SOLAR | 2149 | 2021-04-09 | 2021-04-15 07:00 | ACTIVE | C14 | Storage | Photovoltaic |  | Battery | Solar |  | 515.08 |  |  | 508.56 |  |  |  | 500 |  |  |  | Energy Only | Not in Report |  | Off-Peak Deliverability | Group B | 0 | 0 | 0 | Solar-Hybrid | 515.08 | 0 | 0 | 0 | 508.56 | 0 | 0 | 0 | 0 | 0 | 0 | 0 | INYO | CA | GLW | EOP | 0.08 | 0.48 | Trout Canyon Substation 230 kV | Trout Canyon | 230 | 2025-11-30 08:00 | 2029-02-26 08:00 | 2029 |  | NA | Complete | Complete | NA |  | 0
ROUGH HAT 3 | 2150 | 2021-04-14 | 2021-04-15 07:00 | ACTIVE | C14 | Photovoltaic | Storage |  | Solar | Battery |  | 307 |  |  | 307 |  |  |  | 300 |  |  |  | Full Capacity | Not in Report |  | Off-Peak Deliverability |  | 0 | 0 | 0 | Solar-Hybrid | 307 | 0 | 0 | 0 | 307 | 0 | 0 | 0 | 0 | 0 | 0 | 0 | CLARK | NV | GLW | EOP | 0.08 | 0.48 | Trout Canyon Substation 230 kV | Trout Canyon | 230 | 2024-09-01 07:00 | 2028-09-15 07:00 | 2028 |  | NA | Complete | Complete | NA |  | 0
FRIGATEBIRD STORAGE | 2153 | 2021-03-23 | 2021-04-15 07:00 | ACTIVE | C14 | Storage |  |  | Battery |  |  | 213.5487 | [6 empty] | 200 |  |  |  | Full Capacity | Not in Report |  |  |  | 0 | 0 | 0 | Battery | 213.5487 | 0 | 0 | 0 | 0 | 0 | 0 | 0 | 0 | 0 | 0 | 0 | SAN DIEGO | CA | SDGE | SDGE | 0.06 | 0.35 | Silvergate Substation 230 kV | Silvergate | 230 | 2023-06-30 07:00 | 2026-03-01 08:00 | 2026 |  | NA | Complete |  | NA |  | 0
REMY | 2154 | 2021-04-01 | 2021-04-15 07:00 | ACTIVE | C14 | Storage | Photovoltaic |  | Battery | Solar |  | 308.47 |  |  | 308 |  |  |  | 300 |  |  |  | Full Capacity | Not in Report |  | Off-Peak Deliverability |  | 0 | 0 | 0 | Solar-Hybrid | 308.47 | 0 | 0 | 0 | 308 | 0 | 0 | 0 | 0 | 0 | 0 | 0 | YUMA | AZ | SDGE | SDGE | 0.06 | 0.35 | Hoodoo Wash Switchyard 500 kV | Hoodoo Wash | 500 | 2025-12-01 08:00 | 2029-06-30 07:00 | 2029 |  | NA | Complete |  | NA |  | 0
GNARLY OSAGE | 2157 | 2021-04-01 | 2021-04-15 07:00 | ACTIVE | C14 | Storage |  |  | Battery |  |  | 304.3999 | [6 empty] | 300 |  |  |  | Full Capacity | Not in Report |  |  |  | 0 | 0 | 0 | Battery | 304.3999 | 0 | 0 | 0 | 0 | 0 | 0 | 0 | 0 | 0 | 0 | 0 | SAN DIEGO | CA | SDGE | SDGE | 0.06 | 0.35 | Encina Substation 138 kV | Encina | 138 | 2024-06-30 07:00 | 2027-08-07 07:00 | 2027 |  | NA | Complete |  | NA |  | 0
ALISA SOLAR ENERGY COMPLEX | 2161 | 2021-04-01 | 2021-04-15 07:00 | ACTIVE | C14 | Photovoltaic | Storage |  | Solar | Battery |  | 208.494 |  |  | 208.494 |  |  |  | 200 |  |  |  | Full Capacity | Not in Report |  | Off-Peak Deliverability | Group D | 0 | 0 | 0 | Solar-Hybrid | 208.494 | 0 | 0 | 0 | 208.494 | 0 | 0 | 0 | 0 | 0 | 0 | 0 | YUMA | AZ | SDGE | SDGE | 0.06 | 0.35 | Hoodoo Wash - North Gila 500 kV | Hoodoo Wash | 500 | 2024-06-01 07:00 | 2028-06-01 07:00 | 2028 |  | NA | Complete |  | NA |  | 0
SOLAR DE MEXICALI | 2162 | 2021-03-31 | 2021-04-15 07:00 | ACTIVE | C14 | Photovoltaic | Storage |  | Solar | Battery |  | 286.13 |  |  | 286.13 |  |  |  | 275 |  |  |  | Full Capacity | Not in Report |  | Off-Peak Deliverability | Group D | 0 | 0 | 0 | Solar-Hybrid | 286.13 | 0 | 0 | 0 | 286.13 | 0 | 0 | 0 | 0 | 0 | 0 | 0 | BAJA CALIFORNIA | MX | SDGE | SDGE | 0.06 | 0.35 | Imperial Valley Substation 230 kV | Imperial Valley | 230 | 2027-12-31 08:00 | 2030-03-16 07:00 | 2030 |  | NA | Complete |  | NA |  | 0
TOWER 1 ENERGY STORAGE | 2165 | 2021-04-06 | 2021-04-15 07:00 | ACTIVE | C14 | Storage |  |  | Battery |  |  | 105 | [6 empty] | 100 |  |  |  | Full Capacity | Not in Report |  |  | Group B | 0 | 0 | 0 | Battery | 105 | 0 | 0 | 0 | 0 | 0 | 0 | 0 | 0 | 0 | 0 | 0 | SAN DIEGO | CA | SDGE | SDGE | 0.06 | 0.35 | Ocean Ranch Substation 69 kV | Ocean Ranch | 69 | 2025-06-01 07:00 | 2029-02-05 08:00 | 2029 |  | NA | Complete |  | NA |  | 0
UMBRIEL | 2166 | 2021-04-08 | 2021-04-15 07:00 | ACTIVE | C14 | Storage | Photovoltaic |  | Battery | Solar |  | 1182.38 |  |  | 1182.38 |  |  |  | 1150 |  |  |  | Full Capacity | 1 |  | Off-Peak Deliverability | Group A | 1 | 1 | 1150 | Solar-Hybrid | 1182.38 | 1150 | 0 | 0 | 1182.38 | 0 | 0 | 0 | 0 | 0 | 0 | 0 | IMPERIAL | CA | SDGE | SDGE | 0.06 | 0.35 | North Gila - Imperial Valley 500 kV Line | New Sub - North Gila - IV (Proposed) | 500 | 2026-12-31 08:00 | 2035-06-05 07:00 | 2035 |  | NA | Complete |  | NA |  | 0
HAMMERHEAD STORAGE | 2167 | 2021-04-08 | 2021-04-15 07:00 | ACTIVE | C14 | Storage |  |  | Battery |  |  | 71.3 | [6 empty] | 70 |  |  |  | Full Capacity | Not in Report |  |  | Group D | 0 | 0 | 0 | Battery | 71.3 | 0 | 0 | 0 | 0 | 0 | 0 | 0 | 0 | 0 | 0 | 0 | SAN DIEGO | CA | SDGE | SDGE | 0.06 | 0.35 | Scripps Substation 69 kV | Scripps | 69 | 2024-12-15 08:00 | 2030-05-05 07:00 | 2030 |  | NA | Complete |  | NA |  | 0
HYDER | 2172 | 2021-04-06 | 2021-04-15 07:00 | ACTIVE | C14 | Photovoltaic | Storage |  | Solar | Battery |  | 823.85 |  |  | 823.85 |  |  |  | 800 |  |  |  | Full Capacity | Not in Report |  | Off-Peak Deliverability | Group B | 0 | 0 | 0 | Solar-Hybrid | 823.85 | 0 | 0 | 0 | 823.85 | 0 | 0 | 0 | 0 | 0 | 0 | 0 | MARICOPA | AZ | SDGE | SDGE | 0.06 | 0.35 | Hoodoo Wash - Hassayampa 500 kV Line | Hoodoo Wash | 500 | 2025-06-01 07:00 | 2035-06-05 07:00 | 2035 |  | NA | Complete |  | NA |  | 0
DESERT JEWEL STORAGE | 2173 | 2021-04-08 | 2021-04-15 07:00 | ACTIVE | C14 | Storage |  |  | Battery |  |  | 206.31 | [6 empty] | 200 |  |  |  | Full Capacity | 1 |  |  | Group A | 1 | 1 | 200 | Battery | 206.31 | 200 | 0 | 0 | 0 | 0 | 0 | 0 | 0 | 0 | 0 | 0 | SAN DIEGO | CA | SDGE | SDGE | 0.06 | 0.35 | Boulevard East Substation 138 kV | Boulevard East | 138 | 2025-10-30 07:00 | 2025-10-30 07:00 | 2026 |  | NA | Complete |  | NA |  | 0
YUHA DESERT BATTERY STORAGE | 2176 | 2021-04-02 | 2021-04-15 07:00 | ACTIVE | C14 | Storage |  |  | Battery |  |  | 633.1 | [6 empty] | 600 |  |  |  | Full Capacity | Not in Report |  |  | Group D | 0 | 0 | 0 | Battery | 633.1 | 0 | 0 | 0 | 0 | 0 | 0 | 0 | 0 | 0 | 0 | 0 | IMPERIAL | CA | SDGE | SDGE | 0.06 | 0.35 | Imperial Valley Substation 230 kV | Imperial Valley | 230 | 2024-12-31 08:00 | 2031-11-05 08:00 | 2032 |  | NA | Complete |  | NA |  | 0
BOULDER BRUSH HYBRID | 2177 | 2021-04-13 | 2021-04-15 07:00 | ACTIVE | C14 | Wind Turbine | Storage |  | Wind Turbine | Battery |  | 105.8 |  |  | 313.9193 |  |  |  | 400 |  |  |  | Full Capacity | Not in Report |  | Off-Peak Deliverability | Group D | 0 | 0 | 0 | Wind-Hybrid | 313.9193 | 0 | 0 | 0 | 0 | 0 | 0 | 0 | 105.8 | 0 | 0 | 0 | SAN DIEGO | CA | SDGE | SDGE | 0.06 | 0.35 | Suncrest - Ocotillo 500 kV Line | New Sub - Suncrest - Ocotillo (Proposed) | 500 | 2025-06-01 07:00 | 2031-02-05 08:00 | 2031 |  | NA | Complete |  | NA |  | 0
BELL BLUFF STORAGE | 2178 | 2021-04-09 | 2021-04-15 07:00 | ACTIVE | C14 | Storage |  |  | Battery |  |  | 312.96 | [6 empty] | 300 |  |  |  | Full Capacity | Not in Report |  |  | Group D | 0 | 0 | 0 | Battery | 312.96 | 0 | 0 | 0 | 0 | 0 | 0 | 0 | 0 | 0 | 0 | 0 | SAN DIEGO | CA | SDGE | SDGE | 0.06 | 0.35 | Suncrest Substation 230 kV | Suncrest | 230 | 2025-11-30 08:00 | 2034-10-11 07:00 | 2035 |  | NA | Complete |  | NA |  | 0
CARGO STORAGE | 2180 | 2021-04-09 | 2021-04-15 07:00 | ACTIVE | C14 | Storage |  |  | Battery |  |  | 312.96 | [6 empty] | 300 |  |  |  | Full Capacity | Not in Report |  |  | Group D | 0 | 0 | 0 | Battery | 312.96 | 0 | 0 | 0 | 0 | 0 | 0 | 0 | 0 | 0 | 0 | 0 | SAN DIEGO | CA | SDGE | SDGE | 0.06 | 0.35 | Otay Mesa Switchyard 230 kV | Otay Mesa | 230 | 2025-03-31 07:00 | 2036-05-05 07:00 | 2036 |  | NA | Complete |  | NA |  | 0
TAYLOR STORAGE | 2182 | 2021-04-09 | 2021-04-15 07:00 | ACTIVE | C14 | Storage |  |  | Battery |  |  | 101.9 | [6 empty] | 100 |  |  |  | Full Capacity | Not in Report |  |  | Group B | 0 | 0 | 0 | Battery | 101.9 | 0 | 0 | 0 | 0 | 0 | 0 | 0 | 0 | 0 | 0 | 0 | SAN DIEGO | CA | SDGE | SDGE | 0.06 | 0.35 | Chicarita Substation 138 kV | Chicarita | 138 | 2025-11-01 07:00 | 2029-02-05 08:00 | 2029 |  | NA | Complete |  | NA |  | 0
AMBERJACK ENERGY STORAGE | 2184 | 2021-04-14 | 2021-04-15 07:00 | ACTIVE | C14 | Storage |  |  | Battery |  |  | 100.6499 | [6 empty] | 100 |  |  |  | Full Capacity | Not in Report |  |  | Group B | 0 | 0 | 0 | Battery | 100.6499 | 0 | 0 | 0 | 0 | 0 | 0 | 0 | 0 | 0 | 0 | 0 | SAN DIEGO | CA | SDGE | SDGE | 0.06 | 0.35 | Loveland - Alpine 69 kV Line | Alpine | 69 | 2024-11-30 08:00 | 2034-02-05 08:00 | 2034 |  | NA | Complete |  | NA |  | 0
GATEWAY ENERGY STORAGE 2 | 2185 | 2021-04-15 | 2021-04-15 07:00 | ACTIVE | C14 | Storage |  |  | Battery |  |  | 256.29 | [6 empty] | 250 |  |  |  | Full Capacity | Not in Report |  |  | Group D | 0 | 0 | 0 | Battery | 256.29 | 0 | 0 | 0 | 0 | 0 | 0 | 0 | 0 | 0 | 0 | 0 | SAN DIEGO | CA | SDGE | SDGE | 0.06 | 0.35 | Otay Mesa Switchyard 230 kV | Otay Mesa | 230 | 2024-06-01 07:00 | 2035-02-05 08:00 | 2035 |  | NA | Complete |  | NA |  | 0
SANDBAR ENERGY STORAGE | 2186 | 2021-04-15 | 2021-04-15 07:00 | ACTIVE | C14 | Storage |  |  | Battery |  |  | 256 | [6 empty] | 250 |  |  |  | Full Capacity | Not in Report |  |  | Group B | 0 | 0 | 0 | Battery | 256 | 0 | 0 | 0 | 0 | 0 | 0 | 0 | 0 | 0 | 0 | 0 | SAN DIEGO | CA | SDGE | SDGE | 0.06 | 0.35 | San Luis Rey Substation 230 kV | San Luis Rey | 230 | 2025-06-01 07:00 | 2030-02-05 08:00 | 2030 |  | NA | Complete |  | NA |  | 0
GERANIUM ENERGY STORAGE | 2188 | 2021-04-15 | 2021-04-15 07:00 | ACTIVE | C14 | Storage |  |  | Battery |  |  | 51.4 | [6 empty] | 50 |  |  |  | Full Capacity | Not in Report |  |  | Group D | 0 | 0 | 0 | Battery | 51.4 | 0 | 0 | 0 | 0 | 0 | 0 | 0 | 0 | 0 | 0 | 0 | SAN DIEGO | CA | SDGE | SDGE | 0.06 | 0.35 | Miguel Substation 69 kV | Miguel | 69 | 2023-12-31 08:00 | 2029-02-05 08:00 | 2029 |  | NA | Complete |  | NA |  | 0
PAJARO VALLEY STORAGE | 2192 | 2021-04-13 | 2021-04-15 07:00 | ACTIVE | C14 | Storage |  |  | Battery |  |  | 102.04 | [6 empty] | 100 |  |  |  | Full Capacity | Not in Report |  |  |  | 0 | 0 | 0 | Battery | 102.04 | 0 | 0 | 0 | 0 | 0 | 0 | 0 | 0 | 0 | 0 | 0 | SAN DIEGO | CA | SDGE | SDGE | 0.06 | 0.35 | Salt Creek Substation 69 kV | Salt Creek | 69 | 2024-09-01 07:00 | 2030-03-05 08:00 | 2030 |  | NA | Complete |  | NA |  | 0
TOWNSHIP EXPANSION | 2195 | 2022-07-07 | 2022-10-13 07:00 | ACTIVE | ISP | Gas Turbine | Storage |  | Battery |  |  | 11.3 |  |  | 11.3 |  |  |  | 11 |  |  |  | Full Capacity | Not in Report |  | Off-Peak Deliverability |  | 1 | 1 | 11 | Battery | 11.3 | 11 | 0 | 0 | 0 | 0 | 0 | 0 | 0 | 0 | 0 | 0 | SUTTER | CA | PGAE | Northern | 0.15 | 0.5 | Greenleaf #1 115 kV Tap | Greenleaf 1 | 115 | 2024-06-01 07:00 | 2024-06-01 07:00 | 2024 |  | NA |  |  | NA |  | 0
MALAGA BESS | 2196 | 2022-09-10 | 2023-01-04 08:00 | ACTIVE | ISP | Storage |  |  | Battery |  |  | 46.28 | [6 empty] | 44 |  |  |  | Full Capacity | Not in Report |  | Off-Peak Deliverability |  | 1 | 1 | 44 | Battery | 46.28 | 44 | 0 | 0 | 0 | 0 | 0 | 0 | 0 | 0 | 0 | 0 | FRESNO | CA | PGAE | Fresno | 0.15 | 0.5 | Malaga 115 kV | Malaga | 115 | 2024-11-06 08:00 | 2024-11-06 08:00 | 2025 |  | NA |  |  | NA |  | 0
TUNGSTEN BESS | 2199 | 2023-01-31 | 2023-03-02 08:00 | ACTIVE | ISP | Storage |  |  | Battery |  |  | 126 | [6 empty] | 120 |  |  |  | Full Capacity | Not in Report |  | Off-Peak Deliverability |  | 1 | 1 | 120 | Battery | 126 | 120 | 0 | 0 | 0 | 0 | 0 | 0 | 0 | 0 | 0 | 0 | SAN BERNARDINO | CA | SCE | NOL | 0.13 | 0.48 | Victor Substation 230 kV | Victor | 230 | 2026-05-01 07:00 | 2026-05-01 07:00 | 2026 |  | NA |  |  | NA |  | 0
APPARENT FIRST HYBRID | 653F | 2010-10-07 | 2010-10-13 07:00 | ACTIVE | SGIP-TC | Photovoltaic | Storage |  | Solar | Battery |  | 12 |  | 12 | 12.1 |  |  |  | 12 |  |  |  | Energy Only | Not in Report |  | Off-Peak Energy Only |  | 0 | 0 | 0 | Solar-Hybrid | 12.1 | 0 | 0 | 0 | 0 | 0 | 0 | 0 | 0 | 0 | 0 | 0 | YOLO | CA | PGAE | Northern | 0.15 | 0.5 | Woodland-Davis 115 kV Line | Davis | 115 | 2012-05-01 07:00 | 2022-05-30 07:00 | 2022 |  | NA | Complete | Complete | NA | Executed | 1
|  | Legend: | ● Study Process Key: Active=project is in study through Construction phases; Complete=project is in Commercial Operation, Withdrawn=project is withdrawn
● Study Process Key: A39=Amendment 39 Procedures (Appendix W), Serial=Standard Large Generator Interconnection Procedures (Appendix U), SGIP=Small Generator Interconnection Procedure (Appendix S), Numbered Clusters=Large Generator Interconnection Procedures in a Queue Cluster Window (Appendix Y), TC=Transition Cluster (Appendix 2 to Appendix Y), ISP=Independent Study Process (Appendix Y), FT=Fast Track (Appendix Y)
● Generating Facility Type Key: CC=Combined Cycle, CT=Combustion Turbine, FC=Fuel Cell, H=Hydro, PS=Pump Storage, PV=Photovoltaic, RE=Reciprocating Engine, ST= Steam Turbine, STH=Solar Thermal, STR=Storage, WT=Wind Turbine
● Generating Facility Fuel Key: B=Biofuel, BAT=Battery, C=Coal, G=Geothermal, FW=Flywheel, HR=Heat Recovery, NG=Natural Gas, NU=Nuclear, O=Fuel Oil, S=Solar, W=Wind, WTR=Water
The contents of these pages are subject to change without notice. Decisions based on information contained within the California ISO's web site are the visitor's sole responsibility.

## Previous cycle SCE
SCE's WDAT & Rule 21 Current Interconnection Queue | [10 empty] | Updated as of August 1, 2024 (revised August 7, 2024) | [15 empty] | 2023 values | 2023 values |  | 2024 values
Export Projects | [32 empty] | Total MW |  |  | 2232.766 | 230.686 | 0 | 0 | 44 | 0 | 0 | 17241.495 | 7336.811
Project Number | Queue Position Date | IR Receipt Date | App Deemed Complete Date | Tariff | Request Type | Study Group | IR Status | Current Phase | Withdrawn Date | IA Status | IA Executed(Y/N/n) | IA Execution Date | IA Termination Date | Technology (with Rated MW) | Facility Max Export Req(MW) | Facility County | Facility State | Application Requested In-Service Date | Current Requested In-Service Date | Current Point of Interconnection | Current Point of Receipt | Current Point of Delivery | Region ID | Circuit ID | System ID | Substation ID | Mapping sub name | Voltage | Mapping sub name identified in 2023 (0/1) | Mapping sub name (2024 incremental values) | Mapping sub not found | Mapping Sub Name | Voltage | (helper column distributed solar) | (helper column) | Solar Distributed | Solar Beyond IC | (helper column wind) | Wind | Geothermal |  | (helper column) | Storage | Storage Beyond IC | Online already | Contracted | Other in-development NRI/other | Has executed IA
GFID5216 | 2008-10-27 | 2008-10-23 | 2008-10-27 | Rule 21 | Rule 21 Export | Fast Track | Active - Post IA | In-Service |  | Executed - In Effect | Yes | 2011-10-13 |  | Photovoltaic(1.5) | 1.5 | San Bernardino | CA |  | 2013-07-16 | DESOLATE 12KV | DESOLATE 12KV | Kramer 220/115 | Rurals Region | Desolate | Kramer 220/115 System | Cady 33/12 (D)
GFID5219 |  | 2009-07-29 |  | Rule 21 | Rule 21 Export | Fast Track | Inactive | Withdrawn | 2010-09-22 | Withdrawn (No Agrmt) | No |  |  | Photovoltaic(1.5) | 1.5 | Kern | CA
GFID4202 | 2009-07-20 | 2009-07-20 | 2010-09-13 | Rule 21 | Rule 21 Export | Detailed Study | Active - Post IA | In-Service |  | Executed - In Effect | Yes | 2011-07-28 |  | Hydroelectric(0.25) | 0.25 | Inyo | CA |  | 2011-06-01 | BIRCHIM 12KV | Birchim 12kV | Inyo SCE 220/115 | Rurals Region | Birchim | Inyo SCE 220/115 System | Mt. Tom 55/12 (D)
GFID5227 | 2010-05-04 | 2009-09-01 |  | Rule 21 | Rule 21 Export | Fast Track | Inactive | Withdrawn | 2011-10-05 | Withdrawn (No Agrmt) | No |  |  | Photovoltaic(1.5) | 1.5 | San Bernardino | CA |  |  | Cady: DESOLATE 12 kV line | Gale 115kV | Kramer 220/115
GFID5209 |  | 2009-06-23 |  | Rule 21 | Rule 21 Export | Fast Track | Inactive | Withdrawn | 2011-07-29 | Withdrawn (No Agrmt) | No |  |  | Photovoltaic(0.612) | 0.612 | Los Angeles | CA |  |  | Calcity 'A': BRITTLE BUSH 12 kV line | BRITTLE BUSH 12KV |  | Rurals Region | Brittle Bush | Kramer 220/115 System | Calcity 'A' 33/12 (D)
GFID5220 |  | 2009-04-09 |  | Rule 21 | Rule 21 Export | Fast Track | Inactive | Withdrawn | 2011-03-07 | Withdrawn (No Agrmt) | No |  |  | Photovoltaic(1) | 1 | San Bernardino | CA |  |  | Hinkley: DAIRY 12 kV line | DAIRY 12KV |  | Rurals Region | Dairy | Kramer 220/115 System | Hinkley 33/12 (D)
GFID5228 | 2009-09-22 | 2009-09-22 | 2010-04-30 | Rule 21 | Rule 21 Export | Fast Track | Inactive | Withdrawn | 2011-07-29 | Withdrawn (No Agrmt) | No |  |  | Photovoltaic(1.5) | 1.5 | San Bernardino | CA |  |  | Sky Hi 12kV | SKY HI 12KV | Victor 220kV bus | Rurals Region | Sky Hi | Victor 220/115 System | Lucerne 33/12 (D)
GFID1225 | 2009-01-02 | 2009-01-02 | 2011-01-21 | Rule 21 | Rule 21 Export | Fast Track | Inactive | IA Terminated |  | Executed - In Effect | Yes | 2009-03-21 |  | Microturbine(1.1) | 1.1 | Riverside | CA |  |  | GINGER 12KV | GINGER 12KV | Valley 500/115 | San Jacinto Valley Region | Ginger | Valley 'AB' 500/115 System | Moreno 115/12 (D)
GFID5250 |  | 2010-03-15 |  | Rule 21 | Rule 21 Export | Fast Track | Inactive | Withdrawn | 2011-05-04 | Withdrawn (No Agrmt) | No |  |  | Photovoltaic(1.5) | 1.5 | Riverside | CA |  |  | Townhall 33kV % Garnet 33kV Substation | TOWNHALL 33KV | Devers 220/115 System | Desert Region | Townhall | Devers 220/115 System | Garnet 115/33 (D)
GFID5257 | 2010-01-18 | 2010-01-18 | 2010-03-26 | Rule 21 | Rule 21 Export | Detailed Study | Active - Post IA | In-Service |  | Executed - In Effect | Yes | 2011-12-08 |  | Photovoltaic(1.5) | 1.5 | Los Angeles | CA |  | 2012-03-01 | TIERRA BONITA 12KV | TIERRA BONITA 12KV | Antelope 220/66 | North Coast Region | Tierra Bonita | Antelope 220/66 System | Little Rock 66/12 (D)
GFID5258 | 2010-01-18 | 2010-01-18 | 2010-04-06 | Rule 21 | Rule 21 Export | Detailed Study | Active - Post IA | In-Service |  | Executed - In Effect | Yes | 2011-12-08 |  | Photovoltaic(1.5) | 1.5 | Los Angeles | CA |  | 2011-06-01 | TIERRA BONITA 12KV | TIERRA BONITA 12KV | Antelope 220/66 | North Coast Region | Tierra Bonita | Antelope 220/66 System | Little Rock 66/12 (D)
GFID5261 | 2009-12-18 | 2009-12-18 | 2010-03-17 | Rule 21 | Rule 21 Export | Fast Track | Inactive | Withdrawn | 2011-04-19 | Withdrawn (No Agrmt) | No |  |  | Photovoltaic(1.5) | 1.5 | San Bernardino | CA |  |  | TONTO 12KV | TONTO 12KV | Victor 220/115 | Rurals Region | Tonto | Victor 220/115 System | Apple Valley 115/12 (D)
GFID5262 | 2009-12-18 | 2009-12-18 | 2010-03-17 | Rule 21 | Rule 21 Export | Fast Track | Inactive | Withdrawn | 2011-04-19 | Withdrawn (No Agrmt) | No |  |  | Photovoltaic(1.5) | 1.5 | Riverside | CA |  |  | DESERT CENTER 12KV | DESERT CENTER 12KV | Eagle Mountain 220/66 | Rurals Region | Desert Center | Eagle Mountain 220/220 System | Eagle Mountain 66/12 (D)
GFID5263 |  | 2009-12-18 |  | Rule 21 | Rule 21 Export | Fast Track | Inactive | Withdrawn | 2011-08-05 | Withdrawn (No Agrmt) | No |  |  | Photovoltaic(1.5) | 1.5 | Riverside | CA |  |  | Desert Center 12kV | DESERT CENTER 12KV | Eagle Mountain 220/66 | Rurals Region | Desert Center | Eagle Mountain 220/220 System | Eagle Mountain 66/12 (D)
GFID5264 |  | 2009-12-18 |  | Rule 21 | Rule 21 Export | Fast Track | Inactive | Withdrawn | 2011-08-05 | Withdrawn (No Agrmt) | No |  |  | Photovoltaic(1.5) | 1.5 | San Bernardino | CA |  |  | Barstow: REMOTE 33 kV line | REMOTE 33KV |  | Rurals Region | Remote | Kramer 220/115 System | Barstow 33/33 (D)
GFID5265 |  | 2009-12-18 |  | Rule 21 | Rule 21 Export | Fast Track | Inactive | Withdrawn | 2011-04-19 | Withdrawn (No Agrmt) | No |  |  | Photovoltaic(1.5) | 1.5 | San Bernardino | CA |  |  | SUNDOWN 12KV line | SUNDOWN 12KV | Victor 220/115 System | Rurals Region | Sundown | Victor 220/115 System | Helendale 33/12 (D)
GFID5266 | 2009-12-18 | 2009-12-18 | 2010-03-17 | Rule 21 | Rule 21 Export | Fast Track | Inactive | Withdrawn | 2011-04-19 | Withdrawn (No Agrmt) | No |  |  | Photovoltaic(1.548) | 1.548 | San Bernardino | CA |  |  | SEAFORTH 12KV | SEAFORTH 12KV | Victor 220/115 | Rurals Region | Seaforth | Victor 220/115 System | Hesperia 115/12 (D)
GFID5267 | 2009-12-18 | 2009-12-18 | 2010-03-17 | Rule 21 | Rule 21 Export | Detailed Study | Inactive | IA Terminated |  | Terminated | Yes | 2012-07-25 | 2013-12-10 | Photovoltaic(1.5) | 1.5 | San Bernardino | CA |  | 2012-06-01 | SUNDOWN 12KV | SUNDOWN 12KV | Victor 220/115 | Rurals Region | Sundown | Victor 220/115 System | Helendale 33/12 (D)
GFID5268 |  | 2009-12-18 |  | Rule 21 | Rule 21 Export | Fast Track | Inactive | Withdrawn | 2011-08-05 | Withdrawn (No Agrmt) | No |  |  | Photovoltaic(1.5) | 1.5 | San Bernardino | CA |  |  | Tortilla: PESO 12 kV line | PESO 12KV |  | Rurals Region | Peso | Kramer 220/115 System | Tortilla 115/12 (D)
GFID5269 |  | 2009-12-18 |  | Rule 21 | Rule 21 Export | Fast Track | Inactive | Withdrawn | 2011-08-05 | Withdrawn (No Agrmt) | No |  |  | Photovoltaic(1.5) | 1.5 | Kern | CA |  |  | GOLDTOWN: BOXCAR 12 kV Line | BOXCAR 12KV |  | North Coast Region | Boxcar | Windhub 220/66 System | Goldtown 66/12 (D)
GFID5270 |  | 2010-02-17 |  | Rule 21 | Rule 21 Export | Fast Track | Inactive | Withdrawn | 2011-03-24 | Withdrawn (No Agrmt) | No |  |  | Photovoltaic(1.5) | 1.5 | San Bernardino | CA |  |  | Harvard: BRAGDON 12 kV line | BRAGDON 12KV |  | Rurals Region | Bragdon | Kramer 220/115 System | Harvard 33/12 (D)
GFID5271 |  | 2009-12-22 |  | Rule 21 | Rule 21 Export | Fast Track | Inactive | Withdrawn | 2010-10-04 | Withdrawn (No Agrmt) | No |  |  | Photovoltaic(1.5) | 1.5 | Los Angeles | CA |  |  | DEL SUR: HUGHES LAKE 12 kV Line | HUGHES LAKE 12KV | Antelope 220/66 | North Coast Region | Hughes Lake | Antelope 220/66 System | Del Sur 66/12 (D)
GFID5272 |  | 2009-12-22 |  | Rule 21 | Rule 21 Export | Fast Track | Inactive | Withdrawn | 2010-10-04 | Withdrawn (No Agrmt) | No |  |  | Photovoltaic(1.5) | 1.5 | Los Angeles | CA |  |  | DEL SUR: HUGHES LAKE 12 kV Line | HUGHES LAKE 12KV | Antelope 220/66 | North Coast Region | Hughes Lake | Antelope 220/66 System | Del Sur 66/12 (D)
GFID5273 |  | 2009-12-22 |  | Rule 21 | Rule 21 Export | Fast Track | Inactive | Withdrawn | 2010-10-04 | Withdrawn (No Agrmt) | No |  |  | Photovoltaic(1.5) | 1.5 | Kern | CA |  |  | GREAT LAKES: HURON 12 kV Line | HURON 12KV | Antelope 220/66 | North Coast Region | Huron | Antelope 220/66 System | Great Lakes 66/12 (D)
GFID5274 |  | 2009-12-22 |  | Rule 21 | Rule 21 Export | Fast Track | Inactive | Withdrawn | 2010-10-04 | Withdrawn (No Agrmt) | No |  |  | Photovoltaic(1.5) | 1.5 | Kern | CA |  |  | GREAT LAKES: HURON 12 kV Line | HURON 12KV | Antelope 220/66 | North Coast Region | Huron | Antelope 220/66 System | Great Lakes 66/12 (D)
GFID5275 |  | 2009-12-22 |  | Rule 21 | Rule 21 Export | Fast Track | Inactive | Withdrawn | 2010-10-04 | Withdrawn (No Agrmt) | No |  |  | Photovoltaic(1.5) | 1.5 | Kern | CA |  |  | GREAT LAKES: HURON 12 kV Line | HURON 12KV | Antelope 220/66 | North Coast Region | Huron | Antelope 220/66 System | Great Lakes 66/12 (D)
GFID5276 |  | 2009-12-22 |  | Rule 21 | Rule 21 Export | Fast Track | Inactive | Withdrawn | 2010-10-04 | Withdrawn (No Agrmt) | No |  |  | Photovoltaic(1.5) | 1.5 | Kern | CA |  |  | GREAT LAKES: HURON 12 kV Line | HURON 12KV | Antelope 220/66 | North Coast Region | Huron | Antelope 220/66 System | Great Lakes 66/12 (D)
GFID5277 | 2010-04-05 | 2010-04-05 |  | Rule 21 | Rule 21 Export | Detailed Study | Active - Post IA | In-Service |  | Executed - In Effect | Yes | 2010-12-01 |  | Photovoltaic(1.5) | 1.5 | Riverside | CA |  |  | POLYMER 12KV | POLYMER 12KV | Mira Loma 220kV bus | Metro East Region | Polymer | Mira Loma 220/66 System | Temescal P.T. 33/12 (A)
GFID5278 |  | 2009-12-22 |  | Rule 21 | Rule 21 Export | Fast Track | Inactive | Withdrawn | 2010-10-04 | Withdrawn (No Agrmt) | No |  |  | Photovoltaic(1.5) | 1.5 | San Bernardino | CA |  |  | Gobar 33kV | GOBAR 33KV | Victor 220kV bus | Rurals Region | Gobar | Victor 220/115 System | Cottonwood 115/33 (D)
GFID5279 |  | 2009-12-22 |  | Rule 21 | Rule 21 Export | Fast Track | Inactive | Withdrawn | 2010-10-04 | Withdrawn (No Agrmt) | No |  |  | Photovoltaic(1.5) | 1.5 | San Bernardino | CA |  |  | Gobar 33kV | GOBAR 33KV | Victor 220kV bus | Rurals Region | Gobar | Victor 220/115 System | Cottonwood 115/33 (D)
GFID5281 |  | 2009-12-22 |  | Rule 21 | Rule 21 Export | Fast Track | Inactive | Withdrawn | 2010-10-04 | Withdrawn (No Agrmt) | No |  |  | Photovoltaic(1.5) | 1.5 | Kern | CA |  |  | GREAT LAKES: HURON 12 kV Line | HURON 12KV | Antelope 220/66 | North Coast Region | Huron | Antelope 220/66 System | Great Lakes 66/12 (D)
GFID5282 |  | 2009-12-22 |  | Rule 21 | Rule 21 Export | Fast Track | Inactive | Withdrawn | 2010-10-04 | Withdrawn (No Agrmt) | No |  |  | Photovoltaic(1.5) | 1.5 | Kern | CA |  |  | GREAT LAKES: HURON 12 kV Line | HURON 12KV | Antelope 220/66 | North Coast Region | Huron | Antelope 220/66 System | Great Lakes 66/12 (D)
GFID5285 | 2010-03-16 | 2010-03-16 | 2010-04-16 | Rule 21 | Rule 21 Export | Fast Track | Inactive | Withdrawn | 2012-07-13 | Withdrawn (No Agrmt) | No |  |  | Photovoltaic(1.5) | 1.5 | Kern | CA |  |  | CASTLE BUTTE 33KV | CASTLE BUTTE 33KV | Kramer 220/115 | Rurals Region | Castle Butte | Kramer 220/115 System | Edwards 115/33 (D)
GFID5286 | 2010-03-16 | 2010-03-16 | 2011-04-16 | Rule 21 | Rule 21 Export | Fast Track | Inactive | Withdrawn | 2012-07-13 | Withdrawn (No Agrmt) | No |  |  | Photovoltaic(1.5) | 1.5 | Kern | CA |  |  | CASTLE BUTTE 33KV | CASTLE BUTTE 33KV | Kramer 220/115 | Rurals Region | Castle Butte | Kramer 220/115 System | Edwards 115/33 (D)
GFID5287 | 2010-03-16 | 2010-03-16 | 2011-04-16 | Rule 21 | Rule 21 Export | Fast Track | Inactive | Withdrawn | 2012-07-13 | Withdrawn (No Agrmt) | No |  |  | Photovoltaic(1.5) | 1.5 | Kern | CA |  |  | CASTLE BUTTE 33KV | CASTLE BUTTE 33KV | Kramer 220/115 | Rurals Region | Castle Butte | Kramer 220/115 System | Edwards 115/33 (D)
GFID5288 | 2010-03-16 | 2010-03-16 | 2011-04-16 | Rule 21 | Rule 21 Export | Fast Track | Inactive | Withdrawn | 2012-07-13 | Withdrawn (No Agrmt) | No |  |  | Photovoltaic(1.5) | 1.5 | Kern | CA |  |  | CASTLE BUTTE 33KV | CASTLE BUTTE 33KV | Kramer 220/115 | Rurals Region | Castle Butte | Kramer 220/115 System | Edwards 115/33 (D)
GFID5289 | 2010-03-16 | 2010-03-16 | 2011-04-16 | Rule 21 | Rule 21 Export | Fast Track | Inactive | Withdrawn | 2012-07-13 | Withdrawn (No Agrmt) | No |  |  | Photovoltaic(1.5) | 1.5 | Kern | CA |  |  | Nautilus North Muroc PV-05 East Kern County CA 93523 | CASTLE BUTTE 33KV | Kramer 220/115 | Rurals Region | Castle Butte | Kramer 220/115 System | Edwards 115/33 (D)
GFID5290 | 2010-03-16 | 2010-03-16 | 2011-04-16 | Rule 21 | Rule 21 Export | Fast Track | Inactive | Withdrawn | 2012-07-13 | Withdrawn (No Agrmt) | No |  |  | Photovoltaic(1.5) | 1.5 | Kern | CA |  |  | CASTLE BUTTE 33KV | CASTLE BUTTE 33KV | Kramer 220/115 | Rurals Region | Castle Butte | Kramer 220/115 System | Edwards 115/33 (D)
GFID5291 | 2010-03-15 | 2010-03-15 | 2010-04-16 | Rule 21 | Rule 21 Export | Fast Track | Inactive | Withdrawn | 2012-07-13 | Withdrawn (No Agrmt) | No |  |  | Photovoltaic(1.5) | 1.5 | Kern | CA |  |  | HEAVY 33KV | HEAVY 33KV | Kramer 220/115 | Rurals Region | Heavy | Kramer 220/115 System | Randsburg 115/33 (D)
GFID5292 | 2010-03-16 | 2010-03-16 | 2010-04-16 | Rule 21 | Rule 21 Export | Fast Track | Inactive | Withdrawn | 2012-07-13 | Withdrawn (No Agrmt) | No |  |  | Photovoltaic(1.5) | 1.5 | Kern | CA |  |  | HEAVY 33KV | HEAVY 33KV | Kramer 220/115 | Rurals Region | Heavy | Kramer 220/115 System | Randsburg 115/33 (D)
GFID5293 | 2010-03-16 | 2010-03-16 | 2010-04-16 | Rule 21 | Rule 21 Export | Fast Track | Inactive | Withdrawn | 2012-07-13 | Withdrawn (No Agrmt) | No |  |  | Photovoltaic(1.5) | 1.5 | Kern | CA |  |  | HEAVY 33KV | HEAVY 33KV | Kramer 220/115 | Rurals Region | Heavy | Kramer 220/115 System | Randsburg 115/33 (D)
GFID5294 | 2010-03-15 | 2010-03-15 | 2010-04-16 | Rule 21 | Rule 21 Export | Fast Track | Inactive | Withdrawn | 2012-07-13 | Withdrawn (No Agrmt) | No |  |  | Photovoltaic(1.5) | 1.5 | Kern | CA |  |  | HEAVY 33KV | HEAVY 33KV | Kramer 220/115 | Rurals Region | Heavy | Kramer 220/115 System | Randsburg 115/33 (D)
GFID5295 | 2010-03-16 | 2010-03-16 | 2010-04-16 | Rule 21 | Rule 21 Export | Fast Track | Inactive | Withdrawn | 2012-07-13 | Withdrawn (No Agrmt) | No |  |  | Photovoltaic(1.5) | 1.5 | Kern | CA |  |  | HEAVY 33KV | HEAVY 33KV | Kramer 220/115 | Rurals Region | Heavy | Kramer 220/115 System | Randsburg 115/33 (D)
GFID5296 | 2010-03-16 | 2010-03-16 | 2010-04-16 | Rule 21 | Rule 21 Export | Fast Track | Inactive | Withdrawn | 2012-07-13 | Withdrawn (No Agrmt) | No |  |  | Photovoltaic(1.5) | 1.5 | Kern | CA |  |  | HEAVY 33KV | HEAVY 33KV | Kramer 220/115 | Rurals Region | Heavy | Kramer 220/115 System | Randsburg 115/33 (D)
GFID5301 |  | 2010-03-22 |  | Rule 21 | Rule 21 Export | Fast Track | Inactive | Withdrawn | 2010-09-14 | Withdrawn (No Agrmt) | No |  |  | Photovoltaic(1.5) | 1.5 | Riverside | CA |  |  | BOAT 33KV line | BOAT 33KV | Blythe (WALC) 161kV bus | Rurals Region | Boat | Blythe (WALC) 161/33 System | Blythe City 33/33 (D)
GFID5302 |  | 2010-03-22 |  | Rule 21 | Rule 21 Export | Fast Track | Inactive | Withdrawn | 2010-09-14 | Withdrawn (No Agrmt) | No |  |  | Photovoltaic(1.5) | 1.5 | Los Angeles | CA |  |  | LUCERNE 12KV line | LUCERNE 12KV | Antelope 220/66 | North Coast Region | Lucerne | Antelope 220/66 System | Piute 66/12 (D)
GFID5303 |  | 2010-03-22 |  | Rule 21 | Rule 21 Export | Fast Track | Inactive | Withdrawn | 2010-09-14 | Withdrawn (No Agrmt) | No |  |  | Photovoltaic(1.5) | 1.5 | Riverside | CA |  |  | BOGEY 12KV line | BOGEY 12KV | Blythe (WALC) 161kV bus | Rurals Region | Bogey | Blythe (WALC) 161/33 System | Defrain 33/12 (D)
GFID5304 |  | 2010-03-22 |  | Rule 21 | Rule 21 Export | Fast Track | Inactive | Withdrawn | 2010-09-08 | Withdrawn (No Agrmt) | No |  |  | Photovoltaic(1.5) | 1.5 | Los Angeles | CA |  |  | ALFALFA 12KV line | ALFALFA 12KV | Antelope 220/66 | North Coast Region | Alfalfa | Antelope 220/66 System | Redman 66/12 (D)
GFID5305 |  | 2010-03-22 |  | Rule 21 | Rule 21 Export | Fast Track | Inactive | Withdrawn | 2010-09-08 | Withdrawn (No Agrmt) | No |  |  | Photovoltaic(1.75) | 1.75 | San Bernardino | CA |  |  | KENWORTH 12KV line | KENWORTH 12KV | Victor 220/115 System | Rurals Region | Kenworth | Victor 220/115 System | Roadway 115/12 (D)
GFID5306 | 2010-04-12 | 2010-04-12 | 2010-10-12 | Rule 21 | Rule 21 Export | Detailed Study | Active - Post IA | In-Service |  | Executed - In Effect | Yes | 2012-06-08 |  | Photovoltaic(1.5) | 1.5 | Los Angeles | CA | 2011-06-01 | 2013-06-01 | HANGER 12KV | HANGER 12KV | Antelope 220/66 | North Coast Region | Hanger | Antelope 220/66 System | Oasis 66/12 (D)
GFID5307 |  | 2010-04-12 |  | Rule 21 | Rule 21 Export | Fast Track | Inactive | Withdrawn | 2010-09-08 | Withdrawn (No Agrmt) | No |  |  | Photovoltaic(1.5) | 0
GFID5308 |  | 2010-04-12 |  | Rule 21 | Rule 21 Export | Fast Track | Inactive | Withdrawn | 2010-09-08 | Withdrawn (No Agrmt) | No |  |  | Photovoltaic(1.5) | 1.5
GFID5309 |  | 2010-04-12 |  | Rule 21 | Rule 21 Export | Fast Track | Inactive | Withdrawn | 2010-09-14 | Withdrawn (No Agrmt) | No |  |  | Photovoltaic(1.75) | 1.75 |  |  |  |  | REDMAN: MUROC 12 kV Line | MUROC 12KV | Antelope 220/66 | North Coast Region | Muroc | Antelope 220/66 System | Redman 66/12 (D)
GFID5310 |  | 2010-04-12 |  | Rule 21 | Rule 21 Export | Fast Track | Inactive | Withdrawn | 2010-09-08 | Withdrawn (No Agrmt) | No |  |  | Photovoltaic(1.75) | 1.75 |  |  |  |  | Museum 12kV | MUSEUM 12KV | Antelope 220/66 | North Coast Region | Museum | Antelope 220/66 System | Piute 66/12 (D)
GFID5312 |  | 2010-04-12 |  | Rule 21 | Rule 21 Export | Fast Track | Inactive | Withdrawn | 2010-09-08 | Withdrawn (No Agrmt) | No |  |  | Photovoltaic(1.5) | 1.5
GFID5313 | 2010-04-12 | 2010-04-12 | 2010-10-18 | Rule 21 | Rule 21 Export | Detailed Study | Inactive | Withdrawn | 2013-06-26 | Withdrawn (No Agrmt) | No |  |  | Photovoltaic(1.5) | 1.5 | Los Angeles | CA | 2012-06-01 | 2013-06-01 | ROOSEVELT 12KV | ROOSEVELT 12KV | Antelope 220/66 | North Coast Region | Roosevelt | Antelope 220/66 System | Redman 66/12 (D)
GFID5314 |  | 2010-04-12 |  | Rule 21 | Rule 21 Export | Fast Track | Inactive | Withdrawn | 2010-09-08 | Withdrawn (No Agrmt) | No |  |  | Photovoltaic(1.75) | 1.75 |  |  |  |  | Sky Hi 12kV | SKY HI 12KV | Victor 220kV bus | Rurals Region | Sky Hi | Victor 220/115 System | Lucerne 33/12 (D)
GFID5315 | 2010-04-12 | 2010-04-12 | 2010-08-05 | Rule 21 | Rule 21 Export | Detailed Study | Inactive | Withdrawn | 2013-06-26 | Withdrawn (No Agrmt) | No |  |  | Photovoltaic(1.5) | 1.5 | Los Angeles | CA | 2012-06-01 | 2013-06-01 | MUSEUM 12KV | MUSEUM 12KV | Antelope 220/66 | North Coast Region | Museum | Antelope 220/66 System | Piute 66/12 (D)
GFID5316 |  | 2010-04-12 |  | Rule 21 | Rule 21 Export | Fast Track | Inactive | Withdrawn | 2010-09-08 | Withdrawn (No Agrmt) | No |  |  | Photovoltaic(1.75) | 1.75 |  |  |  |  | Roosevelt 12kV | ROOSEVELT 12KV | Antelope 220/66 | North Coast Region | Roosevelt | Antelope 220/66 System | Redman 66/12 (D)
GFID5318 |  | 2010-04-12 |  | Rule 21 | Rule 21 Export | Fast Track | Inactive | Withdrawn | 2010-09-08 | Withdrawn (No Agrmt) | No |  |  | Photovoltaic(1.75) | 1.75 |  |  |  |  | Sky Hi 12kV | SKY HI 12KV | Victor 220kV bus | Rurals Region | Sky Hi | Victor 220/115 System | Lucerne 33/12 (D)
GFID5319 |  | 2010-04-15 |  | Rule 21 | Rule 21 Export | Fast Track | Inactive | Withdrawn | 2010-09-08 | Withdrawn (No Agrmt) | No |  |  | Photovoltaic(1.5) | 1.5 |  |  |  |  | Kenworth 12kV | KENWORTH 12KV | Victor 220kV bus | Rurals Region | Kenworth | Victor 220/115 System | Roadway 115/12 (D)
GFID5320 | 2010-04-15 | 2010-04-15 | 2010-10-18 | Rule 21 | Rule 21 Export | Detailed Study | Inactive | Withdrawn | 2013-06-26 | Withdrawn (No Agrmt) | No |  |  | Photovoltaic(1.5) | 1.5 | Los Angeles | CA | 2012-06-01 | 2013-06-01 | LUCERNE 12KV | LUCERNE 12KV | Antelope 220/66 | North Coast Region | Lucerne | Antelope 220/66 System | Piute 66/12 (D)
GFID5321 |  | 2010-04-15 |  | Rule 21 | Rule 21 Export | Fast Track | Inactive | Withdrawn | 2010-09-08 | Withdrawn (No Agrmt) | No |  |  | Photovoltaic(1.5) | 1.5
GFID5322 | 2010-04-15 | 2010-04-15 | 2010-11-02 | Rule 21 | Rule 21 Export | Fast Track | Inactive | Withdrawn | 2012-05-10 | Withdrawn (No Agrmt) | No |  |  | Photovoltaic(1.718) | 1.5 | Los Angeles | CA |  | 2012-01-01 | Roosevelt 12kv out of Redmand | ROOSEVELT 12KV | Antelope 220/66 | North Coast Region | Roosevelt | Antelope 220/66 System | Redman 66/12 (D)
GFID5323 |  | 2010-04-15 |  | Rule 21 | Rule 21 Export | Fast Track | Inactive | Withdrawn | 2010-09-08 | Withdrawn (No Agrmt) | No |  |  | Photovoltaic(1.75) | 1.75 |  |  |  |  | Duntley 12kV | DUNTLEY 12KV | Bailey 220/66 | North Coast Region | Duntley | Antelope 220/66 System | Neenach 66/12 (D)
GFID5324 |  | 2010-04-15 |  | Rule 21 | Rule 21 Export | Fast Track | Inactive | Withdrawn | 2010-09-08 | Withdrawn (No Agrmt) | No |  |  | Photovoltaic(1.5) | 0
GFID5325 |  | 2010-04-15 |  | Rule 21 | Rule 21 Export | Fast Track | Inactive | Withdrawn | 2010-09-14 | Withdrawn (No Agrmt) | No |  |  | Photovoltaic(1.5) | 1.5 |  |  |  |  | Kenworth 12kV | Kenworth 12kV | Victor 220kV bus | Rurals Region | Kenworth | Victor 220/115 System | Roadway 115/12 (D)
GFID5326 |  | 2010-04-15 |  | Rule 21 | Rule 21 Export | Fast Track | Inactive | Withdrawn | 2010-09-08 | Withdrawn (No Agrmt) | No |  |  | Photovoltaic(1.5) | 1.5
GFID5327 |  | 2010-04-15 |  | Rule 21 | Rule 21 Export | Fast Track | Inactive | Withdrawn | 2010-09-14 | Withdrawn (No Agrmt) | No |  |  | Photovoltaic(1.5) | 1.5 |  |  |  |  | Lakota 12kV | Lakota 12kV | Victor 220kV bus | Rurals Region | Lakota | Victor 220/115 System | Rancho 33/12 (D)
GFID5339 | 2010-05-17 | 2010-05-17 | 2010-11-02 | Rule 21 | Rule 21 Export | Detailed Study | Inactive | Withdrawn | 2013-05-15 | Withdrawn (No Agrmt) | No |  |  | Photovoltaic(1.5) | 1.5 | Kern | CA |  | 2014-06-01 | Butt 12kv out of Rosamond | BUTTE 12KV | Antelope 220/66 | North Coast Region | Butte | Antelope 220/66 System | Rosamond 66/12 (D)
GFID5340 | 2010-05-17 | 2010-05-17 | 2010-10-22 | Rule 21 | Rule 21 Export | Detailed Study | Inactive | Withdrawn | 2013-06-26 | Withdrawn (No Agrmt) | No |  |  | Photovoltaic(1.5) | 1.5 | Los Angeles | CA |  | 2013-07-01 | FORAGE 12KV | FORAGE 12KV | Antelope 220/66 | North Coast Region | Forage | Antelope 220/66 System | Piute 66/12 (D)
GFID5341 |  | 2010-05-17 |  | Rule 21 | Rule 21 Export | Fast Track | Inactive | Withdrawn | 2010-09-08 | Withdrawn (No Agrmt) | No |  |  |  | 1.5
GFID5342 | 2010-05-17 | 2010-05-17 | 2010-10-23 | Rule 21 | Rule 21 Export | Fast Track | Inactive | Withdrawn | 2011-10-06 | Withdrawn (No Agrmt) | No |  |  | Photovoltaic(1.5) | 1.5 | San Bernardino | CA |  | 2012-01-01 | Lakota 12kV out of Rancho | SPEAR 12KV | Victor 220/115 | Rurals Region | Spear | Victor 220/115 System | Apple Valley 115/12 (D)
GFID5343 |  | 2010-05-17 |  | Rule 21 | Rule 21 Export | Fast Track | Inactive | Withdrawn | 2010-09-08 | Withdrawn (No Agrmt) | No |  |  |  | 1.5 |  |  |  |  | Sun Village 12kV | SUN VILLAGE 12KV | Antelope 220/66 | North Coast Region | Sun Village | Antelope 220/66 System | Little Rock 66/12 (D)
GFID5344 | 2011-01-25 | 2010-05-06 | 2011-02-23 | Rule 21 | Rule 21 Export | Fast Track | Inactive | Withdrawn | 2013-10-25 | Withdrawn (No Agrmt) | No |  |  | Photovoltaic(3) | 0.45 | San Bernardino | CA |  |  | ROI-TAN 12KV | ROI-TAN 12KV | Vista 220/115 | Desert Region | Roi-Tan | Vista 220/115 System | Shandin 115/12 (D)
GFID5345 | 2010-05-17 | 2010-05-17 | 2010-11-03 | Rule 21 | Rule 21 Export | Detailed Study | Active - Post IA | In-Service |  | Executed - In Effect | Yes | 2012-06-08 |  | Photovoltaic(1.5) | 1 | San Bernardino | CA |  | 2012-01-01 | SPEAR 12KV | SPEAR 12KV | Victor 220/115 | Rurals Region | Spear | Victor 220/115 System | Apple Valley 115/12 (D)
GFID1228 | 2010-03-03 | 2010-03-03 | 2011-02-18 | Rule 21 | Rule 21 Export | Detailed Study | Inactive | IA Terminated |  | Terminated | Yes | 2012-03-05 | 2014-02-04 | Microturbine(0.9) | 0.9 | Tulare | CA | 2009-12-31 | 2009-12-31 | CLOER 12KV | CLOER 12KV | Vestal 220kV bus | San Joaquin Region | Cloer | Vestal 220/66 System | Poplar 66/12 (D)
GFID1229 | 2009-12-07 | 2009-12-07 | 2011-02-18 | Rule 21 | Rule 21 Export | Detailed Study | Inactive | Withdrawn | 2014-02-04 | Withdrawn (No Agrmt) | No |  |  | Microturbine(1.5) | 1.5 | Tulare | CA |  |  | HARMONY 12KV | HARMONY 12KV | Springville 220/66 | San Joaquin Region | Harmony | Springville 220/66 System | Bliss 66/12 (D)
GFID4208 | 2009-12-08 | 2009-12-08 | 2010-01-01 | Rule 21 | Rule 21 Export | Fast Track | Active - Post IA | In-Service (Conditional PTO) |  | Executed - In Effect | Yes | 2012-05-17 |  | Hydroelectric(1.4) | 1.4 | Tulare | CA |  |  | SUCCESS 12KV | SUCCESS 12KV | Springville 220/66 | San Joaquin Region | Success | Springville 220/66 System | Porterville 66/12 (D)
GFID6213 | 2010-04-13 | 2010-04-13 | 2010-12-15 | Rule 21 | Rule 21 Export | Serial | Inactive | IA Terminated |  | Terminated | Yes | 2011-08-03 | 2011-12-28 | Wind Turbine(6) | 6 | Riverside | CA | 2010-12-01 |  | Coachella 33kV | Coachella 33kV | Devers 220/115 | Desert Region | Coachella | Devers 220/115 System | Garnet 115/33 (D)
GFID4203 | 2011-05-14 | 2010-05-14 | 2010-11-15 | Rule 21 | Rule 21 Export | Fast Track | Active - Post IA | In-Service |  | Executed - In Effect | Yes | 2012-05-01 |  | Hydroelectric(0.35) | 0.35 | Los Angeles | CA |  |  | Zinc 16kV | ZINC 16KV | La Fresa 220/66 | Metro West Region | Zinc | La Fresa 220/66 System | Crest 66/16 (D)
GFID5143 |  | 2009-12-22 |  | Rule 21 | Rule 21 Export | Fast Track | Inactive | Withdrawn | 2010-10-04 | Withdrawn (No Agrmt) | No |  |  |  | 1.5 | Kern | CA
GFID5144 |  | 2009-12-22 |  | Rule 21 | Rule 21 Export | Fast Track | Inactive | Withdrawn | 2010-10-04 | Withdrawn (No Agrmt) | No |  |  |  | 1.5 | Kern | CA
GFID5145 |  | 2009-12-22 |  | Rule 21 | Rule 21 Export | Fast Track | Inactive | Withdrawn | 2010-10-04 | Withdrawn (No Agrmt) | No |  |  |  | 1.5 | Kern | CA
GFID5147 |  | 2010-03-25 |  | Rule 21 | Rule 21 Export | Fast Track | Inactive | Withdrawn | 2010-09-02 | Withdrawn (No Agrmt) | No |  |  |  | 0 | San Bernardino | CA
GFID5154 | 2010-06-28 | 2010-06-28 | 2012-11-09 | Rule 21 | Rule 21 Export | Fast Track | Inactive | Withdrawn | 2014-02-28 | Withdrawn (No Agrmt) | No |  |  | Photovoltaic(1.5) | 1.5 | Mono | CA | 2011-07-01 | 2011-07-01 | Willow Springs 12kV | WILLOW SPRINGS 12KV | Antelope 220/66 | North Coast Region | Willow Springs | Antelope 220/66 System | Rosamond 66/12 (D)
GFID5280 | 2010-04-27 | 2010-04-27 | 2011-02-25 | Rule 21 | Rule 21 Export | Fast Track | Inactive | Withdrawn | 2013-08-01 | Withdrawn (No Agrmt) | No |  |  | Photovoltaic(0.7) | 0.7 | Kern | CA |  |  | GUST 12KV | GUST 12KV | Windhub 220/66 | North Coast Region | Gust | Windhub 220/66 System | Northwind 66/12 (D)
GFID5317 |  | 2010-04-12 |  | Rule 21 | Rule 21 Export | Fast Track | Inactive | Withdrawn | 2010-09-08 | Withdrawn (No Agrmt) | No |  |  |  | 1.75 |  |  |  |  | Timco 12kV | TIMCO 12KV | Victor 220kV bus | Rurals Region | Timco | Victor 220/115 System | Lucerne 33/12 (D)
GFID5328 |  | 2010-05-17 |  | Rule 21 | Rule 21 Export | Fast Track | Inactive | Withdrawn | 2010-09-08 | Withdrawn (No Agrmt) | No |  |  |  | 1.75 |  |  |  |  | Forage 12kV | FORAGE 12KV | Antelope 220/66 | North Coast Region | Forage | Antelope 220/66 System | Piute 66/12 (D)
GFID5329 |  | 2010-05-17 |  | Rule 21 | Rule 21 Export | Fast Track | Inactive | Withdrawn | 2010-09-08 | Withdrawn (No Agrmt) | No |  |  |  | 1.75 |  |  |  |  | Fairmont 12kV | FAIRMONT 12KV | Antelope 220/66 | North Coast Region | Fairmont | Antelope 220/66 System | Del Sur 66/12 (D)
GFID5330 | 2010-05-17 | 2010-05-17 | 2010-11-03 | Rule 21 | Rule 21 Export | Fast Track | Active - Post IA | In-Service |  | Executed - In Effect | Yes | 2012-09-21 |  | Photovoltaic(1.5) | 1.5 | Los Angeles | CA |  | 2012-01-01 | STEALTH 12KV | STEALTH 12KV | Antelope 220/66 | North Coast Region | Stealth | Antelope 220/66 System | Oasis 66/12 (D)
GFID5331 |  | 2010-05-17 |  | Rule 21 | Rule 21 Export | Fast Track | Inactive | Withdrawn | 2010-09-08 | Withdrawn (No Agrmt) | No |  |  |  | 1.75 |  |  |  |  | Tussing 12kV | TUSSING 12KV | Victor 220kV bus | Rurals Region | Tussing | Victor 220/115 System | Apple Valley 115/12 (D)
GFID5332 |  | 2010-05-17 |  | Rule 21 | Rule 21 Export | Fast Track | Inactive | Withdrawn | 2010-09-08 | Withdrawn (No Agrmt) | No |  |  |  | 1.5 |  |  |  |  | Bledsoe 12kV | BLEDSOE 12KV | Bailey 220/66 | North Coast Region | Bledsoe | Antelope 220/66 System | Neenach 66/12 (D)
GFID5333 | 2010-05-17 | 2010-05-17 | 2010-11-12 | Rule 21 | Rule 21 Export | Fast Track | Inactive | Withdrawn | 2012-04-17 | Withdrawn (No Agrmt) | No |  |  | Photovoltaic(1.5) | 1 | San Bernardino | CA |  | 2012-01-01 | Cochise 12kV out of Apple Valley | COCHISE 12KV | Victor 220/115 | Rurals Region | Cochise | Victor 220/115 System | Apple Valley 115/12 (D)
GFID5334 |  | 2010-05-17 |  | Rule 21 | Rule 21 Export | Fast Track | Inactive | Withdrawn | 2010-09-08 | Withdrawn (No Agrmt) | No |  |  |  | 1.5 |  |  |  |  | Willow Springs 12kV | WILLOW SPRINGS 12KV | Antelope 220/66 | North Coast Region | Willow Springs | Antelope 220/66 System | Rosamond 66/12 (D)
GFID5335 |  | 2010-05-17 |  | Rule 21 | Rule 21 Export | Fast Track | Inactive | Withdrawn | 2010-09-08 | Withdrawn (No Agrmt) | No |  |  |  | 1.5 |  |  |  |  | Forage 12kV | FORAGE 12KV | Antelope 220/66 | North Coast Region | Forage | Antelope 220/66 System | Piute 66/12 (D)
GFID5336 | 2010-05-17 | 2010-05-17 | 2010-11-03 | Rule 21 | Rule 21 Export | Detailed Study | Active - Post IA | In-Service |  | Executed - In Effect | Yes | 2012-07-11 |  | Photovoltaic(1.5) | 1.5 | Los Angeles | CA |  | 2012-01-01 | PRONGHORN 12KV | PRONGHORN 12KV | Antelope 220/66 | North Coast Region | Pronghorn | Antelope 220/66 System | Del Sur 66/12 (D)
GFID5337 |  | 2010-05-17 |  | Rule 21 | Rule 21 Export | Fast Track | Inactive | Withdrawn | 2010-09-08 | Withdrawn (No Agrmt) | No |  |  |  | 1.75 |  |  |  |  | Sky Hi 12kV | SKY HI 12KV | Victor 220kV bus | Rurals Region | Sky Hi | Victor 220/115 System | Lucerne 33/12 (D)
GFID5338 |  | 2010-05-17 |  | Rule 21 | Rule 21 Export | Fast Track | Inactive | Withdrawn | 2010-09-08 | Withdrawn (No Agrmt) | No |  |  |  | 1.75 |  |  |  |  | Tussing 12kV | TUSSING 12KV | Victor 220kV bus | Rurals Region | Tussing | Victor 220/115 System | Apple Valley 115/12 (D)
GFID5346 |  | 2010-05-17 |  | Rule 21 | Rule 21 Export | Fast Track | Inactive | Withdrawn | 2010-09-08 | Withdrawn (No Agrmt) | No |  |  |  | 1.5 |  |  |  |  | Hovey 12kV |  | Antelope 220/66 | North Coast Region | Hovey | Antelope 220/66 System | Redman 66/12 (D)
GFID5347 | 2010-05-17 | 2010-05-17 | 2010-11-03 | Rule 21 | Rule 21 Export | Detailed Study | Active - Post IA | In-Service |  | Executed - In Effect | Yes | 2012-06-08 |  | Photovoltaic(1.5) | 1.5 | Los Angeles | CA |  | 2012-01-01 | HANGER 12KV | HANGER 12KV | Antelope 220/66 | North Coast Region | Hanger | Antelope 220/66 System | Oasis 66/12 (D)
GFID5348 | 2010-05-17 | 2010-05-17 | 2010-11-03 | Rule 21 | Rule 21 Export | Detailed Study | Inactive | IA Terminated |  | Terminated | Yes | 2012-07-11 | 2013-09-12 | Photovoltaic(1.5) | 1 | Los Angeles | CA | 2012-01-01 | 2012-01-01 | HUGHES LAKE 12KV | HUGHES LAKE 12KV | Antelope 220/66 | North Coast Region | Hughes Lake | Antelope 220/66 System | Del Sur 66/12 (D)
GFID5349 | 2010-05-17 | 2010-05-17 | 2010-10-25 | Rule 21 | Rule 21 Export | Detailed Study | Inactive | Withdrawn | 2013-05-24 | Withdrawn (No Agrmt) | No |  |  | Photovoltaic(1.5) | 1.5 | Los Angeles | CA | 2012-01-01 | 2013-07-01 | ROOSEVELT 12KV | ROOSEVELT 12KV | Antelope 220/66 | North Coast Region | Roosevelt | Antelope 220/66 System | Redman 66/12 (D)
GFID5350 | 2010-05-17 | 2010-05-17 | 2010-11-03 | Rule 21 | Rule 21 Export | Detailed Study | Active - Post IA | In-Service |  | Executed - In Effect | Yes | 2012-06-08 |  | Photovoltaic(1.5) | 1.5 | San Bernardino | CA | 2012-01-01 | 2012-01-01 | KENWORTH 12KV | KENWORTH 12KV | Victor 220/115 | Rurals Region | Kenworth | Victor 220/115 System | Roadway 115/12 (D)
GFID5416 | 2010-07-07 | 2010-07-07 | 2010-11-03 | Rule 21 | Rule 21 Export | Detailed Study | Active - Post IA | In-Service |  | Executed - In Effect | Yes | 2012-06-08 |  | Photovoltaic(1.5) | 1.5 | Los Angeles | CA | 2012-01-01 | 2012-01-01 | HANGER 12KV | HANGER 12KV | Antelope 220/66 | North Coast Region | Hanger | Antelope 220/66 System | Oasis 66/12 (D)
GFID5417 |  | 2010-07-07 |  | Rule 21 | Rule 21 Export | Fast Track | Inactive | Withdrawn | 2010-11-01 | Withdrawn (No Agrmt) | No |  |  | Photovoltaic(1.5) | 1.5 | Los Angeles | CA |  |  | OASIS: STEALTH 12 kV Line | FORAGE 12KV | Antelope 220/66 | North Coast Region | Forage | Antelope 220/66 System | Piute 66/12 (D)
GFID5418 | 2010-07-07 | 2010-07-07 | 2010-10-25 | Rule 21 | Rule 21 Export | Detailed Study | Inactive | Withdrawn | 2013-06-26 | Withdrawn (No Agrmt) | No |  |  | Photovoltaic(1.5) | 1 | Kern | CA |  | 2014-02-01 | HURON 12KV | HURON 12KV | Antelope 220/66 | North Coast Region | Huron | Antelope 220/66 System | Great Lakes 66/12 (D)
GFID5419 |  | 2010-07-07 |  | Rule 21 | Rule 21 Export | Fast Track | Inactive | Withdrawn | 2010-09-08 | Withdrawn (No Agrmt) | No |  |  |  | 1.5
GFID5420 |  | 2010-07-07 |  | Rule 21 | Rule 21 Export | Fast Track | Inactive | Withdrawn | 2010-09-08 | Withdrawn (No Agrmt) | No |  |  |  | 1.5 |  |  |  |  | Hanger 12kV | HANGER 12KV | Antelope 220/66 | North Coast Region | Hanger | Antelope 220/66 System | Oasis 66/12 (D)
GFID5421 | 2010-07-07 | 2010-07-07 | 2010-10-26 | Rule 21 | Rule 21 Export | Detailed Study | Active - Post IA | In-Service |  | Executed - In Effect | Yes | 2012-12-19 |  | Photovoltaic(0.5) | 0.5 | San Bernardino | CA |  | 2013-07-15 | KENWORTH 12KV | KENWORTH 12KV | Victor 220/115 | Rurals Region | Kenworth | Victor 220/115 System | Roadway 115/12 (D)
GFID5422 | 2010-07-07 | 2010-07-07 | 2010-10-25 | Rule 21 | Rule 21 Export | Detailed Study | Inactive | Withdrawn | 2013-05-24 | Withdrawn (No Agrmt) | No |  |  | Photovoltaic(1.5) | 1.5 | Kern | CA | 2012-01-01 | 2014-06-25 | Willow Springs 12kV | WILLOW SPRINGS 12KV | Antelope 220/66 | North Coast Region | Willow Springs | Antelope 220/66 System | Rosamond 66/12 (D)
GFID5423 | 2010-07-07 | 2010-07-07 | 2010-10-25 | Rule 21 | Rule 21 Export | Fast Track | Inactive | Withdrawn | 2012-04-17 | Withdrawn (No Agrmt) | No |  |  | Photovoltaic(1.5) | 1 | San Bernardino | CA |  | 2012-01-01 | Kenworth 12kV out of Roadway | KENWORTH 12KV | Victor 220/115 | Rurals Region | Kenworth | Victor 220/115 System | Roadway 115/12 (D)
GFID5424 | 2010-07-07 | 2010-07-07 | 2010-10-25 | Rule 21 | Rule 21 Export | Detailed Study | Inactive | Withdrawn | 2013-05-15 | Withdrawn (No Agrmt) | No |  |  | Photovoltaic(1.5) | 1.5 | Kern | CA |  | 2014-06-01 | Willow Springs 12kV out of Rosamond | WILLOW SPRINGS 12KV | Antelope 220/66 | North Coast Region | Willow Springs | Antelope 220/66 System | Rosamond 66/12 (D)
GFID5425 | 2010-07-07 | 2010-07-07 | 2010-10-25 | Rule 21 | Rule 21 Export | Detailed Study | Inactive | Withdrawn | 2013-05-24 | Withdrawn (No Agrmt) | No |  |  | Photovoltaic(1.5) | 1.5 | Kern | CA | 2012-01-01 | 2014-06-15 | Willow Springs 12kV | WILLOW SPRINGS 12KV | Antelope 220/66 | North Coast Region | Willow Springs | Antelope 220/66 System | Rosamond 66/12 (D)
GFID5426 |  | 2010-07-07 |  | Rule 21 | Rule 21 Export | Fast Track | Inactive | Withdrawn | 2010-09-08 | Withdrawn (No Agrmt) | No |  |  |  | 0
GFID5427 |  | 2010-07-16 |  | Rule 21 | Rule 21 Export | Fast Track | Inactive | Withdrawn | 2010-09-08 | Withdrawn (No Agrmt) | No |  |  | Photovoltaic(1.5) | 1.5 | Los Angeles | CA |  |  | DEL SUR: PRONGHORN 12 kV Line | PRONGHORN 12KV | Antelope 220/66 | North Coast Region | Pronghorn | Antelope 220/66 System | Del Sur 66/12 (D)
GFID5428 |  | 2010-07-16 |  | Rule 21 | Rule 21 Export | Fast Track | Inactive | Withdrawn | 2010-09-08 | Withdrawn (No Agrmt) | No |  |  | Photovoltaic(1.5) | 1.5 | Los Angeles | CA |  |  | PRONGHORN 12KV line | PRONGHORN 12KV | Antelope 220/66 | North Coast Region | Pronghorn | Antelope 220/66 System | Del Sur 66/12 (D)
GFID5429 | 2010-07-16 | 2010-07-16 | 2010-10-26 | Rule 21 | Rule 21 Export | Fast Track | Inactive | Withdrawn | 2012-04-17 | Withdrawn (No Agrmt) | No |  |  | Photovoltaic(1.5) | 1.5 | Los Angeles | CA |  | 2012-06-01 | Alfalfa 12kV out of Redmand | ALFALFA 12KV | Antelope 220/66 | North Coast Region | Alfalfa | Antelope 220/66 System | Redman 66/12 (D)
GFID5430 |  | 2010-07-16 |  | Rule 21 | Rule 21 Export | Fast Track | Inactive | Withdrawn | 2010-09-08 | Withdrawn (No Agrmt) | No |  |  |  | 1.5 |  |  |  |  | Museum 12kV | MUSEUM 12KV | Antelope 220/66 | North Coast Region | Museum | Antelope 220/66 System | Piute 66/12 (D)
GFID5431 |  | 2010-07-16 |  | Rule 21 | Rule 21 Export | Fast Track | Inactive | Withdrawn | 2010-09-08 | Withdrawn (No Agrmt) | No |  |  |  | 0
GFID5432 | 2010-07-16 | 2010-07-16 | 2010-10-26 | Rule 21 | Rule 21 Export | Detailed Study | Inactive | IA Terminated |  | Terminated | Yes | 2013-07-12 | 2014-01-14 | Photovoltaic(1.5) | 1.5 | Los Angeles | CA |  | 2012-01-01 | BIG PINES 12KV | BIG PINES 12KV | Antelope 220/66 | North Coast Region | Big Pines | Antelope 220/66 System | Little Rock 66/12 (D)
GFID5433 | 2010-07-16 | 2010-07-16 | 2010-10-26 | Rule 21 | Rule 21 Export | Detailed Study | Inactive | Withdrawn | 2013-04-16 | Withdrawn (No Agrmt) | No |  |  | Photovoltaic(1.5) | 1 | Los Angeles | CA |  | 2012-01-01 | Alfalfa 12kV out of Redmand | ALFALFA 12KV | Antelope 220/66 | North Coast Region | Alfalfa | Antelope 220/66 System | Redman 66/12 (D)
GFID5434 | 2010-07-20 | 2010-07-20 | 2010-10-20 | Rule 21 | Rule 21 Export | Fast Track | Active - Post IA | In-Service |  | Executed - In Effect | Yes | 2010-12-13 |  | Photovoltaic(0.921) | 0.75 | Ventura | CA |  |  | ENTERPRISE 16KV | Enterprise 16kV | Santa Clara 220/66 | North Coast Region | Enterprise | Santa Clara 220/66 System | Levy 66/16 (D)
GFID5435 | 2011-07-12 | 2010-07-20 | 2010-06-28 | Rule 21 | Rule 21 Export | Fast Track | Inactive | Withdrawn | 2012-11-27 | Withdrawn (No Agrmt) | No |  |  | Photovoltaic(1.108) | 1 | San Bernardino | CA |  |  | GOBAR 33KV | GOBAR 33KV | Victor 220/115 | Rurals Region | Gobar | Victor 220/115 System | Cottonwood 115/33 (D)
GFID5436 | 2010-05-24 | 2010-05-24 | 2010-08-16 | Rule 21 | Rule 21 Export | Fast Track | Inactive | Withdrawn | 2012-11-29 | Withdrawn (No Agrmt) | No |  |  | Photovoltaic(0.5) | 0.5 | San Bernardino | CA |  |  | PAPPAS 33KV | PAPPAS 33KV | Kramer 220/115 | Rurals Region | Pappas | Kramer 220/115 System | Randsburg 115/33 (D)
GFID5437 | 2010-08-06 | 2010-08-06 | 2010-09-14 | Rule 21 | Rule 21 Export | Detailed Study | Active - Post IA | In-Service |  | Executed - In Effect | Yes | 2013-05-01 |  | Photovoltaic(1.5) | 1.5 | San Bernardino | CA | 2012-06-01 | 2013-06-01 | PETERBILT 12KV | PETERBILT 12KV | Victor 220/115 | Rurals Region | Peterbilt | Victor 220/115 System | Roadway 115/12 (D)
GFID5438 |  | 2010-08-05 |  | Rule 21 | Rule 21 Export | Fast Track | Inactive | Withdrawn | 2010-12-17 | Withdrawn (No Agrmt) | No |  |  |  | 1.5 | Riverside | CA |  |  | ROVER 12KV line | ROVER 12KV | Devers 220/115 System | Desert Region | Rover | Devers 220/115 System | Devers 115/12 (D)
GFID5439 | 2010-08-05 | 2010-08-05 | 2010-09-14 | Rule 21 | Rule 21 Export | Detailed Study | Active - Post IA | In-Service |  | Executed - In Effect | Yes | 2013-06-07 |  | Photovoltaic(1.5) | 1.5 | San Bernardino | CA | 2010-10-01 | 2013-06-01 | SPEAR 12KV | SPEAR 12KV | Victor 220/115 | Rurals Region | Spear | Victor 220/115 System | Apple Valley 115/12 (D)
GFID5440 | 2010-08-05 | 2010-08-05 | 2010-11-17 | Rule 21 | Rule 21 Export | Fast Track | Active - Post IA | In-Service |  | Executed - In Effect | Yes | 2013-05-17 |  | Photovoltaic(1.5) | 1.5 | San Bernardino | CA | 2010-10-01 | 2013-06-01 | STANDING ROCK 12KV | STANDING ROCK 12KV | Victor 220/115 | Rurals Region | Standing Rock | Victor 220/115 System | Rancho 33/12 (D)
GFID5442 | 2010-08-05 | 2010-08-05 | 2010-12-07 | Rule 21 | Rule 21 Export | Detailed Study | Active - Post IA | In-Service |  | Executed - In Effect | Yes | 2013-05-17 |  | Photovoltaic(1.5) | 1.5 | San Bernardino | CA | 2010-10-01 | 2013-06-01 | STANDING ROCK 12KV | STANDING ROCK 12KV | Victor 220/115 | Rurals Region | Standing Rock | Victor 220/115 System | Rancho 33/12 (D)
GFID5443 | 2010-08-05 | 2010-08-05 | 2010-12-07 | Rule 21 | Rule 21 Export | Fast Track | Inactive | Withdrawn | 2012-01-11 | Withdrawn (No Agrmt) | No |  |  | Photovoltaic(1.5) | 1.5 | Los Angeles | CA |  |  | FORAGE 12KV | FORAGE 12KV | Antelope 220/66 | North Coast Region | Forage | Antelope 220/66 System | Piute 66/12 (D)
GFID5444 | 2010-08-05 | 2010-08-05 | 2011-03-29 | Rule 21 | Rule 21 Export | Fast Track | Inactive | Withdrawn | 2012-01-11 | Withdrawn (No Agrmt) | No |  |  | Photovoltaic(1.5) | 1.5 | Los Angeles | CA |  |  | TEJON 12KV | TEJON 12KV | Bailey 220/66 | North Coast Region | Tejon | Antelope 220/66 System | Neenach 66/12 (D)
GFID5445 | 2010-08-05 | 2010-08-05 | 2011-03-29 | Rule 21 | Rule 21 Export | Fast Track | Inactive | Withdrawn | 2012-01-11 | Withdrawn (No Agrmt) | No |  |  | Photovoltaic(1.5) | 1.5 | San Bernardino | CA |  |  | UNDERWORLD 12KV | UNDERWORLD 12KV | Victor 220/115 | Rurals Region | Underworld | Victor 220/115 System | Styx P.T. 33/12 (A)
GFID5446 | 2010-08-05 | 2010-08-05 | 2011-03-29 | Rule 21 | Rule 21 Export | Fast Track | Inactive | Withdrawn | 2012-01-11 | Withdrawn (No Agrmt) | No |  |  | Photovoltaic(1.5) | 1.5 | San Bernardino | CA |  |  | UNDERWORLD 12KV | UNDERWORLD 12KV | Victor 220/115 | Rurals Region | Underworld | Victor 220/115 System | Styx P.T. 33/12 (A)
GFID6005 |  | 2010-07-06 |  | Rule 21 | Rule 21 Export | Fast Track | Inactive | Withdrawn | 2012-05-22 | Withdrawn (No Agrmt) | No |  |  |  | 0.1 | Los Angeles | CA |  |  | GORMAN: RIDGE 12 kV Line |  | Bailey 220/66
GFID6347 | 2011-01-28 | 2010-04-27 | 2011-02-03 | Rule 21 | Rule 21 Export | Detailed Study | Inactive | Withdrawn | 2012-10-14 | Withdrawn (No Agrmt) | No |  |  | Photovoltaic(1.545) | 1.5 | Kern | CA |  | 2013-12-13 | Leveche 12 kV out of Monolith | LEVECHE 12KV | Windhub 220/66 | North Coast Region | Leveche | Windhub 220/66 System | Monolith 66/12 (D)
GFID4209 | 2010-07-20 | 2010-07-20 | 2010-12-08 | Rule 21 | Rule 21 Export | Fast Track | Active - Post IA | In-Service |  | Executed - In Effect | Yes | 2011-08-12 |  | Hydroelectric(0.25) | 0.25 | Inyo | CA |  |  | SAGEHEN 12KV | Sagehen 12kV | Inyo SCE 220/115 | Rurals Region | Sagehen | Inyo SCE 220/115 System | Zack 55/12 (D)
GFID6006 | 2010-10-19 | 2010-09-10 | 2010-10-20 | Rule 21 | Rule 21 Export | Fast Track | Inactive | Withdrawn | 2012-09-14 | Withdrawn (No Agrmt) | No |  |  | Photovoltaic(1.5) | 1.5 | Riverside | CA |  | 2011-08-01 | Venwind 4 12kV out of Venwind | VENWIND 4 12KV | Devers 220/115 | Desert Region | Venwind 4 | Devers 220/115 System | Venwind 115/12 (X)
GFID5457 | 2010-08-20 | 2010-08-20 | 2010-11-03 | Rule 21 | Rule 21 Export | Detailed Study | Active - Post IA | In-Service |  | Executed - In Effect | Yes | 2012-06-07 |  | Photovoltaic(1.5) | 1.5 | Los Angeles | CA |  | 2012-01-01 | HANGER 12KV | HANGER 12KV | Antelope 220/66 | North Coast Region | Hanger | Antelope 220/66 System | Oasis 66/12 (D)
GFID5458 | 2010-09-21 | 2010-09-21 | 2010-11-03 | Rule 21 | Rule 21 Export | Detailed Study | Inactive | Withdrawn | 2013-05-14 | Withdrawn (No Agrmt) | No |  |  | Photovoltaic(1.5) | 1.5 | Los Angeles | CA |  | 2012-01-01 | Bledsoe 12kV line out of Neenach Substation. | BLEDSOE 12KV | Bailey 220/66 | North Coast Region | Bledsoe | Antelope 220/66 System | Neenach 66/12 (D)
GFID5459 | 2010-09-21 | 2010-09-21 | 2010-11-03 | Rule 21 | Rule 21 Export | Detailed Study | Inactive | Withdrawn | 2013-05-14 | Withdrawn (No Agrmt) | No |  |  | Photovoltaic(1.5) | 1.5 | Los Angeles | CA |  | 2012-01-01 | Bledsoe 12kV line out of Neenach Substation. | BLEDSOE 12KV | Bailey 220/66 | North Coast Region | Bledsoe | Antelope 220/66 System | Neenach 66/12 (D)
GFID5460 | 2010-09-21 | 2010-09-21 | 2010-10-08 | Rule 21 | Rule 21 Export | Detailed Study | Inactive | Withdrawn | 2013-05-14 | Withdrawn (No Agrmt) | No |  |  | Photovoltaic(1) | 1 | Los Angeles | CA |  | 2012-01-01 | Bledsoe 12kV line out of Neenach Substation. | BLEDSOE 12KV | Bailey 220/66 | North Coast Region | Bledsoe | Antelope 220/66 System | Neenach 66/12 (D)
GFID5461 | 2010-09-21 | 2010-09-21 | 2010-10-12 | Rule 21 | Rule 21 Export | Detailed Study | Inactive | IA Terminated |  | Terminated | Yes | 2012-07-25 | 2013-09-12 | Photovoltaic(1) | 1 | Los Angeles | CA |  | 2012-01-01 | HUGHES LAKE 12KV | HUGHES LAKE 12KV | Antelope 220/66 | North Coast Region | Hughes Lake | Antelope 220/66 System | Del Sur 66/12 (D)
GFID5462 | 2010-09-21 | 2010-09-21 | 2010-10-15 | Rule 21 | Rule 21 Export | Detailed Study | Inactive | Withdrawn | 2013-06-26 | Withdrawn (No Agrmt) | No |  |  | Photovoltaic(1.5) | 1.5 | Los Angeles | CA | 2011-01-01 | 2013-07-01 | MAVERICK 12KV | MAVERICK 12KV | Antelope 220/66 | North Coast Region | Maverick | Antelope 220/66 System | Wilsona 66/12 (D)
GFID5463 | 2010-09-21 | 2010-09-21 | 2010-10-26 | Rule 21 | Rule 21 Export | Detailed Study | Inactive | Withdrawn | 2013-06-26 | Withdrawn (No Agrmt) | No |  |  | Photovoltaic(1) | 1 | Los Angeles | CA | 2011-01-01 | 2013-07-01 | MAVERICK 12KV | MAVERICK 12KV | Antelope 220/66 | North Coast Region | Maverick | Antelope 220/66 System | Wilsona 66/12 (D)
GFID5464 | 2010-09-21 | 2010-09-21 | 2010-10-26 | Rule 21 | Rule 21 Export | Fast Track | Inactive | Withdrawn | 2012-04-17 | Withdrawn (No Agrmt) | No |  |  | Photovoltaic(1) | 1 | Los Angeles | CA |  | 2012-01-01 | Alfalfa 12kV out of Redmand | ALFALFA 12KV | Antelope 220/66 | North Coast Region | Alfalfa | Antelope 220/66 System | Redman 66/12 (D)
GFID5447 | 2010-07-13 | 2010-07-13 | 2010-11-04 | Rule 21 | Rule 21 Export | Detailed Study | Active - Post IA | In-Service |  | Executed - In Effect | Yes | 2012-06-08 |  | Photovoltaic(1) | 1 | Los Angeles | CA |  | 2013-06-01 | HANGER 12KV | HANGER 12KV | Antelope 220/66 | North Coast Region | Hanger | Antelope 220/66 System | Oasis 66/12 (D)
GFID5448 | 2010-08-11 | 2010-08-11 | 2010-11-04 | Rule 21 | Rule 21 Export | Detailed Study | Inactive | Withdrawn | 2013-05-24 | Withdrawn (No Agrmt) | No |  |  | Photovoltaic(1) | 1 | Los Angeles | CA |  | 2013-06-01 | LUCERNE 12KV | LUCERNE 12KV | Antelope 220/66 | North Coast Region | Lucerne | Antelope 220/66 System | Piute 66/12 (D)
GFID5449 | 2010-08-11 | 2010-08-11 | 2010-11-04 | Rule 21 | Rule 21 Export | Detailed Study | Inactive | Withdrawn | 2013-05-24 | Withdrawn (No Agrmt) | No |  |  | Photovoltaic(1) | 1 | Los Angeles | CA |  | 2013-06-01 | LUCERNE 12KV | LUCERNE 12KV | Antelope 220/66 | North Coast Region | Lucerne | Antelope 220/66 System | Piute 66/12 (D)
GFID5450 | 2010-08-20 | 2010-08-20 | 2010-11-04 | Rule 21 | Rule 21 Export | Detailed Study | Inactive | Withdrawn | 2013-05-24 | Withdrawn (No Agrmt) | No |  |  | Photovoltaic(1.5) | 1.5 | Los Angeles | CA |  | 2013-06-01 | ROOSEVELT 12KV | ROOSEVELT 12KV | Antelope 220/66 | North Coast Region | Roosevelt | Antelope 220/66 System | Redman 66/12 (D)
GFID5451 | 2010-08-20 | 2010-08-20 | 2010-11-04 | Rule 21 | Rule 21 Export | Detailed Study | Inactive | Withdrawn | 2013-05-24 | Withdrawn (No Agrmt) | No |  |  | Photovoltaic(1) | 1 | Los Angeles | CA |  | 2013-06-01 | ROOSEVELT 12KV | ROOSEVELT 12KV | Antelope 220/66 | North Coast Region | Roosevelt | Antelope 220/66 System | Redman 66/12 (D)
GFID5452 |  | 2010-08-20 |  | Rule 21 | Rule 21 Export | Fast Track | Inactive | Withdrawn | 2010-11-01 | Withdrawn (No Agrmt) | No |  |  |  | 1.5
GFID5455 | 2010-08-20 | 2010-08-20 | 2010-11-18 | Rule 21 | Rule 21 Export | Detailed Study | Inactive | Withdrawn | 2013-05-24 | Withdrawn (No Agrmt) | No |  |  | Photovoltaic(1.5) | 1.5 | Los Angeles | CA |  | 2013-06-01 | MUSEUM 12KV | MUSEUM 12KV | Antelope 220/66 | North Coast Region | Museum | Antelope 220/66 System | Piute 66/12 (D)
GFID5456 | 2010-08-20 | 2010-08-20 | 2010-11-18 | Rule 21 | Rule 21 Export | Fast Track | Inactive | Withdrawn | 2012-05-10 | Withdrawn (No Agrmt) | No |  |  | Photovoltaic(1.5) | 1.5 | Los Angeles | CA |  |  | ROOSEVELT 12KV | ROOSEVELT 12KV | Antelope 220/66 | North Coast Region | Roosevelt | Antelope 220/66 System | Redman 66/12 (D)
GFID5465 | 2012-01-30 | 2012-01-30 | 2013-03-27 | Rule 21 | Rule 21 Export | Fast Track | Inactive | Withdrawn | 2013-06-17 | Withdrawn (No Agrmt) | No |  |  | Photovoltaic(1.5) | 1.5 | Los Angeles | CA |  |  | CALLI VALLI 12KV | CALLI VALLI 12KV | Antelope 220/66 | North Coast Region | Calli Valli | Antelope 220/66 System | Little Rock 66/12 (D)
GFID5466 | 2012-01-30 | 2012-01-30 | 2013-03-27 | Rule 21 | Rule 21 Export | Fast Track | Active - Post IA | In-Service |  | Executed - In Effect | Yes | 2014-12-28 |  | Photovoltaic(1.5) | 1.5 | Los Angeles | CA |  | 2015-07-01 | ASSEMBLY 12 kV Line | TOMCAT 12KV | Antelope 220/66 | North Coast Region | Tomcat | Antelope 220/66 System | Oasis 66/12 (D)
GFID5468 | 2010-11-01 | 2010-11-01 | 2011-03-09 | Rule 21 | Rule 21 Export | Detailed Study | Inactive | Withdrawn | 2013-01-08 | Withdrawn (No Agrmt) | No |  |  | Photovoltaic(1.498) | 1.498 | San Bernardino | CA | 2011-05-30 | 2012-01-15 | Mosquito 12 kV % Kimball Substation | MOSQUITO 12KV | Chino 220/66 | Metro East Region | Mosquito | Chino 220/66 System | Kimball 66/12 (D)
GFID5469 | 2010-12-27 | 2010-11-01 | 2011-03-09 | Rule 21 | Rule 21 Export | Detailed Study | Inactive | Withdrawn | 2013-01-08 | Withdrawn (No Agrmt) | No |  |  | Photovoltaic(1.498) | 1.498 | Riverside | CA |  | 2011-05-30 | Zevo 12kV % Murrieta Substation | Zevo 12kV | Valley 500/115 | San Jacinto Valley Region | Zevo | Valley 'D' 500/115 System | Murrietta 2 33/12 (D)
GFID5470 | 2011-01-14 | 2010-11-01 | 2011-03-09 | Rule 21 | Rule 21 Export | Detailed Study | Inactive | Withdrawn | 2013-01-08 | Withdrawn (No Agrmt) | No |  |  | Photovoltaic(1.04) | 1.04 | Riverside | CA |  | 2012-01-01 | Kulberg 12kV % Murrieta Substation | KULBERG 12KV | Valley 500/115 | San Jacinto Valley Region | Kulberg | Valley 'D' 500/115 System | Murrietta 2 33/12 (D)
GFID5474 | 2010-11-04 | 2010-11-04 | 2011-02-11 | Rule 21 | Rule 21 Export | Detailed Study | Inactive | Withdrawn | 2012-10-29 | Withdrawn (No Agrmt) | No |  |  | Photovoltaic(1.5) | 1.5 | Los Angeles | CA |  |  | LUCERNE 12KV | LUCERNE 12KV | Antelope 220/66 | North Coast Region | Lucerne | Antelope 220/66 System | Piute 66/12 (D)
GFID5475 | 2011-01-26 | 2010-11-12 | 2011-03-08 | Rule 21 | Rule 21 Export | Fast Track | Active - Post IA | In-Service |  | Executed - In Effect | Yes | 2012-04-06 |  | Photovoltaic(0.25) | 0.25 | Los Angeles | CA |  |  | RHOADS 12KV | Rhoads 12kV | Padua 220/66 | Metro East Region | Rhoads | Padua 220/66 System | San Dimas 66/12 (D)
GFID5476 | 2010-11-15 | 2010-11-15 | 2010-12-27 | Rule 21 | Rule 21 Export | Fast Track | Inactive | Withdrawn | 2011-08-11 | Withdrawn (No Agrmt) | No |  |  | Photovoltaic(1.5) | 1.5 | Los Angeles | CA |  | 2011-07-31 | PRONGHORN 12KV | PRONGHORN 12KV | Antelope 220/66 | North Coast Region | Pronghorn | Antelope 220/66 System | Del Sur 66/12 (D)
GFID5477 | 2010-11-15 | 2010-11-15 | 2010-12-27 | Rule 21 | Rule 21 Export | Detailed Study | Active - Post IA | In-Service |  | Executed - In Effect | Yes | 2012-10-07 |  | Photovoltaic(1.5) | 1.5 | Los Angeles | CA |  | 2013-02-01 | PRONGHORN 12KV | PRONGHORN 12KV | Antelope 220/66 | North Coast Region | Pronghorn | Antelope 220/66 System | Del Sur 66/12 (D)
GFID5478 | 2010-11-15 | 2010-11-15 | 2010-12-27 | Rule 21 | Rule 21 Export | Detailed Study | Active - Post IA | In-Service |  | Executed - In Effect | Yes | 2012-10-07 |  | Photovoltaic(1.5) | 1.5 | Los Angeles | CA |  | 2013-02-01 | PRONGHORN 12KV | PRONGHORN 12KV | Antelope 220/66 | North Coast Region | Pronghorn | Antelope 220/66 System | Del Sur 66/12 (D)
GFID4210 | 2011-06-15 | 2010-12-16 | 2011-06-15 | Rule 21 | Rule 21 Export | Detailed Study | Active - Post IA | In-Service |  | Executed - In Effect | Yes | 2012-07-26 |  | Hydroelectric(0.86) | 0.86 | Kern | CA |  | 2011-09-01 | MUSTANG 12KV | MUSTANG 12KV | Vestal 220kV bus | San Joaquin Region | Mustang | Vestal 220/66 System | Isabella 66/12 (D)
GFID5500 | 2011-02-19 | 2011-01-31 | 2011-02-19 | Rule 21 | Rule 21 Export | Detailed Study | Inactive | IA Terminated |  | Terminated | Yes | 2014-10-10 | 2015-06-04 | Photovoltaic(1.5) | 1.5 | San Bernardino | CA |  | 2014-06-05 | SHEEPHOLE 33KV | SHEEPHOLE 33KV | Devers 220/115 | Desert Region | Sheephole | Devers 220/115 System | Hi Desert 115/33 (D)
GFID5501 | 2011-02-19 | 2011-01-31 | 2011-02-19 | Rule 21 | Rule 21 Export | Detailed Study | Inactive | IA Terminated |  | Terminated | Yes | 2014-10-10 | 2015-06-04 | Photovoltaic(1.5) | 1.5 | San Bernardino | CA |  |  | ALLEGRA 12KV | ALLEGRA 12KV | Devers 220/115 | Desert Region | Allegra | Devers 220/115 System | Carodean 115/12 (D)
GFID5502 | 2011-02-10 | 2011-02-10 | 2011-02-23 | Rule 21 | Rule 21 Export | Detailed Study | Inactive | Withdrawn | 2013-06-26 | Withdrawn (No Agrmt) | No |  |  | Photovoltaic(1) | 1 | Los Angeles | CA |  | 2012-03-01 | SNOWDEN 12KV | SNOWDEN 12KV | Antelope 220/66 | North Coast Region | Snowden | Antelope 220/66 System | Del Sur 66/12 (D)
GFID5503 | 2011-02-10 | 2011-02-10 | 2011-02-18 | Rule 21 | Rule 21 Export | Detailed Study | Inactive | Withdrawn | 2013-06-26 | Withdrawn (No Agrmt) | No |  |  | Photovoltaic(1.5) | 1.5 | Los Angeles | CA |  | 2012-03-01 | SNOWDEN 12KV | SNOWDEN 12KV | Antelope 220/66 | North Coast Region | Snowden | Antelope 220/66 System | Del Sur 66/12 (D)
GFID5504 | 2011-02-10 | 2011-02-10 | 2011-03-01 | Rule 21 | Rule 21 Export | Detailed Study | Inactive | Withdrawn | 2012-10-29 | Withdrawn (No Agrmt) | No |  |  | Photovoltaic(1) | 1 | Los Angeles | CA |  |  | SUN VILLAGE 12KV | SUN VILLAGE 12KV | Antelope 220/66 | North Coast Region | Sun Village | Antelope 220/66 System | Little Rock 66/12 (D)
GFID5505 | 2011-02-10 | 2011-02-10 | 2011-02-23 | Rule 21 | Rule 21 Export | Detailed Study | Inactive | Withdrawn | 2012-10-29 | Withdrawn (No Agrmt) | No |  |  | Photovoltaic(1) | 1 | Los Angeles | CA |  |  | SUN VILLAGE 12KV | SUN VILLAGE 12KV | Antelope 220/66 | North Coast Region | Sun Village | Antelope 220/66 System | Little Rock 66/12 (D)
GFID5506 | 2011-02-10 | 2011-02-10 | 2011-02-23 | Rule 21 | Rule 21 Export | Detailed Study | Inactive | Withdrawn | 2012-11-21 | Withdrawn (No Agrmt) | No |  |  | Photovoltaic(1.5) | 1.5 | Los Angeles | CA |  |  | HOVEY 12KV | HOVEY 12KV | Antelope 220/66 | North Coast Region | Hovey | Antelope 220/66 System | Redman 66/12 (D)
GFID5507 | 2011-02-10 | 2011-02-10 | 2011-02-17 | Rule 21 | Rule 21 Export | Detailed Study | Inactive | Withdrawn | 2012-11-21 | Withdrawn (No Agrmt) | No |  |  | Photovoltaic(1.5) | 1.5 | Los Angeles | CA |  |  | HOVEY 12KV | HOVEY 12KV | Antelope 220/66 | North Coast Region | Hovey | Antelope 220/66 System | Redman 66/12 (D)
GFID5508 | 2011-02-10 | 2011-02-10 | 2012-02-24 | Rule 21 | Rule 21 Export | Detailed Study | Inactive | Withdrawn | 2012-11-21 | Withdrawn (No Agrmt) | No |  |  | Photovoltaic(1) | 1 | Los Angeles | CA |  |  | HOVEY 12KV | HOVEY 12KV | Antelope 220/66 | North Coast Region | Hovey | Antelope 220/66 System | Redman 66/12 (D)
GFID5509 | 2011-02-10 | 2011-02-10 | 2011-03-08 | Rule 21 | Rule 21 Export | Detailed Study | Inactive | Withdrawn | 2013-06-26 | Withdrawn (No Agrmt) | No |  |  | Photovoltaic(1.5) | 1.5 | Los Angeles | CA |  |  | LLOYD 12KV | LLOYD 12KV | Antelope 220/66 | North Coast Region | Lloyd | Antelope 220/66 System | Del Sur 66/12 (D)
GFID5510 | 2011-02-10 | 2011-02-10 | 2011-02-17 | Rule 21 | Rule 21 Export | Detailed Study | Inactive | IA Terminated |  | Terminated | Yes | 2012-03-23 | 2013-06-26 | Photovoltaic(1.5) | 1.5 | Los Angeles | CA |  | 2012-03-01 | LLOYD 12KV | LLOYD 12KV | Antelope 220/66 | North Coast Region | Lloyd | Antelope 220/66 System | Del Sur 66/12 (D)
GFID5511 | 2011-02-10 | 2011-02-10 | 2011-02-18 | Rule 21 | Rule 21 Export | Detailed Study | Inactive | Withdrawn | 2013-06-26 | Withdrawn (No Agrmt) | No |  |  | Photovoltaic(1) | 1 | Los Angeles | CA |  | 2014-06-01 | LLOYD 12KV | LLOYD 12KV | Antelope 220/66 | North Coast Region | Lloyd | Antelope 220/66 System | Del Sur 66/12 (D)
GFID5512 | 2011-02-10 | 2011-02-10 | 2011-02-18 | Rule 21 | Rule 21 Export | Detailed Study | Inactive | Withdrawn | 2013-05-24 | Withdrawn (No Agrmt) | No |  |  | Photovoltaic(1.5) | 1.5 | Los Angeles | CA | 2012-03-01 | 2013-07-01 | SUN VILLAGE 12KV | SUN VILLAGE 12KV | Antelope 220/66 | North Coast Region | Sun Village | Antelope 220/66 System | Little Rock 66/12 (D)
GFID5513 | 2011-02-10 | 2011-02-10 | 2011-02-18 | Rule 21 | Rule 21 Export | Detailed Study | Inactive | Withdrawn | 2013-05-24 | Withdrawn (No Agrmt) | No |  |  | Photovoltaic(1.5) | 1.5 | Los Angeles | CA | 2012-03-01 | 2013-07-01 | BIG PINES 12KV | BIG PINES 12KV | Antelope 220/66 | North Coast Region | Big Pines | Antelope 220/66 System | Little Rock 66/12 (D)
GFID5514 | 2011-02-10 | 2011-02-10 | 2011-02-18 | Rule 21 | Rule 21 Export | Detailed Study | Inactive | Withdrawn | 2013-05-24 | Withdrawn (No Agrmt) | No |  |  | Photovoltaic(1) | 1 | Los Angeles | CA | 2012-03-01 | 2013-07-01 | SUN VILLAGE 12KV | SUN VILLAGE 12KV | Antelope 220/66 | North Coast Region | Sun Village | Antelope 220/66 System | Little Rock 66/12 (D)
GFID5515 | 2011-02-10 | 2011-02-10 | 2011-02-17 | Rule 21 | Rule 21 Export | Detailed Study | Inactive | Withdrawn | 2012-10-29 | Withdrawn (No Agrmt) | No |  |  | Photovoltaic(1.5) | 1.5 | Los Angeles | CA |  | 2012-03-01 | Big Pines 12 kV out of Little Rock | EASTWIND 12KV | Antelope 220/66 | North Coast Region | Eastwind | Antelope 220/66 System | Wilsona 66/12 (D)
GFID5516 | 2011-02-10 | 2011-02-10 | 2011-02-17 | Rule 21 | Rule 21 Export | Fast Track | Inactive | Withdrawn | 2011-07-08 | Withdrawn (No Agrmt) | No |  |  | Photovoltaic(1) | 1 | Los Angeles | CA |  | 2012-03-01 | Eastwind 12kV % Wilsona Substation | EASTWIND 12KV | Antelope 220/66 | North Coast Region | Eastwind | Antelope 220/66 System | Wilsona 66/12 (D)
GFID5517 | 2011-02-10 | 2011-02-10 | 2011-02-17 | Rule 21 | Rule 21 Export | Detailed Study | Active - Post IA | In-Service |  | Executed - In Effect | Yes | 2012-06-08 |  | Photovoltaic(1) | 1 | Los Angeles | CA |  | 2012-03-01 | HANGER 12KV | HANGER 12KV | Antelope 220/66 | North Coast Region | Hanger | Antelope 220/66 System | Oasis 66/12 (D)
GFID5518 | 2011-02-10 | 2011-02-10 | 2011-02-17 | Rule 21 | Rule 21 Export | Detailed Study | Active - Post IA | In-Service |  | Executed - In Effect | Yes | 2012-07-13 |  | Photovoltaic(1) | 1 | Los Angeles | CA |  | 2012-03-01 | HANGER 12KV | HANGER 12KV | Antelope 220/66 | North Coast Region | Hanger | Antelope 220/66 System | Oasis 66/12 (D)
GFID5519 | 2011-02-10 | 2011-02-10 | 2011-02-18 | Rule 21 | Rule 21 Export | Detailed Study | Inactive | Withdrawn | 2013-06-26 | Withdrawn (No Agrmt) | No |  |  | Photovoltaic(1.5) | 1.5 | Los Angeles | CA |  | 2012-03-01 | SNOWDEN 12KV | SNOWDEN 12KV | Antelope 220/66 | North Coast Region | Snowden | Antelope 220/66 System | Del Sur 66/12 (D)
GFID4204 | 2011-02-18 | 2011-02-18 | 2011-03-28 | Rule 21 | Rule 21 Export | Fast Track | Inactive | Withdrawn | 2012-03-27 | Withdrawn (No Agrmt) | No |  |  |  | 1 | Inyo | CA |  | 2011-12-15 | BIRCHIM 12KV | Birchim 12kV | Inyo SCE 220/115 | Rurals Region | Birchim | Inyo SCE 220/115 System | Mt. Tom 55/12 (D)
GFID5522 | 2011-02-23 | 2011-02-23 | 2011-02-23 | Rule 21 | Rule 21 Export | Detailed Study | Inactive | Withdrawn | 2013-07-17 | Withdrawn (No Agrmt) | No |  |  | Photovoltaic(1.5) | 1.5 | San Bernardino | CA |  | 2013-04-30 | SUNNYVALE 12KV | SUNNYVALE 12KV | Devers 220/115 | Desert Region | Sunnyvale | Devers 220/115 System | Carodean 115/12 (D)
GFID5521 | 2011-02-23 | 2011-02-23 | 2011-03-30 | Rule 21 | Rule 21 Export | Detailed Study | Inactive | IA Terminated |  | Terminated | Yes | 2013-12-20 | 2014-04-21 | Photovoltaic(1.5) | 1.5 | San Bernardino | CA | 2013-04-30 | 2013-04-30 | SUNNYVALE 12KV | SUNNYVALE 12KV | Devers 220/115 | Desert Region | Sunnyvale | Devers 220/115 System | Carodean 115/12 (D)
GFID5520 |  | 2011-02-23 |  | Rule 21 | Rule 21 Export | Fast Track | Inactive | Withdrawn | 2011-05-12 | Withdrawn (No Agrmt) | No |  |  | Photovoltaic(1.5) | 1.5 | San Bernardino | CA |  |  | DESOLATE 12KV line | DESOLATE 12KV | Kramer 220/115 System | Rurals Region | Desolate | Kramer 220/115 System | Cady 33/12 (D)
GFID5523 | 2011-02-25 | 2011-02-25 | 2012-10-12 | Rule 21 | Rule 21 Export | ISP | Active - Post IA | In-Service |  | Amendment - Executed | Yes | 2015-06-19 |  | Photovoltaic(1.5) | 1.5 | Riverside | CA |  | 2019-07-15 | At the Distribution Provider’s new 4-way gas switch on the Distribution Provider’s Invader 12kV distribution line out of Devers Jr. 115/12kV Substation | INVADER 12KV | Devers 220/115 | Desert Region | Invader | Devers 220/115 System | Devers 115/12 (D)
GFID5524 | 2011-02-25 | 2011-02-25 | 2012-10-12 | Rule 21 | Rule 21 Export | ISP | Active - Post IA | In-Service |  | Amendment - Executed | Yes | 2015-06-19 |  | Photovoltaic(1.5) | 1.5 | Riverside | CA | 2012-10-01 | 2019-07-15 | At the Distribution Provider’s new 4-way gas switch on the Distribution Provider’s Invader 12kV distribution line out of Devers Jr. 115/12kV Substation | INVADER 12KV | Devers 220/115 | Desert Region | Invader | Devers 220/115 System | Devers 115/12 (D)
GFID5525 |  | 2011-03-04 |  | Rule 21 | Rule 21 Export | Fast Track | Inactive | Withdrawn | 2011-05-12 | Withdrawn (No Agrmt) | No |  |  | Photovoltaic(1.5) | 1.5 |  |  |  |  | MELODY 25KV line | MELODY 25KV | Devers 220/115 System | Desert Region | Melody | Devers 220/115 System | Hi Desert 33/25 (D)
GFID5533 | 2011-03-17 | 2011-03-01 | 2011-03-31 | Rule 21 | Rule 21 Export | Fast Track | Inactive | Withdrawn | 2011-07-12 | Withdrawn (No Agrmt) | No |  |  | Photovoltaic(1) | 1 | Los Angeles | CA |  | 2012-06-01 | Forage 12 kV out of Piute | FORAGE 12KV | Antelope 220/66 | North Coast Region | Forage | Antelope 220/66 System | Piute 66/12 (D)
GFID5537 | 2011-03-08 | 2011-03-08 | 2011-05-03 | Rule 21 | Rule 21 Export | Fast Track | Inactive | Withdrawn | 2011-06-03 | Withdrawn (No Agrmt) | No |  |  | Photovoltaic(1.5) | 1.5 | Kern | CA |  | 2012-12-01 | MUSEUM 12KV | MUSEUM 12KV | Antelope 220/66 | North Coast Region | Museum | Antelope 220/66 System | Piute 66/12 (D)
GFID5538 | 2011-03-08 | 2011-03-08 | 2011-05-03 | Rule 21 | Rule 21 Export | Fast Track | Inactive | Withdrawn | 2011-06-03 | Withdrawn (No Agrmt) | No |  |  | Photovoltaic(1.5) | 1.5 | Kern | CA |  | 2012-12-01 | MUSEUM 12KV | MUSEUM 12KV | Antelope 220/66 | North Coast Region | Museum | Antelope 220/66 System | Piute 66/12 (D)
GFID5539 | 2011-03-08 | 2011-03-08 | 2011-04-26 | Rule 21 | Rule 21 Export | Fast Track | Inactive | Withdrawn | 2011-06-03 | Withdrawn (No Agrmt) | No |  |  | Photovoltaic(1.5) | 1.5 | Kern | CA |  | 2012-12-01 | MUSEUM 12KV | MUSEUM 12KV | Antelope 220/66 | North Coast Region | Museum | Antelope 220/66 System | Piute 66/12 (D)
GFID5540 | 2011-03-08 | 2011-03-08 | 2011-05-03 | Rule 21 | Rule 21 Export | Fast Track | Inactive | Withdrawn | 2011-06-03 | Withdrawn (No Agrmt) | No |  |  | Photovoltaic(1.5) | 1.5 | Kern | CA |  | 2012-12-01 | PETAN 12KV | PETAN 12KV | Antelope 220/66 | North Coast Region | Petan | Antelope 220/66 System | Piute 66/12 (D)
GFID5541 | 2011-03-08 | 2011-03-08 | 2011-05-03 | Rule 21 | Rule 21 Export | Fast Track | Inactive | Withdrawn | 2011-06-03 | Withdrawn (No Agrmt) | No |  |  | Photovoltaic(1.5) | 1.5 | Kern | CA |  | 2012-12-01 | PETAN 12KV | PETAN 12KV | Antelope 220/66 | North Coast Region | Petan | Antelope 220/66 System | Piute 66/12 (D)
GFID5542 | 2011-03-08 | 2011-03-08 | 2011-05-03 | Rule 21 | Rule 21 Export | Fast Track | Inactive | Withdrawn | 2011-06-03 | Withdrawn (No Agrmt) | No |  |  | Photovoltaic(1.5) | 1.5 | Kern | CA |  | 2012-12-01 | PETAN 12KV | PETAN 12KV | Antelope 220/66 | North Coast Region | Petan | Antelope 220/66 System | Piute 66/12 (D)
GFID5543 | 2011-03-08 | 2011-03-08 | 2011-05-03 | Rule 21 | Rule 21 Export | Fast Track | Inactive | Withdrawn | 2011-06-03 | Withdrawn (No Agrmt) | No |  |  | Photovoltaic(1.5) | 1.5 | Kern | CA |  | 2012-12-01 | MUSEUM 12KV | MUSEUM 12KV | Antelope 220/66 | North Coast Region | Museum | Antelope 220/66 System | Piute 66/12 (D)
GFID5544 | 2011-03-08 | 2011-03-08 | 2011-05-03 | Rule 21 | Rule 21 Export | Fast Track | Inactive | Withdrawn | 2011-06-03 | Withdrawn (No Agrmt) | No |  |  | Photovoltaic(1.5) | 1.5 | Kern | CA |  | 2012-12-01 | PETAN 12KV | PETAN 12KV | Antelope 220/66 | North Coast Region | Petan | Antelope 220/66 System | Piute 66/12 (D)
GFID5545 | 2011-03-08 | 2011-03-08 | 2011-05-03 | Rule 21 | Rule 21 Export | Fast Track | Inactive | Withdrawn | 2011-06-03 | Withdrawn (No Agrmt) | No |  |  | Photovoltaic(1.5) | 1.5 | Kern | CA |  | 2012-12-01 | MUSEUM 12KV | MUSEUM 12KV | Antelope 220/66 | North Coast Region | Museum | Antelope 220/66 System | Piute 66/12 (D)
GFID5546 | 2011-03-08 | 2011-03-08 | 2011-05-04 | Rule 21 | Rule 21 Export | Detailed Study | Active - Post IA | In-Service |  | Executed - In Effect | Yes | 2013-10-28 |  | Photovoltaic(1.5) | 1.5 | Kern | CA | 2013-09-20 | 2014-04-20 | LLOYD 12KV | LLOYD 12KV | Antelope 220/66 | North Coast Region | Lloyd | Antelope 220/66 System | Del Sur 66/12 (D)
GFID5547 | 2011-03-08 | 2011-03-08 | 2011-05-04 | Rule 21 | Rule 21 Export | Detailed Study | Active - Post IA | In-Service |  | Executed - In Effect | Yes | 2013-11-11 |  | Photovoltaic(1.5) | 1.5 | Kern | CA | 2013-09-20 | 2014-04-20 | LLOYD 12KV | LLOYD 12KV | Antelope 220/66 | North Coast Region | Lloyd | Antelope 220/66 System | Del Sur 66/12 (D)
GFID5548 | 2011-03-08 | 2011-03-08 | 2011-05-04 | Rule 21 | Rule 21 Export | Detailed Study | Active - Post IA | In-Service |  | Executed - In Effect | Yes | 2013-11-11 |  | Photovoltaic(1.5) | 1.5 | Kern | CA | 2013-09-20 | 2014-04-20 | LLOYD 12KV | LLOYD 12KV | Antelope 220/66 | North Coast Region | Lloyd | Antelope 220/66 System | Del Sur 66/12 (D)
GFID5549 | 2011-03-08 | 2011-03-08 | 2011-05-04 | Rule 21 | Rule 21 Export | Detailed Study | Active - Post IA | In-Service |  | Executed - In Effect | Yes | 2013-11-11 |  | Photovoltaic(1.5) | 1.5 | Kern | CA | 2013-09-20 | 2014-04-20 | LLOYD 12KV | LLOYD 12KV | Antelope 220/66 | North Coast Region | Lloyd | Antelope 220/66 System | Del Sur 66/12 (D)
GFID5554 | 2011-03-08 | 2011-03-08 | 2011-03-23 | Rule 21 | Rule 21 Export | Detailed Study | Inactive | Withdrawn | 2014-01-29 | Withdrawn (No Agrmt) | No |  |  | Photovoltaic(1.5) | 1.5 | Los Angeles | CA | 2012-12-01 | 2012-12-01 | PRONGHORN 12KV | PRONGHORN 12KV | Antelope 220/66 | North Coast Region | Pronghorn | Antelope 220/66 System | Del Sur 66/12 (D)
GFID5555 | 2011-03-08 | 2011-03-08 | 2011-03-08 | Rule 21 | Rule 21 Export | Detailed Study | Inactive | Withdrawn | 2014-02-06 | Withdrawn (No Agrmt) | No |  |  | Photovoltaic(1.5) | 1.5 | Los Angeles | CA | 2012-12-01 | 2012-12-01 | PRONGHORN 12KV | HUGHES LAKE 12KV | Antelope 220/66 | North Coast Region | Hughes Lake | Antelope 220/66 System | Del Sur 66/12 (D)
GFID5556 | 2011-03-08 | 2011-03-08 | 2011-03-08 | Rule 21 | Rule 21 Export | Detailed Study | Active - Post IA | In-Service |  | Executed - In Effect | Yes | 2013-09-19 |  | Photovoltaic(1.5) | 1.5 | Los Angeles | CA | 2012-12-01 | 2012-12-01 | PRONGHORN 12KV | PRONGHORN 12KV | Antelope 220/66 | North Coast Region | Pronghorn | Antelope 220/66 System | Del Sur 66/12 (D)
GFID5557 | 2011-03-08 | 2011-03-08 | 2011-03-08 | Rule 21 | Rule 21 Export | Detailed Study | Active - Post IA | In-Service |  | Executed - In Effect | Yes | 2013-09-30 |  | Photovoltaic(1.5) | 1.5 | Los Angeles | CA | 2012-12-01 | 2012-12-01 | HUGHES LAKE 12KV | PRONGHORN 12KV | Antelope 220/66 | North Coast Region | Pronghorn | Antelope 220/66 System | Del Sur 66/12 (D)
GFID5558 |  | 2011-03-08 |  | Rule 21 | Rule 21 Export | Fast Track | Inactive | Withdrawn | 2011-06-03 | Withdrawn (No Agrmt) | No |  |  | Photovoltaic(1.5) | 1.5 |  |  |  |  | SNOWDEN 12KV line | SNOWDEN 12KV | Antelope 220/66 | North Coast Region | Snowden | Antelope 220/66 System | Del Sur 66/12 (D)
GFID5559 |  | 2011-03-08 |  | Rule 21 | Rule 21 Export | Fast Track | Inactive | Withdrawn | 2011-06-03 | Withdrawn (No Agrmt) | No |  |  | Photovoltaic(1.5) | 1.5 |  |  |  |  | SNOWDEN 12KV line | SNOWDEN 12KV | Antelope 220/66 | North Coast Region | Snowden | Antelope 220/66 System | Del Sur 66/12 (D)
GFID5560 |  | 2011-03-08 |  | Rule 21 | Rule 21 Export | Fast Track | Inactive | Withdrawn | 2011-06-03 | Withdrawn (No Agrmt) | No |  |  | Photovoltaic(1.5) | 1.5 |  |  |  |  | SNOWDEN 12KV line | SNOWDEN 12KV | Antelope 220/66 | North Coast Region | Snowden | Antelope 220/66 System | Del Sur 66/12 (D)
GFID5561 |  | 2011-03-08 |  | Rule 21 | Rule 21 Export | Fast Track | Inactive | Withdrawn | 2011-06-03 | Withdrawn (No Agrmt) | No |  |  | Photovoltaic(1.5) | 1.5 |  |  |  |  | SNOWDEN 12KV line | SNOWDEN 12KV | Antelope 220/66 | North Coast Region | Snowden | Antelope 220/66 System | Del Sur 66/12 (D)
GFID5562 | 2011-03-08 | 2011-03-08 | 2011-03-15 | Rule 21 | Rule 21 Export | Detailed Study | Active - Post IA | In-Service |  | Executed - In Effect | Yes | 2012-09-28 |  | Photovoltaic(1.5) | 1.5 | San Bernardino | CA |  |  | CEMENT 33KV | CEMENT 33KV | Victor 220/115 | Rurals Region | Cement | Victor 220/115 System | Victor 115/33 (D)
GFID5563 | 2011-03-08 | 2011-03-08 | 2011-05-02 | Rule 21 | Rule 21 Export | Detailed Study | Inactive | Withdrawn | 2012-09-05 | Withdrawn (No Agrmt) | No |  |  | Photovoltaic(1.5) | 1.5 | Kern | CA |  | 2012-12-01 | FORAGE 12KV | FORAGE 12KV | Antelope 220/66 | North Coast Region | Forage | Antelope 220/66 System | Piute 66/12 (D)
GFID5564 | 2011-03-08 | 2011-03-08 | 2011-05-02 | Rule 21 | Rule 21 Export | Detailed Study | Inactive | Withdrawn | 2012-09-05 | Withdrawn (No Agrmt) | No |  |  | Photovoltaic(1.5) | 1.5 | Kern | CA |  | 2012-12-01 | FORAGE 12KV | FORAGE 12KV | Antelope 220/66 | North Coast Region | Forage | Antelope 220/66 System | Piute 66/12 (D)
GFID5565 | 2011-03-08 | 2011-03-08 | 2011-04-19 | Rule 21 | Rule 21 Export | Detailed Study | Inactive | Withdrawn | 2014-02-25 | Withdrawn (No Agrmt) | No |  |  | Photovoltaic(1.5) | 1.5 | Los Angeles | CA |  |  | New Circuit 5 - CREST projects 12KV | GFID projects - New Circuit 5 12KV | Antelope 220/66
GFID5566 | 2011-03-08 | 2011-03-08 | 2011-04-21 | Rule 21 | Rule 21 Export | Detailed Study | Active - Post IA | In-Service |  | Executed - In Effect | Yes | 2014-05-01 |  | Photovoltaic(1.5) | 1.5 | San Bernardino | CA | 2012-12-31 | 2014-10-31 | ADELANTO 12KV | MANZER 12KV | Victor 220/115 | Rurals Region | Manzer | Victor 220/115 System | Victor 115/12 (D)
GFID5567 | 2011-03-08 | 2011-03-08 | 2011-04-20 | Rule 21 | Rule 21 Export | Detailed Study | Active - Post IA | In-Service |  | Executed - In Effect | Yes | 2014-05-01 |  | Photovoltaic(1.5) | 1.5 | San Bernardino | CA | 2012-12-01 | 2014-10-31 | ADELANTO 12KV | MANZER 12KV | Victor 220/115 | Rurals Region | Manzer | Victor 220/115 System | Victor 115/12 (D)
GFID5568 | 2011-03-08 | 2011-03-08 | 2011-04-20 | Rule 21 | Rule 21 Export | Detailed Study | Active - Post IA | In-Service |  | Executed - In Effect | Yes | 2014-05-01 |  | Photovoltaic(1.5) | 1.5 | San Bernardino | CA | 2012-12-01 | 2014-10-31 | ADELANTO 12KV | MANZER 12KV | Victor 220/115 | Rurals Region | Manzer | Victor 220/115 System | Victor 115/12 (D)
GFID5569 | 2011-03-08 | 2011-03-08 | 2011-04-20 | Rule 21 | Rule 21 Export | Detailed Study | Active - Post IA | In-Service |  | Executed - In Effect | Yes | 2014-05-01 |  | Photovoltaic(1.5) | 1.5 | San Bernardino | CA | 2012-12-01 | 2014-10-31 | ADELANTO 12KV | MANZER 12KV | Victor 220/115 | Rurals Region | Manzer | Victor 220/115 System | Victor 115/12 (D)
GFID5570 | 2011-03-08 | 2011-03-08 | 2011-04-20 | Rule 21 | Rule 21 Export | Detailed Study | Inactive | Withdrawn | 2014-02-27 | Withdrawn (No Agrmt) | No |  |  | Photovoltaic(1.5) | 1.5 | Los Angeles | CA |  |  | HUGHES LAKE 12 kV Line | HUGHES LAKE 12KV | Antelope 220/66 | North Coast Region | Hughes Lake | Antelope 220/66 System | Del Sur 66/12 (D)
GFID5571 | 2011-03-08 | 2011-03-08 | 2011-04-13 | Rule 21 | Rule 21 Export | Detailed Study | Inactive | Withdrawn | 2014-02-27 | Withdrawn (No Agrmt) | No |  |  | Photovoltaic(1.5) | 1.5 | San Bernardino | CA | 2012-12-01 | 2012-12-01 | BEELINE 12KV | BEELINE 12KV | Victor 220/115 | Rurals Region | Beeline | Victor 220/115 System | Victor 115/12 (D)
GFID5526 | 2011-03-17 | 2011-03-17 | 2011-04-05 | Rule 21 | Rule 21 Export | Fast Track | Inactive | Withdrawn | 2012-05-10 | Withdrawn (No Agrmt) | No |  |  | Photovoltaic(1.5) | 1.5 | Los Angeles | CA |  |  | CALLI VALLI 12KV | CALLI VALLI 12KV | Antelope 220/66 | North Coast Region | Calli Valli | Antelope 220/66 System | Little Rock 66/12 (D)
GFID5527 | 2011-03-17 | 2011-03-17 | 2011-04-05 | Rule 21 | Rule 21 Export | Fast Track | Inactive | Withdrawn | 2012-05-10 | Withdrawn (No Agrmt) | No |  |  | Photovoltaic(1.5) | 1.5 | Los Angeles | CA |  |  | CALLI VALLI 12KV | CALLI VALLI 12KV | Antelope 220/66 | North Coast Region | Calli Valli | Antelope 220/66 System | Little Rock 66/12 (D)
GFID5528 | 2011-03-17 | 2011-03-17 | 2011-04-21 | Rule 21 | Rule 21 Export | Fast Track | Inactive | Withdrawn | 2012-05-10 | Withdrawn (No Agrmt) | No |  |  | Photovoltaic(1.5) | 1.5 | Los Angeles | CA |  |  | CALLI VALLI 12KV | CALLI VALLI 12KV | Antelope 220/66 | North Coast Region | Calli Valli | Antelope 220/66 System | Little Rock 66/12 (D)
GFID5529 | 2011-03-17 | 2011-03-17 | 2011-04-18 | Rule 21 | Rule 21 Export | Detailed Study | Inactive | Withdrawn | 2012-10-29 | Withdrawn (No Agrmt) | No |  |  | Photovoltaic(1.5) | 1.5 | Kern | CA |  |  | New Circuit 1 -Generation 12KV | New Circuit 1 -Generation 12KV | Antelope 220/66
GFID5530 | 2011-03-17 | 2011-03-17 | 2011-04-05 | Rule 21 | Rule 21 Export | Detailed Study | Inactive | Withdrawn | 2012-11-21 | Withdrawn (No Agrmt) | No |  |  | Photovoltaic(1) | 1 | Kern | CA |  | 2012-01-01 | Willow Springs 12 kV out of Rosamond | WILLOW SPRINGS 12KV | Antelope 220/66 | North Coast Region | Willow Springs | Antelope 220/66 System | Rosamond 66/12 (D)
GFID5531 | 2011-03-17 | 2011-03-17 | 2011-04-05 | Rule 21 | Rule 21 Export | Detailed Study | Inactive | Withdrawn | 2012-11-21 | Withdrawn (No Agrmt) | No |  |  | Photovoltaic(1) | 1 | Kern | CA |  | 2012-01-01 | Willow Springs 12 kV out of Rosamond | WILLOW SPRINGS 12KV | Antelope 220/66 | North Coast Region | Willow Springs | Antelope 220/66 System | Rosamond 66/12 (D)
GFID5532 | 2011-03-17 | 2011-03-17 | 2011-06-22 | Rule 21 | Rule 21 Export | Detailed Study | Inactive | Withdrawn | 2012-10-22 | Withdrawn (No Agrmt) | No |  |  | Photovoltaic(1.5) | 1.5 | Los Angeles | CA |  | 2012-01-01 | Forage 12 kV out of Piute | FORAGE 12KV | Antelope 220/66 | North Coast Region | Forage | Antelope 220/66 System | Piute 66/12 (D)
GFID5534 | 2011-05-02 | 2011-03-17 | 2011-05-03 | Rule 21 | Rule 21 Export | Fast Track | Inactive | Withdrawn | 2012-05-10 | Withdrawn (No Agrmt) | No |  |  | Photovoltaic(1.5) | 1.5 | Los Angeles | CA |  | 2012-07-01 | Petan 12kV % Piute Substation | PETAN 12KV | Antelope 220/66 | North Coast Region | Petan | Antelope 220/66 System | Piute 66/12 (D)
GFID5535 | 2011-05-02 | 2011-03-17 | 2011-05-03 | Rule 21 | Rule 21 Export | Fast Track | Inactive | Withdrawn | 2012-05-10 | Withdrawn (No Agrmt) | No |  |  | Photovoltaic(1.5) | 1.5 | Kern | CA |  | 2012-07-01 | Petan 12kV % Piute Substation | PETAN 12KV | Antelope 220/66 | North Coast Region | Petan | Antelope 220/66 System | Piute 66/12 (D)
GFID5536 | 2011-03-17 | 2011-03-17 | 2011-04-05 | Rule 21 | Rule 21 Export | Fast Track | Inactive | Withdrawn | 2012-04-17 | Withdrawn (No Agrmt) | No |  |  | Photovoltaic(1) | 1 | Los Angeles | CA |  | 2012-07-01 | Petan 12kV % Piute Substation | PETAN 12KV | Antelope 220/66 | North Coast Region | Petan | Antelope 220/66 System | Piute 66/12 (D)
GFID5618 | 2011-05-27 | 2011-05-27 | 2011-06-20 | Rule 21 | Rule 21 Export | Detailed Study | Inactive | IA Terminated |  | Terminated | Yes | 2013-11-08 | 2014-06-03 | Photovoltaic(1.5) | 1.5 | San Bernardino | CA | 2012-08-01 | 2012-08-01 | ALLEGRA 12KV | ALLEGRA 12KV | Devers 220/115 | Desert Region | Allegra | Devers 220/115 System | Carodean 115/12 (D)
GFID5619 | 2011-05-27 | 2011-05-27 | 2011-06-24 | Rule 21 | Rule 21 Export | Detailed Study | Inactive | IA Terminated |  | Terminated | Yes | 2013-10-11 | 2014-06-03 | Photovoltaic(1.5) | 1.5 | San Bernardino | CA | 2012-08-01 | 2012-08-01 | ALLEGRA 12KV | ALLEGRA 12KV | Devers 220/115 | Desert Region | Allegra | Devers 220/115 System | Carodean 115/12 (D)
GFID5620 | 2011-05-27 | 2011-05-27 | 2011-06-20 | Rule 21 | Rule 21 Export | Detailed Study | Inactive | IA Terminated |  | Terminated | Yes | 2013-11-08 | 2014-06-03 | Photovoltaic(1.5) | 1.5 | San Bernardino | CA | 2012-08-01 | 2012-08-01 | ALLEGRA 12KV | ALLEGRA 12KV | Devers 220/115 | Desert Region | Allegra | Devers 220/115 System | Carodean 115/12 (D)
GFID5621 | 2011-05-27 | 2011-05-27 | 2011-06-20 | Rule 21 | Rule 21 Export | Detailed Study | Inactive | IA Terminated |  | Terminated | Yes | 2013-10-11 | 2014-06-03 | Photovoltaic(1.5) | 1.5 | San Bernardino | CA | 2012-08-01 | 2012-08-01 | ALLEGRA 12KV | ALLEGRA 12KV | Devers 220/115 | Desert Region | Allegra | Devers 220/115 System | Carodean 115/12 (D)
GFID5622 | 2011-05-27 | 2011-05-27 | 2011-06-24 | Rule 21 | Rule 21 Export | Detailed Study | Inactive | Withdrawn | 2013-12-02 | Withdrawn (No Agrmt) | No |  |  | Photovoltaic(1.5) | 1.5 | San Bernardino | CA | 2012-08-01 | 2012-08-01 | ALLEGRA 12KV | ALLEGRA 12KV | Devers 220/115 | Desert Region | Allegra | Devers 220/115 System | Carodean 115/12 (D)
GFID5623 |  | 2011-05-31 |  | Rule 21 | Rule 21 Export | Fast Track | Inactive | Withdrawn | 2011-08-28 | Withdrawn (No Agrmt) | No |  |  | Photovoltaic(1.5) | 1.5 |  | CA | 2012-03-30 | 2012-03-30 | Dunes Road South of I - 10 | LEAK 12KV | Blythe (WALC) 161kV bus | Rurals Region | Leak | Blythe (WALC) 161/33 System | Dunes 33/12 (D)
GFID5624 |  | 2011-06-01 |  | Rule 21 | Rule 21 Export | Fast Track | Inactive | Withdrawn | 2011-08-28 | Withdrawn (No Agrmt) | No |  |  | Photovoltaic(1.5) | 1.5 |  | CA | 2012-03-30 | 2012-03-30 | San Bernardino County APV 0647-291-06
GFID5625 | 2011-06-01 | 2011-06-01 | 2011-07-28 | Rule 21 | Rule 21 Export | Detailed Study | Inactive | Withdrawn | 2012-10-01 | Withdrawn (No Agrmt) | No |  |  | Photovoltaic(1.5) | 1.5 | San Bernardino | CA | 2012-03-30 | 2012-03-30 | Sunfair 25 kV out of Hi Desert Sub | SUNFAIR 25KV | Devers 220/115 | Desert Region | Sunfair | Devers 220/115 System | Hi Desert 33/25 (D)
GFID5665 | 2011-07-19 | 2011-07-19 | 2012-10-12 | Rule 21 | Rule 21 Export | Detailed Study | Active - Post IA | In-Service |  | Amendment - Executed | Yes | 2015-08-05 |  | Photovoltaic(1.5) | 1.5 | Riverside | CA | 2012-10-01 | 2019-07-15 | A tap on the Distribution Provider’s Invader 12kV distribution line out of Devers 115/12kV Substation | INVADER 12KV out of Devers 115/12KV | Devers 220/115 | Desert Region | Invader | Devers 220/115 System | Devers 115/12 (D)
GFID5768 | 2011-09-19 | 2011-09-19 | 2011-10-05 | Rule 21 | Rule 21 Export | Fast Track | Inactive | Withdrawn | 2012-11-19 | Withdrawn (No Agrmt) | No |  |  | Photovoltaic(1.5) | 1.5 | Kern | CA | 2012-07-02 |  | TOMAHAWK 12KV | TOMAHAWK 12KV | Windhub 220/66 | North Coast Region | Tomahawk | Windhub 220/66 System | Monolith 66/12 (D)
GFID5765 | 2011-09-19 | 2011-09-19 | 2011-10-05 | Rule 21 | Rule 21 Export | Fast Track | Inactive | Withdrawn | 2012-11-19 | Withdrawn (No Agrmt) | No |  |  | Photovoltaic(1.5) | 1.5 | Kern | CA | 2012-07-01 |  | TOMAHAWK 12KV | TOMAHAWK 12KV | Windhub 220/66 | North Coast Region | Tomahawk | Windhub 220/66 System | Monolith 66/12 (D)
GFID5806 | 2011-09-21 | 2011-09-21 | 2011-11-28 | Rule 21 | Rule 21 Export | Detailed Study | Active - Post IA | In-Service |  | Executed - In Effect | Yes | 2013-07-30 |  | Photovoltaic(1.5) | 1.5 | Tulare | CA | 2012-10-01 | 2014-01-17 | GEE BEE 12KV | Gee Bee 12kV | Rector 220/66 | San Joaquin Region | Gee Bee | Rector 220/66 System | Hanford 66/12 (D)
GFID5580 | 2011-04-21 | 2011-04-21 | 2011-05-12 | Rule 21 | Rule 21 Export | Fast Track | Inactive | Withdrawn | 2012-09-28 | Withdrawn (No Agrmt) | No |  |  | Photovoltaic(0.384) | 0.384 | San Bernardino | CA | 2011-07-01 |  | SPEEDWAY 12KV | SPEEDWAY 12KV | Etiwanda 220/66 | Desert Region | Speedway | Etiwanda 220/66 System | Declez 66/12 (D)
GFID5582 | 2011-04-28 | 2011-04-21 | 2011-07-07 | Rule 21 | Rule 21 Export | Fast Track | Inactive | Withdrawn | 2013-01-10 | Withdrawn (No Agrmt) | No |  |  | Photovoltaic(1.5) | 1.5 | Kern | CA | 2011-12-01 |  | ShangriLa 12 kV out of Downs Sub | SHANGRILA 12KV | Kramer 220/115 | Rurals Region | Shangrila | Kramer 220/115 System | Downs 115/12 (D)
GFID5603 | 2011-05-12 | 2011-05-12 | 2011-06-20 | Rule 21 | Rule 21 Export | Detailed Study | Inactive | Withdrawn | 2013-07-17 | Withdrawn (No Agrmt) | No |  |  | Photovoltaic(1.5) | 1.5 | San Bernardino | CA | 2012-02-01 | 2013-04-30 | SUNNYVALE 12KV | SUNNYVALE 12KV | Devers 220/115 | Desert Region | Sunnyvale | Devers 220/115 System | Carodean 115/12 (D)
GFID5604 | 2011-05-24 | 2011-05-24 | 2011-06-17 | Rule 21 | Rule 21 Export | Detailed Study | Inactive | IA Terminated |  | Terminated | Yes | 2015-02-27 | 2016-01-04 | Photovoltaic(1.5) | 1.5 | San Bernardino | CA | 2012-05-01 | 2015-09-14 | STANDING ROCK 12KV | STANDING ROCK 12KV | Victor 220/115 | Rurals Region | Standing Rock | Victor 220/115 System | Rancho 33/12 (D)
GFID5605 | 2011-05-24 | 2011-05-24 | 2011-06-17 | Rule 21 | Rule 21 Export | Detailed Study | Inactive | IA Terminated |  | Terminated | Yes | 2015-02-27 | 2016-01-04 | Photovoltaic(1.5) | 1.5 | San Bernardino | CA | 2012-05-01 |  | STANDING ROCK 12KV | STANDING ROCK 12KV | Victor 220/115 | Rurals Region | Standing Rock | Victor 220/115 System | Rancho 33/12 (D)
GFID5606 |  | 2011-05-24 |  | Rule 21 | Rule 21 Export | Fast Track | Inactive | Withdrawn | 2011-08-22 | Withdrawn (No Agrmt) | No |  |  | Photovoltaic(1.5) | 1.5 | San Bernardino | CA | 2012-10-31 |  | Melody 25kV | Melody 25kV | Devers 220/115 | Desert Region | Melody | Devers 220/115 System | Hi Desert 33/25 (D)
GFID5607 |  | 2011-05-24 |  | Rule 21 | Rule 21 Export | Fast Track | Inactive | Withdrawn | 2011-08-22 | Withdrawn (No Agrmt) | No |  |  | Photovoltaic(1.5) | 1.5 | San Bernardino | CA | 2012-10-31 |  | Melody 25kV | Melody 25kV | Devers 220/115 | Desert Region | Melody | Devers 220/115 System | Hi Desert 33/25 (D)
GFID5612 | 2011-06-07 | 2011-05-24 | 2011-06-29 | Rule 21 | Rule 21 Export | Detailed Study | Active - Post IA | In-Service |  | Executed - In Effect | Yes | 2013-02-26 |  | Photovoltaic(0.88) | 0.88 | Riverside | CA | 2012-04-30 |  | INVADER 12KV | INVADER 12KV | Devers 220/115 | Desert Region | Invader | Devers 220/115 System | Devers 115/12 (D)
GFID5613 | 2011-06-07 | 2011-05-24 | 2011-06-14 | Rule 21 | Rule 21 Export | Detailed Study | Active - Post IA | In-Service |  | Executed - In Effect | Yes | 2013-02-26 |  | Photovoltaic(1.4) | 1.4 | Riverside | CA | 2012-04-30 |  | INVADER 12KV | INVADER 12KV | Devers 220/115 | Desert Region | Invader | Devers 220/115 System | Devers 115/12 (D)
GFID5614 | 2011-05-25 | 2011-05-25 | 2011-06-14 | Rule 21 | Rule 21 Export | Detailed Study | Inactive | Withdrawn | 2012-10-26 | Withdrawn (No Agrmt) | No |  |  | Photovoltaic(1.5) | 1.5 | Los Angeles | CA | 2012-10-01 | 2012-10-01 | New feeder out of Del Sur Sub | GFID Projects 56xx - New Circuit 6 12KV | Antelope 220/66
GFID5615 | 2011-05-25 | 2011-05-25 | 2011-06-14 | Rule 21 | Rule 21 Export | Detailed Study | Inactive | Withdrawn | 2012-10-26 | Withdrawn (No Agrmt) | No |  |  | Photovoltaic(1.5) | 1.5 | Los Angeles | CA | 2012-10-01 |  | New feeder out of Del Sur Sub | GFID Projects 56xx - New Circuit 6 12KV | Antelope 220/66
GFID5616 | 2011-05-25 | 2011-05-25 | 2011-06-14 | Rule 21 | Rule 21 Export | Detailed Study | Inactive | Withdrawn | 2012-10-26 | Withdrawn (No Agrmt) | No |  |  | Photovoltaic(1.5) | 1.5 | Los Angeles | CA | 2012-10-12 | 2012-10-01 | New feeder out of Del Sur Sub | GFID Projects 56xx - New Circuit 6 12KV | Antelope 220/66
GFID5617 | 2011-05-25 | 2011-05-25 | 2011-06-14 | Rule 21 | Rule 21 Export | Detailed Study | Inactive | Withdrawn | 2012-10-26 | Withdrawn (No Agrmt) | No |  |  | Photovoltaic(1.5) | 1.5 | Los Angeles | CA | 2012-10-01 | 2012-10-01 | New feeder out of Del Sur Sub | GFID Projects 56xx - New Circuit 6 12KV | Antelope 220/66
GFID5611 |  | 2011-05-24 |  | Rule 21 | Rule 21 Export | Fast Track | Inactive | Withdrawn | 2011-08-22 | Withdrawn (No Agrmt) | No |  |  | Photovoltaic(1.5) | 1.5 | San Bernardino | CA | 2012-05-01 |  | NE Corner of Amboy Road and Hillcrest Road | NORTH ADOBE 12KV | Devers 220/115 System | Desert Region | North Adobe | Devers 220/115 System | Twentynine Palms 33/12 (D)
GFID5610 |  | 2011-05-24 |  | Rule 21 | Rule 21 Export | Fast Track | Inactive | Withdrawn | 2011-08-22 | Withdrawn (No Agrmt) | No |  |  | Photovoltaic(1.5) | 1.5 | San Bernardino | CA | 2012-05-01 |  | NE Corner of Amboy Road and Hillcrest Road | NORTH ADOBE 12KV | Devers 220/115 System | Desert Region | North Adobe | Devers 220/115 System | Twentynine Palms 33/12 (D)
GFID5609 |  | 2011-05-24 |  | Rule 21 | Rule 21 Export | Fast Track | Inactive | Withdrawn | 2011-08-22 | Withdrawn (No Agrmt) | No |  |  | Photovoltaic(1.5) | 1.5 | San Bernardino | CA | 2012-05-01 |  | NE Corner of Amboy Road and Hillcrest Road | Melody 25kV | Devers 220/115 | Desert Region | Melody | Devers 220/115 System | Hi Desert 33/25 (D)
GFID5608 |  | 2011-05-24 |  | Rule 21 | Rule 21 Export | Fast Track | Inactive | Withdrawn | 2011-08-15 | Withdrawn (No Agrmt) | No |  |  | Photovoltaic(1.5) | 1.5 | San Bernardino | CA | 2011-05-01 |  | NE Corner of Amboy Road and Hillcrest Road | MELODY 25KV | Devers 220/115 System | Desert Region | Melody | Devers 220/115 System | Hi Desert 33/25 (D)
GFID5598 | 2011-05-20 | 2011-05-20 | 2011-06-03 | Rule 21 | Rule 21 Export | Detailed Study | Inactive | Withdrawn | 2013-04-03 | Withdrawn (No Agrmt) | No |  |  | Photovoltaic(1) | 1 | Los Angeles | CA |  | 2012-07-01 | East 90th St. & East Ave. S, Palmdale, 93539 | CALLI VALLI 12KV | Antelope 220/66 | North Coast Region | Calli Valli | Antelope 220/66 System | Little Rock 66/12 (D)
GFID5597 | 2011-05-20 | 2011-05-20 | 2011-06-03 | Rule 21 | Rule 21 Export | Detailed Study | Inactive | Withdrawn | 2013-04-03 | Withdrawn (No Agrmt) | No |  |  | Photovoltaic(1.5) | 1.5 | Los Angeles | CA |  | 2012-07-01 | East Ave. Q & East 100th St., Palmdale, 93536 | CALLI VALLI 12KV | Antelope 220/66 | North Coast Region | Calli Valli | Antelope 220/66 System | Little Rock 66/12 (D)
GFID5596 | 2011-05-20 | 2011-05-20 | 2011-05-31 | Rule 21 | Rule 21 Export | Fast Track | Inactive | Withdrawn | 2011-07-12 | Withdrawn (No Agrmt) | No |  |  | Photovoltaic(1) | 1 | Kern | CA |  | 2012-06-01 | West Ave. F & West 30th St., Lancaster,93535 | ALFALFA 12KV | Antelope 220/66 | North Coast Region | Alfalfa | Antelope 220/66 System | Redman 66/12 (D)
GFID5595 | 2011-05-20 | 2011-05-20 | 2011-05-31 | Rule 21 | Rule 21 Export | Detailed Study | Inactive | Withdrawn | 2013-07-08 | Withdrawn (No Agrmt) | No |  |  | Photovoltaic(1.5) | 1.5 | Los Angeles | CA |  | 2013-12-28 | GRUBSTAKE 12KV | GRUBSTAKE 12KV | Antelope 220/66 | North Coast Region | Grubstake | Antelope 220/66 System | Rosamond 66/12 (D)
GFID5594 | 2011-05-20 | 2011-05-20 | 2011-06-03 | Rule 21 | Rule 21 Export | Fast Track | Inactive | Withdrawn | 2012-05-10 | Withdrawn (No Agrmt) | No |  |  | Photovoltaic(1.5) | 1.5 | Los Angeles | CA |  | 2012-06-01 | E. 90th St. & East Ave. S, Palmdale (LA County), 93539 | CALLI VALLI 12KV | Antelope 220/66 | North Coast Region | Calli Valli | Antelope 220/66 System | Little Rock 66/12 (D)
GFID5593 | 2011-05-20 | 2011-05-20 | 2011-06-03 | Rule 21 | Rule 21 Export | Fast Track | Inactive | Withdrawn | 2012-05-10 | Withdrawn (No Agrmt) | No |  |  | Photovoltaic(1.5) | 1.5 | Los Angeles | CA |  | 2012-06-01 | E. 90th St. & East Ave. S, Palmdale (LA County), 93539 | CALLI VALLI 12KV | Antelope 220/66 | North Coast Region | Calli Valli | Antelope 220/66 System | Little Rock 66/12 (D)
GFID5592 | 2011-05-20 | 2011-05-20 | 2011-06-03 | Rule 21 | Rule 21 Export | Fast Track | Inactive | Withdrawn | 2012-05-10 | Withdrawn (No Agrmt) | No |  |  | Photovoltaic(1) | 1 | Los Angeles | CA |  | 2012-07-01 | E. 90th St. & East Ave. S, Palmdale (LA County), 93539 | CALLI VALLI 12KV | Antelope 220/66 | North Coast Region | Calli Valli | Antelope 220/66 System | Little Rock 66/12 (D)
GFID5591 | 2011-05-20 | 2011-05-20 | 2011-06-03 | Rule 21 | Rule 21 Export | Detailed Study | Inactive | Withdrawn | 2012-11-21 | Withdrawn (No Agrmt) | No |  |  | Photovoltaic(1.5) | 1.5 | Los Angeles | CA | 2012-01-01 | 2012-01-01 | EASTWIND 12KV | EASTWIND 12KV | Antelope 220/66 | North Coast Region | Eastwind | Antelope 220/66 System | Wilsona 66/12 (D)
GFID5587 | 2011-05-20 | 2011-05-20 | 2011-06-03 | Rule 21 | Rule 21 Export | Detailed Study | Inactive | Withdrawn | 2013-07-10 | Withdrawn (No Agrmt) | No |  |  | Photovoltaic(1) | 1 | Los Angeles | CA |  |  | CALLI VALLI 12KV | CALLI VALLI 12KV | Antelope 220/66 | North Coast Region | Calli Valli | Antelope 220/66 System | Little Rock 66/12 (D)
GFID5586 | 2011-05-20 | 2011-05-20 | 2011-06-03 | Rule 21 | Rule 21 Export | Detailed Study | Inactive | Withdrawn | 2013-07-10 | Withdrawn (No Agrmt) | No |  |  | Photovoltaic(1.5) | 1.5 | Los Angeles | CA |  |  | CALLI VALLI 12KV | CALLI VALLI 12KV | Antelope 220/66 | North Coast Region | Calli Valli | Antelope 220/66 System | Little Rock 66/12 (D)
GFID5585 | 2011-05-20 | 2011-05-20 | 2011-06-03 | Rule 21 | Rule 21 Export | Detailed Study | Inactive | Withdrawn | 2013-07-10 | Withdrawn (No Agrmt) | No |  |  | Photovoltaic(1.5) | 1.5 | Los Angeles | CA |  |  | CALLI VALLI 12KV | CALLI VALLI 12KV | Antelope 220/66 | North Coast Region | Calli Valli | Antelope 220/66 System | Little Rock 66/12 (D)
GFID5584 | 2011-05-20 | 2011-05-20 | 2011-06-03 | Rule 21 | Rule 21 Export | Fast Track | Inactive | Withdrawn | 2011-05-26 | Withdrawn (No Agrmt) | No |  |  | Photovoltaic(1) | 1 | Los Angeles | CA |  |  | FORAGE 12KV | FORAGE 12KV | Antelope 220/66 | North Coast Region | Forage | Antelope 220/66 System | Piute 66/12 (D)
GFID5583 | 2011-05-20 | 2011-05-20 | 2011-06-03 | Rule 21 | Rule 21 Export | Fast Track | Inactive | Withdrawn | 2012-08-28 | Withdrawn (No Agrmt) | No |  |  | Photovoltaic(1) | 1 | Los Angeles | CA |  |  | E Ave. K & 50th St. E | FORAGE 12KV | Antelope 220/66 | North Coast Region | Forage | Antelope 220/66 System | Piute 66/12 (D)
GFID5599 | 2011-06-20 | 2011-06-20 | 2011-07-12 | Rule 21 | Rule 21 Export | Detailed Study | Active - Post IA | In-Service |  | Executed - In Effect | Yes | 2013-04-02 |  | Photovoltaic(1.5) | 1.5 | San Bernardino | CA | 2012-12-27 | 2013-12-15 | KENO 12KV | KENO 12KV | Victor 220/115 | Rurals Region | Keno | Victor 220/115 System | Phelan 115/12 (D)
GFID5600 | 2011-06-20 | 2011-06-20 | 2011-07-12 | Rule 21 | Rule 21 Export | Detailed Study | Inactive | Withdrawn | 2013-04-23 | Withdrawn (No Agrmt) | No |  |  | Photovoltaic(1.5) | 1.5 | San Bernardino | CA | 2012-12-27 | 2012-12-27 | Caughlin Rd & Dos Palmas Rd. Baldy Mesa, CA | KOALA 12KV | Victor 220/115 | Rurals Region | Koala | Victor 220/115 System | Victor 115/12 (D)
GFID5601 | 2011-06-20 | 2011-06-20 | 2011-07-12 | Rule 21 | Rule 21 Export | Detailed Study | Active - Post IA | In-Service |  | Executed - In Effect | Yes | 2013-04-02 |  | Photovoltaic(1.5) | 1.5 | San Bernardino | CA | 2012-12-27 | 2013-12-15 | LOTTO 12KV | LOTTO 12KV | Victor 220/115 | Rurals Region | Lotto | Victor 220/115 System | Phelan 115/12 (D)
GFID5602 | 2011-06-20 | 2011-06-20 | 2011-07-12 | Rule 21 | Rule 21 Export | Detailed Study | Inactive | IA Terminated |  | Terminated | Yes | 2013-12-05 | 2016-04-01 | Photovoltaic(0.999) | 0.999 | San Bernardino | CA | 2012-12-27 | 2012-12-27 | DEALER 12KV | DEALER 12KV | Victor 220/115 | Rurals Region | Dealer | Victor 220/115 System | Phelan 115/12 (D)
GFID5626 | 2011-06-01 | 2011-06-01 | 2011-07-28 | Rule 21 | Rule 21 Export | Detailed Study | Inactive | Withdrawn | 2014-06-26 | Not Started | No |  |  | Photovoltaic(1.5) | 1.5 | San Bernardino | CA | 2012-03-30 | 2012-03-30 | GOBAR 33KV | GOBAR 33KV | Victor 220/115 | Rurals Region | Gobar | Victor 220/115 System | Cottonwood 115/33 (D)
GFID5627 |  | 2011-06-01 |  | Rule 21 | Rule 21 Export | Fast Track | Inactive | Withdrawn | 2011-08-28 | Withdrawn (No Agrmt) | No |  |  | Photovoltaic(1.5) | 1.5 |  | CA | 2012-03-30 | 2012-03-30 | Dunes Road North of I-10 | LEAK 12KV | Blythe (WALC) 161kV bus | Rurals Region | Leak | Blythe (WALC) 161/33 System | Dunes 33/12 (D)
GFID5628 |  | 2011-06-01 |  | Rule 21 | Rule 21 Export | Fast Track | Inactive | Withdrawn | 2011-08-28 | Withdrawn (No Agrmt) | No |  |  | Photovoltaic(1.5) | 1.5 |  | CA | 2012-03-31 | 2012-03-30 | 147500 Desert Ranch Road
GFID5629 | 2011-06-01 | 2011-06-01 | 2011-07-28 | Rule 21 | Rule 21 Export | Detailed Study | Inactive | IA Terminated |  | Terminated | Yes | 2014-04-02 | 2016-01-05 | Photovoltaic(1.5) | 1.5 | San Bernardino | CA | 2012-03-30 | 2015-01-16 | LANDERS 25KV | LANDERS 25KV | Devers 220/115 | Desert Region | Landers | Devers 220/115 System | Nugget 33/25 (D)
GFID5630 | 2011-06-01 | 2011-06-01 | 2011-07-28 | Rule 21 | Rule 21 Export | Detailed Study | Inactive | Withdrawn | 2012-10-01 | Withdrawn (No Agrmt) | No |  |  | Photovoltaic(1.5) | 1.5 | San Bernardino | CA | 2012-03-30 | 2012-03-30 | Utah 12 kV line out of 29 Palms Sub | UTAH 12KV | Devers 220/115 | Desert Region | Utah | Devers 220/115 System | Twentynine Palms 33/12 (D)
GFID5631 | 2011-07-27 | 2011-06-06 | 2011-07-28 | Rule 21 | Rule 21 Export | Detailed Study | Inactive | Withdrawn | 2012-10-01 | Withdrawn (No Agrmt) | No |  |  | Photovoltaic(1.5) | 1.5 | San Bernardino | CA | 2012-03-30 | 2012-03-30 | Winters & Bowman Trail, Joshua Tree, CA 92252 | SUNFAIR 25KV | Devers 220/115 | Desert Region | Sunfair | Devers 220/115 System | Hi Desert 33/25 (D)
GFID5632 | 2011-07-27 | 2011-06-06 | 2011-07-28 | Rule 21 | Rule 21 Export | Detailed Study | Inactive | Withdrawn | 2012-09-26 | Withdrawn (No Agrmt) | No |  |  | Photovoltaic(1.5) | 1.5 | San Bernardino | CA | 2012-03-30 | 2012-03-30 | Hi Desert 25: SUNFAIR 25 kV line | SUNFAIR 25KV | Devers 220/115 | Desert Region | Sunfair | Devers 220/115 System | Hi Desert 33/25 (D)
GFID5633 | 2011-06-07 | 2011-06-07 | 2011-09-20 | Rule 21 | Rule 21 Export | Detailed Study | Inactive | Withdrawn | 2014-03-13 | Withdrawn (No Agrmt) | No |  |  | Photovoltaic(1.5) | 1.5 | Kern | CA | 2012-08-01 | 2012-08-01 | BOXCAR 12KV | BOXCAR 12KV | Windhub 220/66 | North Coast Region | Boxcar | Windhub 220/66 System | Goldtown 66/12 (D)
GFID5634 | 2011-07-27 | 2011-06-07 | 2011-08-22 | Rule 21 | Rule 21 Export | Detailed Study | Inactive | Withdrawn | 2013-08-09 | Withdrawn (No Agrmt) | No |  |  | Photovoltaic(1.5) | 1.5 | San Bernardino | CA | 2012-03-30 | 2012-03-30 | UTAH 12KV | UTAH 12KV | Devers 220/115 | Desert Region | Utah | Devers 220/115 System | Twentynine Palms 33/12 (D)
GFID5635 | 2011-07-27 | 2011-06-07 | 2011-08-23 | Rule 21 | Rule 21 Export | Fast Track | Inactive | Withdrawn | 2011-08-26 | Withdrawn (No Agrmt) | No |  |  | Photovoltaic(1.5) | 1.5 | Riverside | CA | 2012-03-30 | 2012-03-30 | Riverside County APN 806-400-007, Blythe, CA 92280 |  | Blythe (WALC) 161/33
GFID5636 | 2011-06-07 | 2011-06-07 | 2011-08-23 | Rule 21 | Rule 21 Export | Detailed Study | Inactive | Withdrawn | 2014-04-24 | Withdrawn (No Agrmt) | No |  |  | Photovoltaic(1.5) | 1.5 | Kern | CA | 2012-08-01 | 2012-08-01 | BOXCAR 12KV | BOXCAR 12KV | Windhub 220/66 | North Coast Region | Boxcar | Windhub 220/66 System | Goldtown 66/12 (D)
GFID5637 | 2011-06-14 | 2011-06-14 | 2011-07-08 | Rule 21 | Rule 21 Export | Detailed Study | Active - Post IA | In-Service |  | Executed - In Effect | Yes | 2013-10-06 |  | Photovoltaic(1.25) | 1.25 | Riverside | CA |  |  | AVIATOR 12KV | Aviator 12kV | Valley 500/115 | San Jacinto Valley Region | Aviator | Valley 'AB' 500/115 System | Stetson 115/12 (D)
GFID5638 | 2011-07-27 | 2011-06-13 | 2011-08-22 | Rule 21 | Rule 21 Export | Detailed Study | Inactive | Withdrawn | 2012-09-26 | Withdrawn (No Agrmt) | No |  |  | Photovoltaic(1.5) | 1.5 | San Bernardino | CA | 2012-03-30 |  | Landers 25kv out of Nugget Sub | LANDERS 25KV | Devers 220/115 | Desert Region | Landers | Devers 220/115 System | Nugget 33/25 (D)
GFID5640 | 2011-06-20 | 2011-06-20 | 2011-07-12 | Rule 21 | Rule 21 Export | Detailed Study | Inactive | IA Terminated |  | Terminated | Yes | 2013-12-05 | 2016-04-01 | Photovoltaic(0.999) | 0.999 | San Bernardino | CA | 2012-12-27 | 2012-12-27 | DEALER 12KV | DEALER 12KV | Victor 220/115 | Rurals Region | Dealer | Victor 220/115 System | Phelan 115/12 (D)
GFID5641 | 2011-06-20 | 2011-06-20 | 2011-07-12 | Rule 21 | Rule 21 Export | Detailed Study | Active - Post IA | In-Service |  | Executed - In Effect | Yes | 2013-04-02 |  | Photovoltaic(0.999) | 0.999 | San Bernardino | CA |  | 2012-12-27 | LOTTO 12KV | LOTTO 12KV | Victor 220/115 | Rurals Region | Lotto | Victor 220/115 System | Phelan 115/12 (D)
GFID5642 | 2011-06-20 | 2011-06-20 | 2011-07-12 | Rule 21 | Rule 21 Export | Detailed Study | Inactive | Withdrawn | 2013-04-23 | Withdrawn (No Agrmt) | No |  |  | Photovoltaic(1.5) | 1.5 | San Bernardino | CA | 2012-12-27 | 2012-12-27 | Caughlin Rd & Dos Palmas Rd. Baldy Mesa CA | KOALA 12KV | Victor 220/115 | Rurals Region | Koala | Victor 220/115 System | Victor 115/12 (D)
GFID5643 | 2011-06-20 | 2011-06-20 | 2011-07-12 | Rule 21 | Rule 21 Export | Detailed Study | Active - Post IA | In-Service |  | Executed - In Effect | Yes | 2013-04-02 |  | Photovoltaic(1.5) | 1.5 | San Bernardino | CA | 2012-12-27 | 2013-12-15 | KENO 12KV | KENO 12KV | Victor 220/115 | Rurals Region | Keno | Victor 220/115 System | Phelan 115/12 (D)
GFID5644 | 2011-06-20 | 2011-06-20 | 2011-07-12 | Rule 21 | Rule 21 Export | Detailed Study | Active - Post IA | In-Service |  | Executed - In Effect | Yes | 2013-04-02 |  | Photovoltaic(1.5) | 1.5 | San Bernardino | CA | 2012-12-27 | 2013-12-15 | KENO 12KV | KENO 12KV | Victor 220/115 | Rurals Region | Keno | Victor 220/115 System | Phelan 115/12 (D)
GFID5646 | 2011-06-20 | 2011-06-20 | 2011-06-20 | Rule 21 | Rule 21 Export | Detailed Study | Inactive | Withdrawn | 2013-06-05 | Withdrawn (No Agrmt) | No |  |  | Photovoltaic(1.5) | 1.5 | Los Angeles | CA | 2012-04-01 | 2012-04-01 | TEJON 12KV | TEJON 12KV | Bailey 220/66 | North Coast Region | Tejon | Antelope 220/66 System | Neenach 66/12 (D)
GFID5647 | 2011-06-20 | 2011-06-20 | 2011-06-20 | Rule 21 | Rule 21 Export | Fast Track | Inactive | Withdrawn | 2013-05-07 | Withdrawn (No Agrmt) | No |  |  | Photovoltaic(1.5) | 1.5 | Kern | CA | 2012-04-01 | 2012-04-01 | Discovery 12kV | DISCOVERY 12KV | Windhub 220/66 | North Coast Region | Discovery | Windhub 220/66 System | Goldtown 66/12 (D)
GFID5648 | 2011-06-20 | 2011-06-20 | 2011-06-20 | Rule 21 | Rule 21 Export | Fast Track | Inactive | Withdrawn | 2013-05-07 | Withdrawn (No Agrmt) | No |  |  | Photovoltaic(1.5) | 1.5 | Kern | CA | 2012-04-01 | 2012-04-01 | Discovery 12kV | DISCOVERY 12KV | Windhub 220/66 | North Coast Region | Discovery | Windhub 220/66 System | Goldtown 66/12 (D)
GFID5652 | 2011-06-27 | 2011-06-27 | 2012-02-07 | Rule 21 | Rule 21 Export | Fast Track | Inactive | Withdrawn | 2013-06-07 | Withdrawn (No Agrmt) | No |  |  | Photovoltaic(1.5) | 1.5 | Tulare | CA | 2012-08-01 | 2012-08-01 | DUCOR 12KV | DUCOR 12KV | Vestal 220kV bus | San Joaquin Region | Ducor | Vestal 220/66 System | Terra Bella 66/12 (D)
GFID5653 | 2011-07-05 | 2011-07-05 | 2011-07-28 | Rule 21 | Rule 21 Export | Detailed Study | Inactive | Withdrawn | 2015-07-01 | In Negotiation | No |  |  | Photovoltaic(1.5) | 1.5 | San Bernardino | CA | 2012-12-27 | 2012-12-27 | SHEEPHOLE 33KV | SHEEPHOLE 33KV | Devers 220/115 | Desert Region | Sheephole | Devers 220/115 System | Hi Desert 115/33 (D)
GFID5655 | 2011-07-06 | 2011-07-06 | 2012-02-21 | Rule 21 | Rule 21 Export | Fast Track | Inactive | Withdrawn | 2013-06-07 | Withdrawn (No Agrmt) | No |  |  | Photovoltaic(1.5) | 1.5 | Tulare | CA | 2012-08-01 | 2012-08-01 | DUCOR 12KV | DUCOR 12KV | Vestal 220kV bus | San Joaquin Region | Ducor | Vestal 220/66 System | Terra Bella 66/12 (D)
GFID5656 | 2011-07-13 | 2011-07-13 | 2011-09-07 | Rule 21 | Rule 21 Export | Detailed Study | Active - Post IA | Construction |  | Executed - In Effect | Yes | 2017-04-18 |  | Photovoltaic(1.5) | 1.5 | Riverside | CA | 2012-10-01 | 2012-10-01 | Bonneville 12 kV | Bonneville 12 kV | Lakeview 115/12 | San Jacinto Valley Region | Bonneville | Valley 'AB' 500/115 System | Lakeview 115/12 (D) | Valley (SCE) | 500
GFID5657 | 2011-07-13 | 2011-07-13 | 2011-09-07 | Rule 21 | Rule 21 Export | Detailed Study | Active - Post IA | Construction |  | Executed - In Effect | Yes | 2017-04-18 |  | Photovoltaic(1.5) | 1.5 | Riverside | CA | 2012-10-01 | 2012-10-01 | Bonneville 12 kV | Bonneville 12 kV | Lakeview 115/12 kV | San Jacinto Valley Region | Bonneville | Valley 'AB' 500/115 System | Lakeview 115/12 (D) | Valley (SCE) | 500
GFID5658 |  | 2011-07-14 |  | Rule 21 | Rule 21 Export | Fast Track | Inactive | Withdrawn | 2012-08-03 | Withdrawn (No Agrmt) | No |  |  | Photovoltaic(0.992) | 0.992 | San Bernardino | CA | 2011-12-31 | 2011-12-31 | TBD | Standing Rock 12kV | Victor 220/115 System | Rurals Region | Standing Rock | Victor 220/115 System | Rancho 33/12 (D)
GFID5659 | 2011-07-14 | 2011-07-06 | 2011-08-12 | Rule 21 | Rule 21 Export | Detailed Study | Active - Post IA | In-Service (Conditional PTO) |  | Executed - In Effect | Yes | 2012-12-19 |  | Photovoltaic(1) | 1 | Los Angeles | CA | 2011-11-01 |  | CROWDER 12KV | CROWDER 12KV | Antelope 220/66 | North Coast Region | Crowder | Antelope 220/66 System | Lancaster 66/12 (D)
GFID5660 | 2011-07-06 | 2011-07-06 | 2011-08-12 | Rule 21 | Rule 21 Export | Detailed Study | Active - Post IA | In-Service (Conditional PTO) |  | Executed - In Effect | Yes | 2012-12-19 |  | Photovoltaic(1) | 1 | Los Angeles | CA | 2011-11-01 |  | CROWDER 12KV | CROWDER 12KV | Antelope 220/66 | North Coast Region | Crowder | Antelope 220/66 System | Lancaster 66/12 (D)
GFID5661 | 2011-07-06 | 2011-07-06 | 2011-08-24 | Rule 21 | Rule 21 Export | Detailed Study | Active - Post IA | In-Service (Conditional PTO) |  | Executed - In Effect | Yes | 2012-12-19 |  | Photovoltaic(1.5) | 1.5 | Los Angeles | CA | 2011-11-01 |  | CROWDER 12KV | CROWDER 12KV | Antelope 220/66 | North Coast Region | Crowder | Antelope 220/66 System | Lancaster 66/12 (D)
GFID5662 | 2011-07-06 | 2011-07-06 | 2011-08-24 | Rule 21 | Rule 21 Export | Detailed Study | Active - Post IA | In-Service (Conditional PTO) |  | Executed - In Effect | Yes | 2012-12-19 |  | Photovoltaic(1) | 1 | Los Angeles | CA | 2011-11-01 |  | CROWDER 12KV | CROWDER 12KV | Antelope 220/66 | North Coast Region | Crowder | Antelope 220/66 System | Lancaster 66/12 (D)
GFID5663 | 2011-07-06 | 2011-07-06 | 2011-08-24 | Rule 21 | Rule 21 Export | Detailed Study | Active - Post IA | In-Service (Conditional PTO) |  | Executed - In Effect | Yes | 2012-12-19 |  | Photovoltaic(1) | 1 | Los Angeles | CA | 2011-11-01 |  | CROWDER 12KV | CROWDER 12KV | Antelope 220/66 | North Coast Region | Crowder | Antelope 220/66 System | Lancaster 66/12 (D)
GFID5588 | 2011-07-15 | 2011-07-15 | 2011-08-11 | Rule 21 | Rule 21 Export | Detailed Study | Inactive | Withdrawn | 2012-12-06 | Withdrawn (No Agrmt) | No |  |  | Photovoltaic(1.5) | 1.5 | Los Angeles | CA | 2012-07-01 | 2012-07-01 | Blendsoe 12 kV circuit out of Neenach Substation | BLEDSOE 12KV | Bailey 220/66 | North Coast Region | Bledsoe | Antelope 220/66 System | Neenach 66/12 (D)
GFID5589 | 2011-07-15 | 2011-07-15 | 2011-08-04 | Rule 21 | Rule 21 Export | Detailed Study | Inactive | Withdrawn | 2012-12-06 | Withdrawn (No Agrmt) | No |  |  | Photovoltaic(1.5) | 1.5 | Los Angeles | CA | 2012-07-01 | 2012-07-01 | Blendsoe 12 kV out of Neenach Substation | BLEDSOE 12KV | Bailey 220/66 | North Coast Region | Bledsoe | Antelope 220/66 System | Neenach 66/12 (D)
GFID5590 | 2011-07-15 | 2011-07-15 | 2011-08-04 | Rule 21 | Rule 21 Export | Detailed Study | Inactive | Withdrawn | 2012-12-06 | Withdrawn (No Agrmt) | No |  |  | Photovoltaic(1) | 1 | Los Angeles | CA | 2012-01-01 | 2012-01-01 | Blendsoe 12 kV circuit out of Neenach Substation | BLEDSOE 12KV | Bailey 220/66 | North Coast Region | Bledsoe | Antelope 220/66 System | Neenach 66/12 (D)
GFID5650 | 2011-07-15 | 2011-07-15 | 2011-08-04 | Rule 21 | Rule 21 Export | Detailed Study | Inactive | Withdrawn | 2012-10-29 | Withdrawn (No Agrmt) | No |  |  | Photovoltaic(1.5) | 1.5 | Los Angeles | CA | 2012-06-01 | 2012-06-01 | Tierra Bonita 12 kV cicuit out of Little Rock Substation | TIERRA BONITA 12KV | Antelope 220/66 | North Coast Region | Tierra Bonita | Antelope 220/66 System | Little Rock 66/12 (D)
GFID5664 | 2011-07-15 | 2011-07-15 | 2011-08-04 | Rule 21 | Rule 21 Export | Fast Track | Inactive | Withdrawn | 2012-10-11 | Withdrawn (No Agrmt) | No |  |  | Photovoltaic(1.5) | 1.5 | Kern | CA | 2012-06-01 | 2012-06-01 | Forage 12 kV circuit out of Piute Substation | FORAGE 12KV | Antelope 220/66 | North Coast Region | Forage | Antelope 220/66 System | Piute 66/12 (D)
GFID5666 | 2011-08-22 | 2011-08-22 | 2011-11-10 | Rule 21 | Rule 21 Export | Detailed Study | Active - Post IA | In-Service |  | Executed - In Effect | Yes | 2013-03-11 |  | Photovoltaic(1) | 1 | Tulare | CA | 2012-07-01 | 2012-07-01 | CAIRNS 12KV | CAIRNS 12KV | Springville 220/66 | San Joaquin Region | Cairns | Springville 220/66 System | Lindsay 66/12 (D)
GFID5667 | 2011-08-22 | 2011-08-22 | 2011-11-10 | Rule 21 | Rule 21 Export | Detailed Study | Active - Post IA | In-Service |  | Executed - In Effect | Yes | 2013-03-11 |  | Photovoltaic(1) | 1 | Tulare | CA | 2012-07-01 | 2012-07-01 | CAIRNS 12KV | CAIRNS 12KV | Springville 220/66 | San Joaquin Region | Cairns | Springville 220/66 System | Lindsay 66/12 (D)
GFID5669 | 2011-07-29 | 2011-07-29 | 2011-08-10 | Rule 21 | Rule 21 Export | Detailed Study | Inactive | Withdrawn | 2013-10-08 | Withdrawn (No Agrmt) | No |  |  | Photovoltaic(1.5) | 1.5 | Tulare | CA | 2012-12-31 | 2012-12-31 | BLINKER 12KV | BLINKER 12KV | Vestal 220kV bus | San Joaquin Region | Blinker | Vestal 220/66 System | Pixley 66/12 (D)
GFID5670 | 2011-07-29 | 2011-07-29 | 2011-08-10 | Rule 21 | Rule 21 Export | Detailed Study | Inactive | Withdrawn | 2013-10-08 | Withdrawn (No Agrmt) | No |  |  | Photovoltaic(1.5) | 1.5 | Tulare | CA | 2012-12-31 | 2012-12-31 | BLINKER 12KV | BLINKER 12KV | Vestal 220kV bus | San Joaquin Region | Blinker | Vestal 220/66 System | Pixley 66/12 (D)
GFID5671 | 2011-07-29 | 2011-07-29 | 2011-08-10 | Rule 21 | Rule 21 Export | Detailed Study | Inactive | Withdrawn | 2013-10-08 | Withdrawn (No Agrmt) | No |  |  | Photovoltaic(1.5) | 1.5 | Tulare | CA | 2012-12-31 | 2012-12-31 | BLINKER 12KV | BLINKER 12KV | Vestal 220kV bus | San Joaquin Region | Blinker | Vestal 220/66 System | Pixley 66/12 (D)
GFID5672 | 2011-07-29 | 2011-07-29 | 2011-08-10 | Rule 21 | Rule 21 Export | Detailed Study | Inactive | Withdrawn | 2013-10-08 | Withdrawn (No Agrmt) | No |  |  | Photovoltaic(1.5) | 1.5 | Tulare | CA | 2012-12-31 | 2012-12-31 | BLINKER 12KV | BLINKER 12KV | Vestal 220kV bus | San Joaquin Region | Blinker | Vestal 220/66 System | Pixley 66/12 (D)
GFID5673 | 2011-07-29 | 2011-07-29 | 2011-08-10 | Rule 21 | Rule 21 Export | Detailed Study | Inactive | Withdrawn | 2014-03-03 | Withdrawn (No Agrmt) | No |  |  | Photovoltaic(1.5) | 1.5 | Tulare | CA | 2012-12-31 | 2012-12-31 | BLINKER 12KV | BLINKER 12KV | Vestal 220kV bus | San Joaquin Region | Blinker | Vestal 220/66 System | Pixley 66/12 (D)
GFID5674 | 2011-07-29 | 2011-07-29 | 2011-08-10 | Rule 21 | Rule 21 Export | Detailed Study | Inactive | Withdrawn | 2014-03-03 | Withdrawn (No Agrmt) | No |  |  | Photovoltaic(1.5) | 1.5 | Tulare | CA | 2012-12-31 | 2012-12-31 | BLINKER 12KV | BLINKER 12KV | Vestal 220kV bus | San Joaquin Region | Blinker | Vestal 220/66 System | Pixley 66/12 (D)
GFID5675 | 2011-07-29 | 2011-07-29 | 2011-08-11 | Rule 21 | Rule 21 Export | Detailed Study | Inactive | Withdrawn | 2012-06-07 | Withdrawn (No Agrmt) | No |  |  | Photovoltaic(1.5) | 1.5 | Tulare | CA | 2012-12-31 | 2012-12-31 | Bud 12 kV out of Pixley | BUDD 12KV | Vestal 220kV bus | San Joaquin Region | Budd | Vestal 220/66 System | Pixley 66/12 (D)
GFID5676 | 2011-07-29 | 2011-07-29 | 2011-08-11 | Rule 21 | Rule 21 Export | Detailed Study | Inactive | Withdrawn | 2012-06-07 | Withdrawn (No Agrmt) | No |  |  | Photovoltaic(1.5) | 1.5 | Tulare | CA | 2012-12-31 | 2012-12-31 | Bud 12 kV out of Pixley. | BUDD 12KV | Vestal 220kV bus | San Joaquin Region | Budd | Vestal 220/66 System | Pixley 66/12 (D)
GFID5677 | 2011-07-29 | 2011-07-29 | 2011-08-11 | Rule 21 | Rule 21 Export | Detailed Study | Inactive | Withdrawn | 2012-06-07 | Withdrawn (No Agrmt) | No |  |  | Photovoltaic(1.5) | 1.5 | Tulare | CA | 2012-12-31 | 2012-12-31 | Bud 12 kV out of Pixley. | BUDD 12KV | Vestal 220kV bus | San Joaquin Region | Budd | Vestal 220/66 System | Pixley 66/12 (D)
GFID5678 | 2011-07-29 | 2011-07-29 | 2011-08-11 | Rule 21 | Rule 21 Export | Detailed Study | Inactive | Withdrawn | 2012-06-07 | Withdrawn (No Agrmt) | No |  |  | Photovoltaic(1.5) | 1.5 | Tulare | CA | 2012-12-31 | 2012-12-31 | Bud 12 kV out of Pixley. | BUDD 12KV | Vestal 220kV bus | San Joaquin Region | Budd | Vestal 220/66 System | Pixley 66/12 (D)
GFID5680 | 2011-07-29 | 2011-07-29 | 2011-08-11 | Rule 21 | Rule 21 Export | Detailed Study | Inactive | Withdrawn | 2012-06-07 | Withdrawn (No Agrmt) | No |  |  | Photovoltaic(1.5) | 1.5 | Tulare | CA | 2012-12-31 | 2012-12-31 | Bud 12 kV out of Pixley. | BUDD 12KV | Vestal 220kV bus | San Joaquin Region | Budd | Vestal 220/66 System | Pixley 66/12 (D)
GFID5681 | 2011-07-29 | 2011-07-29 | 2011-08-10 | Rule 21 | Rule 21 Export | Detailed Study | Inactive | Withdrawn | 2012-06-07 | Withdrawn (No Agrmt) | No |  |  | Photovoltaic(1.5) | 1.5 | Tulare | CA | 2012-12-31 | 2012-12-31 | Pixley: Budd 12 kV Line | BUDD 12KV | Vestal 220kV bus | San Joaquin Region | Budd | Vestal 220/66 System | Pixley 66/12 (D)
GFID5682 | 2011-07-29 | 2011-07-29 | 2011-08-10 | Rule 21 | Rule 21 Export | Detailed Study | Inactive | Withdrawn | 2012-06-07 | Withdrawn (No Agrmt) | No |  |  | Photovoltaic(1.5) | 1.5 | Tulare | CA | 2012-12-31 | 2012-12-31 | Pixley: Budd 12 kV Line | BUDD 12KV | Vestal 220kV bus | San Joaquin Region | Budd | Vestal 220/66 System | Pixley 66/12 (D)
GFID5683 | 2011-07-29 | 2011-07-29 | 2011-08-10 | Rule 21 | Rule 21 Export | Detailed Study | Inactive | Withdrawn | 2012-06-07 | Withdrawn (No Agrmt) | No |  |  | Photovoltaic(1.5) | 1.5 | Tulare | CA | 2012-12-31 | 2012-12-31 | Pixley: Budd 12 kV Line | BUDD 12KV | Vestal 220kV bus | San Joaquin Region | Budd | Vestal 220/66 System | Pixley 66/12 (D)
GFID5684 | 2011-07-29 | 2011-07-29 | 2011-08-10 | Rule 21 | Rule 21 Export | Detailed Study | Inactive | Withdrawn | 2012-06-07 | Withdrawn (No Agrmt) | No |  |  | Photovoltaic(1.5) | 1.5 | Tulare | CA | 2012-12-31 | 2012-12-31 | Pixley: Budd 12 kV Line | BUDD 12KV | Vestal 220kV bus | San Joaquin Region | Budd | Vestal 220/66 System | Pixley 66/12 (D)
GFID5685 | 2011-07-29 | 2011-07-29 | 2011-08-10 | Rule 21 | Rule 21 Export | Detailed Study | Inactive | Withdrawn | 2012-06-07 | Withdrawn (No Agrmt) | No |  |  | Photovoltaic(1.5) | 1.5 | Tulare | CA | 2012-12-31 | 2012-12-31 | Pixley: Budd 12 kV Line | BUDD 12KV | Vestal 220kV bus | San Joaquin Region | Budd | Vestal 220/66 System | Pixley 66/12 (D)
GFID5686 | 2011-07-29 | 2011-07-29 | 2011-08-10 | Rule 21 | Rule 21 Export | Detailed Study | Inactive | Withdrawn | 2012-06-07 | Withdrawn (No Agrmt) | No |  |  | Photovoltaic(1.5) | 1.5 | Tulare | CA | 2012-12-31 | 2012-12-31 | Pixley: Budd 12 kV Line | BUDD 12KV | Vestal 220kV bus | San Joaquin Region | Budd | Vestal 220/66 System | Pixley 66/12 (D)
GFID5687 | 2011-07-29 | 2011-07-29 | 2011-08-10 | Rule 21 | Rule 21 Export | Detailed Study | Inactive | Withdrawn | 2014-03-03 | Withdrawn (No Agrmt) | No |  |  | Photovoltaic(1.5) | 1.5 | Tulare | CA | 2012-12-31 | 2012-12-31 | TEAPOT 12KV | TEAPOT 12KV | Springville 220/66 | San Joaquin Region | Teapot | Springville 220/66 System | Porterville 66/12 (D)
GFID5688 | 2011-07-29 | 2011-07-29 | 2011-08-11 | Rule 21 | Rule 21 Export | Detailed Study | Inactive | Withdrawn | 2014-03-03 | Withdrawn (No Agrmt) | No |  |  | Photovoltaic(1.5) | 1.5 | Tulare | CA | 2012-12-31 | 2012-12-31 | TEAPOT 12KV | TEAPOT 12KV | Springville 220/66 | San Joaquin Region | Teapot | Springville 220/66 System | Porterville 66/12 (D)
GFID5689 | 2011-07-29 | 2011-07-29 | 2011-08-11 | Rule 21 | Rule 21 Export | Detailed Study | Inactive | Withdrawn | 2014-02-26 | Withdrawn (No Agrmt) | No |  |  | Photovoltaic(1.5) | 1.5 | Tulare | CA | 2012-12-31 | 2012-12-31 | FLORY 12KV | FLORY 12KV | Springville 220/66 | San Joaquin Region | Flory | Springville 220/66 System | Woodville 66/12 (D)
GFID5690 | 2011-07-30 | 2011-07-30 | 2011-08-11 | Rule 21 | Rule 21 Export | Detailed Study | Inactive | Withdrawn | 2014-02-26 | Withdrawn (No Agrmt) | No |  |  | Photovoltaic(1.5) | 1.5 | Tulare | CA | 2012-12-31 | 2012-12-31 | FLORY 12KV | FLORY 12KV | Springville 220/66 | San Joaquin Region | Flory | Springville 220/66 System | Woodville 66/12 (D)
GFID5691 | 2011-07-29 | 2011-07-29 | 2011-08-11 | Rule 21 | Rule 21 Export | Detailed Study | Inactive | Withdrawn | 2014-02-26 | Withdrawn (No Agrmt) | No |  |  | Photovoltaic(1.5) | 1.5 | Tulare | CA | 2012-12-31 | 2012-12-31 | FLORY 12KV | FLORY 12KV | Springville 220/66 | San Joaquin Region | Flory | Springville 220/66 System | Woodville 66/12 (D)
GFID5679 | 2011-07-29 | 2011-07-29 | 2011-08-11 | Rule 21 | Rule 21 Export | Detailed Study | Inactive | Withdrawn | 2012-06-07 | Withdrawn (No Agrmt) | No |  |  | Photovoltaic(1.5) | 1.5 | Tulare | CA | 2012-12-31 | 2012-12-31 | Bud 12 kV out of Pixley. | BUDD 12KV | Vestal 220kV bus | San Joaquin Region | Budd | Vestal 220/66 System | Pixley 66/12 (D)
GFID5692 | 2011-08-03 | 2011-08-03 | 2011-08-22 | Rule 21 | Rule 21 Export | ISP | Active - Post IA | In-Service |  | Executed - In Effect | Yes | 2013-06-13 |  | Photovoltaic(1.5) | 1.5 | San Bernardino | CA | 2012-06-01 | 2012-06-01 | SUNDOWN 12KV | SUNDOWN 12KV | Victor 220/115 | Rurals Region | Sundown | Victor 220/115 System | Helendale 33/12 (D)
GFID5693 | 2011-08-03 | 2011-08-03 | 2011-08-22 | Rule 21 | Rule 21 Export | ISP | Active - Post IA | In-Service |  | Executed - In Effect | Yes | 2013-06-13 |  | Photovoltaic(1.5) | 1.5 | San Bernardino | CA | 2012-07-01 | 2012-07-01 | SUNDOWN 12KV | SUNDOWN 12KV | Victor 220/115 | Rurals Region | Sundown | Victor 220/115 System | Helendale 33/12 (D)
GFID5694 | 2011-08-03 | 2011-08-03 | 2011-08-22 | Rule 21 | Rule 21 Export | ISP | Active - Post IA | In-Service |  | Executed - In Effect | Yes | 2013-06-13 |  | Photovoltaic(1.5) | 1.5 | San Bernardino | CA | 2012-09-01 | 2012-09-01 | SUNDOWN 12KV | SUNDOWN 12KV | Victor 220/115 | Rurals Region | Sundown | Victor 220/115 System | Helendale 33/12 (D)
GFID5695 | 2011-08-03 | 2011-08-03 | 2011-08-22 | Rule 21 | Rule 21 Export | Fast Track | Inactive | Withdrawn | 2012-08-13 | Withdrawn (No Agrmt) | No |  |  | Photovoltaic(1) | 1 | Los Angeles | CA | 2012-07-01 | 2011-07-01 | Invention 12kV circuit, Quartz Hill 66kV/12k substation | INVENTION 12KV | Antelope 220/66 | North Coast Region | Invention | Antelope 220/66 System | Quartz Hill 66/12 (D)
GFID5696 | 2011-08-03 | 2011-08-03 | 2011-08-24 | Rule 21 | Rule 21 Export | Fast Track | Inactive | Withdrawn | 2012-08-13 | Withdrawn (No Agrmt) | No |  |  | Photovoltaic(1) | 1 | Los Angeles | CA | 2012-07-01 | 2011-07-01 | Invention 12kV circuit, Quartz Hill 66kV/12k substation | INVENTION 12KV | Antelope 220/66 | North Coast Region | Invention | Antelope 220/66 System | Quartz Hill 66/12 (D)
GFID5697 | 2011-08-03 | 2011-08-03 | 2011-08-25 | Rule 21 | Rule 21 Export | Fast Track | Inactive | Withdrawn | 2012-08-13 | Withdrawn (No Agrmt) | No |  |  | Photovoltaic(1.5) | 1.5 | San Bernardino | CA | 2012-09-01 | 2012-09-01 | Hanger 12 kV circuit, Oasis 66/12 kV substation | HANGER 12KV | Antelope 220/66 | North Coast Region | Hanger | Antelope 220/66 System | Oasis 66/12 (D)
GFID5698 | 2011-08-03 | 2011-08-03 | 2011-08-22 | Rule 21 | Rule 21 Export | Fast Track | Inactive | Withdrawn | 2012-08-13 | Withdrawn (No Agrmt) | No |  |  | Photovoltaic(1.5) | 1.5 | Los Angeles | CA | 2012-09-01 | 2012-09-01 | Hanger 12 kV circuit, Oasis 66/12 kV substation | HANGER 12KV | Antelope 220/66 | North Coast Region | Hanger | Antelope 220/66 System | Oasis 66/12 (D)
GFID5699 | 2011-08-03 | 2011-08-03 | 2011-08-22 | Rule 21 | Rule 21 Export | Fast Track | Inactive | Withdrawn | 2012-08-13 | Withdrawn (No Agrmt) | No |  |  | Photovoltaic(1) | 1 | Los Angeles | CA | 2012-09-01 | 2012-09-01 | Hanger 12 kV circuit, Oasis 66/12 kV substation | HANGER 12KV | Antelope 220/66 | North Coast Region | Hanger | Antelope 220/66 System | Oasis 66/12 (D)
GFID5700 | 2011-08-03 | 2011-08-03 | 2011-08-22 | Rule 21 | Rule 21 Export | Detailed Study | Inactive | Withdrawn | 2013-06-26 | Withdrawn (No Agrmt) | No |  |  | Photovoltaic(1.5) | 1.5 | San Bernardino | CA | 2011-06-01 | 2012-09-01 | STANDING ROCK 12KV | STANDING ROCK 12KV | Victor 220/115 | Rurals Region | Standing Rock | Victor 220/115 System | Rancho 33/12 (D)
GFID5701 | 2011-08-03 | 2011-08-03 | 2011-08-22 | Rule 21 | Rule 21 Export | Fast Track | Inactive | Withdrawn | 2012-08-13 | Withdrawn (No Agrmt) | No |  |  | Photovoltaic(1) | 1 | Los Angeles | CA | 2011-06-01 | 2011-06-01 | Big Pines 12 kV circuit, Little Rock 66/12kV substation | BIG PINES 12KV | Antelope 220/66 | North Coast Region | Big Pines | Antelope 220/66 System | Little Rock 66/12 (D)
GFID5702 | 2011-08-03 | 2011-08-03 | 2011-08-22 | Rule 21 | Rule 21 Export | Fast Track | Inactive | Withdrawn | 2012-08-13 | Withdrawn (No Agrmt) | No |  |  | Photovoltaic(1) | 1 | Los Angeles | CA | 2011-09-01 | 2012-09-01 | Calli Valli 12kV Circuit, Little Rock 66/12kV substation | CALLI VALLI 12KV | Antelope 220/66 | North Coast Region | Calli Valli | Antelope 220/66 System | Little Rock 66/12 (D)
GFID5703 | 2011-08-10 | 2011-08-10 | 2011-08-23 | Rule 21 | Rule 21 Export | Detailed Study | Inactive | Withdrawn | 2013-06-26 | Withdrawn (No Agrmt) | No |  |  | Photovoltaic(1) | 1 | San Bernardino | CA |  |  | STANDING ROCK 12KV | STANDING ROCK 12KV | Victor 220/115 | Rurals Region | Standing Rock | Victor 220/115 System | Rancho 33/12 (D)
GFID5704 | 2011-08-10 | 2011-08-10 | 2011-08-23 | Rule 21 | Rule 21 Export | Fast Track | Inactive | Withdrawn | 2012-08-13 | Withdrawn (No Agrmt) | No |  |  | Photovoltaic(1.5) | 1.5 | Los Angeles | CA |  | 2012-09-01 | orage 12kV circuit, Piute 66kV/12kV Substation | FORAGE 12KV | Antelope 220/66 | North Coast Region | Forage | Antelope 220/66 System | Piute 66/12 (D)
GFID4211 | 2011-08-08 | 2011-08-08 | 2011-09-07 | Rule 21 | Rule 21 Export | Detailed Study | Inactive | Withdrawn | 2012-10-29 | Withdrawn (No Agrmt) | No |  |  | Hydroelectric(1.5) | 1.5 | San Bernardino | CA |  |  | TBD | TONTO 12KV | Victor 220/115 | Rurals Region | Tonto | Victor 220/115 System | Apple Valley 115/12 (D)
GFID5710 | 2011-08-12 | 2011-08-12 | 2011-08-23 | Rule 21 | Rule 21 Export | Detailed Study | Inactive | Withdrawn | 2013-04-04 | Withdrawn (No Agrmt) | No |  |  | Photovoltaic(0.999) | 0.999 | Riverside | CA | 2013-03-30 | 2013-03-30 | Dolores Ave. Cabazon, CA 92230 | FINGAL 12KV | Devers 220/115 | Desert Region | Fingal | El Casco 220/115 System | Cabazon 33/12 (D)
GFID5711 | 2011-08-12 | 2011-08-12 | 2011-08-23 | Rule 21 | Rule 21 Export | Detailed Study | Inactive | Withdrawn | 2013-04-04 | Withdrawn (No Agrmt) | No |  |  | Photovoltaic(0.999) | 0.999 | Riverside | CA | 2013-03-30 | 2013-03-30 | Dolores Ave. Cabazon, CA 92230 | FINGAL 12KV | Devers 220/115 | Desert Region | Fingal | El Casco 220/115 System | Cabazon 33/12 (D)
GFID5712 | 2011-08-12 | 2011-08-12 | 2011-08-23 | Rule 21 | Rule 21 Export | Detailed Study | Inactive | Withdrawn | 2013-04-04 | Withdrawn (No Agrmt) | No |  |  | Photovoltaic(0.999) | 0.999 | Riverside | CA | 2011-03-30 | 2013-03-30 | Dolores Ave. Cabazon, CA 92230 | FINGAL 12KV | Devers 220/115 | Desert Region | Fingal | El Casco 220/115 System | Cabazon 33/12 (D)
GFID5713 | 2011-08-12 | 2011-08-12 | 2011-08-23 | Rule 21 | Rule 21 Export | Detailed Study | Inactive | Withdrawn | 2013-04-04 | Withdrawn (No Agrmt) | No |  |  | Photovoltaic(0.999) | 0.999 | Riverside | CA | 2013-03-30 | 2013-03-30 | Dolores Ave, Cabazon CA | FINGAL 12KV | Devers 220/115 | Desert Region | Fingal | El Casco 220/115 System | Cabazon 33/12 (D)
GFID5714 | 2011-08-22 | 2011-08-22 | 2011-11-28 | Rule 21 | Rule 21 Export | Detailed Study | Active - Post IA | In-Service |  | Executed - In Effect | Yes | 2013-03-11 |  | Photovoltaic(1.5) | 1.5 | Tulare | CA | 2012-07-01 | 2012-07-01 | Virgil 12kV o/o Chatham 66/12 kV | Virgil 12kV o/o Chatham 66/12 kV | Rector 220/66 kV | San Joaquin Region | Mississippi | Rector 220/66 System | Riverway 66/12 (D)
GFID5715 | 2011-08-22 | 2011-08-22 | 2011-11-28 | Rule 21 | Rule 21 Export | Detailed Study | Active - Post IA | In-Service |  | Executed - In Effect | Yes | 2013-03-11 |  | Photovoltaic(0.5) | 0.5 | Tulare | CA | 2012-07-01 | 2012-07-01 | Virgil 12kV o/o Chatham 66/12 kV | Virgil 12kV o/o Chatham 66/12 kV | Rector 220/66 kV | San Joaquin Region | Mississippi | Rector 220/66 System | Riverway 66/12 (D)
GFID5716 | 2011-08-22 | 2011-08-22 | 2011-11-28 | Rule 21 | Rule 21 Export | Detailed Study | Inactive | Withdrawn | 2012-12-28 | Withdrawn (No Agrmt) | No |  |  | Photovoltaic(1.5) | 1.5 | Tulare | CA | 2012-07-01 | 2012-07-01 | Josten 12kV | JOSTEN 12KV | Springville 220/66 | San Joaquin Region | Josten | Springville 220/66 System | Porterville 66/12 (D)
GFID5717 | 2011-08-22 | 2011-08-22 | 2011-11-28 | Rule 21 | Rule 21 Export | Detailed Study | Inactive | Withdrawn | 2012-12-28 | Withdrawn (No Agrmt) | No |  |  | Photovoltaic(1.5) | 1.5 | Tulare | CA | 2012-07-01 | 2012-07-01 | Vandalia 12kV | VANDALIA 12KV | Springville 220/66 | San Joaquin Region | Vandalia | Springville 220/66 System | Porterville 66/12 (D)
GFID5718 | 2011-09-23 | 2011-08-29 | 2011-09-26 | Rule 21 | Rule 21 Export | Detailed Study | Inactive | Withdrawn | 2012-09-07 | Withdrawn (No Agrmt) | No |  |  | Photovoltaic(1.5) | 1.5 | San Bernardino | CA | 2011-09-29 | 2011-08-29 | Melody 25kV | MELODY 25KV | Devers 220/115 | Desert Region | Melody | Devers 220/115 System | Hi Desert 33/25 (D)
GFID5719 | 2011-08-11 | 2011-08-11 | 2011-10-03 | Rule 21 | Rule 21 Export | Fast Track | Inactive | Withdrawn | 2013-08-07 | Withdrawn (No Agrmt) | No |  |  | Photovoltaic(1.5) | 1.5 | San Bernardino | CA | 2012-03-01 | 2012-03-01 | TONTO 12KV | TONTO 12KV | Victor 220/115 | Rurals Region | Tonto | Victor 220/115 System | Apple Valley 115/12 (D)
GFID5720 | 2011-08-17 | 2011-08-17 | 2011-09-13 | Rule 21 | Rule 21 Export | Fast Track | Inactive | Withdrawn | 2013-12-31 | Terminated | Yes | 2012-12-29 | 2011-12-28 | Photovoltaic(1.5) | 1.5 | San Bernardino | CA | 2012-01-01 | 2013-01-01 | MACK 12 kV line | INTERNATIONAL 12KV | Victor 220/115 | Rurals Region | International | Victor 220/115 System | Roadway 115/12 (D)
GFID5721 | 2011-08-17 | 2011-08-17 | 2011-09-13 | Rule 21 | Rule 21 Export | Fast Track | Inactive | Withdrawn | 2011-12-19 | Withdrawn (No Agrmt) | No |  |  | Photovoltaic(1.5) | 1.5 | Los Angeles | CA |  |  | Yoda 12kV | YODA 12KV | Antelope 220/66 | North Coast Region | Yoda | Antelope 220/66 System | Shuttle 66/12 (D)
GFID5706 | 2011-08-22 | 2011-08-22 | 2011-11-28 | Rule 21 | Rule 21 Export | Detailed Study | Active - Post IA | In-Service |  | Executed - In Effect | Yes | 2013-03-11 |  | Photovoltaic(1) | 1 | Tulare | CA | 2012-07-01 | 2012-07-01 | Zante 12kV | ZANTE 12KV | Springville 220/66 | San Joaquin Region | Zante | Springville 220/66 System | Strathmore 66/12 (D)
GFID5705 | 2011-08-22 | 2011-08-22 | 2011-11-28 | Rule 21 | Rule 21 Export | Detailed Study | Active - Post IA | In-Service |  | Executed - In Effect | Yes | 2013-03-11 |  | Photovoltaic(1) | 1 | Tulare | CA | 2012-07-01 | 2012-07-01 | Zante 12kV | ZANTE 12KV | Springville 220/66 | San Joaquin Region | Zante | Springville 220/66 System | Strathmore 66/12 (D)
GFID5723 | 2011-08-22 | 2011-08-22 | 2011-11-28 | Rule 21 | Rule 21 Export | Detailed Study | Active - Post IA | In-Service |  | Executed - In Effect | Yes | 2013-03-11 |  | Photovoltaic(1.5) | 1.5 | Tulare | CA | 2012-07-01 | 2012-07-01 | CAIRNS 12KV | CAIRNS 12KV | Springville 220/66 | San Joaquin Region | McDermont | Springville 220/66 System | Lindsay 66/12 (D)
GFID5724 | 2011-08-22 | 2011-08-22 | 2011-11-28 | Rule 21 | Rule 21 Export | Fast Track | Inactive | Withdrawn | 2011-11-24 | Withdrawn (No Agrmt) | No |  |  | Photovoltaic(0.5) | 0.5 | Tulare | CA | 2012-07-01 | 2012-07-01 | Cairns 12kV | CAIRNS 12KV | Springville 220/66 | San Joaquin Region | Cairns | Springville 220/66 System | Lindsay 66/12 (D)
GFID5725 | 2011-08-22 | 2011-08-22 | 2011-11-28 | Rule 21 | Rule 21 Export | Detailed Study | Inactive | Withdrawn | 2013-01-07 | Withdrawn (No Agrmt) | No |  |  | Photovoltaic(1.5) | 1.5 | Tulare | CA | 2012-07-01 | 2012-07-01 | Redbanks 12kV | REDBANKS 12KV | Rector 220/66 | San Joaquin Region | Redbanks | Rector 220/66 System | Venice Hill 66/12 (D)
GFID5726 | 2011-08-22 | 2011-08-22 | 2011-11-28 | Rule 21 | Rule 21 Export | Detailed Study | Inactive | Withdrawn | 2013-01-07 | Withdrawn (No Agrmt) | No |  |  | Photovoltaic(1) | 1 | Tulare | CA | 2012-07-01 | 2012-07-01 | Redbanks 12kV | REDBANKS 12KV | Rector 220/66 | San Joaquin Region | Redbanks | Rector 220/66 System | Venice Hill 66/12 (D)
GFID5727 | 2011-08-18 | 2011-08-18 | 2011-10-03 | Rule 21 | Rule 21 Export | Fast Track | Inactive | Withdrawn | 2013-08-07 | Withdrawn (No Agrmt) | No |  |  | Photovoltaic(1) | 1 | San Bernardino | CA | 2012-03-01 | 2012-03-01 | TUNNEL 12KV | TUNNEL 12KV | Victor 220/115 | Rurals Region | Tunnel | Victor 220/115 System | Aqueduct 115/12 (D)
GFID5730 | 2011-08-22 | 2011-08-22 | 2011-09-05 | Rule 21 | Rule 21 Export | Detailed Study | Inactive | Withdrawn | 2012-10-24 | Withdrawn (No Agrmt) | No |  |  | Photovoltaic(1.5) | 1.5 | San Bernardino | CA | 2012-01-01 | 2012-01-01 | Chariton Drive Hesperia CA 92344 | TUNNEL 12KV | Victor 220/115 | Rurals Region | Tunnel | Victor 220/115 System | Aqueduct 115/12 (D)
GFID5731 | 2011-08-22 | 2011-08-22 | 2011-09-05 | Rule 21 | Rule 21 Export | Fast Track | Inactive | Withdrawn | 2012-05-18 | Withdrawn (No Agrmt) | No |  |  | Photovoltaic(1.5) | 1.5 | Los Angeles | CA | 2012-01-01 | 2012-01-01 | LANCASTER: CROWDER 12 kV Line | CROWDER 12KV | Antelope 220/66 | North Coast Region | Crowder | Antelope 220/66 System | Lancaster 66/12 (D)
GFID5732 | 2011-08-26 | 2011-08-26 | 2011-11-07 | Rule 21 | Rule 21 Export | Fast Track | Inactive | IA Terminated |  | Terminated | Yes | 2012-09-21 | 2014-02-28 | Photovoltaic(1.5) | 1.5 | San Bernardino | CA | 2012-12-31 | 2012-12-31 | Zasadni 12kV | ZASADNI 12KV | Victor 220/115 | Rurals Region | Zasadni | Victor 220/115 System | Victor 115/12 (D)
GFID5733 | 2011-08-26 | 2011-08-26 | 2011-11-07 | Rule 21 | Rule 21 Export | Detailed Study | Inactive | Withdrawn | 2013-11-04 | Withdrawn (No Agrmt) | No |  |  | Photovoltaic(1.5) | 1.5 | San Bernardino | CA | 2012-12-31 | 2012-12-31 | MANZER 12KV | MANZER 12KV | Victor 220/115 | Rurals Region | Manzer | Victor 220/115 System | Victor 115/12 (D)
GFID5734 | 2011-08-26 | 2011-08-26 | 2011-09-08 | Rule 21 | Rule 21 Export | Detailed Study | Inactive | Withdrawn | 2012-12-07 | Withdrawn (No Agrmt) | No |  |  | Photovoltaic(1.5) | 1.5 | San Bernardino | CA | 2012-12-31 | 2012-12-31 | Canyon View Rd and Desert View Rd, Apple Valley CA 92308 | SKY HI 12KV | Victor 220/115 | Rurals Region | Sky Hi | Victor 220/115 System | Lucerne 33/12 (D)
GFID5735 | 2011-08-26 | 2011-08-26 | 2011-09-08 | Rule 21 | Rule 21 Export | Detailed Study | Inactive | Withdrawn | 2012-12-07 | Withdrawn (No Agrmt) | No |  |  | Photovoltaic(1.5) | 1.5 | San Bernardino | CA | 2011-12-31 | 2012-12-31 | Canyon View Rd and Desert View Rd, Apple Valley CA 92308 | SKY HI 12KV | Victor 220/115 | Rurals Region | Sky Hi | Victor 220/115 System | Lucerne 33/12 (D)
GFID5736 | 2011-08-26 | 2011-08-26 | 2011-09-08 | Rule 21 | Rule 21 Export | Detailed Study | Inactive | Withdrawn | 2012-12-07 | Withdrawn (No Agrmt) | No |  |  | Photovoltaic(1.5) | 1.5 | San Bernardino | CA | 2011-12-31 | 2012-12-31 | Canyon View Rd and Desert View Rd, Apple Valley CA 92308 | SKY HI 12KV | Victor 220/115 | Rurals Region | Sky Hi | Victor 220/115 System | Lucerne 33/12 (D)
GFID5737 | 2011-08-26 | 2011-08-26 |  | Rule 21 | Rule 21 Export | Detailed Study | Inactive | Withdrawn | 2012-12-07 | Withdrawn (No Agrmt) | No |  |  | Photovoltaic(1.5) | 1.5 | San Bernardino | CA | 2011-12-31 | 2011-12-31 | Canyon View Rd and Desert View Rd, Apple Valley CA 92308 | Sky Hi 12kV | Victor 220/115 System | Rurals Region | Sky Hi | Victor 220/115 System | Lucerne 33/12 (D)
GFID5738 | 2011-08-26 | 2011-08-26 |  | Rule 21 | Rule 21 Export | Detailed Study | Inactive | Withdrawn | 2012-12-07 | Withdrawn (No Agrmt) | No |  |  | Photovoltaic(1.5) | 1.5 | San Bernardino | CA | 2011-12-31 | 2012-12-31 | Canyon View Rd and Desert View Rd, Apple Valley CA 92308 | Sky Hi 12kV | Victor 220/115 System | Rurals Region | Sky Hi | Victor 220/115 System | Lucerne 33/12 (D)
GFID5739 | 2011-08-26 | 2011-08-26 |  | Rule 21 | Rule 21 Export | Detailed Study | Inactive | Withdrawn | 2012-12-07 | Withdrawn (No Agrmt) | No |  |  | Photovoltaic(1.5) | 1.5 | San Bernardino | CA | 2011-12-31 | 2012-12-31 | Canyon View Rd and Desert View Rd, Apple Valley CA 92308 | Sky Hi 12kV | Victor 220/115 System | Rurals Region | Sky Hi | Victor 220/115 System | Lucerne 33/12 (D)
GFID5740 |  | 2011-08-26 |  | Rule 21 | Rule 21 Export | Fast Track | Inactive | Withdrawn | 2011-10-24 | Withdrawn (No Agrmt) | No |  |  | Photovoltaic(1.5) | 1.5 | San Bernardino | CA | 2011-12-31 | 2011-12-31 | Canyon View Rd and Desert View Rd, Apple Valley CA 92308 | Sky Hi 12kV | Victor 220/115 System | Rurals Region | Sky Hi | Victor 220/115 System | Lucerne 33/12 (D)
GFID5741 |  | 2011-08-26 |  | Rule 21 | Rule 21 Export | Fast Track | Inactive | Withdrawn | 2011-10-24 | Withdrawn (No Agrmt) | No |  |  | Photovoltaic(1.5) | 1.5 | San Bernardino | CA | 2011-12-31 | 2011-12-31 | Canyon View Rd and Desert View Rd, Apple Valley CA 92308 | Sky Hi 12kV | Victor 220/115 System | Rurals Region | Sky Hi | Victor 220/115 System | Lucerne 33/12 (D)
GFID5742 |  | 2011-08-26 |  | Rule 21 | Rule 21 Export | Fast Track | Inactive | Withdrawn | 2011-10-24 | Withdrawn (No Agrmt) | No |  |  | Photovoltaic(1.5) | 1.5 | San Bernardino | CA | 2011-12-31 | 2011-12-31 | Canyon View Rd and Desert View Rd, Apple Valley CA 92308 | Sky Hi 12kV | Victor 220/115 System | Rurals Region | Sky Hi | Victor 220/115 System | Lucerne 33/12 (D)
GFID5743 |  | 2011-08-26 |  | Rule 21 | Rule 21 Export | Fast Track | Inactive | Withdrawn | 2011-10-24 | Withdrawn (No Agrmt) | No |  |  | Photovoltaic(1.5) | 1.5 | San Bernardino | CA | 2011-12-31 | 2011-12-31 | Canyon View Rd and Desert View Rd, Apple Valley CA 92308 | Sky Hi 12kV | Victor 220/115 System | Rurals Region | Sky Hi | Victor 220/115 System | Lucerne 33/12 (D)
GFID5744 |  | 2011-08-26 |  | Rule 21 | Rule 21 Export | Fast Track | Inactive | Withdrawn | 2011-10-24 | Withdrawn (No Agrmt) | No |  |  | Photovoltaic(1.5) | 1.5 | San Bernardino | CA | 2011-12-31 | 2011-12-31 | Canyon View Rd and Desert View Rd, Apple Valley CA 92308 | Sky Hi 12kV | Victor 220/115 System | Rurals Region | Sky Hi | Victor 220/115 System | Lucerne 33/12 (D)
GFID5745 |  | 2011-08-26 |  | Rule 21 | Rule 21 Export | Fast Track | Inactive | Withdrawn | 2011-10-24 | Withdrawn (No Agrmt) | No |  |  | Photovoltaic(1.5) | 1.5 | San Bernardino | CA | 2012-12-31 | 2012-12-31 | Canyon View Rd and Desert View Rd, Apple Valley CA 92308 | Sky Hi 12kV | Victor 220/115 System | Rurals Region | Sky Hi | Victor 220/115 System | Lucerne 33/12 (D)
GFID5746 | 2011-08-26 | 2011-08-26 | 2011-09-07 | Rule 21 | Rule 21 Export | Fast Track | Inactive | Withdrawn | 2011-10-24 | Withdrawn (No Agrmt) | No |  |  | Photovoltaic(1.5) | 1.5 | Riverside | CA | 2012-12-31 |  | Canyon View Rd. and Desert View Rd., Apple Valley, CA, 92308 | SKY HI 12KV | Victor 220/115 | Rurals Region | Sky Hi | Victor 220/115 System | Lucerne 33/12 (D)
GFID5747 | 2011-08-26 | 2011-08-26 | 2011-09-07 | Rule 21 | Rule 21 Export | Fast Track | Inactive | Withdrawn | 2011-10-24 | Withdrawn (No Agrmt) | No |  |  | Photovoltaic(1.5) | 1.5 | Riverside | CA | 2012-12-31 |  | Canyon View Rd. and Desert View Rd., Apple Valley, CA, 92308 | SKY HI 12KV | Victor 220/115 | Rurals Region | Sky Hi | Victor 220/115 System | Lucerne 33/12 (D)
GFID5748 | 2011-08-26 | 2011-08-26 | 2011-09-07 | Rule 21 | Rule 21 Export | Fast Track | Inactive | Withdrawn | 2011-10-24 | Withdrawn (No Agrmt) | No |  |  | Photovoltaic(1.5) | 1.5 | Riverside | CA | 2012-12-31 |  | Canyon View Rd. and Desert View Rd., Apple Valley, CA, 92308 | SKY HI 12KV | Victor 220/115 | Rurals Region | Sky Hi | Victor 220/115 System | Lucerne 33/12 (D)
GFID5749 |  | 2011-08-26 |  | Rule 21 | Rule 21 Export | Fast Track | Inactive | Withdrawn | 2011-10-24 | Withdrawn (No Agrmt) | No |  |  | Photovoltaic(1.5) | 1.5 | Riverside | CA | 2012-12-31 |  | Canyon View Rd. and Desert View Rd., Apple Valley, CA, 92308 | Sky Hi 12kV | Victor 220kV bus | Rurals Region | Sky Hi | Victor 220/115 System | Lucerne 33/12 (D)
GFID5750 | 2011-08-26 | 2011-08-26 | 2011-09-19 | Rule 21 | Rule 21 Export | Detailed Study | Inactive | Withdrawn | 2013-02-11 | Withdrawn (No Agrmt) | No |  |  | Photovoltaic(1.5) | 1.5 | Riverside | CA | 2012-12-31 |  | Chanslor 33kV circuit, Blyth 161/33 kV substation | CHANSLOR 33KV | Blythe (WALC) 161/33 | Rurals Region | Chanslor | Blythe (WALC) 161/33 System | Blythe 33/33 (D)
GFID5751 | 2011-08-26 | 2011-08-26 | 2011-09-19 | Rule 21 | Rule 21 Export | Detailed Study | Inactive | Withdrawn | 2013-02-11 | Withdrawn (No Agrmt) | No |  |  | Photovoltaic(1.5) | 1.5 | Riverside | CA | 2012-12-31 |  | Blythe: Chanslor 33 kV Line | CHANSLOR 33KV | Blythe (WALC) 161/33 | Rurals Region | Chanslor | Blythe (WALC) 161/33 System | Blythe 33/33 (D)
GFID5752 | 2011-08-26 | 2011-08-26 | 2011-09-19 | Rule 21 | Rule 21 Export | Detailed Study | Inactive | Withdrawn | 2013-02-11 | Withdrawn (No Agrmt) | No |  |  | Photovoltaic(1.5) | 1.5 | Riverside | CA | 2012-12-31 |  | Blythe: Chanslor 33 kV Line | CHANSLOR 33KV | Blythe (WALC) 161/33 | Rurals Region | Chanslor | Blythe (WALC) 161/33 System | Blythe 33/33 (D)
GFID5753 | 2011-08-26 | 2011-08-26 | 2011-09-19 | Rule 21 | Rule 21 Export | Detailed Study | Inactive | Withdrawn | 2013-02-11 | Withdrawn (No Agrmt) | No |  |  | Photovoltaic(1.5) | 1.5 | Riverside | CA | 2012-12-31 |  | Blythe: Chanslor 33 kV Line | CHANSLOR 33KV | Blythe (WALC) 161/33 | Rurals Region | Chanslor | Blythe (WALC) 161/33 System | Blythe 33/33 (D)
GFID5754 | 2011-08-26 | 2011-08-26 | 2011-09-19 | Rule 21 | Rule 21 Export | Detailed Study | Inactive | Withdrawn | 2013-02-11 | Withdrawn (No Agrmt) | No |  |  | Photovoltaic(1.5) | 1.5 | Riverside | CA | 2012-12-31 |  | Blythe: Chanslor 33 kV Line | CHANSLOR 33KV | Blythe (WALC) 161/33 | Rurals Region | Chanslor | Blythe (WALC) 161/33 System | Blythe 33/33 (D)
GFID5755 | 2011-08-26 | 2011-08-26 | 2011-09-19 | Rule 21 | Rule 21 Export | Detailed Study | Inactive | Withdrawn | 2013-02-11 | Withdrawn (No Agrmt) | No |  |  | Photovoltaic(1.5) | 1.5 | Riverside | CA | 2012-12-31 |  | Blythe: Chanslor 33 kV Line | CHANSLOR 33KV | Blythe (WALC) 161/33 | Rurals Region | Chanslor | Blythe (WALC) 161/33 System | Blythe 33/33 (D)
GFID5756 | 2011-08-26 | 2011-08-26 | 2011-09-07 | Rule 21 | Rule 21 Export | Detailed Study | Inactive | Withdrawn | 2014-10-07 | Terminated | Yes | 2012-11-29 |  | Photovoltaic(1.5) | 1.5 | Riverside | CA | 2012-12-31 |  | DESERT CENTER 12KV | DESERT CENTER 12KV | Eagle Mountain 220/66 | Rurals Region | Desert Center | Eagle Mountain 220/220 System | Eagle Mountain 66/12 (D)
GFID5757 | 2011-08-26 | 2011-08-26 | 2011-09-07 | Rule 21 | Rule 21 Export | Detailed Study | Inactive | IA Terminated |  | Terminated | Yes | 2012-11-09 | 2014-10-07 | Photovoltaic(1.5) | 1.5 | Riverside | CA | 2012-12-31 |  | DESERT CENTER 12KV | DESERT CENTER 12KV | Eagle Mountain 220/66 | Rurals Region | Desert Center | Eagle Mountain 220/220 System | Eagle Mountain 66/12 (D)
GFID5758 | 2011-08-26 | 2011-08-26 | 2011-09-07 | Rule 21 | Rule 21 Export | Detailed Study | Inactive | IA Terminated |  | Terminated | Yes | 2013-07-12 | 2014-10-07 | Photovoltaic(1.5) | 1.5 | Riverside | CA | 2012-12-31 | 2014-07-27 | DESERT CENTER 12KV | DESERT CENTER 12KV | Eagle Mountain 220/66 | Rurals Region | Desert Center | Eagle Mountain 220/220 System | Eagle Mountain 66/12 (D)
GFID5759 | 2011-08-29 | 2011-08-29 | 2011-09-14 | Rule 21 | Rule 21 Export | Fast Track | Inactive | Withdrawn | 2012-09-28 | Withdrawn (No Agrmt) | No |  |  | Photovoltaic(1.5) | 1.5 | Alameda | CA | 2012-12-31 | 2012-12-31 | Terra Bonita 12 kV out of Littlerock Sub | TIERRA BONITA 12KV | Antelope 220/66 | North Coast Region | Tierra Bonita | Antelope 220/66 System | Little Rock 66/12 (D)
GFID5760 | 2011-08-29 | 2011-08-29 | 2011-09-14 | Rule 21 | Rule 21 Export | Fast Track | Inactive | Withdrawn | 2012-09-28 | Withdrawn (No Agrmt) | No |  |  | Photovoltaic(1.5) | 1.5 | Los Angeles | CA | 2012-12-31 | 2012-12-31 | Tierra Bonita 12kV | TIERRA BONITA 12KV | Antelope 220/66 | North Coast Region | Tierra Bonita | Antelope 220/66 System | Little Rock 66/12 (D)
GFID5761 | 2011-08-29 | 2011-08-29 | 2011-10-06 | Rule 21 | Rule 21 Export | Fast Track | Inactive | Withdrawn | 2012-08-29 | Withdrawn (No Agrmt) | No |  |  | Photovoltaic(1.5) | 1.5 | Los Angeles | CA | 2012-12-31 | 2012-12-31 | Queensland 12 KV out of Lancaster Sub | ROOSEVELT 12KV | Antelope 220/66 | North Coast Region | Roosevelt | Antelope 220/66 System | Redman 66/12 (D)
GFID5762 | 2011-09-16 | 2011-08-29 | 2011-08-29 | Rule 21 | Rule 21 Export | Fast Track | Inactive | Withdrawn | 2012-08-29 | Withdrawn (No Agrmt) | No |  |  | Photovoltaic(1.5) | 1.5 | Los Angeles | CA | 2012-12-31 |  | Queensland 12 kV line out of Lancaster Sub | ROOSEVELT 12KV | Antelope 220/66 | North Coast Region | Roosevelt | Antelope 220/66 System | Redman 66/12 (D)
GFID5763 | 2011-08-29 | 2011-08-29 | 2011-09-13 | Rule 21 | Rule 21 Export | Fast Track | Inactive | Withdrawn | 2012-08-29 | Withdrawn (No Agrmt) | No |  |  | Photovoltaic(0.75) | 0.75 | Los Angeles | CA | 2012-12-31 |  | Lucerne 12kV | LUCERNE 12KV | Antelope 220/66 | North Coast Region | Lucerne | Antelope 220/66 System | Piute 66/12 (D)
GFID5764 | 2011-08-29 | 2011-08-29 | 2011-09-13 | Rule 21 | Rule 21 Export | Fast Track | Inactive | Withdrawn | 2012-08-29 | Withdrawn (No Agrmt) | No |  |  | Photovoltaic(1.5) | 1.5 | Los Angeles | CA | 2012-12-31 |  | Lucerne 12kV | LUCERNE 12KV | Antelope 220/66 | North Coast Region | Lucerne | Antelope 220/66 System | Piute 66/12 (D)
GFID5769 | 2011-09-06 | 2011-09-06 | 2011-10-05 | Rule 21 | Rule 21 Export | Detailed Study | Active - Post IA | In-Service |  | Executed - In Effect | Yes | 2013-07-30 |  | Photovoltaic(1.5) | 1.5 | Tulare | CA | 2012-08-01 | 2014-01-17 | LINDER 12KV | Linder 12kV | Rector 220/66 | San Joaquin Region | Linder | Rector 220/66 System | Laurel 66/12 (D)
GFID5770 | 2011-09-06 | 2011-09-06 | 2011-10-05 | Rule 21 | Rule 21 Export | Detailed Study | Active - Post IA | In-Service |  | Executed - In Effect | Yes | 2013-07-30 |  | Photovoltaic(1.5) | 1.5 | Tulare | CA | 2012-08-01 | 2014-01-17 | LINDER 12KV % Laurel 66/12 KV | Linder 12kV | Rector 220/66 | San Joaquin Region | Linder | Rector 220/66 System | Laurel 66/12 (D)
GFID5771 | 2011-09-06 | 2011-09-06 | 2011-09-30 | Rule 21 | Rule 21 Export | Detailed Study | Active - Post IA | In-Service |  | Executed - In Effect | Yes | 2013-03-11 |  | Photovoltaic(1.5) | 1.5 | Tulare | CA | 2012-08-01 | 2012-08-01 | CAIRNS 12KV | CAIRNS 12KV | Springville 220/66 | San Joaquin Region | Cairns | Springville 220/66 System | Lindsay 66/12 (D)
GFID5772 | 2011-09-06 | 2011-09-06 | 2011-09-29 | Rule 21 | Rule 21 Export | Detailed Study | Active - Post IA | In-Service |  | Executed - In Effect | Yes | 2013-03-11 |  | Photovoltaic(1.5) | 1.5 | Tulare | CA | 2012-07-01 | 2012-07-01 | Zante 12kV | ZANTE 12KV | Springville 220/66 | San Joaquin Region | Zante | Springville 220/66 System | Strathmore 66/12 (D)
GFID5773 | 2011-09-06 | 2011-09-06 | 2011-09-30 | Rule 21 | Rule 21 Export | Detailed Study | Active - Post IA | In-Service |  | Executed - In Effect | Yes | 2013-03-11 |  | Photovoltaic(1.5) | 1.5 | Tulare | CA | 2012-08-01 | 2012-08-01 | Virgil 12kV o/o Chatham 66/12 kV | Virgil 12kV o/o Chatham 66/12 kV | Rector 220/66 kV | San Joaquin Region | Mississippi | Rector 220/66 System | Riverway 66/12 (D)
GFID5774 | 2011-10-17 | 2011-09-08 | 2011-09-08 | Rule 21 | Rule 21 Export | Detailed Study | Inactive | Withdrawn | 2013-02-22 | Withdrawn (No Agrmt) | No |  |  | Photovoltaic(1.5) | 1.5 | Riverside | CA | 2011-08-01 | 2012-08-01 | Dillon Rd & Worsley Rd Desert Hot Springs, CA 92240 | INVADER 12KV | Devers 220/115 | Desert Region | Invader | Devers 220/115 System | Devers 115/12 (D)
GFID5799 | 2011-09-12 | 2011-09-12 | 2011-10-20 | Rule 21 | Rule 21 Export | Detailed Study | Active - Post IA | In-Service |  | Executed - In Effect | Yes | 2013-03-11 |  | Photovoltaic(1.5) | 1.5 | Tulare | CA | 2012-09-01 | 2012-09-01 | CAIRNS 12KV | CAIRNS 12KV | Springville 220/66 | San Joaquin Region | McDermont | Springville 220/66 System | Lindsay 66/12 (D)
GFID5800 | 2011-09-12 | 2011-09-12 | 2011-10-20 | Rule 21 | Rule 21 Export | Detailed Study | Active - Post IA | In-Service |  | Executed - In Effect | Yes | 2013-03-11 |  | Photovoltaic(1) | 1 | Tulare | CA | 2012-09-01 | 2012-09-01 | CAIRNS 12KV | CAIRNS 12KV | Springville 220/66 | San Joaquin Region | McDermont | Springville 220/66 System | Lindsay 66/12 (D)
GFID5801 | 2011-09-15 | 2011-09-15 | 2011-10-24 | Rule 21 | Rule 21 Export | Fast Track | Inactive | Withdrawn | 2012-10-29 | Withdrawn (No Agrmt) | No |  |  | Photovoltaic(1.5) | 1.5 | San Bernardino | CA | 2013-03-30 | 2013-03-30 | Fort Irwin Barstow CA | ABRAMS 33KV | Kramer 220/115 | Rurals Region | Abrams | Kramer 220/115 System | Tiefort 115/33 (C)
GFID5802 | 2011-09-15 | 2011-09-15 | 2011-10-05 | Rule 21 | Rule 21 Export | Detailed Study | Inactive | Withdrawn | 2012-10-20 | Withdrawn (No Agrmt) | No |  |  | Photovoltaic(1.5) | 1.5 | Tulare | CA | 2012-09-01 | 2012-09-01 | Twin Butte 12kV | TWIN BUTTE 12KV | Rector 220/66 | San Joaquin Region | Twin Butte | Rector 220/66 System | Venice Hill 66/12 (D)
GFID5803 | 2011-09-15 | 2011-09-15 | 2011-10-05 | Rule 21 | Rule 21 Export | Detailed Study | Inactive | Withdrawn | 2012-10-20 | Withdrawn (No Agrmt) | No |  |  | Photovoltaic(1.5) | 1.5 | Tulare | CA | 2012-09-01 | 2012-09-01 | Twin Butte 12kV | TWIN BUTTE 12KV | Rector 220/66 | San Joaquin Region | Twin Butte | Rector 220/66 System | Venice Hill 66/12 (D)
GFID5804 | 2011-09-15 | 2011-09-15 | 2011-10-05 | Rule 21 | Rule 21 Export | Detailed Study | Inactive | Withdrawn | 2012-10-20 | Withdrawn (No Agrmt) | No |  |  | Photovoltaic(1.5) | 1.5 | Tulare | CA | 2012-09-01 | 2012-09-01 | Twin Butte 12kV | TWIN BUTTE 12KV | Rector 220/66 | San Joaquin Region | Twin Butte | Rector 220/66 System | Venice Hill 66/12 (D)
GFID5805 | 2011-09-15 | 2011-09-15 | 2011-10-05 | Rule 21 | Rule 21 Export | Detailed Study | Inactive | Withdrawn | 2012-10-20 | Withdrawn (No Agrmt) | No |  |  | Photovoltaic(1.5) | 1.5 | Tulare | CA | 2012-09-01 | 2012-09-01 | Twin Butte 12kV | TWIN BUTTE 12KV | Rector 220/66 | San Joaquin Region | Twin Butte | Rector 220/66 System | Venice Hill 66/12 (D)
GFID5766 | 2011-09-19 | 2011-09-19 | 2011-10-05 | Rule 21 | Rule 21 Export | Fast Track | Inactive | Withdrawn | 2012-11-19 | Withdrawn (No Agrmt) | No |  |  | Photovoltaic(1.5) | 1.5 | Kern | CA | 2012-07-01 |  | TOMAHAWK 12KV | TOMAHAWK 12KV | Windhub 220/66 | North Coast Region | Tomahawk | Windhub 220/66 System | Monolith 66/12 (D)
GFID5775 | 2011-09-20 | 2011-09-20 | 2011-10-25 | Rule 21 | Rule 21 Export | Detailed Study | Inactive | Withdrawn | 2014-06-26 | Withdrawn (No Agrmt) | No |  |  | Photovoltaic(1.5) | 1.5 | San Bernardino | CA | 2012-03-30 | 2012-03-30 | GOBAR 33KV | GOBAR 33KV | Victor 220/115 | Rurals Region | Gobar | Victor 220/115 System | Cottonwood 115/33 (D)
GFID5776 | 2011-09-20 | 2011-09-20 | 2011-10-25 | Rule 21 | Rule 21 Export | Detailed Study | Inactive | Withdrawn | 2014-06-26 | Withdrawn (No Agrmt) | No |  |  | Photovoltaic(1.5) | 1.5 | San Bernardino | CA | 2012-03-30 | 2012-03-30 | GOBAR 33KV | GOBAR 33KV | Victor 220/115 | Rurals Region | Gobar | Victor 220/115 System | Cottonwood 115/33 (D)
GFID5777 | 2011-09-20 | 2011-09-20 | 2011-10-18 | Rule 21 | Rule 21 Export | Detailed Study | Inactive | IA Terminated |  | Terminated | Yes | 2014-04-02 | 2016-01-05 | Photovoltaic(1.5) | 1.5 | San Bernardino | CA | 2012-03-30 | 2015-01-16 | LANDERS 25KV | LANDERS 25KV | Devers 220/115 | Desert Region | Landers | Devers 220/115 System | Nugget 33/25 (D)
GFID5778 | 2011-09-20 | 2011-09-20 | 2011-10-18 | Rule 21 | Rule 21 Export | Detailed Study | Inactive | Withdrawn | 2013-11-04 | Withdrawn (No Agrmt) | No |  |  | Photovoltaic(1.5) | 1.5 | San Bernardino | CA | 2012-03-30 | 2012-03-30 | LANDERS 25KV | LANDERS 25KV | Devers 220/115 | Desert Region | Landers | Devers 220/115 System | Nugget 33/25 (D)
GFID5779 | 2011-09-20 | 2011-09-20 | 2011-10-13 | Rule 21 | Rule 21 Export | Detailed Study | Inactive | Withdrawn | 2012-09-07 | Withdrawn (No Agrmt) | No |  |  | Photovoltaic(1.5) | 1.5 | San Bernardino | CA | 2012-03-30 | 2012-03-30 | Sunfair 25kV | SUNFAIR 25KV | Devers 220/115 | Desert Region | Sunfair | Devers 220/115 System | Hi Desert 33/25 (D)
GFID5780 | 2011-09-20 | 2011-09-20 | 2011-10-13 | Rule 21 | Rule 21 Export | Detailed Study | Inactive | Withdrawn | 2012-09-07 | Withdrawn (No Agrmt) | No |  |  | Photovoltaic(1.5) | 1.5 | San Bernardino | CA | 2012-03-30 | 2012-03-30 | Sunfair 25kV | SUNFAIR 25KV | Devers 220/115 | Desert Region | Sunfair | Devers 220/115 System | Hi Desert 33/25 (D)
GFID5781 | 2011-09-20 | 2011-09-20 | 2011-10-18 | Rule 21 | Rule 21 Export | Detailed Study | Inactive | Withdrawn | 2012-09-07 | Withdrawn (No Agrmt) | No |  |  | Photovoltaic(1.5) | 1.5 | San Bernardino | CA | 2012-03-30 | 2012-03-30 | Landers 25kV out of Nugget Substation | LANDERS 25KV | Devers 220/115 | Desert Region | Landers | Devers 220/115 System | Nugget 33/25 (D)
GFID5782 | 2011-09-20 | 2011-09-20 | 2011-10-25 | Rule 21 | Rule 21 Export | Detailed Study | Inactive | Withdrawn | 2012-09-07 | Withdrawn (No Agrmt) | No |  |  | Photovoltaic(1.5) | 1.5 | San Bernardino | CA | 2012-03-30 | 2012-03-30 | Melody 25kV out of Hi Desert Substation | MELODY 25KV | Devers 220/115 | Desert Region | Melody | Devers 220/115 System | Hi Desert 33/25 (D)
GFID5783 | 2011-09-20 | 2011-09-20 | 2011-10-25 | Rule 21 | Rule 21 Export | Detailed Study | Inactive | Withdrawn | 2012-09-07 | Withdrawn (No Agrmt) | No |  |  | Photovoltaic(1.5) | 1.5 | San Bernardino | CA | 2012-03-30 | 2012-03-30 | Utah 12kV out of Twenty-nine Palms Substation | MELODY 25KV | Devers 220/115 | Desert Region | Melody | Devers 220/115 System | Hi Desert 33/25 (D)
GFID5784 | 2011-09-20 | 2011-09-20 | 2011-10-25 | Rule 21 | Rule 21 Export | Detailed Study | Inactive | Withdrawn | 2014-06-26 | Withdrawn (No Agrmt) | No |  |  | Photovoltaic(1.5) | 1.5 | San Bernardino | CA | 2012-03-30 | 2012-03-30 | GOBAR 33KV | GOBAR 33KV | Victor 220/115 | Rurals Region | Gobar | Victor 220/115 System | Cottonwood 115/33 (D)
GFID5785 | 2011-09-20 | 2011-09-20 | 2011-10-18 | Rule 21 | Rule 21 Export | Detailed Study | Inactive | Withdrawn | 2013-11-04 | Withdrawn (No Agrmt) | No |  |  | Photovoltaic(1.5) | 1.5 | San Bernardino | CA | 2012-03-30 | 2012-03-30 | LANDERS 25KV | LANDERS 25KV | Devers 220/115 | Desert Region | Landers | Devers 220/115 System | Nugget 33/25 (D)
GFID5786 | 2011-09-20 | 2011-09-20 | 2011-10-13 | Rule 21 | Rule 21 Export | Detailed Study | Inactive | Withdrawn | 2012-09-07 | Withdrawn (No Agrmt) | No |  |  | Photovoltaic(1.5) | 1.5 | San Bernardino | CA | 2012-03-30 | 2012-03-30 | Sunfair 25kV | SUNFAIR 25KV | Devers 220/115 | Desert Region | Sunfair | Devers 220/115 System | Hi Desert 33/25 (D)
GFID5787 | 2011-09-20 | 2011-09-20 | 2011-10-28 | Rule 21 | Rule 21 Export | Detailed Study | Inactive | Withdrawn | 2014-06-26 | Withdrawn (No Agrmt) | No |  |  | Photovoltaic(1.5) | 1.5 | San Bernardino | CA | 2012-03-30 | 2012-03-30 | GOBAR 33KV | GOBAR 33KV | Victor 220/115 | Rurals Region | Gobar | Victor 220/115 System | Cottonwood 115/33 (D)
GFID5788 | 2011-09-20 | 2011-09-20 | 2011-10-13 | Rule 21 | Rule 21 Export | Detailed Study | Inactive | Withdrawn | 2012-09-06 | Withdrawn (No Agrmt) | No |  |  | Photovoltaic(1.5) | 1.5 | San Bernardino | CA | 2012-03-30 | 2012-03-30 | Sunfair 25kV | SUNFAIR 25KV | Devers 220/115 | Desert Region | Sunfair | Devers 220/115 System | Hi Desert 33/25 (D)
GFID5789 | 2011-09-20 | 2011-09-20 | 2011-10-13 | Rule 21 | Rule 21 Export | Detailed Study | Inactive | Withdrawn | 2012-09-06 | Withdrawn (No Agrmt) | No |  |  | Photovoltaic(1.5) | 1.5 | San Bernardino | CA | 2012-03-30 | 2012-03-30 | Hi Desert 25: SUNFAIR 25 kV line | SUNFAIR 25KV | Devers 220/115 | Desert Region | Sunfair | Devers 220/115 System | Hi Desert 33/25 (D)
GFID5790 | 2011-09-20 | 2011-09-20 | 2011-10-18 | Rule 21 | Rule 21 Export | Detailed Study | Inactive | Withdrawn | 2012-09-06 | Withdrawn (No Agrmt) | No |  |  | Photovoltaic(1.5) | 1.5 | San Bernardino | CA | 2012-03-30 | 2012-03-30 | Landers 25 kV circuit out of the Nuggest Substation | LANDERS 25KV | Devers 220/115 | Desert Region | Landers | Devers 220/115 System | Nugget 33/25 (D)
GFID5791 | 2011-09-20 | 2011-09-20 | 2011-10-13 | Rule 21 | Rule 21 Export | Detailed Study | Inactive | Withdrawn | 2012-09-06 | Withdrawn (No Agrmt) | No |  |  | Photovoltaic(1.5) | 1.5 | San Bernardino | CA | 2012-03-30 | 2012-03-30 | Sunfair 25kV | SUNFAIR 25KV | Devers 220/115 | Desert Region | Sunfair | Devers 220/115 System | Hi Desert 33/25 (D)
GFID5792 | 2011-09-20 | 2011-09-20 | 2011-10-13 | Rule 21 | Rule 21 Export | Detailed Study | Inactive | Withdrawn | 2012-09-06 | Withdrawn (No Agrmt) | No |  |  | Photovoltaic(1.5) | 1.5 | San Bernardino | CA | 2012-03-30 | 2012-03-30 | Hi Desert 25: SUNFAIR 25 kV line | SUNFAIR 25KV | Devers 220/115 | Desert Region | Sunfair | Devers 220/115 System | Hi Desert 33/25 (D)
GFID5793 | 2011-09-20 | 2011-09-20 | 2011-10-25 | Rule 21 | Rule 21 Export | Detailed Study | Inactive | Withdrawn | 2012-09-06 | Withdrawn (No Agrmt) | No |  |  | Photovoltaic(1.5) | 1.5 | San Bernardino | CA | 2012-03-30 | 2012-03-30 | Melody 25kV | MELODY 25KV | Devers 220/115 | Desert Region | Melody | Devers 220/115 System | Hi Desert 33/25 (D)
GFID5798 | 2011-09-20 | 2011-09-20 | 2011-10-25 | Rule 21 | Rule 21 Export | Detailed Study | Inactive | Withdrawn | 2012-09-06 | Withdrawn (No Agrmt) | No |  |  | Photovoltaic(1.5) | 1.5 | San Bernardino | CA | 2012-03-30 | 2012-03-30 | Melody 25kV | MELODY 25KV | Devers 220/115 | Desert Region | Melody | Devers 220/115 System | Hi Desert 33/25 (D)
GFID5797 | 2011-09-20 | 2011-09-20 | 2011-10-25 | Rule 21 | Rule 21 Export | Detailed Study | Inactive | Withdrawn | 2012-09-06 | Withdrawn (No Agrmt) | No |  |  | Photovoltaic(1.5) | 1.5 | San Bernardino | CA | 2012-03-30 | 2012-03-30 | Melody 25kV | MELODY 25KV | Devers 220/115 | Desert Region | Melody | Devers 220/115 System | Hi Desert 33/25 (D)
GFID5796 | 2011-09-20 | 2011-09-20 | 2011-10-25 | Rule 21 | Rule 21 Export | Detailed Study | Inactive | Withdrawn | 2012-10-01 | Withdrawn (No Agrmt) | No |  |  | Photovoltaic(1.5) | 1.5 | San Bernardino | CA | 2012-03-30 | 2012-03-30 | Twentynine Palms: UTAH 12 kV line | UTAH 12KV | Devers 220/115 | Desert Region | Utah | Devers 220/115 System | Twentynine Palms 33/12 (D)
GFID5795 | 2011-09-20 | 2011-09-20 | 2011-10-25 | Rule 21 | Rule 21 Export | Detailed Study | Inactive | Withdrawn | 2012-09-06 | Withdrawn (No Agrmt) | No |  |  | Photovoltaic(1.5) | 1.5 | San Bernardino | CA | 2012-03-30 | 2012-03-30 | Melody 25kV | MELODY 25KV | Devers 220/115 | Desert Region | Melody | Devers 220/115 System | Hi Desert 33/25 (D)
GFID5794 | 2011-09-20 | 2011-09-20 | 2011-10-18 | Rule 21 | Rule 21 Export | Detailed Study | Inactive | Withdrawn | 2012-09-06 | Withdrawn (No Agrmt) | No |  |  | Photovoltaic(1.5) | 1.5 | San Bernardino | CA | 2012-03-30 | 2012-03-30 | Landers 25 kV circuit out of the Nugget Substation | LANDERS 25KV | Devers 220/115 | Desert Region | Landers | Devers 220/115 System | Nugget 33/25 (D)
GFID5767 | 2011-09-19 | 2011-09-19 | 2011-10-05 | Rule 21 | Rule 21 Export | Fast Track | Inactive | Withdrawn | 2012-11-19 | Withdrawn (No Agrmt) | No |  |  | Photovoltaic(1.5) | 1.5 | Kern | CA | 2012-07-01 |  | TOMAHAWK 12KV | TOMAHAWK 12KV | Windhub 220/66 | North Coast Region | Tomahawk | Windhub 220/66 System | Monolith 66/12 (D)
GFID5807 | 2011-09-21 | 2011-09-21 | 2011-11-28 | Rule 21 | Rule 21 Export | Detailed Study | Active - Post IA | In-Service |  | Executed - In Effect | Yes | 2013-07-30 |  | Photovoltaic(1.5) | 1.5 | Tulare | CA | 2012-10-01 | 2014-01-17 | GEE BEE 12KV | Gee Bee 12kV | Rector 220/66 | San Joaquin Region | Gee Bee | Rector 220/66 System | Hanford 66/12 (D)
GFID5808 | 2011-09-28 | 2011-09-28 | 2011-10-20 | Rule 21 | Rule 21 Export | Detailed Study | Inactive | Withdrawn | 2013-01-07 | Withdrawn (No Agrmt) | No |  |  | Photovoltaic(1.5) | 1.5 | San Bernardino | CA | 2014-01-01 | 2014-01-01 | Cushenbury 33kV | CUSHENBURY 33KV | Victor 220/115 | Rurals Region | Cushenbury | Victor 220/115 System | Cottonwood 115/33 (D)
GFID5809 | 2011-09-29 | 2011-09-29 | 2011-10-14 | Rule 21 | Rule 21 Export | Detailed Study | Inactive | Withdrawn | 2012-04-10 | Withdrawn (No Agrmt) | No |  |  | Photovoltaic(1.5) | 1.5 | San Bernardino | CA | 2013-01-01 | 2013-01-01 | Allegra 12kV | ALLEGRA 12KV | Devers 220/115 | Desert Region | Allegra | Devers 220/115 System | Carodean 115/12 (D)
GFID5815 | 2011-10-05 | 2011-10-05 | 2011-10-27 | Rule 21 | Rule 21 Export | Fast Track | Inactive | Withdrawn | 2012-11-15 | Withdrawn (No Agrmt) | No |  |  | Photovoltaic(1.5) | 1.5 | San Bernardino | CA | 2012-05-01 | 2012-05-01 | Kentworth 12kV circuit out of Roadway substation | KENWORTH 12KV | Victor 220/115 | Rurals Region | Kenworth | Victor 220/115 System | Roadway 115/12 (D)
GFID5816 | 2011-10-04 | 2011-10-04 | 2011-10-14 | Rule 21 | Rule 21 Export | Fast Track | Active - Post IA | In-Service |  | Executed - In Effect | Yes | 2012-07-11 |  | Photovoltaic(1.5) | 1.5 | Los Angeles | CA | 2012-12-01 | 2014-01-26 | Han Solo 12 kV o/o Shuttle 66/12 kV | Han Solo 12 kV o/o Shuttle 66/12 kV | Antelope 220/66 | North Coast Region | Han Solo | Antelope 220/66 System | Shuttle 66/12 (D)
GFID5817 | 2011-10-04 | 2011-10-04 | 2011-10-14 | Rule 21 | Rule 21 Export | Fast Track | Active - Post IA | In-Service |  | Executed - In Effect | Yes | 2012-07-11 |  | Photovoltaic(1.5) | 1.5 | Los Angeles | CA | 2012-12-01 | 2014-01-26 | Han Solo 12 kV o/o Shuttle 66/12 kV | Han Solo 12 kV o/o Shuttle 66/12 kV | Antelope 220/66 | North Coast Region | Han Solo | Antelope 220/66 System | Shuttle 66/12 (D)
GFID5818 | 2011-10-04 | 2011-10-04 | 2011-10-14 | Rule 21 | Rule 21 Export | Fast Track | Active - Post IA | In-Service |  | Executed - In Effect | Yes | 2012-07-11 |  | Photovoltaic(1) | 1 | Los Angeles | CA | 2012-12-01 | 2014-01-26 | HAN SOLO 12KV | HAN SOLO 12KV | Antelope 220/66 | North Coast Region | Han Solo | Antelope 220/66 System | Shuttle 66/12 (D)
GFID5819 | 2011-10-12 | 2011-10-12 | 2011-11-07 | Rule 21 | Rule 21 Export | Detailed Study | Active - Post IA | In-Service (Conditional PTO) |  | Executed - In Effect | Yes | 2013-09-16 |  | Photovoltaic(1.5) | 1.5 | San Bernardino | CA | 2013-02-01 | 2013-02-01 | PETERBILT 12KV | PETERBILT 12KV | Victor 220/115 | Rurals Region | Peterbilt | Victor 220/115 System | Roadway 115/12 (D)
GFID5820 | 2011-10-12 | 2011-10-12 | 2011-11-07 | Rule 21 | Rule 21 Export | Detailed Study | Active - Post IA | In-Service |  | Executed - In Effect | Yes | 2013-09-16 |  | Photovoltaic(1.5) | 1.5 | San Bernardino | CA | 2013-02-01 | 2013-02-01 | PETERBILT 12KV | PETERBILT 12KV | Victor 220/115 | Rurals Region | Peterbilt | Victor 220/115 System | Roadway 115/12 (D)
GFID5821 | 2011-10-12 | 2011-10-12 | 2011-11-07 | Rule 21 | Rule 21 Export | Detailed Study | Inactive | IA Terminated |  | Terminated | Yes | 2013-09-16 | 2014-03-12 | Photovoltaic(1.5) | 1.5 | San Bernardino | CA | 2013-02-01 | 2013-02-01 | BURNT MOUNTAIN 12KV | BURNT MOUNTAIN 12KV | Devers 220/115 | Desert Region | Burnt Mountain | Devers 220/115 System | Yucca 115/12 (D)
GFID5822 | 2011-10-12 | 2011-10-12 | 2011-11-07 | Rule 21 | Rule 21 Export | Detailed Study | Inactive | IA Terminated |  | Terminated | Yes | 2014-03-12 | 2014-04-12 | Photovoltaic(1.5) | 1.5 | San Bernardino | CA | 2013-02-01 | 2013-02-01 | BURNT MOUNTAIN 12KV | BURNT MOUNTAIN 12KV | Devers 220/115 | Desert Region | Burnt Mountain | Devers 220/115 System | Yucca 115/12 (D)
GFID5823 | 2011-10-12 | 2011-10-12 | 2011-11-07 | Rule 21 | Rule 21 Export | Detailed Study | Inactive | IA Terminated |  | Terminated | Yes | 2013-11-22 | 2014-08-07 | Photovoltaic(1.5) | 1.5 | San Bernardino | CA | 2013-02-01 | 2013-02-01 | BURNT MOUNTAIN 12KV | BURNT MOUNTAIN 12KV | Devers 220/115 | Desert Region | Burnt Mountain | Devers 220/115 System | Yucca 115/12 (D)
GFID5824 | 2011-10-12 | 2011-10-12 | 2011-11-07 | Rule 21 | Rule 21 Export | Detailed Study | Inactive | IA Terminated |  | Terminated | Yes | 2013-08-30 | 2014-08-07 | Photovoltaic(1.5) | 1.5 | San Bernardino | CA | 2013-02-01 | 2013-02-01 | TUSSING 12KV | TUSSING 12KV | Victor 220/115 | Rurals Region | Tussing | Victor 220/115 System | Apple Valley 115/12 (D)
GFID5825 | 2011-10-12 | 2011-10-12 | 2011-11-07 | Rule 21 | Rule 21 Export | Detailed Study | Inactive | IA Terminated |  | Terminated | Yes | 2013-08-30 | 2014-08-07 | Photovoltaic(1.5) | 1.5 | San Bernardino | CA | 2013-02-01 | 2013-02-01 | TUSSING 12KV | TUSSING 12KV | Victor 220/115 | Rurals Region | Tussing | Victor 220/115 System | Apple Valley 115/12 (D)
GFID5828 | 2011-10-14 | 2011-10-14 | 2011-11-08 | Rule 21 | Rule 21 Export | Detailed Study | Active - Post IA | In-Service |  | Executed - In Effect | Yes | 2013-10-25 |  | Photovoltaic(1.5) | 1.5 | Riverside | CA | 2012-12-31 | 2012-12-31 | DATE 12KV | DATE 12KV | Blythe (WALC) 161/33 | Rurals Region | Date | Blythe (WALC) 161/33 System | Olive Lake 33/12 (D)
GFID5829 | 2011-10-14 | 2011-10-14 | 2011-11-08 | Rule 21 | Rule 21 Export | Detailed Study | Active - Post IA | In-Service (Conditional PTO) |  | Executed - In Effect | Yes | 2013-10-25 |  | Photovoltaic(1.5) | 1.5 | Riverside | CA | 2012-12-31 | 2012-12-31 | DATE 12KV | DATE 12KV | Blythe (WALC) 161/33 | Rurals Region | Date | Blythe (WALC) 161/33 System | Olive Lake 33/12 (D)
GFID5830 | 2011-10-14 | 2011-10-14 | 2011-11-08 | Rule 21 | Rule 21 Export | Fast Track | Inactive | Withdrawn | 2012-09-29 | Withdrawn (No Agrmt) | No |  |  | Photovoltaic(1.5) | 1.5 | Los Angeles | CA |  |  | Kingtree 12 kV out of Lancaster Sub | KINGTREE 12KV | Antelope 220/66 | North Coast Region | Kingtree | Antelope 220/66 System | Lancaster 66/12 (D)
GFID5831 | 2011-10-18 | 2011-10-18 | 2011-11-02 | Rule 21 | Rule 21 Export | Detailed Study | Inactive | Withdrawn | 2014-03-17 | Withdrawn (No Agrmt) | No |  |  | Photovoltaic(1.5) | 1.5 | San Bernardino | CA | 2013-02-01 | 2013-02-01 | SHEEPHOLE 33KV | SHEEPHOLE 33KV | Devers 220/115 | Desert Region | Sheephole | Devers 220/115 System | Hi Desert 115/33 (D)
GFID6007 | 2011-10-25 | 2011-10-25 | 2011-12-02 | Rule 21 | Rule 21 Export | Fast Track | Inactive | Withdrawn | 2012-01-05 | Withdrawn (No Agrmt) | No |  |  | Wind Turbine(0.45) | 0.45 | Kern | CA | 2012-05-01 |  | TEJON 12KV | TEJON 12KV | Bailey 220/66 | North Coast Region | Tejon | Antelope 220/66 System | Neenach 66/12 (D)
GFID5834 | 2011-10-26 | 2011-10-26 | 2011-11-01 | Rule 21 | Rule 21 Export | Fast Track | Inactive | Withdrawn | 2012-10-29 | Withdrawn (No Agrmt) | No |  |  | Photovoltaic(1) | 1 | Los Angeles | CA | 2012-12-01 | 2012-12-01 | W Ave H/ 93Rd St W Lancaster CA 93535 | GFID 5834, 5835 - New Circuit 4 12KV | Antelope 220/66
GFID5835 | 2011-10-26 | 2011-10-26 | 2011-11-01 | Rule 21 | Rule 21 Export | Fast Track | Inactive | Withdrawn | 2012-10-29 | Withdrawn (No Agrmt) | No |  |  | Photovoltaic(1) | 1 | Los Angeles | CA | 2012-12-01 | 2012-12-01 | W Ave H/ 93Rd St W Lancaster CA 93535 | GFID 5834, 5835 - New Circuit 4 12KV | Antelope 220/66
GFID5839 | 2011-10-26 | 2011-10-26 | 2011-12-13 | Rule 21 | Rule 21 Export | Fast Track | Inactive | Withdrawn | 2012-11-19 | Withdrawn (No Agrmt) | No |  |  | Photovoltaic(1.5) | 1.5 | Los Angeles | CA | 2013-02-01 | 2013-02-01 | W Ave K & 85 st W Lancaster, CA 93535 | PRONGHORN 12KV | Antelope 220/66 | North Coast Region | Pronghorn | Antelope 220/66 System | Del Sur 66/12 (D)
GFID5854 | 2011-11-29 | 2011-11-29 | 2011-12-13 | Rule 21 | Rule 21 Export | Detailed Study | Inactive | IA Terminated |  | Terminated | Yes | 2012-10-15 | 2014-05-27 | Photovoltaic(1.5) | 1.5 | San Bernardino | CA | 2013-02-01 | 2013-02-01 | FLOODGATE 12KV | FLOODGATE 12KV | Victor 220/115 | Rurals Region | Floodgate | Victor 220/115 System | Aqueduct 115/12 (D)
GFID4214 |  | 2012-04-13 |  | Rule 21 | Rule 21 Export | Fast Track | Inactive | Withdrawn | 2013-09-19 | Withdrawn (No Agrmt) | No |  |  | Hydroelectric(0.037) | 0.037 | Orange | CA | 2012-12-01 | 2012-12-01 | 18195 Edinger Ave. Orange, CA 92704
GFID5838 | 2011-10-26 | 2011-10-26 | 2011-12-05 | Rule 21 | Rule 21 Export | Fast Track | Inactive | Withdrawn | 2012-11-19 | Withdrawn (No Agrmt) | No |  |  | Photovoltaic(1.5) | 1.5 | Los Angeles | CA | 2012-12-01 | 2012-12-01 | W Ave K & 85 st W Lancaster, CA 93535 | PRONGHORN 12KV | Antelope 220/66 | North Coast Region | Pronghorn | Antelope 220/66 System | Del Sur 66/12 (D)
GFID5837 | 2011-10-26 | 2011-10-26 | 2011-12-05 | Rule 21 | Rule 21 Export | Fast Track | Inactive | Withdrawn | 2012-11-19 | Withdrawn (No Agrmt) | No |  |  | Photovoltaic(1.5) | 1.5 | Los Angeles | CA | 2012-12-01 | 2012-12-01 | W Ave K & 85 st W Lancaster, CA 93535 | PRONGHORN 12KV | Antelope 220/66 | North Coast Region | Pronghorn | Antelope 220/66 System | Del Sur 66/12 (D)
GFID5836 | 2011-10-26 | 2011-10-26 | 2011-12-05 | Rule 21 | Rule 21 Export | Fast Track | Inactive | Withdrawn | 2012-11-19 | Withdrawn (No Agrmt) | No |  |  | Photovoltaic(1.5) | 1.5 | Los Angeles | CA | 2012-12-01 | 2012-12-01 | W Ave K. & 80th St. W Lancaster, CA | PRONGHORN 12KV | Antelope 220/66 | North Coast Region | Pronghorn | Antelope 220/66 System | Del Sur 66/12 (D)
GFID5845 | 2011-11-10 | 2011-11-10 | 2011-11-28 | Rule 21 | Rule 21 Export | Fast Track | Inactive | Withdrawn | 2013-01-08 | Withdrawn (No Agrmt) | No |  |  | Photovoltaic(1.5) | 1.5 | San Bernardino | CA | 2013-02-01 | 2013-02-01 | APN# 0357-303-16 & 17 Hesperia CA 92344 | TUNNEL 12KV | Victor 220/115 | Rurals Region | Tunnel | Victor 220/115 System | Aqueduct 115/12 (D)
GFID5846 | 2011-11-10 | 2011-11-10 | 2011-11-28 | Rule 21 | Rule 21 Export | Fast Track | Inactive | Withdrawn | 2013-01-08 | Withdrawn (No Agrmt) | No |  |  | Photovoltaic(1.5) | 1.5 | San Bernardino | CA | 2013-02-01 | 2013-02-01 | APN# 0357-303-16 & 17 Hesperia CA 92344 | TUNNEL 12KV | Victor 220/115 | Rurals Region | Tunnel | Victor 220/115 System | Aqueduct 115/12 (D)
GFID5847 | 2011-11-10 | 2011-11-10 | 2011-12-23 | Rule 21 | Rule 21 Export | Fast Track | Inactive | Withdrawn | 2012-11-29 | Withdrawn (No Agrmt) | No |  |  | Photovoltaic(0.966) | 0.966 | San Bernardino | CA | 2012-08-14 | 2012-08-14 | Bragdon 12kV | BRAGDON 12KV | Kramer 220/115 | Rurals Region | Bragdon | Kramer 220/115 System | Harvard 33/12 (D)
GFID5848 | 2011-11-10 | 2011-11-10 | 2011-12-23 | Rule 21 | Rule 21 Export | Detailed Study | Inactive | Withdrawn | 2012-11-29 | Withdrawn (No Agrmt) | No |  |  | Photovoltaic(0.966) | 0.966 | San Bernardino | CA | 2012-08-14 | 2012-08-14 | Granny Smith 12kV | GRANNY SMITH 12KV | El Casco 220/115 | Desert Region | Granny Smith | El Casco 220/115 System | El Casco 115/12 (D)
GFID5849 | 2011-11-10 | 2011-11-10 | 2012-01-04 | Rule 21 | Rule 21 Export | Fast Track | Inactive | Withdrawn | 2012-11-29 | Withdrawn (No Agrmt) | No |  |  | Photovoltaic(0.75) | 0.75 | Riverside | CA | 2012-08-14 | 2012-08-14 | Maxim 12kV | MAXIM 12KV | Devers 220/115 | Desert Region | Maxim | Devers 220/115 System | Coffee 33/12 (D)
GFID5850 | 2011-11-10 | 2011-11-10 | 2011-12-23 | Rule 21 | Rule 21 Export | Fast Track | Inactive | Withdrawn | 2012-11-29 | Withdrawn (No Agrmt) | No |  |  | Photovoltaic(0.966) | 0.966 | Los Angeles | CA | 2012-08-14 | 2012-08-14 | Talc 12kV | Talc 12kV | Eldorado 220/115 | Rurals Region | Talc | Kramer 220/115 System | Dunn Siding 115/12 (D)
GFID7190 | 2011-11-09 | 2011-11-09 | 2012-07-19 | Rule 21 | Rule 21 Export | Detailed Study | Active - Post IA | In-Service |  | Executed - In Effect | Yes | 2014-07-26 |  | Combustion Turbine(10.16) | 5 | Tulare | CA |  | 2015-04-07 | Budd 12 kV Line | Budd 12kV % Pixley 66/12kV | Vestal 220kV bus | San Joaquin Region | Drake | Vestal 220/66 System | Pixley 66/12 (D) |  |  | 0 | Vestal | 1 | Vestal | 230 | [11 empty] | 1 |  |  | 1
GFID5852 | 2011-11-23 | 2011-11-23 | 2011-12-19 | Rule 21 | Rule 21 Export | Detailed Study | Inactive | Withdrawn | 2015-10-21 | Not Started | No |  |  | Photovoltaic(1.5) | 1.5 | San Bernardino | CA | 2012-05-01 | 2012-05-01 | TOPOC 16KV | TOPOC 16KV | Parker 161/66 | Rurals Region | Topoc | Parker 161/66 System | Landing 66/16 (D)
GFID7192 | 2011-11-28 | 2011-11-28 | 2012-02-24 | Rule 21 | Rule 21 Export | Detailed Study | Active - Post IA | In-Service |  | Executed - In Effect | Yes | 2012-10-26 |  | Photovoltaic(0.283) | 0.283 | Tulare | CA | 2012-02-01 | 2012-02-01 | PAWLEY 12KV | PAWLEY 12KV | Rector 220/66 | San Joaquin Region | Pawley | Rector 220/66 System | Three Rivers 66/12 (D)
GFID5853 | 2011-11-29 | 2011-11-29 | 2011-12-13 | Rule 21 | Rule 21 Export | Fast Track | Inactive | IA Terminated |  | Terminated | Yes | 2012-07-02 | 2014-05-27 | Photovoltaic(1.2) | 1.2 | San Bernardino | CA | 2013-02-01 | 2013-02-01 | FLOODGATE 12KV | FLOODGATE 12KV | Victor 220/115 | Rurals Region | Floodgate | Victor 220/115 System | Aqueduct 115/12 (D)
GFID5857 |  | 2011-12-16 |  | Rule 21 | Rule 21 Export | Fast Track | Inactive | Withdrawn | 2012-02-24 | Withdrawn (No Agrmt) | No |  |  | Photovoltaic(2) | 2 | San Bernardino | CA | 2014-12-01 | 2014-12-01 | San Bernardino CA | Kenworth 12kV | Victor 220kV bus | Rurals Region | Kenworth | Victor 220/115 System | Roadway 115/12 (D)
GFID5858 | 2011-12-27 | 2011-12-27 | 2012-01-17 | Rule 21 | Rule 21 Export | Detailed Study | Active - Post IA | In-Service |  | Executed - In Effect | Yes | 2015-08-13 |  | Photovoltaic(1.5) | 1.5 | San Bernardino | CA | 2014-01-01 | 2015-11-15 | MESCAL 12KV | MESCAL 12KV | Mira Loma 220/66 | Metro East Region | Mescal | Mira Loma 220/66 System | Milliken 66/12 (D)
GFID5860 | 2012-01-05 | 2012-01-05 | 2012-01-10 | Rule 21 | Rule 21 Export | Detailed Study | Active - Post IA | In-Service |  | Executed - In Effect | Yes | 2013-07-30 |  | Photovoltaic(1.5) | 1.5 | Tulare | CA | 2012-12-01 | 2014-01-17 | CAMPBELL 12KV | CAMPBELL 12KV | Springville 220/66 | San Joaquin Region | Campbell | Springville 220/66 System | Porterville 66/12 (D)
GFID5861 | 2012-01-05 | 2012-01-05 | 2012-01-10 | Rule 21 | Rule 21 Export | Detailed Study | Active - Post IA | In-Service |  | Executed - In Effect | Yes | 2013-07-30 |  | Photovoltaic(1.5) | 1.5 | Tulare | CA | 2012-12-01 | 2014-01-17 | CAMPBELL 12KV | CAMPBELL 12KV | Springville 220/66 | San Joaquin Region | Campbell | Springville 220/66 System | Porterville 66/12 (D)
GFID5862 | 2012-01-05 | 2012-01-05 | 2012-01-31 | Rule 21 | Rule 21 Export | Detailed Study | Active - Post IA | In-Service |  | Executed - In Effect | Yes | 2013-07-30 |  | Photovoltaic(1.5) | 1.5 | Tulare | CA | 2012-12-01 | 2014-02-16 | ORANGE BLOSSOM 12KV | ORANGE BLOSSOM 12KV | Rector 220/66 | San Joaquin Region | Orange Blossom | Rector 220/66 System | Venida 66/12 (D)
GFID5863 | 2012-01-05 | 2012-01-05 | 2012-01-31 | Rule 21 | Rule 21 Export | Detailed Study | Active - Post IA | In-Service |  | Executed - In Effect | Yes | 2013-07-30 |  | Photovoltaic(1.5) | 1.5 | Tulare | CA | 2012-12-01 | 2014-02-16 | ORANGE BLOSSOM 12KV | ORANGE BLOSSOM 12KV | Rector 220/66 | San Joaquin Region | Orange Blossom | Rector 220/66 System | Venida 66/12 (D)
GFID5864 | 2012-01-05 | 2012-01-05 | 2012-01-31 | Rule 21 | Rule 21 Export | Detailed Study | Active - Post IA | In-Service |  | Executed - In Effect | Yes | 2013-07-30 |  | Photovoltaic(1.5) | 1.5 | Tulare | CA | 2012-12-01 | 2014-02-16 | ORANGE BLOSSOM 12KV | ORANGE BLOSSOM 12KV | Rector 220/66 | San Joaquin Region | Orange Blossom | Rector 220/66 System | Venida 66/12 (D)
GFID5865 | 2012-01-05 | 2012-01-05 | 2012-01-26 | Rule 21 | Rule 21 Export | Detailed Study | Inactive | Withdrawn | 2012-09-25 | Withdrawn (No Agrmt) | No |  |  | Photovoltaic(1.5) | 1.5 | Tulare | CA | 2012-12-01 | 2012-12-01 | Ave 352 (East of Road 200) Farmersville, CA 93286 | REDBANKS 12KV | Rector 220/66 | San Joaquin Region | Redbanks | Rector 220/66 System | Venice Hill 66/12 (D)
GFID5866 | 2012-01-05 | 2012-01-05 | 2012-01-26 | Rule 21 | Rule 21 Export | Detailed Study | Inactive | Withdrawn | 2012-10-20 | Withdrawn (No Agrmt) | No |  |  | Photovoltaic(1.5) | 1.5 | Tulare | CA | 2012-12-01 | 2012-12-01 | Redbanks 12kV | REDBANKS 12KV | Rector 220/66 | San Joaquin Region | Redbanks | Rector 220/66 System | Venice Hill 66/12 (D)
GFID5867 | 2012-01-05 | 2012-01-05 | 2012-01-26 | Rule 21 | Rule 21 Export | Detailed Study | Inactive | Withdrawn | 2012-10-20 | Withdrawn (No Agrmt) | No |  |  | Photovoltaic(1.5) | 1.5 | Tulare | CA | 2012-12-01 | 2012-12-01 | Redbanks 12kV | REDBANKS 12KV | Rector 220/66 | San Joaquin Region | Redbanks | Rector 220/66 System | Venice Hill 66/12 (D)
GFID5868 | 2012-01-05 | 2012-01-05 | 2012-01-26 | Rule 21 | Rule 21 Export | Detailed Study | Inactive | Withdrawn | 2012-10-20 | Withdrawn (No Agrmt) | No |  |  | Photovoltaic(1) | 1 | Tulare | CA | 2012-12-01 | 2012-12-01 | Redbanks 12kV | REDBANKS 12KV | Rector 220/66 | San Joaquin Region | Redbanks | Rector 220/66 System | Venice Hill 66/12 (D)
GFID5869 | 2012-01-06 | 2012-01-06 | 2012-02-28 | Rule 21 | Rule 21 Export | Detailed Study | Inactive | Withdrawn | 2013-08-23 | Withdrawn (No Agrmt) | No |  |  | Photovoltaic(1.5) | 1.5 | Riverside | CA | 2012-12-01 | 2012-12-01 | INVADER 12KV | INVADER 12KV | Devers 220/115 | Desert Region | Invader | Devers 220/115 System | Devers 115/12 (D)
GFID5871 | 2012-01-09 | 2012-01-09 | 2012-01-26 | Rule 21 | Rule 21 Export | Fast Track | Inactive | Withdrawn | 2012-12-26 | Withdrawn (No Agrmt) | No |  |  | Photovoltaic(1.5) | 1.5 | Kern | CA | 2012-12-30 | 2012-12-30 | Division 12kV | DIVISION 12KV | Antelope 220/66 | North Coast Region | Division | Antelope 220/66 System | Rosamond 66/12 (D)
GFID5872 | 2012-01-09 | 2012-01-09 | 2012-01-26 | Rule 21 | Rule 21 Export | Fast Track | Inactive | Withdrawn | 2012-12-26 | Withdrawn (No Agrmt) | No |  |  | Photovoltaic(1.5) | 1.5 | Kern | CA | 2012-12-30 | 2012-12-30 | Butte 12kV | BUTTE 12KV | Antelope 220/66 | North Coast Region | Butte | Antelope 220/66 System | Rosamond 66/12 (D)
GFID5873 | 2012-01-09 | 2012-01-09 | 2012-01-26 | Rule 21 | Rule 21 Export | Fast Track | Inactive | Withdrawn | 2012-12-26 | Withdrawn (No Agrmt) | No |  |  | Photovoltaic(1.5) | 1.5 | Kern | CA | 2012-12-30 | 2012-12-30 | Division 12kV | DIVISION 12KV | Antelope 220/66 | North Coast Region | Division | Antelope 220/66 System | Rosamond 66/12 (D)
GFID5874 | 2012-01-09 | 2012-01-09 | 2012-01-27 | Rule 21 | Rule 21 Export | Fast Track | Inactive | Withdrawn | 2012-12-26 | Withdrawn (No Agrmt) | No |  |  | Photovoltaic(1.5) | 1.5 | Kern | CA | 2012-12-30 | 2012-12-30 | Marry Ave & 20th St W Rosamond CA 93560 | HURON 12KV | Antelope 220/66 | North Coast Region | Huron | Antelope 220/66 System | Great Lakes 66/12 (D)
GFID5870 | 2012-01-06 | 2012-01-06 | 2012-02-28 | Rule 21 | Rule 21 Export | Detailed Study | Inactive | Withdrawn | 2013-08-23 | Withdrawn (No Agrmt) | No |  |  | Photovoltaic(1.5) | 1.5 | Riverside | CA | 2012-12-01 | 2012-12-01 | INVADER 12KV | INVADER 12KV | Devers 220/115 | Desert Region | Invader | Devers 220/115 System | Devers 115/12 (D)
GFID5875 | 2012-01-09 | 2012-01-09 | 2012-01-27 | Rule 21 | Rule 21 Export | Fast Track | Inactive | Withdrawn | 2012-12-26 | Withdrawn (No Agrmt) | No |  |  | Photovoltaic(0.6) | 0.6 | Kern | CA | 2012-12-30 | 2012-12-30 | Gaskell Rd & 47th St Rosamond CA 93560 | HURON 12KV | Antelope 220/66 | North Coast Region | Huron | Antelope 220/66 System | Great Lakes 66/12 (D)
GFID5880 | 2012-01-31 | 2012-01-31 | 2012-02-22 | Rule 21 | Rule 21 Export | Detailed Study | Inactive | Withdrawn | 2013-12-06 | Withdrawn (No Agrmt) | No |  |  | Photovoltaic(0.88) | 0.88 | San Bernardino | CA | 2014-12-01 | 2014-12-01 | KENWORTH 12KV | KENWORTH 12KV | Victor 220/115 | Rurals Region | Kenworth | Victor 220/115 System | Roadway 115/12 (D)
GFID5881 | 2012-01-31 | 2012-01-31 | 2012-02-22 | Rule 21 | Rule 21 Export | Detailed Study | Inactive | Withdrawn | 2013-02-22 | Withdrawn (No Agrmt) | No |  |  | Photovoltaic(0.999) | 0.999 | San Bernardino | CA | 2014-12-01 | 2014-12-01 | Nava, San Bernardino CA | KENWORTH 12KV | Victor 220/115 | Rurals Region | Kenworth | Victor 220/115 System | Roadway 115/12 (D)
GFID5882 | 2012-02-02 | 2012-02-02 | 2012-03-15 | Rule 21 | Rule 21 Export | Fast Track | Inactive | Withdrawn | 2013-05-22 | Withdrawn (No Agrmt) | No |  |  | Photovoltaic(1.5) | 1.5 | San Bernardino | CA | 2014-01-01 | 2014-01-01 | PATIO 12KV | PATIO 12KV | Kramer 220/115 | Rurals Region | Patio | Kramer 220/115 System | Tortilla 115/12 (D)
GFID5883 | 2012-01-26 | 2012-01-26 | 2012-03-05 | Rule 21 | Rule 21 Export | Detailed Study | Active - Post IA | In-Service |  | Executed - In Effect | Yes | 2015-08-13 |  | Photovoltaic(1.5) | 1.5 | San Bernardino | CA | 2014-01-01 | 2015-11-15 | MESCAL 12KV | MESCAL 12KV | Mira Loma 220/66 | Metro East Region | Mescal | Mira Loma 220/66 System | Milliken 66/12 (D)
GFID5884 | 2012-02-02 | 2012-02-02 | 2012-03-05 | Rule 21 | Rule 21 Export | Fast Track | Inactive | Withdrawn | 2013-05-22 | Withdrawn (No Agrmt) | No |  |  | Photovoltaic(1.2) | 1.2 | San Bernardino | CA | 2014-01-01 | 2014-01-01 | SMIRNOFF 12KV | SMIRNOFF 12KV | Mira Loma 220/66 | Metro East Region | Smirnoff | Mira Loma 220/66 System | Milliken 66/12 (D)
GFID5886 |  | 2012-02-06 |  | Rule 21 | Rule 21 Export | Fast Track | Inactive | Withdrawn | 2012-06-25 | Withdrawn (No Agrmt) | No |  |  | Photovoltaic(0.144) | 0.144 | San Bernardino | CA | 2012-03-01 |  | Allegra 12kV | ALLEGRA 12KV | Devers 220/115 | Desert Region | Allegra | Devers 220/115 System | Carodean 115/12 (D)
GFID5898 | 2012-02-23 | 2012-02-23 | 2012-03-29 | Rule 21 | Rule 21 Export | Fast Track | Inactive | Withdrawn | 2012-03-30 | Withdrawn (No Agrmt) | No |  |  | Photovoltaic(0.1) | 0.1 | Riverside |  | 2012-03-01 |  | Whitehorn 12kV | WHITEHORN 12KV | Devers 220/115 | Desert Region | Whitehorn | Devers 220/115 System | Joshua Tree 33/12 (D)
GFID5900 |  | 2012-02-23 |  | Rule 21 | Rule 21 Export | Fast Track | Inactive | Withdrawn | 2012-06-25 | Withdrawn (No Agrmt) | No |  |  | Photovoltaic(0.018) | 0.018 |  |  | 2011-02-01 |  | Burnt Mountain 12kV | Burnt Mountain 12kV | Devers 220/115 | Desert Region | Burnt Mountain | Devers 220/115 System | Yucca 115/12 (D)
GFID5901 |  | 2012-02-23 |  | Rule 21 | Rule 21 Export | Fast Track | Inactive | Withdrawn | 2012-06-25 | Withdrawn (No Agrmt) | No |  |  | Photovoltaic(0.036) | 0.036 |  |  | 2012-03-01 |  | Whitehorn 12kV | Whitehorn 12kV | Devers 220/115 | Desert Region | Whitehorn | Devers 220/115 System | Joshua Tree 33/12 (D)
GFID5895 |  | 2012-02-27 |  | Rule 21 | Rule 21 Export | Fast Track | Inactive | Withdrawn | 2012-06-25 | Withdrawn (No Agrmt) | No |  |  | Photovoltaic(0.018) | 0.018 |  |  | 2012-03-01 |  | 65911 29 Palms Hwy, Joshua tree CA 92252
GFID5887 |  | 2012-02-27 |  | Rule 21 | Rule 21 Export | Fast Track | Inactive | Withdrawn | 2012-06-25 | Withdrawn (No Agrmt) | No |  |  | Photovoltaic(0.018) | 0.018 |  |  | 2012-03-01 |  | 65911 29 Palms Hwy, Joshua tree CA 92252
GFID5888 |  | 2012-02-27 |  | Rule 21 | Rule 21 Export | Fast Track | Inactive | Withdrawn | 2012-06-25 | Withdrawn (No Agrmt) | No |  |  | Photovoltaic(0.018) | 0.018 |  |  | 2012-03-01 |  | 65911 29 Palms Hwy, Joshua tree CA 92252
GFID5889 |  | 2012-02-27 |  | Rule 21 | Rule 21 Export | Fast Track | Inactive | Withdrawn | 2012-06-25 | Withdrawn (No Agrmt) | No |  |  | Photovoltaic(0.018) | 0.018 |  |  | 2012-03-01 |  | 65911 29 Palms Hwy, Joshua tree CA 92252
GFID5893 |  | 2012-02-27 |  | Rule 21 | Rule 21 Export | Fast Track | Inactive | Withdrawn | 2012-06-25 | Withdrawn (No Agrmt) | No |  |  | Photovoltaic(0.018) | 0.018 |  |  | 2012-03-01 |  | 65911 29 Palms Hwy, Joshua tree CA 92252
GFID5896 |  | 2012-02-27 |  | Rule 21 | Rule 21 Export | Fast Track | Inactive | Withdrawn | 2012-06-25 | Withdrawn (No Agrmt) | No |  |  | Photovoltaic(0.018) | 0.018 |  |  | 2012-03-01 |  | 65911 29 Palms Hwy, Joshua tree CA 92252
GFID5897 |  | 2012-02-27 |  | Rule 21 | Rule 21 Export | Fast Track | Inactive | Withdrawn | 2012-06-25 | Withdrawn (No Agrmt) | No |  |  | Photovoltaic(0.018) | 0.018 |  |  | 2012-03-01 |  | 65911 29 Palms Hwy, Joshua tree CA 92252
GFID5899 |  | 2012-02-27 |  | Rule 21 | Rule 21 Export | Fast Track | Inactive | Withdrawn | 2012-06-25 | Withdrawn (No Agrmt) | No |  |  | Photovoltaic(0.144) | 0.1 |  |  | 2012-03-01 |  | 60215A Alta Loma Joshua Tree CA 92252
GFID5906 | 2012-03-06 | 2012-03-06 | 2012-04-13 | Rule 21 | Rule 21 Export | Fast Track | Inactive | Withdrawn | 2012-11-29 | Withdrawn (No Agrmt) | No |  |  | Photovoltaic(1.5) | 1.5 | San Bernardino | CA | 2012-08-01 | 2012-08-01 | Lockhart 33kV | LOCKHART 33KV | Kramer 220/115 | Rurals Region | Lockhart | Kramer 220/115 System | Kramer 115/33 (D)
GFID5907 | 2012-03-06 | 2012-03-06 | 2012-04-13 | Rule 21 | Rule 21 Export | Fast Track | Inactive | Withdrawn | 2012-11-29 | Withdrawn (No Agrmt) | No |  |  | Photovoltaic(1.5) | 1.5 | San Bernardino | CA | 2012-08-01 | 2012-08-01 | Lockhart 33kV | LOCKHART 33KV | Kramer 220/115 | Rurals Region | Lockhart | Kramer 220/115 System | Kramer 115/33 (D)
GFID5908 | 2012-03-06 | 2012-03-06 | 2012-04-13 | Rule 21 | Rule 21 Export | Fast Track | Inactive | Withdrawn | 2012-11-29 | Withdrawn (No Agrmt) | No |  |  | Photovoltaic(1.5) | 1.5 | San Bernardino | CA | 2012-08-01 |  | Lockhart 33kV | LOCKHART 33KV | Kramer 220/115 | Rurals Region | Lockhart | Kramer 220/115 System | Kramer 115/33 (D)
GFID5909 | 2012-04-23 | 2012-03-09 | 2012-04-23 | Rule 21 | Rule 21 Export | Fast Track | Inactive | Withdrawn | 2012-10-11 | Withdrawn (No Agrmt) | No |  |  | Photovoltaic(1.5) | 1.5 | San Bernardino | CA | 2013-01-04 | 2013-01-04 | Mack 12kV | MACK 12KV | Victor 220/115 | Rurals Region | Mack | Victor 220/115 System | Roadway 115/12 (D)
GFID5910 | 2012-04-23 | 2012-03-09 | 2012-04-23 | Rule 21 | Rule 21 Export | Fast Track | Inactive | Withdrawn | 2012-10-11 | Withdrawn (No Agrmt) | No |  |  | Photovoltaic(1.5) | 1.5 | San Bernardino | CA | 2013-01-04 | 2013-01-04 | Mack 12kV | MACK 12KV | Victor 220/115 | Rurals Region | Mack | Victor 220/115 System | Roadway 115/12 (D)
GFID5911 | 2012-04-23 | 2012-03-09 | 2012-04-23 | Rule 21 | Rule 21 Export | Fast Track | Inactive | Withdrawn | 2012-10-11 | Withdrawn (No Agrmt) | No |  |  | Photovoltaic(1.5) | 1.5 | San Bernardino | CA | 2013-01-04 | 2013-01-04 | Mack 12kV | MACK 12KV | Victor 220/115 | Rurals Region | Mack | Victor 220/115 System | Roadway 115/12 (D)
GFID5912 | 2012-04-23 | 2012-03-09 | 2012-04-23 | Rule 21 | Rule 21 Export | Fast Track | Inactive | Withdrawn | 2012-11-06 | Withdrawn (No Agrmt) | No |  |  | Photovoltaic(1.5) | 1.5 | San Bernardino | CA | 2013-01-04 | 2013-01-04 | Mack 12kV | MACK 12KV | Victor 220/115 | Rurals Region | Mack | Victor 220/115 System | Roadway 115/12 (D)
GFID5913 | 2012-04-23 | 2012-03-09 | 2012-04-23 | Rule 21 | Rule 21 Export | Fast Track | Inactive | Withdrawn | 2012-10-11 | Withdrawn (No Agrmt) | No |  |  | Photovoltaic(1.5) | 1.5 | San Bernardino | CA | 2013-01-04 | 2013-01-04 | Mack 12kV | MACK 12KV | Victor 220/115 | Rurals Region | Mack | Victor 220/115 System | Roadway 115/12 (D)
GFID5914 | 2012-04-23 | 2012-03-09 | 2012-04-23 | Rule 21 | Rule 21 Export | Fast Track | Inactive | Withdrawn | 2012-10-11 | Withdrawn (No Agrmt) | No |  |  | Photovoltaic(1.5) | 1.5 | San Bernardino | CA | 2013-01-04 | 2013-01-04 | Mack 12kV | MACK 12KV | Victor 220/115 | Rurals Region | Mack | Victor 220/115 System | Roadway 115/12 (D)
GFID2855 | 2012-03-12 | 2012-03-12 | 2012-04-18 | Rule 21 | Rule 21 Export | Fast Track | Inactive | Withdrawn | 2013-07-25 | Withdrawn (No Agrmt) | No |  |  | Internal Combustion Engine(1.5) | 1.5 | Tulare | CA | 2013-12-29 | 2013-12-29 | MILK 12KV | MILK 12KV | Rector 220/66 | San Joaquin Region | Milk | Rector 220/66 System | Tulare 66/12 (D)
GFID2856 | 2012-03-12 | 2012-03-12 | 2012-04-18 | Rule 21 | Rule 21 Export | Fast Track | Inactive | Withdrawn | 2013-07-25 | Withdrawn (No Agrmt) | No |  |  | Internal Combustion Engine(1.5) | 1.5 | Tulare | CA | 2013-12-29 | 2013-12-29 | MILK 12KV | MILK 12KV | Rector 220/66 | San Joaquin Region | Milk | Rector 220/66 System | Tulare 66/12 (D)
GFID5915 | 2012-03-13 | 2012-03-13 | 2012-04-04 | Rule 21 | Rule 21 Export | Detailed Study | Inactive | IA Terminated |  | Terminated | Yes | 2014-01-25 | 2014-11-10 | Photovoltaic(1.5) | 1.5 | Kings | CA | 2013-06-01 | 2013-06-01 | GOLDENBEAR 12KV | Goldenbear 12kV | Rector 220/66 | San Joaquin Region | Goldenbear | Rector 220/66 System | Mascot 66/12 (D)
GFID5916 | 2012-03-13 | 2012-03-13 | 2012-04-04 | Rule 21 | Rule 21 Export | Detailed Study | Inactive | IA Terminated |  | Terminated | Yes | 2014-01-25 | 2014-11-10 | Photovoltaic(1.5) | 1.5 | Kings | CA |  |  | GOLDENBEAR 12KV | Goldenbear 12kV | Rector 220/66 | San Joaquin Region | Goldenbear | Rector 220/66 System | Mascot 66/12 (D)
GFID5923 | 2012-03-20 | 2012-03-20 | 2012-04-03 | Rule 21 | Rule 21 Export | Detailed Study | Inactive | Withdrawn | 2013-06-18 | Withdrawn (No Agrmt) | No |  |  | Photovoltaic(1.5) | 1.5 | San Bernardino | CA | 2013-07-01 |  | SUNDOWN 12KV | SUNDOWN 12KV | Victor 220/115 | Rurals Region | Sundown | Victor 220/115 System | Helendale 33/12 (D)
GFID5922 | 2012-03-20 | 2012-03-20 | 2012-03-20 | Rule 21 | Rule 21 Export | Fast Track | Inactive | Withdrawn | 2012-10-09 | Withdrawn (No Agrmt) | No |  |  | Photovoltaic(1) | 1 | Los Angeles | CA | 2013-12-01 |  | Grubstake 12kV | GRUBSTAKE 12KV | Antelope 220/66 | North Coast Region | Grubstake | Antelope 220/66 System | Rosamond 66/12 (D)
GFID5921 | 2012-03-20 | 2012-03-20 | 2012-03-20 | Rule 21 | Rule 21 Export | Fast Track | Inactive | Withdrawn | 2012-10-29 | Withdrawn (No Agrmt) | No |  |  | Photovoltaic(1.5) | 1.5 | Los Angeles | CA | 2013-12-01 |  | Stealth 12kV | STEALTH 12KV | Antelope 220/66 | North Coast Region | Stealth | Antelope 220/66 System | Oasis 66/12 (D)
GFID5920 | 2012-03-20 | 2012-03-20 | 2012-03-20 | Rule 21 | Rule 21 Export | Fast Track | Inactive | Withdrawn | 2012-10-09 | Withdrawn (No Agrmt) | No |  |  | Photovoltaic(1.5) | 1.5 | Los Angeles | CA | 2012-12-01 |  | Tierra Bonita 12kV | TIERRA BONITA 12KV | Antelope 220/66 | North Coast Region | Tierra Bonita | Antelope 220/66 System | Little Rock 66/12 (D)
GFID5918 | 2012-03-20 | 2012-03-20 | 2012-03-20 | Rule 21 | Rule 21 Export | Fast Track | Inactive | Withdrawn | 2012-10-09 | Withdrawn (No Agrmt) | No |  |  | Photovoltaic(1) | 1 | Kern | CA | 2012-12-01 |  | Willow Springs 12kV | WILLOW SPRINGS 12KV | Antelope 220/66 | North Coast Region | Willow Springs | Antelope 220/66 System | Rosamond 66/12 (D)
GFID5917 | 2012-03-20 | 2012-03-20 | 2012-03-20 | Rule 21 | Rule 21 Export | Fast Track | Inactive | Withdrawn | 2012-10-09 | Withdrawn (No Agrmt) | No |  |  | Photovoltaic(1) | 1 | Kern | CA | 2012-12-01 |  | Willow Springs 12kV | WILLOW SPRINGS 12KV | Antelope 220/66 | North Coast Region | Willow Springs | Antelope 220/66 System | Rosamond 66/12 (D)
GFID5919 | 2012-03-20 | 2012-03-20 | 2012-03-20 | Rule 21 | Rule 21 Export | Fast Track | Inactive | Withdrawn | 2012-10-09 | Withdrawn (No Agrmt) | No |  |  | Photovoltaic(1.5) | 1.5 | Kern | CA |  | 2012-12-01 | Willow Springs 12kV | WILLOW SPRINGS 12KV | Antelope 220/66 | North Coast Region | Willow Springs | Antelope 220/66 System | Rosamond 66/12 (D)
GFID5925 | 2012-04-04 | 2012-04-04 | 2012-04-17 | Rule 21 | Rule 21 Export | Detailed Study | Inactive | Withdrawn | 2012-10-16 | Withdrawn (No Agrmt) | No |  |  | Photovoltaic(1.5) | 1.5 | San Bernardino | CA | 2013-08-01 | 2013-08-01 | Twentynine Palms, CA 92277 | LARREA 12KV | Devers 220/115 | Desert Region | Larrea | Devers 220/115 System | Carodean 115/12 (D)
GFID2862 |  | 2012-04-16 |  | Rule 21 | Rule 21 Export | Fast Track | Inactive | Withdrawn | 2012-05-21 | Withdrawn (No Agrmt) | No |  |  | Combustion Turbine(1.12) | 1.12 |  |  | 2012-06-01 | 2012-06-01 | Terra Cotta 33kV | Terra Cotta 33kV | Valley 500/115 | San Jacinto Valley Region | Terra Cotta | Valley 'D' 500/115 System | Elsinore 115/33 (D)
GFID5926 | 2012-05-14 | 2012-04-19 | 2012-05-14 | Rule 21 | Rule 21 Export | Detailed Study | Inactive | Withdrawn | 2012-10-05 | Withdrawn (No Agrmt) | No |  |  | Photovoltaic(0.999) | 0.999 | San Bernardino | CA |  |  | Tonto 12kV | TONTO 12KV | Victor 220/115 | Rurals Region | Tonto | Victor 220/115 System | Apple Valley 115/12 (D)
GFID5927 | 2012-05-14 | 2012-04-19 | 2012-05-14 | Rule 21 | Rule 21 Export | Fast Track | Inactive | Withdrawn | 2012-10-05 | Withdrawn (No Agrmt) | No |  |  |  | 0.984 | San Bernardino | CA |  |  | Tonto 12kV | TONTO 12KV | Victor 220/115 | Rurals Region | Tonto | Victor 220/115 System | Apple Valley 115/12 (D)
GFID5929 | 2012-04-20 | 2012-04-20 | 2012-05-22 | Rule 21 | Rule 21 Export | Detailed Study | Active - Post IA | In-Service |  | Executed - In Effect | Yes | 2013-06-16 |  | Photovoltaic(1.5) | 1.5 | Los Angeles | CA | 2014-01-01 | 2014-01-01 | HEIGHTS 12KV | HEIGHTS 12KV | Antelope 220/66 | North Coast Region | Heights | Antelope 220/66 System | Oasis 66/12 (D)
GFID5928 | 2012-04-20 | 2012-04-20 | 2012-05-22 | Rule 21 | Rule 21 Export | Detailed Study | Active - Post IA | In-Service |  | Executed - In Effect | Yes | 2013-06-16 |  | Photovoltaic(1.5) | 1.5 | Los Angeles | CA | 2014-01-01 | 2014-01-01 | HEIGHTS 12KV | HEIGHTS 12KV | Antelope 220/66 | North Coast Region | Heights | Antelope 220/66 System | Oasis 66/12 (D)
GFID5930 | 2012-04-24 | 2012-04-24 | 2012-05-23 | Rule 21 | Rule 21 Export | Fast Track | Inactive | Withdrawn | 2012-12-06 | Withdrawn (No Agrmt) | No |  |  | Photovoltaic(1.5) | 1.5 | San Bernardino | CA | 2012-11-05 |  | Topoc 16kV | TOPOC 16KV | Parker 161/66 | Rurals Region | Topoc | Parker 161/66 System | Landing 66/16 (D)
GFID5931 | 2012-04-24 | 2012-04-24 | 2012-05-23 | Rule 21 | Rule 21 Export | Fast Track | Inactive | Withdrawn | 2012-12-06 | Withdrawn (No Agrmt) | No |  |  | Photovoltaic(1.5) | 1.5 | San Bernardino | CA | 2012-11-05 |  | Topoc 16kV | TOPOC 16KV | Parker 161/66 | Rurals Region | Topoc | Parker 161/66 System | Landing 66/16 (D)
GFID5932 | 2012-04-24 | 2012-04-24 | 2012-05-23 | Rule 21 | Rule 21 Export | Fast Track | Inactive | Withdrawn | 2012-12-07 | Withdrawn (No Agrmt) | No |  |  | Photovoltaic(1.5) | 1.5 | San Bernardino | CA | 2012-11-05 |  | Topoc 16kV | TOPOC 16KV | Parker 161/66 | Rurals Region | Topoc | Parker 161/66 System | Landing 66/16 (D)
GFID5933 | 2012-04-24 | 2012-04-24 | 2012-05-23 | Rule 21 | Rule 21 Export | Fast Track | Inactive | Withdrawn | 2012-12-06 | Withdrawn (No Agrmt) | No |  |  | Photovoltaic(1.5) | 1.5 | San Bernardino | CA | 2012-11-05 | 2012-11-05 | Topoc 16kV | TOPOC 16KV | Parker 161/66 | Rurals Region | Topoc | Parker 161/66 System | Landing 66/16 (D)
GFID5934 | 2012-04-24 | 2012-04-24 | 2012-05-23 | Rule 21 | Rule 21 Export | Fast Track | Inactive | Withdrawn | 2012-12-06 | Withdrawn (No Agrmt) | No |  |  | Photovoltaic(1.5) | 1.5 | San Bernardino | CA | 2012-11-05 |  | Topoc 16kV | TOPOC 16KV | Parker 161/66 | Rurals Region | Topoc | Parker 161/66 System | Landing 66/16 (D)
GFID5935 | 2012-04-24 | 2012-04-24 | 2012-05-23 | Rule 21 | Rule 21 Export | Fast Track | Inactive | Withdrawn | 2012-12-06 | Withdrawn (No Agrmt) | No |  |  | Photovoltaic(1.5) | 1.5 | San Bernardino | CA | 2012-11-05 | 2012-11-05 | Topoc 16kV | TOPOC 16KV | Parker 161/66 | Rurals Region | Topoc | Parker 161/66 System | Landing 66/16 (D)
GFID4215 |  | 2012-04-24 |  | Rule 21 | Rule 21 Export | Fast Track | Inactive | Withdrawn | 2013-03-12 | Withdrawn (No Agrmt) | No |  |  | Hydroelectric(1.677) | 1.677 | Los Angeles | CA | 2013-01-01 | 2013-01-01 | TRESTLE 12KV | Trestle 12kV | Walnut 220/66 | Metro East Region | Trestle | Walnut 220/66 System | Railroad 66/12 (D)
GFID5936 | 2012-04-26 | 2012-04-26 | 2012-05-22 | Rule 21 | Rule 21 Export | Fast Track | Inactive | Withdrawn | 2012-06-12 | Withdrawn (No Agrmt) | No |  |  | Photovoltaic(1.5) | 1.5 | Los Angeles | CA | 2014-01-01 | 2014-01-01 | Fairmont 12 KV out of Del Sur Sub | FAIRMONT 12KV | Antelope 220/66 | North Coast Region | Fairmont | Antelope 220/66 System | Del Sur 66/12 (D)
GFID5937 | 2012-04-26 | 2012-04-26 | 2012-05-22 | Rule 21 | Rule 21 Export | Fast Track | Inactive | Withdrawn | 2012-06-12 | Withdrawn (No Agrmt) | No |  |  |  | 1.5 | Los Angeles | CA | 2014-01-01 | 2014-01-01 | Fairmont 12 KV out of Del Sur Sub | FAIRMONT 12KV | Antelope 220/66 | North Coast Region | Fairmont | Antelope 220/66 System | Del Sur 66/12 (D)
GFID5939 | 2012-05-14 | 2012-04-27 | 2012-06-25 | Rule 21 | Rule 21 Export | Fast Track | Inactive | Withdrawn | 2012-10-05 | Withdrawn (No Agrmt) | No |  |  | Photovoltaic(1.5) | 1.5 | Kern | CA | 2012-12-15 | 2012-12-15 | Bowman 12kV | BOWMAN 12KV | Kramer 220/115 | Rurals Region | Bowman | Kramer 220/115 System | Downs 115/12 (D)
GFID5941 | 2012-05-07 | 2012-05-07 | 2012-06-01 | Rule 21 | Rule 21 Export | Fast Track | Inactive | Withdrawn | 2012-11-01 | Withdrawn (No Agrmt) | No |  |  | Photovoltaic(1.5) | 1.5 | San Bernardino | CA | 2013-10-01 | 2013-10-01 | Phelan CA 92329 | DICE 33KV | Victor 220/115 | Rurals Region | Dice | Victor 220/115 System | Phelan 115/33 (D)
GFID5942 | 2012-05-07 | 2012-05-07 | 2012-06-01 | Rule 21 | Rule 21 Export | Detailed Study | Inactive | Withdrawn | 2012-10-16 | Withdrawn (No Agrmt) | No |  |  | Photovoltaic(1.5) | 1.5 | San Bernardino | CA | 2013-10-01 | 2013-10-01 | Twentynine Palms CA 92277 | LARREA 12KV | Devers 220/115 | Desert Region | Larrea | Devers 220/115 System | Carodean 115/12 (D)
GFID5940 | 2012-05-07 | 2012-05-07 | 2012-06-01 | Rule 21 | Rule 21 Export | Fast Track | Inactive | Withdrawn | 2012-11-01 | Withdrawn (No Agrmt) | No |  |  |  | 1.5 | San Bernardino | CA | 2013-10-01 | 2013-10-01 | Phelan, CA 92329 | DICE 33KV | Victor 220/115 | Rurals Region | Dice | Victor 220/115 System | Phelan 115/33 (D)
GFID5943 | 2012-05-10 | 2012-05-10 | 2012-06-04 | Rule 21 | Rule 21 Export | Fast Track | Inactive | Withdrawn | 2012-07-06 | Withdrawn (No Agrmt) | No |  |  | Photovoltaic(1.5) | 1.5 | Riverside | CA | 2014-03-31 | 2014-03-31 | Chawa 12kV | CHAWA 12KV | Valley 500/115 | San Jacinto Valley Region | Chawa | Valley 'D' 500/115 System | Pechanga 115/12 (D)
GFID5944 | 2012-05-10 | 2012-05-10 | 2012-06-04 | Rule 21 | Rule 21 Export | Fast Track | Inactive | Withdrawn | 2012-07-06 | Withdrawn (No Agrmt) | No |  |  | Photovoltaic(1.5) | 1.5 | Tulare | CA | 2014-03-31 | 2014-03-31 | Ave 80 & Rd. 240 Terra Bella CA | GOPHER 12KV | Vestal 220kV bus | San Joaquin Region | Gopher | Vestal 220/66 System | Wheatland 66/12 (D)
GFID5945 | 2012-05-10 | 2012-05-10 | 2012-06-04 | Rule 21 | Rule 21 Export | Fast Track | Inactive | Withdrawn | 2012-07-06 | Withdrawn (No Agrmt) | No |  |  | Photovoltaic(1.5) | 1.5 | Tulare | CA | 2014-03-31 | 2014-03-31 | Ave 80 & Rd. 240 Terra Bella CA | DUCOR 12KV | Vestal 220kV bus | San Joaquin Region | Ducor | Vestal 220/66 System | Terra Bella 66/12 (D)
GFID5969 | 2012-06-13 | 2012-06-13 | 2012-06-20 | Rule 21 | Rule 21 Export | Fast Track | Inactive | Withdrawn | 2012-10-05 | Withdrawn (No Agrmt) | No |  |  | Photovoltaic(1.5) | 1.5 | San Bernardino | CA | 2014-01-01 |  | Dairy 12kV | DAIRY 12KV | Kramer 220/115 | Rurals Region | Dairy | Kramer 220/115 System | Hinkley 33/12 (D)
GFID5970 | 2012-06-13 | 2012-06-13 | 2012-06-26 | Rule 21 | Rule 21 Export | Fast Track | Inactive | Withdrawn | 2012-10-05 | Withdrawn (No Agrmt) | No |  |  | Photovoltaic(1.5) | 1.5 | San Bernardino | CA | 2014-01-01 |  | Aqueduct: TUNNEL 12 kV line | TUNNEL 12KV | Victor 220/115 | Rurals Region | Tunnel | Victor 220/115 System | Aqueduct 115/12 (D)
GFID5971 | 2012-06-13 | 2012-06-13 | 2012-06-26 | Rule 21 | Rule 21 Export | Fast Track | Inactive | Withdrawn | 2012-10-05 | Withdrawn (No Agrmt) | No |  |  | Photovoltaic(1.5) | 1.5 | San Bernardino | CA | 2014-01-01 |  | Aqueduct: TUNNEL 12 kV line | TUNNEL 12KV | Victor 220/115 | Rurals Region | Tunnel | Victor 220/115 System | Aqueduct 115/12 (D)
GFID5946BCT | 2012-05-11 | 2012-05-11 | 2012-05-24 | Rule 21 | Rule 21 Export | Detailed Study | Active - Post IA | In-Service (Conditional PTO) |  | Executed - In Effect | Yes | 2012-11-15 |  | Photovoltaic(1.2) | 1.2 | San Bernardino | CA |  | 2012-05-24 | SHASTA 12 kV line | Shasta 12kV % Tennessee 66/12kV | San Bernardino 220/66 System | Desert Region | Shasta | San Bernardino 220/66 System | Tennessee 66/12 (D)
GFID5947 | 2012-05-14 | 2012-05-14 | 2012-05-21 | Rule 21 | Rule 21 Export | Fast Track | Inactive | Withdrawn | 2012-12-21 | Withdrawn (No Agrmt) | No |  |  | Photovoltaic(1.5) | 1.5 | San Bernardino | CA | 2014-01-01 | 2014-01-01 | Baker CA | Inn 12kV | Eldorado 220/115 | Rurals Region | Inn | Kramer 220/115 System | Baker 115/12 (D)
GFID5948 | 2012-05-17 | 2012-05-17 | 2012-06-19 | Rule 21 | Rule 21 Export | Fast Track | Inactive | Withdrawn | 2013-01-11 | Withdrawn (No Agrmt) | No |  |  | Photovoltaic(1.5) | 1.5 | San Bernardino | CA |  |  | Kaiser 12kV | KAISER 12KV | Etiwanda 220/66 | Desert Region | Kaiser | Etiwanda 220/66 System | Declez 66/12 (D)
GFID5949 | 2012-05-17 | 2012-05-17 | 2012-06-13 | Rule 21 | Rule 21 Export | Fast Track | Inactive | Withdrawn | 2012-12-11 | Withdrawn (No Agrmt) | No |  |  | Photovoltaic(0.5) | 0.5 | San Bernardino | CA |  |  | Graf 12kV | GRAF 12KV | Etiwanda 220/66 | Desert Region | Graf | Etiwanda 220/66 System | Wimbledon 66/12 (D)
GFID5950 | 2012-05-17 | 2012-05-17 | 2012-06-01 | Rule 21 | Rule 21 Export | Fast Track | Inactive | Withdrawn | 2012-10-05 | Withdrawn (No Agrmt) | No |  |  | Photovoltaic(1.5) | 1.5 | San Bernardino | CA | 2014-01-01 | 2014-01-01 | Phelan CA | DICE 33KV | Victor 220/115 | Rurals Region | Dice | Victor 220/115 System | Phelan 115/33 (D)
GFID5951 | 2012-05-17 | 2012-05-17 | 2012-06-01 | Rule 21 | Rule 21 Export | Fast Track | Inactive | Withdrawn | 2012-10-05 | Withdrawn (No Agrmt) | No |  |  | Photovoltaic(1.5) | 1.5 | San Bernardino | CA | 2014-01-01 | 2014-01-01 | Phelan CA | DICE 33KV | Victor 220/115 | Rurals Region | Dice | Victor 220/115 System | Phelan 115/33 (D)
GFID5952 | 2012-05-17 | 2012-05-17 | 2012-06-01 | Rule 21 | Rule 21 Export | Fast Track | Inactive | Withdrawn | 2012-10-05 | Withdrawn (No Agrmt) | No |  |  | Photovoltaic(1.5) | 1.5 | San Bernardino | CA | 2014-01-01 | 2014-01-01 | Phelan CA | DICE 33KV | Victor 220/115 | Rurals Region | Dice | Victor 220/115 System | Phelan 115/33 (D)
GFID5953 | 2012-05-17 | 2012-05-17 | 2012-06-01 | Rule 21 | Rule 21 Export | Fast Track | Inactive | Withdrawn | 2012-10-05 | Withdrawn (No Agrmt) | No |  |  | Photovoltaic(1.5) | 1.5 | San Bernardino | CA | 2014-01-01 | 2014-01-01 | Phelan CA | DICE 33KV | Victor 220/115 | Rurals Region | Dice | Victor 220/115 System | Phelan 115/33 (D)
GFID5954 | 2012-05-17 | 2012-05-17 | 2012-06-01 | Rule 21 | Rule 21 Export | Fast Track | Inactive | Withdrawn | 2012-10-05 | Withdrawn (No Agrmt) | No |  |  | Photovoltaic(1.5) | 1.5 | San Bernardino | AZ | 2014-01-01 | 2014-01-01 | Phelan CA | DICE 33KV | Victor 220/115 | Rurals Region | Dice | Victor 220/115 System | Phelan 115/33 (D)
GFID5955 | 2012-05-17 | 2012-05-17 | 2012-06-21 | Rule 21 | Rule 21 Export | Fast Track | Inactive | Withdrawn | 2012-09-14 | Withdrawn (No Agrmt) | No |  |  | Photovoltaic(1.5) | 1.5 | Los Angeles | CA | 2013-07-01 | 2013-07-01 | West of 170th St. South of West Ave B APNS: 3257-010-043 & 3257-010-044 Fairmont CA | DUNTLEY 12KV | Bailey 220/66 | North Coast Region | Duntley | Antelope 220/66 System | Neenach 66/12 (D)
GFID5956 | 2012-05-17 | 2012-05-17 | 2012-06-21 | Rule 21 | Rule 21 Export | Fast Track | Inactive | Withdrawn | 2012-09-14 | Withdrawn (No Agrmt) | No |  |  | Photovoltaic(1.5) | 1.5 | Los Angeles | CA | 2013-07-01 | 2013-07-01 | West of 170th St. South of West Ave B APNS: 3257-010-043 & 3257-010-044 Fairmont CA | DUNTLEY 12KV | Bailey 220/66 | North Coast Region | Duntley | Antelope 220/66 System | Neenach 66/12 (D)
GFID5957 | 2012-05-17 | 2012-05-17 | 2012-06-21 | Rule 21 | Rule 21 Export | Fast Track | Inactive | Withdrawn | 2012-09-14 | Withdrawn (No Agrmt) | No |  |  | Photovoltaic(1.5) | 1.5 | Los Angeles | CA | 2013-07-01 | 2013-07-01 | West of 170th St. South of West Ave B APNS: 3257-010-043 & 3257-010-044 Fairmont CA | DUNTLEY 12KV | Bailey 220/66 | North Coast Region | Duntley | Antelope 220/66 System | Neenach 66/12 (D)
GFID5958 | 2012-05-17 | 2012-05-17 | 2012-06-21 | Rule 21 | Rule 21 Export | Fast Track | Inactive | Withdrawn | 2012-09-14 | Withdrawn (No Agrmt) | No |  |  | Photovoltaic(1.5) | 1.5 | Los Angeles | CA | 2013-07-01 | 2013-07-01 | West of 170th St. South of West Ave B APNS: 3257-010-043 & 3257-010-044 Fairmont CA | DUNTLEY 12KV | Bailey 220/66 | North Coast Region | Duntley | Antelope 220/66 System | Neenach 66/12 (D)
GFID5959 | 2012-05-17 | 2012-05-17 | 2012-06-21 | Rule 21 | Rule 21 Export | Fast Track | Inactive | Withdrawn | 2012-09-14 | Withdrawn (No Agrmt) | No |  |  | Photovoltaic(1.5) | 1.5 | Los Angeles | CA |  |  | West of 170th St. South of West Ave B APNS: 3257-010-043 & 3257-010-044 Fairmont CA | DUNTLEY 12KV | Bailey 220/66 | North Coast Region | Duntley | Antelope 220/66 System | Neenach 66/12 (D)
GFID5960 | 2012-05-17 | 2012-05-17 | 2012-06-21 | Rule 21 | Rule 21 Export | Fast Track | Inactive | Withdrawn | 2012-09-14 | Withdrawn (No Agrmt) | No |  |  | Photovoltaic(1.5) | 1.5 | Los Angeles | CA | 2013-07-01 | 2013-07-01 | West of 170th St. South of West Ave B APNS: 3257-010-043 & 3257-010-044 Fairmont CA | BLEDSOE 12KV | Bailey 220/66 | North Coast Region | Bledsoe | Antelope 220/66 System | Neenach 66/12 (D)
GFID5961 | 2012-05-17 | 2012-05-17 | 2012-06-25 | Rule 21 | Rule 21 Export | Fast Track | Inactive | Withdrawn | 2012-09-14 | Withdrawn (No Agrmt) | No |  |  | Photovoltaic(1.5) | 1.5 | Los Angeles | CA | 2013-07-01 | 2013-07-01 | West of 170th St. South of West Ave B APNS: 3257-010-043 & 3257-010-044 Fairmont CA | WILLOW SPRINGS 12KV | Antelope 220/66 | North Coast Region | Willow Springs | Antelope 220/66 System | Rosamond 66/12 (D)
GFID5962 | 2012-05-17 | 2012-05-17 | 2012-06-25 | Rule 21 | Rule 21 Export | Fast Track | Inactive | Withdrawn | 2012-09-14 | Withdrawn (No Agrmt) | No |  |  | Photovoltaic(1.5) | 1.5 | Sacramento | CA | 2013-07-01 | 2013-07-01 | East of 170th St. North of Holiday St. APN: 261-21-26-00 Rosemont Ca | WILLOW SPRINGS 12KV | Antelope 220/66 | North Coast Region | Willow Springs | Antelope 220/66 System | Rosamond 66/12 (D)
GFID5963 | 2012-05-17 | 2012-05-17 | 2012-06-25 | Rule 21 | Rule 21 Export | Fast Track | Inactive | Withdrawn | 2012-09-14 | Withdrawn (No Agrmt) | No |  |  | Photovoltaic(1.5) | 1.5 | San Bernardino | CA | 2013-07-01 | 2013-07-01 | East of 170th St. North of Holiday St. APN: 261-12-27-00 Rosemont Ca | WILLOW SPRINGS 12KV | Antelope 220/66 | North Coast Region | Willow Springs | Antelope 220/66 System | Rosamond 66/12 (D)
GFID2868 | 2012-05-31 | 2012-05-31 | 2012-09-28 | Rule 21 | Rule 21 Export | Detailed Study | Inactive | IA Terminated |  | Terminated | Yes | 2016-02-26 | 2016-04-22 | Fuel Cell(1) | 1 | Tulare | CA |  | 2015-12-01 | MANZANILLO 12KV | MANZANILLO 12KV | Rector 220/66 | San Joaquin Region | Manzanillo | Rector 220/66 System | Goshen 66/12 (D)
GFID5965BCT |  | 2012-06-05 |  | Rule 21 | Rule 21 Export | Fast Track | Inactive | Withdrawn | 2012-07-02 | Withdrawn (No Agrmt) | No |  |  | Photovoltaic(0.167) | 0 | Los Angeles | CA |  | 2010-11-15 | Invention 12kV |  | Antelope 220/66 | North Coast Region | Invention | Antelope 220/66 System | Quartz Hill 66/12 (D)
GFID5966 | 2012-06-13 | 2012-06-13 | 2012-07-06 | Rule 21 | Rule 21 Export | Fast Track | Inactive | Withdrawn | 2012-10-05 | Withdrawn (No Agrmt) | No |  |  | Photovoltaic(1) | 1 | San Bernardino | CA | 2014-01-01 |  | Hesperia: SEAFORTH 12 kV line | SEAFORTH 12KV | Victor 220/115 | Rurals Region | Seaforth | Victor 220/115 System | Hesperia 115/12 (D)
GFID5967 | 2012-06-13 | 2012-06-13 | 2012-07-10 | Rule 21 | Rule 21 Export | Fast Track | Inactive | Withdrawn | 2012-10-05 | Withdrawn (No Agrmt) | No |  |  | Photovoltaic(1.5) | 1.5 | San Bernardino | CA | 2014-01-14 |  | Montara 33kV | MONTARA 33KV | Kramer 220/115 | Rurals Region | Montara | Kramer 220/115 System | Barstow 33/33 (D)
GFID5968 | 2012-06-13 | 2012-06-13 | 2012-06-20 | Rule 21 | Rule 21 Export | Fast Track | Inactive | Withdrawn | 2012-10-05 | Withdrawn (No Agrmt) | No |  |  | Photovoltaic(1.5) | 1.5 | San Bernardino | CA | 2014-01-01 |  | Dairy 12kV | DAIRY 12KV | Kramer 220/115 | Rurals Region | Dairy | Kramer 220/115 System | Hinkley 33/12 (D)
GFID5972 | 2012-06-13 | 2012-06-13 | 2012-06-26 | Rule 21 | Rule 21 Export | Fast Track | Inactive | Withdrawn | 2012-12-03 | Withdrawn (No Agrmt) | No |  |  | Photovoltaic(1.5) | 1.5 | San Bernardino | CA | 2014-01-01 |  | Calcadia P.T.: CALCADIA 12 kV line | Nipton 33kV | Eldorado 220/115 | Rurals Region | Nipton | Kramer 220/115 System | Mountain Pass A 115/33 (D)
GFID5973 | 2012-06-13 | 2012-06-13 | 2012-06-26 | Rule 21 | Rule 21 Export | Fast Track | Inactive | Withdrawn | 2012-12-03 | Withdrawn (No Agrmt) | No |  |  | Photovoltaic(1.5) | 1.5 | San Bernardino | CA | 2014-01-01 |  | Calcadia P.T.: CALCADIA 12 kV line | Nipton 33kV | Eldorado 220/115 | Rurals Region | Nipton | Kramer 220/115 System | Mountain Pass A 115/33 (D)
GFID5974 | 2012-06-13 | 2012-06-13 | 2012-06-26 | Rule 21 | Rule 21 Export | Fast Track | Inactive | Withdrawn | 2012-12-04 | Withdrawn (No Agrmt) | No |  |  | Photovoltaic(1.5) | 1.5 | San Bernardino | CA | 2014-01-01 |  | Calcadia P.T.: CALCADIA 12 kV line | Nipton 33kV | Eldorado 220/115 | Rurals Region | Nipton | Kramer 220/115 System | Mountain Pass A 115/33 (D)
GFID5975 | 2012-08-30 | 2012-06-18 | 2012-08-30 | Rule 21 | Rule 21 Export | Detailed Study | Inactive | Withdrawn | 2014-02-18 | Withdrawn (No Agrmt) | No |  |  | Photovoltaic(1.333) | 1.333 | Kings | CA | 2012-12-31 | 2012-12-31 | LEMOORE 12KV | Lemoore 12kV | Rector 220/66 | San Joaquin Region | Lemoore | Rector 220/66 System | Hanford 66/12 (D)
GFID8081 | 2013-08-01 | 2013-08-01 | 2013-08-01 | Rule 21 | Rule 21 Export | Fast Track | Inactive | Withdrawn | 2014-05-02 | Withdrawn (No Agrmt) | No |  |  | Photovoltaic(0.2) | 0.2 | Riverside | CA | 2014-10-15 | 2014-10-15 | Maraschino: DUKE 12 kV line | DUKE 12KV | El Casco 220/115 | Desert Region | Duke | El Casco 220/115 System | Maraschino 115/12 (D)
GFID8082 | 2013-08-02 | 2013-08-02 | 2013-08-20 | Rule 21 | Rule 21 Export | Fast Track | Inactive | Withdrawn | 2013-11-07 | Withdrawn (No Agrmt) | No |  |  | Photovoltaic(1.5) | 1.5 | Los Angeles | CA | 2015-10-30 | 2015-10-30 | REDMAN: ROOSEVELT 12 kV Line | HOVEY 12KV | Antelope 220/66 | North Coast Region | Hovey | Antelope 220/66 System | Redman 66/12 (D)
GFID8083BCT | 2013-11-21 | 2013-08-08 | 2013-11-25 | Rule 21 | Rule 21 Export | Fast Track | Active - Post IA | In-Service |  | Executed - In Effect | Yes | 2014-04-25 |  | Photovoltaic(0.762) | 0.762 | Riverside | CA | 2013-12-27 | 2013-12-27 | Pole, 12kV line | FLABOB 12KV | Vista 220/115 | Desert Region | Blackhills | Vista A 220/66 System | Glen Avon 66/12 (D)
GFID8084BCT | 2013-09-24 | 2013-08-08 | 2013-09-24 | Rule 21 | Rule 21 Export | Fast Track | Inactive | Withdrawn | 2013-12-04 | Withdrawn (No Agrmt) | No |  |  | Photovoltaic(0.63) | 0.63 | Tulare | CA | 2014-01-06 | 2014-01-06 | Campbell 12kV out of Porterville Substation | CAMPBELL 12KV | Springville 220/66 | San Joaquin Region | Campbell | Springville 220/66 System | Porterville 66/12 (D)
GFID8086 | 2013-08-08 | 2013-08-08 | 2013-08-21 | Rule 21 | Rule 21 Export | Fast Track | Inactive | Withdrawn | 2014-05-12 | Withdrawn (No Agrmt) | No |  |  | Photovoltaic(0.666) | 0.666 | San Bernardino | CA | 2014-10-08 | 2014-10-08 | Hydrant 12kV | HYDRANT 12KV | Chino 220/66 | Metro East Region | Hydrant | Chino 220/66 System | Firehouse 66/12 (D)
GFID8087 | 2013-08-08 | 2013-08-08 | 2013-08-21 | Rule 21 | Rule 21 Export | Fast Track | Inactive | Withdrawn | 2014-05-12 | Withdrawn (No Agrmt) | No |  |  | Photovoltaic(0.833) | 0.833 | Los Angeles | CA | 2014-10-08 | 2014-10-08 | SCE 480v distribution transformer on existing local 12kv circuit | TORSON 16KV | Lighthipe 220/66 | Metro West Region | Torson | Lighthipe 220/66 System | Carson 66/16 (D)
GFID5976 |  | 2012-08-06 |  | Rule 21 | Rule 21 Export | Fast Track | Inactive | Withdrawn | 2012-08-16 | Withdrawn (No Agrmt) | No |  |  | Photovoltaic(0.15) | 0.15 | Tulare | CA |  |  | Whey 12kV | Whey 12kV | Rector 220/66 | San Joaquin Region | Whey | Rector 220/66 System | Tulare 66/12 (D)
GFID5978 | 2012-08-23 | 2012-08-23 | 2012-09-11 | Rule 21 | Rule 21 Export | Fast Track | Inactive | Withdrawn | 2012-10-04 | Withdrawn (No Agrmt) | No |  |  | Photovoltaic(1.5) | 1.5 | San Bernardino | CA | 2014-06-01 | 2014-06-01 | TONTO 12KV | TONTO 12KV | Victor 220/115 | Rurals Region | Tonto | Victor 220/115 System | Apple Valley 115/12 (D)
GFID5979 | 2012-08-23 | 2012-08-23 | 2012-09-11 | Rule 21 | Rule 21 Export | Fast Track | Inactive | Withdrawn | 2012-10-11 | Withdrawn (No Agrmt) | No |  |  | Photovoltaic(1.5) | 1.5 | Los Angeles | CA | 2014-06-01 | 2014-06-01 | Wyoming 12kV | WOOKIE 12KV | Antelope 220/66 | North Coast Region | Wookie | Antelope 220/66 System | Shuttle 66/12 (D)
GFID5980 | 2012-08-23 | 2012-08-23 | 2012-09-11 | Rule 21 | Rule 21 Export | Fast Track | Inactive | Withdrawn | 2012-10-04 | Withdrawn (No Agrmt) | No |  |  | Photovoltaic(1) | 1 | Los Angeles | CA | 2014-06-01 | 2014-06-01 | STEALTH 12KV | STEALTH 12KV | Antelope 220/66 | North Coast Region | Stealth | Antelope 220/66 System | Oasis 66/12 (D)
GFID5981 | 2012-08-23 | 2012-08-23 | 2012-09-11 | Rule 21 | Rule 21 Export | Fast Track | Inactive | Withdrawn | 2012-10-04 | Withdrawn (No Agrmt) | No |  |  | Photovoltaic(1) | 1 | Los Angeles | CA | 2014-06-01 | 2014-06-01 | STEALTH 12KV | STEALTH 12KV | Antelope 220/66 | North Coast Region | Stealth | Antelope 220/66 System | Oasis 66/12 (D)
GFID5982 | 2012-08-23 | 2012-08-23 | 2012-09-11 | Rule 21 | Rule 21 Export | Fast Track | Inactive | Withdrawn | 2012-10-04 | Withdrawn (No Agrmt) | No |  |  | Photovoltaic(1) | 1 | Los Angeles | CA | 2014-06-01 | 2014-06-01 | HANGER 12KV | HANGER 12KV | Antelope 220/66 | North Coast Region | Hanger | Antelope 220/66 System | Oasis 66/12 (D)
GFID5983 | 2012-08-30 | 2012-08-30 | 2012-09-17 | Rule 21 | Rule 21 Export | Fast Track | Inactive | Withdrawn | 2012-10-04 | Withdrawn (No Agrmt) | No |  |  | Photovoltaic(1.5) | 1.5 | Los Angeles | CA | 2014-06-01 | 2014-06-01 | East Ave M & 20th Street East, Palmdale, CA, 93535 | ASSEMBLY 12KV | Antelope 220/66 | North Coast Region | Assembly | Antelope 220/66 System | Oasis 66/12 (D)
GFID5984 | 2013-01-10 | 2013-01-10 | 2013-01-25 | Rule 21 | Rule 21 Export | Fast Track | Active - Post IA | In-Service |  | Executed - In Effect | Yes | 2013-09-17 |  | Hydroelectric(0.25) | 0.25 | Santa Barbara | CA | 2012-12-31 | 2012-12-31 | Vegas: Tecolote 16 kV Line | TRUMP 16KV | Goleta 220/66 | North Coast Region | Trump | Goleta 220/66 System | Goleta 66/16 (D)
GFID4216 | 2012-09-13 | 2012-09-13 | 2013-02-25 | Rule 21 | Rule 21 Export | Fast Track | Active - Post IA | In-Service |  | Executed - In Effect | Yes | 2014-02-11 |  | Hydroelectric(0.82) | 0.82 | Ventura | CA | 2013-07-30 | 2013-07-30 | HURST 16KV | HURST 16KV | Goleta 220/66 | North Coast Region | Hurst | Goleta 220/66 System | San Marcos 66/16 (D)
GFID4217 | 2012-09-15 | 2011-08-15 |  | Rule 21 | Rule 21 Export | Fast Track | Active - Post IA | In-Service |  | Executed - In Effect | Yes | 2012-09-27 |  | Hydroelectric(0.55) | 0.55 | Ventura | CA | 2012-10-01 | 2012-10-01 | Brennan 16 kV | Brennan 16 kV o/o Moorpark 66/16 kV | Moorpark 220/66 kV | North Coast Region | Brennan | Moorpark 220/66 System | Moorpark 66/16 (D)
GFID5985 | 2012-09-27 | 2012-09-27 | 2012-10-15 | Rule 21 | Rule 21 Export | Fast Track | Inactive | Withdrawn | 2012-11-14 | Withdrawn (No Agrmt) | No |  |  | Photovoltaic(1.26) | 1.26 | Los Angeles | CA | 2013-11-15 | 2013-11-15 | ROSAMOND: GRUBSTAKE 12 Kv Line | GRUBSTAKE 12KV | Antelope 220/66 | North Coast Region | Grubstake | Antelope 220/66 System | Rosamond 66/12 (D)
GFID5986BCT | 2013-03-05 | 2012-10-31 | 2013-01-21 | Rule 21 | Rule 21 Export | Detailed Study | Active - Post IA | In-Service |  | Executed - In Effect | Yes | 2015-05-15 |  | Photovoltaic(4.4) | 4.4 | Riverside | CA |  | 2016-01-15 | TACKLE 12KV | TACKLE 12KV | Valley 500/115 | San Jacinto Valley Region | Tackle | Valley 'D' 500/115 System | Stadler 115/12 (D)
GFID5987 | 2012-11-13 | 2012-11-13 | 2013-01-25 | Rule 21 | Rule 21 Export | Fast Track | Inactive | Withdrawn | 2013-10-22 | Withdrawn (No Agrmt) | No |  |  | Photovoltaic(0.64) | 0.64 | Riverside | CA |  |  | BAYLINER 12KV | Bayliner 12kV | Valley 500/115 | San Jacinto Valley Region | Bayliner | Valley 'D' 500/115 System | Canyon Lake 33/12 (D)
GFID5988 | 2012-11-16 | 2012-11-16 | 2013-01-07 | Rule 21 | Rule 21 Export | Fast Track | Inactive | Withdrawn | 2013-08-14 | Withdrawn (No Agrmt) | No |  |  | Photovoltaic(0.235) | 0.235 | Los Angeles | CA | 2013-02-28 | 2013-02-28 | GREGG 16KV | Gregg 16kV | Rio Hondo 220/66 | Metro East Region | Gregg | Rio Hondo 220/66 System | Anita 66/16 (D)
GFID5989 | 2012-11-19 | 2012-11-19 | 2012-12-20 | Rule 21 | Rule 21 Export | Fast Track | Inactive | Withdrawn | 2013-01-18 | Withdrawn (No Agrmt) | No |  |  | Photovoltaic(3) | 3 | San Bernardino | CA | 2014-04-21 | 2014-04-21 | Sub:8260, Circuit:09469, GPS:34.529915, -117.289368 | KASOTA 12KV | Victor 220/115 | Rurals Region | Kasota | Victor 220/115 System | Victorville 33/12 (D)
GFID5990 |  | 2012-11-27 |  | Rule 21 | Rule 21 Export | Fast Track | Inactive | Withdrawn | 2013-01-29 | Withdrawn (No Agrmt) | No |  |  | Photovoltaic(1.053) | 1.053 | San Bernardino | CA | 2013-07-02 | 2013-07-02 | Turntable 12kV | TURNTABLE 12KV | Vista 220/66 | Desert Region | Turntable | Vista A 220/66 System | Bloomington 66/12 (D)
GFID5991 |  | 2012-11-27 |  | Rule 21 | Rule 21 Export | Fast Track | Inactive | Withdrawn | 2013-01-07 | Withdrawn (No Agrmt) | No |  |  | Photovoltaic(0.333) | 0.315 | Ventura | CA | 2013-07-02 | 2013-07-02 | 1950 Williams Dr., Oxnard, CA, 93036 | Santa Clara 66kV | Santa Clara 220/66
GFID5992 | 2012-11-27 | 2012-11-27 | 2013-01-18 | Rule 21 | Rule 21 Export | Fast Track | Inactive | Withdrawn | 2013-04-17 | Withdrawn (No Agrmt) | No |  |  | Photovoltaic(1.53) | 1.5305 | Los Angeles | CA | 2013-07-02 | 2013-07-02 | Wilmington 12kV | WILMINGTON 12KV | Lighthipe 220/66 | Metro West Region | Wilmington | Lighthipe 220/66 System | Alon 66/12 (D)
GFID5993 |  | 2012-11-27 |  | Rule 21 | Rule 21 Export | Fast Track | Inactive | Withdrawn | 2013-01-29 | Withdrawn (No Agrmt) | No |  |  | Photovoltaic(1) | 1 | San Bernardino | CA | 2013-07-02 | 2013-07-02 | Hallmark 12kV | HALLMARK 12KV | Vista 220/115 | Desert Region | Hallmark | Vista 220/115 System | Shandin 115/12 (D)
GFID5994 |  | 2012-11-27 |  | Rule 21 | Rule 21 Export | Fast Track | Inactive | Withdrawn | 2013-01-29 | Withdrawn (No Agrmt) | No |  |  | Photovoltaic(1.5) | 1.5 | Los Angeles | CA | 2013-07-02 | 2013-07-02 | Titus 12kV | TITUS 12KV | Chino 220/66 | Metro East Region | Titus | Chino 220/66 System | Peyton 66/12 (D)
GFID5995 | 2013-01-22 | 2012-11-27 | 2013-01-22 | Rule 21 | Rule 21 Export | Fast Track | Inactive | IA Terminated |  | Terminated | Yes | 2013-09-23 | 2014-03-14 | Photovoltaic(0.57) | 0.57 | Orange | CA | 2013-07-02 | 2013-07-02 | EAGLE 12KV | EAGLE 12KV | Ellis 220/66 | Orange Region | Eagle | Ellis 'C' 220/66 System | Talbert 66/12 (D)
GFID5996 |  | 2012-11-27 |  | Rule 21 | Rule 21 Export | Fast Track | Inactive | Withdrawn | 2013-01-07 | Withdrawn (No Agrmt) | No |  |  | Photovoltaic(1) | 1 | Ventura | CA | 2013-07-02 | 2013-07-02 | 3233 Mission Oaks Blvd., Camarillo, CA, 93012 | Santa Clara 220kV | Santa Clara 220/66
GFID5997 |  | 2012-11-27 |  | Rule 21 | Rule 21 Export | Fast Track | Inactive | Withdrawn | 2013-01-29 | Withdrawn (No Agrmt) | No |  |  | Photovoltaic(1) | 1 | Los Angeles | CA | 2013-07-02 | 2013-07-02 | Rhine 12kV | Rhine 12kV | Rio Hondo 220/66 | Metro East Region | Rhine | Rio Hondo 220/66 System | Rio Hondo 66/12 (D)
GFID5998 | 2013-01-25 | 2012-11-27 | 2013-01-25 | Rule 21 | Rule 21 Export | Fast Track | Inactive | Withdrawn | 2013-09-13 | Withdrawn (No Agrmt) | No |  |  | Photovoltaic(0.5) | 0.5 | Los Angeles | CA | 2013-07-02 | 2013-07-02 | LAGER 12KV | Lager 12kV | Rio Hondo 220/66 | Metro East Region | Lager | Rio Hondo 220/66 System | Dalton 66/12 (D)
GFID5999 | 2013-01-22 | 2012-11-27 | 2013-01-22 | Rule 21 | Rule 21 Export | Fast Track | Inactive | IA Terminated |  | Terminated | Yes | 2013-09-23 | 2014-03-14 | Photovoltaic(0.911) | 0.911 | Orange | CA | 2013-07-02 | 2013-07-02 | SKIFF 12KV | SKIFF 12KV | Barre 220/66 | Orange Region | Skiff | Barre 220/66 System | Bolsa 66/12 (D)
GFID8002 | 2013-01-18 | 2012-11-27 | 2013-01-18 | Rule 21 | Rule 21 Export | Fast Track | Inactive | IA Terminated |  | Terminated | Yes | 2013-09-23 | 2014-03-14 | Photovoltaic(0.694) | 0.6936 | Orange | CA | 2013-07-02 | 2013-07-02 | CHIPPEWA 12KV | CHIPPEWA 12KV | Barre 220/66 | Orange Region | Chippewa | Barre 220/66 System | Shawnee 66/12 (D)
GFID8003 |  | 2012-11-27 |  | Rule 21 | Rule 21 Export | Fast Track | Inactive | Withdrawn | 2013-01-29 | Withdrawn (No Agrmt) | No |  |  | Photovoltaic(0.75) | 0.728 | Orange | CA | 2013-07-02 | 2013-07-02 | 5901 Bolsa Rd., Huntington Beach, CA, 92647
GFID8004 |  | 2012-11-27 |  | Rule 21 | Rule 21 Export | Fast Track | Inactive | Withdrawn | 2013-01-07 | Withdrawn (No Agrmt) | No |  |  | Photovoltaic(0.666) | 0.624 | Los Angeles | CA | 2013-07-02 | 2013-07-02 | 12910 Mulberry Dr., Whittier, CA, 90670
GFID8005 |  | 2012-11-27 |  | Rule 21 | Rule 21 Export | Fast Track | Inactive | Withdrawn | 2013-01-07 | Withdrawn (No Agrmt) | No |  |  | Photovoltaic(1.083) | 1.0834 | Los Angeles | CA | 2013-07-02 | 2013-07-02 | 13827 Carmenita Rd., Santa Fe Springs, CA, 90670
GFID8006 | 2012-11-27 | 2012-11-27 | 2013-01-18 | Rule 21 | Rule 21 Export | Fast Track | Inactive | IA Terminated |  | Terminated | Yes | 2013-09-23 | 2014-03-14 | Photovoltaic(0.5) | 0.5 | Los Angeles | CA | 2013-07-02 | 2013-07-02 | STAGE 12KV | STAGE 12KV | Del Amo 220/66 | Metro West Region | Stage | Del Amo 220/66 System | Carmenita 66/12 (D)
GFID8007 | 2012-11-27 | 2012-11-27 | 2013-01-18 | Rule 21 | Rule 21 Export | Fast Track | Inactive | IA Terminated |  | Terminated | Yes | 2013-09-23 | 2014-03-14 | Photovoltaic(0.666) | 0.666 | Los Angeles | CA | 2013-07-02 | 2013-07-02 | Stage 12 kV Line | MIRA 12KV | Del Amo 220/66 | Metro West Region | Mira | Del Amo 220/66 System | Carmenita 66/12 (D)
GFID8008 |  | 2012-11-27 |  | Rule 21 | Rule 21 Export | Fast Track | Inactive | Withdrawn | 2013-01-07 | Withdrawn (No Agrmt) | No |  |  | Photovoltaic(0.5) | 0.5 | Los Angeles | CA | 2013-07-02 | 2013-07-02 | Isis 12kV | Isis 12kV | Walnut 220/66 | Metro East Region | Theseus | Walnut 220/66 System | Proctor 66/12 (D)
GFID8009 |  | 2012-11-27 |  | Rule 21 | Rule 21 Export | Fast Track | Inactive | Withdrawn | 2013-01-29 | Withdrawn (No Agrmt) | No |  |  | Photovoltaic(0.75) | 0.75 | Los Angeles | CA | 2013-07-02 | 2013-07-02 | Engine 12kV | Engine 12kV | Walnut 220/66 | Metro East Region | Engine | Walnut 220/66 System | Railroad 66/12 (D)
GFID8010 | 2013-01-18 | 2012-11-27 | 2013-01-18 | Rule 21 | Rule 21 Export | Fast Track | Inactive | IA Terminated |  | Terminated | Yes | 2013-09-23 | 2014-03-14 | Photovoltaic(1) | 1 | Los Angeles | CA | 2013-07-02 | 2013-07-02 | Shawnee: Chippewa 12 kV Line | JENKINS 16KV | Lighthipe 220/66 | Metro West Region | Jenkins | Lighthipe 220/66 System | Carson 66/16 (D)
GFID8012 | 2012-12-27 | 2012-12-27 | 2013-02-13 | Rule 21 | Rule 21 Export | Fast Track | Inactive | Withdrawn | 2013-02-13 | Withdrawn (No Agrmt) | No |  |  | Photovoltaic(1.5) | 1.5 | San Bernardino | CA | 2014-06-10 | 2014-06-10 | Cottonwood: GOBAR 33 kV line | Gobar 33kV | Victor 220kV bus | Rurals Region | Gobar | Victor 220/115 System | Cottonwood 115/33 (D)
GFID8014 | 2013-03-07 | 2013-01-04 | 2013-03-28 | Rule 21 | Rule 21 Export | Fast Track | Inactive | Withdrawn | 2013-04-22 | Withdrawn (No Agrmt) | No |  |  | Photovoltaic(1.5) | 1.5 | San Bernardino | CA | 2014-05-01 | 2014-05-01 | power pole#1694872E - 25000kV - Cascade Rd. | SUNFAIR 25KV | Devers 220/115 | Desert Region | Sunfair | Devers 220/115 System | Hi Desert 33/25 (D)
GFID8013BCT | 2013-06-10 | 2012-12-17 | 2013-06-10 | Rule 21 | Rule 21 Export | Detailed Study | Active - Post IA | In-Service |  | Executed - In Effect | Yes | 2013-12-31 |  | Photovoltaic(4.5) | 4.5 | Los Angeles | CA | 2013-12-01 | 2013-12-01 | Haskell: Nero 16 kV Line | Nero 16kV | Pardee 230 kV bus | North Coast Region | Nero | Saugus 220/66 System | Haskell 66/16 (D)
GFID8015 | 2013-04-26 | 2013-01-15 | 2013-04-30 | Rule 21 | Rule 21 Export | Fast Track | Inactive | Withdrawn | 2013-04-30 | Withdrawn (No Agrmt) | No |  |  | Photovoltaic(1.5) | 1.5 | San Bernardino | CA | 2014-03-31 | 2014-03-31 | Circuit #12325 of Substation 8268, 12kV, Ghost Town Rd. & Oasis Rd. | MULE CANYON 12KV | Kramer 220/115 | Rurals Region | Mule Canyon | Kramer 220/115 System | Yermo 33/12 (D)
GFID8016 | 2013-04-26 | 2013-01-15 | 2013-04-30 | Rule 21 | Rule 21 Export | Fast Track | Inactive | Withdrawn | 2013-04-30 | Withdrawn (No Agrmt) | No |  |  | Photovoltaic(1.5) | 1.5 | San Bernardino | CA | 2014-03-31 | 2014-03-31 | Circuit #12325 of Substation 8268, 12kV, Ghost Town Rd. & Oasis Rd. | MULE CANYON 12KV | Kramer 220/115 | Rurals Region | Mule Canyon | Kramer 220/115 System | Yermo 33/12 (D)
GFID8017 | 2013-04-26 | 2013-01-15 | 2013-04-30 | Rule 21 | Rule 21 Export | Fast Track | Inactive | Withdrawn | 2013-04-30 | Withdrawn (No Agrmt) | No |  |  | Photovoltaic(1.5) | 1.5 | San Bernardino | CA | 2014-03-31 | 2014-03-31 | Circuit #12325 of Substation 8268, 12kV, Ghost Town Rd. & Oasis Rd. | MULE CANYON 12KV | Kramer 220/115 | Rurals Region | Mule Canyon | Kramer 220/115 System | Yermo 33/12 (D)
GFID8019 | 2013-03-14 | 2013-01-24 | 2013-03-14 | Rule 21 | Rule 21 Export | Fast Track | Inactive | Withdrawn | 2013-04-17 | Withdrawn (No Agrmt) | No |  |  | Photovoltaic(0.619) | 0.619 | Riverside | CA | 2014-01-14 | 2014-01-14 | Andes 12kV | ANDES 12KV | Mira Loma 220/66 | Metro East Region | Andes | Mira Loma 220/66 System | Mira Loma 66/12 (D)
GFID8020BCT | 2012-12-18 | 2012-12-18 | 2013-02-01 | Rule 21 | Rule 21 Export | Fast Track | Inactive | Withdrawn | 2013-04-02 | Withdrawn (No Agrmt) | No |  |  | Photovoltaic(0.62) | 0.62 | Los Angeles | CA | 2013-02-01 | 2013-02-01 | Fairmont 12 kV out of Del Sur Substation | FAIRMONT 12KV | Antelope 220/66 | North Coast Region | Fairmont | Antelope 220/66 System | Del Sur 66/12 (D)
GFID8022BCT | 2013-03-28 | 2013-01-31 | 2013-03-28 | Rule 21 | Rule 21 Export | Fast Track | Inactive | IA Terminated |  | Executed - In Effect | Yes | 2013-12-20 | 2017-08-25 | Photovoltaic(1) | 1 | Tulare | CA | 2011-12-05 | 2011-12-05 | MILK 12KV | MILK 12KV | Rector 220/66 | San Joaquin Region | Milk | Rector 220/66 System | Tulare 66/12 (D)
GFID8023 | 2013-02-05 | 2013-02-05 | 2013-02-13 | Rule 21 | Rule 21 Export | Fast Track | Inactive | Withdrawn | 2013-08-12 | Withdrawn (No Agrmt) | No |  |  | Photovoltaic(0.5) | 0.5 | Los Angeles | CA | 2013-07-01 | 2013-07-01 | DAVIE 16KV | DAVIE 16KV | Laguna Bell AB 220/66 | Metro West Region | Davie | Laguna Bell AB 220/66 System | Vail 66/16 (D)
GFID8024 | 2013-02-05 | 2013-02-05 | 2013-02-13 | Rule 21 | Rule 21 Export | Fast Track | Inactive | Withdrawn | 2013-08-12 | Withdrawn (No Agrmt) | No |  |  | Photovoltaic(0.5) | 0.5 | Los Angeles | CA | 2013-07-01 | 2013-07-01 | DAVIE 16KV | DAVIE 16KV | Laguna Bell AB 220/66 | Metro West Region | Davie | Laguna Bell AB 220/66 System | Vail 66/16 (D)
GFID8025 | 2013-02-05 | 2013-02-05 | 2013-02-13 | Rule 21 | Rule 21 Export | Fast Track | Inactive | Withdrawn | 2013-08-12 | Withdrawn (No Agrmt) | No |  |  | Photovoltaic(0.25) | 0.25 | Los Angeles | CA | 2013-07-01 | 2013-07-01 | DAVIE 16KV | DAVIE 16KV | Laguna Bell AB 220/66 | Metro West Region | Davie | Laguna Bell AB 220/66 System | Vail 66/16 (D)
GFID8026 |  | 2013-02-13 |  | Rule 21 | Rule 21 Export | Fast Track | Inactive | Withdrawn | 2013-06-03 | Withdrawn (No Agrmt) | No |  |  | Photovoltaic(1.5) | 1.5 | San Bernardino | CA | 2014-01-01 | 2014-01-01 | BRAGDON 12KV | BRAGDON 12KV | Kramer 220/115 | Rurals Region | Bragdon | Kramer 220/115 System | Harvard 33/12 (D)
GFID8027BCT | 2013-04-18 | 2013-03-08 | 2013-04-24 | Rule 21 | Rule 21 Export | Detailed Study | Active - Post IA | In-Service |  | Executed - In Effect | Yes | 2013-12-20 |  | Photovoltaic(3.75) | 3.75 | Riverside | CA | 2013-01-24 | 2014-01-24 | Santa Rosa: PIPER 12 kV line | Piper 12kV out of Santa Rosa Substation |  | Desert Region | Piper | Mirage 220/115 System | Santa Rosa 115/12 (D)
GFID8028 | 2013-03-07 | 2013-03-07 | 2013-06-13 | Rule 21 | Rule 21 Export | Fast Track | Inactive | Withdrawn | 2015-01-19 | In Negotiation | No |  |  | Photovoltaic(1.34) | 1.34 | Riverside | CA |  | 2014-11-30 | BLACKFOOT 12 kV line | Blackfoot 12kV | Valley 500/115 | San Jacinto Valley Region | Blackfoot | Valley 'AB' 500/115 System | Gavilan 33/12 (D)
GFID8030 | 2013-07-17 | 2013-03-21 | 2013-07-17 | Rule 21 | Rule 21 Export | Fast Track | Inactive | Withdrawn | 2014-05-12 | Withdrawn (No Agrmt) | No |  |  | Photovoltaic(1.333) | 1.333 | San Bernardino | CA | 2014-08-10 | 2014-12-17 | Milliken: Tonic 12 kV Line | TONIC 12KV | Mira Loma 220/66 | Metro East Region | Tonic | Mira Loma 220/66 System | Milliken 66/12 (D)
GFID8031 | 2013-07-17 | 2013-03-21 | 2013-07-17 | Rule 21 | Rule 21 Export | Fast Track | Inactive | Withdrawn | 2014-05-12 | Withdrawn (No Agrmt) | No |  |  | Photovoltaic(1.5) | 1.5 | San Bernardino | CA | 2014-08-10 | 2014-08-10 | Milliken: Drambuie 12 kV Line | KESSLER 12KV | Mira Loma 220/66 | Metro East Region | Kessler | Mira Loma 220/66 System | Milliken 66/12 (D)
GFID8032 | 2013-07-15 | 2013-03-21 | 2013-07-15 | Rule 21 | Rule 21 Export | Fast Track | Inactive | Withdrawn | 2014-05-12 | Withdrawn (No Agrmt) | No |  |  | Photovoltaic(2.75) | 2.75 | San Bernardino | CA | 2014-08-10 | 2014-08-10 | Milliken: Kessler 12 kV Line | KESSLER 12KV | Mira Loma 220/66 | Metro East Region | Kessler | Mira Loma 220/66 System | Milliken 66/12 (D)
GFID8034 | 2013-03-28 | 2013-03-28 | 2013-04-29 | Rule 21 | Rule 21 Export | Fast Track | Inactive | Withdrawn | 2013-10-29 | Withdrawn (No Agrmt) | No |  |  | Photovoltaic(1.5) | 1.5 | Riverside | CA | 2014-10-31 | 2014-12-31 | BONGE 12 kV line | BONGE 12KV | Valley 500/115 | San Jacinto Valley Region | Bonge | Valley 'AB' 500/115 System | Nuevo 33/12 (D)
GFID8035 | 2013-03-26 | 2013-03-26 | 2013-08-10 | Rule 21 | Rule 21 Export | Fast Track | Inactive | Withdrawn | 2014-07-30 | Withdrawn (No Agrmt) | N/A |  |  | Photovoltaic(1.5) | 1.5 | Riverside | CA |  |  | BONGE 12 kV line | BONGE 12KV | Valley 500/115 | San Jacinto Valley Region | Bonge | Valley 'AB' 500/115 System | Nuevo 33/12 (D)
GFID8036 | 2013-06-26 | 2013-04-05 | 2013-06-26 | Rule 21 | Rule 21 Export | Detailed Study | Active - Post IA | In-Service |  | Executed - In Effect | Yes | 2014-09-04 |  | Photovoltaic(3) | 3 | Los Angeles | CA | 2015-06-01 | 2015-10-31 | TOMCAT 12KV | TOMCAT 12KV | Antelope 220/66 | North Coast Region | Tomcat | Antelope 220/66 System | Oasis 66/12 (D)
GFID8038 | 2013-06-19 | 2013-04-17 | 2013-06-20 | Rule 21 | Rule 21 Export | Fast Track | Inactive | Withdrawn | 2014-01-24 | Withdrawn (No Agrmt) | No |  |  | Photovoltaic(0.833) | 0.833 | Los Angeles | CA | 2014-06-30 | 2014-06-30 | Oboe 16KV | Oboe 16kV | Saugus 220/66 | North Coast Region | Oboe | Saugus 220/66 System | Elizabeth Lake 66/16 (D)
GFID8040 | 2013-07-11 | 2013-04-24 | 2013-07-15 | Rule 21 | Rule 21 Export | Fast Track | Inactive | Withdrawn | 2014-05-07 | Withdrawn (No Agrmt) | No |  |  | Photovoltaic(1.5) | 1.5 | Ventura | CA | 2014-09-10 | 2014-10-09 | Moorpark: Collins 16 kV Line | Collins 16kV | Moorpark 220/66 | North Coast Region | Collins | Moorpark 220/66 System | Moorpark 66/16 (D)
GFID8042 | 2013-06-14 | 2013-05-10 | 2013-06-14 | Rule 21 | Rule 21 Export | Fast Track | Inactive | Withdrawn | 2013-07-24 | Withdrawn (No Agrmt) | No |  |  | Photovoltaic(3) | 3 | San Bernardino | CA | 2015-01-31 | 2015-01-31 | Centaur 12kV | Centaur 12kV | San Bernardino 220/66 | Desert Region | Centaur | San Bernardino 220/66 System | San Bernardino 66/12 (D)
GFID8043 | 2013-06-12 | 2013-05-14 | 2013-06-18 | Rule 21 | Rule 21 Export | Fast Track | Inactive | Withdrawn | 2013-11-27 | Withdrawn (No Agrmt) | No |  |  | Photovoltaic(3) | 3 | Kern | CA | 2013-12-01 | 2013-12-01 | MONOLITH: VIENTO 12 kV Line | VIENTO 12KV | Windhub 220/66 | North Coast Region | Viento | Windhub 220/66 System | Monolith 66/12 (D)
GFID8044 | 2013-06-24 | 2013-05-15 | 2013-06-24 | Rule 21 | Rule 21 Export | Fast Track | Inactive | Withdrawn | 2013-08-01 | Withdrawn (No Agrmt) | No |  |  | Photovoltaic(3) | 3 | Riverside | CA | 2015-01-31 | 2015-01-31 | Melon 12 kV Line | MELON 12KV | Blythe (WALC) 161/33 | Rurals Region | Melon | Blythe (WALC) 161/33 System | Blythe City 33/12 (D)
GFID8045 | 2013-06-03 | 2013-05-15 | 2013-06-24 | Rule 21 | Rule 21 Export | Detailed Study | Active - Post IA | In-Service |  | Executed - In Effect | Yes | 2013-10-22 |  | Cogeneration(13.2) | 13.2 | Ventura | CA | 2013-08-24 | 2013-09-01 | Estero: Remac 16 kV Line | GreenHouse 16 kV circuit out of the Estero 66/16 kV Substation | Santa Clara 220/66 | North Coast Region | Greenhouse | Santa Clara 220/66 System | Estero 66/16 (D) |  |  | 0 | Santa Clara | 1 | Santa Clara | 230 | [11 empty] | 1 |  |  | 1
GFID8046 | 2013-06-14 | 2013-05-17 | 2013-06-14 | Rule 21 | Rule 21 Export | Fast Track | Inactive | Withdrawn | 2013-07-24 | Withdrawn (No Agrmt) | No |  |  | Photovoltaic(3) | 3 | San bernardino | CA | 2015-01-31 | 2015-01-31 | Fontana, CA | SPEEDWAY 12KV | Etiwanda 220/66 | Desert Region | Speedway | Etiwanda 220/66 System | Declez 66/12 (D)
GFID8047 | 2013-05-17 | 2013-05-17 | 2013-06-04 | Rule 21 | Rule 21 Export | Detailed Study | Inactive | Withdrawn | 2014-05-02 | Withdrawn (No Agrmt) | No |  |  | Photovoltaic(2.5) | 2.5 | Riverside | CA | 2014-04-15 | 2014-04-15 | Eagle Mountain: Desert Center 12 kV Bus | DESERT CENTER 12KV | Eagle Mountain 220/66 | Rurals Region | Desert Center | Eagle Mountain 220/220 System | Eagle Mountain 66/12 (D)
GFID8048 |  | 2013-05-16 |  | Rule 21 | Rule 21 Export | Fast Track | Inactive | Withdrawn | 2013-09-09 | Withdrawn (No Agrmt) | No |  |  | Photovoltaic(0) | 0 | San Bernardino | CA |  |  | Mirror 12kV | MIRROR 12KV | Victor 220/115 | Rurals Region | Mirror | Victor 220/115 System | Savage 115/12 (D)
GFID8049 |  | 2013-05-16 |  | Rule 21 | Rule 21 Export | Fast Track | Inactive | Withdrawn | 2013-09-09 | Withdrawn (No Agrmt) | No |  |  | Photovoltaic(0) | 0 | San Bernardino | CA |  |  | Boise 12kV | BOISE 12KV | Victor 220/115 | Rurals Region | Boise | Victor 220/115 System | Savage 115/12 (D)
GFID8050 |  | 2013-05-16 |  | Rule 21 | Rule 21 Export | Fast Track | Inactive | Withdrawn | 2013-07-01 | Withdrawn (No Agrmt) | No |  |  | Photovoltaic(0) | 0 | San Bernardino | CA |  | 2010-03-31 | Boise 12kV | BOISE 12KV | Victor 220/115 | Rurals Region | Boise | Victor 220/115 System | Savage 115/12 (D)
GFID8057 | 2013-06-05 | 2013-06-05 | 2013-08-29 | Rule 21 | Rule 21 Export | Fast Track | Inactive | Withdrawn | 2013-10-18 | Withdrawn (No Agrmt) | No |  |  | Photovoltaic(2.679) | 2.679 | Riverside | CA | 2014-01-30 | 2014-01-30 | West corner Palomar St. and Corydon St, Wildomar, CA 92595, 33.62, -117.30 | GUFFY 12KV | Valley 500/115 | San Jacinto Valley Region | Guffy | Valley 'D' 500/115 System | Skylark 115/12 (D)
GFID8058 |  | 2013-06-10 |  | Rule 21 | Rule 21 Export | Fast Track | Inactive | Withdrawn | 2014-01-10 | Withdrawn (No Agrmt) | No |  |  | Photovoltaic(1.5) | 0.75 | San Bernardino | CA | 2015-03-01 | 2015-03-01 | Cady: HECTOR 12 kV line | Hector 12kV |  | Rurals Region | Hector | Kramer 220/115 System | Cady 33/12 (D)
GFID8063BCT | 2013-10-24 | 2013-06-17 | 2013-10-24 | Rule 21 | Rule 21 Export | Fast Track | Active - Post IA | In-Service |  | Executed - In Effect | Yes | 2014-05-06 |  | Cogeneration(3.269)/Photovoltaic(1) | 4.269 | San Bernardino | CA | 2008-11-28 | 2014-12-24 | Soquel: Deacano 12 kV Line | Deacano 12kV % Soquel 66/12kV | Chino 220/66 | Metro East Region | Mosquito | Chino 220/66 System | Kimball 66/12 (D)
GFID8064 | 2013-11-18 | 2013-06-18 | 2013-11-18 | Rule 21 | Rule 21 Export | Detailed Study | Inactive | Withdrawn | 2015-01-16 | Withdrawn (No Agrmt) | No |  |  | Cogeneration(7.2) | 7.2 | Los Angeles | CA |  | 2014-06-01 | Dougoil 12kV | Dougoil 66/12 kV Substation | Center 220/66 System | Metro West Region | Dougoil | Center 220/66 System | Dougoil 66/12 (C)
GFID8075 | 2013-08-23 | 2013-07-03 | 2013-08-23 | Rule 21 | Rule 21 Export | Fast Track | Inactive | Withdrawn | 2013-09-06 | Withdrawn (No Agrmt) | No |  |  | Photovoltaic(3) | 3 | Kern | CA | 2014-07-01 | 2014-07-01 | Substation 8121 or Substation 5511 | BOXCAR 12KV | Windhub 220/66 | North Coast Region | Boxcar | Windhub 220/66 System | Goldtown 66/12 (D)
GFID8076 | 2013-08-23 | 2013-07-03 | 2013-08-23 | Rule 21 | Rule 21 Export | Fast Track | Inactive | Withdrawn | 2013-09-06 | Withdrawn (No Agrmt) | No |  |  | Photovoltaic(3) | 3 | Kern | CA | 2014-07-01 | 2014-07-01 | Substation 8121 or Substation 5511 | BOXCAR 12KV | Windhub 220/66 | North Coast Region | Boxcar | Windhub 220/66 System | Goldtown 66/12 (D)
GFID8077 | 2013-08-23 | 2013-07-03 | 2013-08-23 | Rule 21 | Rule 21 Export | Fast Track | Inactive | Withdrawn | 2013-09-06 | Withdrawn (No Agrmt) | No |  |  | Photovoltaic(3) | 3 | San Bernardino | CA | 2014-07-01 | 2014-07-01 | Edwards: CASTLE BUTTE 33 kV line | ISNER 33KV | Kramer 220/115 | Rurals Region | Isner | Kramer 220/115 System | Kramer 115/33 (D)
GFID8078BCT | 2013-09-10 | 2013-07-09 | 2013-09-16 | Rule 21 | Rule 21 Export | Fast Track | Active - Post IA | In-Service |  | Executed - In Effect | Yes | 2014-03-05 |  | Photovoltaic(0.76) | 0.76 | Riverside | CA | 2013-09-27 | 2013-09-27 | pole, 5kv line | TENDER 12KV | Vista 220/66 | Desert Region | Tender | Vista A 220/66 System | Bloomington 66/12 (D)
GFID8088 | 2013-08-08 | 2013-08-08 | 2013-08-28 | Rule 21 | Rule 21 Export | Fast Track | Inactive | Withdrawn | 2014-05-12 | Withdrawn (No Agrmt) | No |  |  | Photovoltaic(0.666) | 0.666 | Los Angeles | CA | 2013-10-08 | 2014-10-08 | Torson 16kV | TORSON 16KV | Lighthipe 220/66 | Metro West Region | Torson | Lighthipe 220/66 System | Carson 66/16 (D)
GFID8089 | 2013-08-13 | 2013-08-13 | 2013-08-30 | Rule 21 | Rule 21 Export | Fast Track | Inactive | Withdrawn | 2013-09-23 | Withdrawn (No Agrmt) | No |  |  | Photovoltaic(3) | 3 | Riverside | CA | 2015-01-31 | 2015-01-31 | SCE 33 KV feeter at site 33 degrees 36'03.96'N, 114degrees 35' 48.35'W | GIN 33KV | Blythe (WALC) 161/33 | Rurals Region | Gin | Blythe (WALC) 161/33 System | Blythe City 33/33 (D)
GFID8090 | 2013-09-04 | 2013-08-15 | 2013-09-04 | Rule 21 | Rule 21 Export | Fast Track | Inactive | Withdrawn | 2013-10-17 | Withdrawn (No Agrmt) | No |  |  | Photovoltaic(2.5) | 2.5 | Los Angeles | CA | 2015-10-30 | 2015-10-30 | Bootlegger 12kV | BOOTLEGGER 12KV | Antelope 220/66 | North Coast Region | Bootlegger | Antelope 220/66 System | Acton 66/12 (D)
GFID8091 | 2013-09-24 | 2013-08-16 | 2013-09-24 | Rule 21 | Rule 21 Export | Fast Track | Inactive | Withdrawn | 2013-10-17 | Withdrawn (No Agrmt) | No |  |  | Photovoltaic(3) | 3 | Los Angeles | CA | 2015-10-30 | 2012-10-30 | Queensland 12kV |  | Antelope 220/66 | North Coast Region | Queensland | Antelope 220/66 System | Lancaster 66/12 (D)
GFID8099 | 2013-08-27 | 2013-08-27 | 2013-10-04 | Rule 21 | Rule 21 Export | Fast Track | Inactive | Withdrawn | 2013-10-25 | Withdrawn (No Agrmt) | No |  |  | Photovoltaic(3) | 3 | Los Angeles | CA | 2015-03-15 | 2015-03-15 | One of the 12 kV circuits from Little Rock Substation along East Ave O | BIG PINES 12KV | Antelope 220/66 | North Coast Region | Big Pines | Antelope 220/66 System | Little Rock 66/12 (D)
GFID8100 | 2013-09-11 | 2013-08-28 | 2013-09-16 | Rule 21 | Rule 21 Export | Fast Track | Inactive | Withdrawn | 2014-04-08 | Withdrawn (No Agrmt) | No |  |  | Photovoltaic(0.517) | 0.5168 | Los Angeles | CA | 2014-03-01 | 2014-03-01 | Davie 16kV | DAVIE 16KV | Laguna Bell AB 220/66 | Metro West Region | Davie | Laguna Bell AB 220/66 System | Vail 66/16 (D)
GFID8103 |  | 2013-09-06 |  | Rule 21 | Rule 21 Export | Fast Track | Inactive | Withdrawn | 2013-10-07 | Withdrawn (No Agrmt) | No |  |  | Photovoltaic(1.5) | 1.5 | San Bernardino | CA | 2015-04-01 | 2015-04-01 | POI on 07495 of sub 8006 is the Northwest corner of the property at the 3-phase 12KV pole on San Timoteo Caynon Rd.
GFID8104 |  | 2013-09-06 |  | Rule 21 | Rule 21 Export | Fast Track | Inactive | Withdrawn | 2013-10-07 | Withdrawn (No Agrmt) | No |  |  | Photovoltaic(2) | 2 | San Bernardino | CA | 2015-04-01 | 2015-04-01 | POI is at 3-phase 12KV pole along Airbase Expressway | Roadway 115kV | Victor 220kV bus
GFID8105 |  | 2013-09-06 |  | Rule 21 | Rule 21 Export | Fast Track | Inactive | Withdrawn | 2013-10-07 | Withdrawn (No Agrmt) | No |  |  | Photovoltaic(0.5) | 0.5 | Tulare | CA | 2015-04-01 | 2015-04-01 | POI on 01360 of sub 5348 is the Southwest corner at 3-ph 12KV pole on Ave 70 | Vestal 66kV | Vestal 220kV bus
GFID8106 |  | 2013-09-11 |  | Rule 21 | Rule 21 Export | Fast Track | Inactive | Withdrawn | 2013-09-13 | Withdrawn (No Agrmt) | No |  |  | Photovoltaic(1.063) | 1.0632 | Los Angeles | CA | 2013-11-10 | 2013-11-10 | not listed
GFID8109 | 2013-12-13 | 2013-09-17 | 2014-01-07 | Rule 21 | Rule 21 Export | Fast Track | Inactive | Withdrawn | 2014-03-20 | Withdrawn (No Agrmt) | No |  |  | Photovoltaic(1) | 1 | San Bernardino | CA | 2014-01-12 | 2014-01-12 | Substation 8029, 33kV | SHEEPHOLE 33KV | Devers 220/115 | Desert Region | Sheephole | Devers 220/115 System | Hi Desert 115/33 (D)
GFID8110 | 2013-12-13 | 2013-09-17 | 2014-01-07 | Rule 21 | Rule 21 Export | Fast Track | Inactive | Withdrawn | 2014-09-24 | Not Started | No |  |  | Photovoltaic(0.162) | 0.162 | San Bernardino | CA | 2014-12-01 | 2014-01-12 | Substation 8255, 12KV | UTAH 12KV | Devers 220/115 | Desert Region | Utah | Devers 220/115 System | Twentynine Palms 33/12 (D)
GFID8111 | 2014-01-27 | 2013-09-17 | 2014-01-27 | Rule 21 | Rule 21 Export | Fast Track | Inactive | Withdrawn | 2014-02-25 | Withdrawn (No Agrmt) | No |  |  | Photovoltaic(3) | 3 | Tulare | CA | 2014-11-10 | 2014-11-10 | Distribution Feeder: SCE Line, Distribution Facility Interconnection Point Name: Pole# 4821885E, Voltage Level: 12kV, Proposed Location of Interconnection: 85 feet from project switchgear | Clancy 12kV | Rector 220/66 | San Joaquin Region | Clancy | Rector 220/66 System | Oak Grove 66/12 (D)
GFID8117 |  | 2013-10-17 |  | Rule 21 | Rule 21 Export | Fast Track | Inactive | Withdrawn | 2014-01-14 | Withdrawn (No Agrmt) | No |  |  | Photovoltaic(3) | 3 | Los Angeles | CA | 2014-10-30 | 2014-10-30 | Tejon 12kV |  | Bailey 220/66 | North Coast Region | Tejon | Antelope 220/66 System | Neenach 66/12 (D)
GFID8118 | 2013-11-04 | 2013-10-30 | 2013-11-04 | Rule 21 | Rule 21 Export | Fast Track | Inactive | Withdrawn | 2013-11-26 | Withdrawn (No Agrmt) | No |  |  | Photovoltaic(1.5) | 1.5 | San Bernardino | CA | 2014-10-08 | 2014-08-10 | SCE 12 kv distribution ckt 12847 | NORTHPARK 12KV | Vista 220/115 | Desert Region | Northpark | Vista 220/115 System | Shandin 115/12 (D)
GFID8128 | 2014-03-26 | 2013-12-27 | 2014-04-03 | Rule 21 | Rule 21 Export | Fast Track | Inactive | Withdrawn | 2015-04-06 | Not Started | No |  |  | Photovoltaic(3) | 3 | Ventura | CA | 2015-05-02 | 2015-05-02 | Buckhorn 16kV | Buckhorn 16kV | Saugus 220/66 System | North Coast Region | Buckhorn | Saugus 220/66 System | Fillmore 66/16 (D)
GFID8130BCT | 2014-02-24 | 2014-01-28 | 2014-02-24 | Rule 21 | Rule 21 Export | Detailed Study | Active - Post IA | In-Service |  | Executed - In Effect | Yes | 2014-11-21 |  | Photovoltaic(1.16) | 1.1592 | San Bernardino | CA | 2014-09-16 | 2014-09-16 | Kenworth 12kV | Kenworth 12kV | Victor 220/115 System | Rurals Region | Kenworth | Victor 220/115 System | Roadway 115/12 (D)
GFID8133 |  | 2014-01-31 |  | Rule 21 | Rule 21 Export | Fast Track | Inactive | Withdrawn | 2014-03-25 | Withdrawn (No Agrmt) | No |  |  | Photovoltaic(2) | 2 | San bernardino | CA | 2015-04-01 | 2015-04-01 | POI is at 3-phase 12 KV pole along Airbase Expressway
GFID8132 |  | 2014-01-31 |  | Rule 21 | Rule 21 Export | Fast Track | Inactive | Withdrawn | 2014-03-05 | Withdrawn (No Agrmt) | No |  |  | Photovoltaic(0.5) | 0.5 | Tulare | CA | 2015-04-01 | 2015-04-01 | POI is at 3-phase 12KV pole along Airbase Expressway
GFID8131 | 2014-03-25 | 2014-01-31 | 2014-03-25 | Rule 21 | Rule 21 Export | Detailed Study | Inactive | IA Terminated |  | Terminated | Yes | 2015-06-22 | 2016-12-26 | Photovoltaic(1.5) | 1.5 | San Bernardino | CA | 2015-04-01 | 2016-12-23 | Granny Smith 12 kV | Granny Smith 12 kV | El Casco 220/115 System | Desert Region | Granny Smith | El Casco 220/115 System | El Casco 115/12 (D)
GFID8136BCT |  | 2014-02-11 |  | Rule 21 | Rule 21 Export | Fast Track | Inactive | Withdrawn | 2014-04-15 | Withdrawn (No Agrmt) | No |  |  | Photovoltaic(3) | 3 | Kings | CA | 2014-09-01 | 2014-09-01 | Gee Bee 12kV | Gee Bee 12kV | Rector 220/66 | San Joaquin Region | Gee Bee | Rector 220/66 System | Hanford 66/12 (D)
GFID8143BCT | 2014-03-25 | 2014-03-25 | 2014-04-18 | Rule 21 | Rule 21 Export | Fast Track | Inactive | Withdrawn | 2014-10-06 | Not Started | No |  |  | Photovoltaic(1.86) | 1.616 | Los Angeles | CA | 2014-08-01 | 2014-08-01 | 'Pole' (not specificed in application) | Texas 12kV | Center 220/66 System | Metro West Region | Texas | Center 220/66 System | Center 66/12 (D)
GFID8148 | 2014-04-16 | 2014-04-16 | 2014-05-21 | Rule 21 | Rule 21 Export | Detailed Study | Active - Post IA | In-Service |  | Executed - In Effect | Yes | 2015-06-17 |  | Photovoltaic(3) | 3 | San Bernardino | CA | 2015-06-01 | 2016-10-17 | Gobar 33Kv | Gobar 33kV at Victor Substation | Victor 220/115 System | Rurals Region | Gobar | Victor 220/115 System | Cottonwood 115/33 (D)
GFID8149BCT | 2013-04-30 | 2013-04-24 | 2013-05-16 | Rule 21 | Rule 21 Export | Detailed Study | Active - Post IA | In-Service |  | Executed - In Effect | Yes | 2014-06-11 |  | Photovoltaic(0.592) | 0.5917 | Los Angeles | CA | 2013-02-01 | 2013-02-01 | FAIRMONT 12KV |  | Antelope 220/66 | North Coast Region | Fairmont | Antelope 220/66 System | Del Sur 66/12 (D)
GFID8166 | 2014-08-19 | 2014-07-08 | 2014-08-25 | Rule 21 | Rule 21 Export | Fast Track | Inactive | Withdrawn | 2014-10-09 | Not Started | No |  |  | Photovoltaic(2) | 2 | Kern | CA | 2016-01-15 | 2016-01-15 | LEVECHE 12KV line | Leveche 12kV | Windhub 220 kV bus | North Coast Region | Leveche | Windhub 220/66 System | Monolith 66/12 (D)
GFID8272 | 2015-03-31 | 2015-02-26 | 2015-03-12 | Rule 21 | Rule 21 Export | Distribution Group Study | Inactive | Withdrawn | 2016-01-07 | In Negotiation | No |  |  | Photovoltaic(1) | 1 | Los Angeles | CA | 2016-11-01 | 2016-11-01 | Lupine 12kV circuit | Lupine 12kV circuit | Antelope 220/66 | North Coast Region | Lupine | Antelope 220/66 System | Oasis 66/12 (D)
GFID8273 | 2015-02-26 | 2015-02-26 | 2015-03-12 | Rule 21 | Rule 21 Export | Detailed Study | Inactive | Withdrawn | 2016-01-11 | In Draft | No |  |  | Photovoltaic(1.5) | 1.5 | Los Angeles | CA | 2016-11-01 | 2016-11-01 | Lupine 12kV Distribution Line | Lupine 12kV Distribution Line | Antelope 220/66 | North Coast Region | Thunderbolt | Antelope 220/66 System | Oasis 66/12 (D)
GFID8302 | 2015-03-31 | 2015-03-31 | 2015-05-27 | Rule 21 | Rule 21 Export | Detailed Study | Inactive | Withdrawn | 2016-06-06 | Not Started | No |  |  | Photovoltaic(2) | 2 | Ventura | CA |  |  | NW Corner: 34°24'22.32'N, 118°47'32.45'W SE Corner: 34°24'3.47'N, 118°47'14.53'W | Buckhorn 12kV |  | North Coast Region | Buckhorn | Saugus 220/66 System | Fillmore 66/16 (D)
GFID8303 | 2015-05-06 | 2015-03-31 | 2015-05-07 | Rule 21 | Rule 21 Export | Detailed Study | Active - Post IA | In-Service |  | Executed - In Effect | Yes | 2016-04-19 |  | Photovoltaic(3) | 3 | San Bernardino | CA |  |  | Zapata 12kV | Zapata 12kV | San Bernardino 220/66 | Desert Region | Zapata | San Bernardino 220/66 System | Cardiff 66/12 (D)
GFID8153BCT | 2014-05-06 | 2014-05-06 | 2014-05-19 | Rule 21 | Rule 21 Export | ISP | Active - Post IA | In-Service (Conditional PTO) |  | Executed - In Effect | Yes | 2015-03-25 |  | Photovoltaic(2) | 2 | Kings | CA | 2014-09-01 | 2015-12-28 | 'POLE' (not specified on Application) | Gee Bee 12kV | Rector 220/66 System | San Joaquin Region | Gee Bee | Rector 220/66 System | Hanford 66/12 (D)
GFID8160 | 2014-05-30 | 2014-05-30 | 2014-06-30 | Rule 21 | Rule 21 Export | ISP | Active - Post IA | In-Service |  | Filed Executed | Yes | 2017-03-23 |  | Photovoltaic(0.928) | 0.927 | Riverside | CA | 2014-10-31 | 2017-11-30 | MAXIM 12KV line | Maxim 12 kV | Devers 220/115 System | Desert Region | Hubble | Devers 220/115 System | Devers 115/12 (D)
GFID8165 | 2014-08-05 | 2014-06-23 | 2014-08-28 | Rule 21 | Rule 21 Export | Fast Track | Inactive | Withdrawn | 2015-01-29 | Not Started | No |  |  | Photovoltaic(2.304) | 2.304 | Los Angeles | CA | 2015-12-15 | 2015-12-15 | CALLI VALLI 12KV |  | Antelope 220/66 | North Coast Region | Calli Valli | Antelope 220/66 System | Little Rock 66/12 (D)
GFID8173 | 2014-09-03 | 2014-07-25 | 2014-09-03 | Rule 21 | Rule 21 Export | Fast Track | Inactive | Withdrawn | 2014-10-10 | Withdrawn (No Agrmt) | No |  |  | Wind Turbine(3) | 3 | Kern | CA | 2015-10-31 | 2015-10-31 | MONOLITH: LEVECHE 12 kV Line | Leveche 12kV |  | North Coast Region | Leveche | Windhub 220/66 System | Monolith 66/12 (D)
GFID8178 | 2014-10-16 | 2014-09-17 | 2014-10-16 | Rule 21 | Rule 21 Export | Fast Track | Inactive | Withdrawn | 2015-03-10 | Not Started | No |  |  | Wind Turbine(2.75) | 2.6 | Kern | CA | 2016-04-01 | 2016-04-01 | Proposed at 12 kV at SCE's Distribution Substation Number 5523 | SCE's Distribution Substation Number 5523 | Windhub 220 kV bus | North Coast Region | Gust | Windhub 220/66 System | Northwind 66/12 (D)
GFID8181 | 2014-10-03 | 2014-10-03 | 2014-10-03 | Rule 21 | Rule 21 Export | Detailed Study | Inactive | Withdrawn | 2014-11-21 | Not Started | No |  |  | Photovoltaic(5) | 5 | Kern | CA | 2014-04-01 | 2015-04-01 | Breeze 66 kV Bus | Tomahawk 12kV | Windhub 220 kV bus | North Coast Region | Tomahawk | Windhub 220/66 System | Monolith 66/12 (D)
GFID8200BCT | 2014-10-15 | 2014-10-15 | 2014-12-03 | Rule 21 | Rule 21 Export | Distribution Group Study | Inactive | Withdrawn | 2015-05-11 | Not Started | No |  |  | Photovoltaic(3) | 2.97 | Los Angeles | CA | 2016-04-01 | 2016-04-01 | Tie- In at SCE meter V349N-016159. 34* 06'31.06' N, 117*46' 43.93' W |  |  | Metro East Region |  | Padua 220/66 System | Weymouth 66/4.16 (C)
GFID8201BCT | 2014-10-15 | 2014-10-15 |  | Rule 21 | Rule 21 Export | Detailed Study | Active - Post IA | Construction |  | Executed - In Effect | Yes | 2015-08-27 |  | Photovoltaic(0.75) | 0.75 | San Bernardino | CA | 2016-04-01 | 2016-04-01 | Seaforth 12 kV distribution line out of Hesperia 115/12 kV Substation | Seaforth 12kV | Victor 220kV bus | Rurals Region | Seaforth | Victor 220/115 System | Hesperia 115/12 (D) | Victor | 115
GFID8204BCT | 2014-11-13 | 2014-11-12 | 2014-12-08 | Rule 21 | Rule 21 Export | Fast Track | Inactive | Withdrawn | 2015-01-21 | Not Started | No |  |  | Photovoltaic(0.75) | 0.75 | San Bernardino | CA |  |  | tie-in at SCE meter 222012-604191 34* 22'11.21' N, 117* 14' 45.34' W | Seaforth 12kV | Victor 220kV bus | Rurals Region | Seaforth | Victor 220/115 System | Hesperia 115/12 (D)
GFID8210 | 2014-11-24 | 2014-11-24 | 2015-01-14 | Rule 21 | Rule 21 Export | Fast Track | Inactive | Withdrawn | 2016-08-09 | In Negotiation | No |  |  | Photovoltaic(0.833) | 0.833 | Los Angeles | CA | 2015-09-15 | 2015-09-15 | Elizabeth Lake: Oboe 16 kV Line | Oboe 16kV |  | North Coast Region | Oboe | Saugus 220/66 System | Elizabeth Lake 66/16 (D)
GFID8212 | 2014-12-02 | 2014-12-02 | 2014-12-16 | Rule 21 | Rule 21 Export | Fast Track | Active - Post IA | In-Service |  | Executed - In Effect | Yes | 2015-10-06 |  | Photovoltaic(0.985) | 0.985 | Riverside | CA |  | 2016-01-06 | Massacre 12kV distribution line out of Nelson 115/12kV Substation | Massacre 12kV | Valley 500/115 | San Jacinto Valley Region | Massacre | Valley 'AB' 500/115 System | Nelson 115/12 (D)
GFID8213 | 2015-02-02 | 2014-12-05 | 2015-02-17 | Rule 21 | Rule 21 Export | Fast Track | Inactive | Withdrawn | 2016-05-11 | Not Started | No |  |  | Photovoltaic(1.766) | 1.7614 | Los Angeles | CA | 2015-07-15 | 2015-07-15 | Amazon 12kV at Rio Hondo 66/12kV Sub | Amazon 12kV | Rio Hondo 220/66 | Metro East Region | Amazon | Rio Hondo 220/66 System | Rio Hondo 66/12 (D)
GFID8214 | 2015-02-02 | 2014-12-05 | 2015-02-17 | Rule 21 | Rule 21 Export | Fast Track | Inactive | Withdrawn | 2016-05-11 | Not Started | No |  |  | Photovoltaic(1.27) | 1.2646 | Los Angeles | CA | 2015-07-15 | 2015-07-15 | Titus 12kV % Peyton 66/12kV Sub | Titus 12kV | Chino 220kV bus | Metro East Region | Titus | Chino 220/66 System | Peyton 66/12 (D)
GFID8217 | 2015-05-18 | 2014-12-08 | 2015-05-18 | Rule 21 | Rule 21 Export | Fast Track | Active - Post IA | Construction |  | Executed - In Effect | Yes | 2016-05-05 |  | Wind Turbine(0.15) | 0.15 | Kern | CA | 2015-03-01 | 2015-03-01 | Distribution 12 kV existing interconnection (GFID6350) | A tap on the Tejon 12kV distribution line out of Neenach 66/12kV Substation. | Bailey 220/66 | North Coast Region | Tejon | Antelope 220/66 System | Neenach 66/12 (D)
GFID8218 | 2015-01-22 | 2014-12-08 | 2015-01-22 | Rule 21 | Rule 21 Export | Fast Track | Active - Post IA | In-Service (Conditional PTO) |  | Executed - In Effect | Yes | 2016-03-29 |  | Photovoltaic(0.976) | 0.976 | Riverside | CA |  | 2015-09-27 | Plummer 12 kV out of Cajalco Substation | Plummer 12 kV out of Cajalco Substation | Valley 500/115 | San Jacinto Valley Region | Plummer | Valley 'AB' 500/115 System | Cajalco 115/12 (D)
GFID8219 | 2014-12-08 | 2014-12-08 | 2015-02-05 | Rule 21 | Rule 21 Export | Detailed Study | Inactive | Withdrawn | 2015-12-01 | Not Started | No |  |  | Photovoltaic(4) | 4 | Riverside | CA | 2015-09-27 | 2015-09-27 | Rainier 12kV | Rainier 12kV out of Maraschino 115/12kV | El Casco 220kV bus | Desert Region | Ranier | El Casco 220/115 System | Maraschino 115/12 (D)
GFID8222 | 2014-12-11 | 2014-12-11 | 2015-01-14 | Rule 21 | Rule 21 Export | Fast Track | Inactive | Withdrawn | 2015-02-09 | Not Started | No |  |  | Gas Turbine(0.25) | 0.25 | Los Angeles | CA |  |  | TBD | TBD | Alamitos 220kV | Metro West Region | Roxanne | Alamitos 220/66 System | Stadium 66/12 (D)
GFID8229 | 2015-03-03 | 2014-12-17 | 2015-03-03 | Rule 21 | Rule 21 Export | Fast Track | Inactive | Withdrawn | 2015-08-27 | Not Started | No |  |  | Photovoltaic(0.991) | 0.991 | Riverside | CA |  |  | Landmark 12kV | Landmark 12kV | Valley 500/115 | San Jacinto Valley Region | Landmark | Valley 'AB' 500/115 System | Alessandro 115/12 (D)
GFID8248 | 2015-01-12 | 2015-01-12 | 2015-02-11 | Rule 21 | Rule 21 Export | Fast Track | Active - Post IA | In-Service |  | Executed - In Effect | Yes | 2015-11-24 |  | Photovoltaic(3) | 3 | Los Angeles | CA |  | 2016-02-15 | Weymouth 66 kV Bus | 66kV bus of Weymouth Substation | Padua 220/66 | Metro East Region | Brackett | Padua 220/66 System | Layfair 66/12 (D)
GFID8265 |  | 2015-02-06 |  | Rule 21 | Rule 21 Export | Fast Track | Inactive | Withdrawn | 2015-04-21 | Not Started | No |  |  | Photovoltaic(5) | 5 |  |  |  |  | Viejo: Seguro 12 kV line |  | Viejo 220/66
GFID8284 | 2015-06-12 | 2015-03-10 | 2015-06-12 | Rule 21 | Rule 21 Export | Fast Track | Inactive | Withdrawn | 2016-11-01 | Not Started | No |  |  | Photovoltaic(3) | 3 | Riverside | CA |  |  | Luiseno 33kV | Luiseno 33kV | Valley 500/115 | San Jacinto Valley Region | Luiseno | Valley 'D' 500/115 System | Pechanga 115/33 (D)
GFID8286 | 2015-04-21 | 2015-03-12 | 2015-04-21 | Rule 21 | Rule 21 Export | Detailed Study | Inactive | Withdrawn | 2016-04-13 | Not Started | No |  |  | Photovoltaic(0.99) | 0.99 | Los Angeles | CA | 2016-02-01 | 2016-02-01 | Petan 12kV Distribution Line | Petan 12kV Distribution Line | Antelope 220/66 | North Coast Region | Petan | Antelope 220/66 System | Piute 66/12 (D)
GFID8297 | 2015-03-30 | 2015-03-30 | 2015-06-05 | Rule 21 | Rule 21 Export | Fast Track | Inactive | IA Terminated |  | Terminated | Yes | 2016-07-20 | 2017-01-05 | Photovoltaic(0.5) | 0.5 | Los Angeles | CA | 2016-09-30 | 2017-01-05 | Kingsley 12kV distribution line out of San Antonio 66/12kV Substation | Kingsley 12kV distribution line out of San Antonio 66/12kV Substation | Padua 220/66 | Metro East Region | Kingsley | Padua 220/66 System | San Antonio 66/12 (D)
GFID8299 | 2015-03-31 | 2015-03-31 | 2015-05-27 | Rule 21 | Rule 21 Export | Detailed Study | Active - Post IA | In-Service |  | Executed - In Effect | Yes | 2016-09-20 |  | Photovoltaic(0.992) | 0.992 | Riverside | CA |  | 2017-05-23 | Palmview 33kV distribution line out of Garnet 115/33 kV Substation | Palmview 33 kV | Devers 220/115 | Desert Region | Palmview | Devers 220/115 System | Garnet 115/33 (D)
GFID8300 | 2015-03-31 | 2015-03-31 | 2015-05-27 | Rule 21 | Rule 21 Export | Detailed Study | Inactive | Withdrawn | 2016-01-26 | Not Started | No |  |  | Photovoltaic(4) | 4 | Orange | CA |  |  | NW Corner: 33° 39' 13.96' N, 117° 51' 37.29' W SE Corner: 33° 39' 7.35' N, 117° 51' 15.45' W | Churchill 12kV | Santiago 220kV Bus | Orange Region | Churchill | Santiago 220/66 System | MacArthur 66/12 (D)
GFID8301 | 2015-05-06 | 2015-03-31 | 2015-05-07 | Rule 21 | Rule 21 Export | Detailed Study | Inactive | Withdrawn | 2015-07-24 | Not Started | No |  |  | Photovoltaic(2) | 2 | San Bernardino | CA |  |  | Zapata 12kV | Zapata 12kV | San Bernardino 220/66 | Desert Region | Zapata | San Bernardino 220/66 System | Cardiff 66/12 (D)
GFID8329 | 2015-04-14 | 2015-04-14 | 2015-04-28 | Rule 21 | Rule 21 Export | Detailed Study | Inactive | Withdrawn | 2017-01-10 | In Negotiation | No |  |  | Photovoltaic(2) | 2 | Tulare | CA | 2016-09-30 | 2017-03-01 | Welch 12kV circuit out of the Vestal 12kV Substation | Welch 12kV circuit out of the Vestal 12kV Substation | Vestal 220kV bus | San Joaquin Region | Welch | Vestal 220/66 System | Vestal 66/12 (D)
GFID8331 | 2015-04-15 | 2015-04-15 | 2015-05-20 | Rule 21 | Rule 21 Export | Fast Track | Inactive | Withdrawn | 2015-06-19 | Not Started | No |  |  | Photovoltaic(1) | 1 | Kings | CA | 2016-09-30 | 2016-09-30 | Gee Bee 12kV | Gee Bee 12kV | Rector 220/66 | San Joaquin Region | Gee Bee | Rector 220/66 System | Hanford 66/12 (D)
GFID8332 | 2015-04-15 | 2015-04-15 | 2015-05-08 | Rule 21 | Rule 21 Export | Detailed Study | Inactive | Withdrawn | 2015-09-01 | Not Started | No |  |  | Photovoltaic(1.5) | 1.5 | Tulare | CA | 2016-09-30 | 2016-09-30 | Vandalia 12kV | 12kV Vandalia circuit out of 66/12kV Porterville Substation | Springville 220 kV bus | San Joaquin Region | Vandalia | Springville 220/66 System | Porterville 66/12 (D)
GFID8333 | 2015-04-20 | 2015-04-20 | 2015-06-05 | Rule 21 | Rule 21 Export | Fast Track | Inactive | Withdrawn | 2015-08-11 | Not Started | No |  |  | Photovoltaic(2) | 2 | San Bernardino | CA | 2015-09-30 | 2015-09-30 | Phelan substation (8010) Voltage Levels: 115/12kV, 115/33kV, 34.508349, -117.658376 | Dealer 12kV | Victor 220kV bus | Rurals Region | Dealer | Victor 220/115 System | Phelan 115/12 (D)
GFID8337 | 2015-04-24 | 2015-04-24 | 2015-05-14 | Rule 21 | Rule 21 Export | Fast Track | Inactive | Withdrawn | 2015-09-03 | Not Started | No |  |  | Photovoltaic(2) | 2 | Riverside | CA | 2016-09-30 | 2016-09-30 | Pinewood 12kV line | Pinewood 12kV | Valley 500/115 | San Jacinto Valley Region | Pinewood | Valley 'AB' 500/115 System | Cajalco 115/12 (D)
GFID8311 | 2015-05-20 | 2015-04-02 | 2015-05-20 | Rule 21 | Rule 21 Export | Fast Track | Inactive | Withdrawn | 2015-09-01 | Not Started | No |  |  | Photovoltaic(1) | 1 | Tulare | CA | 2016-09-30 | 2016-09-30 | Zante 12 kV out of 12/66 kV Strathmore Sub | Zante 12 kV out of 12/66 kV Strathmore Sub | Springville 220/66 | San Joaquin Region | Zante | Springville 220/66 System | Strathmore 66/12 (D)
GFID8324 | 2015-04-09 | 2015-04-09 | 2015-05-14 | Rule 21 | Rule 21 Export | Fast Track | Inactive | IA Terminated |  | Terminated | Yes | 2015-11-17 | 2016-05-10 | Photovoltaic(1) | 1 | Tulare | CA | 2016-09-30 | 2016-09-30 | Linnel 12kV Dist Line out of Rector 66/12kV Sub | Linder 12kV | Rector 220/66 | San Joaquin Region | Linnell | Rector 220/66 System | Rector 66/12 (D)
GFID8325 | 2015-04-09 | 2015-04-09 | 2015-05-14 | Rule 21 | Rule 21 Export | Fast Track | Inactive | Withdrawn | 2015-05-21 | Not Started | No |  |  | Photovoltaic(1) | 1 | Tulare | CA | 2016-09-30 | 2016-09-30 | Linnell 12kV | Linnell 12kV | Rector 220/66 | San Joaquin Region | Linnell | Rector 220/66 System | Rector 66/12 (D)
GFID8326 | 2015-04-09 | 2015-04-09 | 2015-05-14 | Rule 21 | Rule 21 Export | Fast Track | Inactive | Withdrawn | 2015-05-26 | Not Started | No |  |  | Photovoltaic(1) | 1 | Tulare | CA | 2016-09-30 | 2016-09-30 | 12kV Dist Line #10510 to #5033 66/12kV Sub
GFID8327 | 2015-04-09 | 2015-04-09 | 2015-05-14 | Rule 21 | Rule 21 Export | Fast Track | Inactive | IA Terminated |  | Terminated | Yes | 2015-11-17 | 2016-05-10 | Photovoltaic(1) | 1 | Tulare | CA | 2016-09-30 | 2016-09-30 | St. Johns 12kV Dist Line out of Venice Hill 66/12kV Sub | St. Johns 12kV Dist Line out of Venice Hill 66/12kV Sub | Rector 220kV Substation | San Joaquin Region | St. Johns | Rector 220/66 System | Venice Hill 66/12 (D)
GFID8330 | 2015-04-10 | 2015-04-10 | 2015-05-11 | Rule 21 | Rule 21 Export | Fast Track | Inactive | Withdrawn | 2015-06-03 | Not Started | No |  |  | Photovoltaic(0.75) | 0.75 | Tulare | CA | 2016-09-30 | 2016-09-30 | Rosedale 12kV | Rosedale 12kV | Springville 220/66 | San Joaquin Region | Rosedale | Springville 220/66 System | Lindsay 66/12 (D)
GFID8328 | 2015-04-14 | 2015-04-14 | 2015-04-28 | Rule 21 | Rule 21 Export | Fast Track | Inactive | Withdrawn | 2015-05-21 | Not Started | No |  |  | Photovoltaic(2) | 2 | Tulare | CA | 2016-09-30 | 2016-09-30 | 12kV, 35.899544, -119.015847
GFID8347 | 2015-06-11 | 2015-05-07 | 2015-06-18 | Rule 21 | Rule 21 Export | Detailed Study | Active - Post IA | In-Service |  | Executed - In Effect | Yes | 2016-11-03 |  | Cogeneration(6.078) | 4 | Kern | CA | 2016-01-03 | 2017-11-01 | A tap on the Distribution Provider’s Cuddeback 12kV distribution line out of Cummings 66/12kV Substation | A tap on the Distribution Provider’s Cuddeback 12kV distribution line out of Cummings 66/12kV Substation | 220kV Bus at Windhub Substation | North Coast Region | Gnatcatcher | Windhub 220/66 System | Banducci 66/12 (D)
GFID8356 | 2015-06-25 | 2015-05-18 | 2015-06-25 | Rule 21 | Rule 21 Export | Detailed Study | Inactive | Withdrawn | 2015-09-18 | Not Started | No |  |  | Photovoltaic(3) | 3 | Kern | CA | 2016-05-01 |  | Overall 12kV | Overall 12kV |  | Rurals Region | Overall | Kramer 220/115 System | Calcity 'B' 33/12 (D)
GFID8357 | 2015-06-25 | 2015-05-18 | 2015-06-25 | Rule 21 | Rule 21 Export | Detailed Study | Inactive | Withdrawn | 2015-09-18 | Not Started | No |  |  | Energy Storage(3) | 3 | Kern | CA | 2016-05-01 |  | Brittle Bush 12kV | Brittle Bush 12kV |  | Rurals Region | Brittle Bush | Kramer 220/115 System | Calcity 'A' 33/12 (D)
GFID8372 | 2015-09-08 | 2015-06-25 | 2015-09-08 | Rule 21 | Rule 21 Export | Fast Track | Active - Post IA | In-Service |  | Executed - In Effect | Yes | 2016-05-25 |  | Cogeneration(1.426) | 0.999 | Los Angeles | CA | 2013-06-01 | 2017-02-01 | Luxor 12kV distribution line out of Imperial 66/12kV Substation | Luxor 12kV distribution line out of Imperial 66/12kV Substation | The ISO Grid at SCE’s 220kV Bus at Center Substation. | Metro West Region | Luxor | Center 220/66 System | Imperial 66/12 (D)
GFID8373 | 2015-09-24 | 2015-06-29 | 2015-09-24 | Rule 21 | Rule 21 Export | Fast Track | Inactive | IA Terminated |  | Terminated | Yes | 2017-01-09 | 2017-12-08 | Photovoltaic(1.224) | 1.219 | Riverside | CA | 2016-10-20 | 2017-11-01 | Jerusalem 12kV distribution line out of Tenaja 115/12kV Substation | Jerusalem 12kV | The ISO Grid at Distribution Provider’s 500kV Bus at Valley Substation. | San Jacinto Valley Region | Jerusalem | Valley 'D' 500/115 System | Tenaja Test 115/12 (D)
GFID8442 | 2015-10-08 | 2015-10-08 | 2015-10-26 | Rule 21 | Rule 21 Export | Fast Track | Inactive | IA Terminated |  | Terminated | Yes | 2016-06-23 | 2020-05-10 | Photovoltaic(3) | 3 | Los Angeles | CA | 2017-10-01 | 2017-10-02 | Eastwind 12kV | A tap on the existing Eastwind 12kV distribution line out of Wilsona 66/12kV Substation | 66kV Bus at Antelope Substation | North Coast Region | Eastwind | Antelope 220/66 System | Wilsona 66/12 (D)
GFID8491 | 2016-04-13 | 2016-03-14 | 2016-04-13 | Rule 21 | Rule 21 Export | Detailed Study | Inactive | Withdrawn | 2017-01-09 | Not Started | No |  |  | Photovoltaic(3) | 3 | Kern | CA | 2016-12-31 | 2016-11-30 | 14812 JAMESON ST TEHACHAPI CA 93561, Leveche 12 kV circuit out of Monolith 66/12 kV Sub. LAT: 35.117853 LONG: -118.393086 | Leveche 12 kV circuit out of the Monolith 66/12 kV Substation | Windhub Substation 220 kV bus | North Coast Region | Leveche | Windhub 220/66 System | Monolith 66/12 (D)
GFID8388 | 2015-09-21 | 2015-08-05 | 2015-09-21 | Rule 21 | Rule 21 Export | Fast Track | Inactive | Withdrawn | 2016-05-19 | Pending | No |  |  | Photovoltaic(0.75) | 0.75 | Tulare | CA | 2016-07-26 | 2017-02-08 | Gill 12kV | Gill 12kV | Rector 220/66 | San Joaquin Region | Gill | Rector 220/66 System | Venida 66/12 (D)
GFID8389 | 2015-09-22 | 2015-08-06 | 2015-10-01 | Rule 21 | Rule 21 Export | Fast Track | Active - Post IA | In-Service |  | Executed - In Effect | Yes | 2016-02-02 |  | Photovoltaic(0.098) | 0.098 | Los Angeles | CA | 2015-11-09 | 2016-09-30 | Rush 16 kV Bus ck Charge |  | Mesa 220/66 | Metro East Region | Change | Mesa 220/66 System | Rush 66/16 (D)
GFID8390 | 2015-09-25 | 2015-08-06 | 2015-10-06 | Rule 21 | Rule 21 Export | Fast Track | Inactive | Withdrawn | 2016-01-15 | Not Started | No |  |  | Photovoltaic(3) | 3 | Los Angeles | CA | 2016-11-01 |  | APN 3170-008-908, 34.660758N, -118.085094, 2000 Block E Avenue L, Lancaster CA 93535 |  | Antelope 220/66 | North Coast Region | Tomcat | Antelope 220/66 System | Oasis 66/12 (D)
GFID8391 | 2015-09-11 | 2015-08-11 | 2015-09-11 | Rule 21 | Rule 21 Export | Fast Track | Inactive | Withdrawn | 2015-12-15 | Not Started | No |  |  | Photovoltaic(0.6) | 0.6 | San Bernardino | CA | 2016-09-01 |  | Varsity 12kV | Varsity 12kV | Vista 220/115 | Desert Region | Varsity | Vista 220/115 System | Shandin 115/12 (D)
GFID8392 | 2015-09-11 | 2015-08-12 | 2015-09-11 | Rule 21 | Rule 21 Export | Fast Track | Inactive | Withdrawn | 2015-12-15 | Not Started | No |  |  | Photovoltaic(0.672) | 0.672 | San Bernardino | CA | 2016-09-01 |  | Garlits 12kV | Garlits 12kV | Padua 220/66 | Metro East Region | Garlits | Padua 220/66 System | Cucamonga 66/12 (D)
GFID8393 | 2015-09-11 | 2015-08-12 | 2015-09-11 | Rule 21 | Rule 21 Export | Fast Track | Inactive | Withdrawn | 2015-12-15 | Not Started | No |  |  | Photovoltaic(1.392) | 1.392 | San Bernardino | CA | 2016-09-01 |  | Garlits 12kV | Garlits 12kV | Padua 220/66 | Metro East Region | Garlits | Padua 220/66 System | Cucamonga 66/12 (D)
GFID8394 | 2015-09-11 | 2015-08-12 | 2015-09-11 | Rule 21 | Rule 21 Export | Fast Track | Inactive | Withdrawn | 2015-12-15 | Not Started | No |  |  | Photovoltaic(1.008) | 1.008 | San Bernardino | CA | 2016-09-01 |  | Garlits 12kV | Garlits 12kV | Padua 220/66 | Metro East Region | Garlits | Padua 220/66 System | Cucamonga 66/12 (D)
GFID8395 | 2015-09-11 | 2015-08-12 | 2015-09-11 | Rule 21 | Rule 21 Export | Fast Track | Inactive | Withdrawn | 2015-12-15 | Not Started | No |  |  | Photovoltaic(1.2) | 1.2 | San Bernardino | CA | 2016-09-01 |  | Bamboo 12kV | Bamboo 12kV | Etiwanda 220/66 | Desert Region | Bamboo | Etiwanda 220/66 System | Declez 66/12 (D)
GFID8396 | 2015-09-02 | 2015-08-11 | 2015-09-09 | Rule 21 | Rule 21 Export | Fast Track | Inactive | Withdrawn | 2015-10-02 | Not Started | No |  |  | Photovoltaic(1.272) | 1.272 | Ventura | CA | 2016-09-01 |  | Crosson 16kV | Crosson 16kV | Santa Clara 220/66 | North Coast Region | Crosson | Santa Clara 220/66 System | Camarillo 66/16 (D)
GFID8397 | 2015-09-02 | 2015-08-12 | 2015-09-09 | Rule 21 | Rule 21 Export | Fast Track | Inactive | Withdrawn | 2015-10-02 | Not Started | No |  |  | Photovoltaic(1.752) | 1.752 | Los Angeles | CA | 2016-09-01 |  | Titus 12kV | Titus 12kV | Chino 220/66 | Metro East Region | Titus | Chino 220/66 System | Peyton 66/12 (D)
GFID8398 | 2015-08-27 | 2015-08-12 | 2015-09-11 | Rule 21 | Rule 21 Export | Fast Track | Inactive | Withdrawn | 2015-11-13 | Not Started | No |  |  | Photovoltaic(0.96) | 0.96 | Orange | CA | 2016-09-01 |  | Futuro 12kV | Futuro 12kV | Viejo 220/66 | Orange Region | Futuro | Viejo 220/66 System | Viejo 66/12 (D)
GFID8399 | 2015-09-02 | 2015-08-12 | 2015-09-09 | Rule 21 | Rule 21 Export | Fast Track | Inactive | Withdrawn | 2015-10-05 | Not Started | No |  |  | Photovoltaic(1.2) | 1.2 | Los Angeles | CA | 2016-09-01 |  | Factory 12kV | Factory 12kV | Walnut 220/66 | Metro East Region | Factory | Walnut 220/66 System | Walnut 66/12 (D)
GFID8400 | 2015-09-02 | 2015-08-12 | 2015-09-09 | Rule 21 | Rule 21 Export | Fast Track | Inactive | Withdrawn | 2015-10-05 | Not Started | No |  |  | Photovoltaic(3) | 3 | Los Angeles | CA | 2016-09-01 |  | Amazon 12kV | Amazon 12kV | Rio Hondo 220/66 | Metro East Region | Amazon | Rio Hondo 220/66 System | Rio Hondo 66/12 (D)
GFID8412 | 2015-08-27 | 2015-08-27 | 2015-10-01 | Rule 21 | Rule 21 Export | Fast Track | Inactive | Withdrawn | 2016-05-03 | Not Started | No |  |  | Photovoltaic(3) | 3 | San Bernardino | CA | 2016-11-15 |  | Substation 8161 (per RAM Map) Voltage 33/12kV location of Interconnection proposed onsite or as close to project site as possible | Bragdon 12kV |  | Rurals Region | Bragdon | Kramer 220/115 System | Harvard 33/12 (D)
GFID8414 | 2015-08-27 | 2015-08-27 | 2015-09-11 | Rule 21 | Rule 21 Export | Fast Track | Inactive | Withdrawn | 2016-01-29 | Not Started | No |  |  | Photovoltaic(1.22) | 1.22 | Los Angeles | CA | 2016-11-01 |  | Farms 12kV Distribution Line | Oasis 66kV Bus | Antelope 220/66 | North Coast Region | Assembly | Antelope 220/66 System | Oasis 66/12 (D)
GFID8415 | 2015-08-28 | 2015-08-28 | 2015-09-14 | Rule 21 | Rule 21 Export | Fast Track | Inactive | Withdrawn | 2016-03-17 | In Negotiation | No |  |  | Photovoltaic(1.22) | 1.22 | Los Angeles | CA | 2016-11-15 |  | Farms 12kV | Farms 12kV | Antelope 220/66 | North Coast Region | Farms | Antelope 220/66 System | Oasis 66/12 (D)
GFID8420 | 2015-10-09 | 2015-09-03 | 2015-10-09 | Rule 21 | Rule 21 Export | Fast Track | Inactive | Withdrawn | 2016-02-12 | Not Started | No |  |  | Photovoltaic(0.991) | 0.991 | Riverside | CA | 2015-12-27 |  | Plummer 12kV | Plummer | Valley 500/115 | San Jacinto Valley Region | Plummer | Valley 'AB' 500/115 System | Cajalco 115/12 (D)
GFID8421 | 2015-09-16 | 2015-09-08 | 2015-10-16 | Rule 21 | Rule 21 Export | Fast Track | Inactive | Withdrawn | 2016-11-11 | Not Started | No |  |  | Wind Turbine(3) | 3 | San Bernardino | CA | 2015-11-01 |  | Southdown 4/115 kV substation | Victor 115 kV | Victor 115 kV
GFID8422 | 2015-09-16 | 2015-09-08 | 2015-10-16 | Rule 21 | Rule 21 Export | Fast Track | Inactive | Withdrawn | 2016-11-11 | Not Started | No |  |  | Wind Turbine(3) | 1.85 | San Bernardino | CA | 2015-11-01 | 2016-09-01 | Soport 4/115 kV substation | Victor 115 kV | Victor 115 kV bus | Desert Region |  | El Casco 220/115 System
GFID8423 | 2015-09-16 | 2015-09-09 | 2015-10-16 | Rule 21 | Rule 21 Export | ISP | Inactive | IA Terminated |  | Terminated | Yes | 2018-01-11 |  | Wind Turbine(5.05) | 5.05 | Riverside | CA | 2016-03-01 | 2018-08-01 | Bottle 115/4 kV Substation | Bottle 115/4 kV Substation | 220kV Bus at Devers Substation | Desert Region | Bottle | Devers 220/115 System | Bottle 115/4.16 (C)
GFID8440 |  | 2015-10-09 |  | Rule 21 | Rule 21 Export | Fast Track | Inactive | Withdrawn | 2015-11-13 | Not Started | No |  |  | Photovoltaic(0.366) | 0.366 | Riverside | CA |  |  | APN: 434-300-003, 33°47'22.64'N 116°56'55.42'W
GFID8443 | 2015-11-30 | 2015-10-20 | 2015-11-30 | Rule 21 | Rule 21 Export | Fast Track | Inactive | Withdrawn | 2016-06-08 | Not Started | No |  |  | Gas Turbine(0.25) | 0.25 | Orange | CA | 2016-09-01 |  | Taiwan 12kV | Taiwan | Villa Park 220/66 | Orange Region | Taiwan | Villa Park 220/66 System | Modena 66/12 (D)
GFID8468 |  | 2015-11-25 |  | Rule 21 | Rule 21 Export | Fast Track | Inactive | Withdrawn | 2016-02-03 | Not Started | No |  |  | Photovoltaic(3) | 3 | Kern | CA | 2016-09-01 |  | See Map in App
GFID8469 | 2016-02-12 | 2016-01-07 | 2016-02-26 | Rule 21 | Rule 21 Export | Detailed Study | Inactive | IA Terminated |  | Amendment - Pending | Yes | 2016-09-22 | 2023-05-24 | Photovoltaic(3) | 3 | Los Angeles | CA | 2016-07-01 | 2017-08-11 | Stealth 12 kV distribution line out of Oasis 66/12 kV Substation | Stealth 12 kV distirbution line out of Oasis 66/12 kV Substation | Antelope Substation 66 kV bus | North Coast Region | Stealth | Antelope 220/66 System | Oasis 66/12 (D)
GFID8475 | 2016-02-19 | 2016-01-13 | 2016-02-19 | Rule 21 | Rule 21 Export | Fast Track | Active - Post IA | In-Service |  | Executed - In Effect | Yes | 2016-11-11 |  | Photovoltaic(1.92) | 1.92 | Kern | CA | 2016-02-26 | 2017-06-30 | Heavy 33kV distribution line out of Randsburg 115/33 kV Substation | Heavy 33kV distribution line out of Randsburg 115/33 kV Substation |  | Rurals Region | Heavy | Kramer 220/115 System | Randsburg 115/33 (D)
GFID8027EXP | 2016-03-17 | 2016-01-14 | 2016-03-17 | Rule 21 | Rule 21 Export | Fast Track | Inactive | Withdrawn | 2018-09-14 | In Negotiation | No |  |  | Photovoltaic(0.959) | 0.959 | Riverside | CA | 2016-01-20 |  | Santa Rosa: PIPER 12 kV line | Piper 12kV out of Santa Rosa Substation |  | Desert Region | Piper | Mirage 220/115 System | Santa Rosa 115/12 (D)
GFID8479 | 2016-01-29 | 2016-01-29 | 2016-02-12 | Rule 21 | Rule 21 Export | Fast Track | Active - Post IA | In-Service |  | Executed - In Effect | Yes | 2016-07-28 |  | Hydroelectric(1) | 1 | San Bernardino | CA | 2017-05-09 |  | Sutt 12 kV out of Del Rosa 66/12kV Substation | Sutt 12 kV out of Del Rosa 66/12kV Substation | San Bernardino 220/66 | Desert Region | Sutt | San Bernardino 220/66 System | Del Rosa 66/12 (D)
GFID8482 |  | 2016-02-18 | 2016-03-17 | Rule 21 | Rule 21 Export | Fast Track | Inactive | Withdrawn | 2016-03-17 | Not Started | No |  |  | Energy Storage(3) | 3 | Orange | CA | 2018-10-01 | 2018-10-01 | 12 KV bus Section X at the Johanna Substation -Will discuss in the scoping meeting. |  | Johanna 220kV bus | Orange Region |  | Johanna 220/66 System | Johanna 66/12 (D)
GFID8483 |  | 2016-02-18 | 2016-03-17 | Rule 21 | Rule 21 Export | Fast Track | Inactive | Withdrawn | 2016-03-17 | Not Started | No |  |  | Energy Storage(3) | 3 | Orange | CA | 2018-10-01 | 2018-10-01 | 12 KV bus Section X at the Johanna Substation -Will discuss in the scoping meeting. |  | Johanna 220kV bus | Orange Region |  | Johanna 220/66 System | Johanna 66/12 (D)
GFID8484 |  | 2016-02-18 | 2016-03-17 | Rule 21 | Rule 21 Export | Fast Track | Inactive | Withdrawn | 2016-03-17 | Not Started | No |  |  | Energy Storage(3) | 3 | Orange | CA | 2018-10-01 | 2018-10-01 | 12 KV bus Section X at the Johanna Substation -Will discuss in the scoping meeting. |  | Johanna 220kV bus | Orange Region |  | Johanna 220/66 System | Johanna 66/12 (D)
GFID8485 |  | 2016-02-18 | 2016-03-17 | Rule 21 | Rule 21 Export | Fast Track | Inactive | Withdrawn | 2016-03-17 | Not Started | No |  |  | Energy Storage(3) | 3 | Orange | CA | 2018-10-01 | 2018-10-01 | 12 KV bus Section X at the Johanna Substation -Will discuss in the scoping meeting.
GFID8486 |  | 2016-02-18 | 2016-03-17 | Rule 21 | Rule 21 Export | Fast Track | Inactive | Withdrawn | 2016-03-17 | Not Started | No |  |  | Energy Storage(3) | 3 | Orange | CA | 2018-10-01 | 2018-10-01 | 12 KV bus Section X at the Johanna Substation -Will discuss in the scoping meeting. |  | Johanna 220kV bus | Orange Region |  | Johanna 220/66 System | Johanna 66/12 (D)
GFID8492 | 2016-03-15 | 2016-03-15 | 2016-03-30 | Rule 21 | Rule 21 Export | Detailed Study | Inactive | Withdrawn | 2017-09-19 | In Negotiation | No |  |  | Photovoltaic(2.7) | 2.7 | Tulare | CA | 2018-06-01 | 2018-04-01 | Burton 12kV | Burton 12kV | Springville Substation 220kV bus | San Joaquin Region | Burton | Springville 220/66 System | Porterville 66/12 (D)
GFID8218EXP | 2016-03-17 | 2016-03-17 | 2016-04-18 | Rule 21 | Rule 21 Export | Fast Track | Active - Post IA | In-Service (Conditional PTO) |  | Amendment - Executed | Yes | 2017-01-31 |  | Photovoltaic(1.5) | 1.5 | Riverside | CA | 2015-11-25 |  | Plummer 12kV |  |  | San Jacinto Valley Region | Plummer | Valley 'AB' 500/115 System | Cajalco 115/12 (D)
GFID8493 |  | 2016-03-25 |  | Rule 21 | Rule 21 Export | Fast Track | Inactive | Withdrawn | 2016-05-20 | Not Started | No |  |  | Photovoltaic(0.366) | 0.366 | Riverside | CA | 2016-04-15 |  | APN- 434-300-003-1
GFID8495 | 2016-03-15 | 2016-03-15 | 2016-03-31 | Rule 21 | Rule 21 Export | Detailed Study | Inactive | Withdrawn | 2017-09-19 | In Negotiation | No |  |  | Photovoltaic(2.52) | 2.5 | Tulare | CA | 2018-06-01 | 2018-04-01 | Cotton 12kV | Cotton 12kV | Vestal 220kV bus | San Joaquin Region | Cotton | Vestal 220/66 System | Poplar 66/12 (D)
GFID8497 | 2016-04-26 | 2016-02-17 | 2016-05-12 | Rule 21 | Rule 21 Export | Fast Track | Inactive | Withdrawn | 2017-06-15 | In Draft | No |  |  | Photovoltaic(2.5) | 2.5 | San Bernardino | CA | 2016-11-15 | 2017-09-27 | At the Distribution Provider’s 4-way gas switch position no. 4 on the Distribution Provider’s Bolor 12kV distribution line out of Alder 66/12 kV Substation | At the Distribution Provider’s 4-way gas switch position no. 4 on the Distribution Provider’s Bolor 12kV distribution line out of Alder 66/12 kV Substation out of Alder 66/12 kV Substation. | The ISO Grid at Distribution Provider’s 220kV Bus at Etiwanda Substation. | Desert Region | Bolor | Etiwanda 220/66 System | Alder 66/12 (D)
GFID8498 | 2016-05-18 | 2016-04-08 | 2016-05-19 | Rule 21 | Rule 21 Export | Fast Track | Inactive | Withdrawn | 2016-11-28 | Not Started | No |  |  | Photovoltaic(2.34) | 2.34 | San Bernardino | CA | 2016-09-01 |  | Knolls 12kV out of Rancho 33/12 kV Substation | Knolls 12kV out of Rancho 33/12 kV Substation | Victor 220/115 kV Substation | Rurals Region | Knolls | Victor 220/115 System | Rancho 33/12 (D)
GFID8499 | 2016-04-11 | 2016-04-11 | 2016-05-20 | Rule 21 | Rule 21 Export | ISP | Active - Post IA | In-Service |  | Executed - In Effect | No | 2017-08-07 |  | Internal Combustion Engine(0.8) | 0.8 | Tulare | CA | 2017-01-05 | 2018-03-01 | Callison 12 kV distribution line out of Tipton 66/12 kV Substation | Callison 12 kV circuit out of the Tipton 66/12 kV Substation | Springville 220/66 kV Substation | San Joaquin Region | Callison | Springville 220/66 System | Tipton 66/12 (D)
GFID8502 |  | 2016-05-02 |  | Rule 21 | Rule 21 Export | Fast Track | Inactive | Withdrawn | 2016-06-10 | Not Started | No |  |  | Wind Turbine(3) | 3 | Riverside | CA | 2016-07-01 |  | Town Hall 33 kV Curcuit, 33 55' 09.32' N, 116 40' 09.38' W |  |  | Desert Region | Townhall | Devers 220/115 System | Garnet 115/33 (D)
GFID8503 | 2016-05-02 | 2016-05-02 | 2016-06-02 | Rule 21 | Rule 21 Export | Fast Track | Inactive | Withdrawn | 2016-08-29 | Not Started | No |  |  | Photovoltaic(1.98) | 1.98 |  |  | 2017-09-01 |  | Wedge 12kV |  |  | Rurals Region | Wedge | Blythe (WALC) 161/33 System | Defrain 33/12 (D)
GFID8504 | 2016-06-23 | 2016-05-02 | 2016-06-23 | Rule 21 | Rule 21 Export | Fast Track | Active - Post IA | In-Service |  | Executed - In Effect | Yes | 2017-03-27 |  | Photovoltaic(0.828) | 0.828 | Kern | CA | 2016-12-01 | 2017-09-01 | Drive Inn 12kV out of Inyokern 33/12kV | Drive Inn 12kV out of Inyokern 33/12kV | Kramer 220/115 | Rurals Region | Drive Inn | Kramer 220/115 System | Inyokern 33/12 (D)
GFID8509 | 2016-06-29 | 2016-05-13 | 2016-06-29 | Rule 21 | Rule 21 Export | Fast Track | Inactive | IA Terminated |  | Terminated | Yes | 2017-03-06 | 2018-10-29 | Internal Combustion Engine(0.8) | 0.8 | Tulare | CA | 2017-01-05 | 2018-01-05 | Circuit: Windt 12kV, Sub: Laurel 66/12, System: Rector 220/66 |  |  | San Joaquin Region | Wonderful | Rector 220/66 System | Laurel 66/12 (D)
GFID8515 | 2016-06-09 | 2016-06-09 | 2016-07-20 | Rule 21 | Rule 21 Export | Fast Track | Inactive | Withdrawn | 2016-09-12 | Not Started | No |  |  | Photovoltaic(3) | 3 | Kern | CA | 2016-12-01 |  | Lat: 35.762375, -119.307088 Long: -119.307088. Existing 120/240V meter will be upgraded and relocated to a new 12kV switchgear located adjacent to the existing utility pole #4479812E |  |  | San Joaquin Region | Swanson | Vestal 220/66 System | Delano 66/12 (D)
GFID8517 | 2016-08-03 | 2016-06-24 | 2016-08-03 | Rule 21 | Rule 21 Export | Fast Track | Inactive | Withdrawn | 2016-09-07 | Not Started | No |  |  | Photovoltaic(1.98) | 1.98 | Los Angeles | CA | 2017-03-01 |  | 19620 W AVENUE A LANCASTER CA 93536, APN# 3256-003-003, 3256-003-005, 3256-003-007 |  |  | North Coast Region | Duntley | Antelope 220/66 System | Neenach 66/12 (D)
GFID8520 | 2016-09-20 | 2016-07-26 | 2016-09-21 | Rule 21 | Rule 21 Export | Fast Track | Inactive | Withdrawn | 2017-03-30 | Withdrawn (No Agrmt) | No |  |  | Photovoltaic(3) | 3 | San Bernardino | CA | 2017-11-17 |  | TBD |  |  | Rurals Region | Cushenbury | Victor 220/115 System | Cottonwood 115/33 (D)
GFID8523 | 2016-09-20 | 2016-08-08 | 2016-10-03 | Rule 21 | Rule 21 Export | Fast Track | Active - Post IA | In-Service |  | Executed - In Effect | Yes | 2017-06-12 |  | Photovoltaic(0.366) | 0.366 | Riverside | CA | 2016-11-10 | 2017-09-17 | Girard 12kV distribution line out of Nelson 115/12kV Substation |  |  | San Jacinto Valley Region | Massacre | Valley 'AB' 500/115 System | Nelson 115/12 (D)
GFID8525 | 2016-08-25 | 2016-08-25 | 2016-09-23 | Rule 21 | Rule 21 Export | ISP | Active - Post IA | In-Service (Conditional PTO) |  | Executed - In Effect | Yes | 2017-06-13 |  | Photovoltaic(3.2) | 3.2 | Riverside | CA | 2016-11-01 | 2018-02-10 | A tap on the Distribution Provider's Highball 12 kV distribution line out of Bloomington 66/12 kV Substation | Vista 220/66 kV | Vista 220/66 Kv | Desert Region | Highball | Vista A 220/66 System | Bloomington 66/12 (D)
GFID8527 | 2016-11-29 | 2016-08-31 | 2016-11-29 | Rule 21 | Rule 21 Export | ISP | Inactive | IA Terminated |  | Terminated | Yes | 2017-10-17 | 2018-08-21 | Hydroelectric(0.434) | 0.43 | Ventura | CA | 2017-10-01 | 2018-03-21 | A tap on the Distribution Provider's Collins 16kV distribution line out of Moorpark 66/16kV Substation | A tap on the Distribution Provider's Collins 16kV distribution line out of Moorpark 66/16kV Substation | 220/66 kV bus at Moorpark Substation | North Coast Region | Collins | Moorpark 220/66 System | Moorpark 66/16 (D)
GFID8528 | 2016-09-16 | 2016-09-16 | 2016-11-03 | Rule 21 | Rule 21 Export | Fast Track | Inactive | Withdrawn | 2017-03-30 | Not Started | No |  |  | Wind Turbine(3) | 3 | Riverside | CA | 2016-07-01 |  | Circuit: Townhall 33kV Sub: Garnet 115/33 System: Devers 220/115. APN 516-009-010-8 |  |  | Desert Region | Poppet Flats | El Casco 220/115 System | Cabazon 33/12 (D)
GFID8529 | 2016-09-20 | 2016-09-20 | 2016-10-26 | Rule 21 | Rule 21 Export | Fast Track | Inactive | Withdrawn | 2017-01-12 | Not Started | No |  |  | Photovoltaic(3)/Energy Storage(3) | 3 | Riverside | CA | 2017-11-30 |  | 12 kV Distribution Circuit 15173, Substation 8235
GFID8534 | 2016-10-28 | 2016-10-28 | 2016-12-05 | Rule 21 | Other (Queued) | Serial (Off process) | Complete - No IA | In-Service (Conditional PTO) |  | Not Required | No |  |  | Energy Storage(2.8) | 2.8 | Los Angeles | CA | 2017-10-01 |  | Pronghorn 12kV Ckt |  |  | North Coast Region | Pronghorn | Antelope 220/66 System | Del Sur 66/12 (D)
GFID8557 | 2017-01-05 | 2017-01-05 | 2017-01-23 | Rule 21 | Rule 21 Export | Fast Track | Inactive | Withdrawn | 2017-05-11 | Not Started | No |  |  | Wind Turbine(3) | 3 | Kern | CA | 2018-01-31 |  | Oak Creek 12 kV line out of Rosamond 66/12 kV Substation. | Oak Creek 12 kV line out of Rosamond 66/12 kV Substation. | Antelope Substation 66 kV bus. | North Coast Region | Oak Creek | Antelope 220/66 System | Rosamond 66/12 (D)
GFID8572 | 2017-04-10 | 2017-03-03 | 2017-04-10 | Rule 21 | Rule 21 Export | Fast Track | Inactive | Withdrawn | 2017-06-08 | Not Started | No |  |  | Photovoltaic(0.66) | 0.66 | San Bernardino | CA | 2017-10-17 |  | SCE's Hackman 33 kV Circuit out of the Trona 33/12 kV Substation | SCE's Hackman 33 kV Circuit out of the Trona 33/12 kV Substation |  | Rurals Region | Hackman | Kramer 220/115 System | Searles 115/33 (D)
GFID8530 | 2016-12-16 | 2016-09-29 | 2016-12-19 | Rule 21 | Rule 21 Export | ISP | Active - Post IA | In-Service |  | Executed - In Effect | Yes | 2017-08-23 |  | Photovoltaic(2.736) | 2.736 | Los Angeles | CA | 2017-06-01 | 2018-02-14 | Bledsoe 12 kV distribution line out of Neenach 66/12 kV Substation | Bailey 220/66 kV Substation | Bailey 220/66 kV Substation | North Coast Region | Bledsoe | Antelope 220/66 System | Neenach 66/12 (D)
GFID8531 | 2016-10-12 | 2016-10-12 | 2016-11-21 | Rule 21 | Rule 21 Export | ISP | Inactive | Withdrawn | 2017-09-19 | Not Started | No |  |  | Photovoltaic(3.564) | 3 | Tulare | CA | 2018-12-01 | 2018-12-30 | Flory 12kV distribution line | Flory 12kV distribution line | Springville Substation 220kV bus | San Joaquin Region | Flory | Springville 220/66 System | Woodville 66/12 (D)
GFID8532 | 2016-12-19 | 2016-10-21 | 2016-12-19 | Rule 21 | Rule 21 Export | Fast Track | Inactive | Withdrawn | 2017-10-03 | In Negotiation | No |  |  | Photovoltaic(1.425) | 1.425 | Tulare | CA | 2017-09-30 |  | Bowen 12kV out of the 66/12kV Strathmore Substation | Bowen 12kV out of the 66/12kV Strathmore Substation | Springville 220/66kV | San Joaquin Region | Bowen | Springville 220/66 System | Strathmore 66/12 (D)
GFID8533 | 2016-12-19 | 2016-10-21 | 2016-12-19 | Rule 21 | Rule 21 Export | Fast Track | Inactive | Withdrawn | 2017-10-03 | In Negotiation | No |  |  | Photovoltaic(1.4) | 1.4 | Tulare | CA | 2017-09-30 |  | Elster 12kV out of the 66/12kV Boxwood Substation | Elster 12kV out of the 66/12kV Boxwood Substation | Springville 220/66kV | San Joaquin Region | Elster | Springville 220/66 System | Boxwood 66/12 (D)
GFID8535 | 2016-10-28 | 2016-10-28 | 2016-12-05 | Rule 21 | Other (Queued) | Serial (Off process) | Inactive | Withdrawn | 2017-06-20 | Not Required | No |  |  | Energy Storage(4) | 4 | Los Angeles | CA | 2017-10-01 |  | Pronghorn 12kV Ckt. 4605107E, POI 34.716865, -118.289406 |  |  | North Coast Region | Pronghorn | Antelope 220/66 System | Del Sur 66/12 (D)
GFID8536 | 2016-10-28 | 2016-10-28 | 2016-12-05 | Rule 21 | Other (Queued) | Serial (Off process) | Inactive | Withdrawn | 2018-03-12 | Not Required | No |  |  | Energy Storage(2.6) | 2.6 | Riverside | CA | 2017-10-01 |  | Invader 12kV Ckt. 4627353E, POI 33.93082, -116.545059 |  |  | Desert Region | Invader | Devers 220/115 System | Devers 115/12 (D)
GFID8537 | 2016-10-28 | 2016-10-28 | 2016-12-05 | Rule 21 | Other (Queued) | Serial (Off process) | Inactive | Withdrawn | 2017-06-20 | Not Required | No |  |  | Energy Storage(2.6) | 2.6 | Riverside | CA | 2017-10-01 |  | Invader 12kV |  |  | Desert Region | Invader | Devers 220/115 System | Devers 115/12 (D)
GFID8538 | 2016-10-28 | 2016-10-28 | 2016-12-05 | Rule 21 | Other (Queued) | Serial (Off process) | Inactive | Withdrawn |  | Not Required | No |  |  | Energy Storage(2.6) | 2.6 | Los Angeles | CA | 2017-10-01 | 2019-06-01 | Stealth 12kV Ckt. VS631361, POI 34.646189, -118.095377 |  |  | North Coast Region | Stealth | Antelope 220/66 System | Oasis 66/12 (D)
GFID8539 | 2016-10-28 | 2016-10-28 | 2016-12-05 | Rule 21 | Other (Queued) | Serial (Off process) | Inactive | Withdrawn | 2017-06-20 | Not Required | No |  |  | Energy Storage(2.6) | 2.6 | Los Angeles | CA | 2017-10-01 |  | Stealth 12kV Ckt. VS631361, POI 34.646189, -118.095377 |  |  | North Coast Region | Stealth | Antelope 220/66 System | Oasis 66/12 (D)
GFID8540 | 2016-10-28 | 2016-10-28 | 2016-12-05 | Rule 21 | Other (Queued) | Serial (Off process) | Inactive | Withdrawn | 2017-06-20 | Not Required | No |  |  | Energy Storage(2.6) | 2.6 | San Bernardino | CA | 2017-10-01 |  | Keno 12kV |  |  | Rurals Region |  | Victor 220/115 System
GFID8541 | 2016-10-28 | 2016-10-28 | 2016-12-05 | Rule 21 | Other (Queued) | Serial (Off process) | Inactive | Withdrawn | 2017-06-20 | Not Required | No |  |  | Energy Storage(2.6) | 2.6 | San Bernardino | CA | 2017-10-01 |  | Keno 12kV |  |  | Rurals Region |  | Victor 220/115 System
GFID8543 | 2017-02-14 | 2016-12-01 | 2017-02-14 | Rule 21 | Rule 21 Export | Fast Track | Inactive | Withdrawn | 2017-08-17 | Not Started | No |  |  | Photovoltaic(0.99) | 0.99 | Kern | CA | 2017-04-01 |  | Mettler 12kV |  |  | North Coast Region | Mettler | Windhub 220/66 System | Cummings 66/12 (D)
GFID8551 | 2016-12-01 | 2016-12-01 | 2016-12-29 | Rule 21 | Rule 21 Export | ISP | Inactive | IA Terminated | 2020-11-20 | Terminated | Yes | 2018-02-28 |  | Photovoltaic(3)/Energy Storage() | 3 | San Bernardino | CA | 2019-05-31 | 2020-11-29 | Cement 33 kV distribution line out of Victor 115/33 kV Substation | A tap on the Distribution Provider’s Cement 33kV distribution line out of Victor 115/33kV Substation | The ISO Grid at Distribution Provider’s 115kV Bus at Victor Substation | Rurals Region | Cement | Victor 220/115 System | Victor 115/33 (D)
GFID8553 | 2016-12-07 | 2016-12-07 | 2016-12-22 | Rule 21 | Rule 21 Export | ISP | Inactive | IA Terminated |  | Terminated | Yes | 2018-03-21 | 2021-02-24 | Photovoltaic(3)/Energy Storage(0.7) | 3 | San Bernardino | CA | 2019-07-31 | 2020-10-01 | A tap on the Distribution Provider’s Sunfair 25 kV distribution line out of Hi Desert 115/33/25 kV Substation | A tap on the Distribution Provider’s Sunfair 25 kV distribution line out of Hi Desert 115/33/25 kV Substation | The ISO Grid at Distribution Provider’s 220 kV Bus at Devers Substation | Desert Region | Sunfair | Devers 220/115 System | Hi Desert 33/25 (D)
GFID8554 | 2016-12-12 | 2016-12-12 | 2017-01-18 | Rule 21 | Rule 21 Export | ISP | Active - Post IA | In-Service |  | Executed - In Effect | Yes | 2019-01-29 |  | Internal Combustion Engine(2.274) | 1.994 | Santa Barbara | CA | 2016-07-01 | 2020-08-15 | Mist 16kV distribution line out of Capitan 66/16kV Substation. | Mist 16kV circuit out of the Capitan 66/16kV Substation | 220/66kV Bus at Goleta Substation. | North Coast Region | Mist | Goleta 220/66 System | Capitan 66/16 (D)
GFID8583 | 2017-01-24 | 2017-01-09 | 2017-01-24 | Rule 21 | Rule 21 Export | Fast Track | Active - Post IA | In-Service |  | Executed - In Effect | Yes | 2017-05-02 |  | Photovoltaic(0.24) | 0.24 | Tulare | CA | 2017-04-14 | 2017-07-31 | Redbanks 12 kV distribution line out of Venice Hill 66/12/kV Substation |  |  | San Joaquin Region | Redbanks | Rector 220/66 System | Venice Hill 66/12 (D)
GFID8560 | 2017-02-21 | 2017-01-26 | 2017-02-21 | Rule 21 | Rule 21 Export | Fast Track | Inactive | Withdrawn | 2017-10-09 | Not Started | No |  |  | Photovoltaic(0.565) | 0.565 | San Bernardino | CA | 2017-10-17 |  | SCE's Point of Rocks 12kV circuit out of the Trona 33/12 kV Substation | SCE's Point of Rocks 12 kV circuit out of the Trona 33/12 kV Substation |  | Rurals Region | Point Of Rocks | Kramer 220/115 System | Trona 33/12 (D)
GFID8564 | 2017-02-13 | 2017-02-13 | 2017-02-24 | Rule 21 | Rule 21 Export | Fast Track | Inactive | Withdrawn | 2017-05-11 | Not Started | No |  |  | Wind Turbine(3) | 3 | Kern | CA | 2018-01-31 |  | Carbon 12kV out of Goldtown 66/12kV | Carbon 12kV out of Goldtown 66/12kV |  | North Coast Region | Carbon | Windhub 220/66 System | Goldtown 66/12 (D)
GFID8566 | 2017-03-30 | 2017-02-17 | 2017-04-04 | Rule 21 | Rule 21 Export | Fast Track | Active - Post IA | In-Service |  | Executed - In Effect | Yes | 2019-03-19 |  | Internal Combustion Engine(2.6) | 2.6 | San Bernardino | CA | 2018-01-01 | 2020-04-15 | Hallmark 12 kV distribution line out of Shandin 115/12 kV Substation | At the Distribution Provider’s 4-way pad-mounted switch on the Distribution Provider’s Hallmark 12 kV distribution line out of Shandin 115/12 kV Substation | 220 kV Bus at Vista Substation | Desert Region | Hallmark | Vista 220/115 System | Shandin 115/12 (D)
GFID8573 | 2017-05-25 | 2017-03-07 | 2017-05-25 | Rule 21 | Other (Queued) | Serial (Off process) | Inactive | Withdrawn | 2017-10-18 | Not Started | No |  |  | Energy Storage(0.71) | 0.71 | Orange | CA | 2017-10-01 |  | Cadmium 12kV |  |  | Orange Region | Cadmium | Johanna 220/66 System | Camden 66/12 (D)
GFID8580 | 2017-04-17 | 2017-04-17 | 2017-04-17 | Rule 21 | Rule 21 Export | ISP | Active - Post IA | In-Service (Conditional PTO) |  | Executed - In Effect | Yes | 2019-10-07 |  | Photovoltaic(1) | 1 | San Bernardino | CA | 2018-10-17 | 2021-09-01 | A tap on the Distribution Provider’s Hackman 33 kV distribution line out of Searles 115/33 kV Substation via a line extension to the Customer-owned 38.0 kV rated switchboard. | A tap on the Distribution Provider’s Hackman 33 kV distribution line out of Searles 115/33 kV Substation via a line extension to the Customer-owned 38.0 kV rated switchboard. | Distribution Provider’s 115 kV Bus at Inyokern Substation | Rurals Region | Hackman | Kramer 220/115 System | Searles 115/33 (D)
GFID8582 | 2017-04-11 | 2017-04-11 | 2017-05-02 | Rule 21 | Rule 21 Export | ISP | Inactive | Withdrawn | 2017-12-12 | In Negotiation | No |  |  | Photovoltaic(2.34) | 2.34 | San Bernardino | CA | 2017-12-29 | 2017-12-29 | Knolls 12kV circuit out of Rancho 33/12 kV Substation | Knolls 12kV circuit out of Rancho 33/12 kV Substation | Victor 220/115 kV bus | Rurals Region | Knolls | Victor 220/115 System | Rancho 33/12 (D)
GFID8587 | 2017-05-04 | 2017-05-04 | 2017-06-15 | Rule 21 | Rule 21 Export | Fast Track | Active - Post IA | In-Service (Conditional PTO) |  | Executed - In Effect | Yes | 2019-01-22 |  | Photovoltaic(3) | 3 | Tulare | CA | 2017-07-01 | 2019-06-19 | A tap on the Distribution Provider’s Milk 12 kV distribution line out of Tulare 66/12 kV Substation |  |  | San Joaquin Region | Milk | Rector 220/66 System | Tulare 66/12 (D)
GFID8588 | 2017-07-17 | 2017-05-08 | 2017-07-17 | Rule 21 | Rule 21 Export | Fast Track | Inactive | Withdrawn | 2017-12-07 | Not Started | No |  |  | Wind Turbine(1.2) | 1.1 | Los Angeles | CA | 2018-02-01 |  | Tejon 12kV |  |  | North Coast Region | Tejon | Antelope 220/66 System | Neenach 66/12 (D)
GFID8599 | 2017-05-31 | 2017-05-31 | 2017-06-14 | Rule 21 | Other (Queued) | Serial (Off process) | Complete - No IA | In-Service |  | Not Started | No |  |  | Energy Storage(2.4) | 2.4 | Orange | CA | 2017-10-01 |  | Scarlet 12kV |  |  | Orange Region | Scarlet | Villa Park 220/66 System | Orange 66/12 (D)
GFID8600 |  | 2017-06-01 |  | Rule 21 | Rule 21 Export | Fast Track | Inactive | Withdrawn | 2017-09-11 | Not Started | No |  |  | Photovoltaic(1.86) | 1.86 | Riverside | CA | 2017-10-16 |  | Luiseno 33kv |  |  | San Jacinto Valley Region | Luiseno | Valley 'D' 500/115 System | Pechanga 115/33 (D)
GFID8604 | 2017-07-07 | 2017-07-07 | 2017-08-18 | Rule 21 | Rule 21 Export | Fast Track | Active - Post IA | In-Service |  | Executed - In Effect | Yes | 2018-04-17 |  | Fuel Cell(2.8)/Fuel Cell(2.8) | 2.8 | Tulare | CA | 2018-03-01 |  | TBD at the 12 kV level |  |  | San Joaquin Region | Rinker | Rector 220/66 System | Tulare 66/12 (D)
GFID8607 |  | 2017-08-01 |  | Rule 21 | Rule 21 Export | Detailed Study | Inactive | Withdrawn | 2017-09-27 | Not Started | No |  |  | Cogeneration(19.876) |  | Ventura | CA | 2017-09-01 |  |  |  |  | North Coast Region |  | Santa Clara 220/66 System | Colonia 66/16 (D)
GFID8609 |  | 2017-08-10 |  | Rule 21 | Rule 21 Export | Fast Track | Inactive | Withdrawn | 2017-11-13 | Not Started | No |  |  | Cogeneration(3.15) | 3 | San Bernardino | CA | 2019-12-01 |  | Ironhorse 12kV | Bloomington 66/12 | Vista A 220/66 | Desert Region | Ironhorse | Vista A 220/66 System | Bloomington 66/12 (D)
GFID8612 | 2017-08-22 | 2017-08-22 | 2017-09-07 | Rule 21 | Rule 21 Export | Fast Track | Inactive | IA Terminated |  | Terminated | Yes | 2021-07-26 | 2023-11-06 | Wind Turbine(3) | 3 | Kern | CA | 2018-06-30 | 2023-05-01 | A tap on the Distribution Provider’s Oak Creek 12 kV distribution line out of Rosamond 66/12 kV Substation | A tap on the Distribution Provider’s Oak Creek 12 kV distribution line out of Rosamond 66/12 kV Substation | The ISO Grid at Distribution Provider’s 66 kV Bus at Antelope 220/66kV Substation. | North Coast Region | Oak Creek | Antelope 220/66 System | Rosamond 66/12 (D)
GFID8613 | 2017-08-31 | 2017-08-31 | 2017-09-20 | Rule 21 | Rule 21 Export | Fast Track | Active - Post IA | In-Service |  | Executed - In Effect | Yes | 2018-04-27 |  | Photovoltaic(0.072) |  | Los Angeles | CA | 2017-10-01 | 2018-07-10 | Ottowa 12 kV | Rio Hondo 66/12 kV | Rio Hondo 220/66 kV | Metro East Region | Ottowa | Rio Hondo 220/66 System | Rio Hondo 66/12 (D)
GFID8614 | 2017-08-31 | 2017-08-31 | 2017-09-14 | Rule 21 | Rule 21 Export | Fast Track | Active - Post IA | In-Service |  | Executed - In Effect | Yes | 2018-04-27 |  | Photovoltaic(0.127) | 0.1266 | Los Angeles | CA | 2017-10-01 | 2018-07-10 | Pecos 12kV | Rio Hondo 66/12 | Rio Hondo 220/66 | Metro East Region | Pecos | Rio Hondo 220/66 System | Rio Hondo 66/12 (D)
GFID8615 | 2017-09-01 | 2017-09-01 | 2017-09-15 | Rule 21 | Rule 21 Export | ISP | Inactive | Withdrawn | 2020-02-14 | Withdrawn (No Agrmt) | No |  |  | Wind Turbine(3) | 2.94 | Los Angeles | CA | 2018-02-01 | 2019-03-01 | the Tejon 12kV circuit out of the Neenach 66/12kV Substation | Tejon 12kV | Bailey Substation 220/66kV | North Coast Region | Tejon | Antelope 220/66 System | Neenach 66/12 (D)
GFID8617 | 2017-09-08 | 2017-09-08 | 2017-09-29 | Rule 21 | Other (Queued) | Serial (Off process) | Inactive | Withdrawn | 2018-08-23 | Not Started | No |  |  | Energy Storage(2.8) |  | Mono | CA | 2018-06-01 |  | Pickle Meadows 16kV |  |  | Rurals Region | Pickle Meadows | Inyo SCE 220/115 System | Bridgeport 16/16 (D)
GFID8618 | 2017-09-08 | 2017-09-08 | 2017-09-29 | Rule 21 | Other (Queued) | Serial (Off process) | Inactive | Withdrawn | 2017-11-01 | Not Started | No |  |  | Energy Storage(2.8) | 2.8 | Mono | CA | 2018-06-01 |  | Tufa 16 kV
GFID8631 | 2018-04-10 | 2017-12-14 | 2018-04-10 | Rule 21 | Rule 21 Export | ISP | Active - Post IA | In-Service |  | Executed - In Effect | Yes | 2019-03-13 |  | Photovoltaic(2.875) | 2.875 | Ventura | CA | 2018-06-30 | 2018-10-01 | A tap on the Distribution Provider’s Buckhorn 16 kV distribution line out of Fillmore 66/16 kV Substation | A tap on the Distribution Provider’s Buckhorn 16 kV distribution line out of Fillmore 66/16 kV Substation | Saugus 220/66 kV bus | North Coast Region | Buckhorn | Saugus 220/66 System | Fillmore 66/16 (D)
GFID8638 | 2018-03-15 | 2017-12-29 | 2018-03-15 | Rule 21 | Rule 21 Export | Detailed Study | Inactive | Withdrawn | 2021-02-04 | Withdrawn (No Agrmt) | No |  |  | Photovoltaic(2) |  | Riverside | CA | 2020-01-01 |  |  |  |  | San Jacinto Valley Region | Skinner | Valley 'D' 500/115 System | Auld 115/33 (D)
GFID8628 | 2018-04-13 | 2017-12-14 | 2018-04-13 | Rule 21 | Rule 21 Export | ISP | Active - Post IA | In-Service (Conditional PTO) |  | Executed - In Effect | Yes | 2019-08-27 |  | Photovoltaic(1.86) | 2.94 | Riverside | CA | 2018-02-16 | 2020-04-20 | Luiseno 33kV | Valley 'D' 500/115 System | Valley 'D' 500/115 System | San Jacinto Valley Region | Luiseno | Valley 'D' 500/115 System | Pechanga 115/33 (D)
GFID8629 |  | 2017-11-16 |  | Rule 21 | Rule 21 Export | Fast Track | Inactive | Withdrawn | 2018-03-09 | Not Started | No |  |  | Photovoltaic(1.08) |  | Riverside | CA | 2018-02-16 |  | LUISENO 33KV OUT OF PECHANGA SUBSTATION |  |  | San Jacinto Valley Region | Luiseno | Valley 'D' 500/115 System | Pechanga 115/33 (D)
GFID8630 | 2018-02-05 | 2017-12-21 | 2018-02-05 | Rule 21 | Rule 21 Export | Fast Track | Inactive | Withdrawn | 2018-05-07 | Not Started | No |  |  | Photovoltaic(1.188) |  | Riverside | CA | 2017-03-30 |  |  |  |  | Rurals Region | Desert Center | Eagle Mountain 220/220 System | Eagle Mountain 66/12 (D)
GFID8632 | 2018-01-11 | 2017-12-20 | 2018-01-25 | Rule 21 | Rule 21 Export | Fast Track | Inactive | Withdrawn | 2020-10-12 | In Negotiation | No |  |  | Photovoltaic(1.118) |  | Riverside | CA | 2018-03-30 |  | Fleetwood 12kV circuit out of West Riverside 33/12kV substation |  |  | Desert Region | Fleetwood | Vista 220/115 System | West Riverside 33/12 (D)
GFID8633 | 2017-12-21 | 2017-12-21 | 2018-01-26 | Rule 21 | Rule 21 Export | Fast Track | Active - Post IA | In-Service (Conditional PTO) |  | Executed - In Effect | Yes | 2019-08-12 |  | Photovoltaic(2.448) | 2.448 | Riverside | CA | 2018-03-30 | 2020-03-01 | Limonite 33kV circuit out of Calectric 115/33 kV substation |  |  | Desert Region | Limonite | Vista 220/115 System | Calectric 115/33 (D)
GFID8634 | 2017-12-22 | 2017-12-22 | 2018-01-26 | Rule 21 | Rule 21 Export | ISP | Inactive | Withdrawn | 2019-09-26 | Not Started | No |  |  | Photovoltaic(4.176) | 4.176 | Riverside | CA | 2018-12-31 | 2018-12-31 | Limonite 33kV circuit out of Calectric 115/33kV substation | Limonite 33kV circuit | Vista 220 kV bus | Desert Region | Limonite | Vista 220/115 System | Calectric 115/33 (D)
GFID8636 | 2017-12-26 | 2017-12-26 | 2018-01-22 | Rule 21 | Rule 21 Export | Fast Track | Inactive | Withdrawn | 2018-04-26 | Not Started | No |  |  | Cogeneration(4.73) |  | San Bernardino | CA | 2019-12-01 |  | Ironhorse 12kV |  |  | Desert Region | Ironhorse | Vista A 220/66 System | Bloomington 66/12 (D)
GFID8637 |  | 2017-12-29 |  | Rule 21 | Rule 21 Export | Detailed Study | Inactive | Withdrawn | 2018-03-01 | Not Started | No |  |  | Photovoltaic(2.6) |  | Ventura | CA | 2019-12-15 |  |  |  |  | North Coast Region | Buckhorn | Saugus 220/66 System | Fillmore 66/16 (D)
GFID8639 | 2018-01-11 | 2018-01-12 | 2018-02-21 | Rule 21 | Rule 21 Export | Fast Track | Active - Post IA | In-Service (Conditional PTO) |  | Executed - In Effect | Yes | 2019-01-23 |  | Photovoltaic(3) |  | Los Angeles | CA | 2019-07-01 | 2020-03-02 | Plateau 16kV | Plateau 16kV |  | North Coast Region | Plateau | Moorpark 220/66 System | Crater 66/16 (D)
GFID8640 | 2018-01-17 | 2018-01-17 | 2018-01-30 | Rule 21 | Rule 21 Export | ISP | Active - Post IA | In-Service (Conditional PTO) |  | Executed - In Effect | Yes | 2019-06-10 |  | Photovoltaic(4.2) | 4.08 | Riverside | CA | 2019-07-01 | 2020-07-31 | Easter 12 kV(Pole#2230605E) out of Nelson 115/12 kV Substation | Easter 12 kV(Pole#2230605E) out of Nelson 115/12 kV Substation | Valley Substation at 500 kV bus | San Jacinto Valley Region | Easter | Valley 'AB' 500/115 System | Nelson 115/12 (D)
GFID8644 | 2018-03-15 | 2018-03-12 | 2018-03-15 | Rule 21 | Rule 21 Export | ISP | Active - Post IA | In-Service |  | Executed - In Effect | Yes | 2018-11-30 |  | Cogeneration(19.876)/Photovoltaic(1.1) | 19.876 | Ventura | CA | 2018-07-01 | 2018-12-01 | Charmin 66/12 kV Substation at the 66 kV bus | Charmin 66 kV Bus | 220 kV Bus at the Santa Clara 220/66 kV Substation | [6 empty] | 0 | Santa Clara | 1 | Santa Clara | 230 | 1.1) | 1.1 | 1.1 | 0 | [7 empty] | 1 |  |  | 1
GFID8645 | 2018-05-03 | 2018-03-26 | 2018-05-03 | Rule 21 | Rule 21 Export | Fast Track | Inactive | Withdrawn | 2019-11-19 | Withdrawn (No Agrmt) | No |  |  | Fuel Cell(2.8) |  | Los Angeles | CA | 2019-12-01 | 2019-12-01 | Dredge 12kV distribution line out of Dike Substation | Dredge 12 kV distribution line out of Dike of Substation | Hinson 220 kV Substation | Metro West Region | Dredge | Hinson 220/66 System | Dike 66/12 (D)
GFID8654 | 2018-08-20 | 2018-07-09 | 2018-08-20 | Rule 21 | Rule 21 Export | ISP | Active - Post IA | Construction |  | Executed - In Effect | Yes | 2019-06-11 | 2021-03-08 | Steam Turbine(3.3) | 2.7 | San Bernardino | CA | 2018-12-31 | 2020-06-01 | Kenworth 12.47kV line connecting to the Roadway substation | Kenworth 12 kV | 115/220 Bus at Roadway Substation | Rurals Region | Kenworth | Victor 220/115 System | Roadway 115/12 (D)
GFID8650 | 2018-06-12 | 2018-04-30 | 2018-06-12 | Rule 21 | Rule 21 Export | ISP | Active - Post IA | In-Service |  | Executed - In Effect | Yes | 2018-08-21 |  | Hydroelectric(0.434) | 0.43 | Ventura | CA |  | 2018-07-26 | A tap on the Distribution Provider's Collins 16 kV distribution line out of Moorpark 66/16kV Substation |  |  | North Coast Region | Collins | Moorpark 220/66 System | Moorpark 66/16 (D)
GFID8651 | 2018-07-10 | 2018-05-07 | 2018-07-10 | Rule 21 | Rule 21 Export | Fast Track | Active - Post IA | In-Service |  | Executed - In Effect | Yes | 2019-06-21 |  | Cogeneration(4.6)/Energy Storage(0.4) | 1 | San Bernardino | CA | 2019-12-01 | 2019-12-31 | Cactus 12 kV distribution line out of Colton 66/12 kV Substation | Cactus 12 kV distribution line out of Colton 66/12 kV Substation | 220 kV bus at Vista | Desert Region | Cactus | Vista A 220/66 System | Colton 66/12 (D)
GFID8652 | 2018-08-28 | 2018-05-23 | 2018-10-03 | Rule 21 | Rule 21 Export | Fast Track | Active - Post IA | In-Service |  | Executed - In Effect | Yes | 2019-11-12 |  | Photovoltaic(0.07)/Photovoltaic(1)/Cogeneration(3)/Cogeneration(0.269)/Energy Storage(0.5) | 4.339 | San Bernardino | CA | 2018-05-02 | 2019-12-06 | Mosquito 12 kV distribution line out of Kimball 66/12 kV Substation |  |  | Metro East Region | Mosquito | Chino 220/66 System | Kimball 66/12 (D)
GFID8474EXP | 2016-01-13 | 2016-01-13 | 2016-02-24 | Rule 21 | Rule 21 Export | Fast Track | Active - Post IA | In-Service |  | Amendment - Executed | Yes | 2018-09-19 |  | Hydroelectric(0.82) | 0.82 | San Bernardino | CA |  | 2019-03-05 | A tap on the Distribution Provider’s Seaforth 12kV distribution line out of Hesperia 115/12kV Substation | Hesperia 115/12 kV | Victor 220kV bus | Rurals Region | Seaforth | Victor 220/115 System | Hesperia 115/12 (D)
GFID8656 | 2018-08-06 | 2018-08-06 | 2018-09-14 | Rule 21 | Rule 21 Export | Serial (Off process) | Inactive | Withdrawn | 2020-04-09 | Not Started | No |  |  | Energy Storage(2) |  | Orange | CA | 2018-10-01 |  | Braves [test] | Shawnee 66/12 | Barre 220/66 | Orange Region | Braves | Barre 220/66 System | Shawnee 66/12 (D)
GFID8658 | 2018-09-06 | 2018-09-06 | 2018-09-28 | Rule 21 | Rule 21 Export | Serial (Off process) | Active | System Impact Study Complete |  | Not Started | No |  |  | Energy Storage(3.5) |  | Mono | CA | 2022-06-01 |  | Pickle Meadows 16kV |  |  | Rurals Region | Strosnider | Inyo SCE 220/115 System | Bridgeport 16/16 (D)
GFID8659 |  | 2018-09-13 |  | Rule 21 | Rule 21 Export | Detailed Study | Inactive | Withdrawn | 2018-09-21 | Not Started | No |  |  | Energy Storage(5) |  | Ventura | CA | 2021-01-05 |  | Broome 16kV | Colonia 66/16 | Santa Clara 220/66 | North Coast Region | Broome | Santa Clara 220/66 System | Colonia 66/16 (D)
GFID8580EXP | 2019-05-08 | 2019-05-08 | 2019-05-24 | Rule 21 | Rule 21 Export | Fast Track | Active - Post IA | Construction |  | Executed - In Effect | Yes | 2019-10-07 |  | Photovoltaic(1) | 1 | San Bernardino | CA | 2019-10-28 | 2021-09-01 | A tap on the Distribution Provider’s Hackman 33 kV distribution line out of Searles 115/33 kV Substation via a line extension to the Customer-owned 38.0 kV rated switchboard. | A tap on the Distribution Provider’s Hackman 33 kV distribution line out of Searles 115/33 kV Substation via a line extension to the Customer-owned 38.0 kV rated switchboard. | Distribution Provider’s 115 kV Bus at Inyokern Substation | Rurals Region | Hackman | Kramer 220/115 System | Searles 115/33 (D) | Kramer | 115
GFID8660 | 2018-11-08 | 2018-09-24 | 2018-11-08 | Rule 21 | Rule 21 Export | Fast Track | Inactive | Withdrawn | 2019-04-02 | Not Started | No |  |  | Photovoltaic(1) |  | San Bernardino | CA | 2019-12-02 |  | SCE's Hackman 33 kV Circuit out of the Trona 33/12 kV Substation |  |  | Rurals Region | Hackman | Kramer 220/115 System | Searles 115/33 (D)
GFID8673 | 2019-06-11 | 2019-03-29 | 2019-06-11 | Rule 21 | Rule 21 Export | Detailed Study | Inactive | Withdrawn | 2020-07-17 | Withdrawn (No Agrmt) | No |  |  | Steam Turbine(3.3) | 3 | San Bernardino | CA | 2020-08-30 | 2021-02-01 | Kenworth 12 kV | Kenworth 12 kV | Roadway Substation 115 kV bus | Rurals Region | Kenworth | Victor 220/115 System | Roadway 115/12 (D)
GFID8674 | 2019-06-11 | 2019-03-30 | 2019-06-11 | Rule 21 | Rule 21 Export | Detailed Study | Inactive | Withdrawn | 2020-07-17 | Withdrawn (No Agrmt) | No |  |  | Steam Turbine(3.3) | 3 | San Bernardino | CA | 2021-04-30 | 2021-08-01 | Kenworth 12 kV | Kenworth 12 kV | Roadway Substation 115 kV bus | Rurals Region | Kenworth | Victor 220/115 System | Roadway 115/12 (D)
GFID8675 | 2019-06-11 | 2019-03-30 | 2019-06-11 | Rule 21 | Rule 21 Export | Detailed Study | Inactive | Withdrawn | 2020-07-17 | Withdrawn (No Agrmt) | No |  |  | Steam Turbine(3.3) | 3 | San Bernardino | CA | 2021-04-30 | 2021-11-01 | Kenworth 12 kV | Kenworth 12 kV | Roadway Substation 115 kV bus | Rurals Region | Kenworth | Victor 220/115 System | Roadway 115/12 (D)
GFID8676 |  | 2019-03-30 |  | Rule 21 | Rule 21 Export | Detailed Study | Inactive | Withdrawn | 2019-05-31 | Not Started | No |  |  | Steam Turbine(3) |  | San Bernardino | CA | 2022-04-30 |  | Kenworth 12. |  |  | Rurals Region | Gambler | Victor 220/115 System | Phelan 115/12 (D)
GFID8677 |  | 2019-03-30 |  | Rule 21 | Rule 21 Export | Detailed Study | Inactive | Withdrawn | 2019-05-31 | Not Started | No |  |  | (3) |  | San Bernardino | CA | 2022-04-30 |  | Kenworth 12 kV |  |  | Rurals Region | Gambler | Victor 220/115 System | Phelan 115/12 (D)
GFID8703 | 2020-05-12 | 2020-03-30 | 2020-05-19 | Rule 21 | Rule 21 Export | Fast Track | Active - Post IA | In-Service |  | Executed - In Effect | No | 2020-08-10 |  | Photovoltaic(0.416) | 0.416 | Orange | CA | 2020-08-07 | 2020-08-07 | near structure P5663877, which is served by the existing Calgary 12 kV distribution line out of Las Lomas 66/12 kV Substation | Las Lomas 66/12 | Santiago 220/66 | Orange Region | Calgary | Santiago 220/66 System | Las Lomas 66/12 (D)
GFID8704 | 2020-05-12 | 2020-03-30 | 2020-05-19 | Rule 21 | Rule 21 Export | Fast Track | Active - Post IA | In-Service |  | Executed - In Effect | No | 2020-08-11 |  | Photovoltaic(0.452) | 0.452 | Orange | CA |  | 2020-08-07 | Cadence 12 kV | Irvine 66/12 kV | Santiago 220/66 kV | Orange Region | Cadence | Santiago 220/66 System | Irvine 66/12 (D)
GFID8721 |  | 2020-05-28 | 2020-07-08 | Rule 21 | Rule 21 Export | Fast Track | Inactive | Withdrawn |  | Not Started | No |  |  | Hydroelectric(0.522) |  | Los Angeles | CA | 2020-04-16 |  | Hydro will be connected into the customer side of the meter on existing 480V, 3 ph. service. |  |  | North Coast Region | Lupine | Antelope 220/66 System | Oasis 66/12 (D)
GFID8724 | 2020-08-06 | 2020-06-22 | 2020-08-06 | Rule 21 | Rule 21 Export | Fast Track | Active - Post IA | In-Service |  | Executed - In Effect | Yes | 2020-11-13 |  | Photovoltaic(0.298) | 0.2975 | Orange | CA | 2020-11-01 | 2020-12-17 | A tap near the Distribution Provider’s Cromwell 12kV distribution line, structure P5144273, out of Irvine 66/12kV Substation | Irvine 66/12 | Santiago 220/66 | Orange Region | Cromwell | Santiago 220/66 System | Irvine 66/12 (D)
GFID8725 | 2020-08-03 | 2020-06-22 | 2020-08-06 | Rule 21 | Rule 21 Export | Fast Track | Active - Post IA | In-Service |  | Executed - In Effect | Yes | 2020-11-02 |  | Photovoltaic(0.499) | 0.499 | Orange | CA | 2020-11-01 | 2020-12-17 | Paragon 12kV distribution line out of Irvine 66/12kV Substation | Irvine 66/12 | Santiago 220/66 | Orange Region | Paragon | Santiago 220/66 System | Irvine 66/12 (D)
GFID8727 | 2020-09-04 | 2020-07-13 | 2020-09-04 | Rule 21 | Rule 21 Export | Fast Track | Inactive | Withdrawn | 2020-10-19 | Not Started | No |  |  | Photovoltaic(1.5) |  | Kern | CA | 2021-02-14 |  |  |  |  | North Coast Region | Huron | Antelope 220/66 System | Great Lakes 66/12 (D)
GFID8730 | 2020-12-17 | 2020-09-25 | 2020-12-17 | Rule 21 | Rule 21 Export | Fast Track | Active - Post IA | In-Service |  | Executed - In Effect | Yes | 2021-04-16 |  | Fuel Cell(3.175) | 2.8 | Los Angeles | CA | 2021-12-01 | 2021-12-01 | Dredge Circuit, 12 kV, SCE pole # 4255471E | A tap on the Dredge 12 kV distribution line | The ISO Grid at Hinson 220 kV Substation | Metro West Region | Dredge | Hinson 220/66 System | Dike 66/12 (D)
GFID8731 | 2020-08-28 | 2020-08-28 | 2020-09-16 | Rule 21 | Rule 21 Export | Detailed Study | Active - Post IA | In-Service |  | Executed - In Effect | Yes | 2020-12-08 |  | Photovoltaic(0.292) | 0.2916 | Orange | CA | 2020-12-01 | 2020-12-17 | Scilacci 12kV distribution line out of Las Lomas 66/12kV Substation. |  |  | Orange Region | Scilacci | Santiago 220/66 System | Las Lomas 66/12 (D)
GFID8736 |  | 2020-12-10 |  | Rule 21 | Rule 21 Export | Detailed Study | Inactive | Withdrawn | 2021-03-19 | Not Started | No |  |  | Photovoltaic() |  | Los Angeles | CA | [5 empty] | North Coast Region | Pronghorn | Antelope 220/66 System | Del Sur 66/12 (D)
GFID8737 |  | 2020-12-10 |  | Rule 21 | Rule 21 Export | Detailed Study | Inactive | Withdrawn | 2021-03-19 | Not Started | No |  |  | Photovoltaic() |  | Los Angeles | CA | [5 empty] | North Coast Region | Pronghorn | Antelope 220/66 System | Del Sur 66/12 (D)
GFID8739 | 2020-10-27 | 2020-10-27 | 2020-11-24 | Rule 21 | Rule 21 Export | Fast Track | Active - Post IA | In-Service |  | Executed - In Effect | Yes | 2021-03-30 |  | Photovoltaic(0.317) | 0.3166 | Orange | CA | 2021-07-01 | 2021-11-01 | Provider’s Dime 12kV distribution line out of Santiago 66kV Substation |  |  | Orange Region | Dime | Santiago 220/66 System | Santiago 66/12 (D)
GFID8741 | 2020-12-28 | 2020-11-30 | 2021-01-12 | Rule 21 | Rule 21 Export | Fast Track | Active - Post IA | In-Service |  | Executed - In Effect | Yes | 2021-03-05 |  | Photovoltaic(0.262) | 0.2625 | Orange | CA |  | 2021-07-01 |  |  |  | Orange Region | Culverdale | Johanna 220/66 System | Cabrillo 66/12 (D)
GFID8742 | 2020-11-30 | 2020-11-30 | 2021-01-04 | Rule 21 | Rule 21 Export | Fast Track | Active - Post IA | Pending PTO |  | Executed - In Effect | Yes | 2021-03-05 |  | Photovoltaic(0.233) | 0.2332 | Orange | CA | 2021-07-01 | 2021-07-01 | Pence 12kV distribution line out of Santiago 66kV Substation. | Santiago 66/12 | Santiago 220/66 | Orange Region | Pence | Santiago 220/66 System | Santiago 66/12 (D)
GFID8743 | 2021-02-01 | 2020-11-30 | 2021-02-12 | Rule 21 | Rule 21 Export | Fast Track | Active - Post IA | In-Service |  | Executed - In Effect | Yes | 2021-08-10 |  | Photovoltaic(0.196) | 0.1958 | Orange | CA |  | 2021-09-01 | Bardeen 12kV distribution line out of Cabrillo 66kV Substation |  |  | Orange Region | Bardeen | Johanna 220/66 System | Cabrillo 66/12 (D)
GFID8744 | 2021-03-02 | 2020-12-18 | 2021-03-02 | Rule 21 | Rule 21 Export | Detailed Study | Inactive | Withdrawn | 2023-06-09 | Not Started | No |  |  | Photovoltaic(25.2) | 20 | Riverside | CA |  | 2023-11-01 | Lauda 33 kV circuit | Lauda 33 kV circuit | Valley Substation 500 kV bus | San Jacinto Valley Region | Lauda | Valley 'AB' 500/115 System | Nelson 115/33 (D)
GFID8754 |  | 2021-04-14 | 2021-06-18 | Rule 21 | Rule 21 Export | Fast Track | Active | IA Negotiation |  | In Draft | No |  |  | Photovoltaic(2.25) | 2.25 | San Bernardino | CA | [5 empty] | Desert Region | Abacus | San Bernardino 220/66 System | Highland 66/12 (D)
GFID8763 | 2021-09-01 | 2021-09-01 | 2021-10-05 | Rule 21 | Rule 21 Export | Fast Track | Active - Post IA | In-Service |  | Executed - In Effect | Yes | 2023-03-28 |  | Photovoltaic(0.325) | 0.325 | Los Angeles | CA |  | 2023-06-30 | Boyd 12 kV | Stadium 66/12 Substation | Alamitos 220/66 kV System | Metro West Region | Boyd | Alamitos 220/66 System | Stadium 66/12 (D)
GFID8765 | 2021-10-26 | 2021-09-08 | 2021-10-26 | Rule 21 | Rule 21 Export | Fast Track | Inactive | Withdrawn | 2022-02-07 | Not Started | No |  |  | Photovoltaic(0.98) | [8 empty] | Rurals Region | Point Of Rocks | Kramer 220/115 System | Trona 33/12 (D)
GFID8769 | 2021-10-28 | 2021-09-28 | 2021-11-03 | Rule 21 | Rule 21 Export | Fast Track | Inactive | Withdrawn | 2022-06-09 | Not Started | No |  |  | Photovoltaic(0.522) |  | Los Angeles | CA | 2022-02-01 |  | Calli Valli 12kV | Little Rock 66/12 | Antelope 220/66 | North Coast Region | Calli Valli | Antelope 220/66 System | Little Rock 66/12 (D)
GFID8770 | 2021-12-09 | 2021-09-28 | 2021-12-09 | Rule 21 | Rule 21 Export | Fast Track | Inactive | Withdrawn | 2022-03-14 | Not Started | No |  |  | Photovoltaic(3) | 3 | Kern | CA | 2024-06-01 |  |  |  |  | Rurals Region | Sawmill | Kramer 220/115 System | Inyokern 115/33 (D)
GFID8771 | 2021-12-10 | 2021-09-28 | 2021-12-10 | Rule 21 | Rule 21 Export | Fast Track | Inactive | Withdrawn | 2022-03-14 | Not Started | No |  |  | Photovoltaic(3.25) | 3 | Kern | CA | 2024-06-01 |  |  |  |  | Rurals Region | Sawmill | Kramer 220/115 System | Inyokern 115/33 (D)
GFID8775 | 2021-11-24 | 2021-11-24 | 2021-12-29 | Rule 21 | Rule 21 Export | Detailed Study | Inactive | Withdrawn | 2022-08-03 | Not Started | No |  |  | Photovoltaic(3.5) |  | San Bernardino | CA |  | 2024-08-30 | Greer 12 kV out of Yermo 33/12 kV Substation | Greer 12 kV out of Yermo 33/12 kV Substation Facility Address Missing! --------------------------- | Cool Water 115 kV bus | Rurals Region | Greer | Kramer 220/115 System | Yermo 33/12 (D)
GFID8776 | 2022-04-11 | 2022-01-13 | 2022-04-11 | Rule 21 | Rule 21 Export | Fast Track | Active - Post IA | Pending PTO |  | Executed - In Effect | No | 2023-01-17 |  | Photovoltaic(0.057) |  | Los Angeles | CA |  | 2023-03-01 | Penrose 16 kV | Fremont 66/16 kV | Lighthipe 220/66 kV | Metro West Region | Penrose | Lighthipe 220/66 System | Fremont 66/16 (D)
GFID8777 | 2022-04-11 | 2022-01-14 | 2022-04-11 | Rule 21 | Rule 21 Export | Fast Track | Active - Post IA | In-Service |  | Executed - In Effect | No | 2022-10-25 |  | Photovoltaic(0.058) | 0.0576 | Los Angeles | CA |  | 2022-10-03 | A tap on the Distribution Provider’s Penrose 16kV distribution line out of Fremont 66 kV Substation | Fremont 66/16 | Lighthipe 220/66 | Metro West Region | Penrose | Lighthipe 220/66 System | Fremont 66/16 (D)
GFID8778 | 2022-06-15 | 2022-01-20 | 2022-06-15 | Rule 21 | Rule 21 Export | Fast Track | Active - Post IA | Construction |  | Executed - In Effect | No | 2023-02-16 |  | Photovoltaic(0.133) | 0.1332 | Los Angeles | CA |  | 2023-10-01 | Penrose 16 kV | Fremont 66/16 | Lighthipe 220/66 | Metro West Region | Penrose | Lighthipe 220/66 System | Fremont 66/16 (D)
GFID8779 |  | 2022-02-02 | 2022-03-11 | Rule 21 | Rule 21 Export | Fast Track | Active - Post IA | Construction |  | Executed - In Effect | Yes | 2022-12-12 |  | Photovoltaic(1.056) | 0.98 | San Bernardino | CA | 2023-10-01 | 2024-06-16 | At pole 1923604E on the Point of Rocks 12kV distribution line out of Trona 33/12 kV | At pole 1923604E on the Point of Rocks 12kV distribution line out of Trona 33/12 kV | 115 kV Bus at Inyokern Substation | Rurals Region | Point Of Rocks | Kramer 220/115 System | Trona 33/12 (D) | Inyokern | 115
GFID8781 | 2022-02-08 | 2022-02-08 | 2022-03-11 | Rule 21 | Rule 21 Export | Fast Track | Active - Post IA | Construction |  | Executed - In Effect | Yes | 2022-12-09 |  | Photovoltaic(3.168) | 2.95 | San Bernardino | CA | 2023-10-01 | 2023-12-17 | At pole 4101969E on the Hackman 33 kV distribution line out of Searles 115/33 kV Substation | At pole 4101969E on the Hackman 33 kV distribution line out of Searles 115/33 kV Substation | 115 kV Bus at Inyokern Substation | Rurals Region | Hackman | Kramer 220/115 System | Searles 115/33 (D) | Inyokern | 115
GFID8788 | 2022-04-11 | 2022-04-11 | 2022-04-15 | Rule 21 | Rule 21 Export | Detailed Study | Inactive | Withdrawn |  | Not Started | No |  |  | Photovoltaic(5) | [8 empty] | Rurals Region | Dyson | Kramer 220/115 System | Kramer 115/33 (D)
GFID8790 | 2022-06-20 | 2022-04-27 | 2022-06-20 | Rule 21 | Rule 21 Export | Detailed Study | Inactive | Withdrawn | 2022-06-27 | Not Started | No |  |  | Photovoltaic(5) |  | Kern | CA | [5 empty] | Rurals Region | Dyson | Kramer 220/115 System | Kramer 115/33 (D)
GFID8795 | 2022-06-08 | 2022-06-08 | 2022-06-20 | Rule 21 | Rule 21 Export | Detailed Study | Inactive | Withdrawn | 2022-08-11 | Not Started | No |  |  | Photovoltaic(5) |  | San Bernardino | CA | [5 empty] | Rurals Region | Talc | Kramer 220/115 System | Dunn Siding 115/12 (D)
GFID8796 |  | 2022-06-14 | 2022-07-28 | Rule 21 | Rule 21 Export | Fast Track | Active - Post IA | In-Service |  | Executed - In Effect | Yes | 2023-03-03 |  | Photovoltaic(0.8) | 0.8003 | Orange | CA | 2022-07-01 | 2023-02-28 | Eclipse 12 kV | Estrella 66/12 | Santiago 220/66 | Orange Region | Eclipse | Santiago 220/66 System | Estrella 66/12 (D) | Santiago | 230
GFID8797 |  | 2022-06-14 | 2022-07-28 | Rule 21 | Rule 21 Export | Fast Track | Active - Post IA | In-Service |  | Executed - In Effect | No | 2023-03-20 |  | Photovoltaic(0.464) | 0.445 | Orange | CA | 2022-12-01 | 2023-03-31 | Pence 12 kV | Santiago 66/12 | Santiago 220/66 | Orange Region | Pence | Santiago 220/66 System | Santiago 66/12 (D)
GFID8798 |  | 2022-06-14 |  | Rule 21 | Rule 21 Export | Fast Track | Inactive | Withdrawn | 2022-09-13 | Not Started | No |  |  | Photovoltaic(0.536) |  | Orange | CA | 2022-07-01
GFID8802 | 2022-09-26 | 2022-08-29 | 2022-10-14 | Rule 21 | Rule 21 Export | Fast Track | Active - Post IA | Construction |  | Executed - In Effect | Yes | 2023-07-06 |  | Photovoltaic(5.5) | 5 | Kern | CA |  | 2024-09-30 | Hulsey 33 kV | Inyokern 115/33 kV substation | 115 kV Bus at the Inyokern 115/33 kV Substation | Rurals Region | Hulsey | Kramer 220/115 System | Inyokern 115/33 (D) | Inyokern | 115 | 1 |  | 0 | Inyokern | 115 | 5.5) | 5.5 | 5.5 | 0.5 | [7 empty] | 0 |  |  | 1
GFID8805 | 2023-01-03 | 2022-10-31 | 2023-01-17 | Rule 21 | Rule 21 Export | DGS_018 | Inactive | Withdrawn | 2023-11-01 | Not Started | No |  |  | Photovoltaic(5)/Energy Storage(4.5) | 5 | San Bernardino | CA | 2023-04-01 | 2025-04-01 | Dairy 12 kV Circuit out of Hinkley 33/12 kV Substation - 34.897040,-117.162875 | Dairy 12 kV Circuit out of Hinkley 33/12 kV Substation - 34.897040,-117.162875 | Tortilla Substation 115 kV | Rurals Region | Dairy | Kramer 220/115 System | Hinkley 33/12 (D) | Tortilla | 115
GFID8806 |  | 2022-12-20 |  | Rule 21 | Rule 21 Export | Fast Track | Active | Construction |  | Executed - In Effect | Yes | 2024-05-21 |  | Photovoltaic(0.24) | 0.24 | Santa Barbara | CA | 2023-11-03 | 2024-12-04 | Bidder 16 kV | Goleta 66/16 kV (D) | Goleta 220/66 kV System | North Coast Region | Bidder | Goleta 220/66 System | Goleta 66/16 (D)
GFID8807 | 2023-03-29 | 2022-12-16 | 2023-03-29 | Rule 21 | Rule 21 Export | Fast Track | Active | In-Service |  | Executed - In Effect | Yes | 2024-07-19 |  | Photovoltaic(0.2) | 0.2 | Santa Barbara | CA | 2023-11-03 | 2024-12-04 | Stork 16 kV | Vegas 66/16 kV (D) | Goleta 220/66 kV System | North Coast Region | Storke | Goleta 220/66 System | Vegas 66/16 (D)
GFID8808 | 2022-12-07 | 2022-11-15 | 2022-12-07 | Rule 21 | Rule 21 Export | Fast Track | Active - Post IA | Construction |  | Executed - In Effect | Yes | 2023-12-13 |  | Photovoltaic(2.2) | 2 | San Bernardino | CA | 2023-10-01 | 2024-11-30 | Hackman 33 kV | Searless 115/33 kV | Inyokern 115 kV bus | Rurals Region | Hackman | Kramer 220/115 System | Searles 115/33 (D)
GFID8810 | 2023-03-07 | 2022-12-22 | 2023-03-07 | Rule 21 | Rule 21 Export | Fast Track | Active - Post IA | In-Service |  | Executed - In Effect | Yes | 2023-06-20 |  | Photovoltaic(0.122) | 0.122 | Los Angeles | CA | 2022-09-28 | 2023-08-01 | Alamo 12 kV | Seabright 66/12 kV | Hinson 220/66 kV | Metro West Region | Alamo | Hinson 220/66 System | Seabright 66/12 (D)
GFID8811 | 2023-03-07 | 2022-12-22 | 2023-03-07 | Rule 21 | Rule 21 Export | Fast Track | Active - Post IA | In-Service |  | Executed - In Effect | Yes | 2023-06-20 |  | Photovoltaic(0.172) | 0.172 | Los Angeles | CA | 2022-09-28 | 2023-06-01 | Alamo 12 kV | Seabright 66/12 kV | Hinson 220/66 kV | Metro West Region | Alamo | Hinson 220/66 System | Seabright 66/12 (D)
GFID8812 | 2023-03-07 | 2022-12-22 | 2023-03-07 | Rule 21 | Rule 21 Export | Fast Track | Active - Post IA | In-Service |  | Executed - In Effect | Yes | 2023-06-20 |  | Photovoltaic(0.086) | 0.086 | Los Angeles | CA | 2022-09-28 | 2023-06-01 | Alamo 12 kV | Seabright 66/12 kV | Hinson 220/66 kV | Metro West Region | Alamo | Hinson 220/66 System | Seabright 66/12 (D)
GFID8813 | 2023-02-03 | 2023-02-03 | 2023-02-28 | Rule 21 | Rule 21 Export | Fast Track | Active - Post IA | IA Amendment |  | Not Started | No |  |  | Photovoltaic(5.5) | 5 | Kern | CA | 2024-04-15 | 2024-10-01 | Hulsey 33 kV | Hulsey 33kV circuit, near structure 1646268E, out of Inyokern 11/33kV Substation | Inyokern Substation at 115kV Bus | Rurals Region | Hulsey | Kramer 220/115 System | Inyokern 115/33 (D) | Inyokern | 115 | 1 |  | 0 | Inyokern | 115 | 5.5) | 5.5 | 5.5 | 0.5 | [7 empty] | 0 |  |  | 0
GFID8815 | 2023-02-17 | 2023-02-17 | 2023-03-24 | Rule 21 | Rule 21 Export | Fast Track | Inactive | Withdrawn | 2023-06-20 | Not Started | No |  |  | Photovoltaic(5)/Energy Storage(5) | 5 | San Bernardino | CA | 2025-05-01 |  |  |  |  | Rurals Region | Speth | Kramer 220/115 System | Hinkley 33/12 (D)
GFID8816 | 2023-02-17 | 2023-02-17 | 2023-03-24 | Rule 21 | Rule 21 Export | Fast Track | Inactive | Withdrawn | 2023-11-01 | Not Started | No |  |  | Photovoltaic(5)/Energy Storage(5) | 5 | San Bernardino | CA | 2025-05-01 | 2025-05-01 | 12 kV Turkey Circuit out of Ordway 33/12 kV Substation - 34.892760; LONG: -117.100329 | 12 kV Turkey Circuit out of Ordway 33/12 kV Substation - 34.892760; LONG: -117.100329 | Tortilla Substation 115 kV bus. | Rurals Region | Turkey | Kramer 220/115 System | Ordway 33/12 (D) | Tortilla | 115
GFID8817 | 2023-03-31 | 2023-02-14 | 2023-04-06 | Rule 21 | Rule 21 Export | Detailed Study | Inactive | Withdrawn | 2023-05-01 | Not Started | No |  |  | Photovoltaic(5.5)/Energy Storage(5.5) | 4.999 | San Bernardino | CA | 2024-04-15 |  | Tussing 12kV |  |  | Rurals Region | Tussing | Victor 220/115 System | Apple Valley 115/12 (D)
GFID8818 | 2023-03-31 | 2023-02-14 | 2023-04-06 | Rule 21 | Rule 21 Export | Detailed Study | Inactive | Withdrawn | 2023-05-01 | Not Started | No |  |  | Photovoltaic(5.5)/Energy Storage(5.5) | 4.999 | Kern | CA | 2024-04-15 |  | Castle Butte |  |  | Rurals Region | Castle Butte | Kramer 220/115 System | Edwards 115/33 (D)
GFID8819 | 2023-03-31 | 2023-02-17 | 2023-04-04 | Rule 21 | Rule 21 Export | DGS_018 | Active - Post IA | Construction |  | In Negotiation | Yes | 2024-06-17 |  | Photovoltaic(4.99)/Energy Storage(4.99) | 4.99 | Kern | CA | 2025-05-01 | 2025-06-10 | 12 kV Overall Circuit out of CalCity 33/12 kV Substation - 35.161331, -117.981422 | 12 kV Overall Circuit out of CalCity 33/12 kV Substation - 35.161331, -117.981422 | Kramer-Inyokern-Randsburg 115 kV Line | Rurals Region | Overall | Kramer 220/115 System | Calcity 'B' 33/12 (D) | Kramer | 115
GFID8825 |  | 1900-01-01 |  | Rule 21 | Rule 21 Export | Detailed Study | Inactive | On Hold |  | Not Started | No |  |  | Photovoltaic(11.684)/Energy Storage(11.684) | 5 | Tulare | CA | 2024-09-01 |  | Flory 12kV | Woodville 66/12 | Springville 220/66 | San Joaquin Region | Flory | Springville 220/66 System | Woodville 66/12 (D) |  |  | 0 | Springville | 1 | Springville
GFID8829 | 2023-03-13 | 2023-03-13 | 2023-03-30 | Rule 21 | Rule 21 Export | Fast Track | Active | IA Negotiation |  | In Draft | No |  |  | Photovoltaic(3.3)/Energy Storage(4.6) | 3 | Kern | CA | 2024-09-01 | 2025-10-01 | Huron 12 kV circuit out of Great Lakes 66/12 kV substation | Huron 12 kV circuit out of Great Lakes 66/12 kV substation | Antelope 66 kV Bus | North Coast Region | Huron | Antelope 220/66 System | Great Lakes 66/12 (D)
GFID8830 | 2023-03-10 | 2023-03-10 | 2023-04-11 | Rule 21 | Rule 21 Export | Fast Track | Inactive | Withdrawn |  | Not Started | No |  |  | Photovoltaic(7.9)/Energy Storage(7.9) | 3 | Kern | CA | 2024-09-01 |  | Curtis 12 kV |  |  | North Coast Region | Gust | Windhub 220/66 System | Northwind 66/12 (D)
GFID8833 | 2023-03-09 | 2023-03-09 | 2023-04-06 | Rule 21 | Rule 21 Export | DGS_018 | Inactive | Withdrawn | 2023-05-01 | Not Started | No |  |  | Photovoltaic(5)/Energy Storage(5) | 5 | Tulare | CA | 2024-09-01 |  | Virgil 12 kV |  |  | San Joaquin Region | Virgil | Rector 220/66 System | Chatham 66/12 (D)
GFID8834 | 2023-03-13 | 2023-03-13 | 2023-03-30 | Rule 21 | Rule 21 Export | DGS_018 | Inactive | Withdrawn | 2023-05-01 | Not Started | No |  |  | Photovoltaic(11.684)/Energy Storage() | 5 | Tulare | CA | 2024-09-01 |  | Curtis 12 kV |  |  | San Joaquin Region | Curtis | Rector 220/66 System | Goshen 66/12 (D)
GFID8836 | 2023-03-02 | 2023-03-02 | 2023-04-04 | Rule 21 | Rule 21 Export | Fast Track | Inactive | Withdrawn | 2023-06-20 | Not Started | No |  |  | Photovoltaic(10)/Energy Storage(10) |  | Kern | CA | 2025-05-01 |  |  |  |  | Rurals Region | Dogbane | Kramer 220/115 System | Calcity 'B' 33/12 (D)
GFID8838 | 2023-03-08 | 2023-03-08 | 2023-04-10 | Rule 21 | Rule 21 Export | Fast Track | Inactive | Withdrawn | 2023-05-31 | Not Started | No |  |  | Photovoltaic(3)/Energy Storage(3) | 3 | Tulare | CA | 2024-09-01 |  | Deer 12 kV |  |  | San Joaquin Region | Deer | Vestal 220/66 System | Terra Bella 66/12 (D)
GFID8839 | 2023-03-08 | 2023-03-08 | 2023-03-14 | Rule 21 | Rule 21 Export | Fast Track | Inactive | Withdrawn | 2023-05-25 | Not Started | No |  |  | Photovoltaic(3)/Energy Storage(3) | 3 | San Bernardino | CA | 2024-09-01 |  | Turkey 12 kV |  |  | Rurals Region | Turkey | Kramer 220/115 System | Ordway 33/12 (D)
GFID8840 | 2023-03-10 | 2023-03-10 | 2023-03-23 | Rule 21 | Rule 21 Export | Detailed Study | Inactive | Withdrawn | 2023-04-20 | Not Started | No |  |  | Photovoltaic(5.55)/Energy Storage(6.134) | 5 | Tulare | CA | 2024-09-01 |  | Curtis 12 kV |  |  | San Joaquin Region | Curtis | Rector 220/66 System | Goshen 66/12 (D)
GFID8841 | 2023-03-03 | 2023-03-03 | 2023-04-03 | Rule 21 | Rule 21 Export | DGS_018 | Inactive | Withdrawn | 2023-05-10 | Not Started | No |  |  | Photovoltaic(4.99)/Energy Storage(4.99) | 4.99 | San Bernardino | CA | 2027-03-01 |  | Poco 33 kV |  |  | Rurals Region | Poco | Kramer 220/115 System | Tortilla 115/33 (D)
GFID8842 | 2023-03-03 | 2023-03-03 | 2023-04-03 | Rule 21 | Rule 21 Export | DGS_018 | Active | IA Negotiation |  | Executed - In Effect | Yes | 2024-07-02 |  | Photovoltaic(9.89)/Energy Storage(9.89) | 4.99 | San Bernardino | CA | 2027-03-01 | 2027-03-01 | Baroid 33 kV | Distribution Provider's Baroid 33 kV Circuit out of Gale 115/33 kV Substation | The ISO Grid at Distribution Provider's 115 kV Bus at Coolwater Substation | Rurals Region | Baroid | Kramer 220/115 System | Gale 115/33 (D) | Kramer | 230
GFID8843 | 2023-03-13 | 2023-03-13 | 2023-03-28 | Rule 21 | Rule 21 Export | DGS_018 | Active - Post IA | Construction |  | Not Started | No |  |  | Photovoltaic(10.484)/Energy Storage(10.484)/() | 3.9 | Tulare | CA | 2024-09-01 | 2024-09-01 | Abbey 12 kV | Abbey 12V Circuit out of Springville 220/66kV Substation. | Springville Substation 220 kV bus. | San Joaquin Region | Abbey | Springville 220/66 System | Bliss 66/12 (D) | Springville | 230
GFID8844 | 2023-03-31 | 2023-03-31 | 2023-04-13 | Rule 21 | Rule 21 Export | DGS_018 | Active - Post IA | Construction |  | Executed - In Effect | Yes | 2023-11-15 |  | Photovoltaic(11.686)/Energy Storage(5) | 5 | Tulare | CA |  | 2024-12-02 | 12 kV Sturgeon Circuit out of Bliss 66/12 kV Substation | 12 kV Sturgeon Circuit out of Bliss 66/12 kV Substation | Springville 220 kV Substation | San Joaquin Region | Sturgeon | Springville 220/66 System | Bliss 66/12 (D) | Springville | 230 | 1 |  | 0 | Springville | 230 | 11.686)/Energy Storage(5) | 11.686 | 11.686 | 6.686 |  |  |  | 5) | 5 | 5 | 0 | 0 |  |  | 1
GFID8845 | 2023-03-31 | 2023-03-20 | 2023-04-13 | Rule 21 | Rule 21 Export | DGS_018 | Inactive | Withdrawn | 2023-04-25 | Not Started | No |  |  | Photovoltaic(5.55)/Energy Storage() |  | Kern | CA | 2024-09-01 |  | Midge 12 kV |  |  | San Joaquin Region | Midge | Vestal 220/66 System | Quinn 66/12 (D)
GFID8848 | 2023-03-31 | 2023-03-31 | 2023-04-14 | Rule 21 | Rule 21 Export | DGS_018 | Inactive | Withdrawn |  | Not Started | No | [11 empty] | San Joaquin Region | Blinker | Vestal 220/66 System | Pixley 66/12 (D)
GFID8849 | 2023-03-31 | 2023-03-13 | 2023-04-10 | Rule 21 | Rule 21 Export | DGS_018 | Inactive | Withdrawn | 2023-05-04 | Not Started | No |  |  | Photovoltaic(5.55)/Energy Storage(6.134) | 5 | Tulare | CA |  | 2024-09-01 | pole 4970280E on Cotton 12 Kv | Poplar 66/12 | Vestal 220/66 | San Joaquin Region | Cotton | Vestal 220/66 System | Poplar 66/12 (D)
GFID8850 | 2023-03-31 | 2023-03-13 | 2023-03-29 | Rule 21 | Rule 21 Export | DGS_018 | Inactive | Withdrawn | 2023-04-25 | Not Started | No |  |  | Photovoltaic(5.55)/Energy Storage() |  | Kern | CA | 2024-09-01 |  | Hanes 12 kV |  |  | San Joaquin Region | Hanes | Vestal 220/66 System | Browning 66/12 (D)
GFID8851 |  | 2023-03-13 |  | Rule 21 | Rule 21 Export | DGS_018 | Inactive | Withdrawn | 2023-05-17 | Not Started | No |  |  | Photovoltaic(11.684)/Energy Storage() |  | Kern | CA | 2024-09-01 |  | Boone 12 kV |  |  | San Joaquin Region | Boone | Vestal 220/66 System | Columbine 66/12 (D)
GFID8852 | 2023-03-13 | 2023-03-13 | 2023-04-14 | Rule 21 | Rule 21 Export | DGS_018 | Inactive | Withdrawn |  | Not Started | No |  |  | Photovoltaic(11.684)/Energy Storage() |  | Los Angeles | CA | 2024-09-01 |  | Duntley 12 kV |  |  | North Coast Region | Duntley | Antelope 220/66 System | Neenach 66/12 (D)
GFID8853 | 2023-03-23 | 2023-03-23 | 2023-04-26 | Rule 21 | Rule 21 Export | Fast Track | Active - Post IA | Construction |  | In Negotiation | No | 2024-01-22 |  | Photovoltaic(3.375)/Energy Storage(2.4) | 3 | Tulare | CA | 2024-04-15 | 2024-10-01 | Harmony 12 kV Circuit, near structure 764247E, out of Bliss 66/12 kV Substation | Harmony 12 kV Circuit, near structure 764247E, out of Bliss 66/12 kV Substation | Springville Substation at 220kV Bus | San Joaquin Region | Harmony | Springville 220/66 System | Bliss 66/12 (D)
GFID8854 | 2023-03-22 | 2023-03-22 | 2023-04-26 | Rule 21 | Rule 21 Export | Fast Track | Active - Post IA | Construction |  | In Negotiation | No | 2024-01-22 |  | Photovoltaic(3.375)/Energy Storage(1.2) | 3 | Tulare | CA |  | 2024-10-01 | Cooper 12 kV Circuit, near structure 4686133E, out of Tipton 66/12 kV Substation | Cooper 12 kV Circuit, near structure 4686133E, out of Tipton 66/12 kV Substation | Springville Substation at 220 kV Bus | San Joaquin Region | Cooper | Springville 220/66 System | Tipton 66/12 (D)
GFID8855 | 2023-03-23 | 2023-03-23 | 2023-04-24 | Rule 21 | Rule 21 Export | Fast Track | Active - Post IA | Construction |  | Not Started | No |  |  | Photovoltaic(3.375)/Energy Storage(3.6) | 3 | Tulare | CA | 2024-04-15 | 2024-10-01 | Quail 12 kV Circuit, near structure 4695044E, out of Tipton 66/12 kV Substation | Quail 12 kV Circuit, near structure 4695044E, out of Tipton 66/12 kV Substation | Springville Substation at 220 kV Bus | San Joaquin Region | Quail | Springville 220/66 System | Tipton 66/12 (D)
GFID8857 | 2023-05-18 | 2023-03-29 | 2023-05-25 | Rule 21 | Rule 21 Export | Fast Track | Inactive | Withdrawn | 2023-07-03 | Not Started | No |  |  | Photovoltaic(3.3)/Energy Storage(3.6)/Photovoltaic(3.3)/Energy Storage() | 3 | Tulare | CA | 2024-04-15 |  | Sturgeon 12KV circuit (Bliss Sub) |  |  | San Joaquin Region | Sturgeon | Springville 220/66 System | Bliss 66/12 (D)
GFID8858 | 2023-05-18 | 2023-03-29 | 2023-06-02 | Rule 21 | Rule 21 Export | Fast Track | Inactive | Withdrawn | 2023-07-11 | Not Started | No |  |  | Photovoltaic(3.3)/Energy Storage(3.6)/Photovoltaic(3.3)/Energy Storage() | 3 | Tulare | CA | 2024-04-15 |  | Cooper 12KV circuit (Tipton Sub) |  |  | San Joaquin Region | Cooper | Springville 220/66 System | Tipton 66/12 (D)
GFID8859 | 2023-03-29 | 2023-03-29 | 2023-05-17 | Rule 21 | Rule 21 Export | Fast Track | Inactive | Withdrawn | 2023-06-16 | Not Started | No |  |  | Photovoltaic(3.3)/Energy Storage(3.6)/Photovoltaic()/Energy Storage() | 3 | Tulare | CA | 2024-04-15 |  | Hack 12KV circuit (Bliss Sub) |  |  | San Joaquin Region | Hack | Springville 220/66 System | Bliss 66/12 (D)
GFID8860 | 2023-07-07 | 2023-03-31 | 2023-07-13 | Rule 21 | Rule 21 Export | Detailed Study | Inactive | Withdrawn | 2023-10-06 | Not Started | No |  |  | Photovoltaic(3.75) | 3.75 | Los Angeles | CA | 2024-11-15 | 2024-11-15 | 34.695498, -118.005532 |  |  | North Coast Region | Forage | Antelope 220/66 System | Piute 66/12 (D)
GFID8861 | 2023-03-31 | 2023-03-31 | 2023-04-14 | Rule 21 | Rule 21 Export | DGS_018 | Inactive | Withdrawn | 2023-05-01 | Not Started | No |  |  | Photovoltaic(5.55)/Energy Storage(6.134) | 5 | Tulare | CA | 2024-09-01 |  | pole 1223686E on Windt 12 kV | Laurel 66/12 | Rector 220/66 | San Joaquin Region | Windt | Rector 220/66 System | Laurel 66/12 (D)
GFID8862 | 2023-03-31 | 2023-03-31 | 2023-05-22 | Rule 21 | Rule 21 Export | DGS_018 | Active - Post IA | Construction |  | In Negotiation | Yes | 2024-06-25 |  | Photovoltaic(4.5) | 4.5 | Tulare | CA | 2025-11-15 | 2025-08-11 | Marsh 12kV Circuit out of Earlimart 66/12 kV Substation - 35.887313, -119.285800 - Vestal 220 kV | Marsh 12kV Circuit out of Earlimart 66/12 kV Substation - 35.887313, -119.285800 - Vestal 220 kW | Vestal 220 kV bus | San Joaquin Region | Marsh | Vestal 220/66 System | Earlimart 66/12 (D) | Vestal | 230
GFID8863 |  | 2023-05-24 |  | Rule 21 | Rule 21 Export | DGS_018 | Inactive | Withdrawn | 2023-06-16 | Not Started | No |  |  | Photovoltaic(4.5) |  | Tulare | CA | 2025-11-15 |  |  |  |  | San Joaquin Region | Marsh | Vestal 220/66 System | Earlimart 66/12 (D)
GFID8864 |  | 2023-03-24 |  | Rule 21 | Rule 21 Export | DGS_018 | Inactive | Withdrawn | 2023-06-08 | Not Started | No |  |  | Photovoltaic(5) |  | Tulare | CA | 2025-11-15 |  |  |  |  | San Joaquin Region | Marsh | Vestal 220/66 System | Earlimart 66/12 (D)
GFID8865 | 2023-03-30 | 2023-03-30 | 2023-04-13 | Rule 21 | Rule 21 Export | DGS_018 | Inactive | Withdrawn | 2023-05-04 | Not Started | No |  |  | Photovoltaic(4.2)/Energy Storage(4.6) | 4 | Tulare | CA | 2024-09-01 |  | pole 436159E on Merryman 12kV | Venida 66/12 kV | Rector 220/66 kV | San Joaquin Region | Merryman | Rector 220/66 System | Venida 66/12 (D)
GFID8866 |  | 2023-03-31 |  | Rule 21 | Rule 21 Export | DGS_018 | Inactive | Withdrawn | 2023-04-27 | Not Started | No |  |  | Photovoltaic(4.35)/Energy Storage(4.6) | 4 | Tulare | CA | 2024-09-01 |  | pole 1938502E on Sunset 12kV | Poplar 66/12 | Vestal 220/66 | San Joaquin Region | Sunset | Vestal 220/66 System | Poplar 66/12 (D)
GFID8867 | 2023-03-31 | 2023-03-31 | 2023-04-20 | Rule 21 | Rule 21 Export | DGS_018 | Inactive | Withdrawn | 2023-04-27 | Not Started | No |  |  | Photovoltaic(5.25)/Energy Storage(6.134) | 4.8 | Tulare | CA | 2024-09-01 |  | pole 1771624E on Linnell 12kV | Rector 66/12 | Rector 220/66 | San Joaquin Region | Linnell | Rector 220/66 System | Rector 66/12 (D)
GFID8868 | 2023-03-31 | 2023-03-31 | 2023-04-12 | Rule 21 | Rule 21 Export | DGS_018 | Inactive | Withdrawn | 2023-05-01 | Not Started | No |  |  | Photovoltaic(5.55)/Energy Storage(6.134)/() | 5 | Tulare | CA | 2024-09-01 |  | Wilbur 12 kV | Laurel 66/12 | Rector 220/66 | San Joaquin Region | Wilbur | Rector 220/66 System | Laurel 66/12 (D)
GFID8869 | 2023-03-31 | 2023-03-31 | 2023-04-11 | Rule 21 | Rule 21 Export | DGS_018 | Inactive | Withdrawn |  | Not Started | No |  |  | Photovoltaic(5)/Energy Storage(5) |  | Kern | CA | 2024-09-01 |  | CONDOR 12KV CIRCUIT |  |  | North Coast Region | Condor | Windhub 220/66 System | Banducci 66/12 (D)
GFID8870 | 2023-03-31 | 2023-03-31 | 2023-04-11 | Rule 21 | Rule 21 Export | DGS_018 | Inactive | Withdrawn | 2023-05-01 | Not Started | No |  |  | Photovoltaic(5.55)/Energy Storage(6.134) | 5 | Tulare | CA | 2024-09-01 |  | pole 2299394E on Manzanillo 12 kV | Goshen 66/12 | Rector 220/66 | San Joaquin Region | Manzanillo | Rector 220/66 System | Goshen 66/12 (D)
GFID8871 | 2023-03-31 | 2023-03-31 | 2023-04-13 | Rule 21 | Rule 21 Export | DGS_018 | Active | IA Negotiation |  | In Draft | No |  |  | Photovoltaic(11.684)/Energy Storage(6.134) | 5 | Riverside | CA | 2024-09-01 | 2025-08-13 | Kratka 12kV | Ripley 33/12 kV Substation | Blythe 115 kV Substation | Rurals Region | Kratka | Blythe (WALC) 161/33 System | Ripley 33/12 (D) | BlytheSC 161 kV | 161 | 1 |  | 0 | BlytheSC 161 kV | 161 | 11.684)/Energy Storage(6.134) | 11.684 | 11.684 | 6.684 |  |  |  | 6.134) | 6.134 | 6.134 | 1.134 | 0 |  |  | 0
GFID8872 | 2023-03-31 | 2023-03-31 | 2023-04-11 | Rule 21 | Rule 21 Export | DGS_018 | Inactive | Withdrawn | 2023-05-04 | Not Started | No |  |  | Photovoltaic(5)/Energy Storage(5) | 5 | Tulare | CA | 2024-09-01 |  | pole 4353843E on Gopher 12 kV | Wheatland 66/12 | Vestal 220/66 | San Joaquin Region | Gopher | Vestal 220/66 System | Wheatland 66/12 (D)
GFID8873 | 2023-03-31 | 2023-03-31 | 2023-04-14 | Rule 21 | Rule 21 Export | DGS_018 | Inactive | Withdrawn |  | Not Started | No |  |  | Photovoltaic(5)/Energy Storage(5) |  | Tulare | CA | 2024-09-01 |  | BOBCAT 12KV CIRCUIT |  |  | San Joaquin Region | Bobcat | Vestal 220/66 System | Wheatland 66/12 (D)
GFID8874 | 2023-03-31 | 2023-03-31 | 2023-04-14 | Rule 21 | Rule 21 Export | DGS_018 | Inactive | Withdrawn |  | Not Started | No |  |  | Photovoltaic(5)/Energy Storage(5) |  | Tulare | CA | 2024-09-01 |  | DORAN 12KV CIRCUIT |  |  | San Joaquin Region | Doran | Vestal 220/66 System | Earlimart 66/12 (D)
GFID8875 | 2023-03-31 | 2023-03-31 | 2023-04-14 | Rule 21 | Rule 21 Export | DGS_018 | Inactive | Withdrawn | 2023-05-01 | Not Started | No |  |  | Photovoltaic(5)/Energy Storage(5) |  | Tulare | CA | 2024-09-01 |  | WELSH 12KV CIRCUIT |  |  | San Joaquin Region |  | Vestal 220/66 System | Vestal 66/12 (D)
GFID8876 | 2023-03-31 | 2023-03-31 | 2023-04-14 | Rule 21 | Rule 21 Export | DGS_018 | Inactive | Withdrawn | 2023-05-01 | Not Started | No |  |  | Photovoltaic(5)/Energy Storage(5) |  | Tulare | CA | 2024-09-01 |  | Radnor 12kV Circuit |  |  | San Joaquin Region | Radnor | Vestal 220/66 System | Delano 66/12 (D)
GFID8877 | 2023-03-31 | 2023-03-31 | 2023-04-14 | Rule 21 | Rule 21 Export | DGS_018 | Inactive | Withdrawn | 2023-05-01 | Not Started | No |  |  | Photovoltaic(5)/Energy Storage(5) |  | Tulare | CA | 2024-09-01 |  | DORAN 12KV CIRCUIT |  |  | San Joaquin Region | Doran | Vestal 220/66 System | Earlimart 66/12 (D)
GFID8878 | 2023-03-31 | 2023-03-31 | 2023-04-14 | Rule 21 | Rule 21 Export | DGS_018 | Inactive | Withdrawn | 2023-05-01 | Not Started | No |  |  | Photovoltaic(5)/Energy Storage(5) |  | Tulare | CA | 2024-09-01 |  | MID VALE 12KV CIRCUIT
GFID8880 |  | 2023-05-30 |  | Rule 21 | Rule 21 Export | Fast Track | Inactive | Withdrawn | 2023-06-27 | Not Started | No |  |  | Photovoltaic(3)/Energy Storage(4.6) | 3 | Tulare | CA | 2024-09-01 |  | structure P 5504262 on Effie 12 kV | Oak Grove 66/12 kV | Rector 220/66 kV | San Joaquin Region | Webb | Rector 220/66 System | Oak Grove 66/12 (D)
GFID8881 |  | 2023-05-08 |  | Rule 21 | Rule 21 Export | Detailed Study | Inactive | Withdrawn | 2023-06-08 | Not Started | No |  |  | Photovoltaic(5)/Energy Storage() |  | Kern | CA | 2025-11-15
GFID8882 |  | 2023-05-08 |  | Rule 21 | Rule 21 Export | Detailed Study | Inactive | Withdrawn | 2023-08-11 | Not Started | No |  |  | Energy Storage(3.5)/Photovoltaic(5.253) | 3.5 | Kern | CA | 2025-11-15 |  |  |  |  | Rurals Region | Overall | Kramer 220/115 System | Calcity 'B' 33/12 (D)
GFID8883 |  | 2023-05-08 |  | Rule 21 | Rule 21 Export | Detailed Study | Inactive | Withdrawn | 2023-05-12 | Not Started | No |  |  | Photovoltaic(4.99)/() | 4.98 | Kern | CA | 2024-12-15
GFID8884 | 2023-06-09 | 2023-04-28 | 2023-06-15 | Rule 21 | Rule 21 Export | Detailed Study | Inactive | Withdrawn | 2023-09-07 | Not Started | No |  |  | Photovoltaic(2.75) | 2.75 | Kern | CA | 2024-11-01 |  |  |  | Vestal Substation 220 kV bus | San Joaquin Region | Jasmine | Vestal 220/66 System | Quinn 66/12 (D)
GFID8886 | 2023-05-30 | 2023-05-30 | 2023-06-23 | Rule 21 | Rule 21 Export | Fast Track | Inactive | Withdrawn | 2024-03-12 | Not Started | No |  |  | Photovoltaic(1.812)/Energy Storage(3.067) | 1.625 | Los Angeles | CA | 2024-09-01 | 2025-04-01 | A tap on the Vise 12 kV Circuit, on structure P5626205, out of Industry 66/12 kV Substation. | A tap on the Vise 12 kV Circuit, on structure P5626205, out of Industry 66/12 kV Substation. | Walnut Substation at 220 kV Bus | Metro East Region | Vise | Walnut 220/66 System | Industry 66/12 (D)
GFID8887 | 2023-09-12 | 2023-05-30 | 2023-09-15 | Rule 21 | Rule 21 Export | Detailed Study | Inactive | Withdrawn | 2023-10-16 | Not Started | No |  |  | Photovoltaic(5)/Energy Storage() | 5 | Riverside | CA | 2024-09-01 |  | Schmidt 12 kV Circuit out of Maraschino 115/12 kV Substation | Schmidt 12 kV Circuit out of Maraschino 115/12 kV Substation | El Casco 220 kV bus | Desert Region |  | El Casco 220/115 System | Maraschino 115/12 (D)
GFID8888 | 2023-09-06 | 2023-05-30 | 2023-09-14 | Rule 21 | Rule 21 Export | Fast Track | Inactive | Withdrawn | 2024-02-13 | Not Started | No |  |  | Photovoltaic(0.688)/Energy Storage(3.067) | 0.6875 | San Bernardino | CA | 2024-09-01 |  | Durox 12 kV Circuit out of Timoteo 66/12 kV Substation | Durox 12 kV Circuit out of Timoteo 66/12 kV Substation | San Bernardino 220 kV Bus | Desert Region |  | San Bernardino 220/66 System | Timoteo 66/12 (D)
GFID8889 | 2023-09-14 | 2023-05-31 | 2023-09-14 | Rule 21 | Rule 21 Export | Fast Track | Inactive | Withdrawn | 2024-02-02 | Not Started | No |  |  | Photovoltaic(0.375)/Energy Storage() |  | Riverside | CA | 2024-09-01 |  |  |  |  | Desert Region |  | Vista A 220/66 System | Bloomington 66/12 (D)
GFID8890 | 2023-09-14 | 2023-05-30 | 2023-09-14 | Rule 21 | Rule 21 Export | Fast Track | Inactive | Withdrawn | 2024-07-22 | Not Started | No |  |  | Photovoltaic(0.99)/Energy Storage(1) | 0.99 | San Bernardino | CA | 2024-09-01 |  | Bombay 12kV | Bombay 12kV | Bloomington 66/12kV | Desert Region | Bombay | Vista A 220/66 System | Bloomington 66/12 (D)
GFID8891 |  | 2023-05-30 |  | Rule 21 | Rule 21 Export | Fast Track | Inactive | Withdrawn | 2023-07-06 | Not Started | No |  |  | Photovoltaic(1.938)/Energy Storage() |  | Riverside | CA | 2024-09-01 |  |  |  |  | San Jacinto Valley Region | Tackle | Valley 'D' 500/115 System | Stadler 115/12 (D)
GFID8892 | 2023-05-22 | 2023-05-22 | 2023-06-15 | Rule 21 | Rule 21 Export | Fast Track | Inactive | Withdrawn | 2023-09-25 | Not Started | No |  |  | Photovoltaic(5)/Energy Storage(4.8) |  | Kern | CA | 2024-06-01 |  |  |  |  | Rurals Region | Rickover | Kramer 220/115 System | Inyokern 115/33 (D)
GFID8893 | 2023-05-23 | 2023-05-23 | 2023-06-15 | Rule 21 | Rule 21 Export | Fast Track | Inactive | Withdrawn | 2023-09-25 | Not Started | No |  |  | Photovoltaic(5)/Energy Storage(4.8) |  |  |  | 2024-06-01 |  |  |  |  | Rurals Region | Rickover | Kramer 220/115 System | Inyokern 115/33 (D)
GFID8894 | 2023-08-08 | 2023-05-30 | 2023-08-08 | Rule 21 | Rule 21 Export | Fast Track | Inactive | Withdrawn | 2024-07-22 | Not Started | No |  |  | Photovoltaic(1.5)/Energy Storage(3.067) | 1.5 | Los Angeles | CA | 2024-09-01 |  | Penthouse 16 kV | Penthouse 16kV | Brighton 66/16kV Sub | Metro West Region |  | La Fresa 220/66 System | Brighton 66/16 (D)
GFID8895 | 2023-09-15 | 2023-05-25 | 2023-09-15 | Rule 21 | Rule 21 Export | Fast Track | Inactive | Withdrawn | 2024-07-22 | Not Started | No |  |  | Photovoltaic(1.5)/Energy Storage(3.067) | 1.5 | Los Angeles | CA | 2024-09-01 |  | Zamora 16kV | Zamora 16kV | Fremont 66/16kV Sub | Metro West Region |  | Lighthipe 220/66 System | Fremont 66/16 (D)
GFID8896 | 2023-07-19 | 2023-05-25 | 2023-07-19 | Rule 21 | Rule 21 Export | Fast Track | Inactive | Withdrawn | 2024-07-22 | Not Started | No |  |  | Photovoltaic(0.625)/Energy Storage(3.067) | 0.625 | Los Angeles | CA | 2024-09-01 |  | Caswell 16 kV | Caswell 16 kV | Freemont 66/16kV Sub | Metro West Region |  | Lighthipe 220/66 System | Fremont 66/16 (D)
GFID8897 |  | 2023-05-22 | 2023-06-29 | Rule 21 | Rule 21 Export | Fast Track | Inactive | Withdrawn | 2023-09-25 | Not Started | No |  |  | Photovoltaic(4.98)/Energy Storage() | 4.98 | Kern | CA | 2024-04-15 |  | Sawmill 33 kV | Sawmill 33 kV |  | Rurals Region | Sawmill | Kramer 220/115 System | Inyokern 115/33 (D)
GFID8898 | 2023-07-06 | 2023-05-22 | 2023-07-13 | Rule 21 | Rule 21 Export | Fast Track | Inactive | Withdrawn | 2023-09-23 | Not Started | No |  |  | Photovoltaic(4.98)/Energy Storage() | 4.98 | Kern | CA | 2024-04-15 |  | Jawbone 12 kV |  |  | Rurals Region | Jawbone | Kramer 220/115 System | Cantil 33/12 (D)
GFID8899 | 2023-05-23 | 2023-05-23 | 2023-06-20 | Rule 21 | Rule 21 Export | Detailed Study | Inactive | Withdrawn | 2023-09-25 | Not Started | No |  |  | Photovoltaic(3)/Energy Storage()/() |  | Kern | CA | 2024-06-01
GFID8900 | 2023-08-14 | 2023-05-26 | 2023-08-21 | Rule 21 | Rule 21 Export | Fast Track | Active - Post IA | Construction |  | Executed - In Effect | Yes | 2024-03-15 |  | Photovoltaic(3)/Energy Storage(3.067) | 3 | Riverside | CA |  | 2025-05-15 | Tackle 12 kV | Stadler 115/12 kV in the Valley D 115 kV system | Valley 500 kV bus | San Jacinto Valley Region |  | Valley 'D' 500/115 System | Stadler 115/12 (D) | Valley (SCE) | 500
GFID8901 | 2023-05-26 | 2023-05-26 | 2023-06-30 | Rule 21 | Rule 21 Export | Detailed Study | Inactive | Withdrawn |  | Not Started | No |  |  | Photovoltaic(5.5)/Energy Storage(6.134) | 5 | San Bernardino | CA |  | 2024-09-01 | as yet unbuilt stub off Tunnel 12 kV (Section 2190986 - may want to talk with Local Planning) | Aqueduct 115/12 kV | Victor 115 kV bus (in Victor 220/115 system) | Rurals Region |  | Victor 220/115 System | Aqueduct 115/12 (D)
GFID8902 | 2023-06-29 | 2023-05-26 | 2023-07-06 | Rule 21 | Rule 21 Export | Fast Track | Inactive | Withdrawn | 2023-10-25 | Not Started | No |  |  | Photovoltaic(1.438)/Energy Storage(2.798) | 1.44 | Riverside | CA |  | 2024-09-01 | Tava 12 kV | Cajalco 115/12 kV | Valley AB 500/115 kV | San Jacinto Valley Region | Tava | Valley 'AB' 500/115 System | Cajalco 115/12 (D) | Valley (SCE) | 500
GFID8903 | 2023-05-30 | 2023-05-30 | 2023-06-19 | Rule 21 | Rule 21 Export | Detailed Study | Inactive | Withdrawn | 2023-09-25 | Not Started | No |  |  | Photovoltaic(3)/Energy Storage() |  | Kern | CA | 2024-06-01 |  | Highway six 12 kV |  |  | Rurals Region | Highway Six | Kramer 220/115 System | Inyokern 33/12 (D)
GFID8904 | 2023-08-03 | 2023-06-22 | 2023-08-03 | Rule 21 | Rule 21 Export | Detailed Study | Inactive | Withdrawn | 2024-03-11 | In Negotiation | No |  |  | Photovoltaic(4.999)/Energy Storage() | 4.99 | Santa Barbara | CA | 2024-12-01 |  |  |  |  | North Coast Region |  | Goleta 220/66 System | Gaviota 66/16 (D)
GFID8905 | 2023-08-03 | 2023-06-12 | 2023-08-23 | Rule 21 | Rule 21 Export | Detailed Study | Inactive | Withdrawn | 2023-09-06 | Not Started | No |  |  | Photovoltaic(3)/Energy Storage() | 3 | San Bernardino | CA | 2024-09-01 |  | Chang Circuit |  |  | Desert Region | Chang | Etiwanda 220/66 System | Wimbledon 66/12 (D)
GFID8906 | 2023-07-19 | 2023-06-12 | 2023-08-02 | Rule 21 | Rule 21 Export | Detailed Study | Inactive | Withdrawn | 2023-11-02 | Not Started | No |  |  | Photovoltaic(4.5)/Energy Storage() | 4.5 | San Bernardino | CA | 2024-09-01 |  |  |  |  | Desert Region | Northpark | Vista 220/115 System | Shandin 115/12 (D)
GFID8907 | 2023-08-23 | 2023-06-12 | 2023-08-23 | Rule 21 | Rule 21 Export | Detailed Study | Inactive | Withdrawn | 2023-09-22 | Not Started | No |  |  | Photovoltaic(5)/Energy Storage() | 5 | San Bernardino | CA | 2024-09-01 |  | Havoc 12 kV Circuit out of Kimball 66/12 kV Substation | Havoc 12 kV Circuit out of Kimball 66/12 kV Substation | Chino 220 kV bus
GFID8908 | 2023-08-21 | 2023-06-12 | 2023-08-22 | Rule 21 | Rule 21 Export | Detailed Study | Inactive | Withdrawn | 2023-11-02 | Not Started | No |  |  | Photovoltaic(3)/Energy Storage() | 3 | San Bernardino | CA | 2024-09-01 |  | 12kV Northpark Circuit
GFID8909 | 2023-06-12 | 2023-06-12 | 2023-08-25 | Rule 21 | Rule 21 Export | Detailed Study | Inactive | Withdrawn | 2023-09-25 | Not Started | No |  |  | Photovoltaic(3.475)/Energy Storage(2.75) | 2.75 | Riverside | CA | 2024-09-01 |  | Serpentine |  |  | San Jacinto Valley Region | Serpentine | Valley 'AB' 500/115 System | Alessandro 115/12 (D)
GFID8910 | 2023-07-10 | 2023-06-12 | 2023-07-14 | Rule 21 | Rule 21 Export | Fast Track | Inactive | Withdrawn |  | In Negotiation | No |  |  | Photovoltaic(2)/Energy Storage(2.667) | 1.8 | Los Angeles | CA | 2024-09-01 | 2025-07-01 | Twining 16 kV | Jersey 66/16 kV in the Lighthipe 66 kV system | Lighthipe 220 kV bus | Metro West Region | Twining | Lighthipe 220/66 System | Jersey 66/16 (D) | Lighthipe | 230
GFID8911 | 2023-06-12 | 2023-06-12 | 2023-07-19 | Rule 21 | Rule 21 Export | Fast Track | Active - Post IA | Construction |  | In Negotiation | No |  |  | Photovoltaic(1.25)/Energy Storage(3.067) | 1.125 | Los Angeles | CA | 2024-09-01 | 2025-08-01 | Miler 12 kV | Trophy 66/12 kV | Chino 220/66 kV | Metro East Region | Miler | Chino 220/66 System | Trophy 66/12 (D) | Chino | 230
GFID8912 | 2023-06-12 | 2023-06-12 | 2023-07-19 | Rule 21 | Rule 21 Export | Fast Track | Inactive | Withdrawn | 2023-11-17 | Not Started | No |  |  | Photovoltaic(1.188)/Energy Storage(3.067) | 1.1875 | Los Angeles | CA | 2024-09-01 |  | Miler 12 kV | Trophy 66/12 kV | Chino 220/66 kV | Metro East Region |  | Chino 220/66 System | Trophy 66/12 (D) | Chino | 230
GFID8913 | 2023-06-12 | 2023-06-12 | 2023-07-07 | Rule 21 | Rule 21 Export | Fast Track | Inactive | Withdrawn | 2024-04-24 | In Draft | No |  |  | Photovoltaic(4.98)/Energy Storage() | 4.98 | San Bernardino | CA | 2024-04-15 |  | Sheephole 33kV Circuit | not listed |  | Desert Region | Sheephole | Devers 220/115 System | Hi Desert 115/33 (D)
GFID8914 |  | 1900-01-01 | 2023-07-12 | Rule 21 | Rule 21 Export | Fast Track | Inactive | Withdrawn | 2023-10-03 | Not Started | No |  |  | Photovoltaic(3.984)/Energy Storage() |  | San Bernardino | CA | 2024-04-15 |  | Tussing 12 kV
GFID8915 | 2023-06-12 | 2023-06-12 | 2023-08-08 | Rule 21 | Rule 21 Export | Detailed Study | Inactive | Withdrawn | 2023-09-19 | Not Started | No |  |  | Photovoltaic(5)/Energy Storage() | 5 | Kern | CA | 2025-11-15 |  |  |  |  | San Joaquin Region | Radnor | Vestal 220/66 System | Delano 66/12 (D)
GFID8916 | 2023-06-12 | 2023-06-08 | 2023-06-30 | Rule 21 | Rule 21 Export | Detailed Study | Inactive | Withdrawn | 2023-08-30 | Not Started | No |  |  | Photovoltaic(5)/Energy Storage() | 5 | Tulare | CA | 2025-11-15 |  | Schenley | Columbine |  | San Joaquin Region | Schenley | Vestal 220/66 System | Columbine 66/12 (D)
GFID8917 | 2023-06-12 | 2023-06-08 | 2023-06-30 | Rule 21 | Rule 21 Export | Detailed Study | Inactive | Withdrawn | 2023-08-30 | Not Started | No |  |  | Photovoltaic(7.431)/Energy Storage(5.4) | 5 | Tulare | CA | 2025-11-15 |  | El Mirador 12 kV Circuit | Strathmore |  | San Joaquin Region | El Mirador | Springville 220/66 System | Strathmore 66/12 (D)
GFID8918 | 2023-06-12 | 2023-06-08 | 2023-07-17 | Rule 21 | Rule 21 Export | Detailed Study | Inactive | Withdrawn | 2023-09-11 | Not Started | No |  |  | Photovoltaic(7.416)/Energy Storage(5.4) | 5 | Tulare | CA | 2025-12-15 |  |  |  |  | San Joaquin Region | Gillette | Springville 220/66 System | Strathmore 66/12 (D)
GFID8919 | 2023-06-12 | 2023-06-12 | 2023-08-08 | Rule 21 | Rule 21 Export | Detailed Study | Inactive | Withdrawn |  | Not Started | No |  |  | Photovoltaic(5)/Energy Storage() |  |  |  | 2025-11-15
GFID8920 | 2023-09-05 | 2023-06-20 | 2023-09-12 | Rule 21 | Rule 21 Export | Detailed Study | Inactive | Withdrawn | 2023-12-20 | Not Started | No |  |  |  | 5 | San Bernardino | CA | 2024-09-01
GFID8921 | 2023-06-08 | 2023-06-08 | 2023-07-14 | Rule 21 | Rule 21 Export | Fast Track | Inactive | Withdrawn | 2024-02-21 | Not Started | No |  |  | Photovoltaic(4.99)/Energy Storage(4.99) | 4.99 | Tulare | CA |  |  | Skinkle 12 kV Circuit out of SCE's Terra Bella 66/12 kV Substation | Skinkle 12 kV Circuit out of SCE's Terra Bella 66/12 kV Substation | Vestal 220 kV Bus | San Joaquin Region | Skinkle | Vestal 220/66 System | Terra Bella 66/12 (D)
GFID8922 | 2023-06-08 | 2023-06-08 | 2023-07-27 | Rule 21 | Rule 21 Export | Fast Track | Inactive | Withdrawn | 2024-02-06 | Not Started | No |  |  | Photovoltaic(4.5)/Energy Storage(4.5) | 4.5 | Tulare | CA |  |  | 12kV Ducor Circuit out of Terra Bella 66/12 kV Substation | 12kV Ducor Circuit out of Terra Bella 66/12 kV Substation | Vestal 220 kV Bus
GFID8923 | 2023-06-08 | 2023-06-08 | 2023-07-13 | Rule 21 | Rule 21 Export | DGS_019 | Inactive | Withdrawn | 2024-07-12 | Not Started | No |  |  | Photovoltaic(3)/Energy Storage(2) | 2 | Riverside | CA |  | 2026-01-30 | Wedge 12 kV Circuit | Wedge 12 kV Circuit | Blythe 161 kV Substation | Rurals Region | Wedge | Blythe (WALC) 161/33 System | Defrain 33/12 (D)
GFID8924 | 2023-06-08 | 2023-06-08 | 2023-08-03 | Rule 21 | Rule 21 Export | Fast Track | Inactive | Withdrawn | 2023-11-13 | Not Started | No |  |  | Photovoltaic(4.5)/Energy Storage() | 4.5 | Tulare | CA | [5 empty] | San Joaquin Region | Beaver | Vestal 220/66 System | Wheatland 66/12 (D)
GFID8925 | 2023-06-08 | 2023-06-08 | 2023-07-24 | Rule 21 | Rule 21 Export | Detailed Study | Inactive | Withdrawn | 2023-09-26 | Not Started | No |  |  | Photovoltaic(5)/Energy Storage() | 5 | Tulare | CA | [5 empty] | San Joaquin Region | Zion | Vestal 220/66 System | Terra Bella 66/12 (D)
GFID8926 | 2023-06-21 | 2023-06-21 | 2023-08-18 | Rule 21 | Rule 21 Export | Detailed Study | Inactive | Withdrawn | 2023-09-12 | Not Started | No |  |  | Photovoltaic(5)/Energy Storage(5) | 5 | Tulare | CA | 2025-11-15 |  | Deer 12 kV | Terra Bella 66/20 | Vestal 220/66
GFID8927 | 2023-06-21 | 2023-06-21 | 2023-07-18 | Rule 21 | Rule 21 Export | Detailed Study | Inactive | Withdrawn | 2023-08-31 | Not Started | No |  |  |  | 5 | Tulare | CA | [5 empty] | San Joaquin Region | Vandalia | Springville 220/66 System | Porterville 66/12 (D)
GFID8928 |  | 2023-06-21 | 2023-08-01 | Rule 21 | Rule 21 Export | Detailed Study | Inactive | Withdrawn | 2023-10-02 | Not Started | No |  |  | Photovoltaic(7.49)/Energy Storage(5.4) | 5 | Tulare | CA | 2025-11-15 |  | Circuit 1360: 12kV Wheatland/5348 |  |  | San Joaquin Region | Beaver | Vestal 220/66 System | Wheatland 66/12 (D)
GFID8929 | 2023-06-21 | 2023-06-21 | 2023-07-17 | Rule 21 | Rule 21 Export | Detailed Study | Inactive | Withdrawn | 2023-08-30 | Not Started | No |  |  |  | 5 | Tulare | CA | [5 empty] | San Joaquin Region | Booster | Springville 220/66 System | Lindsay 66/12 (D)
GFID8930 | 2023-06-28 | 2023-06-28 | 2023-07-10 | Rule 21 | Rule 21 Export | Detailed Study | Inactive | Withdrawn | 2023-09-08 | Not Started | No |  |  | Photovoltaic(4.5)/Energy Storage(4.5) | 4.5 | Tulare | CA | 2025-11-15 |  | McDermont 12 kV | Lindsay 66/12 kV | Springville 220/66 kV | San Joaquin Region | McDermont | Springville 220/66 System | Lindsay 66/12 (D)
GFID8931 | 2023-06-19 | 2023-06-19 | 2023-07-14 | Rule 21 | Rule 21 Export | Fast Track | Inactive | Withdrawn | 2023-09-26 | Not Started | No |  |  | Photovoltaic(3)/Energy Storage() |  |  |  | 2024-06-01 |  |  |  |  | Rurals Region | Domeland | Kramer 220/115 System | Domeland P.T. 33/12 (A)
GFID8932 | 2023-06-19 | 2023-06-19 | 2023-08-01 | Rule 21 | Rule 21 Export | Fast Track | Inactive | Withdrawn | 2023-09-26 | Not Started | No |  |  | Photovoltaic(3)/Energy Storage() |  |  |  | 2024-06-01 |  |  |  |  | Rurals Region | Domeland | Kramer 220/115 System | Domeland P.T. 33/12 (A)
GFID8933 | 2023-08-14 | 2023-06-19 | 2023-08-21 | Rule 21 | Rule 21 Export | Fast Track | Inactive | Withdrawn |  | Not Started | No |  |  | Photovoltaic(3)/Energy Storage() |  | Kern | CA | 2024-06-01 |  |  |  |  | Rurals Region | Domeland | Kramer 220/115 System | Domeland P.T. 33/12 (A)
GFID8934 | 2023-06-28 | 2023-06-28 | 2023-07-17 | Rule 21 | Rule 21 Export | Detailed Study | Inactive | Withdrawn | 2023-09-12 | Not Started | No |  |  | Photovoltaic(6.092)/Energy Storage(4.5) | 4.5 | Tulare | CA | 2025-11-15 |  |  |  |  | San Joaquin Region | Prairie | Springville 220/66 System | Strathmore 66/12 (D)
GFID8936 |  | 2023-06-28 | 2023-09-06 | Rule 21 | Rule 21 Export | Detailed Study | Inactive | Withdrawn | 2023-10-04 | Not Started | No |  |  | Photovoltaic(4)/Energy Storage() | 4 | Tulare | CA | 2025-11-15 | 2025-11-15 | Gillete 12 kV, Strathmore substation | Gillete 12 kV, Strathmore substation |  | San Joaquin Region | Gillette | Springville 220/66 System | Strathmore 66/12 (D)
GFID8937 | 2023-08-23 | 2023-06-28 | 2023-08-23 | Rule 21 | Rule 21 Export | Detailed Study | Inactive | Withdrawn | 2023-09-26 | Not Started | No |  |  | Photovoltaic(4)/Energy Storage() | 4 | Tulare | CA | 2025-11-15 |  |  |  |  | San Joaquin Region | Prairie | Springville 220/66 System | Strathmore 66/12 (D)
GFID8938 |  | 2023-07-10 |  | Rule 21 | Rule 21 Export | Detailed Study | Inactive | Withdrawn | 2023-08-30 | Not Started | No |  |  | Photovoltaic(3)/Energy Storage() | 3 | Tulare | CA | 2025-11-15 |  |  |  |  | San Joaquin Region |  | Springville 220/66 System | Strathmore 66/12 (D)
GFID8939 | 2023-08-31 | 2023-07-03 | 2023-09-08 | Rule 21 | Rule 21 Export | Fast Track | Active | Supplemental Review Complete |  | Not Started | No |  |  | Photovoltaic(3)/Energy Storage() |  | Tulare | CA | 2023-11-01 |  |  |  |  | San Joaquin Region | Abbey | Springville 220/66 System | Bliss 66/12 (D)
GFID8940 | 2023-06-30 | 2023-06-30 | 2023-08-09 | Rule 21 | Rule 21 Export | Fast Track | Inactive | Withdrawn | 2023-11-28 | Not Started | No |  |  | Photovoltaic(5)/Energy Storage(5) | 5 | Tulare | CA
GFID8941 | 2023-06-30 | 2023-06-30 | 2023-07-27 | Rule 21 | Rule 21 Export | ISP | Active | System Impact Study In Progress |  | Not Started | No |  |  | Photovoltaic(15.45)/Energy Storage(15.45) | 4.99 | Riverside | CA |  | 2026-01-30 | Winters 12 kV | Distribution Provider's Winters 12 kV Circuit out of Dunes 33/12 kV Substation | The ISO Grid Distribution Providers Devers 220 kV Bus | Rurals Region | Winters | Blythe (WALC) 161/33 System | Dunes 33/12 (D)
GFID8942 | 2023-07-03 | 2023-07-03 | 2023-08-14 | Rule 21 | Rule 21 Export | Fast Track | Inactive | Withdrawn | 2023-12-20 | Not Started | No |  |  | Photovoltaic(3)/Energy Storage() |  | Tulare | CA | 2023-11-01 |  |  |  |  | San Joaquin Region | Green | Springville 220/66 System | Bliss 66/12 (D)
GFID8943 | 2023-08-17 | 2023-07-03 | 2023-08-25 | Rule 21 | Rule 21 Export | Fast Track | Inactive | Withdrawn | 2023-12-21 | Not Started | No |  |  | Photovoltaic(3)/Energy Storage() |  | Tulare | CA | 2023-11-01
GFID8944 | 2023-07-10 | 2023-07-10 | 2023-08-04 | Rule 21 | Rule 21 Export | Detailed Study | Inactive | Withdrawn | 2023-08-31 | Not Started | No |  |  | Photovoltaic(4)/Energy Storage() | 4 | Kern | CA | 2025-11-15 |  |  |  |  | San Joaquin Region |  | Vestal 220/66 System | Columbine 66/12 (D)
GFID8945 |  | 2023-07-27 | 2023-08-17 | Rule 21 | Rule 21 Export | Detailed Study | Inactive | Withdrawn | 2023-10-23 | Not Started | No |  |  | Photovoltaic(5)/Energy Storage() |  | Kern | CA |  |  | POI Location: 35.76875, -117.871907; along HWY 395;12kV Domeland Circuit (Section Id 235589607) to Domeland P.T. substation |  |  | Rurals Region | Domeland | Kramer 220/115 System | Domeland P.T. 33/12 (A)
GFID8948 | 2023-07-12 | 2023-07-12 | 2023-07-19 | Rule 21 | Rule 21 Export | Fast Track | Inactive | Withdrawn | 2023-09-06 | Not Started | No |  |  | Photovoltaic(1.992)/Energy Storage() |  | San Bernardino | CA | 2024-04-15 |  |  |  |  | Rurals Region | Baroid | Kramer 220/115 System | Gale 115/33 (D)
GFID8950 |  | 2023-07-24 | 2023-08-07 | Rule 21 | Rule 21 Export | Detailed Study | Inactive | Withdrawn | 2023-09-19 | Withdrawn (No Agrmt) | No |  |  | Photovoltaic(7.49)/Energy Storage(5.4) | 5 | Kern | CA | 2025-11-15 |  |  |  |  | San Joaquin Region | Boone | Vestal 220/66 System | Columbine 66/12 (D)
GFID8953 |  | 2023-08-03 |  | Rule 21 | Rule 21 Export | Fast Track | Inactive | Withdrawn | 2023-11-18 | Not Started | No |  |  | Energy Storage(4) | 4 | San Bernardino | CA | 2024-12-01 |  | Dice 33 kV | Dice 33 kV |  | Rurals Region | Dice | Victor 220/115 System | Phelan 115/33 (D)
GFID8955 | 2023-08-29 | 2023-07-24 | 2023-09-01 | Rule 21 | Rule 21 Export | Detailed Study | Inactive | Withdrawn | 2023-09-19 | Not Started | No |  |  | Photovoltaic(4.99)/Energy Storage() | 4.99 | San Bernardino | CA | 2027-03-01 |  |  |  |  | Rurals Region | Lockhart | Kramer 220/115 System | Kramer 115/33 (D)
GFID8956 | 2023-08-03 | 2023-08-03 | 2023-09-08 | Rule 21 | Rule 21 Export | Fast Track | Active - Post IA | Construction |  | Executed - In Effect | Yes | 2024-03-15 |  | Photovoltaic(1.25)/Energy Storage(2.667) | 1.2 | San Bernardino | CA |  | 2025-07-01 | Lena 12 kV | Cardiff 66/12 kV in the San Bernardino 66 kV system | San Bernardino 220 kV bus | Desert Region | Lena | San Bernardino 220/66 System | Cardiff 66/12 (D)
GFID8957 | 2023-08-03 | 2023-08-03 | 2023-09-06 | Rule 21 | Rule 21 Export | Fast Track | Inactive | Withdrawn | 2023-11-02 | Not Started | No |  |  | Photovoltaic(1.116)/Energy Storage(2.7) | 1.08 | San Bernardino | CA |  | 2024-09-01 | Wind Tunnel 12 kV | Alder 66/12 kV | Etiwanda 220/66 kV | Desert Region | Wind Tunnel | Etiwanda 220/66 System | Alder 66/12 (D)
GFID8958 | 2023-08-03 | 2023-08-03 | 2023-09-06 | Rule 21 | Rule 21 Export | Fast Track | Inactive | Withdrawn | 2023-09-18 | Not Started | No |  |  | Photovoltaic(1.438)/Energy Storage(2.667)/Photovoltaic(1.3)/Energy Storage() | 1.32 | San Bernardino | CA | 2024-09-01 | 2024-09-01 | Dorsey 12 kV | Alder 66/12 kV | Etiwanda 220/66 kV | Desert Region | Dorsey | Etiwanda 220/66 System | Alder 66/12 (D)
GFID8960 |  | 2023-08-03 | 2023-08-17 | Rule 21 | Rule 21 Export | Fast Track | Active | System Impact Study Complete |  | Not Started | No |  |  | Photovoltaic(4.98)/Energy Storage() |  | San Bernardino | CA | 2023-04-15 |  |  |  |  | Desert Region | Sheephole | Devers 220/115 System | Hi Desert 115/33 (D)
GFID8961 | 2023-08-03 | 2023-08-03 | 2023-08-12 | Rule 21 | Rule 21 Export | Fast Track | Inactive | Withdrawn | 2023-10-12 | Not Started | No |  |  | Photovoltaic(4.98)/Energy Storage() |  | Riverside | CA | 2024-04-15 |  |  |  |  | Rurals Region | Winters | Blythe (WALC) 161/33 System | Dunes 33/12 (D)
GFID8962 | 2023-08-03 | 2023-08-03 | 2023-08-15 | Rule 21 | Rule 21 Export | Fast Track | Inactive | Withdrawn |  | Not Started | No |  |  | Photovoltaic(4.98)/Energy Storage(4.98) |  | Riverside | CA | 2024-04-15 |  | McCoy 33kV | Blythe 161/33 kV |  | Rurals Region | Mc Coy | Blythe (WALC) 161/33 System | Blythe City 33/33 (D)
GFID8965 | 2023-08-01 | 2023-08-01 | 2023-09-25 | Rule 21 | Rule 21 Export | Fast Track | Inactive | Withdrawn | 2024-05-21 | Cancelled | No |  |  | Photovoltaic(1.25)/Energy Storage(2.667) | 1.2 | San Bernardino | CA | 2024-09-01 | 2025-07-01 | Dressen 12 kV | Homart 115/12 kV in the Vista 115 kV system | Vista 220 kV bus | Desert Region | Dressen | Vista 220/115 System | Homart 115/12 (D)
GFID8968 | 2023-09-25 | 2023-08-21 | 2023-10-03 | Rule 21 | Rule 21 Export | Fast Track | Inactive | Withdrawn | 2024-01-25 | Not Started | No |  |  | Photovoltaic(4)/Energy Storage() |  | Riverside | CA | 2023-11-01 |  |  |  |  | Rurals Region | Desert Center | Eagle Mountain 220/220 System | Eagle Mountain 66/12 (D)
GFID8971 | 2023-10-06 | 2023-08-21 | 2023-10-12 | Rule 21 | Rule 21 Export | Detailed Study | Inactive | Withdrawn | 2024-06-11 | Not Started | No |  |  | Photovoltaic(3)/Energy Storage() |  | Tulare | CA | 2023-11-01 |  | Budd 12kV |  |  | San Joaquin Region | Budd | Vestal 220/66 System | Pixley 66/12 (D)
GFID8972 | 2023-10-05 | 2023-08-21 | 2023-10-12 | Rule 21 | Rule 21 Export | Fast Track | Inactive | Withdrawn | 2024-01-26 | Not Started | No |  |  | Photovoltaic(4)/Energy Storage() |  | Tulare | CA | 2023-11-01 |  | Doran 12 kV |  |  | San Joaquin Region | Doran | Vestal 220/66 System | Earlimart 66/12 (D)
GFID8975 | 2023-09-18 | 2023-08-18 | 2023-09-22 | Rule 21 | Rule 21 Export | Fast Track | Active - Post IA | Construction |  | Not Started | No |  |  | Photovoltaic(0.98)/Energy Storage(0.98) | 0.98 | San Bernardino | CA | 2024-10-01 |  |  |  |  | Rurals Region | Point Of Rocks | Kramer 220/115 System | Trona 33/12 (D)
GFID8976 | 2023-09-18 | 2023-08-18 | 2023-09-22 | Rule 21 | Rule 21 Export | Fast Track | Active - Post IA | Construction |  | Not Started | No |  |  | Photovoltaic(2.95)/Energy Storage(2.95) | 2.95 | San Bernardino | CA | 2023-10-01 |  |  |  |  | Rurals Region | Hackman | Kramer 220/115 System | Searles 115/33 (D)
GFID8977 | 2023-08-18 | 2023-08-18 | 2023-09-01 | Rule 21 | Rule 21 Export | Fast Track | Active | Restudy Complete |  | Not Started | No |  |  | Photovoltaic(5)/Energy Storage() |  | Kern | CA | 2024-12-01 |  | Hulsey 33KV circuit |  |  | Rurals Region | Hulsey | Kramer 220/115 System | Inyokern 115/33 (D)
GFID8978 | 2024-01-02 | 2023-08-18 | 2024-01-09 | Rule 21 | Rule 21 Export | Fast Track | Active | IA Negotiation |  | In Negotiation | No |  |  | Photovoltaic(5)/Energy Storage() |  | Kern | CA | 2024-09-01 |  |  |  |  | Rurals Region | Hulsey | Kramer 220/115 System | Inyokern 115/33 (D)
GFID8979 |  | 2023-08-18 | 2023-08-31 | Rule 21 | Rule 21 Export | Fast Track | Inactive | Withdrawn | 2023-09-25 | Not Started | No |  |  | Photovoltaic(3)/Energy Storage() |  | Kern | CA | 2024-10-01 |  |  |  |  | Rurals Region | Highway Six | Kramer 220/115 System | Inyokern 33/12 (D)
GFID8980 |  | 2023-08-09 | 2023-08-31 | Rule 21 | Rule 21 Export | Fast Track | Inactive | Withdrawn | 2023-09-25 | Not Started | No |  |  | Photovoltaic(3)/Energy Storage() |  | Kern | CA | 2024-10-01 |  |  |  |  | Rurals Region | Highway Six | Kramer 220/115 System | Inyokern 33/12 (D)
GFID8982 |  | 2023-08-21 | 2023-10-05 | Rule 21 | Rule 21 Export | Detailed Study | Inactive | Withdrawn | 2023-11-03 | Not Started | No |  |  | Photovoltaic(5)/Energy Storage() | 5 | Kern | CA | 2025-03-01 |  |  |  |  | Rurals Region | Kennedy | Kramer 220/115 System | Inyokern 115/33 (D)
WDT011 | 1998-03-23 | 1998-03-23 | 1998-03-23 | WDAT | SGIP | Serial | Inactive | Withdrawn | 2014-12-18 | In Negotiation | No |  |  | Photovoltaic(9) | 9 | Riverside | CA | 2010-12-31 | 2013-06-01 | Renwind Sub 12 kV (Devers) | Renwind Sub - Low Side of 115/12kV Transformer | Garnet Substation 115kV Bus
WDT016B | 1998-07-09 | 1998-06-24 | 1998-07-09 | WDAT | SGIP | Serial | Inactive | Withdrawn | 2013-11-22 | Filed Executed | Yes | 2005-07-01 |  | Wind Turbine(1.35) | 1.35 | Riverside | CA | 2009-06-30 | 2009-06-30 | COCHELLA 33kV LINE o/o Garnet Sub | COCHELLA 33kV LINE o/o Garnet Sub | Devers Sub 220 kV bus | Desert Region |  | Devers 220/115 System | Garnet 115/33 (D)
WDT021 |  | 2007-11-26 |  | WDAT | SGIP | Serial | Inactive | Withdrawn | 2008-02-27 | Withdrawn (No Agrmt) | No |  |  |  | 39 |  | CA
WDT086EXP | 2011-03-29 | 2011-03-29 | 2011-04-26 | WDAT | GIP - ISP | ISP | Inactive | Withdrawn | 2011-06-11 | Withdrawn (No Agrmt) | No |  |  | Cogeneration(3.2) | 3.2 | Los Angeles | CA | 2011-12-02 | 2011-12-02 | outfall substation | outfall substation | La Fresa 220kV bus
WDT1000FT | 2012-10-25 | 2012-10-25 | 2012-11-30 | WDAT | GIP - Fast Track | Fast Track | Inactive | Withdrawn | 2013-02-25 | Withdrawn (No Agrmt) | No |  |  | Photovoltaic(1) | 1 | Tulare | CA | 2013-07-17 | 2013-07-17 | Ref#01360, 12kV, Substation #5348 | BEAVER 12KV | Vestal 220kV bus | San Joaquin Region | Beaver | Vestal 220/66 System | Wheatland 66/12 (D)
WDT1002FT | 2012-11-06 | 2012-11-06 | 2012-11-30 | WDAT | GIP - Fast Track | Fast Track | Inactive | IA Terminated |  | Terminated | Yes | 2014-02-01 | 2014-12-06 | Photovoltaic(0.75) | 0.75 | Tulare | CA | 2013-03-07 | 2014-08-31 | GILL 12KV | Gill 12kV | Rector 220/66 | San Joaquin Region | Gill | Rector 220/66 System | Venida 66/12 (D)
WDT1003ISP | 2012-12-20 | 2012-12-20 | 2013-01-02 | WDAT | GIP - ISP | ISP | Active - Post IA | In-Service |  | Filed Executed | Yes | 2013-08-07 |  | Combined Cycle(5) | 5 | Los Angeles | CA | 2012-08-01 | 2012-08-01 | Brea 66 kV Bus | Brea 66 kV Substation | Olinda 220kV bus | Orange Region | Acapulco | Olinda 220/66 System | Brea 66/12 (D) |  |  | 0 | Olinda | 1 | Olinda | 230 | [11 empty] | 1 |  |  | 0
WDT10046 |  | 2023-02-28 |  | WDAT | GIP - Fast Track | Fast Track | Inactive | Withdrawn | 2023-04-11 | Not Started | No | [11 empty] | North Coast Region | Keefer | Antelope 220/66 System | Quartz Hill 66/12 (D)
WDT10056 |  | 2023-02-28 |  | WDAT | GIP - Fast Track | Fast Track | Inactive | Withdrawn | 2023-11-15 | Not Started | No | [11 empty] | North Coast Region | Maverick | Antelope 220/66 System | Wilsona 66/12 (D)
WDT10057 |  | 2023-02-28 |  | WDAT | GIP - Fast Track | Fast Track | Inactive | Withdrawn | 2023-03-24 | Not Started | No
WDT10058 |  | 2023-02-28 |  | WDAT | GIP - Fast Track | Fast Track | Inactive | Withdrawn | 2023-03-29 | Not Started | No
WDT10060 |  | 2023-03-10 |  | WDAT | GIP - Fast Track | Fast Track | Active | Application Review In Progress |  | Not Started | No | [11 empty] | Metro East Region | Andes | Mira Loma 220/66 System | Mira Loma 66/12 (D) | Mira Loma | 230
WDT1007 | 2013-03-20 | 2013-03-20 | 2013-04-03 | WDAT | CLGIP | Transition | Active - Post IA | In-Service |  | Executed - In Effect | Yes | 2013-07-08 |  | Photovoltaic(60) | 58.96 | Kern | CA | 2014-10-31 | 2015-07-07 | Windhub 66 kV Substation at the 66 kV bus | Windhub 66 kV Substation at the 66 kV bus | 220 kV bus at Windhub Substation | North Coast Region |  | Windhub 220/66 System |  |  |  | 0 | Windhub | 1 | Windhub | 230 | 60) | 60 | 60 | 1.04 | [7 empty] | 1 |  |  | 1
WDT1008FT | 2013-05-28 | 2013-04-10 | 2013-06-07 | WDAT | GIP - Fast Track | Fast Track | Inactive | Withdrawn | 2014-09-17 | In Negotiation | No |  |  | Photovoltaic(0.75) | 0.75 | Los Angeles | CA | 2014-12-31 | 2014-12-31 | ARTISANO 16KV | ARTISANO 16KV | La Fresa 220/66 | Metro West Region | Artisano | La Fresa 220/66 System | La Fresa 66/16 (D)
WDT1009FT | 2013-05-28 | 2013-04-10 | 2013-06-07 | WDAT | GIP - Fast Track | Fast Track | Inactive | Withdrawn | 2014-09-17 | In Negotiation | No |  |  | Photovoltaic(0.72) | 0.72 | Los Angeles | CA | 2014-12-31 | 2014-12-31 | Line tap on 12kV circuit, approx location: 33 56'31.70'N, 118 02'44.23'W | LEFFINGWELL 12KV | Center 220/66 | Metro West Region | Leffingwell | Center 220/66 System | Santa Fe Springs 66/12 (D)
WDT1010FT |  | 2013-04-10 |  | WDAT | GIP - Fast Track | Fast Track | Inactive | Withdrawn | 2013-06-14 | Withdrawn (No Agrmt) | No |  |  | Photovoltaic(0.8) | 0.8 | Riverside | CA | 2014-12-31 | 2014-12-31 | GARBO 12KV | GARBO 12KV | Devers 220/115 | Desert Region | Garbo | Devers 220/115 System | Farrell 115/12 (D)
WDT10112 |  | 2023-04-05 |  | WDAT | GIP - Cluster Study | QC_015 | Inactive | Withdrawn | 2023-05-12 | Not Started | No |  |  | Photovoltaic(3.029)/Energy Storage(1.968) | 3 |  |  |  |  | Andes 12 kV | Mira Loma 66/12 | Mira Loma 220/66 | Metro East Region | Andes | Mira Loma 220/66 System | Mira Loma 66/12 (D)
WDT10116 | 2023-05-01 | 2023-04-26 | 2023-06-23 | WDAT | GIP - Cluster Study | QC_015 | Active | Phase I In Progress |  | Not Started | No |  |  | Photovoltaic(4.5)/Energy Storage(4.5) | 5 |  |  |  |  | New 33 kV circuit out of Cottonwood 115/33 kV | Cottonwood 115/33 kV in the Victor 115 kV system | Victor 115 kV bus | Rurals Region | Rabbit | Victor 220/115 System | Lucerne 33/12 (D) | Victor | 115 | 1 |  | 0 | Victor | 115 | 4.5)/Energy Storage(4.5) | 4.5 | 4.5 | 0 |  |  |  | 4.5) | 4.5 | 4.5 | 0 | 0 |  |  | 0
WDT10117 | 2023-05-01 | 2023-04-26 | 2023-06-23 | WDAT | GIP - Cluster Study | QC_015 | Active | Phase I In Progress |  | Not Started | No |  |  | Photovoltaic(4.5)/Energy Storage(4.5) | 5 |  |  |  |  | New 33 kV circuit out of Cottonwood 115/33 kV | Cottonwood 115/33 kV in the Victor 115 kV system | Victor 115 kV bus | Rurals Region | Rabbit | Victor 220/115 System | Lucerne 33/12 (D) | Victor | 115 | 1 |  | 0 | Victor | 115 | 4.5)/Energy Storage(4.5) | 4.5 | 4.5 | 0 |  |  |  | 4.5) | 4.5 | 4.5 | 0 | 0 |  |  | 0
WDT10119 | 2023-05-01 | 2023-04-26 | 2023-05-26 | WDAT | GIP - Cluster Study | QC_015 | Active | System Impact Study In Progress |  | Not Started | No |  |  | Photovoltaic(5)/Energy Storage(5) | 5 |  |  |  |  | Patio 12kV | Valley 'EFG' 500/115 (S) | Valley 'D' 500/115 | Rurals Region | Patio | Kramer 220/115 System | Tortilla 115/12 (D) | Tortilla | 115 | 1 |  | 0 | Tortilla | 115 | 5)/Energy Storage(5) | 5 | 5 | 0 |  |  |  | 5) | 5 | 5 | 0 | 0 |  |  | 0
WDT1011FT |  | 2013-04-10 |  | WDAT | GIP - Fast Track | Fast Track | Inactive | Withdrawn | 2013-06-14 | Withdrawn (No Agrmt) | No |  |  | Photovoltaic(0.96) | 0.96 | San Bernardino | CA | 2014-12-31 | 2014-12-31 | NASTASE 12KV | NASTASE 12KV | Etiwanda 220/66 | Desert Region | Nastase | Etiwanda 220/66 System | Wimbledon 66/12 (D)
WDT10120 | 2023-05-01 | 2023-04-26 | 2023-05-26 | WDAT | GIP - Cluster Study | QC_015 | Active | System Impact Study In Progress |  | Not Started | No |  |  | Photovoltaic(5)/Energy Storage(5) | 5 |  |  |  |  | Patio 12kV | Tortilla 115/12 (D) | Kramer 220/115 | Rurals Region | Patio | Kramer 220/115 System | Tortilla 115/12 (D) | Tortilla | 115 | 1 |  | 0 | Tortilla | 115 | 5)/Energy Storage(5) | 5 | 5 | 0 |  |  |  | 5) | 5 | 5 | 0 | 0 |  |  | 0
WDT10134 | 2023-05-01 | 2023-04-28 | 2023-06-26 | WDAT | GIP - Cluster Study | QC_015 | Active | Phase I In Progress |  | Not Started | No |  |  | Energy Storage(33) | 27 | Riverside | CA |  | 2025-05-01 | Neighbors 33kV | Distribution Provider’s Neighbors 33 kV circuit via a tap from the Distribution Provider’s Blythe 33/33 kV Substation | Blythe (WALC) 161 kV bus | Rurals Region | Neighbors | Blythe (WALC) 161/33 System | Blythe 33/33 (D) | BlytheSC 161 kV | 161 | 1 |  | 0 | BlytheSC 161 kV | 161 | [7 empty] | 33) | 33 | 33 | 6 | 0 |  |  | 0
WDT10136 | 2023-05-01 | 2023-04-27 | 2023-05-18 | WDAT | GIP - Cluster Study | QC_015 | Active | Phase I In Progress |  | Not Started | No |  |  | Energy Storage(5.4) | 4 |  |  |  |  | Wyle 12kV | Chase 66/12 (D) | Mira Loma 220/66 | Metro East Region | Wyle | Mira Loma 220/66 System | Chase 66/12 (D) | Mira Loma | 230
WDT10137 |  | 2023-04-28 | 2023-05-17 | WDAT | GIP - Cluster Study | QC_015 | Active | Phase I In Progress |  | Not Started | No |  |  | Energy Storage(12.15) | 10 |  |  |  |  | Terra Cotta 33kV |  |  | San Jacinto Valley Region | Terra Cotta | Valley 'D' 500/115 System | Elsinore 115/33 (D) | Valley (SCE) | 500 | 1 |  | 0 | Valley (SCE) | 500 | [7 empty] | 12.15) | 12.15 | 12.15 | 2.15 | 0 |  |  | 0
WDT10139 |  | 2023-04-22 |  | WDAT | GIP - Fast Track | Fast Track | Inactive | Withdrawn | 2023-07-12 | Not Started | No | [11 empty] | Rurals Region | Kiowa | Victor 220/115 System | Apple Valley 115/12 (D)
WDT10150 |  | 2023-04-28 |  | WDAT | GIP - Cluster Study | QC_015 | Inactive | Withdrawn | 2023-08-16 | Not Started | No |  |  | Photovoltaic(7)/Energy Storage(7) | 5 |  |  |  |  | Deer 12kV |  |  | San Joaquin Region | Deer | Vestal 220/66 System | Terra Bella 66/12 (D)
WDT10151 | 2023-05-01 | 2023-05-01 | 2023-05-31 | WDAT | GIP - Cluster Study | QC_015 | Active | Phase I Complete |  | Not Started | No |  |  | Photovoltaic(3.3)/Energy Storage(1.6)/Energy Storage(1.7) | 3 |  |  |  |  | Virgil 12kV |  |  | San Joaquin Region | Virgil | Rector 220/66 System | Chatham 66/12 (D) | Rector | 230
WDT10154 |  | 2023-04-27 |  | WDAT | GIP - Cluster Study | QC_015 | Inactive | Withdrawn | 2023-08-16 | Not Started | No |  |  | Energy Storage(4.95)/Photovoltaic(4.975) | 5 |  |  |  |  | Blinker 12kV | Pixley 66/12 (D) | Vestal 220/66 | San Joaquin Region | Blinker | Vestal 220/66 System | Pixley 66/12 (D)
WDT10160 | 2023-05-01 | 2023-04-28 | 2023-05-23 | WDAT | GIP - Cluster Study | QC_015 | Active | Phase I In Progress |  | Not Started | No |  |  | Energy Storage(24) | 20 | San Bernardino | CA |  | 2024-10-01 | Old Trails 33kV | Old Trails 33 kV Circuit out of Victor 115/33 kV Substation | Victor Substation 115 kV bus | Rurals Region | Old Trails | Victor 220/115 System | Victor 115/33 (D) | Victor | 115 | 1 |  | 0 | Victor | 115 | [7 empty] | 24) | 24 | 24 | 4 | 0 |  |  | 0
WDT10161 | 2023-05-01 | 2023-04-27 | 2023-05-30 | WDAT | GIP - Cluster Study | QC_015 | Active | Phase I In Progress |  | Not Started | No |  |  | Photovoltaic(9.925)/Energy Storage(9.925) | 5 |  |  |  |  | Hart 12kV | Rector 66/12 (D) | Rector 220/66 | San Joaquin Region | Hart | Rector 220/66 System | Rector 66/12 (D) | Rector | 230 | 1 |  | 0 | Rector | 230 | 9.925)/Energy Storage(9.925) | 9.925 | 9.925 | 4.925 |  |  |  | 9.925) | 9.925 | 9.925 | 4.925 | 0 |  |  | 0
WDT10163 | 2023-05-01 | 2023-04-28 | 2023-05-23 | WDAT | GIP - Cluster Study | QC_015 | Active | Phase I In Progress |  | Not Started | No |  |  | Energy Storage(36) | 30 | San Bernardino | CA |  | 2024-10-01 | Sunny Vista 33kV | Sunny Vista 33 kV Circuit out of Victor 115/33 kV Substation | Victor Substation 115 kV bus | Rurals Region | Sunny Vista | Victor 220/115 System | Victor 115/33 (D) | Victor | 115 | 1 |  | 0 | Victor | 115 | [7 empty] | 36) | 36 | 36 | 6 | 0 |  |  | 0
WDT10165 | 2023-05-01 | 2023-04-28 | 2023-05-16 | WDAT | GIP - Cluster Study | QC_015 | Inactive | Withdrawn | 2023-07-26 | Not Started | No |  |  | Energy Storage(21.6) | 20 | Kern | CA |  | 2024-10-01 | Heavy 33kV out of Randsburg 115/33 kV Substation | Heavy 33kV out of Randsburg 115/33 kV Substation |  | Rurals Region | Heavy | Kramer 220/115 System | Randsburg 115/33 (D)
WDT1020 | 2013-04-30 | 2013-04-24 | 2013-05-16 | WDAT | GIP - Cluster Study | QC_006 | Inactive | Transferred to Rule 21 |  | In Negotiation | Yes | 2014-06-11 |  | Photovoltaic(0.592) | 0.5917 | Los Angeles | CA | 2013-02-01 | 2013-02-01 | FAIRMONT 12KV | FAIRMONT 12KV | Antelope 220/66 | North Coast Region | Fairmont | Antelope 220/66 System | Del Sur 66/12 (D)
WDT1021 | 2013-04-30 | 2013-04-29 | 2013-05-24 | WDAT | GIP - Cluster Study | QC_006 | Inactive | Withdrawn | 2015-02-26 | Not Started | No |  |  | Photovoltaic(20) | 20 | Riverside | CA | 2015-06-01 | 2015-06-01 | Valley 115 kV Substation. | Valley 115 kV Substation | Valley 500 kV Bus
WDT1022 | 2013-04-30 | 2013-04-29 | 2013-05-24 | WDAT | GIP - Cluster Study | QC_006 | Inactive | Withdrawn | 2014-03-07 | Withdrawn (No Agrmt) | No |  |  | Photovoltaic(50) | 50 | Riverside | CA | 2015-09-01 | 2015-09-01 | Moreno - Moval - Vista 115 kV Line |  | Valley 500/115
WDT1023 | 2013-04-30 | 2013-04-30 | 2013-05-29 | WDAT | GIP - Cluster Study | QC_006 | Inactive | Withdrawn | 2013-07-16 | Withdrawn (No Agrmt) | No |  |  | Photovoltaic(20) | 20 | San bernardino | CA | 2015-10-01 |  | WDAT 372 New Circuit 33KV | WDAT 372 New Circuit 33KV | Victor 220kV bus
WDT1024 | 2013-04-30 | 2013-04-30 | 2013-05-29 | WDAT | GIP - Cluster Study | QC_006 | Inactive | Withdrawn | 2013-06-21 | Withdrawn (No Agrmt) | No |  |  | Gas Turbine(99) | 99 | Ventura | CA |  | 2016-03-01 | Royal - Burro Flats 66 kV line |  | Saugus 220kV bus
WDT1025 | 2013-04-30 | 2013-04-30 | 2013-05-29 | WDAT | GIP - Cluster Study | QC_006 | Inactive | Withdrawn | 2013-07-16 | Withdrawn (No Agrmt) | No |  |  | Gas Turbine(99) | 99 | Ventura | CA | 2016-03-01 | 2016-03-01 | Santa Clara-Casitas-Tayshell 66 kV Line |  | Santa Clara 220/66
WDT1026 | 2013-04-30 | 2013-04-30 | 2013-05-29 | WDAT | GIP - Cluster Study | QC_006 | Inactive | Withdrawn | 2013-07-16 | Withdrawn (No Agrmt) | No |  |  | Gas Turbine(99) | 99 | Ventura | CA | 2016-03-01 | 2016-03-01 | Santa Clara - Colonia - Procgen 66 kV Line |  | Santa Clara 220/66
WDT1027 | 2013-04-30 | 2013-04-30 | 2013-05-29 | WDAT | GIP - Cluster Study | QC_006 | Inactive | Withdrawn | 2013-07-16 | Withdrawn (No Agrmt) | No |  |  | Gas Turbine(99) | 99 | Ventura | CA |  | 2016-03-01 | Santa Clara - Gonzales 66 kV |  | Santa Clara 220/66
WDT1028 | 2013-04-30 | 2013-04-30 | 2013-06-18 | WDAT | GIP - Cluster Study | QC_006 | Inactive | Withdrawn | 2013-06-26 | Withdrawn (No Agrmt) | No |  |  | Photovoltaic(20) | 20 | San bernardino | CA | 2016-01-01 | 2016-01-01 | Cottonwood 33 kV Bus |  | Victor 220kV bus | Rurals Region |  | Victor 220/115 System | Cottonwood 115/33 (D)
WDT1029 | 2013-04-30 | 2013-04-30 | 2013-05-29 | WDAT | GIP - Cluster Study | QC_006 | Inactive | Withdrawn | 2014-03-07 | Withdrawn (No Agrmt) | No |  |  | Photovoltaic(20) | 20 | San bernardino | CA | 2015-08-02 | 2015-12-31 | Sheephole 33kV | Sheephole 33kV | Devers 220/115 | Desert Region | Sheephole | Devers 220/115 System | Hi Desert 115/33 (D)
WDT1030 | 2013-04-30 | 2013-04-30 | 2013-05-29 | WDAT | GIP - Cluster Study | QC_006 | Inactive | Withdrawn | 2014-04-21 | Withdrawn (No Agrmt) | No |  |  | Photovoltaic(20) | 20 | San Bernardino | CA | 2015-08-01 | 2015-08-01 | Cottonwood 33 kV Bus | GOBAR 33KV | Victor 220kV | Rurals Region | Camprock | Victor 220/115 System | Cottonwood 115/33 (D)
WDT1031 | 2013-04-30 | 2013-04-30 | 2013-05-28 | WDAT | GIP - Cluster Study | QC_006 | Inactive | Withdrawn | 2013-06-19 | Withdrawn (No Agrmt) | No |  |  | Photovoltaic(20) | 20 | Riverside | CA | 2016-10-01 | 2016-10-01
WDT1032 | 2013-04-30 | 2013-04-30 | 2013-05-24 | WDAT | GIP - Cluster Study | QC_006 | Inactive | Withdrawn | 2014-03-05 | Withdrawn (No Agrmt) | No |  |  | Photovoltaic(20) | 20 | Riverside | CA | 2016-10-01 | 2016-10-01 | Valley - Moval 115 kV Line | OLIVER 33KV | Valley 500kV bus
WDT1033 | 2013-04-30 | 2013-04-30 | 2013-05-28 | WDAT | GIP - Cluster Study | QC_006 | Inactive | Withdrawn | 2018-04-10 | In Draft | No |  |  | Energy Storage(9) | 9 | Riverside | CA | 2016-10-01 | 2016-10-01 | LAUDA 33KV | LAUDA 33KV | Valley 500kV bus | San Jacinto Valley Region | Lauda | Valley 'AB' 500/115 System | Nelson 115/33 (D)
WDT1035 | 2013-04-30 | 2013-04-30 | 2013-05-28 | WDAT | GIP - Cluster Study | QC_006 | Inactive | Withdrawn | 2013-06-25 | Withdrawn (No Agrmt) | No |  |  | Photovoltaic(80) | 80 | San Bernardino | CA | 2016-05-30 | 2016-05-30 | Black Mountain - Soport - Southcap - Southdown - Victor 115 kV Line |  | Victor 220kV bus
WDT1036FT | 2013-05-03 | 2013-05-03 | 2013-06-07 | WDAT | GIP - Fast Track | Fast Track | Inactive | IA Terminated |  | Terminated | Yes | 2014-05-08 | 2016-05-10 | Photovoltaic(0.5) | 0.5 | San bernardino | CA | 2014-12-31 | 2015-01-31 | Drambuie 12 kV Line | DRAMBUIE 12KV | Mira Loma 220/66 | Metro East Region | Whitehorse | Mira Loma 220/66 System | Milliken 66/12 (D)
WDT1037FT | 2013-05-03 | 2013-05-03 | 2013-06-07 | WDAT | GIP - Fast Track | Fast Track | Inactive | IA Terminated |  | Terminated | Yes | 2014-06-04 | 2016-05-24 | Photovoltaic(0.5) | 0.5 | Riverside | CA | 2014-12-31 | 2014-12-31 | McEnroe 12kV Line | MCENROE 12KV | Etiwanda 220/66 | Desert Region | McEnroe | Etiwanda 220/66 System | Wimbledon 66/12 (D)
WDT1038 | 2013-04-30 | 2013-04-30 |  | WDAT | GIP - Cluster Study | QC_006 | Inactive | Withdrawn | 2013-06-05 | Withdrawn (No Agrmt) | No |  |  | Energy Storage(50) | 50 | Riverside | CA | 2016-10-31 | 2016-10-31 | Jolene Street & Riverside Street, Perris, CA |  | Valley 500/115
WDT1039 | 2013-04-30 | 2013-04-30 | 2013-05-29 | WDAT | GIP - Cluster Study | QC_006 | Inactive | Withdrawn | 2014-04-21 | Withdrawn (No Agrmt) | No |  |  | Wind Turbine(120) | 0 | San bernardino | CA | 2017-07-01 | 2017-07-01 | Apple Valley-Cottonwood-Pluess-Savage 115 kV Circuit. |  | Victor 220kV bus
WDT1041ISP | 2013-05-02 | 2013-05-02 | 2013-05-17 | WDAT | GIP - ISP | ISP | Active - Post IA | In-Service |  | Not Required | No |  |  | Photovoltaic(5) | 5 | Riverside | CA | 2015-05-15 | 2015-05-15 | 5900 Tequesquite Ave, Riverside, CA | City of Riverside behind the meter | Non Export | [6 empty] | 0 |  | 1 | not found |  | 5) | 5 | 5 | 0 | [7 empty] | 1 |  |  | 0
WDT1042 | 2013-04-30 | 2013-04-30 | 2013-05-29 | WDAT | GIP - Cluster Study | QC_006 | Inactive | Withdrawn | 2013-05-20 | Withdrawn (No Agrmt) | No |  |  | Gas Turbine(86) | 86 | Kern | CA | 2016-04-04 | 2016-04-04 | Vestal 66 kV Bus | Vestal 66kV | Vestal 220kV bus
WDT1043FT | 2013-05-28 | 2013-05-28 | 2013-06-11 | WDAT | GIP - Fast Track | Fast Track | Inactive | Withdrawn | 2013-09-09 | Withdrawn (No Agrmt) | No |  |  | Photovoltaic(0.468) | 0.468 | Orange | CA | 2015-01-31 | 2015-01-31 | Limestone: Kripton 12 kV Line | Krypton 12kV | Viejo 220/66 | Orange Region | Krypton | Viejo 220/66 System | Limestone 66/12 (D)
WDT1044FT | 2013-05-28 | 2013-05-28 | 2013-06-11 | WDAT | GIP - Fast Track | Fast Track | Inactive | Withdrawn | 2013-07-24 | Withdrawn (No Agrmt) | No |  |  | Photovoltaic(0.497) | 0.497 | Los Angeles | CA | 2015-01-31 | 2015-01-31 | Abana 12kV | ABANA 12KV | Del Amo 220/66 | Metro West Region | Abana | Del Amo 220/66 System | Greening 66/12 (D)
WDT1045FT | 2013-05-28 | 2013-05-28 | 2013-06-11 | WDAT | GIP - Fast Track | Fast Track | Inactive | IA Terminated |  | Terminated | Yes | 2013-11-13 | 2014-01-24 | Photovoltaic(0.497) | 0.497 | Los Angeles | CA | 2015-01-31 | 2015-01-31 | Locomotive 12kV | Locomotive 12kV | Walnut 220/66 | Metro East Region | Locomotive | Walnut 220/66 System | Railroad 66/12 (D)
WDT1046FT | 2013-05-28 | 2013-05-28 | 2013-06-11 | WDAT | GIP - Fast Track | Fast Track | Inactive | IA Terminated |  | Terminated | Yes | 2013-11-13 | 2014-01-24 | Photovoltaic(0.497) | 0.496 | Los Angeles | CA | 2015-01-31 | 2015-01-31 | Jersey: McCloud 16 kV Line | MCCLOUD 16KV | Lighthipe 220/66 | Metro West Region | Mccloud | Lighthipe 220/66 System | Jersey 66/16 (D)
WDT1047FT | 2013-05-28 | 2013-05-28 | 2013-06-11 | WDAT | GIP - Fast Track | Fast Track | Inactive | Withdrawn | 2013-09-09 | Withdrawn (No Agrmt) | No |  |  | Photovoltaic(0.386) | 0.386 | San bernardino | CA | 2015-01-31 | 2015-01-31 | Milliken: Absolut 12 kV Line | ABSOLUT 12KV | Mira Loma 220/66 | Metro East Region | Absolut | Mira Loma 220/66 System | Milliken 66/12 (D)
WDT1048FT | 2013-05-30 | 2013-05-30 | 2013-06-13 | WDAT | GIP - Fast Track | Fast Track | Inactive | IA Terminated |  | Terminated | Yes | 2013-11-13 | 2014-01-24 | Photovoltaic(0.661) | 0.661 | Los Angeles | CA | 2015-01-31 | 2015-01-31 | Carson: Rahn 16 kV Line | RAHN 16KV | Lighthipe 220/66 | Metro West Region | Rahn | Lighthipe 220/66 System | Carson 66/16 (D)
WDT1049FT | 2013-05-30 | 2013-05-30 | 2013-06-13 | WDAT | GIP - Fast Track | Fast Track | Inactive | Withdrawn | 2013-09-09 | Withdrawn (No Agrmt) | No |  |  | Photovoltaic(1.48) | 1.48 | Los Angeles | CA | 2015-01-31 | 2015-01-31 | La Fresa: Elroy 16 kV Line | ELROY 16KV | La Fresa 220/66 | Metro West Region | Elroy | La Fresa 220/66 System | La Fresa 66/16 (D)
WDT1050FT | 2013-05-30 | 2013-05-30 | 2013-06-13 | WDAT | GIP - Fast Track | Fast Track | Inactive | Withdrawn | 2013-09-09 | Withdrawn (No Agrmt) | No |  |  | Photovoltaic(0.386) | 0.386 | Los Angeles | CA | 2015-01-31 | 2015-01-31 | Show 12 kV Line | SHOW 12KV | Chino 220/66 | Metro East Region | Show | Chino 220/66 System | Trophy 66/12 (D)
WDT1051FT | 2013-05-30 | 2013-05-30 | 2013-06-14 | WDAT | GIP - Fast Track | Fast Track | Active - Post IA | In-Service |  | Executed - In Effect | Yes | 2013-11-13 |  | Photovoltaic(1.48) | 1.48 | Riverside | CA | 2015-01-31 | 2015-01-31 | PLUMMER 12 kV line | PLUMMER 12KV | Valley 500/115 | San Jacinto Valley Region | Plummer | Valley 'AB' 500/115 System | Cajalco 115/12 (D)
WDT1052FT | 2013-05-30 | 2013-05-30 | 2013-06-27 | WDAT | GIP - Fast Track | Fast Track | Inactive | Withdrawn | 2013-07-24 | Withdrawn (No Agrmt) | No |  |  | Photovoltaic(0.385) | 0.385 | San Bernardino | CA | 2015-01-31 | 2015-01-31 | Warm Creek 12kV | WARM CREEK 12KV | San Bernardino 220/66 | Desert Region | Warm Creek | San Bernardino 220/66 System | Cardiff 66/12 (D)
WDT1053FT | 2013-05-30 | 2013-05-30 | 2013-06-13 | WDAT | GIP - Fast Track | Fast Track | Active - Post IA | In-Service |  | Executed - In Effect | Yes | 2013-11-13 |  | Photovoltaic(1.48) | 1.48 | Riverside | CA |  |  | Firehouse: Extinguisher 12 kV line | NOZZLE 12KV | Chino 220/66 | Metro East Region | Nozzle | Chino 220/66 System | Firehouse 66/12 (D)
WDT1054FT | 2013-05-30 | 2013-05-30 | 2013-06-13 | WDAT | GIP - Fast Track | Fast Track | Inactive | IA Terminated |  | Terminated | Yes | 2013-11-13 | 2014-01-24 | Photovoltaic(0.468) | 0.468 | Los Angeles | CA | 2015-01-31 | 2015-01-31 | Cal strip 16 kV Line | CAL STRIP 16KV | Laguna Bell AB 220/66 | Metro West Region | Cal Strip | Laguna Bell AB 220/66 System | Laguna Bell 66/16 (D)
WDT1055FT | 2013-05-31 | 2013-05-31 | 2013-06-14 | WDAT | GIP - Fast Track | Fast Track | Inactive | IA Terminated |  | Terminated | Yes | 2013-11-13 | 2014-01-24 | Photovoltaic(0.91) | 0.91 | Los Angeles | CA | 2015-01-31 | 2015-01-31 | Edgar 12 kV Line | EDGAR 12KV | Lighthipe 220/66 | Metro West Region | Edgar | Lighthipe 220/66 System | Alon 66/12 (D)
WDT1056 | 2004-12-14 | 2013-06-04 | 2005-01-04 | WDAT | LGIP | Serial | Active | Restudy In Progress |  | In Negotiation | No |  |  | Wind Turbine(100.5) | 100.5 | Riverside | CA | 2011-07-01 | 2011-07-01 | Devers 115 kV Bus |  | Devers 220/115 | Desert Region |  | Devers 220/115 System |  | Devers | 230 | 1 |  | 0 | Devers | 230 |  |  |  |  | 100.5) | 100.5 | [5 empty] | 0 |  |  | 0
WDT1057FT | 2013-06-13 | 2013-06-13 | 2013-07-26 | WDAT | GIP - Fast Track | Fast Track | Active - Post IA | In-Service |  | Executed - In Effect | Yes | 2014-05-08 |  | Photovoltaic(1) | 1 | San Bernardino | CA | 2014-11-30 | 2015-01-01 | Graf 12kV | GRAF 12KV | Etiwanda 220/66 | Desert Region | Graf | Etiwanda 220/66 System | Wimbledon 66/12 (D)
WDT1058FT | 2013-07-14 | 2013-06-14 | 2013-07-26 | WDAT | GIP - Fast Track | Fast Track | Inactive | Withdrawn | 2015-03-17 | Terminated | No |  |  | Photovoltaic(1) | 1 | San bernardino | CA | 2015-11-30 | 2015-10-04 | Chang 12kV | CHANG 12KV | Etiwanda 220/66 | Desert Region | Chang | Etiwanda 220/66 System | Wimbledon 66/12 (D)
WDT1059FT | 2014-01-20 | 2013-06-17 | 2014-01-20 | WDAT | GIP - Fast Track | Fast Track | Active - Post IA | In-Service |  | Executed - In Effect | Yes | 2014-08-22 |  | Energy Storage(0.73) | 0.67 | Los Angeles | CA | 2013-01-08 | 2014-09-25 | El Nido: Seabass 16 kV line | SEABASS 16KV | El Nido 220/66 | Metro West Region | Seabass | El Nido 220/66 System | El Nido 66/16 (D)
WDT1060FT | 2013-07-08 | 2013-06-21 | 2013-07-08 | WDAT | GIP - Fast Track | Fast Track | Inactive | Withdrawn | 2014-02-10 | Withdrawn (No Agrmt) | No |  |  | Photovoltaic(0.75) | 0.75 | Orange | CA | 2014-07-01 | 2014-07-01 | Camden: Titamium 12 kV line | Titanium 12kV | Johanna 220kV bus | Orange Region | Titanium | Johanna 220/66 System | Camden 66/12 (D)
WDT1061FT | 2013-06-25 | 2013-06-25 | 2013-07-23 | WDAT | GIP - Fast Track | Fast Track | Inactive | IA Terminated |  | Filed Executed | Yes | 2015-05-04 | 2018-04-04 | Photovoltaic(1.75) | 1.75 | Riverside | CA | 2014-07-01 | 2014-07-01 | Corona: Vassal 12 kV line | VASSAL 12KV | Mira Loma 220/66 | Metro East Region | Vassal | Mira Loma 220/66 System | Corona 66/12 (D)
WDT1062FT | 2013-06-27 | 2013-06-27 | 2013-07-26 | WDAT | GIP - Fast Track | Fast Track | Inactive | IA Terminated |  | Terminated | Yes | 2014-05-08 | 2015-04-02 | Photovoltaic(1) | 1 | San Bernardino | CA | 2015-01-01 | 2015-01-31 | Line-tap on the 12kV Circuit, overhad utility lines runing along Jurupa Ave, Approx location 34 degrees, 02' 51.45' 'N, 117 degrees 30' 46.71' ' W | AGASSI 12KV | Etiwanda 220/66 | Desert Region | Agassi | Etiwanda 220/66 System | Wimbledon 66/12 (D)
WDT1063FT | 2013-06-27 | 2013-06-27 | 2013-08-06 | WDAT | GIP - Fast Track | Fast Track | Inactive | IA Terminated |  | Terminated | Yes | 2015-01-30 | 2018-04-04 | Photovoltaic(1.5) | 1.5 | San Bernardino | CA | 2014-10-30 | 2015-09-30 | Declez: Bamboo 12 kV line | BAMBOO 12KV | Etiwanda 220/66 | Desert Region | Tractor | Etiwanda 220/66 System | Declez 66/12 (D)
WDT1064FT | 2013-06-27 | 2013-06-27 | 2013-08-02 | WDAT | GIP - Fast Track | Fast Track | Active - Post IA | In-Service |  | Executed - In Effect | Yes | 2014-05-08 |  | Photovoltaic(1) | 0.9 | Los Angeles | CA | 2014-05-01 | 2015-01-31 | Line-tap on the 12kV Circuit, overhead utility lines running along Mercury Lane, Approximate Location: 33 degrees 58' 58.70' N, 118 degrees 06' 13.2' W | STAMPER 12KV | Center 220/66 | Metro West Region | Stamper | Center 220/66 System | Gallatin 66/12 (D)
WDT1065FT |  | 2013-06-28 |  | WDAT | GIP - Fast Track | Fast Track | Inactive | Withdrawn | 2014-02-05 | Withdrawn (No Agrmt) | No |  |  | Photovoltaic(3.18) | 3.18 | Kern | CA | 2013-01-10 | 2013-01-10 | Electrical distribution system interconnects into the 16kV SCE utility distribution behind the base's primary meter | RICKOVER 33KV | Kramer 220/115 | Rurals Region | Rickover | Kramer 220/115 System | Inyokern 115/33 (D)
WDT1066FT | 2013-08-08 | 2013-07-12 | 2013-08-08 | WDAT | GIP - Fast Track | Fast Track | Inactive | Withdrawn | 2013-09-16 | Withdrawn (No Agrmt) | No |  |  | Photovoltaic(1) | 1 | Tulare | CA | 2014-05-30 | 2014-05-30 | Effie 12 kv line out of Oak Grove 66/12 kV Sub. | Effie 12kV | Rector 220/66 | San Joaquin Region | Effie | Rector 220/66 System | Oak Grove 66/12 (D)
WDT1067FT | 2013-07-12 | 2013-07-12 | 2013-08-08 | WDAT | GIP - Fast Track | Fast Track | Inactive | Withdrawn | 2013-09-16 | Withdrawn (No Agrmt) | No |  |  | Photovoltaic(1) | 1 | Tulare | CA | 2014-05-30 | 2014-05-30 | Effie 12 kv line out of Oak Grove 66/12 kV Sub. | Effie 12kV | Rector 220/66 | San Joaquin Region | Effie | Rector 220/66 System | Oak Grove 66/12 (D)
WDT1068FT | 2013-08-08 | 2013-07-12 | 2013-08-08 | WDAT | GIP - Fast Track | Fast Track | Inactive | Withdrawn | 2013-09-16 | Withdrawn (No Agrmt) | No |  |  | Photovoltaic(1) | 1 | Tulare | CA | 2014-05-30 | 2014-05-30 | Effie 12 kv line out of Oak Grove 66/12 kV Sub. | Effie 12kV | Rector 220/66 | San Joaquin Region | Effie | Rector 220/66 System | Oak Grove 66/12 (D)
WDT1069FT | 2013-07-15 | 2013-07-15 | 2013-08-21 | WDAT | GIP - Fast Track | Fast Track | Inactive | Withdrawn | 2013-09-23 | Withdrawn (No Agrmt) | No |  |  | Photovoltaic(2) | 2 | Los Angeles | CA | 2014-05-01 | 2014-05-01 | BKK Interconnect Point 12KV | Amar 12kV | Walnut 220/66 | Metro East Region | Amar | Walnut 220/66 System | Merced 66/12 (D)
WDT1070FT | 2013-07-31 | 2013-07-31 | 2013-08-14 | WDAT | GIP - Fast Track | Fast Track | Inactive | Withdrawn | 2013-10-25 | Withdrawn (No Agrmt) | No |  |  | Photovoltaic(1.987) | 1.9872 | Orange | CA | 2014-07-03 | 2014-07-03 | Circuit 09102 | SKIFF 12KV | Barre 220/66 | Orange Region | Skiff | Barre 220/66 System | Bolsa 66/12 (D)
WDT1071FT | 2013-07-31 | 2013-07-31 | 2013-08-14 | WDAT | GIP - Fast Track | Fast Track | Inactive | Withdrawn | 2014-02-11 | Withdrawn (No Agrmt) | No |  |  | Photovoltaic(0.938) | 0.9384 | San Bernardino | CA | 2014-07-03 | 2014-06-19 | Circuit 00888 | AVANTI 12KV | Vista 220/115 | Desert Region | Avanti | Vista 220/115 System | Shandin 115/12 (D)
WDT1072FT | 2013-07-31 | 2013-07-31 | 2013-08-27 | WDAT | GIP - Fast Track | Fast Track | Inactive | Withdrawn | 2014-02-11 | Withdrawn (No Agrmt) | No |  |  | Photovoltaic(0.75) | 0.75 | San Bernardino | CA | 2014-07-03 | 2014-07-03 | Circuit #15706, 480 V switchboard on low voltage side of new SCE transformer | SAMPRAS 12KV | Etiwanda 220/66 | Desert Region | Sampras | Etiwanda 220/66 System | Wimbledon 66/12 (D)
WDT1073FT | 2013-07-31 | 2013-07-31 | 2013-08-26 | WDAT | GIP - Fast Track | Fast Track | Inactive | Withdrawn | 2013-11-09 | Withdrawn (No Agrmt) | No |  |  | Photovoltaic(0.607) | 0.6072 | Orange | CA | 2014-07-03 | 2014-07-03 | Circuit 09867 | KRISTEN 12KV | Barre 220/66 | Orange Region | Kristen | Barre 220/66 System | Marion 66/12 (D)
WDT1074FT | 2013-07-31 | 2013-07-31 | 2013-08-26 | WDAT | GIP - Fast Track | Fast Track | Inactive | Withdrawn | 2013-10-28 | Withdrawn (No Agrmt) | No |  |  | Photovoltaic(0.662) | 0.6624 | San Bernardino | CA | 2014-07-03 | 2014-07-03 | Circuit 16436 480 V switchboard on low voltage side of new SCE transformer | Garlits 12kV | Padua 220/66 | Metro East Region | Garlits | Padua 220/66 System | Cucamonga 66/12 (D)
WDT1077FT |  | 2013-09-11 |  | WDAT | GIP - Fast Track | Fast Track | Inactive | Withdrawn | 2013-10-29 | Withdrawn (No Agrmt) | No |  |  | Photovoltaic(1.4) | 1.4 | Riverside | CA | 2014-11-07 | 2014-11-07 | SCE 12kV Line 15945, 763 feet from Project Switchgear | SAVORY 12KV | Valley 500/115 | San Jacinto Valley Region | Savory | Valley 'AB' 500/115 System | Nelson 115/12 (D)
WDT1078FT |  | 2013-09-11 |  | WDAT | GIP - Fast Track | Fast Track | Inactive | Withdrawn | 2013-09-11 | Withdrawn (No Agrmt) | No |  |  | Photovoltaic(3) | 3 | Tulare | CA | 2014-11-10 | 2014-11-10 | SCE Line 12kV Pole # 4821885E, 85 feet from project switchgear
WDT1082FT | 2013-10-07 | 2013-10-07 | 2013-10-22 | WDAT | GIP - Fast Track | Fast Track | Inactive | Withdrawn | 2013-11-20 | Withdrawn (No Agrmt) | No |  |  | Photovoltaic(2) | 2 | Los Angeles | CA | 2015-08-15 | 2015-08-15 | Transformer #P55668104/34.0553/-117.7780/Voltage TBD but assumed to be 12kV | ROSELAWN 12KV | Chino 220/66 | Metro East Region | Roselawn | Chino 220/66 System | Ganesha 66/12 (D)
WDT1083FT | 2013-10-07 | 2013-10-07 | 2013-10-22 | WDAT | GIP - Fast Track | Fast Track | Active - Post IA | In-Service (Conditional PTO) |  | Executed - In Effect | Yes | 2014-05-08 |  | Photovoltaic(1) | 1 | San Bernardino | CA | 2015-08-15 | 2015-05-07 | Genamic: Guidance 12 kV Line | GUIDANCE 12KV % Genamic 66/12kV | Etiwanda 220/66 | Desert Region | Guidance | Etiwanda 220/66 System | Genamic 66/12 (D)
WDT1084FT | 2013-11-07 | 2013-10-10 | 2013-11-07 | WDAT | GIP - Fast Track | Fast Track | Inactive | Withdrawn | 2014-02-21 | Withdrawn (No Agrmt) | No |  |  | Photovoltaic(2) | 2 | Los Angeles | CA | 2014-04-10 | 2014-04-10 | Connect to distribution circuit nearest the building, 12kV, See site plan | BUTLER 12KV | Del Amo 220/66 | Metro West Region | Butler | Del Amo 220/66 System | Carmenita 66/12 (D)
WDT1085FT | 2013-10-15 | 2013-10-15 | 2013-12-12 | WDAT | GIP - Fast Track | Fast Track | Inactive | IA Terminated |  | Terminated | Yes | 2014-06-10 | 2018-04-04 | Photovoltaic(0.9) | 0.9 | San Bernardino | CA | 2015-03-01 | 2015-03-01 | Declez: Kaiser 12 kV Line | KAISER 12KV | Etiwanda 220/66 | Desert Region | Kaiser | Etiwanda 220/66 System | Declez 66/12 (D)
WDT1086FT | 2013-12-11 | 2013-10-31 | 2013-12-11 | WDAT | GIP - Fast Track | Fast Track | Inactive | Withdrawn | 2014-01-13 | Withdrawn (No Agrmt) | No |  |  | Photovoltaic(0.999) | 0.999 | Kern | CA | 2014-08-28 | 2014-08-28 | SCE Sub #8041, (12kV), 3,100' North of SCE Sub #8041, 12kV, East Side of Borax Road Across from Pole Line | CONTE 12KV | Kramer 220/115 | Rurals Region | Conte | Kramer 220/115 System | Holgate 33/12 (D)
WDT1087FT | 2013-12-09 | 2013-11-01 | 2013-12-09 | WDAT | GIP - Fast Track | Fast Track | Inactive | Withdrawn | 2014-03-27 | Withdrawn (No Agrmt) | No |  |  | Photovoltaic(1) | 1 | San Bernardino | CA | 2014-10-15 | 2014-10-15 | PME 5702, 0.48kV, 6718 Bickmore Ave | DEACANO 12KV | Chino 220/66 | Metro East Region | Deacano | Chino 220/66 System | Soquel 66/12 (D)
WDT1088FT | 2014-02-09 | 2013-11-01 | 2013-12-09 | WDAT | GIP - Fast Track | Fast Track | Inactive | Withdrawn | 2014-03-27 | Withdrawn (No Agrmt) | No |  |  | Photovoltaic(1.5) | 1.5 | San Bernardino | CA | 2014-10-15 | 2014-10-15 | PME 5700 0.48kV 6725 Kimball Ave., Chino, CA 91708 | DEACANO 12KV | Chino 220/66 | Metro East Region | Deacano | Chino 220/66 System | Soquel 66/12 (D)
WDT1090FT | 2013-11-06 | 2013-11-06 | 2013-12-19 | WDAT | GIP - Fast Track | Fast Track | Inactive | Withdrawn | 2015-09-10 | Not Required | No |  |  | Photovoltaic(1) | 1 | Riverside | CA | 2014-07-01 | 2014-07-01 | Corona: Vassal 12 kV line | VASSAL 12KV | Mira Loma 220/66 | Metro East Region | Vassal | Mira Loma 220/66 System | Corona 66/12 (D)
WDT1091TOC | 2007-09-05 | 2005-05-25 | 2007-09-05 | WDAT | TO-WDAT Conversion | Serial | Active - Post IA | In-Service |  | Executed - In Effect | Yes | 2010-07-09 |  | Wind Turbine(51) | 51 | Kern | CA |  | 2011-12-30 | Windhub 66 kV Bus | Windhub 66 kV | Windhub 220 kV bus | North Coast Region |  | Windhub 220/66 System |  |  |  | 0 | Windhub | 1 | Windhub | 230 |  |  |  |  | 51) | 51 | [5 empty] | 1 |  |  | 1
WDT1099TOC | 2011-03-31 | 2011-04-06 | 2011-03-31 | WDAT | TO-WDAT Conversion | QC_004 | Active - Post IA | In-Service |  | Executed - In Effect | Yes | 2014-01-24 |  | Photovoltaic(20) | 20 | Los Angeles | CA | 2013-08-01 | 2015-10-13 | Oasis 66 kV Bus | Oasis 66 kV Substation | Antelope 220/66 | North Coast Region |  | Antelope 220/66 System |  |  |  | 0 | Antelope | 1 | Antelope | 230 | 20) | 20 | 20 | 0 | [7 empty] | 1 |  |  | 1
WDT1101FT | 2013-11-22 | 2013-11-22 | 2013-12-19 | WDAT | GIP - Fast Track | Fast Track | Inactive | IA Terminated |  | Terminated | Yes | 2015-05-04 | 2016-04-27 | Photovoltaic(0.9) | 0.9 | San Bernardino | CA | 2014-12-31 | 2014-12-31 | Line tap on 12 kV circuit, approx location: 34 03'31.56'N, 117 30'34.18'W | NASTASE 12KV | Etiwanda 220/66 | Desert Region | Nastase | Etiwanda 220/66 System | Wimbledon 66/12 (D)
WDT1103FT |  | 2013-11-25 |  | WDAT | GIP - Fast Track | Fast Track | Inactive | Withdrawn | 2014-01-24 | Withdrawn (No Agrmt) | No |  |  | Photovoltaic(1.48) | 1.48 | Riverside |  | 2014-07-31 | 2014-06-30 | Nelson Substation #8038, 33KV, Distribution Feeder Savory 12kV, Dist Facility Interconnection point name: Circuit #15945, 12kV, Proposed Location: 1857223E
WDT1104FT |  | 2013-12-06 |  | WDAT | GIP - Fast Track | Fast Track | Inactive | Withdrawn | 2014-03-20 | Withdrawn (No Agrmt) | No |  |  | Photovoltaic(1) | 1 | Riverside | CA | 2014-06-01 | 2014-06-01 | Tony Lappos 34.5 kV Substation Distribution Feeder | Resort 33kV | Valley 'AB' 500/115 System | San Jacinto Valley Region | Resort | Valley 'AB' 500/115 System | Nelson 115/33 (D)
WDT1123 | 2008-04-25 | 2008-04-25 | 2008-05-02 | WDAT | CLGIP | Transition | Active - Post IA | In-Service |  | Amendment - Pending | Yes | 2014-07-18 |  | Photovoltaic(25.2) | 20 | Kern | CA | 2011-03-01 | 2019-07-20 | Windhub 66 kV Substation at the 66kV bus | Windhub 66 kV Substation at the 66kV bus | Windhub Substation at the 220 kV bus | North Coast Region |  | Windhub 220/66 System |  |  |  | 0 | Windhub | 1 | Windhub | 230 | 25.2) | 25.2 | 25.2 | 5.2 | [7 empty] | 1 |  |  | 0
WDT1128FT | 2014-02-03 | 2014-02-03 | 2014-06-18 | WDAT | GIP - Fast Track | Fast Track | Inactive | Withdrawn | 2014-10-17 | Withdrawn (No Agrmt) | No |  |  | Internal Combustion Engine(1.92) | 1.92 | Santa barbara | CA | 2016-01-06 | 2016-01-06 | Tajiguas 16ykV feeder; Substation ID #5376 | Cojo 16kV | Goleta 220/66 System | North Coast Region | Cojo | Goleta 220/66 System | Gaviota 66/16 (D)
WDT1138FT | 2014-08-05 | 2014-02-06 | 2014-08-05 | WDAT | GIP - Fast Track | Fast Track | Active - Post IA | In-Service |  | Not Required | No |  |  | Photovoltaic(1) | 1 | San Bernardino | CA |  |  | City of Colton's distribution system | City of Colton behind the meter | Vista 220/115 | Desert Region |  | Vista A 220/66 System
WDT1139FT | 2014-08-05 | 2014-02-06 | 2014-08-05 | WDAT | GIP - Fast Track | Fast Track | Active - Post IA | In-Service |  | Not Required | No |  |  | Photovoltaic(2) | 2 | San Bernardino | CA | 2014-09-01 | 2014-09-01 | City of Colton's distribution system | Herz 12kV | San Bernardino 220/66 System | Desert Region |  | Vista A 220/66 System | City of Colton 66/66 (C)
WDT1155FT | 2014-04-01 | 2014-03-28 | 2014-05-23 | WDAT | GIP - Fast Track | Fast Track | Inactive | IA Terminated |  | Terminated | Yes | 2015-02-22 | 2016-01-11 | Photovoltaic(1.963) | 1.926 | Riverside | CA | 2014-08-31 | 2014-08-31 | Nelson Substation, 8038, 33kV | Savory 12kV | Valley 'AB' 500/115 System | San Jacinto Valley Region | Savory | Valley 'AB' 500/115 System | Nelson 115/12 (D)
WDT1156ISP | 2014-04-15 | 2014-04-15 | 2014-04-15 | WDAT | GIP - ISP | ISP | Active - Post IA | In-Service |  | Filed Executed | Yes | 2015-09-10 |  | Photovoltaic(2) | 2 | Los Angeles | CA | 2015-11-01 | 2016-04-01 | Carmenita: Butler 12 kV Line | Moody 12 kV Distribution Line out of Carmenita 66/12 kV Substation. | Del Amo 220/66 | Metro West Region | Moody | Del Amo 220/66 System | Carmenita 66/12 (D)
WDT1157FT | 2014-04-17 | 2014-04-17 | 2014-08-12 | WDAT | GIP - Fast Track | Fast Track | Inactive | IA Terminated |  | Terminated | Yes | 2015-03-04 | 2015-11-12 | Photovoltaic(1.2) | 1.2 | San Bernardino | CA | 2016-03-31 | 2015-11-30 | SCE's 3-way gas switch on Kessler 12 kV out of Milliken 66/12kV | Agassi 12kV | Mira Loma 220/66 | Metro East Region | Kessler | Mira Loma 220/66 System | Milliken 66/12 (D)
WDT1158FT |  | 2014-04-17 |  | WDAT | GIP - Fast Track | Fast Track | Inactive | Withdrawn | 2014-06-20 | Withdrawn (No Agrmt) | No |  |  | Photovoltaic(1.4) | 1.4 | Los Angeles | CA | 2015-11-30 | 2015-11-30 | SCE RAM Map ID 17740 | Theater 16kV | Laguna Bell 220kV
WDT1159FT |  | 2014-04-17 |  | WDAT | GIP - Fast Track | Fast Track | Inactive | Withdrawn | 2014-06-20 | Withdrawn (No Agrmt) | No |  |  | Photovoltaic(1.4) | 1.4 | Los Angeles | CA | 2015-11-30 | 2015-11-30 | SCE RAM Map ID 17740 | Theater 16kV | Laguna Bell 220kV
WDT1160FT | 2014-04-17 | 2014-04-17 | 2014-08-12 | WDAT | GIP - Fast Track | Fast Track | Inactive | Withdrawn | 2015-03-17 | Withdrawn (No Agrmt) | Yes |  |  | Photovoltaic(0.83) | 0.83 | Los Angeles | CA | 2015-11-30 | 2015-11-30 | Chris 12kV | Chris 12kV | Hinson 220/66 | Metro West Region | Chris | Hinson 220/66 System | Watson 66/12 (D)
WDT1161FT | 2014-04-17 | 2014-04-17 | 2014-08-12 | WDAT | GIP - Fast Track | Fast Track | Inactive | Withdrawn | 2015-03-17 | Withdrawn (No Agrmt) | Yes |  |  | Photovoltaic(0.83) | 0.83 | San Bernardino | CA | 2015-11-30 | 2015-11-30 | Hose 12kV | HOSE 12kV | Chino 220/66 | Metro East Region | Hose | Chino 220/66 System | Firehouse 66/12 (D)
WDT1162FT | 2014-04-17 | 2014-04-17 | 2014-08-12 | WDAT | GIP - Fast Track | Fast Track | Inactive | Withdrawn | 2015-03-17 | Withdrawn (No Agrmt) | Yes |  |  | Photovoltaic(2) | 2 | Los Angeles | CA | 2015-11-30 | 2015-11-30 | SCE RAM Map ID #04075 | Cornwall 12kV | Mesa 220/66 | Metro East Region | Cornwall | Mesa 220/66 System | Narrows 66/12 (D)
WDT1163FT | 2014-04-17 | 2014-04-17 | 2014-08-12 | WDAT | GIP - Fast Track | Fast Track | Inactive | Withdrawn | 2015-03-17 | Withdrawn (No Agrmt) | Yes |  |  | Photovoltaic(2) | 2 | San Bernardino | CA | 2015-11-30 | 2015-11-30 | SCE RAM Map ID #14792 | Redlabel 12kV | Mira Loma 220/66 | Metro East Region | Redlabel | Mira Loma 220/66 System | Milliken 66/12 (D)
WDT1164FT | 2014-04-17 | 2014-04-17 | 2014-08-12 | WDAT | GIP - Fast Track | Fast Track | Inactive | Withdrawn | 2015-03-17 | Withdrawn (No Agrmt) | Yes |  |  | Photovoltaic(1) | 1 | san Bernardino | CA | 2015-11-30 | 2015-11-30 | SCE RAM MAP ID #5618 | Firehouse 66/12 | Chino 220/66 | Metro East Region | Platoon | Chino 220/66 System | Firehouse 66/12 (D)
WDT1165FT | 2014-04-17 | 2014-04-17 | 2014-08-12 | WDAT | GIP - Fast Track | Fast Track | Inactive | Withdrawn | 2015-03-17 | Withdrawn (No Agrmt) | Yes |  |  | Photovoltaic(1.76) | 1.76 | Los Angeles | CA | 2015-11-30 | 2015-11-30 | SCE RAM MAP ID #11450 | McCloud 16kV | Lighthipe 220/66 | Metro West Region | Torson | Lighthipe 220/66 System | Carson 66/16 (D)
WDT1166FT | 2014-04-17 | 2014-04-17 | 2014-08-12 | WDAT | GIP - Fast Track | Fast Track | Inactive | Withdrawn | 2015-03-17 | Withdrawn (No Agrmt) | Yes |  |  | Photovoltaic(1.26) | 1.26 | San bernardino | CA | 2015-11-30 | 2015-11-30 | SCE RAM MAP ID #5664 | BORG | Etiwanda 220/66 | Desert Region | Borg | Etiwanda 220/66 System | Wimbledon 66/12 (D)
WDT1167FT | 2014-04-17 | 2014-04-17 | 2014-08-12 | WDAT | GIP - Fast Track | Fast Track | Inactive | IA Terminated |  | Terminated | Yes | 2015-03-23 | 2015-11-12 | Photovoltaic(1.4) | 1.4 | Orange | CA | 2015-11-30 | 2015-11-30 | SCE RAM MAP ID #14258 | Poker 12kV | Johanna 220kV bus | Orange Region | Poker | Johanna 220/66 System | Johanna 66/12 (D)
WDT1168FT | 2014-04-17 | 2014-04-17 | 2014-08-12 | WDAT | GIP - Fast Track | Fast Track | Inactive | IA Terminated |  | Terminated | Yes | 2015-03-04 | 2016-01-20 | Photovoltaic(1.88) | 1.88 | San bernardino | CA | 2015-11-30 | 2015-11-30 | SCE RAM MAP ID #16461 | Siren 12kv | Chino 220/66 | Metro East Region | Hose | Chino 220/66 System | Firehouse 66/12 (D)
WDT1169EXP | 2014-04-17 | 2014-04-17 | 2014-08-12 | WDAT | GIP - Fast Track | Fast Track | Inactive | IA Terminated |  | Terminated | Yes | 2015-09-14 | 2016-02-08 | Photovoltaic(1.5) | 1.5 | Los Angeles | CA | 2015-11-30 | 2017-01-10 | Roselawn 12 kV distribution line out of Ganesha 66/12 kV Substation | Roselawn 12 kV distribution line out of Ganesha 66/12 kV Substation | Chino 220/66 | Metro East Region | Roselawn | Chino 220/66 System | Ganesha 66/12 (D)
WDT1169FT | 2014-04-17 | 2014-04-17 | 2014-08-12 | WDAT | GIP - Fast Track | Fast Track | Inactive | IA Terminated |  | Terminated | Yes | 2015-09-14 | 2016-02-08 | Photovoltaic(2) | 2 | Los Angeles | CA | 2015-11-30 | 2017-01-10 | Roselawn 12 kV distribution line out of Ganesha 66/12 kV | Roselawn 12 kV distribution line out of Ganesha 66/12 kV | Chino 220/66 | Metro East Region | Roselawn | Chino 220/66 System | Ganesha 66/12 (D)
WDT1171 | 2014-04-30 | 2014-04-25 | 2014-05-29 | WDAT | GIP - Cluster Study | QC_007 | Inactive | Withdrawn | 2015-03-20 | Not Started | No |  |  | Photovoltaic(20.45) | 20 | Los Angeles | CA | 2014-09-01 | 2018-04-01 | Redman - Piute 66 kV Line | redman - Piute 66kV Line | Antelope 220/66
WDT1172 | 2014-04-30 | 2014-04-25 | 2014-05-29 | WDAT | GIP - Cluster Study | QC_007 | Inactive | Withdrawn | 2015-03-20 | Not Started | No |  |  | Photovoltaic(45) | 40 | Los Angeles | CA | 2017-09-01 | 2018-04-01 | Wilsona 66 kV Substation | Wilsona 66kV Bus | Antelope 220/66
WDT1173 | 2014-04-30 | 2014-04-25 | 2014-05-29 | WDAT | GIP - Cluster Study | QC_007 | Inactive | Withdrawn | 2014-06-23 | Withdrawn (No Agrmt) | No |  |  | Photovoltaic(20.45) | 20 | Riverside | CA | 2017-09-01 | 2017-09-01 | Bunker 115 kV Substation | Valley 115kV | Valley 500/115
WDT1174 | 2014-04-30 | 2014-04-25 | 2014-05-29 | WDAT | GIP - Cluster Study | QC_007 | Inactive | Withdrawn | 2015-03-25 | Terminated | No |  |  | Photovoltaic(81.7) | 80 | San Bernardino | CA | 2017-09-01 | 2017-09-01 | Cottonwood-Savage 115 kV line | Savage-Cottonwood OR Apple Valley - Savage - Pleuss - Cottonwood Line, 115kV | Victor 220kV bus
WDT1175 | 2014-04-30 | 2014-04-25 | 2014-05-29 | WDAT | GIP - Cluster Study | QC_007 | Inactive | Withdrawn | 2015-03-20 | Not Started | No |  |  | Photovoltaic(22.5) | 20 | Los Angeles | CA | 2017-09-01 | 2018-04-01 | Oasis 66 kV Bus | Oasis 66 kV Bus | Antelope 220/66
WDT1176 | 2014-04-30 | 2014-04-30 | 2014-05-29 | WDAT | GIP - Cluster Study | QC_007 | Inactive | Withdrawn | 2015-01-27 | Not Started | No |  |  | Photovoltaic(10.4) | 10 | San bernardino | CA | 2016-08-01 | 2016-08-01 | Mira Loma: Everest 12 kV | 12 kV Everest Line | Mira Loma 220kV bus | Metro East Region | Everest | Mira Loma 220/66 System | Mira Loma 66/12 (D)
WDT1178 | 2014-04-30 | 2014-04-30 | 2014-05-28 | WDAT | GIP - Cluster Study | QC_007 | Inactive | Withdrawn | 2015-01-23 | Not Started | No |  |  | Photovoltaic(20.8) | 20 | Riverside | CA | 2014-04-30 | 2016-08-01 | Luiseno 33 kV distribution line from Pechanga substation | Luiseno 33 kV distribution line from Pechanga substation | Valley Substation 500kV bus | San Jacinto Valley Region | Luiseno | Valley 'D' 500/115 System | Pechanga 115/33 (D)
WDT1180 | 2014-04-30 | 2014-04-30 | 2014-05-29 | WDAT | GIP - Cluster Study | QC_007 | Inactive | Withdrawn | 2015-01-27 | Not Started | No |  |  | Photovoltaic(13.6) | 13 | Ventura | CA | 2016-08-01 | 2016-08-01 | Zone 16 kV distribution line | Zone 16 kV | Moorpark 220/66 | North Coast Region | Zone | Moorpark 220/66 System | Moorpark 66/16 (D)
WDT1182 | 2014-04-30 | 2014-04-30 | 2014-05-29 | WDAT | GIP - Cluster Study | QC_007 | Inactive | Withdrawn | 2014-07-03 | Withdrawn (No Agrmt) | No |  |  | Energy Storage(50.4) | 0 | Los Angeles | CA | 2018-11-12 | 2018-10-14 | Santa Fe Springs 66 kV | 12714 Los nietos Rd. Santa fe Springs Ca 90607 | Center 220/66
WDT1185a | 2014-04-30 | 2014-04-30 | 2014-05-30 | WDAT | GIP - Cluster Study | QC_007 | Inactive | Withdrawn | 2016-01-14 | Not Started | No |  |  | Energy Storage(10.25) | 10 | Orange | CA | 2017-01-01 | 2017-01-01 | Chestnut Sub: Macadamia 12kV | Chestnut Sub: Macadamia 12kV | Johanna 220kV bus | Orange Region | Macadamia | Johanna 220/66 System | Chestnut 66/12 (D)
WDT1185b | 2014-04-30 | 2014-04-30 | 2014-05-30 | WDAT | GIP - Cluster Study | QC_007 | Inactive | Withdrawn | 2016-01-14 | Not Started | No |  |  | Energy Storage(10.25) | 10 | Orange | CA | 2017-01-01 | 2017-01-01 | Chestnut Sub: Macadamia 12kV | Chestnut Sub: Macadamia 12kV | Johanna 220kV bus | Orange Region | Beechnut | Johanna 220/66 System | Chestnut 66/12 (D)
WDT1186 | 2014-04-30 | 2014-04-30 | 2014-05-29 | WDAT | GIP - Cluster Study | QC_007 | Inactive | Withdrawn | 2017-06-13 | Not Started | No |  |  | Energy Storage(20) | 20 | Riverside | CA | 2018-01-05 | 2018-01-05 | taps SCE’s Devers-Garnet 115 kV line | taps SCE’s Devers-Garnet 115 kV line | Devers 220/115 | Desert Region |  | Devers 220/115 System
WDT1187 | 2014-04-30 | 2014-04-30 | 2014-05-29 | WDAT | GIP - Cluster Study | QC_007 | Active - Post IA | Technical Assessment In Progress |  | Executed - In Effect | Yes | 2018-04-24 |  | Energy Storage(50)/Gas Turbine(52.16) | 99.5 | Santa Barbara | CA | 2018-04-13 | 2020-10-01 | Capitan Substation at the 66 kV bus | Capitan Substation at the 66 kV bus | Goleta Substation at the 220 kV bus | North Coast Region |  | Goleta 220/66 System |  | Goleta | 230 | 1 |  | 0 | Goleta | 230 | [7 empty] | 50)/Gas Turbine(52.16) | 50 | 50 | 0 | 0 |  |  | 1
WDT1188 | 2014-04-30 | 2014-04-30 | 2014-05-29 | WDAT | GIP - Cluster Study | QC_007 | Inactive | Withdrawn | 2016-04-12 | Not Started | No |  |  | Gas Turbine(48) | 48 | Orange | CA | 2018-03-01 | 2018-03-01 | Johanna 66 kV Substation | Johanna 66 kV Substation | Johanna 220kV bus
WDT1189 | 2014-04-30 | 2014-04-30 | 2014-05-29 | WDAT | GIP - Cluster Study | QC_007 | Active - Post IA | In-Service |  | Executed - In Effect | Yes | 2018-02-08 |  | Gas Turbine(101.6) | 98.1 | Orange | CA | 2018-04-13 | 2019-12-30 | Barre Substation 66kV bus AB section | Barre 66kV bus | Barre 220/66 | Orange Region |  | Barre 220/66 System |  |  |  | 0 | Barre | 1 | Barre | 230 | [11 empty] | 1 |  |  | 1
WDT1190 | 2014-04-30 | 2014-04-30 | 2014-05-29 | WDAT | GIP - Cluster Study | QC_007 | Inactive | Withdrawn | 2015-02-10 | Not Started | No |  |  | Energy Storage(50)/Gas Turbine(49.5) | 99.5 | Ventura | CA | 2018-03-30 | 2018-03-30 | Santa Clara – Gonzales 66kV line | Santa Clara – Gonzales 66kV line | Santa Clara 220/66
WDT1191 | 2014-04-30 | 2014-04-30 | 2014-05-29 | WDAT | GIP - Cluster Study | QC_007 | Inactive | Withdrawn | 2015-01-29 | Not Started | No |  |  | Gas Turbine()/Energy Storage() | 150 | Ventura | CA | 2018-04-13 | 2018-04-13 | Santa Clara - Carpinteria 66 kV line | Santa Clara - Carpinteria 66 kV line | Santa Clara 220/66
WDT1192 | 2014-04-30 | 2014-04-30 | 2014-06-02 | WDAT | GIP - Cluster Study | QC_007 | Inactive | Withdrawn | 2016-03-01 | Not Started | No |  |  | Energy Storage(40) | 40 | Orange | CA | 2016-09-01 | 2016-09-01 | Johanna-Cabrillo 66kV Distribution line | Johanna-Cabrillo 66kV Distribution line | Johanna 220kV bus | Orange Region |  | Johanna 220/66 System | Cabrillo 66/12 (D)
WDT1193a | 2014-04-30 | 2014-04-30 | 2014-05-14 | WDAT | GIP - Cluster Study | QC_007 | Inactive | Withdrawn | 2015-03-19 | Not Started | No |  |  | Energy Storage(10) | 10 | Orange | CA | 2016-01-01 | 2016-01-01 | Johanna 12kV Distribution Line | Bingo 12kV | Johanna 220kV bus | Orange Region | Bingo | Johanna 220/66 System | Johanna 66/12 (D)
WDT1193b | 2014-04-30 | 2014-04-30 | 2014-05-14 | WDAT | GIP - Cluster Study | QC_007 | Inactive | Withdrawn | 2015-03-19 | Not Started | No |  |  | Energy Storage(10) | 10 | Orange | CA | 2016-01-01 | 2016-01-01 | Johanna 12kV Distribution Line | Bingo 12kV | Johanna 220kV bus | Orange Region | Bingo | Johanna 220/66 System | Johanna 66/12 (D)
WDT1193c | 2014-04-30 | 2014-04-30 | 2014-05-14 | WDAT | GIP - Cluster Study | QC_007 | Inactive | Withdrawn | 2015-03-19 | Not Started | No |  |  | Energy Storage(10) | 10 | Orange | CA | 2016-01-01 | 2016-01-01 | Johanna 12kV Distribution Line | Bingo 12kV | Johanna 220kV bus
WDT1193d | 2014-04-30 | 2014-04-30 | 2014-05-14 | WDAT | GIP - Cluster Study | QC_007 | Inactive | Withdrawn | 2015-03-19 | Not Started | No |  |  | Energy Storage(10) | 10 | Orange | CA | 2016-01-01 | 2016-01-01 | Johanna 12kV Distribution Line | Bingo 12kV | Johanna 220kV bus
WDT1198a | 2014-04-30 | 2014-04-30 | 2014-05-28 | WDAT | GIP - Cluster Study | QC_007 | Inactive | Withdrawn | 2015-03-24 | Not Started | No |  |  | Energy Storage(10) | 10 | Orange | CA | 2016-11-15 | 2016-11-15 | Washington 12kV | Cleat 12kV | Villa Park 220/66 | Orange Region | Cleat | Villa Park 220/66 System | Washington 66/12 (D)
WDT1198b | 2014-04-30 | 2014-04-30 |  | WDAT | GIP - Cluster Study | QC_007 | Inactive | Withdrawn | 2015-03-24 | Not Started | No |  |  | Energy Storage(10) | 10 | orange | CA | 2016-11-15 | 2016-11-15 | Washington 12kV
WDT1199 | 2014-04-30 | 2014-04-30 |  | WDAT | GIP - Cluster Study | QC_007 | Inactive | Withdrawn | 2014-05-29 | Withdrawn (No Agrmt) | No |  |  | Energy Storage(11.21) | 0 |  |  | 2016-11-15 | 2016-11-15 | Yorba 66 kV |  | Villa Park 220/66
WDT1200a | 2014-04-30 | 2014-04-30 | 2014-05-29 | WDAT | GIP - Cluster Study | QC_007 | Inactive | IA Terminated |  | Terminated | Yes | 2016-11-04 | 2017-11-17 | Energy Storage(10.528) | 10 | Ventura | CA | 2016-11-15 | 2016-12-19 | Castro 16kV circuit out of Wakefield 66/16 kV Substation | Castro 16kV circuit out of Wakefield 66/16 kV Substation | Santa Clara 220/66 | North Coast Region | Castro | Santa Clara 220/66 System | Wakefield 66/16 (D)
WDT1200b | 2014-04-30 | 2014-04-30 | 2014-05-29 | WDAT | GIP - Cluster Study | QC_007 | Inactive | Withdrawn | 2017-05-17 | Withdrawn (No Agrmt) | No |  |  | Energy Storage(10) | 10 | Ventura | CA | 2016-11-15 | 2018-06-01 | Wakefield 16kV |  |  | North Coast Region | Castro | Santa Clara 220/66 System | Wakefield 66/16 (D)
WDT1201b | 2014-04-30 | 2014-04-30 | 2014-05-29 | WDAT | GIP - Cluster Study | QC_007 | Inactive | Withdrawn | 2015-06-08 | Withdrawn (No Agrmt) | No |  |  | Energy Storage(10) | 10 | Los Angeles | CA | 2017-11-15 | 2017-11-15 | Inglewood 16kV | Inglewood 16kV | El Nido 220/66
WDT1202 | 2014-04-30 | 2014-04-30 | 2014-05-29 | WDAT | GIP - Cluster Study | QC_007 | Inactive | Withdrawn | 2015-02-17 | Not Started | No |  |  | Energy Storage(22.42) | 20 | Orange | CA | 2017-09-30 | 2017-09-30 | Niguel 66 kV |  | Santiago 220kV Bus
WDT1203 | 2014-04-30 | 2014-04-30 | 2014-05-29 | WDAT | GIP - Cluster Study | QC_007 | Active - Post IA | Construction |  | Filed Executed | Yes | 2019-09-19 |  | Photovoltaic(19.9)/() | 19.9 | Kern | CA | 2016-04-01 | 2024-05-01 | A tap on the Distribution Provider’s Sawmill 33 kV Circuit out of Inyokern 115/33 kV Substation. | A tap on the Distribution Provider’s Sawmill 33 kV Circuit out of Inyokern 115/33 kV Substation. | The ISO Grid at Distribution Provider’s 115 kV Bus at Inyokern Substation | Rurals Region | Sawmill | Kramer 220/115 System | Inyokern 115/33 (D) | Inyokern | 115 | 1 |  | 0 | Inyokern | 115 | 19.9)/() | 19.9 | 19.9 | 0 | [7 empty] | 0 |  |  | 0
WDT1204 | 2014-04-30 | 2014-04-30 | 2014-05-28 | WDAT | GIP - Cluster Study | QC_007 | Inactive | IA Terminated |  | Terminated | Yes | 2017-02-16 | 2017-10-25 | Energy Storage(2) | 2 | Santa Barbara | CA | 2017-02-01 | 2017-02-01 | Los Carneros 16kV | Isla Vista Substation | Isla Vista Substation | North Coast Region | Los Carneros | Goleta 220/66 System | Isla Vista 66/16 (D)
WDT1205 | 2014-04-30 | 2014-04-30 | 2014-05-30 | WDAT | GIP - Cluster Study | QC_007 | Inactive | Withdrawn | 2014-10-28 | Withdrawn (No Agrmt) | No |  |  | Energy Storage(19.95) | 19.95 | Los Angeles | CA | 2017-10-01 | 2018-03-01 | Long Beach 66kV Bus, NRG Long Beach site
WDT1206 | 2014-04-30 | 2014-04-30 | 2014-04-29 | WDAT | GIP - Cluster Study | QC_007 | Inactive | Withdrawn | 2017-03-21 | Not Started | No |  |  | Energy Storage(10) | 9.8 | Los angeles | CA | 2016-04-01 | 2016-04-01 | Johanna: Rummy 12kV Ckt. | Rummy 12kV | Johanna 220kV bus | Orange Region | Rummy | Johanna 220/66 System | Johanna 66/12 (D)
WDT1207FT | 2014-09-11 | 2014-07-09 | 2014-09-18 | WDAT | GIP - Fast Track | Fast Track | Inactive | Withdrawn | 2016-08-12 | Not Started | No |  |  | Energy Storage(1.03) | 1.03 | Los Angeles | CA | 2014-08-18 | 2014-08-18 | Fig 16 kV | Fig 16 kV | Rio Hondo 220/66 System | Metro East Region | Fig | Rio Hondo 220/66 System | Bradbury 66/16 (D)
WDT1209ISP |  | 2014-09-15 |  | WDAT | GIP - ISP | ISP | Inactive | Withdrawn | 2014-09-29 | Not Started | No |  |  | Photovoltaic(2) | 2
WDT1210FT | 2014-10-10 | 2014-09-16 | 2014-10-10 | WDAT | GIP - Fast Track | Fast Track | Inactive | Withdrawn | 2014-12-11 | Not Started | No |  |  | Photovoltaic(0.7) | 0.7 | San Bernardino | CA | 2015-11-30 | 2015-11-30 | SCE RAM Map ID 05664 12kV | Borg 12kV | Etiwanda 220/66 System | Desert Region | Borg | Etiwanda 220/66 System | Wimbledon 66/12 (D)
WDT1211FT |  | 2014-09-16 |  | WDAT | GIP - Fast Track | Fast Track | Inactive | Withdrawn | 2014-11-26 | Not Started | No |  |  | Photovoltaic(0.97) | 0.97 | Los Angeles | CA | 2015-11-30 | 2015-11-30 | SCE RAM Map ID 05711 - 16kV
WDT1212FT | 2014-09-18 | 2014-09-18 | 2014-10-21 | WDAT | GIP - Fast Track | Fast Track | Inactive | IA Terminated |  | Terminated | Yes | 2015-04-13 | 2016-10-13 | Photovoltaic(1) | 1 | San Bernardino | CA | 2015-08-01 | 2015-08-01 | Wimbledon: Sampras 12 kV Line | Sampras 12kV | Etiwanda 220/66 System | Desert Region | Sampras | Etiwanda 220/66 System | Wimbledon 66/12 (D)
WDT1213FT | 2014-09-18 | 2014-09-18 | 2014-10-10 | WDAT | GIP - Fast Track | Fast Track | Inactive | IA Terminated |  | Terminated | Yes | 2015-03-27 | 2017-05-10 | Photovoltaic(0.701) | 0.701 | San Bernardino | CA | 2015-08-01 | 2015-08-01 | Absolut 12kV | Absolut 12 kV out of Milliken 66/12 kV Substation | Mira Loma 220/66 System | Metro East Region | Absolut | Mira Loma 220/66 System | Milliken 66/12 (D)
WDT1214FT | 2014-09-18 | 2014-09-18 | 2014-10-10 | WDAT | GIP - Fast Track | Fast Track | Inactive | IA Terminated | 2015-01-20 | Withdrawn (No Agrmt) | No |  |  | Photovoltaic(1.4) | 1.4 |  |  | 2015-08-01 | 2015-08-01 | RAM Map 5863, 12kV |  | Mira Loma 220/66 System | Metro East Region | Whitehorse | Mira Loma 220/66 System | Milliken 66/12 (D)
WDT1215FT | 2014-09-18 | 2014-09-18 | 2014-10-10 | WDAT | GIP - Fast Track | Fast Track | Inactive | Withdrawn | 2015-03-04 | Not Started | No |  |  | Photovoltaic(0.5) | 0.5 |  |  | 2015-08-01 | 2015-08-01 | RAM Map 5663, 12 kV | Blaze 12kV | Chino 220/66 System | Metro East Region | Blaze | Chino 220/66 System | Firehouse 66/12 (D)
WDT1216FT | 2014-09-18 | 2014-09-18 | 2014-10-10 | WDAT | GIP - Fast Track | Fast Track | Inactive | Withdrawn | 2015-01-20 | Not Started | No |  |  | Photovoltaic(1) | 1 |  |  | 2015-08-01 | 2015-08-01 | RAM Map 8076 12 kV | Centaur 12kV | San Bernardino 220/66 System | Desert Region | Centaur | San Bernardino 220/66 System | San Bernardino 66/12 (D)
WDT1217FT | 2014-09-18 | 2014-09-18 | 2014-10-10 | WDAT | GIP - Fast Track | Fast Track | Inactive | Withdrawn | 2015-03-04 | Not Started | No |  |  | Photovoltaic(0.97) | 0.97 |  |  | 2015-08-01 | 2015-08-01 | Dist Sub: Ram Map 5139, 12kV, Distribution Feeder Ram Map 5336 12kV | Earnhardt 12kV | Padua 220/66 System | Metro East Region | Earnhardt | Padua 220/66 System | Cucamonga 66/12 (D)
WDT1218FT | 2014-09-18 | 2014-09-18 | 2014-10-10 | WDAT | GIP - Fast Track | Fast Track | Inactive | Withdrawn | 2015-01-20 | Not Started | No |  |  | Photovoltaic(0.9) | 0.9 |  |  | 2015-08-01 | 2015-08-01 | RAM MAP 5677, 12kV, or Distribution Feeder Ram Map 532 | Andretti 12kV | Padua 220/66 System | Metro East Region | Andretti | Padua 220/66 System | Cucamonga 66/12 (D)
WDT1219FT | 2014-09-18 | 2014-09-18 | 2014-10-10 | WDAT | GIP - Fast Track | Fast Track | Inactive | Withdrawn | 2015-01-20 | Not Started | No |  |  | Photovoltaic(0.64) | 0.64 |  |  | 2015-08-01 | 2015-08-01 | RAM Map 5635 12kV or Distribution Feeder Ram Map 11780 | Donohue 12kV | Padua 220/66 System | Metro East Region | Donohue | Padua 220/66 System | Cucamonga 66/12 (D)
WDT1220FT | 2014-09-18 | 2014-09-18 | 2014-10-10 | WDAT | GIP - Fast Track | Fast Track | Inactive | Withdrawn | 2015-01-20 | Not Started | No |  |  | Photovoltaic(0.56) | 0.56 |  |  | 2015-08-01 | 2015-08-01 | RAM Map 5635, 12kV or Distribution Feeder Ram Map 11780 | Donohue 12kV | Padua 220/66 System | Metro East Region | Donohue | Padua 220/66 System | Cucamonga 66/12 (D)
WDT1221FT | 2014-09-18 | 2014-09-18 | 2014-10-10 | WDAT | GIP - Fast Track | Fast Track | Inactive | Withdrawn | 2014-11-10 | Not Started | No |  |  | Photovoltaic(2) | 2 |  |  | 2015-08-01 | 2015-08-01 | Ram map 8049, 33kV or Distribution Feeder RAM Map 14353 | Portland 33kV | Victor 220/115 System | Rurals Region | Portland | Victor 220/115 System | Victor 115/33 (D)
WDT1222FT | 2014-09-18 | 2014-09-18 | 2014-10-10 | WDAT | GIP - Fast Track | Fast Track | Inactive | Withdrawn | 2015-01-20 | Not Started | No |  |  | Photovoltaic(0.5) | 0.5 |  |  | 2015-08-01 | 2015-08-01 | RAM Map 5615, 12kV or distribution feeder ram Map 16765 | Speedway 12kV | Etiwanda 220/66 System | Desert Region | Speedway | Etiwanda 220/66 System | Declez 66/12 (D)
WDT1223FT | 2014-09-18 | 2014-09-18 | 2014-10-10 | WDAT | GIP - Fast Track | Fast Track | Inactive | Withdrawn | 2015-01-20 | Not Started | No |  |  | Photovoltaic(0.88) | 0.88 |  |  | 2015-08-01 | 2015-08-01 | RAM Map 8076, 12kV or Distribution Feeder Ram Map 18415 | Unicorn 12kV | San Bernardino 220/66 System | Desert Region | Unicorn | San Bernardino 220/66 System | San Bernardino 66/12 (D)
WDT1224FT | 2014-09-18 | 2014-09-18 | 2014-10-10 | WDAT | GIP - Fast Track | Fast Track | Inactive | IA Terminated |  | Terminated | Yes | 2015-02-09 | 2015-03-04 | Photovoltaic(0.5) | 0.5 | Los Angeles | CA | 2015-08-01 | 2015-08-01 | RAM Map 5776, 16kV, Distribution Feeder Ram Map 9649 | RAM Map 5776, 16kV, Distribution Feeder Ram Map 9649 | Lighthipe 220/66 | Metro West Region | Zeno | Lighthipe 220/66 System | Carson 66/16 (D)
WDT1225FT | 2014-09-18 | 2014-09-18 | 2014-10-10 | WDAT | GIP - Fast Track | Fast Track | Inactive | IA Terminated |  | Terminated | Yes | 2015-03-27 | 2017-05-10 | Photovoltaic(1.2) | 1.2 | Los Angeles | CA | 2015-08-01 | 2015-08-01 | Jersey: McCloud 16 kV Line | Mccloud 16kV | Lighthipe 220/66 System | Metro West Region | Mccloud | Lighthipe 220/66 System | Jersey 66/16 (D)
WDT1226FT | 2014-09-18 | 2014-09-18 | 2014-10-10 | WDAT | GIP - Fast Track | Fast Track | Inactive | Withdrawn | 2015-03-04 | Not Started | No |  |  | Photovoltaic(0.5) | 0.5 | Los Angeles | CA | 2015-08-01 | 2015-08-01 | RAM Map 5776, 12kV, Distribution Feeder, RAM MAP 9649 | Trident 12kV | Walnut 220/66 System | Metro East Region | Trident | Walnut 220/66 System | Nogales 66/12 (D)
WDT1227FT | 2014-09-18 | 2014-09-18 | 2014-10-10 | WDAT | GIP - Fast Track | Fast Track | Inactive | IA Terminated |  | Terminated | Yes | 2015-03-27 | 2017-05-10 | Photovoltaic(0.88) | 0.88 | Los Angeles | CA | 2015-08-01 | 2015-08-01 | Laguna Bell: Cal strip 16 kV Line | RAM MAP 5074 , 16kV, Distribution Feeder: Ram Map 5140 | Laguna Bell AB 220/66 System | Metro West Region | Cal Strip | Laguna Bell AB 220/66 System | Laguna Bell 66/16 (D)
WDT1228FT | 2014-09-18 | 2014-09-18 | 2014-10-10 | WDAT | GIP - Fast Track | Fast Track | Inactive | IA Terminated |  | Terminated | Yes | 2015-03-27 | 2017-05-10 | Photovoltaic(1.76) | 1.76 | Los Angeles | CA | 2015-08-01 | 2015-08-01 | Vail: Yates 12 kV Line | RAM Map 5175, 16kV or Distribution Feeder Ram Map 4720 | Laguna Bell 220 kV | Metro West Region | Yates | Laguna Bell AB 220/66 System | Vail 66/16 (D)
WDT1229FT | 2014-09-18 | 2014-09-18 | 2014-10-10 | WDAT | GIP - Fast Track | Fast Track | Inactive | IA Terminated |  | Terminated | Yes | 2015-03-27 | 2017-05-10 | Photovoltaic(0.9) | 0.83 | Los Angeles | CA | 2015-08-01 | 2015-08-01 | Alon: Edgar 12 kV Line | Edgar 12kV | Lighthipe 220/66 System | Metro West Region | Edgar | Lighthipe 220/66 System | Alon 66/12 (D)
WDT1230FT | 2014-09-18 | 2014-09-18 | 2014-10-10 | WDAT | GIP - Fast Track | Fast Track | Inactive | IA Terminated |  | Terminated | Yes | 2015-03-27 | 2017-05-10 | Photovoltaic(0.88) | 0.88 | Los Angeles | CA | 2015-08-01 | 2015-08-01 | Jersey: Buck 12 kV Line | RAM Map 5834, 12kV or Distribution Feeder Ram Map 1835 | Del Amo 220/66 System | Metro West Region | Buck | Del Amo 220/66 System | La Mirada 66/12 (D)
WDT1231FT | 2014-09-18 | 2014-09-18 | 2014-10-10 | WDAT | GIP - Fast Track | Fast Track | Inactive | Withdrawn | 2015-03-04 | Not Started | No |  |  | Photovoltaic(0.5) | 0.5 | Los Angeles | CA | 2015-08-01 | 2015-08-01 | RAM Map 5655, 12kV, or Distribution Feeder RAM MAP 7075 | Locomotive 12kV | Walnut 220/66 System | Metro East Region | Locomotive | Walnut 220/66 System | Railroad 66/12 (D)
WDT1232FT | 2014-09-18 | 2014-09-18 | 2014-10-10 | WDAT | GIP - Fast Track | Fast Track | Inactive | IA Terminated |  | Terminated | Yes | 2015-02-09 | 2017-05-10 | Photovoltaic(0.56) | 0.56 | Los Angeles | CA | 2015-09-01 | 2015-09-01 | Carson: Rahn 16 kV Line | Rahn 16kV | Lighthipe 220/66 System | Metro West Region | Rahn | Lighthipe 220/66 System | Carson 66/16 (D)
WDT1233FT | 2014-09-18 | 2014-09-18 | 2014-10-10 | WDAT | GIP - Fast Track | Fast Track | Inactive | IA Terminated |  | Terminated | Yes | 2015-02-09 | 2015-03-10 | Photovoltaic(0.5) | 0.5 | Los Angeles | CA | 2015-09-01 | 2015-09-01 | RAM Map 5711, 16kV, Distribution Feeder: Ram Map 14635 | Rahn 16kV | Lighthipe 220/66 System | Metro West Region | Rahn | Lighthipe 220/66 System | Carson 66/16 (D)
WDT1235FT | 2014-09-19 | 2014-09-19 | 2014-10-02 | WDAT | GIP - Fast Track | Fast Track | Inactive | Withdrawn | 2015-03-13 | Not Started | No |  |  | Photovoltaic(0.7) | 0.7 | Los Angeles | CA | 2015-11-30 | 2015-11-30 | SCE RAM MAP ID 05776 | Mccloud 16kV | Lighthipe 220/66 System | Metro West Region | Mccloud | Lighthipe 220/66 System | Jersey 66/16 (D)
WDT1236FT | 2014-09-22 | 2014-09-22 | 2014-10-02 | WDAT | GIP - Fast Track | Fast Track | Inactive | Withdrawn | 2015-03-13 | Not Started | No |  |  | Photovoltaic(2) | 2 | Orange | CA | 2015-11-30 | 2015-11-30 | SCE RAM MAP ID 03302 | Coach 12 kV | Villa Park 220/66 | Orange Region | Coach | Villa Park 220/66 System | Placentia 66/12 (D)
WDT1237FT | 2014-10-03 | 2014-10-03 | 2014-10-20 | WDAT | GIP - Fast Track | Fast Track | Active - Post IA | In-Service |  | Executed - In Effect | Yes | 2015-05-07 |  | Photovoltaic(2) | 2 | Riverside | CA | 2015-11-27 | 2015-11-27 | Wimbledon, Distribution Feeder: 11483 or distribution circuit nearest building | Distribution Substation: Wimbledon, Distribution Feeder: 11483 or distribution circuit nearest | Etiwanda 220/66 | Desert Region | McEnroe | Etiwanda 220/66 System | Wimbledon 66/12 (D)
WDT1238FT | 2014-10-03 | 2014-10-03 | 2014-11-06 | WDAT | GIP - Fast Track | Fast Track | Inactive | Withdrawn | 2014-12-29 | Not Started | No |  |  | Energy Storage(1.525) | 1.5 | San Bernardino | CA | 2015-11-15 | 2015-11-15 | Redwood 12 kV out of Declez station | Redwood 12 kV out of Declez station | Etiwanda 220/66 | Desert Region | Redwood | Etiwanda 220/66 System | Declez 66/12 (D)
WDT1239ISP | 2014-02-03 | 2014-02-03 | 2014-06-18 | WDAT | GIP - ISP | ISP | Inactive | Withdrawn | 2015-07-08 | Not Started | No |  |  | Internal Combustion Engine(2.274) | 1.994 | Santa Barbara | CA | 2016-01-06 | 2016-01-06 | ID # 5376 66/16kV, Tajiguas 16 kV Feeder | Mist 16kV | Goleta 220/66 | North Coast Region | Mist | Goleta 220/66 System | Capitan 66/16 (D)
WDT1240FT | 2015-01-06 | 2014-11-05 | 2015-01-06 | WDAT | GIP - Fast Track | Fast Track | Inactive | Withdrawn | 2015-11-13 | Not Started | No |  |  | Photovoltaic(1.98) | 1.98 | Riverside | CA | 2015-08-31 | 2015-08-31 | Not Listed on Application | Mcenroe 12kV | Etiwanda 220/66 | Desert Region | McEnroe | Etiwanda 220/66 System | Wimbledon 66/12 (D)
WDT1241FT | 2014-10-31 | 2014-10-31 | 2014-12-01 | WDAT | GIP - Fast Track | Fast Track | Inactive | IA Terminated |  | Terminated | No |  | 2016-09-25 | Photovoltaic(0.374) | 0.333 | Los Angeles | CA | 2015-03-01 | 2015-03-01 | Lark Ellen Sub; Gertrude 12 Kv | Distribution Providers Gertrude 12 kV circuit out of Lark Ellen 66/12 kV Substation | Rio Hondo 220/66 | Metro East Region | Gertrude | Rio Hondo 220/66 System | Lark Ellen 66/12 (D)
WDT1242FT | 2015-03-26 | 2014-11-13 | 2015-03-26 | WDAT | GIP - Fast Track | Fast Track | Inactive | Withdrawn | 2015-05-12 | Not Started | No |  |  | Photovoltaic(0.56) | 0.56 | Orange | CA |  | 2015-08-31 | Circuit ID 15545, Substation #5085 | Tetris 12kV | Johanna 220kV bus | Orange Region | Tetris | Johanna 220/66 System | Johanna 66/12 (D)
WDT1243FT | 2015-03-27 | 2014-11-14 | 2015-03-27 | WDAT | GIP - Fast Track | Fast Track | Inactive | Withdrawn | 2015-10-06 | Not Started | No |  |  | Photovoltaic(0.45) | 0.45 | Orange | CA |  | 2016-08-31 | Snapdragon 12kV | Snapdragon 12 kV out of Barrr 66/12 kV substation. | Barre 220/66 | Orange Region | Snapdragon | Barre 220/66 System | Barre 66/12 (D)
WDT1244FT | 2015-01-02 | 2014-11-13 | 2015-01-02 | WDAT | GIP - Fast Track | Fast Track | Inactive | Withdrawn | 2015-03-02 | Not Started | No |  |  | Photovoltaic(0.792) | 0.792 | Tulare | CA |  | 2015-08-31 | Substation 5337, Circuit 5626 | Effie 12kV | Rector 220/66 | San Joaquin Region |  | Rector 220/66 System | Oak Grove 66/12 (D)
WDT1245FT | 2014-12-26 | 2014-11-13 | 2015-01-02 | WDAT | GIP - Fast Track | Fast Track | Inactive | Withdrawn | 2015-03-02 | Not Started | No |  |  | Photovoltaic(1.224) | 1.224 | Tulare | CA |  | 2015-08-31 | Substation 5337, Circuit 5626 | Effie 12kV | Rector 220/66 | San Joaquin Region | Effie | Rector 220/66 System | Oak Grove 66/12 (D)
WDT1247FT |  | 2014-11-17 |  | WDAT | GIP - Fast Track | Fast Track | Inactive | Withdrawn | 2015-03-02 | Not Started | No |  |  | Photovoltaic(0.828) | 0.828 | Tulare | CA |  |  | Oakgrove: Webb 12kV line |  |  | San Joaquin Region | Effie | Rector 220/66 System | Oak Grove 66/12 (D)
WDT1248FT |  | 2014-11-17 |  | WDAT | GIP - Fast Track | Fast Track | Inactive | Withdrawn | 2015-03-02 | Not Started | No |  |  | Photovoltaic(1.332) | 1.332
WDT125 | 2006-06-29 | 2006-05-24 | 2006-06-29 | WDAT | SGIP | Serial | Active - Post IA | In-Service |  | Executed - In Effect | Yes | 2008-08-25 |  | Fuel Cell(9.27) | 9.27 | Los Angeles | CA |  |  | San Jose Substation | San Jose Substation | Rio Hondo 220/66 | Metro East Region |  | Rio Hondo 220/66 System |  |  |  | 0 | Rio Hondo | 1 | Rio Hondo | 230 | [11 empty] | 1 |  |  | 1
WDT1251 | 2015-02-06 | 2014-12-29 | 2015-02-06 | WDAT | GIP - Fast Track | Fast Track | Inactive | Withdrawn | 2015-03-04 | Not Started | No |  |  | Energy Storage(2) | 2 | San Bernardino | CA | 2016-12-18 | 2016-12-18 | Drylands 33kV | Drylands 33kV | Victor 220kV bus | Rurals Region | Drylands | Victor 220/115 System | Cottonwood 115/33 (D)
WDT1252 | 2015-02-06 | 2014-12-29 | 2015-02-06 | WDAT | GIP - Fast Track | Fast Track | Inactive | Withdrawn | 2015-03-04 | Not Started | No |  |  | Energy Storage(2) | 2 | San Bernardino | CA | 2016-12-18 | 2016-12-18 | Helendale - Victor 33 kV line |  | Victor 220kV bus | Rurals Region |  | Victor 220/115 System
WDT1253 | 2015-02-06 | 2014-12-29 | 2015-02-06 | WDAT | GIP - Fast Track | Fast Track | Inactive | Withdrawn | 2015-03-04 | Not Started | No |  |  | Energy Storage(2) | 2 | San Bernardino | CA | 2016-12-18 | 2016-12-18 | Drylands 33kV | Drylands 33kV | Victor 220kV bus | Rurals Region | Drylands | Victor 220/115 System | Cottonwood 115/33 (D)
WDT1255 | 2015-01-06 | 2015-01-06 | 2015-01-27 | WDAT | GIP - Fast Track | Fast Track | Inactive | IA Terminated |  | Terminated | Yes | 2016-06-27 | 2017-01-05 | Photovoltaic(1) | 1 | Riverside | CA | 2016-09-05 | 2017-01-05 | Zevo 12kV distribution line out of Murrieta 33/12kV Substation | Zevo 12kV distribution line out of Murrieta 33/12kV Substation | 115kV Bus at Valley Substation | San Jacinto Valley Region | Zevo | Valley 'D' 500/115 System | Murrietta 2 33/12 (D)
WDT1256FT |  | 2015-02-11 |  | WDAT | GIP - Fast Track | Fast Track | Inactive | Withdrawn | 2015-04-21 | Not Started | No |  |  | Energy Storage(1.25) | 0 | Los Angeles | CA |  | 2017-01-15 | TBD | TBD | TBD |  | Bach | Hinson 220/66 | Neptune 66/12
WDT1257FT |  | 2015-02-17 |  | WDAT | GIP - Fast Track | Fast Track | Inactive | Withdrawn | 2015-04-21 | Not Started | No |  |  | Energy Storage(3) | 2.3 | Los Angeles | CA |  | 2017-01-15 | Jersey: Kernan 16 kV Line | Lighthipe 66kV | Lighthipe 220/66
WDT1266 | 2015-03-31 | 2015-03-31 | 2015-04-30 | WDAT | GIP - ISP | ISP | Inactive | Withdrawn | 2018-05-22 | Withdrawn (No Agrmt) | No |  |  | Energy Storage(42) | 40 | Kern | CA |  | 2020-09-30 | Windhub 66 kV Sub (via the Windhub-Kalama 66 kV Line) | Windhub 66 kV Sub (via the Windhub-Kalama 66 kV Line) | Windhub 220 kV bus | North Coast Region |  | Windhub 220/66 System
WDT1267 | 2015-04-30 | 2015-04-06 | 2015-04-17 | WDAT | GIP - Cluster Study | QC_008 | Active | Technical Assessment Complete |  | Amendment - Pending | Yes | 2017-10-13 |  | Photovoltaic(22) | 20 | Kern | CA | 2018-01-31 | 2023-10-15 | Bruin 66 kV Substation | Bruin 66 kV Substation | 66 kV Bus at Antelope Substation | North Coast Region |  | Antelope 220/66 System |  | Antelope | 230 | 1 |  | 0 | Antelope | 230 | 22) | 22 | 22 | 2 | [7 empty] | 0 |  |  | 0
WDT1268 | 2015-04-30 | 2015-04-06 | 2015-04-17 | WDAT | GIP - Cluster Study | QC_008 | Active | Technical Assessment Complete |  | Amendment - Pending | Yes | 2017-10-13 |  | Photovoltaic(22) | 20 | Kern | CA | 2018-01-31 | 2023-10-15 | Bruin 66 kV Substation | Bruin 66 kV Substation | 66 kV Bus at Antelope Substation | North Coast Region |  | Antelope 220/66 System |  | Antelope | 230 | 1 |  | 0 | Antelope | 230 | 22) | 22 | 22 | 2 | [7 empty] | 0 |  |  | 0
WDT1270 |  | 2015-04-06 |  | WDAT | GIP - Cluster Study | QC_008 | Inactive | Withdrawn | 2015-05-20 | Not Started | No |  |  | Energy Storage(16.08) | 16.08 | Los Angeles | CA | 2018-10-01 | 2018-10-01 | Fremont 66 kV Bus |  | Lighthipe 220/66
WDT1271 | 2015-04-09 | 2015-04-09 | 2015-05-15 | WDAT | GIP - ISP | ISP | Inactive | Withdrawn | 2016-01-04 | Not Started | No |  |  | Energy Storage(1) | 1 | Los Angeles | CA | 2016-11-01 | 2016-12-01 | Butler 12kV | Butler 12 kV out of Carmenita 66/12/ kV Substation. | Del Amo 230 kV bus | Metro West Region | Butler | Del Amo 220/66 System | Carmenita 66/12 (D)
WDT1274 | 2015-04-30 | 2015-04-30 | 2015-05-29 | WDAT | GIP - Cluster Study | QC_008 | Inactive | Withdrawn | 2016-06-14 | Not Started | No |  |  | Energy Storage(20) | 5 | Mono | CA | 2017-10-15 | 2017-10-15 | Chateau - Casa Diablo 33kV | Chateau 33kV | Inyo SCE 220/115 | Rurals Region | Chateau | Inyo SCE 220/115 System | Casa Diablo 115/33 (D)
WDT1276 |  | 2015-04-27 |  | WDAT | GIP - Cluster Study | QC_008 | Inactive | Withdrawn | 2015-05-18 | Not Started | No |  |  | Energy Storage(4) | 4 | Ventura | CA | 2020-02-01 | 2020-02-01 | SCE 16 kV Feeder Circuit 16416, off Subs, APN 231-0-092-260, 34° 8'48.14'N, 119°10'36.97'W |  | Santa Clara 220/66
WDT1277 | 2015-04-30 | 2015-04-29 | 2015-05-11 | WDAT | GIP - Cluster Study | QC_008 | Active - Post IA | In-Service |  | Executed - Pending Approval | Yes | 2017-01-27 |  | Photovoltaic(3) | 3 | Los Angeles | CA | 2017-11-15 | 2017-12-30 | Hovey 12 kV circuit out of Redman 66/12 kV Substation. | Hovey 12 kV circuit out of Redman 66/12 kV Substation. | 66 kV Bus at Antelope Substation. | North Coast Region | Hovey | Antelope 220/66 System | Redman 66/12 (D)
WDT1281 | 2015-04-30 | 2015-04-29 | 2015-05-22 | WDAT | GIP - Cluster Study | QC_008 | Active - Post IA | IA Amendment |  | Executed - In Effect | Yes | 2022-08-05 |  | Photovoltaic(11.94) | 11.9 | Kern | CA |  | 2019-11-01 | A tap on the Distribution Provider’s Sawmill 33 kV circuit out of the Inyokern 115/33 kV Substation near the existing structure 2025118E | A tap on the Distribution Provider’s Sawmill 33 kV circuit out of the Inyokern 115/33 kV Substation near the existing structure 2025118E | The ISO Grid at the Distribution Provider’s 115 kV Bus at the Inyokern 115/33 kV Substation | Rurals Region | Sawmill | Kramer 220/115 System | Inyokern 115/33 (D) | Inyokern | 115 | 1 |  | 0 | Inyokern | 115 | 11.94) | 11.94 | 11.94 | 0.04 | [7 empty] | 0 |  |  | 1
WDT1284 |  | 2015-04-30 |  | WDAT | GIP - Cluster Study | QC_008 | Inactive | Withdrawn | 2015-05-19 | Not Started | No |  |  | Energy Storage(1) | 1 | Los Angeles | CA | 2018-05-01 | 2018-06-01 | Mesa A-Bank, 16kV, 34.060292, -118.086392 | Paljay 12kV | Mesa 220/66 | Metro East Region | Paljay | Mesa 220/66 System | Rush 66/16 (D)
WDT1285 |  | 2015-04-30 |  | WDAT | GIP - Cluster Study | QC_008 | Inactive | Withdrawn | 2015-05-19 | Not Started | No |  |  | Energy Storage(1) | 1 | Orange | CA | 2018-05-01 | 2018-06-01 | Barre: 12 kV Circuit |  | Barre 220/66 | Orange Region | Carnation | Barre 220/66 System | Barre 66/12 (D)
WDT1286 | 2015-04-30 | 2015-04-30 | 2015-05-29 | WDAT | GIP - ISP | ISP | Active - Post IA | Construction |  | Executed - In Effect | Yes | 2017-05-19 | 2022-05-05 | Energy Storage(8) | 8 | Kern | CA | 2017-04-01 | 2019-10-01 | Monolith 66/12 kV Substation at the 12 kV bus | Monolith 66/12 kV Substation at the 12 kV bus | Windhub 500/220/66 kV Substation at the 220 kV bus | North Coast Region |  | Windhub 220/66 System | Monolith 66/12 (D) | Windhub | 230 | 1 |  | 0 | Windhub | 230 | [7 empty] | 8) | 8 | 8 | 0 | 0 |  |  | 1
WDT1287 | 2015-04-30 | 2015-04-30 | 2015-05-27 | WDAT | GIP - Deliverability | QC_008 | Inactive | Withdrawn | 2017-06-06 | Not Required | No |  |  | Photovoltaic(40) | 40 | Tulare | CA | 2018-02-01 | 2018-03-01 | Growers 66 kV Bus | Vestal 66 kV | Vestal 220kV bus | San Joaquin Region |  | Vestal 220/66 System
WDT1288 | 2015-04-30 | 2015-04-30 | 2015-05-28 | WDAT | GIP - Cluster Study | QC_008 | Inactive | Withdrawn | 2018-03-20 | Withdrawn (No Agrmt) | No |  |  | Gas Turbine(50) | 50 | Los Angeles | CA |  | 2018-03-01 | Ganesha - Simpson line 66kV | Ganesha - Simpson line 66kV | Chino 220/66 | Metro East Region |  | Chino 220/66 System | Ganesha 66/12 (D)
WDT1289 | 2015-04-30 | 2015-04-30 | 2015-05-20 | WDAT | GIP - Cluster Study | QC_008 | Inactive | Withdrawn | 2017-07-12 | In Negotiation | No |  |  | Energy Storage(8.75) | 8.75 | Tulare | CA | 2016-11-01 | 2016-12-01 | Wellgen Substation 66 KV bus | Wellgen 66 kV Sub | Vestal 220kV bus | San Joaquin Region |  | Vestal 220/66 System
WDT1289EXP | 2015-12-08 | 2015-12-08 | 2015-12-22 | WDAT | GIP - ISP | ISP | Inactive | Withdrawn | 2017-07-12 | In Negotiation | No |  |  | Energy Storage(1.25) | 1.25 | Kern | CA | 2016-06-01 | 2016-11-01 | Wellgen Sub 66 kV bus | Wellgen Sub 66 kV bus | Vestal Sub 220kV bus | San Joaquin Region |  | Vestal 220/66 System
WDT1290 | 2015-04-30 | 2015-04-30 | 2015-05-29 | WDAT | GIP - Cluster Study | QC_008 | Inactive | Withdrawn | 2016-04-26 | Not Started | No |  |  | Energy Storage(40) | 40 | Orange | CA | 2018-01-01 | 2019-11-01 | Johanna Substation 66kV, 33°42'49.65'N and 117°51'7.66'W | Johanna Substation 66 kV | Johanna 220kV bus | Orange Region |  | Johanna 220/66 System | Johanna 66/12 (D)
WDT1291 |  | 2015-04-30 |  | WDAT | GIP - Cluster Study | QC_008 | Inactive | Withdrawn | 2015-05-19 | Not Started | No |  |  | Energy Storage(20) | 20 | Kern | CA |  |  | Quinn: Rio Bravo Jasmine 12 kV bus |  | Vestal 220kV bus
WDT1293 | 2015-04-30 | 2015-04-30 | 2015-05-28 | WDAT | GIP - Cluster Study | QC_008 | Active - Post IA | In-Service |  | Filed Executed | Yes | 2018-02-07 |  | Energy Storage(50) | 50 | Orange | CA | 2019-02-01 | 2019-12-30 | Barre Substation 66 kV bus AB section | Barre 66kV Bus | Barre 220/66 | Orange Region |  | Barre 220/66 System |  |  |  | 0 | Barre | 1 | Barre | 230 | [7 empty] | 50) | 50 | 50 | 0 | 1 |  |  | 0
WDT1294 | 2015-04-30 | 2015-04-30 | 2015-07-09 | WDAT | GIP - Cluster Study | QC_008 | Inactive | IA Terminated |  | Terminated | Yes | 2018-05-17 | 2022-02-16 | Energy Storage(10) | 10 | Orange | CA | 2018-09-01 | 2020-08-01 | Aquarius 12KV Distribution Line | A tap on the Distribution Provider’s Aquarius 12 kV circuit | Santiago 220kV Bus | Orange Region | Aquarius | Santiago 220/66 System | Estrella 66/12 (D)
WDT1295 | 2015-04-30 | 2015-04-30 | 2015-05-27 | WDAT | GIP - Cluster Study | QC_008 | Active - Post IA | Restudy In Progress |  | Executed - In Effect | Yes | 2018-02-12 |  | Photovoltaic(3) | 3 | Kern | CA | 2016-03-01 | 2017-10-31 | Overall 12 kV out of Cal City 33/12 kV Substation | Overall 12 kV out of Cal City 33/12 kV Substation | 115 kV Bus at Kramer Substation | Rurals Region | Overall | Kramer 220/115 System | Calcity 'B' 33/12 (D) | Kramer | 115
WDT1297 | 2015-04-30 | 2015-04-30 | 2015-05-29 | WDAT | GIP - Cluster Study | QC_008 | Inactive | Withdrawn | 2016-05-24 | Not Started | No |  |  | Photovoltaic(20) | 20 | Los Angeles | CA | 2016-11-01 | 2020-11-01 | Little Rock - Wilsona 66kV | Sparkle 66 kV Substation | Antelope 220/66 | North Coast Region |  | Antelope 220/66 System
WDT1298 | 2015-04-30 | 2015-04-30 | 2015-05-27 | WDAT | GIP - Cluster Study | QC_008 | Active - Post IA | In-Service |  | Executed - In Effect | Yes | 2018-02-12 |  | Photovoltaic(3) | 3 | Kern | CA | 2016-03-01 | 2016-03-15 | A tap on the Distribution Provider's Brittle Bush 12 kV Circuit out of Cal City 33/12 kV Substation | A tap on the Distribution Provider's Brittle Bush 12 kV circuit out of Cal City 33/12 kV Substation | 115 kV Bus at Kramer Substation | Rurals Region | Brittle Bush | Kramer 220/115 System | Calcity 'A' 33/12 (D)
WDT1300 | 2015-04-30 | 2015-04-30 | 2015-05-27 | WDAT | GIP - Cluster Study | QC_008 | Inactive | Withdrawn | 2017-06-06 | Withdrawn (No Agrmt) | No |  |  | Photovoltaic(10) | 10 | Tulare | CA | 2019-02-15 | 2019-03-01 | Vestal - Kern River 3 66 kV Line via the new Growers 66 kV Substation | Vestal - Kern River 3 66 kV Line via the new Growers 66 kV Substation | Vestal 220kV bus | San Joaquin Region |  | Vestal 220/66 System
WDT1303 | 2015-04-30 | 2015-04-30 | 2015-05-22 | WDAT | GIP - Cluster Study | QC_008 | Inactive | Withdrawn | 2016-04-12 | Not Started | No |  |  | Gas Turbine(48)/Energy Storage(32) | 80 | Orange | CA | 2020-09-01 |  | Villa Park - Orange 66 kV line |  | Villa Park 220/66
WDT1304 | 2015-04-30 | 2015-04-30 | 2015-05-29 | WDAT | GIP - Cluster Study | QC_008 | Inactive | Withdrawn | 2017-03-08 | Not Started | No |  |  | Energy Storage(8.8) | 7.9 | Orange | CA | 2020-08-01 |  | Pink 12kV circuit % Orange SS | Pink 12kV | Villa Park 220/66 | Orange Region | Pink | Villa Park 220/66 System | Orange 66/12 (D)
WDT1305 |  | 2015-04-30 |  | WDAT | GIP - Cluster Study | QC_008 | Inactive | Withdrawn | 2015-05-26 | Not Started | No |  |  | Energy Storage(10.5) | 10.5 | Kern | CA | 2021-08-31 |  | GOLDTOWN: CARBON 12 kV Line | Carbon 12kV |  | North Coast Region | Carbon | Windhub 220/66 System | Goldtown 66/12 (D)
WDT1306 | 2015-04-30 | 2015-04-30 | 2015-05-20 | WDAT | GIP - Cluster Study | QC_008 | Inactive | Withdrawn | 2015-06-30 | Not Started | No |  |  | Photovoltaic(3) | 3 | Los Angeles | CA | 2016-11-01 |  | Grubstake 12kV line out of Rosamond 66/12kV Substation |  | Antelope 220/66 | North Coast Region | Alfalfa | Antelope 220/66 System | Redman 66/12 (D)
WDT1307 | 2015-04-30 | 2015-04-30 | 2015-05-27 | WDAT | GIP - Cluster Study | QC_008 | Active - Post IA | In-Service |  | Filed Executed | Yes | 2017-03-30 |  | Photovoltaic(3) | 3 | Los Angeles | CA | 2016-11-01 | 2018-11-01 | Forage 12kV out of Piute 66/12kV Sub | Forage 12kV out of Piute 66/12kV Sub | Antelope 220/66 | North Coast Region | Forage | Antelope 220/66 System | Piute 66/12 (D)
WDT1308 | 2015-04-30 | 2015-04-30 | 2015-05-20 | WDAT | GIP - Cluster Study | QC_008 | Active - Post IA | In-Service |  | Executed - In Effect | Yes | 2017-01-18 |  | Photovoltaic(3) | 3 | Los Angeles | CA | 2016-11-01 | 2017-12-08 | Big Pines 12kV out of Little Rock 66/12kV Substation | Big Pines 12kV out of Little Rock 66/12kV Substation | Antelope 220/66 | North Coast Region | Big Pines | Antelope 220/66 System | Little Rock 66/12 (D)
WDT1309 | 2015-04-30 | 2015-04-30 | 2015-05-20 | WDAT | GIP - Cluster Study | QC_008 | Active - Post IA | In-Service |  | Executed - In Effect | Yes | 2017-01-18 |  | Photovoltaic(3) | 3 | Los Angeles | CA | 2016-11-01 | 2017-12-08 | Stealth 12kV out of Oasis 66/12kV Substation | Stealth 12kV out of Oasis 66/12kV Substation | Antelope 220/66 | North Coast Region | Stealth | Antelope 220/66 System | Oasis 66/12 (D)
WDT1310 |  | 2015-04-30 |  | WDAT | GIP - Cluster Study | QC_008 | Inactive | Withdrawn | 2015-05-20 | Not Started | No |  |  | Energy Storage(15) | 15 | Orange | CA | 2019-04-30 |  | Viejo 12kV Bus | Consejo 12kV | Viejo 220/66 | Orange Region | Consejo | Viejo 220/66 System | Viejo 66/12 (D)
WDT1312 |  | 2015-04-30 |  | WDAT | GIP - Cluster Study | QC_008 | Inactive | Withdrawn | 2015-05-20 | Not Started | No |  |  | Energy Storage(15) | 15 | Orange | CA | 2017-04-30 |  | Johanna 12 kV Bus |  | Johanna 220kV bus | Orange Region |  | Johanna 220/66 System | Johanna 66/12 (D)
WDT1314 |  | 2015-04-30 |  | WDAT | GIP - Cluster Study | QC_008 | Inactive | Withdrawn | 2015-05-20 | Not Started | No |  |  | Energy Storage(15) | 15 | Orange | CA | 2019-04-30 |  | Barre: 12 kV Circuit |  | Barre 220/66
WDT1317 | 2011-03-08 | 2011-03-08 | 2011-05-04 | WDAT | GIP - ISP | ISP | Active - Post IA | In-Service |  | Executed - In Effect | Yes | 2015-10-19 |  | Photovoltaic(1.5) | 1.5 | Kern | CA |  | 2014-07-19 | Lloyd 12kV out of Del Sur 66/12 kV Substation | Lloyd 12kV out of Del Sur 66/12 kV Substation | Antelope 220/66kV | North Coast Region | Lloyd | Antelope 220/66 System | Del Sur 66/12 (D)
WDT1318 | 2011-03-08 | 2011-03-08 | 2011-05-04 | WDAT | GIP - ISP | ISP | Active - Post IA | In-Service |  | Executed - In Effect | Yes | 2015-10-19 |  | Photovoltaic(2) | 2 | Kern | CA |  | 2014-07-19 | Lloyd 12kV Distribution Line out Del Sur 66/12 Substation | Lloyd 12kV Distribution Line out Del Sur 66/12 Substation | Antelope 220/66 | North Coast Region | Lloyd | Antelope 220/66 System | Del Sur 66/12 (D)
WDT1319 | 2011-03-08 | 2011-03-08 | 2011-05-04 | WDAT | GIP - ISP | ISP | Active - Post IA | In-Service |  | Executed - In Effect | Yes | 2015-10-19 |  | Photovoltaic(1.5) | 1.5 | Kern | CA |  | 2014-07-19 | Snowden 12kV Distribution Line out of Del Sur 66/12 Substation. | Snowden 12kV Distribution Line out of Del Sur 66/12 Substation. | Antelope 220/66 | North Coast Region | Snowden | Antelope 220/66 System | Del Sur 66/12 (D)
WDT1320 | 2011-03-08 | 2011-03-08 | 2011-05-04 | WDAT | GIP - ISP | ISP | Active - Post IA | In-Service |  | Executed - In Effect | Yes | 2015-10-19 |  | Photovoltaic(1.5) | 1.5 | Kern | CA | 2013-09-20 | 2014-07-19 | Snowden 12kV Distribution Line out of Del Sur 66/12 Substation. | Snowden 12kV Distribution Line out of Del Sur 66/12 Substation. | Antelope 220/66 | North Coast Region | Snowden | Antelope 220/66 System | Del Sur 66/12 (D)
WDT1322 | 2015-07-06 | 2015-07-06 | 2015-07-28 | WDAT | GIP - Fast Track | Fast Track | Inactive | Withdrawn | 2015-12-14 | Not Started | No |  |  | Photovoltaic(0.368) | 0.368 | Orange | CA | 2015-08-01 | 2015-08-20 | Skypark 12kV | Skypark 12kV | Johanna 220kV bus | Orange Region | Skypark | Johanna 220/66 System | Fairview 66/12 (D)
WDT1323 | 2015-07-07 | 2015-07-07 | 2015-07-21 | WDAT | GIP - Fast Track | Fast Track | Inactive | Withdrawn | 2016-07-11 | Not Started | No |  |  | Photovoltaic(1.131) | 1.131 | Orange | CA | 2016-03-20 | 2016-04-20 | Tetris 12kV | Tetris 12kV | Johanna 220kV bus | Orange Region | Tetris | Johanna 220/66 System | Johanna 66/12 (D)
WDT1324 | 2015-07-07 | 2015-07-07 | 2015-07-21 | WDAT | GIP - Fast Track | Fast Track | Inactive | Withdrawn | 2015-12-14 | Not Started | No |  |  | Photovoltaic(0.286) | 0.286 | Orange | CA | 2016-03-20 | 2016-04-20 | 1501 Quail St, Newport CA 92660, 33.660918,-117.869817 |  |  |  | Wainwright | Santiago 220/66 | MacArthur 66/12
WDT1325 | 2015-07-07 | 2015-07-07 | 2015-07-21 | WDAT | GIP - Fast Track | Fast Track | Inactive | Withdrawn | 2016-07-11 | Not Started | No |  |  | Photovoltaic(1.036) | 1.036 | Orange | CA | 2016-03-20 | 2016-04-20 | Substation # 5085 12kV, 33.713701, -117.835444, 15771 Red Hill Ave, Tustin CA 92780 | Tetris 12kV | Johanna 220kV bus | Orange Region | Tetris | Johanna 220/66 System | Johanna 66/12 (D)
WDT1326 | 2015-08-07 | 2015-08-07 | 2015-09-09 | WDAT | GIP - Fast Track | Fast Track | Inactive | Withdrawn | 2015-10-13 | Withdrawn (No Agrmt) | No |  |  | Photovoltaic(2) | 2 | Riverside | CA | 2016-09-01 | 2016-09-09 | McEnroe 12kV | McEnroe 12kV | Etiwanda 220/66 | Desert Region | McEnroe | Etiwanda 220/66 System | Wimbledon 66/12 (D)
WDT1327 | 2015-08-07 | 2015-08-07 | 2015-08-31 | WDAT | GIP - Fast Track | Fast Track | Inactive | Withdrawn | 2015-10-13 | Withdrawn (No Agrmt) | No |  |  | Photovoltaic(1.584) | 1.584 | San Bernardino | CA | 2016-09-01 | 2016-09-09 | APN: 0292-041-4126940 Palmetto Ave, Redlands, CA 92374, 34°05'14.95', N 117°12'55.70'W | Thompsen 12kV | San Bernardino 220/66 | Desert Region | Thompsen | San Bernardino 220/66 System | Highland 66/12 (D)
WDT1328 | 2015-08-07 | 2015-08-07 | 2015-09-02 | WDAT | GIP - Fast Track | Fast Track | Inactive | Withdrawn | 2015-10-02 | Not Started | No |  |  | Photovoltaic(1.216) | 1.216 | Los Angeles | CA | 2016-09-01 | 2016-09-09 | Studebaker 12kV | Studebaker 12kV | Del Amo 220/66 | Metro West Region | Studebaker | Del Amo 220/66 System | Carmenita 66/12 (D)
WDT1329 | 2015-08-07 | 2015-08-07 | 2015-09-02 | WDAT | GIP - Fast Track | Fast Track | Inactive | Withdrawn | 2015-10-02 | Not Started | No |  |  | Photovoltaic(1.168) | 1.168 | Los Angeles | CA | 2016-09-01 | 2016-09-09 | Orchardale 12kV | Orchardale 12kV | Del Amo 220/66 | Metro West Region | Orchardale | Del Amo 220/66 System | Carmenita 66/12 (D)
WDT1330 | 2015-08-07 | 2015-08-07 | 2015-09-02 | WDAT | GIP - Fast Track | Fast Track | Inactive | Withdrawn | 2015-10-02 | Not Started | No |  |  | Photovoltaic(0.88) | 0.88 | Los Angeles | CA | 2016-09-09 |  | Orchardale 12kV | Orchardale 12kV | Del Amo 220/66 | Metro West Region | Orchardale | Del Amo 220/66 System | Carmenita 66/12 (D)
WDT1331 | 2015-08-07 | 2015-08-07 | 2015-09-02 | WDAT | GIP - Fast Track | Fast Track | Inactive | Withdrawn | 2015-10-02 | Not Started | No |  |  | Photovoltaic(1.312) | 1.312 | Los Angeles | CA | 2015-09-09 |  | Orchardale 12kV | Orchardale 12kV | Del Amo 220/66 | Metro West Region | Orchardale | Del Amo 220/66 System | Carmenita 66/12 (D)
WDT1332 | 2015-08-07 | 2015-08-07 | 2015-09-02 | WDAT | GIP - Fast Track | Fast Track | Inactive | Withdrawn | 2016-03-02 | Not Started | No |  |  | Photovoltaic(1.12) | 1.12 | Los Angeles | CA | 2016-09-09 |  | Refoil 12kV | Refoil 12kV | Del Amo 220/66 | Metro West Region | Refoil | Del Amo 220/66 System | Carmenita 66/12 (D)
WDT1333 | 2015-08-07 | 2015-08-07 | 2015-09-02 | WDAT | GIP - Fast Track | Fast Track | Inactive | Withdrawn | 2015-10-02 | Not Started | No |  |  | Photovoltaic(2) | 2 | Los Angeles | CA | 2016-09-09 |  | Refoil 12kV | Refoil 12kV | Del Amo 220/66 | Metro West Region | Refoil | Del Amo 220/66 System | Carmenita 66/12 (D)
WDT1334 | 2015-08-12 | 2015-08-12 | 2015-08-27 | WDAT | GIP - Fast Track | Fast Track | Inactive | Withdrawn | 2015-11-12 | Not Started | No |  |  | Photovoltaic(0.56) | 0.56 | Los Angeles | CA | 2016-07-01 | 2016-07-01 | Locomotive 12kV | Locomotive 12kV | Walnut 220/66 | Metro East Region | Locomotive | Walnut 220/66 System | Railroad 66/12 (D)
WDT1335 | 2015-08-12 | 2015-08-12 | 2015-08-27 | WDAT | GIP - Fast Track | Fast Track | Inactive | Withdrawn | 2015-11-12 | Not Started | No |  |  | Photovoltaic(0.504) | 0.504 | Los Angeles | CA | 2016-07-01 | 2016-07-01 | Rahn 16kV | Rahn 16kV | Lighthipe 220/66 | Metro West Region | Rahn | Lighthipe 220/66 System | Carson 66/16 (D)
WDT1336 | 2015-08-12 | 2015-08-12 | 2015-08-27 | WDAT | GIP - Fast Track | Fast Track | Inactive | Withdrawn | 2015-11-12 | Not Started | No |  |  | Photovoltaic(0.504) | 0.504 | Los Angeles | CA | 2016-07-01 | 2016-07-01 | Trident 12kV | Trident 12kV | Walnut 220/66 | Metro East Region | Trident | Walnut 220/66 System | Nogales 66/12 (D)
WDT1337 | 2015-08-12 | 2015-08-12 | 2015-08-27 | WDAT | GIP - Fast Track | Fast Track | Inactive | Withdrawn | 2015-11-12 | Not Started | No |  |  | Photovoltaic(0.504) | 0.504 | Los Angeles | CA | 2016-07-01 | 2016-07-01 | Zeno 16kV | Zeno 16kV | Lighthipe 220/66 | Metro West Region | Zeno | Lighthipe 220/66 System | Carson 66/16 (D)
WDT1338 | 2015-08-12 | 2015-08-12 | 2015-08-28 | WDAT | GIP - Fast Track | Fast Track | Inactive | Withdrawn | 2015-11-12 | Not Started | No |  |  | Photovoltaic(1.5) | 1.5 | Los Angeles | CA | 2016-07-01 | 2016-07-01 | Canning 16 kV circuit out of Laguna Bell 66/16 kV. | Canning 16 kV circuit out of Laguna Bell 66/16 kV. | Laguna Bell AB 220/66 kV | Metro West Region | Canning | Laguna Bell AB 220/66 System | Laguna Bell 66/16 (D)
WDT1339 | 2015-08-12 | 2015-08-12 | 2015-08-27 | WDAT | GIP - Fast Track | Fast Track | Inactive | Withdrawn | 2015-11-12 | Not Started | No |  |  | Photovoltaic(1.5) | 1.5 | Los Angeles | CA | 2016-07-01 | 2016-07-01 | Canning 16 kV circuit out of Laguna Bell 66/16 kV | Canning 16 kV circuit out of Laguna Bell 66/16 kV | Laguna Bell AB 220/66 kV | Metro West Region | Canning | Laguna Bell AB 220/66 System | Laguna Bell 66/16 (D)
WDT1340 | 2015-08-12 | 2015-08-12 | 2015-08-27 | WDAT | GIP - Fast Track | Fast Track | Inactive | Withdrawn | 2015-11-12 | Not Started | No |  |  | Photovoltaic(0.896) | 0.896 | Los Angeles | CA | 2016-07-01 | 2016-07-01 | Kernan 16 kV circuit out of Jersey 66/16 kV | Kernan 16 kV circuit out of Jersey 66/16 kV | Lighthipe 220/66 kV | Metro West Region | Zeno | Lighthipe 220/66 System | Carson 66/16 (D)
WDT1341 | 2015-08-12 | 2015-08-12 | 2015-08-27 | WDAT | GIP - Fast Track | Fast Track | Inactive | Withdrawn | 2015-11-12 | Not Started | No |  |  | Photovoltaic(0.504) | 0.504 | Los Angeles | CA | 2016-07-01 | 2016-07-01 | Zeno 16 kV circuit out of Carson 66/16 kV | Zeno 16 kV circuit out of Carson 66/16 kV | Lighthipe 220/66 kV | Metro West Region | Zeno | Lighthipe 220/66 System | Carson 66/16 (D)
WDT1342 | 2015-08-12 | 2015-08-12 | 2015-08-27 | WDAT | GIP - Fast Track | Fast Track | Inactive | Withdrawn | 2015-11-12 | Not Started | No |  |  | Photovoltaic(0.56) | 0.56 | Los Angeles | CA | 2016-07-01 | 2016-07-01 | Storm 12kV | Storm 12kV | Hinson 220/66 | Metro West Region | Storm | Hinson 220/66 System | Neptune 66/12 (D)
WDT1343 | 2015-08-12 | 2015-08-12 | 2015-08-27 | WDAT | GIP - Fast Track | Fast Track | Inactive | Withdrawn | 2015-10-02 | Not Started | No |  |  | Photovoltaic(0.7) | 0.7 | Los Angeles | CA | 2016-07-01 | 2016-07-01 | Storm 12kV | Storm 12kV | Hinson 220/66 | Metro West Region | Storm | Hinson 220/66 System | Neptune 66/12 (D)
WDT1344 | 2015-08-12 | 2015-08-12 | 2015-08-27 | WDAT | GIP - Fast Track | Fast Track | Inactive | Withdrawn | 2015-11-12 | Not Started | No |  |  | Photovoltaic(1.5) | 1.5 | Orange | CA | 2015-07-01 | 2016-07-01 | Raybestos 12kV |  | Barre 220/66 | Orange Region | Raybestos | Barre 220/66 System | Fullerton 66/12 (D)
WDT1345 | 2015-08-12 | 2015-08-12 | 2015-08-27 | WDAT | GIP - Fast Track | Fast Track | Inactive | Withdrawn | 2015-10-02 | Not Started | No |  |  | Photovoltaic(1.5) | 1.5 | Los Angeles | CA | 2016-07-01 | 2016-07-01 | Kinmont 16kV | Kinmont 16kV | Laguna Bell 220kV | Metro West Region | Kinmont | Laguna Bell AB 220/66 System | Laguna Bell 66/16 (D)
WDT1346 | 2015-08-12 | 2015-08-12 | 2015-08-27 | WDAT | GIP - Fast Track | Fast Track | Inactive | Withdrawn | 2015-10-02 | Not Started | No |  |  | Photovoltaic(0.784) | 0.784 | Los Angeles | CA | 2016-07-01 | 2016-07-01 | Kinmont 16kV | Kinmont 16kV | Laguna Bell 220kV | Metro West Region | Kinmont | Laguna Bell AB 220/66 System | Laguna Bell 66/16 (D)
WDT1347 | 2015-08-28 | 2015-08-12 | 2015-08-28 | WDAT | GIP - Fast Track | Fast Track | Inactive | Withdrawn | 2015-11-12 | Not Started | No |  |  | Photovoltaic(0.504) | 0.504 | San Bernardino | CA | 2016-07-01 | 2016-07-01 | Blaze 12kV | Blaze 12kV | Chino 220/66 | Metro East Region | Blaze | Chino 220/66 System | Firehouse 66/12 (D)
WDT1348 | 2015-08-27 | 2015-08-12 | 2015-08-27 | WDAT | GIP - Fast Track | Fast Track | Inactive | Withdrawn | 2015-11-12 | Not Started | No |  |  | Photovoltaic(1.5) | 1.5 | San Bernardino | CA | 2016-07-01 | 2016-07-01 | Earnhardt 12kV | Earnhardt 12kV | Padua 220/66 | Metro East Region | Earnhardt | Padua 220/66 System | Cucamonga 66/12 (D)
WDT1349 | 2015-08-12 | 2015-08-12 | 2015-08-27 | WDAT | GIP - Fast Track | Fast Track | Inactive | Withdrawn | 2015-10-30 | Withdrawn (No Agrmt) | No |  |  | Photovoltaic(1.5) | 1.5 | San Bernardino | CA | 2016-07-01 | 2016-07-01 | Centaur 12kV | Centaur 12kV | San Bernardino 220/66 | Desert Region | Centaur | San Bernardino 220/66 System | San Bernardino 66/12 (D)
WDT1350 | 2015-08-12 | 2015-08-12 | 2015-08-27 | WDAT | GIP - Fast Track | Fast Track | Inactive | Withdrawn | 2015-10-30 | Withdrawn (No Agrmt) | No |  |  | Photovoltaic(1.5) | 1.5 | San Bernardino | CA | 2016-07-01 | 2016-07-01 | Centaur 12kV | Centaur 12kV | San Bernardino 220/66 | Desert Region | Centaur | San Bernardino 220/66 System | San Bernardino 66/12 (D)
WDT1351 | 2015-08-12 | 2015-08-12 | 2015-08-27 | WDAT | GIP - Fast Track | Fast Track | Inactive | Withdrawn | 2015-10-30 | Withdrawn (No Agrmt) | No |  |  | Photovoltaic(0.83) | 0.83 | San Bernardino | CA | 2016-07-01 | 2016-07-01 | Centaur 12kV | Centaur 12kV | San Bernardino 220/66 | Desert Region | Centaur | San Bernardino 220/66 System | San Bernardino 66/12 (D)
WDT1352 | 2015-08-27 | 2015-08-12 | 2015-08-27 | WDAT | GIP - Fast Track | Fast Track | Inactive | Withdrawn | 2015-11-12 | Not Started | No |  |  | Photovoltaic(0.644) | 0.644 |  |  | 2016-07-01 | 2016-07-01 | Borg 12kV | Borg 12kV | Etiwanda 220/66 | Desert Region | Borg | Etiwanda 220/66 System | Wimbledon 66/12 (D)
WDT1353 | 2015-08-27 | 2015-08-12 | 2015-08-27 | WDAT | GIP - Fast Track | Fast Track | Inactive | Withdrawn | 2015-11-12 | Not Started | No |  |  | Photovoltaic(0.98) | 0.98 | San Bernardino | CA | 2015-07-01 | 2016-07-01 | Platoon 12kV | Platoon 12kV | Chino 220/66 | Metro East Region | Platoon | Chino 220/66 System | Firehouse 66/12 (D)
WDT1354 | 2015-08-27 | 2015-08-12 | 2015-08-27 | WDAT | GIP - Fast Track | Fast Track | Inactive | Withdrawn | 2015-11-12 | Not Started | No |  |  | Photovoltaic(0.812) | 0.812 | San Bernardino | CA | 2016-07-01 | 2016-07-01 | Hose 12kV | Hose 12kV | Chino 220/66 | Metro East Region | Hose | Chino 220/66 System | Firehouse 66/12 (D)
WDT1355 | 2015-08-27 | 2015-08-12 | 2015-08-27 | WDAT | GIP - Fast Track | Fast Track | Inactive | Withdrawn | 2015-11-12 | Not Started | No |  |  | Photovoltaic(0.756) | 0.756 | San Bernardino | CA | 2016-07-01 | 2016-07-01 | Speedway 12kV | Speedway 12kV | Etiwanda 220/66 | Desert Region | Speedway | Etiwanda 220/66 System | Declez 66/12 (D)
WDT1356 | 2015-08-27 | 2015-08-12 | 2015-08-27 | WDAT | GIP - Fast Track | Fast Track | Inactive | Withdrawn | 2015-11-12 | Not Started | No |  |  | Photovoltaic(1.5) | 1.5 | San Bernardino | CA | 2016-07-01 | 2016-07-01 | Frisbie 12kV | Frisbie 12kV | Etiwanda 220/66 | Desert Region | Frisbie | Etiwanda 220/66 System | Alder 66/12 (D)
WDT1357 | 2015-08-12 | 2015-08-12 | 2015-08-27 | WDAT | GIP - Fast Track | Fast Track | Inactive | Withdrawn | 2015-10-30 | Withdrawn (No Agrmt) | No |  |  | Photovoltaic(1.5) | 1.5 | San Bernardino | CA | 2016-07-01 | 2016-07-01 | Unicorn 12kV | Unicorn 12kV | San Bernardino 220/66 | Desert Region | Unicorn | San Bernardino 220/66 System | San Bernardino 66/12 (D)
WDT1358 | 2015-08-27 | 2015-08-12 | 2015-08-27 | WDAT | GIP - Fast Track | Fast Track | Inactive | Withdrawn | 2015-11-12 | Not Started | No |  |  | Photovoltaic(1.25) | 1.25 | San Bernardino | CA | 2016-07-01 | 2016-07-01 | Borg 12kV | Borg 12kV | Etiwanda 220/66 | Desert Region | Borg | Etiwanda 220/66 System | Wimbledon 66/12 (D)
WDT1359 | 2015-08-12 | 2015-08-13 | 2015-08-27 | WDAT | GIP - Fast Track | Fast Track | Inactive | Withdrawn | 2015-11-12 | Withdrawn (No Agrmt) | No |  |  | Photovoltaic(1.5) | 1.5 | San Bernardino | CA | 2016-07-01 | 2016-07-01 | Dorsey 12kV | Dorsey 12kV | Etiwanda 220/66 | Desert Region | Dorsey | Etiwanda 220/66 System | Alder 66/12 (D)
WDT1360 | 2015-08-12 | 2015-08-13 | 2015-08-27 | WDAT | GIP - Fast Track | Fast Track | Inactive | Withdrawn | 2015-11-12 | Withdrawn (No Agrmt) | No |  |  | Photovoltaic(1.5) | 1.5 | San Bernardino | CA | 2016-07-01 | 2016-07-01 | Dorsey 12kV | Dorsey 12kV | Etiwanda 220/66 | Desert Region | Dorsey | Etiwanda 220/66 System | Alder 66/12 (D)
WDT1361 | 2015-08-17 | 2015-08-17 | 2015-09-24 | WDAT | GIP - Fast Track | Fast Track | Inactive | Withdrawn | 2016-02-12 | Not Started | No |  |  | Photovoltaic(3) | 3 | Ventura | CA | 2016-09-01 |  | Buckhorn 16kV out of Fillmore, 34.400424 N, 118.902677 W | Buckhorn 16kV | Saugus 220kV Bus | North Coast Region | Buckhorn | Saugus 220/66 System | Fillmore 66/16 (D)
WDT1362 | 2016-01-05 | 2015-11-04 | 2016-01-07 | WDAT | GIP - ISP | ISP | Inactive | Withdrawn | 2016-07-05 | Not Started | No |  |  | Energy Storage(20.01) | 20 | Orange | CA | 2019-09-30 | 2019-10-31 | Circuit: Fairway Sub: Villa Park 66kV, 33.814034°, -117.834317° |  |  | Orange Region | Fairway | Villa Park 220/66 System | Villa Park 66/12 (D)
WDT1363 | 2015-11-30 | 2015-11-30 | 2016-01-04 | WDAT | GIP - Fast Track | ISP | Inactive | Withdrawn | 2019-03-20 | In Negotiation | No | 2016-08-24 |  | Photovoltaic(1.92) | 1.92 | Riverside | CA | 2016-11-30 | 2016-12-12 | Palmview 33kV out of Garnet 115/33 kV Substation | Palmview 33 kV | Devers 220 kV | Desert Region | Palmview | Devers 220/115 System | Garnet 115/33 (D)
WDT1364 | 2016-01-29 | 2015-12-09 | 2016-01-29 | WDAT | GIP - Fast Track | Fast Track | Inactive | IA Terminated | 2024-02-05 | Executed - In Effect | Yes | 2016-08-15 | 2024-02-05 | Photovoltaic(0.5) | 0.5 | Los Angeles | CA | 2016-08-30 | 2017-04-01 | Bledsoe 12kV | A tap on the Distribution Provider's Bledsoe 12kV distribution line out of Neenach 66/12kV Substation | 66kV Bus at Neenach Substation | North Coast Region | Bledsoe | Antelope 220/66 System | Neenach 66/12 (D)
WDT1365 | 2015-12-28 | 2015-12-28 | 2016-01-15 | WDAT | GIP - ISP | ISP | Inactive | Withdrawn | 2016-01-22 | Not Started | No |  |  | Energy Storage(5) | 5 | Orange | CA | 2018-04-01 |  | Green River Distribution feeder 12kV
WDT1366 | 2015-12-28 | 2015-12-28 | 2016-01-14 | WDAT | GIP - ISP | ISP | Inactive | Withdrawn | 2016-06-08 | Not Started | No |  |  | Energy Storage(2.5) | 2.5 | Tulare | CA | 2018-04-01 |  | Distribution Feeder Lowry, 12kV | Lowry 12 kV | Rector 220/66 | San Joaquin Region | Lowry | Rector 220/66 System | Oak Grove 66/12 (D)
WDT1367 | 2015-04-09 | 2015-04-09 | 2015-05-14 | WDAT | GIP - Fast Track | Fast Track | Inactive | Withdrawn | 2015-11-17 | Withdrawn (No Agrmt) | No |  |  | Photovoltaic(1) | 1 | Tulare | CA | 2016-09-30 | 2016-09-30 | Linnel 12kV Dist Line out of Rector 66/12kV Sub | Linnel 12kV Dist Line out of Rector 66/12kV Sub | Rector 220kV Substation
WDT1368 | 2015-04-09 | 2015-04-09 | 2015-05-14 | WDAT | GIP - Fast Track | Fast Track | Inactive | Withdrawn | 2015-11-17 | Withdrawn (No Agrmt) | No |  |  | Photovoltaic(1) | 1 | Tulare | CA | 2016-09-30 | 2016-09-30 | St. Johns 12kV Dist Line out of Venice Hill 66/12kV Sub | St. Johns 12kV Dist Line out of Venice Hill 66/12kV Sub | Rector 220kV Substation
WDT1369 | 2015-04-20 | 2015-04-20 | 2015-06-05 | WDAT | GIP - Fast Track | Fast Track | Inactive | Withdrawn | 2016-05-11 | In Negotiation | No |  |  | Photovoltaic(1) | 1 | San Bernardino | CA | 2016-09-30 | 2017-01-31 | Freightliner 12kV out of Roadway 115/12kV substation | Freightliner 12kV out of Roadway 115/12kV Substation | Roadway 115/12 kV
WDT1370 | 2015-04-20 | 2015-04-20 | 2015-06-05 | WDAT | GIP - ISP | ISP | Inactive | Withdrawn | 2016-05-13 | In Negotiation | No |  |  | Photovoltaic(1.32) | 1 | Tulare | CA | 2016-09-30 | 2016-09-30 | Tap on Higby 12kV circuit |  |  | San Joaquin Region | Higby | Rector 220/66 System | Liberty 66/12 (D)
WDT1371 | 2016-03-17 | 2016-01-22 | 2016-03-17 | WDAT | GIP - ISP | ISP | Active - Post IA | Construction |  | Executed - Pending Approval | Yes | 2020-08-10 |  | Wind Turbine(24) | 23.52 | Kern | CA | 2016-07-01 | 2022-11-01 | The Distribution Provider’s 66/kV bus at the SCE Cal Cement substation. | The Distribution Provider’s 66/kV bus at the SCE Cal Cement substation. | Windhub 220kV bus | North Coast Region |  | Windhub 220/66 System | Cal Cement 66/4.16 (C) | Windhub | 230 | 1 |  | 0 | Windhub | 230 |  |  |  |  | 24) | 24 | [5 empty] | 0 |  |  | 0
WDT1372 | 2016-01-27 | 2016-01-27 | 2016-02-12 | WDAT | GIP - ISP | ISP | Inactive | Withdrawn | 2016-12-08 | Not Started | No |  |  | Energy Storage(2) | 2 | Orange | CA | 2017-10-31 | 2018-06-30 | Beijing 12 kV line | Beijing 12 kV line | Santiago 220kV Bus section A | Orange Region | Beijing | Santiago 220/66 System | Las Lomas 66/12 (D)
WDT1373 | 2016-02-04 | 2016-02-04 | 2016-03-14 | WDAT | GIP - Fast Track | Fast Track | Inactive | Withdrawn | 2016-04-29 | Not Started | No |  |  | Photovoltaic(3) | 3 | San Bernardino | CA | 2016-10-21 | 2016-10-28 | Lockhart 33kV out of Kramer 115/33 kV | Lockhart 12 kV |  | Rurals Region | Lockhart | Kramer 220/115 System | Kramer 115/33 (D)
WDT1374 | 2015-04-24 | 2015-04-24 | 2015-05-18 | WDAT | GIP - Fast Track | Fast Track | Inactive | Withdrawn | 2016-05-11 | In Negotiation | No |  |  | Photovoltaic(0.66) | 0.66 | Riverside | CA | 2016-09-30 | 2016-09-30 | Newcomb substation (8219) Voltage Level: 12kV, 33.758430, -117.229180
WDT1376 |  | 2016-02-17 |  | WDAT | GIP - Fast Track | Fast Track | Inactive | Transferred to Rule 21 |  | Not Started | No |  |  | Photovoltaic(2) | 2 | San Bernardino | CA | 2016-11-15 | 2016-11-15 | BOLOR 12kV | Bolor 12 kV | Etiwanda 230kV | Desert Region | Bolor | Etiwanda 220/66 System | Alder 66/12 (D)
WDT1377 |  | 2016-02-17 |  | WDAT | GIP - Fast Track | Fast Track | Inactive | Transferred to Rule 21 |  | Not Started | No |  |  | Photovoltaic(0.5) | 0.5 | San Bernardino | CA | 2016-11-15 | 2016-11-15 | BOLOR 12kV | Bolor 12 kV | Etiwanda 230kV | Desert Region | Bolor | Etiwanda 220/66 System | Alder 66/12 (D)
WDT1379 | 2015-05-13 | 2015-05-13 | 2015-06-17 | WDAT | GIP - ISP | ISP | Inactive | Withdrawn | 2016-08-22 | In Negotiation | No |  |  | Photovoltaic(2.5) | 2.5 | San Bernardino |  | 2016-09-30 |  | Caterpillar 12kV
WDT1380 | 2016-05-02 | 2016-04-01 | 2016-04-14 | WDAT | GIP - Cluster Study | QC_009 | Active - Post IA | Construction |  | Executed - In Effect | Yes | 2018-07-16 |  | Photovoltaic(22.05) | 20 | Kern | CA | 2019-01-31 | 2023-12-20 | Rosamond Substation at the 66 kV bus | Rosamond Substation at the 66 kV bus | Antelope 66kV | North Coast Region |  | Antelope 220/66 System | Rosamond 66/12 (D) | Antelope | 230 | 1 |  | 0 | Antelope | 230 | 22.05) | 22.05 | 22.05 | 2.05 | [7 empty] | 0 |  |  | 1
WDT1381 |  | 2016-04-07 |  | WDAT | GIP - ISP | ISP | Inactive | Withdrawn | 2016-05-06 | Not Started | No |  |  | Energy Storage(100)/Photovoltaic(30) | 100 | Orange | CA | 2019-08-01 | 2019-08-15 | LAT: 33.732700, LONG: -118.044724, Apollo 66kV, APN: 095-030-15
WDT1382 | 2016-04-20 | 2016-04-20 | 2016-05-13 | WDAT | GIP - ISP | ISP | Inactive | IA Terminated |  | Terminated | Yes | 2017-05-19 | 2018-07-09 | Energy Storage(2.6) | 2.6 | Orange | CA | 2017-04-01 | 2018-03-01 | Horoscope 12kV distribution line out of the Estrella 66/12 kV Substation | Horoscope 12kV distribution line out of the Estrella 66/12 kV Substation | Santiago Substation at the 220 kV bus | Orange Region | Horoscope | Santiago 220/66 System | Estrella 66/12 (D)
WDT1383 | 2016-05-02 | 2016-04-28 | 2016-05-18 | WDAT | GIP - Cluster Study | QC_009 | Inactive | Withdrawn | 2018-03-19 | Not Started | No |  |  | Photovoltaic(40) | 40 | Kern | CA | 2019-10-31 | 2019-10-31 | Holgate Substation 115 kV bus |  |  | Rurals Region |  | Kramer 220/115 System | Holgate 115/33 (D)
WDT1384 | 2016-05-02 | 2016-04-29 | 2016-05-24 | WDAT | GIP - Cluster Study | QC_009 | Active - Post IA | Construction |  | Executed - In Effect | Yes | 2018-12-07 |  | Photovoltaic(54)/Energy Storage(54) | 50 | Tulare | CA | 2019-10-31 | 2021-03-01 | Poplar-Terra Bella 66kV line | Poplar-Terra Bella 66kV line; Charging Distribution Service - The ISO Grid at the Distribution Provider’s Vestal Substation 220kV bus. | Vestal Substation 220kV bus; Charging Distribution Service - The point where the tap line interconnects with the Distribution Provider’s Poplar – Terra Bella 66kV line. | [6 empty] | 0 | Vestal | 1 | Vestal | 230 | 54)/Energy Storage(54) | 54 | 54 | 4 |  |  |  | 54) | 54 | 54 | 4 | 0 |  |  | 1
WDT1385 |  | 2016-04-29 |  | WDAT | GIP - Cluster Study | QC_009 | Inactive | Withdrawn | 2016-05-17 | Not Started | No |  |  | Energy Storage(5) | 5 | Orange | CA | 2017-09-01 | 2017-10-01 | Horoscope 12kV |  |  | Orange Region | Horoscope | Santiago 220/66 System | Estrella 66/12 (D)
WDT1386 | 2016-05-02 | 2016-04-29 | 2016-05-26 | WDAT | GIP - Cluster Study | QC_009 | Inactive | Withdrawn | 2016-10-18 | Not Started | No |  |  | Energy Storage(2.5) | 2.5 | Orange | CA | 2017-09-01 | 2017-10-01 | Scarlet 12 kV line out of the Orange 66/12 kV Substation | Scarlet 12 kV line out of the Orange 66/12 kV Substation | Villa Park 220/66 kV Substation at the 220 kV bus | Orange Region | Scarlet | Villa Park 220/66 System | Orange 66/12 (D)
WDT1387 |  | 2016-04-29 |  | WDAT | GIP - ISP | ISP | Inactive | Withdrawn | 2016-05-24 | Not Started | No |  |  | Energy Storage(2.5) | 2.5 | Orange | CA | 2017-04-01 | 2017-05-01 | Scarlet 12kV |  |  | Orange Region | Scarlet | Villa Park 220/66 System | Orange 66/12 (D)
WDT1388 | 2016-05-02 | 2016-05-02 | 2016-05-24 | WDAT | GIP - Cluster Study | QC_009 | Inactive | Withdrawn | 2017-02-08 | Not Started | No |  |  | Energy Storage(10) | 10 | Orange | CA | 2019-10-01 | 2019-10-10 | Distribution Provider’s Johanna 220/66 kV Substation 12 kV circuit | Distribution Provider’s Johanna 220/66 kV Substation 12 kV circuit | Johanna 220 kV bus | Orange Region | Faro | Johanna 220/66 System | Johanna 66/12 (D)
WDT1389 | 2016-05-02 | 2016-05-02 | 2016-05-27 | WDAT | GIP - Cluster Study | QC_009 | Inactive | Withdrawn | 2017-04-19 | Not Started | No |  |  | Energy Storage(22) | 20 | Ventura | CA | 2019-02-28 | 2019-03-31 | Distribution Provider’s existing Moorpark 220/66 kV Substation at the 66 kV bus
WDT1390 | 2016-05-02 | 2016-05-02 | 2016-05-27 | WDAT | GIP - Cluster Study | QC_009 | Inactive | Withdrawn | 2017-04-19 | Not Started | No |  |  | Energy Storage(20.412) | 20 | Orange | CA | 2019-09-15 | 2019-08-30 | Chestnut Substation 66 kV switchrack | Chestnut Substation 66 kV switchrack | Johanna Substation 220 kV switchrack
WDT1391 | 2016-05-02 | 2016-05-02 | 2016-06-01 | WDAT | GIP - Cluster Study | QC_009 | Inactive | Withdrawn | 2018-03-27 | In Draft | No |  |  | Gas Turbine(99)/Energy Storage(50) | 0 | Orange | CA | 2019-09-15 | 2019-10-15 | the Barre 66kV C bus section | the Barre 66kV C bus section | Barre 220kV bus
WDT1392 | 2016-05-02 | 2016-05-02 | 2016-05-13 | WDAT | GIP - Cluster Study | QC_009 | Active - Post IA | In-Service |  | Executed - In Effect | Yes | 2018-10-18 |  | Energy Storage(10) | 10 | Orange | CA | 2018-12-01 | 2020-12-01 | The Distribution Provider’s 3-way switch on the Distribution Provider’s Monopoly12kV distribution line out of Johanna 66/12kv Substation | The Distribution Provider’s 3-way switch on the Distribution Provider’s Monopoly12kV distribution line out of Johanna 66/12kv Substation | Distribution Provider’s 220kV Bus at Johanna Substation. | Orange Region | Monopoly | Johanna 220/66 System | Johanna 66/12 (D) |  |  | 0 | Johanna | 1 | Johanna | 230 | [7 empty] | 10) | 10 | 10 | 0 | 1 |  |  | 1
WDT1393 | 2016-05-02 | 2016-05-02 | 2016-05-13 | WDAT | GIP - Cluster Study | QC_009 | Active - Post IA | In-Service |  | Executed - In Effect | Yes | 2018-10-18 |  | Energy Storage(10) | 10 | Orange | CA | 2018-12-01 | 2019-11-15 | The Distribution Provider’s 3-way switch on the Distribution Provider’s Cribbage 12kV distribution line out of Johanna 66/12kv Substation | The Distribution Provider’s 3-way switch on the Distribution Provider’s Cribbage 12kV distribution line out of Johanna 66/12kv Substation | Distribution Provider’s 220kV Bus at Johanna Substation. | Orange Region | Cribbage | Johanna 220/66 System | Johanna 66/12 (D) |  |  | 0 | Johanna | 1 | Johanna | 230 | [7 empty] | 10) | 10 | 10 | 0 | 1 |  |  | 1
WDT1394 |  | 2016-05-02 |  | WDAT | GIP - Cluster Study | QC_009 | Inactive | Withdrawn | 2016-06-06 | Not Started | No |  |  | Photovoltaic(45) | 0 | San Bernardino | CA | 2019-01-01 |  | Gobar 33kV line |  |  | Rurals Region | Gobar | Victor 220/115 System | Cottonwood 115/33 (D)
WDT1395 | 2016-05-02 | 2016-05-02 | 2016-05-25 | WDAT | GIP - Cluster Study | QC_009 | Inactive | IA Terminated |  | Executed - In Effect | Yes | 2018-10-24 | 2019-11-17 | Photovoltaic(31.161) | 30 | Los Angeles | CA | 2019-11-01 | 2021-05-01 | The Distribution Provider’s Wilsona 66/12 kV Substation at the 66 kV bus | The Distribution Provider’s Wilsona 66/12 kV Substation at the 66 kV bus | The ISO Grid at Distribution Provider’s 66 kV bus at Antelope Substation
WDT1396 | 2016-05-02 | 2016-05-02 | 2016-05-31 | WDAT | GIP - Cluster Study | QC_009 | Active - Post IA | In-Service |  | Filed Executed | Yes | 2018-03-14 |  | Energy Storage(156.75) | 120 | Orange | CA | 2019-05-01 | 2020-06-14 | Johanna - Camden 66kV line | Johanna - Camden 66kV line | Johanna Substation 220kV bus | Orange Region |  | Johanna 220/66 System |  |  |  | 0 | Johanna | 1 | Johanna | 230 | [7 empty] | 156.75) | 156.75 | 156.75 | 36.75 | 1 |  |  | 0
WDT1397 | 2016-05-02 | 2016-05-02 | 2016-05-31 | WDAT | GIP - Cluster Study | QC_009 | Active - Post IA | In-Service |  | Amendment - Executed | Yes | 2018-10-18 |  | Energy Storage(8.25) | 6 | Orange | CA | 2019-09-01 | 2021-08-30 | At the Distribution Provider’s 4-way switch on the Distribution Provider’s Solitaire 12 kV distribution line out of Johanna 66/12 kV Substation. | At the Distribution Provider’s 4-way switch on the Distribution Provider’s Solitaire 12 kV distribution line out of Johanna 66/12 kV Substation. | Distribution Provider’s 220kV Bus at Johanna Substation. | Orange Region | Solitaire | Johanna 220/66 System | Johanna 66/12 (D) |  |  | 0 | Johanna | 1 | Johanna | 230 | [7 empty] | 8.25) | 8.25 | 8.25 | 2.25 | 1 |  |  | 0
WDT1398 | 2016-05-02 | 2016-05-02 | 2016-05-31 | WDAT | GIP - Cluster Study | QC_009 | Active - Post IA | In-Service |  | Amendment - Executed | Yes | 2018-10-18 |  | Energy Storage(11) | 9 | Orange | CA | 2019-09-01 | 2021-08-27 | At the Distribution Provider’s 4-way switch on the Distribution Provider’s Yahtzee 12 kV distribution line out of Johanna 66/12 kV Substation. | At the Distribution Provider’s 4-way switch on the Distribution Provider’s Yahtzee 12 kV distribution line out of Johanna 66/12 kV Substation. | Distribution Provider’s 220kV Bus at Johanna Substation. | Orange Region | Yahtzee | Johanna 220/66 System | Johanna 66/12 (D) |  |  | 0 | Johanna | 1 | Johanna | 230 | [7 empty] | 11) | 11 | 11 | 2 | 1 |  |  | 0
WDT1399 | 2016-06-14 | 2016-06-14 | 2016-07-11 | WDAT | GIP - Fast Track | ISP | Active - Post IA | In-Service (Conditional PTO) |  | Executed - In Effect | Yes | 2019-03-06 |  | Photovoltaic(3) | 3 | San Bernardino | CA | 2018-01-01 | 2019-10-30 | Kenworth 12 kV distribution line out of Roadway 115/12 kV Substation | 3-way pad-mounted gas switch on the Distribution Provider’s Kenworth 12 kV distribution line out of Roadway 115/12 kV Substation. | 115 kV Bus at Roadway Substation | Rurals Region | Kenworth | Victor 220/115 System | Roadway 115/12 (D)
WDT1400 | 2016-05-02 | 2016-05-02 | 2016-05-24 | WDAT | GIP - Cluster Study | QC_009 | Inactive | Withdrawn | 2016-06-30 | Not Started | No |  |  | Photovoltaic(4.95) | 4.95 | Kern | CA | 2017-05-16 |  | Breeze 12kV |  |  | North Coast Region |  | Windhub 220/66 System | Breeze 66/12 (C)
WDT1401 | 2016-05-02 | 2016-05-02 | 2016-05-27 | WDAT | GIP - Cluster Study | QC_009 | Inactive | Withdrawn | 2019-02-15 | In Draft | No |  |  | Photovoltaic(100)/Energy Storage(100) | 0 | Orange | CA | 2019-09-15 | 2019-09-15 | La Bolsa 66kV | Bolsa 66kV bus | Barre 220kV bus
WDT1402 | 2016-05-02 | 2016-05-02 | 2016-05-31 | WDAT | GIP - Cluster Study | QC_009 | Inactive | Withdrawn | 2017-04-18 | Not Started | No |  |  | Geothermal Turbine(46) | 38.61 | Mono | CA | 2019-12-15 | 2020-01-01 | Casa Diablo-Rush Creek 115 kV Transmission Line via a tap, using an approximate 3.5 mile line extension that originates about 1.6 miles from the Distribution Provider’s Casa Diablo 115/33kV Substation | Casa Diablo-Rush Creek 115 kV Transmission Line via a tap, using an approximate 3.5 mile line extension that originates about 1.6 miles from the Distribution Provider’s Casa Diablo 115/33kV Substation | SCE's Control Substation 115 kV bus
WDT1403 | 2016-05-02 | 2016-05-02 | 2016-05-31 | WDAT | GIP - Cluster Study | QC_009 | Inactive | Withdrawn | 2016-07-18 | Not Started | No |  |  | Energy Storage(10.8) | 10 | Los Angeles | CA | 2019-12-01 | 2019-12-01 | Low-side breaker position on the Distribution Provider’s Tammy 16 kV circuit at the Distribution Provider’s Bandini 66/16 kV Substation | Low-side breaker position on the Distribution Provider’s Tammy 16 kV circuit at the Distribution Provider’s Bandini 66/16 kV Substation | Laguna Bell 220kV bus | Metro West Region | Tammy | Laguna Bell AB 220/66 System | Bandini 66/16 (D)
WDT1404 |  | 2016-06-17 |  | WDAT | GIP - Fast Track | Fast Track | Inactive | Withdrawn | 2016-07-14 | Not Started | No |  |  | Energy Storage(3) | 3 | Ventura | CA | 2016-12-27 | 2016-12-27 | Oxgen 66 kV, Atlantic Power E.F. Oxnard Energy Facility (APN 201-0-230-100) |  |  | North Coast Region |  | Santa Clara 220/66 System | Oxgen 66/12 (X)
WDT1406 | 2016-06-17 | 2016-06-17 | 2016-07-18 | WDAT | GIP - Fast Track | ISP | Active - Post IA | In-Service |  | Executed - In Effect | Yes | 2016-11-11 |  | Energy Storage(2) | 2 | Orange | CA | 2016-12-19 | 2016-12-19 | At a new RCSG on the Distribution Provider's Aries 12 kV distribution line out of Estrella 66/12 kV Substation | At a new RCSG on the Distribution Provider's Aries 12 kV distribution line out of Estrella 66/12 kV Substation | Santiago Substation 220 kV bus | Orange Region | Aries | Santiago 220/66 System | Estrella 66/12 (D)
WDT1407 | 2015-09-01 | 2015-09-01 | 2015-09-23 | WDAT | GIP - ISP | ISP | Inactive | IA Terminated |  | Filed Executed | Yes | 2016-12-14 | 2019-12-30 | Photovoltaic(3) | 3 | Kern | CA | 2016-12-01 | 2017-07-07 | Goldtown 66/12kV Substation connected to the Boxcar 12 kV circuit | Goldtown 66/12kV Substation connected to the Boxcar 12 kV circuit | 220kV Bus at Windhub Substation | North Coast Region | Boxcar | Windhub 220/66 System | Goldtown 66/12 (D)
WDT1408 | 2016-07-11 | 2016-07-11 | 2016-07-19 | WDAT | GIP - ISP | ISP | Inactive | Withdrawn | 2016-08-26 | Not Started | No |  | 2016-08-26 | Energy Storage(10) | 10 | Los Angeles | CA | 2016-10-31 | 2016-11-30 | Miguel 12kV line out of Alon 66/12 kV Substation | Miguel 12kV line out of Alon 66/12 kV Substation | Lighthipe 220 kV bus | Metro West Region | Miguel | Lighthipe 220/66 System | Alon 66/12 (D)
WDT1409 | 2016-07-11 | 2016-07-11 | 2016-07-19 | WDAT | GIP - ISP | ISP | Inactive | Withdrawn | 2016-08-04 | Not Started | No |  |  | Energy Storage(10) | 10 | Los Angeles | CA | 2016-10-31 | 2016-11-30 | Shelldom 12kV line out of Alon 66/12 kV Substation | Shelldom 12kV line out of Alon 66/12 kV Substation | Lighthipe 220 kV bus | Metro West Region | Shelldom | Lighthipe 220/66 System | Alon 66/12 (D)
WDT1410 | 2016-07-11 | 2016-07-11 | 2016-07-19 | WDAT | GIP - ISP | ISP | Inactive | Withdrawn | 2016-08-04 | Not Started | No |  |  | Energy Storage(10) | 10 | Los Angeles | CA | 2016-10-31 | 2016-11-30 | Corak 12 kV line out of Bassett 66/12 kV Substation | Corak 12 kV line out of Bassett 66/12 kV Substation | Walnut 220 kV bus
WDT1411 | 2016-07-11 | 2016-07-11 | 2016-07-19 | WDAT | GIP - ISP | ISP | Inactive | Withdrawn | 2016-08-04 | Not Started | No |  |  | Energy Storage(10) | 10 | Los Angeles | CA | 2016-10-31 | 2016-11-30 | Rivergrade 12 kV line out of Bassett 66/12 kV Substation | Rivergrade 12 kV line out of Bassett 66/12 kV Substation | Walnut 220 kV bus
WDT1412 | 2016-07-11 | 2016-07-11 | 2016-07-19 | WDAT | GIP - ISP | ISP | Inactive | Withdrawn | 2016-08-31 | Not Started | No |  | 2016-08-31 | Energy Storage(10) | 10 | Los Angeles | CA | 2016-10-31 | 2016-11-30 | Tatoo 12 kV line out of Center 66/12 kV Substation | Tatoo 12 kV line out of Center 66/12 kV Substation | Center 220 kV bus | Metro West Region | Tattoo | Center 220/66 System | Center 66/12 (D)
WDT1413 | 2016-07-11 | 2016-07-11 | 2016-07-19 | WDAT | GIP - ISP | ISP | Inactive | Withdrawn | 2016-08-31 | Not Started | No |  | 2016-08-31 | Energy Storage(10) | 10 | Los Angeles | CA | 2016-10-31 | 2016-11-30 | Rifle 12 kV line out of Center 66/12 kV Substation | Rifle 12 kV line out of Center 66/12 kV Substation | Center 220 kV bus | Metro West Region | Rifle | Center 220/66 System | Center 66/12 (D)
WDT1414 | 2016-07-11 | 2016-07-11 | 2016-07-19 | WDAT | GIDAP - ISP | ISP | Inactive | Withdrawn | 2016-08-04 | Not Started | No |  |  | Energy Storage(10) | 10 | Orange | CA | 2016-10-31 | 2016-11-30 | Lynx 12 kV line out of Lampson 66/12 kV Substation | Lync 12 kV line out of Lampson 66/12 kV Substation | Barre 220 kV bus
WDT1415 | 2016-07-11 | 2016-07-11 | 2016-07-19 | WDAT | GIP - ISP | ISP | Inactive | Withdrawn | 2016-08-04 | Not Started | No |  |  | Energy Storage(10) | 10 | Los Angeles | CA | 2016-10-31 | 2016-11-30 | Herring 12 kV line out of Merced 66/12 kV Substation | Herring 12 kV line out of Merced 66/12 kV Substation | Walnut 220 kV bus
WDT1416 | 2016-07-11 | 2016-07-11 | 2016-07-19 | WDAT | GIP - ISP | ISP | Inactive | Withdrawn | 2016-08-04 | Not Started | No |  |  | Energy Storage(10) | 10 | Los Angeles | CA | 2016-10-31 | 2016-11-30 | Tommy 12kV out of Merced 66/12 kV Substation | Tommy 12kV out of Merced 66/12 kV Substation | Walnut 220 kV bus
WDT1417 | 2016-07-11 | 2016-07-11 | 2016-07-19 | WDAT | GIP - ISP | ISP | Inactive | Withdrawn | 2016-08-04 | Not Started | No |  |  | Energy Storage(10) | 10 | San Bernardino | CA | 2016-10-31 | 2016-11-30 | Clutch 12 kV line out of Narod 66/12 kV Substation | Clutch 12 kV line out of Narod 66/12 kV Substation | Chino 220 kV bus
WDT1418 | 2016-07-11 | 2016-07-11 | 2016-07-19 | WDAT | GIP - ISP | ISP | Inactive | Withdrawn | 2016-08-04 | Not Started | No |  |  | Energy Storage(10) | 10 | San Bernardino | CA | 2016-10-31 | 2016-11-30 | Weeks 12 kV line out of Narod 66/12 kV Substation | Weeks 12 kV line out of Narod 66/12 kV Substation | Chino 220 kV bus
WDT1419 |  | 2016-07-11 | 2016-07-19 | WDAT | GIP - ISP | ISP | Inactive | Withdrawn | 2016-07-27 | Not Started | No |  |  | Energy Storage(10) | 10 | Los Angeles | CA | 2016-10-31 | 2016-10-31 | Valiant 12 kV line out of Nogales 66/12 kV Substation | Valiant 12 kV line out of Nogales 66/12 kV Substation | Walnut 220 kV bus
WDT1420 | 2016-07-11 | 2016-07-11 | 2016-07-19 | WDAT | GIP - ISP | ISP | Inactive | Withdrawn | 2016-08-04 | Not Started | No |  |  | Energy Storage(10) | 10 | Los Angeles | CA | 2016-10-31 | 2016-11-30 | Chris 12 kV line out of Watson 66/12 kV Substation | Chris 12 kV line out of Watson 66/12 kV Substation | Hinson 220 kV bus | Metro West Region | Chris | Hinson 220/66 System | Watson 66/12 (D)
WDT1421 | 2016-07-11 | 2016-07-11 | 2016-07-19 | WDAT | GIP - ISP | ISP | Inactive | Withdrawn | 2016-08-31 | Not Started | No |  | 2016-08-31 | Energy Storage(10) | 10 | Los Angeles | CA | 2016-10-31 | 2016-11-30 | Zebra 16 kV line out of El Nido 66/16 kV Substation | Zebra 16 kV line out of El Nido 66/16 kV Substation | El Nido 220 kV bus | Metro West Region | Zebra | El Nido 220/66 System | El Nido 66/16 (D)
WDT1422 | 2016-07-11 | 2016-07-11 | 2016-07-19 | WDAT | GIP - ISP | ISP | Inactive | Withdrawn | 2016-08-31 | Not Started | No |  | 2016-08-31 | Energy Storage(10) | 10 | Los Angeles | CA | 2016-10-31 | 2016-11-30 | Whale 16 kV line out of El Nido 66/16 kV Substation | Whale 16 kV line out of El Nido 66/16 kV Substation | El Nido 220 kV bus | Metro West Region | Grizzley | El Nido 220/66 System | El Nido 66/16 (D)
WDT1423 | 2016-07-11 | 2016-07-11 | 2016-07-19 | WDAT | GIP - ISP | ISP | Inactive | Withdrawn | 2016-08-04 | Not Started | No |  |  | Energy Storage(10) | 10 | Los Angeles | CA | 2016-10-31 | 2016-11-30 | Dodge 16 kV line out of Laguna Bell 66/16 kV Substation | Dodge 16 kV line out of Laguna Bell 66/16 kV Substation | Laguna Bell 220 kV bus | Metro West Region | Agra | Laguna Bell AB 220/66 System | Laguna Bell 66/16 (D)
WDT1424 | 2016-07-11 | 2016-07-11 | 2016-07-19 | WDAT | GIP - ISP | ISP | Inactive | Withdrawn | 2016-08-22 | Not Started | No |  | 2016-08-22 | Energy Storage(10) | 10 | Los Angeles | CA | 2016-10-31 | 2016-11-30 | Theater 16 kV line out of Laguna Bell 66/16 kV Substation | Theater 16 kV line out of Laguna Bell 66/16 kV Substation | Laguna Bell 220 kV bus | Metro West Region | Chrysler | Laguna Bell AB 220/66 System | Laguna Bell 66/16 (D)
WDT1425 | 2016-07-11 | 2016-07-11 | 2016-07-19 | WDAT | GIP - ISP | ISP | Active - Post IA | In-Service |  | Filed Executed | Yes | 2016-10-31 |  | Energy Storage(10) | 10 | San Bernardino | CA | 2016-10-31 | 2016-11-30 | the new new 4-way gas swich position 3 on the Distribution Provider's Everest 12kV distribution line out of Mira Loma Substation | the new new 4-way gas swich position 3 on the Distribution Provider's Everest 12kV distribution line out of Mira Loma Substation | Mira Loma 220kV bus at Mira Loma Substation. | Metro East Region | Everest | Mira Loma 220/66 System | Mira Loma 66/12 (D) |  |  | 0 | Mira Loma | 1 | Mira Loma | 230 | [7 empty] | 10) | 10 | 10 | 0 | 1 |  |  | 0
WDT1426 | 2016-07-11 | 2016-07-11 | 2016-07-19 | WDAT | GIP - ISP | ISP | Active - Post IA | In-Service |  | Filed Executed | Yes | 2016-10-31 |  | Energy Storage(10) | 10 | San Bernardino | CA | 2016-10-31 | 2016-11-30 | new 4-way gas switch position 3 on the Distribution Provider's Fujiyama 12kV distribution line out of Mira Loma Substation | new 4-way gas switch position 3 on the Distribution Provider's Fujiyama 12kV distribution line out of Mira Loma Substation | Mira Loma 220kV bus at Mira Loma Substation | Metro East Region | Fujiyama | Mira Loma 220/66 System | Mira Loma 66/12 (D) |  |  | 0 | Mira Loma | 1 | Mira Loma | 230 | [7 empty] | 10) | 10 | 10 | 0 | 1 |  |  | 0
WDT1427 | 2016-07-14 | 2016-07-14 | 2016-08-10 | WDAT | GIP - Fast Track | Fast Track | Inactive | IA Terminated |  | Terminated | Yes | 2017-03-31 | 2018-02-01 | Photovoltaic(3) | 2.6 | Kern | CA | 2017-10-31 | 2018-09-21 | Kennedy 33kV distribution line out of Inyokern 115/33kV Substation | Kennedy 33kV distribution line out of Inyokern 115/33kV Substation | 115kV Bus at Inyokern Substation | Rurals Region | Kennedy | Kramer 220/115 System | Inyokern 115/33 (D)
WDT1428 | 2016-07-15 | 2016-07-15 | 2016-07-28 | WDAT | GIP - Fast Track | Fast Track | Active - Post IA | In-Service |  | Filed Executed | Yes | 2017-05-19 |  | Energy Storage(1.4) | 2 | Orange | CA | 2017-05-01 | 2017-12-17 | At the Distribution Provider’s 5-way pad-mounted gas switch on the Distribution Provider’s Titanium 12kV distribution line out of Camden 66/12kV Substation. | At the Distribution Provider’s 5-way pad-mounted gas switch on the Distribution Provider’s Titanium 12kV distribution line out of Camden 66/12kV Substation. | The ISO Grid at Distribution Provider’s 220kV Bus at Johanna Substation. | Orange Region | Titanium | Johanna 220/66 System | Camden 66/12 (D)
WDT1429 | 2016-07-15 | 2016-07-15 | 2016-08-05 | WDAT | GIP - ISP | ISP | Active - Post IA | In-Service |  | Filed Executed | Yes | 2016-10-28 |  | Energy Storage(10) | 10 | Los Angeles | CA | 2016-12-31 | 2016-12-19 | Center Substation at the 66kV bus position 26 | Center Substation at the 66kV bus position 26 | Center Substation 220kV bus | [6 empty] | 0 | Center | 1 | Center | 230 | [7 empty] | 10) | 10 | 10 | 0 | 1 |  |  | 0
WDT1430 | 2016-07-15 | 2016-07-15 | 2016-08-05 | WDAT | GIP - ISP | ISP | Active - Post IA | In-Service |  | Filed Executed | Yes | 2016-10-28 |  | Energy Storage(10) | 10 | San Bernardino | CA | 2016-12-31 | 2016-12-19 | 66kV line from Grapeland Substation taps into the Ameron-Etiwanda-Grapeland-Pipe 66kV line | 66kV line from Grapeland Substation taps into the Ameron-Etiwanda-Grapeland-Pipe 66kV line | Etiwanda Substation 220 kV bus | [6 empty] | 0 | Etiwanda | 1 | Etiwanda | 230 | [7 empty] | 10) | 10 | 10 | 0 | 1 |  |  | 0
WDT1431 | 2016-07-25 | 2016-07-25 | 2016-08-02 | WDAT | GIP - Fast Track | ISP | Inactive | Withdrawn | 2017-05-06 | Not Started | No |  |  | Photovoltaic(3) | 3 | San Bernardino | CA | 2018-01-15 | 2018-01-15 | Kenworth 12 kV line | Kenworth 12 kV line | Roadway Substation 115 kV bus | Rurals Region | Kenworth | Victor 220/115 System | Roadway 115/12 (D)
WDT1432 | 2016-08-17 | 2016-08-17 | 2016-09-08 | WDAT | GIP - Fast Track | Fast Track | Inactive | Withdrawn | 2017-02-21 | In Draft | No |  |  | Photovoltaic(1.584) | 1.584 | Los Angeles | CA | 2017-08-09 | 2017-08-09 | At the Distribution Provider’s 4-way pad-mounted gas switch on the Distribution Provider’s Studebaker 12kV distribution line out of Carmenita 66/12kV Substation. | At the Distribution Provider’s 4-way pad-mounted gas switch on the Distribution Provider’s Studebaker 12kV distribution line out of Carmenita 66/12kV Substation. | 220 kV bus at Del Amo Substation. | Metro West Region | Studebaker | Del Amo 220/66 System | Carmenita 66/12 (D)
WDT1433 | 2016-08-17 | 2016-08-17 | 2016-08-31 | WDAT | GIP - Fast Track | Fast Track | Inactive | Withdrawn | 2017-02-21 | In Draft | No |  |  | Photovoltaic(1.4) | 1.4 | Los Angeles | CA | 2017-08-09 | 2017-08-09 | At Distribution Providers 4-way pad-mounted gas switch on the Distribution Provider's Refoil 12 kV distribtuion line out of Carmnenita 66/12 kV Substation. | At Distribution Providers 4-way pad-mounted gas switch on the Distribution Provider's Refoil 12 kV distribtuion line out of Carmnenita 66/12 kV Substation. | 220 kV bus out of Del Amo Substation. | Metro West Region | Refoil | Del Amo 220/66 System | Carmenita 66/12 (D)
WDT1434 | 2016-08-17 | 2016-08-17 | 2016-08-31 | WDAT | GIP - Fast Track | Fast Track | Inactive | Withdrawn | 2017-02-21 | In Draft | No |  |  | Photovoltaic(1.89) | 1.89 | Los Angeles | CA | 2017-08-09 | 2017-08-09 | At Distribution Provider's 4-way pad-mounted gas switch on the Distribution Provider's Spendora 12 kV distribution line out of Carmenita 66/12 Substation. | At Distribution Provider's 4-way pad-mounted gas switch on the Distribution Provider's Spendora 12 kV distribution line out of Carmenita 66/12 Substation. | 220 kV bus at Del Amo Substation. | Metro West Region | Splendora | Del Amo 220/66 System | Carmenita 66/12 (D)
WDT1446 | 2016-08-31 | 2016-08-31 | 2016-09-16 | WDAT | GIP - ISP | ISP | Inactive | Withdrawn | 2017-04-05 | Not Started | No |  |  | Energy Storage(2.5) | 2.5 | Orange | CA | 2017-04-01 | 2017-05-01 | Scarlet 12 kV circuit out of Orange 66/12 kV Substation | Scarlet 12 kV circuit out of Orange 66/12 kV Substation | Villa Park 220 kV Bus | Orange Region | Scarlet | Villa Park 220/66 System | Orange 66/12 (D)
WDT1447 | 2016-09-08 | 2016-09-08 | 2016-09-30 | WDAT | GIP - ISP | ISP | Inactive | Withdrawn | 2017-06-16 | Not Started | No |  |  | Photovoltaic(7.92) | 7.92 | Los Angeles | CA | 2018-09-09 |  | Refoil 12 kV line out of Carmenita 66/12 kV Substation. | Refoil 12 kV line out of Carmenita 66/12 kV Substation. | Del Amo 220 kV bus. | Metro West Region | Refoil | Del Amo 220/66 System | Carmenita 66/12 (D)
WDT1448 | 2016-09-29 | 2016-09-29 | 2016-10-27 | WDAT | GIP - Fast Track | Fast Track | Inactive | IA Terminated |  | Terminated | Yes | 2017-12-11 | 2018-05-10 | Photovoltaic(3) | 3 | Kern | CA | 2017-12-15 | 2019-06-09 | A tap on the Distribution Provider’s Rickover 33kV distribution line out of Inyokern 115/33kV Substation | A tap on the Distribution Provider’s Rickover 33kV distribution line out of Inyokern115/33kV Substation. | The ISO Grid at Distribution Provider’s 115kV Bus at Kramer Substation | Rurals Region | Rickover | Kramer 220/115 System | Inyokern 115/33 (D)
WDT1449 | 2016-12-22 | 2016-12-22 | 2017-02-24 | WDAT | GIP - Fast Track | Fast Track | Inactive | Withdrawn | 2017-04-11 | Not Started | No |  |  | Energy Storage(4) | 4 | Santa Barbara | CA | 2018-08-15 | 2018-09-01 | South of Goleta 230/66 kV Substation#5596, Latitude: 34.430242°, Longitude: -119.899313
WDT1450 | 2016-12-30 | 2016-12-30 | 2017-02-23 | WDAT | GIP - ISP | ISP | Inactive | Withdrawn | 2018-07-26 | Withdrawn (No Agrmt) | N/A |  |  | Energy Storage(9) | 9 | Orange | CA | 2018-06-01 | 2018-12-01 | A tap on the Distribution Provider’s Beijing 12kV distribution line | A tap on the Distribution Provider’s Beijing 12kV distribution line | Santiago Substation 220kV bus | Orange Region | Beijing | Santiago 220/66 System | Las Lomas 66/12 (D)
WDT1451 |  | 2017-01-11 |  | WDAT | GIP - ISP | ISP | Inactive | Withdrawn | 2017-02-17 | Not Started | No |  |  | Photovoltaic(6) | 0 | Los Angeles | CA | 2017-10-23 | 2017-11-01 | Snowden Circuit (16590), APN 3268-025-900, 3268-018-900
WDT1452 |  | 2017-01-11 |  | WDAT | GIP - ISP | ISP | Inactive | Withdrawn | 2017-02-17 | Not Started | No |  |  | Photovoltaic(3) | 3 | Los Angeles | CA | 2017-10-23 | 2017-11-01 | Tomcat Circuit (17963), APN 3170-008-908
WDT1454EXP | 2019-03-22 | 2019-01-30 | 2019-03-22 | WDAT | GIP - ISP | ISP | Active - Post IA | Construction |  | In Negotiation | No |  |  | Energy Storage(24.93) | 20 | Santa Barbara | CA | 2020-08-01 | 2023-04-24 | Isla Vista 66 kV Substation | Isla Vista 66 kV Substation | Goleta Substation 220kV bus | [6 empty] | 0 | Goleta | 1 | Goleta | 230 | [7 empty] | 24.93) | 24.93 | 24.93 | 4.93 | 0 |  |  | 0
WDT1458 |  | 2017-04-12 |  | WDAT | GIP - Fast Track | Fast Track | Inactive | Withdrawn | 2017-05-17 | Not Started | No |  |  | Photovoltaic(3) | 3 | San Bernardino | CA | 2019-02-18 |  | Cushenbury 33kV |  |  | Rurals Region | Cushenbury | Victor 220/115 System | Cottonwood 115/33 (D)
WDT1459 | 2017-05-17 | 2017-04-12 | 2017-05-25 | WDAT | GIP - Fast Track | Fast Track | Inactive | Withdrawn | 2018-05-10 | In Negotiation | No |  |  | Photovoltaic(1.872) | 1.872 | San Bernardino | CA | 2019-03-04 |  | Doble 33kV |  |  | Rurals Region | Doble | Victor 220/115 System | Cottonwood 115/33 (D)
WDT1460 | 2016-09-20 | 2016-07-26 | 2016-09-21 | WDAT | GIP - Fast Track | Fast Track | Inactive | IA Terminated |  | Terminated | Yes | 2017-09-07 | 2018-05-25 | Photovoltaic(1.704) | 1.704 | San Bernardino | CA | 2017-11-17 | 2018-05-30 | A tap on the Distribution Provider’s Lotto 12kV distribution line out of Phelan 115/12 kV Substation |  |  | Rurals Region |  | Victor 220/115 System | Phelan 115/33 (D)
WDT1461 |  | 2017-04-25 |  | WDAT | GIP - Cluster Study | QC_010 | Inactive | Withdrawn | 2017-04-27 | Not Started | No |  |  | Energy Storage(11.55) | 10 | Santa Barbara | CA | 2019-05-01 |  | Sheffield 16kV |  |  | North Coast Region | Sheffield | Goleta 220/66 System | Carpinteria 66/16 (D)
WDT1462 | 2017-05-01 | 2017-05-01 | 2017-05-17 | WDAT | GIP - Cluster Study | QC_010 | Inactive | Withdrawn | 2018-04-26 | Not Started | No |  |  | Energy Storage(14) | 12 | Santa Barbara | CA | 2019-03-31 | 2019-03-31 | Ace 16kV Line | Ace 16kV line | Goleta 220kV bus | North Coast Region | Ace | Goleta 220/66 System | Goleta 66/16 (D)
WDT1463 | 2017-05-01 | 2017-04-28 | 2017-05-30 | WDAT | GIP - Cluster Study | QC_010 | Inactive | Withdrawn | 2018-02-20 | Not Started | No |  |  | Energy Storage(20) | 20 | Santa Barbara | CA | 2019-10-15 | 2019-10-15 | Capitan 66kV bus | Capitan 66kV bus | Goleta 220kV bus
WDT1466 | 2017-05-01 | 2017-05-01 | 2017-05-30 | WDAT | GIP - Cluster Study | QC_010 | Inactive | Withdrawn | 2018-04-03 | Not Started | No |  |  | Photovoltaic(21.15)/Energy Storage(22.86) | 20 | San Bernardino | CA | 2020-08-01 |  | Gobar 34.5 kV | Gobar 34.5 kV | Victor 115 kV | Rurals Region | Gobar | Victor 220/115 System | Cottonwood 115/33 (D)
WDT1468 | 2017-05-01 | 2017-05-01 | 2017-05-30 | WDAT | GIP - Cluster Study | QC_010 | Inactive | Withdrawn | 2018-05-30 | Not Started | No |  |  | Photovoltaic(21.15)/Energy Storage(22.86) | 20 | San Bernardino | CA | 2020-08-01 | 2020-08-01 | Stubby 33kV circuit | Stubby 33kV circuit | El Casco 115 kV bus | Desert Region | Stubby | El Casco 220/115 System | Banning 115/33 (D)
WDT1469 | 2017-05-01 | 2017-05-01 | 2017-05-30 | WDAT | GIP - Cluster Study | QC_010 | Inactive | Withdrawn | 2017-07-07 | Not Started | No |  |  | Photovoltaic(21.15)/Energy Storage(22.86) | 20 | San Bernardino | CA | 2020-08-01 |  | Victor 33 kV Substation | Victor 33 kV Substation | Victor 220/115 | Rurals Region | Koala | Victor 220/115 System | Victor 115/12 (D)
WDT1473 | 2017-05-01 | 2017-05-01 | 2017-05-17 | WDAT | GIP - Cluster Study | QC_010 | Inactive | Withdrawn | 2017-07-13 | Not Started | No |  |  | Energy Storage(10) | 10 | Santa Barbara | CA | 2019-12-01 |  | 66 kV bus at Carpinteria 66/16 kV Substation | 66 kV bus at Carpinteria 66/16 kV Substation | Goleta 220/66 | North Coast Region | Vallecito | Goleta 220/66 System | Carpinteria 66/16 (D)
WDT1475 | 2017-05-01 | 2017-05-01 | 2017-05-31 | WDAT | GIP - Cluster Study | QC_010 | Inactive | Withdrawn | 2019-05-16 | Not Started | No |  |  | Energy Storage(6.27) | 0 | Orange | CA | 2021-05-04 | 2021-05-04 | Joaquin 12 kV circuit out of the Fairview 66/12 kV Substation | Joaquin 12 kV circuit out of the Fairview 66/12 kV Substation | Johanna 220/66 kV Substation 220 kV bus | Orange Region | Joaquin | Johanna 220/66 System | Fairview 66/12 (D)
WDT1476 | 2017-05-01 | 2017-05-01 | 2017-05-30 | WDAT | GIP - Cluster Study | QC_010 | Inactive | Withdrawn | 2018-04-20 | Not Started | No |  |  | Energy Storage(10.45) | 10 | San Bernardino | CA | 2019-04-30 | 2019-04-30 | Portland 33 kV circuit out of the Victor 115/33 Substation | Portland 33 kV circuit out of the Victor 115/33 Substation | Victor 220/115 kV Substation 220 kV bus | Rurals Region | Portland | Victor 220/115 System | Victor 115/33 (D)
WDT1477 | 2017-05-01 | 2017-05-01 | 2017-05-31 | WDAT | GIP - Cluster Study | QC_010 | Inactive | Withdrawn | 2019-05-16 | Not Started | No |  |  | Energy Storage(6.27) | 5 | Orange | CA | 2021-05-04 | 2021-05-04 | Billings 12 kV circuit out of the Fairview 66/12 kV Substation | Billings 12 kV circuit out of the Fairview 66/12 kV Substation | Johanna 220/66 kV Substation 220 kV bus | Orange Region | Billings | Johanna 220/66 System | Fairview 66/12 (D)
WDT1478 | 2017-05-01 | 2017-05-01 | 2017-05-26 | WDAT | GIP - Cluster Study | QC_010 | Inactive | Withdrawn | 2018-05-03 | Not Started | No |  |  | Photovoltaic(21.85)/Energy Storage(20.9) | 20 | San Bernardino | CA | 2021-09-01 | 2021-09-01 | Distribution Provider's Pinto 33 kV circuit via a tap, using an approximate 1.0 mile line extension | Distribution Provider's Pinto 33 kV circuit via a tap, using an approximate 1.0 mile line extension | Distribution Provider's 220 kV bus at Devers Substation | Desert Region | Pinto | Devers 220/115 System | Hi Desert 115/33 (D)
WDT1480 | 2017-05-01 | 2017-05-01 | 2017-05-30 | WDAT | GIP - Cluster Study | QC_010 | Inactive | Withdrawn | 2017-07-14 | Not Started | No |  |  | Energy Storage(13.2) | 12 | Santa Barbara | CA | 2020-04-27 |  | Trigo 16 kV | Trigo 16 kV | Goleta 220/66 | North Coast Region | Trigo | Goleta 220/66 System | Isla Vista 66/16 (D)
WDT1481 | 2017-05-01 | 2017-05-01 | 2017-05-30 | WDAT | GIP - Cluster Study | QC_010 | Inactive | Withdrawn | 2020-05-27 | Withdrawn (No Agrmt) | No |  |  | Energy Storage(20) | 20 | Santa Barbara | CA | 2020-02-29 | 2020-02-29 | San Marcos-Vegas 66 kV line out of San Marcos 66 kV Substation | San Marcos-Vegas 66 kV line out of San Marcos 66 kV Substation | Goleta Substation at 220kV bus | North Coast Region |  | Goleta 220/66 System | San Marcos 66/16 (D)
WDT1482 | 2017-05-01 | 2017-05-01 | 2017-05-30 | WDAT | GIP - Cluster Study | QC_010 | Inactive | Withdrawn | 2018-04-17 | Not Started | No |  |  | Energy Storage(20) | 20 | Santa Barbara | CA | 2020-02-29 | 2020-02-29 | 66kV bus at the Carpinteria 66kV Substation | 66kV bus at the Carpinteria 66kV Substation | Goleta Substation at 220kV bus | North Coast Region |  | Goleta 220/66 System | Carpinteria 66/16 (D)
WDT1485 | 2017-05-01 | 2017-05-01 | 2017-05-31 | WDAT | GIP - Cluster Study | QC_010 | Inactive | Withdrawn | 2019-05-17 | Not Started | No |  |  | Energy Storage(10.4) | 10 | Santa Barbara | CA | 2021-04-27 | 2020-11-09 | Fraternity 16 kV circuit out of the Isla Vista 66/16 kV Substation | Fraternity 16 kV circuit out of the Isla Vista 66/16 kV Substation | Goleta 220/66 kV Substation 220 kV bus | North Coast Region | Fraternity | Goleta 220/66 System | Isla Vista 66/16 (D)
WDT1486 | 2017-05-01 | 2017-05-01 | 2017-05-31 | WDAT | GIP - Cluster Study | QC_010 | Inactive | Withdrawn |  | Withdrawn (No Agrmt) | No |  | 2021-08-04 | Energy Storage(10.4) | 10 | Santa Barbara | CA | 2021-04-27 | 2023-01-01 | Gladiola 16 kV circuit out of the Isla Vista 66/16 kV Substation near Structure #M5031709 | Gladiola 16 kV circuit out of the Isla Vista 66/16 kV Substation | Goleta 220/66 kV Substation 220 kV bus | North Coast Region | Gladiola | Goleta 220/66 System | Isla Vista 66/16 (D)
WDT1492 | 2017-05-01 | 2017-05-01 | 2017-06-02 | WDAT | GIP - Cluster Study | QC_010 | Active - Post IA | In-Service |  | Filed Executed | Yes | 2019-09-12 |  | Energy Storage(12.4) | 10 | Santa Barbara | CA | 2021-04-27 | 2020-11-16 | Seacliff 16 kV Distribution Circuit our of Carpinteria 66/16 kV Substation adjacent to existing structure 1524636E | Seacliff 16 kV Distribution Circuit our of Carpinteria 66/16 kV Substation adjacent to existing structure 1524636E | The ISO Grid at the Distribution Provider’s Goleta 220 kV bus | North Coast Region | Seacliff | Goleta 220/66 System | Carpinteria 66/16 (D) |  |  | 0 | Goleta | 1 | Goleta | 230 | [7 empty] | 12.4) | 12.4 | 12.4 | 2.4 | 1 |  |  | 0
WDT1493 | 2017-05-01 | 2017-05-01 | 2017-05-31 | WDAT | GIP - Cluster Study | QC_010 | Inactive | Withdrawn | 2021-03-19 | Withdrawn (No Agrmt) | No |  |  | Energy Storage(11.25) | 10 | Santa Barbara | CA | 2019-03-01 | 2019-03-01 | Distribution Provider's Los Carneros 16 kV circuit out of Isla Vista 66/16 kV Substation | Distribution Provider's Los Carneros 16 kV circuit out of Isla Vista 66/16 kV Substation | Goleta 220 kV bus | North Coast Region | Los Carneros | Goleta 220/66 System | Isla Vista 66/16 (D)
WDT1494 | 2017-05-01 | 2017-05-01 | 2017-05-31 | WDAT | GIP - Cluster Study | QC_010 | Inactive | Withdrawn | 2021-03-19 | Withdrawn (No Agrmt) | No |  |  | Energy Storage(11.25) | 10 | Santa Barbara | CA | 2019-03-01 | 2019-03-01 | Distribution Provider's Encanto 16 kV circuit via a primary voltage switchgear | Distribution Provider's Encanto 16 kV circuit via a primary voltage switchgear | Goleta 220/66 | North Coast Region | Encanto | Goleta 220/66 System | Isla Vista 66/16 (D)
WDT1495 | 2017-05-01 | 2017-05-01 | 2017-05-31 | WDAT | GIP - Cluster Study | QC_010 | Inactive | Withdrawn | 2017-07-07 | Not Started | No |  |  | Energy Storage(11.25) | 10 | Santa Barbara | CA | 2019-03-01 |  | Distribution Provider's Fraternity 16 kV circuit via a primary voltage switchgear | Distribution Provider's Fraternity 16 kV circuit via a primary voltage switchgear | Goleta 220/66 | North Coast Region | Fraternity | Goleta 220/66 System | Isla Vista 66/16 (D)
WDT1497 | 2017-05-01 | 2017-05-01 | 2017-05-23 | WDAT | GIP - Cluster Study | QC_010 | Inactive | Withdrawn | 2019-10-28 | In Negotiation | No |  |  | Energy Storage(10) | 10 | Santa Barbara | CA | 2017-07-03 | 2018-12-15 | Encanto 16kV line | Encanto 16kV line | Goleta 220/66 kV substation | North Coast Region | Encanto | Goleta 220/66 System | Isla Vista 66/16 (D)
WDT1498 | 2016-12-21 | 2016-12-21 | 2017-01-09 | WDAT | GIP - Fast Track | Fast Track | Inactive | IA Terminated | 2022-02-23 | Terminated | Yes | 2017-09-05 | 2022-02-23 | Photovoltaic(2)/Energy Storage(0.7) | 2 | Riverside | CA | 2019-02-28 | 2021-01-01 | Blend 12kV distribution line out of Coffee 33/12kV Substation | Blend 12kV distribution line out of Coffee 33/12kV Substation | 220kV Bus at Devers Substation | Desert Region | Blend | Devers 220/115 System | Coffee 33/12 (D)
WDT1499 | 2016-11-15 | 2016-11-15 | 2016-12-13 | WDAT | GIP - ISP | ISP | Active - Post IA | Construction |  | IA Suspended | Yes | 2018-04-06 |  | Photovoltaic(3.5)/Energy Storage() | 3 | Kern | CA | 2019-03-31 | 2025-01-01 | Heavy 33kV distribution line out of Randsburg 115/33kV Substation | Heavy 33kV distribution line out of Randsburg 115/33kV Substation | Kramer 115 kV bus | Rurals Region | Heavy | Kramer 220/115 System | Randsburg 115/33 (D) | Ransburg | 115
WDT1499EXP | 2022-07-18 | 2022-06-14 | 2022-07-18 | WDAT | GIP - ISP | ISP | Inactive | Withdrawn | 2022-08-14 | Not Started | No |  |  | (3.5) | 3 | Kern | CA | 2025-01-01 |  | A tap on the Heavy 33kV distribution line out of Randsburg 115/33kV Substation | A tap on the Heavy 33kV distribution line out of Randsburg 115/33kV Substation | Kramer Substation at 115kV bus | Rurals Region | Heavy | Kramer 220/115 System | Randsburg 115/33 (D)
WDT1501 | 2017-05-24 | 2017-05-24 | 2017-06-08 | WDAT | GIP - ISP | ISP | Inactive | Withdrawn | 2017-08-18 | Not Started | No |  |  | Energy Storage(7.22) | 7 | Orange | CA | 2018-10-01 | 2018-10-01 | Orvil 12 kV circuit out of the Villa Park 66/12 kV Substation | Orvil 12 kV circuit out of the Villa Park 66/12 kV Substation | Villa Park 220/66 kV bus | Orange Region | Orvil | Villa Park 220/66 System | Villa Park 66/12 (D)
WDT1502 | 2016-12-01 | 2016-12-01 | 2016-12-29 | WDAT | GIP - ISP | ISP | Inactive | Transferred to Rule 21 |  | Not Started | No |  |  | Photovoltaic(3)/Energy Storage(0.7) | 3 | San Bernardino | CA | 2019-05-31 | 2019-05-31 | Cement 33kV circuit out of Victor 115/33kV Substation | Cement 33kV circuit out of Victor 115/33kV Substation | Victor 115kV Bus | Rurals Region | Cement | Victor 220/115 System | Victor 115/33 (D)
WDT1503 | 2016-12-07 | 2016-12-07 | 2016-12-22 | WDAT | GIP - ISP | ISP | Inactive | Transferred to Rule 21 |  | Not Started | No |  |  | Photovoltaic(3)/Energy Storage(0.7) | 3 | San Bernardino | CA | 2019-07-31 | 2019-07-31 | Sunfair 25kV circuit out of Hi Desert 115/33/25kV Substation | Sunfair 25kV circuit out of Hi Desert 115/33/25kV Substation | Devers 220kV | Desert Region | Sunfair | Devers 220/115 System | Hi Desert 33/25 (D)
WDT1504 | 2017-06-30 | 2017-06-30 | 2017-07-17 | WDAT | GIP - ISP | ISP | Active - Post IA | Construction |  | Executed - In Effect | Yes | 2018-04-18 |  | Energy Storage(3.5) | 3.5 | Los Angeles | CA | 2018-10-01 | 2018-11-01 | At Distribution Providers new 4-way gas switch position 1 on the Distribution Providers Cadillac 12kV distribution line out of Narrows 66/12kV Substation | At Distribution Providers new 4-way gas switch position 1 on the Distribution Providers Cadillac 12kV distribution line out of Narrows 66/12kV Substation | 220kV bus a Mesa Substation | Metro East Region | Cadillac | Mesa 220/66 System | Narrows 66/12 (D) | Mesa (SCE) | 230
WDT1505 | 2017-01-27 | 2017-01-27 | 2017-02-10 | WDAT | GIP - ISP | ISP | Active - Post IA | IA Suspended |  | IA Suspended | Yes | 2018-04-06 |  | Photovoltaic(3)/() | 3 | San Bernardino | CA | 2019-06-30 | 2021-02-01 | Helios 12kV circuit out of Minneola 33/12kV Substation | Helios 12kV circuit out of Minneola 33/12kV Substation | The ISO Grid at Distribution Provider’s 115kV Bus at Cool Water Substation | Rurals Region | Helios | Kramer 220/115 System | Minneola 33/12 (D) | Kramer | 115
WDT1507 | 2017-08-15 | 2017-08-15 | 2017-09-19 | WDAT | GIP - Fast Track | Fast Track | Inactive | Withdrawn | 2018-05-24 | Not Started | No |  |  | Photovoltaic(4) | 0.01 | San Bernardino | CA | 2019-10-15 |  | Kramer 33kV |  |  | Rurals Region | Raptor | Kramer 220/115 System | Harper Lake 33/12 (A)
WDT1509 | 2017-10-10 | 2017-10-10 | 2017-11-03 | WDAT | GIP - Fast Track | Fast Track | Inactive | Withdrawn | 2018-05-17 | In Draft | No |  |  | Photovoltaic(2.975) |  | Tulare | CA | 2018-09-01 |  |  |  |  | San Joaquin Region | Higby | Rector 220/66 System | Liberty 66/12 (D)
WDT1510 | 2017-10-02 | 2017-10-02 | 2017-10-17 | WDAT | GIP - ISP | ISP | Active - Post IA | IA Unexecuted - FERC Filing |  | Not Started | No |  |  | Energy Storage(20.9) | 20 | Los Angeles | CA | 2018-05-01 | 2020-07-01 | Ganesha-Simpson 66 kV Line | Ganesha-Simpson 66 kV line | Chino 220 kV Substation | Metro East Region |  | Chino 220/66 System | Ganesha 66/12 (D) |  |  | 0 | Chino | 1 | Chino | 230 | [7 empty] | 20.9) | 20.9 | 20.9 | 0.9 | 0 |  |  | 0
WDT1511 | 2017-02-21 | 2017-01-26 | 2017-02-21 | WDAT | GIP - Fast Track | Fast Track | Inactive | Withdrawn | 2018-07-30 | Not Started | No |  |  | Photovoltaic(0.565) | 0.565 | San Bernardino | CA | 2017-10-17 | 2019-11-15 | SCE's Point of Rocks 12kV circuit out of the Trona 33/12 kV Substation | SCE's Point of Rocks 12kV circuit out of the Trona 33/12 kV Substation |  | Rurals Region | Point Of Rocks | Kramer 220/115 System | Trona 33/12 (D)
WDT1514 | 2017-12-26 | 2017-12-26 | 2018-01-10 | WDAT | GIP - ISP | ISP | Active - Post IA | Pending PTO |  | Executed - Pending Approval | Yes | 2019-07-29 |  | Energy Storage(3) | 3 | Los Angeles | CA | 2019-10-31 | 2021-11-01 | The Distribution Provider’s new 4-way gas switch position 1 on the Distribution Provider’s Yorktown 12 kV distribution line out of Narrows 66/12 kV Substation | Yorktown 12 kV distribution line out of Narrows 66/12 kV Substation | The ISO Grid at Distribution Provider’s 220 kV bus at Mesa Substation. | Metro East Region | Yorktown | Mesa 220/66 System | Narrows 66/12 (D)
WDT1516 |  | 2018-01-09 |  | WDAT | GIP - Fast Track | Fast Track | Inactive | Withdrawn | 2018-02-07 | Not Started | No |  |  | Cogeneration(3.026) |  | Los Angeles | CA | 2019-01-01 |  | Thophy 12kV |  |  | Metro East Region | Sprint | Chino 220/66 System | Trophy 66/12 (D)
WDT1518 | 2018-02-14 | 2018-01-12 | 2018-02-14 | WDAT | GIP - Fast Track | Fast Track | Inactive | IA Terminated |  | Terminated | Yes | 2019-03-14 | 2020-05-04 | Photovoltaic(3) | 3 | San Bernardino | CA | 2019-07-31 | 2020-08-01 | A tap on the Distribution Provider’s existing Montara 33 kV distribution line out of Barstow 33 kV Substation via an overhead line extension to the Distribution Customer-owned 35.0 kV switchboard | A tap on the Distribution Provider’s existing Montara 33 kV distribution line out of Barstow 33 kV Substation via an overhead line extension to the Distribution Customer-owned 35.0 kV switchboard | The ISO Grid at the Distribution Provider’s 115 kV bus at Tortilla Substation. | Rurals Region | Montara | Kramer 220/115 System | Barstow 33/33 (D)
WDT1520 | 2018-04-30 | 2018-04-25 | 2018-05-09 | WDAT | GIP - Cluster Study | QC_011 | Active - Post IA | In-Service |  | Executed - In Effect | Yes | 2020-08-19 |  | Energy Storage(11.55) | 11 | Ventura | CA | 2021-02-01 | 2021-02-01 | Arneill 16 kV circuit out of the 66 kV Colonia substation | Arneill 16 kV circuit | Santa Clara 220 kV bus | North Coast Region | Arneill | Santa Clara 220/66 System | Colonia 66/16 (D) |  |  | 0 | Santa Clara | 1 | Santa Clara | 230 | [7 empty] | 11.55) | 11.55 | 11.55 | 0.55 | 1 |  |  | 1
WDT1521 | 2018-02-21 | 2018-02-21 | 2018-03-21 | WDAT | GIP - Fast Track | Fast Track | Inactive | IA Terminated |  | Terminated | Yes | 2018-12-12 | 2020-07-30 | Photovoltaic(2) | 2 | Riverside | CA | 2019-10-01 | 2020-10-01 | Martian 12kV distribution line out of Devers 115/12 kV Substation | Martian 12 kV distribution line out of Devers 115/12 kV Substation | 115 kV bus at Devers 115/12 kV Substation | Desert Region | Martian | Devers 220/115 System | Devers 115/12 (D)
WDT1522 | 2018-04-30 | 2018-04-20 | 2018-05-25 | WDAT | GIP - Cluster Study | QC_011 | Inactive | Withdrawn | 2018-07-09 | Not Started | No |  |  | Energy Storage()/Photovoltaic(13.2) | 13 | Ventura | CA | 2020-11-01 | 2020-11-01 | Broome 16k line out of Colonia 66/16 kV Substation | Broome 16k line out of Colonia 66/16 kV Substation | Santa Clara Substation 220 kV bus. | North Coast Region | Broome | Santa Clara 220/66 System | Colonia 66/16 (D)
WDT1523 | 2018-04-30 | 2018-04-18 | 2018-05-25 | WDAT | GIP - Cluster Study | QC_011 | Inactive | Withdrawn | 2019-03-13 | Not Started | No |  |  | Energy Storage()/Photovoltaic(30.8) | 30 | Ventura | CA | 2020-10-15 | 2020-11-01 | Santa Clara-Levy-Procgen 66 kV line. | Santa Clara-Levy-Procgen 66 kV line. | Santa Clara Substation 220 kV bus.
WDT1524 | 2018-04-30 | 2018-04-20 | 2018-05-25 | WDAT | GIP - Cluster Study | QC_011 | Inactive | Withdrawn | 2018-07-09 | Not Started | No |  |  | Energy Storage()/Photovoltaic(13.2) | 11 | Ventura | CA | 2020-11-01 | 2020-11-01 | Buckaroo 16 kV line out of Gonzales 66/16 kV Substation. | Buckaroo 16 kV line out of Gonzales 66/16 kV Substation. | Santa Clara Substation 220 kV bus. | North Coast Region | Buckaroo | Santa Clara 220/66 System | Gonzales 66/16 (D)
WDT1525 | 2018-02-23 | 2018-02-23 | 2018-03-23 | WDAT | GIP - ISP | ISP | Inactive | Withdrawn | 2018-07-09 | Not Started | No |  |  | Photovoltaic(13.2)/Energy Storage(13.2) | 12.06 | Ventura | CA | 2010-11-01 | 2020-10-15 | Maxson 16kV line out of Saticoy 66/16 kV Substation | Maxson 16kV line out of Saticoy 66/16 kV Substation | Santa Cllara Substation 220 kV bus | North Coast Region | Maxson | Santa Clara 220/66 System | Saticoy 66/16 (D)
WDT1526 | 2018-04-30 | 2018-02-23 | 2018-05-25 | WDAT | GIP - Cluster Study | QC_011 | Inactive | Withdrawn | 2020-07-01 | Withdrawn (No Agrmt) | No |  |  | Energy Storage(17.6)/Photovoltaic(17.6) | 7 | Ventura | CA | 2020-11-01 | 2022-11-15 | The Distribution Provider’s Barrington 16 kV circuit out of Fillmore 66/16 kV Substation near structure #901519E | The Distribution Provider’s Barrington 16 kV circuit out of Fillmore 66/16 kV Substation near structure #901519E | Saugus Substation 220 kV bus. | North Coast Region | Barrington | Saugus 220/66 System | Fillmore 66/16 (D)
WDT1528 | 2018-03-01 | 2018-03-01 | 2018-03-29 | WDAT | GIP - ISP | ISP | Active - Post IA | Construction |  | Not Started | No |  |  | Photovoltaic(1)/Energy Storage(1) | 1 | Los Angeles | CA | 2018-11-01 | 2018-11-15 | Oban 12 kV circuit out of Lancaster 66/12 kV Substation | Oban 12 kV circuit out of Lancaster 66/12 kV Substation | Antelope 66 kV bus | North Coast Region | Oban | Antelope 220/66 System | Lancaster 66/12 (D) | Antelope | 230
WDT1530 | 2018-03-09 | 2018-03-09 | 2018-04-16 | WDAT | GIP - Fast Track | Fast Track | Inactive | IA Terminated |  | Terminated | Yes | 2018-12-10 | 2019-03-31 | Energy Storage(4.4) | 3 | Riverside | CA | 2020-01-01 | 2020-01-01 | Combat 12kV out of Eisenhower 115/12kV | Combat 12 kV out of Eisenhower 115/12 kV | 220kV Bus at Devers Substation | Desert Region | Combat | Devers 220/115 System | Eisenhower 115/12 (D)
WDT1532 | 2018-04-30 | 2018-04-16 | 2018-05-25 | WDAT | GIP - Cluster Study | QC_011 | Active - Post IA | Construction |  | Not Started | No |  |  | Energy Storage(36) | 30 | Ventura | CA | 2020-10-15 | 2023-07-15 | Wakefield 66 kV Substation at the 66 kV bus. | Wakefield Substation 66 kV bus; Charging Distribution Service – The ISO Grid at Distribution Provider’s Santa Clara Substation 220 kV bus. | The ISO Grid at Distribution Provider’s Santa Clara Substation 220 kV bus; Charging Distribution Service – Wakefield Substation 66 kV bus. | North Coast Region | Castro | Santa Clara 220/66 System | Wakefield 66/16 (D) |  |  | 0 | Santa Clara | 1 | Santa Clara | 230 | [7 empty] | 36) | 36 | 36 | 6 | 0 |  |  | 0
WDT1533 | 2017-04-13 | 2017-04-13 | 2017-04-27 | WDAT | GIP - ISP | ISP | Inactive | IA Terminated | 2021-12-12 | IA Suspended | Yes | 2018-08-03 | 2021-12-12 | Photovoltaic(3)/Energy Storage() | 3 | San Bernardino | CA |  | 2019-11-01 | Tonto 12kV distribution line out of Apple Valley 115/12kV Substation | Tonto 12kV distribution line out of Apple Valley 115/12kV Substation | 115kV Bus at Victor Substation | Rurals Region | Tonto | Victor 220/115 System | Apple Valley 115/12 (D)
WDT1535 | 2018-04-30 | 2018-04-26 | 2018-05-25 | WDAT | GIP - Cluster Study | QC_011 | Inactive | IA Terminated |  | Executed - In Effect | Yes | 2021-01-24 | 2021-07-18 | Energy Storage(10.75) | 10 | Santa Barbara | CA | 2021-04-15 | 2021-08-15 | Cienigitas 16 kV Distribution Circuit out of Santa Barbara 66/16 kV Substation near structure #V5030402 | Cienigitas 16 kV Distribution Circuit out of Santa Barbara 66/16 kV Substation near structure #V5030402 | 220kV Bus at Goleta Substation | North Coast Region | Cienigitas | Goleta 220/66 System | Santa Barbara 66/16 (D)
WDT1537 | 2018-04-30 | 2018-04-27 | 2018-05-25 | WDAT | GIP - Cluster Study | QC_011 | Inactive | Withdrawn | 2019-04-11 | Not Started | No |  |  | Energy Storage(10.1) | 10 | Ventura | CA | 2021-09-15 | 2021-09-15 | Alfredo 16 kV line out of the San Miguel Substation | Alfredo 16 kV line out of the San Miguel Substation | San Miguel 66/16 kV bus | North Coast Region | Alfredo | Santa Clara 220/66 System | San Miguel 66/16 (D)
WDT1538 | 2018-04-30 | 2018-04-27 | 2018-05-25 | WDAT | GIP - Cluster Study | QC_011 | Inactive | Withdrawn | 2020-09-17 | Withdrawn (No Agrmt) | Yes |  |  | Energy Storage(10.6) | 10 | Ventura | CA | 2021-09-15 | 2021-09-15 | Fifth St 16 kV Circuit out of the Colonia 66/16 kV Substation near V5375146 | Fifth St 16 kV Circuit out of the Colonia 66/16 kV Substation near V5375146 | ISO Grid at Distribution Provider’s 220kV Bus at Santa Clara Substation | North Coast Region | Fifth St. | Santa Clara 220/66 System | Colonia 66/16 (D)
WDT1539 | 2018-04-30 | 2018-04-27 | 2018-05-25 | WDAT | GIP - Cluster Study | QC_011 | Active - Post IA | Construction |  | Executed - Pending Approval | Yes | 2020-06-16 |  | Energy Storage(13.75) | 10 | Santa Barbara | CA | 2021-09-15 | 2021-02-01 | Carpoil 16 kV Circuit via a riser pole out of the Carpinteria 66/16 kV Substation near structure 4435013E | Carpoil 16 kV line out of the Carpinteria Substation | Goleta 220/66 | North Coast Region | Carpoil | Goleta 220/66 System | Carpinteria 66/16 (D) |  |  | 0 | Goleta | 1 | Goleta | 230 | [7 empty] | 13.75) | 13.75 | 13.75 | 3.75 | 0 |  |  | 0
WDT1540 | 2018-04-30 | 2018-04-27 | 2018-05-25 | WDAT | GIP - Cluster Study | QC_011 | Inactive | Withdrawn | 2019-04-11 | Not Started | No |  |  | Energy Storage(10.1) | 10 | Ventura | CA | 2021-09-15 | 2021-09-15 | Saratoga 16 kV line out of the Levy Substation | Saratoga 16 kV line out of the Levy Substation | Levy Substation 66/16 kV bus | North Coast Region | Saratoga | Santa Clara 220/66 System | Levy 66/16 (D)
WDT1545 | 2018-04-30 | 2018-04-30 | 2018-05-25 | WDAT | GIP - Cluster Study | QC_011 | Active - Post IA | In-Service |  | Executed - In Effect | Yes | 2020-10-26 |  | Energy Storage(3) | 2 | Ventura | CA | 2020-02-01 | 2020-11-01 | Belpac 16 kV Distribution Circuit out of Newbury 66/16 kV Substation near pole #1433015E | Belpac 16 kV Distribution Circuit out of Newbury 66/16 kV Substation near pole #1433015E | 220 kV bus at Moorpark Substation | North Coast Region | Belpac | Moorpark 220/66 System | Newbury 66/16 (D)
WDT1546 | 2018-04-30 | 2018-04-30 | 2018-05-25 | WDAT | GIP - Cluster Study | QC_011 | Inactive | Withdrawn | 2019-04-16 | Not Started | No |  |  | Energy Storage(3.23) | 3 | Ventura | CA | 2020-02-01 | 2020-01-15 | Hooligan 16 kV circuit out of Newbury 66/12 kV Substation | Hooligan 16 kV circuit out of Newbury 66/12 kV Substation | Moorpark 220 kV bus | North Coast Region | Hooligan | Moorpark 220/66 System | Newbury 66/16 (D)
WDT1547 | 2018-04-30 | 2018-04-30 | 2018-05-25 | WDAT | GIP - Cluster Study | QC_011 | Inactive | Withdrawn | 2019-04-16 | Not Started | No |  |  | Energy Storage(2.15) | 2 | Ventura | CA | 2020-02-01 | 2020-01-15 | Intrepid 16 kV circuit out of Newbury 66/12 kV Substation | Intrepid 16 kV circuit out of Newbury 66/12 kV Substation | Moorpark 220 kV bus | North Coast Region | Academy | Moorpark 220/66 System | Newbury 66/16 (D)
WDT1548 | 2018-04-30 | 2018-04-30 | 2018-05-29 | WDAT | GIP - Cluster Study | QC_011 | Inactive | Withdrawn | 2019-02-13 | Not Started | No |  |  | Energy Storage(40.3) | 40 | Santa Barbara | CA | 2020-12-01 | 2020-12-01 | Isla Vista Substaiton 66 kV bus | Isla Vista Substaiton 66 kV bus | Goleta 220 kV bus | North Coast Region | Encanto | Goleta 220/66 System | Isla Vista 66/16 (D)
WDT1549 | 2018-04-30 | 2018-04-30 | 2018-05-25 | WDAT | GIP - Cluster Study | QC_011 | Active - Post IA | In-Service |  | Executed - In Effect | Yes | 2020-10-13 |  | Energy Storage(3.23) | 3 | Riverside | CA | 2020-01-15 | 2020-11-01 | Ike 12 kV Distribution Circuit out of Eisenhower 115/12 kV Substation near structure #V5045371 | Ike 12 kV Distribution Circuit out of Eisenhower 115/12 kV Substation near structure #V5045371 | 220kV Bus at Devers Substation | Desert Region | Ike | Devers 220/115 System | Eisenhower 115/12 (D)
WDT1550 | 2018-04-30 | 2018-04-30 | 2018-05-25 | WDAT | GIP - Cluster Study | QC_011 | Inactive | Withdrawn | 2018-07-20 | Not Started | No |  |  | Energy Storage(1.615) | 1.5 | Riverside | CA | 2020-02-01 | 2020-02-01 | Silver Moon 12 kV |  | Devers 220 kV | Desert Region | Silver Moon | Devers 220/115 System | Desert Outpost 33/12 (D)
WDT1551 | 2018-04-30 | 2018-04-30 | 2018-05-30 | WDAT | GIP - Cluster Study | QC_011 | Active | IA Amendment |  | Amendment - Pending | Yes | 2020-07-30 |  | Energy Storage(13.38) | 10 | Riverside | CA | 2021-01-02 | 2022-11-01 | The Distribution Provider's Vella 33 kV circuit out of Eisenhower 115/33 kV Substation | The Distribution Provider's Vella 33 kV circuit out of Eisenhower 115/33 kV Substation | 220 kV Bus at Devers Substation | Desert Region | Vella | Devers 220/115 System | Eisenhower 115/33 (D) | Devers | 230 | 1 |  | 0 | Devers | 230 | [7 empty] | 13.38) | 13.38 | 13.38 | 3.38 | 0 |  |  | 0
WDT1553 | 2018-04-30 | 2018-04-30 | 2018-05-30 | WDAT | GIP - Cluster Study | QC_011 | Inactive | Withdrawn | 2019-03-08 | Not Started | No |  |  | Energy Storage(12.54) | 10 | Santa Barbara | CA | 2020-09-01 | 2020-09-01 | Professor 16kV line out of Isla Vista Substation | Professor 16kV line out of Isla Vista Substation | Goleta Substation 220kV bus | North Coast Region | Encanto | Goleta 220/66 System | Isla Vista 66/16 (D)
WDT1554 | 2018-04-30 | 2018-04-30 | 2018-05-28 | WDAT | GIP - Cluster Study | QC_011 | Inactive | Withdrawn | 2019-02-25 | Not Started | No |  |  | Photovoltaic(13.11)/Energy Storage() | 10 | Ventura | CA | 2020-10-01 | 2020-12-01 | Gizmo 16kV circuit | Gizmo 16kV circuit | Santa Clara Substation 220kV bus | North Coast Region | Spinnaker | Santa Clara 220/66 System | Channel Island 66/16 (D)
WDT1555 | 2018-04-30 | 2018-04-30 | 2018-05-25 | WDAT | GIP - Cluster Study | QC_011 | Inactive | Withdrawn | 2020-04-01 | Withdrawn (No Agrmt) | No |  |  | Energy Storage(21.6) | 20 | Riverside | CA | 2020-10-01 | 2020-10-01 | Ironwood 33 kV line | Ironwood 33 kV line | Valley Substation 220 kV bus | San Jacinto Valley Region | Ironwood | Valley 'AB' 500/115 System | Alessandro 115/33 (D)
WDT1556 |  | 2018-04-30 |  | WDAT | GIP - Cluster Study | QC_011 | Inactive | Withdrawn | 2018-05-21 | Not Started | No |  |  | Energy Storage(6.656) | 6 | Riverside | CA | 2020-03-01 |  | Eisenhower 12kV |  |  | Desert Region | Bombardier | Devers 220/115 System | Eisenhower 115/12 (D)
WDT1558 | 2018-04-30 | 2018-04-30 | 2018-05-30 | WDAT | GIP - Cluster Study | QC_011 | Active - Post IA | Construction |  | Not Started | No |  |  | Energy Storage(90) | 65 | Riverside | CA | 2020-10-01 | 2022-09-10 | Banning 115 kV Substation at the 115 kV bus | Banning 115 kV Substation | El Casco Substation 220 kV bus | Desert Region | City of Banning | El Casco 220/115 System | City of Banning 33/33 (F) |  |  | 0 | El Casco | 1 | El Casco | 230 | [7 empty] | 90) | 90 | 90 | 25 | 0 |  |  | 0
WDT1561 | 2018-04-30 | 2018-04-30 | 2018-05-30 | WDAT | GIP - Cluster Study | QC_011 | Inactive | Withdrawn | 2018-06-27 | Not Started | No |  |  | Energy Storage(3) | 3 | Ventura | CA | 2021-01-02 | 2021-01-02 | Interpid 16 kV circuit | Intrepid 16 kV line out of Newbury 66/16 kV Substation | Moorpark Substation 220 kV bus. | North Coast Region | Intrepid | Moorpark 220/66 System | Newbury 66/16 (D)
WDT1562 | 2018-04-30 | 2018-04-30 | 2018-05-30 | WDAT | GIP - Cluster Study | QC_011 | Inactive | Withdrawn | 2018-06-27 | Not Started | No |  |  | Energy Storage(3) | 3 | Ventura | CA | 2021-01-02 | 2021-01-02 | Belpac 16 kV circuit | Belpac 16 kV line out of Newbury 66/16 kV Substation | Moorpart Substation 220 kV bus. | North Coast Region | Belpac | Moorpark 220/66 System | Newbury 66/16 (D)
WDT1563 | 2018-04-30 | 2018-04-30 | 2018-05-30 | WDAT | GIP - Cluster Study | QC_011 | Inactive | Withdrawn | 2019-04-12 | Not Started | No |  |  | Energy Storage(10.5) | 9 | Ventura | CA | 2021-01-02 |  | The Distribution Provider's Newbury 66/16 Substation at the 66 kV bus. | The Distribution Provider's Newbury 66/16 Substation at the 66 kV bus. | Moorpark Substation 220 kV bus. | North Coast Region |  | Moorpark 220/66 System | Newbury 66/16 (D)
WDT1566 | 2018-04-30 | 2018-04-30 | 2018-05-29 | WDAT | GIP - Cluster Study | QC_011 | Inactive | Withdrawn | 2019-02-14 | Not Started | No |  |  | Fuel Cell(10.5) | 10 | Santa Barbara | CA | 2020-12-01 | 2020-12-01 | Trigo 16 kV circuit out of Isla Vista 66/16 kV substation | Trigo 16 kV circuit out of Isla Vista 66/16 kV substation | 220 kV bus at Goleta 220/66 kV Substation | North Coast Region | Trigo | Goleta 220/66 System | Isla Vista 66/16 (D)
WDT1567 | 2018-04-30 | 2018-04-30 | 2018-05-24 | WDAT | GIP - Cluster Study | QC_011 | Inactive | Withdrawn | 2019-02-28 | Not Started | No |  |  | Energy Storage(10.75) | 10 | Ventura | CA | 2020-12-01 | 2020-12-01 | Ramac 16 kV line out of Estero 66/16 kV Substation | Ramac 16 kV line out of Estero 66/16 kV Substation | Santa Clara Substation 220 kV bus | North Coast Region | Ramac | Santa Clara 220/66 System | Estero 66/16 (D)
WDT1568 | 2018-04-30 | 2018-04-30 | 2018-05-24 | WDAT | GIP - Cluster Study | QC_011 | Inactive | Withdrawn | 2019-02-28 | Not Started | No |  |  | Energy Storage(10.75) | 10 | Ventura | CA | 2020-12-01 | 2020-12-01 | New 16 kV line out of Estero 66/16 kV Substation | Tiros 16 kV line out of Estero 66/16 kV Substation | Santa Clara Substation 220 kV bus | North Coast Region | Tiros | Santa Clara 220/66 System | Estero 66/16 (D)
WDT1569 | 2018-04-30 | 2018-04-30 | 2018-05-24 | WDAT | GIP - Cluster Study | QC_011 | Inactive | Withdrawn | 2019-04-15 | Not Started | No |  |  | Fuel Cell(10.5)/Energy Storage() | 10 | Santa Barbara | CA | 2020-12-01 | 2020-12-01 | Sheffield 16 kV line out of Carpinteria 66/16 kV Substation | Sheffield 16 kV line out of Carpinteria 66/16 kV Substation | Goleta Substation 220 kV bus | North Coast Region | Sheffield | Goleta 220/66 System | Carpinteria 66/16 (D)
WDT1571 |  | 2018-04-30 |  | WDAT | GIP - Cluster Study | QC_011 | Inactive | Withdrawn | 2018-05-21 | Not Started | No |  |  | Energy Storage(6.404) | 6 | Ventura | CA | 2020-03-01 |  | Belpac 16kV Circuit Section 1 |  |  | North Coast Region | Belpac | Moorpark 220/66 System | Newbury 66/16 (D)
WDT1573 | 2018-04-30 | 2018-04-30 | 2018-05-29 | WDAT | GIP - Cluster Study | QC_011 | Inactive | Withdrawn | 2019-02-26 | Not Started | No |  |  | Energy Storage(12.05) | 11.32 | Ventura | CA | 2020-11-01 | 2020-11-15 | Corsica 16 kV line out of Gonzales 66/16 kV Substation | Corsica 16 kV line out of Gonzales 66/16 kV Substation | Santa Clara Substation 220 kV bus | North Coast Region | Corsica | Santa Clara 220/66 System | Gonzales 66/16 (D)
WDT1574 | 2018-04-30 | 2018-04-30 | 2018-05-29 | WDAT | GIP - Cluster Study | QC_011 | Inactive | Withdrawn | 2019-02-26 | Not Started | No |  |  | Energy Storage(12.05) | 11.32 | Ventura | CA | 2020-11-01 | 2020-11-15 | Carnegie 16 kV line out of Gonzales 66/16 kV Substation | Carnegie 16 kV line out of Gonzales 66/16 kV Substation | Santa Clara Substation 220 kV bus | North Coast Region | Carnegie | Santa Clara 220/66 System | Gonzales 66/16 (D)
WDT1575 | 2018-04-30 | 2018-04-30 | 2018-05-29 | WDAT | GIP - Cluster Study | QC_011 | Inactive | Withdrawn | 2020-04-03 | Withdrawn (No Agrmt) | N/A |  |  | Energy Storage(15.4) | 13 | Los Angeles | CA | 2021-04-29 | 2021-04-29 | a tap on the Leota 16 kV distribution circuit, 1000 feet from Fruitland Substation |  | Laguna Bell 220 kV bus | Metro West Region | Leota | Laguna Bell DE 220/66 System | Fruitland 66/16 (D)
WDT1576 | 2018-04-30 | 2018-04-30 | 2018-05-29 | WDAT | GIP - Cluster Study | QC_011 | Inactive | Withdrawn | 2019-03-06 | Not Started | No |  |  | Energy Storage(22) | 20 | Los Angeles | CA | 2021-04-29 | 2021-04-29 | a tap on the Brighton-Howard 66 kV line, approximately 5500 feet from Brighton Substation |  | La Fresa 220 kV bus | Metro West Region | Daleside | La Fresa 220/66 System | Brighton 66/16 (D)
WDT1577 |  | 2018-04-30 |  | WDAT | GIP - Cluster Study | QC_011 | Inactive | Withdrawn | 2018-05-21 | Not Started | No |  |  | Energy Storage(6.404) | 6 | Ventura | CA | 2020-03-01 |  | Intrepid 16kV Circuit Section 1 |  |  | North Coast Region | Intrepid | Moorpark 220/66 System | Newbury 66/16 (D)
WDT1578 | 2018-04-30 | 2018-04-30 | 2018-05-25 | WDAT | GIP - Cluster Study | QC_011 | Inactive | Withdrawn | 2019-03-18 | Not Started | No |  |  | Energy Storage(15) | 13 | Ventura | CA | 2020-11-01 | 2020-11-01 | Mugu16 kV circuit out of Colonia 66/16 kV Substation |  | Santa Clara 220 kV bus | North Coast Region | Mugu | Santa Clara 220/66 System | Colonia 66/16 (D)
WDT1582 | 2018-04-30 | 2018-04-30 | 2018-05-30 | WDAT | GIP - Cluster Study | QC_011 | Active - Post IA | Construction |  | Executed - In Effect | Yes | 2021-03-26 |  | Energy Storage(11.4)/Photovoltaic(13.2) | 10 | Orange | CA | 2020-03-01 | 2023-05-08 | Comanche 12 kV line out of the Shawnee 66/12 kV Substation near structure #440777E | Comanche 12 kV line out of the Shawnee 66/12 kV Substation near structure #440777E | Barre Substation 220 kV bus | Orange Region | Comanche | Barre 220/66 System | Shawnee 66/12 (D) |  |  | 0 | Barre | 1 | Barre | 230 | 13.2) | 13.2 | 13.2 | 3.2 |  |  |  | 11.4)/Photovoltaic(13.2) | 11.4 | 11.4 | 1.4 | 0 |  |  | 1
WDT1583 | 2018-04-30 | 2018-04-30 | 2018-05-30 | WDAT | GIP - Cluster Study | QC_011 | Active - Post IA | Construction |  | Executed - In Effect | Yes | 2021-03-30 |  | Energy Storage(10)/Photovoltaic(10) | 10 | Orange | CA | 2020-03-01 | 2023-05-08 | Garnsey 12 kV distribution circuit out of Cypress 66/12 kV Substation near structure #M5560473 | Garnsey 12 kV distribution circuit out of Cypress 66/12 kV Substation near structure #M5560473 | Del Amo Substation 220 kV bus | Metro West Region | Garnsey | Del Amo 220/66 System | Cypress 66/12 (D) |  |  | 0 | Del Amo | 1 | Del Amo | 230 | 10) | 10 | 10 | 0 |  |  |  | 10)/Photovoltaic(10) | 10 | 10 | 0 | 0 |  |  | 1
WDT1584 | 2018-04-30 | 2018-04-30 | 2018-05-24 | WDAT | GIP - Cluster Study | QC_011 | Active | Technical Assessment In Progress |  | Not Started | No |  |  | Energy Storage(2.5) | 2.5 | Riverside | CA | 2020-03-01 | 2020-03-01 | Michael 12 kV line |  | Mira Loma Substation 220 kV bus | Metro East Region | Michael | Mira Loma 220/66 System | Corona 66/12 (D)
WDT1588 | 2018-04-30 | 2018-04-30 | 2018-05-25 | WDAT | GIP - Cluster Study | QC_011 | Inactive | Withdrawn | 2019-03-04 | Not Started | No |  |  | Energy Storage(20) | 10 | Ventura | CA | 2020-10-01 | 2020-10-01 | New 16kV circuit | New 16kV circuit | Santa Clara 220kV bus | North Coast Region | Sidewinder | Santa Clara 220/66 System | Estero 66/16 (D)
WDT1589 | 2018-04-30 | 2018-04-30 | 2018-05-21 | WDAT | GIP - Cluster Study | QC_011 | Inactive | Withdrawn | 2019-03-04 | Not Started | No |  |  | Energy Storage(10.4) | 10 | Ventura | CA | 2020-10-01 | 2020-10-01 | Sidewinder 16kV distribution line out of Estero 66/16kV Substation | Sidewinder 16kV distribution line out of Estero 66/16kV Substation | Santa Clara Substation at 220 kV bus | North Coast Region | Sidewinder | Santa Clara 220/66 System | Estero 66/16 (D)
WDT1590 | 2018-04-30 | 2018-04-30 | 2018-05-29 | WDAT | GIP - Cluster Study | QC_011 | Inactive | Withdrawn | 2019-03-04 | Not Started | No |  |  | Energy Storage(10.4) | 10 | Ventura | CA | 2020-10-01 | 2020-10-01 | Tiros 16kV distribution line out of Estero 66/16kV Substation | Tiros 16kV distribution line out of Estero 66/16kV Substation | Santa Clara Substation at 220 kV bus | North Coast Region | Tiros | Santa Clara 220/66 System | Estero 66/16 (D)
WDT1591 |  | 2018-04-30 |  | WDAT | GIP - Cluster Study | QC_011 | Inactive | Withdrawn | 2018-05-18 | Not Started | No |  |  | Energy Storage(6) | 6 | Ventura | CA | 2021-11-01 |  | Newbury (66/16kV) |  |  | North Coast Region | Splendor | Moorpark 220/66 System | Newbury 66/16 (D)
WDT1592 |  | 2018-04-30 |  | WDAT | GIP - Cluster Study | QC_011 | Inactive | Withdrawn | 2018-05-18 | Not Started | No |  |  | Energy Storage(6) | 6 | Riverside | CA | 2021-11-01 |  | Eisehower 115kV/12kV |  |  | Desert Region | Bombardier | Devers 220/115 System | Eisenhower 115/12 (D)
WDT1593 |  | 2018-04-30 |  | WDAT | GIP - Cluster Study | QC_011 | Inactive | Withdrawn | 2018-05-18 | Not Started | No |  |  | Energy Storage(6) | 6 | Ventura | CA | 2021-11-01 |  | Newbury 66/16kV, Hooligan Distribution Feeder |  |  | North Coast Region | Patriot | Moorpark 220/66 System | Newbury 66/16 (D)
WDT1594 |  | 2018-04-30 |  | WDAT | GIP - Cluster Study | QC_011 | Inactive | Withdrawn | 2018-05-18 | Not Started | No |  |  | Energy Storage(6) | 6 | Ventura | CA | 2021-11-01 |  | Newbury 66/16kV, Intrepid Distribution Feeder |  |  | North Coast Region | Splendor | Moorpark 220/66 System | Newbury 66/16 (D)
WDT1596 | 2018-04-30 | 2018-04-30 | 2018-05-27 | WDAT | GIP - Cluster Study | QC_011 | Inactive | Withdrawn | 2019-02-05 | Not Started | No |  |  | Photovoltaic(13.2) | 12 | Kern | CA | 2019-11-01 | 2020-11-01 | Castle Butte 33 kV circuit out of Edwards 115/33 kV Substation |  | Kramer 115 kV bus | Rurals Region | Castle Butte | Kramer 220/115 System | Edwards 115/33 (D)
WDT1602 | 2018-04-30 | 2018-04-30 | 2018-05-29 | WDAT | GIP - Cluster Study | QC_011 | Inactive | Withdrawn |  | Executed - In Effect | Yes | 2020-11-29 |  | Energy Storage(15.4) | 13 | Los Angeles | CA | 2021-04-29 | 2023-04-15 | Hallet 16kV circuit | Hallet 16kV circuit | El Nido 220kV bus | Metro West Region | Hallet | El Nido 220/66 System | Inglewood 66/16 (D) | El Nido (SCE) | 230
WDT1603 | 2018-04-30 | 2018-04-30 | 2018-05-29 | WDAT | GIP - Cluster Study | QC_011 | Inactive | Withdrawn | 2019-03-06 | Not Started | No |  |  | Energy Storage(20.9) | 20 | Orange | CA | 2021-04-29 | 2021-04-29 | Johanna-Chestnut-Washington 66kV Line | Johanna-Chestnut-Washington 66kV Line | Johanna 220kV bus Johanna 220kV bus | Orange Region | Cleat | Villa Park 220/66 System | Washington 66/12 (D)
WDT1605 | 2018-08-29 | 2018-06-26 | 2018-08-29 | WDAT | GIP - Fast Track | Fast Track | Active - Post IA | Construction |  | Executed - In Effect | Yes | 2019-06-11 | 2020-12-08 | Photovoltaic(4.8) |  | San Bernardino | CA | 2021-01-31 | 2021-11-22 | A tap on the Distribution Provider’s existing Bariod 34.5 kV distribution line out of Gale 115/33 kV Substation via an overhead line extension to the Distribution Customer-owned 34.5 kV switchboard. | A tap on the Distribution Provider’s existing Bariod 34.5 kV distribution line out of Gale 115/33 kV Substation via an overhead line extension to the Distribution Customer-owned 34.5 kV switchboard. | The ISO Grid at the Distribution Provider’s Gale 115/33 Substation at the 115 kV bus. | Rurals Region | Baroid | Kramer 220/115 System | Gale 115/33 (D)
WDT1606 | 2018-06-26 | 2018-06-26 | 2018-07-13 | WDAT | GIP - Fast Track | Fast Track | Inactive | Withdrawn | 2021-10-05 | Terminated | Yes | 2019-10-04 | 2020-10-05 | Photovoltaic(4.4)/Energy Storage(4) | 4 | San Bernardino | CA | 2019-10-01 | 2020-11-01 | Lockhart 33kV | Lockhart 33kV | Kramer 115/33 (D) | Rurals Region | Lockhart | Kramer 220/115 System | Kramer 115/33 (D)
WDT1607 | 2018-08-14 | 2018-06-29 | 2018-08-14 | WDAT | GIP - ISP | ISP | Inactive | Withdrawn | 2020-07-10 | Withdrawn (No Agrmt) | No |  |  | Energy Storage(10)/Photovoltaic(10) | 10 | Ventura | CA | 2020-05-31 | 2020-05-31 | Castro 16 kV |  | Santa Clara 220 kV bus | North Coast Region | Castro | Santa Clara 220/66 System | Wakefield 66/16 (D)
WDT1608 |  | 2018-07-13 |  | WDAT | GIP - Fast Track | Fast Track | Inactive | Withdrawn | 2019-04-16 | Not Started | No |  |  | Photovoltaic(3) |  | San Bernardino | CA | 2019-02-19 |  | Will interconnect to the 32kV SCE Nisqualli distribution line, pole #43080 |  |  | Rurals Region | Seals | Victor 220/115 System | Victorville 33/12 (D)
WDT1609 |  | 2018-07-17 |  | WDAT | GIP - Fast Track | Fast Track | Inactive | Withdrawn | 2018-10-01 | Not Started | No |  |  | Photovoltaic(2.64) | 2.5 | Kern | CA | 2019-06-01 | 2019-06-01 | Overall 12kV | Cal City |  | Rurals Region | Overall | Kramer 220/115 System | Calcity 'B' 33/12 (D)
WDT1610 | 2018-10-03 | 2018-10-03 | 2018-11-05 | WDAT | GIP - Fast Track | Fast Track | Inactive | Withdrawn | 2019-03-04 | Not Started | No |  |  | Photovoltaic(2) |  | Kern | CA | 2019-11-15 | 2019-12-01 | Oak Creek 12.47 KV |  |  | North Coast Region | Oak Creek | Antelope 220/66 System | Rosamond 66/12 (D)
WDT1612 | 2018-12-11 | 2018-11-06 | 2018-12-11 | WDAT | GIP - Fast Track | Fast Track | Inactive | Withdrawn | 2019-02-25 | Not Started | No |  |  | Photovoltaic(1.9) |  | San Bernardino | CA |  |  | High Desert 33/25 kV |  |  | Desert Region | Melody | Devers 220/115 System | Hi Desert 33/25 (D)
WDT1613 | 2018-11-06 | 2018-11-06 | 2018-12-04 | WDAT | GIP - Fast Track | Fast Track | Inactive | Withdrawn | 2019-02-25 | Not Started | No |  |  | Photovoltaic(1.5) |  | San Bernardino | CA | 2020-01-05 | 2019-09-13 | High Desert 33/25 kV |  |  | Desert Region | Melody | Devers 220/115 System | Hi Desert 33/25 (D)
WDT1621 | 2018-12-18 | 2018-12-18 | 2019-01-18 | WDAT | GIP - Fast Track | ISP | Inactive | Withdrawn | 2019-08-22 | Not Started | No |  |  | Energy Storage(1.13) | 1 | Ventura | CA | 2019-10-20 | 2019-10-20 | Zone 16kV distribution line out of Moorpark 66/16 kV Substation | Zone 16kV distribution line out of Moorpark 66/16 kV Substation | Moorpark 220 kV | North Coast Region | Zone | Moorpark 220/66 System | Moorpark 66/16 (D)
WDT1622 |  | 2019-01-08 |  | WDAT | GIP - Fast Track | Fast Track | Inactive | Withdrawn | 2019-05-10 | Not Started | No |  |  | Photovoltaic(1.6)/Energy Storage(1.6) |  | Kern | CA | 2019-09-01 | 2019-09-01 | Rising Tree Wind Farm /12.47KV |  |  | North Coast Region | Discovery | Windhub 220/66 System | Goldtown 66/12 (D)
WDT1623 | 2019-02-15 | 2019-01-17 | 2019-02-15 | WDAT | GIP - Fast Track | Fast Track | Active - Post IA | Construction |  | Executed - In Effect | Yes | 2022-09-19 |  | Photovoltaic(2.225)/Energy Storage(2) | 2 | San Bernardino | CA | 2019-10-15 | 2023-12-01 | Lockhart 33 kV | Lockhart 33 kV | Kramer 220/115 | Rurals Region | Lockhart | Kramer 220/115 System | Kramer 115/33 (D) | Kramer | 115
WDT1625 | 2019-03-21 | 2019-03-21 | 2019-03-29 | WDAT | GIP - Fast Track | Fast Track | Inactive | Withdrawn | 2022-12-30 | Executed - In Effect | Yes | 2021-07-02 |  | Photovoltaic(2.46) | 2.46 | San Bernardino | CA | 2020-10-18 | 2022-08-12 | Montara 33 kV | Barstow 33 kV | Tortilla 115 kV | Rurals Region | Montara | Kramer 220/115 System | Barstow 33/33 (D)
WDT1636 | 2019-04-30 | 2019-04-26 | 2019-05-21 | WDAT | GIP - Cluster Study | QC_012 | Active - Post IA | Construction |  | Executed - In Effect | Yes | 2022-05-25 |  | Energy Storage(24.75) | 20 | Riverside | CA | 2022-03-01 | 2024-06-15 | Meyer 33 kV distribution line feed out of the the Elsinore 115/33 kV Substation | Valley 'D' 500/115 | Valley Substation 500 kV bus | San Jacinto Valley Region | Mayer | Valley 'D' 500/115 System | Elsinore 115/33 (D) |  |  | 0 | Valley (SCE) | 1 | Valley (SCE) | 500 | [7 empty] | 24.75) | 24.75 | 24.75 | 4.75 | 0 |  |  | 1
WDT1637 | 2019-04-30 | 2019-04-29 | 2019-06-03 | WDAT | GIP - Cluster Study | QC_012 | Inactive | Withdrawn | 2020-05-27 | Withdrawn (No Agrmt) | No |  |  | Energy Storage(11.856) | 10 | Santa Barbara | CA | 2022-09-15 | 2022-09-15 | Vallecito 16 kV line |  | Carpinteria Substation 66/16 kV bus | North Coast Region | Vallecito | Goleta 220/66 System | Carpinteria 66/16 (D)
WDT1638 | 2019-04-30 | 2019-04-29 | 2019-05-28 | WDAT | GIP - Cluster Study | QC_012 | Inactive | Withdrawn | 2021-10-15 | Not Started | No |  |  | Photovoltaic(30.25)/Energy Storage(30.25) | 25 | San Bernardino | CA | 2022-11-15 | 2023-07-31 | Gobar 33 kV Circuit out of the Cottonwood 115/33 kV Substation near the new installed distribution pole (near 4266056E) | Gobar 33 kV Circuit out of the Cottonwood 115/33 kV Substation near the new installed distribution pole (near 4266056E) | Victor 220/115 kV Bus | Rurals Region | Gobar | Victor 220/115 System | Cottonwood 115/33 (D)
WDT164 | 2004-10-21 | 2004-10-12 | 2004-10-21 | WDAT | LGIP | Serial | Inactive | IA Terminated |  | Terminated | Yes | 2008-03-27 | 2010-08-31 | Wind Turbine(80) | 80 | San Bernardino | CA | 2010-09-01 | 2010-09-01 | Victor-Gail 115 kV line | Victor-Gail 115 kV line | Victor Substation
WDT1644 | 2019-04-30 | 2019-04-30 | 2019-05-23 | WDAT | GIP - Cluster Study | QC_012 | Active - Post IA | Construction |  | Executed - In Effect | Yes | 2022-11-17 |  | Photovoltaic(10)/Energy Storage(10) | 10 | Orange | CA | 2021-10-31 | 2024-05-15 | Ketch 12 kV Circuit out of the Bolsa Substation near structure 2192753E | Ketch 12 kV Circuit out of the Bolsa Substation near structure 2192753E | Barre Substation 220 kV bus | Orange Region | Ketch | Barre 220/66 System | Bolsa 66/12 (D) |  |  | 0 | Barre | 1 | Barre | 230 | 10)/Energy Storage(10) | 10 | 10 | 0 |  |  |  | 10) | 10 | 10 | 0 | 0 |  |  | 1
WDT1646 | 2019-04-30 | 2019-04-30 | 2019-05-22 | WDAT | GIP - Cluster Study | QC_012 | Active | IA Amendment |  | Amendment - Pending | Yes | 2021-06-28 |  | Energy Storage(14) | 10 | Riverside | CA | 2021-10-01 | 2023-09-01 | At the Distribution Provider’s 6-way switch on the Distribution Provider’s Vella 33 kV distribution circuit out of Eisenhower 115/33 kV Substation. | At the Distribution Provider’s 6-way switch on the Distribution Provider’s Vella 33 kV distribution circuit out of Eisenhower 115/33 kV Substation. | Devers Substation 220 kV bus | Desert Region | Vella | Devers 220/115 System | Eisenhower 115/33 (D) | Devers | 230 | 1 |  | 0 | Devers | 230 | [7 empty] | 14) | 14 | 14 | 4 | 0 |  |  | 0
WDT165 | 2004-11-23 | 2004-11-03 | 2004-11-23 | WDAT | LGIP | Serial | Inactive | Withdrawn | 2008-07-09 | Withdrawn (No Agrmt) | No |  |  | Gas Turbine(325) | 325 | Riverside | CA | 2009-06-01 |  | Vista 115 kV bus | Vista 115 kV bus | Vista 220 kV bus
WDT1656 |  | 2019-05-01 |  | WDAT | GIP - Fast Track | Fast Track | Inactive | Withdrawn | 2019-05-23 | Not Started | No |  |  | Photovoltaic(3.08)/Energy Storage(3) | 3 | Los Angeles | CA | 2019-10-31 |  | Hughes Lake 12 kV Circuit |  |  | North Coast Region | Museum | Antelope 220/66 System | Piute 66/12 (D)
WDT1663 | 2019-10-14 | 2019-09-18 | 2019-10-21 | WDAT | GIP - Fast Track | Fast Track | Active - Post IA | Construction |  | Executed - In Effect | No | 2022-09-19 |  | Photovoltaic(2.25)/Energy Storage(2) | 2 | San Bernardino | CA | 2020-10-01 | 2023-12-01 | Lockhart 33 kV | Lockhart 33 kV | Kramer 220/115 | Rurals Region | Lockhart | Kramer 220/115 System | Kramer 115/33 (D) | Kramer | 115
WDT1664 | 2020-01-24 | 2019-09-30 | 2020-01-24 | WDAT | GIP - ISP | ISP | Inactive | Withdrawn | 2023-05-11 | In Negotiation | No |  |  | Hydroelectric(5) | 5 | Kern | CA | 2022-02-01 |  | Vestal 66kV |  |  | San Joaquin Region |  | Vestal 220/66 System | Lakegen 66/12 (X)
WDT1668 | 2019-10-28 | 2019-10-28 | 2019-11-25 | WDAT | GIP - Fast Track | Fast Track | Inactive | IA Terminated |  | Executed - In Effect | Yes | 2020-08-13 | 2021-04-28 | Photovoltaic(3) | 3 | Tulare | CA | 2020-10-01 | 2021-08-01 | At the Distribution Provider’s pad-mounted 4-way rotary arc gas (“RAG”) switch on the Distribution Provider’s Effie 12 kV distribution line out of Oak Grove 66/12 kV Substation | At the Distribution Provider’s pad-mounted 4-way rotary arc gas (“RAG”) switch on the Distribution Provider’s Effie 12 kV distribution line out of Oak Grove 66/12 kV Substation | The ISO Grid at Distribution Provider’s 220kV Bus at Rector 220/66 kV Substation. | San Joaquin Region | Effie | Rector 220/66 System | Oak Grove 66/12 (D)
WDT1671 | 2019-11-14 | 2019-11-14 | 2019-12-20 | WDAT | GIP - ISP | ISP | Inactive | Withdrawn | 2020-04-10 | Withdrawn (No Agrmt) | No |  |  | Energy Storage(10.672) | 10 | Ventura | CA | 2023-05-01 | 2023-05-01 | Buckaroo 16 kV circuit out of Gonzales 66/16 kV Substation at Structure 1927406E | Buckaroo 16 kV circuit out of Gonzales 66/16 kV Substation at Structure 1927406E | Santa Clara Substation 220 kV bus | North Coast Region | Buckaroo | Santa Clara 220/66 System | Gonzales 66/16 (D)
WDT1672 | 2019-11-14 | 2019-11-14 | 2019-12-27 | WDAT | GIP - ISP | ISP | Inactive | Withdrawn | 2020-02-05 | Withdrawn (No Agrmt) | No |  |  | Energy Storage(85.376) | 80 | Ventura | CA | 2023-05-01 |  | Santa Clara - Tayshell 66 kV circuit | Santa Clara - Tayshell 66kV Circuit | Santa Clara 220 kV bus
WDT1679 | 2020-01-27 | 2020-01-27 | 2020-02-24 | WDAT | GIP - ISP | ISP | Inactive | Withdrawn | 2020-12-14 | Not Started | No |  |  | Photovoltaic(5.67) | 5.5 | Los Angeles | CA | 2021-07-01 | 2021-07-01 | Tejon 12 kV Distribution Circuit out of Neenach 66/12 kV Substation near to existing Structure# 4261599E |  | Neenach Substation 66 kV bus | North Coast Region | Tejon | Antelope 220/66 System | Neenach 66/12 (D)
WDT1680 |  | 2020-02-06 |  | WDAT | GIP - Fast Track | Fast Track | Inactive | Withdrawn | 2020-03-11 | Withdrawn (No Agrmt) | No |  |  | Energy Storage(5.2) | 5 | Riverside | CA | 2022-02-01 |  | 1500 feet from Crossley 33kV feeder out of Eisenhower substation |  |  | Desert Region | Combat | Devers 220/115 System | Eisenhower 115/12 (D)
WDT1681 | 2020-02-10 | 2020-02-10 | 2020-05-13 | WDAT | GIP - Cluster Study | QC_013 | Inactive | Withdrawn | 2020-12-22 | Not Started | No |  |  | Photovoltaic(10.32) | 10 | Los Angeles | CA | 2021-07-01 | 2021-07-01 | Tierra Bonita 12 kV circuit out-of Little Rock Substation | Tierra Bonita 12 kV circuit | Antelope 115 kV Substation | North Coast Region | Tierra Bonita | Antelope 220/66 System | Little Rock 66/12 (D)
WDT1682 | 2020-04-09 | 2020-03-23 | 2020-04-09 | WDAT | GIP - Cluster Study | QC_013 | Inactive | Withdrawn | 2020-07-08 | Withdrawn (No Agrmt) | No |  |  | Energy Storage(207.6) | 200 | Riverside | CA | 2023-05-01 |  | Stetson Substation 115kV |  |  | San Jacinto Valley Region | Glider | Valley 'AB' 500/115 System | Stetson 115/12 (D)
WDT1684 | 2020-04-30 | 2020-04-09 | 2020-05-04 | WDAT | GIP - Cluster Study | QC_013 | Inactive | Withdrawn | 2021-03-08 | Not Started | No |  |  | Photovoltaic(56.8)/Energy Storage(50) | 50 | Tulare | CA | 2023-09-15 | 2024-09-15 | Vestal Substation 66 kV bus | Vestal Substation 66 kV bus | Vestal Substation 220 kV bus
WDT1693 |  | 2020-04-30 |  | WDAT | GIP - Cluster Study | QC_013 | Inactive | Withdrawn | 2020-05-18 | Withdrawn (No Agrmt) | No |  |  | Energy Storage(13.89) | 12.5 | Los Angeles | CA | 2021-12-31 |  | Newhall - McBean 16kV |  |  | North Coast Region | Mcbean | Saugus 220/66 System | Newhall 66/16 (D)
WDT1708 | 2020-09-25 | 2020-07-16 | 2020-10-01 | WDAT | GIP - ISP | ISP | Inactive | Withdrawn | 2021-10-20 | In Negotiation | No |  |  | Energy Storage(22.8) | 20 | Los Angeles | CA | 2021-06-20 | 2021-06-20 | 66 kV bus at Shuttle 66/12 kV Sub | Generating Facility Output = POI. Charging Distribution Service = Antelope Sub 66 kV bus | Genearting Facility Output = The ISO Grid at SCE's 66 kV bus at Antelope Sub 66. Charging = 66 kV bus at Shuttle Sub | North Coast Region | Force | Antelope 220/66 System | Shuttle 66/12 (D)
WDT1709 | 2020-08-28 | 2020-07-28 | 2020-09-08 | WDAT | GIP - Fast Track | Fast Track | Inactive | Withdrawn | 2020-10-29 | Withdrawn (No Agrmt) | No |  |  | Photovoltaic(1.98) | 1.98 | Riverside | CA | 2021-06-01 |  | Devers 115/12kV; Martian 12kV Distribution Feeder |  |  | Desert Region | Martian | Devers 220/115 System | Devers 115/12 (D)
WDT1710 | 2020-09-18 | 2020-09-18 | 2020-10-23 | WDAT | GIP - ISP | ISP | Active - Post IA | Construction |  | Executed - In Effect | Yes | 2021-09-03 |  | Energy Storage(15) | 15 | Los Angeles | CA | 2022-11-01 | 2023-12-01 | New 16 kV Distribution Circuit out of Elizabeth Lake 66/16 kV Substation via a new 16 kV circuit | Pardee 220 kV bus | Pardee 220 kV bus | North Coast Region |  | Saugus 220/66 System | Elizabeth Lake 66/16 (D) |  |  | 0 | Saugus | 1 | Pardee | 230 | [7 empty] | 15) | 15 | 15 | 0 | 0 |  |  | 1
WDT1715 |  | 2020-10-19 |  | WDAT | GIP - ISP | ISP | Inactive | Withdrawn | 2020-12-28 | Not Started | No |  |  | Energy Storage(24.11) | 24 | San Bernardino | CA | 2021-10-01 |  | Verdemont 33kV % Calectric 115/33kV % Vista 220/115 System |  |  | Desert Region | Verdemont | Vista 220/115 System | Calectric 115/33 (D)
WDT1717 | 2020-12-21 | 2020-10-23 | 2020-12-20 | WDAT | GIP - Fast Track | Fast Track | Inactive | Withdrawn | 2022-02-24 | Not Started | No |  |  | Photovoltaic(1.425) |  | Riverside | CA | 2021-03-31 |  | Zevo 12kV, Circuit ID: 2190392 |  |  | San Jacinto Valley Region | Zevo | Valley 'D' 500/115 System | Murrietta 2 33/12 (D)
WDT1718 |  | 2020-10-23 |  | WDAT | GIP - Fast Track | Fast Track | Inactive | Withdrawn | 2021-01-27 | Withdrawn (No Agrmt) | No |  |  | Photovoltaic(0.664) |  | Riverside | CA | 2021-03-31 |  | Tackle 12 kV, Circuit ID: 2184884 |  |  | San Jacinto Valley Region | Tackle | Valley 'D' 500/115 System | Stadler 115/12 (D)
WDT1720 | 2021-04-19 | 2020-12-03 | 2021-04-19 | WDAT | GIP - Fast Track | Fast Track | Active - Post IA | Construction |  | In Negotiation | No | 2023-02-21 |  | Photovoltaic(4.8) | 4.8 | San Bernardino | CA | 2022-12-31 |  | Baroid 33 kV distribution line out of Gale 115/33 kV Substation via an overhead line extension to the Customer-owned 34.5 kV switchboard | A tap on the Distribution Provider’s Baroid 33 kV distribution line out of Gale 115/33 kV Substation via an overhead line extension to the Customer-owned 34.5 kV switchboard. | The ISO Grid at Distribution Provider’s 115 kV Bus at Coolwater Substation. Substation | Rurals Region | Baroid | Kramer 220/115 System | Gale 115/33 (D) | Coolwater | 115
WDT1721 |  | 2020-12-29 |  | WDAT | GIP - Fast Track | Fast Track | Inactive | Withdrawn | 2021-03-02 | Not Started | No |  |  | Energy Storage(2) |  | Los Angeles | CA | 2023-01-15 |  | Fairmont 12kV |  |  | North Coast Region | Fairmont | Antelope 220/66 System | Del Sur 66/12 (D)
WDT1722 | 2020-12-30 | 2020-12-30 | 2021-01-25 | WDAT | GIP - Fast Track | Fast Track | Inactive | Withdrawn | 2021-03-02 | Not Started | No |  |  | Photovoltaic()/Energy Storage() | 2 | Los Angeles | CA | 2023-01-15 |  | Bledsoe 12kV served from Neenach 66/12kV Sub |  |  | North Coast Region | Bledsoe | Antelope 220/66 System | Neenach 66/12 (D)
WDT1724 |  | 2021-02-12 | 2021-03-22 | WDAT | GIP - ISP | ISP | Inactive | Withdrawn | 2021-05-03 | Not Started | No |  |  | Photovoltaic(4.176) | 4.176 | Riverside | CA | 2021-12-31 |  | Calectric 115/33kV Substation |  |  | Desert Region | Limonite | Vista 220/115 System | Calectric 115/33 (D)
WDT1726 | 2021-03-19 | 2021-03-03 | 2021-03-19 | WDAT | GIP - ISP | ISP | Active | IA Amendment |  | Not Started | No |  |  | Geothermal(4.5)/Geothermal(15.75) | 4.5 | Mono | CA | 2021-04-01 | 2021-04-01 | SCE's Vulcan 33 kV circuit out of Casa Diablo 115/33 substation | SCE's Vulcan 33 kV circuit out of Casa Diablo 115/33 substation | Control Substation 115 kV bus | Rurals Region |  | Inyo SCE 220/115 System | Casa Diablo 115/33 (D) | Control | 115
WDT1729 |  | 2021-03-01 |  | WDAT | GIP - ISP | ISP | Inactive | Withdrawn | 2021-12-16 | Not Started | No |  |  | Photovoltaic(6.6) | 5 | Kern | CA | 2023-07-01 | 2023-07-01 | Conley 12 kV distribution circuit | Conley 12 kV distribution circuit | Windhub 220 kV Substation | North Coast Region | Conley | Windhub 220/66 System | Corum 66/12 (D)
WDT1731 | 2021-04-23 | 2021-02-18 | 2021-04-23 | WDAT | GIP - Fast Track | Fast Track | Active - Post IA | Construction |  | Not Started | No | 2022-03-14 |  | Photovoltaic(2)/Energy Storage(1.25) | 2 | Los Angeles | CA | 2022-01-04 | 2023-12-01 | Dealer 12 kV distribution line out of Phelan 115/12 kV Substation. | Dealer 12 kV | Victor 220/115 | Rurals Region | Dealer | Victor 220/115 System | Phelan 115/12 (D) | Victor | 115
WDT1732 | 2021-03-25 | 2021-02-22 | 2021-03-30 | WDAT | GIP - Fast Track | Fast Track | Active - Post IA | In-Service (Conditional PTO) |  | In Negotiation | No |  |  | Photovoltaic(3) | 3 | Tulare | CA |  | 2023-04-01 | Wutchumna 12 kV distribution line out of the Rector 12 kV Substation | Wutchumna 12 kV distribution line out of the Rector 12 kV Substation | Rector Substation 220 kV bus | San Joaquin Region | Wutchumna | Rector 220/66 System | Rector 66/12 (D)
WDT1733 | 2021-04-23 | 2021-02-18 | 2021-04-23 | WDAT | GIP - Fast Track | Fast Track | Inactive | IA Terminated |  | Terminated | Yes | 2022-03-17 | 2022-08-03 | Photovoltaic(2)/Energy Storage(1.25) | 2 | San Bernardino | CA | 2022-04-01 | 2023-12-01 | StandingRock 12 kV out of Rancho 33/12 | Standing Rock 12 kV | 115 kV bus at Victor | Rurals Region | Standing Rock | Victor 220/115 System | Rancho 33/12 (D)
WDT1735 | 2021-04-06 | 2021-02-25 | 2021-04-06 | WDAT | GIP - Fast Track | Fast Track | Inactive | IA Terminated |  | Terminated | Yes | 2021-10-21 | 2022-09-14 | Photovoltaic(4.08)/Energy Storage(1.875) | 4 | Kern | CA | 2023-04-01 | 2023-07-25 | A tap on SCE's Heavy 33 kV % Randsburg 115/33 kV | A tap on SCE's Heavy 33 kV % Randsburg 115/33 kV | The ISO Grid at Distribution Provider’s Inyokern-Kramer-Randsburg No.3 115 kV line | Rurals Region | Heavy | Kramer 220/115 System | Randsburg 115/33 (D)
WDT1743 |  | 2021-03-31 |  | WDAT | GIP - Fast Track | Fast Track | Inactive | Withdrawn | 2022-06-09 | Not Started | No |  |  | Energy Storage() |  | Los Angeles | CA | 2023-01-15 |  | Fairmont 12kV |  |  | North Coast Region | Fairmont | Antelope 220/66 System | Del Sur 66/12 (D)
WDT1744 |  | 2021-03-31 |  | WDAT | GIP - Fast Track | Fast Track | Inactive | Withdrawn | 2022-06-09 | Not Started | No |  |  | Energy Storage() |  | Los Angeles | CA | 2023-01-15 |  | Bledsoe 12kV |  |  | North Coast Region | Bledsoe | Antelope 220/66 System | Neenach 66/12 (D)
WDT1745 | 2021-05-01 | 2021-04-06 | 2021-05-18 | WDAT | GIP - ISP | ISP | Inactive | Withdrawn | 2022-05-03 | Not Started | No |  |  | Energy Storage(1) | 1 | San Bernardino | CA | 2022-12-01 | 2022-12-01 | Elder 12kV out of Rialto 33/12kV | Elder 12kV % Rialto 33/12kV | Vista 220 kV | Desert Region | Elder | Vista 220/115 System | Rialto 33/12 (D)
WDT1746 | 2021-04-30 | 2021-04-30 | 2021-06-04 | WDAT | GIP - Cluster Study | QC_014 | Inactive | Withdrawn | 2023-01-17 | Not Started | No |  |  | Photovoltaic(37.8)/Energy Storage(12.6) | 20 | San Bernardino | CA | 2023-11-23 | 2023-11-23 | Baroid 33 kV Distribution Circuit |  | Coolwater 115 kV Bus | Rurals Region | Baroid | Kramer 220/115 System | Gale 115/33 (D)
WDT1747 | 2021-04-30 | 2021-04-30 | 2021-06-09 | WDAT | GIP - Cluster Study | QC_014 | Active | IA Parked |  | Not Started | No |  |  | Photovoltaic(37.8)/Energy Storage(12.6) | 20 | Kern | CA | 2023-11-23 | 2023-11-23 | Kennedy 33 kV Distribution Circuit |  | Inyokern 115 kV Bus | Rurals Region | Kennedy | Kramer 220/115 System | Inyokern 115/33 (D) | Inyokern | 115 | 1 |  | 0 | Inyokern | 115 | 37.8)/Energy Storage(12.6) | 37.8 | 37.8 | 17.8 |  |  |  | 12.6) | 12.6 | 12.6 | 0 | 0 |  |  | 0
WDT1748 | 2021-04-30 | 2021-04-30 | 2021-06-02 | WDAT | GIP - Cluster Study | QC_014 | Active | IA Parked |  | Not Started | No |  |  | Photovoltaic(37.8)/Energy Storage(12.6) | 20 | San Bernardino | CA | 2023-11-23 | 2023-11-23 | Poco 33kV Distribution Circuit |  | Tortilla 115 kV Bus | Rurals Region | Poco | Kramer 220/115 System | Tortilla 115/33 (D) | Tortilla | 115 | 1 |  | 0 | Tortilla | 115 | 37.8)/Energy Storage(12.6) | 37.8 | 37.8 | 17.8 |  |  |  | 12.6) | 12.6 | 12.6 | 0 | 0 |  |  | 0
WDT1779 |  | 2021-04-30 | 2021-06-17 | WDAT | GIP - Cluster Study | QC_014 | Inactive | Withdrawn | 2022-10-23 | Not Started | No |  |  | Energy Storage(8.25)/Photovoltaic(11) | 10 | Tulare | CA | 2024-08-30 | 2024-08-30 | Gopher 12 kV circuit at a point near existing structure 1900658E, served out of the Wheatland 66/12 kV Substation | Vestal 220/66 kV Substation 220 kV bus | Vestal 220/66 kV Substation 220 kV bus | San Joaquin Region | Gopher | Vestal 220/66 System | Wheatland 66/12 (D)
WDT1784 |  | 2021-04-30 |  | WDAT | GIP - Cluster Study | QC_014 | Inactive | Withdrawn | 2021-05-20 | Not Started | No |  |  | Photovoltaic(10) | 9.96 | Los Angeles | CA | 2022-11-01 |  | Neenach 12 kV
WDT1785 |  | 2021-04-30 |  | WDAT | GIP - Cluster Study | QC_014 | Inactive | Withdrawn | 2021-06-07 | Not Started | No |  |  | Photovoltaic(4) | 4 | Los Angeles | CA | 2022-11-01 |  | Neenach 12 kV |  |  | North Coast Region | Tejon | Antelope 220/66 System | Neenach 66/12 (D)
WDT1786 |  | 2021-04-30 |  | WDAT | GIP - Cluster Study | QC_014 | Inactive | Withdrawn | 2021-08-26 | Not Started | No |  |  | Photovoltaic() | 3 | San Bernardino | CA | 2022-11-01 |  | Styx PT 12kV |  |  | Rurals Region | Underworld | Victor 220/115 System | Styx P.T. 33/12 (A)
WDT1787 | 2021-04-30 | 2021-04-30 | 2021-06-10 | WDAT | GIP - Cluster Study | QC_014 | Inactive | Withdrawn | 2021-08-24 | Not Started | No |  |  | Photovoltaic(10) | 10 | San Bernardino | CA | 2022-11-01 |  | Dunn Siding 12kv |  |  | Rurals Region | Talc | Kramer 220/115 System | Dunn Siding 115/12 (D)
WDT1788 | 2021-04-30 | 2021-04-30 | 2021-09-24 | WDAT | GIP - Cluster Study | QC_014 | Inactive | Transferred to Rule 21 |  | Not Started | No |  |  | Photovoltaic(4)/() | 4 | Los Angeles | CA | 2023-09-05 | 2023-09-05 | Scrapper 12 kV Distribution Circuit out of the Quartz Hill 66/12 kV Substation |  | Antelope 220 kV Bus | North Coast Region | Scrapper | Antelope 220/66 System | Quartz Hill 66/12 (D) | Antelope | 230
WDT1789 | 2021-04-30 | 2021-04-30 | 2021-09-24 | WDAT | GIP - Cluster Study | QC_014 | Inactive | Transferred to Rule 21 |  | Not Started | No |  |  | Photovoltaic(4) | 4 | Los Angeles | CA | 2023-09-05 | 2023-09-05 | Scrapper 12 kV Distribution Circuit out of the Quartz Hill 66/12 kV Substation |  | Antelope 220 kV Bus | North Coast Region |  | Antelope 220/66 System | Quartz Hill 66/12 (D) | Antelope | 230
WDT179 | 2005-03-18 | 2005-03-14 | 2005-03-18 | WDAT | LGIP | Serial | Inactive | Withdrawn | 2014-12-17 | Not Started | No |  |  | Gas Turbine(49.9) | 49.9 | San Bernardino | CA | 2010-06-01 | 2012-06-01 | Bloomington - Colton - Colton Cement 66 kV Line | 66kV line tap between Colton and Bloomington Substations at the project site | Vista 220/115
WDT1790 |  | 2021-05-26 |  | WDAT | GIP - ISP | ISP | Inactive | Withdrawn | 2021-06-23 | Not Started | No |  |  | (5) | 5 | Kern | CA | 2022-11-01 |  | 12 kV Butte Circuit |  |  | North Coast Region | Butte | Antelope 220/66 System | Rosamond 66/12 (D)
WDT1791 |  | 2021-07-21 |  | WDAT | GIP - Fast Track | Fast Track | Inactive | Withdrawn | 2021-09-03 | Not Started | No |  |  | Photovoltaic(2) | 2 | Kern | CA | 2022-11-01 |  | Calcity 'B' (1820) 12kV |  |  | Rurals Region | Heavy | Kramer 220/115 System | Randsburg 115/33 (D)
WDT1792 | 2021-09-22 | 2021-07-26 | 2021-09-27 | WDAT | GIP - Fast Track | Fast Track | Active - Post IA | Construction |  | Executed - In Effect | Yes | 2022-04-12 |  | Photovoltaic(5.71) | 4 | San Bernardino | CA | 2023-01-15 | 2023-12-31 | A tap on the Distribution Provider’s 33 kV Lockart distribution line out of the Kramer 33 kV Substation. | A tap on the Distribution Provider’s 33 kV Lockart distribution line out of the Kramer 33 kV Substation. | Kramer 220 kV bus | Rurals Region | Lockhart | Kramer 220/115 System | Kramer 115/33 (D)
WDT1795 | 2021-09-07 | 2021-08-06 | 2021-09-07 | WDAT | GIP - Fast Track | Fast Track | Active | IA Negotiation |  | In Negotiation | No |  |  | Energy Storage(1.358) | 1.3585 | Riverside | CA | 2022-09-01 |  | Jerry 12kv - Valley sub | Valley 115 kV bus | Valley 115 kV bus | San Jacinto Valley Region | Jerry | Valley 'AB' 500/115 System | Valley 115/12 (D)
WDT1798 | 2021-10-27 | 2021-09-10 | 2021-10-27 | WDAT | GIP - Fast Track | Fast Track | Active - Post IA | Construction |  | Not Started | No |  |  | Photovoltaic(0.3) | 0.3 | Los Angeles | CA | 2022-07-19 | 2023-10-01 | Torpedo 12 kV line | Torpedo 12 kV line | Mesa Substation 220 kV bus | Metro East Region | Torpedo | Mesa 220/66 System | Narrows 66/12 (D)
WDT1799 | 2021-10-27 | 2021-09-10 | 2021-10-27 | WDAT | GIP - Fast Track | Fast Track | Active - Post IA | Construction |  | Not Started | No |  |  | Photovoltaic(0.42) | 0.42 | Los Angeles | CA | 2022-07-19 | 2023-10-01 | Torpedo 12 kV line | Torpedo 12 kV line | Mesa Substation 220 kV bus | Metro East Region | Torpedo | Mesa 220/66 System | Narrows 66/12 (D)
WDT1802 |  | 2021-10-15 |  | WDAT | GIP - Fast Track | ISP | Inactive | Withdrawn | 2021-12-13 | Not Started | No |  |  |  | 5.32 | Kern | CA | 2025-01-01 |  | Heavy 33 kV |  |  | Rurals Region | Heavy | Kramer 220/115 System | Randsburg 115/33 (D)
WDT1803 | 2021-11-16 | 2021-11-16 | 2021-12-14 | WDAT | GIP - ISP | ISP | Inactive | Withdrawn | 2022-07-13 | Not Started | No |  |  | Photovoltaic(3.3) | 3 | San Bernardino | CA |  | 2022-09-01 | Kenworth 12 kV Line | Kenworth 12 kV Line | Roadway Substation 115 kV bus | Rurals Region | Kenworth | Victor 220/115 System | Roadway 115/12 (D)
WDT1804 | 2022-03-18 | 2021-12-08 | 2022-03-23 | WDAT | GIP - Fast Track | Fast Track | Inactive | Withdrawn | 2022-09-23 | Not Started | No |  |  |  |  | Riverside | CA |  |  | Murrieta Substation - 33/220 Kv |  |  | San Jacinto Valley Region | Zevo | Valley 'D' 500/115 System | Murrietta 2 33/12 (D)
WDT1805 | 2021-12-17 | 2021-12-17 | 2022-01-10 | WDAT | GIP - ISP | ISP | Active | IA Negotiation |  | Not Started | No |  |  | Photovoltaic(16) | 16 | San Bernardino | CA | 2024-06-30 | 2024-06-30 | Isner 33 kV line near SCE Pole #4627193E | Isner 33 kV line | Kramer Sub 115 kV bus | Rurals Region | Isner | Kramer 220/115 System | Kramer 115/33 (D) | Kramer | 230 | 1 |  | 0 | Kramer | 115 | 16) | 16 | 16 | 0 | [7 empty] | 0 |  |  | 0
WDT1806 | 2022-03-07 | 2022-01-13 | 2022-03-07 | WDAT | GIP - ISP | ISP | Active - Post IA | Construction |  | Executed - In Effect | Yes | 2023-11-22 |  | Photovoltaic(9.99) | 9.99 | San Bernardino | CA | 2024-06-30 | 2025-05-30 | Melody 25 kV circuit | Melody 25 kV Circuit out of Hi Desert 33/25 kV Substation | 220 kV Bus at Devers Substation | Desert Region | Melody | Devers 220/115 System | Hi Desert 33/25 (D) | Devers | 230 | 1 |  | 0 | Devers | 230 | 9.99) | 9.99 | 9.99 | 0 | [7 empty] | 0 |  |  | 1
WDT1807 | 2022-02-08 | 2022-02-08 | 2022-02-28 | WDAT | GIP - ISP | ISP | Inactive | Withdrawn | 2022-03-15 | Not Started | No |  |  | Photovoltaic() |  | San Bernardino | CA | 2024-06-30 |  | Sub ID - 1759; 33/25 Kv
WDT1808 | 2022-02-28 | 2022-02-28 | 2022-03-23 | WDAT | GIP - ISP | ISP | Active - Post IA | IA Suspended |  | Not Started | No |  |  | Energy Storage(138) | 100 | Ventura | CA | 2024-04-01 | 2027-02-15 | San Miguel Substation at the 66 kV bus | San Miguel Substation at the 66 kV bus | Santa Clara Substation 220kV | [6 empty] | 0 | Santa Clara | 1 | Santa Clara | 230 | [7 empty] | 138) | 138 | 138 | 38 | 0 |  |  | 0
WDT1812 | 2022-04-26 | 2022-04-26 | 2022-05-31 | WDAT | GIP - ISP | ISP | Inactive | Withdrawn | 2022-12-09 | Not Started | No |  |  | Photovoltaic(12.625) | 11.5 | Tulare | CA | 2023-11-01 | 2024-06-28 | Hobson 12 kV circuit out of Pixley 66/12 kV Substation | Hobson 12 kV circuit out of Pixley 66/12 kV Substation | Vestal 220 kV bus | San Joaquin Region | Hobson | Vestal 220/66 System | Pixley 66/12 (D)
WDT1813 | 2022-06-20 | 2022-05-16 | 2022-06-20 | WDAT | GIP - ISP | ISP | Active | IA Negotiation |  | In Draft | No |  |  | Photovoltaic(14) | 14 | Kern | CA |  | 2026-01-15 | Dyson 33 kV | Kramer 115/33 | 115 kv bus at Kramer | Rurals Region | Dyson | Kramer 220/115 System | Kramer 115/33 (D) | Kramer | 230 | 1 |  | 0 | Kramer | 115 | 14) | 14 | 14 | 0 | [7 empty] | 0 |  |  | 0
WDT1814 | 2022-08-17 | 2022-05-24 | 2022-08-19 | WDAT | GIP - Fast Track | Fast Track | Active - Post IA | Construction |  | Executed - In Effect | Yes | 2022-12-22 |  | Photovoltaic(0.64) | 0.64 | Los Angeles | CA | 2023-01-20 | 2023-08-15 | Factor 16 kV | Yukon 66/16 | La Fresa 220/66 | Metro West Region | Factor | La Fresa 220/66 System | Yukon 66/16 (D)
WDT1815 | 2022-08-17 | 2022-05-26 | 2022-08-18 | WDAT | GIP - Fast Track | Fast Track | Active - Post IA | Construction |  | Executed - In Effect | Yes | 2023-01-09 |  | Photovoltaic(1.8) | 1.8 | Los Angeles | CA | 2023-01-20 | 2023-11-15 | Shell 12 kV | Watson 66/12 kV | Hinson 220/66 kV | Metro West Region | Shell | Hinson 220/66 System | Watson 66/12 (D)
WDT1817 | 2022-08-17 | 2022-05-31 | 2022-08-18 | WDAT | GIP - Fast Track | Fast Track | Active - Post IA | Construction |  | Executed - In Effect | Yes | 2023-01-05 |  | Photovoltaic(0.96) | 0.96 | Los Angeles | CA |  | 2023-09-01 | Switch 5329529 on the Distribution Provider’s Wilmington 12 kV distribution line out of Alon 66/12 kV Substation | Alon 66/12 kV | Lighthipe 220/66 kV | Metro West Region | Wilmington | Lighthipe 220/66 System | Alon 66/12 (D)
WDT1818 | 2022-08-17 | 2022-05-31 | 2022-08-19 | WDAT | GIP - Fast Track | Fast Track | Active - Post IA | Construction |  | Executed - In Effect | Yes | 2022-12-22 |  | Photovoltaic(0.6) | 0.6 | Los Angeles | CA |  | 2023-08-15 | Shell 12 kV | Watson 66/12 kV | Hinson 220/66 | Metro West Region | Shell | Hinson 220/66 System | Watson 66/12 (D)
WDT1819 | 2022-08-17 | 2022-05-31 | 2022-08-19 | WDAT | GIP - Fast Track | Fast Track | Active - Post IA | Construction |  | Executed - In Effect | Yes | 2023-01-05 |  | Photovoltaic(1.92) | 1.92 | Los Angeles | CA |  | 2023-10-15 | Cornwall 12 kV | Narrows 66/12 kV | Mesa 220/66 kV | Metro East Region | Cornwall | Mesa 220/66 System | Narrows 66/12 (D)
WDT182 | 2005-05-06 | 2005-05-06 | 2005-05-06 | WDAT | LGIP | Serial | Inactive | IA Terminated |  | Terminated | Yes | 2015-01-28 | 2016-04-19 | Gas Turbine(507.5) | 507.5 | Riverside | CA | 2012-05-01 | 2018-12-31 | Valley 115 kV Bus | Valley Sub 115 kV | Valley 500kV bus
WDT1820 |  | 2022-06-02 |  | WDAT | GIP - ISP | ISP | Inactive | Withdrawn | 2022-07-28 | Not Started | No |  |  | Photovoltaic() |  | San Bernardino | CA | 2023-11-01 |  |  | Tortilla 12kV |  | Rurals Region | Patio | Kramer 220/115 System | Tortilla 115/12 (D)
WDT1821 |  | 2022-06-21 | 2022-07-20 | WDAT | GIP - ISP | ISP | Inactive | Withdrawn | 2022-08-30 | Not Started | No |  |  | Photovoltaic(7.2) | 7.2 | San Bernardino | CA | 2024-11-01 |  | SKI HI 12KV LINE
WDT1822 |  | 2022-06-24 |  | WDAT | GIP - Fast Track | Fast Track | Inactive | Withdrawn | 2022-10-06 | Not Started | No |  |  |  |  | San Bernardino | CA | 2024-03-07 |  | Lockhart; 33kV |  |  | Rurals Region | Lockhart | Kramer 220/115 System | Kramer 115/33 (D)
WDT1823 | 2022-08-18 | 2022-08-18 | 2022-09-12 | WDAT | GIP - ISP | ISP | Active - Post IA | Construction |  | In Negotiation | No |  |  | Photovoltaic(14.52) | 11 | Riverside | CA | 2024-04-01 | 2025-05-01 | McCoy 33 kV circuit out of Blythe 33 kV Substation | McCoy 33 kV circuit out of Blythe 33 kV Substation | Blythe Substation 161 kV bus | Rurals Region | Mc Coy | Blythe (WALC) 161/33 System | Blythe City 33/33 (D) | BlytheSC 161 kV | 161 | 1 |  | 0 | BlytheSC 161 kV | 161 | 14.52) | 14.52 | 14.52 | 3.52 | [7 empty] | 0 |  |  | 0
WDT1824 | 2022-09-07 | 2022-09-07 | 2022-10-14 | WDAT | GIP - ISP | ISP | Inactive | Withdrawn | 2023-12-20 | Not Started | No |  |  | Photovoltaic(4.65)/Energy Storage(6.13) | 4.2 | Kern | CA | 2024-09-01 | 2024-09-01 | Heavy 33 kV circuit out of Randsburg 115/33 kV Substation | Heavy 33 kV circuit out of Randsburg 115/33 kV Substation | Kramer 220 kV Bus | Rurals Region | Heavy | Kramer 220/115 System | Randsburg 115/33 (D) | Kramer | 115
WDT1825 |  | 2022-08-24 |  | WDAT | GIP - ISP | ISP | Inactive | Withdrawn | 2023-01-20 | Not Started | No |  |  | () | 10 | San Bernardino | CA | 2024-12-15 |  | Carodean 115/12 kV |  |  | Desert Region | Sunnyvale | Devers 220/115 System | Carodean 115/12 (D)
WDT1826 | 2022-09-12 | 2022-09-12 | 2022-10-13 | WDAT | GIP - ISP | ISP | Inactive | Withdrawn | 2022-11-29 | Not Started | No |  |  | Photovoltaic(5.55)/Energy Storage(6.134)/() | 5 | San Bernardino | CA | 2024-09-01 | 2024-09-01 | Sunnyvale 12 kV | Carodean 115/12 | Devers 220/115 | Desert Region | Sunnyvale | Devers 220/115 System | Carodean 115/12 (D)
WDT1827 | 2022-09-12 | 2022-09-12 | 2022-10-14 | WDAT | GIP - ISP | ISP | Inactive | Transferred to Rule 21 |  | Not Started | No |  |  | Photovoltaic(5.55)/Energy Storage(6.134) | 5 | Kern | CA | 2024-09-01 | 2024-09-01 | Castle Butte 33kV | Edwards 115/33 kV --> Holgate 115 kV bus | Kramer 115 kV bus | Rurals Region | Castle Butte | Kramer 220/115 System | Edwards 115/33 (D) | Kramer | 115 | 1 |  | 0 | Kramer
WDT1828 | 2022-09-12 | 2022-09-12 | 2022-10-17 | WDAT | GIP - ISP | ISP | Inactive | Withdrawn | 2022-11-29 | Not Started | No |  |  | Photovoltaic(5.55)/Energy Storage(6.134) | 5 | Kern | CA | 2024-09-01 | 2024-09-01 | TBD | Goldtown 66/12 | Windhub 220/66 | North Coast Region | Discovery | Windhub 220/66 System | Goldtown 66/12 (D)
WDT1829 |  | 2022-09-12 | 2022-10-25 | WDAT | GIP - ISP | ISP | Inactive | Withdrawn |  | Not Started | No |  |  | Photovoltaic(3)/Energy Storage(3) | 3 | Kern | CA | 2024-09-01 |  | Brittle Bush |  |  | Rurals Region | Brittle Bush | Kramer 220/115 System | Calcity 'A' 33/12 (D)
WDT1830 | 2022-09-12 | 2022-09-12 | 2022-10-25 | WDAT | GIP - ISP | ISP | Active - Post IA | Construction |  | In Draft | No |  |  | Photovoltaic(5.55)/Energy Storage(6.134) | 5 | Los Angeles | CA | 2022-09-01 | 2025-09-01 | Eastwind 12 kV | Antelope 66 kV | Antelope 220/66kV | North Coast Region | Eastwind | Antelope 220/66 System | Wilsona 66/12 (D) | Antelope | 230 | 1 |  | 0 | Antelope | 230 | 5.55)/Energy Storage(6.134) | 5.55 | 5.55 | 0.55 |  |  |  | 6.134) | 6.134 | 6.134 | 1.134 | 0 |  |  | 0
WDT1831 |  | 2022-09-12 | 2022-10-25 | WDAT | GIP - ISP | ISP | Inactive | Withdrawn |  | Not Started | No |  |  | Photovoltaic(5)/Energy Storage(5) | 5 | Los Angeles | CA | 2022-09-01 |  | East Wind Circuit, 12 kV |  |  | North Coast Region | Eastwind | Antelope 220/66 System | Wilsona 66/12 (D)
WDT1832 | 2022-10-18 | 2022-09-12 | 2022-10-25 | WDAT | GIP - ISP | ISP | Inactive | Withdrawn | 2024-06-18 | In Draft | No |  |  | Photovoltaic(5)/Energy Storage(5) | 5 |  |  | 2024-09-01 | 2024-09-01 | Lockhart 33 kV circuit | Kramer 115/33 kV bus | Kramer 115/33 kV bus | Rurals Region | Lockhart | Kramer 220/115 System | Kramer 115/33 (D) | Kramer | 115
WDT1833 | 2022-10-20 | 2022-09-12 | 2022-10-25 | WDAT | GIP - ISP | ISP | Inactive | Withdrawn |  | Not Started | No |  |  | Photovoltaic(5)/Energy Storage(5) | 5 | Kern | CA | 2024-09-01 |  | BUTTE 12 KV |  |  | North Coast Region | Division | Antelope 220/66 System | Rosamond 66/12 (D)
WDT1834 | 2022-09-12 | 2022-09-12 | 2022-10-18 | WDAT | GIP - ISP | ISP | Inactive | Withdrawn | 2023-02-14 | Not Started | No |  |  | Photovoltaic(5.55)/Energy Storage(6.13) | 5 | San Bernardino | CA | 2024-09-01 | 2024-09-01 | Lotto 12 kV Circuit | Phelan 115/33 kV | Kramer 115/33 kV Bus | Rurals Region | Lotto | Victor 220/115 System | Phelan 115/12 (D)
WDT1836 | 2022-09-16 | 2022-09-16 | 2022-10-18 | WDAT | GIP - ISP | ISP | Inactive | Withdrawn | 2022-12-08 | Not Started | No |  |  | Photovoltaic(5.55)/Energy Storage(5.26) | 5 | Kern | CA | 2024-09-01 |  | Domeland 12 kV circuit out of Domeland 33/12 kV P.T. Substation. |  |  | Rurals Region | Domeland | Kramer 220/115 System | Domeland P.T. 33/12 (A)
WDT1837 | 2022-09-20 | 2022-09-20 | 2022-10-24 | WDAT | GIP - ISP | ISP | Inactive | Withdrawn | 2022-11-22 | Not Started | No |  |  | Photovoltaic(5.55)/Energy Storage(5.78) | 5 | Los Angeles | CA | 2024-09-01 |  | Tierra Bonita 12 kV |  |  | North Coast Region | Tierra Bonita | Antelope 220/66 System | Little Rock 66/12 (D)
WDT1838 | 2022-09-20 | 2022-09-20 | 2022-10-17 | WDAT | GIP - ISP | ISP | Inactive | Transferred to Rule 21 |  | Not Started | No |  |  | Photovoltaic(5.55)/Energy Storage(6.134) | 5 | San Bernardino | CA | 2024-09-01 | 2024-09-01 | Rabbit 12kV circuit | Lucerne 33/12 kV Substation | Victor 115kV bus | Rurals Region | Rabbit | Victor 220/115 System | Lucerne 33/12 (D) | Victor | 115 | 1 |  | 0 | Victor
WDT1839 | 2022-09-20 | 2022-09-20 | 2022-10-24 | WDAT | GIP - ISP | ISP | Inactive | Withdrawn | 2022-11-21 | Not Started | No |  |  |  | 3 | Kern | CA | 2024-09-01 |  | Huron Circuit, 12kV |  |  | North Coast Region | Huron | Antelope 220/66 System | Great Lakes 66/12 (D)
WDT1840 | 2022-09-20 | 2022-09-20 | 2022-10-18 | WDAT | GIP - ISP | ISP | Inactive | Withdrawn | 2022-11-16 | Not Started | No |  |  |  | 5 | Kern | CA | 2024-09-01 |  | Tamahawk Circuit, 12Kv |  |  | North Coast Region | Tomahawk | Windhub 220/66 System | Monolith 66/12 (D)
WDT1841 |  | 2022-09-15 |  | WDAT | GIP - Fast Track | Fast Track | Inactive | Withdrawn | 2022-11-03 | Not Started | No |  |  | Photovoltaic(4)/Energy Storage(4) | 4 | Tulare | CA | 2023-10-01 |  | Vestal 66kV
WDT1842 | 2022-09-16 | 2022-09-16 | 2022-10-12 | WDAT | GIP - ISP | ISP | Inactive | Withdrawn | 2023-11-18 | Not Started | No |  |  | Photovoltaic(4.99)/() | 4.99 | Kern | CA | 2024-12-31 | 2024-12-31 | Alila 12 kV circuit of Earlimart 66/12 kV substation | Alila 12 kV circuit of Earlimart 66/12 kV substation | ISO Grid at the Vestal 220 kV bus | San Joaquin Region | Alila | Vestal 220/66 System | Earlimart 66/12 (D) | Vestal | 230
WDT1843 | 2023-01-03 | 2022-09-27 | 2023-01-03 | WDAT | GIP - ISP | ISP | Inactive | Withdrawn | 2023-09-27 | Not Started | No |  |  | Photovoltaic(5.55)/Energy Storage(6.134) | 5 | San Bernardino | CA | 2024-09-01 | 2024-09-01 | Tortilla 33 kV bus (triggered new 33 kV circuit) | Tortilla 115/33 kV | Tortilla 115 kV bus | Rurals Region | Turkey | Kramer 220/115 System | Ordway 33/12 (D) | Tortilla | 115
WDT1844 | 2022-10-07 | 2022-10-07 | 2022-11-15 | WDAT | GIP - ISP | ISP | Inactive | Withdrawn | 2023-05-19 | Not Started | No |  |  | Photovoltaic(4.8)/Energy Storage(5.03) | 4.38 | Kern | CA | 2024-09-01 |  | Dyson 33 kV | Kramer 115/33 kV | Kramer 115 kV bus | Rurals Region | Dyson | Kramer 220/115 System | Kramer 115/33 (D)
WDT1845 | 2022-09-30 | 2022-09-30 | 2022-10-24 | WDAT | GIP - ISP | ISP | Inactive | Withdrawn | 2022-11-29 | Not Started | No |  |  | Photovoltaic(3.5) | 3.5 | Tulare | CA |  |  | Deer 12 kV % Terra Bella 66/12 Substation |  |  | San Joaquin Region | Deer | Vestal 220/66 System | Terra Bella 66/12 (D)
WDT1849 |  | 2022-10-12 |  | WDAT | GIP - Fast Track | Fast Track | Inactive | Withdrawn | 2023-02-24 | Not Started | No |  |  | Photovoltaic(4)/() | 3.91 | San Bernardino | CA | 2024-03-07 | 2024-05-23 | Lockhart 33 kV | Kramer 115/33 kV | Kramer 115 kV bus
WDT1850 | 2023-01-18 | 2022-11-07 | 2023-01-23 | WDAT | GIP - Fast Track | Fast Track | Active - Post IA | Construction |  | Executed - In Effect | Yes | 2023-12-19 |  | Photovoltaic(1) | 1 | Los Angeles | CA | 2023-07-15 | 2025-06-01 | Cyclops 12 kV circuit out of Proctor 66/12 kV Substation | Cyclops 12 kV circuit out of Proctor 66/12 kV Substation | The ISO Grid at Distribution Provider's 220 kV bus at Walnut Substation | Metro East Region | Cyclops | Walnut 220/66 System | Proctor 66/12 (D) | Walnut | 230
WDT1851 | 2022-11-07 | 2022-11-07 | 2023-01-06 | WDAT | GIP - Fast Track | Fast Track | Active - Post IA | Construction |  | Executed - In Effect | No | 2024-02-02 |  | Photovoltaic(1) | 0.999 | San Bernardino | CA | 2023-07-15 | 2025-08-01 | Ladder 12 kV | Firehouse 69/12 |  | Metro East Region |  | Chino 220/66 System | Firehouse 66/12 (D)
WDT1852 | 2022-12-22 | 2022-11-07 | 2022-12-27 | WDAT | GIP - Fast Track | Fast Track | Active - Post IA | Construction |  | In Draft | Yes | 2023-07-16 |  | Photovoltaic(0.999) | 0.999 | Los Angeles | CA | 2023-07-15 | 2024-09-15 | A tap on the Distribution Provider’s Twining 16 kV distribution line out of Jersey 66/16 kV Substation in the Lighthipe 66 kV System. | A tap on the Distribution Provider’s Twining 16 kV distribution line out of Jersey 66/16 kV Substation in the Lighthipe 66 kV System. | The ISO Grid at Distribution Provier's 220 kV Bus at Lighthipe Substation | Metro West Region | Twining | Lighthipe 220/66 System | Jersey 66/16 (D) | Lighthipe | 230
WDT1853 | 2022-11-07 | 2022-11-07 | 2022-12-13 | WDAT | GIP - Fast Track | Fast Track | Active - Post IA | Construction |  | Executed - In Effect | Yes | 2023-07-19 |  | Photovoltaic(0.999) | 0.999 | Los Angeles | CA | 2023-07-15 | 2025-02-07 | A tap on Twining 16 kV out of Jersey 66/16 kV Substation | A tap on Twining 16 kV out of Jersey 66/16 kV Substation | The ISO Grid at Distribution Provider's 220 kV Bus at Lighthipe Substation | Metro West Region | Twining | Lighthipe 220/66 System | Jersey 66/16 (D) | Lighthipe | 230
WDT1854 |  | 2022-11-02 |  | WDAT | GIP - Fast Track | Fast Track | Active | IA Negotiation |  | In Draft | No |  |  | Photovoltaic(0.999) | 0.999 | Orange | CA | 2023-07-15 |  | Bluefield 12 kV | La Mirada 66/12 kV | Del Amo 220/66 kV | Metro West Region | Bluefield | Del Amo 220/66 System | La Mirada 66/12 (D)
WDT1855 | 2022-11-02 | 2022-11-01 | 2023-07-12 | WDAT | GIP - Fast Track | Fast Track | Active - Post IA | Construction |  | Executed - In Effect | Yes | 2023-12-22 |  | Photovoltaic(0.999) | 0.999 | Los Angeles | CA | 2023-07-15 | 2026-04-01 | Starbuck 12 kV | Santa Fe Springs 66/12 kV | Center 220/66 kV | Metro West Region | Starbuck | Center 220/66 System | Santa Fe Springs 66/12 (D) | Center | 230
WDT1857 | 2022-11-02 | 2022-11-02 | 2022-12-15 | WDAT | GIP - Fast Track | Fast Track | Active - Post IA | Construction |  | Executed - In Effect | Yes | 2023-06-30 |  | Photovoltaic(1) | 0.999 | Los Angeles | CA | 2023-07-15 | 2024-06-01 | switch 5053942 on Cal Strip 16kV | Laguna Bell 66/16 | Laguna Bell 220/66 | Metro West Region | Cal Strip | Laguna Bell AB 220/66 System | Laguna Bell 66/16 (D) | Laguna Bell | 230
WDT1858 | 2023-01-23 | 2022-11-01 | 2023-01-30 | WDAT | GIP - Fast Track | Fast Track | Inactive | Withdrawn | 2024-06-28 | In Negotiation | No |  |  | Photovoltaic(0.999) | 0.999 | Los Angeles | CA | 2023-07-15 |  | FOM interconnection point of interconnection to existing 16kV distribution line |  |  | Metro West Region | Rahn | Lighthipe 220/66 System | Carson 66/16 (D)
WDT1860 | 2022-11-01 | 2022-11-01 | 2023-01-06 | WDAT | GIP - Fast Track | Fast Track | Active - Post IA | Construction |  | Executed - In Effect | No | 2024-02-02 |  | Photovoltaic(1) | 0.999 | Los Angeles | CA | 2023-07-15 | 2025-08-01 | A tap on the Distribution Provider’s Yates 16 kV Circuit out of Vail 66/16 kV Substation | Vail 66/16 kV Substation |  | Metro West Region | Yates | Laguna Bell AB 220/66 System | Vail 66/16 (D)
WDT1861 |  | 2022-11-07 |  | WDAT | GIP - Fast Track | Fast Track | Active - Post IA | Construction |  | Executed - In Effect | Yes | 2023-09-15 |  | Photovoltaic(1) | 0.999 | Los Angeles | CA | 2023-07-15 | 2024-10-01 | A tap on the Distribution Provider’s Rahn 16 kV distribution line out of the Carson 66 / 16 kV Substation. | A tap on the Distribution Provider’s Rahn 16 kV distribution line out of the Carson 66 / 16 kV Substation. | The ISO Grid at Distribution Provider’s Lighthipe Substation 220 kV bus | Metro West Region | Rahn | Lighthipe 220/66 System | Carson 66/16 (D)
WDT1862 | 2022-11-07 | 2022-11-07 | 2022-12-21 | WDAT | GIP - Fast Track | Fast Track | Active - Post IA | Construction |  | Executed - In Effect | Yes | 2023-08-29 |  | Photovoltaic(1) | 0.999 | Los Angeles | CA | 2023-07-15 | 2025-04-15 | A tap on the Distribution Provider’s Twining 16 kV distribution line out of the Jersey 66 / 16 kV Substation. | A tap on the Distribution Provider’s Twining 16 kV distribution line out of the Jersey 66 / 16 kV Substation. | The ISO Grid at Lightipe Substation 220 kV bus | Metro West Region | Twining | Lighthipe 220/66 System | Jersey 66/16 (D) | Lighthipe | 230
WDT1863 | 2022-10-31 | 2022-10-31 | 2023-02-02 | WDAT | GIP - Fast Track | Fast Track | Active - Post IA | Construction |  | Executed - In Effect | No | 2024-01-29 |  | Photovoltaic(1) | 0.999 | Los Angeles | CA | 2023-07-15 | 2025-08-01 | Apricot 16 kV | Fernwood 66/16 kV |  | Metro West Region | Apricot | Lighthipe 220/66 System | Fernwood 66/16 (D)
WDT1864 | 2023-01-09 | 2022-10-31 | 2023-01-13 | WDAT | GIP - Fast Track | Fast Track | Active - Post IA | Construction |  | Executed - In Effect | No | 2024-02-02 |  | Photovoltaic(1) | 0.999 | Riverside | CA | 2023-07-15 | 2025-08-01 | A tap on the Distribution Provider’s Starglow 12 kV distribution line out of Cajalco 115/12 kV Substation | Cajalco 115/12 kV Substation |  | San Jacinto Valley Region | Starglow | Valley 'AB' 500/115 System | Cajalco 115/12 (D)
WDT1865 | 2022-12-16 | 2022-10-31 | 2023-01-10 | WDAT | GIP - Fast Track | Fast Track | Active - Post IA | Construction |  | In Negotiation | No |  |  | Photovoltaic(1) | 0.999 | Los Angeles | CA | 2023-07-15 | 2024-06-03 | Apex 16 kV Circuit out of SCE's Laguna Bell 66/16 kV Substation | Apex 16 kV Circuit out of SCE's Laguna Bell 66/16 kV Substation | Laguna Bell 220/66 kV Bus | Metro West Region | Apex | Laguna Bell AB 220/66 System | Laguna Bell 66/16 (D)
WDT1866 | 2023-01-30 | 2022-10-31 | 2023-01-30 | WDAT | GIP - Fast Track | Fast Track | Active - Post IA | Construction |  | Executed - In Effect | Yes | 2023-09-06 |  | Photovoltaic(0.999) | 0.999 | Los Angeles | CA | 2023-07-15 | 2024-10-31 | Ottowa 12 kV | Rio Hondo 66/12 kV Substation | Rio Hondo 220/66 kV Substation | Metro East Region | Ottowa | Rio Hondo 220/66 System | Rio Hondo 66/12 (D)
WDT1867 | 2022-12-16 | 2022-10-31 | 2022-12-23 | WDAT | GIP - Fast Track | Fast Track | Active - Post IA | Construction |  | Executed - In Effect | Yes | 2023-08-28 |  | Photovoltaic(0.999) | 0.999 | Los Angeles | CA | 2023-07-15 | 2024-09-30 | Chrysler 16kV | Laguna Bell 66/16 kV Substation | Laguna Bell 220/66 kV System | Metro West Region | Chrysler | Laguna Bell AB 220/66 System | Laguna Bell 66/16 (D)
WDT1868 | 2022-10-31 | 2022-10-31 | 2022-12-13 | WDAT | GIP - Fast Track | Fast Track | Active - Post IA | Construction |  | Executed - In Effect | Yes | 2023-04-25 |  | Photovoltaic(0.999) | 0.999 | Los Angeles | CA | 2023-07-15 | 2024-09-15 | FOM interconnection point of interconnection to existing 16kV distribution line | A tap on the Distribution Provider’s Tichenor 16 kV distribution line out of Fremont 66/16 kV Substation in the Lighthipe 66 kV System. | The ISO Grid at Distribution Provider’s 220kV Bus at Lighthipe Substation. | Metro West Region | Tichenor | Lighthipe 220/66 System | Fremont 66/16 (D) | Lighthipe | 230
WDT1870 | 2022-10-31 | 2022-10-31 | 2022-12-06 | WDAT | GIP - ISP | ISP | Inactive | Withdrawn | 2022-12-06 | Not Started | No |  |  | Photovoltaic(10) | 10 | Tulare | CA | 2024-09-30 |  | Pixley 66/12kV |  |  | San Joaquin Region |  | Vestal 220/66 System | Pixley 66/12 (D)
WDT1872 | 2022-11-28 | 2022-11-28 | 2022-12-20 | WDAT | GIP - ISP | ISP | Inactive | Transferred to Rule 21 | 2023-10-19 | In Negotiation | No |  |  | Photovoltaic(11.684)/Energy Storage(5) | 5 | Tulare | CA | 2024-09-01 | 2024-09-01 | Flory 12 kV circuit out of Woodville 66/12 kV Substation | Flory 12 kV circuit out of Woodville 66/12 kV Substation | Springville 220/66 kV Substation | San Joaquin Region | Flory | Springville 220/66 System | Woodville 66/12 (D) | Springville | 230 | 1 |  | 0 | Springville
WDT1873 |  | 2022-11-23 |  | WDAT | GIP - ISP | ISP | Inactive | Withdrawn | 2023-03-10 | Not Started | No |  |  | Photovoltaic(5)/Energy Storage() |  | Tulare | CA | 2024-09-01 |  | 12kV Abbey Circuit |  |  | San Joaquin Region | Abbey | Springville 220/66 System | Bliss 66/12 (D)
WDT1874 | 2022-11-30 | 2022-11-30 | 2022-12-28 | WDAT | GIP - ISP | ISP | Inactive | Withdrawn | 2023-01-27 | Not Started | No |  |  | Photovoltaic(3.51)/Energy Storage() |  | San Bernardino | CA | 2024-09-01 |  | 12kV Turkey circuit |  |  | Rurals Region | Turkey | Kramer 220/115 System | Ordway 33/12 (D)
WDT1875 | 2022-11-30 | 2022-11-30 | 2022-12-16 | WDAT | GIP - ISP | ISP | Inactive | Withdrawn | 2023-10-12 | Not Started | No |  |  | Photovoltaic(11.684)/Energy Storage(5) | 5 | Riverside | CA | 2024-09-01 | 2024-09-01 | 12 kV Date circuit out of Olive Lake 33 kV Substation | 12 kV Date circuit out of Olive Lake 33 kV Substation | Blythe 161 kV Substation | Rurals Region | Date | Blythe (WALC) 161/33 System | Olive Lake 33/12 (D) | BlytheSC 161 kV | 161
WDT1876 | 2022-12-06 | 2022-12-06 | 2023-01-05 | WDAT | GIP - ISP | ISP | Inactive | Withdrawn | 2023-01-20 | Not Started | No |  |  | Photovoltaic(5)/Energy Storage() | 0 | Kern | CA | 2024-09-01 |  |  | Boone 12kV circuit |  | San Joaquin Region | Boone | Vestal 220/66 System | Columbine 66/12 (D)
WDT1877 | 2022-11-29 | 2022-11-29 | 2022-12-29 | WDAT | GIP - ISP | ISP | Inactive | Withdrawn |  | Not Started | No |  |  | Photovoltaic(5)/Energy Storage() | 0 | Tulare | CA | 2024-09-01 |  | Harmony 12kV circuit |  |  | San Joaquin Region | Harmony | Springville 220/66 System | Bliss 66/12 (D)
WDT1878 | 2022-11-29 | 2022-11-29 | 2023-01-06 | WDAT | GIP - ISP | ISP | Inactive | Withdrawn |  | Not Started | No |  |  | Photovoltaic(5)/Energy Storage() | 0 | Tulare | CA | 2024-09-01 |  | Sturgeon 12kV circuit |  |  | San Joaquin Region | Sturgeon | Springville 220/66 System | Bliss 66/12 (D)
WDT1879 |  | 2022-11-29 |  | WDAT | GIP - ISP | ISP | Inactive | Withdrawn |  | Not Started | No |  |  | Photovoltaic(5)/Energy Storage() | 0 | Los Angeles | CA | 2024-09-01 |  | Duntley 12kV circuit |  |  | North Coast Region | Duntley | Antelope 220/66 System | Neenach 66/12 (D)
WDT1880 | 2022-11-29 | 2022-11-29 | 2022-12-14 | WDAT | GIP - ISP | ISP | Inactive | Withdrawn | 2023-03-31 | Not Started | No |  |  | Photovoltaic(5.55)/Energy Storage(6.134) | 5 | Riverside | CA | 2024-09-01 | 2024-09-01 | Kratka 12kV circuit | Ripley 33/12 | Blythe 161 kV bus | Rurals Region | Kratka | Blythe (WALC) 161/33 System | Ripley 33/12 (D)
WDT1881 | 2022-11-29 | 2022-11-29 | 2023-01-05 | WDAT | GIP - ISP | ISP | Inactive | Transferred to Rule 21 |  | In Negotiation | No |  |  | Photovoltaic(5.55)/Energy Storage(6.134) | 5 | Tulare | CA | 2024-09-01 | 2024-09-12 | Ball 12kV circuit | Laurel 66/12 | Rector 220/66 | San Joaquin Region | Ball | Rector 220/66 System | Laurel 66/12 (D) | Rector | 230 | 1 |  | 0 | Rector
WDT1883 |  | 2022-11-28 |  | WDAT | GIP - Fast Track | Fast Track | Inactive | Withdrawn | 2023-03-31 | Not Started | No |  |  | Energy Storage(3.96)/() | 2.2 | Riverside | CA | 2023-08-21 |  | Ironwood 33kV | Alessandro 115/33 | Valley 500/115 | San Jacinto Valley Region | Ironwood | Valley 'AB' 500/115 System | Alessandro 115/33 (D)
WDT1884 |  | 2022-11-28 |  | WDAT | GIP - Fast Track | Fast Track | Inactive | Withdrawn |  | Not Started | No |  |  | Energy Storage(3.96) | 2.2 | Riverside | CA | 2023-08-21 | 2023-08-21 | Hammock 33 kV | Alessandro 115/33 kV | Valley 500/115 kV | San Jacinto Valley Region | Hammock | Valley 'AB' 500/115 System | Alessandro 115/33 (D)
WDT1885 | 2022-12-08 | 2022-12-08 | 2022-12-23 | WDAT | GIP - ISP | ISP | Inactive | Withdrawn | 2023-01-24 | Not Started | No |  |  | Photovoltaic(5)/Energy Storage() | 0 | Kern | CA | 2024-09-01 |  |  | Midge 12kV Circuit |  | San Joaquin Region | Midge | Vestal 220/66 System | Quinn 66/12 (D)
WDT1886 | 2022-12-08 | 2022-12-08 | 2022-12-22 | WDAT | GIP - ISP | ISP | Inactive | Withdrawn | 2023-01-24 | Not Started | No |  |  | Photovoltaic(5)/Energy Storage() | 0 | Kern | CA | 2024-09-01 |  |  | Hanes 12kV circuit |  | San Joaquin Region | Hanes | Vestal 220/66 System | Browning 66/12 (D)
WDT1887 |  | 2022-12-08 | 2023-01-20 | WDAT | GIP - ISP | ISP | Inactive | Withdrawn |  | Not Started | No |  |  | Photovoltaic(5)/Energy Storage() | 0 | Tulare | CA | 2024-09-01 |  | Blinker 12 kV | Pixley 66/12 kV |  | San Joaquin Region | Blinker | Vestal 220/66 System | Pixley 66/12 (D)
WDT1888 | 2023-01-31 | 2023-01-31 | 2023-03-08 | WDAT | GIP - ISP | ISP | Inactive | Withdrawn | 2023-04-05 | Not Started | No |  |  | Photovoltaic(25.41) | 0 | San Bernardino | CA | 2024-04-01 |  |  | Cement 33kV |  | Rurals Region | Cement | Victor 220/115 System | Victor 115/33 (D)
WDT1889 | 2022-12-13 | 2022-12-13 | 2023-01-23 | WDAT | GIP - ISP | ISP | Inactive | Withdrawn | 2023-02-21 | Not Started | No |  |  | Photovoltaic(5)/Energy Storage(5) | 0 | Tulare | CA | 2024-09-01 |  |  | Deer 12kV Circuit
WDT1890 |  | 2022-12-12 |  | WDAT | GIP - ISP | ISP | Inactive | Withdrawn | 2023-02-01 | Not Started | No |  |  | Photovoltaic(10.22)/Energy Storage() | 0 | Los Angeles | CA | 2025-12-01 |  |  | Museum 12 kV Circuit |  | North Coast Region | Museum | Antelope 220/66 System | Piute 66/12 (D)
WDT1891 | 2023-02-10 | 2023-02-10 | 2023-03-20 | WDAT | GIP - ISP | ISP | Inactive | Withdrawn | 2023-04-17 | Not Started | No |  |  | Photovoltaic() | 0 | Riverside | CA | 2024-04-01 |  |  | Gin 33 kV circuit |  | Rurals Region | Gin | Blythe (WALC) 161/33 System | Blythe City 33/33 (D)
WDT1892 | 2023-03-01 | 2022-12-12 | 2023-03-07 | WDAT | GIP - ISP | ISP | Inactive | Withdrawn | 2023-04-04 | Not Started | No |  |  | Photovoltaic()/Energy Storage() | 0 | Los Angeles | CA | 2025-12-01 |  |  | Tejon 12 kV Circuit |  | North Coast Region | Tejon | Antelope 220/66 System | Neenach 66/12 (D)
WDT1893 | 2023-01-04 | 2023-01-04 | 2023-02-15 | WDAT | GIP - Fast Track | Fast Track | Inactive | Withdrawn |  | In Draft | No |  |  | Energy Storage(4.5) | 3.9 | Santa Barbara | CA | 2024-03-31 | 2025-08-01 | Driskill 16 kV out of San Marcus 66/16 kV Substation | Generating Facility Output – Driskill 16 kV distribution line out of San Marcus 66/16 kV Substation; Charging Distribution Service – Goleta Substation 220 kV bus. | Generating Facility Output – Goleta Substation 220 kV bus; Charging Distribution Service – Driskill 16 kV distribution line out of San Marcus 66/16 kV Substation. | North Coast Region | Driskill | Goleta 220/66 System | San Marcos 66/16 (D)
WDT1894 | 2022-12-21 | 2022-12-21 | 2023-01-17 | WDAT | GIP - ISP | ISP | Inactive | Withdrawn | 2023-02-13 | Not Started | No |  |  | Photovoltaic(5.605) | 4 | Tulare | CA | 2024-02-28 |  | Pixley 66/12kV |  |  | San Joaquin Region |  | Vestal 220/66 System | Pixley 66/12 (D)
WDT1896 | 2023-01-04 | 2023-01-04 | 2023-01-19 | WDAT | GIP - ISP | ISP | Inactive | Withdrawn |  | Not Started | No |  |  | () |  | Los Angeles | CA | 2024-09-01 |  |  | 12kV Tierra Bonita Circuit |  | North Coast Region | Tierra Bonita | Antelope 220/66 System | Little Rock 66/12 (D)
WDT1898 | 2023-01-24 | 2023-01-24 | 2023-02-06 | WDAT | GIP - ISP | ISP | Inactive | Withdrawn | 2023-10-09 | Not Started | No |  |  | Photovoltaic(5.55)/Energy Storage(6.134) | 5 | Kern | CA | 2024-09-01 | 2024-09-01 | pole 4685515E on Condor 12 kV | Banducci 66/12 kV | Windhub 220/66 kV | North Coast Region | Condor | Windhub 220/66 System | Banducci 66/12 (D) | Windhub | 230
WDT1899 |  | 2023-01-03 |  | WDAT | GIP - Fast Track | Fast Track | Inactive | Withdrawn | 2023-02-03 | Not Started | No |  |  | Photovoltaic(3)/Energy Storage(3) |  | Kern | CA | 2024-09-01 |  |  | Huron 12kV Circuit |  | North Coast Region | Huron | Antelope 220/66 System | Great Lakes 66/12 (D)
WDT190 | 2005-06-17 | 2005-05-06 | 2005-06-17 | WDAT | LGIP | Serial | Active - Post IA | In-Service |  | Filed Executed | Yes | 2011-09-22 |  | Gas Turbine(49.9) | 49.9 | Kern | CA | 2010-06-01 | 2012-10-05 | New Wellgen 66 kV Sub looping the Captive-Delano-Mariposa 66 kV line | Wellgen Substation 66 KV bus | Vestal 220kV bus | [6 empty] | 0 | Vestal | 1 | Vestal | 230 | [11 empty] | 1 |  |  | 0
WDT1900 |  | 2023-01-24 |  | WDAT | GIP - ISP | ISP | Inactive | Withdrawn | 2023-02-27 | Not Started | No |  |  | Photovoltaic(5.55)/Energy Storage(6.134) | 5 | Tulare | CA | 2024-09-01 | 2024-09-01 | pole 4970280E on Cotton 12 kV | Poplar 66/12 kV | Vestal 220/66 kV | San Joaquin Region | Cotton | Vestal 220/66 System | Poplar 66/12 (D)
WDT1901 | 2023-01-24 | 2023-01-24 | 2023-03-02 | WDAT | GIP - Fast Track | Fast Track | Inactive | Withdrawn | 2023-03-30 | Not Started | No |  |  | Photovoltaic(3.3)/Energy Storage(4.56) | 3 | Kern | CA | 2024-09-01 |  | pole 2110334E on Overall 12 kV | Calcity 33/12 kV-->Edwards 115/33 kV | Kramer 115kV bus | Rurals Region | Overall | Kramer 220/115 System | Calcity 'B' 33/12 (D)
WDT1909 |  | 2023-02-22 | 2023-03-20 | WDAT | GIP - ISP | ISP | Inactive | Withdrawn | 2023-04-15 | Not Started | No |  |  | Photovoltaic(5)/Energy Storage(4.896) | 0 | San Bernardino | CA | 2026-01-03 |  | Baroid 115/33 (A) |  |  | Rurals Region | Baroid | Kramer 220/115 System | Gale 115/33 (D)
WDT1910 | 2023-02-21 | 2023-02-21 | 2023-03-16 | WDAT | GIP - ISP | ISP | Inactive | Withdrawn |  | Not Started | No |  |  | Photovoltaic(5) |  | San Bernardino | CA | 2026-01-03 |  | Minneola 33/12 (D) |  |  | Rurals Region | Helios | Kramer 220/115 System | Minneola 33/12 (D)
WDT1912 | 2023-02-21 | 2023-02-21 | 2023-03-20 | WDAT | GIP - ISP | ISP | Inactive | Withdrawn | 2023-04-20 | Not Started | No |  |  | Photovoltaic(5) | 0 | San Bernardino | CA | 2026-01-03 |  | Barstow 33/33 (D) |  |  | Rurals Region | Remote | Kramer 220/115 System | Barstow 33/33 (D)
WDT1913 |  | 2023-02-21 | 2023-03-17 | WDAT | GIP - ISP | ISP | Inactive | Withdrawn | 2023-12-11 | Not Started | No |  |  | Photovoltaic(4.5)/() | 4.55 | San Bernardino | CA | 2026-01-03 | 2025-01-03 | Talc 12 kV Circuit out of Dunn Siding 115/12 kV Substation at or adjacent to existing structure 230451S. | Talc 12 kV Circuit out of Dunn Siding 115/12 kV Substation at or adjacent to existing structure 230451S | Ivanpah Substation 220/115kV bus | Rurals Region | Talc | Kramer 220/115 System | Dunn Siding 115/12 (D) | Ivanpah | 230
WDT1914 |  | 2023-02-21 |  | WDAT | GIP - ISP | ISP | Inactive | Withdrawn | 2023-04-14 | Not Started | No |  |  | Photovoltaic(5) | 0 | Kern | CA | 2026-01-03 |  | Kramer 115/33 (D) |  |  | Rurals Region | Isner | Kramer 220/115 System | Kramer 115/33 (D)
WDT1916 |  | 2023-02-22 |  | WDAT | GIP - ISP | ISP | Inactive | Withdrawn | 2023-04-19 | Not Started | No |  |  | Photovoltaic(5)/Energy Storage(4.896) | 0 | San Bernardino | CA | 2026-01-03 |  | Sky Hi 115/33 |  |  | Rurals Region | Sky Hi | Victor 220/115 System | Lucerne 33/12 (D)
WDT1917 | 2023-02-22 | 2023-02-22 | 2023-03-22 | WDAT | GIP - ISP | ISP | Inactive | Withdrawn | 2023-04-20 | Not Started | No |  |  | Photovoltaic(5)/Energy Storage(4.896) | 0 | San Bernardino | CA | 2026-01-03 |  | Gobar 115/33 |  |  | Rurals Region | Gobar | Victor 220/115 System | Cottonwood 115/33 (D)
WDT1918 | 2023-02-21 | 2023-02-21 | 2023-03-21 | WDAT | GIP - ISP | ISP | Inactive | Withdrawn | 2023-04-19 | Not Started | No |  |  | Photovoltaic(5) | 0 | San Bernardino | CA | 2026-01-03 |  | Cottonwood 115/33 (D) |  |  | Rurals Region | Camprock | Victor 220/115 System | Cottonwood 115/33 (D)
WDT1919 | 2023-02-21 | 2023-02-21 | 2023-04-19 | WDAT | GIP - ISP | ISP | Active | IA Negotiation |  | Not Started | No |  |  | Photovoltaic(5)/Energy Storage(5) | 5 | Kern | CA | 2026-01-03 | 2026-01-03 | Distribution Provider's Kennedy 33 kV circuit out of Inyokern 115/33 kV Substation | Distribution Provider's Kennedy 33 kV circuit out of Inyokern 115/33 kV Substation | Kramer 220/115 kV Substation | Rurals Region | Kennedy | Kramer 220/115 System | Inyokern 115/33 (D) | Inyokern | 115 | 1 |  | 0 | Kramer | 115 | 5)/Energy Storage(5) | 5 | 5 | 0 |  |  |  | 5) | 5 | 5 | 0 | 0 |  |  | 0
WDT1920 | 2023-02-23 | 2023-02-23 | 2023-04-11 | WDAT | GIP - ISP | ISP | Inactive | Withdrawn | 2023-05-04 | Not Started | No |  |  | Photovoltaic(5)/Energy Storage() | 5 | San Bernardino | CA | 2026-01-03 |  | Hitt P.T. 33/12 (A) |  |  | Rurals Region | Hutt | Kramer 220/115 System | Hutt P.T. 33/12 (A)
WDT1921 | 2023-03-23 | 2023-02-14 | 2023-04-10 | WDAT | GIP - Fast Track | Fast Track | Active - Post IA | Pending PTO |  | In Negotiation | No |  |  | Photovoltaic(4)/Energy Storage(4) | 4 | San Bernardino | CA | 2024-04-15 | 2025-08-11 | Topoc 16 kV Circuit out of Landing 66/16 kV Substation | Topoc 16 kV Circuit out of Landing 66/16 kV Substation | Parker 161/66 | Rurals Region | Topoc | Parker 161/66 System | Landing 66/16 (D)
WDT1922 | 2023-02-27 | 2023-02-27 | 2023-04-11 | WDAT | GIDAP - ISP | ISP | Inactive | Withdrawn | 2023-05-04 | Not Started | No |  |  | Photovoltaic(5)/Energy Storage() | 5 | San Bernardino | CA | 2026-01-03 |  | Tortilla 115/33 (D) |  |  | Rurals Region | Poco | Kramer 220/115 System | Tortilla 115/33 (D)
WDT1923 | 2023-03-20 | 2023-02-27 | 2023-03-20 | WDAT | GIP - ISP | ISP | Inactive | Withdrawn | 2023-04-19 | Not Started | No |  |  | Photovoltaic(5) | 0 | Kern | CA | 2026-01-03 |  | SCE's Kennedy 33 kV circuit out of the Inyokern 115/33 kV Substation |  |  | Rurals Region | Kennedy | Kramer 220/115 System | Inyokern 115/33 (D)
WDT1924 | 2023-03-20 | 2023-02-27 | 2023-03-20 | WDAT | GIP - ISP | ISP | Inactive | Withdrawn | 2023-04-19 | Not Started | No |  |  | Photovoltaic(5) | 0 | San Bernardino | CA | 2026-01-03 |  | SCE's Mule Canyon 12 kV circuit out of the Yermo 33/12 kV Substation |  |  | Rurals Region | Mule Canyon | Kramer 220/115 System | Yermo 33/12 (D)
WDT1926 |  | 2023-03-10 | 2023-04-10 | WDAT | GIP - ISP | ISP | Inactive | Withdrawn | 2023-04-28 | Not Started | No |  |  | Photovoltaic(5)/Energy Storage(4.896) | 0 | San Bernardino | CA | 2026-01-03 |  | Roadway 115/12 kV |  |  | Rurals Region | Kenworth | Victor 220/115 System | Roadway 115/12 (D)
WDT1927 | 2023-05-01 | 2023-03-08 | 2023-04-21 | WDAT | GIP - Cluster Study | QC_015 | Active | Phase I In Progress |  | Not Started | No |  |  | Photovoltaic(5)/Energy Storage(4.896) | 5 | San Bernardino | CA | 2026-01-03 | 2025-01-03 | Lotto 12 kV | Victor 115 kV | Victor 115 kV | Rurals Region | Lotto | Victor 220/115 System | Phelan 115/12 (D) |  |  | 0 | Victor | 1 | Victor | 115 | 5)/Energy Storage(4.896) | 5 | 5 | 0 |  |  |  | 4.896) | 4.896 | 4.896 | 0 | 0 |  |  | 0
WDT1928 | 2023-03-01 | 2023-03-01 | 2023-03-31 | WDAT | GIP - ISP | ISP | Inactive | Withdrawn | 2023-04-27 | Not Started | No |  |  | Photovoltaic(5)/Energy Storage(4.896) | 0 | San Bernardino | CA | 2026-01-03 |  | Kramer 115/33 Kv |  |  | Rurals Region | Book | Kramer 220/115 System | Tortilla 115/33 (D)
WDT1929 | 2023-03-01 | 2023-03-01 | 2023-04-04 | WDAT | GIP - ISP | ISP | Inactive | Withdrawn | 2023-05-01 | Not Started | No |  |  | Photovoltaic(5)/Energy Storage(4.896) | 0 | San Bernardino | CA | 2026-01-03 |  | Kramer 33/12 kV
WDT1930 |  | 2023-03-01 |  | WDAT | GIP - ISP | ISP | Inactive | Withdrawn | 2023-04-04 | Not Started | No |  |  | Photovoltaic(5)/Energy Storage(4.896) | 0 | San Bernardino | CA | 2026-01-03 |  | Cady 33/12 kV |  |  | Rurals Region | Hector | Kramer 220/115 System | Cady 33/12 (D)
WDT1931 |  | 2023-03-01 | 2023-03-29 | WDAT | GIP - ISP | ISP | Inactive | Withdrawn | 2023-04-21 | Not Started | No |  |  | Photovoltaic(5)/Energy Storage(4.896) | 0 | San Bernardino | CA | 2026-01-03 |  | Lucerne 33/12 kV |  |  | Rurals Region | Rabbit | Victor 220/115 System | Lucerne 33/12 (D)
WDT1932 | 2023-03-01 | 2023-03-01 | 2023-03-30 | WDAT | GIP - ISP | ISP | Inactive | Withdrawn | 2023-04-26 | Not Started | No |  |  | Photovoltaic(4)/Energy Storage(2.937) | 0 | San Bernardino | CA | 2026-01-03 |  | Lucerne 33/12 kV |  |  | Rurals Region | Timco | Victor 220/115 System | Lucerne 33/12 (D)
WDT1933 | 2023-03-02 | 2023-03-02 | 2023-04-07 | WDAT | GIP - Fast Track | ISP | Active | On Hold |  | Not Started | No |  |  | Photovoltaic(4)/Energy Storage(3) | 4 | San Bernardino | CA | 2024-05-23 |  | pole 1793304E on Lockhart 33 kV | Kramer 115/33 kV in the Kramer 115 kV system | Kramer 115 kV bus | Rurals Region | Lockhart | Kramer 220/115 System | Kramer 115/33 (D) | Kramer | 115
WDT1935 | 2023-03-02 | 2023-03-02 | 2023-03-29 | WDAT | GIP - ISP | ISP | Active | IA Amendment |  | Not Started | No |  |  | Energy Storage(4.95) | 3.5 | Los Angeles | CA | 2023-04-09 | 2023-09-04 | Distribution Provider's Yorktown 12 kV distribution line out of Narrows 66/12 kV Substation. | Distribution Provider's Yorktown 12 kV distribution line out of Narrows 66/12 kV Substation. | Mesa Substation 220 kV bus. | Metro East Region | Yorktown | Mesa 220/66 System | Narrows 66/12 (D) | Mesa (SCE) | 230
WDT1936 | 2023-03-09 | 2023-03-09 | 2023-04-11 | WDAT | GIP - Fast Track | ISP | Inactive | Withdrawn | 2023-10-03 | Not Started | No |  |  | Photovoltaic(4)/Energy Storage() | 4 | San Bernardino | CA | 2024-04-15 |  | Baroid 33 kV circuit (Gale sub) |  |  | Rurals Region | Baroid | Kramer 220/115 System | Gale 115/33 (D)
WDT1941 | 2023-04-18 | 2023-04-18 | 2023-05-25 | WDAT | GIP - Fast Track | Fast Track | Active - Post IA | Construction |  | Not Started | No | 2024-05-14 |  | Photovoltaic(0.903) | 0.68 | Los Angeles | CA | 2024-11-15 | 2025-01-31 | Storm 12kV | Neptune 66/12kV | Hinson 66kV | Metro West Region | Storm | Hinson 220/66 System | Neptune 66/12 (D)
WDT1943 | 2023-06-21 | 2023-04-18 | 2023-06-29 | WDAT | GIP - Fast Track | Fast Track | Active - Post IA | Construction |  | Executed - In Effect | No | 2024-02-02 |  | Photovoltaic(1.32) | 1.32 | Los Angeles | CA | 2024-07-15 | 2025-02-28 | Wilmington 12kV | Alon 66/12kV | 220kV Bus at Lighhope Substation | Metro West Region | Wilmington | Lighthipe 220/66 System | Alon 66/12 (D)
WDT1944 | 2023-06-20 | 2023-04-14 | 2023-06-27 | WDAT | GIP - Fast Track | Fast Track | Active - Post IA | Construction |  | Executed - In Effect | Yes | 2023-12-18 |  | Photovoltaic(0.56) | 0.56 | Los Angeles | CA | 2024-07-15 | 2025-02-28 | Storm 12 kV | Neptune 66/12 kV | Hinson 220/66 kV | Metro West Region | Storm | Hinson 220/66 System | Neptune 66/12 (D) | Hinson | 230
WDT1945 | 2023-04-06 | 2023-04-06 | 2023-05-04 | WDAT | GIP - Fast Track | Fast Track | Active | Elec Ind Test Complete |  | Not Started | No |  |  | Photovoltaic(4)/Energy Storage(3) |  | San Bernardino | CA | 2024-06-23 |  | Kramer 115/33 kV |  |  | Rurals Region | Lockhart | Kramer 220/115 System | Kramer 115/33 (D)
WDT1946 | 2023-06-21 | 2023-04-19 | 2023-06-29 | WDAT | GIP - Fast Track | Fast Track | Active - Post IA | Construction |  | Executed - In Effect | Yes | 2024-02-15 |  | Photovoltaic(1.4) | 1.38 | Los Angeles | CA | 2023-01-20 | 2025-02-28 | switch V5355017 on Wilmington 12 kV | Alon 66/12 kV in the Lighthipe 66 kV system | Lighthipe 220 kV bus | Metro West Region | Wilmington | Lighthipe 220/66 System | Alon 66/12 (D) | Lighthipe | 230
WDT1948 | 2023-05-01 | 2023-04-28 | 2023-05-24 | WDAT | GIP - Cluster Study | QC_015 | Inactive | Withdrawn | 2023-07-21 | Not Started | No |  |  | Photovoltaic(5)/Energy Storage(4.896) | 5 | San Bernardino | CA | 2025-01-03 |  | Ordway |  |  | Rurals Region | Turkey | Kramer 220/115 System | Ordway 33/12 (D)
WDT1949 | 2023-05-01 | 2023-04-28 | 2023-05-24 | WDAT | GIP - Cluster Study | QC_015 | Active | Phase I In Progress |  | Not Started | No |  |  | Photovoltaic(5)/Energy Storage(4.896) | 5 | San Bernardino | CA | 2025-01-03 | 2025-01-03 | Poco 33 kV | Poco 33 kV | Kramer 220 kV | Rurals Region | Poco | Kramer 220/115 System | Tortilla 115/33 (D) |  |  | 0 | Kramer | 1 | Kramer | 115 | 5)/Energy Storage(4.896) | 5 | 5 | 0 |  |  |  | 4.896) | 4.896 | 4.896 | 0 | 0 |  |  | 0
WDT1950 | 2023-05-01 | 2023-04-28 | 2023-05-22 | WDAT | GIP - Cluster Study | QC_015 | Inactive | Withdrawn | 2023-07-21 | Not Started | No |  |  | Photovoltaic(5)/Energy Storage(4.896) | 5 | San Bernardino | CA | 2025-01-03 |  | Kramer |  |  | Rurals Region | Lockhart | Kramer 220/115 System | Kramer 115/33 (D)
WDT1951 | 2023-05-01 | 2023-04-28 | 2023-05-22 | WDAT | GIP - Cluster Study | QC_015 | Inactive | Withdrawn | 2023-07-21 | Not Started | No |  |  | Photovoltaic(5)/Energy Storage(4.896) | 5 | San Bernardino | CA | 2025-01-03 |  | Lockhart 33 kV | Kramer 115/33 kV | Kramer 115 kV bus (in the Kramer 220/115 system) | Rurals Region | Hutt | Kramer 220/115 System | Hutt P.T. 33/12 (A)
WDT1952 | 2023-05-01 | 2023-04-28 | 2023-05-10 | WDAT | GIP - Cluster Study | QC_015 | Active | Phase I In Progress |  | Not Started | No |  |  | Photovoltaic(5)/Energy Storage(4.896) | 5 | San Bernardino | CA | 2025-01-03 | 2025-01-03 | new 33 kV circuit out of Cottonwood 115/33 kV | Lucerne 115/33 kV in the Victor 115 kV system | Victor 115 kV bus | Rurals Region | Gobar | Victor 220/115 System | Cottonwood 115/33 (D) | Victor | 115 | 1 |  | 0 | Victor | 115 | 5)/Energy Storage(4.896) | 5 | 5 | 0 |  |  |  | 4.896) | 4.896 | 4.896 | 0 | 0 |  |  | 0
WDT1953 | 2023-05-01 | 2023-04-28 | 2023-05-08 | WDAT | GIP - Cluster Study | QC_015 | Active | Phase I In Progress |  | Not Started | No |  |  | Photovoltaic(5)/Energy Storage(4.896) | 5 | Kern | CA | 2025-01-03 | 2025-01-03 | Hulsey 33 kV out of Inyokern 115/33 kV | Inyokern 115/33 kV Substation in the Kramer 115 kV System | Inyokern 115 kV bus | Rurals Region | Domeland | Kramer 220/115 System | Domeland P.T. 33/12 (A) | Inyokern | 115 | 1 |  | 0 | Inyokern | 115 | 5)/Energy Storage(4.896) | 5 | 5 | 0 |  |  |  | 4.896) | 4.896 | 4.896 | 0 | 0 |  |  | 0
WDT1954 | 2023-05-01 | 2023-04-28 | 2023-05-10 | WDAT | GIP - Cluster Study | QC_015 | Active | Phase I In Progress |  | Not Started | No |  |  | Photovoltaic(5)/Energy Storage(4.896) | 5 | Kern | CA | 2025-01-03 | 2025-01-03 | Highway Six 12 kV circuit | Highway Six 12 kV circuit | Inyokern 115 kV bus | Rurals Region | Highway Six | Kramer 220/115 System | Inyokern 33/12 (D) |  |  | 0 | Inyokern | 1 | Inyokern | 115 | 5)/Energy Storage(4.896) | 5 | 5 | 0 |  |  |  | 4.896) | 4.896 | 4.896 | 0 | 0 |  |  | 0
WDT1955 | 2023-05-01 | 2023-04-28 | 2023-05-12 | WDAT | GIP - Cluster Study | QC_015 | Active | Phase I In Progress |  | Not Started | No |  |  | Photovoltaic(5)/Energy Storage(4.896) | 5 | San Bernardino | CA | 2025-01-03 | 2025-01-03 | Poco 33 kV circuit | Poco 33 kV circuit | Tortilla Substation 115 | Rurals Region | Poco | Kramer 220/115 System | Tortilla 115/33 (D) |  |  | 0 | Tortilla | 1 | Tortilla | 115 | 5)/Energy Storage(4.896) | 5 | 5 | 0 |  |  |  | 4.896) | 4.896 | 4.896 | 0 | 0 |  |  | 0
WDT1956 | 2023-05-01 | 2023-04-28 | 2023-05-10 | WDAT | GIP - Cluster Study | QC_015 | Active | Phase I In Progress |  | Not Started | No |  |  | Photovoltaic(5)/Energy Storage(4.896) | 5 | Kern | CA | 2025-01-03 | 2025-01-03 | Highway Six 12 kV circuit. | Highway Six 12 kV circuit | Inyokern 115 kV bus | Rurals Region | Highway Six | Kramer 220/115 System | Inyokern 33/12 (D) |  |  | 0 | Inyokern | 1 | Inyokern | 115 | 5)/Energy Storage(4.896) | 5 | 5 | 0 |  |  |  | 4.896) | 4.896 | 4.896 | 0 | 0 |  |  | 0
WDT1957 | 2023-05-01 | 2023-04-28 | 2023-05-16 | WDAT | GIP - Cluster Study | QC_015 | Active | Phase I In Progress |  | Not Started | No |  |  | Photovoltaic(5)/Energy Storage(4.896) | 5 | San Bernardino | CA | 2025-01-03 | 2025-03-01 | Nebo 12 kV | Kramer 115 kV bus | Kramer 115 kV bus | Rurals Region | Nebo | Kramer 220/115 System | Daggett 33/12 (A) |  |  | 0 | Kramer | 1 | Kramer | 115 | 5)/Energy Storage(4.896) | 5 | 5 | 0 |  |  |  | 4.896) | 4.896 | 4.896 | 0 | 0 |  |  | 0
WDT1958 | 2023-05-01 | 2023-04-28 | 2023-05-23 | WDAT | GIP - Cluster Study | QC_015 | Inactive | Withdrawn | 2023-07-21 | Not Started | No |  |  | Photovoltaic(4)/Energy Storage(3.917) | 4 | San Bernardino | CA | 2025-01-03 |  | Remote 33 kV | Barstow 33/33 kV-->West Barstow 33/33 kV-->Tortilla 115/33 kV | Tortilla 115 kV bus (in the Kramer 220/115 system) | Rurals Region | Remote | Kramer 220/115 System | Barstow 33/33 (D)
WDT1959 | 2023-05-01 | 2023-05-01 | 2023-06-28 | WDAT | GIP - Cluster Study | QC_015 | Active | Phase I In Progress |  | Not Started | No |  |  | Photovoltaic(43.76) | 19.95 |  |  | 2024-10-14 | 2024-10-15 | Isner 33 kV | Kramer 115 kV | Kramer 115 kV | Rurals Region | Isner | Kramer 220/115 System | Kramer 115/33 (D) |  |  | 0 | Kramer | 1 | Kramer | 115 | 43.76) | 43.76 | 43.76 | 23.81 | [7 empty] | 0 |  |  | 0
WDT1960 | 2023-05-01 | 2023-04-24 | 2023-05-05 | WDAT | GIP - Cluster Study | QC_015 | Active | Phase I In Progress |  | Not Started | No |  |  | Photovoltaic(5)/Energy Storage(4.896) | 5 | Kern | CA | 2025-01-03 | 2025-01-03 | Dyson 33 kV Circuit out of the Kramer 115/33 kV Substation | Dyson 33 kV Circuit out of the Kramer 115/33 kV Substation | Kramer Substation 115 kV bus. | Rurals Region | Dyson | Kramer 220/115 System | Kramer 115/33 (D) |  |  | 0 | Kramer | 1 | Kramer | 115 | 5)/Energy Storage(4.896) | 5 | 5 | 0 |  |  |  | 4.896) | 4.896 | 4.896 | 0 | 0 |  |  | 0
WDT1961 | 2023-05-01 | 2023-04-24 | 2023-05-05 | WDAT | GIP - Cluster Study | QC_015 | Active | Phase I In Progress |  | Not Started | No |  |  | Photovoltaic(5)/Energy Storage(4.896) | 5 | Kern | CA | 2025-01-03 | 2025-01-03 | Isner 33 kV | Kramer 115 kV | Kramer 115 kV | Rurals Region | Isner | Kramer 220/115 System | Kramer 115/33 (D) |  |  | 0 | Kramer | 1 | Kramer | 115 | 5)/Energy Storage(4.896) | 5 | 5 | 0 |  |  |  | 4.896) | 4.896 | 4.896 | 0 | 0 |  |  | 0
WDT1962 | 2023-05-01 | 2023-04-24 | 2023-05-15 | WDAT | GIP - Cluster Study | QC_015 | Inactive | Withdrawn | 2023-07-21 | Not Started | No |  |  | Photovoltaic(5)/Energy Storage(4.896) | 5 | San Bernardino | CA | 2025-01-03 |  | Roadway |  |  | Rurals Region | Kenworth | Victor 220/115 System | Roadway 115/12 (D)
WDT1963 | 2023-05-01 | 2023-04-24 | 2023-05-05 | WDAT | GIP - Cluster Study | QC_015 | Active | Phase I In Progress |  | Not Started | No |  |  | Photovoltaic(5)/Energy Storage(4.896) | 5 | San Bernardino | CA | 2025-01-03 | 2025-01-03 | Sky Hi 12 kV out of Lucerne 33/12 kV | Sky Hi 12 kV out of Lucerne 33/12 kV | Victor Substation 115 kV | Rurals Region | Sky Hi | Victor 220/115 System | Lucerne 33/12 (D) |  |  | 0 | Victor | 1 | Victor | 115 | 5)/Energy Storage(4.896) | 5 | 5 | 0 |  |  |  | 4.896) | 4.896 | 4.896 | 0 | 0 |  |  | 0
WDT1964 | 2023-05-01 | 2023-04-24 | 2023-05-16 | WDAT | GIP - Cluster Study | QC_015 | Active | Phase I In Progress |  | Not Started | No |  |  | Photovoltaic(9.896)/Energy Storage(4.896) | 5 | Kern | CA | 2025-01-03 | 2025-01-03 | Dyson 33 kV | Kramer 115 kV bus | Kramer 115 kV bus | Rurals Region | Dyson | Kramer 220/115 System | Kramer 115/33 (D) |  |  | 0 | Kramer | 1 | Kramer | 115 | 9.896)/Energy Storage(4.896) | 9.896 | 9.896 | 4.896 |  |  |  | 4.896) | 4.896 | 4.896 | 0 | 0 |  |  | 0
WDT1965 | 2023-05-01 | 2023-04-24 | 2023-05-05 | WDAT | GIP - Cluster Study | QC_015 | Active | Phase I In Progress |  | Not Started | No |  |  | Photovoltaic(5)/Energy Storage(4.896) | 5 | San Bernardino | CA | 2025-01-03 | 2025-01-03 | New 33 kV Circuit out of Gale 115/33 kV Substation | Gale 115/33 kV Substation in the Kramer 115 kV System | Coolwater 115 kV Bus | Rurals Region | Helios | Kramer 220/115 System | Minneola 33/12 (D) | Coolwater | 115 | 1 |  | 0 | Coolwater | 115 | 5)/Energy Storage(4.896) | 5 | 5 | 0 |  |  |  | 4.896) | 4.896 | 4.896 | 0 | 0 |  |  | 0
WDT1970 | 2023-05-01 | 2023-04-28 | 2023-06-13 | WDAT | GIP - Cluster Study | QC_015 | Inactive | Withdrawn | 2023-08-10 | Not Started | No |  |  | Photovoltaic(5)/Energy Storage(4.896) | 5 | San Bernardino | CA | 2025-01-03 |  | Cady |  |  | Rurals Region | Desolate | Kramer 220/115 System | Cady 33/12 (D)
WDT1971 | 2023-05-01 | 2023-04-28 | 2023-06-21 | WDAT | GIP - Cluster Study | QC_015 | Active | Phase I In Progress |  | Not Started | No |  |  | Photovoltaic(4)/Energy Storage(4)/() | 4 | San Bernardino | CA | 2025-01-03 | 2025-03-01 | Hector 12 kV | Kramer 115 kV bus | Kramer 115 kV bus | Rurals Region | Hector | Kramer 220/115 System | Cady 33/12 (D)
WDT1972 |  | 2023-04-28 | 2023-05-12 | WDAT | GIP - Cluster Study | QC_015 | Inactive | Withdrawn | 2023-07-28 | Not Started | No |  |  | Photovoltaic(5)/Energy Storage(4.896) | 5 | San Bernardino | CA | 2025-01-03 |  | Gale |  |  | Rurals Region | Baroid | Kramer 220/115 System | Gale 115/33 (D)
WDT1973 | 2023-05-01 | 2023-04-28 | 2023-05-12 | WDAT | GIP - Cluster Study | QC_015 | Inactive | Withdrawn | 2023-07-21 | Not Started | No |  |  | Photovoltaic(5)/Energy Storage(4.896) | 5 | San Bernardino | CA | 2025-01-03 |  | Lockhart 33 kV | Kramer 115/33 kV | Kramer 115 kV bus (in the Kramer 220/115 system) | Rurals Region | Lockhart | Kramer 220/115 System | Kramer 115/33 (D)
WDT1974 | 2023-05-01 | 2023-04-28 | 2023-05-12 | WDAT | GIP - Cluster Study | QC_015 | Active | Phase I In Progress |  | Not Started | No |  |  | Photovoltaic(5)/Energy Storage(4.896) | 5 | Kern | CA | 2025-01-03 | 2025-01-03 | New 33 kV circuit out of Kramer 115/33 kV | Kramer 115/33 kV in the Kramer 115 kV system | Kramer 115 kV bus | Rurals Region | Isner | Kramer 220/115 System | Kramer 115/33 (D) | Kramer | 115 | 1 |  | 0 | Kramer | 115 | 5)/Energy Storage(4.896) | 5 | 5 | 0 |  |  |  | 4.896) | 4.896 | 4.896 | 0 | 0 |  |  | 0
WDT1975 | 2023-05-01 | 2023-05-01 | 2023-05-12 | WDAT | GIP - Cluster Study | QC_015 | Active | Phase I In Progress |  | Not Started | No |  |  | Photovoltaic(5)/Energy Storage(4.896) | 5 | San Bernardino | CA | 2025-01-03 | 2025-01-03 | Baroid 33 kV Circuit out of Gale 115/33 kV Substation | Baroid 33 kV Circuit out of Gale 115/33 kV Substation | Coolwater Substation 115 kV bus | Rurals Region | Baroid | Kramer 220/115 System | Gale 115/33 (D) | Coolwater | 115 | 1 |  | 0 | Coolwater | 115 | 5)/Energy Storage(4.896) | 5 | 5 | 0 |  |  |  | 4.896) | 4.896 | 4.896 | 0 | 0 |  |  | 0
WDT1978 | 2023-07-19 | 2023-04-24 | 2023-07-25 | WDAT | GIP - Fast Track | Fast Track | Active - Post IA | Construction |  | Executed - In Effect | Yes | 2024-02-28 |  |  | 0.67 | Los Angeles | CA |  | 2025-01-14 | Kinmont 16 kV Circuit out of Laguna Bell 66/16 kV Substation | Kinmont 16 kV Circuit out of Laguna Bell 66/16 kV Substation | Laguna Bell 66 kV System | Metro West Region | Kinmont | Laguna Bell AB 220/66 System | Laguna Bell 66/16 (D)
WDT1979 |  | 2023-04-24 |  | WDAT | GIP - Fast Track | Fast Track | Inactive | Withdrawn | 2023-07-10 | Not Started | No | [11 empty] | Metro West Region | Kinmont | Laguna Bell AB 220/66 System | Laguna Bell 66/16 (D)
WDT1980 |  | 2023-04-24 | 2023-07-12 | WDAT | GIP - Fast Track | Fast Track | Active - Post IA | Construction |  | In Negotiation | Yes | 2024-03-25 |  | Photovoltaic(1.24) | 1.24 | Los Angeles | CA |  | 2025-01-14 | Kinmont 16 kV Circuit | Kinmont 16 kV Circuit out of Laguna Bell 66/16 kV Substation | Laguna Bell 220 kV Substation | Metro West Region | Kinmont | Laguna Bell AB 220/66 System | Laguna Bell 66/16 (D)
WDT1981 |  | 2023-04-24 |  | WDAT | GIP - Fast Track | Fast Track | Inactive | Withdrawn | 2023-07-10 | Not Started | No | [11 empty] | Metro West Region | Kinmont | Laguna Bell AB 220/66 System | Laguna Bell 66/16 (D)
WDT1982 | 2023-05-01 | 2023-05-01 | 2023-05-16 | WDAT | GIP - Cluster Study | QC_015 | Active | Phase I In Progress |  | Not Started | No |  |  | Photovoltaic(5)/Energy Storage(4.896) | 5 | Kern | CA | 2026-01-03 | 2026-01-03 | Kennedy 33 kV Circuit out of Inyokern 115/33 kV Substation | Kennedy 33 kV Circuit out of Inyokern 115/33 kV Substation | Kramer Substation 115 kV bus | Rurals Region | Kennedy | Kramer 220/115 System | Inyokern 115/33 (D) | Kramer | 115 | 1 |  | 0 | Kramer | 115 | 5)/Energy Storage(4.896) | 5 | 5 | 0 |  |  |  | 4.896) | 4.896 | 4.896 | 0 | 0 |  |  | 0
WDT1983 | 2023-05-01 | 2023-05-01 | 2023-05-12 | WDAT | GIP - Cluster Study | QC_015 | Active | Phase I In Progress |  | Not Started | No |  |  | Photovoltaic(5)/Energy Storage(4.896) | 5 | San Bernardino | CA | 2026-01-03 | 2026-01-03 | Rabbit 12 kV Circuit out of Lucerne 33/12 kV Substation | Rabbit 12 kV Circuit out of Lucerne 33/12 kV Substation | Cottonwood Substation at 115 kV Bus | Rurals Region | Rabbit | Victor 220/115 System | Lucerne 33/12 (D) | Victor | 115 | 1 |  | 0 | Victor | 115 | 5)/Energy Storage(4.896) | 5 | 5 | 0 |  |  |  | 4.896) | 4.896 | 4.896 | 0 | 0 |  |  | 0
WDT1984 | 2023-05-01 | 2023-04-28 | 2023-05-12 | WDAT | GIP - Cluster Study | QC_015 | Active | Phase I In Progress |  | Not Started | No |  |  | Photovoltaic(5)/Energy Storage(4.896) | 5 | San Bernardino | CA | 2026-01-03 | 2026-01-03 | Sky Hi 12 kV Circuit out of Lucerne 12 kV Substation | Sky Hi 12 kV Circuit out of Lucerne 12 kV Substation | Antelope Substation 66 kV bus | Rurals Region | Sky Hi | Victor 220/115 System | Lucerne 33/12 (D) | Antelope | 230 | 1 |  | 0 | Victor | 115 | 5)/Energy Storage(4.896) | 5 | 5 | 0 |  |  |  | 4.896) | 4.896 | 4.896 | 0 | 0 |  |  | 0
WDT1985 | 2023-05-01 | 2023-05-01 | 2023-05-12 | WDAT | GIP - Cluster Study | QC_015 | Active | Phase I In Progress |  | Not Started | No |  |  | Photovoltaic(5)/Energy Storage(4.896) | 5 | San Bernardino | CA | 2025-01-03 | 2025-01-03 | Camprock 33 kV circuit | Victor 220 kV Substation | Victor 220 kV Substation | Rurals Region | Camprock | Victor 220/115 System | Cottonwood 115/33 (D) |  |  | 0 | Victor | 1 | Victor | 230 | 5)/Energy Storage(4.896) | 5 | 5 | 0 |  |  |  | 4.896) | 4.896 | 4.896 | 0 | 0 |  |  | 0
WDT1986 | 2023-05-01 | 2023-05-01 | 2023-05-12 | WDAT | GIP - Cluster Study | QC_015 | Active | Phase I In Progress |  | Not Started | No |  |  | Photovoltaic(5)/Energy Storage(4.896) | 5 | San Bernardino | CA | 2025-01-03 | 2025-01-03 | Nebo 12 kV | Daggett 33/12 kV | Kramer 220/115 kV Substation | Rurals Region | Nebo | Kramer 220/115 System | Daggett 33/12 (A) |  |  | 0 | Kramer | 1 | Kramer | 230 | 5)/Energy Storage(4.896) | 5 | 5 | 0 |  |  |  | 4.896) | 4.896 | 4.896 | 0 | 0 |  |  | 0
WDT1987 | 2023-05-01 | 2023-05-01 | 2023-05-16 | WDAT | GIP - Cluster Study | QC_015 | Active | Application Review Complete |  | Not Started | No |  |  | Photovoltaic(5)/Energy Storage(4.896) | 5 | San Bernardino | CA | 2025-01-03 | 2025-01-03 | Gobar 33 kV Circuit out of Cottonwood Substation | Gobar 33 kV Circuit out of Cottonwood Substation | Victor Substation 220 kV bus | Rurals Region | Gobar | Victor 220/115 System | Cottonwood 115/33 (D) | Victor | 230 | 1 |  | 0 | Victor | 230 | 5)/Energy Storage(4.896) | 5 | 5 | 0 |  |  |  | 4.896) | 4.896 | 4.896 | 0 | 0 |  |  | 0
WDT1988 | 2023-05-01 | 2023-05-01 | 2023-05-16 | WDAT | GIP - Cluster Study | QC_015 | Active | Application Review Complete |  | Not Started | No |  |  | Photovoltaic(5)/Energy Storage(4.896) | 5 | San Bernardino | CA | 2025-01-03 | 2025-01-03 | Helious 12 kV circuit out of Minnieola Substation | Helious 12 kV circuit out of Minnieola Substation | Kramer Substation 220 kV bus | Rurals Region | Helios | Kramer 220/115 System | Minneola 33/12 (D) | Kramer | 230 | 1 |  | 0 | Kramer | 230 | 5)/Energy Storage(4.896) | 5 | 5 | 0 |  |  |  | 4.896) | 4.896 | 4.896 | 0 | 0 |  |  | 0
WDT1989 | 2023-05-01 | 2023-04-25 | 2023-05-19 | WDAT | GIP - Cluster Study | QC_015 | Inactive | Withdrawn | 2023-07-21 | Not Started | No |  |  | Photovoltaic(5)/Energy Storage(4.896) | 5 | San Bernardino | CA | 2026-01-03 |  | Kenworth 12 kV --> Roadway 115/12 kV --> Victor 220/115 kV | Roadway 115/12 kV | Roadway 115 kV bus | Rurals Region | Kenworth | Victor 220/115 System | Roadway 115/12 (D)
WDT1991 | 2023-05-01 | 2023-04-26 | 2023-05-22 | WDAT | GIP - Cluster Study | QC_015 | Inactive | Withdrawn | 2023-07-21 | Not Started | No |  |  | Photovoltaic(5)/Energy Storage(4.896)/() | 5 | San Bernardino | CA | 2025-01-03 |  | Remote 33 kV -> Barstow 33/12 kV -> West Barstow 33/33 kV -> Tortilla 115/33 kV -> Kramer 220/115 kV | Tortilla 115/33 kV | Tortilla 115 kV bus (in the Kramer 220/115 kV system) | Rurals Region | Remote | Kramer 220/115 System | Barstow 33/33 (D)
WDT1993 |  | 2023-06-06 |  | WDAT | GIP - Fast Track | Fast Track | Inactive | Withdrawn |  | Not Started | No |  |  | Energy Storage(2) |  | San Bernardino | CA | 2024-06-07 |  | Roadway 12kV
WDT1994 | 2023-05-01 | 2023-04-27 | 2023-05-10 | WDAT | GIP - Cluster Study | QC_015 | Active | Phase I In Progress |  | Not Started | No |  |  | Photovoltaic(5.55)/Energy Storage(6.134) | 5 | Tulare | CA | 2024-09-01 | 2024-09-01 | Tagus 12 kV circuit | Goshen 66/12 kV in the Rector 66 kV system | Rector 220 kV bus | San Joaquin Region | Manzanillo | Rector 220/66 System | Goshen 66/12 (D) | Rector | 230 | 1 |  | 0 | Rector | 230 | 5.55)/Energy Storage(6.134) | 5.55 | 5.55 | 0.55 |  |  |  | 6.134) | 6.134 | 6.134 | 1.134 | 0 |  |  | 0
WDT1995 | 2023-05-01 | 2023-04-27 | 2023-05-15 | WDAT | GIP - Cluster Study | QC_015 | Active | Phase I In Progress |  | Not Started | No |  |  | Photovoltaic(5.25)/Energy Storage(6.134) | 4.8 | Tulare | CA | 2024-09-01 | 2024-09-01 | Structure 1771624E on Linnell 12kV Circuit | Rector 66/12 kV | Rector 220 kV bus | San Joaquin Region | Linnell | Rector 220/66 System | Rector 66/12 (D) | Rector | 230
WDT1996 | 2023-05-01 | 2023-04-27 | 2023-05-15 | WDAT | GIP - Cluster Study | QC_015 | Active | Phase I In Progress |  | Not Started | No |  |  | Photovoltaic(5.55)/Energy Storage(6.184) | 5 | Tulare | CA | 2024-09-01 | 2024-09-01 | Wilbur 12 kV | Laurel 66/12 kV in the Rector 66 kV System | Rector 220 kV bus | San Joaquin Region | Wilbur | Rector 220/66 System | Laurel 66/12 (D) | Rector | 230 | 1 |  | 0 | Rector | 230 | 5.55)/Energy Storage(6.184) | 5.55 | 5.55 | 0.55 |  |  |  | 6.184) | 6.184 | 6.184 | 1.184 | 0 |  |  | 0
WDT1997 | 2023-05-01 | 2023-04-27 | 2023-05-15 | WDAT | GIP - Cluster Study | QC_015 | Active | Phase I In Progress |  | Not Started | No |  |  | Photovoltaic(5.55)/Energy Storage(6.184) | 5 | Tulare | CA | 2024-09-01 | 2024-09-01 | Windt 12 kV | Laurel 66/12 kV in Rector 66 kV System | Rector 220 kV bus | San Joaquin Region | Windt | Rector 220/66 System | Laurel 66/12 (D) | Rector | 230 | 1 |  | 0 | Rector | 230 | 5.55)/Energy Storage(6.184) | 5.55 | 5.55 | 0.55 |  |  |  | 6.184) | 6.184 | 6.184 | 1.184 | 0 |  |  | 0
WDT1998 | 2023-05-01 | 2023-04-27 | 2023-05-12 | WDAT | GIP - Cluster Study | QC_015 | Active | Phase I In Progress |  | Not Started | No |  |  | Photovoltaic(5)/Energy Storage(5) | 5 | Tulare | CA | 2024-09-01 | 2024-09-01 | Virgil 12kV Circuit out of Chatham 66/12 kV Substation | Virgil 12kV Circuit out of Chatham 66/12 kV Substation | Rector Substation 220 kV bus | San Joaquin Region | Virgil | Rector 220/66 System | Chatham 66/12 (D) | Rector | 230 | 1 |  | 0 | Rector | 230 | 5)/Energy Storage(5) | 5 | 5 | 0 |  |  |  | 5) | 5 | 5 | 0 | 0 |  |  | 0
WDT1999 | 2023-05-01 | 2023-04-27 | 2023-05-12 | WDAT | GIP - Cluster Study | QC_015 | Active | Phase I In Progress |  | Not Started | No |  |  | Photovoltaic(5)/Energy Storage(5) | 5 | Tulare | CA | 2024-09-01 | 2024-09-01 | Doran 12 kV Circuit out of Earlimart 66/12 kV Substation | Doran 12 kV Circuit out of Earlimart 66/12 kV Substation | Vestal Substation 220 kV bus | San Joaquin Region | Doran | Vestal 220/66 System | Earlimart 66/12 (D) | Vestal | 230 | 1 |  | 0 | Vestal | 230 | 5)/Energy Storage(5) | 5 | 5 | 0 |  |  |  | 5) | 5 | 5 | 0 | 0 |  |  | 0
WDT2000 | 2023-05-01 | 2023-04-27 | 2023-05-12 | WDAT | GIP - Cluster Study | QC_015 | Active | Phase I In Progress |  | Not Started | No |  |  | Photovoltaic(4)/Energy Storage(4) | 4 | Tulare | CA | 2024-09-01 | 2024-09-01 | Merryman 12 kV Circuit out of Venida 66/12 kV Substation | Merryman 12 kV Circuit out of Venida 66/12 kV Substation | Rector Substation 220 kV bus | San Joaquin Region | Merryman | Rector 220/66 System | Venida 66/12 (D) | Rector | 230
WDT2001 | 2023-05-01 | 2023-04-27 | 2023-05-12 | WDAT | GIP - Cluster Study | QC_015 | Active | Phase I In Progress |  | Not Started | No |  |  | Photovoltaic(5)/Energy Storage(5) | 5 | Tulare | CA | 2024-09-01 | 2024-09-01 | Gopher 12 kV Circuit out of Wheatland 66/12 kV Substation | Gopher 12 kV Circuit out of Wheatland 66/12 kV Substation | Vestal Substation 220 kV bus | San Joaquin Region | Gopher | Vestal 220/66 System | Wheatland 66/12 (D) | Vestal | 230 | 1 |  | 0 | Vestal | 230 | 5)/Energy Storage(5) | 5 | 5 | 0 |  |  |  | 5) | 5 | 5 | 0 | 0 |  |  | 0
WDT2002 | 2023-05-01 | 2023-05-01 | 2023-05-18 | WDAT | GIP - Cluster Study | QC_015 | Active | Phase I In Progress |  | Not Started | No |  |  | Photovoltaic(11.684)/Energy Storage(5) | 5 | Tulare | CA | 2024-09-01 | 2024-09-01 | Mid Valle 12kV | Rector 220kV | Rector 220kV | San Joaquin Region | Mid Valle | Rector 220/66 System | Liberty 66/12 (D) |  |  | 0 | Rector | 1 | Rector | 230 | 11.684)/Energy Storage(5) | 11.684 | 11.684 | 6.684 |  |  |  | 5) | 5 | 5 | 0 | 0 |  |  | 0
WDT2003 | 2023-05-01 | 2023-05-01 | 2023-05-12 | WDAT | GIP - Cluster Study | QC_015 | Active | Phase I In Progress |  | Not Started | No |  |  | Photovoltaic(11.684)/Energy Storage(5) | 5 | Tulare | CA | 2024-09-01 | 2024-09-01 | Welsh 12kV | Vestal 66/12kV | Vestal 220kV Bus | San Joaquin Region | Welch | Vestal 220/66 System | Vestal 66/12 (D) |  |  | 0 | Vestal | 1 | Vestal | 230 | 11.684)/Energy Storage(5) | 11.684 | 11.684 | 6.684 |  |  |  | 5) | 5 | 5 | 0 | 0 |  |  | 0
WDT2004 | 2023-05-01 | 2023-05-01 | 2023-05-12 | WDAT | GIP - Cluster Study | QC_015 | Active | Phase I In Progress |  | Not Started | No |  |  | Photovoltaic(11.684)/Energy Storage(5)/Photovoltaic(0)/Energy Storage(0) | 5 | Tulare | CA | 2024-09-01 | 2024-09-01 | Doran 12kV | Earlimart 66/12kV | Earlimart 66/12kV | San Joaquin Region | Doran | Vestal 220/66 System | Earlimart 66/12 (D) |  |  | 0 |  | 1 | not found |  | 11.684)/Energy Storage(5)/Photovoltaic(0)/Energy Storage(0) | 11.684 | 11.684 | 6.684 |  |  |  | 5)/Photovoltaic(0)/Energy Storage(0) | 5 | 5 | 0 | 0 |  |  | 0
WDT2005 | 2023-05-01 | 2023-05-01 | 2023-05-12 | WDAT | GIP - Cluster Study | QC_015 | Active | Phase I In Progress |  | Not Started | No |  |  | Photovoltaic(11.684)/Energy Storage(5) | 5 | Tulare | CA | 2024-09-01 | 2024-09-01 | Bobcat 12kV | Wheatland 66/12kV | Bobcat 12kV | San Joaquin Region | Bobcat | Vestal 220/66 System | Wheatland 66/12 (D) |  |  | 0 |  | 1 | not found |  | 11.684)/Energy Storage(5) | 11.684 | 11.684 | 6.684 |  |  |  | 5) | 5 | 5 | 0 | 0 |  |  | 0
WDT2006 | 2023-05-01 | 2023-05-01 | 2023-05-15 | WDAT | GIP - Cluster Study | QC_015 | Active | Phase I In Progress |  | Not Started | No |  |  | Photovoltaic(5.5)/Energy Storage(6.134) | 5 | Tulare | CA | 2024-09-01 | 2024-09-01 | Curtis 12 kV Circuit out of Goshen 66/12 kV Substation | Curtis 12 kV Circuit out of Goshen 66/12 kV Substation | Rector 220/66 kV bus | San Joaquin Region | Curtis | Rector 220/66 System | Goshen 66/12 (D) | Rector | 230 | 1 |  | 0 | Rector | 230 | 5.5)/Energy Storage(6.134) | 5.5 | 5.5 | 0.5 |  |  |  | 6.134) | 6.134 | 6.134 | 1.134 | 0 |  |  | 0
WDT2007 | 2023-05-01 | 2023-05-01 | 2023-05-15 | WDAT | GIP - Cluster Study | QC_015 | Active | Phase I In Progress |  | Not Started | No |  |  | Photovoltaic(5.5)/Energy Storage(6.134) | 5 | Tulare | CA | 2024-09-01 | 2024-09-01 | Harrell 12 kV circuit out of Goshen 66/12 kV Substation | Harrell 12 kV circuit out of Goshen 66/12 kV Substation | Rector 220/66 kV bus | San Joaquin Region | Harrell | Rector 220/66 System | Goshen 66/12 (D) | Rector | 230 | 1 |  | 0 | Rector | 230 | 5.5)/Energy Storage(6.134) | 5.5 | 5.5 | 0.5 |  |  |  | 6.134) | 6.134 | 6.134 | 1.134 | 0 |  |  | 0
WDT2008 | 2023-05-01 | 2023-05-01 | 2023-06-30 | WDAT | GIP - Cluster Study | QC_015 | Active | Phase I In Progress |  | Not Started | No |  |  | Photovoltaic(5.5)/Energy Storage(6.134) | 5 | Tulare | CA | 2024-09-01 | 2024-09-01 | Deer 12 kV circuit out of Terra Bella 66/12 kV Substation | Deer 12 kV circuit out of Terra Bella 66/12 kV Substation | Vestal 220/66 kV bus | San Joaquin Region | Deer | Vestal 220/66 System | Terra Bella 66/12 (D) | Rector | 230 | 1 |  | 0 | Vestal | 230 | 5.5)/Energy Storage(6.134) | 5.5 | 5.5 | 0.5 |  |  |  | 6.134) | 6.134 | 6.134 | 1.134 | 0 |  |  | 0
WDT2009 | 2023-05-01 | 2023-05-01 | 2023-06-20 | WDAT | GIP - Cluster Study | QC_015 | Active | Phase I In Progress |  | Not Started | No |  |  | Photovoltaic(5.5)/Energy Storage(6.134) | 5 | Tulare | CA | 2024-09-01 | 2024-09-01 | Acala 12 kV circuit out of Pixley 66/12 kV Substation | Acala 12 kV circuit out of Pixley 66/12 kV Substation | Vestal 220/66 kV bus | San Joaquin Region |  | Vestal 220/66 System | Pixley 66/12 (D) | Vestal | 230 | 1 |  | 0 | Vestal | 230 | 5.5)/Energy Storage(6.134) | 5.5 | 5.5 | 0.5 |  |  |  | 6.134) | 6.134 | 6.134 | 1.134 | 0 |  |  | 0
WDT2010 | 2023-05-01 | 2023-04-27 | 2023-05-12 | WDAT | GIP - Cluster Study | QC_015 | Active | Phase I In Progress |  | Not Started | No |  |  | Photovoltaic(5.55)/Energy Storage(6.134) | 5 | Tulare | CA | 2024-09-01 | 2024-09-01 | Radnor 12 kV Circuit out of Delano 66/12 kV Substation | Radnor 12 kV Circuit out of Delano 66/12 kV Substation | Vestal Substation 220 kV bus | San Joaquin Region | Radnor | Vestal 220/66 System | Delano 66/12 (D) | Vestal | 230 | 1 |  | 0 | Vestal | 230 | 5.55)/Energy Storage(6.134) | 5.55 | 5.55 | 0.55 |  |  |  | 6.134) | 6.134 | 6.134 | 1.134 | 0 |  |  | 0
WDT2011 | 2023-05-01 | 2023-04-28 | 2023-05-15 | WDAT | GIP - Cluster Study | QC_015 | Active | Phase I In Progress |  | Not Started | No |  |  | Photovoltaic(5.55)/Energy Storage(6.134) | 5 | Kern | CA | 2024-09-01 | 2024-09-01 | Midge 12 kV Circuit out of Quinn 66/12 kV Substation | Midge 12 kV Circuit out of Quinn 66/12 kV Substation | Vestal Substation 220 kV bus | San Joaquin Region | Midge | Vestal 220/66 System | Quinn 66/12 (D) | Vestal | 230 | 1 |  | 0 | Vestal | 230 | 5.55)/Energy Storage(6.134) | 5.55 | 5.55 | 0.55 |  |  |  | 6.134) | 6.134 | 6.134 | 1.134 | 0 |  |  | 0
WDT2012 | 2023-05-01 | 2023-04-28 | 2023-05-15 | WDAT | GIP - Cluster Study | QC_015 | Inactive | Withdrawn | 2023-08-10 | Not Started | No |  |  | Photovoltaic(5.55)/Energy Storage(6.134) | 5 | Kern | CA | 2024-09-01 | 2024-09-01 | Discovery 12 kV out of Goldtown 66/12 kV Substation | Discovery 12 kV out of Goldtown 66/12 kV Substation | Windhub Substation 220 kV bus | North Coast Region | Discovery | Windhub 220/66 System | Goldtown 66/12 (D) | Windhub | 230
WDT2013 | 2023-05-01 | 2023-04-28 | 2023-05-15 | WDAT | GIP - Cluster Study | QC_015 | Active | Phase I In Progress |  | Not Started | No |  |  | Photovoltaic(5.55)/Energy Storage(6134) | 5 | Kern | CA | 2024-09-01 | 2024-09-01 | Division 12 kV Circuit out of Rosamond 66/12 kV Substation | Division 12 kV Circuit out of Rosamond 66/12 kV Substation | Antelope Substation 220 kV bus | North Coast Region | Division | Antelope 220/66 System | Rosamond 66/12 (D) | Antelope | 230 | 1 |  | 0 | Antelope | 230 | 5.55)/Energy Storage(6134) | 5.55 | 5.55 | 0.55 |  |  |  | 6134) | 6134 | 6134 | 6129 | 0 |  |  | 0
WDT2014 | 2023-05-01 | 2023-05-01 | 2023-05-15 | WDAT | GIP - Cluster Study | QC_015 | Active | Phase I Complete |  | Not Started | No |  |  | Photovoltaic(4.35)/Energy Storage(4.6) | 4 | Tulare | CA | 2024-09-01 | 2024-09-01 | Sunset 12 kV % Poplar 66/12 kV | Sunset 12 kV % Poplar 66/12 kV | Vestal 220 kV system | San Joaquin Region | Sunset | Vestal 220/66 System | Poplar 66/12 (D) | Vestal | 230
WDT2015 | 2023-05-01 | 2023-05-01 | 2023-05-15 | WDAT | GIP - Cluster Study | QC_015 | Active | Phase I Complete |  | Not Started | No |  |  | Photovoltaic(5.55)/Energy Storage(6.134) | 5 | Tulare | CA | 2024-09-01 | 2024-09-01 | Cotton 12 kV % Poplar 66/12 kV | Cotton 12 kV % Poplar 66/12 kV | Vestal Substation 220 kV bus | San Joaquin Region | Cotton | Vestal 220/66 System | Poplar 66/12 (D) | Vestal | 230 | 1 |  | 0 | Vestal | 230 | 5.55)/Energy Storage(6.134) | 5.55 | 5.55 | 0.55 |  |  |  | 6.134) | 6.134 | 6.134 | 1.134 | 0 |  |  | 0
WDT2016 | 2023-05-01 | 2023-05-01 | 2023-05-31 | WDAT | GIP - Cluster Study | QC_015 | Active | Phase I Complete |  | Not Started | No |  |  | Photovoltaic(5.55)/Energy Storage(6.134) | 5 | Kern | CA | 2024-09-01 | 2024-09-01 | Tomahawk 12 kV % Monolith 66/12 kV | Tomahawk 12 kV % Monolith 66/12 kV | Windhub Substation 220 kV bus | North Coast Region | Tomahawk | Windhub 220/66 System | Monolith 66/12 (D) | Windhub | 230 | 1 |  | 0 | Windhub | 230 | 5.55)/Energy Storage(6.134) | 5.55 | 5.55 | 0.55 |  |  |  | 6.134) | 6.134 | 6.134 | 1.134 | 0 |  |  | 0
WDT2017 | 2023-05-01 | 2023-05-01 | 2023-05-15 | WDAT | GIP - Cluster Study | QC_015 | Active | Phase I Complete |  | Not Started | No |  |  | Photovoltaic(5.55)/Energy Storage(6.134) | 5 | Kern | CA | 2024-09-01 | 2024-09-01 | Boone 12 kV % Columbine 66/12 kV | Boone 12 kV % Columbine 66/12 kV | Vestal Substation 220 kV bus | San Joaquin Region | Boone | Vestal 220/66 System | Columbine 66/12 (D) | Vestal | 230 | 1 |  | 0 | Vestal | 230 | 5.55)/Energy Storage(6.134) | 5.55 | 5.55 | 0.55 |  |  |  | 6.134) | 6.134 | 6.134 | 1.134 | 0 |  |  | 0
WDT2018 | 2023-05-01 | 2023-05-01 | 2023-05-15 | WDAT | GIP - Cluster Study | QC_015 | Active | Phase I Complete |  | Not Started | No |  |  | Photovoltaic(5.55)/Energy Storage(6.134) | 5 | Kern | CA | 2024-09-01 | 2024-09-01 | Hanes 12 kV Circuit % Browning 66/12 kV | Hanes 12 kV Circuit % Browning 66/12 kV | Vestal Substation 220 kV bus | San Joaquin Region | Hanes | Vestal 220/66 System | Browning 66/12 (D) | Vestal | 230 | 1 |  | 0 | Vestal | 230 | 5.55)/Energy Storage(6.134) | 5.55 | 5.55 | 0.55 |  |  |  | 6.134) | 6.134 | 6.134 | 1.134 | 0 |  |  | 0
WDT2019 | 2023-05-01 | 2023-05-01 | 2023-06-26 | WDAT | GIP - Cluster Study | QC_015 | Active | Phase I In Progress |  | Not Started | No |  |  | Photovoltaic(5)/Energy Storage(4.896) | 5 | San Bernardino | CA | 2026-01-03 | 2026-03-01 | Book 33 kV | Kramer 115 kV bus | Kramer 220/115 | Rurals Region | Book | Kramer 220/115 System | Tortilla 115/33 (D) | Kramer | 115 | 1 |  | 0 | Kramer | 230 | 5)/Energy Storage(4.896) | 5 | 5 | 0 |  |  |  | 4.896) | 4.896 | 4.896 | 0 | 0 |  |  | 0
WDT2021 | 2023-05-01 | 2023-05-01 | 2023-05-16 | WDAT | GIP - Cluster Study | QC_015 | Inactive | Withdrawn | 2024-07-17 | Not Started | No |  |  | Photovoltaic(4.98)/Energy Storage(5) | 4.98 | San Bernardino | CA | 2024-04-15 | 2024-04-15 | Tussing 12 kV Circuit out of Apple Valley 115/12 kV Substation | Tussing 12 kV Circuit out of Apple Valley 115/12 kV Substation | Victor 115 kV bus | Rurals Region | Tussing | Victor 220/115 System | Apple Valley 115/12 (D)
WDT2022 | 2023-05-01 | 2023-05-01 | 2023-05-16 | WDAT | GIP - Cluster Study | QC_015 | Inactive | Withdrawn | 2024-07-17 | Not Started | No |  |  | Photovoltaic(4.98)/Energy Storage(5) | 4.98 | Kern | CA | 2024-04-15 | 2024-04-15 | Castle Butte 33 kV Circuit out of Edwards 115/33 kV Substation | Castle Butte 33 kV Circuit out of Edwards 115/33 kV Substation | Edwards 115/33 kV Substation | Rurals Region | Castle Butte | Kramer 220/115 System | Edwards 115/33 (D)
WDT2026 | 2023-06-16 | 2023-06-16 | 2023-07-11 | WDAT | GIP - Fast Track | Fast Track | Inactive | Withdrawn |  | Not Started | No | [11 empty] | Rurals Region | Castle Butte | Kramer 220/115 System | Edwards 115/33 (D)
WDT2028 |  | 2023-07-14 | 2023-08-29 | WDAT | GIP - ISP | ISP | Inactive | Withdrawn | 2023-11-20 | Not Started | No | [11 empty] | Rurals Region | Cummins | Victor 220/115 System | Roadway 115/12 (D)
WDT213 | 2005-11-02 | 2005-11-02 | 2005-11-03 | WDAT | LGIP | Serial | Active - Post IA | In-Service |  | Filed Executed | Yes | 2010-04-05 |  | Wind Turbine(49) | 49 | Riverside | CA | 2011-04-15 | 2011-10-06 | Garnet-Banning-Maraschino-Windfarm 115 kV line between Garnet and the Renwind tap | Garnet-Banning-Maraschino-Windfarm 115 kV line between Garnet and the Renwind tap | Garnet 115 kV bus | Desert Region |  | Devers 220/115 System |  |  |  | 0 |  | 1 | Devers | 230 |  |  |  |  | 49) | 49 | [5 empty] | 1 |  |  | 0
WDT216 | 2006-02-09 | 2006-02-09 | 2006-02-09 | WDAT | SGIP | Serial | Active - Post IA | In-Service |  | Executed - In Effect | Yes | 2006-08-23 |  | Synchronous Machine(5.5) | 5.5 |  | CA | [5 empty] | North Coast Region | Lopez | Saugus 220/66 System | San Fernando 66/16 (D) |  |  | 0 |  | 1 | Saugus | 230 | [11 empty] | 1 |  |  | 1
WDT218 | 2006-04-24 | 2006-04-24 | 2006-04-24 | WDAT | SGIP | Fast Track | Active - Post IA | In-Service |  | Executed - In Effect | Yes | 2006-09-11 |  | Hydroelectric(1.05) | 1.05 | Los Angeles | CA | 2006-08-01 | 2006-08-01 | Carlet 12kV | Carlet 12kV | Padua 220/66 | Metro East Region | Carlet | Padua 220/66 System | San Dimas 66/12 (D)
WDT221 | 2006-05-22 | 2006-05-22 | 2006-06-07 | WDAT | SGIP | Serial | Active - Post IA | In-Service |  | Executed - In Effect | Yes | 2007-12-07 |  | Fuel Cell(9.2) | 9.2 | Los Angeles | CA | 2008-11-01 | 2008-11-01 | Crabtree 16kV Line | Crabtree 16kV Line | Pardee 220kV | North Coast Region | Guitar | Saugus 220/66 System | Elizabeth Lake 66/16 (D) |  |  | 0 | Pardee | 1 | Pardee | 230 | [11 empty] | 1 |  |  | 1
WDT222 | 2006-07-10 | 2006-07-10 |  | WDAT | SGIP | Serial | Inactive | Withdrawn |  | Executed - In Effect | Yes | 2006-11-06 |  | Internal Combustion Engine(3.05) | 3.05 | Santa Barbara | CA | 2007-01-01 | 2007-01-01 | MIST 16KV | Mist 16kV | Goleta 220/66 | North Coast Region | Mist | Goleta 220/66 System | Capitan 66/16 (D)
WDT223 | 2006-07-27 | 2006-07-27 | 2006-07-27 | WDAT | LGIP | Serial | Inactive | Withdrawn | 2006-07-27 | Withdrawn (No Agrmt) | No |  |  | Gas Turbine(49.9) | 49.9 | Los Angeles | CA | 2010-06-01 | 2010-06-01 | Walnut 66 kV Substation | Walnut 66 kV Substation | Walnut 220 kV Substation
WDT225 | 2006-08-01 | 2006-08-01 | 2006-08-01 | WDAT | SGIP | Serial | Active - Post IA | In-Service |  | Executed - In Effect | Yes | 2006-12-14 |  | Fuel Cell(6.5) | 6.5 |  | CA | 2006-12-29 | 2006-12-29 | BREN 12KV | Bren 12kV | Walnut 220kV bus | Metro East Region | Bren | Walnut 220/66 System | Merced 66/12 (D) |  |  | 0 | Walnut | 1 | Walnut | 230 | [11 empty] | 1 |  |  | 1
WDT227 | 2006-08-11 | 2006-08-11 | 2006-08-11 | WDAT | LGIP | Serial | Inactive | Withdrawn | 2007-08-20 | Withdrawn (No Agrmt) | No |  |  | Gas Turbine(102) | 0 | Santa Barbara | CA | 2009-05-01 |  | Goleta 66kV Substation | Goleta 66kV Substation | Goleta 220kV Substation
WDT229 | 2006-08-23 | 2006-08-23 | 2006-08-23 | WDAT | LGIP | Serial | Active - Post IA | In-Service |  | Filed Executed | Yes | 2007-09-20 |  | Gas Turbine(47.13) | 47.13 | Los Angeles | CA | 2007-07-02 | 2007-07-02 | Center Substation 66 kV Bus | Center Substation 66 kV Bus | Center 220/66 | [6 empty] | 0 | Center | 1 | Center | 230 | [11 empty] | 1 |  |  | 0
WDT230 | 2006-08-23 | 2006-08-23 | 2006-09-12 | WDAT | LGIP | Serial | Active - Post IA | In-Service |  | Executed - In Effect | Yes | 2007-09-20 |  | Gas Turbine(44.55) | 44.55 | San Bernardino | CA | 2007-07-02 | 2007-07-02 | Etiwanda Switchyard 66kV Bus | Etiwanda Switchyard 66kV Bus | Etiwanda 220kV | Desert Region |  | Etiwanda 220/66 System |  |  |  | 0 | Etiwanda | 1 | Etiwanda | 230 | [11 empty] | 1 |  |  | 1
WDT231 | 2006-08-23 | 2006-08-23 | 2006-09-12 | WDAT | LGIP | Serial | Active - Post IA | In-Service |  | Executed - In Effect | Yes | 2007-09-20 |  | Gas Turbine(45.03) | 45.03 | San Bernardino | CA | 2007-07-02 | 2007-07-02 | Mira Loma 66kV Bus | Mira Loma 66kV Bus | Mira Loma 220kV Bus | Metro East Region |  | Mira Loma 220/66 System |  |  |  | 0 | Mira Loma | 1 | Mira Loma | 230 | [11 empty] | 1 |  |  | 1
WDT233 | 2006-08-23 | 2006-08-23 | 2006-09-13 | WDAT | LGIP | Serial | Active - Post IA | In-Service |  | Executed - In Effect | Yes | 2007-11-14 |  | Gas Turbine(47.2) | 47.2 | Ventura | CA | 2007-11-15 | 2007-11-15 | Gonzales - Mandalay - McGrath Beach 66 kV Line | Santa Clara 66kV | Santa Clara 220/66 | North Coast Region |  | Santa Clara 220/66 System | Mcgrath 66/16 (P) |  |  | 0 | Santa Clara | 1 | Santa Clara | 230 | [11 empty] | 1 |  |  | 1
WDT235 | 2006-08-23 | 2006-08-23 | 2006-09-13 | WDAT | LGIP | Serial | Inactive | Withdrawn | 2010-04-19 | Withdrawn (No Agrmt) | No |  |  | Gas Turbine(46.99) | 46.99 | Santa Barbara | CA | 2011-06-01 | 2011-06-01 | Goleta Substation | Goleta Substation | Goleta Substation
WDT236 | 2006-08-23 | 2006-08-23 | 2006-09-13 | WDAT | LGIP | Serial | Active - Post IA | In-Service |  | Executed - In Effect | Yes | 2007-09-20 |  | Gas Turbine(47.9) | 47.9 | Orange | CA | 2007-07-02 | 2007-07-02 | Barre Substation | Barre Substation | Barre Substation | [6 empty] | 0 | Barre | 1 | Barre | 230 | [11 empty] | 1 |  |  | 1
WDT240 | 2006-10-19 | 2006-10-19 | 2006-10-24 | WDAT | LGIP | Serial | Active - Post IA | In-Service |  | Executed - In Effect | Yes | 2011-01-10 |  | Fuel Cell(18.4) | 18.4 | Orange | CA | 2008-09-01 | 2011-08-01 | Brea 66kV Substation position 5 | Brea 66kV Substation position 5 | Olinda 220kV Substation | [6 empty] | 0 | Olinda | 1 | Olinda | 230 | [11 empty] | 1 |  |  | 1
WDT243 | 2006-12-02 | 2006-11-02 | 2006-11-02 | WDAT | LGIP | Serial | Inactive | Withdrawn | 2010-04-19 | Withdrawn (No Agrmt) | No |  |  | Gas Turbine(190) | 190 | Riverside | CA | 2010-10-01 | 2010-10-01 | Loop the Auid-Morango #2 115 kV line in the Valley 115kV System | Loop the Auld-Morango #2 115kV line in the Valley 115kV System | ISO Grid @ Valley 500kV Bus
WDT246 | 2007-04-19 | 2006-12-12 | 2007-04-19 | WDAT | LGIP | Serial | Inactive | Withdrawn | 2008-12-24 | Withdrawn (No Agrmt) | No |  |  | Wind Turbine(50) | 50 | Kern | CA | 2008-04-30 |  | Oakwind 66kV substation | Oakwind 66kV substation | A tap point on the Cal Cement - Southwind - Oak Wind - Monolith 66kv distribution line
WDT250 | 2006-12-15 | 2006-12-15 | 2007-01-04 | WDAT | SGIP | Fast Track | Inactive | Withdrawn | 2009-06-24 | Withdrawn (No Agrmt) | No |  |  |  | 1.6 | Los Angeles | CA | 2008-03-31 |  | Rolling Hills 66kV Sub
WDT251 | 2007-01-05 | 2007-01-05 | 2007-01-12 | WDAT | SGIP | Serial | Active - Post IA | In-Service |  | Executed - In Effect | Yes | 2008-08-04 |  | Fuel Cell(12) | 12 | Los Angeles | CA | 2008-09-30 | 2008-09-30 | Rhoda 16kV | Crater 66 kV Substation | Moorpark 220kV Substation | North Coast Region | Rhoda | Moorpark 220/66 System | Crater 66/16 (D) |  |  | 0 | Moorpark | 1 | Moorpark | 230 | [11 empty] | 1 |  |  | 1
WDT257 | 2007-04-05 | 2007-04-05 | 2007-04-05 | WDAT | LGIP | Serial | Inactive | Withdrawn | 2008-12-22 | Withdrawn (No Agrmt) | No |  |  | Photovoltaic(280) | 280 | San Bernardino | CA | 2010-12-01 |  | Hi Desert Substation | Hi Desert Substation
WDT258 | 2007-04-05 | 2007-04-05 | 2007-04-05 | WDAT | LGIP | Serial | Inactive | Withdrawn | 2008-12-22 | Withdrawn (No Agrmt) | No |  |  | Photovoltaic(200) | 200 | San Bernardino | CA | 2010-12-01 |  | Carodean Substation 115kV | Carodean Substation 115kV
WDT261 | 2007-04-17 | 2007-04-17 | 2007-05-29 | WDAT | LGIP | Serial | Inactive | Withdrawn | 2008-12-22 | Withdrawn (No Agrmt) | No |  |  | Wind Turbine(60) | 60 | San Bernardino | CA | 2009-01-01 |  | Black Mountain 115kV Sub | Black Mountain 115kV Sub | Victor 230 kV Sub
WDT262 | 2007-07-16 | 2007-07-16 | 2007-08-02 | WDAT | LGIP | Serial | Inactive | Withdrawn | 2008-12-22 | Withdrawn (No Agrmt) | No |  |  | Wind Turbine(120) | 120 | San Bernardino | CA | 2010-04-30 |  | Devers - Carodean - Hi Desert - Yucca 115 kV line via new substation | Devers - Carodean - Hi Desert - Yucca 115 kV line via new substation | Devers Sub.
WDT263 | 2007-08-20 | 2007-08-20 | 2007-08-21 | WDAT | LGIP | Serial | Active - Post IA | In-Service |  | Executed - In Effect | Yes | 2009-09-08 |  | Photovoltaic(21) | 21 | Riverside | CA | 2009-09-02 | 2009-09-02 | CHANSLOR 33KV | CHANSLOR 33KV | Blythe (WALC) 161kV bus | Rurals Region | Chanslor | Blythe (WALC) 161/33 System | Blythe 33/33 (D) |  |  | 0 | BlytheSC 161 kV | 1 | BlytheSC 161 kV |  | 21) | 21 | 21 | 0 | [7 empty] | 1 |  |  | 1
WDT263FT | 2011-06-28 | 2011-06-28 |  | WDAT | GIP - Fast Track | Fast Track | Inactive | Withdrawn | 2011-08-29 | Withdrawn (No Agrmt) | No |  |  | Photovoltaic(2) | 2 | Riverside | CA |  |  | Tap the Chanslor 33kV distribution line out of Blythe 161/33kV Substation
WDT265 | 2008-02-14 | 2007-11-09 | 2008-02-14 | WDAT | LGIP | Serial | Inactive | Withdrawn | 2008-12-05 | Withdrawn (No Agrmt) | No |  |  | Gas Turbine(150) | 150 | Los Angeles | CA | 2011-01-01 |  | Hinson 66 kV | Hinson 66 kV
WDT267 | 2008-02-06 | 2008-02-06 | 2008-02-06 | WDAT | LGIP | Serial | Inactive | Withdrawn | 2008-07-18 | Withdrawn (No Agrmt) | No |  |  | Solar Thermal(66) | 66 | Kern | CA | 2010-10-01 |  | Holgate 115kV Substation | Holgate 115kV Substation | ISO Grid at Kramer 115 Substation
WDT268 | 2008-04-02 | 2008-01-29 | 2008-04-02 | WDAT | LGIP | Serial | Active - Post IA | In-Service |  | Filed Executed | Yes | 2011-01-10 |  | Fuel Cell(9) | 9 | Orange | CA | 2009-09-01 | 2011-08-01 | Brea 66kV Substation position 5 | Brea 66kV Substation position 5 | Olinda 220 kV bus | Orange Region |  | Olinda 220/66 System | Brea 66/12 (D) |  |  | 0 | Olinda | 1 | Olinda | 230 | [11 empty] | 1 |  |  | 0
WDT269 | 2008-07-03 | 2008-01-30 | 2008-02-05 | WDAT | SGIP | Serial | Active - Post IA | In-Service |  | Executed - In Effect | Yes | 2008-09-11 | 2020-07-07 | Fuel Cell(2.7) | 2.7 | Ventura | CA | 2008-09-01 | 2008-09-01 | Timber Canyon 16kV | Timber Canyon 16kV | Pardee Substation 220kV | North Coast Region | Timber Canyon | Saugus 220/66 System | Fillmore 66/16 (D)
WDT270 | 2008-02-06 | 2008-02-06 | 2008-02-12 | WDAT | CLGIP | Transition | Inactive | Withdrawn | 2013-01-04 | Withdrawn (No Agrmt) | No |  |  | Photovoltaic(33) | 33 | Los Angeles | CA | 2009-10-01 | 2009-10-01 | Little Rock- Wilsona 66kV line | Little Rock- Wilsona 66kV line | Antelope 220/66
WDT272 | 2008-03-14 | 2008-03-14 | 2008-03-14 | WDAT | SGIP | Fast Track | Inactive | Withdrawn | 2010-02-18 | Withdrawn (No Agrmt) | No |  |  |  | 0.96 | Tulare | CA | 2008-11-01 |  | Manzanillo 12kV | MANZANILLO 12KV | Rector 220/66 | San Joaquin Region | Manzanillo | Rector 220/66 System | Goshen 66/12 (D)
WDT273 | 2008-03-26 | 2008-03-26 | 2008-03-26 | WDAT | SGIP | Serial | Active - Post IA | In-Service (Conditional PTO) |  | Executed - In Effect | Yes | 2011-01-27 |  | Fuel Cell(20) | 20 | Los Angeles | CA | 2010-07-01 | 2012-05-01 | Chatsworth-MacNeil-Newhall-San Fernando 66kV line | Saugus 66kV | ISO Grid at the Pardee Substation 220kV Bus | North Coast Region |  | Saugus 220/66 System |  |  |  | 0 | Pardee | 1 | Pardee | 230 | [11 empty] | 0 |  |  | 1
WDT276 | 2008-03-27 | 2008-03-27 | 2008-04-04 | WDAT | LGIP | Serial | Inactive | Withdrawn | 2008-12-15 | Withdrawn (No Agrmt) | No |  |  | Photovoltaic(30) | 30 | San Bernardino | CA | 2011-02-01 |  | Tap 35kV Baroid circuit south of Cady Substation.
WDT277 | 2008-03-27 | 2008-03-27 | 2008-04-04 | WDAT | LGIP | Serial | Inactive | Withdrawn | 2008-12-15 | Withdrawn (No Agrmt) | No |  |  | Photovoltaic(30) | 30 | San Bernardino | CA | 2011-02-01 |  | 35kV Gobar Circuit adjacent to project location. | 35kV Gobar Circuit adjacent to project location.
WDT280 | 2008-03-27 | 2008-03-27 | 2008-04-04 | WDAT | LGIP | Serial | Inactive | Withdrawn | 2008-12-15 | Withdrawn (No Agrmt) | No |  |  | Photovoltaic(35) | 35 | San Bernardino | CA | 2011-02-01 |  | Tap 35kV Bug Circuit adjacent to project location. | Tap 35kV Bug Circuit adjacent to project location.
WDT282 | 2008-03-27 | 2008-03-27 | 2008-04-04 | WDAT | LGIP | Serial | Inactive | Withdrawn | 2008-12-15 | Withdrawn (No Agrmt) | No |  |  | Photovoltaic(35) | 35 | San Bernardino | CA | 2011-02-01 |  | 35kV Camprock Circuit adjacent to project location. | 35kV Camprock Circuit adjacent to project location.
WDT285 | 2008-03-27 | 2008-03-27 | 2008-04-04 | WDAT | CLGIP | Transition | Inactive | Withdrawn | 2011-10-29 | Withdrawn (No Agrmt) | No |  |  | Photovoltaic(100) | 100 | San Bernardino | CA | 2011-03-01 | 2011-03-01 | Cottonwood-Savage 115kV line. | Cottonwood-Savage 115kV line. | Victor 220kV bus
WDT286 | 2008-03-27 | 2008-03-27 | 2008-04-04 | WDAT | CLGIP | Transition | Inactive | Withdrawn | 2011-12-08 | Withdrawn (No Agrmt) | No |  |  | Photovoltaic(150) | 150 | San Bernardino | CA | 2011-03-01 | 2011-03-01 | Victor-Phelan 115kV line. | Victor-Phelan 115kV line.
WDT287 | 2008-03-27 | 2008-03-27 | 2008-04-04 | WDAT | LGIP | Serial | Inactive | Withdrawn | 2008-12-15 | Withdrawn (No Agrmt) | No |  |  | Photovoltaic(60) | 60 | San Bernardino | CA | 2012-02-01 |  | Victor-Gale 115kV Line | Victor-Gale 115kV Line
WDT288 | 2008-03-27 | 2008-03-27 | 2008-04-04 | WDAT | LGIP | Serial | Inactive | Withdrawn | 2009-12-14 | Withdrawn (No Agrmt) | No |  |  | Photovoltaic(100) | 100 | Kern | CA | 2011-03-01 |  | Rocket Test-Kramer 115kV Line. | Rocket Test-Kramer 115kV Line. |  | Rurals Region |  | Cima 220/16 System
WDT290a | 2008-04-28 | 2008-03-28 | 2008-03-28 | WDAT | SGIP | Serial | Active - Post IA | In-Service |  | Amendment - Pending | Yes | 2009-07-13 |  | Photovoltaic(2.75)/Energy Storage(2.75) | 2.75 | Los Angeles | CA | 2008-10-15 | 2020-02-28 | Oban 12 kV distribution line out of Lancaster 66/12 kV Substation | Oban 12 kV distribution line out of Lancaster 66/12 kV Substation | Antelope 66 kV Substation bus | North Coast Region | Oban | Antelope 220/66 System | Lancaster 66/12 (D)
WDT290b | 2008-04-28 | 2008-03-28 | 2008-03-28 | WDAT | SGIP | Serial | Active - Post IA | In-Service |  | Amendment - Pending | Yes | 2016-07-06 |  | Photovoltaic(4.25)/Energy Storage(4.25) | 4.25 | Los Angeles | CA | 2008-10-15 | 2020-02-28 | Oban 12 kV distribution line out of Lancaster 66/12 kV Substation | Oban 12 kV distribution line out of Lancaster 66/12 kV Substation | Antelope 66 kV Substation bus | North Coast Region | Oban | Antelope 220/66 System | Lancaster 66/12 (D)
WDT291 | 2008-03-07 | 2008-02-19 | 2008-03-07 | WDAT | LGIP | Serial | Inactive | Withdrawn | 2008-12-22 | Withdrawn (No Agrmt) | No |  |  | Photovoltaic(200) | 200 | San Bernardino | CA | 2010-01-01 |  | Cottonwood-Savage 115 kV line near Cottonwood substation | Cottonwood-Savage 115 kV line near Cottonwood substation | Victor 115 kV Bus
WDT292 | 2008-04-10 | 2008-04-10 | 2008-04-16 | WDAT | SGIP | Serial | Active - Post IA | In-Service |  | Executed - In Effect | Yes | 2014-03-31 |  | Fuel Cell(19.6) | 19.6 | Orange | CA | 2009-10-01 | 2015-09-30 | Irvine Sub 12kV line | Irvine Sub 12kV line | Santiago 220kV Bus | Orange Region | Oslo | Santiago 220/66 System | Las Lomas 66/12 (D) |  |  | 0 | Santiago | 1 | Santiago | 230 | [11 empty] | 1 |  |  | 1
WDT293 | 2008-04-15 | 2008-04-15 | 2008-05-02 | WDAT | SGIP | Fast Track | Inactive | IA Terminated |  | Terminated | Yes | 2008-08-21 | 2012-07-20 | Photovoltaic(2) | 2 | San Bernardino | CA | 2008-08-15 | 2008-08-15 | Declez: Calabash 12 kV line | CALABASH 12KV | Etiwanda 220/66 | Desert Region | Calabash | Etiwanda 220/66 System | Declez 66/12 (D)
WDT294 | 2008-04-25 | 2008-04-25 | 2008-05-05 | WDAT | LGIP | Serial | Inactive | Withdrawn | 2008-12-15 | Withdrawn (No Agrmt) | No |  |  | Photovoltaic(50) | 50 | Los Angeles | CA | 2011-02-01 |  | Little Rock - Wilsona 66 kV Line | Little Rock - Wilsona 66kV line. Alternate: None. | Antelope 220/66
WDT297 | 2008-06-09 | 2008-05-08 | 2008-06-09 | WDAT | SGIP | Fast Track | Inactive | IA Terminated |  | Terminated | Yes | 2008-11-05 | 2011-11-30 | Fuel Cell(0.3) | 0.3 | Riverside | CA | 2008-08-01 | 2008-08-01 | Maraschino: NAPOLEON 12 kV line |  | Devers 220/115
WDT299 | 2008-05-09 | 2008-05-09 | 2008-05-09 | WDAT | LGIP | Serial | Inactive | Withdrawn | 2008-12-19 | Withdrawn (No Agrmt) | No |  |  | Photovoltaic(21) | 21 | San Bernardino | CA | 2010-12-01 |  | Interconnection with the SCE 33kV line on Foothill Road and its intersection with Santa Fe Fire Road | Interconnection with the SCE 33kV line on Foothill Road and its intersection with Santa Fe Fire Road
WDT300 | 2008-03-11 | 2008-03-11 | 2008-05-14 | WDAT | CLGIP | Transition | Inactive | Withdrawn | 2010-12-21 | Withdrawn (No Agrmt) | No |  |  | Photovoltaic(100) | 100 | Los Angeles | CA | 2011-03-01 | 2011-03-01 | Oasis-Tortoise 66kV line | Oasis-Tortoise 66kV line | Antelope 220/66
WDT301 | 2008-05-16 | 2008-05-16 | 2008-05-16 | WDAT | SGIP | Fast Track | Inactive | Withdrawn | 2011-07-29 | Withdrawn (No Agrmt) | No |  |  | Photovoltaic(0.612) | 0.612 | Kern | CA | 2008-12-31 | 2008-12-31 | SCE Brittle Bush 12kv circuit % Cal City Sub. SCE Pole #246039 located on the site. | BRITTLE BUSH 12KV | Kramer 220/115 | Rurals Region | Brittle Bush | Kramer 220/115 System | Calcity 'A' 33/12 (D)
WDT302 | 2008-05-20 | 2008-05-20 | 2008-06-27 | WDAT | SGIP | Fast Track | Active - Post IA | In-Service |  | Executed - In Effect | Yes | 2008-10-08 |  | Energy Storage(2) | 2 | Orange | CA | 2008-09-01 | 2008-09-01 | Huntington Beach Unit 5 66kV operating bus |  |  | Orange Region |  | Ellis 'A' 220/66 System | Huntington Beach 66/12 (G)
WDT303 | 2008-05-23 | 2008-05-23 | 2008-05-23 | WDAT | LGIP | Serial | Inactive | Withdrawn | 2008-12-19 | Withdrawn (No Agrmt) | No |  |  | Gas Turbine(218) | 0 | Riverside | CA | 2012-05-01 |  | French Valley 115kV switchyard connected to Valley-Pauba Subtransmission line. | French Valley 115kV switchyard connected to Valley-Pauba Subtransmission line.
WDT310 | 2008-06-12 | 2008-06-12 | 2008-07-01 | WDAT | LGIP | Serial | Inactive | Withdrawn | 2009-12-14 | Withdrawn (No Agrmt) | No |  |  | Gas Turbine(13.5) | 13.5 | San Bernardino | CA | 2011-05-01 |  | SCE/Simpson Substation | SCE/Simpson Substation
WDT311 | 2008-08-05 | 2008-05-29 |  | WDAT | LGIP | Serial | Active - Post IA | In-Service |  | Executed - In Effect | Yes | 2012-06-14 |  | Combined Cycle(50) | 50 | Riverside | CA | 2010-06-01 | 2010-06-01 | Vista/Wilderness Substation | [8 empty] | 0 | Vista (SCE) | 1 | Vista (SCE) | 230 | [11 empty] | 1 |  |  | 1
WDT312 | 2008-04-25 | 2008-06-23 | 2008-05-02 | WDAT | CLGIP | Transition | Inactive | Withdrawn | 2009-12-14 | Withdrawn (No Agrmt) | No |  |  | Photovoltaic(50) | 50 | Los Angeles | CA | 2011-03-01 |  | Rockair leg of Helijet - Little Rock - Palmdale - Rockair 66 kV line | Rockair leg of Helijet - Little Rock - Palmdale - Rockair 66 kV line
WDT313 | 2008-06-25 | 2008-06-25 | 2008-07-22 | WDAT | LGIP | Serial | Inactive | Withdrawn | 2008-12-18 | Withdrawn (No Agrmt) | No |  |  | Photovoltaic(75) | 0 | Los Angeles | CA | 2010-06-01 |  | Wilsona 66kV Substation | Wilsona 66kV Substation
WDT314 | 2008-06-30 | 2008-06-30 | 2008-07-18 | WDAT | SGIP | Serial | Inactive | Withdrawn | 2012-11-21 | Withdrawn (No Agrmt) | No |  |  | Wind Turbine(20) | 20 | Riverside | CA | 2010-12-31 | 2010-12-31 | Pan Aro 115 kV Bus | Pan Aero Substation | Devers 220/115
WDT315 | 2008-07-09 | 2008-07-09 | 2008-07-17 | WDAT | CLGIP | Transition | Active - Post IA | In-Service |  | Filed Executed | Yes | 2017-12-20 |  | Geothermal Turbine(44) | 40.7 | Mono | CA | 2011-09-01 | 2020-02-01 | 33/115 kV Casa Diablo Substation at the 33 kV bus. | Vulcan 33kV | Inyo SCE 220/115 | Rurals Region |  | Inyo SCE 220/115 System | Casa Diablo 115/33 (D) |  |  | 0 |  | 1 | not found | [7 empty] | 44 |  |  |  |  | 1 |  |  | 0
WDT316 | 2008-07-16 | 2008-07-16 | 2008-07-22 | WDAT | LGIP | Serial | Inactive | Withdrawn | 2008-12-15 | Withdrawn (No Agrmt) | No |  |  | Photovoltaic(35) | 0 | Kern | CA | 2011-08-01 |  | 35 KV Isner circuit about 12 - 13 miles north of Kramer Substation in the vicinity of Pole #4286278E
WDT317 | 2008-07-31 | 2008-07-31 | 2008-08-21 | WDAT | LGIP | Serial | Inactive | Withdrawn | 2009-12-09 | Withdrawn (No Agrmt) | No |  |  | Photovoltaic(150) | 150 | San Bernardino | CA | 2011-03-01 |  | Roadway Substation at 115 kV. Alternate: untapped Kramer - Victor 115 kV circuit | Roadway Substation at 115 kV. Alternate: untapped Kramer - Victor 115 kV circuit
WDT318 | 2008-08-07 | 2008-08-07 | 2008-08-07 | WDAT | LGIP | Serial | Inactive | Withdrawn | 2008-12-22 | Withdrawn (No Agrmt) | No |  |  | Gas Turbine(87) | 0 | Los Angeles | CA | 2010-10-01 |  | 2160 Sepulveda Blvd, in Carson | 2160 Sepulveda Blvd, in Carson
WDT320 | 2009-02-09 | 2008-09-09 | 2008-09-22 | WDAT | SGIP | Serial | Inactive | Withdrawn | 2011-07-21 | Withdrawn (No Agrmt) | No |  |  | Energy Storage(20) | 20 | San Bernardino | CA | 2009-01-05 | 2011-03-01 | Highgrove Substation 115 kv Bus | Highgrove 115kV Bus | Devers 220/115
WDT321 |  | 2008-10-02 |  | WDAT | CLGIP | QC_001 | Inactive | Withdrawn | 2009-08-20 | Withdrawn (No Agrmt) | No |  |  | Photovoltaic(16.9) | 16.9 | Los Angeles | CA | 2009-10-01 |  |  | Little Rock-Wilsona 66 kV
WDT323 | 2008-12-16 | 2008-10-06 | 2008-12-16 | WDAT | SGIP | Serial | Inactive | IA Terminated |  | Terminated | Yes | 2014-08-06 | 2016-06-14 | Photovoltaic(20) | 20 | San Bernardino | CA | 2010-12-01 | 2010-12-01 | GOBAR 33KV | GOBAR 33KV | Victor 220kV bus | Rurals Region | Gobar | Victor 220/115 System | Cottonwood 115/33 (D)
WDT325 | 2008-11-17 | 2008-11-17 | 2008-12-16 | WDAT | SGIP | Serial | Inactive | Withdrawn | 2012-04-06 | Withdrawn (No Agrmt) | No |  |  | Photovoltaic(20) | 20 | San Bernardino | CA | 2010-04-01 | 2010-04-01 | Kramer: DYSON 33 kV line | DYSON 33KV | Kramer 115kV Bus | Rurals Region | Dyson | Kramer 220/115 System | Kramer 115/33 (D)
WDT326 | 2008-12-10 | 2008-12-10 | 2009-01-02 | WDAT | SGIP | Serial | Inactive | Withdrawn | 2012-03-13 | Withdrawn (No Agrmt) | No |  |  | Photovoltaic(20) | 20 | San Bernardino | CA | 2010-05-01 | 2010-05-01 | Gale: BAROID 33 kV line | Latitude 34.836400*, Longitude -116.662840* Tap 33 kV Baroid Circuit adjacent tot he Cady Substation |  | Rurals Region | Baroid | Kramer 220/115 System | Gale 115/33 (D)
WDT327 | 2009-01-22 | 2009-01-22 | 2009-02-09 | WDAT | SGIP | Fast Track | Active - Post IA | In-Service |  | Executed - In Effect | Yes | 2009-05-04 |  | Photovoltaic(1) | 1 | San Bernardino | CA | 2009-07-23 | 2009-07-23 | CALMEN 12KV | CALMEN 12KV | Chino 220/66 | Metro East Region | Calmen | Chino 220/66 System | Chino 66/12 (D)
WDT328 | 2009-01-27 | 2009-01-27 | 2009-02-10 | WDAT | SGIP | Serial | Inactive | Withdrawn | 2012-03-13 | Withdrawn (No Agrmt) | No |  |  | Photovoltaic(20) | 20 | San Bernardino | CA | 2013-02-20 | 2013-02-20 | Cottonwood: GOBAR 33 kV line | Tap De-energized 35kV Line on Desert View Road near Lucerne | Victor 220kV bus | Rurals Region | Gobar | Victor 220/115 System | Cottonwood 115/33 (D)
WDT329 | 2009-02-13 | 2009-02-13 | 2009-03-24 | WDAT | SGIP | Serial | Inactive | Withdrawn | 2012-03-13 | Withdrawn (No Agrmt) | No |  |  | Photovoltaic(20) | 20 | Kern | CA | 2011-05-01 | 2011-05-01 | Kramer: DYSON 33 kV line | ISNER 33KV | Kramer 115kV Bus | Rurals Region | Dyson | Kramer 220/115 System | Kramer 115/33 (D)
WDT331 | 2009-10-01 | 2009-03-19 | 2009-10-01 | WDAT | SGIP | Serial | Inactive | Withdrawn | 2010-01-29 | Withdrawn (No Agrmt) | No |  |  |  | 19.99 | Kern | CA |  |  | Vestal - Weldon 66 kV line, approximately two miles west of SCE's Weldon Substation | Vestal - Weldon 66 kV line, approximately two miles west of SCE's Weldon Substation
WDT334 | 2009-06-09 | 2009-05-13 | 2009-06-09 | WDAT | SGIP | Serial | Active - Post IA | In-Service |  | Executed - In Effect | Yes | 2012-02-24 |  | Photovoltaic(18.5) | 18.5 | San Bernardino | CA | 2011-06-30 | 2012-09-01 | HIMO 33KV | HIMO 33KV | Devers 220kV bus | Desert Region | Himo | Devers 220/115 System | Hi Desert 115/33 (D) |  |  | 0 | Devers | 1 | Devers | 230 | 18.5) | 18.5 | 18.5 | 0 | [7 empty] | 1 |  |  | 1
WDT335 | 2009-05-13 | 2009-05-13 | 2009-05-27 | WDAT | SGIP | Serial | Inactive | Withdrawn | 2011-08-04 | Withdrawn (No Agrmt) | No |  |  | Photovoltaic(18.5) | 18.5 | Los Angeles | CA | 2011-06-30 | 2011-06-30 | 66kV Little Rock-Wilsona | 66kV Little Rock-Wilsona
WDT336 |  | 2009-06-24 |  | WDAT | SGIP | Serial | Inactive | Withdrawn | 2009-08-20 | Withdrawn (No Agrmt) | No |  |  |  | 4.9 | Kern | CA | 2011-12-01 |  |  | 12 kV line along dirt road west of Hwy 14, 1 mile north of Silver Queen Rd.
WDT337 | 2009-06-25 | 2009-06-25 |  | WDAT | SGIP | Serial | Inactive | Withdrawn | 2009-10-23 | Withdrawn (No Agrmt) | No |  |  |  | 5.115 | San Bernardino | CA | 2011-03-30 |  | Baroid Circuit: 33kV line between Gale & Cady Substations. Closest Pole to the Cady Substation across Fairview Road (34.8364 N; 116.6628 W) | Baroid Circuit: 33kV line between Gale & Cady Substations. Closest Pole to the Cady Substation across Fairview Road (34.8364 N; 116.6628 W)
WDT338 |  | 2009-07-07 |  | WDAT | SGIP | Serial | Inactive | Withdrawn | 2009-11-24 | Withdrawn (No Agrmt) | No |  |  |  | 4.12 |  | CA | 2009-12-10 |  | West Side of Cameron Road (about 1 mile North of Oak Creek Rd) | West Side of Cameron Road (about 1 mile North of Oak Creek Rd)
WDT339 | 2009-07-14 | 2009-07-14 |  | WDAT | SGIP | Serial | Inactive | Withdrawn | 2009-10-08 | Withdrawn (No Agrmt) | No |  |  |  | 2.5 | Kern | CA |  |  | Tehachapi Willow Springs Rd. & Highline Road | Tehachapi Willow Springs Rd. & Highline Road
WDT340 | 2009-07-14 | 2009-07-14 |  | WDAT | SGIP | Serial | Inactive | Withdrawn | 2009-10-08 | Withdrawn (No Agrmt) | No |  |  |  | 3.5 | Kern | CA |  |  | Tehachapi Willow Springs Rd. & Highline Road | Tehachapi Willow Springs Rd. & Highline Road
WDT341 | 2009-07-14 | 2009-07-14 |  | WDAT | SGIP | Serial | Inactive | Withdrawn | 2009-10-08 | Withdrawn (No Agrmt) | No |  |  | Photovoltaic(15.44) | 13 | Kern | CA | 2010-07-01
WDT342 |  | 2009-07-20 |  | WDAT | SGIP | Serial | Inactive | Withdrawn | 2009-09-21 | Withdrawn (No Agrmt) | No |  |  |  | 20 |  | CA | 2011-06-30 |  |  | 66 kV Del Sur-Rosamond Line (1 mile north of Del Sur Substation)
WDT343 | 2009-07-31 | 2009-07-31 | 2009-08-27 | WDAT | CLGIP | QC_001 | Inactive | Withdrawn | 2010-08-31 | Withdrawn (No Agrmt) | No |  |  | Photovoltaic(100) | 100 | San Bernardino | CA | 2012-04-15 | 2012-04-15 | Victor Substation | Victor Substation
WDT344 |  | 2009-07-31 |  | WDAT | CLGIP | QC_001 | Inactive | Withdrawn | 2009-08-24 | Withdrawn (No Agrmt) | No |  |  | Photovoltaic(100) | 100 | Los Angeles | CA | 2012-04-15 |  |  | Pearlblossom-Vincent 230kV Line
WDT345 | 2009-07-31 | 2009-07-31 | 2009-08-17 | WDAT | CLGIP | QC_001 | Inactive | Withdrawn | 2011-08-11 | Withdrawn (No Agrmt) | No |  |  | Fuel Cell(49.9) | 49.9 | San Bernardino | CA | 2012-07-01 | 2012-07-01 | Calelectric-Highgrove Line (No 1 or No 2) | Calelectric-Highgrove 115 KV Line | Vista 220/115
WDT346 | 2009-08-03 | 2009-08-03 | 2009-08-17 | WDAT | SGIP | Fast Track | Inactive | Withdrawn | 2010-09-24 | Withdrawn (No Agrmt) | No |  |  | Photovoltaic(2) | 1.5 | Kern | CA | 2009-12-31 | 2009-12-31 | MONOLITH: KEENE 12 kV Line | Monolith 66kV
WDT347 | 2009-08-05 | 2009-08-05 | 2009-08-31 | WDAT | SGIP | Fast Track | Active - Post IA | In-Service |  | Executed - In Effect | Yes | 2010-04-02 |  | Photovoltaic(1) | 1 | San Bernardino | CA | 2009-12-11 | 2010-06-01 | ZINFANDEL 12KV | ZINFANDEL 12KV | Vista 220/115 | Desert Region | Zinfandel | Vista 220/115 System | Pepper 115/12 (D)
WDT348 |  | 2009-08-05 |  | WDAT | SGIP | Serial | Inactive | Withdrawn | 2009-09-28 | Withdrawn (No Agrmt) | No |  |  |  | 10 | San Bernardino | CA | 2011-12-01 |  |  | Fairview Road on existing 12 kV line 1200 feet west of Cady Substation
WDT349 | 2009-11-04 | 2009-08-11 | 2009-11-04 | WDAT | SGIP | Serial | Inactive | Withdrawn | 2010-04-02 | Withdrawn (No Agrmt) | No |  |  |  | 5 | Los Angeles | CA |  |  | Neenach Substation at 210th W & D | Neenach Substation at 210th W & D | Antelope 220/66
WDT350 | 2009-08-11 | 2009-08-11 | 2009-08-31 | WDAT | SGIP | Fast Track | Inactive | IA Terminated |  | Terminated | Yes | 2010-07-14 | 2011-06-27 | Photovoltaic(1.5) | 1.5 | San Bernardino | CA | 2010-03-06 | 2010-03-06 | Speedway 12kV | SPEEDWAY 12KV | Etiwanda 220/66 | Desert Region | Speedway | Etiwanda 220/66 System | Declez 66/12 (D)
WDT351 | 2009-08-12 | 2009-08-12 | 2009-08-31 | WDAT | SGIP | Fast Track | Active - Post IA | In-Service |  | Executed - In Effect | Yes | 2012-01-20 |  | Photovoltaic(1.5) | 1.5 | San Bernardino | CA | 2010-03-20 | 2010-12-31 | UNICORN 12KV | UNICORN 12KV | San Bernardino 220/66 | Desert Region | Unicorn | San Bernardino 220/66 System | San Bernardino 66/12 (D)
WDT352 | 2009-08-12 | 2009-08-12 | 2009-09-04 | WDAT | SGIP | Fast Track | Active - Post IA | In-Service |  | Executed - In Effect | Yes | 2010-06-07 |  | Photovoltaic(1.5) | 1.5 | San Bernardino | CA | 2010-04-17 | 2010-04-17 | UNICORN 12KV | UNICORN 12KV | San Bernardino 220/66 | Desert Region | Unicorn | San Bernardino 220/66 System | San Bernardino 66/12 (D)
WDT353 | 2009-12-03 | 2009-08-13 | 2009-12-03 | WDAT | SGIP | Serial | Inactive | Withdrawn | 2013-06-06 | Withdrawn (No Agrmt) | No |  |  | Photovoltaic(20) | 20 | Tulare | CA | 2012-08-01 | 2012-08-01 | Vestal-Terra Bella 69kV line. 3.89 line miles north of Vestal Substation | Vestal-Terra Bella 69kV | Vestal 220kV bus
WDT354 |  | 2009-08-13 |  | WDAT | SGIP | Serial | Inactive | Withdrawn | 2009-12-17 | Withdrawn (No Agrmt) | No |  |  |  | 2 | San Bernardino | CA
WDT355 |  | 2009-08-13 |  | WDAT | SGIP | Serial | Inactive | Withdrawn | 2009-12-17 | Withdrawn (No Agrmt) | No |  |  |  | 18 | San Bernardino | CA
WDT356 | 2009-08-17 | 2009-08-17 | 2009-08-31 | WDAT | SGIP | Fast Track | Active - Post IA | In-Service |  | Executed - In Effect | Yes | 2010-07-14 |  | Photovoltaic(1) | 1 | San Bernardino | CA | 2010-06-05 | 2010-06-05 | BACARDI 12KV | BACARDI 12KV | Mira Loma 220/66 | Metro East Region | Bacardi | Mira Loma 220/66 System | Milliken 66/12 (D)
WDT357 | 2009-08-17 | 2009-08-17 |  | WDAT | SGIP | Serial | Active - Post IA | In-Service |  | Executed - In Effect | Yes | 2013-10-18 |  | Photovoltaic(20) | 20 | Riverside | CA | 2011-07-01 | 2011-07-01 | MC COY 33KV | MC COY 33KV | Blythe (WALC) 161kV bus | Rurals Region | Mc Coy | Blythe (WALC) 161/33 System | Blythe City 33/33 (D) |  |  | 0 | BlytheSC 161 kV | 1 | BlytheSC 161 kV |  | 20) | 20 | 20 | 0 | [7 empty] | 1 |  |  | 1
WDT358 | 2009-08-19 | 2009-08-19 | 2009-08-31 | WDAT | SGIP | Fast Track | Active - Post IA | In-Service |  | Executed - In Effect | Yes | 2012-08-10 |  | Photovoltaic(2) | 2 | San Bernardino | CA | 2010-03-27 | 2010-03-27 | BACARDI 12KV | BACARDI 12KV | Mira Loma 220/66 | Metro East Region | Bacardi | Mira Loma 220/66 System | Milliken 66/12 (D)
WDT359 | 2009-08-19 | 2009-08-19 | 2009-08-31 | WDAT | SGIP | Serial | Active - Post IA | In-Service |  | Executed - In Effect | Yes | 2010-08-23 |  | Photovoltaic(2) | 2 | San Bernardino | CA | 2010-05-01 | 2010-05-01 | SEAGRAMS 12KV | SEAGRAMS 12KV | Mira Loma 220/66 | Metro East Region | Seagrams | Mira Loma 220/66 System | Milliken 66/12 (D)
WDT360 | 2009-08-19 | 2009-08-19 | 2009-09-04 | WDAT | SGIP | Fast Track | Active - Post IA | In-Service |  | Executed - In Effect | Yes | 2011-06-09 |  | Photovoltaic(1.5) | 1.5 | San Bernardino | CA | 2010-06-05 | 2010-06-05 | SPEEDWAY 12KV | SPEEDWAY 12KV | Etiwanda 220/66 | Desert Region | Speedway | Etiwanda 220/66 System | Declez 66/12 (D)
WDT361 | 2009-08-20 | 2009-08-20 | 2009-08-20 | WDAT | SGIP | Serial | Inactive | Withdrawn | 2013-10-29 | Withdrawn (No Agrmt) | No |  |  | Photovoltaic(5) | 5 | Kern | CA | 2012-12-31 | 2014-08-30 | HURON 12KV | HURON 12KV | Antelope 220/66 | North Coast Region | Huron | Antelope 220/66 System | Great Lakes 66/12 (D)
WDT362 | 2009-08-20 | 2009-08-20 |  | WDAT | SGIP | Serial | Inactive | Withdrawn | 2010-07-16 | Withdrawn (No Agrmt) | No |  |  | Photovoltaic(10) | 10 | San Bernardino | CA | 2011-12-31 | 2011-12-31 | Hwy 18 and Willow Wells Ave Lucerne Valley, CA 92356 (34.449111 N, 117.021022 W) | GOBAR 33KV | Victor 220kV bus | Rurals Region | Gobar | Victor 220/115 System | Cottonwood 115/33 (D)
WDT363 | 2009-08-21 | 2009-08-21 | 2009-09-04 | WDAT | SGIP | Serial | Active - Post IA | In-Service |  | Executed - In Effect | Yes | 2011-08-08 |  | Photovoltaic(2.5) | 2.5 | San Bernardino | CA | 2010-06-15 | 2010-06-15 | DUROX 12KV | Durox 12kV | San Bernardino 220/66 | Desert Region | Durox | San Bernardino 220/66 System | Timoteo 66/12 (D)
WDT364 | 2009-08-21 | 2009-08-21 | 2009-08-31 | WDAT | SGIP | Fast Track | Active - Post IA | In-Service |  | Executed - In Effect | Yes | 2010-08-23 |  | Photovoltaic(0.5) | 0.5 | San Bernardino | CA | 2010-07-06 | 2010-07-06 | SEAGRAMS 12KV | SEAGRAMS 12KV | Mira Loma 220/66 | Metro East Region | Seagrams | Mira Loma 220/66 System | Milliken 66/12 (D)
WDT365 | 2009-08-21 | 2009-08-21 | 2009-09-04 | WDAT | SGIP | Serial | Active - Post IA | In-Service |  | Executed - In Effect | Yes | 2011-08-08 |  | Photovoltaic(2.5) | 2.5 | San Bernardino | CA | 2010-07-31 | 2011-03-16 | CENTAUR 12KV | Centaur 12kV | San Bernardino 220/66 | Desert Region | Centaur | San Bernardino 220/66 System | San Bernardino 66/12 (D)
WDT366 | 2009-08-24 | 2009-08-24 | 2009-09-04 | WDAT | SGIP | Fast Track | Inactive | Withdrawn | 2011-06-27 | Withdrawn (No Agrmt) | No |  |  | Photovoltaic(1) | 1 | San Bernardino | CA | 2009-11-14 | 2009-11-14 | Speedway 12kV | SPEEDWAY 12KV | Etiwanda 220/66 | Desert Region | Speedway | Etiwanda 220/66 System | Declez 66/12 (D)
WDT367 | 2009-08-24 | 2009-08-24 | 2009-09-04 | WDAT | SGIP | Fast Track | Active - Post IA | In-Service |  | Executed - In Effect | Yes | 2011-08-17 |  | Photovoltaic(3) | 3 | San Bernardino | CA | 2010-12-06 | 2010-12-06 | CALABASH 12KV | CALABASH 12KV | Etiwanda 220/66 | Desert Region | Calabash | Etiwanda 220/66 System | Declez 66/12 (D)
WDT368 | 2009-08-20 | 2009-08-20 | 2009-08-20 | WDAT | SGIP | Serial | Active - Post IA | In-Service |  | Executed - In Effect | Yes | 2012-10-02 |  | Photovoltaic(5) | 5 | Kern | CA | 2013-12-01 | 2013-10-10 | CARBON 12KV | CARBON 12KV | Windhub 220/66 | North Coast Region | Carbon | Windhub 220/66 System | Goldtown 66/12 (D) |  |  | 0 | Windhub | 1 | Windhub | 230 | 5) | 5 | 5 | 0 | [7 empty] | 1 |  |  | 1
WDT369 |  | 2009-08-20 |  | WDAT | SGIP | Serial | Inactive | Withdrawn | 2009-09-28 | Withdrawn (No Agrmt) | No |  |  |  | 10 | San Bernardino | CA | 2013-12-01 |  |  | Cady Substation
WDT370 | 2009-10-26 | 2009-08-24 | 2009-10-26 | WDAT | SGIP | Serial | Inactive | Withdrawn | 2010-01-26 | Withdrawn (No Agrmt) | No |  |  | Photovoltaic(19.99) | 19.99 | Kern | CA | 2011-07-01 |  | Transmission Line at Rosamond Blvd and 110th St W | Transmission Line at Rosamond Blvd and 110th St W
WDT371 | 2009-08-25 | 2009-08-25 | 2009-08-25 | WDAT | SGIP | Serial | Inactive | Withdrawn | 2013-05-15 | Withdrawn (No Agrmt) | No |  |  | Photovoltaic(20) | 20 | San Bernardino | CA | 2012-12-31 | 2012-12-31 | Cottonwood - Savage 115 kV Line | Cottonwood-Savage 115kV | Victor 220kV bus
WDT372 | 2009-08-25 | 2009-08-25 | 2009-08-25 | WDAT | SGIP | Serial | Active - Post IA | In-Service (Conditional PTO) |  | Executed - In Effect | Yes | 2012-04-04 |  | Photovoltaic(17.5) | 17.5 | San Bernardino | CA | 2012-12-31 | 2013-09-30 | Victor 33 kV Bus | WDAT 372 New Circuit 33KV | Victor 220kV bus | Rurals Region | Russ Boyd | Victor 220/115 System | Victor 115/33 (D) |  |  | 0 | Victor | 1 | Victor | 115 | 17.5) | 17.5 | 17.5 | 0 | [7 empty] | 0 |  |  | 1
WDT373 | 2009-08-25 | 2009-08-25 | 2009-09-04 | WDAT | SGIP | Fast Track | Active - Post IA | In-Service |  | Filed Executed | Yes | 2011-08-12 |  | Photovoltaic(1.5) | 1 | San Bernardino | CA | 2011-01-04 | 2011-02-20 | CENTAUR 12KV | Centaur 12kV | San Bernardino 220/66 | Desert Region | Centaur | San Bernardino 220/66 System | San Bernardino 66/12 (D)
WDT374 | 2009-08-25 | 2009-08-25 | 2009-09-11 | WDAT | SGIP | Serial | Active - Post IA | In-Service |  | Filed Executed | Yes | 2011-08-12 |  | Photovoltaic(3) | 3 | San Bernardino | CA | 2011-01-23 | 2011-01-23 | SPEEDWAY 12KV | SPEEDWAY 12KV | Etiwanda 230kV | Desert Region | Speedway | Etiwanda 220/66 System | Declez 66/12 (D)
WDT375 | 2009-08-26 | 2009-08-26 | 2009-09-04 | WDAT | SGIP | Fast Track | Active - Post IA | In-Service |  | Executed - In Effect | Yes | 2010-11-04 |  | Photovoltaic(1.5) | 1.5 | San Bernardino | CA | 2011-02-05 | 2011-02-05 | CALABASH 12KV | CALABASH 12KV | Etiwanda 220/66 | Desert Region | Calabash | Etiwanda 220/66 System | Declez 66/12 (D)
WDT376 | 2009-08-26 | 2009-08-26 | 2009-09-08 | WDAT | SGIP | Serial | Inactive | Withdrawn | 2011-10-31 | Withdrawn (No Agrmt) | No |  |  | Photovoltaic(2.5) | 2.5 | San Bernardino | CA | 2011-03-01 | 2011-03-01 | Highland: THOMPSEN 12 kV line | THOMPSEN 12KV | San Bernardino 220/66 | Desert Region | Thompsen | San Bernardino 220/66 System | Highland 66/12 (D)
WDT377 | 2009-08-26 | 2009-08-26 | 2009-09-04 | WDAT | SGIP | Serial | Inactive | Withdrawn | 2011-06-27 | Withdrawn (No Agrmt) | No |  |  | Photovoltaic(2.5) | 2.5 | San Bernardino | CA | 2011-03-06 | 2011-03-06 | Calabash 12kV | CALABASH 12KV | Etiwanda 220kV bus | Desert Region | Calabash | Etiwanda 220/66 System | Declez 66/12 (D)
WDT378 | 2009-08-26 | 2009-08-26 | 2009-09-04 | WDAT | SGIP | Fast Track | Active - Post IA | In-Service |  | Executed - In Effect | Yes | 2010-08-23 |  | Photovoltaic(2) | 2 | San Bernardino | CA | 2011-04-12 | 2011-04-12 | CENTAUR 12KV | Centaur 12kV | San Bernardino 220/66 | Desert Region | Centaur | San Bernardino 220/66 System | San Bernardino 66/12 (D)
WDT379 | 2009-08-26 | 2009-08-26 | 2009-09-24 | WDAT | SGIP | Serial | Inactive | Withdrawn | 2009-11-19 | Withdrawn (No Agrmt) | No |  |  |  | 20 | Los Angeles | CA | 2011-06-01 |  | APN# 3261-016-001, LA County, CA--See Attachment A for Site Location. See Attachment B for Google Earth Map of the Site | APN# 3261-016-001, LA County, CA--See Attachment A for Site Location. See Attachment B for Google Earth Map of the Site
WDT380 | 2009-08-26 | 2009-08-26 | 2009-09-24 | WDAT | SGIP | Serial | Inactive | Withdrawn | 2009-12-14 | Withdrawn (No Agrmt) | No |  |  |  | 20 | Kern | CA | 2011-06-01 |  | APN# 233-340-02, Kern County, CA - See Attachment A for Site Location. See Attachment B for Google Earth Map of the Site | APN# 233-340-02, Kern County, CA - See Attachment A for Site Location. See Attachment B for Google Earth Map of the Site
WDT381 | 2009-08-27 | 2009-08-27 | 2009-09-24 | WDAT | SGIP | Serial | Inactive | Withdrawn | 2009-12-14 | Withdrawn (No Agrmt) | No |  |  |  | 20 | San Bernardino | CA | 2011-06-01 |  | ADN# 0531-171-01, 02, 03 & 04, San Bernardino County, CA - See Attachement A for Site Location. See Attachment B for Google Earth map of the Site | ADN# 0531-171-01, 02, 03 & 04, San Bernardino County, CA - See Attachement A for Site Location. See Attachment B for Google Earth map of the Site
WDT383 | 2009-09-08 | 2009-09-08 | 2009-10-03 | WDAT | SGIP | Serial | Inactive | Withdrawn | 2011-07-14 | Withdrawn (No Agrmt) | No |  |  | Photovoltaic(3) | 3 | San Bernardino | CA | 2011-02-14 | 2011-02-14 | Calabash 12kV % Declez 66/12 kV Substation. | CALABASH 12KV | Etiwanda 220kV bus | Desert Region | Calabash | Etiwanda 220/66 System | Declez 66/12 (D)
WDT384 | 2009-09-08 | 2009-09-08 | 2009-10-03 | WDAT | SGIP | Serial | Active - Post IA | In-Service |  | Executed - In Effect | Yes | 2012-01-20 |  | Photovoltaic(2.5) | 2.5 | San Bernardino | CA | 2010-05-24 | 2010-05-24 | Etiwanda:Riggs12 kV Line | BENNY 12KV | Etiwanda 230kV | Desert Region | Benny | Etiwanda 220/66 System | Etiwanda 66/12 (D)
WDT385 | 2009-09-08 | 2009-09-08 | 2009-10-14 | WDAT | SGIP | Serial | Inactive | Withdrawn | 2011-08-18 | Withdrawn (No Agrmt) | No |  |  | Photovoltaic(3.5) | 3.5 | San Bernardino | CA | 2010-05-24 | 2010-05-24 | Bloomington: HIGHBALL 12 kV line | HIGHBALL 12KV | Vista 220/66 | Desert Region | Highball | Vista A 220/66 System | Bloomington 66/12 (D)
WDT386 | 2009-09-08 | 2009-09-08 | 2009-10-30 | WDAT | SGIP | Serial | Inactive | Withdrawn | 2011-08-10 | Withdrawn (No Agrmt) | No |  |  | Photovoltaic(3) | 3 | San Bernardino | CA | 2010-07-03 | 2010-07-03 | Dorsey 12kV | DORSEY 12KV | Etiwanda 220/66 | Desert Region | Dorsey | Etiwanda 220/66 System | Alder 66/12 (D)
WDT387 | 2009-09-08 | 2009-09-08 | 2009-10-14 | WDAT | SGIP | Serial | Active - Post IA | In-Service |  | Executed - In Effect | Yes | 2011-06-09 |  | Photovoltaic(4.5) | 4.5 | San Bernardino | CA | 2011-02-08 | 2011-09-01 | CASMALIA 12KV | CASMALIA 12KV | Etiwanda 220/66 | Desert Region | Casmalia | Etiwanda 220/66 System | Alder 66/12 (D)
WDT388 | 2009-09-09 | 2009-09-09 | 2009-10-15 | WDAT | SGIP | Fast Track | Active - Post IA | In-Service (Conditional PTO) |  | Executed - In Effect | Yes | 2012-03-30 |  | Photovoltaic(2) | 2 | San Bernardino | CA | 2011-02-15 | 2011-02-15 | DORSEY 12KV | DORSEY 12KV | Etiwanda 220/66 | Desert Region | Casmalia | Etiwanda 220/66 System | Alder 66/12 (D)
WDT389 | 2009-09-09 | 2009-09-09 | 2009-10-14 | WDAT | SGIP | Serial | Active - Post IA | In-Service (Conditional PTO) |  | Executed - In Effect | Yes | 2011-08-12 |  | Photovoltaic(3) | 3 | San Bernardino | CA | 2011-06-07 | 2011-06-07 | Cardiff 12: LENA 12 kV line | WARM CREEK 12KV | San Bernardino 220/66 | Desert Region | Lena | San Bernardino 220/66 System | Cardiff 66/12 (D)
WDT390 | 2009-10-19 | 2009-10-19 |  | WDAT | SGIP | Serial | Active - Post IA | In-Service |  | Executed - In Effect | Yes | 2014-11-20 |  | Photovoltaic(20) | 20 | Tulare | CA | 2010-05-01 | 2016-10-20 | Vestal 66 kV Bus | SCE's Vestal-Kern River # 3 66 kV subtransmission line. | Vestal 220kV bus | [6 empty] | 0 | Vestal | 1 | Vestal | 230 | 20) | 20 | 20 | 0 | [7 empty] | 1 |  |  | 1
WDT391 | 2009-10-19 | 2009-10-19 |  | WDAT | SGIP | Serial | Inactive | Withdrawn | 2014-10-21 | Withdrawn (No Agrmt) | No |  |  | Photovoltaic(20) | 20 | Tulare | CA | 2010-12-01 | 2010-12-01 | Rector 66 kV Bus | Rector-Liberty #2 66 kV subtranmission line. | Rector 220kV bus
WDT392 | 2009-10-19 | 2009-10-19 |  | WDAT | SGIP | Serial | Inactive | Withdrawn | 2014-10-21 | Withdrawn (No Agrmt) | No |  |  | Photovoltaic(20) | 20 | Tulare | CA | 2010-12-01 | 2011-01-31 | Vestal 66 kV Bus | SCE's Vestal-Porterville-Terra Bella 66 kV line. | Vestal 220kV bus
WDT393 | 2009-10-19 | 2009-10-19 |  | WDAT | SGIP | Serial | Inactive | Withdrawn | 2010-01-12 | Withdrawn (No Agrmt) | No |  |  | Photovoltaic(20) | 20 | Tulare | CA | 2010-05-01 |  | Vestal Substation
WDT394 | 2009-10-19 | 2009-10-19 |  | WDAT | SGIP | Serial | Active - Post IA | In-Service |  | Executed - In Effect | Yes | 2014-11-20 |  | Photovoltaic(20) | 20 | Tulare | CA | 2010-12-01 | 2016-10-20 | Vestal 66 kV Bus | SCE's Vestal-Glennville-Greenhorn-Kern River #3 66 kV line | Vestal 220kV bus | San Joaquin Region |  | Vestal 220/66 System |  |  |  | 0 | Vestal | 1 | Vestal | 230 | 20) | 20 | 20 | 0 | [7 empty] | 1 |  |  | 1
WDT395 | 2009-12-04 | 2009-10-22 | 2009-12-04 | WDAT | SGIP | Serial | Inactive | Withdrawn | 2011-03-30 | Withdrawn (No Agrmt) | No |  |  | Photovoltaic(20) | 20 | San Bernardino | CA | 2010-11-01 | 2010-11-01 | Cottonwood: CAMPROCK 33 kV line | CAMPROCK 33KV | Victor 220kV bus | Rurals Region | Camprock | Victor 220/115 System | Cottonwood 115/33 (D)
WDT396 | 2010-04-14 | 2009-10-30 |  | WDAT | SGIP | Serial | Inactive | Withdrawn | 2010-08-02 | Withdrawn (No Agrmt) | No |  |  | Photovoltaic(3) | 3 | Kern | CA | 2011-06-01 | 2011-06-01 | Cantil Substation | HEAVY 33KV | Kramer 220kV bus | Rurals Region | Heavy | Kramer 220/115 System | Randsburg 115/33 (D)
WDT397 | 2009-11-03 | 2009-11-03 |  | WDAT | SGIP | Serial | Inactive | Withdrawn | 2010-01-12 | Withdrawn (No Agrmt) | No |  |  | Photovoltaic(8) | 8 | Kern | CA |  |  | California City
WDT398 |  | 2009-11-06 |  | WDAT | SGIP | Serial | Inactive | Withdrawn | 2009-12-14 | Withdrawn (No Agrmt) | No |  |  |  | 20 | Kern | CA | 2010-01-01 |  |  | 66kV line (near the intersection of 90th st. and Gaskel Rd.) Tap at pole #843692E
WDT400 | 2010-02-01 | 2009-11-12 |  | WDAT | CLGIP | QC_002 | Active - Post IA | Construction |  | Executed - In Effect | Yes | 2012-03-30 |  | Wind Turbine(33.6) | 30 | Riverside | CA | 2012-04-01 | 2012-04-01 | A tap to the SCE’s Devers-Banning-Windpark 115 kV line | A tap to the SCE’s Devers-Banning-Windpark 115 kV line | Devers 220 kV Bus | Desert Region |  | Devers 220/115 System |  | Devers | 230 | 1 |  | 0 | Devers | 230 |  |  |  |  | 33.6) | 33.6 | [5 empty] | 0 |  |  | 1
WDT401 | 2008-10-08 | 2008-10-08 | 2008-10-14 | WDAT | SGIP | Serial | Inactive | Withdrawn | 2014-03-28 | Withdrawn (No Agrmt) | No |  |  | Wind Turbine(20) | 20 | Riverside | CA | 2009-12-01 | 2009-12-01 | Devers - Garnet - Venwind 115 kV Line |  | Devers 220/115
WDT402 | 2009-11-25 | 2009-11-25 | 2010-01-12 | WDAT | SGIP | Serial | Active - Post IA | In-Service |  | Executed - In Effect | Yes | 2012-11-21 |  | Photovoltaic(10) | 10 | Kern | CA | 2012-12-01 | 2013-09-15 | Discovery 12 kV Distribution Line out of the Goldtown 66/12 kV Substation | Discovery 12 kV Distribution Line out of the Goldtown 66/12 kV Substation | Windhub 220 kV bus | North Coast Region | Discovery | Windhub 220/66 System | Goldtown 66/12 (D) |  |  | 0 | Windhub | 1 | Windhub | 230 | 10) | 10 | 10 | 0 | [7 empty] | 1 |  |  | 1
WDT403 | 2009-11-30 | 2009-11-30 | 2009-12-14 | WDAT | SGIP | Fast Track | Active - Post IA | In-Service (Conditional PTO) |  | Executed - In Effect | Yes | 2011-09-08 |  | Photovoltaic(2) | 2 | Los Angeles | CA | 2010-12-31 | 2011-10-20 | BIG PINES 12KV | BIG PINES 12KV | Antelope 220/66 | North Coast Region | Big Pines | Antelope 220/66 System | Little Rock 66/12 (D)
WDT404 | 2009-11-30 | 2009-11-30 | 2009-12-14 | WDAT | SGIP | Serial | Active - Post IA | In-Service |  | Filed Executed | Yes | 2013-11-15 |  | Photovoltaic(10) | 10 | Los Angeles | CA | 2010-12-31 | 2010-12-31 | Little Rock - Wilsona 66 kV Line | Little Rock 66kV line | Antelope 220/66 | [6 empty] | 0 | Antelope | 1 | Antelope | 230 | 10) | 10 | 10 | 0 | [7 empty] | 1 |  |  | 0
WDT405 | 2009-11-30 | 2009-11-30 | 2009-12-14 | WDAT | SGIP | Fast Track | Inactive | Withdrawn | 2010-07-29 | Withdrawn (No Agrmt) | No |  |  | Photovoltaic(2) | 2 | Kern | CA | 2010-12-31 | 2010-12-31 | Discovery 12kV | DISCOVERY 12KV | Windhub 220/66 | North Coast Region | Discovery | Windhub 220/66 System | Goldtown 66/12 (D)
WDT406 | 2010-02-24 | 2009-12-04 | 2010-02-24 | WDAT | SGIP | Serial | Inactive | IA Terminated |  | Terminated | Yes | 2014-01-08 | 2014-05-28 | Photovoltaic(3) | 3 | San Bernardino | CA | 2011-12-15 | 2015-03-02 | TIMCO 12KV | TIMCO 12KV | Victor 220kV bus | Rurals Region | Timco | Victor 220/115 System | Lucerne 33/12 (D)
WDT407 | 2010-02-24 | 2009-12-04 | 2010-02-24 | WDAT | SGIP | Serial | Inactive | Withdrawn | 2013-02-15 | Withdrawn (No Agrmt) | No |  |  | Photovoltaic(20) | 20 | Kern | CA | 2011-12-15 | 2011-12-15 | Rector 66 kV Bus | Rector 66kV | Rector 220kV bus
WDT408 |  | 2009-12-09 |  | WDAT | SGIP | Serial | Inactive | Withdrawn | 2009-12-17 | Withdrawn (No Agrmt) | No |  |  |  | 0.28 | Los Angeles | CA | 2012-12-01
WDT409 | 2009-12-09 | 2009-12-09 |  | WDAT | SGIP | Serial | Active - Post IA | In-Service |  | Executed - In Effect | Yes | 2013-01-11 |  | Photovoltaic(10) | 10 | San Bernardino | CA | 2012-12-01 | 2014-06-15 | Cottonwood 33 kV Bus | New Circuit #2 - WDAT 409 33KV | Victor 220kV bus | Rurals Region | Drylands | Victor 220/115 System | Cottonwood 115/33 (D) |  |  | 0 | Victor | 1 | Victor | 115 | 10) | 10 | 10 | 0 | [7 empty] | 1 |  |  | 1
WDT410 | 2009-12-09 | 2009-12-09 |  | WDAT | SGIP | Serial | Inactive | Withdrawn | 2010-02-25 | Withdrawn (No Agrmt) | No |  |  | Photovoltaic(10) | 10 | Los Angeles | CA | 2012-12-01 | 2012-12-01 | 66kV Little Rock-Wilson line along E. Palmdale Blvd. |  | Antelope 220/66
WDT411 | 2009-12-09 | 2009-12-09 |  | WDAT | SGIP | Serial | Inactive | Withdrawn | 2010-01-19 | Withdrawn (No Agrmt) | No |  |  | Photovoltaic(10) | 10 | San Bernardino | CA | 2012-12-01
WDT412 | 2009-12-09 | 2009-12-09 |  | WDAT | SGIP | Serial | Inactive | Withdrawn | 2010-01-19 | Withdrawn (No Agrmt) | No |  |  | Photovoltaic(10) | 10 | Kern | CA | 2012-12-01 |  | Ridgecrest Substation
WDT413 |  | 2009-12-11 |  | WDAT | SGIP | Serial | Inactive | Withdrawn | 2009-12-18 | Withdrawn (No Agrmt) | No |  |  |  | 0.28 | Los Angeles | CA | 2012-12-01
WDT414 | 2010-02-08 | 2009-12-30 | 2010-02-08 | WDAT | SGIP | Serial | Inactive | Withdrawn | 2010-04-15 | Withdrawn (No Agrmt) | No |  |  | Photovoltaic(5.6) | 5.6 | Los Angeles | CA | 2010-10-06 | 2010-10-06 | Littlerock Generating Substation @ 36051 106th St. East, Littlerock, CA 81311 | CALLI VALLI 12KV | Antelope 220/66 | North Coast Region | Calli Valli | Antelope 220/66 System | Little Rock 66/12 (D)
WDT415 |  | 2010-01-11 |  | WDAT | SGIP | Serial | Inactive | Withdrawn | 2010-04-14 | Withdrawn (No Agrmt) | No |  |  | Photovoltaic(5) | 5 | Riverside | CA | 2011-06-01 | 2011-06-01 | Carancho 12kV | CARANCHO 12KV | Valley 500/115 | San Jacinto Valley Region | Carancho | Valley 'D' 500/115 System | Carancho P.T. 33/12 (A)
WDT416 | 2010-01-18 | 2010-01-18 |  | WDAT | SGIP | Serial | Inactive | Withdrawn | 2010-12-06 | Withdrawn (No Agrmt) | No |  |  | Photovoltaic(20) | 20 | Riverside | CA | 2011-09-01 | 2011-12-31 | Eagle Mountain 33 kV bus |  | Blythe (WALC) 161kV bus | Rurals Region |  | Blythe (WALC) 161/33 System | Blythe City 33/12 (D)
WDT417 | 2010-01-19 | 2010-01-19 |  | WDAT | SGIP | Serial | Inactive | Withdrawn | 2011-07-15 | Withdrawn (No Agrmt) | No |  |  | Photovoltaic(5.5) | 5.5 | Kern | CA | 2010-10-01 | 2010-10-01 | Highway Six 12kV circuit out of Inyokern Substation, SCE Pole #40289663 | HIGHWAY SIX 12KV | Kramer 220kV bus | Rurals Region | Highway Six | Kramer 220/115 System | Inyokern 33/12 (D)
WDT418 | 2010-01-19 | 2010-01-19 |  | WDAT | SGIP | Serial | Inactive | Withdrawn | 2011-05-26 | Withdrawn (No Agrmt) | No |  |  | Photovoltaic(10) | 10 | San Bernardino | CA | 2012-12-01 | 2012-12-01 | Camp Rock 33 kV line out of Cottonwood Substation | CAMPROCK 33KV | Victor 220kV bus | Rurals Region | Gobar | Victor 220/115 System | Cottonwood 115/33 (D)
WDT419 | 2010-02-09 | 2010-01-21 | 2010-02-09 | WDAT | SGIP | Serial | Inactive | Withdrawn | 2011-11-28 | Withdrawn (No Agrmt) | No |  |  | Photovoltaic(20) | 20 | Kern | CA | 2011-12-01 | 2011-12-01 | Randsburg: HEAVY 33 kV line | HEAVY 33KV | Kramer 220kV bus | Rurals Region | Heavy | Kramer 220/115 System | Randsburg 115/33 (D)
WDT420 | 2010-03-02 | 2010-01-25 | 2010-03-02 | WDAT | SGIP | Serial | Inactive | Withdrawn | 2011-03-14 | Withdrawn (No Agrmt) | No |  |  | Photovoltaic(20) | 20 | Kern | CA | 2012-06-01 | 2012-06-01 | Castle Butte 33 kV line out of Randsburg Substation | CASTLE BUTTE 33KV | Kramer 220kV bus | Rurals Region | Castle Butte | Kramer 220/115 System | Edwards 115/33 (D)
WDT421 | 2010-01-25 | 2010-01-25 |  | WDAT | SGIP | Serial | Active - Post IA | In-Service |  | Executed - In Effect | Yes | 2013-01-11 |  | Photovoltaic(20) | 20 | San Bernardino | CA | 2012-06-30 | 2012-06-30 | Cottonwood 33 kV Bus | New Circuit #1 - WDAT 421 33KV | Victor 220kV bus | Rurals Region | Drylands | Victor 220/115 System | Cottonwood 115/33 (D) |  |  | 0 | Victor | 1 | Victor | 115 | 20) | 20 | 20 | 0 | [7 empty] | 1 |  |  | 1
WDT422 | 2010-01-25 | 2010-01-25 | 2010-02-09 | WDAT | SGIP | Fast Track | Inactive | Withdrawn | 2011-03-02 | Withdrawn (No Agrmt) | No |  |  | Photovoltaic(2) | 2 | San Bernardino | CA | 2010-12-31 | 2010-12-31 | Hi Desert: SANTANA 33 kV line | SANTANA 33KV | Devers 220/115 | Desert Region | Santana | Devers 220/115 System | Hi Desert 115/33 (D)
WDT423 | 2010-01-26 | 2010-01-26 | 2010-02-09 | WDAT | SGIP | Fast Track | Active - Post IA | In-Service (Conditional PTO) |  | Executed - In Effect | Yes | 2011-09-08 |  | Photovoltaic(2) | 2 | San Bernardino | CA | 2010-12-31 | 2011-10-20 | MELODY 25KV | MELODY 25KV | Devers 220/115 | Desert Region | Melody | Devers 220/115 System | Hi Desert 33/25 (D)
WDT424 | 2011-01-18 | 2010-01-15 | 2011-01-18 | WDAT | SGIP | Serial | Inactive | Withdrawn | 2011-04-06 | Withdrawn (No Agrmt) | No |  |  | Photovoltaic(5) | 5 | San Bernardino | CA | 2011-07-01 | 2011-07-01 | Poco 33kV line | POCO 33KV |  | Rurals Region | Poco | Kramer 220/115 System | Tortilla 115/33 (D)
WDT425 | 2010-02-01 | 2010-01-29 | 2010-03-24 | WDAT | CLGIP | QC_002 | Inactive | Withdrawn | 2012-09-12 | Withdrawn (No Agrmt) | No |  |  | Photovoltaic(37.5) | 37.5 | Kern | CA | 2012-05-01 | 2012-06-01 | Weldon Substation 66 kV Bus | Vestal 66kV | Vestal 220kV bus
WDT426 | 2010-01-29 | 2010-01-29 | 2010-02-05 | WDAT | SGIP | Fast Track | Active - Post IA | In-Service |  | Executed - In Effect | Yes | 2010-11-12 |  | Photovoltaic(1.5) | 1.5 | San Bernardino | CA | 2011-01-01 | 2011-01-01 | MOSQUITO 12KV | DEACANO 12KV | Chino 220/66 | Metro East Region | Tigercat | Chino 220/66 System | Kimball 66/12 (D)
WDT427 | 2010-01-29 | 2010-01-29 | 2010-04-09 | WDAT | SGIP | Fast Track | Inactive | IA Terminated |  | Terminated | Yes | 2012-06-21 | 2013-10-30 | Photovoltaic(0.75) | 0.75 | San Bernardino | CA | 2011-01-01 | 2013-08-31 | Deacano 12 kV Line | MOSQUITO 12KV | Chino 220/66 | Metro East Region | Mosquito | Chino 220/66 System | Kimball 66/12 (D)
WDT428 | 2010-01-29 | 2010-01-29 | 2010-04-09 | WDAT | SGIP | Fast Track | Inactive | IA Terminated |  | Terminated | Yes | 2012-08-14 | 2013-10-30 | Photovoltaic(1.5) | 1.5 | San Bernardino | CA | 2011-01-01 | 2013-08-31 | MOSQUITO 12KV | MOSQUITO 12KV | Chino 220/66 | Metro East Region | Mosquito | Chino 220/66 System | Kimball 66/12 (D)
WDT429 | 2010-01-29 | 2010-01-29 | 2010-04-09 | WDAT | SGIP | Fast Track | Inactive | Withdrawn | 2014-06-13 | Withdrawn (No Agrmt) | No |  |  | Photovoltaic(1.5) | 1.5 | San Bernardino | CA | 2011-01-01 | 2013-08-31 | MOSQUITO 12KV | DEACANO 12KV | Chino 220/66 | Metro East Region | Deacano | Chino 220/66 System | Soquel 66/12 (D)
WDT430 | 2010-02-01 | 2010-01-29 |  | WDAT | CLGIP | QC_002 | Inactive | Withdrawn | 2010-03-26 | Withdrawn (No Agrmt) | No |  |  | Photovoltaic(120) | 120 | San Bernardino | CA | 2012-10-01 | 2012-10-01 | Victor-Gale 115 kV line
WDT431 | 2010-02-01 | 2010-01-29 |  | WDAT | CLGIP | QC_002 | Inactive | Withdrawn | 2010-12-18 | Withdrawn (No Agrmt) | No |  |  | Photovoltaic(100) | 100 | Los Angeles | CA | 2013-04-15 | 2013-04-15 | Pearlblossom-Vincent 230kV line
WDT432 |  | 2010-01-29 |  | WDAT | CLGIP | QC_002 | Inactive | Withdrawn | 2010-03-31 | Withdrawn (No Agrmt) | No |  |  | Photovoltaic(70) | 70 | San Bernardino | CA | 2013-05-01 | 2013-05-01 | Cottonwood-Savage 115 kV line |  | Victor 220kV bus
WDT433 | 2010-02-01 | 2010-01-29 | 2010-02-22 | WDAT | CLGIP | QC_002 | Active - Post IA | In-Service |  | Filed Executed | Yes | 2014-03-17 |  | Photovoltaic(35.53) | 34 | Tulare | CA | 2011-06-01 | 2016-03-15 | Vestal-Kern River 3 66 kV Line | Vestal-Kern River 3 66 kV Line | Vestal 220kV bus | [6 empty] | 0 | Vestal | 1 | Vestal | 230 | 35.53) | 35.53 | 35.53 | 1.53 | [7 empty] | 1 |  |  | 0
WDT434 | 2010-02-01 | 2010-02-01 |  | WDAT | SGIP | Fast Track | Inactive | Withdrawn | 2010-05-12 | Withdrawn (No Agrmt) | No |  |  | Photovoltaic(2) | 2 | Kern | CA | 2010-12-31 | 2010-12-31 | Discovery 12kV | DISCOVERY 12KV | Windhub 220/66 | North Coast Region | Discovery | Windhub 220/66 System | Goldtown 66/12 (D)
WDT435 | 2010-02-03 | 2010-02-03 | 2010-03-02 | WDAT | SGIP | Serial | Active - Post IA | In-Service |  | Executed - In Effect | Yes | 2013-11-22 |  | Photovoltaic(20) | 20 | Kern | CA | 2011-07-31 | 2016-05-06 | Windhub Substation at the 66 kV bus | Windhub Substation at the 66 kV bus | Windhub Substation at the 220 kV bus | North Coast Region |  | Antelope 220/66 System |  |  |  | 0 | Windhub | 1 | Windhub | 230 | 20) | 20 | 20 | 0 | [7 empty] | 1 |  |  | 1
WDT437 | 2010-08-20 | 2010-02-12 | 2010-08-20 | WDAT | SGIP | Serial | Inactive | Withdrawn | 2010-11-18 | Withdrawn (No Agrmt) | No |  |  | Photovoltaic(20) | 20 | La Paz | AZ | 2010-01-01 | 2010-01-01 | APS Ehrenberg Substation | GIN 33KV | Blythe (WALC) 161kV bus | Rurals Region | Gin | Blythe (WALC) 161/33 System | Blythe City 33/33 (D)
WDT438 | 2010-08-20 | 2010-02-12 | 2010-08-20 | WDAT | SGIP | Serial | Inactive | Withdrawn | 2010-11-18 | Withdrawn (No Agrmt) | No |  |  | Photovoltaic(20) | 20 | Riverside | AZ | 2010-01-01 | 2010-01-01 | APS Ehrenberg Substation | GIN 33KV | Blythe (WALC) 161kV bus | Rurals Region | Gin | Blythe (WALC) 161/33 System | Blythe City 33/33 (D)
WDT439 | 2010-05-20 | 2010-02-16 | 2010-03-17 | WDAT | SGIP | Serial | Active - Post IA | In-Service |  | Executed - In Effect | Yes | 2014-11-20 |  | Photovoltaic(20) | 20 | Tulare | CA | 2010-12-01 | 2016-10-20 | Vestal 66 kV Bus | Vestal-Terra-Bella 66 kV substransmission line | Vestal 220kV bus | San Joaquin Region |  | Vestal 220/66 System |  |  |  | 0 | Vestal | 1 | Vestal | 230 | 20) | 20 | 20 | 0 | [7 empty] | 1 |  |  | 1
WDT440 | 2010-04-05 | 2010-02-19 | 2010-04-05 | WDAT | SGIP | Serial | Active - Post IA | In-Service (Conditional PTO) |  | Executed - In Effect | Yes | 2013-12-05 |  | Photovoltaic(4) | 4 | Riverside | CA | 2012-06-01 | 2014-07-01 | TRAM 33KV | TRAM 33KV | Devers 220kV | Desert Region | Tram | Devers 220/115 System | Garnet 115/33 (D)
WDT441 | 2011-03-31 | 2010-02-19 | 2011-03-31 | WDAT | SGIP | WDAT SGIP Transition | Inactive | Withdrawn | 2012-04-17 | Withdrawn (No Agrmt) | No |  |  | Photovoltaic(5) | 5 | Riverside | CA | 2012-12-01 | 2012-12-01 | Defrain: Wedge 12 kV Line | WEDGE 12KV | Blythe (WALC) 161kV bus | Rurals Region | Wedge | Blythe (WALC) 161/33 System | Defrain 33/12 (D)
WDT442 |  | 2010-02-26 |  | WDAT | SGIP | Serial | Inactive | Withdrawn | 2010-04-07 | Withdrawn (No Agrmt) | No |  |  | Photovoltaic(20) | 20 | Kern | CA | 2010-12-31 |  | Heavy 33kV | HEAVY 33KV |  | Rurals Region | Heavy | Kramer 220/115 System | Randsburg 115/33 (D)
WDT443 | 2010-02-26 | 2010-02-26 | 2010-03-19 | WDAT | SGIP | Serial | Inactive | Withdrawn | 2011-10-07 | Withdrawn (No Agrmt) | No |  |  | Photovoltaic(6.5) | 6.5 | Los Angeles | CA | 2010-12-01 | 2010-12-01 | Trophy: Show 12 kV Line | SHOW 12KV | Chino 220kV bus | Metro East Region | Show | Chino 220/66 System | Trophy 66/12 (D)
WDT444 | 2010-02-26 | 2010-02-26 | 2010-03-19 | WDAT | SGIP | Fast Track | Active - Post IA | In-Service |  | Executed - In Effect | Yes | 2010-11-01 |  | Photovoltaic(1.5) | 1.5 | Los Angeles | CA | 2010-12-01 | 2010-12-01 | TRIDENT 12KV | GridlockGridlock 12kV | Walnut 220/66 | Metro East Region | Gridlock | Walnut 220/66 System | Nogales 66/12 (D)
WDT445 | 2010-04-20 | 2010-02-26 | 2010-04-01 | WDAT | SGIP | Serial | Inactive | Withdrawn | 2010-10-16 | Withdrawn (No Agrmt) | No |  |  | Photovoltaic(10) | 10 | Los Angeles | CA | 2010-12-01 | 2010-12-01 | SCE Coolwater Hwy 40, Dagget, CA 92327 | LUZ 33KV | Kramer 220kV bus | Rurals Region | Luz | Kramer 220/115 System | Gale 115/33 (D)
WDT446 | 2010-04-20 | 2010-02-26 | 2010-04-01 | WDAT | SGIP | Serial | Inactive | Withdrawn | 2010-10-16 | Withdrawn (No Agrmt) | No |  |  | Photovoltaic(10) | 10 | San Bernardino | CA | 2010-12-01 | 2010-12-01 | SCE Coolwater Hwy 40, Dagget, CA 92327 | LUZ 33KV | Kramer 220kV bus | Rurals Region | Luz | Kramer 220/115 System | Gale 115/33 (D)
WDT447 |  | 2010-02-26 |  | WDAT | SGIP | Serial | Inactive | Withdrawn | 2010-03-30 | Withdrawn (No Agrmt) | No |  |  | Photovoltaic(0.5) | 0.5 |  | CA | 2010-09-01 | 2010-09-01 | SCE Coolwater Hwy 40, Dagget, CA 92327 | Centaur 12kV | San Bernardino 220/66 | Desert Region | Centaur | San Bernardino 220/66 System | San Bernardino 66/12 (D)
WDT448 | 2010-03-01 | 2010-03-01 |  | WDAT | SGIP | Fast Track | Inactive | IA Terminated |  | Terminated | Yes | 2010-07-14 | 2011-08-01 | Photovoltaic(1.5) | 1.5 | San Bernardino | CA | 2010-11-23 | 2010-11-23 | Bloomington: FLATCAR 12 kV line | FLATCAR 12KV | Vista 220/66 | Desert Region | Flatcar | Vista A 220/66 System | Bloomington 66/12 (D)
WDT449 | 2010-03-01 | 2010-03-01 |  | WDAT | SGIP | Fast Track | Inactive | IA Terminated |  | Terminated | Yes | 2010-06-10 | 2011-08-01 | Photovoltaic(1) | 1 | San Bernardino | CA | 2010-11-23 | 2010-11-23 | CPT6-9199, Cleaveland Ave, Rancho Cucamonga | Hanks 12kV | Padua 220/66 | Metro East Region | Hanks | Padua 220/66 System | Cucamonga 66/12 (D)
WDT450 | 2010-03-01 | 2010-03-01 | 2013-01-22 | WDAT | SGIP | Fast Track | Active - Post IA | In-Service |  | Executed - In Effect | Yes | 2011-08-08 |  | Photovoltaic(1) | 1 | San Bernardino | CA | 2010-11-05 | 2010-11-05 | Milliken: Bacardi 12 kV Line | BACARDI 12KV | Mira Loma 220/66 | Metro East Region | Bacardi | Mira Loma 220/66 System | Milliken 66/12 (D)
WDT451 | 2010-03-01 | 2010-03-01 | 2013-01-22 | WDAT | SGIP | Fast Track | Active - Post IA | In-Service |  | Executed - In Effect | Yes | 2011-08-08 |  | Photovoltaic(1) | 1 | San Bernardino | CA | 2010-11-05 | 2010-11-05 | Milliken: Bacardi 12 kV Line | BACARDI 12KV | Mira Loma 220/66 | Metro East Region | Bacardi | Mira Loma 220/66 System | Milliken 66/12 (D)
WDT452 |  | 2010-03-01 |  | WDAT | SGIP | Serial | Inactive | Withdrawn | 2010-03-31 | Withdrawn (No Agrmt) | No |  |  | Photovoltaic(10) | 10 | San Bernardino | CA | 2012-09-01 |  | Cady Substation at 34.5 kV | BAROID 33KV |  | Rurals Region | Baroid | Kramer 220/115 System | Gale 115/33 (D)
WDT453 | 2010-03-01 | 2010-03-01 | 2010-04-08 | WDAT | SGIP | Serial | Inactive | IA Terminated |  | Terminated | Yes | 2011-11-01 | 2012-12-13 | Photovoltaic(5) | 5 | Los Angeles | CA | 2011-10-01 | 2013-09-01 | PALMDALE: CALIBER 12 kV Line | CALIBER 12KV | Antelope 220/66 | North Coast Region | Caliber | Antelope 220/66 System | Palmdale 66/12 (D)
WDT454 |  | 2010-03-01 |  | WDAT | SGIP | Serial | Inactive | Withdrawn | 2010-03-31 | Withdrawn (No Agrmt) | No |  |  | Photovoltaic(10) | 10 | San Bernardino | CA | 2012-06-01 |  | Harvard Substation | BAROID 33KV |  | Rurals Region | Baroid | Kramer 220/115 System | Gale 115/33 (D)
WDT455 | 2010-04-15 | 2010-03-01 |  | WDAT | SGIP | Serial | Inactive | Withdrawn | 2011-03-29 | Withdrawn (No Agrmt) | No |  |  | Photovoltaic(18) | 18 | San Bernardino | CA | 2012-12-01 | 2012-12-01 | Lucerne Substation at 34.5 kV | GOBAR 33KV | Victor 220kV bus | Rurals Region | Gobar | Victor 220/115 System | Cottonwood 115/33 (D)
WDT456 | 2010-03-08 | 2010-03-08 | 2010-08-18 | WDAT | SGIP | Serial | Inactive | Withdrawn | 2012-01-25 | Withdrawn (No Agrmt) | No |  |  | Photovoltaic(4.5) | 4.5 | Kern | CA | 2011-06-01 | 2011-06-01 | Vestal 66 kV Bus | MCFARLAND 12KV | Vestal 220kV bus | San Joaquin Region | McFarland | Vestal 220/66 System | Browning 66/12 (D)
WDT458 | 2010-03-17 | 2010-03-17 | 2010-04-29 | WDAT | SGIP | Serial | Active - Post IA | In-Service |  | Executed - In Effect | Yes | 2011-12-14 |  | Photovoltaic(12) | 12 | San Bernardino | CA | 2011-12-31 | 2011-12-31 | SANTANA 33KV | SANTANA 33KV | Devers 220kV bus | Desert Region | Santana | Devers 220/115 System | Hi Desert 115/33 (D) |  |  | 0 | Devers | 1 | Devers | 230 | 12) | 12 | 12 | 0 | [7 empty] | 1 |  |  | 1
WDT459 | 2010-03-17 | 2010-03-17 | 2010-04-29 | WDAT | SGIP | Serial | Active - Post IA | In-Service |  | Executed - In Effect | Yes | 2012-03-23 |  | Photovoltaic(9) | 9 | San Bernardino | CA | 2011-12-31 | 2011-12-31 | SHEEPHOLE 33KV | SHEEPHOLE 33KV | Devers 220kV bus | Desert Region | Sheephole | Devers 220/115 System | Hi Desert 115/33 (D) |  |  | 0 | Devers | 1 | Devers | 230 | 9) | 9 | 9 | 0 | [7 empty] | 1 |  |  | 1
WDT460 | 2010-03-23 | 2010-03-23 | 2010-04-07 | WDAT | SGIP | Serial | Inactive | Withdrawn | 2011-06-20 | Withdrawn (No Agrmt) | No |  |  | Photovoltaic(15) | 15 | Kern | CA | 2012-06-30 | 2012-06-30 | Frazier Park - Gorman 66 kV Line | 66 kV bus at Gorman Substation | Antelope 220/66
WDT461 | 2010-04-02 | 2010-04-02 | 2010-04-09 | WDAT | SGIP | Serial | Active - Post IA | In-Service |  | Executed - In Effect | Yes | 2011-06-09 |  | Photovoltaic(5) | 5 | Tulare | CA | 2010-11-23 | 2010-11-23 | CLOER 12KV | CLOER 12KV | Vestal 220kV bus | San Joaquin Region | Cloer | Vestal 220/66 System | Poplar 66/12 (D) |  |  | 0 | Vestal | 1 | Vestal | 230 | 5) | 5 | 5 | 0 | [7 empty] | 1 |  |  | 1
WDT462 | 2010-04-02 | 2010-04-02 | 2010-07-12 | WDAT | SGIP | Serial | Inactive | Withdrawn | 2012-02-09 | Withdrawn (No Agrmt) | No |  |  | Photovoltaic(8) | 8 | Riverside | CA | 2010-11-23 | 2010-11-23 | Oliver 33kV | OLIVER 33KV | Valley 500kV bus | San Jacinto Valley Region | Oliver | Valley 'AB' 500/115 System | Alessandro 115/33 (D)
WDT462ISP | 2011-08-29 | 2011-08-29 | 2011-09-15 | WDAT | GIP - ISP | ISP | Active - Post IA | In-Service |  | Executed - In Effect | Yes | 2012-06-01 | 2019-11-30 | Photovoltaic(8) | 8 | Riverside | CA | 2012-06-01 | 2012-06-01 | Bunker: CHANEY 12 kV line | CHANEY 12KV | Valley 500kV | San Jacinto Valley Region | Chaney | Valley 'AB' 500/115 System | Bunker 115/12 (D) |  |  | 0 | Valley (SCE) | 1 | Valley (SCE) | 500 | 8) | 8 | 8 | 0 | [7 empty] | 1 |  |  | 1
WDT463 | 2010-04-07 | 2010-04-07 | 2010-04-28 | WDAT | SGIP | Fast Track | Inactive | IA Terminated |  | Terminated | Yes | 2013-11-13 | 2014-01-24 | Photovoltaic(1) | 1 | San Bernardino | CA | 2012-12-01 | 2011-04-30 | METRO 12KV | Metro 12kV | Padua 220/66 | Metro East Region | Metro | Padua 220/66 System | Upland 66/12 (D)
WDT464 | 2010-04-07 | 2010-04-07 | 2010-04-28 | WDAT | SGIP | Fast Track | Inactive | IA Terminated |  | Terminated | Yes | 2013-11-13 | 2014-01-24 | Photovoltaic(0.5) | 0.5 | San Bernardino | CA | 2012-12-01 | 2011-04-30 | ABSOLUT 12KV | ABSOLUT 12KV | Mira Loma 220/66 | Metro East Region | Absolut | Mira Loma 220/66 System | Milliken 66/12 (D)
WDT465 | 2010-04-07 | 2010-04-07 |  | WDAT | SGIP | Fast Track | Inactive | IA Terminated |  | Terminated | Yes | 2011-03-31 | 2012-06-21 | Photovoltaic(0.5) | 0.5 | San Bernardino | CA | 2012-12-01 | 2011-04-30 | Milliken: Absolut 12 kV Line | ABSOLUT 12KV | Mira Loma 220/66 | Metro East Region | Absolut | Mira Loma 220/66 System | Milliken 66/12 (D)
WDT466 | 2010-04-07 | 2010-04-07 | 2010-04-29 | WDAT | SGIP | Fast Track | Inactive | IA Terminated |  | Terminated | Yes | 2013-11-13 | 2014-01-24 | Photovoltaic(0.5) | 0.5 | San Bernardino | CA | 2010-12-01 | 2011-04-30 | Milliken: Redlabel 12 kV Line | BLAZE 12KV | Chino 220/66 | Metro East Region | Blaze | Chino 220/66 System | Firehouse 66/12 (D)
WDT467 | 2010-04-07 | 2010-04-07 |  | WDAT | SGIP | Fast Track | Inactive | IA Terminated |  | Terminated | Yes | 2011-02-18 | 2013-03-19 | Photovoltaic(0.75) | 0.75 | San Bernardino | CA | 2010-12-01 | 2010-12-01 | Chino: Calmen 12 kV Line | CALMEN 12KV | Chino 220/66 | Metro East Region | Calmen | Chino 220/66 System | Chino 66/12 (D)
WDT468 | 2011-03-31 | 2010-04-07 |  | WDAT | SGIP | WDAT SGIP Transition | Inactive | Withdrawn | 2011-06-07 | Withdrawn (No Agrmt) | No |  |  | Photovoltaic(2) | 2 | San Bernardino | CA | 2010-12-01 | 2010-12-01 | Sampras 12kV | SAMPRAS 12KV | Etiwanda 220/66 | Desert Region | Sampras | Etiwanda 220/66 System | Wimbledon 66/12 (D)
WDT469 | 2011-03-31 | 2010-04-07 |  | WDAT | SGIP | WDAT SGIP Transition | Inactive | Withdrawn | 2011-06-07 | Withdrawn (No Agrmt) | No |  |  | Photovoltaic(0.75) | 0.75 | San Bernardino | CA | 2012-12-01 | 2012-12-01 | Sampras 12kV | SAMPRAS 12KV | Etiwanda 220/66 | Desert Region | Sampras | Etiwanda 220/66 System | Wimbledon 66/12 (D)
WDT470 | 2011-03-31 | 2010-04-07 |  | WDAT | SGIP | WDAT SGIP Transition | Inactive | Withdrawn | 2011-06-07 | Withdrawn (No Agrmt) | No |  |  | Photovoltaic(1) | 1 | San Bernardino | CA | 2010-12-01 | 2010-12-01 | Sampras 12kV | SAMPRAS 12KV | Etiwanda 220/66 | Desert Region | Sampras | Etiwanda 220/66 System | Wimbledon 66/12 (D)
WDT471 | 2010-04-07 | 2010-04-07 | 2010-04-29 | WDAT | SGIP | Fast Track | Inactive | IA Terminated |  | Terminated | Yes | 2013-11-13 | 2014-01-24 | Photovoltaic(0.75) | 0.75 | San Bernardino | CA | 2012-12-01 | 2011-05-31 | ANDRETTI 12KV | Andretti 12kV | Padua 220/66 | Metro East Region | Andretti | Padua 220/66 System | Cucamonga 66/12 (D)
WDT472 | 2011-03-31 | 2010-04-07 |  | WDAT | SGIP | WDAT SGIP Transition | Inactive | Withdrawn | 2011-06-07 | Withdrawn (No Agrmt) | No |  |  | Photovoltaic(2) | 2 | San Bernardino | CA | 2012-12-01 | 2012-12-01 | Bacardi 12kV | BACARDI 12KV | Mira Loma 220/66 | Metro East Region | Bacardi | Mira Loma 220/66 System | Milliken 66/12 (D)
WDT473FT | 2010-04-07 | 2010-04-07 | 2010-04-29 | WDAT | SGIP | Fast Track | Active - Post IA | In-Service |  | Executed - In Effect | Yes | 2013-11-13 |  | Photovoltaic(1.75) | 1.75 | San Bernardino | CA | 2010-12-01 | 2010-12-01 | EARNHARDT 12KV | Earnhardt 12kV | Padua 220/66 | Metro East Region | Earnhardt | Padua 220/66 System | Cucamonga 66/12 (D)
WDT474 | 2010-04-07 | 2010-04-07 |  | WDAT | SGIP | Fast Track | Inactive | Withdrawn | 2012-03-16 | Withdrawn (No Agrmt) | No |  |  | Photovoltaic(1) | 1 | Los Angeles | CA | 2012-12-01 | 2012-12-01 | La Mirada: Axel 12 kV Line | AXEL 12KV | Del Amo 220/66 | Metro West Region | Axel | Del Amo 220/66 System | La Mirada 66/12 (D)
WDT475 | 2010-04-07 | 2010-04-07 | 2010-05-01 | WDAT | GIP - Fast Track | Fast Track | Inactive | IA Terminated |  | Terminated | Yes | 2013-11-13 | 2014-01-24 | Photovoltaic(0.75) | 0.75 | Los Angeles | CA | 2012-12-01 | 2012-12-01 | BUCK 12KV | BUCK 12KV | Del Amo 220/66 | Metro West Region | Buck | Del Amo 220/66 System | La Mirada 66/12 (D)
WDT476 | 2010-04-07 | 2010-04-07 |  | WDAT | SGIP | Fast Track | Inactive | IA Terminated |  | Terminated | Yes | 2011-08-17 | 2013-03-19 | Photovoltaic(1.25) | 1.25 | Orange | CA | 2012-12-01 | 2012-12-01 | Chiquita: Shooter 12 kV Line | Shooter 12kV | Viejo 220/66 | Orange Region | Shooter | Viejo 220/66 System | Chiquita 66/12 (D)
WDT477 | 2010-04-07 | 2010-04-07 |  | WDAT | SGIP | Fast Track | Inactive | Withdrawn | 2012-03-16 | Withdrawn (No Agrmt) | No |  |  | Photovoltaic(1) | 1 | Orange | CA | 2012-12-01 | 2012-12-01 | Lithium 12kV | Lithium 12kV | Viejo 220/66 | Orange Region | Lithium | Viejo 220/66 System | Limestone 66/12 (D)
WDT478 | 2010-04-07 | 2010-04-07 | 2010-05-01 | WDAT | SGIP | Fast Track | Inactive | IA Terminated |  | Terminated | Yes | 2013-11-13 | 2014-01-24 | Photovoltaic(0.5) | 0.5 | Los Angeles | CA | 2010-12-01 | 2010-12-01 | Zeno 16kV | ZENO 16KV | Lighthipe 220/66 | Metro West Region | Zeno | Lighthipe 220/66 System | Carson 66/16 (D)
WDT479 | 2010-04-08 | 2010-04-08 | 2010-05-01 | WDAT | SGIP | Fast Track | Inactive | IA Terminated |  | Terminated | Yes | 2013-11-13 | 2014-01-24 | Photovoltaic(0.5) | 0.5 | Los Angeles | CA | 2010-12-01 | 2010-12-01 | TRIDENT 12KV | Trident 12kV | Walnut 220/66 | Metro East Region | Trident | Walnut 220/66 System | Nogales 66/12 (D)
WDT480 | 2010-04-08 | 2010-04-08 | 2010-05-05 | WDAT | SGIP | Fast Track | Active - Post IA | In-Service |  | Executed - In Effect | Yes | 2011-06-20 |  | Photovoltaic(1.166) | 1.166 | Los Angeles | CA | 2011-03-01 | 2011-03-01 | STUDEBAKER 12KV | STUDEBAKER 12KV | Del Amo 220/66 | Metro West Region | Studebaker | Del Amo 220/66 System | Carmenita 66/12 (D)
WDT481 | 2010-04-08 | 2010-04-08 | 2010-05-05 | WDAT | SGIP | Fast Track | Active - Post IA | In-Service |  | Executed - In Effect | Yes | 2011-06-20 |  | Photovoltaic(1.25) | 1.25 | Los Angeles | CA | 2011-03-01 | 2011-03-01 | LOFTUS 12KV | LOFTUS 12KV | Del Amo 220/66 | Metro West Region | Orchardale | Del Amo 220/66 System | Carmenita 66/12 (D)
WDT482 | 2010-04-08 | 2010-04-08 | 2010-05-05 | WDAT | SGIP | Fast Track | Active - Post IA | In-Service |  | Executed - In Effect | Yes | 2013-08-29 |  | Photovoltaic(1.333) | 1.333 | Los Angeles | CA | 2011-03-01 | 2016-06-03 | ORCHARDALE 12KV | ORCHARDALE 12KV | Del Amo 220/66 | Metro West Region | Orchardale | Del Amo 220/66 System | Carmenita 66/12 (D)
WDT483 | 2010-04-08 | 2010-04-08 | 2010-05-05 | WDAT | SGIP | Fast Track | Active - Post IA | In-Service |  | Executed - In Effect | Yes | 2013-08-29 |  | Photovoltaic(1.25) | 1.25 | Los Angeles | CA | 2011-03-01 | 2016-06-03 | LOFTUS 12KV | LOFTUS 12KV | Del Amo 220/66 | Metro West Region | Orchardale | Del Amo 220/66 System | Carmenita 66/12 (D)
WDT484 | 2010-04-08 | 2010-04-08 | 2010-04-27 | WDAT | SGIP | Fast Track | Active - Post IA | In-Service |  | Executed - In Effect | Yes | 2013-08-29 |  | Photovoltaic(1.5) | 1.5 | Los Angeles | CA | 2011-03-01 | 2014-12-05 | LOFTUS 12KV | LOFTUS 12KV | Del Amo 220/66 | Metro West Region | Orchardale | Del Amo 220/66 System | Carmenita 66/12 (D)
WDT485 | 2010-04-08 | 2010-04-08 | 2010-05-05 | WDAT | SGIP | Fast Track | Active - Post IA | In-Service |  | Executed - In Effect | Yes | 2013-08-29 |  | Photovoltaic(1) | 1 | Los Angeles | CA | 2011-03-01 | 2016-06-03 | LOFTUS 12KV | LOFTUS 12KV | Del Amo 220/66 | Metro West Region | Loftus | Del Amo 220/66 System | Carmenita 66/12 (D)
WDT486 | 2010-04-08 | 2010-04-08 | 2010-05-05 | WDAT | SGIP | Fast Track | Active - Post IA | In-Service |  | Executed - In Effect | Yes | 2013-08-29 |  | Photovoltaic(1.75) | 1.75 | Los Angeles | CA | 2011-03-01 | 2011-03-01 | ORCHARDALE 12KV | ORCHARDALE 12KV | Del Amo 220/66 | Metro West Region | Loftus | Del Amo 220/66 System | Carmenita 66/12 (D)
WDT487 | 2010-04-09 | 2010-04-09 | 2010-05-05 | WDAT | SGIP | Fast Track | Inactive | Withdrawn | 2012-03-16 | Withdrawn (No Agrmt) | No |  |  | Photovoltaic(1.25) | 1.25 | Los Angeles | CA | 2010-12-01 | 2010-12-01 | Vail: Yates 12 kV Line | YATES 16KV | Laguna Bell AB 220/66 | Metro West Region | Yates | Laguna Bell AB 220/66 System | Vail 66/16 (D)
WDT488 | 2011-03-31 | 2010-04-09 | 2010-05-05 | WDAT | SGIP | WDAT SGIP Transition | Inactive | Withdrawn | 2011-06-07 | Withdrawn (No Agrmt) | No |  |  | Photovoltaic(1.5) | 1.5 | Orange | CA | 2010-12-01 | 2010-12-01 | Bluefield 12kV | BLUEFIELD 12KV | Del Amo 220/66 | Metro West Region | Bluefield | Del Amo 220/66 System | La Mirada 66/12 (D)
WDT489 | 2010-04-09 | 2010-04-09 | 2010-05-05 | WDAT | SGIP | Fast Track | Inactive | IA Terminated |  | Terminated | Yes | 2011-08-17 | 2013-03-19 | Photovoltaic(2) | 2 | Orange | CA | 2010-12-01 | 2010-12-01 | Ely: Chile 12 kV Line | CHILE 12KV | Barre 220/66 | Orange Region | Chile | Barre 220/66 System | Ely 66/12 (D)
WDT490 | 2011-03-31 | 2010-04-09 | 2010-05-05 | WDAT | SGIP | WDAT SGIP Transition | Inactive | Withdrawn | 2011-06-07 | Withdrawn (No Agrmt) | No |  |  | Photovoltaic(0.75) | 0.75 | Orange | CA | 2010-12-01 | 2010-12-01 | Bluefield 12kV | BLUEFIELD 12KV | Del Amo 220/66 | Metro West Region | Bluefield | Del Amo 220/66 System | La Mirada 66/12 (D)
WDT491 | 2010-04-12 | 2010-04-12 |  | WDAT | SGIP | Serial | Active - Post IA | In-Service |  | Executed - In Effect | Yes | 2013-03-14 |  | Photovoltaic(20) | 20 | San Bernardino | CA | 2012-06-30 | 2012-06-30 | OLD TRAILS 33KV | OLD TRAILS 33KV | Victor 220/115 | Rurals Region | Old Trails | Victor 220/115 System | Victor 115/33 (D) |  |  | 0 | Victor | 1 | Victor | 115 | 20) | 20 | 20 | 0 | [7 empty] | 1 |  |  | 1
WDT492 | 2011-03-31 | 2010-04-12 | 2012-05-17 | WDAT | SGIP | WDAT SGIP Transition | Inactive | IA Terminated |  | Terminated | Yes | 2013-09-18 | 2015-04-02 | Photovoltaic(1.666) | 1.666 | San Bernardino | CA | 2011-06-30 | 2013-11-01 | LENA 12KV | LENA 12KV | San Bernardino 220/66 | Desert Region | Lena | San Bernardino 220/66 System | Cardiff 66/12 (D)
WDT493 | 2011-03-31 | 2010-04-12 |  | WDAT | SGIP | WDAT SGIP Transition | Inactive | Withdrawn | 2013-04-04 | Withdrawn (No Agrmt) | No |  |  | Photovoltaic(0.666) | 0.666 | San Bernardino | CA | 2011-06-30 | 2013-11-01 | Cardiff 12: LENA 12 kV line | WARM CREEK 12KV | San Bernardino 220/66 | Desert Region | Warm Creek | San Bernardino 220/66 System | Cardiff 66/12 (D)
WDT494 | 2010-05-20 | 2010-04-12 |  | WDAT | SGIP | Fast Track | Inactive | Withdrawn | 2011-02-15 | Withdrawn (No Agrmt) | No |  |  | Photovoltaic(2) | 2 | San Bernardino | CA | 2006-12-14 | 2006-12-14 | Lena 12kV | LENA 12KV | San Bernardino 220/66 | Desert Region | Lena | San Bernardino 220/66 System | Cardiff 66/12 (D)
WDT495 | 2010-05-20 | 2010-04-12 |  | WDAT | SGIP | Fast Track | Inactive | Withdrawn | 2011-02-15 | Withdrawn (No Agrmt) | No |  |  | Photovoltaic(2) | 2 | San Bernardino | CA | 2008-03-18 | 2008-03-18 | Lena 12kV | LENA 12KV | San Bernardino 220/66 | Desert Region | Lena | San Bernardino 220/66 System | Cardiff 66/12 (D)
WDT496 | 2010-05-20 | 2010-04-12 |  | WDAT | SGIP | Fast Track | Inactive | Withdrawn | 2011-02-15 | Withdrawn (No Agrmt) | No |  |  | Photovoltaic(1.8) | 1.8 | San Bernardino | CA | 2006-10-11 | 2006-10-11 | Highball 12kV | HIGHBALL 12KV | Vista 220/66 | Desert Region | Highball | Vista A 220/66 System | Bloomington 66/12 (D)
WDT497 | 2010-05-20 | 2010-04-12 |  | WDAT | SGIP | Fast Track | Inactive | Withdrawn | 2011-02-15 | Withdrawn (No Agrmt) | No |  |  | Photovoltaic(2) | 2 | San Bernardino | CA | 2008-09-04 | 2008-09-04 | Northpark 12kV | NORTHPARK 12KV | Vista 220/115 | Desert Region | Northpark | Vista 220/115 System | Shandin 115/12 (D)
WDT498 | 2010-05-20 | 2010-04-12 |  | WDAT | SGIP | Fast Track | Inactive | Withdrawn | 2011-02-15 | Withdrawn (No Agrmt) | No |  |  | Photovoltaic(2) | 2 | San Bernardino | CA | 2006-11-29 | 2006-11-29 | Speedway 12kV | SPEEDWAY 12KV | Etiwanda 220/66 | Desert Region | Speedway | Etiwanda 220/66 System | Declez 66/12 (D)
WDT499 | 2010-05-20 | 2010-04-12 |  | WDAT | SGIP | Fast Track | Inactive | Withdrawn | 2011-02-15 | Withdrawn (No Agrmt) | No |  |  | Photovoltaic(2) | 2 | San Bernardino | CA | 2006-10-27 | 2006-10-27 | Highball 12kV | HIGHBALL 12KV | Vista 220/66 | Desert Region | Highball | Vista A 220/66 System | Bloomington 66/12 (D)
WDT500 | 2010-06-22 | 2010-04-12 |  | WDAT | SGIP | Fast Track | Inactive | Withdrawn | 2011-02-15 | Withdrawn (No Agrmt) | No |  |  | Photovoltaic(2) | 2 | San Bernardino | CA | 2008-11-11 | 2008-11-11 | Northpark 12kV | NORTHPARK 12KV | Vista 220/115 | Desert Region | Northpark | Vista 220/115 System | Shandin 115/12 (D)
WDT501 | 2010-06-22 | 2010-04-12 |  | WDAT | SGIP | Fast Track | Inactive | Withdrawn | 2010-09-08 | Withdrawn (No Agrmt) | No |  |  | Photovoltaic(2) | 2 | Riverside | CA |  |  | 1680 Eastridge Ave., Riverside, CA 92507 | 1680 Eastridge, Riverside CA 92507
WDT502 | 2010-06-22 | 2010-04-12 |  | WDAT | SGIP | Fast Track | Inactive | Withdrawn | 2010-09-08 | Withdrawn (No Agrmt) | No |  |  | Photovoltaic(2) | 2 | Riverside | CA | 2008-06-03 |  | 1560 Sierra Ridge Dr. Riverside, CA 92507 | 1560 Sierra Ridge Dr, Riverside CA 92507
WDT503 | 2010-04-13 | 2010-04-13 |  | WDAT | SGIP | Fast Track | Inactive | Withdrawn | 2011-03-10 | Withdrawn (No Agrmt) | No |  |  | Photovoltaic(2) | 2 | Riverside | CA | 2011-02-01 | 2011-02-01 | Pole located at 33o 42' 38.83" N, 114o 39'20.96" W | WEDGE 12KV | Blythe (WALC) 161/33 | Rurals Region | Wedge | Blythe (WALC) 161/33 System | Defrain 33/12 (D)
WDT504 | 2010-04-13 | 2010-04-13 | 2010-04-13 | WDAT | SGIP | Serial | Inactive | Withdrawn | 2014-01-30 | Withdrawn (No Agrmt) | No |  |  | Photovoltaic(10) | 10 | Los Angeles | CA | 2012-12-01 | 2014-10-15 | DEL SUR: FAIRMONT 12 kV Line | FAIRMONT 12KV | Antelope 220/66 | North Coast Region | Fairmont | Antelope 220/66 System | Del Sur 66/12 (D)
WDT505 | 2010-04-14 | 2010-04-14 |  | WDAT | SGIP | Fast Track | Inactive | Withdrawn | 2010-07-13 | Withdrawn (No Agrmt) | No |  |  | Photovoltaic(0.93) | 0.93 | Riverside | CA | 2010-12-31 |  | Tender 12kV | TENDER 12KV | Vista 220/66 | Desert Region | Tender | Vista A 220/66 System | Bloomington 66/12 (D)
WDT506 | 2010-04-14 | 2010-04-14 |  | WDAT | SGIP | Fast Track | Inactive | Withdrawn | 2010-07-13 | Withdrawn (No Agrmt) | No |  |  | Photovoltaic(1.7) | 1.7 | Riverside | CA | 2010-12-31 |  | Tender 12kV | TENDER 12KV | Vista 220/66 | Desert Region | Tender | Vista A 220/66 System | Bloomington 66/12 (D)
WDT507 | 2010-04-14 | 2010-04-14 |  | WDAT | SGIP | Fast Track | Inactive | Withdrawn | 2010-07-13 | Withdrawn (No Agrmt) | No |  |  | Photovoltaic(1.667) | 1.667 | Riverside | CA | 2010-12-31 |  | Tender 12kV | TENDER 12KV | Vista 220/66 | Desert Region | Tender | Vista A 220/66 System | Bloomington 66/12 (D)
WDT508 | 2010-04-19 | 2010-04-19 |  | WDAT | SGIP | Fast Track | Inactive | IA Terminated |  | Terminated | Yes | 2012-09-10 | 2013-04-30 | Photovoltaic(0.9) | 0.9 | San Bernardino | CA | 2011-05-31 | 2011-05-31 | Apple Valley: TONTO 12 kV line | TONTO 12KV | Victor 220/115 | Rurals Region | Tonto | Victor 220/115 System | Apple Valley 115/12 (D)
WDT509 | 2010-04-19 | 2010-04-19 |  | WDAT | SGIP | Fast Track | Inactive | Withdrawn | 2011-01-18 | Withdrawn (No Agrmt) | No |  |  | Photovoltaic(2) | 2 | San Bernardino | CA |  |  | Deep Creek, Apple Valley, CA 92307 APN# 0433-014-54 | SUNDOWN 12KV | Victor 220/115 | Rurals Region | Sundown | Victor 220/115 System | Helendale 33/12 (D)
WDT510 | 2010-04-19 | 2010-04-19 |  | WDAT | SGIP | Fast Track | Inactive | Withdrawn | 2010-09-02 | Withdrawn (No Agrmt) | No |  |  | Photovoltaic(1.25) | 1.25 | San Bernardino | CA | 2011-06-30 |  | Andes 12kV | ANDES 12KV | Mira Loma 220/66 | Metro East Region | Andes | Mira Loma 220/66 System | Mira Loma 66/12 (D)
WDT511 | 2010-04-19 | 2010-04-19 |  | WDAT | SGIP | Fast Track | Inactive | Withdrawn | 2010-09-02 | Withdrawn (No Agrmt) | No |  |  | Photovoltaic(0.75) | 0.75 | Los Angeles | CA | 2011-06-30 |  | Norton 12kV | NORTON 12KV | Center 220/66 | Metro West Region | Norton | Center 220/66 System | Santa Fe Springs 66/12 (D)
WDT512 | 2010-04-19 | 2010-04-19 |  | WDAT | SGIP | Fast Track | Inactive | Withdrawn | 2010-09-02 | Withdrawn (No Agrmt) | No |  |  | Photovoltaic(1.25) | 1.25 | San Bernardino | CA | 2011-06-30 |  | Avanti 12kV | AVANTI 12KV | Vista 220/115 | Desert Region | Avanti | Vista 220/115 System | Shandin 115/12 (D)
WDT513 | 2010-04-19 | 2010-04-19 |  | WDAT | SGIP | Fast Track | Inactive | Withdrawn | 2010-09-02 | Withdrawn (No Agrmt) | No |  |  | Photovoltaic(2) | 2 | San Bernardino | CA | 2011-06-30 |  | Avanti 12kV | AVANTI 12KV | Vista 220/115 | Desert Region | Avanti | Vista 220/115 System | Shandin 115/12 (D)
WDT514 | 2010-04-19 | 2010-04-19 |  | WDAT | SGIP | Fast Track | Inactive | Withdrawn | 2010-09-02 | Withdrawn (No Agrmt) | No |  |  | Photovoltaic(1) | 1 | San Bernardino | CA | 2011-06-30 |  | Ironhorse 12kV | IRONHORSE 12KV | Vista 220/66 | Desert Region | Ironhorse | Vista A 220/66 System | Bloomington 66/12 (D)
WDT515 | 2010-04-19 | 2010-04-19 |  | WDAT | SGIP | Fast Track | Inactive | Withdrawn | 2010-09-02 | Withdrawn (No Agrmt) | No |  |  | Photovoltaic(1.25) | 1.25 | San Bernardino | CA | 2011-06-30 |  | Hydrant 12kV | HYDRANT 12KV | Chino 220/66 | Metro East Region | Hydrant | Chino 220/66 System | Firehouse 66/12 (D)
WDT516 | 2010-04-19 | 2010-04-19 |  | WDAT | SGIP | Fast Track | Inactive | Withdrawn | 2010-09-02 | Withdrawn (No Agrmt) | No |  |  | Photovoltaic(2) | 2 | San Bernardino | CA | 2011-06-30 |  | Hydrant 12kV | HYDRANT 12KV | Chino 220/66 | Metro East Region | Hydrant | Chino 220/66 System | Firehouse 66/12 (D)
WDT517 | 2010-04-19 | 2010-04-19 |  | WDAT | SGIP | Fast Track | Inactive | Withdrawn | 2010-09-02 | Withdrawn (No Agrmt) | No |  |  | Photovoltaic(1) | 1 | Riverside | CA | 2011-06-30 |  | Conning 12kV | CONNING 12KV | Mira Loma 220/66 | Metro East Region | Conning | Mira Loma 220/66 System | Bain 66/12 (D)
WDT518 | 2010-04-19 | 2010-04-19 |  | WDAT | SGIP | Fast Track | Inactive | Withdrawn | 2010-09-02 | Withdrawn (No Agrmt) | No |  |  | Photovoltaic(1) | 1 | San Bernardino | CA | 2011-06-30 |  | Citrow 12kV | CITROW 12KV | Etiwanda 220/66 | Desert Region | Citrow | Etiwanda 220/66 System | Declez 66/12 (D)
WDT519 | 2010-06-14 | 2010-04-20 | 2010-06-14 | WDAT | SGIP | Serial | Inactive | Withdrawn | 2010-12-01 | Withdrawn (No Agrmt) | No |  |  | Photovoltaic(8) | 8 | Kern | CA | 2011-08-31 | 2011-08-31 | Corum - Goldtown 66 kV Line | SCE owned 69kV line approx 2 miles south of Mojave | Antelope 220/66
WDT520 |  | 2010-04-20 |  | WDAT | SGIP | Serial | Inactive | Withdrawn | 2010-12-01 | Withdrawn (No Agrmt) | No |  |  | Photovoltaic(4.5) | 4.5 | Riverside | CA | 2011-08-31 | 2011-08-31 | 4.5 miles north and about 1.5 miles east of the city of Palm Springs | SCE owned 34.5 kV line running adjacent to the SE Corner of project site. The 34.5 kV line starts at SCE Garnet Substation | Devers 220/115 | Desert Region |  | Devers 220/115 System | Garnet 115/33 (D)
WDT521 |  | 2010-04-20 |  | WDAT | SGIP | Serial | Inactive | Withdrawn | 2010-12-01 | Withdrawn (No Agrmt) | No |  |  | Photovoltaic(8) | 8 | Riverside | CA | 2011-08-31 | 2011-08-31 | 4.5 miles north and about 1.5 miles east of the city of Palm Springs CA, with Varner road being the northern border of the project site | SCE owned 34.5 kV line running adjacent to the SE Corner of project site. The 34.5 kV line starts at SCE Garnet Substation
WDT522 | 2010-04-20 | 2010-04-20 |  | WDAT | SGIP | Fast Track | Inactive | Withdrawn | 2010-09-15 | Withdrawn (No Agrmt) | No |  |  | Photovoltaic(0.7) | 0.7 | Riverside | CA | 2011-06-01 |  | Desert Hot Springs, CA Riverside County | HILLS 12KV | Devers 220/115 | Desert Region | Hills | Devers 220/115 System | Coffee 33/12 (D)
WDT524 | 2010-04-20 | 2010-04-20 |  | WDAT | SGIP | WDAT SGIP Transition | Inactive | Withdrawn | 2011-05-09 | Withdrawn (No Agrmt) | No |  |  | Photovoltaic(2) | 2 | Riverside | CA | 2011-06-01 | 2011-06-01 | Desert Hot Springs, CA Riverside County | HILLS 12KV | Devers 220/115 | Desert Region | Hills | Devers 220/115 System | Coffee 33/12 (D)
WDT525 | 2010-04-21 | 2010-04-21 | 2010-05-17 | WDAT | SGIP | Fast Track | Active - Post IA | In-Service |  | Executed - In Effect | Yes | 2011-09-29 |  | Photovoltaic(0.999) | 0.999 | Riverside | CA | 2011-06-30 | 2012-08-22 | Corona: Pulaski 12 kV Line | VICENTIA 12KV | Mira Loma 220/66 | Metro East Region | Vicentia | Mira Loma 220/66 System | Corona 66/12 (D)
WDT526 | 2010-04-21 | 2010-04-20 |  | WDAT | SGIP | Fast Track | Inactive | Withdrawn | 2012-03-13 | Withdrawn (No Agrmt) | No |  |  | Photovoltaic(1) | 1 | Los Angeles | CA | 2011-06-30 | 2011-06-30 | Ganesha - Simpson 66 kV Line | ROSELAWN 12KV | Chino 220/66 | Metro East Region | Roselawn | Chino 220/66 System | Ganesha 66/12 (D)
WDT527 | 2010-04-26 | 2010-04-26 | 2010-04-26 | WDAT | SGIP | Serial | Active - Post IA | In-Service |  | Executed - In Effect | Yes | 2014-07-30 |  | Photovoltaic(4.41) | 3.75 | Los Angeles | CA | 2011-12-01 | 2015-06-30 | REDMAN: ALFALFA 12 kV Line | ALFALFA 12KV | Antelope 220/66 | North Coast Region | Roosevelt | Antelope 220/66 System | Redman 66/12 (D)
WDT528 | 2010-04-27 | 2010-04-27 |  | WDAT | SGIP | Fast Track | Inactive | Withdrawn | 2012-04-27 | Withdrawn (No Agrmt) | No |  |  | Photovoltaic(0.78) | 0.78 | Los Angeles | CA | 2011-04-15 | 2011-04-15 | Railroad: Engine 12 kV Line | Engine 12kV | Walnut 220/66 | Metro East Region | Engine | Walnut 220/66 System | Railroad 66/12 (D)
WDT529 | 2010-05-28 | 2010-04-28 | 2011-03-09 | WDAT | SGIP | WDAT SGIP Transition | Inactive | Withdrawn | 2011-04-19 | Withdrawn (No Agrmt) | No |  |  | Photovoltaic(2) | 2 | Riverside | CA | 2011-09-01 | 2011-09-01 | Dillion Rd. & Worsley Rd. Desert Hot Springs- Overhead 33kv lines north of solar field | COACHELLA 33KV | Devers 220/115 | Desert Region | Coachella | Devers 220/115 System | Garnet 115/33 (D)
WDT530 | 2010-05-04 | 2010-05-04 |  | WDAT | SGIP | Serial | Inactive | IA Terminated |  | Terminated | Yes | 2013-08-14 | 2017-02-10 | Photovoltaic(20) | 20 | San Bernardino | CA | 2013-10-01 | 2017-04-01 | PINTO 33KV | PINTO 33KV | Devers 220kV bus | Desert Region | Pinto | Devers 220/115 System | Hi Desert 115/33 (D)
WDT531 | 2010-06-22 | 2010-05-06 |  | WDAT | SGIP | Fast Track | Inactive | Withdrawn | 2012-12-21 | Withdrawn (No Agrmt) | No |  |  | Photovoltaic(1.56) | 1.56 | San Bernardino | CA | 2012-01-01 | 2012-01-01 | Apple Valley: TUSSING 12 kV line | TUSSING 12KV | Victor 220/115 | Rurals Region | Tussing | Victor 220/115 System | Apple Valley 115/12 (D)
WDT532 | 2010-06-22 | 2010-05-06 |  | WDAT | SGIP | Fast Track | Inactive | Withdrawn | 2012-12-21 | Withdrawn (No Agrmt) | No |  |  | Photovoltaic(1.56) | 1.56 | San Bernardino | CA | 2012-01-01 | 2012-01-01 | Apple Valley: SPEAR 12 kV line | SPEAR 12KV | Victor 220/115 | Rurals Region | Spear | Victor 220/115 System | Apple Valley 115/12 (D)
WDT533 | 2010-06-22 | 2010-05-06 |  | WDAT | SGIP | Fast Track | Inactive | Withdrawn | 2013-01-24 | Withdrawn (No Agrmt) | No |  |  | Photovoltaic(0.62) | 0.62 | San Bernardino | CA | 2012-01-01 | 2012-01-01 | Apple Valley: SPEAR 12 kV line | SPEAR 12KV | Victor 220/115 | Rurals Region | Spear | Victor 220/115 System | Apple Valley 115/12 (D)
WDT534 | 2010-06-22 | 2010-05-03 |  | WDAT | SGIP | Serial | Inactive | Withdrawn | 2010-08-30 | Withdrawn (No Agrmt) | No |  |  | Photovoltaic(7.5) | 7.5 | Kern | CA | 2011-06-01 |  | Windhub - Cal Cement - Monolith 66 kV Line | 69 kV line near existing Dutchwind Substation | Antelope 220/66
WDT535 | 2010-05-07 | 2010-05-05 | 2010-05-07 | WDAT | SGIP | Serial | Inactive | IA Terminated |  | Terminated | Yes | 2014-01-06 | 2014-06-19 | Photovoltaic(11) | 11 | Riverside | CA | 2011-10-30 | 2011-10-30 | TOWNHALL 33KV | TOWNHALL 33KV | Devers 220kV bus | Desert Region | Townhall | Devers 220/115 System | Garnet 115/33 (D)
WDT536 |  | 2010-05-10 |  | WDAT | SGIP | Serial | Inactive | Withdrawn | 2010-06-21 | Withdrawn (No Agrmt) | No |  |  | Photovoltaic(10) | 10 | Tulare | CA | 2010-11-23 | 2010-11-23 | South of Airport Ave and West of Browning Rd, Delano, Tulare County, CA 93215 | DRIVER 12KV | Vestal 220kV bus | San Joaquin Region | Driver | Vestal 220/66 System | Delano 66/12 (D)
WDT537 | 2010-05-11 | 2010-05-11 |  | WDAT | SGIP | Fast Track | Inactive | Withdrawn | 2010-07-15 | Withdrawn (No Agrmt) | No |  |  | Photovoltaic(0.833) | 0.833 | Los Angeles | CA | 2011-12-01 |  | Twining 16kV | TWINING 16KV | Lighthipe 220/66 | Metro West Region | Twining | Lighthipe 220/66 System | Jersey 66/16 (D)
WDT538 | 2010-05-11 | 2010-05-11 |  | WDAT | SGIP | Fast Track | Inactive | Withdrawn | 2010-07-15 | Withdrawn (No Agrmt) | No |  |  | Photovoltaic(0.99) | 0.99 | Los Angeles | CA | 2011-12-01 |  | Twining 16kV | TWINING 16KV | Lighthipe 220/66 | Metro West Region | Twining | Lighthipe 220/66 System | Jersey 66/16 (D)
WDT539 | 2010-05-11 | 2010-05-11 |  | WDAT | SGIP | Fast Track | Inactive | Withdrawn | 2010-07-15 | Withdrawn (No Agrmt) | No |  |  | Photovoltaic(1) | 1 | San Bernardino | CA | 2011-12-01 |  | Varsity 12kV | Varsity 12kV | Vista 220/115 | Desert Region | Varsity | Vista 220/115 System | Shandin 115/12 (D)
WDT540 | 2010-05-11 | 2010-05-11 |  | WDAT | SGIP | Fast Track | Inactive | Withdrawn | 2010-07-15 | Withdrawn (No Agrmt) | No |  |  | Photovoltaic(2) | 2 | Los Angeles | CA | 2011-12-01 |  | Elroy 16kV | ELROY 16KV | La Fresa 220/66 | Metro West Region | Elroy | La Fresa 220/66 System | La Fresa 66/16 (D)
WDT541 | 2010-05-11 | 2010-05-11 |  | WDAT | SGIP | Fast Track | Inactive | Withdrawn | 2010-07-15 | Withdrawn (No Agrmt) | No |  |  | Photovoltaic(1) | 1 | Los Angeles | CA | 2011-12-01 |  | Graduate 12kV | Graduate 12kV | Villa Park 220/66 | Orange Region | Graduate | Villa Park 220/66 System | Placentia 66/12 (D)
WDT542 |  | 2010-05-12 |  | WDAT | SGIP | Serial | Inactive | Withdrawn | 2010-06-17 | Withdrawn (No Agrmt) | No |  |  | Photovoltaic(1) | 1 | Los Angeles | CA | 2011-12-01 |  | Bluefield 12kV | BLUEFIELD 12KV | Del Amo 220/66 | Metro West Region | Bluefield | Del Amo 220/66 System | La Mirada 66/12 (D)
WDT543 | 2010-05-11 | 2010-05-11 |  | WDAT | SGIP | Fast Track | Inactive | Withdrawn | 2010-07-15 | Withdrawn (No Agrmt) | No |  |  | Photovoltaic(1) | 1 | Los Angeles | CA | 2011-12-01 |  | Twining 16kV | TWINING 16KV | Lighthipe 220/66 | Metro West Region | Twining | Lighthipe 220/66 System | Jersey 66/16 (D)
WDT544 |  | 2010-05-12 |  | WDAT | SGIP | Serial | Inactive | Withdrawn | 2010-06-18 | Withdrawn (No Agrmt) | No |  |  | Photovoltaic(1.5) | 1.5 | Los Angeles | CA | 2011-12-01 |  | Ave A and Sierra Hwy, North Antelope Valley, CA 93534 | HURON 12KV | Antelope 220/66 | North Coast Region | Huron | Antelope 220/66 System | Great Lakes 66/12 (D)
WDT545 | 2010-05-12 | 2010-05-12 |  | WDAT | SGIP | Fast Track | Inactive | Withdrawn | 2010-07-15 | Withdrawn (No Agrmt) | No |  |  | Photovoltaic(0.999) | 0.999 | Los Angeles | CA | 2011-12-01 |  | Stocco 12kV | STOCCO 12KV | Lighthipe 220/66 | Metro West Region | Stocco | Lighthipe 220/66 System | Alon 66/12 (D)
WDT546 | 2010-05-11 | 2010-05-11 |  | WDAT | SGIP | Fast Track | Inactive | Withdrawn | 2010-07-15 | Withdrawn (No Agrmt) | No |  |  | Photovoltaic(0.5) | 0.5 | Los Angeles | CA | 2011-12-01 |  | Twining 16kV | TWINING 16KV | Lighthipe 220/66 | Metro West Region | Twining | Lighthipe 220/66 System | Jersey 66/16 (D)
WDT547 | 2010-05-11 | 2010-05-11 |  | WDAT | SGIP | Fast Track | Inactive | Withdrawn | 2010-07-15 | Withdrawn (No Agrmt) | No |  |  | Photovoltaic(0.99) | 0.99 | Los Angeles | CA | 2011-12-01 |  | Regal 12kV | REGAL 12KV | Hinson 220/66 | Metro West Region | Regal | Hinson 220/66 System | Cameron 66/12 (D)
WDT548 | 2010-05-11 | 2010-05-11 |  | WDAT | SGIP | Fast Track | Inactive | Withdrawn | 2010-07-15 | Withdrawn (No Agrmt) | No |  |  | Photovoltaic(1.5) | 1.5 | Los Angeles | CA |  |  | Kernan 16kV | KERNAN 16KV | Lighthipe 220/66 | Metro West Region | Kernan | Lighthipe 220/66 System | Jersey 66/16 (D)
WDT549 |  | 2010-05-12 |  | WDAT | SGIP | Serial | Inactive | Withdrawn | 2010-06-18 | Withdrawn (No Agrmt) | No |  |  | Photovoltaic(1.5) | 1.5 | Los Angeles | CA | 2011-12-01 |  | Huron 12kV | HURON 12KV | Antelope 220/66 | North Coast Region | Huron | Antelope 220/66 System | Great Lakes 66/12 (D)
WDT550 | 2010-05-11 | 2010-05-11 |  | WDAT | SGIP | Fast Track | Inactive | Withdrawn | 2010-07-15 | Withdrawn (No Agrmt) | No |  |  | Photovoltaic(0.5) | 0.5 | Los Angeles | CA | 2011-12-01 |  | Regal 12kV | REGAL 12KV | Hinson 220/66 | Metro West Region | Regal | Hinson 220/66 System | Cameron 66/12 (D)
WDT551 | 2010-05-11 | 2010-05-11 |  | WDAT | SGIP | Fast Track | Inactive | Withdrawn | 2010-07-15 | Withdrawn (No Agrmt) | No |  |  | Photovoltaic(0.833) | 0.833 | Los Angeles | CA | 2011-12-01 |  | Rahn 16kV | RAHN 16KV | Lighthipe 220/66 | Metro West Region | Rahn | Lighthipe 220/66 System | Carson 66/16 (D)
WDT552 | 2010-05-12 | 2010-05-11 | 2012-05-12 | WDAT | SGIP | Serial | Inactive | Withdrawn | 2012-10-05 | Withdrawn (No Agrmt) | No |  |  | Photovoltaic(20) | 20 | San Bernardino | CA | 2010-12-31 | 2010-12-31 | Hi Desert: SHEEPHOLE 33 kV line | SHEEPHOLE 33KV | Devers 220kV bus | Desert Region | Sheephole | Devers 220/115 System | Hi Desert 115/33 (D)
WDT553 | 2010-05-17 | 2010-05-11 |  | WDAT | SGIP | Fast Track | Inactive | Withdrawn | 2010-09-22 | Withdrawn (No Agrmt) | No |  |  | Photovoltaic(2) | 2 | Los Angeles | CA | 2012-02-01 | 2012-02-01 | Titan 12kV | TITAN 12KV | Antelope 220/66 | North Coast Region | Titan | Antelope 220/66 System | Little Rock 66/12 (D)
WDT554 | 2010-07-08 | 2010-05-11 | 2010-07-08 | WDAT | SGIP | Serial | Active - Post IA | In-Service |  | Executed - In Effect | Yes | 2014-08-06 |  | Photovoltaic(5) | 5 | Los Angeles | CA | 2012-07-01 | 2012-07-01 | LITTLE ROCK: TITAN 12 kV Line | TITAN 12KV | Antelope 220/66 | North Coast Region | Titan | Antelope 220/66 System | Little Rock 66/12 (D) |  |  | 0 | Antelope | 1 | Antelope | 230 | 5) | 5 | 5 | 0 | [7 empty] | 1 |  |  | 1
WDT555 | 2010-05-17 | 2010-05-11 | 2010-08-10 | WDAT | SGIP | Serial | Inactive | Withdrawn | 2010-09-22 | Withdrawn (No Agrmt) | No |  |  | Photovoltaic(10) | 10 | Tulare | CA | 2012-07-01 | 2012-07-01 | 69 kV line along Ave 88 | DUCOR 12KV
WDT556 | 2010-08-10 | 2010-05-11 | 2010-08-10 | WDAT | SGIP | Fast Track | Inactive | Withdrawn | 2010-09-22 | Withdrawn (No Agrmt) | No |  |  | Photovoltaic(2) | 2 |  | CA | 2012-02-01 | 2012-02-01 | Ducor 12kV | DUCOR 12KV | Vestal 220kV bus | San Joaquin Region | Ducor | Vestal 220/66 System | Terra Bella 66/12 (D)
WDT557 | 2010-04-19 | 2010-04-19 |  | WDAT | SGIP | Fast Track | Inactive | Withdrawn | 2010-07-16 | Withdrawn (No Agrmt) | No |  |  | Photovoltaic(2) | 2 | Ventura | CA | 2011-02-22 |  | Donlon 16kV | Donlon 16kV | Santa Clara 220/66 | North Coast Region | Donlon | Santa Clara 220/66 System | Somis 66/16 (D)
WDT558 | 2010-05-19 | 2010-05-19 |  | WDAT | SGIP | Fast Track | Inactive | Withdrawn | 2010-07-16 | Withdrawn (No Agrmt) | No |  |  | Photovoltaic(1) | 1 | Ventura | CA |  |  | Donlon 16kV | Donlon 16kV | Santa Clara 220/66 | North Coast Region | Donlon | Santa Clara 220/66 System | Somis 66/16 (D)
WDT559 | 2010-05-19 | 2010-05-18 |  | WDAT | SGIP | WDAT SGIP Transition | Inactive | Withdrawn | 2011-05-19 | Withdrawn (No Agrmt) | No |  |  | Photovoltaic(10) | 10 | Los Angeles | CA | 2011-10-01 | 2011-10-01 | PIUTE: LUCERNE 12 kV Line | LUCERNE 12KV | Antelope 220/66 | North Coast Region | Lucerne | Antelope 220/66 System | Piute 66/12 (D)
WDT560 | 2010-05-20 | 2010-05-20 |  | WDAT | SGIP | Fast Track | Inactive | IA Terminated |  | Terminated | Yes | 2010-09-15 | 2015-06-20 | Photovoltaic(1) | 1 | Los Angeles | CA | 2011-10-01 | 2011-10-01 | Elizabeth Lake: Guitar 16 kV Line | Guitar 16kV | Saugus 220/66 | North Coast Region | Guitar | Saugus 220/66 System | Elizabeth Lake 66/16 (D)
WDT561 | 2010-07-02 | 2010-05-19 |  | WDAT | SGIP | Serial | Inactive | Withdrawn | 2010-07-06 | Withdrawn (No Agrmt) | No |  |  | Photovoltaic(20) | 20 | Los Angeles | CA | 2011-12-31 |  | Littlerock - Wilsona 66 kV line |  | Antelope 220/66
WDT562 | 2010-07-12 | 2010-05-19 |  | WDAT | SGIP | WDAT SGIP Transition | Inactive | Withdrawn | 2011-05-25 | Withdrawn (No Agrmt) | No |  |  | Photovoltaic(2.35) | 2.35 | Placer | CA | 2011-09-01 | 2011-09-01 | Dillion Rd. & Worsley Rd. Desert Hot Springs-existing air switch that feeds Buckwind Substation | COACHELLA 33KV | Devers 220kV bus | Desert Region | Coachella | Devers 220/115 System | Garnet 115/33 (D)
WDT563 |  | 2010-05-19 |  | WDAT | SGIP | Serial | Inactive | Withdrawn | 2011-04-21 | Withdrawn (No Agrmt) | No |  |  | Photovoltaic(3.53) | 3.53 | Riverside | CA | 2011-09-01 | 2011-09-01 | 19 th Ave and Karen Dr. Palm Springs, CA -Overhead 33kv lines north of solar field |  | Devers 220kV bus
WDT564 |  | 2010-05-19 |  | WDAT | SGIP | Serial | Inactive | Withdrawn | 2011-04-21 | Withdrawn (No Agrmt) | No |  |  | Photovoltaic(5.73) | 5.73 | Riverside | CA | 2011-09-01 | 2011-09-01 | 19 th Ave and Karen Dr. Palm Springs, CA -Overhead 33kv lines north of solar field |  | Devers 220kV bus
WDT565 | 2010-06-22 | 2010-05-21 |  | WDAT | SGIP | Fast Track | Inactive | Withdrawn | 2010-09-01 | Withdrawn (No Agrmt) | No |  |  | Photovoltaic(0.5) | 0.5 | San Bernardino | CA |  |  | Allstate 12kV | ALLSTATE 12KV | Vista 220/115 | Desert Region | Allstate | Vista 220/115 System | Homart 115/12 (D)
WDT566 | 2010-07-23 | 2010-05-18 |  | WDAT | SGIP | Fast Track | Inactive | Withdrawn | 2011-01-11 | Withdrawn (No Agrmt) | No |  |  | Photovoltaic(2) | 2 | San Bernardino | CA |  |  | Atolia, CA | PAPPAS 33KV | Kramer 220/115 | Rurals Region | Pappas | Kramer 220/115 System | Randsburg 115/33 (D)
WDT567 | 2010-08-09 | 2010-05-19 |  | WDAT | SGIP | Serial | Inactive | Withdrawn | 2011-01-28 | Withdrawn (No Agrmt) | No |  |  | Photovoltaic(8.6) | 8.6 | Kern | CA | 2012-05-31 | 2012-05-31 | CORUM: CONLEY 12 kV Line | CONLEY 12KV | Windhub 220/66 | North Coast Region | Conley | Windhub 220/66 System | Corum 66/12 (D)
WDT568 | 2010-06-22 | 2010-05-24 | 2010-06-22 | WDAT | SGIP | Fast Track | Inactive | Withdrawn | 2011-05-05 | Withdrawn (No Agrmt) | No |  |  | Photovoltaic(2) | 2 | Tulare | CA | 2011-10-01 | 2011-10-01 | Vestal 66 kV Bus | RADNOR 12KV | Vestal 220kV bus | San Joaquin Region | Radnor | Vestal 220/66 System | Delano 66/12 (D)
WDT569 | 2010-06-22 | 2010-05-21 |  | WDAT | SGIP | Fast Track | Inactive | Withdrawn | 2010-11-02 | Withdrawn (No Agrmt) | No |  |  | Photovoltaic(1.5) | 1.5 | Kern | CA | 2011-10-01 | 2011-10-01 | GREAT LAKES: HURON 12 kV Line | HURON 12KV | Antelope 220/66 | North Coast Region | Huron | Antelope 220/66 System | Great Lakes 66/12 (D)
WDT570 | 2010-06-22 | 2010-05-21 |  | WDAT | SGIP | Fast Track | Inactive | Withdrawn | 2010-11-02 | Withdrawn (No Agrmt) | No |  |  | Photovoltaic(2) | 2 | San Bernardino | CA | 2011-10-01 | 2011-10-01 | Freightliner 12kV | FREIGHTLINER 12KV | Victor 220/115 | Rurals Region | Freightliner | Victor 220/115 System | Roadway 115/12 (D)
WDT571 | 2010-05-24 | 2010-05-24 |  | WDAT | SGIP | Fast Track | Inactive | Withdrawn | 2010-07-15 | Withdrawn (No Agrmt) | No |  |  | Photovoltaic(0.75) | 0.75 | Los Angeles | CA | 2011-12-01 |  | Guitar 16kV | Guitar 16kV | Saugus 220/66 | North Coast Region | Guitar | Saugus 220/66 System | Elizabeth Lake 66/16 (D)
WDT572 | 2010-05-24 | 2010-05-24 |  | WDAT | SGIP | Fast Track | Inactive | Withdrawn | 2010-07-15 | Withdrawn (No Agrmt) | No |  |  | Photovoltaic(1) | 1 | San Bernardino | CA | 2011-12-01 |  | Calmen 12kV | CALMEN 12KV | Chino 220/66 | Metro East Region | Calmen | Chino 220/66 System | Chino 66/12 (D)
WDT573 | 2010-05-24 | 2010-05-24 |  | WDAT | SGIP | Fast Track | Inactive | Withdrawn | 2010-07-15 | Withdrawn (No Agrmt) | No |  |  | Photovoltaic(0.75) | 0.75 | San Bernardino | CA | 2011-12-01 |  | Calmen 12kV | CALMEN 12KV | Chino 220/66 | Metro East Region | Calmen | Chino 220/66 System | Chino 66/12 (D)
WDT574 | 2010-05-24 | 2010-05-24 |  | WDAT | SGIP | Fast Track | Inactive | Withdrawn | 2010-07-15 | Withdrawn (No Agrmt) | No |  |  | Photovoltaic(0.5) | 0.5 | San Bernardino | CA | 2011-12-01 |  | Calmen 12kV | CALMEN 12KV | Chino 220/66 | Metro East Region | Calmen | Chino 220/66 System | Chino 66/12 (D)
WDT575 | 2010-05-24 | 2010-05-24 |  | WDAT | SGIP | Fast Track | Inactive | Withdrawn | 2010-07-15 | Withdrawn (No Agrmt) | No |  |  | Photovoltaic(0.5) | 0.5 | Los Angeles | CA | 2011-12-01 |  | Cello 16kV | Cello 16kV | Saugus 220/66 | North Coast Region | Cello | Saugus 220/66 System | Elizabeth Lake 66/16 (D)
WDT576 | 2010-05-24 | 2010-05-24 |  | WDAT | SGIP | Fast Track | Inactive | Withdrawn | 2010-07-15 | Withdrawn (No Agrmt) | No |  |  | Photovoltaic(0.75) | 0.75 | Los Angeles | CA | 2011-12-01 |  | Guitar 16kV | Guitar 16kV | Saugus 220/66 | North Coast Region | Guitar | Saugus 220/66 System | Elizabeth Lake 66/16 (D)
WDT577 | 2010-05-24 | 2010-05-24 |  | WDAT | SGIP | Fast Track | Inactive | Withdrawn | 2010-07-15 | Withdrawn (No Agrmt) | No |  |  | Photovoltaic(0.5) | 0.5 | San Bernardino | CA | 2011-12-01 |  | Alterra 12kV | ALTERRA 12KV | Chino 220/66 | Metro East Region | Alterra | Chino 220/66 System | Soquel 66/12 (D)
WDT578 | 2010-05-24 | 2010-05-24 |  | WDAT | SGIP | Fast Track | Inactive | Withdrawn | 2010-07-15 | Withdrawn (No Agrmt) | No |  |  | Photovoltaic(0.5) | 0.5 | Los Angeles | CA | 2011-12-01 |  | Cello 16kV | Cello 16kV | Saugus 220/66 | North Coast Region | Cello | Saugus 220/66 System | Elizabeth Lake 66/16 (D)
WDT579 | 2011-03-31 | 2010-05-24 |  | WDAT | SGIP | WDAT SGIP Transition | Inactive | Withdrawn | 2011-07-20 | Withdrawn (No Agrmt) | No |  |  | Photovoltaic(1.32) | 1.32 | Riverside | CA | 2010-12-01 | 2010-12-01 | Desert Center, CA 92239, 12kV at Eagle Mountain, APN # 810262006-7 | DESERT CENTER 12KV | Eagle Mountain 220/66 | Rurals Region | Desert Center | Eagle Mountain 220/220 System | Eagle Mountain 66/12 (D)
WDT580 |  | 2010-05-24 |  | WDAT | SGIP | Serial | Inactive | Withdrawn | 2010-10-21 | Withdrawn (No Agrmt) | No |  |  | Photovoltaic(1.5) | 1.5 | San Bernardino | CA |  |  | Tonto 12kV | TONTO 12KV | Victor 220kV bus | Rurals Region | Tonto | Victor 220/115 System | Apple Valley 115/12 (D)
WDT581 |  | 2010-05-24 |  | WDAT | SGIP | Serial | Inactive | Withdrawn | 2010-10-21 | Withdrawn (No Agrmt) | No |  |  | Photovoltaic(1.5) | 1.5 | Riverside | CA |  |  | Desert Center 12kV | DESERT CENTER 12KV | Eagle Mountain 220/66 | Rurals Region | Desert Center | Eagle Mountain 220/220 System | Eagle Mountain 66/12 (D)
WDT582 |  | 2010-05-24 |  | WDAT | SGIP | Serial | Inactive | Withdrawn | 2011-07-20 | Withdrawn (No Agrmt) | No |  |  | Photovoltaic(1.5) | 1.5 | San Bernardino | CA |  |  | Seaforth 12kV | SEAFORTH 12KV | Victor 220kV bus | Rurals Region | Seaforth | Victor 220/115 System | Hesperia 115/12 (D)
WDT583 |  | 2010-05-24 |  | WDAT | SGIP | Serial | Inactive | Withdrawn | 2010-10-21 | Withdrawn (No Agrmt) | No |  |  | Photovoltaic(1.5) | 1.5 | San Bernardino | CA |  |  | Sundown 12kV | SUNDOWN 12KV | Victor 220kV bus | Rurals Region | Sundown | Victor 220/115 System | Helendale 33/12 (D)
WDT584 |  | 2010-05-24 |  | WDAT | SGIP | Serial | Inactive | Withdrawn | 2010-07-02 | Withdrawn (No Agrmt) | No |  |  | Photovoltaic(1.5) | 1.5 | San Bernardino | CA |  |  | Sky Hi 12kV | SKY HI 12KV | Victor 220kV bus | Rurals Region | Sky Hi | Victor 220/115 System | Lucerne 33/12 (D)
WDT585 |  | 2010-05-24 |  | WDAT | SGIP | Serial | Inactive | Withdrawn | 2010-07-02 | Withdrawn (No Agrmt) | No |  |  | Photovoltaic(1.5) | 1.5 | Los Angeles | CA |  |  | Roosevelt 12kV | ROOSEVELT 12KV | Antelope 220/66 | North Coast Region | Roosevelt | Antelope 220/66 System | Redman 66/12 (D)
WDT586 |  | 2010-05-24 |  | WDAT | SGIP | Serial | Inactive | Withdrawn | 2010-07-02 | Withdrawn (No Agrmt) | No |  |  | Photovoltaic(1.5) | 1.5 | San Bernardino | CA |  |  | Kenworth 12kV | KENWORTH 12KV | Victor 220kV bus | Rurals Region | Kenworth | Victor 220/115 System | Roadway 115/12 (D)
WDT587 |  | 2010-05-24 |  | WDAT | SGIP | Serial | Inactive | Withdrawn | 2010-07-02 | Withdrawn (No Agrmt) | No |  |  | Photovoltaic(1.5) | 1.5 | Los Angeles | CA |  |  | Lucerne 12kV | LUCERNE 12KV | Antelope 220/66 | North Coast Region | Lucerne | Antelope 220/66 System | Piute 66/12 (D)
WDT588 |  | 2010-05-24 |  | WDAT | SGIP | Serial | Inactive | Withdrawn | 2010-07-02 | Withdrawn (No Agrmt) | No |  |  | Photovoltaic(1.5) | 1.5 | Los Angeles | CA |  |  | Roosevelt 12kV | ROOSEVELT 12KV | Antelope 220/66 | North Coast Region | Roosevelt | Antelope 220/66 System | Redman 66/12 (D)
WDT589 | 2010-05-24 | 2010-05-24 | 2010-07-07 | WDAT | SGIP | Fast Track | Inactive | IA Terminated |  | Terminated | Yes | 2011-06-20 | 2012-10-22 | Photovoltaic(0.999) | 0.999 | Los Angeles | CA | 2011-01-01 | 2011-01-01 | Laguna Bell: Kinmont 16 kV Line | KINMONT 16KV | Laguna Bell AB 220/66 | Metro West Region | Kinmont | Laguna Bell AB 220/66 System | Laguna Bell 66/16 (D)
WDT590 | 2011-03-31 | 2010-05-19 |  | WDAT | SGIP | WDAT SGIP Transition | Inactive | IA Terminated |  | Terminated | Yes | 2013-07-25 | 2015-07-22 | Photovoltaic(8.186) | 8.186 | San Bernardino | CA | 2011-12-17 | 2013-11-01 | Calectric: LIMONITE 33 kV line | LIMONITE 33KV | Vista 220/115 | Desert Region | Limonite | Vista 220/115 System | Calectric 115/33 (D)
WDT591 |  | 2010-05-21 |  | WDAT | SGIP | Serial | Inactive | Withdrawn | 2010-09-14 | Withdrawn (No Agrmt) | No |  |  | Photovoltaic(2) | 2 | Orange | CA | 2012-01-01 | 2012-01-01 | Scrabble 12kV | Scrabble 12kV | Johanna 220kV bus | Orange Region | Scrabble | Johanna 220/66 System | Johanna 66/12 (D)
WDT592 | 2010-07-07 | 2010-05-28 | 2010-07-12 | WDAT | SGIP | Serial | Inactive | Withdrawn | 2011-05-18 | Withdrawn (No Agrmt) | No |  |  | Photovoltaic(20) | 20 | San Bernardino | CA | 2011-06-01 | 2011-06-01 | SCE 33 kV Facilities near Barstow Rd and Brussel Rd., Lucerne Valley CA |  | Victor 220kV bus | Rurals Region |  | Victor 220/115 System | Cottonwood 115/33 (D)
WDT593 |  | 2010-05-28 |  | WDAT | SGIP | Serial | Inactive | Withdrawn | 2010-07-16 | Withdrawn (No Agrmt) | No |  |  | Photovoltaic(1.883) | 1.883 | Riverside | CA | 2011-02-28 | 2011-02-28 | Chaney 12kV | CHANEY 12KV | Valley 500/115 | San Jacinto Valley Region | Chaney | Valley 'AB' 500/115 System | Bunker 115/12 (D)
WDT594 | 2010-07-14 | 2010-06-16 |  | WDAT | SGIP | Fast Track | Inactive | Withdrawn | 2012-11-07 | Withdrawn (No Agrmt) | No |  |  | Photovoltaic(0.833) | 0.833 | Los Angeles | CA | 2011-06-30 | 2011-06-30 | Artisano 16kV | ARTISANO 16KV | La Fresa 220/66 | Metro West Region | Artisano | La Fresa 220/66 System | La Fresa 66/16 (D)
WDT595 | 2010-07-07 | 2010-06-21 |  | WDAT | SGIP | Serial | Inactive | Withdrawn | 2011-01-28 | Withdrawn (No Agrmt) | No |  |  | Photovoltaic(5) | 5 | Tulare | CA | 2010-12-17 | 2010-12-17 | Vestal 66 kV Bus | DRIVER 12KV | Vestal 220kV bus | San Joaquin Region | Driver | Vestal 220/66 System | Delano 66/12 (D)
WDT596 | 2010-07-07 | 2010-06-21 |  | WDAT | SGIP | WDAT SGIP Transition | Inactive | Withdrawn | 2011-03-07 | Withdrawn (No Agrmt) | No |  |  | Photovoltaic(5) | 5 | Tulare | CA | 2010-12-17 | 2010-12-17 | Vestal 66 kV Bus | POND 12KV | Vestal 220kV bus | San Joaquin Region | Pond | Vestal 220/66 System | Browning 66/12 (D)
WDT597 | 2010-06-22 | 2010-06-22 | 2010-08-12 | WDAT | SGIP | Fast Track | Inactive | Withdrawn | 2012-02-23 | Withdrawn (No Agrmt) | No |  |  | Photovoltaic(0.75) | 0.75 | San Bernardino | CA | 2012-07-01 | 2012-07-01 | WILSONA: MAVERICK 12 kV Line | MAVERICK 12KV | Antelope 220/66 | North Coast Region | Maverick | Antelope 220/66 System | Wilsona 66/12 (D)
WDT598 | 2010-07-16 | 2010-06-23 |  | WDAT | SGIP | Serial | Inactive | Withdrawn | 2010-12-22 | Withdrawn (No Agrmt) | No |  |  | Photovoltaic(19.8) | 19.8 | San Bernardino | CA | 2012-06-01 | 2012-06-01 | SCE Baroid 33kV / Gale Distribution Line | BAROID 33KV | Kramer 220kV bus | Rurals Region | Baroid | Kramer 220/115 System | Gale 115/33 (D)
WDT599 |  | 2010-06-29 |  | WDAT | SGIP | WDAT SGIP Transition | Inactive | Withdrawn | 2011-05-02 | Withdrawn (No Agrmt) | No |  |  | Photovoltaic(20) | 20 | Riverside | CA | 2012-10-01 |  | Approx. 13.5 miles North from the Verdant 33 kV Substationm, Blythe CA | Approx. 13.5 miles North from the Verdant 33 kV Substationm, Blythe CA
WDT600 | 2010-06-29 | 2010-06-29 |  | WDAT | SGIP | Fast Track | Inactive | Withdrawn | 2010-09-10 | Withdrawn (No Agrmt) | No |  |  |  | 2 | Los Angeles | CA |  |  | Lotto 12kV | LOTTO 12KV | Victor 220/115 | Rurals Region | Lotto | Victor 220/115 System | Phelan 115/12 (D)
WDT601 | 2010-06-29 | 2010-06-29 |  | WDAT | SGIP | Fast Track | Inactive | Withdrawn | 2010-09-03 | Withdrawn (No Agrmt) | No |  |  |  | 2 | Los Angeles | CA |  |  | Oban 12 kV line out of Lancaster Substation | OBAN 12KV | Antelope 220/66 | North Coast Region | Oban | Antelope 220/66 System | Lancaster 66/12 (D)
WDT602 | 2010-06-29 | 2010-06-29 |  | WDAT | SGIP | Serial | Inactive | Withdrawn | 2010-09-03 | Withdrawn (No Agrmt) | No |  |  |  | 4 | San Bernardino | CA |  |  | Koala 12kV | KOALA 12KV | Victor 220kV bus | Rurals Region | Koala | Victor 220/115 System | Victor 115/12 (D)
WDT603 | 2010-06-30 | 2010-06-30 | 2010-08-17 | WDAT | SGIP | Serial | Active - Post IA | In-Service |  | Executed - In Effect | Yes | 2014-11-20 |  | Photovoltaic(15) | 15 | Tulare | CA | 2011-06-01 | 2016-10-20 | Vestal 66 kV Bus | Vestal 66kV | Vestal 220kV bus | San Joaquin Region |  | Vestal 220/66 System |  |  |  | 0 | Vestal | 1 | Vestal | 230 | 15) | 15 | 15 | 0 | [7 empty] | 1 |  |  | 1
WDT604 | 2010-07-14 | 2010-07-13 |  | WDAT | SGIP | Serial | Inactive | Withdrawn | 2010-08-27 | Withdrawn (No Agrmt) | No |  |  |  | 20 | Kern | CA | 2013-12-31 |  | Holgate Substation | ISNER 33KV |  | Rurals Region | Isner | Kramer 220/115 System | Kramer 115/33 (D)
WDT605 | 2011-03-31 | 2010-07-23 | 2010-08-10 | WDAT | SGIP | WDAT SGIP Transition | Inactive | Withdrawn | 2012-04-17 | Withdrawn (No Agrmt) | No |  |  | Photovoltaic(20) | 20 | San Bernardino | CA | 2012-01-01 | 2012-08-01 | Hi Desert: SANTANA 33 kV line | SANTANA 33KV | Devers 220kV bus
WDT606 | 2011-03-31 | 2010-07-23 | 2010-09-13 | WDAT | SGIP | WDAT SGIP Transition | Inactive | Withdrawn | 2012-02-24 | Withdrawn (No Agrmt) | No |  |  | Photovoltaic(20) | 20 | San Bernardino | CA |  | 2010-04-30 | Cool Water - Tie Fort 115 kV Line
WDT607 | 2010-11-23 | 2010-07-30 |  | WDAT | CLGIP | QC_003 | Inactive | Withdrawn | 2010-12-14 | Withdrawn (No Agrmt) | No |  |  | Photovoltaic(70) | 70 | San Bernardino | CA | 2014-03-01 | 2014-03-01 | Granite Hills Solar 115 kV bus
WDT608 | 2010-08-09 | 2010-08-09 |  | WDAT | SGIP | Serial | Inactive | Withdrawn | 2011-03-09 | Withdrawn (No Agrmt) | No |  |  | Photovoltaic(10) | 10 | San Bernardino | CA | 2010-04-01 | 2010-04-01 | Sheephole 33kV | SHEEPHOLE 33KV | Devers 220kV bus | Desert Region | Sheephole | Devers 220/115 System | Hi Desert 115/33 (D)
WDT609 | 2011-03-31 | 2010-08-11 | 2011-04-28 | WDAT | SGIP | WDAT SGIP Transition | Inactive | Withdrawn | 2013-10-09 | Withdrawn (No Agrmt) | No |  |  | Photovoltaic(5) | 5 | Orange | CA | 2012-06-30 | 2013-12-30 | SPRAGUE 12KV | SPRAGUE 12KV | Valley 500kV | San Jacinto Valley Region | Sprague | Valley 'AB' 500/115 System | Mayberry 115/12 (D)
WDT610 |  | 2010-08-11 |  | WDAT | SGIP | Fast Track | Inactive | Withdrawn | 2010-11-03 | Withdrawn (No Agrmt) | No |  |  | Photovoltaic(2) | 2 | Los Angeles | CA | 2012-09-01 | 2012-09-01 | Isner 33 kV Circuit s/s of Farmington Rd (fed from Kramer Sub) | ISNER 33KV | Kramer 220/115 | Rurals Region | Isner | Kramer 220/115 System | Kramer 115/33 (D)
WDT611 | 2010-08-23 | 2010-08-23 |  | WDAT | SGIP | Fast Track | Active - Post IA | In-Service |  | Executed - In Effect | Yes | 2012-01-20 |  | Photovoltaic(1) | 1 | San Bernardino | CA | 2010-11-15 | 2010-11-15 | UNICORN 12KV | UNICORN 12KV | San Bernardino 220/66 | Desert Region | Unicorn | San Bernardino 220/66 System | San Bernardino 66/12 (D)
WDT612 | 2010-08-23 | 2010-08-23 |  | WDAT | SGIP | Fast Track | Active - Post IA | In-Service |  | Executed - In Effect | Yes | 2011-06-03 |  | Photovoltaic(1) | 1 | San Bernardino | CA | 2010-11-01 | 2010-11-01 | UNICORN 12KV | UNICORN 12KV | San Bernardino 220/66 | Desert Region | Centaur | San Bernardino 220/66 System | San Bernardino 66/12 (D)
WDT613 | 2010-08-23 | 2010-08-23 |  | WDAT | SGIP | Fast Track | Active - Post IA | In-Service |  | Executed - In Effect | Yes | 2011-08-08 |  | Photovoltaic(1) | 1 | San Bernardino | CA | 2011-01-02 | 2011-01-02 | CENTAUR 12KV | Centaur 12kV | San Bernardino 220/66 | Desert Region | Centaur | San Bernardino 220/66 System | San Bernardino 66/12 (D)
WDT614 | 2010-08-23 | 2010-08-23 |  | WDAT | SGIP | Fast Track | Active - Post IA | In-Service |  | Executed - In Effect | Yes | 2011-08-12 |  | Photovoltaic(0.5) | 0.5 | San Bernardino | CA | 2010-12-12 | 2010-12-12 | CENTAUR 12KV | Centaur 12kV | San Bernardino 220/66 | Desert Region | Centaur | San Bernardino 220/66 System | San Bernardino 66/12 (D)
WDT615 |  | 2010-09-07 |  | WDAT | SGIP | Serial | Inactive | Withdrawn | 2010-10-22 | Withdrawn (No Agrmt) | No |  |  | Photovoltaic(3) | 3 | Tulare | CA | 2011-09-01 |  | Nickerson 12kV | NICKERSON 12KV | Rector 220/66 | San Joaquin Region | Nickerson | Rector 220/66 System | Rector 66/12 (D)
WDT616 | 2010-09-07 | 2010-09-07 |  | WDAT | SGIP | Serial | Inactive | Withdrawn | 2010-12-23 | Withdrawn (No Agrmt) | No |  |  | Photovoltaic(20) | 20 | San Bernardino | CA | 2013-12-31 | 2013-12-31 | Tap of the Phelan-Victor 115kV
WDT617 | 2011-03-31 | 2010-09-07 | 2010-10-06 | WDAT | SGIP | Fast Track | Inactive | IA Terminated |  | Terminated | Yes | 2014-03-04 | 2015-01-20 | Photovoltaic(2) | 2 | San Bernardino | CA | 2013-12-31 | 2015-08-15 | CEMENT 33KV | CEMENT 33KV | Victor 220/115 | Rurals Region | Cement | Victor 220/115 System | Victor 115/33 (D)
WDT618 | 2010-09-07 | 2010-09-07 |  | WDAT | SGIP | Fast Track | Inactive | IA Terminated |  | Terminated | Yes | 2014-09-03 | 2014-12-29 | Photovoltaic(2) | 2 | San Bernardino | CA | 2013-12-31 | 2015-10-01 | ASTOR 12KV | ASTOR 12KV | Victor 220/115 | Rurals Region | Astor | Victor 220/115 System | Victor 115/12 (D)
WDT619 | 2011-03-31 | 2010-09-07 |  | WDAT | SGIP | WDAT SGIP Transition | Inactive | Withdrawn | 2012-10-22 | Withdrawn (No Agrmt) | No |  |  | Photovoltaic(2) | 2 | Los Angeles | CA | 2013-12-31 | 2013-12-31 | DEL SUR: HUGHES LAKE 12 kV Line | New Circuit 1 -Generation 12KV | Antelope 220/66
WDT620 | 2011-03-31 | 2010-09-07 | 2010-09-07 | WDAT | SGIP | WDAT SGIP Transition | Inactive | Withdrawn | 2014-03-18 | Withdrawn (No Agrmt) | No |  |  | Photovoltaic(2) | 2 | Los Angeles | CA | 2013-12-31 | 2013-12-31 | FORAGE 12KV | FORAGE 12KV | Antelope 220/66 | North Coast Region | Forage | Antelope 220/66 System | Piute 66/12 (D)
WDT621 | 2011-03-31 | 2010-09-07 | 2010-09-30 | WDAT | SGIP | WDAT SGIP Transition | Inactive | Withdrawn | 2014-03-18 | Withdrawn (No Agrmt) | No |  |  | Photovoltaic(2) | 2 | Los Angeles | CA | 2013-12-31 | 2013-12-31 | FORAGE 12KV | FORAGE 12KV | Antelope 220/66 | North Coast Region | Forage | Antelope 220/66 System | Piute 66/12 (D)
WDT622 | 2010-09-07 | 2010-09-07 |  | WDAT | SGIP | Fast Track | Inactive | Withdrawn | 2010-12-07 | Withdrawn (No Agrmt) | No |  |  | Photovoltaic(2) | 2 | Los Angeles | CA | 2013-12-31 | 2013-12-31 | DEL SUR: LLOYD 12 kV Line | LLOYD 12KV | Antelope 220/66 | North Coast Region | Lloyd | Antelope 220/66 System | Del Sur 66/12 (D)
WDT623 | 2011-03-31 | 2010-09-07 |  | WDAT | SGIP | WDAT SGIP Transition | Inactive | Withdrawn | 2012-10-22 | Withdrawn (No Agrmt) | No |  |  | Photovoltaic(2) | 2 | Los Angeles | CA | 2013-12-31 | 2013-12-31 | DEL SUR: FAIRMONT 12 kV Line | New Circuit 1 -Generation 12KV | Antelope 220/66
WDT624 | 2011-03-31 | 2010-09-07 |  | WDAT | SGIP | WDAT SGIP Transition | Inactive | Withdrawn | 2012-10-22 | Withdrawn (No Agrmt) | No |  |  | Photovoltaic(2) | 2 | Los Angeles | CA | 2013-12-31 | 2013-12-31 | DEL SUR: HUGHES LAKE 12 kV Line | New Circuit 1 -Generation 12KV | Antelope 220/66
WDT625 | 2010-09-07 | 2010-09-07 | 2010-10-20 | WDAT | SGIP | QC_004 | Active - Post IA | In-Service |  | Executed - In Effect | Yes | 2013-12-05 |  | Photovoltaic(2) | 2 | Los Angeles | CA | 2013-12-31 | 2015-11-01 | TITAN 12KV | TITAN 12KV | Antelope 220/66 | North Coast Region | Titan | Antelope 220/66 System | Little Rock 66/12 (D)
WDT626 | 2010-09-07 | 2010-09-07 | 2010-10-20 | WDAT | SGIP | QC_004 | Active - Post IA | In-Service |  | Executed - In Effect | Yes | 2013-12-05 |  | Photovoltaic(2) | 2 | Los Angeles | CA | 2013-12-31 | 2015-11-01 | TITAN 12KV | TITAN 12KV | Antelope 220/66 | North Coast Region | Titan | Antelope 220/66 System | Little Rock 66/12 (D)
WDT627 |  | 2010-09-07 |  | WDAT | SGIP | Serial | Inactive | Withdrawn | 2010-11-30 | Withdrawn (No Agrmt) | No |  |  | Photovoltaic(2) | 2 | Los Angeles | CA | 2013-12-31 | 2013-12-31 | NE Corner of West Ave D and 35th St. West, Lancaster (34.776826, -118.191251 | GRUBSTAKE 12KV | Antelope 220/66 | North Coast Region | Grubstake | Antelope 220/66 System | Rosamond 66/12 (D)
WDT628 | 2010-09-07 | 2010-09-07 | 2010-10-20 | WDAT | SGIP | Serial | Active - Post IA | In-Service |  | Executed - In Effect | Yes | 2012-12-19 |  | Photovoltaic(3) | 3 | Los Angeles | CA | 2013-12-31 | 2016-09-01 | GRUBSTAKE 12KV | GRUBSTAKE 12KV | Antelope 220/66 | North Coast Region | Grubstake | Antelope 220/66 System | Rosamond 66/12 (D)
WDT629 | 2010-09-07 | 2010-09-07 |  | WDAT | SGIP | Fast Track | Inactive | Withdrawn | 2010-11-16 | Withdrawn (No Agrmt) | No |  |  | Photovoltaic(2) | 2 | Los Angeles | CA | 2013-12-31 | 2013-12-31 | LITTLE ROCK: CALLI VALLI 12 kV Line | TITAN 12KV | Antelope 220/66 | North Coast Region | Titan | Antelope 220/66 System | Little Rock 66/12 (D)
WDT630 |  | 2010-09-07 |  | WDAT | SGIP | Fast Track | Inactive | Withdrawn | 2010-10-26 | Withdrawn (No Agrmt) | No |  |  | Photovoltaic(2) | 2 | Riverside | CA | 2013-12-31 | 2013-12-31 | WINTERS 12KV | WINTERS 12KV | Blythe (WALC) 161/33 | Rurals Region | Winters | Blythe (WALC) 161/33 System | Dunes 33/12 (D)
WDT631 |  | 2010-09-07 |  | WDAT | SGIP | Fast Track | Inactive | Withdrawn | 2010-10-26 | Withdrawn (No Agrmt) | No |  |  | Photovoltaic(2) | 2 | Riverside | CA | 2013-12-31 | 2013-12-31 | WEDGE 12KV | WEDGE 12KV | Blythe (WALC) 161/33 | Rurals Region | Wedge | Blythe (WALC) 161/33 System | Defrain 33/12 (D)
WDT632 | 2010-09-07 | 2010-09-07 |  | WDAT | SGIP | Serial | Inactive | Withdrawn | 2010-11-16 | Withdrawn (No Agrmt) | No |  |  | Photovoltaic(20) | 20 | Los Angeles | CA | 2013-12-31 | 2013-12-31 | East Ave. U and 106th St East, South Antelope Valley (33 kv line on 116th St E at 34.528186, -117.922813
WDT633 | 2010-09-07 | 2010-09-07 |  | WDAT | SGIP | Serial | Inactive | Withdrawn | 2010-11-16 | Withdrawn (No Agrmt) | No |  |  | Photovoltaic(20) | 20 | Los Angeles | CA | 2013-12-31 | 2013-12-31 | East Ave. U and 106th St East, South Antelope Valley (Pearblossom Sub) |  | Antelope 220/66
WDT634 | 2010-11-03 | 2010-09-07 |  | WDAT | SGIP | Serial | Inactive | Withdrawn | 2010-11-16 | Withdrawn (No Agrmt) | No |  |  | Photovoltaic(5) | 5 | Los Angeles | CA | 2013-12-31 | 2013-12-31 | East Ave. U and 106th St East, South Antelope Valley (West of the site on E Ave T-8 at 34.535587, -117.958137) | CALLI VALLI 12KV | Antelope 220/66 | North Coast Region | Calli Valli | Antelope 220/66 System | Little Rock 66/12 (D)
WDT635 | 2010-11-03 | 2010-09-07 |  | WDAT | SGIP | Serial | Inactive | Withdrawn | 2010-11-16 | Withdrawn (No Agrmt) | No |  |  | Photovoltaic(20) | 20 | Los Angeles | CA | 2013-12-31 | 2013-12-31 | East Ave U and 126th St East, Pearblossom, CA (Pearblossom Sub)
WDT636 | 2010-11-03 | 2010-09-07 |  | WDAT | SGIP | Serial | Inactive | Withdrawn | 2010-11-16 | Withdrawn (No Agrmt) | No |  |  | Photovoltaic(5) | 5 | Los Angeles | CA | 2013-12-31 | 2013-12-31 | East Ave U-8 & East of 127th St. East Pearblossom (northernmost dual 12 kv circuit along hwy 138 at County hwy N6 at 34.506375, -117.896605) | TITAN 12KV | Antelope 220/66 | North Coast Region | Titan | Antelope 220/66 System | Little Rock 66/12 (D)
WDT637 | 2010-11-03 | 2010-09-07 |  | WDAT | SGIP | Serial | Inactive | Withdrawn | 2010-11-16 | Withdrawn (No Agrmt) | No |  |  | Photovoltaic(5) | 5 | Los Angeles | CA | 2013-12-31 | 2013-12-31 | North of East Ave V and Longview Rd, Pearblossom ( southernmost existin 12kv dual circuit line along hwy 138 at county hwy N6 at 34.506375, -117.896605) | TITAN 12KV | Antelope 220/66 | North Coast Region | Titan | Antelope 220/66 System | Little Rock 66/12 (D)
WDT638 | 2010-09-07 | 2010-09-07 | 2010-09-07 | WDAT | SGIP | Serial | Active - Post IA | In-Service |  | Executed - In Effect | Yes | 2012-10-30 |  | Photovoltaic(5) | 3 | Los Angeles | CA | 2013-12-31 | 2013-12-01 | HUGHES LAKE 12KV | HUGHES LAKE 12KV | Antelope 220/66 | North Coast Region | Hughes Lake | Antelope 220/66 System | Del Sur 66/12 (D)
WDT639 | 2010-09-07 | 2010-09-07 | 2010-09-07 | WDAT | SGIP | Serial | Active - Post IA | In-Service |  | Executed - In Effect | Yes | 2012-11-15 |  | Photovoltaic(5) | 5 | Los Angeles | CA | 2013-12-31 | 2013-12-31 | SNOWDEN 12KV | SNOWDEN 12KV | Antelope 220/66 | North Coast Region | Snowden | Antelope 220/66 System | Del Sur 66/12 (D) |  |  | 0 | Antelope | 1 | Antelope | 230 | 5) | 5 | 5 | 0 | [7 empty] | 1 |  |  | 1
WDT640 | 2010-09-07 | 2010-09-07 | 2010-09-07 | WDAT | SGIP | Serial | Active - Post IA | In-Service |  | Executed - In Effect | Yes | 2013-07-24 |  | Photovoltaic(5) | 5 | Los Angeles | CA | 2013-12-31 | 2013-12-31 | BIG PINES 12KV | BIG PINES 12KV | Antelope 220/66 | North Coast Region | Big Pines | Antelope 220/66 System | Little Rock 66/12 (D) |  |  | 0 | Antelope | 1 | Antelope | 230 | 5) | 5 | 5 | 0 | [7 empty] | 1 |  |  | 1
WDT641 | 2010-09-07 | 2010-09-07 | 2010-09-07 | WDAT | SGIP | Serial | Inactive | IA Terminated |  | Terminated | Yes | 2013-07-31 | 2013-12-17 | Photovoltaic(5) | 5 | Los Angeles | CA | 2013-12-31 | 2013-12-31 | SUN VILLAGE 12KV | SUN VILLAGE 12KV | Antelope 220/66 | North Coast Region | Sun Village | Antelope 220/66 System | Little Rock 66/12 (D)
WDT642 | 2010-09-07 | 2010-09-07 |  | WDAT | SGIP | Serial | Inactive | Withdrawn | 2015-01-06 | In Negotiation | No |  |  | Photovoltaic(20) | 20 | San Bernardino | CA | 2013-12-31 | 2013-12-31 | Cottonwood - Savage 115 kV Line |  | Victor 220kV bus
WDT643 | 2010-09-07 | 2010-09-07 | 2010-09-07 | WDAT | SGIP | Serial | Inactive | Withdrawn | 2012-12-19 | Withdrawn (No Agrmt) | No |  |  | Photovoltaic(20) | 20 | Los Angeles | CA | 2013-12-31 | 2013-12-31 | Little Rock - Wilsona 66 kV Line | Wilsona Substation | Antelope 220/66
WDT644 |  | 2010-09-07 |  | WDAT | SGIP | Serial | Inactive | Withdrawn | 2010-10-26 | Withdrawn (No Agrmt) | No |  |  | Photovoltaic(5) | 5 | Riverside | CA | 2014-12-31 | 2014-12-31 | MC COY 33KV | MC COY 33KV | Blythe (WALC) 161kV bus | Rurals Region | Mc Coy | Blythe (WALC) 161/33 System | Blythe City 33/33 (D)
WDT645 |  | 2010-09-07 |  | WDAT | SGIP | Serial | Inactive | Withdrawn | 2010-10-26 | Withdrawn (No Agrmt) | No |  |  | Photovoltaic(20) | 20 | Riverside | CA | 2014-12-31 | 2014-12-31 | MC COY 33KV | MC COY 33KV | Blythe (WALC) 161kV bus | Rurals Region | Mc Coy | Blythe (WALC) 161/33 System | Blythe City 33/33 (D)
WDT646 | 2010-09-09 | 2010-09-09 |  | WDAT | SGIP | Serial | Active - Post IA | In-Service |  | Executed - In Effect | Yes | 2014-01-23 |  | Photovoltaic(5) | 5 | San Bernardino | CA | 2013-12-31 | 2014-08-15 | KOALA 12KV | KOALA 12KV | Victor 220kV bus | Rurals Region | Koala | Victor 220/115 System | Victor 115/12 (D) |  |  | 0 | Victor | 1 | Victor | 115 | 5) | 5 | 5 | 0 | [7 empty] | 1 |  |  | 1
WDT647 | 2010-09-09 | 2010-09-09 |  | WDAT | SGIP | Serial | Active - Post IA | In-Service |  | Executed - In Effect | Yes | 2014-02-25 |  | Photovoltaic(5) | 5 | San Bernardino | CA | 2013-12-31 | 2013-12-31 | Victor 33 kV Bus | WDAT 372 New Circuit 33KV | Victor 220kV bus | Rurals Region | Russ Boyd | Victor 220/115 System | Victor 115/33 (D) |  |  | 0 | Victor | 1 | Victor | 115 | 5) | 5 | 5 | 0 | [7 empty] | 1 |  |  | 1
WDT648 | 2010-09-13 | 2010-09-13 | 2010-09-24 | WDAT | SGIP | Fast Track | Inactive | IA Terminated |  | Terminated | Yes | 2013-01-08 | 2015-01-06 | Photovoltaic(2) | 2 | San Bernardino | CA | 2013-12-31 | 2013-12-31 | LATIMER 12KV | LATIMER 12KV | Victor 220/115 | Rurals Region | Latimer | Victor 220/115 System | Victor 115/12 (D)
WDT649 | 2010-09-13 | 2010-09-13 |  | WDAT | SGIP | Serial | Inactive | IA Terminated |  | Terminated | Yes | 2013-02-25 | 2015-01-06 | Photovoltaic(5) | 5 | San Bernardino | CA | 2013-12-31 | 2013-12-31 | LATIMER 12KV | LATIMER 12KV | Victor 220kV bus | Rurals Region | Latimer | Victor 220/115 System | Victor 115/12 (D)
WDT650 | 2010-09-13 | 2010-09-13 | 2010-09-24 | WDAT | SGIP | Fast Track | Active - Post IA | In-Service |  | Executed - In Effect | Yes | 2013-02-25 |  | Photovoltaic(2) | 2 | San Bernardino | CA | 2013-12-31 | 2013-12-31 | CEMENT 33KV | CEMENT 33KV | Victor 220/115 | Rurals Region | Cement | Victor 220/115 System | Victor 115/33 (D)
WDT651 | 2010-09-13 | 2010-09-13 | 2010-09-24 | WDAT | SGIP | Fast Track | Active - Post IA | In-Service |  | Executed - In Effect | Yes | 2013-02-25 |  | Photovoltaic(2) | 2 | San Bernardino | CA | 2013-12-31 | 2013-12-31 | CEMENT 33KV | CEMENT 33KV | Victor 220/115 | Rurals Region | Cement | Victor 220/115 System | Victor 115/33 (D)
WDT652 | 2011-03-31 | 2010-09-15 | 2010-12-20 | WDAT | SGIP | WDAT SGIP Transition | Inactive | Withdrawn | 2012-03-01 | Withdrawn (No Agrmt) | No |  |  | Photovoltaic(10) | 10 | Kern | CA | 2013-10-01 | 2013-10-01 | GOLDTOWN: DISCOVERY 12 kV Line | DISCOVERY 12KV |  | North Coast Region | Boxcar | Windhub 220/66 System | Goldtown 66/12 (D)
WDT653 | 2011-03-31 | 2010-09-15 |  | WDAT | SGIP | WDAT SGIP Transition | Inactive | Withdrawn | 2012-03-01 | Withdrawn (No Agrmt) | No |  |  | Photovoltaic(10) | 10 | San Bernardino | CA | 2013-10-01 | 2013-10-01 | Inyokern: HIGHWAY SIX 12 kV line | HIGHWAY SIX 12KV |  | Rurals Region | Highway Six | Kramer 220/115 System | Inyokern 33/12 (D)
WDT654 | 2011-03-31 | 2010-09-16 | 2010-10-28 | WDAT | SGIP | WDAT SGIP Transition | Inactive | Withdrawn | 2012-04-17 | Withdrawn (No Agrmt) | No |  |  | Photovoltaic(20) | 20 | Kern | CA | 2010-06-01 | 2013-06-01 | Weldon 66 kV Bus | Vestal 66kV | Vestal 220kV bus
WDT655 |  | 2010-09-16 |  | WDAT | SGIP | Serial | Inactive | Withdrawn | 2010-11-01 | Withdrawn (No Agrmt) | No |  |  | Photovoltaic(20) | 20 | Kern | CA | 2010-06-01 | 2010-06-01 | Great Lakes 66 kV Bus |  | Vestal 220kV bus
WDT656 | 2011-02-04 | 2010-09-15 | 2011-02-04 | WDAT | SGIP | Serial | Inactive | Withdrawn | 2011-03-07 | Withdrawn (No Agrmt) | No |  |  | Photovoltaic(4.5) | 4.5 | San Bernardino | CA | 2012-03-15 | 2012-03-15 | Pole #1690747E (on north side of Sandale Rd, just east of Danby Rd cross street, 29 Palms) | SHEEPHOLE 33KV | Devers 220/115 | Desert Region | Sheephole | Devers 220/115 System | Hi Desert 115/33 (D)
WDT657 | 2011-02-04 | 2010-09-15 | 2011-02-04 | WDAT | SGIP | WDAT SGIP Transition | Inactive | Withdrawn | 2011-05-12 | Withdrawn (No Agrmt) | No |  |  | Photovoltaic(4.5) | 4.5 | San Bernardino | CA | 2012-03-15 | 2012-03-15 | Pole #2311270E (on Lyle Rd, at Northwest corner of parcel)
WDT658 | 2010-12-14 | 2010-09-17 | 2010-12-14 | WDAT | SGIP | Fast Track | Active - Post IA | In-Service |  | Executed - In Effect | Yes | 2011-09-08 |  | Fuel Cell(0.225) | 0.225 | Ventura | CA | 2011-07-01 | 2011-07-01 | Isla Vista: Gladiola 16 kV Line | GLADIOLA 16KV | Goleta 220/66 | North Coast Region | Gladiola | Goleta 220/66 System | Isla Vista 66/16 (D)
WDT659 | 2011-03-31 | 2010-09-17 | 2011-03-31 | WDAT | SGIP | WDAT SGIP Transition | Inactive | Withdrawn | 2013-03-25 | Withdrawn (No Agrmt) | No |  |  | Photovoltaic(8.5) | 8.5 | Kern | CA |  | 2013-08-15 | NEENACH: DUNTLEY 12 kV Line | DUNTLEY 12KV | Bailey 220/66 | North Coast Region | Duntley | Antelope 220/66 System | Neenach 66/12 (D)
WDT660 | 2010-09-20 | 2010-09-20 |  | WDAT | SGIP | WDAT SGIP Transition | Inactive | Withdrawn | 2011-05-06 | Withdrawn (No Agrmt) | No |  |  | Photovoltaic(9) | 9 | Kern | CA | 2013-04-01 | 2013-04-01 | Castle Butte & Edwards - Kramer 33 kV line | CASTLE BUTTE 33KV | Kramer 220/115 | Rurals Region | Castle Butte | Kramer 220/115 System | Edwards 115/33 (D)
WDT661 | 2011-03-31 | 2010-09-22 | 2011-01-31 | WDAT | SGIP | WDAT SGIP Transition | Inactive | Withdrawn | 2011-07-15 | Withdrawn (No Agrmt) | No |  |  | Photovoltaic(13.2) | 13.2 | Ventura | CA |  |  | RAMAC 16KV | Ramac 16kV | Santa Clara 220/66 | North Coast Region | Ramac | Santa Clara 220/66 System | Estero 66/16 (D)
WDT661ISP | 2011-06-09 | 2011-05-13 | 2011-06-09 | WDAT | GIP - ISP | ISP | Inactive | IA Terminated |  | Terminated | Yes | 2012-08-10 | 2013-10-28 | Combustion Turbine(13.2) | 13.2 | Ventura | CA | 2011-12-31 | 2013-08-10 | Estero: Remac 16 kV Line | Greenhouse 16kV | Santa Clara 220/66 | North Coast Region | Greenhouse | Santa Clara 220/66 System | Estero 66/16 (D)
WDT662 | 2011-03-31 | 2010-09-24 | 2011-05-05 | WDAT | SGIP | WDAT SGIP Transition | Inactive | Withdrawn | 2012-03-02 | Withdrawn (No Agrmt) | No |  |  | Photovoltaic(6.5) | 6.5 | Los Angeles | CA | 2013-06-30 | 2013-11-15 | Oasis 12kV “Stealth” circuit at 30th St East and E Ave M | STEALTH 12KV | Antelope 220/66 | North Coast Region | Stealth | Antelope 220/66 System | Oasis 66/12 (D)
WDT663 | 2010-09-24 | 2010-09-24 |  | WDAT | SGIP | Serial | Inactive | Withdrawn | 2010-11-23 | Withdrawn (No Agrmt) | No |  |  | Photovoltaic(10) | 10 | Los Angeles | CA | 2013-12-31 | 2013-12-31 | Lancaster CA, Expect to interconnect to the Antelope Sub via 12 kV gen tie, 34.688925, -118.320183 | HUGHES LAKE 12KV | Antelope 220/66 | North Coast Region | Hughes Lake | Antelope 220/66 System | Del Sur 66/12 (D)
WDT665 | 2011-03-31 | 2010-09-09 |  | WDAT | SGIP | Serial | Inactive | Withdrawn | 2012-12-20 | Withdrawn (No Agrmt) | No |  |  | Photovoltaic(20) | 20 | Los Angeles | CA | 2013-12-31 | 2013-12-31 | Little Rock - Wilsona 66 kV Line | Wilsona 66 kV line | Antelope 220/66
WDT666 | 2010-09-29 | 2010-09-29 |  | WDAT | SGIP | Serial | Inactive | Withdrawn | 2010-11-01 | Withdrawn (No Agrmt) | No |  |  | Photovoltaic(12) | 12 | San Bernardino | CA | 2013-06-30 | 2013-06-30 | Existing 12kV SCE overhead on Albany St. adjacent McFarland - Delano landfill, Delano, CA 93215 | C B S 12KV | Vestal 220kV bus | San Joaquin Region | C B S | Vestal 220/66 System | Delano 66/12 (D)
WDT667 | 2010-09-29 | 2010-09-29 |  | WDAT | SGIP | Serial | Inactive | Withdrawn | 2010-10-28 | Withdrawn (No Agrmt) | No |  |  | Photovoltaic(15) | 15 | Orange | CA | 2013-06-30 | 2013-06-30 | Existing SCE Victor-33kV circuit on Quarry Road, north of Victorville Landfill | NISQUALLY 33KV | Victor 220kV bus
WDT668 | 2011-03-31 | 2010-09-30 |  | WDAT | SGIP | WDAT SGIP Transition | Inactive | IA Terminated |  | Terminated | Yes | 2014-04-15 | 2016-03-11 | Photovoltaic(20) | 20 | Riverside | CA | 2012-05-01 | 2016-04-01 | LAUDA 33KV | LAUDA 33KV | Valley 500kV | San Jacinto Valley Region | Lauda | Valley 'AB' 500/115 System | Nelson 115/33 (D)
WDT669 | 2011-03-31 | 2010-09-30 |  | WDAT | SGIP | WDAT SGIP Transition | Inactive | Withdrawn | 2011-08-10 | Withdrawn (No Agrmt) | No |  |  | Photovoltaic(3) | 3 | Riverside | CA | 2012-05-01 | 2012-05-01 | SCE 33kV "Oliver" line near pole# 4463989E | LAUDA 33KV | Valley 500/115 | San Jacinto Valley Region | Lauda | Valley 'AB' 500/115 System | Nelson 115/33 (D)
WDT670 | 2011-03-31 | 2010-09-30 |  | WDAT | SGIP | WDAT SGIP Transition | Inactive | Withdrawn | 2011-08-10 | Withdrawn (No Agrmt) | No |  |  | Photovoltaic(3) | 3 | Riverside | CA | 2012-05-01 | 2012-05-01 | SCE 33kV line near pole# 4224029E | LAUDA 33KV | Valley 500/115 | San Jacinto Valley Region | Lauda | Valley 'AB' 500/115 System | Nelson 115/33 (D)
WDT671 | 2010-09-30 | 2010-09-30 |  | WDAT | SGIP | Serial | Inactive | Withdrawn | 2010-10-05 | Withdrawn (No Agrmt) | No |  |  | Photovoltaic(20) | 0.5 | San Bernardino | CA | 2013-08-01 | 2013-08-01 | Vincent - Black mountain - Soport - Southcap - Southdown 115kV line
WDT672 | 2011-03-31 | 2010-09-13 | 2011-03-31 | WDAT | SGIP | Serial | Inactive | Withdrawn | 2012-12-19 | Withdrawn (No Agrmt) | No |  |  | Photovoltaic(20) | 20 | Los Angeles | CA | 2013-12-31 | 2013-12-31 | Little Rock - Wilsona 66 kV Line | 66 kV line between Little Rock Sub and Wilsona Sub at 34.580268, -117.827326 | Antelope 220/66
WDT673 | 2010-10-01 | 2010-10-01 |  | WDAT | SGIP | Serial | Inactive | Withdrawn | 2010-12-22 | Withdrawn (No Agrmt) | No |  |  | Photovoltaic(10) | 10 | San Bernardino | CA | 2013-06-30 | 2013-06-30 | LITTLE ROCK: BIG PINES 12 kV Line | TITAN 12KV | Antelope 220/66 | North Coast Region | Titan | Antelope 220/66 System | Little Rock 66/12 (D)
WDT674 | 2010-10-07 | 2010-10-07 | 2010-12-01 | WDAT | SGIP | Fast Track | Inactive | Withdrawn | 2010-12-20 | Withdrawn (No Agrmt) | No |  |  | Photovoltaic(2) | 2 | Los Angeles | CA | 2012-10-01 | 2012-10-01 | Baroid 34.5 kV circuit n/s of National Trails Hwy about 2.0 miles east of Gale Sub | BAROID 33KV | Kramer 220/115 | Rurals Region | Baroid | Kramer 220/115 System | Gale 115/33 (D)
WDT675 | 2010-10-13 | 2010-10-13 |  | WDAT | SGIP | Serial | Inactive | Withdrawn | 2010-12-16 | Withdrawn (No Agrmt) | No |  |  | Photovoltaic(20) | 20 |  |  | 2012-08-01 | 2012-08-01 | Existing SCE 69kV line 1 mile south of site. Secondary POI: existing SCE Defrain Substation located on southeast corner of 6th Ave and Defrain Blvd, north of Blythe, CA |  | Blythe (WALC) 161kV bus
WDT677 |  | 2010-08-26 |  | WDAT | SGIP | Serial | Inactive | Withdrawn | 2011-02-09 | Withdrawn (No Agrmt) | No |  |  | Gas Turbine(12.4) | 5 |  |  | 2010-12-01 | 2010-12-01
WDT678 |  | 2010-10-26 |  | WDAT | SGIP | Serial | Inactive | Withdrawn | 2010-12-14 | Withdrawn (No Agrmt) | No |  |  | Photovoltaic(5) | 5 |  |  | 2012-12-01 | 2012-12-01 | SCE 12kV line runninig along 182nd St West along the western border of site (34.796823, -118.453366) | Neenach 66kV | Devers 220/115
WDT679 | 2011-03-31 | 2010-10-26 | 2011-02-28 | WDAT | SGIP | WDAT SGIP Transition | Inactive | Withdrawn | 2011-06-22 | Withdrawn (No Agrmt) | No |  |  | Photovoltaic(5) | 5 | Los Angeles | CA | 2012-12-01 | 2012-12-01 | DEL SUR: HUGHES LAKE 12 kV Line | HUGHES LAKE 12KV | Antelope 220/66 | North Coast Region | Hughes Lake | Antelope 220/66 System | Del Sur 66/12 (D)
WDT680 |  | 2010-10-27 |  | WDAT | SGIP | Serial | Inactive | Withdrawn | 2010-12-14 | Withdrawn (No Agrmt) | No |  |  | Photovoltaic(17) | 17 |  |  |  | 2013-12-01 | 5587 Grangeville Blvd, Hanford, CA 93230. | Rector 66kV | Rector 220/66
WDT681 |  | 2010-10-27 |  | WDAT | SGIP | Serial | Inactive | Withdrawn | 2010-11-17 | Withdrawn (No Agrmt) | No |  |  | Photovoltaic(19) | 19
WDT682 |  | 2010-10-27 |  | WDAT | SGIP | Serial | Inactive | Withdrawn | 2010-11-09 | Withdrawn (No Agrmt) | No |  |  | Photovoltaic(19) | 19 |  |  |  |  | Corum - Goldtown 66 kV Line |  | Antelope 220/66
WDT683 | 2010-10-28 | 2010-10-28 |  | WDAT | SGIP | Serial | Inactive | Withdrawn | 2011-01-07 | Withdrawn (No Agrmt) | No |  |  | Photovoltaic(3) | 3 |  |  | 2011-11-01 | 2011-11-01 | APN 3117-013-020 | GRUBSTAKE 12KV | Antelope 220/66 | North Coast Region | Grubstake | Antelope 220/66 System | Rosamond 66/12 (D)
WDT689 | 2011-03-31 | 2010-11-03 | 2010-12-13 | WDAT | SGIP | WDAT SGIP Transition | Inactive | IA Terminated |  | Terminated | Yes | 2015-02-05 | 2016-03-16 | Photovoltaic(1.5) | 1.5 | San Bernardino | CA | 2012-03-01 | 2016-03-31 | DUROX 12KV | Durox 12kV | San Bernardino 115kV | Desert Region | Durox | San Bernardino 220/66 System | Timoteo 66/12 (D)
WDT690 |  | 2010-11-15 |  | WDAT | SGIP | Fast Track | Inactive | Withdrawn | 2011-02-17 | Withdrawn (No Agrmt) | No |  |  | Photovoltaic(1.5) | 1.5 |  | CA | 2011-09-30 | 2011-09-30 | Corner of 90th Street E and Ave L-4, Roosevelt, CA 93535 |  | Antelope 220/66
WDT691 | 2010-11-18 | 2010-11-18 | 2011-02-04 | WDAT | SGIP | Fast Track | Inactive | Withdrawn | 2011-05-10 | Withdrawn (No Agrmt) | No |  |  | Fuel Cell(1.4) | 1.4 | San Bernardino | CA | 2011-07-01 | 2011-07-01 | Shandin: CALSTATE 12 kV line | CALSTATE 12KV | Vista 220/115 | Desert Region | Calstate | Vista 220/115 System | Shandin 115/12 (D)
WDT691ISP | 2011-04-07 | 2011-04-07 | 2011-04-21 | WDAT | GIP - ISP | ISP | Active - Post IA | In-Service |  | Executed - In Effect | Yes | 2012-07-03 |  | Fuel Cell(1.4) | 1.4 | San Bernardino | CA | 2011-12-31 | 2012-01-31 | CALSTATE 12KV | CALSTATE 12KV | Vista 220kV bus | Desert Region | Calstate | Vista 220/115 System | Shandin 115/12 (D)
WDT692 | 2011-03-31 | 2010-12-02 | 2011-03-01 | WDAT | SGIP | WDAT SGIP Transition | Inactive | Withdrawn | 2012-03-19 | Withdrawn (No Agrmt) | No |  |  | Photovoltaic(10) | 10 | Kern | CA | 2012-07-01 | 2012-07-01 | PIUTE: LUCERNE 12 kV Line |  | Antelope 220/66 | North Coast Region | Lucerne | Antelope 220/66 System | Piute 66/12 (D)
WDT693 |  | 2010-12-06 |  | WDAT | SGIP | WDAT SGIP Transition | Inactive | Withdrawn | 2011-03-31 | Withdrawn (No Agrmt) | No |  |  | Photovoltaic(1) | 1 | Los Angeles | CA | 2011-06-01 | 2011-06-01 | Overhead 12 kV line serving 2211 Carson St., Carson CA 90810 | EDGAR 12KV | Lighthipe 220/66 | Metro West Region | Edgar | Lighthipe 220/66 System | Alon 66/12 (D)
WDT694 | 2010-12-15 | 2010-12-15 | 2011-02-04 | WDAT | SGIP | Serial | Inactive | Withdrawn | 2011-03-01 | Withdrawn (No Agrmt) | No |  |  | Photovoltaic(5) | 5 | Los Angeles | CA | 2013-07-01 | 2013-07-01 | Protective device is expected to be located at 34.685993, -118.032572. We expect to interconnect on the existing 12.47 kV line that runs east-west on East Ave J via a .30 mile gen-tie | FORAGE 12KV | Antelope 220/66 | North Coast Region | Forage | Antelope 220/66 System | Piute 66/12 (D)
WDT695 | 2010-12-15 | 2010-12-15 | 2011-02-04 | WDAT | SGIP | Serial | Inactive | Withdrawn | 2011-03-01 | Withdrawn (No Agrmt) | No |  |  | Photovoltaic(5) | 5 | Los Angeles | CA | 2013-07-01 | 2013-07-01 | Protective device is expected to be located at 34.684242, -118.032557. We expect to interconnect on the existing 12.47 kV line that runs east-west on East Ave J via a .40 gen-tie. | STEALTH 12KV | Antelope 220/66 | North Coast Region | Stealth | Antelope 220/66 System | Oasis 66/12 (D)
WDT696 | 2011-03-31 | 2010-12-15 | 2011-02-04 | WDAT | SGIP | WDAT SGIP Transition | Inactive | Withdrawn | 2012-04-10 | Withdrawn (No Agrmt) | No |  |  | Photovoltaic(5) | 5 | Los Angeles | CA | 2013-07-01 | 2013-07-01 | ROSAMOND: GRUBSTAKE 12 Kv Line | GRUBSTAKE 12KV | Antelope 220/66 | North Coast Region | Grubstake | Antelope 220/66 System | Rosamond 66/12 (D)
WDT697 | 2011-03-31 | 2010-12-17 | 2011-02-03 | WDAT | SGIP | WDAT SGIP Transition | Inactive | Withdrawn | 2011-06-08 | Withdrawn (No Agrmt) | No |  |  | Photovoltaic(3) | 3 | San Bernardino | CA | 2012-06-01 | 2012-06-01 | Hi Desert: HIMO 33 kV line | HIMO 33KV | Devers 220/115 | Desert Region | Himo | Devers 220/115 System | Hi Desert 115/33 (D)
WDT698 | 2011-03-31 | 2010-12-17 | 2011-02-03 | WDAT | SGIP | WDAT SGIP Transition | Inactive | Withdrawn | 2011-06-08 | Withdrawn (No Agrmt) | No |  |  | Photovoltaic(3) | 3 | San Bernardino | CA | 2012-06-01 | 2012-06-01 | SCE 33kV "Pinto" line out of Hi Desert sub (34.146, -116.249) | PINTO 33KV | Devers 220/115 | Desert Region | Pinto | Devers 220/115 System | Hi Desert 115/33 (D)
WDT699 | 2011-03-31 | 2010-12-17 | 2011-02-03 | WDAT | SGIP | WDAT SGIP Transition | Inactive | Withdrawn | 2011-06-08 | Withdrawn (No Agrmt) | No |  |  | Photovoltaic(3) | 3 | Los Angeles | CA | 2012-06-01 | 2012-06-01 | PIUTE: LUCERNE 12 kV Line | LUCERNE 12KV | Antelope 220/66 | North Coast Region | Lucerne | Antelope 220/66 System | Piute 66/12 (D)
WDT700 | 2010-12-21 | 2010-12-21 | 2012-01-09 | WDAT | SGIP | Fast Track | Inactive | Withdrawn | 2011-03-03 | Withdrawn (No Agrmt) | No |  |  | Photovoltaic(2) | 2 | San Bernardino | CA | 2013-01-01 | 2013-01-01 | Himo 33 kV circuit n/s of 29 Palms Hwy about 4000' west of High Desert Sub | HIMO 33KV | Devers 220/115 | Desert Region | Himo | Devers 220/115 System | Hi Desert 115/33 (D)
WDT701 | 2011-03-31 | 2010-12-27 | 2011-03-25 | WDAT | SGIP | WDAT SGIP Transition | Inactive | Withdrawn | 2012-04-17 | Withdrawn (No Agrmt) | No |  |  | Photovoltaic(9.8) | 9.8 | Los Angeles | CA | 2011-12-01 | 2011-12-01 | Del Sur 12 kV Bus | SCE Del Sur Substation 12kV Bus | Antelope 220/66
WDT702 | 2010-12-28 | 2010-12-28 | 2010-12-28 | WDAT | GIP - Fast Track | Fast Track | Inactive | IA Terminated |  | Terminated | Yes | 2012-04-06 | 2012-06-13 | Photovoltaic(0.5) | 0.5 | San Bernardino | CA | 2012-03-01 | 2012-03-01 | Peyton: Glen Ridge 12 kV Line | GLEN RIDGE 12KV | Chino 220/66 | Metro East Region | Glen Ridge | Chino 220/66 System | Peyton 66/12 (D)
WDT703 | 2010-12-28 | 2010-12-28 | 2010-12-28 | WDAT | GIP - Fast Track | Fast Track | Inactive | IA Terminated |  | Terminated | Yes | 2012-04-06 | 2012-06-13 | Photovoltaic(0.5) | 0.5 | Orange | CA | 2012-03-01 | 2012-03-01 | Team : Warriors 12 kV Line | WARRIORS 12KV | Barre 220/66 | Orange Region | Warriors | Barre 220/66 System | Team 66/12 (D)
WDT704 | 2011-03-31 | 2010-12-31 | 2011-03-25 | WDAT | SGIP | WDAT SGIP Transition | Inactive | Withdrawn | 2012-04-17 | Withdrawn (No Agrmt) | No |  |  | Photovoltaic(9.8) | 9.8 | Los Angeles | CA | 2011-12-01 | 2011-12-01 | Del Sur 12 kV Bus | SCE Del Sur Substation 12kV bus | Antelope 220/66
WDT705 |  | 2011-01-10 |  | WDAT | SGIP | Serial | Inactive | Withdrawn | 2011-03-30 | Withdrawn (No Agrmt) | No |  |  | Photovoltaic(20) | 20 |  |  | 2013-12-01 | 2013-12-01 | Switchgear is expected to be located at 34.717745 -118.3077174. They expect to interconnect on the existing 33 kV network potentially via a gen tie to Del Sur Sub (this would be a 1-mile gen tie) |  | Antelope 220/66
WDT706 |  | 2011-01-10 |  | WDAT | SGIP | Serial | Inactive | Withdrawn | 2011-03-30 | Withdrawn (No Agrmt) | No |  |  | Photovoltaic(20) | 20 |  |  | 2013-12-01 | 2013-12-01 | Switchgear is ecpeted to be located at 34.717745 -118.307174. They expect to interconnect on the existing 33kV network potentially via a gen tie to Del Sur Sub (this would be a 1-mile gen tie) |  | Antelope 220/66
WDT707 | 2011-03-31 | 2011-01-10 | 2011-03-11 | WDAT | SGIP | WDAT SGIP Transition | Inactive | Withdrawn | 2013-04-26 | Withdrawn (No Agrmt) | No |  |  | Photovoltaic(4) | 4 | Tulare | CA | 2012-12-15 | 2012-12-15 | Venida: Delta 12 kV Line | Delta 12kV | Rector 220kV bus | San Joaquin Region | Delta | Rector 220/66 System | Venida 66/12 (D)
WDT708 | 2011-03-31 | 2011-01-11 | 2011-08-15 | WDAT | GIP - Fast Track | Fast Track | Inactive | Withdrawn | 2012-05-10 | Withdrawn (No Agrmt) | No |  |  | Photovoltaic(1.98) | 1.98 | Kern | CA | 2011-08-01 | 2011-08-01 | Quinn: Carver 12 kV Line | CARVER 12KV | Vestal 220kV bus | San Joaquin Region | Carver | Vestal 220/66 System | Quinn 66/12 (D)
WDT709 |  | 2011-01-12 |  | WDAT | SGIP | Serial | Inactive | Withdrawn | 2011-03-31 | Withdrawn (No Agrmt) | No |  |  | Photovoltaic(12) | 12 |  |  | 2011-04-01 | 2011-04-01 | Hanford 66 kV Bus | Vestal 66kV | Vestal 220kV bus
WDT710 |  | 2011-01-13 |  | WDAT | SGIP | WDAT SGIP Transition | Inactive | Withdrawn | 2011-03-30 | Withdrawn (No Agrmt) | No |  |  | Photovoltaic(0.5) | 0.5 |  |  | 2011-10-01 | 2011-10-01 | Applicant requests interconnection at 13230 San Bernardino Ave, Fontana, CA 92335 near structure # P5509052 | CALABASH 12KV | Etiwanda 220/66 | Desert Region | Calabash | Etiwanda 220/66 System | Declez 66/12 (D)
WDT711 |  | 2011-01-13 |  | WDAT | SGIP | WDAT SGIP Transition | Inactive | Withdrawn | 2011-03-30 | Withdrawn (No Agrmt) | No |  |  | Photovoltaic(1) | 1 |  |  | 2011-11-01 | 2011-11-01 | Applicant requests interconnection at 13550 Valley Blvd, Fontana, CA 92335 near structure # P5528812 | SPEEDWAY 12KV | Etiwanda 220/66 | Desert Region | Speedway | Etiwanda 220/66 System | Declez 66/12 (D)
WDT712 |  | 2011-01-13 |  | WDAT | SGIP | WDAT SGIP Transition | Inactive | Withdrawn | 2011-04-06 | Withdrawn (No Agrmt) | No |  |  | Photovoltaic(1.5) | 1.5 |  | CA | 2011-08-01 | 2011-08-01 | Applicant requests interconnection at 9211 E Kaiser Way, Fontana, CA 92335 near structure # P5509059 | CALABASH 12KV | Etiwanda 220/66 | Desert Region | Calabash | Etiwanda 220/66 System | Declez 66/12 (D)
WDT713 |  | 2011-01-13 |  | WDAT | SGIP | WDAT SGIP Transition | Inactive | Withdrawn | 2011-03-30 | Withdrawn (No Agrmt) | No |  |  | Photovoltaic(1.5) | 1.5 |  |  | 2011-08-01 | 2011-08-01 | Applicant Requests interconnection at 2496 West Walnut Ave, Rialto, Ca 92376 near structure # 5536082 | DORSEY 12KV | Etiwanda 220/66 System | Desert Region | Dorsey | Etiwanda 220/66 System | Alder 66/12 (D)
WDT714 | 2011-01-13 | 2011-01-13 |  | WDAT | SGIP | WDAT SGIP Transition | Inactive | Withdrawn | 2011-03-30 | Withdrawn (No Agrmt) | No |  |  | Photovoltaic(1.5) | 1.5 | san bernardino | CA | 2011-05-01 | 2011-05-01 | Casmalia 12kV | CASMALIA 12KV | Etiwanda 220/66 | Desert Region | Casmalia | Etiwanda 220/66 System | Alder 66/12 (D)
WDT715 |  | 2011-01-25 |  | WDAT | SGIP | Serial | Inactive | Withdrawn | 2011-05-03 | Withdrawn (No Agrmt) | No |  |  | Photovoltaic(1.5) | 1.5 | Riverside | CA | 2011-08-01 | 2011-08-01 | Terra Bella 12kV line Pole # 1992095E | DEER 12KV | Vestal 220kV bus | San Joaquin Region | Deer | Vestal 220/66 System | Terra Bella 66/12 (D)
WDT716 | 2011-03-31 | 2011-01-26 | 2011-04-08 | WDAT | GIP - Fast Track | Fast Track | Inactive | Withdrawn | 2011-06-08 | Withdrawn (No Agrmt) | No |  |  | Photovoltaic(20) | 20 | San Bernardino | CA | 2012-12-31 | 2012-12-31 | Hi Desert: SHEEPHOLE 33 kV line | SHEEPHOLE 33KV | Devers 220/115 | Desert Region | Sheephole | Devers 220/115 System | Hi Desert 115/33 (D)
WDT717 | 2011-03-31 | 2011-01-26 | 2011-05-04 | WDAT | GIP - Fast Track | Fast Track | Inactive | Withdrawn | 2012-03-29 | Withdrawn (No Agrmt) | No |  |  | Photovoltaic(1) | 1 | Orange | CA | 2012-08-01 | 2012-08-01 | Brea: Baja 12 kV Line | BAJA 12KV | Olinda 220/66 | Orange Region | Baja | Olinda 220/66 System | Brea 66/12 (D)
WDT718 | 2011-03-31 | 2011-01-26 | 2011-05-03 | WDAT | GIP - Fast Track | Fast Track | Inactive | Withdrawn | 2012-03-29 | Withdrawn (No Agrmt) | No |  |  | Photovoltaic(1) | 1 | Orange | CA | 2012-08-01 | 2012-08-01 | Viejo: Firme 12 kV Line | Consejo 12kV | Viejo 220/66 | Orange Region | Consejo | Viejo 220/66 System | Viejo 66/12 (D)
WDT719 | 2011-03-29 | 2011-01-26 | 2011-05-11 | WDAT | GIP - Fast Track | Fast Track | Inactive | Withdrawn | 2012-03-29 | Withdrawn (No Agrmt) | No |  |  | Photovoltaic(1.5) | 1.5 | Los Angeles | CA | 2012-08-01 | 2012-08-01 | Santa Fe Springs: Starbuck 12 kV Line | STARBUCK 12KV | Center 220/66 | Metro West Region | Starbuck | Center 220/66 System | Santa Fe Springs 66/12 (D)
WDT720 | 2011-03-29 | 2011-01-26 | 2011-05-03 | WDAT | GIP - Fast Track | Fast Track | Inactive | Withdrawn | 2012-03-06 | Withdrawn (No Agrmt) | No |  |  | Photovoltaic(2) | 2 | San Bernardino | CA | 2012-08-01 | 2012-08-01 | Milliken: Drambuie 12 kV Line | MIDORI 12KV | Mira Loma 220/66 | Metro East Region | Midori | Mira Loma 220/66 System | Milliken 66/12 (D)
WDT721 | 2011-03-31 | 2011-01-26 | 2011-05-06 | WDAT | GIP - Fast Track | Fast Track | Inactive | Withdrawn | 2011-05-25 | Withdrawn (No Agrmt) | No |  |  | Photovoltaic(1.5) | 1.5 | Los Angeles | CA | 2012-08-01 | 2012-08-01 | Trident 12kV | Trident 12kV | Walnut 220/66 | Metro East Region | Trident | Walnut 220/66 System | Nogales 66/12 (D)
WDT722 | 2011-03-30 | 2011-01-26 | 2011-05-04 | WDAT | GIP - Fast Track | Fast Track | Inactive | Withdrawn | 2012-03-06 | Withdrawn (No Agrmt) | No |  |  | Photovoltaic(1) | 1 | Riverside | CA | 2012-08-01 | 2012-08-01 | Brotherton 12kV | BROTHERTON 12KV | Mira Loma 220/66 | Metro East Region | Brotherton | Mira Loma 220/66 System | Corona 66/12 (D)
WDT723 | 2011-03-31 | 2011-01-26 | 2011-05-05 | WDAT | GIP - Fast Track | Fast Track | Inactive | Withdrawn | 2012-03-06 | Withdrawn (No Agrmt) | No |  |  | Photovoltaic(1) | 1 | San Bernardino | CA | 2012-08-01 | 2012-08-01 | Wimbledon: Sampras 12 kV Line | SAMPRAS 12KV | Etiwanda 220/66 | Desert Region | Sampras | Etiwanda 220/66 System | Wimbledon 66/12 (D)
WDT725 | 2011-03-31 | 2011-02-02 |  | WDAT | GIP - Cluster Study | QC_004 | Inactive | Withdrawn | 2011-02-25 | Withdrawn (No Agrmt) | No |  |  | Photovoltaic(40) | 40 |  |  | 2013-12-01 | 2013-12-01 | Rosamond 69kV Substation |  | Antelope 220/66
WDT726 | 2011-03-31 | 2011-02-02 | 2011-03-30 | WDAT | SGIP | WDAT SGIP Transition | Inactive | Withdrawn | 2012-03-23 | Withdrawn (No Agrmt) | No |  |  | Photovoltaic(0.5) | 0.5 | Los Angeles | CA | 2013-08-01 | 2013-08-01 | Oasis - Tortoise 66 kV Line | Tortoise 69kV line | Antelope 220/66
WDT727 | 2011-03-31 | 2011-02-02 | 2011-03-30 | WDAT | SGIP | WDAT SGIP Transition | Inactive | Withdrawn | 2012-03-02 | Withdrawn (No Agrmt) | No |  |  | Photovoltaic(20) | 20 | Los Angeles | CA | 2013-10-01 | 2013-10-01 | Little Rock - Wilsona 66 kV Line | Little Rock - Wilsona 69kV line | Antelope 220/66
WDT728 | 2011-02-07 | 2011-02-07 |  | WDAT | GIP - Fast Track | Fast Track | Inactive | Withdrawn | 2012-07-23 | Withdrawn (No Agrmt) | No |  |  | Photovoltaic(1.5) | 1.5 | San Bernardino | CA | 2012-08-01 | 2012-08-01 | Cucamonga: Garlits 12 kV Line | Garlits 12kV | Padua 220/66 | Metro East Region | Garlits | Padua 220/66 System | Cucamonga 66/12 (D)
WDT729 | 2011-03-31 | 2011-02-07 | 2011-04-19 | WDAT | GIP - Fast Track | Fast Track | Inactive | Withdrawn | 2012-03-06 | Withdrawn (No Agrmt) | No |  |  | Photovoltaic(1) | 1 | Los Angeles | CA | 2012-08-01 | 2012-08-01 | Laguna Bell: Cal strip 16 kV Line | CAL STRIP 16KV | Laguna Bell AB 220/66 | Metro West Region | Cal Strip | Laguna Bell AB 220/66 System | Laguna Bell 66/16 (D)
WDT730 | 2011-03-31 | 2011-02-07 | 2011-04-29 | WDAT | GIP - Fast Track | Fast Track | Inactive | Withdrawn | 2012-03-06 | Withdrawn (No Agrmt) | No |  |  | Photovoltaic(2) | 2 | San Bernardino | CA | 2012-08-01 | 2012-08-01 | Milliken: Redlabel 12 kV Line | REDLABEL 12KV | Mira Loma 220/66 | Metro East Region | Redlabel | Mira Loma 220/66 System | Milliken 66/12 (D)
WDT731 | 2011-03-31 | 2011-02-07 | 2011-04-29 | WDAT | GIP - Fast Track | Fast Track | Inactive | Withdrawn | 2012-03-06 | Withdrawn (No Agrmt) | No |  |  | Photovoltaic(1) | 1 | San Bernardino | CA | 2012-08-01 | 2012-08-01 | Cucamonga: Sneva 12 kV Line | Sneva 12kV | Padua 220/66 | Metro East Region | Sneva | Padua 220/66 System | Cucamonga 66/12 (D)
WDT732 | 2011-03-31 | 2011-02-07 | 2011-04-29 | WDAT | SGIP | WDAT SGIP Transition | Inactive | Withdrawn | 2011-05-25 | Withdrawn (No Agrmt) | No |  |  | Photovoltaic(2.5) | 2.5 | san bernardino | CA | 2012-08-01 | 2012-08-01 | Earnhardt 12kV | Earnhardt 12kV | Padua 220/66 | Metro East Region | Earnhardt | Padua 220/66 System | Cucamonga 66/12 (D)
WDT733 | 2011-03-31 | 2011-02-07 | 2011-05-06 | WDAT | GIP - Fast Track | Fast Track | Inactive | Withdrawn | 2012-07-23 | Withdrawn (No Agrmt) | No |  |  | Photovoltaic(0.85) | 0.85 | San Bernardino | CA | 2012-08-01 | 2012-08-01 | Wimbledon: Graf 12 kV Line | GRAF 12KV | Etiwanda 220/66 | Desert Region | Graf | Etiwanda 220/66 System | Wimbledon 66/12 (D)
WDT734 | 2011-03-31 | 2011-02-07 | 2011-04-28 | WDAT | GIP - Fast Track | Fast Track | Inactive | Withdrawn | 2012-03-06 | Withdrawn (No Agrmt) | No |  |  | Photovoltaic(1) | 1 | Los Angeles | CA | 2012-08-01 | 2012-08-01 | Carson: Sigma 12 kV Line | RAHN 16KV | Lighthipe 220/66 | Metro West Region | Rahn | Lighthipe 220/66 System | Carson 66/16 (D)
WDT735 | 2011-03-31 | 2011-02-07 | 2011-05-05 | WDAT | GIP - Fast Track | Fast Track | Inactive | Withdrawn | 2012-03-06 | Withdrawn (No Agrmt) | No |  |  | Photovoltaic(0.5) | 0.5 | Orange | CA | 2012-08-01 | 2012-08-01 | Chestnut: Coco 12 kV Line | Coco 12kV | Johanna 220/66 | Orange Region | Coco | Johanna 220/66 System | Chestnut 66/12 (D)
WDT736 | 2011-03-31 | 2011-02-07 | 2011-05-03 | WDAT | GIP - Fast Track | Fast Track | Inactive | Withdrawn | 2012-03-06 | Withdrawn (No Agrmt) | No |  |  | Photovoltaic(1.25) | 1.25 | San Bernardino | CA | 2012-08-01 | 2012-08-01 | Wimbledon: Chang 12 kV Line | CHANG 12KV | Etiwanda 220/66 | Desert Region | Chang | Etiwanda 220/66 System | Wimbledon 66/12 (D)
WDT737 |  | 2011-02-07 |  | WDAT | SGIP | WDAT SGIP Transition | Inactive | Withdrawn | 2011-05-03 | Withdrawn (No Agrmt) | No |  |  | Photovoltaic(1.5) | 1.5 | orange | CA | 2012-08-01 | 2012-08-01 | Cuba 12kV | CUBA 12KV | Barre 220/66 | Orange Region | Cuba | Barre 220/66 System | Ely 66/12 (D)
WDT738 |  | 2011-02-15 |  | WDAT | SGIP | Serial | Inactive | Withdrawn | 2011-04-21 | Withdrawn (No Agrmt) | No |  |  | Photovoltaic(10) | 10 |  |  | 2013-12-31 | 2013-12-31 | Area of Rosamond Substation |  | Antelope 220/66 | North Coast Region |  | Antelope 220/66 System | Rosamond 66/12 (D)
WDT739 | 2011-03-31 | 2011-03-02 |  | WDAT | GIP - Fast Track | Fast Track | Inactive | Withdrawn | 2011-06-07 | Withdrawn (No Agrmt) | No |  |  | Photovoltaic(1.5) | 1.5 | San Bernardino | CA | 2012-08-01 | 2012-08-01 | Whitehorse 12kV | WHITEHORSE 12KV | Mira Loma 220/66 | Metro East Region | Whitehorse | Mira Loma 220/66 System | Milliken 66/12 (D)
WDT740 | 2011-03-02 | 2011-03-02 |  | WDAT | GIP - Fast Track | Fast Track | Inactive | Withdrawn | 2012-07-23 | Withdrawn (No Agrmt) | No |  |  | Photovoltaic(1) | 1 | San Bernardino | CA | 2012-08-01 | 2012-08-01 | Etiwanda: Stooges 12 kV Line | STOOGES 12KV | Etiwanda 220/66 | Desert Region | Stooges | Etiwanda 220/66 System | Etiwanda 66/12 (D)
WDT741 | 2011-03-31 | 2011-03-02 | 2011-04-29 | WDAT | GIP - Fast Track | Fast Track | Inactive | Withdrawn | 2011-05-25 | Withdrawn (No Agrmt) | No |  |  | Photovoltaic(2) | 2 | san bernardino | CA | 2012-08-01 | 2012-08-01 | Midori 12kV | MIDORI 12KV | Mira Loma 220/66 | Metro East Region | Midori | Mira Loma 220/66 System | Milliken 66/12 (D)
WDT742 | 2011-03-02 | 2011-03-02 |  | WDAT | GIP - Fast Track | Fast Track | Inactive | Withdrawn | 2012-07-23 | Withdrawn (No Agrmt) | No |  |  | Photovoltaic(0.5) | 0.5 | San Bernardino | CA | 2012-08-01 | 2012-08-01 | Wimbledon: Chang 12 kV Line | CHANG 12KV | Etiwanda 220/66 | Desert Region | Chang | Etiwanda 220/66 System | Wimbledon 66/12 (D)
WDT743 |  | 2011-03-02 |  | WDAT | SGIP | WDAT SGIP Transition | Inactive | Withdrawn | 2011-04-29 | Withdrawn (No Agrmt) | No |  |  | Photovoltaic(2) | 2 | Riverside | CA | 2012-08-01 | 2012-08-01 | Mcenroe 12kV | MCENROE 12KV | Etiwanda 220/66 | Desert Region | McEnroe | Etiwanda 220/66 System | Wimbledon 66/12 (D)
WDT744 | 2011-03-31 | 2011-03-03 |  | WDAT | SGIP | Fast Track | Inactive | Withdrawn | 2011-05-02 | Withdrawn (No Agrmt) | No |  |  | Photovoltaic(1.5) | 1.5 | Los Angeles | CA | 2011-10-30 | 2011-10-30 | Ave R/Vic 220 St E., Black Butte, CA 93591 | MAVERICK 12KV | Antelope 220/66 | North Coast Region | Maverick | Antelope 220/66 System | Wilsona 66/12 (D)
WDT745 |  | 2011-03-07 |  | WDAT | SGIP | Serial | Inactive | Withdrawn | 2011-03-22 | Withdrawn (No Agrmt) | No |  |  | Photovoltaic(10) | 10 |  |  | 2013-12-31 | 2013-12-31 | Rosamond Substation - 12kV | BUTTE 12KV | Antelope 220/66 | North Coast Region | Butte | Antelope 220/66 System | Rosamond 66/12 (D)
WDT746 | 2011-03-31 | 2011-03-08 | 2011-05-10 | WDAT | GIP - Fast Track | Fast Track | Inactive | Withdrawn | 2012-01-27 | Withdrawn (No Agrmt) | No |  |  | Fuel Cell(0.9) | 0.9 | Tulare | CA | 2011-11-01 | 2011-11-01 | Goshen: Manzanillo 12 kV Line | MANZANILLO 12KV | Rector 220/66 | San Joaquin Region | Manzanillo | Rector 220/66 System | Goshen 66/12 (D)
WDT747 | 2011-03-31 | 2011-03-28 | 2011-04-28 | WDAT | GIP - Cluster Study | QC_004 | Inactive | Withdrawn | 2012-02-24 | Withdrawn (No Agrmt) | No |  |  | Photovoltaic(20) | 20 | San Bernardino | CA | 2013-04-30 | 2013-04-30 | Cool Water - Tie Fort 115 kV Line
WDT748 |  | 2011-03-28 |  | WDAT | GIP - Fast Track | Fast Track | Inactive | Withdrawn | 2011-04-25 | Withdrawn (No Agrmt) | No |  |  |  | 1.5 | San Bernardino | CA |  |  | Judy 12kV | JUDY 12KV | Kramer 220/115 | Rurals Region | Judy | Kramer 220/115 System | Ordway 33/12 (D)
WDT749 | 2011-03-31 | 2011-03-28 | 2011-04-28 | WDAT | GIP - Cluster Study | QC_004 | Inactive | Withdrawn | 2011-06-06 | Withdrawn (No Agrmt) | No |  |  | Photovoltaic(18) | 18 | San Bernardino | CA | 2013-06-01 | 2013-06-01 | Lockhart 33kV | LOCKHART 33KV |  | Rurals Region | Lockhart | Kramer 220/115 System | Kramer 115/33 (D)
WDT750FT |  | 2011-03-28 |  | WDAT | GIP - Fast Track | Fast Track | Inactive | Withdrawn | 2011-05-17 | Withdrawn (No Agrmt) | No |  |  | Photovoltaic(1.5) | 1.5 | Los Angeles | CA | 2011-11-30 | 2011-11-30 | corner of 180th St. E. & Ave. R-8, Black Butte CA 93591 | SUN VILLAGE 12KV | Antelope 220/66 | North Coast Region | Sun Village | Antelope 220/66 System | Little Rock 66/12 (D)
WDT751FT | 2011-03-29 | 2011-03-29 |  | WDAT | GIP - Fast Track | Fast Track | Inactive | Withdrawn | 2011-04-29 | Withdrawn (No Agrmt) | No |  |  | Photovoltaic(0.99) | 0.99 | Ventura | CA |  |  | Ditch 16kV | Ditch 16kV | Santa Clara 220/66 | North Coast Region | Ditch | Santa Clara 220/66 System | Gonzales 66/16 (D)
WDT752 | 2011-03-31 | 2011-03-30 | 2011-04-29 | WDAT | GIP - Cluster Study | QC_004 | Inactive | Withdrawn | 2011-05-13 | Withdrawn (No Agrmt) | No |  |  | Photovoltaic(1) | 1 | San Bernardino | CA | 2011-10-05 | 2011-10-05 | Durox 12kV | Durox 12kV | San Bernardino 220/66 | Desert Region | Durox | San Bernardino 220/66 System | Timoteo 66/12 (D)
WDT752ISP | 2011-03-31 | 2011-03-31 | 2011-05-09 | WDAT | GIP - ISP | ISP | Active - Post IA | In-Service |  | Executed - In Effect | Yes | 2011-08-08 |  | Photovoltaic(1) | 1 | San Bernardino | CA | 2011-10-05 | 2011-10-05 | Timoteo: DUROX 12 kV line | Durox 12kV | San Bernardino 220kV bus | Desert Region | Durox | San Bernardino 220/66 System | Timoteo 66/12 (D)
WDT753 | 2011-03-31 | 2011-03-30 | 2011-05-10 | WDAT | GIP - Cluster Study | QC_004 | Inactive | Withdrawn | 2011-06-27 | Withdrawn (No Agrmt) | No |  |  | Photovoltaic(0.99) | 0.99 | San Bernardino | CA | 2012-05-28 | 2012-05-28 | Speedway 12kV | SPEEDWAY 12KV | Etiwanda 220/66 | Desert Region | Speedway | Etiwanda 220/66 System | Declez 66/12 (D)
WDT753ISP | 2011-03-31 | 2011-03-31 |  | WDAT | GIP - ISP | ISP | Inactive | Withdrawn | 2011-05-10 | Withdrawn (No Agrmt) | No |  |  | Photovoltaic(0.99) | 0.99 | San Bernardino | CA | 2012-05-28 | 2012-05-28 | Sampras 12kV | SAMPRAS 12KV | Etiwanda 220/66 | Desert Region | Sampras | Etiwanda 220/66 System | Wimbledon 66/12 (D)
WDT754 | 2011-03-31 | 2011-03-30 | 2011-05-12 | WDAT | GIP - Cluster Study | QC_004 | Inactive | IA Terminated |  | Terminated | Yes | 2012-03-15 | 2011-05-13 | Photovoltaic(0.49) | 0.49 | San Bernardino | CA | 2011-09-15 | 2011-09-15 | Calabash 12kV | CALABASH 12KV | Etiwanda 220/66 | Desert Region | Calabash | Etiwanda 220/66 System | Declez 66/12 (D)
WDT754ISP | 2011-03-31 | 2011-03-31 | 2011-05-12 | WDAT | GIP - ISP | ISP | Active - Post IA | In-Service |  | Executed - In Effect | Yes | 2012-06-27 |  | Photovoltaic(0.5) | 0.5 | San Bernardino | CA | 2011-09-15 | 2011-09-15 | CALABASH 12KV | CALABASH 12KV | Etiwanda 220kV bus | Desert Region | Calabash | Etiwanda 220/66 System | Declez 66/12 (D)
WDT755 | 2011-03-31 | 2011-03-30 | 2011-05-12 | WDAT | GIP - Cluster Study | QC_004 | Inactive | Withdrawn | 2011-07-11 | Withdrawn (No Agrmt) | No |  |  | Photovoltaic(1) | 1 | San Bernardino | CA | 2011-10-02 | 2011-10-02 | Speedway 12kV | SPEEDWAY 12KV | Etiwanda 220/66 | Desert Region | Speedway | Etiwanda 220/66 System | Declez 66/12 (D)
WDT755ISP | 2011-03-31 | 2011-03-31 |  | WDAT | GIP - ISP | ISP | Active - Post IA | In-Service |  | Executed - In Effect | Yes | 2012-04-16 |  | Photovoltaic(1) | 1 | San Bernardino | CA | 2011-10-02 | 2011-10-02 | SPEEDWAY 12KV | SPEEDWAY 12KV | Etiwanda 220kV bus | Desert Region | Speedway | Etiwanda 220/66 System | Declez 66/12 (D)
WDT756 | 2011-03-31 | 2011-03-30 | 2011-05-12 | WDAT | GIP - Cluster Study | QC_004 | Inactive | Withdrawn | 2011-10-28 | Withdrawn (No Agrmt) | No |  |  | Photovoltaic(1) | 1 | San Bernardino | CA | 2013-01-31 | 2013-01-31 | Highland: THOMPSEN 12 kV line | THOMPSEN 12KV | San Bernardino 220/66 | Desert Region | Thompsen | San Bernardino 220/66 System | Highland 66/12 (D)
WDT756ISP | 2011-03-31 | 2011-03-31 |  | WDAT | GIP - ISP | ISP | Inactive | Withdrawn | 2011-10-01 | Withdrawn (No Agrmt) | No |  |  | Photovoltaic(1) | 1 | San Bernardino | CA | 2013-01-31 | 2013-01-31 | Thompsen 12kV | THOMPSEN 12KV | San Bernardino 220/66 | Desert Region | Thompsen | San Bernardino 220/66 System | Highland 66/12 (D)
WDT757 | 2011-03-31 | 2011-03-30 | 2011-05-10 | WDAT | GIP - Cluster Study | QC_004 | Inactive | Withdrawn | 2011-06-27 | Withdrawn (No Agrmt) | No |  |  | Photovoltaic(1) | 1 | San Bernardino | CA | 2012-05-29 | 2012-05-29 | Calabash 12kV | CALABASH 12KV | Etiwanda 220/66 | Desert Region | Calabash | Etiwanda 220/66 System | Declez 66/12 (D)
WDT757ISP | 2011-03-31 | 2011-03-31 |  | WDAT | GIP - ISP | ISP | Inactive | Withdrawn | 2011-05-10 | Withdrawn (No Agrmt) | No |  |  | Photovoltaic(1) | 1 | San Bernardino | CA | 2012-05-29 | 2012-05-29 | Benny 12kV | BENNY 12KV | Etiwanda 220/66 | Desert Region | Benny | Etiwanda 220/66 System | Etiwanda 66/12 (D)
WDT758 | 2011-03-31 | 2011-03-30 | 2011-05-12 | WDAT | GIP - Cluster Study | QC_004 | Inactive | Withdrawn | 2011-08-10 | Withdrawn (No Agrmt) | No |  |  | Photovoltaic(0.5) | 0.5 | San Bernardino | CA | 2011-08-09 | 2011-08-09 | Dorsey 12kV | DORSEY 12KV | Etiwanda 220/66 | Desert Region | Dorsey | Etiwanda 220/66 System | Alder 66/12 (D)
WDT758ISP | 2011-03-31 | 2011-03-31 |  | WDAT | GIP - ISP | ISP | Inactive | Withdrawn | 2011-08-10 | Withdrawn (No Agrmt) | No |  |  | Photovoltaic(0.5) | 0.5 | San Bernardino | CA | 2011-08-09 | 2011-08-09 | Dorsey 12kV | DORSEY 12KV | Etiwanda 220/66 | Desert Region | Dorsey | Etiwanda 220/66 System | Alder 66/12 (D)
WDT759 | 2011-03-31 | 2011-03-30 | 2011-04-29 | WDAT | GIP - Cluster Study | QC_004 | Inactive | Withdrawn | 2011-05-13 | Withdrawn (No Agrmt) | No |  |  | Photovoltaic(1.5) | 1.5 | San Bernardino | CA | 2011-04-19 | 2011-04-19 | Casmalia 12kV | CASMALIA 12KV | Etiwanda 220/66 | Desert Region | Casmalia | Etiwanda 220/66 System | Alder 66/12 (D)
WDT759ISP | 2011-03-31 | 2011-03-31 | 2011-05-09 | WDAT | GIP - ISP | ISP | Active - Post IA | In-Service |  | Executed - In Effect | Yes | 2012-02-21 |  | Photovoltaic(1.5) | 1.5 | San Bernardino | CA | 2011-04-19 | 2011-04-19 | CASMALIA 12KV | CASMALIA 12KV | Etiwanda 220kV bus | Desert Region | Casmalia | Etiwanda 220/66 System | Alder 66/12 (D)
WDT760 | 2011-03-31 | 2011-03-30 | 2011-05-11 | WDAT | GIP - Cluster Study | QC_004 | Inactive | Withdrawn | 2012-01-13 | Withdrawn (No Agrmt) | No |  |  | Photovoltaic(1) | 1 | San Bernardino | CA | 2012-02-02 | 2012-02-02 | Alder: Dorsey 12 kV Line | DORSEY 12KV | Etiwanda 220/66 | Desert Region | Dorsey | Etiwanda 220/66 System | Alder 66/12 (D)
WDT760ISP | 2011-03-31 | 2011-03-31 |  | WDAT | GIP - ISP | ISP | Inactive | Withdrawn | 2011-05-11 | Withdrawn (No Agrmt) | No |  |  | Photovoltaic(1) | 1 | San Bernardino | CA | 2012-02-02 | 2012-02-02 | Dorsey 12kV | DORSEY 12KV | Etiwanda 220/66 | Desert Region | Dorsey | Etiwanda 220/66 System | Alder 66/12 (D)
WDT761 | 2011-03-31 | 2011-03-30 | 2011-05-09 | WDAT | GIP - Cluster Study | QC_004 | Inactive | Withdrawn | 2011-05-13 | Withdrawn (No Agrmt) | No |  |  | Photovoltaic(1) | 1 | San Bernardino | CA | 2011-09-14 | 2011-09-14 | Lena 12kV out of Cardif Sub near 570 Mill St. San Bernardino, CA 92408 | LENA 12KV | San Bernardino 220/66 | Desert Region | Warm Creek | San Bernardino 220/66 System | Cardiff 66/12 (D)
WDT761ISP | 2011-03-31 | 2011-03-31 | 2011-05-09 | WDAT | GIP - ISP | ISP | Active - Post IA | In-Service (Conditional PTO) |  | Executed - In Effect | Yes | 2012-09-15 |  | Photovoltaic(0.5) | 0.5 | San Bernardino | CA | 2011-09-14 | 2011-09-14 | WARM CREEK 12KV | WARM CREEK 12KV | San Bernardino 220kV bus | Desert Region | Warm Creek | San Bernardino 220/66 System | Cardiff 66/12 (D)
WDT762 | 2011-03-31 | 2011-03-30 | 2011-05-10 | WDAT | GIP - Cluster Study | QC_004 | Inactive | Withdrawn | 2011-05-13 | Withdrawn (No Agrmt) | No |  |  | Photovoltaic(0.5) | 0.5 | San Bernardino | CA | 2011-11-20 | 2011-11-20 | Bacardi 12kV | BACARDI 12KV | Mira Loma 220/66 | Metro East Region | Bacardi | Mira Loma 220/66 System | Milliken 66/12 (D)
WDT762ISP | 2011-03-31 | 2011-03-31 | 2011-05-10 | WDAT | GIP - ISP | ISP | Active - Post IA | In-Service (Conditional PTO) |  | Executed - In Effect | Yes | 2012-09-15 |  | Photovoltaic(0.5) | 0.5 | San Bernardino | CA | 2011-11-20 | 2011-11-20 | BACARDI 12KV | BACARDI 12KV | Mira Loma 220kV bus | Metro East Region | Bacardi | Mira Loma 220/66 System | Milliken 66/12 (D)
WDT763 | 2011-03-31 | 2011-03-30 | 2011-05-10 | WDAT | GIP - Cluster Study | QC_004 | Inactive | Withdrawn | 2012-11-14 | Withdrawn (No Agrmt) | No |  |  | Photovoltaic(7) | 7 | Kern | CA | 2012-09-19 | 2012-09-19 | Delano: Driver 12 kV Line | DRIVER 12KV | Vestal 220kV bus | San Joaquin Region | Driver | Vestal 220/66 System | Delano 66/12 (D)
WDT763ISP | 2011-03-31 | 2011-03-31 |  | WDAT | GIP - ISP | ISP | Inactive | Withdrawn | 2011-05-09 | Withdrawn (No Agrmt) | No |  |  | Photovoltaic(3.49) | 3.49 | Kern | CA | 2012-09-19 | 2012-09-19 | Driver 12kV out of Delano Sub | DRIVER 12KV | Vestal 220kV bus | San Joaquin Region | Driver | Vestal 220/66 System | Delano 66/12 (D)
WDT764 | 2011-03-31 | 2011-03-31 | 2011-05-11 | WDAT | GIP - Cluster Study | QC_004 | Inactive | Withdrawn | 2012-10-30 | Withdrawn (No Agrmt) | No |  |  | Photovoltaic(5.99) | 5.99 | Riverside | CA | 2013-02-24 | 2013-02-24 | Farrell: AUTRY 12 kV line | AUTRY 12KV | Devers 220/115 | Desert Region | Autry | Devers 220/115 System | Farrell 115/12 (D)
WDT764ISP | 2011-03-31 | 2011-03-31 |  | WDAT | GIP - ISP | ISP | Inactive | Withdrawn | 2011-05-10 | Withdrawn (No Agrmt) | No |  |  | Photovoltaic(5.99) | 5.99 | Riverside | CA | 2013-02-24 | 2013-02-24 | Autry 12kV out of Farrel Sub near Indian Canyon dr. and San Rafael rd, Palm Spring, CA 92262 | AUTRY 12KV | Devers 220/115 | Desert Region | Autry | Devers 220/115 System | Farrell 115/12 (D)
WDT765 | 2011-03-31 | 2011-03-30 | 2011-05-10 | WDAT | GIP - Cluster Study | QC_004 | Inactive | Withdrawn | 2011-06-15 | Withdrawn (No Agrmt) | No |  |  | Photovoltaic(3.49) | 3.49 | Kern | CA | 2012-09-19 | 2012-09-19 | Browning 12 kV Bus | POND 12KV | Vestal 220kV bus | San Joaquin Region | Pond | Vestal 220/66 System | Browning 66/12 (D)
WDT765ISP | 2011-03-31 | 2011-03-31 |  | WDAT | GIP - ISP | ISP | Inactive | Withdrawn | 2011-05-09 | Withdrawn (No Agrmt) | No |  |  | Photovoltaic(3.49) | 3.49 | Kern | CA | 2012-09-19 | 2012-09-19 | Pond 12kV out of Browning sub | POND 12KV | Vestal 220kV bus | San Joaquin Region | Pond | Vestal 220/66 System | Browning 66/12 (D)
WDT766 | 2011-03-31 | 2011-03-30 | 2011-05-12 | WDAT | GIP - Cluster Study | QC_004 | Inactive | Withdrawn | 2011-07-11 | Withdrawn (No Agrmt) | No |  |  | Photovoltaic(0.99) | 0.99 | Los Angeles | CA | 2013-02-24 | 2013-02-24 | Overhead 12kV line serving 2211 Carson st. Carson CA 90810 | EDGAR 12KV | Lighthipe 220/66 | Metro West Region | Stocco | Lighthipe 220/66 System | Alon 66/12 (D)
WDT766FT | 2011-03-31 | 2011-03-31 |  | WDAT | GIP - Fast Track | Fast Track | Inactive | IA Terminated |  | Terminated | Yes | 2012-03-28 | 2012-08-08 | Photovoltaic(0.99) | 0.99 | Carson | CA | 2013-02-24 | 2013-02-24 | Alon: Edgar 12 kV Line | EDGAR 12KV | Lighthipe 220/66 | Metro West Region | Edgar | Lighthipe 220/66 System | Alon 66/12 (D)
WDT767 | 2011-03-31 | 2011-03-30 | 2011-04-29 | WDAT | GIP - Cluster Study | QC_004 | Inactive | Withdrawn | 2011-06-03 | Withdrawn (No Agrmt) | No |  |  | Photovoltaic(19.2) | 19.2 | San Bernardino | CA | 2013-01-01 | 2013-01-01 | NW Corner of Valla Vista Road & Bagdad Hwy., Twentynine Palms (just outside city limits) |  | Devers 220/115 | Desert Region |  | Devers 220/115 System | Hi Desert 115/33 (D)
WDT768 | 2011-03-31 | 2011-03-30 | 2011-05-04 | WDAT | GIP - Cluster Study | QC_004 | Inactive | IA Terminated |  | Terminated | Yes | 2015-02-06 | 2015-04-15 | Photovoltaic(2) | 2 | Ventura | CA | 2012-10-31 | 2016-05-01 | Gonzales: Ditch 16 kV Line | Ditch 16kV | Santa Clara 220/66 | North Coast Region | Ditch | Santa Clara 220/66 System | Gonzales 66/16 (D)
WDT769FT |  | 2011-03-30 |  | WDAT | GIP - Fast Track | Fast Track | Inactive | Withdrawn | 2011-04-28 | Withdrawn (No Agrmt) | No |  |  | Photovoltaic(4.25) | 4.25 | Riverside | CA |  | 2013-07-01 | SCE existing 12kV line feeding into Pauba 115_12kV Sub
WDT770 | 2011-03-31 | 2011-03-31 |  | WDAT | GIP - Cluster Study | QC_004 | Inactive | Withdrawn | 2012-03-31 | Withdrawn (No Agrmt) | No |  |  | Photovoltaic(20) | 20 | Kern | CA | 2013-03-03 | 2013-03-03 | Holgate - Kramer 115 kV Line | Holgate 115kV line
WDT771 | 2011-03-31 | 2011-03-31 | 2011-04-28 | WDAT | GIP - Cluster Study | QC_004 | Inactive | Withdrawn | 2011-07-08 | Withdrawn (No Agrmt) | No |  |  | Photovoltaic(55) | 55 | Tulare | CA |  | 2013-01-01 | Liberty - Rector 66 kV Line | Rector 66kV | Rector 220/66
WDT772 | 2011-03-31 | 2011-03-31 | 2011-04-28 | WDAT | GIP - Cluster Study | QC_004 | Inactive | Withdrawn | 2012-02-27 | Withdrawn (No Agrmt) | No |  |  | Photovoltaic(50) | 50 | Tulare | CA |  | 2013-01-01 | Laurel - Octol 66 kV Line | Vestal 66kV | Rector 220/66
WDT773 | 2011-03-31 | 2011-03-31 | 2011-04-26 | WDAT | GIP - Cluster Study | QC_004 | Inactive | Withdrawn | 2012-02-27 | Withdrawn (No Agrmt) | No |  |  | Photovoltaic(20) | 20 | Tulare | CA |  | 2013-01-01 | Springville - Strathmore 66 kV Line | Springville 66kV | Springville 220/66
WDT774 | 2011-03-31 | 2011-03-31 | 2011-04-28 | WDAT | GIP - Cluster Study | QC_004 | Inactive | Withdrawn | 2011-05-31 | Withdrawn (No Agrmt) | No |  |  | Photovoltaic(21) | 21 | San Bernardino | CA | 2012-12-31 | 2012-12-31 | 34.5 kV bus at SCE Gernet sub about 1.5 miles from project sit |  | Devers 220/115 | Desert Region |  | Devers 220/115 System | Garnet 115/33 (D)
WDT775FT |  | 2011-03-31 |  | WDAT | GIP - Fast Track | Fast Track | Inactive | Withdrawn | 2011-04-28 | Withdrawn (No Agrmt) | No |  |  |  | 0.999 | Orange | CA |  |  | 'CBS' 12 kV circuit out of Delano Sub on Albany St. / Stradley Ave | PENMAR 12KV | Olinda 220/66 | Orange Region | Penmar | Olinda 220/66 System | La Habra 66/12 (D)
WDT776FT |  | 2011-03-31 |  | WDAT | GIP - Fast Track | Fast Track | Inactive | Withdrawn | 2011-04-28 | Withdrawn (No Agrmt) | No |  |  | Photovoltaic(0.99) | 0.99 | Orange | CA | 2012-07-31 | 2012-07-31 | Line-tap on the 12 kV Tonner Circuit @ W. Lambert Road | GUSHER 12KV | Olinda 220/66 | Orange Region | Gusher | Olinda 220/66 System | Olinda 66/12 (D)
WDT777 | 2011-03-31 | 2011-03-31 |  | WDAT | GIP - Cluster Study | QC_004 | Inactive | Withdrawn | 2011-04-29 | Withdrawn (No Agrmt) | No |  |  | Photovoltaic(4) | 4 | Orange | CA |  |  | Tonner 12kV | TONNER 12KV | Olinda 220 kV bus | Orange Region | Tonner | Olinda 220/66 System | La Habra 66/12 (D)
WDT779 | 2011-03-31 | 2011-03-31 | 2011-04-26 | WDAT | GIP - Cluster Study | QC_004 | Inactive | Withdrawn | 2011-06-09 | Withdrawn (No Agrmt) | No |  |  | Gas Turbine(49) | 49 | Tulare | CA |  | 2013-04-01 | Porterville - Terra Bella - Vestal 66 kV Line | Vestal 66kV | Vestal 220kV bus
WDT780 | 2011-03-31 | 2011-03-31 | 2011-04-26 | WDAT | GIP - Cluster Study | QC_004 | Inactive | Withdrawn | 2012-04-13 | Withdrawn (No Agrmt) | No |  |  | Gas Turbine(49) | 49 | Tulare | CA | 2013-04-01 | 2013-04-01 | Woodville 66 kV Bus | Springville 66kV | Springville 220/66
WDT781 | 2011-03-31 | 2011-03-31 | 2011-05-13 | WDAT | GIP - Cluster Study | QC_004 | Inactive | Withdrawn | 2011-06-30 | Withdrawn (No Agrmt) | No |  |  | Photovoltaic(40) | 40 | Kern | CA | 2013-09-30 | 2013-09-30 | Weldon 66 kV Bus | Vestal 66kV | Vestal 220kV bus
WDT782 | 2011-03-31 | 2011-03-31 |  | WDAT | GIP - Cluster Study | QC_004 | Inactive | Withdrawn | 2011-04-21 | Withdrawn (No Agrmt) | No |  |  | Photovoltaic(70) | 70
WDT783 | 2011-03-31 | 2011-03-31 |  | WDAT | GIP - Cluster Study | QC_004 | Inactive | Withdrawn | 2011-05-03 | Withdrawn (No Agrmt) | No |  |  | Photovoltaic(9) | 9 | Riverside | CA |  |  | Townhall 33kV | Townhall 33kV | Devers 220/115 | Desert Region | Townhall | Devers 220/115 System | Garnet 115/33 (D)
WDT784 | 2011-03-31 | 2011-03-31 | 2011-04-29 | WDAT | GIP - Cluster Study | QC_004 | Inactive | Withdrawn | 2011-08-10 | Withdrawn (No Agrmt) | No |  |  | Photovoltaic(2) | 2 | Riverside | CA | 2013-02-01 | 2013-02-01 | Garnet 33: COACHELLA 33 kV line | 34 kV Lines along Dillon Road | Devers 220/115 | Desert Region | Coachella | Devers 220/115 System | Garnet 115/33 (D)
WDT785 | 2011-03-31 | 2011-03-31 | 2011-05-06 | WDAT | GIP - Cluster Study | QC_004 | Inactive | Withdrawn | 2012-03-01 | Withdrawn (No Agrmt) | No |  |  | Photovoltaic(80) | 80 | Riverside | CA | 2013-11-15 | 2013-11-15 | Valley - Eastside - Stetson 115 kV Line | Valley 115kV | Valley 500/115
WDT786 | 2011-03-31 | 2011-03-31 | 2011-04-28 | WDAT | GIP - Cluster Study | QC_004 | Active - Post IA | In-Service |  | Executed - In Effect | Yes | 2013-07-29 |  | Photovoltaic(20) | 20 | Riverside | CA | 2013-11-15 | 2013-11-15 | RESORT 33KV | RESORT 33KV | Valley 500kV | San Jacinto Valley Region | Resort | Valley 'AB' 500/115 System | Nelson 115/33 (D) |  |  | 0 | Valley (SCE) | 1 | Valley (SCE) | 500 | 20) | 20 | 20 | 0 | [7 empty] | 1 |  |  | 1
WDT787 | 2011-03-31 | 2011-03-31 | 2011-05-04 | WDAT | GIP - Cluster Study | QC_004 | Inactive | Withdrawn | 2013-10-01 | Withdrawn (No Agrmt) | No |  |  | Photovoltaic(5) | 5 | Riverside | CA | 2013-11-15 | 2013-11-15 | CORSAIR 12KV | CORSAIR 12KV | Valley 500kV | San Jacinto Valley Region | Corsair | Valley 'AB' 500/115 System | Stetson 115/12 (D)
WDT788 | 2011-03-31 | 2011-03-31 |  | WDAT | GIP - Cluster Study | QC_004 | Inactive | IA Terminated |  | Terminated | Yes | 2014-01-06 | 2017-05-10 | Photovoltaic(10) | 10 | San Bernardino | CA | 2013-11-15 | 2015-10-15 | NISQUALLY 33KV | NISQUALLY 33KV | Victor 220kV bus | Rurals Region | Nisqually | Victor 220/115 System | Victorville 33/33 (D)
WDT789 | 2011-03-31 | 2011-03-31 | 2011-04-28 | WDAT | GIP - Cluster Study | QC_004 | Inactive | IA Terminated |  | Terminated | Yes | 2013-07-30 | 2014-04-10 | Photovoltaic(3) | 3 | Kern | CA | 2013-11-15 | 2013-11-15 | C B S 12KV | C B S 12KV | Vestal 220kV bus | San Joaquin Region | C B S | Vestal 220/66 System | Delano 66/12 (D)
WDT790 | 2011-03-31 | 2011-03-31 | 2011-05-05 | WDAT | GIP - Cluster Study | QC_004 | Inactive | Withdrawn | 2011-05-06 | Withdrawn (No Agrmt) | No |  |  | Photovoltaic(15) | 15 | Los Angeles | CA | 2013-11-15 | 2013-11-15 | OASIS: HANGER 12 kV Line | STEALTH 12KV | Antelope 220/66 | North Coast Region | Stealth | Antelope 220/66 System | Oasis 66/12 (D)
WDT791 | 2011-03-31 | 2011-03-31 | 2011-05-10 | WDAT | GIP - Cluster Study | QC_004 | Active - Post IA | In-Service |  | Executed - In Effect | Yes | 2014-03-10 |  | Photovoltaic(20) | 20 | San Bernardino | CA | 2013-02-01 | 2015-08-16 | Victor 33: PORTLAND 33 kV line | PORTLAND 33KV | Victor 220kV bus | Rurals Region | Portland | Victor 220/115 System | Victor 115/33 (D) |  |  | 0 | Victor | 1 | Victor | 115 | 20) | 20 | 20 | 0 | [7 empty] | 1 |  |  | 1
WDT792FT |  | 2011-03-31 |  | WDAT | GIP - Fast Track | Fast Track | Inactive | Withdrawn | 2011-04-29 | Withdrawn (No Agrmt) | No |  |  | Photovoltaic(1.62) | 1.62 | San Bernardino | CA | 2012-12-10 |  | 480V secondary side of the SCE provided serviced transformer
WDT793FT |  | 2011-03-31 |  | WDAT | GIP - Fast Track | Fast Track | Inactive | Withdrawn | 2011-04-29 | Withdrawn (No Agrmt) | No |  |  | Photovoltaic(1) | 1 | Los Angeles | CA |  |  | 28104 Witherspoon, Valencia, CA 91355
WDT794FT |  | 2011-03-31 |  | WDAT | GIP - Fast Track | Fast Track | Inactive | Withdrawn | 2011-04-29 | Withdrawn (No Agrmt) | No |  |  | Photovoltaic(1) | 1 | Los Angeles | CA
WDT795FT |  | 2011-03-31 |  | WDAT | GIP - Fast Track | Fast Track | Inactive | Withdrawn | 2011-04-29 | Withdrawn (No Agrmt) | No |  |  | Photovoltaic(1.04) | 1.04 | San Bernardino | CA | 2012-12-10 | 2012-12-10 | 480V secondary side of the SCE provided serviced transformer
WDT796 | 2011-03-31 | 2011-03-31 |  | WDAT | GIP - Fast Track | Fast Track | Inactive | Withdrawn | 2011-04-22 | Withdrawn (No Agrmt) | No |  |  | Photovoltaic(2) | 2 | Riverside | CA | 2013-12-31 | 2013-12-31 | Invader 12kV | Invader 12kV | Devers 220/115 | Desert Region | Invader | Devers 220/115 System | Devers 115/12 (D)
WDT796FT |  | 2011-03-31 |  | WDAT | GIP - Fast Track | Fast Track | Inactive | Withdrawn | 2011-04-13 | Withdrawn (No Agrmt) | No |  |  | Photovoltaic(2) | 2 | Riverside | CA | 2013-12-31 |  | Invader 12kV | INVADER 12KV | Devers 220/115 | Desert Region | Invader | Devers 220/115 System | Devers 115/12 (D)
WDT797 | 2011-03-31 | 2011-03-31 |  | WDAT | GIP - Fast Track | Fast Track | Inactive | Withdrawn | 2011-04-22 | Withdrawn (No Agrmt) | No |  |  | Photovoltaic(2) | 2 | Tulare | CA | 2013-12-31 | 2013-12-31 | Blinker 12kV | Blinker 12kV | Vestal 220kV bus | San Joaquin Region | Blinker | Vestal 220/66 System | Pixley 66/12 (D)
WDT797FT |  | 2011-03-31 |  | WDAT | GIP - Fast Track | Fast Track | Inactive | Withdrawn | 2011-04-13 | Withdrawn (No Agrmt) | No |  |  | Photovoltaic(2) | 2 | Tulare | CA |  |  | Alila Ave & Road 120, Pixley, CA 93256 Decimal coordinates: 35.9531°, -119.3041° | BLINKER 12KV | Vestal 220kV bus | San Joaquin Region | Blinker | Vestal 220/66 System | Pixley 66/12 (D)
WDT798 | 2011-03-31 | 2011-03-31 |  | WDAT | GIP - Fast Track | Fast Track | Inactive | Withdrawn | 2011-04-22 | Withdrawn (No Agrmt) | No |  |  | Photovoltaic(2) | 2 | Tulare | CA | 2013-12-31 | 2013-12-31 | Blinker 12kV | Blinker 12kV | Vestal 220kV bus | San Joaquin Region | Blinker | Vestal 220/66 System | Pixley 66/12 (D)
WDT798FT |  | 2011-03-31 |  | WDAT | GIP - Fast Track | Fast Track | Inactive | Withdrawn | 2011-04-13 | Withdrawn (No Agrmt) | No |  |  | Photovoltaic(2) | 2 | Tulare | CA |  |  | Alila Ave & Road 120, Pixley, CA 93256 Decimal coordinates: 35.9531°, -119.3041° | BLINKER 12KV | Vestal 220kV bus | San Joaquin Region | Blinker | Vestal 220/66 System | Pixley 66/12 (D)
WDT799 | 2011-03-31 | 2011-03-31 |  | WDAT | GIP - Fast Track | Fast Track | Inactive | Withdrawn | 2011-04-22 | Withdrawn (No Agrmt) | No |  |  | Photovoltaic(2) | 2 | Tulare | CA | 2013-12-31 | 2013-12-31 | Blinker 12kV | Blinker 12kV | Vestal 220kV bus | San Joaquin Region | Blinker | Vestal 220/66 System | Pixley 66/12 (D)
WDT799FT |  | 2011-03-31 |  | WDAT | GIP - Fast Track | Fast Track | Inactive | Withdrawn | 2011-04-13 | Withdrawn (No Agrmt) | No |  |  | Photovoltaic(2) | 2 | Tulare | CA | 2013-12-31 | 2013-12-31 | Blinker 12kV | BLINKER 12KV | Vestal 220kV bus | San Joaquin Region | Blinker | Vestal 220/66 System | Pixley 66/12 (D)
WDT800 | 2011-03-31 | 2011-03-31 |  | WDAT | GIP - Fast Track | Fast Track | Inactive | Withdrawn | 2011-04-22 | Withdrawn (No Agrmt) | No |  |  | Photovoltaic(2) | 2 | Tulare | CA | 2013-12-31 | 2013-12-31 | Blinker 12kV | Blinker 12kV | Vestal 220kV bus | San Joaquin Region | Blinker | Vestal 220/66 System | Pixley 66/12 (D)
WDT800FT |  | 2011-03-31 |  | WDAT | GIP - Fast Track | Fast Track | Inactive | Withdrawn | 2011-04-13 | Withdrawn (No Agrmt) | No |  |  | Photovoltaic(2) | 2 | Tulare | CA | 2013-12-31 | 2013-12-31 | Blinker 12kV | BLINKER 12KV | Vestal 220kV bus | San Joaquin Region | Blinker | Vestal 220/66 System | Pixley 66/12 (D)
WDT801 | 2011-03-31 | 2011-03-31 | 2011-04-29 | WDAT | GIP - Cluster Study | QC_004 | Inactive | Withdrawn | 2012-04-17 | Withdrawn (No Agrmt) | No |  |  | Photovoltaic(6) | 6 | Los Angeles | CA | 2013-12-01 | 2013-12-01 | Del Sur 12 kV Bus |  | Antelope 220/66
WDT802 | 2011-03-31 | 2011-03-31 |  | WDAT | GIP - Fast Track | Fast Track | Inactive | Withdrawn | 2011-04-22 | Withdrawn (No Agrmt) | No |  |  | Photovoltaic(2) | 2 | Tulare | CA | 2013-12-31 | 2013-12-31 | 12.47 kV bus of the nearby Pixley Substation |  | Vestal 220kV bus | San Joaquin Region |  | Vestal 220/66 System | Pixley 66/12 (D)
WDT802FT |  | 2011-03-31 |  | WDAT | GIP - Fast Track | Fast Track | Inactive | Withdrawn | 2011-04-13 | Withdrawn (No Agrmt) | No |  |  | Photovoltaic(2) | 2 | Tulare | CA | 2013-12-31 | 2013-12-31 | 12.47 kV bus of the nearby Pixley Substation |  | Vestal 220kV bus | San Joaquin Region |  | Vestal 220/66 System | Pixley 66/12 (D)
WDT803 | 2011-03-31 | 2011-03-31 |  | WDAT | GIP - Fast Track | Fast Track | Inactive | Withdrawn | 2011-04-22 | Withdrawn (No Agrmt) | No |  |  | Photovoltaic(2) | 2 | Tulare | CA | 2013-12-31 | 2013-12-31 | 12.47 kV bus of the nearby Pixley Substation |  | Vestal 220kV bus | San Joaquin Region |  | Vestal 220/66 System | Pixley 66/12 (D)
WDT803FT |  | 2011-03-31 |  | WDAT | GIP - Fast Track | Fast Track | Inactive | Withdrawn | 2011-04-13 | Withdrawn (No Agrmt) | No |  |  | Photovoltaic(2) | 2 | Tulare | CA | 2013-12-31 | 2013-12-31 | 12.47 kV bus of the nearby Pixley Substation |  | Vestal 220kV bus | San Joaquin Region |  | Vestal 220/66 System | Pixley 66/12 (D)
WDT804 | 2011-03-31 | 2011-03-31 |  | WDAT | GIP - Fast Track | Fast Track | Inactive | Withdrawn | 2011-04-22 | Withdrawn (No Agrmt) | No |  |  | Photovoltaic(2) | 2 | Tulare | CA | 2013-12-31 | 2013-12-31 | 12.47 kV bus of the nearby Pixley Substation |  | Vestal 220kV bus | San Joaquin Region |  | Vestal 220/66 System | Pixley 66/12 (D)
WDT804FT |  | 2011-03-31 |  | WDAT | GIP - Fast Track | Fast Track | Inactive | Withdrawn | 2011-04-13 | Withdrawn (No Agrmt) | No |  |  | Photovoltaic(2) | 2 | Tulare | CA | 2013-12-31 | 2013-12-31 | 12.47 kV bus of the nearby Pixley Substation |  | Vestal 220kV bus | San Joaquin Region |  | Vestal 220/66 System | Pixley 66/12 (D)
WDT805 | 2011-03-31 | 2011-03-31 |  | WDAT | GIP - Fast Track | Fast Track | Inactive | Withdrawn | 2011-04-22 | Withdrawn (No Agrmt) | No |  |  | Photovoltaic(2) | 2 |  |  | 2013-12-31 | 2013-12-31 | 12.47 kV bus of the nearby Pixley Substation |  | Vestal 220kV bus | San Joaquin Region |  | Vestal 220/66 System | Pixley 66/12 (D)
WDT805FT |  | 2011-03-31 |  | WDAT | GIP - Fast Track | Fast Track | Inactive | Withdrawn | 2011-04-22 | Withdrawn (No Agrmt) | No |  |  |  | 2 | Tulare | CA | 2013-12-31 | 2013-12-31 | 12.47 kV bus of the nearby Pixley Substation |  | Vestal 220kV bus | San Joaquin Region |  | Vestal 220/66 System | Pixley 66/12 (D)
WDT806 | 2011-03-31 | 2011-03-31 |  | WDAT | GIP - Fast Track | Fast Track | Inactive | Withdrawn | 2011-04-22 | Withdrawn (No Agrmt) | No |  |  | Photovoltaic(2) | 2 |  |  | 2013-12-31 | 2013-12-31 | 12.47 kV bus of the nearby Pixley Substation |  | Vestal 220kV bus | San Joaquin Region |  | Vestal 220/66 System | Pixley 66/12 (D)
WDT806FT |  | 2011-03-31 |  | WDAT | GIP - Fast Track | Fast Track | Inactive | Withdrawn | 2011-04-22 | Withdrawn (No Agrmt) | No |  |  |  | 2 | Tulare | CA | 2013-12-31 | 2013-12-31 | 12.47 kV bus of the nearby Pixley Substation |  | Vestal 220kV bus | San Joaquin Region |  | Vestal 220/66 System | Pixley 66/12 (D)
WDT807 | 2011-03-31 | 2011-03-31 |  | WDAT | GIP - Fast Track | Fast Track | Inactive | Withdrawn | 2011-04-22 | Withdrawn (No Agrmt) | No |  |  | Photovoltaic(2) | 2 |  |  | 2013-12-31 | 2013-12-31 | 12.47 kV bus of the nearby Pixley Substation |  | Vestal 220kV bus | San Joaquin Region |  | Vestal 220/66 System | Pixley 66/12 (D)
WDT807FT |  | 2011-03-31 |  | WDAT | GIP - Fast Track | Fast Track | Inactive | Withdrawn | 2011-04-22 | Withdrawn (No Agrmt) | No |  |  |  | 2 | Tulare | CA | 2013-12-31 | 2013-12-31 | 12.47 kV bus of the nearby Pixley Substation |  | Vestal 220kV bus | San Joaquin Region |  | Vestal 220/66 System | Pixley 66/12 (D)
WDT808 | 2011-03-31 | 2011-03-31 |  | WDAT | GIP - Fast Track | Fast Track | Inactive | Withdrawn | 2011-04-22 | Withdrawn (No Agrmt) | No |  |  | Photovoltaic(2) | 2 |  |  | 2013-12-31 | 2013-12-31 | 12.47 kV bus of the nearby Pixley Substation |  | Vestal 220kV bus | San Joaquin Region |  | Vestal 220/66 System | Pixley 66/12 (D)
WDT808FT |  | 2011-03-31 |  | WDAT | GIP - Fast Track | Fast Track | Inactive | Withdrawn | 2011-04-22 | Withdrawn (No Agrmt) | No |  |  |  | 2 | Tulare | CA | 2013-12-31 | 2013-12-31 | 12.47 kV bus of the nearby Pixley Substation |  | Vestal 220kV bus | San Joaquin Region |  | Vestal 220/66 System | Pixley 66/12 (D)
WDT809 | 2011-03-31 | 2011-03-31 |  | WDAT | GIP - Fast Track | Fast Track | Inactive | Withdrawn | 2011-04-22 | Withdrawn (No Agrmt) | No |  |  | Photovoltaic(2) | 2 |  |  | 2013-12-31 | 2013-12-31 | 12.47 kV bus of the nearby Pixley Substation |  | Vestal 220kV bus | San Joaquin Region |  | Vestal 220/66 System | Pixley 66/12 (D)
WDT809FT |  | 2011-03-31 |  | WDAT | GIP - Fast Track | Fast Track | Inactive | Withdrawn | 2011-04-22 | Withdrawn (No Agrmt) | No |  |  |  | 2 | Tulare | CA | 2013-12-31 | 2013-12-31 | 12.47 kV bus of the nearby Pixley Substation |  | Vestal 220kV bus | San Joaquin Region |  | Vestal 220/66 System | Pixley 66/12 (D)
WDT810 | 2011-03-31 | 2011-03-31 |  | WDAT | GIP - Fast Track | Fast Track | Inactive | Withdrawn | 2011-04-22 | Withdrawn (No Agrmt) | No |  |  | Photovoltaic(2) | 2 |  |  | 2013-12-31 | 2013-12-31 | 12.47 kV bus of the nearby Pixley Substation |  | Vestal 220kV bus | San Joaquin Region |  | Vestal 220/66 System | Pixley 66/12 (D)
WDT810FT |  | 2011-03-31 |  | WDAT | GIP - Fast Track | Fast Track | Inactive | Withdrawn | 2011-04-22 | Withdrawn (No Agrmt) | No |  |  |  | 2 | Tulare | CA | 2013-12-31 | 2013-12-31 | 12.47 kV bus of the nearby Pixley Substation |  | Vestal 220kV bus | San Joaquin Region |  | Vestal 220/66 System | Pixley 66/12 (D)
WDT811 | 2011-03-31 | 2011-03-31 |  | WDAT | GIP - Fast Track | Fast Track | Inactive | Withdrawn | 2011-04-22 | Withdrawn (No Agrmt) | No |  |  | Photovoltaic(2) | 2 |  |  | 2013-12-31 | 2013-12-31 | 12.47 kV bus of the nearby Pixley Substation |  | Vestal 220kV bus | San Joaquin Region |  | Vestal 220/66 System | Pixley 66/12 (D)
WDT811FT |  | 2011-03-31 |  | WDAT | GIP - Fast Track | Fast Track | Inactive | Withdrawn | 2011-04-22 | Withdrawn (No Agrmt) | No |  |  |  | 2 | Tulare | CA | 2013-12-31 | 2013-12-31 | 12.47 kV bus of the nearby Pixley Substation |  | Vestal 220kV bus | San Joaquin Region |  | Vestal 220/66 System | Pixley 66/12 (D)
WDT812 | 2011-03-31 | 2011-03-31 |  | WDAT | GIP - Fast Track | Fast Track | Inactive | Withdrawn | 2011-04-22 | Withdrawn (No Agrmt) | No |  |  | Photovoltaic(2) | 2 |  |  | 2013-12-31 | 2013-12-31 | Cloer 12kV | Cloer 12kV | Vestal 220kV bus | San Joaquin Region | Cloer | Vestal 220/66 System | Poplar 66/12 (D)
WDT812FT |  | 2011-03-31 |  | WDAT | GIP - Fast Track | Fast Track | Inactive | Withdrawn | 2011-04-22 | Withdrawn (No Agrmt) | No |  |  |  | 2 | Tulare | CA | 2013-12-31 | 2013-12-31 | Cloer 12kV | CLOER 12KV | Vestal 220kV bus | San Joaquin Region | Cloer | Vestal 220/66 System | Poplar 66/12 (D)
WDT813 | 2011-03-31 | 2011-03-31 |  | WDAT | GIP - Fast Track | Fast Track | Inactive | Withdrawn | 2011-04-22 | Withdrawn (No Agrmt) | No |  |  | Photovoltaic(2) | 2 |  |  | 2013-12-31 | 2013-12-31 | Cloer 12kV | Cloer 12kV | Vestal 220kV bus | San Joaquin Region | Cloer | Vestal 220/66 System | Poplar 66/12 (D)
WDT813FT |  | 2011-03-31 |  | WDAT | GIP - Fast Track | Fast Track | Inactive | Withdrawn | 2011-04-22 | Withdrawn (No Agrmt) | No |  |  |  | 2 | Tulare | CA | 2013-12-31 | 2013-12-31 | Cloer 12kV | CLOER 12KV | Vestal 220kV bus | San Joaquin Region | Cloer | Vestal 220/66 System | Poplar 66/12 (D)
WDT814 | 2011-03-31 | 2011-03-31 |  | WDAT | GIP - Fast Track | Fast Track | Inactive | Withdrawn | 2011-04-22 | Withdrawn (No Agrmt) | No |  |  | Photovoltaic(2) | 2 |  |  | 2013-12-31 | 2013-12-31 | Cloer 12kV | Cloer 12kV | Vestal 220kV bus | San Joaquin Region | Cloer | Vestal 220/66 System | Poplar 66/12 (D)
WDT814FT |  | 2011-03-31 |  | WDAT | GIP - Fast Track | Fast Track | Inactive | Withdrawn | 2011-04-22 | Withdrawn (No Agrmt) | No |  |  |  | 2 | Tulare | CA | 2013-12-31 | 2013-12-31 | Cloer 12kV | CLOER 12KV | Vestal 220kV bus | San Joaquin Region | Cloer | Vestal 220/66 System | Poplar 66/12 (D)
WDT815 | 2011-03-31 | 2011-03-31 |  | WDAT | GIP - Fast Track | Fast Track | Inactive | Withdrawn | 2011-04-22 | Withdrawn (No Agrmt) | No |  |  | Photovoltaic(2) | 2 |  |  | 2013-12-31 | 2013-12-31 | 12.47 kV bus of nearby Woodville Substation, due south of the site, via 0.25 mile gen-tie. |  | Springville 220/66 | San Joaquin Region |  | Springville 220/66 System | Woodville 66/12 (D)
WDT815FT |  | 2011-03-31 |  | WDAT | GIP - Fast Track | Fast Track | Inactive | Withdrawn | 2011-04-22 | Withdrawn (No Agrmt) | No |  |  |  | 2 | Tulare | CA | 2013-12-31 | 2013-12-31 | 12.47 kV bus of nearby Woodville Substation, due south of the site, via 0.25 mile gen-tie. |  | Springville 220/66 | San Joaquin Region |  | Springville 220/66 System | Woodville 66/12 (D)
WDT816 | 2011-03-31 | 2011-03-31 |  | WDAT | GIP - Fast Track | Fast Track | Inactive | Withdrawn | 2011-04-22 | Withdrawn (No Agrmt) | No |  |  | Photovoltaic(2) | 2 |  |  | 2013-12-31 | 2013-12-31 | 12.47 kV bus of nearby Woodville Substation, due south of the site, via 0.25 mile gen-tie. |  | Springville 220/66 | San Joaquin Region |  | Springville 220/66 System | Woodville 66/12 (D)
WDT816FT |  | 2011-03-31 |  | WDAT | GIP - Fast Track | Fast Track | Inactive | Withdrawn | 2011-04-22 | Withdrawn (No Agrmt) | No |  |  |  | 2 | Tulare | CA | 2013-12-31 | 2013-12-31 | 12.47 kV bus of nearby Woodville Substation, due south of the site, via 0.25 mile gen-tie. |  | Springville 220/66 | San Joaquin Region |  | Springville 220/66 System | Woodville 66/12 (D)
WDT817 | 2011-03-31 | 2011-03-31 |  | WDAT | GIP - Fast Track | Fast Track | Inactive | Withdrawn | 2011-04-22 | Withdrawn (No Agrmt) | No |  |  | Photovoltaic(2) | 2 | Tulare | CA | 2013-12-31 | 2013-12-31 | 12.47 kV bus of nearby Woodville Substation, due south of the site, via 0.25 mile gen-tie. |  | Springville 220/66 | San Joaquin Region |  | Springville 220/66 System | Woodville 66/12 (D)
WDT817FT |  | 2011-03-31 |  | WDAT | GIP - Fast Track | Fast Track | Inactive | Withdrawn | 2011-04-22 | Withdrawn (No Agrmt) | No |  |  |  | 2 | Tulare | CA | 2013-12-31 | 2013-12-31 | 12.47 kV bus of nearby Woodville Substation, due south of the site, via 0.25 mile gen-tie. |  | Springville 220/66 | San Joaquin Region |  | Springville 220/66 System | Woodville 66/12 (D)
WDT818 | 2011-03-31 | 2011-03-31 |  | WDAT | GIP - Fast Track | Fast Track | Inactive | Withdrawn | 2011-04-22 | Withdrawn (No Agrmt) | No |  |  | Photovoltaic(2) | 2 |  |  | 2013-12-31 | 2013-12-31 | 12.47 kV bus of nearby Woodville Substation, due south of the site, via 0.25 mile gen-tie. |  | Springville 220/66 | San Joaquin Region |  | Springville 220/66 System | Woodville 66/12 (D)
WDT818FT |  | 2011-03-31 |  | WDAT | GIP - Fast Track | Fast Track | Inactive | Withdrawn | 2011-04-22 | Withdrawn (No Agrmt) | No |  |  |  | 2 | Tulare | CA | 2013-12-31 | 2013-12-31 | 12.47 kV bus of nearby Woodville Substation, due south of the site, via 0.25 mile gen-tie. |  | Springville 220/66 | San Joaquin Region |  | Springville 220/66 System | Woodville 66/12 (D)
WDT819 | 2011-03-31 | 2011-03-31 |  | WDAT | GIP - Fast Track | Fast Track | Inactive | Withdrawn | 2011-04-22 | Withdrawn (No Agrmt) | No |  |  | Photovoltaic(2) | 2 |  |  | 2013-12-31 | 2013-12-31 | 12.47 kV bus of nearby Woodville Substation, due south of the site, via 0.25 mile gen-tie. |  | Springville 220/66 System | San Joaquin Region |  | Springville 220/66 System | Woodville 66/12 (D)
WDT819FT |  | 2011-03-31 |  | WDAT | GIP - Fast Track | Fast Track | Inactive | Withdrawn | 2011-04-22 | Withdrawn (No Agrmt) | No |  |  | Photovoltaic(2) | 2 | Tulare | CA | 2013-12-31 | 2013-12-31 | 12.47 kV bus of nearby Woodville Substation, due south of the site, via 0.25 mile gen-tie. |  | Springville 220/66 | San Joaquin Region |  | Springville 220/66 System | Woodville 66/12 (D)
WDT820 | 2011-03-31 | 2011-03-31 |  | WDAT | GIP - Fast Track | Fast Track | Inactive | Withdrawn | 2011-04-22 | Withdrawn (No Agrmt) | No |  |  | Photovoltaic(2) | 2 |  |  | 2013-12-31 | 2013-12-31 | 12.47 kV bus of nearby Woodville Substation, due south of the site, via 0.25 mile gen-tie. |  | Springville 220/66 | San Joaquin Region |  | Springville 220/66 System | Woodville 66/12 (D)
WDT820FT |  | 2011-03-31 |  | WDAT | GIP - Fast Track | Fast Track | Inactive | Withdrawn | 2011-04-22 | Withdrawn (No Agrmt) | No |  |  | Photovoltaic(2) | 2 | Tulare | CA | 2013-12-31 | 2013-12-31 | 2.47 kV bus of nearby Woodville Substation, due south of the site, via 0.25 mile gen-tie. |  | Springville 220/66 | San Joaquin Region |  | Springville 220/66 System | Woodville 66/12 (D)
WDT821 | 2011-03-31 | 2011-03-31 |  | WDAT | GIP - Fast Track | Fast Track | Inactive | Withdrawn | 2011-04-22 | Withdrawn (No Agrmt) | No |  |  | Photovoltaic(2) | 2 |  |  | 2013-12-31 | 2013-12-31 | 12.47 kV bus of nearby Woodville Substation, due south of the site, via 0.25 mile gen-tie. |  | Springville 220/66 | San Joaquin Region |  | Springville 220/66 System | Woodville 66/12 (D)
WDT821FT |  | 2011-03-31 |  | WDAT | GIP - Fast Track | Fast Track | Inactive | Withdrawn | 2011-04-22 | Withdrawn (No Agrmt) | No |  |  | Photovoltaic(2) | 2 | Tulare | CA | 2013-12-31 | 2013-12-31 | 12.47 kV bus of nearby Woodville Substation, due south of the site, via 0.25 mile gen-tie. |  | Springville 220/66 | San Joaquin Region |  | Springville 220/66 System | Woodville 66/12 (D)
WDT822 | 2011-03-31 | 2011-03-31 |  | WDAT | GIP - Fast Track | Fast Track | Inactive | Withdrawn | 2011-04-22 | Withdrawn (No Agrmt) | No |  |  | Photovoltaic(2) | 2 |  |  | 2013-12-31 | 2013-12-31 | 12.47 kV bus of nearby Woodville Substation, due south of the site, via 0.25 mile gen-tie.v |  | Springville 220/66 | San Joaquin Region |  | Springville 220/66 System | Woodville 66/12 (D)
WDT822FT |  | 2011-03-31 |  | WDAT | GIP - Fast Track | Fast Track | Inactive | Withdrawn | 2011-04-22 | Withdrawn (No Agrmt) | No |  |  | Photovoltaic(2) | 2 | Tulare | CA | 2013-12-31 | 2013-12-31 | 12.47 kV bus of nearby Woodville Substation, due south of the site, via 0.25 mile gen-tie. |  | Springville 220/66 | San Joaquin Region |  | Springville 220/66 System | Woodville 66/12 (D)
WDT823 | 2011-03-31 | 2011-03-31 |  | WDAT | GIP - Cluster Study | QC_004 | Inactive | Withdrawn | 2011-04-21 | Withdrawn (No Agrmt) | No |  |  | Photovoltaic(40) | 40 |  |  | 2012-04-01 | 2012-04-01 | blythe Substation or Colorado River Sub-CRS
WDT824 | 2011-03-31 | 2011-03-31 | 2011-05-05 | WDAT | GIP - Cluster Study | QC_004 | Inactive | Withdrawn | 2012-04-17 | Withdrawn (No Agrmt) | No |  |  | Photovoltaic(7.5) | 7.5 | San Bernardino | CA | 2012-06-30 | 2012-06-30 | Phelan 12: LOTTO 12 kV line | LOTTO 12KV | Victor 220kV bus | Rurals Region | Lotto | Victor 220/115 System | Phelan 115/12 (D)
WDT825 | 2011-03-31 | 2011-03-31 |  | WDAT | GIP - Cluster Study | QC_004 | Inactive | Withdrawn | 2011-05-19 | Withdrawn (No Agrmt) | No |  |  | Photovoltaic(20) | 20 | Kern | CA | 2013-08-01 | 2013-08-01 | Breeze 66 kV Bus
WDT826 | 2011-03-31 | 2011-03-31 |  | WDAT | GIP - Cluster Study | QC_004 | Inactive | Withdrawn | 2011-04-29 | Withdrawn (No Agrmt) | No |  |  | Photovoltaic(37) | 37 |  |  |  |  | MC COY 33KV | MC COY 33KV | Blythe (WALC) 161kV bus | Rurals Region | Mc Coy | Blythe (WALC) 161/33 System | Blythe City 33/33 (D)
WDT827 | 2011-03-31 | 2011-03-31 | 2011-05-04 | WDAT | GIP - Cluster Study | QC_004 | Inactive | Withdrawn | 2012-03-08 | Withdrawn (No Agrmt) | No |  |  | Photovoltaic(20) | 20 | San Bernardino | CA | 2012-12-31 | 2012-12-31 | Devers - Carodean - Hi Desert - Yucca 115 kV Line | Tap to SCE's existing Devers-Carodean-Yucca 115kV line. | Devers 220/115
WDT828 | 2011-03-31 | 2011-03-31 | 2011-05-04 | WDAT | GIP - Cluster Study | QC_004 | Inactive | Withdrawn | 2012-03-08 | Withdrawn (No Agrmt) | No |  |  | Photovoltaic(20) | 20 | San Bernardino | CA | 2012-12-31 | 2012-12-31 | Carodean 115kV bus | Carodean 115kV bus | Devers 220/115
WDT829 | 2011-03-31 | 2011-03-31 | 2011-05-04 | WDAT | GIP - Cluster Study | QC_004 | Inactive | Withdrawn | 2012-03-08 | Withdrawn (No Agrmt) | No |  |  | Photovoltaic(10) | 10 | San Bernardino | CA | 2012-12-31 | 2012-12-31 | Carodean 115 kV Bus | 12kV bus, step up through Sky 20 Palms No. 2 12/115kV transformer and then to SCE Carodean substation 115kV bus. | Devers 220/115
WDT830 | 2011-03-31 | 2011-03-31 |  | WDAT | GIP - Cluster Study | QC_004 | Inactive | Withdrawn | 2012-03-08 | Withdrawn (No Agrmt) | No |  |  | Photovoltaic(20) | 20 | Tulare | CA | 2012-12-31 | 2012-12-31 | Vestal 66 kV Bus | Vestal 66kV | Vestal 220kV bus
WDT831 | 2011-03-31 | 2011-03-31 |  | WDAT | GIP - Cluster Study | QC_004 | Inactive | Withdrawn | 2011-05-31 | Withdrawn (No Agrmt) | No |  |  | Photovoltaic(20) | 20 | Tulare | CA | 2012-12-31 | 2012-12-31 | Vestal 66 kV Bus | Vestal 66kV | Vestal 220kV bus
WDT832 | 2011-03-31 | 2011-03-31 | 2011-04-22 | WDAT | GIP - Cluster Study | QC_004 | Inactive | Withdrawn | 2012-03-21 | Withdrawn (No Agrmt) | No |  |  | Photovoltaic(150) | 150 | Riverside | CA | 2012-08-01 | 2012-08-01 | Roadway 115 kV | Victor 115 kV | Victor 115 kV
WDT833 | 2011-03-31 | 2011-03-31 | 2011-05-26 | WDAT | GIP - Cluster Study | QC_004 | Inactive | Withdrawn | 2012-02-28 | Withdrawn (No Agrmt) | No |  |  | Geothermal Turbine(60) | 60 | Mono | CA | 2015-11-30 | 2015-11-30 | Casa Diablo 115 kV Bus | Casa Diablo Substation | Casa Diablo Substation
WDT834 | 2011-03-31 | 2011-03-31 |  | WDAT | GIP - Cluster Study | QC_004 | Inactive | Withdrawn | 2011-04-29 | Withdrawn (No Agrmt) | No |  |  | Photovoltaic(5) | 5 |  |  | 2012-06-01 | 2012-06-01 | Oak Creek Rd., Mojave, CA
WDT835 | 2011-03-31 | 2011-03-31 |  | WDAT | GIP - Cluster Study | QC_004 | Inactive | Withdrawn | 2011-04-29 | Withdrawn (No Agrmt) | No |  |  | Photovoltaic(5) | 5 |  |  | 2012-06-01 | 2012-06-01 | Oak Creek Rd., Mojave, CA
WDT836 | 2011-03-31 | 2011-03-31 |  | WDAT | GIP - Cluster Study | QC_004 | Inactive | Withdrawn | 2011-04-29 | Withdrawn (No Agrmt) | No |  |  | Photovoltaic(3) | 3 |  |  | 2012-06-01 | 2012-06-01 | Oak Creek Rd., Mojave, CA
WDT837 | 2011-03-31 | 2011-03-31 |  | WDAT | GIP - Cluster Study | QC_004 | Inactive | Withdrawn | 2011-04-29 | Withdrawn (No Agrmt) | No |  |  | Photovoltaic(20) | 20 |  |  | 2012-06-01 | 2012-06-01 | 66kV Dist. Line on Oak Creek Rd., Mojave, CA
WDT838 | 2011-03-31 | 2011-03-31 |  | WDAT | GIP - Cluster Study | QC_004 | Inactive | Withdrawn | 2012-04-20 | Withdrawn (No Agrmt) | No |  |  | Photovoltaic(8) | 8 | Tulare | CA | 2012-08-01 | 2012-08-01 | Terra Bella 66kV | Terra Bella 66kV | Vestal 220kV bus | San Joaquin Region | Deer | Vestal 220/66 System | Terra Bella 66/12 (D)
WDT840 | 2011-03-31 | 2011-03-31 |  | WDAT | GIP - Cluster Study | QC_004 | Inactive | Withdrawn | 2011-06-22 | Withdrawn (No Agrmt) | No |  |  | Photovoltaic(10) | 10 | Los Angeles | CA | 2013-11-01 | 2013-11-01 | NEENACH: BLEDSOE 12 kV Line | BLEDSOE 12KV | Bailey 220/66 | North Coast Region | Bledsoe | Antelope 220/66 System | Neenach 66/12 (D)
WDT841 | 2011-03-31 | 2011-03-31 | 2011-05-05 | WDAT | GIP - Cluster Study | QC_004 | Inactive | Withdrawn | 2012-03-15 | Withdrawn (No Agrmt) | No |  |  | Photovoltaic(150) | 150 | San Bernardino | CA | 2015-12-01 | 2015-12-01 | Roadway Sub 115kV
WDT842 | 2011-03-31 | 2011-03-31 |  | WDAT | GIP - Cluster Study | QC_004 | Inactive | Withdrawn | 2011-06-22 | Withdrawn (No Agrmt) | No |  |  | Photovoltaic(10) | 10 | Kern | CA | 2013-11-01 | 2013-11-01 | GOLDTOWN: DISCOVERY 12 kV Line | DISCOVERY 12KV |  | North Coast Region | Discovery | Windhub 220/66 System | Goldtown 66/12 (D)
WDT843 | 2011-03-31 | 2011-03-31 |  | WDAT | GIP - Cluster Study | QC_004 | Inactive | Withdrawn | 2012-03-13 | Withdrawn (No Agrmt) | No |  |  | Photovoltaic(15) | 15 | Riverside | CA | 2013-02-01 | 2013-02-01 | LAGOON 33KV | LAGOON 33KV | Blythe (WALC) 161kV bus | Rurals Region | Lagoon | Blythe (WALC) 161/33 System | Blythe 33/33 (D)
WDT844FT |  | 2011-03-31 |  | WDAT | GIP - Fast Track | Fast Track | Inactive | Withdrawn | 2011-08-15 | Withdrawn (No Agrmt) | No |  |  | Photovoltaic(0.75) | 0.75 | Los Angeles | CA | 2012-03-31 | 2012-03-31 | SCE Transformer #P5166238 | TWINING 16KV | Lighthipe 220/66 | Metro West Region | Twining | Lighthipe 220/66 System | Jersey 66/16 (D)
WDT845FT | 2011-09-16 | 2011-03-31 | 2011-09-16 | WDAT | GIP - Fast Track | Fast Track | Inactive | Withdrawn | 2012-10-11 | Withdrawn (No Agrmt) | No |  |  | Photovoltaic(1) | 1 | Los Angeles | CA | 2012-03-31 | 2012-03-31 | SCE Transformer #P5062864 | KERNAN 16KV | Lighthipe 220/66 | Metro West Region | Kernan | Lighthipe 220/66 System | Jersey 66/16 (D)
WDT846FT | 2011-09-16 | 2011-03-31 | 2011-09-16 | WDAT | GIP - Fast Track | Fast Track | Inactive | Withdrawn | 2012-10-11 | Withdrawn (No Agrmt) | No |  |  | Photovoltaic(0.875) | 0.875 | Los Angeles | CA | 2012-03-31 | 2012-03-31 | SCE Transformer #P5051971 | TWINING 16KV | Lighthipe 220/66 | Metro West Region | Twining | Lighthipe 220/66 System | Jersey 66/16 (D)
WDT847FT | 2011-09-16 | 2011-03-31 | 2011-09-16 | WDAT | GIP - Fast Track | Fast Track | Inactive | Withdrawn | 2012-10-11 | Withdrawn (No Agrmt) | No |  |  | Photovoltaic(0.75) | 0.75 | Los Angeles | CA | 2012-03-31 | 2012-03-31 | SCE Transformer #P5062864 | TWINING 16KV | Lighthipe 220/66 | Metro West Region | Twining | Lighthipe 220/66 System | Jersey 66/16 (D)
WDT848FT | 2011-09-16 | 2011-03-31 | 2011-09-16 | WDAT | GIP - Fast Track | Fast Track | Inactive | Withdrawn | 2012-10-11 | Withdrawn (No Agrmt) | No |  |  | Photovoltaic(0.75) | 0.75 | Los Angeles | CA | 2012-03-31 | 2012-03-31 | SCE Transformer #P5660477 | STOCCO 12KV | Lighthipe 220/66 | Metro West Region | Stocco | Lighthipe 220/66 System | Alon 66/12 (D)
WDT849FT | 2011-09-16 | 2011-03-31 | 2011-09-16 | WDAT | GIP - Fast Track | Fast Track | Inactive | Withdrawn | 2012-10-11 | Withdrawn (No Agrmt) | No |  |  | Photovoltaic(0.75) | 0.75 | Los Angeles | CA | 2012-03-31 | 2012-03-31 | SCE Transformer #PM5062972 | RAHN 16KV | Lighthipe 220/66 | Metro West Region | Rahn | Lighthipe 220/66 System | Carson 66/16 (D)
WDT850FT | 2011-09-16 | 2011-03-31 | 2011-09-16 | WDAT | GIP - Fast Track | Fast Track | Inactive | Withdrawn | 2012-10-11 | Withdrawn (No Agrmt) | No |  |  | Photovoltaic(0.75) | 0.75 | Los Angeles | CA | 2012-03-31 | 2012-03-31 | SCE Transformer #P5329530 | STOCCO 12KV | Lighthipe 220/66 | Metro West Region | Stocco | Lighthipe 220/66 System | Alon 66/12 (D)
WDT852 | 2011-03-31 | 2011-03-31 | 2011-06-06 | WDAT | GIP - Cluster Study | QC_004 | Inactive | Withdrawn | 2012-04-18 | Withdrawn (No Agrmt) | No |  |  | Photovoltaic(9.5) | 9.5 | Riverside | CA | 2012-07-01 | 2012-07-01 | Eisenhower: CROSSLEY 33 kV line | CROSSLEY 33KV | Eisenhower 115 kV | Desert Region | Crossley | Devers 220/115 System | Eisenhower 115/33 (D)
WDT853FT |  | 2011-05-10 |  | WDAT | GIP - Fast Track | Fast Track | Inactive | Withdrawn | 2011-08-01 | Withdrawn (No Agrmt) | No |  |  | Photovoltaic(1) | 1 | Tulare | CA | 2012-06-01 | 2012-06-01 | Rector 66 kV Bus | SEQUOIA 12KV | Rector 220/66 | San Joaquin Region | Sequoia | Rector 220/66 System | Chatham 66/12 (D)
WDT854FT | 2011-06-01 | 2011-06-01 | 2011-06-01 | WDAT | GIP - Fast Track | Fast Track | Active - Post IA | In-Service (Conditional PTO) |  | Executed - In Effect | Yes | 2012-06-27 |  | Photovoltaic(1.5) | 1.5 | San Bernardino | CA | 2012-06-30 | 2012-06-30 | FLUE 12KV | FLUE 12KV | Victor 220/115 | Rurals Region | Flue | Victor 220/115 System | Aqueduct 115/12 (D)
WDT857FT | 2011-10-05 | 2011-10-05 | 2012-01-20 | WDAT | GIP - Fast Track | Fast Track | Inactive | Withdrawn | 2012-11-07 | Withdrawn (No Agrmt) | N/A |  |  | Photovoltaic(0.833) | 0.833 | Riverside | CA | 2012-09-14 | 2013-03-01 | GARBO 12KV | GARBO 12KV | Devers 220/115 | Desert Region | Garbo | Devers 220/115 System | Farrell 115/12 (D)
WDT858FT | 2011-10-11 | 2011-10-11 | 2011-10-25 | WDAT | GIP - Fast Track | Fast Track | Inactive | Withdrawn | 2011-11-03 | Withdrawn (No Agrmt) | No |  |  | Photovoltaic(1.25) | 1.25 | San Bernardino | CA | 2013-06-30 | 2013-06-30 | Deacano 12kV | DEACANO 12KV | Chino 220/66 | Metro East Region | Deacano | Chino 220/66 System | Soquel 66/12 (D)
WDT859FT | 2011-10-11 | 2011-10-11 | 2011-10-25 | WDAT | GIP - Fast Track | Fast Track | Inactive | IA Terminated |  | Terminated | Yes | 2012-08-18 | 2013-03-08 | Photovoltaic(1) | 1 | San Bernardino | CA | 2013-06-30 | 2013-06-30 | BUTTERFIELD 12KV | BUTTERFIELD 12KV | Chino 220/66 | Metro East Region | Butterfield | Chino 220/66 System | Soquel 66/12 (D)
WDT860FT | 2011-10-11 | 2011-10-11 | 2011-10-26 | WDAT | GIP - Fast Track | Fast Track | Inactive | Withdrawn | 2012-02-16 | Withdrawn (No Agrmt) | No |  |  | Photovoltaic(1.25) | 1.25 | San Bernardino | CA | 2013-06-30 | 2013-06-30 | Truck 12kV | TRUCK 12KV | Chino 220/66 | Metro East Region | Truck | Chino 220/66 System | Firehouse 66/12 (D)
WDT861FT | 2011-10-11 | 2011-10-11 | 2011-10-25 | WDAT | GIP - Fast Track | Fast Track | Inactive | IA Terminated |  | Terminated | Yes | 2012-08-21 | 2013-02-28 | Photovoltaic(0.833) | 0.833 | Los Angeles | CA | 2013-06-30 | 2013-09-30 | TORSON 16KV | TORSON 16KV | Lighthipe 220/66 | Metro West Region | Torson | Lighthipe 220/66 System | Carson 66/16 (D)
WDT862FT | 2011-10-11 | 2011-10-11 | 2011-10-25 | WDAT | GIP - Fast Track | Fast Track | Inactive | IA Terminated |  | Terminated | Yes | 2012-08-21 | 2013-03-29 | Photovoltaic(0.833) | 0.833 | Los Angeles | CA | 2013-06-30 | 2013-09-30 | TORSON 16KV | TORSON 16KV | Lighthipe 220/66 | Metro West Region | Torson | Lighthipe 220/66 System | Carson 66/16 (D)
WDT865FT |  | 2011-10-20 |  | WDAT | GIP - Fast Track | Fast Track | Inactive | Withdrawn | 2011-11-08 | Withdrawn (No Agrmt) | No |  |  | Photovoltaic(10) | 10 | Los Angeles | CA | 2014-01-14 | 2014-01-02 | Whirlwind Substation
WDT866FT |  | 2011-10-20 |  | WDAT | GIP - Fast Track | Fast Track | Inactive | Withdrawn | 2011-11-08 | Withdrawn (No Agrmt) | No |  |  | Photovoltaic(3) | 3 | Kern | CA | 2014-01-14 | 2014-01-02 | Whirlwind Substation
WDT867FT | 2011-12-01 | 2011-10-24 | 2011-12-07 | WDAT | GIP - Fast Track | Fast Track | Inactive | IA Terminated |  | Terminated | Yes | 2012-08-23 | 2013-02-14 | Photovoltaic(0.99) | 0.99 | San Bernardino | CA | 2012-09-14 | 2012-09-14 | Nastase 12 kV Line | NASTASE 12KV | Etiwanda 220/66 | Desert Region | Nastase | Etiwanda 220/66 System | Wimbledon 66/12 (D)
WDT868FT |  | 2011-10-20 |  | WDAT | GIP - Fast Track | Fast Track | Inactive | Withdrawn | 2011-11-08 | Withdrawn (No Agrmt) | No |  |  | Photovoltaic(4) | 4 | San Bernardino | CA | 2012-10-01 | 2012-10-01 | Huffman Substation
WDT874ISP |  | 2011-11-15 |  | WDAT | GIP - ISP | ISP | Inactive | Withdrawn | 2012-03-07 | Withdrawn (No Agrmt) | No |  |  | Photovoltaic(20) | 20 |  |  | 2014-07-01 | 2014-07-01 | Edison Tiefort Substation, 34.5Kv | Alvord 33kV |  | Rurals Region | Alvord | Kramer 220/115 System | Tiefort 115/33 (C)
WDT875FT | 2011-12-29 | 2011-12-29 |  | WDAT | GIP - Fast Track | Fast Track | Inactive | IA Terminated |  | Terminated | Yes | 2012-09-21 | 2012-11-12 | Photovoltaic(1) | 1 | Riverside | CA | 2011-09-01 | 2012-09-01 | Cajalco: PINEWOOD 12 kV line | PINEWOOD 12KV | Valley 500/115 | San Jacinto Valley Region | Pinewood | Valley 'AB' 500/115 System | Cajalco 115/12 (D)
WDT876FT |  | 2011-12-29 |  | WDAT | GIP - Fast Track | Fast Track | Inactive | Withdrawn | 2012-02-13 | Withdrawn (No Agrmt) | No |  |  | Photovoltaic(1.5) | 1.5 | Riverside | CA | 2011-09-01 | 2011-09-01 | New construction and site development 2000a 277/480v 3p 4w interconnect to existing 12kv ckts interconnection customer data (set fourth in attachment A) from substation 8086 | PINEWOOD 12KV | Valley 500/115 | San Jacinto Valley Region | Pinewood | Valley 'AB' 500/115 System | Cajalco 115/12 (D)
WDT877FT | 2011-12-29 | 2011-12-29 |  | WDAT | GIP - Fast Track | Fast Track | Inactive | IA Terminated |  | Terminated | Yes | 2012-09-21 | 2012-11-17 | Photovoltaic(1.5) | 1.5 | Riverside | CA | 2012-09-15 | 2012-09-01 | PINEWOOD 12 kV line | PINEWOOD 12KV | Valley 500/115 | San Jacinto Valley Region | Pinewood | Valley 'AB' 500/115 System | Cajalco 115/12 (D)
WDT880ISP | 2012-01-06 | 2012-01-06 | 2012-01-23 | WDAT | GIP - ISP | ISP | Inactive | Withdrawn | 2012-09-14 | Withdrawn (No Agrmt) | No |  |  | Fuel Cell(1.95) | 1.95 | Orange | CA |  | 2012-08-01 | Taiwan 12kV | Taiwan 12kV | Villa Park 220/66 | Orange Region | Taiwan | Villa Park 220/66 System | Modena 66/12 (D)
WDT882FT |  | 2012-01-10 |  | WDAT | GIP - Fast Track | Fast Track | Inactive | Withdrawn | 2012-02-06 | Withdrawn (No Agrmt) | No |  |  | Photovoltaic(2) | 2 | San Bernardino | CA | 2012-10-31 | 2012-10-31 | Chino: Butterfield 12 kV Line | BUTTERFIELD 12KV | Chino 220/66 | Metro East Region | Butterfield | Chino 220/66 System | Soquel 66/12 (D)
WDT884ISP | 2012-01-24 | 2012-01-24 | 2012-02-07 | WDAT | GIP - ISP | ISP | Active - Post IA | In-Service |  | Executed - In Effect | Yes | 2013-01-28 |  | Photovoltaic(4.95) | 4.95 | San Bernardino | CA | 2013-03-01 | 2013-03-01 | MINOTAUR 12KV | MINOTAUR 12KV | San Bernardino 115kV | Desert Region | Minotaur | San Bernardino 220/66 System | San Bernardino 66/12 (D)
WDT887ISP | 2012-01-25 | 2012-01-25 | 2012-03-05 | WDAT | GIP - ISP | ISP | Inactive | Withdrawn | 2012-08-20 | Withdrawn (No Agrmt) | No |  |  | Photovoltaic(6) | 6 | Los Angeles | CA | 2012-11-30 | 2013-12-01 | Elizabeth Lake 66/16kV | Tuba 16kV | Saugus 220/66kV | North Coast Region | Tuba | Saugus 220/66 System | Elizabeth Lake 66/16 (D)
WDT889FT | 2012-02-15 | 2012-02-15 | 2012-03-01 | WDAT | GIP - Fast Track | Fast Track | Inactive | Withdrawn | 2012-03-13 | Withdrawn (No Agrmt) | No |  |  |  | 3 | Los Angeles | CA | 2013-05-01 | 2013-05-01 | Pole #4031910E, 12kV, West Side of 20St Street | ASSEMBLY 12KV | Antelope 220/66 | North Coast Region | Assembly | Antelope 220/66 System | Oasis 66/12 (D)
WDT896FT | 2012-04-02 | 2012-03-19 | 2012-05-15 | WDAT | GIP - Fast Track | Fast Track | Inactive | Withdrawn | 2012-11-29 | Withdrawn (No Agrmt) | No |  |  | Photovoltaic(1) | 1 | Los Angeles | CA | 2014-01-20 | 2014-01-20 | Sigma 16kV | SIGMA 16KV | Lighthipe 220/66 | Metro West Region | Sigma | Lighthipe 220/66 System | Carson 66/16 (D)
WDT897FT | 2012-04-02 | 2012-03-19 |  | WDAT | GIP - Fast Track | Fast Track | Inactive | Withdrawn | 2012-11-29 | Withdrawn (No Agrmt) | No |  |  | Photovoltaic(0.625) | 0.625 | San Bernardino | CA | 2013-04-15 | 2013-04-15 | Riggs 12kV | RIGGS 12KV | Etiwanda 220/66 | Desert Region | Riggs | Etiwanda 220/66 System | Wimbledon 66/12 (D)
WDT898FT | 2012-03-19 | 2012-03-19 |  | WDAT | GIP - Fast Track | Fast Track | Inactive | Withdrawn | 2012-11-29 | Withdrawn (No Agrmt) | No |  |  | Photovoltaic(0.625) | 0.625 | Los Angeles | CA | 2013-06-17 | 2013-06-17 | is in 480 V Switchboard connected to low voltage side of proposed New SCE Transformer fed from Circuit #04600; Voltage Level = 480 V | DALBERG 16KV | Lighthipe 220/66 | Metro West Region | Dalberg | Lighthipe 220/66 System | Carson 66/16 (D)
WDT899 | 2012-04-02 | 2012-03-22 | 2012-04-19 | WDAT | GIP - Cluster Study | QC_005 | Inactive | Withdrawn | 2012-05-23 | Withdrawn (No Agrmt) | No |  |  | Wind Turbine(20) | 20 | Riverside | CA | 2014-10-31 | 2014-10-31 | Pan Aero Substation-115KV |  | Devers 220/115
WDT900 | 2012-04-02 | 2012-03-22 | 2012-04-24 | WDAT | GIP - Cluster Study | QC_005 | Inactive | Withdrawn | 2013-11-11 | Withdrawn (No Agrmt) | No |  |  | Photovoltaic(10) | 10 | Riverside | CA | 2013-09-01 | 2013-09-01 | SCHMIDT 12 kV line | ROUNDEL 12KV | El Casco 220kV bus | Desert Region | Schmidt | El Casco 220/115 System | Maraschino 115/12 (D)
WDT901 | 2012-04-02 | 2012-03-23 | 2012-04-19 | WDAT | GIP - Cluster Study | QC_005 | Inactive | IA Terminated |  | Terminated | Yes | 2014-05-13 | 2018-04-04 | Photovoltaic(5) | 5 | San Bernardino | CA | 2014-12-31 | 2015-10-30 | MINGO 12KV | MINGO 12KV | Victor 220kV bus | Rurals Region | Mingo | Victor 220/115 System | Savage 115/12 (D)
WDT902 | 2012-03-27 | 2012-03-27 | 2012-04-24 | WDAT | GIP - ISP | ISP | Inactive | Withdrawn | 2012-05-22 | Withdrawn (No Agrmt) | No |  |  | Photovoltaic(10) | 10 | Inyo | CA | 2013-11-01 | 2013-11-01 | Dunmovin 12.47kV Circuit, on the line East of Pole 1924002E
WDT903 | 2012-04-02 | 2012-03-27 | 2012-04-13 | WDAT | GIP - Cluster Study | QC_005 | Inactive | Withdrawn | 2013-02-22 | Withdrawn (No Agrmt) | No |  |  | Photovoltaic(10) | 10 | Kings | CA | 2014-09-01 |  | Goshen-Hanford 66kV | Rector 66kV | Rector 220/66
WDT904 |  | 2011-03-28 |  | WDAT | GIP - Cluster Study | QC_005 | Inactive | Withdrawn | 2012-06-22 | Withdrawn (No Agrmt) | No |  |  | Fuel Cell(6.7) | 6.7 | Los Angeles | CA | 2016-06-01 | 2016-06-01 | Simpson Substation, 66k V- ISO connection is Chino Substation | Chino 66kV | Chino 220/66
WDT905 | 2012-04-02 | 2012-03-29 | 2012-04-24 | WDAT | GIP - Cluster Study | QC_005 | Inactive | Withdrawn | 2013-02-27 | Withdrawn (No Agrmt) | No |  |  | Photovoltaic(50) | 50 | Kern | CA | 2015-01-10 | 2015-01-10 | Holgate 115 kV Bus | Holgate 115/33 kV Substation | Kramer Substation 115 kV bus
WDT906 | 2012-04-02 | 2012-03-29 | 2012-04-27 | WDAT | GIP - Cluster Study | QC_005 | Inactive | Withdrawn | 2012-05-30 | Withdrawn (No Agrmt) | No |  |  | Photovoltaic(250) | 250 | Kern | CA | 2016-01-01 | 2016-01-01 | Holgate - Kramer 115 kV Line
WDT907 | 2012-04-02 | 2012-03-29 | 2012-04-27 | WDAT | GIP - Cluster Study | QC_005 | Inactive | Withdrawn | 2013-05-16 | Withdrawn (No Agrmt) | No |  |  | Photovoltaic(50) | 50 | San Bernardino | CA | 2015-01-01 | 2015-01-15 | Carodean - Leatherneck 115 kV Line |  | Devers Substation 220 kV bus
WDT908FT | 2012-05-14 | 2012-03-29 | 2012-05-14 | WDAT | GIP - Fast Track | Fast Track | Inactive | Withdrawn | 2013-03-07 | Withdrawn (No Agrmt) | No |  |  | Photovoltaic(1) | 1 | San Bernardino | CA | 2013-04-15 | 2013-05-24 | POI is in 480 V Switchboard connected to low voltage side of proposed New SCE Transformer fed from Existing Circuit #17051; Voltage Level+480V | STOLI 12KV | Mira Loma 220/66 | Metro East Region | Stoli | Mira Loma 220/66 System | Milliken 66/12 (D)
WDT909FT | 2012-05-07 | 2012-03-29 | 2012-05-07 | WDAT | GIP - Fast Track | Fast Track | Inactive | Withdrawn | 2012-09-26 | Withdrawn (No Agrmt) | No |  |  | Photovoltaic(0.5) | 0.5 | San Bernardino | CA | 2013-04-15 | 2013-04-15 | PAt the new looped service transformer off a tap on the Dragon 12 kV circuit out of San Bernardino 66/12 kV Substation | Dragon 12kV | San Bernardino 220/66 | Desert Region | Dragon | San Bernardino 220/66 System | San Bernardino 66/12 (D)
WDT910FT | 2012-05-14 | 2012-03-29 | 2012-05-14 | WDAT | GIP - Fast Track | Fast Track | Active - Post IA | In-Service |  | Executed - In Effect | Yes | 2013-03-07 |  | Photovoltaic(1) | 1 | San Bernardino | CA | 2013-04-15 | 2013-10-01 | Riggs12 kV Line | CHANG 12KV | Etiwanda 220/66 | Desert Region | Chang | Etiwanda 220/66 System | Wimbledon 66/12 (D)
WDT911FT | 2012-05-07 | 2012-03-29 | 2012-05-07 | WDAT | GIP - Fast Track | Fast Track | Inactive | Withdrawn | 2012-09-26 | Withdrawn (No Agrmt) | No |  |  | Photovoltaic(0.625) | 0.625 | San Bernardino | CA | 2013-04-15 | 2013-04-29 | POI is in 480 V Switchboard connected to low voltage side of proposed New SCE Transformer fed from Existing Circuit #05465; Voltage Level+480V | Dragon 12kV | San Bernardino 220/66 | Desert Region | Dragon | San Bernardino 220/66 System | San Bernardino 66/12 (D)
WDT912FT | 2012-05-22 | 2012-03-29 | 2012-05-22 | WDAT | GIP - Fast Track | Fast Track | Inactive | Withdrawn | 2014-07-22 | Withdrawn (No Agrmt) | No |  |  | Photovoltaic(1.125) | 1.125 | Los Angeles | CA | 2013-06-17 | 2013-03-05 | FLORENCE 16KV | FLORENCE 16KV | Laguna Bell AB 220/66 | Metro West Region | Florence | Laguna Bell AB 220/66 System | Cudahy 66/16 (D)
WDT913FT |  | 2012-03-29 |  | WDAT | GIP - Fast Track | Fast Track | Inactive | Withdrawn | 2012-05-09 | Withdrawn (No Agrmt) | No |  |  | Photovoltaic(2) | 2 | Riverside | CA | 2013-04-15 |  | POI is in 480 V Switchboard connected to low voltage side of proposed New SCE Transformer fed from Existing Circuit #05619; Voltage Level+480V | EDWIN 12KV | Valley 500/115 | San Jacinto Valley Region | Edwin | Valley 'AB' 500/115 System | Alessandro 115/12 (D)
WDT914FT | 2012-05-07 | 2012-03-29 | 2012-05-07 | WDAT | GIP - Fast Track | Fast Track | Inactive | Withdrawn | 2012-09-26 | Withdrawn (No Agrmt) | No |  |  | Photovoltaic(0.5) | 0.5 | San Bernardino | CA | 2013-04-15 | 2013-04-15 | POI is in 480 V Switchboard connected to low voltage side of proposed New SCE Transformer fed from Existing Circuit #05465; Voltage Level+480V | Dragon 12kV | San Bernardino 220/66 | Desert Region | Dragon | San Bernardino 220/66 System | San Bernardino 66/12 (D)
WDT915FT | 2012-05-14 | 2012-03-29 | 2012-05-14 | WDAT | GIP - Fast Track | Fast Track | Active - Post IA | In-Service |  | Executed - In Effect | Yes | 2013-03-16 |  | Photovoltaic(1.5) | 1.5 | San Bernardino | CA | 2014-01-20 | 2013-08-16 | Milliken: Drambuie 12 kV Line | BACKDRAFT 12KV | Chino 220/66 | Metro East Region | Backdraft | Chino 220/66 System | Firehouse 66/12 (D)
WDT916FT | 2012-05-29 | 2012-03-29 | 2012-05-29 | WDAT | GIP - Fast Track | Fast Track | Inactive | Withdrawn | 2014-04-01 | Withdrawn (No Agrmt) | No |  |  | Photovoltaic(1.375) | 1.375 | Riverside | CA | 2013-04-15 | 2013-04-15 | chaney 12 kV line | HERO 12KV | Valley 500/115 | San Jacinto Valley Region | Hero | Valley 'AB' 500/115 System | Bunker 115/12 (D)
WDT917FT | 2012-05-21 | 2012-03-29 | 2012-05-21 | WDAT | GIP - Fast Track | Fast Track | Inactive | Withdrawn | 2014-07-22 | Withdrawn (No Agrmt) | No |  |  | Photovoltaic(1.5) | 1.5 | Los Angeles | CA | 2014-01-20 | 2014-01-20 | HEDGE 12KV | HEDGE 12KV | Center 220/66 | Metro West Region | Hedge | Center 220/66 System | Santa Fe Springs 66/12 (D)
WDT919 |  | 2012-03-30 |  | WDAT | GIP - Cluster Study | QC_005 | Inactive | Withdrawn | 2012-04-27 | Withdrawn (No Agrmt) | No |  |  | Photovoltaic(7.875) | 7.875 | Riverside | CA | 2013-07-19 | 2013-07-19 | Chaney 12kV | Chaney 12kV | Valley 500/115 | San Jacinto Valley Region | Chaney | Valley 'AB' 500/115 System | Bunker 115/12 (D)
WDT920 | 2012-04-02 | 2012-03-30 | 2012-03-25 | WDAT | GIP - Cluster Study | QC_005 | Inactive | Withdrawn | 2013-03-13 | Withdrawn (No Agrmt) | No |  |  | Photovoltaic(14) | 14 | Kern | CA | 2014-03-01 | 2016-02-01 | Great Lakes - Rosamond 66 kV Line |  | Antelope 220/66
WDT921FT |  | 2012-03-30 |  | WDAT | GIP - Fast Track | Fast Track | Inactive | Withdrawn | 2012-05-09 | Withdrawn (No Agrmt) | No |  |  | Photovoltaic(1) | 1 | Riverside | CA | 2013-04-15 |  | POI is in 480 V Switchboard connected to low voltage side of proposed New SCE Transformer fed from Existing Circuit #14742; Voltage Level+480V | REAGAN 12KV | Valley 500/115 | San Jacinto Valley Region | Reagan | Valley 'AB' 500/115 System | Alessandro 115/12 (D)
WDT922 | 2012-04-02 | 2012-03-29 |  | WDAT | GIP - Cluster Study | QC_005 | Inactive | Withdrawn | 2013-04-26 | Withdrawn (No Agrmt) | No |  |  | Photovoltaic(20) | 20 | Los Angeles | CA | 2014-02-01 | 2014-02-01 | Pearblossom - Vincent 230 kV Line
WDT923 | 2012-04-02 | 2012-03-30 | 2012-04-17 | WDAT | GIP - Cluster Study | QC_005 | Inactive | Withdrawn | 2013-03-21 | Withdrawn (No Agrmt) | No |  |  | Photovoltaic(20) | 20 | Kern | CA | 2014-03-01 | 2014-03-01 | Borel-Isabella-Kern River 3-Lakegen-Weldon 66 kV Line | Weldon Substaion | Vestal 220kV bus
WDT925 | 2012-04-02 | 2012-03-30 | 2012-04-30 | WDAT | GIP - Cluster Study | QC_005 | Active - Post IA | In-Service |  | Executed - In Effect | Yes | 2014-05-14 |  | Photovoltaic(7) | 7 | San Bernardino | CA | 2015-04-01 | 2015-05-01 | Victor 33: PORTLAND 33 kV line | CEMENT 33KV | Victor 220kV bus | Rurals Region | Portland | Victor 220/115 System | Victor 115/33 (D) |  |  | 0 | Victor | 1 | Victor | 115 | 7) | 7 | 7 | 0 | [7 empty] | 1 |  |  | 1
WDT926FT | 2012-03-30 | 2012-03-30 | 2012-04-27 | WDAT | GIP - Fast Track | Fast Track | Inactive | IA Terminated |  | Terminated | Yes | 2012-08-30 | 2013-02-14 | Photovoltaic(0.51) | 0.51 | San Bernardino | CA | 2013-03-01 | 2013-03-01 | Drambuie 12 kV Line | DRAMBUIE 12KV | Mira Loma 220/66 | Metro East Region | Drambuie | Mira Loma 220/66 System | Milliken 66/12 (D)
WDT927 | 2012-04-02 | 2012-03-30 |  | WDAT | GIP - Cluster Study | QC_005 | Inactive | IA Terminated |  | Terminated | Yes | 2012-08-14 | 2013-03-20 | Photovoltaic(42) | 42 | Kern | CA | 2014-01-31 |  | Holgate 115 kV Bus | Kramer Substation 115kV bus | Holgate Substation 115 kV bus
WDT930 | 2012-04-02 | 2012-04-02 | 2012-05-01 | WDAT | GIP - Cluster Study | QC_005 | Inactive | Withdrawn | 2014-04-21 | Withdrawn (No Agrmt) | No |  |  | Photovoltaic(20) | 20 | San Bernardino | CA | 2013-12-01 | 2013-12-01 | BAROID 33KV | BAROID 33KV | Kramer 220kV bus | Rurals Region | Baroid | Kramer 220/115 System | Gale 115/33 (D)
WDT931 | 2012-04-02 | 2012-04-02 | 2012-05-01 | WDAT | GIP - Cluster Study | QC_005 | Active - Post IA | In-Service |  | Executed - In Effect | Yes | 2014-10-15 |  | Photovoltaic(20) | 20 | San Bernardino | CA | 2013-12-01 | 2016-04-01 | REMOTE 33KV | REMOTE 33KV | Kramer 220kV bus | Rurals Region | Remote | Kramer 220/115 System | Barstow 33/33 (D) |  |  | 0 | Kramer | 1 | Kramer | 115 | 20) | 20 | 20 | 0 | [7 empty] | 1 |  |  | 1
WDT932 | 2012-04-02 | 2012-04-02 | 2012-05-01 | WDAT | GIP - Cluster Study | QC_005 | Inactive | Withdrawn | 2012-05-16 | Withdrawn (No Agrmt) | No |  |  | Photovoltaic(20) | 20 |  |  | 2013-12-01 |  | 33kV Line tap preferred Alternate 33kV at Baker Substation | Baker 33kV | Eldorado 220/115 | Rurals Region |  | Kramer 220/115 System | Baker 115/33 (C)
WDT933 | 2012-04-02 | 2012-04-02 | 2012-05-11 | WDAT | GIP - Cluster Study | QC_005 | Inactive | Withdrawn | 2012-05-14 | Withdrawn (No Agrmt) | No |  |  | Photovoltaic(3) | 3 | Tulare | CA | 2013-12-29 |  | TULARE: MILK 12 kV Line | MILK 12 kV o/o | Rector 220/66 | San Joaquin Region | Milk | Rector 220/66 System | Tulare 66/12 (D)
WDT934FT | 2012-03-30 | 2012-03-30 | 2012-04-27 | WDAT | GIP - Fast Track | Fast Track | Inactive | IA Terminated |  | Terminated | Yes | 2012-08-14 | 2013-02-14 | Photovoltaic(0.635) | 0.635 | Riverside | CA | 2013-03-01 |  | McEnroe 12kV Line | MCENROE 12KV | Etiwanda 220/66 | Desert Region | McEnroe | Etiwanda 220/66 System | Wimbledon 66/12 (D)
WDT935 | 2012-04-02 | 2012-04-02 | 2012-05-01 | WDAT | GIP - Cluster Study | QC_005 | Inactive | Withdrawn | 2013-05-23 | Withdrawn (No Agrmt) | No |  |  | Photovoltaic(8.5) | 8.5 | San Bernardino | CA | 2013-04-01 | 2013-07-01 | Roadway: MACK 12 kV line | INTERNATIONAL 12KV | Victor 220kV bus | Rurals Region | International | Victor 220/115 System | Roadway 115/12 (D)
WDT936 | 2012-04-02 | 2012-04-02 | 2012-04-27 | WDAT | GIP - Cluster Study | QC_005 | Inactive | Withdrawn | 2013-05-17 | Withdrawn (No Agrmt) | No |  |  | Photovoltaic(22) | 22 | Kern | CA | 2014-12-10 | 2014-12-10 | Kramer - Rocket Test 115kV
WDT937 |  | 2012-04-02 |  | WDAT | GIP - Cluster Study | QC_005 | Inactive | Withdrawn | 2012-05-01 | Withdrawn (No Agrmt) | No |  |  | Photovoltaic(25.2) | 25.2 | San Bernardino | CA | 2015-01-31 | 2015-01-31 | Interconnects into the SCE Gobar 33kV circuit at the intersection of Foothill Road and Santa Fe Fire Road, on the northeast corner of the property. | Gobar 33kV | Victor 220kV bus | Rurals Region | Gobar | Victor 220/115 System | Cottonwood 115/33 (D)
WDT938 | 2012-04-02 | 2012-04-02 | 2012-04-30 | WDAT | GIP - Cluster Study | QC_005 | Inactive | Withdrawn | 2017-06-06 | Withdrawn (No Agrmt) | No |  |  | Photovoltaic(41) | 40 | Tulare | CA | 2015-04-01 | 2018-02-15 | Vestal - Kern River 3 66 kV Line | Vestal - Kern River 3 66 kV Line | Vestal 220kV bus
WDT939FT |  | 2012-04-11 |  | WDAT | GIP - Fast Track | Fast Track | Inactive | Withdrawn | 2012-06-18 | Withdrawn (No Agrmt) | No |  |  | Photovoltaic(2) | 2 | San Bernardino | CA | 2014-01-20 | 2014-01-20 | Mosquito 12kV | MOSQUITO 12KV | Chino 220/66 | Metro East Region | Mosquito | Chino 220/66 System | Kimball 66/12 (D)
WDT940 | 2012-04-02 | 2012-04-17 | 2012-04-23 | WDAT | GIP - Cluster Study | QC_005 | Inactive | Withdrawn | 2015-02-27 | Not Started | No |  |  | Gas Turbine()/Cogeneration() | 49 | Tulare | CA | 2014-02-15 | 2014-02-15 | Protein 66 kV Bus | Protein 66 kV Bus | Rector 220kV bus
WDT941FT | 2012-04-17 | 2012-04-17 | 2012-06-13 | WDAT | GIP - Fast Track | Fast Track | Inactive | Withdrawn | 2012-12-05 | Withdrawn (No Agrmt) | No |  |  | Photovoltaic(1) | 1 | San Bernardino | CA | 2014-01-31 | 2012-01-31 | WARM CREEK 12 kV line | Harlem Springs 12kV | San Bernardino 220/66 | Desert Region | Harlem Springs | San Bernardino 220/66 System | Cardiff 66/12 (D)
WDT942FT | 2012-04-17 | 2012-04-17 | 2012-06-13 | WDAT | GIP - Fast Track | Fast Track | Inactive | Withdrawn | 2012-12-05 | Withdrawn (No Agrmt) | No |  |  | Photovoltaic(1) | 1 | San Bernardino | CA | 2014-01-31 | 2014-01-31 | WARM CREEK 12 kV line | ZAPATA 12KV | San Bernardino 220/66 | Desert Region | Zapata | San Bernardino 220/66 System | Cardiff 66/12 (D)
WDT943FT | 2012-04-17 | 2012-04-17 | 2012-06-07 | WDAT | GIP - Fast Track | Fast Track | Inactive | Withdrawn | 2012-09-18 | Withdrawn (No Agrmt) | No |  |  | Photovoltaic(1) | 1 | Los Angeles | CA | 2014-01-31 | 2014-01-31 | SCE distribution grid / TBD | CORNWALL 12KV | Mesa 220/66 | Metro East Region | Cornwall | Mesa 220/66 System | Narrows 66/12 (D)
WDT944FT | 2012-04-17 | 2012-04-17 | 2012-06-13 | WDAT | GIP - Fast Track | Fast Track | Inactive | Withdrawn | 2012-12-05 | Withdrawn (No Agrmt) | No |  |  | Photovoltaic(1) | 1 | San Bernardino | CA | 2014-01-31 | 2014-01-31 | SCE distribution grid/TBD | GUIDANCE 12KV | Etiwanda 220/66 | Desert Region | Guidance | Etiwanda 220/66 System | Genamic 66/12 (D)
WDT945FT | 2012-04-17 | 2012-04-17 | 2012-06-07 | WDAT | GIP - Fast Track | Fast Track | Inactive | Withdrawn | 2012-12-05 | Withdrawn (No Agrmt) | No |  |  | Photovoltaic(2) | 2 | Los Angeles | CA | 2014-01-31 | 2014-01-31 | SCE distribution grid/TBD | ROSELAWN 12KV | Chino 220/66 | Metro East Region | Roselawn | Chino 220/66 System | Ganesha 66/12 (D)
WDT946 | 2012-04-02 | 2012-04-18 | 2012-05-25 | WDAT | GIP - Cluster Study | QC_005 | Inactive | Withdrawn | 2014-08-15 | Withdrawn (No Agrmt) | No |  |  | Cogeneration(175) | 175 | San Bernardino | CA | 2015-03-16 | 2015-03-15 | Inyokern 115 kV Bus |  | Inyo SCE 220/115
WDT949FT |  | 2012-05-02 |  | WDAT | GIP - Fast Track | Fast Track | Inactive | Withdrawn | 2012-09-18 | Withdrawn (No Agrmt) | No |  |  | Photovoltaic(0.583) | 0.583 | Los Angeles | CA | 2012-02-28 | 2014-02-28 | Existing building transformer location - 800a 277/480v 3p 4w | Locomotive 12kV | Walnut 220/66 | Metro East Region | Locomotive | Walnut 220/66 System | Railroad 66/12 (D)
WDT950FT |  | 2012-05-02 |  | WDAT | GIP - Fast Track | Fast Track | Inactive | Withdrawn | 2012-09-18 | Withdrawn (No Agrmt) | No |  |  | Photovoltaic(0.5) | 0.5 | Los Angeles | CA | 2014-02-28 |  | Apex 16kV | APEX 16KV | Laguna Bell AB 220/66 | Metro West Region | Apex | Laguna Bell AB 220/66 System | Laguna Bell 66/16 (D)
WDT951FT |  | 2012-05-02 |  | WDAT | GIP - Fast Track | Fast Track | Inactive | Withdrawn | 2012-09-18 | Withdrawn (No Agrmt) | No |  |  | Photovoltaic(0.5) | 0.5 | Los Angeles | CA |  |  | Gartel 12kV | Gartel 12kV | Walnut 220/66 | Metro East Region | Gartel | Walnut 220/66 System | Nogales 66/12 (D)
WDT952FT |  | 2012-05-02 |  | WDAT | GIP - Fast Track | Fast Track | Inactive | Withdrawn | 2012-09-18 | Withdrawn (No Agrmt) | No |  |  | Photovoltaic(0.5) | 0.5 | Los Angeles | CA | 2014-02-28 |  | Storm 12kV | STORM 12KV | Hinson 220/66 | Metro West Region | Storm | Hinson 220/66 System | Neptune 66/12 (D)
WDT953FT | 2012-05-02 | 2012-05-02 | 2012-06-07 | WDAT | GIP - Fast Track | Fast Track | Inactive | Withdrawn | 2012-06-28 | Withdrawn (No Agrmt) | No |  |  | Photovoltaic(1.5) | 1.5 | San Bernardino | CA | 2014-02-28 |  | Existing building transformer location - 12.47kV | SAMPRAS 12KV | Etiwanda 220/66 | Desert Region | Sampras | Etiwanda 220/66 System | Wimbledon 66/12 (D)
WDT954FT | 2012-05-02 | 2012-05-02 | 2012-06-07 | WDAT | GIP - Fast Track | Fast Track | Inactive | Withdrawn | 2012-06-28 | Withdrawn (No Agrmt) | No |  |  | Photovoltaic(0.5) | 0.5 | San Bernardino | CA | 2014-02-28 | 2014-02-28 | Existing building transformer location - 800a 277/480v 3p 4w | BACARDI 12KV | Mira Loma 220/66 | Metro East Region | Bacardi | Mira Loma 220/66 System | Milliken 66/12 (D)
WDT955FT |  | 2012-05-02 |  | WDAT | GIP - Fast Track | Fast Track | Inactive | Withdrawn | 2012-09-18 | Withdrawn (No Agrmt) | No |  |  | Photovoltaic(0.5) | 0.5 | Orange | CA | 2014-02-28 | 2014-02-28 | Krypton 12kV | Krypton 12kV | Viejo 220/66 | Orange Region | Krypton | Viejo 220/66 System | Limestone 66/12 (D)
WDT956FT | 2012-05-02 | 2012-05-02 | 2012-06-07 | WDAT | GIP - Fast Track | Fast Track | Inactive | Withdrawn | 2012-09-18 | Withdrawn (No Agrmt) | No |  |  | Photovoltaic(0.833) | 0.833 | San Bernardino | CA | 2014-02-28 | 2013-11-01 | Sampras 12kV | SAMPRAS 12KV | Etiwanda 220/66 | Desert Region | Sampras | Etiwanda 220/66 System | Wimbledon 66/12 (D)
WDT957FT | 2012-05-02 | 2012-05-02 | 2012-06-08 | WDAT | GIP - Fast Track | Fast Track | Inactive | Withdrawn | 2012-09-18 | Withdrawn (No Agrmt) | No |  |  | Photovoltaic(0.5) | 0.5 | Los Angeles | CA | 2014-02-28 | 2014-02-28 | Mccloud 16kV | MCCLOUD 16KV | Lighthipe 220/66 | Metro West Region | Mccloud | Lighthipe 220/66 System | Jersey 66/16 (D)
WDT958FT | 2012-05-02 | 2012-05-02 | 2012-06-12 | WDAT | GIP - Fast Track | Fast Track | Inactive | Withdrawn | 2012-06-25 | Withdrawn (No Agrmt) | No |  |  | Photovoltaic(0.666) | 0.666 | Los Angeles | CA | 2014-02-28 |  | Trident 12kV | Trident 12kV | Walnut 220/66 | Metro East Region | Trident | Walnut 220/66 System | Nogales 66/12 (D)
WDT959FT | 2012-05-02 | 2012-05-02 | 2012-06-07 | WDAT | GIP - Fast Track | Fast Track | Inactive | Withdrawn | 2012-09-18 | Withdrawn (No Agrmt) | No |  |  | Photovoltaic(0.5) | 0.5 | San Bernardino | CA | 2014-02-28 |  | Exsiting building transformer location - 800a 277/480v 3p 4w - 11195 Eucalyptus St. | Sneva 12kV | Padua 220/66 | Metro East Region | Sneva | Padua 220/66 System | Cucamonga 66/12 (D)
WDT960FT | 2012-05-02 | 2012-05-02 | 2012-06-12 | WDAT | GIP - Fast Track | Fast Track | Inactive | Withdrawn | 2012-09-18 | Withdrawn (No Agrmt) | No |  |  | Photovoltaic(0.5) | 0.5 | Los Angeles | CA | 2014-02-28 |  | Nogales: Trident 12 kV Line | Trident 12kV | Walnut 220/66 | Metro East Region | Trident | Walnut 220/66 System | Nogales 66/12 (D)
WDT961FT | 2012-05-02 | 2012-05-02 |  | WDAT | GIP - Fast Track | Fast Track | Inactive | Withdrawn | 2012-09-18 | Withdrawn (No Agrmt) | No |  |  | Photovoltaic(0.5) | 0.5 | Los Angeles | CA | 2014-02-28 |  | Show 12kV | SHOW 12KV | Chino 220/66 | Metro East Region | Show | Chino 220/66 System | Trophy 66/12 (D)
WDT962FT | 2012-05-02 | 2012-05-02 | 2012-06-08 | WDAT | GIP - Fast Track | Fast Track | Inactive | Withdrawn | 2012-09-18 | Withdrawn (No Agrmt) | No |  |  | Photovoltaic(0.5) | 0.5 | Los Angeles | CA | 2014-02-28 | 2014-02-28 | Existing building transformer location - 1000a 277/480v 3p 4w | ABANA 12KV | Del Amo 220/66 | Metro West Region | Abana | Del Amo 220/66 System | Greening 66/12 (D)
WDT963FT | 2012-05-03 | 2012-05-03 | 2012-06-08 | WDAT | GIP - Fast Track | Fast Track | Inactive | Withdrawn | 2012-09-18 | Withdrawn (No Agrmt) | No |  |  | Photovoltaic(0.833) | 0.833 | Los Angeles | CA | 2014-02-28 | 2014-02-28 | Existing building transformer location - 1600a 277/480v 3p 4w | STARBUCK 12KV | Center 220/66 | Metro West Region | Starbuck | Center 220/66 System | Santa Fe Springs 66/12 (D)
WDT964FT | 2012-05-03 | 2012-05-03 | 2012-06-12 | WDAT | GIP - Fast Track | Fast Track | Inactive | Withdrawn | 2012-09-18 | Withdrawn (No Agrmt) | No |  |  | Photovoltaic(0.5) | 0.5 | San Bernardino | CA | 2014-02-28 | 2013-11-01 | Existing building transformer location - 800a 277/480v 3p 4w | ABSOLUT 12KV | Mira Loma 220/66 | Metro East Region | Absolut | Mira Loma 220/66 System | Milliken 66/12 (D)
WDT965FT | 2012-05-03 | 2012-05-03 |  | WDAT | GIP - Fast Track | Fast Track | Inactive | Withdrawn | 2012-09-18 | Withdrawn (No Agrmt) | No |  |  | Photovoltaic(0.5) | 0.5 | Los Angeles | CA | 2014-02-28 | 2014-02-28 | Existing building transformer location - 800a 277/40v 3p 4w | MCCLOUD 16KV | Lighthipe 220/66 | Metro West Region | Mccloud | Lighthipe 220/66 System | Jersey 66/16 (D)
WDT966FT | 2012-05-03 | 2012-05-03 | 2012-06-07 | WDAT | GIP - Fast Track | Fast Track | Inactive | Withdrawn | 2012-09-18 | Withdrawn (No Agrmt) | No |  |  | Photovoltaic(0.583) | 0.583 | Los Angeles | CA | 2014-02-28 | 2014-02-28 | Existing building transformer location - 800a 277/480v 3p 4w | CAL STRIP 16KV | Laguna Bell AB 220/66 | Metro West Region | Cal Strip | Laguna Bell AB 220/66 System | Laguna Bell 66/16 (D)
WDT967FT | 2012-05-03 | 2012-05-03 | 2012-06-07 | WDAT | GIP - Fast Track | Fast Track | Inactive | Withdrawn | 2012-09-18 | Withdrawn (No Agrmt) | No |  |  | Photovoltaic(1.5) | 1.5 | Los Angeles | CA | 2014-02-28 | 2014-02-28 | Existing building transformer location - 2000a 277/480v 3p 4w | ELROY 16KV | La Fresa 220/66 | Metro West Region | Elroy | La Fresa 220/66 System | La Fresa 66/16 (D)
WDT968FT | 2012-05-03 | 2012-05-03 | 2012-06-07 | WDAT | GIP - Fast Track | Fast Track | Inactive | Withdrawn | 2012-09-18 | Withdrawn (No Agrmt) | No |  |  | Photovoltaic(0.666) | 0.666 | Los Angeles | CA | 2014-02-28 |  | Existing building transformer location - 1000a 277/480v 3p 4w | RAHN 16KV | Lighthipe 220/66 | Metro West Region | Rahn | Lighthipe 220/66 System | Carson 66/16 (D)
WDT969FT | 2012-05-03 | 2012-05-03 | 2012-06-07 | WDAT | GIP - Fast Track | Fast Track | Inactive | Withdrawn | 2012-06-28 | Withdrawn (No Agrmt) | No |  |  | Photovoltaic(1.5) | 1.5 | San Bernardino | CA | 2014-02-28 | 2014-02-28 | Existing building transformer lcation - 12kv distribution ckt level | KENYON 12KV | Etiwanda 220/66 | Desert Region | Kenyon | Etiwanda 220/66 System | Archline 66/12 (D)
WDT970FT | 2012-05-03 | 2012-05-03 | 2012-06-07 | WDAT | GIP - Fast Track | Fast Track | Inactive | Withdrawn | 2012-09-18 | Withdrawn (No Agrmt) | No |  |  | Photovoltaic(1.5) | 1.5 | Riverside | CA | 2014-02-28 | 2014-02-28 | Existing building transformer location-2000a 277/480v 3p 4w | EDWIN 12KV | Valley 500/115 | San Jacinto Valley Region | Edwin | Valley 'AB' 500/115 System | Alessandro 115/12 (D)
WDT971FT | 2012-05-03 | 2012-05-03 | 2012-06-07 | WDAT | GIP - Fast Track | Fast Track | Inactive | Withdrawn | 2012-09-18 | Withdrawn (No Agrmt) | No |  |  | Photovoltaic(1.5) | 1.5 | San Bernardino | CA | 2014-02-28 | 2014-02-28 | Existing building transformer location - 12kv distribution ckt level | NOZZLE 12KV | Chino 220/66 | Metro East Region | Nozzle | Chino 220/66 System | Firehouse 66/12 (D)
WDT972FT |  | 2012-05-04 |  | WDAT | GIP - Fast Track | Fast Track | Inactive | Withdrawn | 2012-06-18 | Withdrawn (No Agrmt) | No |  |  | Photovoltaic(1.5) | 1.5 | San Bernardino | CA | 2013-12-10 | 2013-12-10 | Flame 12kV | FLAME 12KV | Chino 220/66 | Metro East Region | Flame | Chino 220/66 System | Firehouse 66/12 (D)
WDT973FT | 2012-05-07 | 2012-05-07 | 2012-06-12 | WDAT | GIP - Fast Track | Fast Track | Inactive | Withdrawn | 2012-09-18 | Withdrawn (No Agrmt) | No |  |  | Photovoltaic(0.583) | 0.583 | Los Angeles | CA | 2014-03-28 | 2014-03-28 | Existing building transformer location - 800a 277/480v3p 4w | CHRYSLER 16KV | Laguna Bell AB 220/66 | Metro West Region | Chrysler | Laguna Bell AB 220/66 System | Laguna Bell 66/16 (D)
WDT974FT | 2012-05-07 | 2012-05-07 | 2012-06-12 | WDAT | GIP - Fast Track | Fast Track | Inactive | Withdrawn | 2013-02-11 | Withdrawn (No Agrmt) | No |  |  | Photovoltaic(0.5) | 0.5 | Los Angeles | CA | 2014-02-28 | 2014-02-28 | Existing building transformer location - 800z 277/480v 3p 4w | EASTLAND 16KV | Laguna Bell AB 220/66 | Metro West Region | Eastland | Laguna Bell AB 220/66 System | Bandini 66/16 (D)
WDT975FT | 2012-05-07 | 2012-05-07 | 2012-06-12 | WDAT | GIP - Fast Track | Fast Track | Inactive | Withdrawn | 2013-02-11 | Withdrawn (No Agrmt) | No |  |  | Photovoltaic(0.583) | 0.583 | Los Angeles | CA | 2014-02-28 | 2014-02-28 | KINMONT 16KV | KINMONT 16KV | Laguna Bell AB 220/66 | Metro West Region | Kinmont | Laguna Bell AB 220/66 System | Laguna Bell 66/16 (D)
WDT976FT | 2012-05-07 | 2012-05-07 | 2012-06-12 | WDAT | GIP - Fast Track | Fast Track | Inactive | Withdrawn | 2013-02-11 | Withdrawn (No Agrmt) | No |  |  | Photovoltaic(0.583) | 0.583 | Los Angeles | CA | 2014-02-28 | 2014-02-28 | Existing building transformer location - 800a 277/480v 3p 4w | KINMONT 16KV | Laguna Bell AB 220/66 | Metro West Region | Kinmont | Laguna Bell AB 220/66 System | Laguna Bell 66/16 (D)
WDT977FT | 2012-05-07 | 2012-05-07 |  | WDAT | GIP - Fast Track | Fast Track | Inactive | Withdrawn | 2012-07-31 | Withdrawn (No Agrmt) | No |  |  | Photovoltaic(0.666) | 0.666 | Los Angeles | CA | 2014-02-28 | 2014-02-28 | Existing building transformer location - 1000a 277/480v 3p 4w | MALT 16KV | Laguna Bell AB 220/66 | Metro West Region | Malt | Laguna Bell AB 220/66 System | Laguna Bell 66/16 (D)
WDT979FT | 2012-05-16 | 2012-05-16 |  | WDAT | GIP - Fast Track | Fast Track | Inactive | Withdrawn | 2012-10-12 | Withdrawn (No Agrmt) | No |  |  | Photovoltaic(1.33) | 1.33 | San Bernardino | CA | 2013-09-01 | 2013-09-01 | Centaur 12kV | Centaur 12kV | San Bernardino 220/66 | Desert Region | Centaur | San Bernardino 220/66 System | San Bernardino 66/12 (D)
WDT980FT |  | 2012-05-16 |  | WDAT | GIP - Fast Track | Fast Track | Inactive | Withdrawn | 2012-11-15 | Withdrawn (No Agrmt) | No |  |  | Photovoltaic(1.33) | 1.33 | San Bernardino | CA | 2013-09-01 | 2013-09-01 | Siren 12kV | SIREN 12KV | Chino 220/66 | Metro East Region | Siren | Chino 220/66 System | Firehouse 66/12 (D)
WDT981FT | 2012-05-16 | 2012-05-16 |  | WDAT | GIP - Fast Track | Fast Track | Inactive | Withdrawn | 2012-11-15 | Withdrawn (No Agrmt) | No |  |  | Photovoltaic(1.5) | 1.5 | San Bernardino | CA | 2013-09-01 | 2013-09-01 | Chang 12kV | CHANG 12KV | Etiwanda 220/66 | Desert Region | Chang | Etiwanda 220/66 System | Wimbledon 66/12 (D)
WDT987FT | 2012-05-24 | 2012-05-24 | 2012-06-07 | WDAT | GIP - Fast Track | Fast Track | Inactive | Withdrawn | 2012-06-18 | Withdrawn (No Agrmt) | No |  |  | Photovoltaic(2) | 2 | Los Angeles | CA | 2013-05-01 |  | Heights 12 kV o/o Oasis 66/12 kV Sub | FARMS 12KV | Antelope 220/66 | North Coast Region | Farms | Antelope 220/66 System | Oasis 66/12 (D)
WDT989FT |  | 2012-06-11 |  | WDAT | GIP - Fast Track | Fast Track | Inactive | Withdrawn | 2012-06-11 | Withdrawn (No Agrmt) | No |  |  | Photovoltaic(0.5) | 0.5 | San Bernardino | CA | 2013-10-31 | 2013-10-31 | Glen Ridge 12kV Circuit out of Peyton 66/12kV Substation | GLEN RIDGE 12KV | Chino 220/66 | Metro East Region | Glen Ridge | Chino 220/66 System | Peyton 66/12 (D)
WDT990FT |  | 2012-06-11 |  | WDAT | GIP - Fast Track | Fast Track | Inactive | Withdrawn | 2012-07-11 | Withdrawn (No Agrmt) | No |  |  | Photovoltaic(0.5) | 0.5 | Orange | CA | 2013-10-31 |  | Warriors 12kV circuit out of Team 66/12kV Substation
WDT991FT |  | 2012-05-04 |  | WDAT | GIP - Fast Track | Fast Track | Inactive | Withdrawn | 2013-01-21 | Withdrawn (No Agrmt) | No |  |  | Cogeneration()/Combined Cycle() | 100 | Los Angeles | CA | 2014-05-01 | 2014-05-01 | On site at APPGEN substatio, 66kV | Saugus 66kV
WDT992ISP | 2012-12-10 | 2012-07-25 | 2012-12-10 | WDAT | GIP - ISP | ISP | Inactive | Withdrawn | 2013-11-13 | Withdrawn (No Agrmt) | No |  |  | Gas Turbine(145) | 145 | Orange | CA | 2017-01-01 | 2017-01-01 | Huntington Beach 66 kV Bus | Ellis 66kV | Ellis 220/66
WDT994FT | 2012-07-11 | 2012-07-11 |  | WDAT | GIP - Fast Track | Fast Track | Inactive | Withdrawn | 2013-03-22 | Withdrawn (No Agrmt) | No |  |  | Photovoltaic(0.853) | 0.853 | Los Angeles | CA | 2013-10-31 | 2013-10-31 | Santa Fe Springs: Leffingwell 12 kV Line | LEFFINGWELL 12KV | Center 220/66 | Metro West Region | Leffingwell | Center 220/66 System | Santa Fe Springs 66/12 (D)
WDT095 | 2001-10-18 | 2001-07-11 | 2001-10-18 | WDAT | LGIP | Serial | Inactive | Withdrawn | 2002-01-18 | Withdrawn (No Agrmt) | No |  |  |  | 47 |  |  | 2002-09-30
WDT049 |  | 2000-05-11 |  | WDAT | SGIP | Serial | Inactive | Withdrawn | 2008-10-15 | Withdrawn (No Agrmt) | No |  |  |  | 11.8 |  | CA | 2004-12-31 |  |  | Terawind Substation | Devers Substation at 115 kV
WDT084 | 2001-04-24 | 2001-04-17 | 2001-04-24 | WDAT | SGIP | Serial | Inactive | Withdrawn | 2001-12-12 | Withdrawn (No Agrmt) | No |  |  |  | 3.7 |  |  | 2001-11-15
WDT169 | 2005-02-08 | 2005-01-17 | 2005-02-08 | WDAT | LGIP | Serial | Inactive | Withdrawn | 2005-10-05 | Withdrawn (No Agrmt) | No |  |  | Gas Turbine(49.9) | 49.9 | San Bernardino | CA | 2006-06-01 |  | 66kV bus at Vista Substation | 66kV bus at Vista Substation | ISO Grid
WDT170 | 2005-02-08 | 2005-01-17 | 2005-02-08 | WDAT | LGIP | Serial | Inactive | Withdrawn | 2005-12-12 | Withdrawn (No Agrmt) | No |  |  | Gas Turbine(49.9) | 49.9 | Los Angeles | CA | 2006-06-01 |  | 66kV bus at Saugus Substation | 66kV bus at Saugus Substation | ISO Grid
WDT171 | 2005-02-08 | 2005-01-28 | 2005-02-08 | WDAT | LGIP | Serial | Inactive | Withdrawn | 2005-04-25 | Withdrawn (No Agrmt) | No |  |  | Gas Turbine(49.9) | 49.9 | Los Angeles | CA | 2005-06-01 |  | 66kV line between Air Products Sub and Hinson Sub | 66kV line between Air Products Sub and Hinson Sub | ISO Grid
WDT172 | 2005-02-08 | 2005-01-28 | 2005-02-08 | WDAT | LGIP | Serial | Inactive | Withdrawn | 2005-04-25 | Withdrawn (No Agrmt) | No |  |  | Gas Turbine(49.9) | 49.9 | Orange | CA | 2005-06-01 |  | 66kV line north of Johanna Sub. | 66kV line north of Johanna Sub. | ISO Grid
WDT173 | 2005-02-08 | 2005-01-28 | 2005-02-08 | WDAT | LGIP | Serial | Inactive | Withdrawn | 2005-02-17 | Withdrawn (No Agrmt) | No |  |  | Gas Turbine(49.9) | 49.9 | San Bernardino | CA | 2005-06-01 |  | 115kV line north of Highgrove Sub | 115kV line north of Highgrove Sub | ISO Grid
WDT174 | 2005-02-08 | 2005-01-28 | 2005-02-08 | WDAT | LGIP | Serial | Inactive | Withdrawn | 2005-04-25 | Withdrawn (No Agrmt) | No |  |  | Gas Turbine(49.9) | 49.9 | Orange | CA | 2005-06-01 |  | 66kV line east-north-east of Ellis Sub. | 66kV line east-north-east of Ellis Sub. | ISO Grid
WDT175 | 2005-02-08 | 2005-01-28 | 2005-02-08 | WDAT | LGIP | Serial | Inactive | Withdrawn | 2005-06-03 | Withdrawn (No Agrmt) | No |  |  | Gas Turbine(49.9) | 49.9 | San Bernardino | CA | 2005-06-01 |  | 66kV line along Benson Avenue near State Street. | 66kV line along Benson Avenue near State Street. | ISO Grid
WDT181 | 2005-05-04 | 2005-05-02 | 2005-05-04 | WDAT | LGIP | Serial | Inactive | Withdrawn | 2006-03-01 | Withdrawn (No Agrmt) | No |  |  | Gas Turbine(55.5) | 55.5 | San Bernardino | CA | 2006-06-01 |  | 115 kV circuit out of Inyokern | 115 kV circuit out of Inyokern | Inyokern
WDT187 | 2005-06-17 | 2005-05-06 | 2005-06-17 | WDAT | LGIP | Serial | Inactive | Withdrawn | 2005-12-12 | Withdrawn (No Agrmt) | No |  |  | Fuel Cell(49.9) | 49.9 | Los Angeles | CA | 2006-06-01 |  | 66kV line from FedGen into Laguna Bell | 66kV line from FedGen into Laguna Bell | ISO Grid
WDT188 | 2005-05-13 | 2005-05-06 | 2005-05-13 | WDAT | LGIP | Serial | Inactive | Withdrawn | 2005-12-12 | Withdrawn (No Agrmt) | No |  |  | Fuel Cell(49.9) | 49.9 | San Bernardino | CA | 2006-05-01 |  | 66kV line between Pedley and Chino Substation | 66kV line between Pedley and Chino Substation | ISO Grid
WDT192 | 2005-06-17 | 2005-05-06 | 2005-06-17 | WDAT | LGIP | Serial | Inactive | Withdrawn | 2005-10-05 | Withdrawn (No Agrmt) | No |  |  | Gas Turbine(49.9) | 49.9 | Ventura | CA | 2007-06-01 |  | Tap into 66kV line between Tayshell and Copco Substation | Tap into 66kV line between Tayshell and Copco Substation | ISO Grid
WDT202 | 2005-06-24 | 2005-05-06 | 2005-06-24 | WDAT | LGIP | Serial | Inactive | Withdrawn | 2005-08-03 | Withdrawn (No Agrmt) | No |  |  | Gas Turbine(98) | 98 | Riverside | CA | 2007-05-01 |  | Vista Substation 66kV bus | Vista Substation 66kV bus | Vista Substation 230kV bus
WDT203 | 2005-05-06 | 2005-05-06 | 2005-05-06 | WDAT | LGIP | Serial | Inactive | Withdrawn | 2005-06-28 | Withdrawn (No Agrmt) | No |  |  | Gas Turbine(83.4) | 83.4 | Santa Barbara | CA | 2006-05-01 |  | Goleta Substation 66kV bus | Goleta Substation 66kV bus | Goleta Substation 230kV bus
WDT205 | 2005-07-20 | 2005-07-20 | 2005-07-20 | WDAT | LGIP | Serial | Inactive | Withdrawn | 2007-03-22 | Withdrawn (No Agrmt) | No |  |  | Wind Turbine(99) | 99 | San Bernardino | CA | 2007-10-01 |  | Black Mountain Substation | Black Mountain Substation | Victor 115 kV substation
WDT206 | 2005-08-22 | 2005-08-22 | 2005-08-22 | WDAT | LGIP | Serial | Inactive | Withdrawn | 2005-11-04 | Withdrawn (No Agrmt) | No |  |  | Gas Turbine(174) | 174 | San Bernardino | CA | 2007-06-01 |  | Etiwanda 66kV substation | Etiwanda 66kV substation | Etiwanda 230kV substation
WDT207 | 2005-08-24 | 2005-08-24 | 2005-08-24 | WDAT | LGIP | Serial | Inactive | Withdrawn | 2006-05-11 | Withdrawn (No Agrmt) | No |  |  | Gas Turbine(49.9) | 49.9 | Los Angeles | CA | 2007-05-01 |  | Walnut 66 kV Substation | Walnut 66 kV Substation | Walnut 220 kV Substation
WDT208 | 2005-08-24 | 2005-08-24 | 2005-08-24 | WDAT | LGIP | Serial | Inactive | Withdrawn | 2006-05-11 | Withdrawn (No Agrmt) | No |  |  | Gas Turbine(49.9) | 49.9 | Riverside | CA | 2007-05-01 |  | Vista 115 kV Substation | Vista 115 kV Substation | Vista 220 kV Substation
WDT209 | 2005-08-30 | 2005-08-30 | 2005-08-30 | WDAT | LGIP | Serial | Inactive | Withdrawn | 2006-05-11 | Withdrawn (No Agrmt) | No |  |  | Gas Turbine(49.9) | 49.9 | Los Angeles | CA | 2007-05-01 |  | Padua 66 kV Substation | Padua 66 kV Substation | Padua 220 kV Substation
WDT210 | 2005-08-26 | 2005-08-26 | 2005-08-26 | WDAT | LGIP | Serial | Inactive | Withdrawn | 2005-10-05 | Withdrawn (No Agrmt) | No |  |  | Gas Turbine(49.9) | 49.9 | Los Angeles | CA | 2006-05-01 |  | Walnut 66 kV Substation | Walnut 66 kV Substation | Walnut 220 kV Substation
WDT211 | 2005-09-08 | 2005-08-26 | 2005-09-08 | WDAT | LGIP | Serial | Inactive | Withdrawn | 2007-10-11 | Withdrawn (No Agrmt) | No |  |  | Gas Turbine(110) | 110 | Los Angeles | CA | 2008-06-15 |  | Appgen Substation at AES Placerita facility | Appgen Substation at AES Placerita facility | Pardee Substation
WDT214 | 2006-03-22 | 2006-03-09 | 2006-03-22 | WDAT | SGIP | Serial | Inactive | Withdrawn | 2006-07-28 | Withdrawn (No Agrmt) | No |  |  |  | 10 | Los Angeles | CA | 2007-05-01 |  | Rhoda 16kV circuit out of Crater Sub | Rhoda 16kV circuit out of Crater Sub
WDT228 | 2006-08-15 | 2006-08-15 | 2006-08-30 | WDAT | LGIP | Serial | Inactive | Withdrawn | 2006-11-28 | Withdrawn (No Agrmt) | No |  |  | Wind Turbine(63) | 63 | Riverside | CA | 2008-12-31 |  | Garnet-Banning-Maraschino-Windfarm 115 kV line | Garnet-Banning-Maraschino-Windfarm 115 kV line | Garnet Sub. 115 kV bus
WDT232 | 2006-08-23 | 2006-08-23 | 2006-09-12 | WDAT | LGIP | Serial | Inactive | Withdrawn | 2006-09-15 | Withdrawn (No Agrmt) | No |  |  | Gas Turbine(47.18) | 47.18 | Los Angeles | CA | 2007-07-02 |  | Lighthipe Substation 66kV Bus | Lighthipe Substation 66kV Bus | Lighthipe Substation 220kV Bus
WDT234 | 2006-08-23 | 2006-08-23 | 2006-09-13 | WDAT | LGIP | Serial | Inactive | Withdrawn | 2006-09-15 | Withdrawn (No Agrmt) | No |  |  | Gas Turbine(45.26) | 45.26 | Ventura | CA | 2007-07-02 |  | Moorpark Substation | Moorpark Substation | Moorpark Substation
WDT239 | 2006-09-25 | 2006-09-25 | 2006-09-25 | WDAT | LGIP | Serial | Inactive | Withdrawn | 2006-11-28 | Withdrawn (No Agrmt) | No |  |  | Wind Turbine(87) | 87 | Riverside | CA | 2008-12-31 |  | Banning - Devers 115 kV line | Banning - Devers 115 kV line | Garnet Sub . 115 kV bus
WDT242 |  | 2006-10-26 |  | WDAT | SGIP | Serial | Inactive | Withdrawn | 2006-11-14 | Withdrawn (No Agrmt) | No |  |  |  | 1 | San Bernardino | CA |  |  |  | Distribution Voltage Line that Serves SCE's Pisgah Substation | Pisgah Substation
WDT245 |  | 2006-12-06 |  | WDAT | SGIP | Serial | Inactive | Withdrawn | 2007-11-28 | Withdrawn (No Agrmt) | No |  |  |  | 1 | Kern | CA | 2007-10-01 |  |  | Greasewood 12kV Line o/o Cal City Sub (at Pole #246039) | ISO Controlled Grid @ Kramer 115kV Bus
WDT247 | 2006-12-15 | 2006-12-15 | 2006-12-27 | WDAT | LGIP | Serial | Inactive | Withdrawn | 2007-07-20 | Withdrawn (No Agrmt) | No |  |  | Gas Turbine(49) | 49 | Tulare | CA |  |  | Goshen Substation | Goshen Substation | ISO Controlled Grid @ Rector 220kV bus
WDT252 | 2006-11-30 | 2006-11-30 | 2006-01-04 | WDAT | LGIP | Serial | Inactive | Withdrawn | 2007-04-19 | Withdrawn (No Agrmt) | No |  |  | Wind Turbine(30) | 30 | Riverside | CA |  |  | Not Available
WDT254 | 2007-01-23 | 2007-01-23 | 2007-01-23 | WDAT | LGIP | Serial | Inactive | Withdrawn | 2008-02-27 | Withdrawn (No Agrmt) | No |  |  | Gas Turbine(309) | 309 | Riverside | CA | 2010-10-01 |  | Valley 115 kV Switchyard | Valley 115 kV Switchyard | Valley 500 kV Bus
WDT259 |  | 2007-02-16 |  | WDAT | SGIP | Serial | Inactive | Withdrawn | 2007-03-31 | Withdrawn (No Agrmt) | No |  |  |  | 1 | San Bernardino | CA | 2007-12-15 |  |  | Hector 12kV Ciircuit
WDT274 | 2008-03-27 | 2008-03-27 | 2008-04-04 | WDAT | LGIP | Serial | Inactive | Withdrawn | 2008-05-05 | Withdrawn (No Agrmt) | No |  |  | Photovoltaic(20.1) | 20.1 | San Bernardino | CA | 2009-05-01 |  | 35kV line between Gale and Cady Substation | 35kV line between Gale and Cady Substation
WDT275 | 2008-03-27 | 2008-03-27 | 2008-04-04 | WDAT | LGIP | Serial | Inactive | Withdrawn | 2008-05-05 | Withdrawn (No Agrmt) | No |  |  | Photovoltaic(20.1) | 20.1 | San Bernardino | CA | 2009-05-01 |  | 35 kV line between Cottonwood and Peacor Substation | 35 kV line between Cottonwood and Peacor Substation
WDT278 | 2008-03-27 | 2008-03-27 | 2008-04-04 | WDAT | LGIP | Serial | Inactive | Withdrawn | 2008-05-05 | Withdrawn (No Agrmt) | No |  |  | Photovoltaic(50) | 50 | San Bernardino | CA | 2008-05-01 |  | 35 kV line between CA City and Heavy Substation | 35 kV line between CA City and Heavy Substation
WDT279 | 2008-03-27 | 2008-03-27 | 2008-04-04 | WDAT | LGIP | Serial | Inactive | Withdrawn | 2008-05-05 | Withdrawn (No Agrmt) | No |  |  | Photovoltaic(100) | 100 | Los Angeles | CA | 2008-05-01 |  | 66 kV line between Little Rock and Wilsona Substation | 66 kV line between Little Rock and Wilsona Substation
WDT281 | 2008-03-27 | 2008-03-27 | 2008-04-04 | WDAT | LGIP | Serial | Inactive | Withdrawn | 2008-05-05 | Withdrawn (No Agrmt) | No |  |  | Photovoltaic(50) | 50 | San Bernardino | CA | 2009-05-01 |  | 35 kV line between Gale and Minneola Substation | 35 kV line between Gale and Minneola Substation
WDT283 | 2008-03-27 | 2008-03-27 | 2008-04-04 | WDAT | LGIP | Serial | Inactive | Withdrawn | 2008-05-05 | Withdrawn (No Agrmt) | No |  |  | Photovoltaic(50) | 50 | San Bernardino | CA |  |  | 35 kV line between Lucerne, Gobar and Cottonwood | 35 kV line between Lucerne, Gobar and Cottonwood
WDT284 | 2008-03-27 | 2008-03-27 | 2008-04-04 | WDAT | LGIP | Serial | Inactive | Withdrawn | 2008-05-05 | Withdrawn (No Agrmt) | No |  |  | Photovoltaic(50) | 50 | San Bernardino | CA | 2009-05-01 |  | 35kV line from Baker Substation | 35kV line from Baker Substation
WDT289 | 2008-03-27 | 2008-03-27 | 2008-04-04 | WDAT | LGIP | Serial | Inactive | Withdrawn | 2008-05-05 | Withdrawn (No Agrmt) | No |  |  | Photovoltaic(100) | 100 | Kern | CA | 2009-05-01 |  | 115 kV line between Holgate and Kramer Substation | 115 kV line between Holgate and Kramer Substation
WDT305 | 2008-08-22 | 2008-06-02 | 2008-08-22 | WDAT | LGIP | Serial | Inactive | Withdrawn | 2008-10-10 | Withdrawn (No Agrmt) | No |  |  | Photovoltaic(40) | 40 | Riverside | CA | 2010-12-31 |  | 33 kV distribution bus of the Blythe Substation | 33 kV distribution bus of the Blythe Substation
WDT306 | 2008-08-22 | 2008-06-02 | 2008-08-22 | WDAT | LGIP | Serial | Inactive | Withdrawn | 2008-10-10 | Withdrawn (No Agrmt) | No |  |  | Photovoltaic(40) | 40 | San Bernardino | CA | 2010-12-31 |  | 115 kV bus of the Hi Desert Substation | 115 kV bus of the Hi Desert Substation
WDT307 | 2008-08-22 | 2008-06-02 | 2008-08-22 | WDAT | LGIP | Serial | Inactive | Withdrawn | 2008-10-10 | Withdrawn (No Agrmt) | No |  |  | Photovoltaic(40) | 40 | San Bernardino | CA | 2010-12-31 |  | 115 kV bus of the Holgate Substation | 115 kV bus of the Holgate Substation
WDT332 |  | 2009-04-10 |  | WDAT | SGIP | Serial | Inactive | Withdrawn | 2009-04-22 | Withdrawn (No Agrmt) | No |  |  |  | 19.99 |  | CA |  |  |  | Vestal-Weldon 66 kV line, approx. two miles west of SCE's Weldon Substation
WDT333 |  | 2009-04-10 |  | WDAT | SGIP | Serial | Inactive | Withdrawn | 2009-04-22 | Withdrawn (No Agrmt) | No |  |  |  | 19.99 |  | CA |  |  |  | Vestal-Weldon 66 kV line, approximately two miles west of SCE's Weldon Substation
WDT436 |  | 2010-02-12 |  | WDAT | CLGIP | QC_002 | Inactive | Withdrawn | 2010-04-15 | Withdrawn (No Agrmt) | No |  |  | Photovoltaic(325) | 325 | Los Angeles | CA | 2012-05-01 | 2012-05-01 | Pearlblossom-Vincent 230kV line
GFID5311 |  | 2010-04-12 |  | Rule 21 | Rule 21 Export | Fast Track | Inactive | Withdrawn | 2012-09-14 | Withdrawn (No Agrmt) | No |  |  | Photovoltaic(1.5) | 1.5 | San Bernardino | CA
GFID6098 | 2010-04-13 | 2010-04-13 | 2010-12-15 | Rule 21 | Rule 21 Export | Serial | Inactive | IA Terminated |  | Terminated | Yes | 2011-08-03 | 2011-12-28 | Wind Turbine(9) | 0 | Riverside | CA | 2010-12-01 |  | Garnet 33: PIERSON 33 kV line | Garnet 115 kV | Devers 220/115 | Desert |  | Devers 220/115
GFID6118 | 2011-04-13 | 2010-04-13 | 2010-12-15 | Rule 21 | Rule 21 Export | Serial | Inactive | IA Terminated |  | Terminated | Yes | 2011-08-03 | 2011-12-28 | Wind Turbine(10.5) | 0 | Riverside | CA | 2010-12-01
WDT523 |  | 2010-04-20 |  | WDAT | SGIP | Serial | Inactive | Withdrawn | 2010-05-17 | Withdrawn (No Agrmt) | No |  |  | Photovoltaic(1) | 1 | Los Angeles | CA | 2011-06-01 |  |  | 114 Grand Cypress Ave., Palmdale, CA
GFID5441 |  | 2010-08-05 |  | Rule 21 | Rule 21 Export | Fast Track | Inactive | Withdrawn | 2010-09-02 | Withdrawn (No Agrmt) | No |  |  |  | 1.5 | San Bernardino | CA
WDT664 | 2010-11-23 | 2010-09-27 |  | WDAT | SGIP | Serial | Inactive | Withdrawn | 2011-12-27 | Withdrawn (No Agrmt) | No |  |  | Photovoltaic(20) | 20 | San Bernardino | CA | 2013-01-15 | 2013-01-15 | Cottonwood - Permanente 115 kV Line |  | Victor 220kV bus | Rurals |  | Victor 220/115
GFID5453 |  | 2010-08-20 |  | Rule 21 | Rule 21 Export | Fast Track | Inactive | Withdrawn | 2012-10-29 | Withdrawn (No Agrmt) | No
GFID5454 |  | 2010-08-20 |  | Rule 21 | Rule 21 Export | Fast Track | Inactive | Withdrawn | 2010-10-29 | Withdrawn (No Agrmt) | No | [8 empty] | ROSAMOND: WILLOW SPRINGS 12 Kv Line |  | Antelope 220/66 | North Coast |  | Antelope 220/66 | Rosamond 66/12 (D)
WDT724 |  | 2011-02-01 |  | WDAT | SGIP | Serial | Inactive | Withdrawn | 2012-08-29 | Withdrawn (No Agrmt) | No |  |  | Photovoltaic(0.921) | 0.921
GFID7181 |  | 2011-02-25 |  | Rule 21 | Rule 21 Export | Fast Track | Inactive | Withdrawn | 2012-06-25 | Withdrawn (No Agrmt) | No |  |  |  | 1 |  |  | 2012-01-16 |  | 29025 Via Santa Rosa, Temecula CA 92350
WDT399 |  | 2009-11-10 |  | WDAT | SGIP | Serial | Inactive | Withdrawn | 2010-01-19 | Withdrawn (No Agrmt) | No |  |  |  | 5
GFID5832 |  | 2011-10-21 |  | Rule 21 | Rule 21 Export | Fast Track | Inactive | Withdrawn | 2011-11-08 | Withdrawn (No Agrmt) | No |  |  | Photovoltaic(0) | 0 | Los Angeles | CA | 2012-12-01 | 2012-12-01 | Sawtelle/Wilshire Los Angeles, CA 90025 |  | La Cienega 230/66 | Metro West |  | La Cienega 220/66
GFID5977 | 2012-08-23 | 2012-08-23 | 2012-09-11 | Rule 21 | Rule 21 Export | Fast Track | Inactive | Withdrawn | 2012-10-04 | Withdrawn (No Agrmt) | No |  |  | Photovoltaic(1.5) | 1.5 | Los Angeles | CA | 2012-06-01 | 2014-06-01 | CROWDER 12KV | CROWDER 12KV | Antelope 220/66
WDT998FT | 2012-10-25 | 2012-10-25 |  | WDAT | GIP - Fast Track | Fast Track | Inactive | Withdrawn | 2012-10-25 | Withdrawn (No Agrmt) | No |  |  | Photovoltaic(1) | 1 | Tulare | CA | 2013-07-17 | 2013-07-17 | GREAT LAKES: HURON 12 kV Line |  | Antelope 220/66 | North Coast |  | Antelope 220/66
GFID5572 | 2011-05-20 | 2011-05-20 |  | Rule 21 | Rule 21 Export | Serial | Inactive | Withdrawn | 2012-05-10 | Withdrawn (No Agrmt) | No |  |  | Photovoltaic(1) | 1 | Los Angeles | CA |  | 2012-07-01 | E. 90th St. & East Ave. S, Palmdale (LA County), 93539
GFID5573 | 2011-05-20 | 2011-05-20 |  | Rule 21 | Rule 21 Export | Serial | Inactive | Withdrawn | 2012-05-10 | Withdrawn (No Agrmt) | No |  |  | Photovoltaic(1.5) | 1.5 | Los Angeles | CA |  | 2012-06-01 | E. 90th St. & East Ave. S, Palmdale (LA County), 93539
GFID5574 | 2011-05-20 | 2011-05-20 |  | Rule 21 | Rule 21 Export | Serial | Inactive | Withdrawn | 2012-05-10 | Withdrawn (No Agrmt) | No |  |  | Photovoltaic(1.5) | 1.5 | Los Angeles | CA |  | 2012-06-01 | E. 90th St. & East Ave. S, Palmdale (LA County), 93539
GFID5575 | 2011-07-15 | 2011-07-15 |  | Rule 21 | Rule 21 Export | Serial | Inactive | Withdrawn | 2012-12-06 | Withdrawn (No Agrmt) | No |  |  | Photovoltaic(1.5) | 1.5 | Los Angeles | CA | 2012-07-01 | 2012-07-01 | Blendsoe 12KV circuit out of Neenach Substation
GFID5576 | 2011-07-15 | 2011-07-15 |  | Rule 21 | Rule 21 Export | Serial | Inactive | Withdrawn | 2012-12-06 | Withdrawn (No Agrmt) | No |  |  | Photovoltaic(1.5) | 1.5 | los angeles | CA | 2012-07-01 | 2012-07-01 | Blendsoe 12 kV out of Neenach Substation
GFID5577 |  | 2013-03-22 |  | Rule 21 | Rule 21 Export | Fast Track | Inactive | Withdrawn | 2012-12-10 | Withdrawn (No Agrmt) | No |  |  | Photovoltaic(1) | 1 | Los Angeles | CA |  | 2012-07-21
GFID5481 |  | 2010-12-07 |  | Rule 21 | Rule 21 Export | Serial | Inactive | Withdrawn | 2010-12-14 | Withdrawn (No Agrmt) | No |  |  | Photovoltaic(1.5) | 1.5 | Kern | CA |  | 2011-07-31
GFID5482 |  | 2010-12-07 |  | Rule 21 | Rule 21 Export | Serial | Inactive | Withdrawn | 2010-12-14 | Withdrawn (No Agrmt) | No |  |  | Photovoltaic(1) | 1 | Los Angeles | CA |  | 2011-07-31
GFID5483 |  | 2010-12-07 |  | Rule 21 | Rule 21 Export | Serial | Inactive | Withdrawn | 2010-12-14 | Withdrawn (No Agrmt) | No |  |  | Photovoltaic(1) | 1 | Los Angeles | CA |  | 2011-07-31
GFID5484 |  | 2010-12-07 |  | Rule 21 | Rule 21 Export | Serial | Inactive | Withdrawn | 2010-12-14 | Withdrawn (No Agrmt) | No |  |  | Photovoltaic(1.5) | 1.5 | Kern | CA |  | 2011-07-31
GFID5485 |  | 2010-12-07 |  | Rule 21 | Rule 21 Export | Serial | Inactive | Withdrawn | 2010-12-14 | Withdrawn (No Agrmt) | No |  |  | Photovoltaic(1.5) | 1.5 | Kern | CA |  | 2011-07-31
GFID5486 |  | 2010-12-07 |  | Rule 21 | Rule 21 Export | Serial | Inactive | Withdrawn | 2010-12-14 | Withdrawn (No Agrmt) | No |  |  | Photovoltaic(1.5) | 1.5 | Los Angeles | CA |  | 2011-07-31
GFID5487 |  | 2010-12-07 |  | Rule 21 | Rule 21 Export | Serial | Inactive | Withdrawn | 2010-12-14 | Withdrawn (No Agrmt) | No |  |  | Photovoltaic(1.5) | 1.5 | Los Angeles | CA |  | 2011-07-31
GFID5488 |  | 2010-12-07 |  | Rule 21 | Rule 21 Export | Serial | Inactive | Withdrawn | 2010-12-14 | Withdrawn (No Agrmt) | No |  |  | Photovoltaic(1.5) | 1.5 | Los Angeles | CA |  | 2011-07-31
GFID5490 |  | 2010-12-07 |  | Rule 21 | Rule 21 Export | Serial | Inactive | Withdrawn | 2010-12-14 | Withdrawn (No Agrmt) | No |  |  | Photovoltaic(1.5) | 1.5 | Los Angeles | CA |  | 2011-07-31
GFID5491 |  | 2010-12-07 |  | Rule 21 | Rule 21 Export | Serial | Inactive | Withdrawn | 2010-12-14 | Withdrawn (No Agrmt) | No |  |  | Photovoltaic(1.5) | 1.5 | Los Angeles | CA |  | 2011-07-31
GFID5492 |  | 2010-12-07 |  | Rule 21 | Rule 21 Export | Serial | Inactive | Withdrawn | 2010-12-14 | Withdrawn (No Agrmt) | No |  |  | Photovoltaic(1.5) | 1.5 | Los Angeles | CA |  | 2011-07-31
GFID5493 |  | 2010-12-07 |  | Rule 21 | Rule 21 Export | Serial | Inactive | Withdrawn | 2010-12-14 | Withdrawn (No Agrmt) | No |  |  | Photovoltaic(1.5) | 1.5 | Los Angeles | CA |  | 2011-07-31
GFID5494 |  | 2010-12-07 |  | Rule 21 | Rule 21 Export | Serial | Inactive | Withdrawn | 2010-12-14 | Withdrawn (No Agrmt) | No |  |  | Photovoltaic(1.5) | 1.5 | Los Angeles | CA |  | 2011-07-31
GFID5495 |  | 2010-12-07 |  | Rule 21 | Rule 21 Export | Serial | Inactive | Withdrawn | 2010-12-14 | Withdrawn (No Agrmt) | No |  |  | Photovoltaic(1.5) | 1.5 | Los Angeles | CA |  | 2011-07-31
GFID5496 |  | 2010-12-07 |  | Rule 21 | Rule 21 Export | Serial | Inactive | Withdrawn | 2010-12-14 | Withdrawn (No Agrmt) | No |  |  | Photovoltaic(1.5) | 1.5 | Los Angeles | CA |  | 2011-07-31
GFID5497 |  | 2010-12-07 |  | Rule 21 | Rule 21 Export | Serial | Inactive | Withdrawn | 2010-12-14 | Withdrawn (No Agrmt) | No |  |  | Photovoltaic(1.5) | 1.5 | Los Angeles | CA |  | 2011-07-31
GFID5498 |  | 2010-12-07 |  | Rule 21 | Rule 21 Export | Serial | Inactive | Withdrawn | 2010-12-14 | Withdrawn (No Agrmt) | No |  |  | Photovoltaic(1) | 1 | Los Angeles | CA |  | 2011-07-31
GFID5489 |  | 2010-12-07 |  | Rule 21 | Rule 21 Export | Serial | Inactive | Withdrawn | 2010-12-14 | Withdrawn (No Agrmt) | No |  |  | Photovoltaic(1.5) | 1.5 | Los Angeles | CA |  | 2011-07-31
WDT1040 | 2010-05-26 | 2010-05-24 | 2010-05-26 | WDAT | GIP - Cluster Study | CAISO SGIP Transition | Inactive | Withdrawn | 2015-02-05 | In Negotiation | No |  |  | Photovoltaic(13) | 13 | Riverside | CA | 2011-08-01 | 2015-10-31 | Tap onto Devers-Farrell-Windland 115 kV line | Tap onto Devers-Farrell-Windland 115 kV line | Devers 220 kV bus | Desert |  | Devers 220/115
WDT1079 | 2013-09-18 | 2013-09-18 | 2013-09-18 | WDAT | SGIP | Serial | Inactive | Withdrawn | 2014-12-18 | In Negotiation | No |  |  | Wind Turbine(16.5) | 16.5 | Riverside |  | 2010-12-31 | 2010-12-31 | Devers - Garnet 115 kV Line |  | Devers 220/115 | Desert |  | Devers 220/115
WDT1177 | 2014-04-30 | 2014-04-30 | 2014-05-29 | WDAT | GIP - Cluster Study | QC_007 | Inactive | Withdrawn | 2016-01-07 | Not Started | No |  |  | Photovoltaic(20.8) | 20 | Riverside | CA | 2014-04-30 | 2016-08-01 | Lakeview 115 kV | Lakeview 115 kV | Valley Substation 500kV bus | San Jacinto Valley |  | Valley 500/115
WDT1179 | 2014-04-30 | 2014-04-30 | 2014-05-29 | WDAT | GIP - Cluster Study | QC_007 | Inactive | Withdrawn | 2015-01-23 | Not Started | No |  |  | Photovoltaic(20.8) | 20 | Kern | CA | 2016-09-01 | 2016-08-01 | Banducci 66 kV | Banducci 66 kV | Windhub 220 kV bus | North Coast |  | Windhub 220/66
WDT1181 | 2014-04-30 | 2014-04-30 | 2014-05-23 | WDAT | GIP - Cluster Study | QC_007 | Inactive | Withdrawn | 2015-01-23 | Not Started | No |  |  | Photovoltaic(20.8) | 20 | Riverside | CA | 2016-09-01 | 2016-09-21 | Maraschino 115 kV | Maraschino 115 kV | El Casco Substation 220kV bus | San Jacinto Valley
WDT1183 | 2014-04-30 | 2014-04-30 | 2014-05-29 | WDAT | GIP - Cluster Study | QC_007 | Inactive | Withdrawn | 2015-02-10 | Not Started | No |  |  | Energy Storage(50)/Gas Turbine(49.5) | 99.5 | Orange | CA | 2018-03-30 | 2018-04-13 | Johanna 66 kV Substation or Johanna-Chestnut 66 kV line | 1590 E St. Gertrude, Santa Ana Ca 92705 | Johanna 220kV bus | Orange |  | Johanna 220/66 | Johanna 66/12 (D)
WDT1184 | 2014-04-30 | 2014-04-30 | 2014-05-30 | WDAT | GIP - Cluster Study | QC_007 | Inactive | Withdrawn | 2015-02-06 | Not Started | No |  |  | Energy Storage(20.4) | 20 | San Bernardino | CA | 2016-04-01 | 2016-04-01 | Etiwanda-Declez 66 kV | Etiwanda-Declez 66 kV | Etiwanda 230kV | Desert |  | Etiwanda 220/66
WDT1194 | 2014-04-30 | 2014-04-30 | 2014-05-29 | WDAT | GIP - Cluster Study | QC_007 | Inactive | Withdrawn | 2015-01-28 | Not Started | No |  |  | Photovoltaic(65)/Energy Storage(40) | 85 | San Diego | CA | 2019-02-15 | 2019-02-01 | Moreno 115kV | Valley 115 kV | Valley 500/115 | San Jacinto Valley |  | Valley 500/115
WDT1195 | 2014-04-30 | 2014-04-30 | 2014-05-29 | WDAT | GIP - Cluster Study | QC_007 | Inactive | Withdrawn | 2014-07-17 | Withdrawn (No Agrmt) | No |  |  | Photovoltaic()/Energy Storage() | 105 | Riverside | CA | 2019-02-15 | 2019-02-01 | Pauba 115 KV | Valley 115 kV | Valley 500/115 | San Jacinto Valley |  | Valley 500/115
WDT1196 | 2014-04-30 | 2014-04-30 | 2014-05-28 | WDAT | GIP - Cluster Study | QC_007 | Inactive | Withdrawn | 2015-02-13 | Not Started | No |  |  | Gas Turbine(396)/Energy Storage(400) | 658 | Riverside | CA | 2019-02-01 | 2019-02-01 | Valley 115 kV | Valley 115 kV | Valley 500/115 | San Jacinto Valley |  | Valley 500/115
WDT1201a | 2014-04-30 | 2014-04-30 | 2014-05-29 | WDAT | GIP - Cluster Study | QC_007 | Inactive | Withdrawn | 2015-06-08 | Withdrawn (No Agrmt) | No |  |  | Energy Storage(10) | 10 | Los Angeles | CA | 2017-11-15 | 2017-11-15 | Inglewood 16kV | Inglewood 16kV | El Nido 220/66 | Metro West | Hallet 16kV | El Nido 220/66 | Inglewood 66/16 (D)
WDT1208 | 2013-04-30 | 2013-04-30 | 2013-05-13 | WDAT | GIP - Cluster Study | QC_006 | Inactive | Withdrawn | 2015-02-26 | Not Started | No |  |  | Photovoltaic(50.5) | 50 | San Bernardino | CA | 2016-09-01 | 2015-09-01 | Victor-Phelan 115kV | Victor-Phelan 115kV | Victor 220kV bus | Rurals |  | Victor 220/115
WDT1272 |  | 2015-04-17 |  | WDAT | GIP - Cluster Study | QC_008 | Inactive | Withdrawn | 2015-05-20 | Not Started | No |  |  | Energy Storage(50) | 50 | Orange | CA | 2018-07-01 | 2018-07-01 | 33.717214, -117.855299 |  | Johanna 220kV bus | Orange |  | Johanna 220/66
WDT1296 | 2015-04-30 | 2015-04-30 | 2015-05-29 | WDAT | GIP - Cluster Study | QC_008 | Inactive | Withdrawn | 2015-07-02 | Not Started | No |  |  | Photovoltaic(60) | 60 | Kern | CA | 2016-11-01 | 2016-11-01 | Sunspot (WDT#435) 66kV, GPS: 35° 1'22.89'N 118°16'59.35'W |  |  | North Coast |  | Windhub 220/66
WDT1269 | 2015-04-30 | 2015-04-06 | 2015-04-17 | WDAT | GIP - Cluster Study | QC_008 | Inactive | Withdrawn | 2016-02-26 | Not Started | No |  |  | Photovoltaic(22) | 20 | Tulare | CA | 2018-01-31 | 2018-01-31 | Vestal 66 kV Bus | Vestal 66 kV bus | Vestal 220kV bus | San Joaquin |  | Vestal 220/66
WDT1278 | 2015-04-30 | 2015-04-28 | 2015-05-29 | WDAT | GIP - Cluster Study | QC_008 | Inactive | Withdrawn | 2016-03-03 | Not Started | No |  |  | Photovoltaic(31.16) | 30 | Kern | CA | 2018-09-30 | 2020-01-01 | Inyokern-Searless 115kV | Inyokern - McGen - Searless 115kV | Inyokern Substation 115 kV bus | Rurals |  | Kramer 220/115
WDT1279 | 2015-04-30 | 2015-04-28 | 2015-05-27 | WDAT | GIP - Cluster Study | QC_008 | Inactive | Withdrawn | 2015-07-02 | Not Started | No |  |  | Photovoltaic(20.16) | 20 | San Bernardino | CA | 2018-09-30 | 2020-01-01 | Cottonwood - Savage 115kV line |  | Victor 220kV bus | Rurals |  | Victor 220/115
WDT1280 | 2015-04-30 | 2015-04-28 | 2015-05-29 | WDAT | GIP - Cluster Study | QC_008 | Inactive | Withdrawn | 2015-07-02 | Not Started | No |  |  | Photovoltaic(25) | 25 | Kern | CA | 2018-09-30 | 2020-01-01 | Antelope -Rosamond 66kV line |  | Antelope 220/66 | North Coast |  | Antelope 220/66
WDT1282 | 2015-04-30 | 2015-04-29 | 2015-05-27 | WDAT | GIP - Cluster Study | QC_008 | Inactive | Withdrawn | 2016-04-25 | Not Started | No |  |  | Energy Storage(15) | 15 | Orange | CA | 2017-02-01 | 2017-03-01 | Johanna - Chestnut 66 kV line, 33.719844, -117.848324 | Johanna - Chestnut 66 kV line, 33.719844, -117.848324 | Johanna 220kV Bus | Orange |  | Johanna 220/66
WDT1283 | 2015-04-30 | 2015-04-30 | 2015-05-28 | WDAT | GIP - Cluster Study | QC_008 | Inactive | Withdrawn | 2015-07-08 | Not Started | No |  |  | Photovoltaic(41.47) | 40.77 | Kern | CA | 2019-06-01 | 2019-06-01 | Windhub Substation 66kV |  | Windhub 220 kV bus | North Coast |  | Windhub 220/66
WDT1292 | 2015-04-30 | 2015-04-30 | 2015-05-27 | WDAT | GIP - Cluster Study | QC_008 | Inactive | Withdrawn | 2016-03-15 | Not Started | No |  |  | Energy Storage(50) | 50 | Ventura | CA | 2017-02-01 | 2017-03-01 | Santa Clara - Gonzales 66 kV line, lat. 34.256 ; lon. -119.115 | Santa Clara - Gonzales 66 kV line, lat. 34.256 ; lon. -119.115 | Santa Clara 220/66 | North Coast |  | Santa Clara 220/66
WDT1316 |  | 2015-04-30 |  | WDAT | GIP - Cluster Study | QC_008 | Inactive | Withdrawn | 2015-05-18 | Not Started | No |  |  | Energy Storage(40.1) | 40.1 | Riverside | CA | 2020-04-01 |  | Devers - Banning - Windpark 115 kV Line |  | Devers 220/115 | Desert |  | Devers 220/115
WDT1299 | 2015-04-30 | 2015-04-30 | 2015-05-29 | WDAT | GIP - Cluster Study | QC_008 | Inactive | Withdrawn | 2016-03-03 | Not Started | No |  |  | Photovoltaic(41.75) | 40 | Kern | CA | 2018-05-15 | 2018-06-15 | Antelope-Cal Cement-Rosamond 66kV (Rosamond leg) | Antelope-Cal Cement-Rosamond 66kV | Antelope 220/66 | North Coast |  | Antelope 220/66
WDT1301 | 2015-04-30 | 2015-04-30 | 2015-05-27 | WDAT | GIP - Cluster Study | QC_008 | Inactive | Withdrawn | 2016-04-25 | Not Started | No |  |  | Photovoltaic(20) | 20 | Tulare | CA | 2019-02-15 | 2019-03-01 | Vestal - Kern River 3 66 kV line via new Growners Substsation | Vestal 66 kV Substation | Vestal 220kV bus | San Joaquin |  | Vestal 220/66
WDT1302 |  | 2015-04-30 |  | WDAT | GIP - Cluster Study | QC_008 | Inactive | Withdrawn | 2015-05-19 | Not Started | No |  |  | Energy Storage(20) | 20 | San Bernardino | CA | 2016-10-01 | 2017-06-01 | Cimgen 66 kV |  | Chino 220/66 | Metro East |  | Chino 220/66 | Chino 66/12 (D)
WDT1311 |  | 2015-04-30 |  | WDAT | GIP - Cluster Study | QC_008 | Inactive | Withdrawn | 2015-05-20 | Not Started | No |  |  | Energy Storage(100) | 100 | Orange | CA | 2019-03-31 |  | Viejo 66 kV bus
WDT1313 |  | 2015-04-30 |  | WDAT | GIP - Cluster Study | QC_008 | Inactive | Withdrawn | 2015-05-20 | Not Started | No |  |  | Energy Storage(25) | 25 | Orange | CA | 2017-04-30 |  | JOHANNA 66 kV Bus |  | Johanna 220kV bus | Orange |  | Johanna 220/66
WDT1315 |  | 2015-04-30 |  | WDAT | GIP - Cluster Study | QC_008 | Inactive | Withdrawn | 2015-05-20 | Not Started | No |  |  | Energy Storage(50) | 50 | Orange | CA | 2019-04-30 |  | Barre 66 kV Bus |  | Barre 220/66 | Orange |  | Barre 220/66 | Barre 66/12 (D)
WDT1321 | 2015-04-30 | 2015-04-28 | 2015-07-06 | WDAT | GIP - Cluster Study | QC_008 | Inactive | Withdrawn | 2016-03-17 | Not Started | No |  |  | Energy Storage(30.5) | 30 | Orange | CA | 2019-06-01 | 2019-06-01 | Johanna - Camden 66 kV line | Johanna - Camden 66 kV line. | Johanna 220 kV bus. | Orange |  | Johanna 220/66
GFID8474 | 2016-01-13 | 2016-01-13 | 2016-02-24 | Rule 21 | Rule 21 Export | Fast Track | Inactive | IA Terminated |  | Terminated | Yes | 2016-09-13 | 2018-09-19 | Hydroelectric(0.82) | 0.82 | San Bernardino | CA | 2017-08-01 | 2019-03-05 | A tap on the Distribution Provider’s Seaforth 12kV distribution line out of Hesperia 115/12kV Substation | Hesperia 115 kV | Victor 220kV bus | Rurals | Seaforth 12kV | Victor 220/115 | Hesperia 115/12 (D)
WDT1445 | 2016-07-22 | 2016-07-22 | 2016-08-05 | WDAT | GIP - ISP | ISP | Active - Post IA | In-Service |  | Filed Executed | Yes | 2016-01-20 |  | Energy Storage(20.9) | 20 | Los Angeles | CA | 2016-12-01 | 2016-12-01 | Ganesha-Simpson 66 kV Line | Ganesha-Simpson 66 kV line | Chino Substation 220 kV |  | Ganesha-Simpson 66 kV Line | Chino 220/66 | Ganesha 66/12 (D) |  |  | 0 | Chino | 1 | Chino | 230 | [7 empty] | 20.9) | 20.9 | 20.9 | 0.9 | 1 |  |  | 0
WDT229EXP | 2016-07-15 | 2016-07-15 | 2016-08-05 | WDAT | GIP - ISP | ISP | Active - Post IA | In-Service |  | Filed Executed | Yes | 2016-10-28 |  | Gas Turbine(2.77) | 2.77 | Los Angeles | CA | 2016-12-31 | 2016-12-31 | Center Substation 66 kV Bus | Center Substation 66kV Bus | Center 220/66
WDT230EXP | 2016-07-15 | 2016-07-15 | 2016-08-05 | WDAT | GIP - ISP | ISP | Active - Post IA | In-Service |  | Filed Executed | Yes | 2016-10-28 |  | Gas Turbine(5.35) | 5.35 | San Bernardino | CA |  | 2016-12-19 | Etiwanda Switchyard 66kV Bus | Etiwanda Switchyard 66kV Bus | Etiwanda 220kV | [6 empty] | 0 | Etiwanda | 1 | Etiwanda | 230 | [11 empty] | 1 |  |  | 0
WDT1454 | 2017-03-02 | 2017-03-02 | 2017-03-30 | WDAT | GIP - ISP | ISP | Active - Post IA | In-Service |  | Executed - In Effect | Yes | 2018-07-02 |  | Energy Storage(49.87) | 40 | Santa Barbara | CA | 2019-03-15 | 2023-04-24 | Isla Vista Substation 66 kV bus | Isla Vista Substation 66 kV bus | Goleta Substation 220kV bus |  |  | Goleta 220/66 | Isla Vista 66/16 |  |  | 0 | Goleta | 1 | Goleta | 230 | [7 empty] | 49.87) | 49.87 | 49.87 | 9.87 | 1 |  |  | 1
WDT1455 | 2017-05-01 | 2017-03-20 | 2017-03-28 | WDAT | GIP - Cluster Study | QC_010 | Inactive | Withdrawn | 2018-04-24 | Not Started | No |  |  | Photovoltaic(71.44) | 70 | Los Angeles | CA | 2019-10-31 | 2019-10-31 | Chino-Ganesha-Peyton 66kV line out of Chino 66 kV Substation | Chino-Ganesha-Peyton 66kV line out of Chino 66 kV Substation | Chino Substation at 220kV bus | Metro East | Chino - Ganesha - Peyton 66 kV | Chino 220/66 | Chino 66/12 (D)
WDT1456 | 2017-05-01 | 2017-03-20 | 2017-03-28 | WDAT | GIP - Cluster Study | QC_010 | Inactive | Withdrawn | 2018-04-24 | Not Started | No |  |  | Photovoltaic(31.255) | 30 | Los Angeles | CA | 2019-10-31 | 2019-10-31 | Chino-Diamond Bar-Ganesha 66kV line out of Chino 66 kV Substation | Chino-Diamond Bar-Ganesha 66kV line out of Chino 66 kV Substation | Chino Substation at 220kV bus | Metro East | Chino - Diamond Bar - Ganesha 66 kV | Chino 220/66 | Chino 66/12 (D)
WDT1457 | 2017-05-01 | 2017-04-04 | 2017-04-12 | WDAT | GIP - Cluster Study | QC_010 | Inactive | Withdrawn | 2018-03-15 | Not Started | No |  |  | Photovoltaic(20)/Energy Storage(20) | 20 | Kern | CA | 2020-10-31 | 2020-02-15 | Antelope-Cal Cement-Rosamond 66 kV circuit | Antelope-Cal Cement-Rosamond 66 kV circuit | Antelope Substation 66 kV bus. | North Coast | Antelope - Cal Cement - Rosamond 66 kV | Antelope 220/66 | Rosamond 66/12 (D)
WDT1464 | 2017-05-01 | 2017-04-28 | 2017-05-30 | WDAT | GIP - Cluster Study | QC_010 | Inactive | Withdrawn | 2017-06-15 | Not Started | No |  |  | Energy Storage(20) | 20 |  |  | 2019-10-15 |  | Santa Barbara Substation 66kV |  |  | North Coast |  | Goleta 220/66 | Santa Barbara 66/16 (D)
WDT1465 | 2017-05-01 | 2017-05-01 | 2017-05-30 | WDAT | GIP - Cluster Study | QC_010 | Inactive | Withdrawn | 2018-04-18 | Not Started | No |  |  | Photovoltaic(8.74)/Energy Storage(8.36) | 16 | Ventura | CA |  | 2019-11-04 | Lehman 66 kV Substation | Lehman 66 kV Substation | Santa Clara 220 kv bus. | North Coast | Channel Island - Lehman - Levy - Oxgen 66kV | Santa Clara 220/66 | Channel Island 66/16
WDT1467 | 2017-05-01 | 2017-05-01 | 2017-05-30 | WDAT | GIP - Cluster Study | QC_010 | Inactive | Withdrawn | 2017-06-12 | Not Started | No |  |  | Photovoltaic(21.15)/Energy Storage(22.86) | 20 | Los Angeles | CA | 2020-08-01 |  | Little Rock 66 kV Substation |  |  | North Coast |  | Antelope 220/66 | Little Rock 66/12 (D)
WDT1470 | 2017-05-01 | 2017-05-01 | 2017-05-30 | WDAT | GIP - Cluster Study | QC_010 | Inactive | Withdrawn | 2018-05-08 | Not Started | No |  |  | Photovoltaic(30.8) | 30 | Los Angeles | CA | 2018-12-31 | 2020-04-01 | Oasis Substation 66 kV bus. | Oasis Substation 66 kV bus. | Antelope Substation 66 kV bus. | North Coast |  | Antelope 220/66 | Piute 66/12 (D)
WDT1471 | 2017-05-01 | 2017-05-01 | 2017-06-01 | WDAT | GIP - Cluster Study | QC_010 | Inactive | Withdrawn | 2018-05-08 | Not Started | No |  |  | Photovoltaic(39.2) | 38.5 | Los Angeles | CA | 2018-12-31 | 2020-04-01 | Oasis Substation 66 kV | Oasis Substation 66 kV | Antelope Substation 66 kV bus | North Coast |  | Antelope 220/66 | Oasis 66/12 (D)
WDT1472 |  | 2017-05-01 |  | WDAT | GIP - Cluster Study | QC_010 | Inactive | Withdrawn | 2017-05-24 | Not Started | No |  |  | Energy Storage(45) | 40 | Santa Barbara | CA | 2020-04-01 |  | Goleta and Isla Vista 66kV |  |  | North Coast |  | Goleta 220/66
WDT1474 | 2017-05-01 | 2017-05-01 | 2017-05-16 | WDAT | GIP - Cluster Study | QC_010 | Inactive | Withdrawn | 2018-04-19 | Not Started | No |  |  | Photovoltaic(11) | 10 | Los Angeles | CA | 2021-03-01 | 2020-08-01 | Wilsona Substation 66 kV bus. | Wilsona Substation 66 kV bus. | Antelope Substation 66 kV bus. | North Coast |  | Antelope 220/66 | Wilsona 66/12 (D)
WDT1479 | 2017-05-01 | 2017-05-01 | 2017-05-17 | WDAT | GIP - Cluster Study | QC_010 | Inactive | Withdrawn | 2017-07-14 | Not Started | No |  |  | Energy Storage(41.8) | 40 | Santa Barbara | CA | 2019-03-15 |  | Isla Vista 66 kV | Isla Vista 66 kV | Goleta 220/66 | North Coast |  | Goleta 220/66 | Isla Vista 66/16 (D)
WDT1483 | 2017-05-01 | 2017-05-01 | 2017-05-12 | WDAT | GIP - Cluster Study | QC_010 | Active - Post IA | In-Service |  | In Negotiation | Yes | 2021-06-25 |  | Energy Storage(91.5) | 90 | Orange | CA | 2018-10-31 | 2021-12-31 | Johanna-Camden 66kV | Johanna-Camden 66kV | Johanna 220kV bus | Orange | Johanna - Camden 66kV | Johanna 220/66 | Johanna 66/12 |  |  | 0 | Johanna | 1 | Johanna | 230 | [7 empty] | 91.5) | 91.5 | 91.5 | 1.5 | 1 |  |  | 0
WDT1484 | 2017-05-01 | 2017-05-01 | 2017-05-30 | WDAT | GIP - Cluster Study | QC_010 | Inactive | Withdrawn | 2018-02-22 | Not Started | No |  |  | Energy Storage(41.8) | 40 | Los Angeles | CA | 2021-04-27 | 2021-04-27 | Brighton-Howard 66 kV circuit via a tap, using an approximate 0.15 mile line extension | Brighton-Howard 66 kV circuit via a tap, using an approximate 0.15 mile line extension | La Fresa 220/66 kV Substation 220 kV bus | Metro West | Brighton - Howard 66kV | La Fresa 220/66 | Brighton 66/16 (D)
WDT1487 | 2017-05-01 | 2017-05-01 | 2017-05-25 | WDAT | GIP - Cluster Study | QC_010 | Inactive | Withdrawn | 2018-03-08 | Not Started | No |  |  | Energy Storage(55) | 50 | Santa Barbara | CA | 2019-05-01 | 2019-05-01 | Carpinteria 66kV bus | Carpinteria 66kV bus | Goleta 220kV bus | North Coast |  | Goleta 220/66 | Carpinteria 66/16 (D)
WDT1488 | 2017-05-01 | 2017-05-01 | 2017-05-30 | WDAT | GIP - Cluster Study | QC_010 | Inactive | Withdrawn | 2017-07-11 | Not Started | No |  |  | Energy Storage(55) | 50 | Santa Barbara | CA | 2019-05-01 | 2019-05-01 | Isla Vista 66kV bus | Isla Vista 66kV bus | Goleta 220kV bus | North Coast |  | Goleta 220/66
WDT1489 | 2017-05-01 | 2017-05-01 | 2017-05-26 | WDAT | GIP - Cluster Study | QC_010 | Inactive | Withdrawn | 2019-03-18 | Not Started | No |  |  | Energy Storage(55) | 50 | Santa Barbara | CA | 2019-05-01 | 2021-10-31 | Goleta 66kV bus | Goleta 66kV bus | Goleta 220kV bus | North Coast |  | Goleta 220/66 | Goleta 66/16
WDT1490 | 2017-05-01 | 2017-05-01 | 2017-05-19 | WDAT | GIP - Cluster Study | QC_010 | Active - Post IA | Construction |  | Executed - Pending Approval | Yes | 2019-05-02 |  | Photovoltaic(58) | 55.83 | Tulare | CA | 2019-05-01 | 2021-10-31 | The point where the 66 kV tap line from Growers Substation interconnects to the Vestal-Growers-Kern River No. 3 66 kV Line | The point where the 66 kV tap line from Growers Substation interconnects to the Vestal-Growers-Kern River No. 3 66 kV Line | Vestal Substation at the 220 kV bus | San Joaquin |  | Vestal 220/66 |  |  |  | 0 | Vestal | 1 | Vestal | 230 | 58) | 58 | 58 | 2.17 | [7 empty] | 0 |  |  | 0
WDT1491 | 2017-05-01 | 2017-05-01 | 2017-05-30 | WDAT | GIP - Cluster Study | QC_010 | Inactive | Withdrawn | 2018-03-14 | Not Started | No |  |  | Energy Storage(41.8) | 40 | Orange | CA | 2021-04-27 | 2021-04-26 | Distribution Provider's Bovine-La Mirada 66 kV circuit | Distribution Provider's Bovine-La Mirada 66 kV circuit | Distribution Provider's Del Amo 220 kV bus | Orange | Bovine-La Mirada 66kV | Olinda 220/66 | Parkwood 66/12 (D)
WDT1496 | 2017-05-01 | 2017-05-01 | 2017-05-25 | WDAT | GIP - Cluster Study | QC_010 | Inactive | Withdrawn | 2021-12-31 | Withdrawn (No Agrmt) | No |  |  | Photovoltaic(20.02) | 19.95 | Tulare | CA | 2020-08-31 | 2020-08-31 | Bliss 66 kV Substation at the 66 kV bus | Bliss 66 kV Substation at the 66 kV bus | Springville 220/66 kV | San Joaquin |  | Springville 220/66 | Bliss 66/12 (D)
WDT1500 | 2017-05-01 | 2017-05-01 | 2017-05-26 | WDAT | GIP - Cluster Study | QC_010 | Inactive | Withdrawn | 2018-02-28 | Not Started | No |  |  | Photovoltaic(35.59) | 35 | Kern | CA | 2020-08-31 | 2020-08-31 | Antelope-Cal Cement-Rosamond 66 kV line | Antelope-Cal Cement-Rosamond 66 kV line | Antelope Substation at 66 kV bus | North Coast | Cal Cement - Rosamond 66 kV | Antelope 220/66 | Rosamond 66/12 (D)
WDT1508 | 2017-08-17 | 2017-08-17 | 2017-09-27 | WDAT | GIP - ISP | ISP | Inactive | Withdrawn | 2018-01-26 | Not Started | No |  |  | Combustion Turbine(0.96) | 0.96 | Los Angeles | CA | 2017-12-17 | 2017-12-17 | A tap on the Laguna - Vail - Bandini 66 kV Line | A tap on the Laguna - Vail - Bandini 66 kV Line | Laguna Bell 220kV bus
WDT1515 | 2018-01-03 | 2018-01-03 | 2018-02-06 | WDAT | GIP - ISP | ISP | Active - Post IA | Construction |  | IA Suspended | Yes | 2018-11-28 |  | Photovoltaic(25.2) | 20 | Kern | CA | 2020-08-01 | 2025-07-15 | Windhub 66 kV Substation at the 66 kV bus | Windhub 66 kV Substation at the 66 kV bus | Windhub Substation at 220 kV bus |  |  |  |  | Windhub | 230 | 1 |  | 0 | Windhub | 230 | 25.2) | 25.2 | 25.2 | 5.2 | [7 empty] | 0 |  |  | 0
WDT1517 | 2018-01-10 | 2018-01-10 | 2018-02-08 | WDAT | GIP - ISP | ISP | Active - Post IA | Construction |  | Executed - In Effect | Yes | 2018-11-28 |  | Photovoltaic(20.88) | 18.55 | Los Angeles | CA | 2020-06-01 | 2025-08-01 | Del Sur 66kV Substation at the 66 kV operating bus | Del Sur 66kV Substation at the 66 kV operating bus | Antelope Substation at 66 kV operating bus |  |  |  |  | Antelope | 230 | 1 |  | 0 | Antelope | 230 | 20.88) | 20.88 | 20.88 | 2.33 | [7 empty] | 0 |  |  | 1
WDT1519 | 2018-01-16 | 2018-01-16 | 2018-02-12 | WDAT | GIP - ISP | ISP | Active - Post IA | In-Service |  | Executed - In Effect | Yes | 2019-02-01 |  | Energy Storage(110) | 100 | Ventura | CA | 2020-03-23 | 2020-10-01 | The point where the 66 kV Tap Line interconnects to the existing Santa Clara- Gonzales 66 kV line | Santa Clara - Gonzales 66 kV line | The ISO Grid at Distribution Provider’s 220 kV Bus at Santa Clara Substation. |  | Santa Clara 220 kV | Santa Clara | Santa Clara Substation 220kV Bus |  |  | 0 | Santa Clara | 1 | Santa Clara | 230 | [7 empty] | 110) | 110 | 110 | 10 | 1 |  |  | 1
WDT1527 | 2018-04-30 | 2018-04-18 | 2018-05-25 | WDAT | GIP - Cluster Study | QC_011 | Inactive | Withdrawn | 2019-03-13 | Not Started | No |  |  | Photovoltaic(22)/Energy Storage() | 20 | Ventura | CA | 2020-11-01 | 2020-11-01 | Santa Clara - Colonia 66 kV line | Santa Clara - Colonia 66 kV line. | Santa Clara Substation 220 kV bus.
WDT1529 | 2018-04-30 | 2018-04-18 | 2018-05-25 | WDAT | GIP - Cluster Study | QC_011 | Inactive | Withdrawn | 2019-03-13 | Not Started | No |  |  | Energy Storage()/Photovoltaic(57.2) | 50 | Ventura | CA | 2020-10-15 | 2020-11-01 | Santa Clara-Levy-Procgen 66 kV line. | Santa Clara-Levy-Procgen 66 kV line. | Santa Clara Substation 220 kV bus.
WDT1534 | 2018-04-30 | 2018-04-23 | 2018-04-30 | WDAT | GIP - Cluster Study | QC_011 | Inactive | Withdrawn | 2018-07-10 | Not Started | No |  |  | Photovoltaic(83.03) | 80 | San Bernardino | CA | 2021-07-31 | 2021-08-31 | Hi Desert - Leatherneck - Yucca 115 kV Line | Hi Desert - Leatherneck - Yucca 115 kV Line | Devers 220 kV
WDT1536 | 2018-04-30 | 2018-04-27 | 2018-05-15 | WDAT | GIP - Cluster Study | QC_011 | Inactive | Withdrawn | 2019-03-07 | Not Started | No |  |  | Energy Storage(51.05) | 50 | Santa Barbara | CA | 2020-07-01 | 2020-07-01 | Goleta Substation at 66 kV bus | Goleta Substation at 66 kV bus | Goleta Substation at 220 kV bus
WDT1541 |  | 2018-04-30 |  | WDAT | GIP - Cluster Study | QC_011 | Inactive | Withdrawn | 2018-04-30 | Not Started | No |  |  | Energy Storage(70.93) |  | Ventura | CA | 2021-02-01 |  | Colonia 66kV
WDT1542 | 2018-04-30 | 2018-04-30 | 2018-05-25 | WDAT | GIP - Cluster Study | QC_011 | Inactive | Withdrawn | 2019-04-22 | Not Started | No |  |  | Energy Storage(101.2) | 100.3 | Riverside | CA | 2021-05-30 | 2022-11-01 | Valley 115 kV North Bus | Valley 115 kV substation | Valley 500 kV bus |  |  | Eastern Bulk | Valley 500/115 kV substation
WDT1543 | 2018-04-30 | 2018-04-30 | 2018-05-21 | WDAT | GIP - Cluster Study | QC_011 | Inactive | Withdrawn | 2019-02-19 | Not Started | No |  |  | Energy Storage(46.6) | 45 | Ventura | CA | 2020-09-01 | 2020-09-01 | Santa Clara - Camarillo 66 kV circuit via a tap using an approximate 1.4 mile extension | Santa Clara 220 kV bus | Sanata Clara 220 kV bus
WDT1544 | 2018-04-30 | 2018-04-30 | 2018-05-25 | WDAT | GIP - Cluster Study | QC_011 | Inactive | Withdrawn | 2019-02-13 | Not Started | No |  |  | Energy Storage(76.84) | 75 | Santa Barbara | CA | 2020-09-30 | 2020-09-30 | the high-side of the Distribution Provider's Gaviota 66/16 kV Substation | the high-side of the Distribution Provider's Gaviota 66/16 kV Substation | Goleta 220/66 kV bus
WDT1552 | 2018-04-30 | 2018-04-30 | 2018-05-31 | WDAT | GIP - Cluster Study | QC_011 | Inactive | Withdrawn | 2019-03-08 | Not Started | No |  |  | Energy Storage(58.52) | 54 | Santa Barbara | CA | 2020-09-01 | 2020-09-01 | Goleta-Ellwood-Isla Vista 66kV line | Goleta-Ellwood-Isla Vista 66kV line | Goleta Substation 220kV bus
WDT1557 | 2018-04-30 | 2018-04-30 | 2018-05-30 | WDAT | GIP - Cluster Study | QC_011 | Inactive | Withdrawn | 2019-02-24 | Not Started | No |  |  | Energy Storage(81.2) | 80 | Los Angeles | CA | 2020-10-01 | 2020-10-01 | Rio Hondo 66 kV Substation | Rio Hondo 66 kV Substation | Rio Hondo 220 kV Substation
WDT1559 | 2018-04-30 | 2018-04-30 | 2018-05-29 | WDAT | GIP - Cluster Study | QC_011 | Active - Post IA | Construction |  | Executed - In Effect | Yes | 2023-09-06 |  | Energy Storage(195) | 150 | Riverside | CA | 2020-10-30 | 2025-12-20 | Valley 'ABCD' 115 kV Substation | Valley 'ABCD' 115 kV Substation | Valley 500 kV Substation |  |  | Valley 500/115 kV |  | Valley (SCE) | 500 | 1 |  | 0 | Valley (SCE) | 500 | [7 empty] | 195) | 195 | 195 | 45 | 0 |  |  | 1
WDT1560 | 2018-04-30 | 2018-04-30 | 2018-05-30 | WDAT | GIP - Cluster Study | QC_011 | Inactive | Withdrawn | 2019-02-24 | Not Started | No |  |  | Energy Storage(81.2) | 80 | San Bernardino | CA | 2020-10-01 | 2020-10-01 | Archibald 66 kV Substation | Archibald 66 kV Substation | Mira Loma Substation 220 kV bus
WDT1564 | 2018-04-30 | 2018-04-30 | 2018-06-14 | WDAT | GIP - Cluster Study | QC_011 | Inactive | Withdrawn | 2019-12-04 | Not Started | No |  |  | Energy Storage(30.24) | 30 | Tulare | CA | 2021-06-30 |  | Goshen-Mascot 66kV line | Rector Substation 66kV bus | Rector Substation 66kV bus
WDT1565 | 2018-04-30 | 2018-04-30 | 2018-05-29 | WDAT | GIP - Cluster Study | QC_011 | Inactive | Withdrawn | 2019-09-10 | Not Started | No |  |  | Energy Storage(101.7) | 100 | Ventura | CA | 2020-09-01 | 2022-09-30 | Moorpark Substation at 66kV bus | Moorpark Substation at 66kV bus | Moorpark 220 kV Substation |  |  | Moorpark 220/66 | Moorpark 220/66
WDT1570 | 2018-04-30 | 2018-04-30 | 2018-05-18 | WDAT | GIP - Cluster Study | QC_011 | Inactive | Withdrawn | 2019-04-12 | Not Started | No |  |  | Photovoltaic(12) | 10 | Los Angeles | CA | 2021-03-01 |  | Wilsona Substation 66 kV bus | The Distribution Provider’s Wilsona 66/12 kV Substation at the 66 kV bus | Antelope Substation 66 kV bus
WDT1579 | 2018-04-30 | 2018-04-30 | 2018-05-31 | WDAT | GIP - Cluster Study | QC_011 | Inactive | Withdrawn | 2019-04-24 | Not Started | No |  |  | Energy Storage(81.6) | 80 | Ventura | CA | 2021-04-09 | 2021-04-09 | Santa Clara - Mandalay No. 3 66 kV line | Santa Clara - Mandalay No. 3 66 kV line | Santa Clara Substation 220 kV bus
WDT1580 | 2018-04-30 | 2018-04-30 | 2018-05-17 | WDAT | GIP - Cluster Study | QC_011 | Active - Post IA | Construction |  | Executed - In Effect | Yes | 2023-06-17 |  | Photovoltaic(47.5)/Energy Storage(44) | 40 | Tulare | CA | 2022-10-01 | 2026-07-01 | Bliss 66 kV Substation at the 66 kV bus | Bliss 66 kV Substation at the 66 kV bus | Springville Substation at 220kV bus |  |  |  |  | Springville | 230 | 1 |  | 0 | Springville | 230 | 47.5)/Energy Storage(44) | 47.5 | 47.5 | 7.5 |  |  |  | 44) | 44 | 44 | 4 | 0 |  |  | 1
WDT1581 | 2018-04-30 | 2018-04-30 | 2018-05-25 | WDAT | GIP - Cluster Study | QC_011 | Inactive | Withdrawn | 2019-03-01 | Not Started | No |  |  | Energy Storage(31.773) | 30 | Ventura | CA | 2020-12-01 | 2020-12-01 | Colonia-Estero 66 kV line | Colonia-Estero 66 kV line | Santa Clara Substation 220 kV bus
WDT1585 | 2018-04-30 | 2018-04-30 | 2018-05-24 | WDAT | GIP - Cluster Study | QC_011 | Inactive | Withdrawn | 2018-07-30 | Not Started | No |  |  | Energy Storage(31.2) | 30 | Ventura | CA | 2020-10-01 | 2020-10-01 | Camarillo – Colonia 66kV Line |  | Santa Clara 220 kV bus
WDT1586 | 2018-04-30 | 2018-04-30 | 2018-05-24 | WDAT | GIP - Cluster Study | QC_011 | Inactive | Withdrawn | 2018-07-30 | Not Started | No |  |  | Energy Storage(31.2) | 30 | Santa Barbara | CA | 2020-10-01 | 2020-10-01 | San Marcos – Vegas 66kV Line |  | Goleta 220 kV bus
WDT1587 | 2018-04-30 | 2018-04-30 | 2018-05-25 | WDAT | GIP - Cluster Study | QC_011 | Inactive | Withdrawn | 2018-07-30 | Not Started | No |  |  | Energy Storage(31.2) | 30 | Santa Barbara | CA | 2020-10-01 | 2020-10-01 | San Marcos – Vegas 66kV Line |  | Goleta 220 kV bus
WDT1595 | 2018-04-30 | 2018-04-30 | 2018-05-29 | WDAT | GIP - Cluster Study | QC_011 | Inactive | Withdrawn | 2019-02-28 | Not Started | No |  |  | Energy Storage(254.1) | 250 | Riverside | CA | 2022-04-01 | 2022-04-01 | Valley 115 kV Substation, preferably via the South Bus | Valley 115 kV Substation, preferably via the South Bus | Valley 220 kV bus
WDT1597 | 2018-04-30 | 2018-04-30 | 2018-05-22 | WDAT | GIP - Cluster Study | QC_011 | Inactive | Withdrawn | 2018-12-03 | Not Started | No |  |  | Gas Turbine(45)/Energy Storage(54.6) | 95 | Santa Barbara | CA | 2020-09-15 | 2020-09-15 | Goleta Substation at 66 kV bus | Goleta Substation at 66 kV bus | Goleta Substation at 220 kV bus
WDT1598 | 2018-04-30 | 2018-04-30 | 2018-05-29 | WDAT | GIP - Cluster Study | QC_011 | Inactive | Withdrawn | 2019-02-11 | Not Started | No |  |  | Energy Storage(72) | 70 | Santa Barbara | CA | 2020-09-01 |  | Gaviota Substation at 66kV bus | Gaviota Substation at 66kV bus | Goleta Substation at 220kV bus
WDT1599 |  | 2018-04-30 |  | WDAT | GIP - Cluster Study | QC_011 | Inactive | Withdrawn | 2018-04-30 | Not Started | No |  |  | Energy Storage(10) | 10 | Santa Barbara | CA |  |  | Goleta 66kV
WDT1600 |  | 2018-04-30 |  | WDAT | GIP - Cluster Study | QC_011 | Inactive | Withdrawn | 2018-04-30 | Not Started | No |  |  | Internal Combustion Engine(55) | 55 | Santa Barbara | CA |  |  | Goleta 66kV
WDT1601 | 2018-04-30 | 2018-04-30 | 2018-05-30 | WDAT | GIP - Cluster Study | QC_011 | Inactive | Withdrawn | 2018-12-03 | Not Started | No |  |  | Fuel Cell(15)/Energy Storage(85.2) | 95 | Santa Barbara | CA | 2020-09-15 | 2020-09-15 | Goleta Substation at 66kV bus | Goleta Substation at 66kV bus | Goleta Substation at 220 kV bus
WDT1604 |  | 2018-06-21 |  | WDAT | GIP - ISP | ISP | Inactive | Withdrawn | 2018-07-24 | Not Started | No |  |  | Cogeneration(16) | 16 | San Bernardino | CA | 2020-03-01 |  | Victor 115kV
GFID8423EXP | 2015-09-16 | 2015-09-09 | 2015-10-16 | Rule 21 | Rule 21 Export | ISP | Inactive | IA Terminated |  | Executed - In Effect | Yes | 2018-09-21 |  | Wind Turbine(5.05) | 1.5 | Riverside | CA | 2016-03-01 | 2018-08-01 | Bottle 115/4 kV Substation | Bottle 115/4 kV Substation | 220kV Bus at Devers Substation
WDT1611 | 2018-10-16 | 2018-10-16 | 2018-11-21 | WDAT | GIP - ISP | ISP | Inactive | Withdrawn | 2019-11-25 | Not Started | No |  |  | Wind Turbine(44.3) | 40 | Kern | CA | 2021-04-30 | 2021-05-30 | Windhub-Dutchwind-Flowind 66 kV | Windhub-Dutchwind-Flowind 66 kV | Windhub 220 kV bus
GFID8479EXP | 2016-01-29 | 2016-01-29 | 2016-02-12 | Rule 21 | Rule 21 Export | Fast Track | Inactive | Withdrawn | 2020-05-06 | Executed - In Effect | Yes | 2016-07-28 |  |  | 1 | San Bernardino | CA | 2017-05-09 |  | Sutt 12 kV out of Del Rosa 66/12kV Substation | Sutt 12 kV out of Del Rosa 66/12kV Substation | San Bernardino 220/66 | Desert | Sutt 12kV | San Bernardino 220/66 | Del Rosa 66/12 (D)
WDT1624 | 2019-04-30 | 2019-03-01 | 2019-06-03 | WDAT | GIP - Cluster Study | QC_012 | Inactive | Withdrawn | 2019-06-13 | Withdrawn (No Agrmt) | No |  |  | Energy Storage(60) |  | Kern | CA | 2021-07-01 | 2021-08-01 | Rosamond 66kV
WDT1660 | 2019-04-30 | 2019-04-16 | 2019-07-10 | WDAT | GIP - Cluster Study | QC_012 | Inactive | Withdrawn | 2019-07-19 | Not Started | No |  |  | Energy Storage(110) | 100 | Los Angeles | CA | 2023-03-31 | 2023-03-31 | Lighthipe Substation 66 kV bus | Lighthipe Substation 66 kV bus | Lighthipe Substation 220 kV
WDT1628 | 2019-04-30 | 2019-04-17 | 2019-05-22 | WDAT | GIP - Cluster Study | QC_012 | Inactive | Withdrawn | 2020-03-06 | Withdrawn (No Agrmt) | No |  |  | Photovoltaic(56.8)/Energy Storage(50) | 50 | Tulare | CA | 2022-09-15 |  | Vestal Substation 66 kV bus | Vestal Substation 66 kV bus | Vestal Substation 220 kV bus
WDT1629 | 2019-04-30 | 2019-04-22 | 2019-05-29 | WDAT | GIP - Cluster Study | QC_012 | Inactive | Withdrawn | 2019-07-15 | Not Started | No |  |  | Photovoltaic(177)/Energy Storage(75) | 150 | San Bernardino | CA | 2023-06-01 |  | McGen 115 kV
WDT1630 | 2019-04-30 | 2019-04-22 | 2019-05-02 | WDAT | GIP - Cluster Study | QC_012 | Inactive | Withdrawn | 2019-07-15 | Not Started | No |  |  | Energy Storage(90) | 75 | Ventura | CA | 2023-06-01 | 2023-06-01 | Saticoy 66kV Substation | Saticoy 66kV Substation | Santa Clara Substation at 220kV bus
WDT1631 | 2019-04-30 | 2019-04-25 | 2019-05-22 | WDAT | GIP - Cluster Study | QC_012 | Inactive | Withdrawn | 2020-02-20 | Withdrawn (No Agrmt) | No |  |  | Energy Storage(50) | 65 | Tulare | CA | 2022-09-15 | 2022-09-15 | Vestal 66 kV Substation |  | Vestal 220 kV Substation
WDT1632 | 2019-04-30 | 2019-04-25 |  | WDAT | GIP - Cluster Study | QC_012 | Inactive | Withdrawn | 2019-05-02 | Not Started | No |  |  | Energy Storage(53.96) | 50 | Orange | CA | 2022-09-15 |  | Lewis Substation 69 kV
WDT1633 | 2019-04-30 | 2019-04-26 | 2019-06-07 | WDAT | GIP - Cluster Study | QC_012 | Inactive | Withdrawn | 2020-02-26 | Withdrawn (No Agrmt) | No |  |  | Energy Storage(54) | 50.3 | Kern | CA | 2022-10-31 | 2022-10-31 | Downs Substation 115 kV bus | Downs Substation 115 kV bus | Inyokern 115 kV bus |  | Kramer 220/115
WDT1635 | 2019-04-30 | 2019-04-26 | 2019-05-21 | WDAT | GIP - Cluster Study | QC_012 | Active - Post IA | Construction |  | Executed - In Effect | Yes | 2022-09-21 |  | Energy Storage(96.254) | 80 | Riverside | CA | 2022-03-01 | 2024-07-30 | Tenaja 115 kV Substation at the 115 kV switchrack | Charging -Distribution Provider’s 500 kV bus at Valley Substation. | Valley Substation 500 kV bus | [6 empty] | 0 | Valley (SCE) | 1 | Valley (SCE) | 500 | [7 empty] | 96.254) | 96.254 | 96.254 | 16.254 | 0 |  |  | 1
WDT1634 | 2019-04-30 | 2019-04-26 | 2019-05-21 | WDAT | GIP - Cluster Study | QC_012 | Inactive | Withdrawn | 2020-04-16 | Withdrawn (No Agrmt) | No |  |  | Energy Storage(62.532) | 60 | San Bernardino | CA | 2022-03-01 | 2022-03-01 | Highland 66 kV Substation |  | San Bernardino Substation 220 kV bus
WDT1639 | 2019-04-30 | 2019-04-30 | 2019-05-17 | WDAT | GIP - Cluster Study | QC_012 | Active - Post IA | IA Suspended |  | Executed - In Effect | Yes | 2021-12-21 |  | Energy Storage(88) | 80 | Kern | CA | 2022-03-15 | 2023-11-01 | Vestal Substation 66 kV bus | Vestal Substation at the 66 kV bus; Charging Distribution Service – The Distribution Provider’s Vestal Substation at the 220 kV bus | Vestal Substation at the 220 kV bus; Charging Distribution Service – The Distribution Provider’s Vestal Substation at the 66 kV bus | [6 empty] | 0 | Vestal | 1 | Vestal | 230 | [7 empty] | 88) | 88 | 88 | 8 | 0 |  |  | 1
WDT1641 | 2019-04-30 | 2019-04-30 | 2019-05-31 | WDAT | GIP - Cluster Study | QC_012 | Active - Post IA | IA Amendment |  | In Negotiation | No |  |  | Energy Storage(134.4) | 100 | Los Angeles | CA | 2022-03-15 | 2024-04-12 | Calden 66 kV Substation at the 66 kV bus | Calden 66 kV Substation at the 66 kV bus | Laguna Bell 220 kV bus | [6 empty] | 0 | Laguna Bell | 1 | Laguna Bell | 230 | [7 empty] | 134.4) | 134.4 | 134.4 | 34.4 | 0 |  |  | 0
WDT1642 | 2019-04-30 | 2019-04-30 | 2019-05-31 | WDAT | GIP - Cluster Study | QC_012 | Inactive | Withdrawn | 2020-02-27 | Withdrawn (No Agrmt) | No |  |  | Energy Storage(77.86) | 77 | Los Angeles | CA | 2022-03-15 | 2022-03-15 | Carmenita-La Mirada 66 kV |  | Del Amo 220 kV bus
WDT1640 | 2019-04-30 | 2019-04-30 | 2019-05-24 | WDAT | GIP - Cluster Study | QC_012 | Inactive | Withdrawn | 2022-07-19 | Not Started | No |  |  | Energy Storage(20.1) | 20 | Riverside | CA | 2021-12-01 | 2023-11-01 | Provider’s 115 kV line connecting Transwind 115 kV substation connects into the 115 kV line. This point is considered a tap on the Blast-Bottle-Windfarm 115 kV line |  | Devers Substation 220 kV bus |  |  | Devers
WDT1643 | 2019-04-30 | 2019-04-30 | 2019-05-31 | WDAT | GIP - Cluster Study | QC_012 | Inactive | Withdrawn | 2020-05-12 | Withdrawn (No Agrmt) | No |  |  | Energy Storage(100.98) | 100 | Riverside | CA | 2022-09-30 | 2022-09-30 | 115 kV side of Garnet 115/33 kV |  | Devers 220 kV bus |  |  | Devers 230/115 kV | Garnet 115 kV Bus
WDT1645 | 2019-04-30 | 2019-04-30 | 2019-05-15 | WDAT | GIP - Cluster Study | QC_012 | Inactive | Withdrawn | 2019-06-28 | Not Started | No |  |  | Energy Storage(101.557) | 100 | Ventura | CA | 2022-10-01 |  | Fillmore Substation 66kV
WDT1648 | 2019-04-30 | 2019-04-30 | 2019-05-28 | WDAT | GIP - Cluster Study | QC_012 | Active - Post IA | Construction |  | Executed - In Effect | Yes | 2023-05-23 |  | Energy Storage(116.6) | 100 | Riverside | CA | 2021-10-15 | 2024-03-01 | Dylan 115 kV Substation at the 115 kV bus | Dylan 115 kV Substation at the 115 kV bus | El Casco Substation 220 kV bus | [6 empty] | 0 | El Casco | 1 | El Casco | 230 | [7 empty] | 116.6) | 116.6 | 116.6 | 16.6 | 0 |  |  | 1
WDT1649 | 2019-04-30 | 2019-04-30 | 2019-05-13 | WDAT | GIP - Cluster Study | QC_012 | Active - Post IA | Construction |  | Executed - In Effect | Yes | 2023-06-14 |  | Energy Storage(88) | 80 | Los Angeles | CA | 2020-10-15 | 2023-11-30 | North Oaks Substation at the 66 kV bus. | North Oaks Substation at the 66 kV bus. | 220kV Bus at Pardee Substation | [6 empty] | 0 | Pardee | 1 | Pardee | 230 | [7 empty] | 88) | 88 | 88 | 8 | 0 |  |  | 1
WDT1650 | 2019-04-30 | 2019-04-30 | 2019-05-23 | WDAT | GIP - Cluster Study | QC_012 | Active - Post IA | Construction |  | Executed - In Effect | Yes | 2022-03-18 |  | Energy Storage(88) | 80 | Tulare | CA | 2022-03-15 | 2022-03-15 | A tap on the Distribution Provider’s Oakgrove – Riverway 66 kV Line. | A tap on the Distribution Provider’s Oakgrove – Riverway 66 kV Line. | Rector 220 KV Substation |  |  |  |  | Rector | 230 | 1 |  | 0 | Rector | 230 | [7 empty] | 88) | 88 | 88 | 8 | 0 |  |  | 1
WDT1651 | 2019-04-30 | 2019-04-30 | 2019-05-28 | WDAT | GIP - Cluster Study | QC_012 | Inactive | Withdrawn | 2019-07-19 | Not Started | No |  |  | Energy Storage(101.24) | 100 | San Bernardino | CA | 2022-11-01 | 2022-11-01 | Kimball Substation 66 kV bus | Kimball Substation 66 kV bus | Chino 230 kV bus
WDT1652 | 2019-04-30 | 2019-04-30 | 2019-05-28 | WDAT | GIP - Cluster Study | QC_012 | Active - Post IA | Construction |  | Executed - In Effect | Yes | 2022-08-03 |  | Energy Storage(110) | 100 | Los Angeles | CA | 2022-11-01 | 2022-11-01 | Nola Substation 66 kV bus | Nola Substation 66 kV bus | Lighthipe 220 kV Switchrack | [6 empty] | 0 | Lighthipe | 1 | Lighthipe | 230 | [7 empty] | 110) | 110 | 110 | 10 | 0 |  |  | 1
WDT1653 | 2019-04-30 | 2019-04-30 | 2019-05-29 | WDAT | GIP - Cluster Study | QC_012 | Inactive | Withdrawn | 2020-03-04 | Withdrawn (No Agrmt) | No |  |  | Energy Storage(101.24) | 100 | Ventura | CA | 2022-11-01 | 2022-11-01 | San Miguel Substation 66 kV bus | San Miguel Substation 66 kV bus | Santa Clara 220 kV bus
WDT1654 | 2019-04-30 | 2019-04-30 | 2019-06-04 | WDAT | GIP - Cluster Study | QC_012 | Inactive | Withdrawn | 2020-04-23 | Withdrawn (No Agrmt) | No |  |  | Wind Turbine(12) | 11.9 | Riverside | CA | 2021-11-15 | 2021-11-15 | Devers-Banning-Windpark 115 kV line |  | Devers Substation 220 kV bus
WDT1647 | 2019-04-30 | 2019-04-30 | 2019-05-29 | WDAT | GIP - Cluster Study | QC_012 | Active - Post IA | Construction |  | Executed - In Effect | Yes |  |  | Energy Storage(248) | 134.9 | Ventura | CA | 2021-10-01 | 2024-12-15 | Moorpark 66 kV Substation at the 66 kV switchrack. | Moorpark 66 kV Substation bus | Moorpark 220 kV Substation bus | [6 empty] | 0 | Moorpark | 1 | Moorpark | 230 | [7 empty] | 248) | 248 | 248 | 113.1 | 0 |  |  | 1
WDT1655 | 2019-07-02 | 2019-04-30 | 2019-07-17 | WDAT | GIP - ISP | ISP | Inactive | Transferred to Rule 21 | 2021-03-29 | Not Started | No |  |  | Cogeneration(20.1) | 20.1 | San Bernardino | CA | 2021-04-01 | 2022-04-01 | Victor-Black Mountain-Soport-Southcap-Southdown 115 kV line at Southdown Substation | Victor-Black Mountain-Soport-Southcap-Southdown 115 kV line at Southdown Substation | Victor Substation 115 kV bus | [6 empty] | 0 | Victor | 1 | Victor
GFID8680 |  | 2019-06-06 |  | Rule 21 | Rule 21 Export | Detailed Study | Inactive | Withdrawn | 2019-09-20 | Not Started | No |  |  | Energy Storage(7.425) |  | San Bernardino | CA | 2020-12-04 |  | Pole: 429661-S, 33kV, National Trails Highway
WDT1659 | 2019-04-30 | 2019-04-05 | 2019-04-26 | WDAT | GIP - Cluster Study | QC_012 | Active - Post IA | Construction |  | Executed - In Effect | Yes |  |  | Energy Storage(260.7) | 200 | Riverside | CA | 2023-03-31 | 2023-12-31 | Highgrove Substation 115 kV switchrack | Highgrove Substation 115 kV switchrack | Vista Substation 220 kV Bus | [6 empty] | 0 | Vista (SCE) | 1 | Vista (SCE) | 230 | [7 empty] | 260.7) | 260.7 | 260.7 | 60.7 | 0 |  |  | 1
WDT1665 | 2019-12-10 | 2019-10-08 | 2019-12-10 | WDAT | GIP - ISP | ISP | Inactive | Withdrawn | 2020-02-04 | Withdrawn (No Agrmt) | No |  |  | Energy Storage(111.643) | 100 | Orange | CA | 2021-06-30 |  | Ellis 66kV Substation
WDT1667 | 2019-10-28 | 2019-10-28 | 2019-11-20 | WDAT | GIP - ISP | ISP | Inactive | Withdrawn | 2020-01-16 | Withdrawn (No Agrmt) | No |  |  | Energy Storage(50.286) | 50.286 | Tulare | CA | 2023-01-01 | 2023-01-01 | Oak Grove - Riverway 66 kV circuit | Oak Grove - Riverway 66 kV circuit | Rector Substation 220 kV bus
WDT1669 | 2019-11-01 | 2019-11-01 | 2019-11-18 | WDAT | GIP - ISP | ISP | Active - Post IA | Construction |  | Executed - In Effect | Yes | 2021-10-14 |  | Energy Storage(133.4) | 100 | San Bernardino | CA | 2023-05-01 | 2023-05-01 | A tap on the Distribution Provider's Alder-Falcon Ridge 66 kV Line | A tap on the Distribution Provider's Alder-Falcon Ridge 66 kV Line | Etiwanda 220 kV bus |  | Alder-Falcon Ridge 66 kV line | Etiwanda | Alder and Falcon Ridge |  |  | 0 | Etiwanda | 1 | Etiwanda | 230 | [7 empty] | 133.4) | 133.4 | 133.4 | 33.4 | 0 |  |  | 1
WDT1670 | 2011-06-20 | 2011-06-20 | 2011-06-20 | WDAT | GIP - ISP | Detailed Study | Inactive | Withdrawn | 2019-11-07 | In Negotiation | No |  |  | Photovoltaic(1.5) | 1.5 | Los Angeles | CA | 2012-04-01 | 2016-04-01 | TEJON 12KV | TEJON 12KV | Neenach 66/12 kV SS (per Jorge Chacon 8/22/18) | North Coast | Tejon 12kV | Antelope 220/66 | Neenach 66/12 (D)
WDT1687 | 2020-04-29 | 2020-04-29 | 2020-05-28 | WDAT | GIP - Cluster Study | QC_013 | Inactive | Withdrawn | 2021-03-23 | Withdrawn (No Agrmt) | No |  |  | Photovoltaic(203.76)/Wind Turbine(229.6)/Energy Storage(204.16) | 200 | Riverside | CA | 2024-08-15 | 2024-08-15 | Garnet 115 kV Substation | Garnet 115 kV Substation | Devers 220 kV Substation
WDT1686 | 2020-04-29 | 2020-04-29 | 2020-05-21 | WDAT | GIP - Cluster Study | QC_013 | Inactive | Withdrawn | 2021-03-25 | Withdrawn (No Agrmt) | No |  |  | Photovoltaic(155.65)/Wind Turbine(168)/Energy Storage(154.88) | 150 | Riverside | CA | 2024-08-15 | 2024-08-15 | Devers 115 kV Substation | Devers 115 kV Substation | Devers 115 kV Substation
WDT1741 |  | 2021-03-09 |  | WDAT | GIP - Fast Track | Fast Track | Inactive | Withdrawn | 2021-03-11 | Not Started | No |  |  | Photovoltaic(3) | 3 | Los Angeles | CA | 2022-06-05 |  | Heights Circuit - 12kV Feeder
WDT1683 | 2020-04-30 | 2020-04-07 | 2020-05-21 | WDAT | GIP - Cluster Study | QC_013 | Active - Post IA | Construction |  | In Negotiation | No | 2023-07-17 |  | Energy Storage(82.368) | 70 | Los Angeles | CA | 2022-11-01 | 2022-11-01 | Long Beach Generating Station 66 kV |  | Hinson Substation 220 kV |  |  |  |  | Hinson | 230 | 1 |  | 0 | Hinson | 230 | [7 empty] | 82.368) | 82.368 | 82.368 | 12.368 | 0 |  |  | 0
WDT1685 | 2020-04-30 | 2020-04-28 | 2020-05-26 | WDAT | GIP - Cluster Study | QC_013 | Inactive | Withdrawn | 2021-03-24 | Not Started | No |  |  | Photovoltaic(155.65)/Wind Turbine(156.8)/Energy Storage(154.88) | 150 | Riverside | CA | 2024-08-15 | 2024-08-15 | Tap on Devers-Garnet 115kV line |  | Devers 220 kV bus
WDT1688 | 2020-04-30 | 2020-04-30 | 2020-06-02 | WDAT | GIP - Cluster Study | QC_013 | Inactive | Withdrawn | 2020-07-22 | Withdrawn (No Agrmt) | No |  |  | Energy Storage(96) | 75 | Kern | CA | 2023-01-15 | 2022-12-01 | Downs 115 kV Substation | Inyokern 115kV bus | Inyokern 115kV bus
WDT1694 | 2020-04-30 | 2020-04-30 | 2020-05-27 | WDAT | GIP - Cluster Study | QC_013 | Inactive | Withdrawn | 2020-07-18 | Withdrawn (No Agrmt) | No |  |  | Energy Storage(102.62) | 100 | Los Angeles | CA | 2023-09-30 | 2023-09-30 | Hinson 66 kV Substation |  | Hinson 230 kV bus
WDT1696 | 2020-04-30 | 2020-04-30 | 2020-05-18 | WDAT | GIP - Cluster Study | QC_013 | Inactive | Withdrawn | 2020-06-25 | Withdrawn (No Agrmt) | No |  |  | Energy Storage(50) | 50 | Kern | CA | 2022-07-01 |  | SCE 66KV Vestal Substation
WDT1697 | 2020-04-30 | 2020-04-30 | 2020-05-22 | WDAT | GIP - Cluster Study | QC_013 | Active - Post IA | Construction |  | Executed - In Effect | Yes | 2023-04-14 |  | Energy Storage(22) | 20 | Orange | CA | 2024-06-01 | 2023-05-15 | Barre 66kV Substation, Section AB | Barre 66kV Substation, Section AB | Barre 220kV Substation | [6 empty] | 0 | Barre | 1 | Barre | 230 | [7 empty] | 22) | 22 | 22 | 2 | 0 |  |  | 1
WDT1698 | 2020-04-30 | 2020-04-30 | 2020-05-27 | WDAT | GIP - Cluster Study | QC_013 | Inactive | Withdrawn | 2021-04-26 | Not Started | No |  |  | Energy Storage(55) | 46 |  |  | 2024-01-01 | 2024-01-01 | Wellgen Substation 66 kV bus |  | Vestal Substation 220kV bus
WDT1695 |  | 2020-04-30 | 2020-06-15 | WDAT | GIP - Cluster Study | QC_013 | Inactive | Withdrawn | 2020-07-07 | Withdrawn (No Agrmt) | No |  |  | Energy Storage()/Energy Storage() | 403.1 | Riverside | CA | 2023-01-01 |  | Valley 115 kV North Bus
WDT1699 | 2020-04-30 | 2020-04-30 | 2020-05-29 | WDAT | GIP - Cluster Study | QC_013 | Inactive | Withdrawn | 2020-07-10 | Withdrawn (No Agrmt) | No |  |  | Energy Storage(90.06) | 85 | Riverside | CA | 2025-06-01 | 2025-06-01 | Mirage 220/115 kV Substation at the 115 kV bus | Distribution Provider's Mirage 220/115 kV Substation at the 115 kV bus | Mirage 220 kV
WDT1700 | 2020-04-30 | 2020-04-30 | 2020-05-27 | WDAT | GIP - Cluster Study | QC_013 | Inactive | Withdrawn | 2021-03-01 | Not Started | No |  |  | Energy Storage(63) | 56 | Santa Barbara | CA | 2024-08-30 | 2024-08-30 | Ellwood 66 kV Substation |  | Goleta 220 kV bus
WDT1701 | 2020-04-30 | 2020-04-30 | 2020-05-29 | WDAT | GIP - Cluster Study | QC_013 | Active - Post IA | Construction |  | In Negotiation | No |  |  | Energy Storage(18) | 15 | Ventura | CA | 2022-03-01 | 2025-08-01 | Wakefield 66 kV bus | Generating Facility Output – Wakefield 66 kV line; Charging Distribution Service – Santa Clara 220/66 kV Substation | Santa Clara 220/66kV | [6 empty] | 0 | Santa Clara | 1 | Santa Clara | 230 | [7 empty] | 18) | 18 | 18 | 3 | 0 |  |  | 0
WDT1702 | 2020-04-30 | 2020-04-30 | 2020-05-29 | WDAT | GIP - Cluster Study | QC_013 | Active - Post IA | Construction |  | Executed - In Effect | Yes | 2022-07-28 | 2024-06-04 | Energy Storage(77.175) | 75 | Los Angeles | CA | 2023-08-02 | 2024-11-01 | Winslow Substation at the Lighthipe-Jersey 66 kv Line | Generating Facility Output – Lighthipe-Jersey 66 kV Line; Charging Distribution Service – Lighthipe Substation 220 kV | Generating Facility Output – Lighthipe Substation 220 kV bus; Charging Distribution Service – Lighthipe-Jersey 66 kV Line | [6 empty] | 0 | Lighthipe | 1 | Lighthipe | 230 | [7 empty] | 77.175) | 77.175 | 77.175 | 2.175 | 0 |  |  | 1
WDT1703 | 2020-04-30 | 2020-04-30 | 2020-06-04 | WDAT | GIP - Cluster Study | QC_013 | Inactive | Withdrawn | 2021-03-16 | Withdrawn (No Agrmt) | No |  |  | Photovoltaic(57.33)/(31.85) | 56 | Los Angeles | CA | 2023-08-30 | 2024-08-30 | Antelope - Rosamond 66 kV line | Antelope - Rosamond 66 kV line | Antelope Substation 220 kV bus
WDT1704 | 2020-04-30 | 2020-04-30 | 2020-06-11 | WDAT | GIP - Cluster Study | QC_013 | Active - Post IA | Construction |  | Executed - In Effect | Yes | 2024-04-26 |  | Photovoltaic(38.14) | 37.8 |  |  | 2022-04-01 | 2029-06-01 | Distribution Provider’s Carodean Substation at the 115 kV bus | Distribution Provider’s Carodean Substation at the 115kV bus | ISO Grid at Distribution Provider’s Devers 220kV Switchrack |  |  |  |  | Devers | 230 | 1 |  | 0 | Devers | 230 | 38.14) | 38.14 | 38.14 | 0.34 | [7 empty] | 0 |  |  | 1
WDT1705 | 2020-04-30 | 2020-04-30 | 2020-06-05 | WDAT | GIP - Cluster Study | QC_013 | Inactive | Withdrawn | 2021-03-15 | Withdrawn (No Agrmt) | No |  |  | Energy Storage(90.408) | 89.2 | San Bernardino | CA | 2022-10-30 | 2022-10-30 | Calectric 115 kV Substation |  | Vista 220 kV Bus
WDT1706 | 2020-04-30 | 2020-04-30 | 2020-06-02 | WDAT | GIP - Cluster Study | QC_013 | Active - Post IA | Construction |  | Not Started | No |  |  | Energy Storage(42.5) | 39.8 | Los Angeles | CA | 2022-10-30 | 2025-04-30 | Francis 66 kV Substation at the 66 kV bus. | Francis 66 kV Substation at the 66 kV bus. | Chino Substation 220 kV bus. |  |  |  |  | Chino | 230 | 1 |  | 0 | Chino | 230 | [7 empty] | 42.5) | 42.5 | 42.5 | 2.7 | 0 |  |  | 0
WDT1707 |  | 2020-04-30 |  | WDAT | GIP - Cluster Study | QC_013 | Inactive | Withdrawn | 2020-05-22 | Withdrawn (No Agrmt) | No |  |  | Energy Storage() | 1 | Orange | CA | 2022-12-31 |  | Diemer Substation, 66/4 kV
WDT1711 | 2020-10-05 | 2020-10-05 | 2020-10-20 | WDAT | GIP - ISP | ISP | Active | IA Negotiation |  | Not Started | No |  |  | Energy Storage(143) | 120 | San Bernardino | CA | 2023-11-02 | 2024-04-01 | Padua-Layfair 66 kV | Padua-Layfair 66 kV | Padua 220 kV | [6 empty] | 0 | Padua | 1 | Pauda | 230 | [7 empty] | 143) | 143 | 143 | 23 | 0 |  |  | 0
WDT1714 |  | 2020-10-15 |  | WDAT | GIP - ISP | ISP | Inactive | Withdrawn | 2020-10-27 | Not Started | No |  |  | Energy Storage(20.25)/Photovoltaic(20.25) |  | Los Angeles | CA | 2023-01-15 |  | Antelope - Neenach 66kV
WDT1719 | 2020-11-17 | 2020-11-17 | 2020-12-09 | WDAT | GIP - ISP | ISP | Active - Post IA | Construction |  | Executed - In Effect | Yes | 2022-05-09 |  | Energy Storage(101.2) | 85 | Riverside | CA | 2023-12-03 | 2024-08-01 | Distribution Provider's Headstock 66 kV Substation | Distribution Provider's Headstock 66 kV Substation | The ISO Grid at Distribution Provider’s 220kV Bus at Mira Loma Substation; | [6 empty] | 0 | Mira Loma | 1 | Mira Loma | 230 | [7 empty] | 101.2) | 101.2 | 101.2 | 16.2 | 0 |  |  | 1
WDT1723 |  | 2021-05-24 | 2021-09-22 | WDAT | GIP - ISP | ISP | Active - Post IA | In-Service |  | Not Started | No |  |  |  |  | Los Angeles | CA | 2021-06-01 |  | Laguna Bell 66 kV
WDT1725 | 2021-03-29 | 2021-02-04 | 2021-03-29 | WDAT | GIP - ISP | ISP | Active | Restudy In Progress |  | Not Started | No |  |  | Energy Storage(107.8) | 90 | Los Angeles | CA | 2024-05-01 | 2024-08-15 | Santa Fe Springs - Murphy 66 kV line | Santa Fe Springs - Murphy 66 kV line | Center Substation 220 kV bus | [6 empty] | 0 | Center | 1 | Center | 230 | [7 empty] | 107.8) | 107.8 | 107.8 | 17.8 | 0 |  |  | 0
WDT1730 | 2021-04-30 | 2021-02-26 | 2021-04-30 | WDAT | GIP - ISP | QC_014 | Active | IA Negotiation |  | In Negotiation | No |  |  | Photovoltaic(83.886) | 75 | Los Angeles | CA | 2025-10-01 |  | Santa Fe Springs - Nietos 66kV | [8 empty] | 0 |  | 1 | not found |  | 83.886) | 83.886 | 83.886 | 8.886 | [7 empty] | 0 |  |  | 0
WDT1734 |  | 2021-02-26 | 2021-05-24 | WDAT | GIP - Cluster Study | QC_014 | Inactive | Withdrawn | 2021-09-28 | Not Started | No |  |  | Photovoltaic(108.81) | 100 | San Bernardino | CA | 2023-07-01 | 2023-05-01 | Padua-San Antonia 66 kV |  | Rancho Vista
WDT1736 | 2021-02-26 | 2021-02-26 | 2021-03-23 | WDAT | GIP - ISP | ISP | Active - Post IA | IA Amendment |  | Not Started | No |  |  | Energy Storage(22) | 20 | Los Angeles | CA | 2023-06-15 | 2023-06-15 | Calden 66 kV Substation | Calden Substation 66KV | Laguna Bell 220 kV bus |  |  |  |  | Laguna Bell | 230 | 1 |  | 0 | Laguna Bell | 230 | [7 empty] | 22) | 22 | 22 | 2 | 0 |  |  | 0
WDT1737 | 2021-04-06 | 2021-02-26 | 2021-04-13 | WDAT | GIP - ISP | ISP | Inactive | Withdrawn | 2021-05-18 | Not Started | No |  |  | Photovoltaic() | 20.25 | Los Angeles | CA | 2023-04-01 |  | Shultz Substation 66KV
WDT1738 | 2021-04-05 | 2021-02-26 | 2021-04-13 | WDAT | GIP - ISP | ISP | Inactive | Withdrawn | 2021-11-05 | Not Started | No |  |  | Energy Storage(14.2) | 13.2 | Orange | CA | 2023-04-01 | 2023-04-01 | Olinda-La Habra No.1 66 kV Line | Distribution Provider’s Olinda-La Habra No. 1 66 kV Line via a new Distribution Provider tapped substation | Olinda 220 kV bus
WDT1739 | 2021-04-06 | 2021-02-26 | 2021-04-13 | WDAT | GIP - ISP | ISP | Active - Post IA | Construction |  | Executed - In Effect | Yes | 2022-09-22 |  | Energy Storage(53.45) | 50.3 | Orange | CA | 2023-04-01 | 2026-01-15 | A tap on the Distribuiton Provider's Johanna - Chestnut 66 kV line | A tap on the Distribuiton Provider's Johanna - Chestnut 66 kV line | Johanna 220 kV bus |  |  |  |  | Johanna | 230 | 1 |  | 0 | Johanna | 230 | [7 empty] | 53.45) | 53.45 | 53.45 | 3.15 | 0 |  |  | 1
WDT1740 | 2021-03-01 | 2021-03-01 | 2021-03-31 | WDAT | GIP - ISP | ISP | Active - Post IA | IA Amendment |  | Amendment - Pending | Yes | 2023-07-24 |  | Energy Storage(39) | 30 | Santa Barbara | CA | 2024-08-30 | 2025-11-01 | The Distribution Provider’s Goleta-Isla Vista-Onshore 66 kV line via Ellwood Substation | The Distribution Provider’s Goleta-Isla Vista-Onshore 66 kV line via Ellwood Substation | The CAISO Grid at the Goleta 220 kV bus |  |  |  |  | Goleta | 230 | 1 |  | 0 | Goleta | 230 | [7 empty] | 39) | 39 | 39 | 9 | 0 |  |  | 0
WDT1742 | 2021-05-01 | 2021-03-24 | 2021-05-06 | WDAT | GIP - ISP | ISP | Active | IA Negotiation |  | In Draft | No |  |  | Gas Turbine(59.65)/Energy Storage(8.35) | 68 | Los Angeles | CA | 2023-01-01 | 2024-01-01 | Jersey-Nola 66 kV line via SCE owned ICEGEN 66 kV Substation | Jersey-Nola 66 kV line via SCE owned ICEGEN 66 kV Substation | Lighthipe 220 kV bus. |  |  |  |  | Lighthipe | 230 | 1 |  | 0 | Lighthipe | 230 | [7 empty] | 8.35) | 8.35 | 8.35 | 0 | 0 |  |  | 0
GFID8750 | 2019-07-02 | 2019-04-30 | 2019-07-17 | Rule 21 | Rule 21 Export | ISP | Inactive | Withdrawn |  | Not Started | No |  |  | Cogeneration(20.1) | 20.1 |  |  | 2021-04-01 | 2022-04-01 | Victor-Black Mountain-Soport-Southcap-Southdown 115kV line at Southdown Substation | Victor-Black Mountain-Soport-Southcap-Southdown 115 kV line at Southdown Substation | Victor Substation 115 kV bus
WDT1749 | 2021-04-30 | 2021-04-29 | 2021-06-14 | WDAT | GIP - Cluster Study | QC_014 | Inactive | Withdrawn | 2024-03-26 | Not Started | No |  |  | Photovoltaic(37.8)/Energy Storage() | 20 | Los Angeles | CA | 2023-11-23 | 2023-11-23 | Little Rock-Sparkle-Wilsona 66 kV |  | Antelope 66 kV bus |  |  |  |  | Antelope | 230
WDT1754 |  | 2021-04-27 | 2021-09-08 | WDAT | GIP - Cluster Study | QC_014 | Active | IA Negotiation |  | Not Started | No |  |  | Energy Storage(61.71) | 55 | Los Angeles | CA | 2024-06-30 | 2024-06-30 | Long Beach – Seabright 66 kV | Long Beach – Seabright 66 kV | Hinson 230 kV bus |  |  |  |  | Hinson | 230 | 1 |  | 0 | Hinson | 230 | [7 empty] | 61.71) | 61.71 | 61.71 | 6.71 | 0 |  |  | 0
WDT1755 | 2021-04-30 | 2021-04-27 | 2021-06-16 | WDAT | GIP - Cluster Study | QC_014 | Active | IA Parked |  | Not Started | No |  |  | Energy Storage(141.57) | 125 | Los Angeles | CA | 2024-06-30 | 2024-06-30 | Antelope - Ritter Ranch #1 66 kV | Antelope - Ritter Ranch #1 66 kV | Antelope 220 kV bus |  |  |  |  | Antelope | 230 | 1 |  | 0 | Antelope | 230 | [7 empty] | 141.57) | 141.57 | 141.57 | 16.57 | 0 |  |  | 0
WDT1758 | 2021-04-30 | 2021-04-27 | 2021-06-09 | WDAT | GIP - Cluster Study | QC_014 | Inactive | Withdrawn | 2021-09-23 | Not Started | No |  |  | Energy Storage(108.9) | 100 | Los Angeles | CA | 2024-04-19 | 2024-04-19 | Del Amo-Carmenita 66 kV Line | Del Amo-Carmenita 66 kV Line | Del Amo 230 kV Substation
WDT1750 | 2021-04-30 | 2021-04-27 | 2021-06-09 | WDAT | GIP - Cluster Study | QC_014 | Active | IA Parked |  | Not Started | No |  |  | Energy Storage(108.9) | 100 | Los Angeles | CA | 2024-04-19 | 2024-04-19 | Rio Hondo Substation at 66kV bus | Rio Hondo Substation at 66kV bus | Rio Hondo 220 kV bus |  |  |  |  | Rio Hondo | 230 | 1 |  | 0 | Rio Hondo | 230 | [7 empty] | 108.9) | 108.9 | 108.9 | 8.9 | 0 |  |  | 0
WDT1751 | 2021-04-30 | 2021-04-27 | 2021-06-07 | WDAT | GIP - Cluster Study | QC_014 | Active | Phase II Complete |  | Not Started | No |  |  | Energy Storage(170.61) | 150 | Riverside | CA | 2023-07-31 | 2023-07-31 | Skylark Substation 115kV | Skylark 115 kV | Alberhill 500 kV |  |  |  |  | Alberhill | 500 | 1 |  | 0 | Alberhill | 115 | [7 empty] | 170.61) | 170.61 | 170.61 | 20.61 | 0 |  |  | 0
WDT1752 | 2021-04-30 | 2021-04-27 | 2021-06-10 | WDAT | GIP - Cluster Study | QC_014 | Active | Phase II Complete |  | Not Started | No |  |  | Energy Storage(141.57) | 115 | San Bernardino | CA | 2024-06-30 | 2024-06-30 | Etiwanda - Randall 66 kV |  | Etiwanda 230 kV |  |  |  |  | Etiwanda | 230 | 1 |  | 0 | Etiwanda | 230 | [7 empty] | 141.57) | 141.57 | 141.57 | 26.57 | 0 |  |  | 0
WDT1753 | 2021-04-30 | 2021-04-27 | 2021-06-18 | WDAT | GIP - Cluster Study | QC_014 | Active | IA Parked |  | Not Started | No |  |  | Energy Storage(141.57) | 115 | San Bernardino | CA | 2024-06-30 | 2024-06-30 | Etiwanda-Declez #2 66 kV circuit | Etiwanda 230 kV | Etiwanda 230 kV |  |  |  |  | Etiwanda | 230 | 1 |  | 0 | Etiwanda | 230 | [7 empty] | 141.57) | 141.57 | 141.57 | 26.57 | 0 |  |  | 0
WDT1759 | 2021-04-30 | 2021-04-28 | 2021-06-04 | WDAT | GIP - Cluster Study | QC_014 | Inactive | Withdrawn | 2022-11-10 | Not Started | No |  |  | Wind Turbine(106.4)/Photovoltaic(106.72)/Energy Storage() | 100 | Riverside | CA | 2025-08-15 | 2025-08-15 | via a tap to the Devers-Garnet 115kV line | Devers 500/220 kV bus | Devers 500/220 kV bus
WDT1760 | 2021-04-30 | 2021-04-30 | 2021-04-30 | WDAT | GIP - Cluster Study | QC_014 | Inactive | Withdrawn | 2023-01-12 | Not Started | No |  |  | Gas Turbine(213.53)/Energy Storage(0)/Gas Turbine() | 175 | Riverside | CA | 2027-01-01 | 2027-01-01 | Indigo Substation 115kV | Indigo Substation 115 kV | Devers 220 kV Bus
WDT1761 | 2021-04-30 | 2021-04-30 | 2021-06-09 | WDAT | GIP - Cluster Study | QC_014 | Active | Phase II Complete |  | Not Started | No |  |  | Energy Storage(65.45) | 60 | Los Angeles | CA | 2024-08-30 | 2032-01-28 | Francis 66 kV Substation |  | Chino 220/66 kV Bus |  |  |  |  | Chino | 230 | 1 |  | 0 | Chino | 230 | [7 empty] | 65.45) | 65.45 | 65.45 | 5.45 | 0 |  |  | 0
WDT1757 | 2021-06-29 | 2021-04-30 | 2021-06-29 | WDAT | GIP - Cluster Study | QC_014 | Inactive | Withdrawn | 2024-06-10 | Not Started | No |  |  | Energy Storage(168.75) | 150 | San Bernardino | CA | 2024-08-30 | 2024-08-30 | Highgrove 115 kV Substation |  | Vista 220 kV Bus |  |  |  |  | Vista (SCE) | 230
WDT1762 | 2021-04-30 | 2021-04-30 | 2021-06-04 | WDAT | GIP - Cluster Study | QC_014 | Inactive | Withdrawn | 2021-09-20 | Not Started | No |  |  | Energy Storage(101.031) | 100 | Kern | CA | 2024-09-15 |  | Walker Basin 66kV | Walker Basin 66 kV substation | Wind Hub 220 kV
WDT1763 | 2021-04-30 | 2021-04-30 | 2021-06-08 | WDAT | GIP - Cluster Study | QC_014 | Active | Phase II Complete |  | Not Started | No |  |  | Photovoltaic(55.44)/Energy Storage(64.6) | 55 | Tulare | CA | 2024-09-15 | 2024-09-15 | Octol 66 kV |  | Rector 220 kV |  |  |  |  | Rector | 230 | 1 |  | 0 | Rector | 230 | 55.44)/Energy Storage(64.6) | 55.44 | 55.44 | 0.44 |  |  |  | 64.6) | 64.6 | 64.6 | 9.6 | 0 |  |  | 0
WDT1764 | 2021-04-30 | 2021-04-30 | 2021-06-21 | WDAT | GIP - Cluster Study | QC_014 | Active | Phase II Complete |  | Not Started | No |  |  | Energy Storage(108)/() | 100 | Los Angeles | CA | 2024-08-30 | 2024-08-30 | Lighthipe 66 kV Substation | Lighthipe Substation 66kV Bus | Lighthipe Substation 220kV Bus |  |  |  |  | Lighthipe | 230 | 1 |  | 0 | Lighthipe | 230 | [7 empty] | 108)/() | 108 | 108 | 8 | 0 |  |  | 0
WDT1765 | 2021-04-30 | 2021-04-30 | 2021-06-06 | WDAT | GIP - Cluster Study | QC_014 | Inactive | Withdrawn | 2022-10-11 | Not Started | No |  |  | Energy Storage(56.8) | 50 | San Bernardino | CA | 2025-09-01 | 2025-09-01 | Highgrove 115kV Substation | Vista 220 kV Bus | Vista 220 kV Bus
WDT1766 |  | 2021-04-30 | 2021-06-24 | WDAT | GIP - Cluster Study | QC_014 | Active | IA Parked |  | Not Started | No |  |  | Energy Storage(88.75) | 80 | Ventura | CA | 2025-09-01 |  | Royal 66kV Substation | Moorpark 220kV | Moorpark 220kV |  |  |  |  | Moorpark | 230 | 1 |  | 0 | Moorpark | 230 | [7 empty] | 88.75) | 88.75 | 88.75 | 8.75 | 0 |  |  | 0
WDT1767 |  | 2021-04-30 |  | WDAT | GIP - Cluster Study | QC_014 | Inactive | Withdrawn | 2021-07-30 | Not Started | No |  |  | Photovoltaic(29.326)/Energy Storage()/Energy Storage(13.034) | 40 | Ventura | CA | 2025-09-01 |  | Colonia 66kV Substation
WDT1768 |  | 2021-04-30 | 2021-06-03 | WDAT | GIP - Cluster Study | QC_014 | Active | Phase II Complete |  | Not Started | No |  |  | Energy Storage(79.2) | 74 | Los Angeles | CA | 2024-08-30 | 2024-08-30 | The Distribution Provider’s La Fresa - Torrance 66 kV line via a new 66 kV Substation | The Distribution Provider’s La Fresa - Torrance 66 kV line via a new 66 kV Substation | La Fresa 220/66 kV Substation 220 kV bus |  |  |  |  | La Fresa | 230 | 1 |  | 0 | La Fresa | 230 | [7 empty] | 79.2) | 79.2 | 79.2 | 5.2 | 0 |  |  | 0
WDT1769 |  | 2021-04-30 |  | WDAT | GIP - Cluster Study | QC_014 | Inactive | Withdrawn | 2021-09-02 | Not Started | No |  |  | Energy Storage(150) | 150 | Tulare | CA | 2026-10-31 |  | Goshen 69 kV
WDT1770 | 2021-04-30 | 2021-04-30 | 2021-06-14 | WDAT | GIP - Cluster Study | QC_014 | Active | IA Parked |  | In Negotiation - Parked | No |  |  | Energy Storage(105) | 100 | San Bernardino | CA | 2023-04-01 | 2024-04-01 | El Casco 115 kV Substation | El Casco 115 kV Substation | El Casco 220 kV Bus |  |  |  |  | El Casco | 230 | 1 |  | 0 | El Casco | 230 | [7 empty] | 105) | 105 | 105 | 5 | 0 |  |  | 0
WDT1772 |  | 2021-04-30 | 2021-06-17 | WDAT | GIP - Cluster Study | QC_014 | Active | IA Parked |  | Not Started | No |  |  | Energy Storage(129.6) | 100 | San Bernardino | CA | 2025-02-15 | 2025-02-15 | A tap on the Cardiff-Del Rosa 66 kV Line | San Bernardino Substation 220 kV bus | San Bernardino Substation 220 kV bus |  |  |  |  | San Bernardino | 230 | 1 |  | 0 | San Bernardino | 230 | [7 empty] | 129.6) | 129.6 | 129.6 | 29.6 | 0 |  |  | 0
WDT1773 |  | 2021-04-30 | 2021-06-30 | WDAT | GIP - Cluster Study | QC_014 | Active | IA Parked |  | Not Started | No |  |  | Energy Storage(132) | 110 |  |  | 2023-12-01 | 2026-04-20 | Mascot 66/12 kV Substation 66 kV bus | Rector 220/66 kV Substation 220 kV bus | Rector 220/66 kV Substation 220 kV bus |  |  |  |  | Rector | 230 | 1 |  | 0 | Rector | 230 | [7 empty] | 132) | 132 | 132 | 22 | 0 |  |  | 0
WDT1774 | 2021-04-30 | 2021-04-30 | 2021-06-08 | WDAT | GIP - Cluster Study | QC_014 | Active | IA Parked |  | Pending | No |  |  | Energy Storage(63.4) | 60 | Los Angeles | CA | 2023-03-01 | 2029-02-08 | Elizabeth Lake 66kV Substation | Elizabeth Lake 66 kV bus | Elizabeth Lake 66 kV bus |  |  |  |  | Saugus | 230 | 1 |  | 0 | Saugus | 230 | [7 empty] | 63.4) | 63.4 | 63.4 | 3.4 | 0 |  |  | 0
WDT1778 |  | 2021-04-30 | 2021-06-29 | WDAT | GIP - Cluster Study | QC_014 | Inactive | Withdrawn | 2021-09-02 | Not Started | No |  |  | Energy Storage(50) | 50 | Kern | CA | 2025-10-31 | 2023-10-31 | Antelope-Cal Cement-Rosamond 66kV Line | Antelope-Cal Cement-Rosamond 66kV Line | Antelope 66 kV Substation
WDT1780 | 2021-04-30 | 2021-04-30 | 2021-06-14 | WDAT | GIP - Cluster Study | QC_014 | Active | IA Parked |  | Not Started | No |  |  | Energy Storage(45.405) | 35 | Santa Barbara | CA | 2024-02-01 | 2023-08-01 | Carpinteria Substation 66 kV bus | Carpinteria Substation 66 kV bus | Goleta 220 kV bus |  |  |  |  | Goleta | 230 | 1 |  | 0 | Goleta | 230 | [7 empty] | 45.405) | 45.405 | 45.405 | 10.405 | 0 |  |  | 0
WDT1781 |  | 2021-04-30 |  | WDAT | GIP - Cluster Study | QC_014 | Inactive | Withdrawn | 2021-06-08 | Not Started | No |  |  | Energy Storage() | 100 | Los Angeles | CA | 2025-02-15 |  | Santa Fe Springs 69kV substation
WDT1782 | 2021-04-30 | 2021-04-30 | 2021-05-27 | WDAT | GIP - Cluster Study | QC_014 | Active | Phase II Complete |  | Not Started | No |  |  | Photovoltaic(41.523)/Energy Storage(41.523) | 39.3 | Los Angeles | CA | 2024-04-15 | 2026-02-16 | Piute Substation 66 kV | Piute Substation 66kV | Antelope Substation 66 kV |  |  |  |  | Antelope | 230 | 1 |  | 0 | Antelope | 230 | 41.523)/Energy Storage(41.523) | 41.523 | 41.523 | 2.223 |  |  |  | 41.523) | 41.523 | 41.523 | 2.223 | 0 |  |  | 0
WDT1783 | 2021-04-30 | 2021-04-30 | 2021-05-21 | WDAT | GIP - Cluster Study | QC_014 | Inactive | Withdrawn | 2024-07-10 | Not Started | No |  |  | Energy Storage(105.3) | 100 | San Bernardino | CA | 2024-04-01 | 2025-05-01 | Archline Substation 66 kV | Archline Substation 66 kV bus | Etiwanda Substation 220 kV bus. |  |  |  |  | Etiwanda | 230
WDT1771 | 2021-04-30 | 2021-04-30 | 2021-06-01 | WDAT | GIP - Cluster Study | QC_014 | Active | IA Parked |  | Not Started | No |  |  | Energy Storage(525.016) | 500 | Riverside | CA | 2026-12-01 | 2026-12-01 | SCE Alberhill 115kV Substation | SCE Alberhill 115kV Substation | ISO Grid at the Alberhill 500 kV bus |  |  |  |  | Alberhill | 500 | 1 |  | 0 | Alberhill | 115 | [7 empty] | 525.016) | 525.016 | 525.016 | 25.016 | 0 |  |  | 0
WDT1775 | 2021-04-30 | 2021-04-30 | 2021-06-14 | WDAT | GIP - Cluster Study | QC_014 | Active | Phase II Complete |  | Not Started | No |  |  | Energy Storage(101.31) | 100 | Riverside | CA | 2024-09-15 | 2024-09-15 | Vallley sc 115 kV |  | Valley 500 kV |  |  |  |  | Valley (SCE) | 500 | 1 |  | 0 | Valley (SCE) | 500 | [7 empty] | 101.31) | 101.31 | 101.31 | 1.31 | 0 |  |  | 0
WDT1776 |  | 2021-04-30 | 2021-06-02 | WDAT | GIP - Cluster Study | QC_014 | Inactive | Withdrawn | 2022-10-12 | Not Started | No |  |  | Photovoltaic(21.6) | 18 | Los Angeles | CA | 2022-12-31 | 2023-12-31 | Antelope-Lancaster-Oasis 66 kV line | Antelope 220/66 kV Substation 220 kV bus | Antelope 220/66 kV Substation 220 kV bus
wdt1793 | 2021-10-05 | 2021-07-28 | 2021-10-05 | WDAT | GIP - ISP | ISP | Active | Phase II Complete |  | In Draft | No |  |  | Energy Storage(108.81) | 100 | Los Angeles | CA | 2023-05-01 | 2023-05-01 | Padua/Live Oak 66 kV |  | Padua 220 kV bus | [6 empty] | 0 | Padua | 1 | Pauda | 230 | [7 empty] | 108.81) | 108.81 | 108.81 | 8.81 | 0 |  |  | 0
WDT1796 |  | 2021-04-13 | 2021-09-13 | WDAT | GIP - Cluster Study | QC_014 | Active | IA Parked |  | Not Started | No |  |  | Energy Storage(219.949) | 200 | Riverside | CA |  | 2029-07-21 | Distribution Provider's Mirage 220/115 kV Substation at the 115 kV switchrack | Distribution Provider's Mirage 220/115 kV Substation at the 115 kV switchrack | Mirage 220 kV Bus |  |  |  |  | Mirage | 230 | 1 |  | 0 | Mirage | 115 | [7 empty] | 219.949) | 219.949 | 219.949 | 19.949 | 0 |  |  | 0
WDT1797 |  | 2021-04-28 | 2021-09-27 | WDAT | GIP - Cluster Study | QC_014 | Active | IA Parked |  | Not Started | No |  |  | Energy Storage(121.22) | 100 | San Bernardino | CA | 2023-11-01 | 2030-07-28 | DistrBloomington Substion at the 66 kV bus | Bloomington Substion at the 66 kV bus | Vista 220 kV |  |  |  |  | Vista (SCE) | 230 | 1 |  | 0 | Vista (SCE) | 230 | [7 empty] | 121.22) | 121.22 | 121.22 | 21.22 | 0 |  |  | 0
WDT1809 | 2017-01-03 | 2017-01-03 | 2017-01-17 | WDAT | GIP - ISP | ISP | Active - Post IA | Construction |  | Not Started | No |  |  | Photovoltaic(3) | 3 | San Bernardino | CA |  | 2024-10-01 | Poco 33 kV distribution line out of Tortilla 115/33 kV Substation | Poco 33 kV distribution line out of Tortilla 115/33 kV Substation | ISO's grid at SCE's Tortilla Substation at 115kV bus
WDT1811 | 2022-05-23 | 2022-04-20 | 2022-05-23 | WDAT | GIP - ISP | ISP | Active | IA Negotiation |  | In Draft | No |  |  | Energy Storage(113) | 110 | Los Angeles | CA | 2024-07-01 | 2024-07-01 | San Antonio 66/12 kV substation | Padua 220 kV | Padua 220 kV |  |  |  |  | Pauda | 230 | 1 |  | 0 | Pauda | 230 | [7 empty] | 113) | 113 | 113 | 3 | 0 |  |  | 0
WDT1816 |  | 2022-05-26 | 2022-06-23 | WDAT | GIP - ISP | ISP | Active - Post IA | Construction |  | Filed Executed | Yes | 2023-10-02 |  | Energy Storage(127.05) | 110 | Orange | CA |  | 2026-12-31 | Distribution Providerr's Shawnee Substation 66 kV bus | Distribution Providerr's Shawnee Substation 66 kV bus for Output and Distribution Provider's Barre Substation 220 kV bus for Charging | Distribution Provider's Barre Substation 220 kV bus for Output and Distribution Providerr's Shawnee Substation 66 kV bus for Charging. |  |  |  |  | Barre | 230 | 1 |  | 0 | Barre | 230 | [7 empty] | 127.05) | 127.05 | 127.05 | 17.05 | 0 |  |  | 0
WDT1966 | 2023-05-01 | 2023-04-24 | 2023-05-19 | WDAT | GIP - Cluster Study | QC_015 | Inactive | Withdrawn | 2023-08-07 | Not Started | No |  |  | Energy Storage(113) | 110 | Riverside | CA | 2026-01-04 |  | Corona Substation 66kV
WDT1967 | 2023-05-01 | 2023-04-24 | 2023-05-30 | WDAT | GIP - Cluster Study | QC_015 | Active | System Impact Study In Progress |  | Not Started | No |  |  | Energy Storage(112) | 110 | Santa Barbara | CA | 2026-01-04 | 2026-04-01 | Goleta Substation 66 kV | Goleta Substation 66 kV | Goleta 220 kV bus | [6 empty] | 0 | Goleta | 1 | Goleta | 230 | [7 empty] | 112) | 112 | 112 | 2 | 0 |  |  | 0
WDT1835 | 2019-08-13 | 2019-02-19 | 2019-08-13 | WDAT | GIP - Fast Track | Fast Track | Inactive | Withdrawn | 2023-11-21 | Not Started | No |  |  | Internal Combustion Engine(1.652) | 1.6 | San Bernardino | CA |  |  | Cement 33 kV out of Victor 115/33 kV Substation
WDT1847 | 2022-10-19 | 2022-10-19 | 2022-11-22 | WDAT | GIP - ISP | ISP | Inactive | Withdrawn | 2024-07-03 | Not Started | No |  |  |  | 113.4 | San Bernardino | CA | 2024-04-01 | 2024-04-01 | Archline Substation 66 kV bus | Archline Substation 66 kV bus | Etiwanda Substation 220 kV bus. |  |  |  |  | Etiwanda | 230
WDT1848 | 2022-10-31 | 2022-10-31 | 2022-11-30 | WDAT | GIP - ISP | ISP | Active | IA Negotiation |  | Not Started | No |  |  | Energy Storage(110)/() | 110 | Los Angeles | CA | 2024-04-01 | 2026-12-01 | Cortez Substation at the 66kV bus | Cortez Substation at the 66kV bus | Walnut Substation 220 kV bus |  |  |  |  | Walnut | 230 | 1 |  | 0 | Walnut | 230 | [7 empty] | 110)/() | 110 | 110 | 0 | 0 |  |  | 0
WDT1856 |  | 2022-10-17 |  | WDAT | GIP - Fast Track | Fast Track | Active | Application Review In Progress |  | Not Started | No
WDT1859 |  | 2022-10-17 |  | WDAT | GIP - Fast Track | Fast Track | Active | Application Review In Progress |  | Not Started | No
WDT1897 |  | 2022-12-22 |  | WDAT | GIP - Fast Track | Fast Track | Inactive | Withdrawn | 2023-03-02 | Not Started | No
WDT1903 | 2023-02-06 | 2023-02-06 | 2023-03-07 | WDAT | GIP - ISP | ISP | Active | System Impact Study Complete |  | Not Started | No |  |  | Energy Storage(112.5)/() | 110 | Orange | CA | 2026-04-01 | 2026-04-01 | Barre Fullerton 66 kV | Barre Fullerton 66 kV | Barre 220 kV bus | [6 empty] | 0 | Barre | 1 | Barre | 230 | [7 empty] | 112.5)/() | 112.5 | 112.5 | 2.5 | 0 |  |  | 0
WDT1904 | 2023-02-02 | 2023-02-02 | 2023-03-07 | WDAT | GIP - ISP | ISP | Active | System Impact Study Complete |  | Not Started | No |  |  | Energy Storage(80.73)/() | 78 | Orange | CA | 2026-04-01 | 2026-04-01 | Oceanview-Slater 66 kV | Oceanview Slater 66 kV | Ellis 220 kV bus | [6 empty] | 0 | Ellis | 1 | Ellis | 230 | [7 empty] | 80.73)/() | 80.73 | 80.73 | 2.73 | 0 |  |  | 0
WDT1905 | 2023-02-02 | 2023-02-02 | 2023-03-06 | WDAT | GIP - ISP | ISP | Inactive | Withdrawn | 2024-03-18 | Not Started | No |  |  | Energy Storage(62)/() | 60 | Los Angeles | CA | 2026-04-01 | 2026-04-01 | Watson - Carbogen 66 kV | Watson - Carbogen 66 kV | Hinson 220 kV bus
WDT1906 | 2023-02-14 | 2023-02-14 | 2023-04-06 | WDAT | GIP - ISP | ISP | Inactive | Withdrawn | 2023-04-25 | Not Started | No |  |  | Photovoltaic(60.5)/Energy Storage() |  | Ventura | CA | 2026-05-01 |  |  | Mandalay - Santa Clara #1
WDT1907 | 2023-03-29 | 2023-02-14 | 2023-03-29 | WDAT | GIP - ISP | ISP | Active - Post IA | Pending PTO |  | Executed - In Effect | No | 2024-07-14 |  | ()/Energy Storage(117.5) | 100 | Orange | CA | 2026-05-01 | 2027-03-01 | Olinda 66kV bus | Olinda 66 kV Substation | Olinda 66 kV Substation |  |  |  |  | Olinda | 230 | 1 |  | 0 | Olinda | 230 | [7 empty] | 117.5) | 117.5 | 117.5 | 17.5 | 0 |  |  | 1
WDT1908 | 2023-02-14 | 2023-02-14 | 2023-03-10 | WDAT | GIP - ISP | ISP | Inactive | Withdrawn | 2023-04-05 | Not Started | No |  |  | Photovoltaic(41.523)/Energy Storage(41.523) | 40 | Tulare | CA | 2026-04-15 |  | Pixley Substation 66kV
GFID8820 | 2022-09-12 | 2022-09-12 | 2022-09-12 | Rule 21 | Rule 21 Export | ISP | Active - Post IA | Construction |  | Executed - In Effect | No | 2023-09-19 |  | Photovoltaic(5.55)/Energy Storage(6.134) | 5 | Kern | CA | 2024-09-01 | 2024-12-01 | Castle Butte 33 kV circuit out of Edwards 115/33 kV substation in the Kramer 220/115 system | Edwards 115/33 kV | Kramer 115 kV bus | [6 empty] | 0 | Kramer | 1 | Kramer | 115 | 5.55)/Energy Storage(6.134) | 5.55 | 5.55 | 0.55 |  |  |  | 6.134) | 6.134 | 6.134 | 1.134 | 0 |  |  | 1
GFID8837 |  | 1900-01-01 |  | Rule 21 | Rule 21 Export | Detailed Study | Inactive | On Hold |  | Not Started | No
WDT1934 | 2023-03-03 | 2023-03-03 | 2023-03-31 | WDAT | GIP - ISP | ISP | Inactive | Withdrawn | 2023-04-25 | Not Started | No |  |  | Photovoltaic(10)/Energy Storage() |  | Kern | CA | 2023-05-01 |  | Goldtown 66 kV Substation | Goldtown 66 kV Substation
GFID8846 |  | 1900-01-01 |  | Rule 21 | Rule 21 Export | DGS_018 | Inactive | On Hold |  | Not Started | No
WDT1937 |  | 2023-03-20 |  | WDAT | GIP - ISP | ISP | Active | IA Amendment |  | Not Started | No
WDT1938 | 2022-05-23 | 2022-05-23 | 2022-06-14 | WDAT | GIP - ISP | ISP | Active - Post IA | Construction |  | Executed - In Effect | Yes | 2023-11-15 |  | Photovoltaic(5) | 4.99 | Los Angeles | CA |  | 2024-11-15 | Tejon 12 kV Distribution Circuit out of Neenach 66/12 kV Substation | Tejon 12 kV Distribution Circuit out of Neenach 66/12 kV Substation | Antelope Substation 220 kV Bus |  |  |  |  | Antelope | 230
WDT1939 |  | 2022-05-11 |  | WDAT | GIP - ISP | ISP | Inactive | Withdrawn | 2024-01-12 | Withdrawn (No Agrmt) | No |  |  | Photovoltaic(3) | 2.99 | San Bernardino | CA | 2024-04-01 |  | Bragdon 12 kV circuit out of Harvard 33/12 kV Substation | Bragdon 12 kV circuit out of Harvard 33/12 kV Substation | Kramer 220 kV bus |  |  |  |  | Coolwater | 115
WDT1940 | 2023-05-01 | 2023-04-19 | 2023-05-22 | WDAT | GIP - Cluster Study | QC_015 | Active | Phase I In Progress |  | Not Started | No |  |  | Energy Storage(127.05) | 110 | Orange | CA | 2026-01-04 | 2026-04-01 | Olinda Substation 66 kV | Olinda Substation 66 kV | Olinda Substation 220 kV |  |  |  |  | Olinda | 230 | 1 |  | 0 | Olinda | 230 | [7 empty] | 127.05) | 127.05 | 127.05 | 17.05 | 0 |  |  | 0
WDT1947 | 2023-05-01 | 2023-05-01 | 2023-05-18 | WDAT | GIP - Cluster Study | QC_015 | Inactive | Withdrawn | 2023-08-18 | Not Started | No |  |  | Energy Storage(113) | 110 | Ventura | CA | 2026-01-04 | 2026-04-01 | Santa Clara Substation 66kV | Santa Clara Substation 66kV | Santa Clara 66kV Bus
WDT1968 | 2023-05-01 | 2023-04-24 | 2023-05-23 | WDAT | GIP - Cluster Study | QC_015 | Active | Phase I In Progress |  | Not Started | No |  |  | Energy Storage(113) | 110 | Los Angeles | CA | 2026-04-01 | 2026-04-01 | Dalton Substation 66 kV bus | Dalton Substation 66 kV bus | Rio Hondo 220 kV bus | [6 empty] | 0 | Rio Hondo | 1 | Rio Hondo | 230 | [7 empty] | 113) | 113 | 113 | 3 | 0 |  |  | 0
WDT1969 |  | 2023-05-01 |  | WDAT | GIP - Cluster Study | QC_015 | Active | Phase I In Progress |  | Not Started | No |  |  | Energy Storage(113) | 110 | San Bernardino | CA | 2027-11-01 | 2026-07-01 | Bloomington Substation 66kV | Bloomington Substation 66kV | Vista 220kV Bus | [6 empty] | 0 | Vista (SCE) | 1 | Vista (SCE) | 230 | [7 empty] | 113) | 113 | 113 | 3 | 0 |  |  | 0
WDT10099 | 2023-05-01 | 2023-04-14 | 2023-05-16 | WDAT | GIP - Cluster Study | QC_015 | Active | Phase I In Progress |  | Not Started | No |  |  | Photovoltaic(50)/Energy Storage(50) | 50 |  |  |  |  | Valley 115 kV Bus | Valley 'EFG' 500/115 (S) | Valley 'D' 500/115 |  |  |  |  | Valley (SCE) | 500 | 1 |  | 0 | Valley (SCE) | 500 | 50)/Energy Storage(50) | 50 | 50 | 0 |  |  |  | 50) | 50 | 50 | 0 | 0 |  |  | 0
WDT10094 | 2023-05-01 | 2023-04-18 | 2023-06-09 | WDAT | GIP - Cluster Study | QC_015 | Active | Phase I In Progress |  | Not Started | No |  |  | Energy Storage(129.6) | 100 |  |  |  |  | San Bernardino - Cardiff 66 kV | [8 empty] | 0 |  | 1 | not found | [8 empty] | 129.6) | 129.6 | 129.6 | 29.6 | 0 |  |  | 0
WDT1976 | 2023-05-01 | 2023-04-25 | 2023-05-22 | WDAT | GIP - Cluster Study | QC_015 | Active | Phase I In Progress |  | Not Started | No |  |  | Energy Storage(127.05) | 110 | Orange | CA | 2026-04-01 | 2026-04-01 | La Habra Substation 66kV | La Habra Substation 66kV | Olinda Sustation 220 kV |  |  |  |  | Olinda | 230 | 1 |  | 0 | Olinda | 230 | [7 empty] | 127.05) | 127.05 | 127.05 | 17.05 | 0 |  |  | 0
WDT1977 | 2023-05-01 | 2023-05-01 | 2023-05-31 | WDAT | GIP - Cluster Study | QC_015 | Active | Phase I In Progress |  | Not Started | No |  |  | Photovoltaic(70)/Energy Storage(70) | 70 | Tulare | CA | 2025-10-01 | 2025-10-01 | Bliss 66 kV Substation bus | Bliss 66 kV Substation bus | Springville 220 kV Substation bus | [6 empty] | 0 | Springville | 1 | Springville | 230 | 70)/Energy Storage(70) | 70 | 70 | 0 |  |  |  | 70) | 70 | 70 | 0 | 0 |  |  | 0
WDT1990 |  | 2023-04-27 | 2023-06-22 | WDAT | GIP - Cluster Study | QC_015 | Active | Application Review Complete |  | Not Started | No |  |  | Energy Storage(90) | 80 | Orange | CA | 2026-07-01 | 2026-07-01 | Barre Substation 66 kV bus AB Section. | Barre Substation 66 kV bus AB Section. | Barre Substation 220 kV bus | [6 empty] | 0 | Barre | 1 | Barre | 230 | [7 empty] | 90) | 90 | 90 | 10 | 0 |  |  | 0
WDT10138 | 2023-05-01 | 2023-04-28 | 2023-06-22 | WDAT | GIP - Cluster Study | QC_015 | Inactive | Withdrawn |  | Not Started | No |  |  | Energy Storage(54) | 50 | Kern | CA |  | 2025-05-01 | Tap SCE's Windhub -Goldtown - Monolith - Windlands 66 kV Circuit | Tap SCE's Windhub -Goldtown - Monolith - Windlands 66 kV Circuit | [5 empty] | Windhub | 230
WDT10140 |  | 2023-04-26 |  | WDAT | GIP - ISP | ISP | Inactive | Withdrawn |  | Not Started | No |  |  | Photovoltaic(60)/Energy Storage(60) | 60 |  |  |  |  | Landing 66 kV bus | Landing 66/16 | Parker 161/66
WDT10143 | 2023-05-01 | 2023-04-26 | 2023-05-01 | WDAT | GIP - Cluster Study | QC_015 | Active | Phase I In Progress |  | Not Started | No |  |  | Energy Storage(112.5) | 112.5 |  |  |  |  | Springville 66 kV Bus | Springville 220/66 (S) | Springville 220/66 |  |  |  |  | Springville | 230 | 1 |  | 0 | Springville | 230 | [7 empty] | 112.5) | 112.5 | 112.5 | 0 | 0 |  |  | 0
WDT10147 |  | 2023-04-26 |  | WDAT | GIP - Cluster Study | QC_015 | Active | Application Review Complete |  | Not Started | No |  |  | Energy Storage(115.5) | 112.5 |  |  |  |  | Springville 66 kV Bus | Springville 220/66 | Springville 220/66 |  |  |  |  | Springville | 230 | 1 |  | 0 | Springville | 230 | [7 empty] | 115.5) | 115.5 | 115.5 | 3 | 0 |  |  | 0
WDT10148 |  | 2023-04-26 |  | WDAT | GIP - Cluster Study | QC_015 | Active | Application Review Complete |  | Not Started | No |  |  | Energy Storage(103) | 100 |  |  |  |  | Hinson 66 kV Bus | Hinson 220/66 (S) | Hinson 220/66 |  |  |  |  | Hinson | 230 | 1 |  | 0 | Hinson | 230 | [7 empty] | 103) | 103 | 103 | 3 | 0 |  |  | 0
WDT10149 |  | 2023-04-26 |  | WDAT | GIP - Cluster Study | QC_015 | Active | Application Review Complete |  | Not Started | No |  |  | Energy Storage(103) | 100 |  |  |  |  | Hinson 66 kV Bus | Hinson 220/66 (S) | Hinson 220/66 |  |  |  |  | Hinson | 230 | 1 |  | 0 | Hinson | 230 | [7 empty] | 103) | 103 | 103 | 3 | 0 |  |  | 0
WDT10152 | 2023-05-01 | 2023-04-28 | 2023-06-22 | WDAT | GIP - Cluster Study | QC_015 | Active | Phase I In Progress |  | Not Started | No |  |  | Energy Storage(91.8) | 85 | Los Angeles | CA |  | 2025-05-01 | Acton - Palmdale - Shuttle 66 kV | the Distribution Provider’s Acton – Palmdale – Shuttle 66 kV circuit via a customer-dedicated loop-in ring bus switchyard | Antelope 66 kV Substation bus | [6 empty] | 0 | Antelope | 1 | Antelope | 230 | [7 empty] | 91.8) | 91.8 | 91.8 | 6.8 | 0 |  |  | 0
WDT10155 |  | 2023-04-27 |  | WDAT | GIP - Cluster Study | QC_015 | Active | Phase I In Progress |  | Not Started | No |  |  | Energy Storage(103.196) | 100 |  |  |  |  | Vista 115kV | Pepper 115/12 (D) | Vista 220/15 |  |  |  |  | Vista (SCE) | 230 | 1 |  | 0 | Vista (SCE) | 230 | [7 empty] | 103.196) | 103.196 | 103.196 | 3.196 | 0 |  |  | 0
WDT10156 |  | 2023-04-27 | 2023-05-30 | WDAT | GIP - Cluster Study | QC_015 | Active | Phase I In Progress |  | Not Started | No |  |  | Photovoltaic(103.646)/Energy Storage(103.646) | 100 |  |  |  |  | Victor 115kV | Cottonwood 115/33 (D) | Victor 220/115 |  |  |  |  | Victor | 115 | 1 |  | 0 | Victor | 115 | 103.646)/Energy Storage(103.646) | 103.646 | 103.646 | 3.646 |  |  |  | 103.646) | 103.646 | 103.646 | 3.646 | 0 |  |  | 0
WDT10164 |  | 2023-04-27 |  | WDAT | GIP - Cluster Study | QC_015 | Inactive | Withdrawn | 2023-05-04 | Not Started | No |  |  | Photovoltaic(82.585)/Energy Storage(82.585) | 80
WDT10188 | 2023-05-01 | 2023-04-28 | 2023-05-30 | WDAT | GIP - Cluster Study | QC_015 | Active | Phase I In Progress |  | Not Started | No |  |  | Energy Storage(60) | 50 | Kern | CA |  | 2024-10-01 | ANTELOPE-CAL CEMENT-ROSAMOND 66 kV | Antelope-Cal Cement-Rosamond 66 kV Line out of Rosamond 66 kV Substation | Antelope Substation 66 kV bus |  |  |  |  | Antelope | 230 | 1 |  | 0 | Antelope | 230 | [7 empty] | 60) | 60 | 60 | 10 | 0 |  |  | 0
WDT10128 | 2023-05-01 | 2023-04-26 | 2023-06-06 | WDAT | GIP - Cluster Study | QC_015 | Active | Phase I In Progress |  | Not Started | No |  |  | Energy Storage(153.6) | 150 |  |  |  |  | COOLWATER-GALE 115kV | Gale 115/33 (D) | Kramer 220/115 |  |  |  |  | Kramer | 230 | 1 |  | 0 | Kramer | 115 | [7 empty] | 153.6) | 153.6 | 153.6 | 3.6 | 0 |  |  | 0
WDT10087 | 2023-05-01 | 2023-04-27 | 2023-05-11 | WDAT | GIP - Cluster Study | QC_015 | Active | Phase I In Progress |  | Not Started | No |  |  | Energy Storage(103.196) | 100 |  |  |  |  | Victor 115 kV Bus | Savage 115/12 (D) | Victor 220/115 |  |  |  |  | Victor | 115 | 1 |  | 0 | Victor | 115 | [7 empty] | 103.196) | 103.196 | 103.196 | 3.196 | 0 |  |  | 0
WDT2038 |  | 2023-11-22 |  | WDAT | GIP - ISP | ISP | Inactive | Withdrawn | 2023-12-22 | Not Started | No |  |  |  |  | Orange | CA | 2026-05-01
GFID9096 | 2023-11-17 | 2023-11-17 | 2023-12-14 | Rule 21 | Rule 21 Export | Detailed Study | Active | On Hold |  | Not Started | No |  |  | Photovoltaic(0.996)/Energy Storage() |  | San Bernardino | CA | 2024-11-30
GFID9097 | 2024-01-29 | 2023-12-07 | 2024-01-29 | Rule 21 | Rule 21 Export | Detailed Study | Inactive | Withdrawn | 2024-02-27 | Not Started | No |  |  | Photovoltaic(5)/Energy Storage() | 5 | Riverside | CA | 2025-01-30
GFID9182 |  | 2024-02-08 |  | Rule 21 | Rule 21 Export | Detailed Study | Inactive | Withdrawn | 2024-02-29 | Not Started | No |  |  | Photovoltaic()/Energy Storage() | 5 | Tulare | CA | 2025-09-01
WDT10113 |  | 2023-04-27 |  | WDAT | GIP - Cluster Study | QC_015 | Active | Phase I Complete |  | Not Started | No |  |  | Photovoltaic(144)/Energy Storage(145)/Energy Storage(117.45) | 110 | Kern | CA |  | 2027-02-01 | INYOKERN-DOWN 115kV | [6 empty] | Kramer | 230 | 1 |  | 0 | Kramer | 115 | 144)/Energy Storage(145)/Energy Storage(117.45) | 144 | 144 | 34 |  |  |  | 145)/Energy Storage(117.45) | 145 | 145 | 35 | 0 |  |  | 0
WDT10130 | 2023-05-01 | 2023-04-27 | 2023-05-22 | WDAT | GIP - Cluster Study | QC_015 | Active | Phase I Complete |  | Filed Executed | Yes | 2023-08-18 |  |  | 200 |  |  |  |  | El Casco 115 kV Bus | [6 empty] | El Casco | 230 | 1 |  | 0 | El Casco | 230 | [11 empty] | 0 |  |  | 0
WDT10170 | 2023-05-01 | 2023-05-01 | 2023-05-25 | WDAT | GIP - Cluster Study | QC_015 | Active | Phase I In Progress |  | Not Started | No |  |  | Energy Storage(105) | 100 |  |  |  |  | Alberhill-Skylark 115 kV | furture Alberhill - Skylark 115 kV line | future Alberhill Substation 500 kV bus |  |  |  |  | Valley (SCE) | 500 | 1 |  | 0 | Valley (SCE) | 500 | [7 empty] | 105) | 105 | 105 | 5 | 0 |  |  | 0
WDT10173 | 2023-05-01 | 2023-05-01 | 2023-05-23 | WDAT | GIP - Cluster Study | QC_015 | Active | Phase I In Progress |  | Not Started | No |  |  | Energy Storage(105) | 100 |  |  |  |  | Elsinore-Skylark 115 kV | Elsinore - Skylark 115 kV line | Valley 220 kV |  |  |  |  | Valley (SCE) | 500 | 1 |  | 0 | Valley (SCE) | 500 | [7 empty] | 105) | 105 | 105 | 5 | 0 |  |  | 0
WDT10176 |  | 2023-05-01 | 2023-05-30 | WDAT | GIP - Cluster Study | QC_015 | Active | Phase I In Progress |  | Not Started | No |  |  | Energy Storage(105) | 100 | Riverside | CA |  | 2027-02-01 | Valley 115 kV Bus | Ivyglen Substation 115 kV bus | Valley 500 kV bus |  |  |  |  | Valley (SCE) | 500 | 1 |  | 0 | Valley (SCE) | 500 | [7 empty] | 105) | 105 | 105 | 5 | 0 |  |  | 0
WDT10180 |  | 2023-04-27 |  | WDAT | GIP - Cluster Study | QC_015 | Active | Application Review Complete |  | Not Started | No |  |  | Energy Storage(100) | 100 | Ventura | CA |  |  | ICEGEN-JERSEY-NOLA | [8 empty] | 0 |  | 1 | not found | [8 empty] | 100) | 100 | 100 | 0 | 0 |  |  | 0
WDT10181 | 2023-05-01 | 2023-05-01 | 2023-06-30 | WDAT | GIP - Cluster Study | QC_015 | Active | Phase I In Progress |  | Not Started | No |  |  | Energy Storage(106.4) | 100 |  |  |  |  | LA FRESA-VICTORIA NO. 2 66 kV | [6 empty] | La Fresa | 230 | 1 |  | 0 | La Fresa | 230 | [7 empty] | 106.4) | 106.4 | 106.4 | 6.4 | 0 |  |  | 0
WDT10182 | 2023-05-01 | 2023-04-27 | 2023-05-01 | WDAT | GIP - Cluster Study | QC_015 | Active | Application Review Complete |  | Not Started | No |  |  | Energy Storage(206.621) | 300 |  |  |  |  | Alberhill 115 Bus | [6 empty] | Alberhill | 500 | 1 |  | 0 | Alberhill | 115 | [7 empty] | 206.621) | 206.621 | 206.621 | 0 | 0 |  |  | 0
WDT10187 | 2023-05-01 | 2023-05-01 | 2023-06-07 | WDAT | GIP - Cluster Study | QC_015 | Active | Phase I In Progress |  | Not Started | No |  |  | Energy Storage(110) | 110 | Tulare | CA | 2027-02-01 | 2027-02-01 | Springville 66 kV Bus | Springville 220/66 | Springville 220/66 |  |  |  |  | Springville | 230 | 1 |  | 0 | Springville | 230 | [7 empty] | 110) | 110 | 110 | 0 | 0 |  |  | 0
WDT10189 |  | 2023-04-28 | 2023-06-15 | WDAT | GIP - Cluster Study | QC_015 | Active | System Impact Study In Progress |  | Not Started | No |  |  | Photovoltaic(138.6)/() | 138.6 | Kern | CA |  | 2026-03-01 | Windhub 66 kV Bus | Goldtown 66/12 | Windhub 220/66 Windhub 220/66 Windhub 220/66 Windhub 220/66 Windhub 220/66 |  |  |  |  | Windhub | 230 | 1 |  | 0 | Windhub | 230 | 138.6)/() | 138.6 | 138.6 | 0 | [7 empty] | 0 |  |  | 0
WDT10190 | 2023-05-01 | 2023-05-01 | 2023-05-26 | WDAT | GIP - Cluster Study | QC_015 | Active | Phase I In Progress |  | Not Started | No |  |  | Energy Storage(80) | 80 | Los Angeles | CA | 2026-10-31 | 2026-10-31 | Lighthipe-Signal Hill 66 kV | Lighthipe 66 kV Substation | [5 empty] | Lighthipe | 230 | 1 |  | 0 | Lighthipe | 230 | [7 empty] | 80) | 80 | 80 | 0 | 0 |  |  | 0
WDT10191 |  | 2023-05-01 | 2023-06-27 | WDAT | GIP - Cluster Study | QC_015 | Active | Phase I In Progress |  | Not Started | No |  |  | Energy Storage(87.4) | 100 |  |  |  |  | Laguna Bell-Sponge-Gallatin 66kV | [6 empty] | Center | 230 | 1 |  | 0 | Center | 230 | [7 empty] | 87.4) | 87.4 | 87.4 | 0 | 0 |  |  | 0
WDT10192 | 2023-05-01 | 2023-05-01 | 2023-05-25 | WDAT | GIP - Cluster Study | QC_015 | Active | Phase I In Progress |  | Not Started | No |  |  | Energy Storage(87.4) | 80 |  |  |  |  | Lighthipe-Alon-WDT10192 66 kV Line | WDT10192 66/66 kV Substation | Lighthipe 220 kV bus |  |  |  |  | Lighthipe | 230 | 1 |  | 0 | Lighthipe | 230 | [7 empty] | 87.4) | 87.4 | 87.4 | 7.4 | 0 |  |  | 0
WDT10197 | 2023-05-01 | 2023-05-01 | 2023-06-13 | WDAT | GIP - Cluster Study | QC_015 | Active | Phase I In Progress |  | Not Started | No |  |  | Energy Storage(209) | 200 |  |  |  |  | Alberhill 115 kV Bus | [6 empty] | Alberhill | 500 | 1 |  | 0 | Alberhill | 115 | [7 empty] | 209) | 209 | 209 | 9 | 0 |  |  | 0
WDT10198 |  | 2023-05-01 |  | WDAT | GIP - Cluster Study | QC_015 | Active | Phase I In Progress |  | Not Started | No |  |  | Energy Storage(121.6) | 110 |  |  |  |  | Colton-Hub 66 kV | [6 empty] | Vista (SCE) | 230 | 1 |  | 0 | Vista (SCE) | 230 | [7 empty] | 121.6) | 121.6 | 121.6 | 11.6 | 0 |  |  | 0
WDT10199 |  | 2023-04-28 | 2023-06-05 | WDAT | GIP - Cluster Study | QC_015 | Active | Phase I In Progress |  | Not Started | No |  |  | Energy Storage(103.205) | 110 |  |  |  |  | LIGHTHIPE-ALON-PACLINE-REFINERY 66 kV | [6 empty] | Lighthipe | 230 | 1 |  | 0 | Lighthipe | 230 | [7 empty] | 103.205) | 103.205 | 103.205 | 0 | 0 |  |  | 0
WDT2023 | 2016-02-12 | 2016-01-07 | 2016-02-26 | WDAT | GIP - Fast Track | Fast Track | Inactive | Transferred to Rule 21 |  | Not Started | No
WDT2024 | 2022-10-12 | 2022-10-12 | 2022-11-07 | WDAT | GIP - Fast Track | Fast Track | Inactive | Withdrawn | 2023-12-07 | In Draft | No |  |  | Photovoltaic(2.5) | 2.5 | San Bernardino | CA |  | 2025-09-03 | Structure 83505E on the Desolate 12 kV circuit out of Cady 33/12 kV Substation | Structure 83505E on the Desolate 12 kV circuit out of Cady 33/12 kV Substation | The ISO Grid at Distribution Provider’s 115 kV bus at Coolwater 115 kV Substation. |  |  |  |  | Kramer | 230
WDT2025 |  | 2023-05-30 |  | WDAT | GIP - ISP | ISP | Inactive | Withdrawn | 2023-06-14 | Not Started | No
WDT10234 |  | 2023-05-22 | 2023-06-21 | WDAT | GIP - Cluster Study | QC_015 | Active | Phase I In Progress |  | Not Started | No |  |  | Energy Storage(105) | 100 | Riverside | CA | 2027-02-01 |  | Alberhill 115 kV Bus | Alberhill 500/115 kV Substation | [5 empty] | Alberhill | 500 | 1 |  | 0 | Alberhill | 115 | [7 empty] | 105) | 105 | 105 | 5 | 0 |  |  | 0
GFID8935 | 2023-06-28 | 2023-06-28 | 2023-07-31 | Rule 21 | Rule 21 Export | Detailed Study | Inactive | Withdrawn | 2023-10-02 | Not Started | No |  |  | Photovoltaic(4)/Energy Storage()/() | 4 | Tulare | CA | 2025-11-15 | 2025-11-15 | Lewis 12 kV, Lindsey substation | Lewis 12 kV, Lindsey substation
GFID8946 | 2023-09-28 | 2023-07-28 | 2023-10-06 | Rule 21 | Rule 21 Export | Fast Track | Inactive | Withdrawn | 2024-01-09 | Not Started | No |  |  | Photovoltaic(5)/Energy Storage() | 5 | San Bernardino | CA | 2024-12-01
WDT2027 | 2023-07-31 | 2023-07-31 | 2023-09-01 | WDAT | GIP - ISP | ISP | Inactive | Withdrawn | 2023-10-02 | Not Started | No |  |  | Photovoltaic(5)/Energy Storage(7.92) | 4.99 | Kern | CA | 2025-09-30 |  | Dyson 33 kV Circuit | Dyson 33 kV Circuit | Kramer 115 kV Bus
GFID8959 |  | 2023-08-03 | 2023-09-29 | Rule 21 | Rule 21 Export | Fast Track | Inactive | Withdrawn | 2024-02-06 | Not Started | No |  |  | Energy Storage(4)/Energy Storage() | 4 | Santa Barbara | CA | 2024-12-01 | 2024-12-01 | Cojo 16 kV | Cojo 16 kV | Gaviota
GFID8963 | 2023-10-06 | 2023-08-10 | 2023-11-02 | Rule 21 | Rule 21 Export | Fast Track | Inactive | Withdrawn | 2024-02-21 | Not Started | No |  |  | Photovoltaic(5.33)/Energy Storage(5.33) | 5 | Kern | CA | 2025-08-01 |  | Flying D 12 kV % Havilah 66/12 kV | Flying D 12 kV % Havilah 66/12 kV | Windhub 220/66 kV
GFID8964 | 2023-09-27 | 2023-08-10 | 2023-10-24 | Rule 21 | Rule 21 Export | Fast Track | Inactive | Withdrawn | 2023-12-12 | Not Started | No |  |  | Photovoltaic(5.33)/Energy Storage(5.33) | 5 | Los Angeles | CA | 2025-08-01
GFID8966 | 2023-10-24 | 2023-08-02 | 2023-10-31 | Rule 21 | Rule 21 Export | Fast Track | Inactive | Withdrawn | 2024-04-25 | Not Started | No |  |  | Photovoltaic(1.98)/Energy Storage(2.667) | 1.7 | Riverside | CA | 2024-09-01 | 2024-09-01 | Carbine 12 kV [HFRA Tier 2] | Bunker 115/12 kV in Valley AB 115 kV System | Valley 500 kV bus
GFID8967 |  | 2023-08-21 |  | Rule 21 | Rule 21 Export | Fast Track | Inactive | Withdrawn | 2023-12-30 | Not Started | No |  |  | Photovoltaic(2)/Energy Storage() |  | Kings | CA | 2023-11-01
GFID8969 |  | 2023-08-21 |  | Rule 21 | Rule 21 Export | Fast Track | Inactive | Withdrawn | 2023-12-20 | Not Started | No |  |  | Photovoltaic(2)/Energy Storage() |  | Kings | CA | 2023-11-01
GFID8970 |  | 2023-08-21 | 2023-10-12 | Rule 21 | Rule 21 Export | Fast Track | Inactive | Withdrawn | 2023-12-20 | Not Started | No |  |  | Photovoltaic(3)/Energy Storage() |  | Tulare | CA | 2023-11-01
GFID8973 |  | 2023-08-21 |  | Rule 21 | Rule 21 Export | Fast Track | Inactive | Withdrawn | 2024-01-03 | Not Started | No |  |  | Photovoltaic(1)/Energy Storage() |  | Tulare | CA | 2023-11-01
GFID8974 |  | 2023-08-21 | 2023-11-27 | Rule 21 | Rule 21 Export | Fast Track | Inactive | Withdrawn | 2024-01-10 | Not Started | No |  |  | Photovoltaic(1)/Energy Storage() | 2.2 | Tulare | CA | 2023-11-01 |  | Glover 12KV circuit | Octol Substation
WDT2029 | 2023-08-11 | 2023-08-11 | 2023-12-21 | WDAT | GIP - ISP | ISP | Inactive | Withdrawn | 2024-01-25 | Not Started | No |  |  | Energy Storage() | 110 | San Bernardino | CA | 2026-04-01 |  | Chino- Firehouse 66 kV
GFID8981 |  | 2023-08-09 |  | Rule 21 | Rule 21 Export | Fast Track | Inactive | Withdrawn |  | Not Started | No |  |  | Photovoltaic(2.4)/Energy Storage() |  | San Bernardino | CA | 2024-09-01
GFID8983 | 2022-11-28 | 2022-11-28 | 2022-12-20 | Rule 21 | Rule 21 Export | ISP | Active - Post IA | Construction |  | In Negotiation | No |  |  | Photovoltaic(11.684)/Energy Storage(5) | 5 | Tulare | CA | 2024-09-01 | 2025-01-01 | Flory 12 kV circuit out of woodville 66/12 kV Substation | Flory 12 kV circuit out of woodville 66/12 kV Substation | Springville 220/66 kV Substation | [7 empty] | Springville | 1 | Springville | 230 | 11.684)/Energy Storage(5) | 11.684 | 11.684 | 6.684 |  |  |  | 5) | 5 | 5 | 0 | 0 |  |  | 0
WDT2030 | 2023-12-13 | 1900-01-01 | 2023-12-20 | WDAT | GIP - ISP | ISP | Inactive | Withdrawn | 2024-01-04 | Not Started | No |  |  | Energy Storage(100) | 100 | Los Angeles | CA | 2026-04-01 |  | Piute Substation 66kV
GFID8984 |  | 2023-08-24 |  | Rule 21 | Rule 21 Export | Detailed Study | Inactive | Withdrawn | 2023-11-16 | Not Started | No |  |  | Photovoltaic(5)/Energy Storage() | 5 | Kern | CA | 2025-04-30
WDT2032 |  | 2023-08-21 |  | WDAT | GIP - ISP | ISP | Active | Application Review In Progress |  | Not Started | No
WDT2031 |  | 2023-08-21 |  | WDAT | GIP - Fast Track | Fast Track | Active | Application Review In Progress |  | Not Started | No
GFID8985 | 2023-09-05 | 2023-09-05 | 2023-10-03 | Rule 21 | Rule 21 Export | Fast Track | Active | IA Negotiation |  | In Negotiation | No |  |  | Photovoltaic(2.988)/Energy Storage() |  | San Bernardino | CA | 2024-08-24 |  | Sheephole 33 kV Circuit
GFID8986 | 2023-09-06 | 2023-09-06 | 2023-10-05 | Rule 21 | Rule 21 Export | Fast Track | Inactive | Withdrawn | 2024-01-12 | Not Started | No |  |  | Photovoltaic(3)/() | 3 | San Bernardino | CA | 2025-03-01 |  | Circuit: Helios; Voltage: 12 kV
GFID8987 | 2023-10-19 | 2023-09-06 | 2023-10-23 | Rule 21 | Rule 21 Export | Fast Track | Active | IA Negotiation |  | Not Started | No |  |  | Photovoltaic(4)/Energy Storage() |  | Tulare | CA | 2023-11-01 |  | Quail 12KV Circuit (Tipton Sub)
GFID8988 |  | 2023-09-06 | 2023-09-19 | Rule 21 | Rule 21 Export | Fast Track | Inactive | Withdrawn | 2024-01-03 | Not Started | No |  |  | Photovoltaic(6)/Energy Storage()/Photovoltaic(3.375)/Energy Storage(3.6) | 3 | San Bernardino | CA | 2023-11-01 |  | Mauel 12 kV | Barstow 33/12 kV
GFID8989 | 2023-09-06 | 2023-09-06 | 2023-10-05 | Rule 21 | Rule 21 Export | Fast Track | Inactive | Withdrawn | 2024-06-28 | Withdrawn (No Agrmt) | No |  |  | Photovoltaic(5.33)/Energy Storage(5.33) | 3 | Riverside | CA | 2025-03-01 | 2025-06-15 | Townhall 33 kV Circuit | Townhall 33 kV Circuit | The ISO Grid at Distribution Provider’s 220kV Bus at Devers Substation
GFID8990 |  | 2023-09-12 |  | Rule 21 | Rule 21 Export | Fast Track | Inactive | Withdrawn | 2024-04-12 | Not Started | No |  |  | Photovoltaic(7.6)/Energy Storage(3) |  | Tulare | CA | 2023-11-01 |  | Pratt 12KV Circuit ( Woodville Sub)
GFID8991 |  | 2023-09-12 |  | Rule 21 | Rule 21 Export | Fast Track | Inactive | Withdrawn | 2024-01-02 | Not Started | No |  |  | Photovoltaic(4)/Energy Storage() |  | Tulare | CA | 2023-11-01 |  | Rebanks 12KV Circuit (Venice Sub)
GFID8992 | 2023-10-04 | 2023-10-04 | 2023-10-18 | Rule 21 | Rule 21 Export | Detailed Study | Inactive | Withdrawn |  | Not Started | No |  |  | Photovoltaic(5.55)/Energy Storage(6.184) | 5 | Tulare | CA | 2024-09-01 |  | Sturgeon 12 kV | Bliss 66/12 kV | Springville 220/66 kV
GFID8993 | 2023-10-04 | 2023-10-04 | 2023-10-20 | Rule 21 | Rule 21 Export | Detailed Study | Inactive | Withdrawn | 2023-11-03 | Not Started | No |  |  | Photovoltaic(11.684)/Energy Storage() | 5 | Los Angeles | CA | 2024-09-01 |  | Tierra Bonita 12 kV | Little Rock 66/12 kV | Antelope 220/66 kV
GFID8994 | 2023-10-04 | 2023-10-04 | 2023-10-26 | Rule 21 | Rule 21 Export | Detailed Study | Inactive | Withdrawn | 2023-10-30 | Not Started | No |  |  | Photovoltaic(4.8)/Energy Storage(5.6) | 4.38 | Kern | CA | 2024-09-01 |  | Dyson 33 kV | Kramer 115/33 kV | Kramer 115 kV bus
GFID8998 | 2023-09-15 | 2023-09-15 | 2023-10-30 | Rule 21 | Rule 21 Export | Fast Track | Inactive | Withdrawn | 2024-05-21 | Cancelled | No |  |  | Photovoltaic(1)/Energy Storage(2.667) | 0.96 | San Bernardino | CA | 2024-09-01 | 2025-07-01 | Dressen 12 kV | Homart 115/12 kV in the Vista 115 kV system | Vista 220 kV bus
GFID8999 |  | 2023-09-15 |  | Rule 21 | Rule 21 Export | Fast Track | Inactive | Withdrawn | 2023-10-01 | Not Started | No |  |  | Photovoltaic(1.562)/Energy Storage(2.667) | 1.5 | San Bernardino | CA | 2024-09-01 |  | Yarborough 12 kV | Cucamonga 66/12 kV | Padua 220/66 kV
GFID9000 | 2023-09-15 | 2023-09-15 | 2023-10-30 | Rule 21 | Rule 21 Export | Fast Track | Inactive | Withdrawn | 2024-05-21 | Cancelled | No |  |  | Photovoltaic(1)/Energy Storage(2.667) | 0.96 | San Bernardino | CA | 2024-09-01 | 2025-07-01 | Dressen 12 kV | Homart 115/12 kV in the Vista 115 kV system | Vista 220 kV bus
GFID9001 | 2023-10-02 | 2023-10-02 | 2023-10-30 | Rule 21 | Rule 21 Export | Detailed Study | Inactive | Withdrawn | 2023-11-06 | Not Started | No |  |  | Photovoltaic(5)/Energy Storage(5) | 5 | San Bernardino | CA | 2025-05-31 |  | 34.861167, -116.994032 | Tortilla 115/33kV |  |  |  |  | Tortilla 115/33kV
GFID9002 | 2023-10-02 | 2023-10-02 | 2023-10-30 | Rule 21 | Rule 21 Export | Detailed Study | Inactive | Withdrawn | 2023-11-06 | Not Started | No |  |  | Photovoltaic(5)/Energy Storage(5) | 5 | San Bernardino | CA | 2025-05-31 |  | 34.902155, -116.991327 | Barstow 33/12kV |  |  |  |  | Barstow 33/12kV
GFID9003 | 2023-10-02 | 2023-10-02 | 2023-10-27 | Rule 21 | Rule 21 Export | DGS_019 | Inactive | Withdrawn | 2024-07-03 | Not Started | No |  |  | Photovoltaic(3)/Energy Storage(3) | 3 | Riverside | CA | 2025-05-31 | 2025-05-31 | Leak 12 kV | Dunes | Blythe 161 kV |  |  |  | Dunes
GFID9004 | 2023-10-02 | 2023-10-02 | 2023-10-30 | Rule 21 | Rule 21 Export | Detailed Study | Inactive | Withdrawn | 2023-11-08 | Not Started | No |  |  | () | 5 | San Bernardino | CA | 2025-05-31 |  | 34.829988, -116.627567 | Cady |  |  |  |  | Cady
GFID9005 |  | 2023-10-02 |  | Rule 21 | Rule 21 Export | Detailed Study | Inactive | Withdrawn | 2023-11-16 | Not Started | No |  |  | Photovoltaic(5)/Energy Storage(5) | 5 | Kern | CA | 2025-05-31 |  | 35.718460, -119.093813 | Quinn 66/12 kV |  |  |  |  | Quinn 66/12 kV
GFID9006 | 2023-10-30 | 2023-10-02 | 2023-10-30 | Rule 21 | Rule 21 Export | Detailed Study | Inactive | Withdrawn | 2023-11-08 | Not Started | No |  |  | Photovoltaic(5)/Energy Storage(5) | 5 | San Bernardino | CA | 2025-05-31 |  | 34.458535, -116.930838 | Lucerne 33/12 kV |  |  |  |  | Lucerne 33/12 kV
GFID9007 |  | 2023-10-02 |  | Rule 21 | Rule 21 Export | Detailed Study | Inactive | Withdrawn | 2023-11-15 | Not Started | No |  |  | Photovoltaic(5)/Energy Storage(5) | 5 | Tulare | CA | 2025-05-31 |  | 35.949608, -118.996168 | Terra Bella |  |  |  |  | Terra Bella
GFID9008 |  | 2023-10-02 |  | Rule 21 | Rule 21 Export | Detailed Study | Inactive | Withdrawn | 2023-11-15 | Not Started | No |  |  | Photovoltaic(5)/Energy Storage(5) | 5 | Kern | CA | 2025-05-31 |  | 35.169573, -117.985902 | Ransburg 115/33 |  |  |  |  | Ransburg 115/33
GFID9009 |  | 2023-10-02 |  | Rule 21 | Rule 21 Export | Detailed Study | Inactive | Withdrawn | 2023-11-17 | Not Started | No |  |  | Photovoltaic(5)/Energy Storage(5) | 5 | Tulare | CA | 2025-05-31 |  | 35.895547, -119.112412 | Weatland |  |  |  |  | Weatland
GFID9011 |  | 2023-10-02 | 2023-10-30 | Rule 21 | Rule 21 Export | Detailed Study | Inactive | Withdrawn | 2023-11-06 | Not Started | No |  |  | Photovoltaic(5)/Energy Storage(5) | 5 | Tulare | CA | 2025-05-31 |  | 36.269305, -119.347663 | Liberty |  |  |  |  | Liberty
GFID9012 | 2023-10-02 | 2023-10-02 | 2023-10-30 | Rule 21 | Rule 21 Export | Detailed Study | Inactive | Withdrawn | 2023-11-13 | Not Started | No |  |  | Photovoltaic(5)/Energy Storage(5) | 5 | Tulare | CA | 2025-05-31 |  | 35.935088, -119.036248 | Terra Bella 66/12 |  |  |  |  | Terra Bella 66/12
GFID9010 |  | 2023-10-02 | 2023-10-30 | Rule 21 | Rule 21 Export | Detailed Study | Inactive | Withdrawn |  | Not Started | No |  |  | Photovoltaic(5)/Energy Storage(5) | 5 | Tulare | CA | 2025-05-31 |  | 35.975190, -119.011618 | Terra Bella |  |  |  |  | Terra Bella
GFID9013 | 2023-10-02 | 2023-10-02 | 2023-10-30 | Rule 21 | Rule 21 Export | Detailed Study | Inactive | Withdrawn | 2023-11-08 | Not Started | No |  |  | Photovoltaic(5)/Energy Storage(5) | 5 | Kern | CA | 2025-05-31 |  | 35.308967, -117.954147 | Terra Bella |  |  |  |  | Terra Bella
GFID9014 | 2023-10-02 | 2023-10-02 | 2023-10-25 | Rule 21 | Rule 21 Export | Detailed Study | Inactive | Withdrawn | 2023-11-08 | Not Started | No |  |  | Photovoltaic(5)/Energy Storage(5) | 5 | San Bernardino | CA | 2025-05-31 |  | 34.905025, -117.131415 | Speth 12kV |  |  |  |  | Speth 12kV
GFID9015 | 2023-10-02 | 2023-10-02 | 2023-10-25 | Rule 21 | Rule 21 Export | Detailed Study | Inactive | Withdrawn | 2023-11-08 | Not Started | No |  |  | Photovoltaic(5)/Energy Storage(5) | 5 | San Bernardino | CA | 2025-05-31 |  | 34.893038, -117.149175 | [5 empty] | Speth 12kV
GFID9016 | 2023-10-02 | 2023-10-02 | 2023-10-30 | Rule 21 | Rule 21 Export | Detailed Study | Inactive | Withdrawn |  | Not Started | No |  |  | Photovoltaic(5)/Energy Storage(5) | 5 | Los Angeles | CA | 2025-05-31 |  | 34.674838, -118.265441 | Del Sur 66/12kV |  |  |  |  | Del Sur 66/12kV
GFID9018 | 2023-10-02 | 2023-10-02 | 2023-10-30 | Rule 21 | Rule 21 Export | Detailed Study | Inactive | Withdrawn | 2023-11-08 | Not Started | No |  |  | Photovoltaic(5)/Energy Storage(5) | 5 | Kern | CA | 2025-05-31 |  | 35.718164, -119.098270 | Quinn 66/12 kV |  |  |  |  | Quinn 66/12 kV
GFID9019 | 2023-10-02 | 2023-10-02 | 2023-10-30 | Rule 21 | Rule 21 Export | Detailed Study | Inactive | Withdrawn | 2023-11-06 | Not Started | No |  |  | Photovoltaic(5)/Energy Storage(5) | 5 | Kern | CA | 2025-05-31 |  | 35.660322, -117.798708 | Inyokern 115/33 |  |  |  |  | Inyokern 115/33
GFID9017 | 2023-10-02 | 2023-10-02 | 2023-11-30 | Rule 21 | Rule 21 Export | Detailed Study | Inactive | Withdrawn | 2023-11-06 | Not Started | No |  |  | Photovoltaic(5)/Energy Storage(5) | 5 | San Bernardino | CA | 2025-05-31 |  | 34.891979, -116.886963 | Yermo 33/12kV |  |  |  |  | Yermo 33/12kV
GFID9020 | 2023-10-02 | 2023-10-02 | 2023-10-30 | Rule 21 | Rule 21 Export | Detailed Study | Inactive | Withdrawn | 2023-11-06 | Not Started | No |  |  | Photovoltaic(5)/Energy Storage(5) | 5 | San Bernardino | CA | 2025-05-31 |  | 34.836591,-116.645535 | Cady 33/12kV |  |  |  |  | Cady 33/12kV
GFID9022 | 2023-10-02 | 2023-10-02 | 2023-10-30 | Rule 21 | Rule 21 Export | Detailed Study | Inactive | Withdrawn | 2023-11-08 | Not Started | No |  |  | Photovoltaic(5)/Energy Storage(5) | 5 | San Bernardino | CA | 2025-05-31 |  | 34.134601, -119.040569 | Strathmore 66/12kV |  |  |  |  | Strathmore 66/12kV
GFID9023 |  | 2023-10-02 | 2023-10-30 | Rule 21 | Rule 21 Export | Detailed Study | Inactive | Withdrawn | 2023-11-06 | Not Started | No |  |  | Photovoltaic(5)/Energy Storage(5) | 5 | San Bernardino | CA | 2025-05-31 |  | 34.843862, -116.662929 | Cady 33/12kV |  |  |  |  | Cady 33/12kV
GFID9024 | 2023-10-02 | 2023-10-02 | 2023-10-30 | Rule 21 | Rule 21 Export | Detailed Study | Inactive | Withdrawn | 2023-11-08 | Not Started | No |  |  | Photovoltaic(5)/Energy Storage(5) | 5 | Tulare | CA | 2025-05-31 |  | 36.065859, -119.160106 | Woodville |  |  |  |  | Woodville
GFID9025 |  | 2023-10-02 |  | Rule 21 | Rule 21 Export | Detailed Study | Inactive | Withdrawn | 2023-11-03 | Not Started | No |  |  | Photovoltaic(8)/Energy Storage(5) | 5 | Tulare | CA | 2025-05-31 |  | Mid Valley 12 kV | Liberty 66/12 kV | Rector 220/66 kV |  |  |  | Liberty 66/12 kV
GFID9026 | 2023-10-02 | 2023-10-02 | 2023-10-30 | Rule 21 | Rule 21 Export | Detailed Study | Inactive | Withdrawn | 2023-10-31 | Not Started | No |  |  | Photovoltaic(13)/Energy Storage(5) | 5 | Tulare | CA | 2025-05-31 |  | Twin Butte 12 kV | Venice Hill 66/12 kV | Rector 220/66 kV |  |  |  | Venice Hill
GFID9027 | 2023-10-02 | 2023-10-02 | 2023-10-30 | Rule 21 | Rule 21 Export | Detailed Study | Inactive | Withdrawn | 2023-11-03 | Not Started | No |  |  | Photovoltaic(5)/Energy Storage(5) | 5 | San Bernardino | CA | 2025-05-31 |  | Desolate 12 kV | Cady 33/12kV -> Baroid 33 kV -> Gale 115/33 kV -> Coolwater 115 kV bus | Coolwater 115 kV bus (in the Kramer 220/115 system) |  |  |  | Cady 33/12kV
GFID9028 | 2023-10-02 | 2023-10-02 | 2023-10-23 | Rule 21 | Rule 21 Export | Detailed Study | Inactive | Withdrawn | 2023-10-24 | Not Started | No |  |  | Photovoltaic(5)/Energy Storage(6.5) | 5 | Tulare | CA | 2025-05-31 |  | Virgil 12 kV | Chatham 66/12 kV | Rector 220/66 kV |  |  |  | Chatham 66/12 kV
GFID9029 |  | 2023-09-15 |  | Rule 21 | Rule 21 Export | Fast Track | Inactive | Withdrawn | 2023-10-30 | Not Started | No |  |  | Photovoltaic(4)/Energy Storage() |  | Tulare | CA | 2023-11-01 |  | 12KV Circuit Newman-227930236 (Octol Sub)
GFID9021 | 2023-10-02 | 2023-10-02 | 2023-10-30 | Rule 21 | Rule 21 Export | Detailed Study | Inactive | Withdrawn | 2023-11-08 | Not Started | No |  |  | Photovoltaic(5)/Energy Storage(5) | 5 | Tulare | CA | 2025-05-31 |  | 36.262723, -119.330997 | Liberty |  |  |  |  | Liberty
GFID9030 | 2023-10-24 | 2023-10-03 | 2023-10-31 | Rule 21 | Rule 21 Export | Detailed Study | Inactive | Withdrawn | 2023-12-01 | Not Started | No |  |  | Photovoltaic(5.334)/Energy Storage() | 5.344 | Tulare | CA | 2025-03-01
GFID9031 | 2023-09-15 | 2023-09-15 | 2023-10-03 | Rule 21 | Rule 21 Export | Fast Track | Inactive | Withdrawn | 2024-01-30 | Not Started | No |  |  | Photovoltaic(4.98)/Energy Storage() | 4.98 | San Bernardino | CA | 2024-09-15 |  | Hackman 33 kV Circuit
GFID9032 | 2023-09-15 | 2023-09-15 | 2023-10-04 | Rule 21 | Rule 21 Export | Fast Track | Active - Post IA | Construction |  | Executed - In Effect | Yes | 2024-06-18 |  | Photovoltaic(4.98)/Energy Storage(5) | 4.98 | San Bernardino | CA | 2024-09-15 | 2025-06-05 | Pinto 33 kV Circuit | Hi Desert 115/33 kV Substation | Devers 220/115 kV System
GFID9033 |  | 2023-10-03 |  | Rule 21 | Rule 21 Export | Detailed Study | Inactive | Withdrawn | 2023-10-24 | Not Started | No |  |  | Photovoltaic(3)/Energy Storage() | 3 | San Bernardino | CA | 2025-08-01 |  | Desolate 12 kV out of Cady 33/12 kV in the Kramer 220/115 kV system | Cady 33/12 kV | Coolwater 115 kV bus
GFID9034 | 2023-09-22 | 2023-09-22 | 2023-10-04 | Rule 21 | Rule 21 Export | DGS_019 | Active | IA Negotiation |  | In Negotiation | No |  |  | Photovoltaic(0.996)/Energy Storage(0.996) | 0.996 | Kern | CA | 2024-09-15 | 2024-09-15 | Castle Butte 33 kV | Edwards 33 kV Substation | Kramer 115 kV System
GFID9035 | 2023-10-02 | 2023-10-02 | 2023-10-30 | Rule 21 | Rule 21 Export | Detailed Study | Inactive | Withdrawn | 2023-11-03 | Not Started | No |  |  | Photovoltaic(5)/Energy Storage(5) | 5 | Tulare | CA | 2025-05-31 |  | Steelman 12 kV | Liberty 66/12 kV | Rector 220/66 kV |  |  |  | Liberty
GFID9036 |  | 2023-10-02 | 2023-10-27 | Rule 21 | Rule 21 Export | Detailed Study | Inactive | Withdrawn | 2023-11-06 | Not Started | No |  |  | Photovoltaic(5)/Energy Storage(5) | 5 | San Bernardino | CA | 2025-05-31 |  | 34.952092, -116.672933 | Harvard 33/12kV |  |  |  |  | Harvard 33/12kV
GFID9037 | 2023-09-20 | 2023-09-20 | 2023-10-25 | Rule 21 | Rule 21 Export | Detailed Study | Inactive | Withdrawn | 2023-11-07 | Not Started | No |  |  | Photovoltaic(5)/Energy Storage() | 5 | San Bernardino | CA | 2026-03-06 |  | System Section ID 214473, 12kv | Kramer 220/115
GFID9038 | 2023-10-18 | 2023-09-15 | 2023-10-23 | Rule 21 | Rule 21 Export | Detailed Study | Inactive | Withdrawn | 2023-11-07 | Not Started | No |  |  | Photovoltaic(6.875)/Energy Storage() | 5 | San Bernardino | CA | 2026-03-06 |  | Substation Minneola, System Kramer 220/115; Circuit Name: Helios, 12 KV
GFID9039 |  | 2023-09-20 |  | Rule 21 | Rule 21 Export | Detailed Study | Inactive | Application Review Complete |  | Not Started | No |  |  | Photovoltaic(6.875)/Energy Storage() | 5 | Kern | CA | 2026-03-06 |  | Circuit Name Boxcar, Substation Name: Goldtown, System Name Windhub 220/66 System, 12 KV | [10 empty] | 1 | not found
GFID9040 | 2023-10-31 | 2023-09-20 | 2023-10-31 | Rule 21 | Rule 21 Export | Detailed Study | Inactive | Withdrawn | 2023-11-07 | Not Started | No |  |  | Photovoltaic(6.875)/Energy Storage() | 5 | San Bernardino | CA | 2023-03-06 |  | Sub: Lucerne/Victor 2201/115 System Circuit ID: 2190965, Section: 37199234
GFID9041 |  | 2023-09-20 |  | Rule 21 | Rule 21 Export | Detailed Study | Inactive | Withdrawn | 2023-11-14 | Not Started | No |  |  | Photovoltaic(6.875)/Energy Storage() | 5 | Kern | CA | 2026-03-06 |  | 12kV, Circuit Name: Conley, Substation Name : Corum, Segment ID 23987274
GFID9042 | 2023-10-18 | 2023-09-20 | 2023-10-23 | Rule 21 | Rule 21 Export | Detailed Study | Inactive | Withdrawn | 2023-11-07 | Not Started | No |  |  | Photovoltaic(6.875)/Energy Storage() | 5 | San Bernardino | CA | 2026-03-06 |  | Sub: Minneola / Kramer 220/115 System / SECTION ID 32389649
GFID9043 |  | 2023-09-15 |  | Rule 21 | Rule 21 Export | Detailed Study | Active | Application Review In Progress |  | Not Started | No
GFID9044 |  | 2023-09-15 |  | Rule 21 | Rule 21 Export | Detailed Study | Active | Application Review In Progress |  | Not Started | No
GFID9045 | 2024-01-29 | 2023-11-09 | 2024-03-18 | Rule 21 | Rule 21 Export | ISP | Active | System Impact Study In Progress |  | Not Started | No |  |  | Cogeneration(5.278)/()/() | 5.278 | San Bernardino | CA | 2023-12-15 | 2024-10-31 | San Manuel 66 kV | San Bernardino 220 kV substation | San Bernardino 220 kV substation | [7 empty] | San Bernardino | 1 | San Bernardino | 230 | [11 empty] | 0 |  |  | 0
GFID9046 | 2023-10-02 | 2023-10-02 | 2023-10-30 | Rule 21 | Rule 21 Export | Detailed Study | Inactive | Withdrawn | 2023-10-30 | Not Started | No |  |  | Photovoltaic(8)/Energy Storage(5) | 5 | Tulare | CA | 2025-05-31 |  | Tagus 12 kV | Goshen 66/12 kV | Rector 220/66 kV |  |  |  | Goshen
GFID9047 | 2023-10-02 | 2023-10-02 | 2023-10-30 | Rule 21 | Rule 21 Export | Detailed Study | Inactive | Withdrawn | 2023-11-03 | Not Started | No |  |  | Photovoltaic(10)/Energy Storage() | 5 | Los Angeles | CA | 2025-05-31 |  | 34.646138, -117.965281 | [5 empty] | Little Rock
GFID9048 | 2023-09-27 | 2023-09-27 | 2023-10-11 | Rule 21 | Rule 21 Export | Fast Track | Inactive | Withdrawn | 2023-11-20 | Not Started | No |  |  | Photovoltaic(0.96)/Energy Storage() | 0.96 | San Bernardino | CA | 2024-09-01 |  | Dorsey 12 kV | Alder 66/12 kV | Etiwanda 220/66 kV
GFID9050 | 2023-10-02 | 2023-10-02 | 2023-10-30 | Rule 21 | Rule 21 Export | Detailed Study | Inactive | Withdrawn | 2023-11-03 | Not Started | No |  |  | Photovoltaic(6.875)/Energy Storage() | 5 | Kern | CA | 2026-03-06 |  | Dogbone 12 kV | Calcity 'B' | Kramer 220/115 kV
GFID9051 | 2023-10-31 | 1900-01-01 | 2023-10-31 | Rule 21 | Rule 21 Export | Detailed Study | Inactive | Withdrawn | 2023-11-14 | Not Started | No |  |  | Photovoltaic(6.875)/Energy Storage() | 5 | Kern | CA | 2026-03-06
GFID9052 | 2023-12-19 | 2023-10-16 | 2023-12-19 | Rule 21 | Rule 21 Export | Detailed Study | Inactive | Withdrawn | 2024-02-14 | Not Started | No |  |  | Photovoltaic(5.33)/Energy Storage() | 4.98 | San Bernardino | CA | 2025-08-01
GFID9053 | 2023-10-02 | 2023-10-02 | 2023-10-30 | Rule 21 | Rule 21 Export | Detailed Study | Inactive | Withdrawn | 2023-11-13 | Not Started | No |  |  | Photovoltaic(5.5)/Energy Storage(8) | 5 | Tulare | CA | 2025-05-31
GFID9054 |  | 2023-10-24 | 2023-11-03 | Rule 21 | Rule 21 Export | Detailed Study | Inactive | Withdrawn | 2023-12-06 | Not Started | No |  |  | Photovoltaic(5)/Energy Storage() |  | Ventura | CA | 2025-03-01
GFID9055 | 2023-10-02 | 2023-10-02 | 2023-10-27 | Rule 21 | Rule 21 Export | Detailed Study | Inactive | Withdrawn | 2024-05-06 | Not Started | No |  |  | Photovoltaic(1)/() | 1 | Kern | CA | 2024-11-01 | 2024-11-01 | Highway Six 12 Kv |  | Inyokern 12 Kv
GFID9056 | 2023-10-02 | 2023-10-02 | 2023-10-27 | Rule 21 | Rule 21 Export | Detailed Study | Inactive | Withdrawn | 2024-05-17 | Not Started | No |  |  | Photovoltaic(1) | 1 | Kern | CA | 2024-11-01 | 2024-11-01 | Highway Six 12 Kv |  | Inyokern 33 kV
GFID9057 | 2023-10-02 | 2023-10-02 | 2023-11-02 | Rule 21 | Rule 21 Export | DGS_019 | Inactive | Withdrawn | 2024-05-06 | Not Started | No |  |  | Photovoltaic(1) | 1 | Kern | CA | 2024-11-01 | 2024-11-01 | Rickover 33 kV |  | Inyokern 115/33 kV
GFID9058 | 2023-10-02 | 2023-10-02 | 2023-11-02 | Rule 21 | Rule 21 Export | DGS_019 | Inactive | Withdrawn | 2024-05-06 | Not Started | No |  |  | Photovoltaic(1) | 1 | Kern | CA | 2024-11-01 | 2024-11-01 | Rickover 33 kV |  | Inyokern 115/33 kV
GFID9059 | 2023-10-02 | 2023-10-02 | 2023-10-30 | Rule 21 | Rule 21 Export | Detailed Study | Inactive | Withdrawn | 2024-05-06 | Not Started | No |  |  | Photovoltaic(1) | 1 | Kern | CA | 2024-11-01 | 2024-11-01 | Domeland 12kV circuit | Domeland 12kV circuit | Domeland 12kV circuit
GFID9060 |  | 2023-10-02 |  | Rule 21 | Rule 21 Export | Detailed Study | Inactive | Withdrawn | 2024-05-06 | Not Started | No |  |  | Photovoltaic(1) | 1 | Kern | CA | 2024-11-01 | 2024-11-01 | Domeland 12kV circuit | Domeland 12kV circuit | Domeland 12kV circuit
GFID9061 | 2023-10-19 | 2023-10-19 | 2023-11-10 | Rule 21 | Rule 21 Export | Detailed Study | Inactive | Withdrawn | 2024-03-12 | Not Started | No |  |  | Photovoltaic(1.938)/Energy Storage() | 1.9375 | Riverside | CA | 2024-09-01
GFID9062 |  | 2023-10-06 |  | Rule 21 | Rule 21 Export | Detailed Study | Inactive | Withdrawn | 2023-12-08 | Not Started | No |  |  | Photovoltaic(3.89)/Energy Storage() | 3.89 | San Bernardino | CA | 2024-12-31
GFID9063 |  | 2023-10-10 |  | Rule 21 | Rule 21 Export | Detailed Study | Inactive | Withdrawn | 2023-12-08 | Not Started | No |  |  | Photovoltaic(1.312)/Energy Storage(1.7) | 3.012 | San Bernardino | CA | 2024-12-31
GFID9064 |  | 2023-10-24 |  | Rule 21 | Rule 21 Export | Detailed Study | Inactive | Withdrawn | 2023-12-22 | Not Started | No |  |  | Photovoltaic(7.68)/Energy Storage() | 7.68 | San Bernardino | CA | 2024-12-31
WDT2035 | 2023-10-18 | 2023-10-18 | 2023-11-16 | WDAT | GIP - ISP | ISP | Inactive | Withdrawn | 2023-12-29 | Not Started | No |  |  | Photovoltaic(110)/Energy Storage() | 110.5 | Orange | CA | 2026-04-01
WDT2036 | 2023-10-18 | 2023-10-18 | 2023-11-01 | WDAT | GIP - ISP | ISP | Inactive | Withdrawn | 2023-11-28 | Not Started | No |  |  | Photovoltaic(110)/Energy Storage() | 110.5 | Los Angeles | CA | 2026-04-01
GFID9065 | 2024-01-26 | 2023-10-13 | 2024-02-07 | Rule 21 | Rule 21 Export | Detailed Study | Inactive | Withdrawn | 2024-02-28 | Not Started | No |  |  | Photovoltaic(5) | 5 | Los Angeles | CA | 2025-12-01
GFID9066 |  | 2023-10-12 |  | Rule 21 | Rule 21 Export | Detailed Study | Inactive | Withdrawn |  | Not Started | No |  |  | Photovoltaic(5)/Energy Storage() | 5 | Los Angeles | CA | 2025-12-01
GFID9067 |  | 2023-10-12 |  | Rule 21 | Rule 21 Export | Detailed Study | Inactive | Withdrawn |  | Not Started | No |  |  | Photovoltaic(10)/Energy Storage() | 10 | San Bernardino | CA | 2025-12-01
GFID9068 | 2023-10-05 | 2023-10-05 | 2023-11-14 | Rule 21 | Rule 21 Export | Fast Track | Inactive | Withdrawn | 2023-12-19 | Not Started | No |  |  | Photovoltaic(3)/Energy Storage() | 0 | Tulare | CA | 2025-03-01
WDT2033 |  | 2023-10-03 | 2023-11-15 | WDAT | GIP - Fast Track | Fast Track | Inactive | Withdrawn | 2023-12-18 | Not Started | No |  |  | Photovoltaic(3) | 0 | San Bernardino | CA | 2025-10-01 |  |  | Barstow
WDT2034 |  | 2023-10-03 | 2023-11-15 | WDAT | GIP - Fast Track | Fast Track | Inactive | Withdrawn | 2024-01-18 | Not Started | No |  |  | Photovoltaic(2.4) | 0 | San Bernardino | CA | 2025-10-01
GFID9070 | 2024-01-10 | 2023-10-18 | 2024-01-18 | Rule 21 | Rule 21 Export | Fast Track | Inactive | Withdrawn | 2024-03-21 | Not Started | No |  |  | Photovoltaic(5)/Energy Storage() | 5 | Riverside | CA | 2024-06-01 |  | Bonneville 12 kV circuit | Lakeview 115/12 kV Substation | Valley 'Ab' 500/115 kV System
GFID9071 | 2023-12-20 | 2023-10-18 | 2024-01-05 | Rule 21 | Rule 21 Export | Detailed Study | Inactive | Withdrawn | 2024-02-02 | Not Started | No |  |  | Photovoltaic(5)/Energy Storage() | 5 | Riverside | CA | 2025-03-01
GFID9072 | 2024-01-16 | 2023-11-02 | 2024-01-19 | Rule 21 | Rule 21 Export | Fast Track | Inactive | Withdrawn | 2024-02-26 | Not Started | No |  |  | Photovoltaic(3.25)/Energy Storage()/() |  | Kern | CA | 2026-08-01
GFID9073 | 2022-11-30 | 2022-11-30 | 2022-12-16 | Rule 21 | Rule 21 Export | ISP | Inactive | Withdrawn | 2024-01-04 | Not Started | No |  |  | Photovoltaic(11.684)/Energy Storage(5) | 5 | Riverside | CA | 2024-09-01 | 2025-03-03 | 12 kV Date circuit out of Olive Lake 33 kV Substation | 12 kV Date circuit out of Olive Lake 33 kV Substation | Blythe 161 kV Substation
GFID9074 |  | 2023-10-13 |  | Rule 21 | Rule 21 Export | Detailed Study | Active | Application Review In Progress |  | Not Started | No
GFID9075 | 2024-01-21 | 2023-10-24 | 2024-01-26 | Rule 21 | Rule 21 Export | Fast Track | Active | Supplemental Review Complete |  | Not Started | No |  |  | Photovoltaic(5.312)/Energy Storage(5.14) |  | San Bernardino | CA | 2024-06-01
GFID9076 | 2024-01-16 | 2023-10-25 | 2024-01-19 | Rule 21 | Rule 21 Export | Fast Track | Inactive | Withdrawn | 2024-02-26 | Not Started | No |  |  | Photovoltaic(2.75)/Energy Storage() | 2.75 | Kern | CA | 2026-06-20
GFID9077 | 2023-10-24 | 2023-10-24 | 2023-12-04 | Rule 21 | Rule 21 Export | Detailed Study | Inactive | Withdrawn |  | Not Started | No |  |  | Photovoltaic(4.5)/Energy Storage() | 4.49 | San Bernardino | CA | 2025-09-30
GFID9078 |  | 2023-10-24 | 2024-01-02 | Rule 21 | Rule 21 Export | Fast Track | Inactive | Withdrawn | 2024-02-27 | Not Started | No |  |  | Photovoltaic(5)/Energy Storage() | 5 | Los Angeles | CA | 2026-06-01
GFID9079 | 2023-10-25 | 2023-10-25 | 2023-12-04 | Rule 21 | Rule 21 Export | Fast Track | Inactive | Withdrawn | 2024-04-24 | Not Started | No |  |  | Photovoltaic(2.75)/Energy Storage(4.6) | 2.75 | Riverside | CA | 2024-09-01 |  | Serpentine 12 kV | Alessandro 115/12 kV in the Valley AB 115 kV System | Valley 500 kV bus
GFID9080 | 2024-02-20 | 2023-10-24 | 2024-03-11 | Rule 21 | Rule 21 Export | Fast Track | Inactive | Withdrawn | 2024-04-03 | Not Started | No |  |  | Photovoltaic(5.318)/Energy Storage() | 4.5 | Riverside | CA | 2024-06-01
GFID9081 | 2024-02-08 | 2023-10-24 | 2024-02-15 | Rule 21 | Rule 21 Export | Fast Track | Active | Supplemental Review Complete |  | Not Started | No |  |  | Photovoltaic(6.3)/Energy Storage(6.3) | 5 | Los Angeles | CA | 2025-06-30 |  | Fairmont 12 kV % Del Sur 66/12 kV | Fairmont 12 kV % Del Sur 66/12 kV | Antelope 220/66 kV | [7 empty] | Antelope | 1 | Antelope | 230 | 6.3)/Energy Storage(6.3) | 6.3 | 6.3 | 1.3 |  |  |  | 6.3) | 6.3 | 6.3 | 1.3 | 0 |  |  | 0
GFID9082 |  | 2024-01-23 |  | Rule 21 | Rule 21 Export | Detailed Study | Active | Application Review In Progress |  | Not Started | No |  |  | Photovoltaic(3)/Energy Storage() | 3 | Kern | CA | 2026-04-01
GFID9083 | 2024-02-05 | 1900-01-01 | 2024-02-12 | Rule 21 | Rule 21 Export | Fast Track | Inactive | Withdrawn | 2024-04-03 | Not Started | No |  |  | Photovoltaic(4)/Energy Storage(3.99) |  | San Bernardino | CA | 2023-05-01
GFID9084 | 2024-01-25 | 2023-11-01 | 2024-02-01 | Rule 21 | Rule 21 Export | Detailed Study | Inactive | Withdrawn | 2024-06-05 | Not Started | No |  |  | Photovoltaic(0.995)/Energy Storage() | 0.995 | Los Angeles | CA | 2026-08-01 | 2026-08-01 | Hi-line 12 kV | Hi-line 12 kV | Pebbly Beach substation 12 kV bus.
GFID9085 | 2023-11-08 | 2023-11-08 | 2023-11-27 | Rule 21 | Rule 21 Export | Fast Track | Inactive | Withdrawn | 2024-04-29 | In Negotiation | No |  |  | Photovoltaic(3.188)/Energy Storage(3.067) | 3 | San Bernardino | CA | 2024-09-01 | 2025-06-01 | Structure P5637055 on Havoc 12 kV | Kimball 66/12 kV in the Chino 66 kV system | Chino 220 kV bus
GFID9086 | 2023-11-08 | 2023-11-08 | 2023-12-14 | Rule 21 | Rule 21 Export | Fast Track | Active | Supplemental Review Complete |  | Not Started | No |  |  | Photovoltaic(3.375)/Energy Storage(6.134) |  | Riverside | CA | 2024-09-01 |  | Schmidt 12 kV (HFRA Tier 3) | Maraschino 115/12 kV in the El Casco 115 kV System | El Casco 220 kV bus
GFID9087 |  | 2023-11-16 |  | Rule 21 | Rule 21 Export | Fast Track | Inactive | Withdrawn | 2024-04-08 | Not Started | No |  |  | Photovoltaic(1)/Energy Storage(1) |  | San Bernardino | CA | 2024-05-01
GFID9088 | 2024-02-14 | 2023-11-16 | 2024-02-22 | Rule 21 | Rule 21 Export | Fast Track | Inactive | Withdrawn | 2024-04-24 | Not Started | No |  |  | Ocean/Tidal Wave(3)/Energy Storage(3) |  | Tulare | CA | 2024-05-01
GFID9089 |  | 2023-11-03 |  | Rule 21 | Rule 21 Export | Fast Track | Inactive | Withdrawn | 2023-12-19 | Not Started | No |  |  | Photovoltaic(3)/Energy Storage() | 3 | Tulare | CA | 2025-03-01 |  | Substation: Lemon Cove; Circuit: Terminus; Voltage: 12 kV
GFID9090 | 2024-01-25 | 2023-11-03 | 2024-02-01 | Rule 21 | Rule 21 Export | Detailed Study | Active | Engineering Study In Progress |  | Not Started | No |  |  | Photovoltaic(3.9)/Energy Storage(0.979) | 3.9 | Los Angeles | CA | 2027-10-31 | 2027-10-31 | Hi-line 12 kV | Hi-line 12 kV | Pebbly Beach Substation
GFID9091 | 2024-01-25 | 2023-11-16 | 2024-02-01 | Rule 21 | Rule 21 Export | Fast Track | Inactive | Withdrawn | 2024-03-27 | Not Started | No |  |  | Photovoltaic(3)/Energy Storage(3) | 2.993 | Tulare | CA | 2024-05-01
GFID9092 | 2024-03-21 | 2023-12-07 | 2024-04-16 | Rule 21 | Rule 21 Export | Detailed Study | Inactive | Withdrawn | 2024-05-16 | Not Started | No |  |  | Photovoltaic(9.846)/Energy Storage() | 5 | Kern | CA | 2025-10-31
GFID9093 |  | 2023-11-15 |  | Rule 21 | Rule 21 Export | Fast Track | Inactive | Withdrawn |  | Not Started | No |  |  | Photovoltaic(3.29)/Energy Storage(3.29) | 3 | Riverside | CA | 2025-08-01 |  | Winters 12 kV | Dunes 33/12 kV in the Blythe (WALC) 161/33 kV system | Blythe 161 kV bus
GFID9094 |  | 2023-11-20 | 2024-01-29 | Rule 21 | Rule 21 Export | Fast Track | Inactive | Withdrawn | 2024-02-29 | Not Started | No |  |  | Photovoltaic(5)/Energy Storage(4.895) | 5 | Tulare | CA | 2026-06-01
GFID9095 |  | 2023-11-16 |  | Rule 21 | Rule 21 Export | Fast Track | Inactive | Withdrawn | 2024-01-18 | Not Started | No |  |  | Photovoltaic(2)/Energy Storage(1.995) | 1.995 | Tulare | CA | 2024-05-01
GFID9098 | 2024-02-20 | 2023-12-11 | 2024-03-14 | Rule 21 | Rule 21 Export | Detailed Study | Inactive | Withdrawn | 2024-04-22 | Not Started | No |  |  | Photovoltaic(5)/Energy Storage(5) | 5 | San Bernardino | CA | 2025-11-20 |  | Bragdon 12 kV
GFID9100 | 2023-12-19 | 2023-12-19 | 2024-02-09 | Rule 21 | Rule 21 Export | Fast Track | Inactive | Withdrawn | 2024-05-24 | Not Started | No |  |  | Photovoltaic(5) |  | Kern | CA | 2026-12-10
GFID9102 | 2024-02-29 | 2023-12-05 | 2024-03-04 | Rule 21 | Rule 21 Export | Fast Track | Inactive | Withdrawn | 2024-05-01 | Not Started | No |  |  | Photovoltaic(5)/Energy Storage() | 5 | San Bernardino | CA | 2025-06-30
GFID9103 | 2024-02-28 | 2023-12-05 | 2024-03-13 | Rule 21 | Rule 21 Export | Fast Track | Inactive | Withdrawn | 2024-06-26 | Not Started | No |  |  | Photovoltaic(5)/Energy Storage() | 5 | Los Angeles | CA | 2025-06-30
GFID9104 | 2024-02-29 | 2023-12-05 | 2024-04-01 | Rule 21 | Rule 21 Export | Fast Track | Inactive | Withdrawn | 2024-04-12 | Not Started | No |  |  | Photovoltaic(3.6)/Energy Storage(3.6) | 3 | Kern | CA | 2025-06-30
GFID9105 | 2024-04-01 | 2023-12-05 | 2024-04-08 | Rule 21 | Rule 21 Export | Fast Track | Inactive | Withdrawn | 2024-06-05 | Not Started | No |  |  | Photovoltaic(7.2)/Energy Storage(7.2) | 5 | San Bernardino | CA | 2025-06-30 |  | Mule Canyon % Yermo % Gale 115/33 kV | Mule Canyon % Yermo % Gale 115/33 kV | Kramer 220/115 kV System
GFID9106 | 2024-04-04 | 2023-12-05 | 2024-04-08 | Rule 21 | Rule 21 Export | Fast Track | Inactive | Withdrawn | 2024-05-08 | Not Started | No |  |  | Photovoltaic(7.2)/Energy Storage(7.2) | 4.4 | Los Angeles | CA | 2025-06-30
GFID9101 | 2024-02-28 | 2023-12-05 | 2024-03-13 | Rule 21 | Rule 21 Export | Fast Track | Active | Supplemental Review Complete |  | Not Started | No |  |  | Photovoltaic(5)/Energy Storage() | 5 | Los Angeles | CA | 2025-06-30 | [12 empty] | 1 | not found |  | 5)/Energy Storage() | 5 | 5 | 0 |  |  |  | ) |  |  |  | 0 |  |  | 0
GFID9109 | 2024-03-06 | 2023-12-21 | 2024-03-13 | Rule 21 | Rule 21 Export | Detailed Study | Inactive | Withdrawn | 2024-04-17 | Not Started | No |  |  | Photovoltaic(3)/() |  | San Bernardino | CA | 2025-06-01
GFID9110 | 2024-03-06 | 2023-11-29 | 2024-03-12 | Rule 21 | Rule 21 Export | Detailed Study | Inactive | Withdrawn | 2024-04-09 | Not Started | No |  |  | Photovoltaic(1.375) | 1.375 | San Bernardino | CA | 2025-06-01
GFID9111 | 2024-03-06 | 2023-12-21 | 2024-03-12 | Rule 21 | Rule 21 Export | Detailed Study | Inactive | Withdrawn | 2024-04-09 | Not Started | No |  |  | Photovoltaic(2.375)/() | 2.375 | San Bernardino | CA | 2025-06-01
GFID9112 |  | 2023-12-08 |  | Rule 21 | Rule 21 Export | Fast Track | Inactive | Withdrawn | 2024-03-20 | Not Started | No |  |  | Photovoltaic(3.29) | 3 | Los Angeles | CA | 2025-08-01 |  | Lucerne 12 kV | Piute 66/12 kV in the Antelope 66 kV system | Antelope 220 kV bus
GFID9113 |  | 2024-02-23 |  | Rule 21 | Rule 21 Export | Detailed Study | Inactive | Withdrawn | 2024-05-08 | Not Started | No |  |  | Photovoltaic(3)/Energy Storage() | 3 | Kern | CA | 2025-11-28
GFID9115 | 2024-02-02 | 2024-02-02 | 2024-02-28 | Rule 21 | Rule 21 Export | Detailed Study | Inactive | Withdrawn | 2024-03-19 | Not Started | No |  |  | Photovoltaic(5)/(4.896) | 5 | San Bernardino | CA | 2025-10-31 |  |  | Tortilla 115/33 kV Substation | Kramer 220/115 System
GFID9117 |  | 2023-11-29 |  | Rule 21 | Rule 21 Export | Detailed Study | Active | Application Review In Progress |  | Not Started | No |  |  | Photovoltaic(4.95)/Energy Storage() |  | Kern | CA | 2023-11-29
GFID9118 |  | 2024-02-23 |  | Rule 21 | Rule 21 Export | Detailed Study | Inactive | Withdrawn | 2024-04-17 | Not Started | No |  |  | Photovoltaic(4.95)/Energy Storage() |  | San Bernardino | CA | 2025-11-29
GFID9120 |  | 2024-02-08 |  | Rule 21 | Rule 21 Export | Detailed Study | Inactive | Withdrawn | 2024-04-05 | Not Started | No |  |  | Photovoltaic(5)/Energy Storage(4.896) | 5 | Riverside | CA | 2025-10-31
GFID9121 |  | 2023-11-30 |  | Rule 21 | Rule 21 Export | Detailed Study | Active | Application Review In Progress |  | Not Started | No |  |  | Photovoltaic(4.95)/Energy Storage() |  | Kern | CA | 2025-11-30
GFID9122 |  | 2024-02-23 |  | Rule 21 | Rule 21 Export | Detailed Study | Inactive | Withdrawn | 2024-05-28 | Not Started | No |  |  | Photovoltaic(4.95)/Energy Storage() | 4.95 | San Bernardino | CA | 2025-11-30
GFID9123 | 2024-01-25 | 2023-12-18 | 2024-01-29 | Rule 21 | Rule 21 Export | Detailed Study | Inactive | Withdrawn | 2024-02-01 | Not Started | No |  |  | Photovoltaic(4.875)/Energy Storage(4.875) | 4.865 | San Bernardino | CA | 2025-11-30
GFID9126 |  | 2023-12-21 |  | Rule 21 | Rule 21 Export | Detailed Study | Inactive | Withdrawn | 2024-04-22 | Not Started | No |  |  | Photovoltaic(4.95)/Energy Storage() |  | San Bernardino | CA | 2025-12-01 | 2026-02-08
GFID9127 |  | 2023-12-21 |  | Rule 21 | Rule 21 Export | Detailed Study | Inactive | Withdrawn | 2024-03-29 | Not Started | No |  |  | Photovoltaic(3.75)/Energy Storage() |  | Kern | CA | 2025-12-01 | 2025-12-01
GFID9128 |  | 2023-12-21 |  | Rule 21 | Rule 21 Export | Detailed Study | Inactive | Withdrawn | 2024-02-21 | Not Started | No |  |  | Photovoltaic(4.95)/Energy Storage(8.4) | 4.95 | San Bernardino | CA | 2025-12-01 |  | Old Trails 33 kV | Victor 115/33 kV in the Victor 115 kV system | Victor 115 kV bus
GFID9129 | 2023-12-15 | 2023-12-15 | 2024-01-02 | Rule 21 | Rule 21 Export | Fast Track | Inactive | Withdrawn | 2024-02-26 | Not Started | No |  |  | Photovoltaic(5.334)/Energy Storage() |  | San Bernardino | CA | 2025-06-01
GFID9130 |  | 2023-12-01 |  | Rule 21 | Rule 21 Export | Detailed Study | Active | Application Review In Progress |  | Not Started | No |  |  | Photovoltaic(5)/Energy Storage() |  | Tulare | CA | 2025-06-01
GFID9131 |  | 2023-12-21 |  | Rule 21 | Rule 21 Export | Detailed Study | Inactive | Withdrawn | 2024-02-16 | Not Started | No |  |  | Photovoltaic(3.6)/Energy Storage(4.2) | 3.456 | Kern | CA | 2025-12-05 |  | Dyson 33 kV | Kramer 115/33 kV in the Kramer 220/115 kV system | Kramer 115 kV bus
GFID9132 | 2023-12-19 | 2023-12-19 | 2024-01-24 | Rule 21 | Rule 21 Export | Fast Track | Inactive | Withdrawn | 2024-03-28 | Not Started | No |  |  | Photovoltaic(3.312)/Energy Storage(4.6)/Photovoltaic(3)/Energy Storage(3) | 3 | San Bernardino | CA | 2024-09-01 | 2025-04-01 | Northpark 12 kV (HFRA Tier 3) | Shandin 115/12 kV in the Vista 115 kV System | Vista 220 kV bus
GFID9133 | 2024-04-02 | 2023-12-13 | 2024-04-17 | Rule 21 | Rule 21 Export | Fast Track | Inactive | Withdrawn | 2024-05-24 | Not Started | No |  |  | Photovoltaic(5)/Energy Storage(5) | 5 | Tulare | CA | 2025-06-30
GFID9134 |  | 2023-12-13 | 2024-02-29 | Rule 21 | Rule 21 Export | Fast Track | Inactive | Withdrawn | 2024-05-01 | Not Started | No |  |  | Photovoltaic(5)/Energy Storage(5)/() | 5 | Los Angeles | CA | 2025-06-30
GFID9135 | 2024-04-05 | 2023-12-13 | 2024-04-12 | Rule 21 | Rule 21 Export | Fast Track | Inactive | Withdrawn | 2024-05-20 | Not Started | No |  |  | Photovoltaic(7.2)/Energy Storage(7.2)/()/() | 5 | Tulare | CA | 2025-06-30
GFID9136 | 2024-01-18 | 2024-01-18 | 2024-02-08 | Rule 21 | Rule 21 Export | Fast Track | Inactive | Withdrawn | 2024-03-01 | Not Started | No |  |  | Photovoltaic(5.86)/Energy Storage(20.02) | 5 | Riverside | CA | 2025-06-01
GFID9137 |  | 2023-11-15 |  | Rule 21 | Rule 21 Export | ISP | Active - Post IA | Construction |  | Executed - In Effect | Yes | 2024-05-14 |  | Photovoltaic(5.55)/Energy Storage(6.134) | 5 | San Bernardino | CA | 2024-09-01 | 2025-04-10 | Rabbit 12 kV | Rabbit 12 kV | The ISO Grid at Distribution Provider's 115 kV Bus at Victor Substation | [7 empty] | Victor | 1 | Victor | 115 | 5.55)/Energy Storage(6.134) | 5.55 | 5.55 | 0.55 |  |  |  | 6.134) | 6.134 | 6.134 | 1.134 | 0 |  |  | 1
GFID9138 | 2023-12-19 | 2023-12-19 | 2024-01-25 | Rule 21 | Rule 21 Export | Fast Track | Inactive | Withdrawn | 2024-05-31 | Not Started | No |  |  | Photovoltaic(3.375)/Energy Storage(6.134)/Photovoltaic(3)/Energy Storage(3)/() | 3 | San Bernardino | CA | 2025-09-01 | 2025-04-01 | at switch P5583287 on Spike 12 kV (HFRA Tier 2) | Bloomington 66/12 kV in the Vista A 66 kV System | Vista 220 kV Bus
GFID9139 |  | 2024-02-08 |  | Rule 21 | Rule 21 Export | Detailed Study | Inactive | Withdrawn | 2024-04-08 | Not Started | No |  |  | Photovoltaic(5)/Energy Storage(4.896) | 5 | San Bernardino | CA | 2025-10-31
GFID9142 |  | 2023-12-27 |  | Rule 21 | Rule 21 Export | Detailed Study | Inactive | Withdrawn | 2024-01-25 | Not Started | No |  |  | Photovoltaic(5.1)/Energy Storage(5.1) | 5 | Tulare | CA | 2025-03-10
GFID9143 | 2024-03-07 | 2024-01-09 | 2024-03-12 | Rule 21 | Rule 21 Export | Detailed Study | Inactive | Withdrawn | 2024-04-09 | Not Started | No |  |  | Photovoltaic(5) | 4.99 | San Bernardino | CA | 2025-06-01
GFID9144 |  | 2023-12-20 | 2024-02-29 | Rule 21 | Rule 21 Export | Fast Track | Inactive | Withdrawn | 2024-05-03 | Not Started | No |  |  | Photovoltaic(0.996)/Energy Storage() |  | San Bernardino | CA | 2023-03-15
GFID9145 |  | 2023-12-20 | 2024-02-29 | Rule 21 | Rule 21 Export | Fast Track | Inactive | Withdrawn | 2024-05-03 | Not Started | No |  |  | Photovoltaic(4.98)/Energy Storage() |  | Kern | CA | 2025-03-15
GFID9146 | 2023-12-20 | 2023-12-20 | 2024-01-05 | Rule 21 | Rule 21 Export | Fast Track | Active | Supplemental Review Complete |  | Not Started | No |  |  | Photovoltaic(0.996)/Energy Storage() |  | Kern | CA | 2025-03-15
GFID9147 | 2023-12-27 | 2023-12-27 | 2024-02-08 | Rule 21 | Rule 21 Export | Fast Track | Active | IA Negotiation |  | In Draft | No |  |  | Photovoltaic(2.988)/Energy Storage() |  | Kern | CA | 2025-03-15
GFID9148 | 2024-01-02 | 2024-01-02 | 2024-02-26 | Rule 21 | Rule 21 Export | Detailed Study | Inactive | Withdrawn | 2024-07-25 | Not Started | No |  |  | Photovoltaic(2.98)/Energy Storage() |  | San Bernardino | CA | 2025-03-15
GFID9149 |  | 2024-01-10 |  | Rule 21 | Rule 21 Export | Detailed Study | Inactive | Withdrawn | 2024-02-20 | Not Started | No |  |  | Photovoltaic(5.1)/Energy Storage(6.13)/() | 5 | Tulare | CA | 2025-09-01 |  | Flory 12 kV | Woodville 66/12 in the Springville 66 kV system | Springville 220 kV bus
GFID9150 | 2024-01-03 | 2024-01-03 | 2024-02-20 | Rule 21 | Rule 21 Export | ISP | Active | System Impact Study In Progress |  | Not Started | No |  |  | Photovoltaic(0.975)/Energy Storage(1) | 0.999 | Kern | CA | 2025-04-01 | 2025-04-01 | Jasmine 12 kV % Quinn 66/12 kV | Jasmine 12 kV % Quinn 66/12 kV | Vestal 220/66 kV
GFID9153 |  | 2023-12-06 |  | Rule 21 | Rule 21 Export | Detailed Study | Active - Post IA | Construction |  | Executed - In Effect | Yes | 2024-04-19 |  | Photovoltaic(4.65)/Energy Storage(6.134) | 4.2 | Kern | CA | 2024-09-01 | 2025-05-01 | Heavy 33 kV out of Randsburg 115/33 kV Substation | Heavy 33 kV out of Randsburg 115/33 kV Substation | Kramer-Inyokern No.3 115 kV Line outside of Randsburg Substation
GFID9155 | 2024-01-17 | 2024-01-17 | 2024-03-06 | Rule 21 | Rule 21 Export | Fast Track | Active | Supplemental Review In Progress |  | Not Started | No |  |  | Photovoltaic(3)/Energy Storage()/() | 3 | San Bernardino | CA | 2025-12-20
GFID9156 | 2024-03-21 | 2024-01-06 | 2024-02-13 | Rule 21 | Rule 21 Export | Detailed Study | Inactive | Withdrawn | 2024-04-22 | Not Started | No |  |  | Photovoltaic(5)/Energy Storage(4) | 5 | Los Angeles | CA | 2026-06-01
GFID9157 | 2024-01-04 | 2024-01-04 | 2024-02-29 | Rule 21 | Rule 21 Export | Fast Track | Active | Supplemental Review Complete |  | Not Started | No |  |  | Photovoltaic(3)/Energy Storage() | 3 | Kern | CA | 2026-09-01
GFID9159 |  | 2024-01-17 |  | Rule 21 | Rule 21 Export | Fast Track | Active | Supplemental Review In Progress |  | Not Started | No |  |  | Photovoltaic(4.5)/Energy Storage() |  | Riverside | CA | 2025-11-15
GFID9160 | 2024-01-11 | 2024-01-11 | 2024-01-31 | Rule 21 | Rule 21 Export | Detailed Study | Inactive | Withdrawn | 2024-02-01 | Not Started | No |  |  | Photovoltaic(5)/Energy Storage(5) | 5 | San Bernardino | CA | 2026-06-05
GFID9161 | 2024-01-12 | 2024-01-12 | 2024-01-31 | Rule 21 | Rule 21 Export | Detailed Study | Inactive | Withdrawn | 2024-03-04 | Not Started | No |  |  | Photovoltaic(4.99)/Energy Storage() | 4.99 | Tulare | CA | 2026-10-01
GFID9162 |  | 2024-01-12 |  | Rule 21 | Rule 21 Export | Fast Track | Inactive | Withdrawn | 2024-04-18 | Not Started | No |  |  | Photovoltaic(4.895)/Energy Storage() | 4 | San Bernardino | CA | 2025-04-01
GFID9163 | 2024-03-20 | 2024-01-17 | 2024-03-27 | Rule 21 | Rule 21 Export | Fast Track | Inactive | Withdrawn | 2024-05-08 | Not Started | No |  |  | Photovoltaic(5)/Energy Storage() | 5 | San Bernardino | CA | 2025-04-01
GFID9164 | 2024-03-29 | 2024-02-13 | 2024-04-09 | Rule 21 | Rule 21 Export | Fast Track | Inactive | Withdrawn | 2024-06-07 | Not Started | No |  |  | Photovoltaic(5)/Energy Storage() | 5 | Riverside | CA | 2025-04-01
GFID9165 |  | 2024-01-16 | 2024-04-19 | Rule 21 | Rule 21 Export | Fast Track | Inactive | Withdrawn | 2024-06-19 | Not Started | No |  |  | Photovoltaic(5.874)/Energy Storage() | 5 | San Bernardino | CA | 2025-04-01
GFID9166 | 2024-03-20 | 2024-01-17 | 2024-03-22 | Rule 21 | Rule 21 Export | Fast Track | Inactive | Withdrawn | 2024-05-08 | Not Started | No |  |  | Photovoltaic(5.874)/Energy Storage() | 5 | San Bernardino | CA | 2025-04-01 |  | Armijo 12 kV Circuit
GFID9167 | 2024-03-18 | 2024-01-16 | 2024-03-18 | Rule 21 | Rule 21 Export | Fast Track | Inactive | Withdrawn | 2024-05-15 | Not Started | No |  |  | Photovoltaic(5.874)/Energy Storage() | 5 | Kern | CA | 2025-04-01
GFID9168 |  | 2024-01-17 |  | Rule 21 | Rule 21 Export | Fast Track | Inactive | Withdrawn | 2024-06-04 | Not Started | No |  |  | Photovoltaic(5)/Energy Storage() | 5 | Kern | CA | 2025-04-01
GFID9169 |  | 2024-01-18 |  | Rule 21 | Rule 21 Export | Fast Track | Inactive | Withdrawn | 2024-05-29 | Not Started | No |  |  | Photovoltaic(5.874)/Energy Storage() | 5 | Kern | CA | 2025-04-01
GFID9170 |  | 2024-01-18 |  | Rule 21 | Rule 21 Export | Fast Track | Inactive | Withdrawn | 2024-05-31 | Not Started | No |  |  | Photovoltaic(5.874)/Energy Storage() | 5 | Kern | CA | 2025-04-01
GFID9171 |  | 2024-01-18 | 2024-04-19 | Rule 21 | Rule 21 Export | Fast Track | Inactive | Withdrawn | 2024-06-19 | Not Started | No |  |  | Photovoltaic(5.874)/Energy Storage() | 5 | Kern | CA | 2025-04-01
GFID9172 | 2024-03-07 | 2024-01-11 | 2024-03-14 | Rule 21 | Rule 21 Export | Fast Track | Active - Post IA | In-Service (Conditional PTO) |  | Executed - In Effect | Yes | 2024-07-09 |  | Photovoltaic(0.318) | 0.3 | Orange | CA | 2024-02-16 | 2024-07-26 | Willets 12 kV Circuit | Sullivan 66/12 kV Substation | Ellis 220/66 kV System
GFID9173 | 2024-04-03 | 2024-01-18 | 2024-04-10 | Rule 21 | Rule 21 Export | Fast Track | Inactive | Withdrawn | 2024-06-07 | Not Started | No |  |  | Photovoltaic(5.874)/Energy Storage() | 5 | Kern | CA | 2025-04-01
GFID9174 | 2024-01-18 | 2024-01-18 | 2024-02-14 | Rule 21 | Rule 21 Export | Fast Track | Active | IA Negotiation |  | In Draft | No |  |  | Photovoltaic(5.334)/Energy Storage(16.16) | 4 | San Bernardino | CA | 2025-06-01 |  | The Point of Interconnection would be near structure 2122367E, which is served by the Dice 33 kV Circuit | Phelan 115/33 kV Substation | Victor 220/115kV System
GFID9175 | 2024-01-19 | 2024-01-19 | 2024-02-29 | Rule 21 | Rule 21 Export | Fast Track | Inactive | Withdrawn | 2024-04-03 | Not Started | No |  |  | Photovoltaic(3.375)/Energy Storage(4.6) | 3 | San Bernardino | CA | 2024-09-01 |  | Northpark 12 kV [HFRA Tier 3] | Shandin 115/12 kV | Vista 220 kV Bus
GFID9176 | 2024-01-29 | 2024-01-29 | 2024-03-12 | Rule 21 | Rule 21 Export | Fast Track | Inactive | Withdrawn | 2024-04-15 | Not Started | No |  |  | Photovoltaic(3)/Energy Storage(4.6) | 3 | San Bernardino | CA | 2025-09-01 |  | Tunnel 12 Kv [HFRA Tier 2] | Aqueduct 115/12 kV Substation in the Victor 115 kV System | Victor 115 kV bus
GFID9179 | 2024-04-10 | 2024-01-30 | 2024-04-17 | Rule 21 | Rule 21 Export | Detailed Study | Active | Elec Ind Test In Progress |  | Not Started | No |  |  | Photovoltaic(5)/Energy Storage() | 5 | San Bernardino | CA | 2026-06-18 | [12 empty] | 1 | not found |  | 5)/Energy Storage() | 5 | 5 | 0 |  |  |  | ) |  |  |  | 0 |  |  | 0
GFID9177 | 2024-04-12 | 2024-02-15 | 2024-04-19 | Rule 21 | Rule 21 Export | Fast Track | Inactive | Withdrawn | 2024-05-22 | Not Started | No |  |  | Photovoltaic(0.996) | 0.996 | Tulare | CA | 2024-05-01
GFID9178 | 2024-02-05 | 2024-02-05 | 2024-03-20 | Rule 21 | Rule 21 Export | Fast Track | Inactive | Withdrawn | 2024-05-02 | Not Started | No |  |  | Photovoltaic(0.996)/() | 0 | Tulare | CA | 2024-05-01
GFID9180 |  | 2024-02-01 |  | Rule 21 | Rule 21 Export | Detailed Study | Inactive | Withdrawn | 2024-02-16 | Not Started | No |  |  | Photovoltaic(4.98)/Energy Storage() | 0.5 | Kern | CA | 2025-12-31
GFID9181 |  | 2024-02-08 |  | Rule 21 | Rule 21 Export | Detailed Study | Inactive | Withdrawn | 2024-02-29 | Not Started | No |  |  | Photovoltaic(5)/Energy Storage(5) | 5 | San Bernardino | CA | 2025-09-01 |  | 34.515594, -117.301800 34.515594, -117.301800 Circuit: Talpa Voltage: 12 Kv | Savage
GFID9183 |  | 2024-03-12 |  | Rule 21 | Rule 21 Export | Fast Track | Inactive | Withdrawn | 2024-05-07 | Not Started | No |  |  | Photovoltaic(4.98)/Energy Storage(5.12) | 10.1 | Kern | CA | 2024-09-01
GFID9184 |  | 2024-02-06 |  | Rule 21 | Rule 21 Export | Fast Track | Inactive | Withdrawn | 2024-06-06 | Not Started | No |  |  | Photovoltaic(1.992)/Energy Storage() | 0 | Tulare | CA | 2024-05-01
GFID9185 | 2024-02-06 | 2024-02-06 | 2024-03-20 | Rule 21 | Rule 21 Export | Fast Track | Inactive | Withdrawn | 2024-04-30 | Not Started | No |  |  | Photovoltaic(1.992)/Energy Storage() | 1.992 | Tulare | CA | 2024-05-01
GFID9186 | 2024-02-06 | 2024-02-06 | 2024-03-20 | Rule 21 | Rule 21 Export | Fast Track | Inactive | Withdrawn | 2024-05-02 | Not Started | No |  |  | Photovoltaic(1.992)/Energy Storage() |  | Tulare | CA | 2024-05-01
GFID9187 |  | 2024-02-07 |  | Rule 21 | Rule 21 Export | Detailed Study | Inactive | Withdrawn | 2024-02-20 | Not Started | No |  |  | Photovoltaic(3.984)/Energy Storage() | 3.984 | Tulare | CA | 2025-12-31
GFID9188 |  | 2024-02-07 |  | Rule 21 | Rule 21 Export | Detailed Study | Inactive | Withdrawn | 2024-02-16 | Not Started | No |  |  | Photovoltaic(4.98)/Energy Storage() | 4.98 | Los Angeles | CA | 2025-12-31
GFID9189 | 2024-02-14 | 2024-02-14 | 2024-03-21 | Rule 21 | Rule 21 Export | Fast Track | Inactive | Withdrawn | 2024-05-15 | Not Started | No |  |  | Photovoltaic(1.44)/Energy Storage(1.44) |  | Riverside | CA | 2025-07-01
GFID9190 |  | 2024-02-09 |  | Rule 21 | Rule 21 Export | Fast Track | Inactive | Withdrawn | 2024-02-26 | Not Started | No |  |  | Photovoltaic(5)/Energy Storage(4.895)/() | 5 | Kern | CA | 2026-01-01
GFID9191 | 2024-04-16 | 2024-02-16 | 2024-04-22 | Rule 21 | Rule 21 Export | Detailed Study | Inactive | Withdrawn | 2024-05-23 | Not Started | No |  |  | Photovoltaic(5) | 0 | San Bernardino | CA | 2026-04-27
GFID9192 | 2024-04-26 | 2024-02-20 | 2024-04-29 | Rule 21 | Rule 21 Export | Fast Track | Inactive | Withdrawn | 2024-07-30 | Not Started | No |  |  | Photovoltaic(5)/Energy Storage(5) | 5 | Riverside | CA | 2025-10-31
GFID9193 | 2024-04-30 | 2024-02-20 | 2024-05-01 | Rule 21 | Rule 21 Export | Fast Track | Inactive | Withdrawn | 2024-06-10 | Not Started | No |  |  | Photovoltaic(5.1)/Energy Storage(5) | 5 | Riverside | CA | 2025-10-31
GFID9194 |  | 2024-02-26 |  | Rule 21 | Rule 21 Export | Fast Track | Inactive | Withdrawn | 2024-05-13 | Not Started | No |  |  | Photovoltaic(0.818)/Energy Storage() | 0.77 | San Bernardino | CA | 2024-10-15
GFID9195 |  | 1900-01-01 |  | Rule 21 | Rule 21 Export | Detailed Study | Active | Application Review In Progress |  | Not Started | No
GFID9196 |  | 2024-02-29 |  | Rule 21 | Rule 21 Export | Fast Track | Inactive | Withdrawn | 2024-04-19 | Not Started | No |  |  | Photovoltaic(3)/Energy Storage(4.6) | 3 | San Bernardino | CA | 2025-09-01 |  | Kessler 12 kV | Milliken 66/12 kV | Mira Loma 220 kV bus
GFID9197 |  | 2024-02-29 |  | Rule 21 | Rule 21 Export | Fast Track | Inactive | Withdrawn | 2024-04-24 | Not Started | No |  |  | Photovoltaic(3)/Energy Storage(4.6) | 3 | San Bernardino | CA | 2025-09-01 |  | Stoli 12 kV | Milliken 66/12 kV | Mira Loma 220 kV Bus
GFID9198 |  | 2024-02-26 |  | Rule 21 | Rule 21 Export | Detailed Study | Active | Application Review In Progress |  | Not Started | No |  |  |  | 5 | San Bernardino | CA | [13 empty] | 1 | not found | [12 empty] | 0 |  |  | 0
GFID9205 | 2024-03-19 | 2024-03-19 | 2024-05-10 | Rule 21 | Rule 21 Export | Detailed Study | Inactive | Withdrawn | 2024-06-24 | Not Started | No |  |  | Photovoltaic(3.15)/Energy Storage() | 0.75 | Los Angeles | CA | 2025-11-01
GFID9206 | 2024-03-19 | 2024-03-19 | 2024-05-10 | Rule 21 | Rule 21 Export | Detailed Study | Inactive | Withdrawn | 2024-06-29 | Not Started | No |  |  | Photovoltaic(3.15)/Energy Storage() | 0.75 | Tulare | CA | 2025-11-01
GFID9207 | 2024-03-19 | 2024-03-19 | 2024-05-09 | Rule 21 | Rule 21 Export | Detailed Study | Inactive | Withdrawn | 2024-06-24 | Not Started | No |  |  | Photovoltaic(5)/Energy Storage() | 0.75 | Los Angeles | CA | 2025-11-01
GFID9208 |  | 2024-03-01 |  | Rule 21 | Rule 21 Export | Detailed Study | Active | Application Review In Progress |  | Not Started | No |  |  | Photovoltaic(5)/Energy Storage(5) |  | Tulare | CA | 2025-09-01
GFID9199 | 2024-03-06 | 2024-03-06 | 2024-03-22 | Rule 21 | Rule 21 Export | Detailed Study | Active | Elec Ind Test Complete |  | Not Started | No |  |  | Photovoltaic(4.98) | 4.97 | San Bernardino | CA | 2025-05-31
GFID9200 | 2024-03-06 | 2024-03-06 | 2024-04-05 | Rule 21 | Rule 21 Export | ISP | Active | Elec Ind Test Complete |  | Not Started | No |  |  | Photovoltaic(2.988) | 2.988 | Tulare | CA | 2025-05-31 | 2025-05-31 | TL Smith circuit | Liberty 66/12 kV | Rector 220/66 kV
GFID9201 | 2024-03-06 | 2024-03-06 | 2024-03-22 | Rule 21 | Rule 21 Export | Detailed Study | Active | Elec Ind Test Complete |  | Not Started | No |  |  | Photovoltaic(4.98) | 4.97 | Kern | CA | 2025-05-31
GFID9202 | 2024-03-06 | 2024-03-06 | 2024-04-05 | Rule 21 | Rule 21 Export | ISP | Active | Elec Ind Test Complete |  | Not Started | No |  |  | Photovoltaic(2.988) | 2.988 | Kern | CA | 2025-05-31 | 2025-05-31 | Carver 12 kV | Quinn 66/12 kV | Vestal 220/66 kV
GFID9203 | 2024-03-06 | 2024-03-06 | 2024-04-05 | Rule 21 | Rule 21 Export | ISP | Active | Elec Ind Test In Progress |  | Not Started | No |  |  | Photovoltaic(2.988) | 2.988 | Tulare | CA | 2025-05-31 | 2025-05-31 | Zante 12 kV | Strathmore 66/12 kV | Springville 220/66 kV
GFID9204 | 2024-03-06 | 2024-03-06 | 2024-04-05 | Rule 21 | Rule 21 Export | ISP | Active | Elec Ind Test Complete |  | Not Started | No |  |  | Photovoltaic(2.988) | 2.978 | Los Angeles | CA | 2025-05-31 | 2025-05-31 | Tierra Bonita 12 kV | Little Rock 66/12 kV | Antelope 220/66 kV
GFID9209 |  | 2024-03-01 |  | Rule 21 | Rule 21 Export | Detailed Study | Active | Application Review In Progress |  | Not Started | No |  |  | Photovoltaic(3)/Energy Storage(3) | 0 | San Bernardino | CA | 2025-09-01
GFID9210 |  | 2024-03-01 |  | Rule 21 | Rule 21 Export | Detailed Study | Inactive | Withdrawn | 2024-06-20 | Not Started | No |  |  | Photovoltaic(5)/Energy Storage(5) |  | Tulare | CA | 2025-09-01
GFID9211 | 2024-03-19 | 2024-03-19 | 2024-04-10 | Rule 21 | Rule 21 Export | Detailed Study | Inactive | Withdrawn | 2024-07-10 | Not Started | No |  |  | Photovoltaic(5)/Energy Storage() | 0.75 | San Bernardino | CA | 2025-11-01
GFID9212 | 2024-03-06 | 2024-03-06 | 2024-05-01 | Rule 21 | Rule 21 Export | Detailed Study | Active | On Hold |  | Not Started | No |  |  | Photovoltaic(4)/() | 4 | Tulare | CA | 2026-09-25
GFID9213 | 2024-03-06 | 2024-03-06 | 2024-05-01 | Rule 21 | Rule 21 Export | Detailed Study | Active | On Hold |  | Not Started | No |  |  | Photovoltaic(2)/() | 2 | Tulare | CA | 2026-08-29
GFID9214 |  | 2024-03-01 |  | Rule 21 | Rule 21 Export | Detailed Study | Active | Application Review In Progress |  | Not Started | No |  |  | Photovoltaic(1.56)/() | 1.56 | San Bernardino | CA | 2025-09-01
GFID9215 | 2024-03-13 | 2024-03-13 | 2024-04-17 | Rule 21 | Rule 21 Export | Detailed Study | Inactive | Withdrawn | 2024-07-02 | Not Started | No |  |  | Photovoltaic(5)/(4.969) | 4.99 | Tulare | CA | 2026-01-05 |  | St Johns 12 kV Circuit out of SCE's Venice Hill 66/12 kV Substation | St Johns 12 kV Circuit out of SCE's Venice Hill 66/12 kV Substation | Rector 220 kV Bus
GFID9216 |  | 2024-03-06 |  | Rule 21 | Rule 21 Export | Detailed Study | Inactive | Withdrawn | 2024-03-19 | Not Started | No |  |  | Photovoltaic(5)/Energy Storage()/Photovoltaic(5)/Energy Storage() | 5 | San Bernardino | CA | 2025-11-20
GFID9217 | 2024-05-29 | 2024-03-13 | 2024-06-12 | Rule 21 | Rule 21 Export | Detailed Study | Inactive | Withdrawn | 2024-07-10 | Not Started | No |  |  | Photovoltaic(4.99)/Energy Storage(4.99) | 0.002 | Tulare | CA | 2026-01-30 |  | Skinkle 12KV
GFID9218 | 2024-03-06 | 2024-03-06 | 2024-04-23 | Rule 21 | Rule 21 Export | Detailed Study | Active | On Hold |  | Not Started | No |  |  | Photovoltaic(4) |  | Tulare | CA | 2026-06-03
GFID9220 |  | 1900-01-01 |  | Rule 21 | Rule 21 Export | Detailed Study | Active | Application Review In Progress |  | Not Started | No |  |  | Photovoltaic(5)/Energy Storage(5) | 5 | Tulare | CA | 2025-09-01 | [12 empty] | 1 | not found |  | 5)/Energy Storage(5) | 5 | 5 | 0 |  |  |  | 5) | 5 | 5 | 0 | 0 |  |  | 0
GFID9221 |  | 2024-03-06 |  | Rule 21 | Rule 21 Export | Detailed Study | Inactive | Withdrawn | 2024-03-19 | Not Started | No |  |  | Photovoltaic(4.5)/Energy Storage() | 4.5 | Kern | CA | 2025-11-20
GFID9222 | 2024-04-26 | 2024-03-13 | 2024-05-21 | Rule 21 | Rule 21 Export | Detailed Study | Inactive | Withdrawn | 2024-07-10 | Not Started | No |  |  | Photovoltaic(2.5)/Energy Storage(2.5) | 2.5 | Kern | CA | 2026-01-30 |  | 35.7687500 -117.871907 | Domeland P.T. | Kramer 220kV
GFID9223 |  | 1900-01-01 |  | Rule 21 | Rule 21 Export | Detailed Study | Active | Application Review In Progress |  | Not Started | No |  |  | Photovoltaic(5)/Energy Storage(5) | 5 | Tulare | CA | 2025-09-01 | [12 empty] | 1 | not found |  | 5)/Energy Storage(5) | 5 | 5 | 0 |  |  |  | 5) | 5 | 5 | 0 | 0 |  |  | 0
GFID9224 |  | 1900-01-01 |  | Rule 21 | Rule 21 Export | Detailed Study | Active | Application Review In Progress |  | Not Started | No |  |  | Photovoltaic(5)/Energy Storage(5) | 5 | Tulare | CA | 2025-09-01 | [12 empty] | 1 | not found |  | 5)/Energy Storage(5) | 5 | 5 | 0 |  |  |  | 5) | 5 | 5 | 0 | 0 |  |  | 0
GFID9225 | 2024-04-23 | 2024-03-13 | 2024-04-26 | Rule 21 | Rule 21 Export | Detailed Study | Inactive | Withdrawn | 2024-07-02 | Not Started | No |  |  | Photovoltaic(4.5)/Energy Storage(4.5) | 4.5 | Tulare | CA | 2026-10-01
GFID9226 | 2024-04-29 | 2024-03-14 | 2024-05-14 | Rule 21 | Rule 21 Export | Detailed Study | Inactive | Withdrawn | 2024-06-20 | Not Started | No |  |  | Photovoltaic(5)/Energy Storage() | 5 | Riverside | CA | 2025-09-01 |  | Eighteenth 12 kV Circuit out of SCE's Ripley 33/12 kV Substation | Eighteenth 12 kV Circuit out of SCE's Ripley 33/12 kV Substation | Blythe 33 kV Bus
GFID9227 | 2024-04-30 | 2024-03-18 | 2024-05-07 | Rule 21 | Rule 21 Export | Detailed Study | Inactive | Withdrawn | 2024-07-10 | Not Started | No |  |  | Photovoltaic(5)/Energy Storage() | 5 | San Bernardino | CA | 2025-09-01 |  | Gobar 33 kV Circuit out of SCE's Cottonwood 115/33 kV Substation | Gobar 33 kV Circuit out of SCE's Cottonwood 115/33 kV Substation | Victor 220 kV Bus
GFID9228 | 2024-03-06 | 2024-03-06 | 2024-05-08 | Rule 21 | Rule 21 Export | Detailed Study | Inactive | Withdrawn | 2024-07-31 | Not Started | No |  |  | Energy Storage()/Photovoltaic(5) | 5 | Tulare | CA | 2025-12-26
GFID9219 |  | 2024-03-06 | 2024-05-10 | Rule 21 | Rule 21 Export | Detailed Study | Inactive | Withdrawn | 2024-07-08 | Not Started | No |  |  | Photovoltaic(3.5) |  | Kern | CA | 2026-06-16
GFID9229 | 2024-03-06 | 2024-03-06 | 2024-05-03 | Rule 21 | Rule 21 Export | Detailed Study | Active | Elec Ind Test Complete |  | Not Started | No |  |  | Photovoltaic(3.5)/Energy Storage() | 3.5 | Tulare | CA | 2026-06-03
GFID9230 | 2024-03-06 | 2024-03-06 | 2024-05-03 | Rule 21 | Rule 21 Export | Detailed Study | Inactive | Withdrawn | 2024-07-01 | Not Started | No |  |  | Photovoltaic(4.99)/Energy Storage() | 5 | Kern | CA | 2026-06-15
GFID9231 |  | 2024-03-07 |  | Rule 21 | Rule 21 Export | Detailed Study | Inactive | Withdrawn | 2024-07-11 | Not Started | No |  |  | Photovoltaic(4.98)/Energy Storage() | 4.98 | Kern | CA | 2025-08-01
GFID9232 | 2024-05-24 | 2024-03-06 | 2024-06-14 | Rule 21 | Rule 21 Export | Detailed Study | Inactive | Withdrawn | 2024-06-20 | Not Started | No |  |  | Photovoltaic(5)/Energy Storage()/() | 5 | San Bernardino | CA | 2025-11-20
GFID9233 | 2024-03-06 | 2024-03-06 | 2024-05-02 | Rule 21 | Rule 21 Export | Detailed Study | Active | System Impact Study In Progress |  | Not Started | No |  |  | Photovoltaic(7.2)/Energy Storage(7.2) | 4.49 | Tulare | CA | 2025-11-15 | 2025-11-15 | McDermont 12 kV | Lindsay 66/12 kV | Springville 220 kV Bus
GFID9234 |  | 1900-01-01 |  | Rule 21 | Rule 21 Export | Detailed Study | Active | Application Review In Progress |  | Not Started | No |  |  | Photovoltaic(2.41)/Energy Storage(2.41) | 2.41 | San Bernardino | CA | 2025-09-01
GFID9235 | 2024-03-06 | 2024-03-06 | 2024-05-03 | Rule 21 | Rule 21 Export | Detailed Study | Active | Elec Ind Test Complete |  | Not Started | No |  |  | Photovoltaic(4.99)/Photovoltaic(0.84) | 4.99 | Kern | CA | 2026-06-18
GFID9236 |  | 2024-03-06 | 2024-05-30 | Rule 21 | Rule 21 Export | Detailed Study | Inactive | Withdrawn | 2024-07-09 | Not Started | No |  |  | Photovoltaic(4.5)/Energy Storage() | 4.5 | Tulare | CA | 2026-06-18
GFID9237 | 2024-04-29 | 2024-03-12 | 2024-05-09 | Rule 21 | Rule 21 Export | Detailed Study | Inactive | Withdrawn | 2024-07-02 | Not Started | No |  |  | Photovoltaic(5)/Energy Storage() |  | Tulare | CA | 2025-09-01
GFID9238 |  | 2024-03-06 | 2024-05-09 | Rule 21 | Rule 21 Export | Detailed Study | Inactive | Withdrawn | 2024-07-01 | Not Started | No |  |  | Photovoltaic(4)/Energy Storage() | 4 | Kern | CA | 2026-06-03
GFID9239 | 2024-03-14 | 2024-03-14 | 2024-04-18 | Rule 21 | Rule 21 Export | ISP | Active | System Impact Study In Progress |  | Not Started | No |  |  | Photovoltaic(4.98)/Energy Storage() | 4.98 | San Bernardino | CA | 2025-04-15 | 2025-04-15 | Tussing 12 kV Circuit
GFID9240 | 2024-03-18 | 2024-03-18 | 2024-04-25 | Rule 21 | Rule 21 Export | Detailed Study | Inactive | Withdrawn | 2024-07-24 | Not Started | No |  |  | Photovoltaic(5)/Energy Storage()/() |  | San Bernardino | CA | 2025-09-01
GFID9241 |  | 2024-03-01 |  | Rule 21 | Rule 21 Export | Fast Track | Inactive | Withdrawn | 2024-06-07 | Not Started | No |  |  | Photovoltaic(3)/Energy Storage() | 3 | Kern | CA | 2025-11-20
GFID9242 | 2024-03-18 | 2024-03-18 | 2024-05-15 | Rule 21 | Rule 21 Export | Detailed Study | Inactive | Withdrawn | 2024-07-10 | Not Started | No |  |  | Photovoltaic(5)/Energy Storage() | 5 | San Bernardino | CA | 2025-11-01
GFID9243 |  | 2024-03-06 |  | Rule 21 | Rule 21 Export | Detailed Study | Active | Elec Ind Test In Progress |  | Not Started | No |  |  | Photovoltaic(4.98)/Energy Storage() | 4.98 | Kern | CA | 2025-08-01
GFID9244 |  | 1900-01-01 |  | Rule 21 | Rule 21 Export | Detailed Study | Active | Application Review In Progress |  | Not Started | No |  |  | Photovoltaic(5)/Energy Storage(5) | 5 | Kern | CA | 2025-09-01 | [12 empty] | 1 | not found |  | 5)/Energy Storage(5) | 5 | 5 | 0 |  |  |  | 5) | 5 | 5 | 0 | 0 |  |  | 0
GFID9245 | 2024-05-01 | 2024-03-18 | 2024-05-08 | Rule 21 | Rule 21 Export | Detailed Study | Inactive | Withdrawn | 2024-07-09 | Not Started | No |  |  | Photovoltaic(3)/Energy Storage() | 3 | Tulare | CA | 2025-09-01
GFID9246 |  | 2024-03-01 |  | Rule 21 | Rule 21 Export | Fast Track | Inactive | Withdrawn |  | Not Started | No |  |  | Photovoltaic(2.96)/Energy Storage() |  | Kern | CA | 2025-11-20
GFID9247 |  | 2024-03-06 | 2024-05-09 | Rule 21 | Rule 21 Export | Detailed Study | Inactive | Withdrawn |  | Not Started | No |  |  | Photovoltaic(4.99)/Energy Storage() | 4.99 | Tulare | CA | 2026-06-26
GFID9248 | 2024-05-15 | 2024-03-06 | 2024-05-16 | Rule 21 | Rule 21 Export | Detailed Study | Inactive | Withdrawn | 2024-07-09 | Not Started | No |  |  | Photovoltaic(4)/Energy Storage() | 4 | Kern | CA | 2026-06-03
GFID9249 | 2024-05-15 | 2024-03-06 | 2024-05-16 | Rule 21 | Rule 21 Export | Detailed Study | Inactive | Withdrawn | 2024-07-09 | Not Started | No |  |  | Photovoltaic(4.99)/Energy Storage() | 4.99 | Kern | CA | 2026-06-03
GFID9250 |  | 2024-03-06 | 2024-04-30 | Rule 21 | Rule 21 Export | Detailed Study | Inactive | Withdrawn | 2024-06-20 | Not Started | No |  |  | Photovoltaic(4.98)/Energy Storage() | 4.98 | Los Angeles | CA | 2025-08-01
GFID9251 | 2024-05-15 | 2024-03-06 | 2024-05-22 | Rule 21 | Rule 21 Export | Detailed Study | Inactive | Withdrawn | 2024-07-09 | Not Started | No |  |  | Photovoltaic(4.5)/() | 4.5 | Kern | CA | 2027-07-05
GFID9252 | 2024-04-24 | 2024-04-24 | 2024-06-04 | Rule 21 | Rule 21 Export | Detailed Study | Inactive | Withdrawn | 2024-07-24 | Not Started | No |  |  | Photovoltaic(5)/() | 5 | Riverside | CA | 2025-03-01
GFID9253 | 2024-05-23 | 2024-03-06 | 2024-05-23 | Rule 21 | Rule 21 Export | Detailed Study | Inactive | Withdrawn | 2024-07-09 | Not Started | No |  |  | Photovoltaic(4.5)/() | 4.5 | Tulare | CA | 2026-07-22
GFID9254 | 2024-05-15 | 2024-03-06 | 2024-05-16 | Rule 21 | Rule 21 Export | Detailed Study | Inactive | Withdrawn | 2024-07-09 | Not Started | No |  |  | Photovoltaic(4.99)/() | 4.99 | Tulare | CA | 2026-06-03
GFID9255 | 2024-05-23 | 2024-03-06 | 2024-05-23 | Rule 21 | Rule 21 Export | Detailed Study | Inactive | Withdrawn | 2024-07-09 | Not Started | No |  |  | Photovoltaic(3.5)/() | 3.5 | Kern | CA | 2026-06-16
GFID9256 | 2024-03-18 | 2024-03-18 | 2024-05-17 | Rule 21 | Rule 21 Export | Detailed Study | Inactive | Withdrawn | 2024-07-10 | Not Started | No |  |  | Photovoltaic(5)/() | 5 | San Bernardino | CA | 2025-09-01
GFID9257 |  | 2024-03-06 |  | Rule 21 | Rule 21 Export | Detailed Study | Active | Application Review In Progress |  | Not Started | No |  |  | Photovoltaic(5)/(5) | 5 | Los Angeles | CA | 2025-09-01 | [12 empty] | 1 | not found |  | 5)/(5) | 5 | 5 | 0 | [7 empty] | 0 |  |  | 0
GFID9258 |  | 2024-03-07 |  | Rule 21 | Rule 21 Export | Detailed Study | Active | Elec Ind Test In Progress |  | Not Started | No |  |  | Photovoltaic(4.98)/() | 4.98 | Riverside | CA | 2025-08-01
GFID9259 | 2024-05-28 | 2024-03-06 | 2024-05-31 | Rule 21 | Rule 21 Export | Detailed Study | Inactive | Withdrawn | 2024-07-09 | Not Started | No |  |  | Photovoltaic(4.99)/() | 4.99 | Kern | CA | 2026-10-31
GFID9260 | 2024-03-07 | 2024-03-07 | 2024-04-09 | Rule 21 | Rule 21 Export | DGS_020 | Active | On Hold |  | Not Started | No |  |  | Photovoltaic(4.98)/() | 4.98 | San Bernardino | CA | 2025-08-01
GFID9261 | 2024-05-17 | 2024-03-06 | 2024-05-24 | Rule 21 | Rule 21 Export | Detailed Study | Inactive | Withdrawn | 2024-07-09 | Not Started | No |  |  | ()/Photovoltaic(4) | 5 | Tulare | CA | 2026-10-03
GFID9262 | 2024-03-18 | 2024-03-06 | 2024-05-14 | Rule 21 | Rule 21 Export | Detailed Study | Inactive | Withdrawn | 2024-07-01 | Not Started | No |  |  | Photovoltaic(5)/() | 5 | Tulare | CA | 2025-09-01
GFID9263 | 2024-03-07 | 2024-03-07 | 2024-04-09 | Rule 21 | Rule 21 Export | Detailed Study | Active | System Impact Study In Progress |  | Not Started | No |  |  | Photovoltaic(4.98)/() | 4.98 | Kern | CA | 2025-08-01
GFID9264 | 2024-05-14 | 2024-03-06 | 2024-05-20 | Rule 21 | Rule 21 Export | Detailed Study | Inactive | Withdrawn | 2024-07-10 | Not Started | No |  |  | Photovoltaic(4.99)/() | 4.99 | Kern | CA | 2026-07-17
GFID9265 | 2024-03-06 | 2024-03-06 | 2024-05-01 | Rule 21 | Rule 21 Export | Detailed Study | Active | Elec Ind Test Complete |  | Not Started | No |  |  | Photovoltaic(7.2)/Energy Storage(7.2) | 5 | Tulare | CA | 2025-11-15 |  | Gillette 12 kV | Strathmore 66/12 kV | Springville 220 kV bus | [7 empty] | Springville | 1 | Springville | 230 | 7.2)/Energy Storage(7.2) | 7.2 | 7.2 | 2.2 |  |  |  | 7.2) | 7.2 | 7.2 | 2.2 | 0 |  |  | 0
GFID9266 | 2024-04-11 | 2024-03-07 | 2024-04-11 | Rule 21 | Rule 21 Export | Detailed Study | Inactive | Withdrawn | 2024-07-10 | Not Started | No |  |  | Photovoltaic(5)/() | 5 | San Bernardino | CA | 2026-06-30
GFID9267 | 2024-03-07 | 2024-03-07 | 2024-04-09 | Rule 21 | Rule 21 Export | DGS_020 | Active | On Hold |  | Not Started | No |  |  | Photovoltaic(4.98)/Energy Storage() | 4.98 | Kern | CA | 2025-08-01
GFID9268 | 2024-03-06 | 2024-03-06 | 2024-05-13 | Rule 21 | Rule 21 Export | DGS_020 | Active | On Hold |  | Not Started | No |  |  | Photovoltaic(3.984)/() | 3.984 | San Bernardino | CA | 2025-04-15
GFID9269 | 2024-03-07 | 2024-03-07 | 2024-04-30 | Rule 21 | Rule 21 Export | Detailed Study | Inactive | Withdrawn | 2024-07-09 | Not Started | No |  |  | Photovoltaic(3.984)/Energy Storage() | 3.984 | Tulare | CA | 2025-08-01
GFID9270 | 2024-05-24 | 2024-03-06 | 2024-05-20 | Rule 21 | Rule 21 Export | Detailed Study | Inactive | Withdrawn | 2024-07-11 | Not Started | No |  |  | Photovoltaic(4.99)/() | 4.99 | Tulare | CA | 2026-06-01
GFID9272 | 2024-03-08 | 2024-03-08 | 2024-05-01 | Rule 21 | Rule 21 Export | Detailed Study | Inactive | Withdrawn | 2024-07-02 | Not Started | No |  |  | Photovoltaic(5)/() |  | Kern | CA | 2025-11-15
GFID9273 | 2024-06-12 | 2024-03-07 | 2024-07-02 | Rule 21 | Rule 21 Export | Fast Track | Active | Fast Track Initial Review Complete |  | Not Started | No |  |  | Photovoltaic(2)/() | 2 | Kern | CA | 2025-11-20 |  | Deeter 12 kV | Downs 115/12 kV Substation | Kramer 220/115 kV Substation
GFID9274 | 2024-05-14 | 2024-03-06 | 2024-05-20 | Rule 21 | Rule 21 Export | Detailed Study | Inactive | Withdrawn | 2024-07-10 | Not Started | No |  |  | Photovoltaic(2.49)/() | 2.49 | Tulare | CA | 2026-06-11
GFID9275 | 2024-03-06 | 2024-03-06 | 2024-05-13 | Rule 21 | Rule 21 Export | DGS_020 | Active | On Hold |  | Not Started | No |  |  | Photovoltaic(4.98)/() | 4.98 | San Bernardino | CA | 2025-04-15
GFID9276 | 2024-05-14 | 2024-03-06 | 2024-05-20 | Rule 21 | Rule 21 Export | Detailed Study | Inactive | Withdrawn | 2024-07-10 | Not Started | No |  |  | Photovoltaic(5)/() | 5 | Kern | CA | 2026-06-18
GFID9277 |  | 2024-03-06 |  | Rule 21 | Rule 21 Export | Detailed Study | Active | Application Review In Progress |  | Not Started | No |  |  | Photovoltaic(5)/() | 5 | Tulare | CA | 2025-09-01 | [12 empty] | 1 | not found |  | 5)/() | 5 | 5 | 0 | [7 empty] | 0 |  |  | 0
GFID9278 | 2024-03-07 | 2024-03-07 | 2024-05-01 | Rule 21 | Rule 21 Export | Detailed Study | Inactive | Withdrawn | 2024-07-02 | Not Started | No |  |  | Photovoltaic(5)/() |  | Kern | CA | 2025-11-15
GFID9279 | 2024-03-07 | 2024-03-07 | 2024-04-30 | Rule 21 | Rule 21 Export | Detailed Study | Inactive | Withdrawn | 2024-07-02 | Not Started | No |  |  | Photovoltaic(5)/() | 4.99 | Tulare | CA | 2025-11-15
GFID9280 |  | 2024-03-07 |  | Rule 21 | Rule 21 Export | Detailed Study | Inactive | Withdrawn | 2024-03-19 | Not Started | No |  |  | Photovoltaic(5)/() | 5 | San Bernardino | CA | 2025-11-20
GFID9281 | 2024-03-07 | 2024-03-07 | 2024-05-01 | Rule 21 | Rule 21 Export | Detailed Study | Inactive | Withdrawn | 2024-07-02 | Not Started | No |  |  | Photovoltaic(4)/() |  | Tulare | CA | 2025-11-15
GFID9282 |  | 2024-03-14 |  | Rule 21 | Rule 21 Export | Detailed Study | Active | Elec Ind Test Complete |  | Not Started | No |  |  | Photovoltaic()/() | 4.98 | Kern | CA | 2025-04-15
GFID9283 |  | 2024-03-15 |  | Rule 21 | Rule 21 Export | Fast Track | Inactive | Withdrawn | 2024-06-04 | Not Started | No |  |  | Photovoltaic(5)/() | 5 | San Bernardino | CA | 2025-06-30
GFID9284 | 2024-05-06 | 2024-03-06 | 2024-05-13 | Rule 21 | Rule 21 Export | Detailed Study | Inactive | Withdrawn | 2024-07-11 | Not Started | No |  |  | Photovoltaic(4.5)/() | 4.5 | Tulare | CA | 2026-06-18
GFID9285 |  | 2024-06-11 |  | Rule 21 | Rule 21 Export | Detailed Study | Active | Application Review In Progress |  | Not Started | No |  |  | Photovoltaic(5)/() | 5 | Riverside | CA | 2025-01-30 | [12 empty] | 1 | not found |  | 5)/() | 5 | 5 | 0 | [7 empty] | 0 |  |  | 0
GFID9286 |  | 2024-03-07 |  | Rule 21 | Rule 21 Export | Fast Track | Active | Application Review In Progress |  | Not Started | No |  |  | Photovoltaic(3)/() | 3 | Los Angeles | CA | 2025-11-20
GFID9287 | 2024-05-06 | 2024-03-06 | 2024-05-13 | Rule 21 | Rule 21 Export | Detailed Study | Inactive | Withdrawn | 2024-07-11 | Not Started | No |  |  | Photovoltaic(4.99)/() | 4.99 | Kern | CA | 2026-06-06
GFID9288 |  | 2024-03-07 |  | Rule 21 | Rule 21 Export | Fast Track | Active | Elec Ind Test In Progress |  | Not Started | No |  |  | Photovoltaic(3)/() | 3 | Kern | CA | 2025-11-20
GFID9289 | 2024-03-07 | 2024-03-07 | 2024-05-16 | Rule 21 | Rule 21 Export | Detailed Study | Active | Elec Ind Test Complete |  | Not Started | No |  |  | Photovoltaic(5)/Energy Storage() | 5 | Riverside | CA | 2026-12-01 |  |  | Mayberry 115/12kV | [9 empty] | 1 | not found |  | 5)/Energy Storage() | 5 | 5 | 0 |  |  |  | ) |  |  |  | 0 |  |  | 0
GFID9290 | 2024-03-07 | 2024-03-07 | 2024-04-30 | Rule 21 | Rule 21 Export | Detailed Study | Inactive | Withdrawn |  | Not Started | No |  |  | Photovoltaic(5)/() |  | Kern | CA | 2025-11-15
GFID9291 | 2024-05-24 | 2024-03-15 | 2024-06-13 | Rule 21 | Rule 21 Export | Fast Track | Active | Fast Track Initial Review Complete |  | Not Started | No |  |  | Photovoltaic(6.3)/Energy Storage(6.3) | 5 | Tulare | CA | 2025-06-30 | [12 empty] | 1 | not found |  | 6.3)/Energy Storage(6.3) | 6.3 | 6.3 | 1.3 |  |  |  | 6.3) | 6.3 | 6.3 | 1.3 | 0 |  |  | 0
GFID9292 |  | 2024-03-15 |  | Rule 21 | Rule 21 Export | Fast Track | Inactive | Withdrawn | 2024-05-01 | Not Started | No |  |  | Photovoltaic(5)/() | 5 | Los Angeles | CA | 2025-06-30
GFID9293 | 2024-05-06 | 2024-03-06 | 2024-05-13 | Rule 21 | Rule 21 Export | Detailed Study | Inactive | Withdrawn | 2024-07-11 | Not Started | No |  |  | Photovoltaic(4)/() | 4 | Kern | CA | 2026-06-03
GFID9294 |  | 2024-03-06 |  | Rule 21 | Rule 21 Export | Detailed Study | Active | Elec Ind Test Complete |  | Not Started | No |  |  | Photovoltaic(4.98)/() |  | Kern | CA | 2025-04-15
GFID9295 |  | 2024-03-06 |  | Rule 21 | Rule 21 Export | Detailed Study | Inactive | Withdrawn | 2024-04-23 | Not Started | No |  |  | Photovoltaic(4.98)/() |  | San Bernardino | CA | 2025-04-15
GFID9296 | 2024-03-07 | 2024-03-07 | 2024-04-30 | Rule 21 | Rule 21 Export | Detailed Study | Inactive | Withdrawn | 2024-07-02 | Not Started | No |  |  | Photovoltaic(5)/Energy Storage() |  | Tulare | CA | 2025-11-15
GFID9297 | 2024-05-06 | 2024-03-06 | 2024-05-13 | Rule 21 | Rule 21 Export | Detailed Study | Inactive | Withdrawn | 2024-07-11 | Not Started | No |  |  | Photovoltaic(5)/() | 5 | Kern | CA | 2026-09-23
GFID9298 |  | 2024-03-07 |  | Rule 21 | Rule 21 Export | Fast Track | Inactive | Withdrawn | 2024-06-07 | Not Started | No | [6 empty] | 2025-11-20
GFID9299 | 2024-03-14 | 2024-03-14 | 2024-04-15 | Rule 21 | Rule 21 Export | Detailed Study | Inactive | Withdrawn | 2024-07-03 | Not Started | No |  |  | Photovoltaic()/() |  | Kern | CA | 2025-04-15
GFID9300 | 2024-03-14 | 2024-03-14 | 2024-04-15 | Rule 21 | Rule 21 Export | Detailed Study | Inactive | Withdrawn | 2024-07-03 | Not Started | No |  |  | Photovoltaic(4.98)/() |  | Kern | CA | 2025-04-15
GFID9301 | 2024-03-14 | 2024-03-14 | 2024-04-15 | Rule 21 | Rule 21 Export | Detailed Study | Inactive | Withdrawn | 2024-07-03 | Not Started | No |  |  | Photovoltaic()/() |  | San Bernardino | CA | 2025-04-15
GFID9302 | 2024-03-14 | 2024-03-14 | 2024-04-05 | Rule 21 | Rule 21 Export | Detailed Study | Inactive | Withdrawn | 2024-07-03 | Not Started | No |  |  | Photovoltaic()/() |  | Kern | CA | 2025-04-15
GFID9303 |  | 2024-03-15 |  | Rule 21 | Rule 21 Export | Fast Track | Inactive | Withdrawn | 2024-05-08 | Not Started | No |  |  | Photovoltaic(5)/() | 5 | San Bernardino | CA | 2025-06-30
GFID9304 | 2024-03-14 | 2024-03-14 | 2024-04-18 | Rule 21 | Rule 21 Export | Detailed Study | Inactive | Withdrawn | 2024-07-03 | Not Started | No |  |  | Photovoltaic(3.996)/() |  | San Bernardino | CA | 2025-04-15
GFID9305 |  | 2024-03-15 |  | Rule 21 | Rule 21 Export | Fast Track | Inactive | Withdrawn | 2024-05-01 | Not Started | No |  |  | Photovoltaic(5)/()/Photovoltaic(5) | 5 | Los Angeles | CA | 2025-06-30
GFID9306 | 2024-04-17 | 2024-03-07 | 2024-04-19 | Rule 21 | Rule 21 Export | Detailed Study | Inactive | Withdrawn | 2024-07-11 | Not Started | No |  |  | Photovoltaic(5) | 5 | San Bernardino | CA | 2025-11-20
GFID9307 | 2024-03-14 | 2024-03-14 | 2024-04-10 | Rule 21 | Rule 21 Export | Detailed Study | Inactive | Withdrawn | 2024-07-03 | Not Started | No |  |  | Photovoltaic(4.98)/() |  | Kern | CA | 2025-04-15
GFID9308 | 2024-05-21 | 2024-03-12 | 2024-05-24 | Rule 21 | Rule 21 Export | Fast Track | Inactive | Withdrawn | 2024-07-02 | Not Started | No |  |  | Photovoltaic(5) | 0.03 | Tulare | CA | 2025-06-30
GFID9309 |  | 2024-03-15 |  | Rule 21 | Rule 21 Export | Fast Track | Inactive | Withdrawn | 2024-05-28 | Not Started | No |  |  | Photovoltaic(7.2)/(7.2) | 5 | Tulare | CA | 2025-06-30
GFID9310 | 2024-05-24 | 2024-03-15 | 2024-06-12 | Rule 21 | Rule 21 Export | Fast Track | Active | Fast Track Initial Review Complete |  | Not Started | No |  |  | Photovoltaic(7.2)/Energy Storage(7.2) | 5 | Los Angeles | CA | 2025-06-30 | [12 empty] | 1 | not found |  | 7.2)/Energy Storage(7.2) | 7.2 | 7.2 | 2.2 |  |  |  | 7.2) | 7.2 | 7.2 | 2.2 | 0 |  |  | 0
GFID9311 |  | 1900-01-01 |  | Rule 21 | Rule 21 Export | Detailed Study | Active | Application Review In Progress |  | Not Started | No |  |  | Photovoltaic(4.98)/() |  | San Bernardino | CA | 2025-04-15
GFID9312 |  | 2024-03-12 |  | Rule 21 | Rule 21 Export | Fast Track | Inactive | Withdrawn | 2024-06-06 | Not Started | No |  |  | Photovoltaic(5) | 0.03 | Tulare | CA | 2025-06-30
GFID9313 |  | 2024-03-15 |  | Rule 21 | Rule 21 Export | Fast Track | Inactive | Withdrawn | 2024-05-24 | Not Started | No |  |  | Photovoltaic(7.2)/Energy Storage(7.2) | 4.4 | Los Angeles | CA | 2025-06-30 |  | Lloyd 12 kV % Del Sur 66/12 kV | Lloyd 12 kV % Del Sur 66/12 kV | Antelope 220/66 kV
GFID9314 |  | 2024-03-12 |  | Rule 21 | Rule 21 Export | Fast Track | Inactive | Withdrawn | 2024-05-30 | Not Started | No |  |  | Photovoltaic(6.3)/Energy Storage(6.3) | 5 | Los Angeles | CA | 2025-06-30
GFID9315 |  | 2024-03-15 |  | Rule 21 | Rule 21 Export | Fast Track | Inactive | Withdrawn | 2024-05-06 | Not Started | No |  |  | Photovoltaic(5)/() | 5 | Kern | CA
GFID9316 | 2024-04-19 | 2024-04-19 | 2024-05-24 | Rule 21 | Rule 21 Export | Detailed Study | Active | Elec Ind Test Complete |  | Not Started | No |  |  | Photovoltaic(5)/() | 0 | Ventura | CA | 2025-03-01 |  | Anton 16kV | Moorpark 66/16 kV | Moorpartk 220/66 kV
GFID9317 | 2024-05-06 | 2024-03-15 | 2024-05-20 | Rule 21 | Rule 21 Export | Fast Track | Active | Fast Track Initial Review Complete |  | Not Started | No |  |  | Photovoltaic(5)/() | 5 | Kern | CA |  |  | Tanager 12 kV | Banducci 66/12 kV | Windhub 220/66 kV system | [7 empty] | Windhub | 1 | Windhub | 230 | 5)/() | 5 | 5 | 0 | [7 empty] | 0 |  |  | 0
GFID9318 | 2024-03-15 | 2024-03-15 | 2024-05-14 | Rule 21 | Rule 21 Export | Fast Track | Inactive | Withdrawn | 2024-06-24 | Not Started | No |  |  | Photovoltaic(3)/() | 3 | Kern | CA | 2025-06-30
GFID9319 | 2024-05-17 | 2024-03-07 |  | Rule 21 | Rule 21 Export | Detailed Study | Active | System Impact Study In Progress |  | Not Started | No |  |  | Photovoltaic(3) | 3 | Kern | CA | 2026-02-01
GFID9320 | 2024-03-07 | 2024-03-07 | 2024-05-16 | Rule 21 | Rule 21 Export | Fast Track | Active | Elec Ind Test In Progress |  | Not Started | No |  |  | Photovoltaic(3) | 3 | Kern | CA | 2026-02-01
GFID9321 |  | 2024-03-07 |  | Rule 21 | Rule 21 Export | Fast Track | Inactive | Withdrawn | 2024-05-02 | Not Started | No |  |  | Photovoltaic(3) | 3 | Kern | CA | 2026-02-01
GFID9322 |  | 2024-03-07 |  | Rule 21 | Rule 21 Export | Fast Track | Active | System Impact Study In Progress |  | Not Started | No |  |  | Photovoltaic(3) | 3 | Kern | CA | 2026-02-01
GFID9323 |  | 2024-03-27 |  | Rule 21 | Rule 21 Export | Detailed Study | Inactive | Withdrawn | 2024-06-19 | Not Started | No |  |  | Photovoltaic(2.988)/() |  | San Bernardino | CA | 2025-09-01
GFID9324 | 2024-03-12 | 2024-03-12 | 2024-05-17 | Rule 21 | Rule 21 Export | Fast Track | Active | Supplemental Review In Progress |  | Not Started | No |  |  | Photovoltaic(4.98)/() | 4.98 | San Bernardino | CA | 2026-06-01
GFID9325 | 2024-03-12 | 2024-03-12 | 2024-05-17 | Rule 21 | Rule 21 Export | Fast Track | Inactive | Withdrawn | 2024-07-16 | Not Started | No |  |  | Photovoltaic(4.98)/() | 4.98 | San Bernardino | CA | 2026-06-01
GFID9327 | 2024-05-09 | 2024-03-07 | 2024-05-14 | Rule 21 | Rule 21 Export | Fast Track | Inactive | Withdrawn | 2024-07-09 | Not Started | No |  |  | Photovoltaic(3) | 3 | Kern | CA | 2026-02-01
GFID9328 |  | 2024-03-07 |  | Rule 21 | Rule 21 Export | Fast Track | Inactive | Withdrawn | 2024-06-19 | Not Started | No |  |  | Photovoltaic(3) | 3 | Kern | CA | 2026-02-01
GFID9329 |  | 2024-03-07 |  | Rule 21 | Rule 21 Export | Detailed Study | Inactive | Withdrawn | 2024-03-19 | Not Started | No
GFID9330 | 2024-05-20 | 2024-03-12 | 2024-06-04 | Rule 21 | Rule 21 Export | Fast Track | Active | Fast Track Initial Review Complete |  | Not Started | No |  |  | Photovoltaic(2.49)/() | 2.49 | Kern | CA | 2028-06-01
GFID9331 | 2024-03-12 | 2024-03-12 | 2024-05-10 | Rule 21 | Rule 21 Export | Fast Track | Active | Fast Track Initial Review Complete |  | Not Started | No |  |  | Photovoltaic(4.98)/() | 4.98 | Los Angeles | CA | 2026-06-01
GFID9332 | 2024-05-20 | 2024-03-12 | 2024-05-24 | Rule 21 | Rule 21 Export | Fast Track | Active | Supplemental Review In Progress |  | Not Started | No |  |  | Photovoltaic(4.98)/() | 4.98 | Kern | CA | 2028-04-01
GFID9333 | 2024-03-12 | 2024-03-12 | 2024-05-07 | Rule 21 | Rule 21 Export | Fast Track | Active | Fast Track Initial Review Complete |  | Not Started | No |  |  | Photovoltaic(4.98)/() | 4.98 | Tulare | CA | 2026-06-01
GFID9334 | 2024-03-12 | 2024-03-12 | 2024-04-30 | Rule 21 | Rule 21 Export | Detailed Study | Active | Fast Track Initial Review Complete |  | Not Started | No
GFID9335 | 2024-03-12 | 2024-03-12 | 2024-04-30 | Rule 21 | Rule 21 Export | Detailed Study | Active | Fast Track Initial Review Complete |  | Not Started | No |  |  | Photovoltaic(4.98) | 4.98 | San Bernardino | CA | 2028-05-01
GFID9336 | 2024-03-12 | 2024-03-12 | 2024-05-02 | Rule 21 | Rule 21 Export | Detailed Study | Active | Fast Track Initial Review Complete |  | Not Started | No |  |  | Photovoltaic(4.98) | 4.98 | San Bernardino | CA | 2028-03-31
GFID9337 |  | 2024-03-12 |  | Rule 21 | Rule 21 Export | Detailed Study | Active | Fast Track Initial Review Complete |  | Not Started | No |  |  |  | 4.98 | San Bernardino | CA | 2028-03-31
GFID9338 | 2024-03-12 | 2024-03-12 | 2024-05-02 | Rule 21 | Rule 21 Export | Detailed Study | Active | Fast Track Initial Review Complete |  | Not Started | No |  |  | Photovoltaic(4.98)/() | 4.98 | San Bernardino | CA | 2028-03-31
GFID9339 |  | 2024-03-12 |  | Rule 21 | Rule 21 Export | Fast Track | Active | Fast Track Initial Review Complete |  | Not Started | No |  |  |  | 4.98 | San Bernardino | CA | 2028-03-31
GFID9340 |  | 2024-03-12 |  | Rule 21 | Rule 21 Export | Fast Track | Active | Fast Track Initial Review Complete |  | Not Started | No
GFID9341 |  | 1900-01-01 |  | Rule 21 | Rule 21 Export | Detailed Study | Inactive | Withdrawn | 2024-03-19 | Not Started | No
GFID9342 | 2024-03-13 | 2024-03-13 | 2024-04-30 | Rule 21 | Rule 21 Export | DGS_020 | Active | Elec Ind Test Complete |  | Not Started | No |  |  | Photovoltaic(7.2) | 5 | [15 empty] | 1 | not found |  | 7.2) | 7.2 | 7.2 | 2.2 | [7 empty] | 0 |  |  | 0
GFID9343 | 2024-03-13 | 2024-03-13 | 2024-04-26 | Rule 21 | Rule 21 Export | Detailed Study | Active | Elec Ind Test Complete |  | Not Started | No |  |  | Photovoltaic(7.2) | 5 | [15 empty] | 1 | not found |  | 7.2) | 7.2 | 7.2 | 2.2 | [7 empty] | 0 |  |  | 0
GFID9344 |  | 2024-03-19 |  | Rule 21 | Rule 21 Export | Detailed Study | Active | Application Review In Progress |  | Not Started | No
GFID9345 | 2024-06-04 | 2024-03-19 | 2024-06-04 | Rule 21 | Rule 21 Export | Detailed Study | Inactive | Withdrawn | 2024-07-12 | Not Started | No
GFID9346 |  | 2024-06-11 |  | Rule 21 | Rule 21 Export | Fast Track | Active | Application Review In Progress |  | Not Started | No |  |  | Photovoltaic(2.34)/() | 4.298 | San Bernardino | CA | 2025-01-30 |  | Spike 12 kV | Bloomington Substation
GFID9347 |  | 2024-06-11 |  | Rule 21 | Rule 21 Export | Fast Track | Active | Application Review In Progress |  | Not Started | No |  |  | Photovoltaic(1.92)/() | 3.878 | San Bernardino | CA | 2025-01-30
GFID9348 |  | 2024-06-11 |  | Rule 21 | Rule 21 Export | Fast Track | Active | Application Review In Progress |  | Not Started | No |  |  | Photovoltaic(1.02)/() | 2.978 | San Bernardino | CA | 2025-01-30
GFID9349 |  | 2024-06-11 |  | Rule 21 | Rule 21 Export | Fast Track | Active | Application Review In Progress |  | Not Started | No |  |  | Photovoltaic(1.8)/() | 3.758 | San Bernardino | CA | 2025-01-30
GFID9350 |  | 2024-03-22 |  | Rule 21 | Rule 21 Export | Detailed Study | Active | Application Review In Progress |  | Not Started | No |  |  | Photovoltaic(5)/() |  | Los Angeles | CA | 2025-12-01
GFID9351 | 2024-06-18 | 2024-03-22 | 2024-07-01 | Rule 21 | Rule 21 Export | Detailed Study | Active | Elec Ind Test In Progress |  | Not Started | No |  |  | Photovoltaic(5.73)/() |  | Los Angeles | CA | 2025-12-01
GFID9352 | 2024-05-20 | 2024-03-22 | 2024-05-24 | Rule 21 | Rule 21 Export | Detailed Study | Inactive | Withdrawn | 2024-07-11 | Not Started | No |  |  | Photovoltaic(5.73)/() |  | San Bernardino | CA | 2025-12-01
GFID9353 |  | 1900-01-01 |  | Rule 21 | Rule 21 Export | Detailed Study | Inactive | Withdrawn |  | Not Started | No
GFID9354 | 2024-06-05 | 2024-03-20 | 2024-06-12 | Rule 21 | Rule 21 Export | Detailed Study | Inactive | Withdrawn | 2024-07-09 | Not Started | No |  |  | Photovoltaic(15.45)/Energy Storage() | 4.99 | Tulare | CA | 2026-10-01
GFID9355 | 2024-05-06 | 2024-04-25 | 2024-05-07 | Rule 21 | Rule 21 Export | Detailed Study | Inactive | Withdrawn | 2024-07-10 | Not Started | No |  |  | Photovoltaic(4.98)/() |  | San Bernardino | CA | 2026-05-01 |  | Speth 12 kV | Hinkley 33/12 kV Substation | Tortilla 115 kV Bus
GFID9356 | 2024-04-29 | 2024-04-01 | 2024-05-01 | Rule 21 | Rule 21 Export | Detailed Study | Active | On Hold |  | Not Started | No |  |  |  |  | San Bernardino | CA | 2026-03-12
GFID9357 | 2024-03-13 | 2024-03-13 | 2024-04-26 | Rule 21 | Rule 21 Export | Fast Track | Inactive | Withdrawn | 2024-07-03 | Not Started | No
GFID9359 | 2024-06-13 | 2024-04-02 | 2024-06-27 | Rule 21 | Rule 21 Export | Detailed Study | Inactive | Withdrawn | 2024-07-10 | Not Started | No |  |  | Photovoltaic(4.99)/(4.99) |  | San Bernardino | CA | 2026-03-14
GFID9358 |  | 2024-04-03 | 2024-06-12 | Rule 21 | Rule 21 Export | Fast Track | Active | Supplemental Review In Progress |  | Not Started | No |  |  | Photovoltaic(2.81) |  | Los Angeles | CA | 2026-10-03
GFID9360 | 2024-04-05 | 2024-04-05 | 2024-04-18 | Rule 21 | Rule 21 Export | Detailed Study | Inactive | Withdrawn | 2024-07-10 | Not Started | No |  |  | Photovoltaic(19.99)/() | 19.99 | San Bernardino | CA | 2026-03-29
GFID9363 | 2024-06-04 | 2024-04-25 | 2024-06-12 | Rule 21 | Rule 21 Export | Fast Track | Active | Fast Track Initial Review Complete |  | Not Started | No |  |  | Photovoltaic(3.984)/Energy Storage() |  | San Bernardino | CA | 2025-10-01
GFID9362 |  | 1900-01-01 |  | Rule 21 | Rule 21 Export | Detailed Study | Active | Application Review In Progress |  | Not Started | No |  |  |  | 4.998 | San Bernardino | CA | 2026-04-20
GFID9366 |  | 2024-05-10 | 2024-06-20 | Rule 21 | Rule 21 Export | Fast Track | Active | Fast Track Initial Review Complete |  | Not Started | No |  |  | Photovoltaic(5.322)/() |  | San Bernardino | CA | 2025-12-15
GFID9368 | 2024-04-26 | 2024-04-26 | 2024-05-09 | Rule 21 | Rule 21 Export | Fast Track | Active | Fast Track Initial Review Complete |  | Not Started | No |  |  | Photovoltaic(4.98)/() |  | Tulare | CA | 2025-10-01
GFID9370 |  | 2024-04-29 |  | Rule 21 | Rule 21 Export | Detailed Study | Active | IA Negotiation |  | Not Started | No |  |  | Photovoltaic(4) | 4 | Los Angeles | CA | 2023-09-05
GFID9371 |  | 2024-04-29 |  | Rule 21 | Rule 21 Export | Detailed Study | Active | Application Review In Progress |  | Not Started | No |  |  | Photovoltaic(4) | 4 | Los Angeles | CA | 2023-09-05
GFID9372 | 2024-06-12 | 2024-05-07 | 2024-06-27 | Rule 21 | Rule 21 Export | Fast Track | Active | Fast Track Initial Review Complete |  | Not Started | No |  |  | Photovoltaic(0.975)/Energy Storage() | 0.999 | Riverside | CA | 2026-04-01
GFID9373 | 2024-06-12 | 2024-05-07 | 2024-06-27 | Rule 21 | Rule 21 Export | Fast Track | Active | Fast Track Initial Review Complete |  | Not Started | No |  |  | Photovoltaic(0.975)/Energy Storage() | 0.999 | Riverside | CA | 2026-04-01
GFID9374 | 2024-07-10 | 2024-05-16 | 2024-07-24 | Rule 21 | Rule 21 Export | Fast Track | Active | Fast Track Initial Review In Progress |  | Not Started | No |  |  | (2.998)/(2.988) |  | Riverside | CA | 2025-11-01
GFID9375 |  | 2024-05-21 |  | Rule 21 | Rule 21 Export | Detailed Study | Active | Application Review In Progress |  | Not Started | No |  |  | Photovoltaic(5.1)/Energy Storage(8.4) | 4.998 | San Bernardino | CA | 2026-04-20 |  | Baroid 33 kV | Gale 115/33 kV | Coolwater 115 kV Bus
WDT2039 | 2024-05-28 | 2024-05-28 | 2024-06-18 | WDAT | GIP - ISP | ISP | Active | Elec Ind Test Complete |  | Not Started | No |  |  | Energy Storage(10) | 10 | Orange | CA | 2026-05-01 | [12 empty] | 1 | not found | [8 empty] | 10) | 10 | 10 | 0 | 0 |  |  | 0
WDT2040 |  | 2024-05-28 |  | WDAT | GIP - ISP | ISP | Active | Application Review In Progress |  | Not Started | No |  |  | Photovoltaic(54.098)/Energy Storage(54.8) |  | Los Angeles | CA
GFID9377 |  | 1900-01-01 |  | Rule 21 | Rule 21 Export | Fast Track | Active | Application Review In Progress |  | Not Started | No |  |  | Photovoltaic()/() | 3 | Kern | CA | 2026-02-01
GFID9378 |  | 2024-05-20 |  | Rule 21 | Rule 21 Export | Detailed Study | Active | Application Review In Progress |  | Not Started | No |  |  | Photovoltaic(3.75) |  | Los Angeles | CA | 2025-09-30
GFID9379 | 2024-05-20 | 2024-05-20 | 2024-06-17 | Rule 21 | Rule 21 Export | Detailed Study | Inactive | Withdrawn | 2024-07-15 | Not Started | No |  |  | Photovoltaic(5)/() | 5 | San Bernardino | CA | 2026-06-30
GFID9380 |  | 2024-06-04 |  | Rule 21 | Rule 21 Export | Detailed Study | Active | Withdrawn | 2024-06-19 | Not Started | No |  |  | Photovoltaic(3.486)/Energy Storage() |  | Ventura | CA | 2025-05-31
GFID9381 | 2024-05-30 | 2024-05-30 | 2024-06-17 | Rule 21 | Rule 21 Export | Detailed Study | Inactive | Withdrawn | 2024-07-11 | Not Started | No |  |  | Photovoltaic(5)/() | 5 | San Bernardino | CA | 2026-06-30
GFID9382 | 2024-07-30 | 2024-06-12 | 2024-07-30 | Rule 21 | Rule 21 Export | Detailed Study | Active | Fast Track Initial Review In Progress |  | Not Started | No |  |  | Photovoltaic(2.55)/(7.24) | 2.499 | San Bernardino | CA | 2025-12-23 |  | Santana 33 kV Circuit | Hi Desert 115/33 kV Substation | Devers 220 kV Bus
GFID9383 |  | 2024-06-12 |  | Rule 21 | Rule 21 Export | Detailed Study | Inactive | Withdrawn | 2024-06-20 | Not Started | No |  |  | Photovoltaic(2.499)/Energy Storage() | 2.499 | Kern | CA | 2026-05-31 |  | Duntley 12 kV Substation | Neenach 66/12 kV Substation | Antelope - Neenach 66 kV TL
GFID9384 |  | 2024-06-12 |  | Rule 21 | Rule 21 Export | Detailed Study | Inactive | Withdrawn | 2024-06-20 | Not Started | No |  |  | Photovoltaic(2.499)/Energy Storage() | 2.499 | San Bernardino | CA | 2026-05-31 |  | Sky-Hi 12 kV Circuit | Lucerne 33/12 kV Substation | Victor 115 kV Bus
GFID9385 |  | 2024-06-12 |  | Rule 21 | Rule 21 Export | Detailed Study | Inactive | Withdrawn | 2024-06-20 | Not Started | No |  |  | Photovoltaic(2)/Energy Storage(2) | 2 | San Bernardino | CA | 2026-05-31 |  | Bragdon 12 kV Circuit | Harvard 33/12 kV Substation | Coolwater 115 kV Bus
GFID9386 |  | 2024-06-12 |  | Rule 21 | Rule 21 Export | Detailed Study | Inactive | Withdrawn | 2024-06-20 | Not Started | No |  |  | Photovoltaic(2)/Energy Storage(2) | 1.6 | San Bernardino | CA | 2026-05-31 |  | Dairy 12 kV Circuit | Hinkley 33/12 kV Substation | Tortilla 115 kV Bus
GFID9387 |  | 1900-01-01 |  | Rule 21 | Rule 21 Export | Detailed Study | Active | Application Review In Progress |  | Not Started | No |  |  | Energy Storage() | 3 | Kern | CA | 2024-03-01
GFID9388 |  | 1900-01-01 |  | Rule 21 | Rule 21 Export | Detailed Study | Active | Application Review In Progress |  | Not Started | No |  |  | Energy Storage() | 3 | Tulare | CA | 2024-03-01
GFID9389 | 2024-07-09 | 2024-06-20 | 2024-07-09 | Rule 21 | Rule 21 Export | Detailed Study | Active | Elec Ind Test In Progress |  | Not Started | No |  |  | Photovoltaic(5)/Energy Storage(5) | 5 | Ventura | CA | 2026-06-30 |  | Rosa 16 kV % | Rosa 16 kV % | Santa Clara 220/66 System | [7 empty] | Santa Clara | 1 | Santa Clara | 230 | 5)/Energy Storage(5) | 5 | 5 | 0 |  |  |  | 5) | 5 | 5 | 0 | 0 |  |  | 0
GFID9390 |  | 2024-06-17 |  | Rule 21 | Rule 21 Export | Detailed Study | Active | IA Negotiation |  | In Draft | No
GFID9392 |  | 2024-07-17 |  | Rule 21 | Rule 21 Export | Fast Track | Active | Application Review In Progress |  | Not Started | No |  |  | Photovoltaic(1.124)/Energy Storage()/() | 4.5 | Los Angeles | CA | 2025-05-01
GFID9393 |  | 2024-07-11 |  | Rule 21 | Rule 21 Export | Detailed Study | Active | Application Review In Progress |  | Not Started | No |  |  | Photovoltaic(4.99) | 4.99 | Tulare | CA | 2026-06-28
GFID9394 |  | 2024-07-11 |  | Rule 21 | Rule 21 Export | Detailed Study | Active | Application Review In Progress |  | Not Started | No |  |  | Photovoltaic(4.99) | 4.99 | San Bernardino | CA | 2026-06-28
GFID9395 |  | 2024-07-15 |  | Rule 21 | Rule 21 Export | Detailed Study | Active | Application Review In Progress |  | Not Started | No |  |  | Photovoltaic(5) | 4.99 | Tulare | CA | 2026-06-29
GFID9396 |  | 2024-07-09 |  | Rule 21 | Rule 21 Export | Fast Track | Active | Application Review In Progress |  | Not Started | No |  |  | Photovoltaic(1.65)/Energy Storage(7.2) | 1.6 | San Bernardino | CA | 2026-07-31 |  | Dairy 12 kV | Hinkley 33/12 kV % Remote 33 kV % Barstow 33/33 kV % Poco 33 kV % Tortilla 115/33 kV | Tortilla 115 kV Bus
GFID9397 |  | 1900-01-01 |  | Rule 21 | Rule 21 Export | Fast Track | Active | Application Review In Progress |  | Not Started | No |  |  | Photovoltaic(4.998)/Energy Storage() | 4.998 | San Bernardino | CA | 2026-07-02
GFID9398 |  | 2024-07-11 |  | Rule 21 | Rule 21 Export | Fast Track | Active | Application Review In Progress |  | Not Started | No |  |  | Photovoltaic(2.1)/(7.2) | 2 | San Bernardino | CA | 2026-07-02 |  | Bragdon 12 kV | Harvard 33/12 kV % Baroid 33 kV % Gale 115/33 kV | Coolwater 115 kV Bus
GFID9399 |  | 2024-07-17 |  | Rule 21 | Rule 21 Export | Fast Track | Active | Application Review In Progress |  | Not Started | No |  |  | Energy Storage(0.979) | 0.979 | San Bernardino | CA | 2025-06-24
GFID9400 |  | 2024-07-17 |  | Rule 21 | Rule 21 Export | Fast Track | Active | Application Review In Progress |  | Not Started | No |  |  | ()/Energy Storage(0.979) | 0.979 | San Bernardino | CA | 2025-06-24
GFID9401 |  | 2024-07-17 |  | Rule 21 | Rule 21 Export | Fast Track | Active | Application Review In Progress |  | Not Started | No |  |  | Energy Storage(0.979) | 0.979 | San Bernardino | CA | 2025-06-24
GFID9402 |  | 2024-07-19 |  | Rule 21 | Rule 21 Export | Detailed Study | Active | Application Review In Progress |  | Not Started | No |  |  | Photovoltaic(3) | 3 | Tulare | CA | 2026-07-03
GFID9403 |  | 2024-07-30 |  | Rule 21 | Rule 21 Export | Detailed Study | Active | Application Review In Progress |  | Not Started | No |  |  | Photovoltaic(2.75) | 2.75 | San Bernardino | CA | 2026-07-20
WDT2041 |  | 2024-07-25 |  | WDAT | GIP - ISP | ISP | Active | Application Review In Progress |  | Not Started | No |  |  |  | 0.525 | Los Angeles | CA | 2026-05-01
GFID9404 |  | 2024-07-23 |  | Rule 21 | Rule 21 Export | Detailed Study | Active | Application Review In Progress |  | Not Started | No
GFID9405 |  | 1900-01-01 |  | Rule 21 | Rule 21 Export | Detailed Study | Active | Application Review In Progress |  | Not Started | No
GFID9406 |  | 2024-07-25 |  | Rule 21 | Rule 21 Export | Detailed Study | Active | Application Review In Progress |  | Not Started | No |  |  | Photovoltaic(3)/Energy Storage(2) | 0.1125 | Riverside | CA | 2029-10-01
GFID9407 |  | 2024-07-26 |  | Rule 21 | Rule 21 Export | Fast Track | Active | Application Review In Progress |  | Not Started | No
GFID9408 |  | 2024-07-29 |  | Rule 21 | Rule 21 Export | Fast Track | Active | Application Review In Progress |  | Not Started | No
GFID9409 |  | 2024-07-30 |  | Rule 21 | Rule 21 Export | Fast Track | Active | Application Review In Progress |  | Not Started | No
WDT10043 |  | 2023-03-24 | 2023-08-09 | WDAT | GIP - ISP | ISP | Active | Parked | [5 empty] | Photovoltaic(20000) | 18.2 | Kern | CA | 2025-05-30 | 2025-05-30 | -117.547276, 35.012830 |  |  | Rurals | Isner | Kramer 220/115 System | Kramer 115/33 (D) |  |  |  | Kramer | 1 | Kramer | 115 | 20000) | 20 | 20 | 1.8 | [7 empty] | 0 |  |  | 0
WDT10114 |  | 2023-04-19 | 2023-07-11 | WDAT | GIP-Fast Track | Fast Track | [5 empty] | 2023-11-02 |  |  | 1.4 | Tulare | CA | 2023-07-01 | 2023-07-01 | Porterville 66/12 (D) |  |  | San Joaquin | Success | Springville 220/66 | Porterville 66/12 (D)
WDT10124 |  | 2023-05-30 | 2023-06-16 | WDAT | GIP - ISP | ISP | Inactive | Withdrawn | 2023-06-16 | Withdrawn (No Agrmt) | N/A |  |  | Photovoltaic(5) | 5 | Kern | CA | 2024-10-01 | 2024-10-01 | 35°37’21.99”N, 117°45’31.64”W |  |  | Rurals
WDT10228 |  | 2023-05-30 | 2023-06-10 | WDAT | GIP - ISP | ISP | Inactive | Withdrawn | 2023-06-16 | Withdrawn (No Agrmt) | N/A |  |  | Photovoltaic(3) | 3 | Kern | CA | 2024-10-01 | 2024-10-01 | 35° 3’ 22.84”N, 118° 11’ 0.40”W |  |  | North Coast
WDT10241 |  | 2023-06-23 | 2023-10-24 | WDAT | GIP - ISP | ISP | Inactive | Withdrawn | 2023-12-01 | Withdrawn (No Agrmt) | N/A |  |  |  | 4.94 | Tulare | CA | 2025-05-31 | 2025-05-31 | Terra Bella 66/12 (D) |  |  | San Joaquin | Ducor | Vestal 220/66 | Terra Bella 66/12 (D) | Vestal | 230
WDT10254 |  | 2023-08-02 | 2023-08-28 | WDAT | GIP-Fast Track | Fast Track | Inactive | Withdrawn | 2023-09-12 | Withdrawn (No Agrmt) | N/A |  |  |  | 1.98 | San Bernardino | CA | 2024-06-30 | 2024-06-30 | 34.398462, -117.403670 |  |  | Rurals | Tunnel | Victor 220/115 System | Aqueduct 115/12 (D)
WDT10257 |  | 2023-08-02 | 2023-08-16 | WDAT | GIP-Fast Track | Fast Track | Inactive | Withdrawn | 2023-09-12 | Withdrawn (No Agrmt) | N/A |  |  |  | 1.98 | San Bernardino | CA | 2024-06-30 | 2024-06-30 | 34.398462, -117.40367 |  |  | Rurals | Tunnel | Victor 220/115 System | Aqueduct 115/12 (D)
WDT10196 |  | 2023-06-02 | 2023-08-01 | WDAT | GIP - ISP | ISP | Inactive | Withdrawn |  | Withdrawn (No Agrmt) | N/A |  |  | Photovoltaic(5) | 5 | San Bernardino | CA | 2024-10-01 | 2024-10-01 | 34°31’42.78”N, 117°27’3.08”W |  |  | Rurals
WDT10217 |  | 2023-05-31 | 2023-09-26 | WDAT | GIP - ISP | ISP | Inactive | Withdrawn |  | Withdrawn (No Agrmt) | N/A |  |  |  | 4.94 | Kern | CA | 2025-05-31 | 2025-05-31 | Randsburg 115/33 (D) |  |  | Rurals |  | Kramer 220/115 | Randsburg 115/33 (D) | Ransburg | 115
WDT10206 |  | 2023-05-01 |  | WDAT | GIP-Cluster Study | QC_015 | Inactive | Withdrawn | 2023-05-19 | Withdrawn (No Agrmt) | N/A |  |  | Energy Storage(240) | 200 | San Bernardino | CA | 2026-04-01 | 2026-04-01 | 34.85895, -116.85418 |  |  | Rurals |  | 230kV | Other
WDT10216 |  | 2023-05-31 | 2023-10-24 | WDAT | GIP - ISP | ISP | Inactive | Withdrawn | 2023-12-01 | Withdrawn (No Agrmt) | N/A |  |  |  | 4.89 | Kern | CA | 2025-05-31 | 2025-05-31 | Quinn 66/12 (D) |  |  | San Joaquin |  | Vestal 220/66 | Quinn 66/12 (D) | Vestal | 230
WDT10529 |  | 2024-06-21 |  | WDAT | GIP - ISP | ISP | Active | Application Review In Progress |  | Not Started | No |  |  |  | 200 | San Bernardino | CA | 2024-04-02 | 2024-04-02 | 34.009259, -117.329270 |  |  | Desert |  | Vista 220/115 | Other |  |  |  | Vista (SCE) | 1 | Vista (SCE) | 230 | [11 empty] | 0 |  |  | 0
WDT10462 |  |  |  | WDAT | GIP - ISP |  | Active | Application Review In Progress |  | Not Started | No |  |  |  | 4.999 | San Bernardino | CA | 2025-11-30 | 2025-11-30 | 34.797664, -117.346547 |  |  | Rurals
WDT10258 |  | 2023-08-02 | 2023-08-16 | WDAT | GIP-Fast Track | Fast Track | Inactive | Withdrawn | 2023-09-12 | Withdrawn (No Agrmt) | N/A |  |  |  | 1.98 | San Bernardino | CA | 2024-06-30 | 2024-06-30 | 34.398462, -117.403670 |  |  | Rurals
WDT10259 |  | 2023-08-02 | 2023-09-18 | WDAT | GIP-Fast Track | Fast Track | Inactive | Withdrawn | 2024-03-19 | Withdrawn (No Agrmt) | N/A |  |  |  | 1.98 | San Bernardino | CA | 2024-06-30 | 2024-06-30 | 34.398462, -117.403670 |  |  | Rurals
WDT10095 |  | 2023-08-21 | 2023-09-07 | WDAT | GIP-Fast Track | Fast Track | Active - Post IA | Initiate Study True Up | [5 empty] | Internal Combustion Engine - Natural Gas Fueled() | 5 | San Bernardino | CA | 2021-12-20 | 2021-12-20 | 34-9'8.98"N, 117-13'54.45W |  |  | Desert |  | San Bernardino 220/66 | Other |  |  |  |  | 1 | San Bernardino | 230 | [11 empty] | 0 |  |  | 0
WDT10253 |  | 2023-08-02 | 2023-08-21 | WDAT | GIP-Fast Track | Fast Track | Inactive | Withdrawn | 2023-09-12 | Withdrawn (No Agrmt) | N/A |  |  |  | 1.98 | Los Angeles | CA | 2024-06-30 | 2024-06-30 | 34.720161, -118.183925 |  |  | North Coast
WDT10255 |  | 2023-08-02 | 2023-08-21 | WDAT | GIP - ISP | ISP | Inactive | Withdrawn | 2023-09-12 | Withdrawn (No Agrmt) | N/A |  |  |  | 1.98 | Los Angeles | CA | 2024-06-30 | 2024-06-30 | 34.720161, -118.183925 |  |  | North Coast
WDT10256 |  | 2023-08-02 | 2023-10-16 | WDAT | GIP-Fast Track | Fast Track | Inactive | Withdrawn | 2024-01-10 | Withdrawn (No Agrmt) | N/A |  |  |  | 1.98 | Los Angeles | CA | 2024-06-30 | 2024-06-30 | 34.720161, -118.183925 |  |  | North Coast
WDT10245 |  | 2023-06-23 | 2023-12-04 | WDAT | GIP - ISP | ISP | Inactive | Withdrawn |  | Withdrawn (No Agrmt) | N/A |  |  |  | 4.94 | San Bernardino | CA | 2025-05-31 | 2025-05-31 | Lucerne 33/12 (D) |  |  | Rurals |  | Victor 220/115 | Lucerne 33/12 (D) | Victor | 115
WDT10008 |  | 2022-12-08 | 2022-12-09 | WDAT | GIP-Fast Track | Fast Track | Active | Application Review In Progress |  | Not Started | No |  |  | Photovoltaic(2) | 1 | San Bernardino | CA | 2014-11-30 | 2014-11-30 | Wimbledon 66/12 (D) |  |  | Desert |  | Etiwanda 220/66 | Wimbledon 66/12 (D) | Etiwanda | 230
WDT10219 |  | 2023-07-20 | 2023-09-21 | WDAT | GIP - ISP | ISP | Inactive | Withdrawn |  | Withdrawn (No Agrmt) | N/A |  |  | Energy Storage(6400) | 4.916 | Los Angeles | CA | 2025-04-01 | 2025-04-01 | Wilsona 66/12kV |  |  | North Coast |  |  | Wilsona 66/12kV
WDT10467 |  | 2024-03-05 | 2024-04-22 | WDAT | GIP-Fast Track | Fast Track | Active | Application Review In Progress |  | Not Started | No |  |  |  | 2 | Los Angeles | CA | 2024-09-01 | 2024-09-01 | Little Rock 66/12 (D) |  |  | North Coast |  | Antelope 220/66 | Little Rock 66/12 (D)
WDT10547 |  | 2024-06-26 | 2024-07-31 | WDAT | GIP-Fast Track | Fast Track | Active | Application Review In Progress |  | Not Started | No |  |  |  | 2 | Los Angeles | CA | 2024-12-13 | 2024-12-13 | Little Rock 66/12 (D) |  |  | North Coast |  | Antelope 220/66 | Little Rock 66/12 (D)
WDT10457 |  | 2024-03-04 | 2024-07-08 | WDAT | GIP-Fast Track | Fast Track | Active | Fast Track Initial Review In Progress |  | Not Started | No |  |  |  | 3 | Los Angeles | CA | 2025-11-30 | 2025-11-30 | Oasis 66/12 (D) |  |  | North Coast |  | Antelope 220/66 | Oasis 66/12 (D)
WDT10366 |  | 2023-10-09 | 2023-11-27 | WDAT | GIP - ISP | ISP | Inactive | Withdrawn | 2024-01-02 | Withdrawn (No Agrmt) | N/A |  |  |  | 4.9993 | Kern | CA | 2025-09-01 | 2025-09-01 | 35°6’35.04” N, 118°23’47.62” W |  |  | North Coast
WDT10545 |  |  |  | WDAT |  |  | Active | Application Review In Progress |  | Not Started | No |  |  |  | 0 | Tulare | CA | 2025-06-27 | 2025-06-27 | 35.964191, -119.072078 |  |  | San Joaquin
WDT10550 |  | 2024-07-09 | 2024-07-30 | WDAT | GIP-Fast Track | Fast Track | Active | Application Review In Progress |  | Not Started | No |  |  |  | 4 | Ventura | CA | 2025-12-31 | 2025-12-31 | Casitas 66/16 (D) |  |  | North Coast |  | Santa Clara 220/66 | Casitas 66/16 (D)
WDT10502 |  | 2024-04-29 | 2024-07-11 | WDAT | GIP - ISP | ISP | Active | Application Review In Progress |  | Not Started | No |  |  |  | 45 | Ventura | CA | 2026-06-01 | 2026-06-01 | 34.25511111, -119.24247778 |  |  | North Coast |  | SANTA CLARA |  |  |  |  | San Miguel | 1 | Santa Clara | 230 | [11 empty] | 0 |  |  | 0
WDT10553 |  | 2024-07-09 |  | WDAT | GIP-Fast Track | Fast Track | Active | Application Review In Progress |  | Not Started | No |  |  |  | 4 | Ventura | CA | 2025-12-31 | 2025-12-31 | Saticoy 66/16 (D) |  |  | North Coast |  | Santa Clara 220/66 | Saticoy 66/16 (D)
WDT10233 |  | 2023-10-24 | 2023-11-07 | WDAT | GIP-Fast Track | Fast Track | Active | Application Review In Progress |  | Not Started | No |  |  |  | 1 | San Bernardino | CA | 2024-01-15 | 2024-01-15 | 45.346, 67.345 |  |  | Rurals
WDT10125 |  | 2023-05-30 | 2023-07-22 | WDAT | GIP - ISP | ISP | Inactive | Withdrawn |  | Withdrawn (No Agrmt) | N/A |  |  | Photovoltaic(3) | 3 | Kern | CA | 2024-10-01 | 2024-10-01 | 35°18’48.29”N, 117°57’1.07”W
WDT10178 |  | 2023-05-31 | 2023-08-02 | WDAT | GIP - ISP | ISP | Inactive | Withdrawn |  | Withdrawn (No Agrmt) | N/A |  |  |  | 4.94 | Kern | CA | 2025-05-31 | 2025-05-31 | Cantil 33/12 (D) |  |  |  |  | Kramer 220/115 | Cantil 33/12 (D) | Kramer | 115
WDT10373 |  | 2023-09-01 | 2023-09-26 | WDAT | GIP-Fast Track | Fast Track | [5 empty] | 2024-03-05 |  |  | 0.68 |  |  | 2025-01-15 | 2025-01-15 | 33.9790026, -118.1518047

## Previous cycle PGE
PG&E Wholesale Distribution Queue Posted: |  |  | 2024-08-29 | [17 empty] | Not found | 523
Interconnection Requests Received Through: |  |  | 2024-07-31 | [17 empty] | Count total for mapping | 886
1 | 2 | 3 | 4 | 5 | 6 | 7 | 8 | 9 | 10 | 11 | 12 | 13 | 14 | 15 | 16 | 17 | 18 | 19 | 20 | 21 | 22
Date Interconnection Request Received by PG&E | Revised Queue Number (5/31/12) | Interconnection Process Type Applied For | Current Process Type | Current Interconnection Request Status | Customer Requested COD (from application) | Updated Commercial Operation Date | Actual In-Service Date | Facility County | Substation | Generation Type | Summer Max Capacity (MW) | Date Interconnection Request Deemed Complete | Date Initial Review Provided to Applicant | Initial Review Results (and Fail Reasons if Failed) | Date Supplemental Review Provided To Applicant | Supplemental Review Results (and Fail Reasons if Failed) | Electrical Independence Test Results | Date System Impact Study / Phase 1 Provided To Applicant | Date Facilities Study / Phase 2 Provided To Applicant | Interconnection Agreement Status | Notes | Helper column | Mapping Sub Name | Voltage | Solar MW | Solar MW Beyond IC | Wind MW | Battery MW | Storage MW | Battery and Storage MW | Online already | Contracted | Other in-development NRI/other | Has executed IA
2006-02-23 | 0001-WD | Independent Study | Independent Study | In Service | Not Provided | 6/15/2009 | 5/6/2009 | CONTRA COSTA | WILLOW PASS SUB | Engine | 3.852 | 3/30/2006 | N/A | N/A | N/A | N/A | N/A | 8/3/2006 | 3/8/2007 | Executed | No former queue position
2006-09-22 | 0002-WD | Fast Track | Fast Track | Withdrawn | 1/1/2008 | Withdrawn | Withdrawn | Withdrawn | Withdrawn | Other | 1 | Complete | Withdrawn | Withdrawn | Withdrawn | Withdrawn | Withdrawn | Withdrawn | Withdrawn | Withdrawn | No former queue position
2007-03-21 12:00 | 0003-WD | Fast Track | Independent Study | In Service | 8/8/2008 | 8/11/2008 | 8/1/2008 | UNINC EL DORADO | PLACERVILLE SUB | Hydro | 0.375 | 4/27/2007 | 5/21/2007 | Fail Screens: 10 | N/A | N/A | N/A | 8/10/2007 | 2/8/2008 | Executed | No former queue position
2007-03-21 12:00 | 0004-WD | Fast Track | Independent Study | In Service | 5/22/2009 | 5/22/2009 | 3/12/2009 | UNINC EL DORADO | PLACERVILLE SUB | Hydro | 0.58 | 4/27/2007 | 5/21/2007 | Fail Screens: 10 | N/A | N/A | N/A | 8/16/2007 | 2/20/2008 | Executed | No former queue position
2007-06-07 | 0005-WD | Fast Track | Independent Study | In Service | 1/6/2009 | 9/1/2008 | 11/25/2008 | YUBA | WHEATLAND SUB | Engine | 1.6 | 7/16/2007 | 8/6/2007 | Fail Screens: 10 | N/A | N/A | N/A | 11/1/2007 | 7/25/2008 | Executed | No former queue position
2007-06-15 | 0006-WD | Independent Study | Independent Study | In Service | 3/31/2011 | 2/1/2010 | 9/13/2011 | ALAMEDA | OAKLAND L SUB | Engine | 4.5 | 1/11/2008 | N/A | N/A | N/A | N/A | N/A | 4/23/2008 | 3/31/2009 | Executed | Former queue position: W2
2007-11-16 | 0007-WD | Fast Track | Independent Study | Withdrawn | Not Provided | Withdrawn | Withdrawn | ALAMEDA | HERDLYN SUB | Solar PV | 2 | 12/12/2007 | 1/3/2008 | Fail Screens: 10 | Withdrawn | Withdrawn | Withdrawn | Withdrawn | Withdrawn | Withdrawn | Former queue position: W3
2008-03-30 | 0008-WD | Independent Study | Independent Study | Withdrawn | Not Provided | Withdrawn | Withdrawn | SHASTA | WHITMORE SUB | Solar PV | 0.52 | 05/05/2008 | Withdrawn | Withdrawn | Withdrawn | Withdrawn | Withdrawn | Withdrawn | Withdrawn | Withdrawn | Former queue position: W3a
2008-04-15 | 0009-WD | Independent Study | Independent Study | In Service | 11/1/2009 | 7/1/2009 | 11/20/2009 | SANTA CRUZ | PAUL SWEET SUB | Engine | 2 | 7/16/2008 | N/A | N/A | N/A | N/A | N/A | 4/1/2011 | 1/27/2009 | Executed | No former queue position
2008-06-02 | 0010-WD | Independent Study | Independent Study | Withdrawn | Not Provided | Withdrawn | Withdrawn | SIERRA | ALLEGHANY SUB | Hydro | 0.05 | 9/8/2010 | Withdrawn | Withdrawn | Withdrawn | Withdrawn | Withdrawn | Withdrawn | Withdrawn | Withdrawn | Former queue position: W4
2021-08-25 09:23 | 2909-WD | Independent Study | Independent Study | Active | 12/31/2025 |  |  | LAKE | EAGLE ROCK SUB | Wind | 131.2 | 9/15/2021 | N/A | N/A (Independent Study) | N/A | N/A (Independent Study) | Pass | 2023-08-30 | 2024-05-24 |  | No former queue position | EAGLE ROCK | Eagle Rock (PGE) | 60 |  |  | 131.2 |  |  |  | 0 |  |  | 0
2008-07-28 | 0012-WD | Fast Track | Independent Study | Withdrawn | Not Provided | Withdrawn | Withdrawn | SANTA CRUZ | BEN LOMOND SUB | Hydro | 0.06 | 12/19/2008 | 1/8/2009 | Fail Screens: 10 | Withdrawn | Withdrawn | Withdrawn | Withdrawn | Withdrawn | Withdrawn | Former queue position: W6
2008-09-12 | 0013-WD | Independent Study | Independent Study | Withdrawn | Not Provided | Withdrawn | Withdrawn | KERN | LAMONT SUB | Reciprocating Engine | 1.6 | Complete | Withdrawn | Withdrawn | Withdrawn | Withdrawn | Withdrawn | Withdrawn | Withdrawn | Withdrawn | Duplicate entry; former queue position: W7
2008-09-22 | 0014-WD | Independent Study | Independent Study | In Service | 3/15/2012 | 12/21/2012 | 4/10/2013 | MONTEREY | GONZALES SUB | Engine | 1.416 | 9/22/2008 | N/A | N/A | N/A | N/A | N/A | 1/19/2010 | N/A | Executed | Former queue position: W8
2008-09-26 | 0015-WD | Independent Study | Independent Study | In Service | 6/30/2010 | 4/28/2011 | 4/28/2011 | MERCED | EL CAPITAN SUB | Steam Turbine | 0.75 | Complete | N/A | N/A | N/A | N/A | N/A | 3/10/2010 | 10/19/2010 | Executed | Former queue position: W9
2008-10-03 | 0016-WD | Independent Study | Independent Study | Withdrawn | Not Provided | Withdrawn | Withdrawn | KERN | TEMBLOR SUB | Solar PV | 17 | 12/23/2008 | Withdrawn | Withdrawn | Withdrawn | Withdrawn | Withdrawn | Withdrawn | Withdrawn | Withdrawn | Former queue position: W10
2008-11-05 12:55 | 0017-WD | Independent Study | Independent Study | In Service | Not Provided | In Service | 6/14/2010 | SANTA BARBARA | SANTA MARIA SUB | Engine | 1.426 | 12/9/2008 | N/A | N/A | N/A | N/A | N/A | 8/2/2009 | N/A | Executed | Former queue position: W11
2008-11-12 09:21 | 0018-WD | Independent Study | Independent Study | In Service | Not Provided | 12/22/2009 | 12/22/2009 | SOLANO | VACA DIXON SUB | Solar PV | 2.5 | 3/5/2009 | N/A | N/A | N/A | N/A | N/A | 5/19/2009 | 8/7/2009 | Executed | No former queue position
2008-11-19 16:39 | 0019-WD | Independent Study | Independent Study | Withdrawn | Not Provided | Withdrawn | Withdrawn | TULARE | SAND CREEK SUB | Solar PV | 1.5 | 1/27/2009 | Withdrawn | Withdrawn | Withdrawn | Withdrawn | Withdrawn | Withdrawn | Withdrawn | Withdrawn | Former queue position: W12
2009-01-11 | 0020-WD | Independent Study | Independent Study | In Service | 6/17/2009 | 6/17/2019 | 6/2/2009 | SAN JOAQUIN | METTLER SUB | Reciprocating Engine | 0.3 | Complete | N/A | N/A | N/A | N/A | N/A |  | N/A | Executed | No former queue position
2009-02-10 18:36 | 0021-WD | Independent Study | Independent Study | In Service | Not Provided | 9/9/2010 | 8/12/2010 | SAN FRANCISCO | SAN FRAN L SUB | Solar PV | 4.3875 | 3/5/2009 | N/A | N/A | N/A | N/A | N/A | 4/23/2009 | 2009-10-21 | Executed | Former queue position: W15
2009-02-13 | 0022-WD | Independent Study | Independent Study | Withdrawn | Not Provided | Withdrawn | Withdrawn | KERN | ANTELOPE SUB | Solar PV | 10.5 | 2009-03-06 | Withdrawn | Withdrawn | Withdrawn | Withdrawn | Withdrawn | Withdrawn | Withdrawn | Withdrawn | Former queue position: W13
2020-12-29 08:10 | 2707-RD | Detailed Study | Detailed Study | Active | Not Provided |  |  | KERN | TEMBLOR SUB | Solar PV, Turbine | 107.64 | 2/10/2021 | N/A | N/A | N/A | N/A | Pass | 2022-07-21 | N/A | Executed | No former queue position | TEMBLOR | Kernridge | 115 | 107.64 | not found |  |  |  |  | 0 |  |  | 1
2009-03-10 | 0024-WD | Independent Study | Independent Study | In Service | 6/8/2010 | 6/8/2010 | 4/5/2010 | NEVADA | HIGGINS SUB | Hydro | 0.037 | 3/24/2009 | N/A | N/A | N/A | N/A | N/A |  | 6/29/2009 | Executed | Former queue position: W16
2009-03-11 14:23 | 0025-WD | Independent Study | Independent Study | In Service | Not Provided | 4/28/2010 | 8/31/2009 | NEVADA | HIGGINS SUB | Hydro | 0.522 | 4/6/2009 | N/A | N/A | N/A | N/A | N/A | 6/3/2009 | 7/24/2009 | Executed | No former queue position
2009-03-30 | 0026-WD | Independent Study | Independent Study | In Service | 12/24/2012 | 7/15/2013 |  | YUBA | WHEATLAND SUB | Turbine | 3.2 | 4/10/2009 | N/A | N/A | N/A | N/A | N/A | 7/24/2009 | 8/21/2011 | Executed | Former queue position: W17
2009-05-14 | 0027-WD | Independent Study | Independent Study | Withdrawn | Not Provided | Withdrawn | Withdrawn | KERN | TEMBLOR SUB | Solar PV | 20 | 2009-06-10 | Withdrawn | Withdrawn | Withdrawn | Withdrawn | Withdrawn | Withdrawn | Withdrawn | Withdrawn | Former queue position: W18
2009-06-05 12:51 | 0028-WD | Independent Study | Independent Study | In Service | 12/24/2012 | 6/17/2013 | 5/2/2013 | SOLANO | PEABODY SUB | Turbine | 1.5 | 7/9/2009 | N/A | N/A | N/A | N/A | N/A | 10/26/2009 | 10/3/2011 | Executed | Former queue position: W21
2016-03-31 13:25 | 1320-WD | Independent Study | Independent Study | In Service | 3/30/2018 | 3/1/2019 |  | SANTA BARBARA | CABRILLO SUB | Wind | 99 | 4/20/2016 | N/A | N/A (Independent Study) | N/A | N/A (Independent Study) | Pass | 10/28/2016 | 11/19/2018 | Executed | No former queue position | CABRILLO | Cabrillo | 115 |  |  | 99 |  |  |  | 1 |  |  | 1
2009-06-25 | 0030-WD | Independent Study | Independent Study | Withdrawn | Not Provided | Withdrawn | Withdrawn | PLACER | BONNIE NOOK SUB | Solar PV | 0 | 8/17/2009 | Withdrawn | Withdrawn | Withdrawn | Withdrawn | Withdrawn | Withdrawn | Withdrawn | Withdrawn | No former queue position
2009-07-03 12:30 | 0031-WD | Independent Study | Independent Study | Withdrawn | Not Provided | Withdrawn | Withdrawn | MERCED | MERCED FALLS SUB | Solar PV | 6 | 8/13/2009 | Withdrawn | Withdrawn | Withdrawn | Withdrawn | Withdrawn | Withdrawn | Withdrawn | Withdrawn | Former queue position: W28
2021-06-17 17:00 | 2850-WD | Independent Study | Independent Study | Active | 4/1/2026 |  |  | SANTA BARBARA | CABRILLO SUB | Wind | 60 | 7/7/2021 | N/A | N/A (Independent Study) | N/A | N/A (Independent Study) | Pass | 2022-10-28 | 2024-01-23 |  | No former queue position | CABRILLO | Cabrillo | 115 |  |  | 60 |  |  |  | 0 |  |  | 0
2009-07-03 12:35 | 0033-WD | Independent Study | Independent Study | Withdrawn | Not Provided | Withdrawn | Withdrawn | KERN | SMYRNA SUB | Solar PV | 10 | 8/4/2009 | Withdrawn | Withdrawn | Withdrawn | Withdrawn | Withdrawn | Withdrawn | Withdrawn | Withdrawn | Former queue position: W26
2009-07-16 12:59 | 0034-WD | Independent Study | Independent Study | Withdrawn | Not Provided | Withdrawn | Withdrawn | MADERA | STOREY SUB | Solar PV | 0.036 | 8/13/2009 | Withdrawn | Withdrawn | Withdrawn | Withdrawn | Withdrawn | Withdrawn | Withdrawn | Withdrawn | Former queue position: W27
2009-07-20 | 0035-WD | Independent Study | Independent Study | In Service | 5/30/2011 | 12/31/2010 | 5/27/2011 | KINGS | AVENAL SUB | Solar PV | 0.036 | Complete | N/A | N/A | N/A | N/A | N/A | 10/1/2009 | 1/31/2010 | Executed | Former queue position: W19
2009-07-20 | 0036-WD | Independent Study | Independent Study | In Service | 5/30/2011 | 12/1/2010 | 5/18/2011 | KINGS | AVENAL SUB | Solar PV | 0.054 | Complete | N/A | N/A | N/A | N/A | N/A | 9/15/2009 | 5/17/2010 | Executed | Former queue position: W22
2009-07-20 | 0037-WD | Independent Study | Independent Study | Withdrawn | 7/14/2010 | Withdrawn | Withdrawn | ALAMEDA | NEWARK SUB | Reciprocating Engine | 0.32 | 8/5/2009 | Withdrawn | Withdrawn | Withdrawn | Withdrawn | Withdrawn | Withdrawn | Withdrawn | Withdrawn | Former queue position: W23
2009-07-20 | 0038-WD | Independent Study | Independent Study | Withdrawn | Not Provided | Withdrawn | Withdrawn | SANTA CLARA | EDENVALE SUB | Reciprocating Engine | 0.42 | 2009-08-05 | Withdrawn | Withdrawn | Withdrawn | Withdrawn | Withdrawn | Withdrawn | Withdrawn | Withdrawn | Former queue position: W24
2009-07-22 14:46 | 0039-WD | Independent Study | Independent Study | Withdrawn | 6/1/2011 | Withdrawn | Withdrawn | KERN | SMYRNA SUB | Solar PV | 0.6 | 8/10/2009 | Withdrawn | Withdrawn | Withdrawn | Withdrawn | Withdrawn | Withdrawn | Withdrawn | Withdrawn | Former queue position: W29
2009-08-03 | 0040-WD | Independent Study | Independent Study | In Service | 4/29/2015 | 2/27/2015 | 4/14/2015 | KERN | TWISSELMAN SUB | Solar PV | 1 | Complete | N/A | N/A | N/A | N/A | N/A | 8/6/2010 | N/A | Executed | Former queue position: W30
2009-08-10 | 0041-WD | Independent Study | Independent Study | In Service | 4/1/2010 | 8/31/2012 | 7/6/2012 | KERN | TUPMAN SUB | Steam Turbine | 0.03 | 9/2/2009 | N/A | N/A | N/A | N/A | N/A | 10/28/2009 | 7/1/2010 | Executed | Former queue position: W31
2009-08-20 | 0042-WD | Independent Study | Independent Study | Withdrawn | Not Provided | Withdrawn | Withdrawn | KERN | RIO BRAVO SUB | Solar PV | 0.03 | 2009-09-09 | Withdrawn | Withdrawn | Withdrawn | Withdrawn | Withdrawn | Withdrawn | Withdrawn | Withdrawn | No former queue position
2009-08-24 15:25 | 0043-WD | Independent Study | Independent Study | Withdrawn | Not Provided | Withdrawn | Withdrawn | BUTTE/PLUMAS | OROVILLE SUB | Solar PV | 0.2 | 9/17/2009 | Withdrawn | Withdrawn | Withdrawn | Withdrawn | Withdrawn | Withdrawn | Withdrawn | Withdrawn | Former queue position: W33
2009-09-01 16:37 | 0044-WD | Independent Study | Independent Study | Withdrawn | 12/1/2014 | Withdrawn | Withdrawn | FRESNO | COALINGA #2 SUB | Solar PV | 0.018 | 9/23/2009 | Withdrawn | Withdrawn | Withdrawn | Withdrawn | Withdrawn | Withdrawn | Withdrawn | Withdrawn | Former queue position: W32
2009-09-14 09:30 | 0045-WD | Independent Study | Independent Study | Withdrawn | Not Provided | Withdrawn | Withdrawn | KERN | SAN BERNARD SUB | Solar PV | 0.001 | 10/19/2009 | Withdrawn | Withdrawn | Withdrawn | Withdrawn | Withdrawn | Withdrawn | Withdrawn | Withdrawn | Former queue position: W43
2009-09-14 09:30 | 0046-WD | Independent Study | Independent Study | Withdrawn | 12/31/2011 | Withdrawn | Withdrawn | KERN | ELK HILLS SUB | Solar PV | 0.2 | 5/3/2010 | Withdrawn | Withdrawn | Withdrawn | Withdrawn | Withdrawn | Withdrawn | Withdrawn | Withdrawn | Former queue position: W44
2009-09-15 10:02 | 0047-WD | Independent Study | Independent Study | Withdrawn | 5/1/2011 | Withdrawn | Withdrawn | FRESNO | FIREBAUGH SUB | Solar PV | 1.85 | 10/27/2009 | Withdrawn | Withdrawn | Withdrawn | Withdrawn | Withdrawn | Withdrawn | Withdrawn | Withdrawn | Former queue position: W46
2009-09-16 16:38 | 0048-WD | Independent Study | Independent Study | Withdrawn | 3/1/2011 | Withdrawn | Withdrawn | KERN | LAKEVIEW SUB | Solar PV | 1.85 | 10/2/2009 | Withdrawn | Withdrawn | Withdrawn | Withdrawn | Withdrawn | Withdrawn | Withdrawn | Withdrawn | Former queue position: W36
2009-09-16 19:53 | 0049-WD | Independent Study | Independent Study | Withdrawn | Not Provided | Withdrawn | Withdrawn | KERN | TEMBLOR SUB | Solar PV | 0.55 | 11/04/2009 | Withdrawn | Withdrawn | Withdrawn | Withdrawn | Withdrawn | Withdrawn | Withdrawn | Withdrawn | Former queue position: W34
2009-09-16 19:55 | 0050-WD | Independent Study | Independent Study | Withdrawn | Not Provided | Withdrawn | Withdrawn | KERN | GOOSE LAKE SUB | Solar PV | 0.058 | 11/04/2009 | Withdrawn | Withdrawn | Withdrawn | Withdrawn | Withdrawn | Withdrawn | Withdrawn | Withdrawn | Former queue position: W35
2009-09-16 19:56 | 0051-WD | Independent Study | Independent Study | Withdrawn | Not Provided | Withdrawn | Withdrawn | KERN | GOOSE LAKE SUB | Solar PV | 4.49 | 11/4/2009 | Withdrawn | Withdrawn | Withdrawn | Withdrawn | Withdrawn | Withdrawn | Withdrawn | Withdrawn | Former queue position: W38
2009-09-16 19:57 | 0052-WD | Independent Study | Independent Study | Withdrawn | Not Provided | Withdrawn | Withdrawn | SAN JOAQUIN | CORRAL SUB | Solar PV | 9.6 | 10/29/2009 | Withdrawn | Withdrawn | Withdrawn | Withdrawn | Withdrawn | Withdrawn | Withdrawn | Withdrawn | Former queue position: W37
2009-09-23 15:31 | 0053-WD | Independent Study | Independent Study | Withdrawn | Not Provided | Withdrawn | Withdrawn | KINGS | KETTLEMAN HILLS SUB | Solar PV | 4.66 | 11/02/2009 | Withdrawn | Withdrawn | Withdrawn | Withdrawn | Withdrawn | Withdrawn | Withdrawn | Withdrawn | Former queue position: W41
2009-09-23 15:31 | 0054-WD | Independent Study | Independent Study | Withdrawn | Not Provided | Withdrawn | Withdrawn | KINGS | KETTLEMAN HILLS SUB | Solar PV | 2 | 11/02/2009 | Withdrawn | Withdrawn | Withdrawn | Withdrawn | Withdrawn | Withdrawn | Withdrawn | Withdrawn | Former queue position: W42
2009-09-24 08:06 | 0055-WD | Independent Study | Independent Study | In Service | 5/1/2011 | 12/15/2016 | 12/1/2016 | FRESNO | ORO LOMA SUB | Solar PV | 3 | 10/27/2009 | N/A | N/A | N/A | N/A | N/A | 6/24/2010 | 2013-06-14 | Executed | Former queue position: W47
2009-09-25 10:45 | 0056-WD | Independent Study | Independent Study | Withdrawn | 12/1/2014 | Withdrawn | Withdrawn | FRESNO | COALINGA #1 SUB | Solar PV | 3.2 | 10/9/2009 | Withdrawn | Withdrawn | Withdrawn | Withdrawn | Withdrawn | Withdrawn | Withdrawn | Withdrawn | Former queue position: W45
2009-09-25 11:04 | 0057-WD | Independent Study | Independent Study | Withdrawn | Not Provided | Withdrawn | Withdrawn | KINGS | GUERNSEY SUB | Solar PV | 0.21 | 11/04/2009 | Withdrawn | Withdrawn | Withdrawn | Withdrawn | Withdrawn | Withdrawn | Withdrawn | Withdrawn | Former queue position: W40
2009-09-25 11:05 | 0058-WD | Independent Study | Independent Study | Withdrawn | Not Provided | Withdrawn | Withdrawn | KINGS | GUERNSEY SUB | Solar PV | 0.21 | 11/04/2009 | Withdrawn | Withdrawn | Withdrawn | Withdrawn | Withdrawn | Withdrawn | Withdrawn | Withdrawn | Former queue position: W39
2009-10-02 17:05 | 0059-WD | Independent Study | Independent Study | Withdrawn | Not Provided | Withdrawn | Withdrawn | KERN | SAN BERNARD SUB | Solar PV | 0.21 | 10/20/2009 | Withdrawn | Withdrawn | Withdrawn | Withdrawn | Withdrawn | Withdrawn | Withdrawn | Withdrawn | No former queue position
2009-10-06 14:56 | 0060-WD | Independent Study | Independent Study | Withdrawn | 5/1/2011 | Withdrawn | Withdrawn | FRESNO | ORO LOMA SUB | Solar PV | 0.21 | 10/27/2009 | Withdrawn | Withdrawn | Withdrawn | Withdrawn | Withdrawn | Withdrawn | Withdrawn | Withdrawn | Former queue position: W48
2009-10-20 | 0061-WD | Independent Study | Independent Study | Withdrawn | Not Provided | Withdrawn | Withdrawn | FRESNO | SCHINDLER SUB | Solar PV | 0 | Complete | Withdrawn | Withdrawn | Withdrawn | Withdrawn | Withdrawn | Withdrawn | Withdrawn | Withdrawn | No former queue position
2009-10-21 09:48 | 0062-WD | Independent Study | Independent Study | Withdrawn | Not Provided | Withdrawn | Withdrawn | FRESNO | SAN JOAQUIN SUB | Solar PV | 20 | 11/24/2009 | Withdrawn | Withdrawn | Withdrawn | Withdrawn | Withdrawn | Withdrawn | Withdrawn | Withdrawn | Former queue position: W49
2009-10-27 | 0063-WD | Independent Study | Independent Study | Withdrawn | Not Provided | Withdrawn | Withdrawn | MERCED | EL NIDO SUB | Solar PV | 0.21 | Complete | Withdrawn | Withdrawn | Withdrawn | Withdrawn | Withdrawn | Withdrawn | Withdrawn | Withdrawn | Former queue position: W50
2009-10-28 | 0064-WD | Independent Study | Independent Study | Withdrawn | Not Provided | Withdrawn | Withdrawn | SONOMA | FULTON SUB | Solar PV | 0.21 | Complete | Withdrawn | Withdrawn | Withdrawn | Withdrawn | Withdrawn | Withdrawn | Withdrawn | Withdrawn | Former queue position: W51
2023-11-09 12:29 | 3749-WD | Cluster | Cluster | Active | 12/1/2028 |  |  | KINGS | AVENAL SUB | Battery | 50.403 | 12/20/2023 | N/A | N/A (Cluster) | N/A | N/A (Cluster) | N/A (Cluster) | In Progress |  |  | No former queue position | AVENAL | not found |  |  |  |  | 50.403 |  | 50.403 | 0 |  |  | 0
2009-10-30 17:59 | 0066-WD | Independent Study | Independent Study | In Service | 3/1/2011 | 5/1/2011 | 9/26/2011 | FRESNO | SCHINDLER SUB | Solar PV | 0.21 | 12/3/2009 | N/A | N/A | N/A | N/A | N/A | 3/19/2010 | N/A | Executed | Former queue position: W54
2009-10-30 18:00 | 0067-WD | Independent Study | Independent Study | In Service | 3/1/2011 | 5/1/2011 | 8/31/2011 | FRESNO | SCHINDLER SUB | Solar PV | 0.8 | 12/3/2009 | N/A | N/A | N/A | N/A | N/A | 4/1/2010 | N/A | Executed | Former queue position: W55
2009-11-03 11:48 | 0068-WD | Independent Study | Independent Study | Withdrawn | Not Provided | Withdrawn | Withdrawn | FRESNO | SCHINDLER SUB | Solar PV | 0.5 | 12/3/2009 | Withdrawn | Withdrawn | Withdrawn | Withdrawn | Withdrawn | Withdrawn | Withdrawn | Withdrawn | Former queue position: W56
2009-11-11 13:55 | 0069-WD | Independent Study | Independent Study | Withdrawn | 12/1/2011 | Withdrawn | Withdrawn | KERN | BLACKWELL SUB | Solar PV | 12 | 12/4/2009 | Withdrawn | Withdrawn | Withdrawn | Withdrawn | Withdrawn | Withdrawn | Withdrawn | Withdrawn | Former queue position: W57
2009-11-13 17:13 | 0070-WD | Independent Study | Independent Study | Withdrawn | 3/1/2011 | Withdrawn | Withdrawn | SOLANO | VACA DIXON SUB | Solar PV | 10 | 12/1/2009 | Withdrawn | Withdrawn | Withdrawn | Withdrawn | Withdrawn | Withdrawn | Withdrawn | Withdrawn | Former queue position: W58
2009-11-17 | 0071-WD | Independent Study | Independent Study | Withdrawn | Not Provided | Withdrawn | Withdrawn | SANTA CLARA | HICKS SUB | Reciprocating Engine | 4.8 | Complete | Withdrawn | Withdrawn | Withdrawn | Withdrawn | Withdrawn | Withdrawn | Withdrawn | Withdrawn | Former queue position: W59
2009-11-18 | 0072-WD | Independent Study | Independent Study | Withdrawn | Not Provided | Withdrawn | Withdrawn | MERCED | LE GRAND SUB | Solar PV | 15 | Complete | Withdrawn | Withdrawn | Withdrawn | Withdrawn | Withdrawn | Withdrawn | Withdrawn | Withdrawn | Former queue position: W60
2009-11-20 11:29 | 0073-WD | Independent Study | Independent Study | Withdrawn | 6/28/2011 | Withdrawn | Withdrawn | FRESNO | CHENEY SUB | Solar PV | 20 | Complete | Withdrawn | Withdrawn | Withdrawn | Withdrawn | Withdrawn | Withdrawn | Withdrawn | Withdrawn | Former queue position: W61
2019-07-08 18:03 | 2249-RD | Fast Track | Fast Track | In Service | Not Provided |  |  | SANTA CLARA | METCALF SUB | Turbine | 50 | 7/24/2019 | 8/9/2019 | Fail Screens: B, I, J, K | 11/22/2019 | Pass | N/A (Fast Track) | N/A (Fast Track) | N/A (Fast Track) | Executed | No former queue position | METCALF | Metcalf | 115 | [6 empty] | 1 |  |  | 1
2020-03-31 14:09 | 2509-RD | Detailed Study | Detailed Study | Active | Not Provided |  |  | CONTRA COSTA | Customer Owned | Solar PV, Steam Turbine | 39.4634 | 5/6/2020 | N/A | N/A | N/A | N/A | Pass | 11/30/2021 | N/A | Executed | No former queue position | #VALUE! | not found |  | 39.4634 | not found |  |  |  |  | 0 |  |  | 1
2009-11-23 17:25 | 0076-WD | Independent Study | Independent Study | Withdrawn | 5/7/2012 | Withdrawn | Withdrawn | FRESNO | GATES SUB | Solar PV | 20 | 12/9/2009 | Withdrawn | Withdrawn | Withdrawn | Withdrawn | Withdrawn | Withdrawn | Withdrawn | Withdrawn | Former queue position: W64
2009-11-25 10:36 | 0077-WD | Independent Study | Independent Study | Withdrawn | Not Provided | Withdrawn | Withdrawn | BUTTE | ANITA SUB | Solar PV | 8.25 | 4/9/2010 | Withdrawn | Withdrawn | Withdrawn | Withdrawn | Withdrawn | Withdrawn | Withdrawn | Withdrawn | Former queue position: W67
2017-03-31 11:35 | 1501-WD | Detailed Study | Detailed Study | In Service | 12/1/2018 | 11/8/2019 |  | KERN | TWISSELMAN SUB | Solar PV | 31.3955 | 9/13/2017 | N/A | N/A | N/A | N/A | Pass | 1/25/2018 | N/A | Executed | WDT transition to R21 GIA | TWISSELMAN | not found |  | 31.3955 | not found |  |  |  |  | 1 |  |  | 1
2018-05-22 17:35 | 1971-WD | Cluster | Independent Study | Active | 12/1/2020 |  |  | SANTA CLARA | LOS ESTEROS SUB | Other | 28 | 5/30/2018 | N/A | N/A (Independent Study) | N/A | N/A (Independent Study) | Pass | 2022-01-10 | 2019-12-20 | Tendered | No former queue position | LOS ESTEROS | Los Esteros | 115 | [6 empty] | 0 |  |  | 0
2010-01-19 14:22 | 0080-WD | Independent Study | Independent Study | Withdrawn | Not Provided | Withdrawn | Withdrawn | KINGS | MERCED SUB | Solar PV | 2.5 | 1/26/2010 | Withdrawn | Withdrawn | Withdrawn | Withdrawn | Withdrawn | Withdrawn | Withdrawn | Withdrawn | Former queue position: W68
2010-01-19 14:24 | 0081-WD | Independent Study | Independent Study | Withdrawn | Not Provided | Withdrawn | Withdrawn | MERCED | MERCED SUB | Solar PV | 1.8 | 11/24/2009 | Withdrawn | Withdrawn | Withdrawn | Withdrawn | Withdrawn | Withdrawn | Withdrawn | Withdrawn | Former queue position: W53
2010-01-20 | 0082-WD | Independent Study | Independent Study | Withdrawn | Not Provided | Withdrawn | Withdrawn | MERCED | EL NIDO SUB | Solar PV | 20 | 1/26/2010 | Withdrawn | Withdrawn | Withdrawn | Withdrawn | Withdrawn | Withdrawn | Withdrawn | Withdrawn | Former queue position: W69
2010-01-20 | 0083-WD | Independent Study | Independent Study | Withdrawn | Not Provided | Withdrawn | Withdrawn | MADERA | EL NIDO SUB | Solar PV | 12 | 1/26/2010 | Withdrawn | Withdrawn | Withdrawn | Withdrawn | Withdrawn | Withdrawn | Withdrawn | Withdrawn | Former queue position: W70
2010-01-20 | 0084-WD | Independent Study | Independent Study | Withdrawn | Not Provided | Withdrawn | Withdrawn | MERCED | MERCED SUB | Solar PV | 20 | 1/26/2010 | Withdrawn | Withdrawn | Withdrawn | Withdrawn | Withdrawn | Withdrawn | Withdrawn | Withdrawn | Former queue position: W71
2010-01-21 11:30 | 0085-WD | Independent Study | Independent Study | Withdrawn | 12/1/2011 | Withdrawn | Withdrawn | FRESNO | GIFFEN SUB | Solar PV | 12 | 2/17/2010 | Withdrawn | Withdrawn | Withdrawn | Withdrawn | Withdrawn | Withdrawn | Withdrawn | Withdrawn | Former queue position: W74
2010-01-21 11:30 | 0086-WD | Independent Study | Independent Study | Withdrawn | 4/1/2011 | Withdrawn | Withdrawn | MERCED | SANTA NELLA SUB | Solar PV | 6 | 2/19/2010 | Withdrawn | Withdrawn | Withdrawn | Withdrawn | Withdrawn | Withdrawn | Withdrawn | Withdrawn | Former queue position: W78
2010-01-21 12:35 | 0087-WD | Independent Study | Independent Study | Withdrawn | Not Provided | Withdrawn | Withdrawn | LASSEN | HAMILTON BRANCH SUB | Solar PV | 20 | 3/7/2010 | Withdrawn | Withdrawn | Withdrawn | Withdrawn | Withdrawn | Withdrawn | Withdrawn | Withdrawn | Former queue position: W82
2010-01-21 12:35 | 0088-WD | Independent Study | Independent Study | Withdrawn | 1/1/2011 | Withdrawn | Withdrawn | COLUSA | COLUSA JUNCTION | Solar PV | 16 | 3/7/2010 | Withdrawn | Withdrawn | Withdrawn | Withdrawn | Withdrawn | Withdrawn | Withdrawn | Withdrawn | Former queue position: W83
2010-01-21 12:35 | 0089-WD | Independent Study | Independent Study | Withdrawn | Not Provided | Withdrawn | Withdrawn | SACRAMENTO | CATLETT SUB | Solar PV | 13 | 3/7/2010 | Withdrawn | Withdrawn | Withdrawn | Withdrawn | Withdrawn | Withdrawn | Withdrawn | Withdrawn | Former queue position: W84
2010-01-21 12:35 | 0090-WD | Independent Study | Independent Study | Withdrawn | Not Provided | Withdrawn | Withdrawn | EL DORADO | CLARKSVILLE SUB | Solar PV | 20 | 3/7/2010 | Withdrawn | Withdrawn | Withdrawn | Withdrawn | Withdrawn | Withdrawn | Withdrawn | Withdrawn | Former queue position: W85
2010-01-21 12:35 | 0091-WD | Independent Study | Independent Study | Withdrawn | Not Provided | Withdrawn | Withdrawn | EL DORADO | CLARKSVILLE SUB | Solar PV | 20 | 3/7/2010 | Withdrawn | Withdrawn | Withdrawn | Withdrawn | Withdrawn | Withdrawn | Withdrawn | Withdrawn | Former queue position: W86
2010-02-01 10:12 | 0092-WD | Independent Study | Independent Study | Withdrawn | 4/1/2011 | Withdrawn | Withdrawn | TULARE | STONE CORRAL SUB | Solar PV | 2 | 2/17/2010 | Withdrawn | Withdrawn | Withdrawn | Withdrawn | Withdrawn | Withdrawn | Withdrawn | Withdrawn | Former queue position: W73
2010-02-01 10:12 | 0093-WD | Independent Study | Independent Study | Withdrawn | Not Provided | Withdrawn | Withdrawn | MADERA | CHOWCHILLA SUB | Solar PV | 10 | 2/17/2010 | Withdrawn | Withdrawn | Withdrawn | Withdrawn | Withdrawn | Withdrawn | Withdrawn | Withdrawn | Former queue position: W75
2018-10-17 14:38 | 2095-RD | Detailed Study | Detailed Study | Active | Not Provided |  |  | SANTA CLARA | NEWARK SUB | Engine | 26.04 | 11/7/2018 | N/A | N/A | N/A | N/A | Pass | 5/2/2019 | 8/15/2019 | Executed | No former queue position | NEWARK | Newark | 60 | [6 empty] | 0 |  |  | 1
2015-09-04 12:28 | 1257-RD | Fast Track | Detailed Study | In Service | 11/26/2015 |  |  | SANTA BARBARA | DIVIDE SUB | Solar PV | 25.35 | 9/16/2015 | 10/6/2015 | Fail Screens: D, F, H, J, K | 10/20/2015 | Fail | Pass | 1/15/2016 | N/A | Executed | No former queue position | DIVIDE | Divide | 115 | 25.35 | not found |  |  |  |  | 1 |  |  | 1
2021-02-22 17:46 | 2740-RD | Fast Track | Fast Track | In Service | Not Provided |  |  | YOLO | MADISON SUB | Engine, Solar PV | 21.9442 | 3/17/2021 | 4/15/2021 | Fail Screens: F, G | 6/4/2021 | Pass | N/A (Fast Track) | N/A (Fast Track) | N/A (Fast Track) | Executed | No former queue position | MADISON | Madison | 115 | 21.9442 | not found |  |  |  |  | 1 |  |  | 1
2010-02-09 | 0097-WD | Fast Track | Fast Track | In Service | 6/30/2010 | 7/1/2011 | 10/18/2011 | SANTA CLARA | SARATOGA SUB | Hydro | 0.108 | 4/26/2010 | 10/6/2010 | Pass |  |  | N/A (Fast Track) | N/A (Fast Track) | N/A (Fast Track) | Executed | Former queue position: W79
2010-02-09 12:22 | 0098-WD | Fast Track | Fast Track | In Service | 4/1/2010 | 8/25/2010 | 8/5/2010 | MARIN | OLEMA SUB | Engine | 0.08 | 4/2/2010 | 4/26/2010 | Pass | N/A (Fast Track) | N/A (Fast Track) | N/A (Fast Track) | N/A (Fast Track) | N/A (Fast Track) | Executed | Former queue position: W79a
2010-02-12 | 0099-WD | Independent Study | Independent Study | Withdrawn | 8/31/2010 | Withdrawn | Withdrawn | YOLO | DEEPWATER SUB | Solar PV | 20 | 4/15/2010 | Withdrawn | Withdrawn | Withdrawn | Withdrawn | Withdrawn | Withdrawn | Withdrawn | Withdrawn | Former queue position: W79b
2010-02-12 | 0100-WD | Independent Study | Independent Study | Withdrawn | Not Provided | Withdrawn | Withdrawn | MADERA | CHOWCHILLA SUB | Solar PV | 3 | 3/28/2010 | Withdrawn | Withdrawn | Withdrawn | Withdrawn | Withdrawn | Withdrawn | Withdrawn | Withdrawn | Former queue position: W93
2010-02-17 | 0101-WD | Independent Study | Independent Study | Withdrawn | Not Provided | Withdrawn | Withdrawn | MERCED | LE GRAND SUB | Solar PV | 1.5 | 2/17/2010 | Withdrawn | Withdrawn | Withdrawn | Withdrawn | Withdrawn | Withdrawn | Withdrawn | Withdrawn | Former queue position: W80
2010-02-17 | 0102-WD | Independent Study | Independent Study | In Service | 5/1/2012 | 8/24/2012 | 11/13/2012 | KERN | TWISSELMAN SUB | Solar PV | 1.4701 | 3/7/2010 | N/A | N/A | N/A | N/A | N/A | 7/9/2010 | N/A | Executed | Former queue position: W81
2010-02-17 | 0103-WD | Independent Study | Independent Study | Withdrawn | Not Provided | Withdrawn | Withdrawn | KERN | TWISSELMAN SUB | Solar PV | 1.5 | 3/7/2010 | Withdrawn | Withdrawn | Withdrawn | Withdrawn | Withdrawn | Withdrawn | Withdrawn | Withdrawn | Former queue position: W86a
2010-02-17 | 0104-WD | Independent Study | Independent Study | Withdrawn | Not Provided | Withdrawn | Withdrawn | MERCED | LE GRAND SUB | Solar PV | 1.5 | 2/17/2010 | Withdrawn | Withdrawn | Withdrawn | Withdrawn | Withdrawn | Withdrawn | Withdrawn | Withdrawn | Former queue position: W87
2014-02-28 12:28 | 0912-RD | Fast Track | Fast Track | In Service | 5/28/2014 |  |  | PLACER | PLEASANT GROVE SUB | Engine | 21.8 | 3/12/2014 | 3/14/2014 | Fail | 5/5/2014 | Pass | N/A (Fast Track) | N/A (Fast Track) | N/A (Fast Track) | Executed | No former queue position | PLEASANT GROVE | Pleasant Grove | 115 | [6 empty] | 1 |  |  | 1
2010-02-26 11:52 | 0106-WD | Independent Study | Independent Study | Withdrawn | 1/17/2014 | Withdrawn | Withdrawn | FRESNO | SAN JOAQUIN SUB | Solar PV | 20 | 3/8/2010 | Withdrawn | Withdrawn | Withdrawn | Withdrawn | Withdrawn | Withdrawn | Withdrawn | Withdrawn | Former queue position: W91
2010-03-01 | 0107-WD | Independent Study | Independent Study | Withdrawn | Not Provided | Withdrawn | Withdrawn | EL DORADO | DIAMOND SPRINGS SUB | Hydro | 0.4 | 3/15/2010 | Withdrawn | Withdrawn | Withdrawn | Withdrawn | Withdrawn | Withdrawn | Withdrawn | Withdrawn | Former queue position: W92
2010-03-09 10:15 | 0108-WD | Independent Study | Independent Study | Withdrawn | Not Provided | Withdrawn | Withdrawn | FRESNO | SCHINDLER SUB | Solar PV | 20 | Complete | Withdrawn | Withdrawn | Withdrawn | Withdrawn | Withdrawn | Withdrawn | Withdrawn | Withdrawn | Former queue position: W94
2010-03-09 10:15 | 0109-WD | Independent Study | Independent Study | Withdrawn | Not Provided | Withdrawn | Withdrawn | FRESNO | SAN JOAQUIN SUB | Solar PV | 20 | Complete | Withdrawn | Withdrawn | Withdrawn | Withdrawn | Withdrawn | Withdrawn | Withdrawn | Withdrawn | Former queue position: W95
2010-03-18 14:21 | 0110-WD | Independent Study | Independent Study | Withdrawn | Not Provided | Withdrawn | Withdrawn | SOLANO | PEABODY SUB | Reciprocating Engine | 4.8 | 4/15/2010 | Withdrawn | Withdrawn | Withdrawn | Withdrawn | Withdrawn | Withdrawn | Withdrawn | Withdrawn | Former queue position: W95a
2010-03-23 08:19 | 0111-WD | Independent Study | Independent Study | Withdrawn | Not Provided | Withdrawn | Withdrawn | MERCED | LE GRAND SUB | Solar PV | 1.5 | 4/22/2010 | Withdrawn | Withdrawn | Withdrawn | Withdrawn | Withdrawn | Withdrawn | Withdrawn | Withdrawn | Former queue position: W102
2010-03-23 08:22 | 0112-WD | Independent Study | Independent Study | Withdrawn | Not Provided | Withdrawn | Withdrawn | MERCED | LE GRAND SUB | Solar PV | 1.5 | 4/22/2010 | Withdrawn | Withdrawn | Withdrawn | Withdrawn | Withdrawn | Withdrawn | Withdrawn | Withdrawn | Former queue position: W101
2010-03-23 23:18 | 0113-WD | Independent Study | Independent Study | Withdrawn | 1/1/2015 | Withdrawn | Withdrawn | KERN | TWISSELMAN SUB | Solar PV | 15 | 4/7/2010 | Withdrawn | Withdrawn | Withdrawn | Withdrawn | Withdrawn | Withdrawn | Withdrawn | Withdrawn | Former queue position: W96
2010-03-23 23:28 | 0114-WD | Independent Study | Independent Study | Withdrawn | 1/1/2015 | Withdrawn | Withdrawn | KERN | TWISSELMAN SUB | Solar PV | 15 | 4/7/2010 | Withdrawn | Withdrawn | Withdrawn | Withdrawn | Withdrawn | Withdrawn | Withdrawn | Withdrawn | Former queue position: W97
2010-04-01 | 0115-WD | Independent Study | Independent Study | Withdrawn | Not Provided | Withdrawn | Withdrawn | SAN LUIS OBISPO | CARRIZO PLAINS SUB | Solar PV | 6 | 5/14/2010 | Withdrawn | Withdrawn | Withdrawn | Withdrawn | Withdrawn | Withdrawn | Withdrawn | Withdrawn | Former queue position: W98
2010-04-13 11:03 | 0116-WD | Independent Study | Independent Study | Withdrawn | Not Provided | Withdrawn | Withdrawn | MADERA | EL PECO SUB | Solar PV | 3.5 | 5/12/2010 | Withdrawn | Withdrawn | Withdrawn | Withdrawn | Withdrawn | Withdrawn | Withdrawn | Withdrawn | Former queue position: W108
2010-04-13 11:03 | 0117-WD | Independent Study | Independent Study | Withdrawn | 9/1/2011 | Withdrawn | Withdrawn | TULARE | STONE CORRAL SUB | Solar PV | 7 | 5/12/2010 | Withdrawn | Withdrawn | Withdrawn | Withdrawn | Withdrawn | Withdrawn | Withdrawn | Withdrawn | Former queue position: W109
2010-04-13 11:03 | 0118-WD | Independent Study | Independent Study | Withdrawn | Not Provided | Withdrawn | Withdrawn | KERN | GOOSE LAKE SUB | Solar PV | 3 | 5/3/2010 | Withdrawn | Withdrawn | Withdrawn | Withdrawn | Withdrawn | Withdrawn | Withdrawn | Withdrawn | Former queue position: W110
2010-04-13 11:03 | 0119-WD | Independent Study | Independent Study | Withdrawn | 6/1/2011 | Withdrawn | Withdrawn | KERN | SAN BERNARD SUB | Solar PV | 6 | 5/6/2010 | Withdrawn | Withdrawn | Withdrawn | Withdrawn | Withdrawn | Withdrawn | Withdrawn | Withdrawn | Former queue position: W111
2010-02-05 | 0096-WD | Independent Study | Independent Study | In Service | Not Provided | 5/31/2015 | 4/3/2015 | KERN | 7TH STANDARD SUB | Solar PV | 20 | 3/17/2010 | N/A | N/A | N/A | N/A | N/A | 6/21/2010 | N/A | Executed | Former queue position: W72 | 7TH STANDARD | 7th Standard | 115 | 20 | not found |  |  |  |  | 1 |  |  | 1
2010-04-15 14:44 | 0121-WD | Independent Study | Independent Study | Withdrawn | 9/1/2011 | Withdrawn | Withdrawn | MADERA | CHOWCHILLA SUB | Solar PV | 2 | 5/6/2010 | Withdrawn | Withdrawn | Withdrawn | Withdrawn | Withdrawn | Withdrawn | Withdrawn | Withdrawn | Former queue position: W107
2010-04-15 17:08 | 0122-WD | Independent Study | Independent Study | Withdrawn | Not Provided | Withdrawn | Withdrawn | KERN | COPUS SUB | Solar PV | 20 | 5/4/2010 | Withdrawn | Withdrawn | Withdrawn | Withdrawn | Withdrawn | Withdrawn | Withdrawn | Withdrawn | Former queue position: W100
2010-04-21 11:15 | 0123-WD | Independent Study | Independent Study | Withdrawn | 9/1/2011 | Withdrawn | Withdrawn | TEHAMA | TYLER SUB | Solar PV | 17.5 | 4/27/2010 | Withdrawn | Withdrawn | Withdrawn | Withdrawn | Withdrawn | Withdrawn | Withdrawn | Withdrawn | Former queue position: W104
2019-03-27 07:31 | 2181-WD | Independent Study | Independent Study | Active | 10/1/2023 |  |  | SANTA CLARA | MORGAN HILL SUB | Storage | 20 | 4/2/2019 | N/A | N/A (Independent Study) | N/A | N/A (Independent Study) | Pass | 10/11/2019 | N/A | Executed | No former queue position | MORGAN HILL | Morgan Hill | 115 |  |  |  |  | 20 | 20 | 0 |  |  | 1
2010-04-26 | 0125-WD | Independent Study | Independent Study | Withdrawn | 3/30/2012 | Withdrawn | Withdrawn | KERN | OLD RIVER SUB | Solar PV | 5 | Complete | Withdrawn | Withdrawn | Withdrawn | Withdrawn | Withdrawn | Withdrawn | Withdrawn | Withdrawn | Former queue position: W103
2010-04-26 14:43 | 0126-WD | Independent Study | Independent Study | Withdrawn | Not Provided | Withdrawn | Withdrawn | KERN | COPUS SUB | Solar PV | 10 | 5/5/2010 | Withdrawn | Withdrawn | Withdrawn | Withdrawn | Withdrawn | Withdrawn | Withdrawn | Withdrawn | Former queue position: W105
2010-04-26 14:43 | 0127-WD | Independent Study | Independent Study | Withdrawn | 12/31/2011 | Withdrawn | Withdrawn | KERN | LAKEVIEW SUB | Solar PV | 18 | 5/5/2010 | Withdrawn | Withdrawn | Withdrawn | Withdrawn | Withdrawn | Withdrawn | Withdrawn | Withdrawn | Former queue position: W106
2010-05-03 14:55 | 0128-WD | Independent Study | Independent Study | In Service | 6/28/2011 | 6/28/2011 | 8/17/2011 | ALAMEDA | CASTRO VALLEY SUB | Fuel Cell | 1.4 | 6/4/2010 | N/A | N/A | N/A | N/A | N/A | 8/10/2010 | N/A | Executed | Former queue position: W113
2010-05-03 14:55 | 0129-WD | Independent Study | Independent Study | In Service | 7/15/2011 | 7/15/2011 | 7/29/2011 | SAN FRANCISCO | DALY CITY SUB | Fuel Cell | 1.4 | 6/8/2010 | N/A | N/A | N/A | N/A | N/A | 8/10/2010 | N/A | Executed | Former queue position: W114
2010-05-17 13:47 | 0130-WD | Independent Study | Independent Study | Withdrawn | Not Provided | Withdrawn | Withdrawn | MERCED | LE GRAND SUB | Solar PV | 3 | 8/4/2010 | Withdrawn | Withdrawn | Withdrawn | Withdrawn | Withdrawn | Withdrawn | Withdrawn | Withdrawn | Former queue position: W142
2010-05-18 05:28 | 0131-WD | Independent Study | Independent Study | Withdrawn | 3/1/2015 | Withdrawn | Withdrawn | KERN | SAN BERNARD SUB | Solar PV | 10 | 5/18/2010 | Withdrawn | Withdrawn | Withdrawn | Withdrawn | Withdrawn | Withdrawn | Withdrawn | Withdrawn | Former queue position: W117
2010-05-18 05:33 | 0132-WD | Independent Study | Independent Study | Withdrawn | 3/1/2015 | Withdrawn | Withdrawn | KERN | SAN BERNARD SUB | Solar PV | 10 | 5/18/2010 | Withdrawn | Withdrawn | Withdrawn | Withdrawn | Withdrawn | Withdrawn | Withdrawn | Withdrawn | Former queue position: W118
2010-05-18 06:06 | 0133-WD | Independent Study | Independent Study | Withdrawn | 3/1/2015 | Withdrawn | Withdrawn | KERN | COPUS SUB | Solar PV | 20 | 5/18/2010 | Withdrawn | Withdrawn | Withdrawn | Withdrawn | Withdrawn | Withdrawn | Withdrawn | Withdrawn | Former queue position: W116
2010-05-24 15:26 | 0134-WD | Independent Study | Independent Study | Withdrawn | Not Provided | Withdrawn | Withdrawn | KERN | CUYAMA SUB | Solar PV | 20 | 5/24/2010 | Withdrawn | Withdrawn | Withdrawn | Withdrawn | Withdrawn | Withdrawn | Withdrawn | Withdrawn | Former queue position: W119
2010-05-24 15:57 | 0135-WD | Independent Study | Independent Study | Withdrawn | Not Provided | Withdrawn | Withdrawn | KERN | TUPMAN SUB | Solar PV | 20 | 6/10/2010 | Withdrawn | Withdrawn | Withdrawn | Withdrawn | Withdrawn | Withdrawn | Withdrawn | Withdrawn | Former queue position: W120
2019-12-13 12:08 | 2389-WD | Independent Study | Independent Study | Active | 6/1/2023 |  |  | SAN JOAQUIN | STAGG SUB | Storage | 20 | 12/31/2019 | N/A | N/A (Independent Study) | N/A | N/A (Independent Study) | Pass | 12/4/2020 | N/A | Executed | No former queue position | STAGG | Stagg | 230 |  |  |  |  | 20 | 20 | 0 |  |  | 1
2010-06-01 | 0137-WD | Independent Study | Independent Study | Withdrawn | Not Provided | Withdrawn | Withdrawn | KERN | ARVIN SUB | Solar PV | 10 | 6/15/2010 | Withdrawn | Withdrawn | Withdrawn | Withdrawn | Withdrawn | Withdrawn | Withdrawn | Withdrawn | Former queue position: W122
2010-06-01 | 0138-WD | Independent Study | Independent Study | Withdrawn | Not Provided | Withdrawn | Withdrawn | KERN | WHEELER RIDGE SUB | Solar PV | 20 | 6/15/2010 | Withdrawn | Withdrawn | Withdrawn | Withdrawn | Withdrawn | Withdrawn | Withdrawn | Withdrawn | Former queue position: W123
2010-06-01 | 0139-WD | Independent Study | Independent Study | Withdrawn | Not Provided | Withdrawn | Withdrawn | SONOMA | FULTON SUB | Solar PV | 0.5 | 6/14/2010 | Withdrawn | Withdrawn | Withdrawn | Withdrawn | Withdrawn | Withdrawn | Withdrawn | Withdrawn | Former queue position: W124
2010-06-01 09:00 | 0140-WD | Independent Study | Independent Study | Withdrawn | Not Provided | Withdrawn | Withdrawn | KERN | LAMONT SUB | Solar PV | 20 | 6/15/2010 | Withdrawn | Withdrawn | Withdrawn | Withdrawn | Withdrawn | Withdrawn | Withdrawn | Withdrawn | Former queue position: W125
2010-06-02 15:30 | 0141-WD | Independent Study | Independent Study | In Service | 2/1/2011 | 2/1/2015 | 10/17/2014 | YOLO | PUTAH CREEK SUB | Solar PV | 2 | Complete | N/A | N/A | N/A | N/A | N/A | 2/2/2011 | 1/22/2013 | Executed | Former queue position: W126
2010-06-08 16:14 | 0142-WD | Independent Study | Independent Study | Withdrawn | Not Provided | Withdrawn | Withdrawn | KERN | MCFARLAND SUB | Solar PV | 3 | Complete | Withdrawn | Withdrawn | Withdrawn | Withdrawn | Withdrawn | Withdrawn | Withdrawn | Withdrawn | Former queue position: W127
2010-06-18 16:14 | 0143-WD | Independent Study | Independent Study | Withdrawn | Not Provided | Withdrawn | Withdrawn | MERCED | EL NIDO SUB | Solar PV | 5 | Complete | Withdrawn | Withdrawn | Withdrawn | Withdrawn | Withdrawn | Withdrawn | Withdrawn | Withdrawn | Former queue position: W129
2010-06-18 16:31 | 0144-WD | Independent Study | Independent Study | Withdrawn | Not Provided | Withdrawn | Withdrawn | MERCED | EL NIDO SUB | Solar PV | 10 | 6/22/2010 | Withdrawn | Withdrawn | Withdrawn | Withdrawn | Withdrawn | Withdrawn | Withdrawn | Withdrawn | Former queue position: W130
2010-06-21 12:27 | 0145-WD | Fast Track | Independent Study | Withdrawn | Not Provided | Withdrawn | Withdrawn | MARIN | NOVATO SUB | Solar PV | 1 | 7/30/2010 | 7/30/2011 | Withdrawn | Withdrawn | Withdrawn | Withdrawn | Withdrawn | Withdrawn | Withdrawn | Former queue position: W132a
2010-06-21 14:38 | 0146-WD | Independent Study | Independent Study | Withdrawn | Not Provided | Withdrawn | Withdrawn | FRESNO | STROUD SUB | Solar PV | 20 | 8/8/2010 | Withdrawn | Withdrawn | Withdrawn | Withdrawn | Withdrawn | Withdrawn | Withdrawn | Withdrawn | Former queue position: W131
2010-06-21 14:40 | 0147-WD | Independent Study | Independent Study | Withdrawn | Not Provided | Withdrawn | Withdrawn | FRESNO | GIFFEN SUB | Solar PV | 1.5 | 7/8/2010 | Withdrawn | Withdrawn | Withdrawn | Withdrawn | Withdrawn | Withdrawn | Withdrawn | Withdrawn | Former queue position: W132
2010-06-28 15:51 | 0148-WD | Independent Study | Independent Study | Withdrawn | 6/1/2011 | Withdrawn | Withdrawn | FRESNO | HURON SUB | Solar PV | 20 | 7/8/2010 | Withdrawn | Withdrawn | Withdrawn | Withdrawn | Withdrawn | Withdrawn | Withdrawn | Withdrawn | Former queue position: W133
2010-07-12 | 0149-WD | Independent Study | Independent Study | Withdrawn | Not Provided | Withdrawn | Withdrawn | FRESNO | COALINGA #1 SUB | Solar PV | 4 | 9/22/2010 | Withdrawn | Withdrawn | Withdrawn | Withdrawn | Withdrawn | Withdrawn | Withdrawn | Withdrawn | Former queue position: W134
2010-07-23 11:13 | 0150-WD | Independent Study | Independent Study | Withdrawn | 1/1/2015 | Withdrawn | Withdrawn | FRESNO | GATES SUB | Solar PV | 5 | 7/26/2010 | Withdrawn | Withdrawn | Withdrawn | Withdrawn | Withdrawn | Withdrawn | Withdrawn | Withdrawn | Former queue position: W139
2010-07-23 11:43 | 0151-WD | Independent Study | Independent Study | Withdrawn | 1/1/2015 | Withdrawn | Withdrawn | FRESNO | GATES SUB | Solar PV | 5 | 7/26/2010 | Withdrawn | Withdrawn | Withdrawn | Withdrawn | Withdrawn | Withdrawn | Withdrawn | Withdrawn | Former queue position: W138
2010-07-25 06:09 | 0152-WD | Independent Study | Independent Study | Withdrawn | Not Provided | Withdrawn | Withdrawn | FRESNO | CANTUA SUB | Solar PV | 20 | 7/26/2010 | Withdrawn | Withdrawn | Withdrawn | Withdrawn | Withdrawn | Withdrawn | Withdrawn | Withdrawn | Former queue position: W137
2010-07-26 09:18 | 0153-WD | Independent Study | Independent Study | Withdrawn | 8/31/2012 | Withdrawn | Withdrawn | FRESNO | ORO LOMA SUB | Solar PV | 2 | 8/17/2010 | Withdrawn | Withdrawn | Withdrawn | Withdrawn | Withdrawn | Withdrawn | Withdrawn | Withdrawn | Former queue position: W135
2010-07-26 09:18 | 0154-WD | Independent Study | Independent Study | Withdrawn | Not Provided | Withdrawn | Withdrawn | FRESNO | ORO LOMA SUB | Solar PV | 20 | 8/17/2010 | Withdrawn | Withdrawn | Withdrawn | Withdrawn | Withdrawn | Withdrawn | Withdrawn | Withdrawn | Former queue position: W136
2010-07-27 12:00 | 0155-WD | Independent Study | Independent Study | Withdrawn | Not Provided | Withdrawn | Withdrawn | MONTEREY | JOLON SUB | Solar PV | 8.5 | 7/27/2010 | Withdrawn | Withdrawn | Withdrawn | Withdrawn | Withdrawn | Withdrawn | Withdrawn | Withdrawn | Former queue position: W140
2010-07-29 12:00 | 0156-WD | Independent Study | Independent Study | Withdrawn | Not Provided | Withdrawn | Withdrawn | SAN LUIS OBISPO | SAN MIGUEL SUB | Solar PV | 12 | 7/29/2010 | Withdrawn | Withdrawn | Withdrawn | Withdrawn | Withdrawn | Withdrawn | Withdrawn | Withdrawn | Former queue position: W141
2010-08-05 | 0157-WD | Independent Study | Independent Study | Withdrawn | 12/1/2011 | Withdrawn | Withdrawn | KERN | MCFARLAND SUB | Solar PV | 18.3 | 8/17/2010 | Withdrawn | Withdrawn | Withdrawn | Withdrawn | Withdrawn | Withdrawn | Withdrawn | Withdrawn | Former queue position: W143
2010-08-06 11:00 | 0158-WD | Independent Study | Independent Study | Withdrawn | Not Provided | Withdrawn | Withdrawn | KERN | MARICOPA SUB | Solar PV | 11.5 | 8/16/2010 | Withdrawn | Withdrawn | Withdrawn | Withdrawn | Withdrawn | Withdrawn | Withdrawn | Withdrawn | Former queue position: W144
2010-08-06 13:27 | 0159-WD | Independent Study | Independent Study | Withdrawn | Not Provided | Withdrawn | Withdrawn | MONTEREY | JOLON SUB | Solar PV | 3 | 9/1/2010 | Withdrawn | Withdrawn | Withdrawn | Withdrawn | Withdrawn | Withdrawn | Withdrawn | Withdrawn | Former queue position: W146
2010-08-06 13:28 | 0160-WD | Independent Study | Independent Study | Withdrawn | Not Provided | Withdrawn | Withdrawn | MONTEREY | JOLON SUB | Solar PV | 3 | 9/1/2010 | Withdrawn | Withdrawn | Withdrawn | Withdrawn | Withdrawn | Withdrawn | Withdrawn | Withdrawn | Former queue position: W145
2010-08-19 | 0161-WD | Independent Study | Independent Study | Withdrawn | 2/11/2011 | Withdrawn | Withdrawn | CONTRA COSTA | HERDLYN SUB | Solar PV | 1.5 | 8/20/2010 | Withdrawn | Withdrawn | Withdrawn | Withdrawn | Withdrawn | Withdrawn | Withdrawn | Withdrawn | Former queue position: W147
2010-08-25 07:36 | 0162-WD | Independent Study | Independent Study | In Service | 12/24/2012 | 12/24/2012 | 11/26/2013 | ALAMEDA | CAYETANO SUB | Engine | 4.308 | 10/6/2010 | N/A | N/A | N/A | N/A | N/A | 5/22/2011 | N/A | Executed | Former queue position: W148
2010-08-30 07:10 | 0163-WD | Independent Study | Independent Study | Withdrawn | Not Provided | Withdrawn | Withdrawn | SAN JOAQUIN | ROUGH & READY SUB | Solar PV | 16 | 10/6/2010 | Withdrawn | Withdrawn | Withdrawn | Withdrawn | Withdrawn | Withdrawn | Withdrawn | Withdrawn | Former queue position: W149-Rev
2010-09-03 08:44 | 0164-WD | Independent Study | Independent Study | Withdrawn | Not Provided | Withdrawn | Withdrawn | MERCED | SANTA RITA SUB | Solar PV | 3 | 9/13/2010 | Withdrawn | Withdrawn | Withdrawn | Withdrawn | Withdrawn | Withdrawn | Withdrawn | Withdrawn | Former queue position: W150
2010-09-03 14:14 | 0165-WD | Independent Study | Independent Study | Withdrawn | Not Provided | Withdrawn | Withdrawn | KERN | TWISSELMAN SUB | Solar PV | 3 | 11/7/2010 | Withdrawn | Withdrawn | Withdrawn | Withdrawn | Withdrawn | Withdrawn | Withdrawn | Withdrawn | Former queue position: W151
2010-09-03 14:14 | 0166-WD | Independent Study | Independent Study | Withdrawn | Not Provided | Withdrawn | Withdrawn | KINGS | KETTLEMAN HILLS SUB | Solar PV | 3 | 11/12/2010 | Withdrawn | Withdrawn | Withdrawn | Withdrawn | Withdrawn | Withdrawn | Withdrawn | Withdrawn | Former queue position: W152
2010-09-03 14:14 | 0167-WD | Independent Study | Independent Study | Withdrawn | Not Provided | Withdrawn | Withdrawn | KINGS | KETTLEMAN HILLS SUB | Solar PV | 3 | 11/12/2010 | Withdrawn | Withdrawn | Withdrawn | Withdrawn | Withdrawn | Withdrawn | Withdrawn | Withdrawn | Former queue position: W153
2010-09-07 10:00 | 0168-WD | Independent Study | Independent Study | In Service | 3/31/2012 | 11/30/2012 | 9/13/2012 | FRESNO | WEST FRESNO SUB | Solar PV | 1.5 | 9/7/2010 | N/A | N/A | N/A | N/A | N/A | 6/2/2011 | N/A | Executed | Former queue position: W154
2010-09-07 10:00 | 0169-WD | Independent Study | Independent Study | In Service | 12/24/2012 | 12/24/2012 | 10/29/2013 | SAN JOAQUIN | CORRAL SUB | Engine | 5 | 9/16/2010 | N/A | N/A | N/A | N/A | N/A | 4/1/2011 | N/A | Executed | Former queue position: W155
2010-09-10 16:23 | 0170-WD | Independent Study | Independent Study | Withdrawn | 12/14/2012 | Withdrawn | Withdrawn | MADERA | FIGARDEN SUB | Solar PV | 3 | 12/8/2010 | Withdrawn | Withdrawn | Withdrawn | Withdrawn | Withdrawn | Withdrawn | Withdrawn | Withdrawn | Former queue position: W156
2010-09-10 16:24 | 0171-WD | Independent Study | Independent Study | Withdrawn | Not Provided | Withdrawn | Withdrawn | MERCED | MERCED FALLS SUB | Solar PV | 3 | 12/8/2010 | Withdrawn | Withdrawn | Withdrawn | Withdrawn | Withdrawn | Withdrawn | Withdrawn | Withdrawn | Former queue position: W157
2010-09-10 16:24 | 0172-WD | Independent Study | Independent Study | Withdrawn | Not Provided | Withdrawn | Withdrawn | MERCED | MERCED FALLS SUB | Solar PV | 3 | 12/8/2010 | Withdrawn | Withdrawn | Withdrawn | Withdrawn | Withdrawn | Withdrawn | Withdrawn | Withdrawn | Former queue position: W158
2010-09-10 16:26 | 0173-WD | Independent Study | Independent Study | Withdrawn | Not Provided | Withdrawn | Withdrawn | MERCED | LE GRAND SUB | Solar PV | 3 | 12/9/2010 | Withdrawn | Withdrawn | Withdrawn | Withdrawn | Withdrawn | Withdrawn | Withdrawn | Withdrawn | Former queue position: W159
2010-09-10 16:26 | 0174-WD | Independent Study | Independent Study | Withdrawn | Not Provided | Withdrawn | Withdrawn | MERCED | LE GRAND SUB | Solar PV | 3 | Complete | Withdrawn | Withdrawn | Withdrawn | Withdrawn | Withdrawn | Withdrawn | Withdrawn | Withdrawn | Former queue position: W160
2010-09-13 16:00 | 0175-WD | Independent Study | Independent Study | Withdrawn | Not Provided | Withdrawn | Withdrawn | MENDOCINO | Withdrawn | Solar PV | 1.1 | Complete | Withdrawn | Withdrawn | Withdrawn | Withdrawn | Withdrawn | Withdrawn | Withdrawn | Withdrawn | No former queue position
2010-09-21 17:32 | 0176-WD | Independent Study | Independent Study | Withdrawn | Not Provided | Withdrawn | Withdrawn | KERN | TWISSELMAN SUB | Solar PV | 3 | 1/18/2011 | Withdrawn | Withdrawn | Withdrawn | Withdrawn | Withdrawn | Withdrawn | Withdrawn | Withdrawn | Former queue position: W163
2010-09-21 17:33 | 0177-WD | Independent Study | Independent Study | Withdrawn | Not Provided | Withdrawn | Withdrawn | MERCED | SANTA RITA SUB | Solar PV | 3 | Complete | Withdrawn | Withdrawn | Withdrawn | Withdrawn | Withdrawn | Withdrawn | Withdrawn | Withdrawn | Former queue position: W161
2010-09-21 17:35 | 0178-WD | Independent Study | Independent Study | Withdrawn | Not Provided | Withdrawn | Withdrawn | MERCED | SANTA RITA SUB | Solar PV | 3 | 9/21/2010 | Withdrawn | Withdrawn | Withdrawn | Withdrawn | Withdrawn | Withdrawn | Withdrawn | Withdrawn | Former queue position: W162
2010-09-22 10:00 | 0179-WD | Independent Study | Independent Study | Withdrawn | Not Provided | Withdrawn | Withdrawn | SAN LUIS OBISPO | CHOLAME SUB | Solar PV | 5 | 11/18/2010 | Withdrawn | Withdrawn | Withdrawn | Withdrawn | Withdrawn | Withdrawn | Withdrawn | Withdrawn | Former queue position: W164
2010-09-28 06:55 | 0180-WD | Independent Study | Independent Study | Withdrawn | 12/24/2012 | Withdrawn | Withdrawn | MONTEREY | PRUNEDALE SUB | Reciprocating Engine | 4.308 | 12/8/2010 | Withdrawn | Withdrawn | Withdrawn | Withdrawn | Withdrawn | Withdrawn | Withdrawn | Withdrawn | Former queue position: W166
2010-09-28 15:00 | 0181-WD | Independent Study | Independent Study | Withdrawn | 3/31/2013 | Withdrawn | Withdrawn | SOLANO | PEABODY SUB | Solar PV | 14 | 9/28/2010 | Withdrawn | Withdrawn | Withdrawn | Withdrawn | Withdrawn | Withdrawn | Withdrawn | Withdrawn | Former queue position: W165
2010-09-29 11:55 | 0182-WD | Independent Study | Independent Study | Withdrawn | 3/31/2012 | Withdrawn | Withdrawn | YOLO | PLAINFIELD SUB | Solar PV | 20 | Complete | Withdrawn | Withdrawn | Withdrawn | Withdrawn | Withdrawn | Withdrawn | Withdrawn | Withdrawn | Former queue position: W167
2010-09-29 12:02 | 0183-WD | Independent Study | Independent Study | Withdrawn | Not Provided | Withdrawn | Withdrawn | YOLO | WOODLAND SUB | Solar PV | 20 | 1/19/2011 | Withdrawn | Withdrawn | Withdrawn | Withdrawn | Withdrawn | Withdrawn | Withdrawn | Withdrawn | Former queue position: W168-Rev
2010-09-29 12:07 | 0184-WD | Independent Study | Independent Study | Withdrawn | Not Provided | Withdrawn | Withdrawn | YOLO | WOODLAND SUB | Solar PV | 5 | 1/19/2011 | Withdrawn | Withdrawn | Withdrawn | Withdrawn | Withdrawn | Withdrawn | Withdrawn | Withdrawn | Former queue position: W169
2010-09-30 11:56 | 0185-WD | Independent Study | Independent Study | Withdrawn | Not Provided | Withdrawn | Withdrawn | KERN | MIDWAY SUB | Solar PV | 20 | Complete | Withdrawn | Withdrawn | Withdrawn | Withdrawn | Withdrawn | Withdrawn | Withdrawn | Withdrawn | Former queue position: W170-Rev
2010-10-08 15:55 | 0186-WD | Independent Study | Independent Study | Withdrawn | Not Provided | Withdrawn | Withdrawn | FRESNO | SCHINDLER SUB | Solar PV | 20 | Complete | Withdrawn | Withdrawn | Withdrawn | Withdrawn | Withdrawn | Withdrawn | Withdrawn | Withdrawn | Former queue position: W171
2010-10-12 16:12 | 0187-WD | Independent Study | Independent Study | Withdrawn | Not Provided | Withdrawn | Withdrawn | KERN | WESTPARK SUB | Reciprocating Engine | 19.4 | Complete | Withdrawn | Withdrawn | Withdrawn | Withdrawn | Withdrawn | Withdrawn | Withdrawn | Withdrawn | Former queue position: W171a
2010-10-20 09:54 | 0188-WD | Independent Study | Independent Study | Withdrawn | Not Provided | Withdrawn | Withdrawn | BUTTE | PEACHTON SUB | Solar PV | 6 | 11/3/2010 | Withdrawn | Withdrawn | Withdrawn | Withdrawn | Withdrawn | Withdrawn | Withdrawn | Withdrawn | Former queue position: W172
2010-10-20 15:00 | 0189-WD | Independent Study | Independent Study | Withdrawn | Not Provided | Withdrawn | Withdrawn | FRESNO | REEDLEY SUB | Solar PV | 9 | Complete | Withdrawn | Withdrawn | Withdrawn | Withdrawn | Withdrawn | Withdrawn | Withdrawn | Withdrawn | Former queue position: W173
2010-10-20 15:00 | 0190-WD | Independent Study | Independent Study | Withdrawn | Not Provided | Withdrawn | Withdrawn | MERCED | GUSTINE SUB | Solar PV | 20 | 10/22/2010 | Withdrawn | Withdrawn | Withdrawn | Withdrawn | Withdrawn | Withdrawn | Withdrawn | Withdrawn | Former queue position: W174
2010-10-20 15:00 | 0191-WD | Independent Study | Independent Study | Withdrawn | Not Provided | Withdrawn | Withdrawn | KERN | GOOSE LAKE SUB | Solar PV | 9 | 10/22/2010 | Withdrawn | Withdrawn | Withdrawn | Withdrawn | Withdrawn | Withdrawn | Withdrawn | Withdrawn | Former queue position: W175
2010-10-20 15:00 | 0192-WD | Independent Study | Independent Study | Withdrawn | Not Provided | Withdrawn | Withdrawn | KERN | GOOSE LAKE SUB | Solar PV | 15 | Complete | Withdrawn | Withdrawn | Withdrawn | Withdrawn | Withdrawn | Withdrawn | Withdrawn | Withdrawn | Former queue position: W176
2010-10-20 15:00 | 0193-WD | Independent Study | Independent Study | Withdrawn | Not Provided | Withdrawn | Withdrawn | MERCED | GUSTINE SUB | Solar PV | 20 | 10/22/2010 | Withdrawn | Withdrawn | Withdrawn | Withdrawn | Withdrawn | Withdrawn | Withdrawn | Withdrawn | Former queue position: W177
2010-10-21 15:00 | 0194-WD | Independent Study | Independent Study | Withdrawn | Not Provided | Withdrawn | Withdrawn | BUTTE | PEACHTON SUB | Solar PV | 6 | Complete | Withdrawn | Withdrawn | Withdrawn | Withdrawn | Withdrawn | Withdrawn | Withdrawn | Withdrawn | Duplicate entry; former queue position: W178
2010-10-26 07:15 | 0195-WD | Independent Study | Independent Study | Withdrawn | 6/20/2012 | Withdrawn | Withdrawn | COLUSA | COLUSA JUNCTION | Solar PV | 5 | 1/21/2011 | Withdrawn | Withdrawn | Withdrawn | Withdrawn | Withdrawn | Withdrawn | Withdrawn | Withdrawn | Former queue position: W179
2010-10-27 15:00 | 0196-WD | Independent Study | Independent Study | Withdrawn | Not Provided | Withdrawn | Withdrawn | FRESNO | DEVILS DEN SUB | Solar PV | 20 | Complete | Withdrawn | Withdrawn | Withdrawn | Withdrawn | Withdrawn | Withdrawn | Withdrawn | Withdrawn | Former queue position: W181
2010-10-28 16:08 | 0197-WD | Independent Study | Independent Study | Withdrawn | Not Provided | Withdrawn | Withdrawn | PLACER | PLEASANT GROVE SUB | Solar PV | 5 | 1/21/2011 | Withdrawn | Withdrawn | Withdrawn | Withdrawn | Withdrawn | Withdrawn | Withdrawn | Withdrawn | Former queue position: W205a
2010-10-28 19:12 | 0198-WD | Independent Study | Independent Study | Withdrawn | Not Provided | Withdrawn | Withdrawn | KERN | LAMONT SUB | Reciprocating Engine | 3.2 | Complete | Withdrawn | Withdrawn | Withdrawn | Withdrawn | Withdrawn | Withdrawn | Withdrawn | Withdrawn | Former queue position: W182
2010-11-01 12:20 | 0199-WD | Fast Track | Fast Track | Withdrawn | Not Provided | Withdrawn | Withdrawn | PLACER | PENRYN SUB | Solar PV | 0.096 | Complete | Withdrawn | Withdrawn | Withdrawn | Withdrawn | Withdrawn | Withdrawn | Withdrawn | Withdrawn | Former queue position: W180
2010-11-05 06:27 | 0200-WD | Independent Study | Independent Study | Withdrawn | Not Provided | Withdrawn | Withdrawn | KERN | SMYRNA SUB | Solar PV | 20 | 1/24/2011 | Withdrawn | Withdrawn | Withdrawn | Withdrawn | Withdrawn | Withdrawn | Withdrawn | Withdrawn | Former queue position: W184
2010-11-05 10:59 | 0201-WD | Independent Study | Independent Study | Withdrawn | Not Provided | Withdrawn | Withdrawn | SAN JOAQUIN | LAMMERS SUB | Solar PV | 16 | Complete | Withdrawn | Withdrawn | Withdrawn | Withdrawn | Withdrawn | Withdrawn | Withdrawn | Withdrawn | Former queue position: W186
2010-11-12 16:15 | 0202-WD | Independent Study | Independent Study | Withdrawn | 3/31/2012 | Withdrawn | Withdrawn | FRESNO | DEVILS DEN SUB | Solar PV | 20 | Complete | Withdrawn | Withdrawn | Withdrawn | Withdrawn | Withdrawn | Withdrawn | Withdrawn | Withdrawn | Former queue position: W187
2010-11-16 15:00 | 0203-WD | Independent Study | Independent Study | Withdrawn | Not Provided | Withdrawn | Withdrawn | KERN | ELK HILLS SUB | Solar PV | 20 | 12/20/2010 | Withdrawn | Withdrawn | Withdrawn | Withdrawn | Withdrawn | Withdrawn | Withdrawn | Withdrawn | Former queue position: W188
2010-11-16 18:29 | 0204-WD | Independent Study | Independent Study | Withdrawn | Not Provided | Withdrawn | Withdrawn | SAN JOAQUIN | LAMMERS SUB | Solar PV | 8 | Complete | Withdrawn | Withdrawn | Withdrawn | Withdrawn | Withdrawn | Withdrawn | Withdrawn | Withdrawn | Former queue position: W185
2010-11-23 13:23 | 0205-WD | Independent Study | Independent Study | Withdrawn | 8/31/2012 | Withdrawn | Withdrawn | SAN JOAQUIN | TRACY SUB | Solar PV | 2 | 1/21/2011 | Withdrawn | Withdrawn | Withdrawn | Withdrawn | Withdrawn | Withdrawn | Withdrawn | Withdrawn | Former queue position: W189
2010-11-23 13:23 | 0206-WD | Independent Study | Independent Study | Withdrawn | 8/31/2012 | Withdrawn | Withdrawn | SAN JOAQUIN | TRACY SUB | Solar PV | 3 | 1/12/2011 | Withdrawn | Withdrawn | Withdrawn | Withdrawn | Withdrawn | Withdrawn | Withdrawn | Withdrawn | Former queue position: W190
2010-11-23 13:23 | 0207-WD | Independent Study | Independent Study | Withdrawn | 8/31/2012 | Withdrawn | Withdrawn | SAN JOAQUIN | WEBER SUB | Solar PV | 4 | 1/11/2011 | Withdrawn | Withdrawn | Withdrawn | Withdrawn | Withdrawn | Withdrawn | Withdrawn | Withdrawn | Former queue position: W191
2010-11-23 13:23 | 0208-WD | Independent Study | Independent Study | Withdrawn | 8/31/2012 | Withdrawn | Withdrawn | SAN JOAQUIN | TRACY SUB | Solar PV | 4 | 1/12/2011 | Withdrawn | Withdrawn | Withdrawn | Withdrawn | Withdrawn | Withdrawn | Withdrawn | Withdrawn | Former queue position: W192
2010-11-23 13:23 | 0209-WD | Fast Track | Fast Track | Withdrawn | Not Provided | Withdrawn | Withdrawn | SAN JOAQUIN | LAMMERS SUB | Solar PV | 1 | Complete | 2/16/2011 | Fail Screens: 10 | Withdrawn | Withdrawn | Withdrawn | Withdrawn | Withdrawn | Withdrawn | Former queue position: W193
2010-11-23 13:23 | 0210-WD | Independent Study | Independent Study | Withdrawn | 8/31/2012 | Withdrawn | Withdrawn | SAN JOAQUIN | WEBER SUB | Solar PV | 4 | 1/12/2011 | Withdrawn | Withdrawn | Withdrawn | Withdrawn | Withdrawn | Withdrawn | Withdrawn | Withdrawn | Former queue position: W194
2010-11-24 17:41 | 0211-WD | Fast Track | Fast Track | Withdrawn | Not Provided | Withdrawn | Withdrawn | FRESNO | CHENEY SUB | Solar PV | 1.5 | Complete | Withdrawn | Withdrawn | Withdrawn | Withdrawn | Withdrawn | Withdrawn | Withdrawn | Withdrawn | Former queue position: W195
2010-11-24 17:41 | 0212-WD | Fast Track | Fast Track | Withdrawn | Not Provided | Withdrawn | Withdrawn | FRESNO | CHENEY SUB | Solar PV | 1.5 | Complete | Withdrawn | Withdrawn | Withdrawn | Withdrawn | Withdrawn | Withdrawn | Withdrawn | Withdrawn | Former queue position: W196
2010-11-24 17:41 | 0213-WD | Fast Track | Fast Track | Withdrawn | Not Provided | Withdrawn | Withdrawn | FRESNO | CHENEY SUB | Solar PV | 1.5 | Complete | Withdrawn | Withdrawn | Withdrawn | Withdrawn | Withdrawn | Withdrawn | Withdrawn | Withdrawn | Former queue position: W197
2010-11-24 17:41 | 0214-WD | Fast Track | Fast Track | Withdrawn | Not Provided | Withdrawn | Withdrawn | FRESNO | CHENEY SUB | Solar PV | 1.5 | Complete | Withdrawn | Withdrawn | Withdrawn | Withdrawn | Withdrawn | Withdrawn | Withdrawn | Withdrawn | Former queue position: W198
2010-11-24 17:41 | 0215-WD | Independent Study | Independent Study | Withdrawn | Not Provided | Withdrawn | Withdrawn | FRESNO | CAMDEN SUB | Solar PV | 1.5 | 12/20/2010 | Withdrawn | Withdrawn | Withdrawn | Withdrawn | Withdrawn | Withdrawn | Withdrawn | Withdrawn | Former queue position: W199
2010-11-29 07:32 | 0216-WD | Independent Study | Independent Study | Withdrawn | 8/31/2012 | Withdrawn | Withdrawn | SAN JOAQUIN | WEBER SUB | Solar PV | 4 | 1/12/2011 | Withdrawn | Withdrawn | Withdrawn | Withdrawn | Withdrawn | Withdrawn | Withdrawn | Withdrawn | Former queue position: W200
2010-11-29 07:32 | 0217-WD | Independent Study | Independent Study | Withdrawn | 8/31/2012 | Withdrawn | Withdrawn | SAN JOAQUIN | WEBER SUB | Solar PV | 2 | 11/30/2010 | Withdrawn | Withdrawn | Withdrawn | Withdrawn | Withdrawn | Withdrawn | Withdrawn | Withdrawn | Former queue position: W201
2010-11-30 10:01 | 0218-WD | Fast Track | Fast Track | Withdrawn | Not Provided | Withdrawn | Withdrawn | YUBA | OLIVEHURST SUB | Solar PV | 1.2 | 12/1/2010 | 5/10/2011 | Fail Screens: 2, 5, 10 | Withdrawn | Withdrawn | Withdrawn | Withdrawn | Withdrawn | Withdrawn | Former queue position: W183
2010-12-08 08:33 | 0219-WD | Independent Study | Independent Study | Withdrawn | 12/1/2011 | Withdrawn | Withdrawn | KINGS | HARDWICK SUB | Reciprocating Engine | 0.925 | Complete | Withdrawn | Withdrawn | Withdrawn | Withdrawn | Withdrawn | Withdrawn | Withdrawn | Withdrawn | Former queue position: W202
2010-12-14 10:00 | 0220-WD | Independent Study | Independent Study | Withdrawn | Not Provided | Withdrawn | Withdrawn | Withdrawn | Withdrawn | Solar PV | 20 | Complete | Withdrawn | Withdrawn | Withdrawn | Withdrawn | Withdrawn | Withdrawn | Withdrawn | Withdrawn | Former queue position: W203
2010-12-16 11:12 | 0221-WD | Independent Study | Independent Study | Withdrawn | Not Provided | Withdrawn | Withdrawn | FRESNO | WEST FRESNO SUB | Solar PV | 1 | 1/24/2011 | Withdrawn | Withdrawn | Withdrawn | Withdrawn | Withdrawn | Withdrawn | Withdrawn | Withdrawn | Former queue position: W204
2010-12-17 09:09 | 0222-WD | Independent Study | Independent Study | Withdrawn | Not Provided | Withdrawn | Withdrawn | KERN | TWISSELMAN SUB | Solar PV | 1.5 | 12/20/2010 | Withdrawn | Withdrawn | Withdrawn | Withdrawn | Withdrawn | Withdrawn | Withdrawn | Withdrawn | Former queue position: W205
2010-12-20 16:54 | 0223-WD | Independent Study | Independent Study | Withdrawn | Not Provided | Withdrawn | Withdrawn | CALAVERAS | FROGTOWN SUB | Solar PV | 15 | 1/19/2011 | Withdrawn | Withdrawn | Withdrawn | Withdrawn | Withdrawn | Withdrawn | Withdrawn | Withdrawn | Former queue position: W207
2023-03-31 14:18 | 3384-WD | Independent Study | Cluster | Active | 12/1/2026 |  |  | TULARE | OROSI SUB | Solar PV | 20 | 5/3/2023 | N/A | N/A (Cluster) | N/A | N/A (Cluster) | Fail | In Progress |  |  | No former queue position | OROSI | Orosi | 70 | 20 | not found |  |  |  |  | 0 |  |  | 0
2010-12-23 09:38 | 0225-WD | Independent Study | Independent Study | Withdrawn | 12/14/2012 | Withdrawn | Withdrawn | FRESNO | REEDLEY SUB | Solar PV | 3 | 1/28/2011 | Withdrawn | Withdrawn | Withdrawn | Withdrawn | Withdrawn | Withdrawn | Withdrawn | Withdrawn | Former queue position: W208
2010-12-23 14:26 | 0226-WD | Independent Study | Independent Study | Withdrawn | Not Provided | Withdrawn | Withdrawn | NAPA | HIGHWAY SUB | Solar PV | 6.7 | 1/28/2011 | Withdrawn | Withdrawn | Withdrawn | Withdrawn | Withdrawn | Withdrawn | Withdrawn | Withdrawn | Former queue position: W209
2010-12-30 10:26 | 0227-WD | Independent Study | Independent Study | In Service | 12/24/2012 | 12/24/2012 | 10/23/2013 | SAN JOAQUIN | WEBER SUB | Engine | 4.2 | 1/31/2011 | N/A | N/A | N/A | N/A | N/A | 5/23/2011 | N/A | Executed | Former queue position: W210
2010-12-31 11:22 | 0228-WD | Fast Track | Fast Track | Withdrawn | Not Provided | Withdrawn | Withdrawn | MADERA | BONITA SUB | Solar PV | 0.096 | Complete | Withdrawn | Withdrawn | Withdrawn | Withdrawn | Withdrawn | Withdrawn | Withdrawn | Withdrawn | Former queue position: W211
2011-01-04 15:13 | 0229-WD | Cluster | Cluster | Withdrawn | 9/30/2012 | Withdrawn | Withdrawn | KINGS | GUERNSEY SUB | Solar PV | 12 | 2/15/2011 | Withdrawn | Withdrawn | Withdrawn | Withdrawn | Withdrawn | Withdrawn | Withdrawn | Withdrawn | Former queue position: W212
2011-01-04 17:58 | 0230-WD | Independent Study | Independent Study | Withdrawn | Not Provided | Withdrawn | Withdrawn | SANTA CLARA | SWIFT SUB | Solar PV | 5 | 9/26/2011 | Withdrawn | Withdrawn | Withdrawn | Withdrawn | Withdrawn | Withdrawn | Withdrawn | Withdrawn | Former queue position: W213
2011-01-14 12:50 | 0231-WD | Independent Study | Independent Study | Withdrawn | 10/1/2012 | Withdrawn | Withdrawn | FRESNO | COALINGA #1 SUB | Solar PV | 6 | 1/24/2011 | Withdrawn | Withdrawn | Withdrawn | Withdrawn | Withdrawn | Withdrawn | Withdrawn | Withdrawn | Former queue position: W214
2011-01-19 10:00 | 0232-WD | Independent Study | Independent Study | Withdrawn | Not Provided | Withdrawn | Withdrawn | MERCED | MERCED FALLS SUB | Solar PV | 3 | 2/2/2011 | Withdrawn | Withdrawn | Withdrawn | Withdrawn | Withdrawn | Withdrawn | Withdrawn | Withdrawn | Former queue position: W215
2011-01-21 15:00 | 0233-WD | Fast Track | Independent Study | In Service | 4/15/2012 | 10/22/2013 | 1/10/2014 | STANISLAUS | RIVERBANK SUB | Engine | 1.2 | 5/10/2011 | 6/2/2011 | Fail Screens: 2, 10 | 8/2/2011 | Fail | N/A | 9/10/2012 | N/A | Executed | Former queue position: W216
2011-01-26 12:55 | 0234-WD | Fast Track | Fast Track | Withdrawn | Not Provided | Withdrawn | Withdrawn | SAN JOAQUIN | VICTOR SUB | Solar PV | 0.095 | Complete | 2/8/2011 | Pass | Withdrawn | Withdrawn | Withdrawn | Withdrawn | Withdrawn | Withdrawn | Former queue position: W217
2011-01-26 17:47 | 0235-WD | Independent Study | Independent Study | Withdrawn | Not Provided | Withdrawn | Withdrawn | SANTA BARBARA | CUYAMA SUB | Solar PV | 3 | 1/26/2011 | Withdrawn | Withdrawn | Withdrawn | Withdrawn | Withdrawn | Withdrawn | Withdrawn | Withdrawn | Former queue position: W218
2011-01-26 17:47 | 0236-WD | Independent Study | Independent Study | Withdrawn | Not Provided | Withdrawn | Withdrawn | SANTA BARBARA | CUYAMA SUB | Solar PV | 3 | 1/26/2011 | Withdrawn | Withdrawn | Withdrawn | Withdrawn | Withdrawn | Withdrawn | Withdrawn | Withdrawn | Former queue position: W219
2011-01-28 12:35 | 0237-WD | Independent Study | Independent Study | Withdrawn | Not Provided | Withdrawn | Withdrawn | STANISLAUS | CROWS LANDING SUB | Solar PV | 20 | 4/4/2011 | Withdrawn | Withdrawn | Withdrawn | Withdrawn | Withdrawn | Withdrawn | Withdrawn | Withdrawn | Former queue position: W220-Rev
2011-01-28 12:47 | 0238-WD | Fast Track | Fast Track | Withdrawn | Not Provided | Withdrawn | Withdrawn | FRESNO | CAMDEN SUB | Solar PV | 1.5 | 5/2/2011 | 5/20/2011 | Fail Screens: 2, 10 | 6/27/2011 | Pass | Withdrawn | Withdrawn | Withdrawn | Withdrawn | Former queue position: W221
2011-01-28 12:47 | 0239-WD | Fast Track | Fast Track | Withdrawn | Not Provided | Withdrawn | Withdrawn | FRESNO | CAMDEN SUB | Solar PV | 1.5 | Complete | Withdrawn | Withdrawn | Withdrawn | Withdrawn | Withdrawn | Withdrawn | Withdrawn | Withdrawn | Former queue position: W222-Rev
2011-01-28 18:24 | 0240-WD | Fast Track | Fast Track | Withdrawn | Not Provided | Withdrawn | Withdrawn | FRESNO | CAMDEN SUB | Solar PV | 1.5 | Complete | Withdrawn | Withdrawn | Withdrawn | Withdrawn | Withdrawn | Withdrawn | Withdrawn | Withdrawn | Former queue position: W223-Rev
2011-01-28 18:24 | 0241-WD | Fast Track | Fast Track | Withdrawn | Not Provided | Withdrawn | Withdrawn | FRESNO | CAMDEN SUB | Solar PV | 1.5 | Complete | Withdrawn | Withdrawn | Withdrawn | Withdrawn | Withdrawn | Withdrawn | Withdrawn | Withdrawn | Former queue position: W224-Rev
2011-01-28 18:29 | 0242-WD | Fast Track | Fast Track | Withdrawn | Not Provided | Withdrawn | Withdrawn | FRESNO | CAMDEN SUB | Solar PV | 1.5 | Complete | Withdrawn | Withdrawn | Withdrawn | Withdrawn | Withdrawn | Withdrawn | Withdrawn | Withdrawn | Former queue position: W225-Rev
2011-01-31 16:50 | 0243-WD | Fast Track | Fast Track | Withdrawn | Not Provided | Withdrawn | Withdrawn | KINGS | JACOBS CORNER SUB | Solar PV | 25 | Complete | Withdrawn | Withdrawn | Withdrawn | Withdrawn | Withdrawn | Withdrawn | Withdrawn | Withdrawn | Former queue position: W226-Rev
2011-01-31 16:50 | 0244-WD | Fast Track | Fast Track | Withdrawn | Not Provided | Withdrawn | Withdrawn | KERN | GOOSE LAKE SUB | Solar PV | 20 | Complete | Withdrawn | Withdrawn | Withdrawn | Withdrawn | Withdrawn | Withdrawn | Withdrawn | Withdrawn | Former queue position: W227-Rev
2011-01-31 16:50 | 0245-WD | Fast Track | Fast Track | Withdrawn | Not Provided | Withdrawn | Withdrawn | KERN | LAKEVIEW SUB | Solar PV | 30 | Complete | Withdrawn | Withdrawn | Withdrawn | Withdrawn | Withdrawn | Withdrawn | Withdrawn | Withdrawn | Former queue position: W228-Rev
2011-02-01 11:00 | 0246-WD | Cluster | Cluster | Withdrawn | Not Provided | Withdrawn | Withdrawn | KERN | GANSO SUB | Solar PV | 20 | 2/1/2011 | Withdrawn | Withdrawn | Withdrawn | Withdrawn | Withdrawn | Withdrawn | Withdrawn | Withdrawn | Former queue position: W229
2011-02-01 11:01 | 0247-WD | Independent Study | Independent Study | Withdrawn | Not Provided | Withdrawn | Withdrawn | MADERA | CHOWCHILLA SUB | Solar PV | 3 | 2/1/2011 | Withdrawn | Withdrawn | Withdrawn | Withdrawn | Withdrawn | Withdrawn | Withdrawn | Withdrawn | Former queue position: W230-Rev
2011-02-02 09:30 | 0248-WD | Independent Study | Independent Study | In Service | 6/30/2012 | 2/28/2014 | 10/23/2013 | KERN | OLD RIVER SUB | Engine | 2 | 2/3/2011 | N/A | N/A | N/A | N/A | N/A | 5/18/2012 | 1/29/2013 | Executed | Former queue position: W231-Rev
2011-02-09 11:51 | 0249-WD | Independent Study | Independent Study | Withdrawn | Not Provided | Withdrawn | Withdrawn | YOLO | DAVIS SUB | Solar PV | 16 | 2/14/2011 | Withdrawn | Withdrawn | Withdrawn | Withdrawn | Withdrawn | Withdrawn | Withdrawn | Withdrawn | Former queue position: W232
2011-02-10 15:56 | 0250-WD | Fast Track | Fast Track | Withdrawn | Not Provided | Withdrawn | Withdrawn | FRESNO | CHENEY SUB | Solar PV | 1 | Complete | Withdrawn | Withdrawn | Withdrawn | Withdrawn | Withdrawn | Withdrawn | Withdrawn | Withdrawn | Former queue position: W233-Rev
2011-02-18 08:06 | 0251-WD | Independent Study | Independent Study | Withdrawn | 9/1/2012 | Withdrawn | Withdrawn | KERN | CHARCA SUB | Solar PV | 2 | 5/2/2011 | Withdrawn | Withdrawn | Withdrawn | Withdrawn | Withdrawn | Withdrawn | Withdrawn | Withdrawn | Former queue position: W234
2011-02-18 08:06 | 0252-WD | Independent Study | Independent Study | Withdrawn | 9/1/2012 | Withdrawn | Withdrawn | KERN | WASCO SUB | Solar PV | 2 | 5/2/2011 | Withdrawn | Withdrawn | Withdrawn | Withdrawn | Withdrawn | Withdrawn | Withdrawn | Withdrawn | Former queue position: W235
2011-02-22 14:32 | 0253-WD | Cluster | Cluster | Withdrawn | Not Provided | Withdrawn | Withdrawn | KERN | TAFT SUB | Solar PV | 20 | 2/25/2011 | Withdrawn | Withdrawn | Withdrawn | Withdrawn | Withdrawn | Withdrawn | Withdrawn | Withdrawn | Former queue position: W236-Rev
2011-02-22 14:34 | 0254-WD | Independent Study | Independent Study | Withdrawn | 1/31/2012 | Withdrawn | Withdrawn | KERN | GOOSE LAKE SUB | Solar PV | 20 | 2/22/2011 | Withdrawn | Withdrawn | Withdrawn | Withdrawn | Withdrawn | Withdrawn | Withdrawn | Withdrawn | Former queue position: W237
2011-02-22 14:35 | 0255-WD | Cluster | Cluster | Withdrawn | Not Provided | Withdrawn | Withdrawn | KERN | MIDWAY SUB | Solar PV | 10 | 3/14/2011 | Withdrawn | Withdrawn | Withdrawn | Withdrawn | Withdrawn | Withdrawn | Withdrawn | Withdrawn | Former queue position: W238-Rev
2011-02-25 12:25 | 0256-WD | Fast Track | Fast Track | Withdrawn | Not Provided | Withdrawn | Withdrawn | KERN | COPUS SUB | Solar PV | 2 | 3/10/2011 | 5/6/2011 | Fail Screens: 2, 10 | Withdrawn | Withdrawn | Withdrawn | Withdrawn | Withdrawn | Withdrawn | Former queue position: W239
2011-02-25 14:18 | 0257-WD | Independent Study | Independent Study | Withdrawn | 12/1/2013 | Withdrawn | Withdrawn | EL DORADO | APPLE HILL SUB | Hydro | 5 | 2/25/2011 | Withdrawn | Withdrawn | Withdrawn | Withdrawn | Withdrawn | Withdrawn | Withdrawn | Withdrawn | Former queue position: W240
2011-02-25 17:51 | 0258-WD | Independent Study | Independent Study | Withdrawn | 12/1/2013 | Withdrawn | Withdrawn | FRESNO | SCHINDLER SUB | Solar PV | 20 | 1/5/2012 | Withdrawn | Withdrawn | Withdrawn | Withdrawn | Withdrawn | Withdrawn | Withdrawn | Withdrawn | Former queue position: W240-A1
2011-02-25 17:51 | 0259-WD | Cluster | Cluster | Withdrawn | 12/1/2014 | Withdrawn | Withdrawn | FRESNO | SCHINDLER SUB | Solar PV | 20 | 4/14/2011 | Withdrawn | Withdrawn | Withdrawn | Withdrawn | Withdrawn | Withdrawn | Withdrawn | Withdrawn | Former queue position: W240-A2
2011-02-28 16:38 | 0260-WD | Fast Track | Fast Track | Withdrawn | 5/30/2013 | Withdrawn | Withdrawn | SANTA BARBARA | CUYAMA SUB | Solar PV | 3 | Complete | 4/27/2011 | Fail Screens: 2, 4, 10 | Withdrawn | Withdrawn | Withdrawn | Withdrawn | Withdrawn | Withdrawn | Former queue position: W240a
2011-02-28 17:28 | 0261-WD | Fast Track | Fast Track | Withdrawn | 1/30/2013 | Withdrawn | Withdrawn | SANTA CLARA | EDENVALE SUB | Solar PV | 3.25 | 3/21/2011 | 6/20/2011 | Fail Screens: 2, 10 | 3/7/2013 | Pass | Withdrawn | Withdrawn | Withdrawn | Withdrawn | Former queue position: W243-Rev
2011-02-28 17:28 | 0262-WD | Fast Track | Fast Track | Withdrawn | 1/30/2013 | Withdrawn | Withdrawn | SANTA CLARA | PIERCY SUB | Solar PV | 1.35 | 6/6/2011 | 6/14/2011 | Fail Screens: 2, 10 | 3/7/2013 | Pass | Withdrawn | Withdrawn | Withdrawn | Withdrawn | Former queue position: W245c
2011-02-28 17:35 | 0263-WD | Fast Track | Fast Track | Withdrawn | 1/30/2013 | Withdrawn | Withdrawn | SANTA CLARA | LLAGAS SUB | Solar PV | 2.2 | 3/21/2011 | 6/21/2011 | Fail Screens: 2, 10 | 3/7/2013 | Pass | Withdrawn | Withdrawn | Withdrawn | Withdrawn | Former queue position: W245d
2011-02-28 17:43 | 0264-WD | Fast Track | Fast Track | Withdrawn | 1/30/2013 | Withdrawn | Withdrawn | SANTA CLARA | MORGAN HILL SUB | Solar PV | 1.1 | 6/6/2011 | 6/21/2011 | Fail Screens: 10 | 3/7/2013 | Pass | Withdrawn | Withdrawn | Withdrawn | Withdrawn | Former queue position: W245a
2011-02-28 17:46 | 0265-WD | Fast Track | Fast Track | Withdrawn | Not Provided | Withdrawn | Withdrawn | SANTA CLARA | MORGAN HILL SUB | Solar PV | 1.1 | Complete | Withdrawn | Withdrawn | Withdrawn | Withdrawn | Withdrawn | Withdrawn | Withdrawn | Withdrawn | Former queue position: W241-Rev
2011-02-28 17:47 | 0266-WD | Fast Track | Fast Track | Withdrawn | 1/30/2013 | Withdrawn | Withdrawn | SANTA CLARA | EDENVALE SUB | Solar PV | 3.1 | 5/24/2011 | 6/21/2011 | Fail Screens: 2, 10 | 3/7/2013 | Pass | Withdrawn | Withdrawn | Withdrawn | Withdrawn | Former queue position: W241a
2011-02-28 17:50 | 0267-WD | Fast Track | Fast Track | Withdrawn | 1/30/2013 | Withdrawn | Withdrawn | SANTA CLARA | MORGAN HILL SUB | Solar PV | 1.5 | 3/21/2011 | 6/7/2011 | Fail Screens: 2, 10 | 3/7/2013 | Pass | Withdrawn | Withdrawn | Withdrawn | Withdrawn | Former queue position: W245-Rev
2011-02-28 17:53 | 0268-WD | Fast Track | Fast Track | Withdrawn | 1/30/2013 | Withdrawn | Withdrawn | SANTA CLARA | MORGAN HILL SUB | Solar PV | 1.2 | 3/21/2011 | 6/21/2011 | Fail Screens: 10 | 3/7/2013 | Pass | Withdrawn | Withdrawn | Withdrawn | Withdrawn | Former queue position: W244-Rev
2011-03-01 09:47 | 0269-WD | Fast Track | Fast Track | Withdrawn | Not Provided | Withdrawn | Withdrawn | SANTA CLARA | EDENVALE SUB | Solar PV | 3.25 | Complete | Withdrawn | Withdrawn | Withdrawn | Withdrawn | Withdrawn | Withdrawn | Withdrawn | Withdrawn | Duplicate entry; former queue position: W245b
2011-03-01 15:01 | 0270-WD | Fast Track | Fast Track | Withdrawn | 3/8/2012 | Withdrawn | Withdrawn | CONTRA COSTA | TIDEWATER SUB | Solar PV | 0.999 | 3/18/2011 | 4/26/2011 | Fail Screens: 2, 6, 10 | 11/16/2011 | Pass | Withdrawn | Withdrawn | Withdrawn | Withdrawn | Former queue position: W245e
2011-03-01 15:01 | 0271-WD | Fast Track | Fast Track | In Service | 12/30/2012 | 4/5/2014 | 2/21/2014 | BUTTE | WYANDOTTE SUB | Solar PV | 0.999 | 10/25/2011 | 11/22/2011 | Fail Screens: 2, 10 | 3/8/2012 | Pass | N/A (Fast Track) | N/A (Fast Track) | N/A (Fast Track) | Executed | Former queue position: W301
2011-03-01 16:13 | 0272-WD | Fast Track | Fast Track | In Service | 3/8/2012 | 3/31/2013 | 1/31/2014 | SAN BENITO | HOLLISTER SUB | Solar PV | 1.5 | 3/23/2011 | 4/20/2011 | Fail Screens: 2, 10 | 10/3/2011 | Pass | N/A (Fast Track) | N/A (Fast Track) | N/A (Fast Track) | Executed | Former queue position: W245f
2011-03-01 16:33 | 0273-WD | Fast Track | Fast Track | Withdrawn | 3/8/2012 | Withdrawn | Withdrawn | TEHAMA | GERBER SUB | Solar PV | 1.5 | 3/23/2011 | 4/29/2011 | Fail Screens: 2, 5, 10 | 8/10/2011 | Pass | Withdrawn | Withdrawn | Withdrawn | Withdrawn | Former queue position: W245g
2011-03-01 17:51 | 0274-WD | Fast Track | Fast Track | Withdrawn | Not Provided | Withdrawn | Withdrawn | SOLANO | VACA DIXON SUB | Solar PV | 2 | 4/8/2011 | 5/4/2011 | Fail Screens: 2, 10 | 9/19/2011 | Pass | Withdrawn | Withdrawn | Withdrawn | Withdrawn | Former queue position: W246a
2011-03-01 18:51 | 0275-WD | Fast Track | Fast Track | Withdrawn | Not Provided | Withdrawn | Withdrawn | SAN JOAQUIN | TRACY SUB | Solar PV | 2.296 | Complete | 4/11/2011 | Fail Screens: 2, 10 | Withdrawn | Withdrawn | Withdrawn | Withdrawn | Withdrawn | Withdrawn | Former queue position: W242-Rev
2011-03-01 18:51 | 0276-WD | Fast Track | Fast Track | Withdrawn | Not Provided | Withdrawn | Withdrawn | DIABLO | CONTRA COSTA SUB | Solar PV | 2.296 | 3/16/2011 | 4/11/2011 | Fail | Withdrawn | Withdrawn | Withdrawn | Withdrawn | Withdrawn | Withdrawn | Former queue position: W247-Rev
2011-03-01 18:52 | 0277-WD | Fast Track | Fast Track | Withdrawn | Not Provided | Withdrawn | Withdrawn | SAN JOAQUIN | WEBER SUB | Solar PV | 2.296 | Complete | 2011-04-11 | Fail Screens: 2, 10 | Withdrawn | Withdrawn | Withdrawn | Withdrawn | Withdrawn | Withdrawn | Former queue position: W246b
2011-03-02 01:58 | 0278-WD | Fast Track | Fast Track | Withdrawn | 5/30/2012 | Withdrawn | Withdrawn | SANTA CLARA | TRIMBLE SUB | Solar PV | 1.5 | Complete | 6/8/2011 | Fail Screens: 2, 10 | Withdrawn | Withdrawn | Withdrawn | Withdrawn | Withdrawn | Withdrawn | Former queue position: W245h
2011-03-02 01:58 | 0279-WD | Fast Track | Fast Track | Withdrawn | 5/30/2013 | Withdrawn | Withdrawn | SAN JOAQUIN | DIXON LANDING SUB | Solar PV | 1.5 | Complete | 4/28/2011 | Fail Screens: 6, 10 | 8/23/2011 | Pass | Withdrawn | Withdrawn | Withdrawn | Withdrawn | Former queue position: W245i
2011-03-02 01:58 | 0280-WD | Fast Track | Fast Track | Withdrawn | 5/30/2013 | Withdrawn | Withdrawn | SANTA CLARA | TRIMBLE SUB | Solar PV | 1 | Complete | 6/8/2011 | Fail Screens: 2, 10 | Withdrawn | Withdrawn | Withdrawn | Withdrawn | Withdrawn | Withdrawn | Former queue position: W245j
2011-03-02 01:58 | 0281-WD | Fast Track | Fast Track | Withdrawn | 5/30/2013 | Withdrawn | Withdrawn | ALAMEDA | NEWARK SUB | Solar PV | 1 | Complete | 4/28/2011 | Fail Screens: 2, 10 | 8/23/2011 | Pass | Withdrawn | Withdrawn | Withdrawn | Withdrawn | Former queue position: W245k
2011-03-02 01:58 | 0282-WD | Fast Track | Fast Track | Withdrawn | 5/30/2013 | Withdrawn | Withdrawn | ALAMEDA | SAN LEANDRO U SUB | Solar PV | 2 | Complete | 6/8/2011 | Fail Screens: 2, 10 | Withdrawn | Withdrawn | Withdrawn | Withdrawn | Withdrawn | Withdrawn | Former queue position: W245l
2011-03-02 01:58 | 0283-WD | Fast Track | Fast Track | Withdrawn | 5/30/2013 | Withdrawn | Withdrawn | ALAMEDA | SAN LEANDRO U SUB | Solar PV | 1 | Complete | 6/8/2011 | Fail Screens: 2, 10 | Withdrawn | Withdrawn | Withdrawn | Withdrawn | Withdrawn | Withdrawn | Former queue position: W245m
2011-03-02 01:58 | 0284-WD | Fast Track | Fast Track | Withdrawn | 5/30/2012 | Withdrawn | Withdrawn | ALAMEDA | JARVIS SUB | Solar PV | 1.5 | Complete | 5/12/2011 | Fail Screens: 2, 10 | Withdrawn | Withdrawn | Withdrawn | Withdrawn | Withdrawn | Withdrawn | Former queue position: W245n
2011-03-02 01:58 | 0285-WD | Fast Track | Fast Track | Withdrawn | 5/30/2012 | Withdrawn | Withdrawn | CONTRA COSTA | JARVIS SUB | Solar PV | 1.5 | Complete | 5/17/2011 | Fail | 10/26/2011 | Pass | Withdrawn | Withdrawn | Withdrawn | Withdrawn | Former queue position: W245o
2011-03-02 01:58 | 0286-WD | Fast Track | Fast Track | Withdrawn | 5/30/2012 | Withdrawn | Withdrawn | CONTRA COSTA | EDES SUB | Solar PV | 1.5 | Complete | 6/8/2011 | Fail Screens: 2, 10 | Withdrawn | Withdrawn | Withdrawn | Withdrawn | Withdrawn | Withdrawn | Former queue position: W245p
2011-03-02 01:58 | 0287-WD | Fast Track | Fast Track | Withdrawn | 5/30/2012 | Withdrawn | Withdrawn | SAN JOAQUIN | TRACY SUB | Solar PV | 2 | 3/22/2011 | 5/4/2011 | Fail Screens: 2, 4, 10 | Withdrawn | Withdrawn | Withdrawn | Withdrawn | Withdrawn | Withdrawn | Former queue position: W245q
2011-03-02 07:45 | 0288-WD | Fast Track | Fast Track | In Service | Not Provided | 10/15/2013 | 11/19/2013 | SAN JOAQUIN | LOCKEFORD SUB | Solar PV | 1.5 | 3/18/2011 | 4/8/2011 | Fail Screens: 2, 10 | 6/16/2011 | Pass | N/A (Fast Track) | N/A (Fast Track) | N/A (Fast Track) | Executed | Former queue position: W246-Rev
2011-03-02 11:13 | 0289-WD | Fast Track | Fast Track | Withdrawn | 3/3/2013 | Withdrawn | Withdrawn | FRESNO | STROUD SUB | Solar PV | 1.45 | 3/18/2011 | 4/19/2011 | Fail Screens: 2, 10 | 6/2/2011 | Pass | Withdrawn | Withdrawn | Withdrawn | Withdrawn | Former queue position: W249
2011-03-02 11:15 | 0290-WD | Fast Track | Fast Track | Withdrawn | 1/30/2012 | Withdrawn | Withdrawn | FRESNO | STROUD SUB | Solar PV | 1.45 | Complete | 4/7/2011 | Fail Screens: 2, 4, 10 | Withdrawn | Withdrawn | Withdrawn | Withdrawn | Withdrawn | Withdrawn | Former queue position: W246c
2011-03-02 12:42 | 0291-WD | Fast Track | Fast Track | Withdrawn | 11/1/2012 | Withdrawn | Withdrawn | SAN JOAQUIN | VICTOR SUB | Solar PV | 0.87 | Complete | Withdrawn | Withdrawn | Withdrawn | Withdrawn | Withdrawn | Withdrawn | Withdrawn | Withdrawn | Former queue position: W246d
2011-03-02 12:42 | 0292-WD | Fast Track | Fast Track | Withdrawn | 11/1/2012 | Withdrawn | Withdrawn | STANISLAUS | WESTLEY SUB | Solar PV | 1.74 | 4/14/2011 | Withdrawn | Withdrawn | Withdrawn | Withdrawn | Withdrawn | Withdrawn | Withdrawn | Withdrawn | Former queue position: W246e
2011-03-02 12:47 | 0293-WD | Fast Track | Fast Track | Withdrawn | 9/25/2013 | Withdrawn | Withdrawn | BUTTE | NORD SUB | Solar PV | 6.01 | Complete | 6/1/2011 | Fail | Withdrawn | Withdrawn | Withdrawn | Withdrawn | Withdrawn | Withdrawn | Former queue position: W248
2011-03-02 13:08 | 0294-WD | Fast Track | Fast Track | Withdrawn | 2/29/2012 | Withdrawn | Withdrawn | FRESNO | KINGSBURG SUB | Solar PV | 1.8 | Complete | Withdrawn | Withdrawn | Withdrawn | Withdrawn | Withdrawn | Withdrawn | Withdrawn | Withdrawn | Former queue position: W246f
2011-03-03 09:25 | 0295-WD | Fast Track | Fast Track | Withdrawn | 1/30/2012 | Withdrawn | Withdrawn | CONTRA COSTA | BRENTWOOD SUB | Solar PV | 1.25 | Complete | 5/24/2011 | Fail Screens: 2, 6 | Withdrawn | Withdrawn | Withdrawn | Withdrawn | Withdrawn | Withdrawn | Former queue position: W260
2011-03-08 | 0296-WD | Fast Track | Fast Track | Withdrawn | 8/30/2012 | Withdrawn | Withdrawn | MENDOCINO | UKIAH SUB | Solar PV | 12 | Complete | Withdrawn | Withdrawn | Withdrawn | Withdrawn | Withdrawn | Withdrawn | Withdrawn | Withdrawn | Former queue position: W250
2011-03-08 | 0297-WD | Fast Track | Fast Track | Withdrawn | 8/30/2012 | Withdrawn | Withdrawn | MENDOCINO | UKIAH SUB | Solar PV | 2 | Complete | 8/26/2011 | Fail | 11/15/2011 | Fail | Withdrawn | Withdrawn | Withdrawn | Withdrawn | Former queue position: W251
2011-03-08 | 0298-WD | Fast Track | Fast Track | Withdrawn | 8/30/2012 | Withdrawn | Withdrawn | SAN JOAQUIN | MORMON SUB | Solar PV | 2 | Complete | 9/21/2011 | Fail | Withdrawn | Withdrawn | Withdrawn | Withdrawn | Withdrawn | Withdrawn | Former queue position: W252
2011-03-08 | 0299-WD | Fast Track | Fast Track | Withdrawn | 8/30/2012 | Withdrawn | Withdrawn | SAN JOAQUIN | CARBONA SUB | Solar PV | 2 | Complete | 6/28/2011 | Fail | Withdrawn | Withdrawn | Withdrawn | Withdrawn | Withdrawn | Withdrawn | Former queue position: W253
2011-03-08 | 0300-WD | Fast Track | Fast Track | Withdrawn | Not Provided | Withdrawn | Withdrawn | MENDOCINO | HOPLAND SUB | Solar PV | 2 | Complete | Withdrawn | Withdrawn | Withdrawn | Withdrawn | Withdrawn | Withdrawn | Withdrawn | Withdrawn | Duplicate entry; former queue position: W254
2011-03-08 | 0301-WD | Fast Track | Fast Track | Withdrawn | 8/30/2012 | Withdrawn | Withdrawn | SAN JOAQUIN | LAMMERS SUB | Solar PV | 2 | Complete | 6/28/2011 | Fail | Withdrawn | Withdrawn | Withdrawn | Withdrawn | Withdrawn | Withdrawn | Former queue position: W255
2011-03-08 | 0302-WD | Fast Track | Fast Track | Withdrawn | 8/30/2012 | Withdrawn | Withdrawn | SHASTA | DESCHUTES SUB | Solar PV | 2 | Complete | 7/29/2011 | Fail | Withdrawn | Withdrawn | Withdrawn | Withdrawn | Withdrawn | Withdrawn | Former queue position: W256
2011-03-08 | 0303-WD | Fast Track | Fast Track | Withdrawn | 7/1/2012 | Withdrawn | Withdrawn | MENDOCINO | CALPELLA SUB | Solar PV | 2 | 6/15/2011 | 8/26/2011 | Fail Screens: 2, 10 | 11/14/2011 | Pass | Withdrawn | Withdrawn | Withdrawn | Withdrawn | Former queue position: W257
2011-03-08 | 0304-WD | Fast Track | Fast Track | Withdrawn | 7/1/2012 | Withdrawn | Withdrawn | MENDOCINO | CALPELLA SUB | Solar PV | 2 | 6/15/2011 | 8/26/2011 | Fail Screens: 2, 10 | 11/14/2011 | Pass | Withdrawn | Withdrawn | Withdrawn | Withdrawn | Former queue position: W258
2011-03-08 | 0305-WD | Fast Track | Fast Track | Withdrawn | 7/1/2012 | Withdrawn | Withdrawn | SAN JOAQUIN | AVENA SUB | Solar PV | 2 | 6/15/2011 | 8/26/2011 | Fail Screens: 2, 4, 10 | 11/14/2011 | Pass | Withdrawn | Withdrawn | Withdrawn | Withdrawn | Former queue position: W259
2011-03-15 13:44 | 0306-WD | Fast Track | Fast Track | Withdrawn | 7/1/2012 | Withdrawn | Withdrawn | MENDOCINO | UKIAH SUB | Solar PV | 2 | 8/1/2011 | 8/29/2011 | Fail Screens: 2, 10 | 11/14/2011 | Pass | Withdrawn | Withdrawn | Withdrawn | Withdrawn | Former queue position: W261
2011-03-15 13:53 | 0307-WD | Fast Track | Fast Track | Withdrawn | 8/30/2012 | Withdrawn | Withdrawn | SAN JOAQUIN | LODI SUB | Solar PV | 2 | Complete | 8/26/2011 | Fail | Withdrawn | Withdrawn | Withdrawn | Withdrawn | Withdrawn | Withdrawn | Former queue position: W262
2011-03-21 | 0308-WD | Independent Study | Independent Study | Withdrawn | 3/31/2012 | Withdrawn | Withdrawn | KERN | POSO MTN SUB | Solar PV | 1.5 | Complete | Withdrawn | Withdrawn | Withdrawn | Withdrawn | Withdrawn | Withdrawn | Withdrawn | Withdrawn | Former queue position: W263
2011-03-22 | 0309-WD | Fast Track | Fast Track | Withdrawn | 6/1/2012 | Withdrawn | Withdrawn | KERN | ELK HILLS SUB | Solar PV | 2.8 | Complete | Withdrawn | Withdrawn | Withdrawn | Withdrawn | Withdrawn | Withdrawn | Withdrawn | Withdrawn | Former queue position: W264
2011-03-22 11:25 | 0310-WD | Cluster | Cluster | Withdrawn | Not Provided | Withdrawn | Withdrawn | MERCED | LE GRAND SUB | Solar PV | 3 | Complete | Withdrawn | Withdrawn | Withdrawn | Withdrawn | Withdrawn | Withdrawn | Withdrawn | Withdrawn | Duplicate entry; former queue position: W265
2011-03-24 07:45 | 0311-WD | Fast Track | Independent Study | In Service | 1/2/2013 | 12/20/2013 | 3/17/2014 | NAPA | CALISTOGA SUB | Engine | 0.84 | 4/12/2011 | 4/28/2011 | Fail Screens: 2, 4, 10 | N/A | N/A (Independent Study) | Pass | 1/18/2012 | N/A | Executed | Former queue position: W268
2011-03-24 11:36 | 0312-WD | Fast Track | Fast Track | Withdrawn | Not Provided | Withdrawn | Withdrawn | KERN | OLD RIVER SUB | Solar PV | 3 | Complete | Withdrawn | Withdrawn | Withdrawn | Withdrawn | Withdrawn | Withdrawn | Withdrawn | Withdrawn | Duplicate entry; former queue position: W269
2011-03-24 13:26 | 0313-WD | Fast Track | Fast Track | Withdrawn | 5/16/2013 | Withdrawn | Withdrawn | KERN | TEJON SUB | Solar PV | 2.05 | Complete | Withdrawn | Withdrawn | Withdrawn | Withdrawn | Withdrawn | Withdrawn | Withdrawn | Withdrawn | Former queue position: W266
2011-03-24 13:26 | 0314-WD | Fast Track | Fast Track | Withdrawn | 2/15/2013 | Withdrawn | Withdrawn | KERN | ELK HILLS SUB | Solar PV | 2.05 | 4/7/2011 | 7/7/2011 | Fail | Withdrawn | Withdrawn | Withdrawn | Withdrawn | Withdrawn | Withdrawn | Former queue position: W267
2011-03-28 08:54 | 0315-WD | Cluster | Cluster | Withdrawn | 12/31/2012 | Withdrawn | Withdrawn | KINGS | CORCORAN SUB | Solar PV | 8 | 4/28/2011 | Withdrawn | Withdrawn | Withdrawn | Withdrawn | Withdrawn | Withdrawn | Withdrawn | Withdrawn | Duplicate entry; former queue position: W269a
2011-03-28 12:03 | 0316-WD | Fast Track | Fast Track | Withdrawn | 2/28/2013 | Withdrawn | Withdrawn | KERN | ARVIN SUB | Solar PV | 2 | 5/16/2011 | 6/2/2011 | Fail Screens: 2, 4, 10 | Withdrawn | Withdrawn | Withdrawn | Withdrawn | Withdrawn | Withdrawn | Former queue position: W270
2011-03-28 15:00 | 0317-WD | Cluster | Cluster | Withdrawn | 12/3/2012 | Withdrawn | Withdrawn | FRESNO | SAN JOAQUIN SUB | Solar PV | 8 | Complete | Withdrawn | Withdrawn | Withdrawn | Withdrawn | Withdrawn | Withdrawn | Withdrawn | Withdrawn | Former queue position: W271
2011-03-29 09:00 | 0318-WD | Cluster | Cluster | Withdrawn | Not Provided | Withdrawn | Withdrawn | FRESNO | CANTUA SUB | Solar PV | 20 | Complete | Withdrawn | Withdrawn | Withdrawn | Withdrawn | Withdrawn | Withdrawn | Withdrawn | Withdrawn | Former queue position: W271-1a
2011-03-29 16:26 | 0319-WD | Fast Track | Fast Track | Withdrawn | 3/1/2013 | Withdrawn | Withdrawn | FRESNO | CANTUA SUB | Solar PV | 2 | 9/8/2011 | 10/26/2011 | Fail Screens: 2, 10 | 12/12/2011 | Pass | Withdrawn | Withdrawn | Withdrawn | Withdrawn | Former queue position: W271-2a
2011-03-29 22:11 | 0320-WD | Cluster | Cluster | Withdrawn | Not Provided | Withdrawn | Withdrawn | FRESNO | STROUD SUB | Solar PV | 20 | 6/15/2011 | Withdrawn | Withdrawn | Withdrawn | Withdrawn | Withdrawn | Withdrawn | Withdrawn | Withdrawn | Former queue position: W271-aa
2011-03-30 15:29 | 0321-WD | Independent Study | Independent Study | Withdrawn | 8/31/2013 | Withdrawn | Withdrawn | SUTTER | MERIDIAN SUB | Solar PV | 5 | Complete | Withdrawn | Withdrawn | Withdrawn | Withdrawn | Withdrawn | Withdrawn | Withdrawn | Withdrawn | Former queue position: W273f
2011-03-30 15:30 | 0322-WD | Independent Study | Independent Study | Withdrawn | 8/31/2013 | Withdrawn | Withdrawn | SUTTER | BARRY SUB | Solar PV | 19 | Complete | Withdrawn | Withdrawn | Withdrawn | Withdrawn | Withdrawn | Withdrawn | Withdrawn | Withdrawn | Former queue position: W273d
2011-03-30 15:39 | 0323-WD | Cluster | Cluster | Withdrawn | 12/1/2013 | Withdrawn | Withdrawn | FRESNO | SCHINDLER SUB | Solar PV | 5 | 5/9/2011 | Withdrawn | Withdrawn | Withdrawn | Withdrawn | Withdrawn | Withdrawn | Withdrawn | Withdrawn | Former queue position: W271a
2011-03-30 16:10 | 0324-WD | Cluster | Cluster | Withdrawn | 12/15/2013 | Withdrawn | Withdrawn | KERN | MIDWAY SUB | Solar PV | 10 | 4/14/2011 | Withdrawn | Withdrawn | Withdrawn | Withdrawn | Withdrawn | Withdrawn | Withdrawn | Withdrawn | Former queue position: W274-ac
2011-03-31 | 0325-WD | Independent Study | Independent Study | Withdrawn | Not Provided | Withdrawn | Withdrawn | KERN | MCFARLAND SUB | Solar PV | 18.3 | Complete | Withdrawn | Withdrawn | Withdrawn | Withdrawn | Withdrawn | Withdrawn | Withdrawn | Withdrawn | Duplicate entry; former queue position: W271b
2011-03-31 | 0326-WD | Cluster | Cluster | Withdrawn | 12/15/2013 | Withdrawn | Withdrawn | TEHAMA | VOLTA PH #1 SUB | Solar PV | 4.5 | 5/31/2011 | Withdrawn | Withdrawn | Withdrawn | Withdrawn | Withdrawn | Withdrawn | Withdrawn | Withdrawn | Former queue position: W271c
2011-03-31 01:06 | 0327-WD | Fast Track | Fast Track | Withdrawn | 12/29/2011 | Withdrawn | Withdrawn | SONOMA | FITCH MTN SUB | Solar PV | 0.955 | 4/27/2011 | 10/10/2011 | Fail Screens: 2, 4, 10 | Withdrawn | Withdrawn | Withdrawn | Withdrawn | Withdrawn | Withdrawn | Former queue position: W272
2011-03-31 07:34 | 0328-WD | Fast Track | Fast Track | Withdrawn | 6/27/2012 | Withdrawn | Withdrawn | AMADOR | PINE GROVE SUB | Solar PV | 1.5 | 4/28/2011 | 5/26/2011 | Fail Screens: 2, 10 | 2/7/2012 | Pass | Withdrawn | Withdrawn | Withdrawn | Withdrawn | Former queue position: W273
2011-03-31 07:54 | 0329-WD | Cluster | Cluster | Withdrawn | 1/1/2014 | Withdrawn | Withdrawn | KERN | BLACKWELL SUB | Solar PV | 10.08 | 5/23/2011 | Withdrawn | Withdrawn | Withdrawn | Withdrawn | Withdrawn | Withdrawn | Withdrawn | Withdrawn | Former queue position: W273e
2011-03-31 08:15 | 0330-WD | Fast Track | Fast Track | Withdrawn | 10/30/2011 | Withdrawn | Withdrawn | FRESNO | AUBERRY SUB | Solar PV | 1.2 | Complete | Withdrawn | Withdrawn | Withdrawn | Withdrawn | Withdrawn | Withdrawn | Withdrawn | Withdrawn | Former queue position: W273-aa
2011-03-31 11:59 | 0331-WD | Independent Study | Independent Study | Withdrawn | 9/1/2013 | Withdrawn | Withdrawn | KERN | RIO BRAVO SUB | Solar PV | 20.8 | 5/12/2011 | Withdrawn | Withdrawn | Withdrawn | Withdrawn | Withdrawn | Withdrawn | Withdrawn | Withdrawn | Former queue position: W273a
2011-03-31 13:46 | 0332-WD | Cluster | Cluster | Withdrawn | 1/8/2013 | Withdrawn | Withdrawn | KINGS | JACOBS CORNER SUB | Solar PV | 24 | 5/11/2011 | Withdrawn | Withdrawn | Withdrawn | Withdrawn | Withdrawn | Withdrawn | Withdrawn | Withdrawn | Former queue position: W273b
2011-03-31 13:46 | 0333-WD | Cluster | Cluster | Withdrawn | 1/12/2013 | Withdrawn | Withdrawn | KERN | AVENAL SUB | Solar PV | 20 | Complete | Withdrawn | Withdrawn | Withdrawn | Withdrawn | Withdrawn | Withdrawn | Withdrawn | Withdrawn | Former queue position: W273g
2011-03-31 13:46 | 0334-WD | Cluster | Cluster | Withdrawn | 1/12/2013 | Withdrawn | Withdrawn | KERN | LAKEVIEW SUB | Solar PV | 30.3 | 5/11/2011 | Withdrawn | Withdrawn | Withdrawn | Withdrawn | Withdrawn | Withdrawn | Withdrawn | Withdrawn | Former queue position: W273h
2011-03-31 14:48 | 0335-WD | Cluster | Cluster | Withdrawn | 2/29/2012 | Withdrawn | Withdrawn | FRESNO | HELM SUB | Solar PV | 21.2 | 8/1/2011 | Withdrawn | Withdrawn | Withdrawn | Withdrawn | Withdrawn | Withdrawn | Withdrawn | Withdrawn | Former queue position: W273ba
2023-03-31 14:23 | 3385-WD | Independent Study | DGSP | Active | 6/1/2026 |  |  | NEVADA | HIGGINS SUB | Solar PV | 20 | 5/3/2023 | N/A | N/A | N/A | N/A | Pass | In Progress |  |  | No former queue position | HIGGINS | Higgins | 115 | 20 | not found |  |  |  |  | 0 |  |  | 0
2011-03-31 15:34 | 0337-WD | Cluster | Cluster | Withdrawn | 12/31/2015 | Withdrawn | Withdrawn | KINGS | AVENAL SUB | Solar PV | 50 | 5/3/2011 | Withdrawn | Withdrawn | Withdrawn | Withdrawn | Withdrawn | Withdrawn | Withdrawn | Withdrawn | Former queue position: W273c
2011-03-31 15:47 | 0338-WD | Fast Track | Fast Track | Withdrawn | 1/29/2012 | Withdrawn | Withdrawn | STANISLAUS | WESTLEY SUB | Reciprocating Engine | 1.5 | 5/3/2011 | 5/26/2011 | Fail Screens: 2, 4, 10 | Withdrawn | Withdrawn | Withdrawn | Withdrawn | Withdrawn | Withdrawn | Former queue position: W274
2011-03-31 15:54 | 0339-WD | Cluster | Cluster | Withdrawn | 12/24/2011 | Withdrawn | Withdrawn | SUTTER | PEASE SUB | Solar PV | 1 | Complete | Withdrawn | Withdrawn | Withdrawn | Withdrawn | Withdrawn | Withdrawn | Withdrawn | Withdrawn | Former queue position: W274-aa
2011-03-31 15:54 | 0340-WD | Cluster | Cluster | Withdrawn | 12/24/2011 | Withdrawn | Withdrawn | SUTTER | PEASE SUB | Solar PV | 20 | 5/17/2011 | Withdrawn | Withdrawn | Withdrawn | Withdrawn | Withdrawn | Withdrawn | Withdrawn | Withdrawn | Former queue position: W274-ab
2011-03-31 15:54 | 0341-WD | Cluster | Cluster | Withdrawn | 12/31/2013 | Withdrawn | Withdrawn | FRESNO | GIFFEN SUB | Solar PV | 3 | Complete | Withdrawn | Withdrawn | Withdrawn | Withdrawn | Withdrawn | Withdrawn | Withdrawn | Withdrawn | Former queue position: W274b
2023-03-31 14:34 | 3386-WD | Independent Study | Independent Study | Active | 6/1/2026 |  |  | NEVADA | NARROWS SUB | Solar PV | 20 | 5/3/2023 | N/A | N/A (Independent Study) | N/A | N/A (Independent Study) | Pass | In Progress |  |  | No former queue position | NARROWS | not found |  | 20 | not found |  |  |  |  | 0 |  |  | 0
2011-03-31 15:58 | 0343-WD | Cluster | Cluster | In Service | 12/31/2013 | 5/11/2015 | 10/24/2015 | FRESNO | MENDOTA SUB | Solar PV | 5 | Complete | N/A | N/A (Cluster) | N/A | N/A (Cluster) | N/A (Cluster) | 11/29/2011 | 12/28/2012 | Executed | Former queue position: W274d
2011-03-31 15:59 | 0344-WD | Cluster | Cluster | Withdrawn | 12/31/2013 | Withdrawn | Withdrawn | FRESNO | MENDOTA SUB | Solar PV | 7 | 5/5/2011 | Withdrawn | Withdrawn | Withdrawn | Withdrawn | Withdrawn | Withdrawn | Withdrawn | Withdrawn | Former queue position: W274c
2011-03-31 16:20 | 0345-WD | Cluster | Cluster | Withdrawn | 6/1/2013 | Withdrawn | Withdrawn | STANISLAUS | SALADO SUB | Solar PV | 20 | Complete | Withdrawn | Withdrawn | Withdrawn | Withdrawn | Withdrawn | Withdrawn | Withdrawn | Withdrawn | Former queue position: W274da
2011-04-01 16:03 | 0346-WD | Fast Track | Fast Track | Withdrawn | 5/31/2012 | Withdrawn | Withdrawn | SANTA CLARA | PIERCY SUB | Solar PV | 3 | 6/13/2011 | 11/9/2011 | Fail Screens: 2, 10 | Withdrawn | Withdrawn | Withdrawn | Withdrawn | Withdrawn | Withdrawn | Former queue position: W274e
2011-04-01 16:03 | 0347-WD | Fast Track | Fast Track | Withdrawn | 5/31/2012 | Withdrawn | Withdrawn | SANTA CLARA | PIERCY SUB | Solar PV | 3 | 6/13/2011 | 11/9/2011 | Fail Screens: 2, 6, 10 | Withdrawn | Withdrawn | Withdrawn | Withdrawn | Withdrawn | Withdrawn | Former queue position: W274f
2011-04-19 | 0348-WD | Fast Track | Fast Track | Withdrawn | Not Provided | Withdrawn | Withdrawn | KINGS | HARDWICK SUB | Gas Turbine | 0.925 | Complete | Withdrawn | Withdrawn | Withdrawn | Withdrawn | Withdrawn | Withdrawn | Withdrawn | Withdrawn | Duplicate entry; former queue position: W275
2011-04-19 16:59 | 0349-WD | Fast Track | Fast Track | In Service | 8/15/2011 | 4/2/2012 | 4/2/2012 | SHASTA | WHITMORE SUB | Hydro | 0.522 | 4/25/2011 | 5/2/2011 | Fail Screens: 2, 4, 9, 10 |  |  | N/A (Fast Track) | N/A (Fast Track) | N/A (Fast Track) | Executed | Former queue position: W276
2011-04-26 14:18 | 0350-WD | Fast Track | Fast Track | Withdrawn | 12/30/2012 | Withdrawn | Withdrawn | FRESNO | MENDOTA SUB | Solar PV | 1.002 | 6/28/2011 | 9/1/2011 | Fail Screens: 2, 10 | Withdrawn | Withdrawn | Withdrawn | Withdrawn | Withdrawn | Withdrawn | Former queue position: W276a
2011-05-11 11:44 | 0351-WD | Fast Track | Fast Track | Withdrawn | 9/29/2012 | Withdrawn | Withdrawn | KERN | OLD RIVER SUB | Solar PV | 1.52 | Complete | 2011-06-24 | Fail | Withdrawn | Withdrawn | Withdrawn | Withdrawn | Withdrawn | Withdrawn | Former queue position: W277
2011-05-12 | 0352-WD | Fast Track | Fast Track | Withdrawn | 8/1/2012 | Withdrawn | Withdrawn | KERN | OLD RIVER SUB | Solar PV | 1.52 | Complete | Withdrawn | Withdrawn | Withdrawn | Withdrawn | Withdrawn | Withdrawn | Withdrawn | Withdrawn | No former queue position
2011-05-20 13:02 | 0353-WD | Fast Track | Fast Track | Withdrawn | 11/30/2011 | Withdrawn | Withdrawn | ALAMEDA | HERDLYN SUB | Solar PV | 2.575 | 6/16/2011 | 7/13/2011 | Fail Screens: 2, 4, 10 | Withdrawn | Withdrawn | Withdrawn | Withdrawn | Withdrawn | Withdrawn | Former queue position: W279
2011-06-08 15:37 | 0354-WD | Fast Track | Fast Track | In Service | 6/1/2012 | 6/15/2013 | 4/26/2013 | CONTRA COSTA | CONTRA COSTA SUB | Solar PV | 1.5 | 6/24/2011 | 8/10/2011 | Fail Screens: 6, 10 | 3/5/2012 | Pass | N/A (Fast Track) | N/A (Fast Track) | N/A (Fast Track) | Executed | Former queue position: W278
2011-06-28 | 0355-WD | Fast Track | Fast Track | Withdrawn | 7/30/2012 | Withdrawn | Withdrawn | MERCED | GUSTINE SUB | Reciprocating Engine | 1.6 | 8/9/2011 | Withdrawn | Withdrawn | Withdrawn | Withdrawn | Withdrawn | Withdrawn | Withdrawn | Withdrawn | Former queue position: W280
2011-06-28 | 0356-WD | Fast Track | Fast Track | Withdrawn | 7/30/2012 | Withdrawn | Withdrawn | MERCED | GUSTINE SUB | Reciprocating Engine | 1.6 | 8/10/2011 | Withdrawn | Withdrawn | Withdrawn | Withdrawn | Withdrawn | Withdrawn | Withdrawn | Withdrawn | Former queue position: W281
2011-06-28 11:07 | 0357-WD | Fast Track | Fast Track | Withdrawn | 11/3/2011 | Withdrawn | Withdrawn | PLACER | CATLETT SUB | Solar PV | 0.066 | 7/19/2011 | 10/10/2011 | Pass | Withdrawn | Withdrawn | Withdrawn | Withdrawn | Withdrawn | Withdrawn | Former queue position: W282
2011-07-02 11:52 | 0358-WD | Fast Track | Fast Track | In Service | 7/30/2011 | 11/20/2012 | 7/9/2013 | TEHAMA | RED BLUFF SUB | Solar PV | 0.5 | 9/14/2011 | 11/22/2011 | Fail Screens: 2, 10 | 3/8/2012 | Pass | N/A (Fast Track) | N/A (Fast Track) | N/A (Fast Track) | Executed | Former queue position: W282a
2011-07-13 14:46 | 0359-WD | Fast Track | Fast Track | Withdrawn | 3/15/2012 | Withdrawn | Withdrawn | MADERA | CHOWCHILLA SUB | Solar PV | 0.75 | 7/26/2011 | 11/4/2011 | Fail Screens: 2, 10 | 1/20/2012 | Fail | Withdrawn | Withdrawn | Withdrawn | Withdrawn | Former queue position: W283
2011-07-18 11:54 | 0360-WD | Fast Track | Fast Track | In Service | 1/15/2012 | 8/30/2013 | 2/4/2014 | FRESNO | REEDLEY SUB | Solar PV | 1.225 | 7/26/2011 | 11/2/2011 | Fail Screens: 2, 4, 5, 7, 9, 10 | 1/9/2012 | Pass | N/A (Fast Track) | N/A (Fast Track) | N/A (Fast Track) | Executed | Former queue position: W284
2011-07-18 12:44 | 0361-WD | Fast Track | Fast Track | In Service | 1/4/2012 | 1/31/2014 | 1/9/2014 | FRESNO | MCCALL SUB | Solar PV | 1 | 7/26/2011 | 8/29/2011 | Fail Screens: 2, 10 | 11/4/2011 | Pass | N/A (Fast Track) | N/A (Fast Track) | N/A (Fast Track) | Executed | Former queue position: W285
2011-07-18 13:46 | 0362-WD | Fast Track | Fast Track | Withdrawn | 5/15/2012 | Withdrawn | Withdrawn | FRESNO | CARUTHERS SUB | Solar PV | 1 | 7/26/2011 | 8/29/2011 | Fail Screens: 2, 4, 10 | Withdrawn | Withdrawn | Withdrawn | Withdrawn | Withdrawn | Withdrawn | Former queue position: W286
2011-07-18 14:08 | 0363-WD | Fast Track | Fast Track | Withdrawn | 5/10/2012 | Withdrawn | Withdrawn | SHASTA | COTTONWOOD SUB | Solar PV | 1.5 | Complete | 11/28/2011 | Fail | Withdrawn | Withdrawn | Withdrawn | Withdrawn | Withdrawn | Withdrawn | Former queue position: W287
2011-07-18 14:14 | 0364-WD | Fast Track | Fast Track | Withdrawn | 6/7/2012 | Withdrawn | Withdrawn | TEHAMA | CORNING SUB | Solar PV | 0.5 | Complete | 11/28/2011 | Fail | Withdrawn | Withdrawn | Withdrawn | Withdrawn | Withdrawn | Withdrawn | Former queue position: W288
2011-07-18 14:32 | 0365-WD | Fast Track | Fast Track | Withdrawn | Not Provided | Withdrawn | Withdrawn | BUTTE | BUTTE SUB | Solar PV | 0.001 | Complete | Withdrawn | Withdrawn | Withdrawn | Withdrawn | Withdrawn | Withdrawn | Withdrawn | Withdrawn | No former queue position
2011-07-18 14:32 | 0366-WD | Fast Track | Fast Track | Withdrawn | 8/10/2012 | Withdrawn | Withdrawn | TEHAMA | LOS MOLINOS SUB | Solar PV | 0.25 | 7/26/2011 | 11/22/2011 | Pass | Withdrawn | Withdrawn | Withdrawn | Withdrawn | Withdrawn | Withdrawn | Former queue position: W289
2011-07-18 14:32 | 0367-WD | Fast Track | Fast Track | Withdrawn | 5/15/2012 | Withdrawn | Withdrawn | TEHAMA | LOS MOLINOS SUB | Solar PV | 1.5 | Complete | Withdrawn | Withdrawn | Withdrawn | Withdrawn | Withdrawn | Withdrawn | Withdrawn | Withdrawn | Former queue position: W290
2011-07-18 14:50 | 0368-WD | Fast Track | Fast Track | Withdrawn | 9/8/2011 | Withdrawn | Withdrawn | TEHAMA | CORNING SUB | Solar PV | 0.5 | 7/26/2011 | 11/22/2011 | Fail Screens: 2, 4, 10 | 3/29/2012 | Pass | Withdrawn | Withdrawn | Withdrawn | Withdrawn | Former queue position: W294
2011-07-18 15:10 | 0369-WD | Fast Track | Fast Track | In Service | 6/7/2012 | 7/31/2012 | 6/21/2013 | TEHAMA | GERBER SUB | Solar PV | 0.245 | 7/26/2011 | 11/22/2011 | Pass |  |  | N/A (Fast Track) | N/A (Fast Track) | N/A (Fast Track) | Executed | Former queue position: W296
2011-07-18 15:19 | 0370-WD | Fast Track | Fast Track | Withdrawn | 2/15/2012 | Withdrawn | Withdrawn | SHASTA | JESSUP SUB | Solar PV | 1 | 7/26/2011 | 11/22/2011 | Fail Screens: 2, 4, 5, 10 | 1/19/2012 | Pass | Withdrawn | Withdrawn | Withdrawn | Withdrawn | Former queue position: W291
2011-07-18 15:55 | 0371-WD | Fast Track | Fast Track | Withdrawn | 3/15/2012 | Withdrawn | Withdrawn | MERCED | EL CAPITAN SUB | Solar PV | 1.5 | 7/26/2011 | 8/12/2011 | Fail Screens: 10 | 8/23/2012 | Pass | Withdrawn | Withdrawn | Withdrawn | Withdrawn | Former queue position: W292
2011-07-18 16:04 | 0372-WD | Fast Track | Fast Track | Withdrawn | 8/8/2012 | Withdrawn | Withdrawn | TEHAMA | CORNING SUB | Solar PV | 1.5 | 7/26/2011 | 11/22/2011 | Fail Screens: 2, 4, 10 | 3/29/2012 | Pass | Withdrawn | Withdrawn | Withdrawn | Withdrawn | Former queue position: W293
2011-07-19 16:36 | 0373-WD | Fast Track | Fast Track | Withdrawn | 9/8/2012 | Withdrawn | Withdrawn | TEHAMA | RED BLUFF SUB | Solar PV | 1 | 7/26/2011 | 11/28/2011 | Fail | Withdrawn | Withdrawn | Withdrawn | Withdrawn | Withdrawn | Withdrawn | Former queue position: W295
2011-07-25 | 0374-WD | Independent Study | Independent Study | In Service | 1/1/2013 | 4/23/2013 | 3/22/2013 | SAN LUIS OBISPO | SAN LUIS OBISPO SUB | Steam Turbine | 1.5 | 5/21/2012 | N/A | N/A (Independent Study) | N/A | N/A (Independent Study) | Pass | 8/16/2012 | N/A | Executed | Former queue position: W297
2011-07-25 09:12 | 0375-WD | Fast Track | Fast Track | Withdrawn | 3/30/2013 | Withdrawn | Withdrawn | SAN JOAQUIN | MANTECA SUB | Solar PV | 2 | 8/16/2011 | 10/28/2011 | Fail Screens: 2, 10 | Withdrawn | Withdrawn | Withdrawn | Withdrawn | Withdrawn | Withdrawn | Former queue position: W298
2011-07-28 10:01 | 0376-WD | Fast Track | Fast Track | In Service | 10/30/2011 | 1/6/2014 | 1/27/2014 | TEHAMA | TYLER SUB | Solar PV | 0.245 | 10/25/2011 | 11/22/2011 | Fail Screens: 2, 10 | 3/8/2012 | Pass | N/A (Fast Track) | N/A (Fast Track) | N/A (Fast Track) | Executed | Former queue position: W306
2011-07-28 10:08 | 0377-WD | Fast Track | Fast Track | Withdrawn | 12/30/2012 | Withdrawn | Withdrawn | BUTTE | BUTTE SUB | Solar PV | 1 | 8/9/2011 | 11/22/2011 | Fail | Withdrawn | Withdrawn | Withdrawn | Withdrawn | Withdrawn | Withdrawn | Former queue position: W305
2011-07-28 10:18 | 0378-WD | Fast Track | Fast Track | In Service | 12/30/2012 | 2/5/2014 | 2/21/2014 | BUTTE | WYANDOTTE SUB | Solar PV | 0.49 | 8/8/2011 | 11/22/2011 | Fail Screens: 2, 4, 5, 10 | 7/19/2012 | Pass | N/A (Fast Track) | N/A (Fast Track) | N/A (Fast Track) | Executed | Former queue position: W304
2011-07-28 11:23 | 0379-WD | Fast Track | Fast Track | Withdrawn | 8/30/2011 | Withdrawn | Withdrawn | BUTTE | HONCUT SUB | Solar PV | 0.25 | 8/8/2011 | 11/22/2011 | Fail Screens: 2, 4, 5, 10 | 11/2/2012 | Pass | Withdrawn | Withdrawn | Withdrawn | Withdrawn | Former queue position: W300
2011-07-28 11:43 | 0380-WD | Fast Track | Fast Track | Withdrawn | 12/1/2012 | Withdrawn | Withdrawn | YUBA | LIVE OAK SUB | Solar PV | 1.25 | 2/29/2012 | 4/30/2012 | Fail Screens: 2, 5, 10 | 9/5/2012 | Pass | Withdrawn | Withdrawn | Withdrawn | Withdrawn | Former queue position: W303
2011-07-28 11:51 | 0381-WD | Fast Track | Fast Track | Withdrawn | 12/15/2012 | Withdrawn | Withdrawn | BUTTE | NORD SUB | Solar PV | 1 | 10/25/2011 | 11/22/2011 | Fail Screens: 2, 5, 10 | 4/12/2012 | Pass | Withdrawn | Withdrawn | Withdrawn | Withdrawn | Former queue position: W299
2011-07-28 11:52 | 0382-WD | Fast Track | Fast Track | Withdrawn | Not Provided | Withdrawn | Withdrawn | YUBA | LIVE OAK SUB | Solar PV | 0.5 | Complete | Withdrawn | Withdrawn | Withdrawn | Withdrawn | Withdrawn | Withdrawn | Withdrawn | Withdrawn | Former queue position: W302
2011-08-02 | 0383-WD | Fast Track | Fast Track | Withdrawn | Not Provided | Withdrawn | Withdrawn | CONTRA COSTA | FAIRVIEW SUB | Microturbine | 1.2 | 9/9/2011 | Withdrawn | Withdrawn | Withdrawn | Withdrawn | Withdrawn | Withdrawn | Withdrawn | Withdrawn | Former queue position: W307
2011-08-04 14:11 | 0384-WD | Fast Track | Fast Track | In Service | 1/5/2013 | 12/31/2013 | 12/30/2013 | SAN LUIS OBISPO | TEMPLETON SUB | Solar PV | 1.4992 | 9/8/2011 | 10/21/2011 | Pass |  |  | N/A (Fast Track) | N/A (Fast Track) | N/A (Fast Track) | Executed | Former queue position: W308
2011-08-05 15:34 | 0385-WD | Fast Track | Fast Track | In Service | 1/5/2013 | 9/29/2013 | 11/27/2013 | SAN JOAQUIN | LOCKEFORD SUB | Solar PV | 0.98 | 9/2/2011 | 12/21/2011 | Fail Screens: 2, 10 | 2/27/2012 | Pass | N/A (Fast Track) | N/A (Fast Track) | N/A (Fast Track) | Executed | Former queue position: W309
2011-08-08 | 0386-WD | Fast Track | Fast Track | Withdrawn | 9/1/2012 | Withdrawn | Withdrawn | YOLO | DAVIS SUB | Solar PV | 0.15 | Complete | Withdrawn | Withdrawn | Withdrawn | Withdrawn | Withdrawn | Withdrawn | Withdrawn | Withdrawn | Former queue position: W311
2011-08-08 | 0387-WD | Fast Track | Fast Track | Withdrawn | 9/1/2012 | Withdrawn | Withdrawn | YOLO | DAVIS SUB | Solar PV | 0.15 | Complete | Withdrawn | Withdrawn | Withdrawn | Withdrawn | Withdrawn | Withdrawn | Withdrawn | Withdrawn | Former queue position: W312
2011-08-08 | 0388-WD | Fast Track | Fast Track | Withdrawn | 9/1/2012 | Withdrawn | Withdrawn | YOLO | DAVIS SUB | Solar PV | 0.15 | Complete | Withdrawn | Withdrawn | Withdrawn | Withdrawn | Withdrawn | Withdrawn | Withdrawn | Withdrawn | Former queue position: W313
2011-08-08 10:06 | 0389-WD | Fast Track | Fast Track | Withdrawn | 9/1/2012 | Withdrawn | Withdrawn | YOLO | DAVIS SUB | Solar PV | 0.15 | Complete | Withdrawn | Withdrawn | Withdrawn | Withdrawn | Withdrawn | Withdrawn | Withdrawn | Withdrawn | Former queue position: W310
2011-08-10 | 0390-WD | Fast Track | Fast Track | Withdrawn | 10/31/2012 | Withdrawn | Withdrawn | SAN LUIS OBISPO | TEMPLETON SUB | Solar PV | 1 | 8/19/2011 | 9/14/2011 | Pass | Withdrawn | Withdrawn | Withdrawn | Withdrawn | Withdrawn | Withdrawn | Former queue position: W314
2011-08-10 11:41 | 0391-WD | Fast Track | Fast Track | Withdrawn | 2/15/2013 | Withdrawn | Withdrawn | MONTEREY | MORRO BAY DIST SUB | Solar PV | 0.25 | Complete | 9/19/2011 | Fail Screens: 2, 4, 6, 10 | Withdrawn | Withdrawn | Withdrawn | Withdrawn | Withdrawn | Withdrawn | Former queue position: W316
2011-08-10 12:00 | 0392-WD | Fast Track | Fast Track | Withdrawn | 5/30/2013 | Withdrawn | Withdrawn | BUTTE | TRES VIAS SUB | Solar PV | 0.25 | 11/22/2011 | 11/22/2011 | Pass | Withdrawn | Withdrawn | Withdrawn | Withdrawn | Withdrawn | Withdrawn | Former queue position: W317
2011-08-10 12:11 | 0393-WD | Fast Track | Fast Track | In Service | 4/18/2012 | 10/31/2013 | 8/27/2013 | YUBA | OLIVEHURST SUB | Solar PV | 0.25 | 8/12/2011 | 11/22/2011 | Fail Screens: 2, 5, 10 | 1/26/2012 | Pass | N/A (Fast Track) | N/A (Fast Track) | N/A (Fast Track) | Executed | Former queue position: W318
2011-08-10 12:28 | 0394-WD | Fast Track | Fast Track | In Service | 10/15/2012 | 8/30/2013 | 1/10/2014 | SAN LUIS OBISPO | PASO ROBLES SUB | Solar PV | 0.98 | 8/19/2011 | 9/12/2011 | Pass |  |  | N/A (Fast Track) | N/A (Fast Track) | N/A (Fast Track) | Executed | Former queue position: W319
2011-08-10 12:34 | 0395-WD | Fast Track | Fast Track | Withdrawn | 10/15/2012 | Withdrawn | Withdrawn | SAN LUIS OBISPO | TEMPLETON SUB | Solar PV | 0.75 | Complete | 9/19/2011 | Fail Screens: 2, 4, 10 | Withdrawn | Withdrawn | Withdrawn | Withdrawn | Withdrawn | Withdrawn | Former queue position: W320
2011-08-11 11:27 | 0396-WD | Fast Track | Fast Track | Withdrawn | 8/15/2012 | Withdrawn | Withdrawn | SAN LUIS OBISPO | CHOLAME SUB | Solar PV | 0.5 | Complete | 9/19/2011 | Fail Screens: 2, 4, 6, 10 | Withdrawn | Withdrawn | Withdrawn | Withdrawn | Withdrawn | Withdrawn | Former queue position: W315
2011-08-23 16:38 | 0397-WD | Fast Track | Fast Track | In Service | 12/15/2013 | 8/30/2013 | 1/10/2014 | SAN LUIS OBISPO | TEMPLETON SUB | Solar PV | 0.75 | 10/14/2011 | 11/4/2011 | Fail Screens: 2, 6, 10 | 12/1/2011 | Pass | N/A (Fast Track) | N/A (Fast Track) | N/A (Fast Track) | Executed | Former queue position: W321
2011-08-23 20:12 | 0398-WD | Fast Track | Fast Track | Withdrawn | 12/30/2012 | Withdrawn | Withdrawn | FRESNO | SCHINDLER SUB | Solar PV | 2 | 9/8/2011 | 10/6/2011 | Fail Screens: 2, 10 | Withdrawn | Withdrawn | Withdrawn | Withdrawn | Withdrawn | Withdrawn | Former queue position: W322
2011-08-31 | 0399-WD | Fast Track | Fast Track | Withdrawn | 12/20/2011 | Withdrawn | Withdrawn | SANTA CLARA | MILPITAS SUB | Hydro | 0.15 | 9/12/2011 | 1/18/2012 | Withdrawn | Withdrawn | Withdrawn | Withdrawn | Withdrawn | Withdrawn | Withdrawn | Former queue position: W323
2011-09-06 14:19 | 0400-WD | Fast Track | Fast Track | In Service | 1/1/2013 | 3/1/2014 | 12/18/2013 | SHASTA | PIT #1 PH | Solar PV | 1.5 | 11/16/2011 | 12/29/2011 | Fail Screens: 2, 9, 10 | 4/10/2012 | Pass | N/A (Fast Track) | N/A (Fast Track) | N/A (Fast Track) | Executed | Former queue position: W324
2011-09-08 10:28 | 0401-WD | Independent Study | Independent Study | Withdrawn | 10/1/2012 | Withdrawn | Withdrawn | SANTA CLARA | DIXON LANDING SUB | Reciprocating Engine | 6.4 | 10/18/2011 | Withdrawn | Withdrawn | Withdrawn | Withdrawn | Withdrawn | Withdrawn | Withdrawn | Withdrawn | Former queue position: W325
2011-09-13 09:00 | 0402-WD | Fast Track | Fast Track | Withdrawn | 3/31/2011 | Withdrawn | Withdrawn | MERCED | MERCED SUB | Biomass | 0.225 | 3/16/2012 | 4/12/2012 | Fail Screens: 4, 10 | Withdrawn | Withdrawn | Withdrawn | Withdrawn | Withdrawn | Withdrawn | Former queue position: W326
2011-09-22 09:06 | 0403-WD | Fast Track | Fast Track | Withdrawn | 3/13/2013 | Withdrawn | Withdrawn | KERN | GOOSE LAKE SUB | Solar PV | 1.5 | 12/2/2011 | 1/6/2012 | Fail Screens: 2, 4, 10 | 9/26/2012 | Fail | Withdrawn | Withdrawn | Withdrawn | Withdrawn | Former queue position: W327
2011-09-22 09:08 | 0404-WD | Fast Track | Independent Study | Withdrawn | 3/13/2013 | Withdrawn | Withdrawn | KERN | GOOSE LAKE SUB | Solar PV | 1.5 | 12/2/2011 | 1/6/2012 | Fail Screens: 2, 4, 10 | Withdrawn | Withdrawn | Withdrawn | Withdrawn | Withdrawn | Withdrawn | Former queue position: W328
2011-09-22 09:10 | 0405-WD | Fast Track | Independent Study | Withdrawn | 3/13/2013 | Withdrawn | Withdrawn | KERN | GOOSE LAKE SUB | Solar PV | 1.5 | 12/2/2011 | 1/6/2012 | Fail Screens: 2, 4, 10 | Withdrawn | Withdrawn | Withdrawn | Withdrawn | Withdrawn | Withdrawn | Former queue position: W329
2011-09-22 14:28 | 0406-WD | Fast Track | Fast Track | Withdrawn | 3/1/2013 | Withdrawn | Withdrawn | MERCED | DOS PALOS SUB | Solar PV | 2 | 10/25/2011 | 11/10/2011 | Fail Screens: 2, 10 | 12/28/2011 | Pass | Withdrawn | Withdrawn | Withdrawn | Withdrawn | Former queue position: W330
2011-09-30 10:55 | 0407-WD | Fast Track | Fast Track | Withdrawn | 5/15/2012 | Withdrawn | Withdrawn | TEHAMA | SYCAMORE CREEK SUB | Solar PV | 0.75 | Complete | Withdrawn | Withdrawn | Withdrawn | Withdrawn | Withdrawn | Withdrawn | Withdrawn | Withdrawn | Former queue position: W339
2011-09-30 11:19 | 0408-WD | Fast Track | Fast Track | Withdrawn | 1/21/2012 | Withdrawn | Withdrawn | BUTTE | ORO FINO SUB | Solar PV | 1.25 | 10/14/2011 | 11/21/2011 | Fail Screens: 2, 10 | 4/25/2012 | Complete | Withdrawn | Withdrawn | Withdrawn | Withdrawn | Former queue position: W331
2011-09-30 14:48 | 0409-WD | Fast Track | Fast Track | Withdrawn | 1/21/2013 | Withdrawn | Withdrawn | TEHAMA | CORNING SUB | Solar PV | 1.25 | Complete | Withdrawn | Withdrawn | Withdrawn | Withdrawn | Withdrawn | Withdrawn | Withdrawn | Withdrawn | Former queue position: W338
2011-09-30 17:22 | 0410-WD | Fast Track | Fast Track | Withdrawn | 1/21/2012 | Withdrawn | Withdrawn | BUTTE | SYCAMORE CREEK SUB | Solar PV | 1.25 | Complete | Withdrawn | Withdrawn | Withdrawn | Withdrawn | Withdrawn | Withdrawn | Withdrawn | Withdrawn | Former queue position: W340
2011-10-03 13:29 | 0411-WD | Fast Track | Fast Track | In Service | 3/1/2013 | 3/1/2014 | 12/18/2013 | SHASTA | MCARTHUR SUB | Solar PV | 1.5 | 11/16/2011 | 12/29/2011 | Fail Screens: 2, 10 | 4/10/2012 | Pass | N/A (Fast Track) | N/A (Fast Track) | N/A (Fast Track) | Executed | Former queue position: W332
2011-10-07 09:34 | 0412-WD | Fast Track | Fast Track | Withdrawn | 1/21/2013 | Withdrawn | Withdrawn | SUTTER | PEASE SUB | Solar PV | 0.5 | 10/24/2011 | 11/28/2011 | Fail Screens: 2, 5, 10 | 10/25/2012 | Pass | Withdrawn | Withdrawn | Withdrawn | Withdrawn | Former queue position: W334
2011-10-07 09:57 | 0413-WD | Fast Track | Fast Track | Withdrawn | 1/21/2013 | Withdrawn | Withdrawn | KERN | TAFT SUB | Solar PV | 0.5 | 10/18/2011 | 10/31/2011 | Fail Screens: 2, 10 | 11/18/2011 | Pass | Withdrawn | Withdrawn | Withdrawn | Withdrawn | Former queue position: W341
2011-10-07 10:12 | 0414-WD | Fast Track | Fast Track | Withdrawn | 1/21/2013 | Withdrawn | Withdrawn | TEHAMA | GERBER SUB | Solar PV | 0.5 | Complete | Withdrawn | Withdrawn | Withdrawn | Withdrawn | Withdrawn | Withdrawn | Withdrawn | Withdrawn | Former queue position: W337
2011-10-07 11:04 | 0415-WD | Fast Track | Fast Track | Withdrawn | 1/21/2013 | Withdrawn | Withdrawn | BUTTE | TRES VIAS SUB | Solar PV | 0.25 | 10/14/2011 | 11/21/2011 | Pass | Withdrawn | Withdrawn | Withdrawn | Withdrawn | Withdrawn | Withdrawn | Former queue position: W333
2011-10-07 11:10 | 0416-WD | Fast Track | Fast Track | Withdrawn | 1/21/2013 | Withdrawn | Withdrawn | TEHAMA | CORNING SUB | Solar PV | 0.5 | 10/31/2011 | 12/14/2011 | Fail Screens: 2 | Withdrawn | Withdrawn | Withdrawn | Withdrawn | Withdrawn | Withdrawn | Former queue position: W353
2011-10-08 13:00 | 0417-WD | Fast Track | Fast Track | Withdrawn | 5/31/2012 | Withdrawn | Withdrawn | KERN | STOCKDALE SUB | Solar PV | 1.5 | 10/18/2011 | 11/14/2011 | Fail | Withdrawn | Withdrawn | Withdrawn | Withdrawn | Withdrawn | Withdrawn | Former queue position: W335
2011-10-08 13:00 | 0418-WD | Fast Track | Fast Track | Withdrawn | 5/31/2012 | Withdrawn | Withdrawn | KERN | STOCKDALE SUB | Solar PV | 1.5 | 10/18/2011 | 11/14/2011 | Fail | Withdrawn | Withdrawn | Withdrawn | Withdrawn | Withdrawn | Withdrawn | Former queue position: W336
2011-10-13 | 0419-WD | Fast Track | Fast Track | In Service | 2/15/2013 | 10/13/2014 | 4/3/2015 | MERCED | MERCED SUB | Solar PV | 1.497 | 10/19/2011 | 2/17/2012 | Fail Screens: 2, 10 | 4/5/2012 | Pass | N/A (Fast Track) | N/A (Fast Track) | N/A (Fast Track) | Executed | Former queue position: W342
2011-10-13 08:36 | 0420-WD | Fast Track | Fast Track | In Service | 2/15/2013 | 10/13/2014 | 4/3/2015 | MERCED | MERCED SUB | Solar PV | 1.4994 | 10/27/2011 | 2/17/2012 | Fail Screens: 2, 10 | 4/5/2012 | Pass | N/A (Fast Track) | N/A (Fast Track) | N/A (Fast Track) | Executed | Former queue position: W343
2011-10-18 | 0421-WD | Independent Study | Independent Study | Withdrawn | 9/1/2014 | Withdrawn | Withdrawn | CONTRA COSTA | BRENTWOOD SUB | Solar PV | 3 | 10/26/2011 | Withdrawn | Withdrawn | Withdrawn | Withdrawn | Withdrawn | Withdrawn | Withdrawn | Withdrawn | Former queue position: W345
2011-10-20 02:15 | 0422-WD | Fast Track | Fast Track | Withdrawn | Not Provided | Withdrawn | Withdrawn | MERCED | GALLO SUB | Solar PV | 3 | Complete | Withdrawn | Withdrawn | Withdrawn | Withdrawn | Withdrawn | Withdrawn | Withdrawn | Withdrawn | Former queue position: W346
2011-10-21 15:04 | 0423-WD | Fast Track | Fast Track | Withdrawn | 6/1/2012 | Withdrawn | Withdrawn | CALAVERAS | CORRAL SUB | Solar PV | 0.97 | Complete | Withdrawn | Withdrawn | Withdrawn | Withdrawn | Withdrawn | Withdrawn | Withdrawn | Withdrawn | Former queue position: W344
2011-10-21 15:04 | 0424-WD | Fast Track | Fast Track | Withdrawn | 6/1/2012 | Withdrawn | Withdrawn | KERN | WILSON SUB | Solar PV | 1.5 | Complete | Withdrawn | Withdrawn | Withdrawn | Withdrawn | Withdrawn | Withdrawn | Withdrawn | Withdrawn | Former queue position: W347
2011-10-21 15:04 | 0425-WD | Fast Track | Fast Track | Withdrawn | 6/1/2013 | Withdrawn | Withdrawn | FRESNO | TIVY VALLEY SUB | Solar PV | 1.5 | 11/8/2011 | 12/9/2011 | Fail Screens: 2, 10 | Withdrawn | Withdrawn | Withdrawn | Withdrawn | Withdrawn | Withdrawn | Former queue position: W348
2011-10-21 15:04 | 0426-WD | Fast Track | Fast Track | Withdrawn | 6/1/2012 | Withdrawn | Withdrawn | PLACER | WHEATLAND SUB | Solar PV | 1.5 | 11/3/2011 | 12/28/2011 | Fail Screens: 2, 4, 5, 10 | Withdrawn | Withdrawn | Withdrawn | Withdrawn | Withdrawn | Withdrawn | Former queue position: W349
2011-10-21 15:04 | 0427-WD | Fast Track | Fast Track | Withdrawn | 6/1/2012 | Withdrawn | Withdrawn | FRESNO | TIVY VALLEY SUB | Solar PV | 1.5 | 11/8/2011 | 12/9/2011 | Fail Screens: 2, 10 | Withdrawn | Withdrawn | Withdrawn | Withdrawn | Withdrawn | Withdrawn | Former queue position: W350
2011-10-21 15:04 | 0428-WD | Fast Track | Fast Track | Withdrawn | 6/1/2012 | Withdrawn | Withdrawn | EL DORADO | PLACERVILLE SUB | Solar PV | 1.5 | 11/3/2011 | 11/4/2011 | Fail Screens: 2, 4, 10 | 12/13/2011 | Fail | Withdrawn | Withdrawn | Withdrawn | Withdrawn | Former queue position: W351
2011-10-21 15:04 | 0429-WD | Fast Track | Fast Track | Withdrawn | 6/1/2012 | Withdrawn | Withdrawn | TULARE | OROSI SUB | Solar PV | 0.97 | Complete | Withdrawn | Withdrawn | Withdrawn | Withdrawn | Withdrawn | Withdrawn | Withdrawn | Withdrawn | Former queue position: W352
2011-10-24 | 0430-WD | Independent Study | Independent Study | Withdrawn | 12/28/2012 | Withdrawn | Withdrawn | KERN | DEVILS DEN SUB | Solar PV | 20.5 | Complete | Withdrawn | Withdrawn | Withdrawn | Withdrawn | Withdrawn | Withdrawn | Withdrawn | Withdrawn | Former queue position: W363
2011-10-28 12:54 | 0431-WD | Fast Track | Fast Track | Withdrawn | 3/1/2013 | Withdrawn | Withdrawn | SONOMA | LAKEVILLE SUB | Solar PV | 1.5 | 3/20/2012 | 6/13/2012 | Fail Screens: 2, 10 | 9/12/2012 | Pass | Withdrawn | Withdrawn | Withdrawn | Withdrawn | Former queue position: W354
2011-10-28 13:19 | 0432-WD | Fast Track | Fast Track | Withdrawn | 3/1/2013 | Withdrawn | Withdrawn | SONOMA | LAKEVILLE SUB | Solar PV | 1.5 | 3/20/2012 | 6/13/2012 | Fail Screens: 2, 10 | 9/12/2012 | Pass | Withdrawn | Withdrawn | Withdrawn | Withdrawn | Former queue position: W355
2011-10-31 11:53 | 0433-WD | Fast Track | Fast Track | In Service | 12/15/2013 | 6/28/2013 | 6/27/2013 | YOLO | DAVIS SUB | Solar PV | 1 | 11/23/2011 | 1/25/2012 | Fail Screens: 2, 4, 10 | 4/21/2012 | Pass | N/A (Fast Track) | N/A (Fast Track) | N/A (Fast Track) | Executed | Former queue position: W356
2011-10-31 11:53 | 0434-WD | Fast Track | Fast Track | Withdrawn | 9/15/2013 | Withdrawn | Withdrawn | YOLO | DAVIS SUB | Solar PV | 1 | 11/23/2011 | 1/25/2012 | Fail Screens: 2, 4, 10 | Withdrawn | Withdrawn | Withdrawn | Withdrawn | Withdrawn | Withdrawn | Former queue position: W358
2011-10-31 11:53 | 0435-WD | Fast Track | Fast Track | Withdrawn | 9/15/2013 | Withdrawn | Withdrawn | YOLO | DAVIS SUB | Solar PV | 1 | 11/23/2011 | 1/25/2012 | Fail Screens: 2, 4, 10 | 4/21/2012 | Pass | Withdrawn | Withdrawn | Withdrawn | Withdrawn | Former queue position: W360
2011-10-31 11:53 | 0436-WD | Fast Track | Fast Track | Withdrawn | 9/15/2013 | Withdrawn | Withdrawn | YOLO | DAVIS SUB | Solar PV | 1 | 11/23/2011 | 1/25/2012 | Fail Screens: 2, 4, 10 | 4/21/2012 | Pass | Withdrawn | Withdrawn | Withdrawn | Withdrawn | Former queue position: W361
2011-10-31 11:54 | 0437-WD | Fast Track | Fast Track | Withdrawn | 9/15/2013 | Withdrawn | Withdrawn | YOLO | DAVIS SUB | Solar PV | 1 | 11/23/2011 | 1/25/2012 | Fail Screens: 2, 4, 10 | Withdrawn | Withdrawn | Withdrawn | Withdrawn | Withdrawn | Withdrawn | Former queue position: W359
2011-10-31 11:55 | 0438-WD | Fast Track | Fast Track | In Service | 12/15/2013 | 7/28/2013 | 6/27/2013 | YOLO | DAVIS SUB | Solar PV | 1 | 11/23/2011 | 1/25/2012 | Fail Screens: 2, 4, 10 | 4/21/2012 | Pass | N/A (Fast Track) | N/A (Fast Track) | N/A (Fast Track) | Executed | Former queue position: W357
2011-11-04 10:29 | 0439-WD | Fast Track | Fast Track | Withdrawn | 10/1/2012 | Withdrawn | Withdrawn | FRESNO | GATES SUB | Solar PV | 2 | 12/9/2011 | 12/29/2011 | Fail Screens: 2, 10 | Withdrawn | Withdrawn | Withdrawn | Withdrawn | Withdrawn | Withdrawn | Former queue position: W362
2011-11-08 11:26 | 0440-WD | Fast Track | Independent Study | Withdrawn | 9/1/2012 | Withdrawn | Withdrawn | TULARE | OROSI SUB | Solar PV | 1.5 | 2/13/2012 | 3/9/2012 | Fail Screens: 2, 4, 10 | Withdrawn | Withdrawn | Withdrawn | Withdrawn | Withdrawn | Withdrawn | Former queue position: W410
2011-11-08 11:28 | 0441-WD | Fast Track | Fast Track | Withdrawn | 9/1/2012 | Withdrawn | Withdrawn | TULARE | OROSI SUB | Solar PV | 1.5 | 2/13/2012 | 3/9/2012 | Fail Screens: 2, 10 | 6/25/2012 | Fail | Withdrawn | Withdrawn | Withdrawn | Withdrawn | Former queue position: W408
2011-11-08 11:32 | 0442-WD | Fast Track | Independent Study | Withdrawn | 9/1/2012 | Withdrawn | Withdrawn | TULARE | OROSI SUB | Solar PV | 1.5 | 2/13/2012 | 3/9/2012 | Fail Screens: 2, 10 | 6/18/2012 | Fail | Withdrawn | Withdrawn | Withdrawn | Withdrawn | Former queue position: W403
2011-11-08 14:34 | 0443-WD | Fast Track | Fast Track | In Service | 10/15/2012 | 1/31/2014 | 1/10/2014 | SAN LUIS OBISPO | TEMPLETON SUB | Solar PV | 0.49 | 11/14/2011 | 12/8/2011 | Pass |  |  | N/A (Fast Track) | N/A (Fast Track) | N/A (Fast Track) | Executed | Former queue position: W364
2011-11-09 09:31 | 0444-WD | Fast Track | Independent Study | In Service | 9/1/2012 | 9/16/2013 | 11/14/2013 | FRESNO | KINGSBURG SUB | Solar PV | 1.5 | 2/13/2012 | 3/29/2012 | Fail Screens: 2, 10 | N/A | N/A (Independent Study) | Pass | 9/25/2012 | N/A | Executed | Former queue position: W407
2011-11-09 09:31 | 0445-WD | Fast Track | Fast Track | Withdrawn | 9/1/2012 | Withdrawn | Withdrawn | TULARE | KINGSBURG SUB | Solar PV | 1.5 | 2/13/2012 | 3/9/2012 | Fail Screens: 2, 10 | Withdrawn | Withdrawn | Withdrawn | Withdrawn | Withdrawn | Withdrawn | Duplicate entry; former queue position: W409
2011-11-09 09:34 | 0446-WD | Fast Track | Fast Track | In Service | 9/1/2012 | 9/16/2013 | 11/14/2013 | FRESNO | KINGSBURG SUB | Solar PV | 1.5 | 2/13/2012 | 3/29/2012 | Fail Screens: 2, 4, 7, 9, 10 | 6/20/2012 | Pass | N/A (Fast Track) | N/A (Fast Track) | N/A (Fast Track) | Executed | Former queue position: W404
2011-11-09 09:34 | 0447-WD | Fast Track | Fast Track | Withdrawn | Not Provided | Withdrawn | Withdrawn | TULARE | KINGSBURG SUB | Solar PV | 1.5 | Complete | Withdrawn | Withdrawn | Withdrawn | Withdrawn | Withdrawn | Withdrawn | Withdrawn | Withdrawn | Duplicate entry; former queue position: W405
2011-11-09 09:34 | 0448-WD | Fast Track | Independent Study | In Service | 9/1/2012 | 9/16/2013 | 11/14/2013 | FRESNO | KINGSBURG SUB | Solar PV | 0.75 | 2/13/2012 | 3/29/2012 | Fail Screens: 2, 10 | N/A | N/A (Independent Study) | Pass | 9/25/2012 | N/A | Executed | Former queue position: W406
2011-11-15 13:53 | 0449-WD | Fast Track | Fast Track | Withdrawn | 9/15/2012 | Withdrawn | Withdrawn | TEHAMA | RED BLUFF SUB | Solar PV | 0.75 | 11/29/2011 | 1/4/2012 | Pass | Withdrawn | Withdrawn | Withdrawn | Withdrawn | Withdrawn | Withdrawn | Former queue position: W375b
2011-11-15 14:01 | 0450-WD | Fast Track | Fast Track | Withdrawn | 1/1/2013 | Withdrawn | Withdrawn | GLENN | ELK CREEK SUB | Solar PV | 0.25 | Complete | Withdrawn | Withdrawn | Withdrawn | Withdrawn | Withdrawn | Withdrawn | Withdrawn | Withdrawn | Former queue position: W365
2011-11-15 14:20 | 0451-WD | Fast Track | Fast Track | Withdrawn | 1/28/2013 | Withdrawn | Withdrawn | GLENN | GLENN SUB | Solar PV | 0.5 | 11/29/2011 | 2/9/2012 | Fail Screens: 2, 5, 9, 10 | Withdrawn | Withdrawn | Withdrawn | Withdrawn | Withdrawn | Withdrawn | Former queue position: W366
2011-11-15 14:35 | 0452-WD | Independent Study | Independent Study | Withdrawn | 10/1/2012 | Withdrawn | Withdrawn | SAN FRANCISCO | SAN FRAN H (MARTIN) SUB | Hydro | 0.241 | 1/24/2012 | Withdrawn | Withdrawn | Withdrawn | Withdrawn | Withdrawn | Withdrawn | Withdrawn | Withdrawn | Former queue position: W367
2011-11-15 14:40 | 0453-WD | Fast Track | Fast Track | Withdrawn | 1/28/2013 | Withdrawn | Withdrawn | KERN | TAFT SUB | Solar PV | 0.75 | 12/20/2011 | 2/7/2012 | Fail Screens: 10 | 4/12/2012 | Pass | Withdrawn | Withdrawn | Withdrawn | Withdrawn | Former queue position: W368
2011-11-15 14:54 | 0454-WD | Fast Track | Fast Track | Withdrawn | 1/1/2013 | Withdrawn | Withdrawn | SAN LUIS OBISPO | SAN MIGUEL SUB | Solar PV | 0.75 | 3/26/2012 | Withdrawn | Withdrawn | Withdrawn | Withdrawn | Withdrawn | Withdrawn | Withdrawn | Withdrawn | Former queue position: W369
2011-11-15 15:13 | 0455-WD | Fast Track | Fast Track | Withdrawn | 3/28/2013 | Withdrawn | Withdrawn | TEHAMA | LOS MOLINOS SUB | Solar PV | 2 | 11/29/2011 | 12/23/2011 | Fail Screens: 2, 10 | 10/15/2012 | Pass | Withdrawn | Withdrawn | Withdrawn | Withdrawn | Former queue position: W375a
2011-11-15 15:18 | 0456-WD | Fast Track | Fast Track | Withdrawn | 1/28/2013 | Withdrawn | Withdrawn | TEHAMA | CORNING SUB | Solar PV | 0.5 | 11/29/2011 | 12/22/2011 | Pass | Withdrawn | Withdrawn | Withdrawn | Withdrawn | Withdrawn | Withdrawn | Former queue position: W370
2011-11-15 15:22 | 0457-WD | Fast Track | Fast Track | Withdrawn | Not Provided | Withdrawn | Withdrawn | SHASTA | COTTONWOOD SUB | Solar PV | 0.5 | Complete | Withdrawn | Withdrawn | Withdrawn | Withdrawn | Withdrawn | Withdrawn | Withdrawn | Withdrawn | Former queue position: W371
2011-11-15 15:42 | 0458-WD | Fast Track | Fast Track | Withdrawn | 1/28/2013 | Withdrawn | Withdrawn | SHASTA | PANORAMA SUB | Solar PV | 1.25 | 11/29/2011 | 12/22/2011 | Fail Screens: 2, 10 | 5/12/2012 | Pass | Withdrawn | Withdrawn | Withdrawn | Withdrawn | Former queue position: W372
2011-11-15 15:53 | 0459-WD | Fast Track | Fast Track | Withdrawn | 1/28/2013 | Withdrawn | Withdrawn | SHASTA | DESCHUTES SUB | Solar PV | 0.5 | Complete | Withdrawn | Withdrawn | Withdrawn | Withdrawn | Withdrawn | Withdrawn | Withdrawn | Withdrawn | Former queue position: W373
2011-11-15 16:09 | 0460-WD | Fast Track | Fast Track | Withdrawn | 1/28/2013 | Withdrawn | Withdrawn | TEHAMA | DAIRYVILLE SUB | Solar PV | 0.25 | Complete | 11/22/2011 | Withdrawn | Withdrawn | Withdrawn | Withdrawn | Withdrawn | Withdrawn | Withdrawn | Former queue position: W374
2011-11-15 16:14 | 0461-WD | Fast Track | Fast Track | Withdrawn | 1/28/2013 | Withdrawn | Withdrawn | GLENN | GLENN SUB | Solar PV | 0.25 | 11/29/2011 | 1/20/2012 | Pass | Withdrawn | Withdrawn | Withdrawn | Withdrawn | Withdrawn | Withdrawn | Former queue position: W375
2011-11-16 11:30 | 0462-WD | Fast Track | Fast Track | Withdrawn | 1/28/2013 | Withdrawn | Withdrawn | SAN JOAQUIN | LOCKEFORD SUB | Solar PV | 1 | 8/16/2012 | 9/7/2012 | Fail Screens: 2, 6, 10 | 11/30/2012 | Pass | Withdrawn | Withdrawn | Withdrawn | Withdrawn | Former queue position: W376
2011-11-16 11:42 | 0463-WD | Fast Track | Fast Track | Withdrawn | 1/28/2013 | Withdrawn | Withdrawn | SHASTA | RED BLUFF SUB | Solar PV | 0.5 | 11/30/2011 | 12/22/2011 | Fail Screens: 2, 10 | 5/17/2012 | Pass | Withdrawn | Withdrawn | Withdrawn | Withdrawn | Former queue position: W377
2011-11-16 11:48 | 0464-WD | Fast Track | Fast Track | Withdrawn | 1/28/2013 | Withdrawn | Withdrawn | SACRAMENTO | GRAND ISLAND SUB | Solar PV | 0.5 | 3/27/2012 | 4/11/2012 | Fail Screens: 2, 10 | 8/10/2012 | Pass | Withdrawn | Withdrawn | Withdrawn | Withdrawn | Former queue position: W378
2011-11-21 16:11 | 0465-WD | Fast Track | Fast Track | Withdrawn | 8/1/2013 | Withdrawn | Withdrawn | SUTTER | BOGUE SUB | Solar PV | 1.5 | Complete | 6/1/2012 | Fail Screens: 2, 5, 10 | 9/12/2012 | Fail | Withdrawn | Withdrawn | Withdrawn | Withdrawn | Former queue position: W379
2011-11-21 16:16 | 0466-WD | Fast Track | Fast Track | Withdrawn | 8/1/2013 | Withdrawn | Withdrawn | SUTTER | BOGUE SUB | Solar PV | 1.5 | Complete | 6/1/2012 | Fail Screens: 2, 5, 10 | 9/12/2012 | Pass | Withdrawn | Withdrawn | Withdrawn | Withdrawn | Former queue position: W380
2011-11-29 12:56 | 0467-WD | Fast Track | Fast Track | In Service | 5/1/2012 | 7/31/2012 | 9/22/2012 | MARIN | LAS GALLINAS A SUB | Solar PV | 0.97 | 12/9/2011 | 1/4/2012 | Fail Screens: 2, 10 | 1/20/2012 | Pass | N/A (Fast Track) | N/A (Fast Track) | N/A (Fast Track) | Executed | Former queue position: W381
2011-12-08 13:07 | 0468-WD | Fast Track | Fast Track | Withdrawn | 1/28/2013 | Withdrawn | Withdrawn | FRESNO | FIGARDEN SUB | Solar PV | 2.25 | 8/16/2012 | 9/7/2012 | Fail Screens: 2, 5, 6, 10 | Withdrawn | Withdrawn | Withdrawn | Withdrawn | Withdrawn | Withdrawn | Former queue position: W382
2011-12-08 14:04 | 0469-WD | Fast Track | Fast Track | Withdrawn | 3/28/2013 | Withdrawn | Withdrawn | MONTEREY | SOLEDAD SUB | Solar PV | 2 | Complete | Withdrawn | Withdrawn | Withdrawn | Withdrawn | Withdrawn | Withdrawn | Withdrawn | Withdrawn | Former queue position: W391b
2011-12-09 08:37 | 0470-WD | Fast Track | Fast Track | Withdrawn | 6/28/2013 | Withdrawn | Withdrawn | MERCED | EL CAPITAN SUB | Solar PV | 1 | 8/16/2012 | 9/7/2012 | Fail Screens: 2, 10 | Withdrawn | Withdrawn | Withdrawn | Withdrawn | Withdrawn | Withdrawn | Former queue position: W386
2011-12-09 08:57 | 0471-WD | Fast Track | Fast Track | Withdrawn | 6/28/2013 | Withdrawn | Withdrawn | TEHAMA | MCARTHUR SUB | Solar PV | 0.25 | Complete | Withdrawn | Withdrawn | Withdrawn | Withdrawn | Withdrawn | Withdrawn | Withdrawn | Withdrawn | Former queue position: W384
2011-12-09 14:47 | 0472-WD | Fast Track | Fast Track | Withdrawn | 6/1/2013 | Withdrawn | Withdrawn | LAKE | HARTLEY SUB | Solar PV | 1.5 | 12/19/2011 | 1/11/2012 | Fail Screens: 2, 10 | 2/1/2012 | Pass | Withdrawn | Withdrawn | Withdrawn | Withdrawn | Former queue position: W383
2011-12-09 14:47 | 0473-WD | Fast Track | Fast Track | Withdrawn | 6/1/2012 | Withdrawn | Withdrawn | MONTEREY | JOLON SUB | Solar PV | 1.5 | 12/13/2011 | 1/5/2012 | Fail Screens: 2, 4, 10 | 1/31/2012 | Pass | Withdrawn | Withdrawn | Withdrawn | Withdrawn | Former queue position: W385
2023-10-12 16:53 | 3673-WD | Independent Study | Cluster | Active | 12/31/2025 |  |  | KERN | MIDWAY SUB | Battery | 20 | 11/1/2023 | N/A | N/A (Cluster) | N/A | N/A (Cluster) | Fail | In Progress |  |  | No former queue position | MIDWAY | Midway | 115 |  |  |  | 20 |  | 20 | 0 |  |  | 0
2011-12-12 07:20 | 0475-WD | Fast Track | Fast Track | Withdrawn | 6/28/2013 | Withdrawn | Withdrawn | TEHAMA | GERBER SUB | Solar PV | 0.25 | Complete | Withdrawn | Withdrawn | Withdrawn | Withdrawn | Withdrawn | Withdrawn | Withdrawn | Withdrawn | Former queue position: W387
2011-12-12 07:22 | 0476-WD | Fast Track | Fast Track | Withdrawn | 6/28/2013 | Withdrawn | Withdrawn | SHASTA | DESCHUTES SUB | Solar PV | 1.5 | 8/16/2012 | 9/7/2012 | Fail Screens: 2, 10 | Withdrawn | Withdrawn | Withdrawn | Withdrawn | Withdrawn | Withdrawn | Former queue position: W391a
2011-12-12 08:20 | 0477-WD | Fast Track | Fast Track | Withdrawn | 6/1/2013 | Withdrawn | Withdrawn | SHASTA | OREGON TRAIL SUB | Solar PV | 1.25 | Complete | Withdrawn | Withdrawn | Withdrawn | Withdrawn | Withdrawn | Withdrawn | Withdrawn | Withdrawn | Former queue position: W401
2011-12-12 11:49 | 0478-WD | Fast Track | Fast Track | Withdrawn | 6/28/2013 | Withdrawn | Withdrawn | KERN | LERDO SUB | Solar PV | 0.25 | Complete | Withdrawn | Withdrawn | Withdrawn | Withdrawn | Withdrawn | Withdrawn | Withdrawn | Withdrawn | Former queue position: W388
2011-12-12 12:43 | 0479-WD | Fast Track | Fast Track | Withdrawn | 6/28/2013 | Withdrawn | Withdrawn | BUTTE | WYANDOTTE SUB | Solar PV | 1.5 | Complete | Withdrawn | Withdrawn | Withdrawn | Withdrawn | Withdrawn | Withdrawn | Withdrawn | Withdrawn | Former queue position: W389
2011-12-12 15:21 | 0480-WD | Fast Track | Fast Track | Withdrawn | 6/28/2013 | Withdrawn | Withdrawn | AMADOR | ELECTRA SUB | Solar PV | 0.75 | Complete | Withdrawn | Withdrawn | Withdrawn | Withdrawn | Withdrawn | Withdrawn | Withdrawn | Withdrawn | Former queue position: W390
2011-12-13 | 0481-WD | Independent Study | Independent Study | Withdrawn | 12/31/2012 | Withdrawn | Withdrawn | KERN | TEMBLOR SUB | Reciprocating Engine | 1 | 1/24/2012 | Withdrawn | Withdrawn | Withdrawn | Withdrawn | Withdrawn | Withdrawn | Withdrawn | Withdrawn | Former queue position: W391
2011-12-20 13:14 | 0482-WD | Fast Track | Fast Track | Withdrawn | 6/28/2013 | Withdrawn | Withdrawn | SHASTA | ANDERSON SUB | Solar PV | 0.25 | Complete | Withdrawn | Withdrawn | Withdrawn | Withdrawn | Withdrawn | Withdrawn | Withdrawn | Withdrawn | Former queue position: W394
2011-12-20 14:24 | 0483-WD | Fast Track | Fast Track | Withdrawn | 6/28/2013 | Withdrawn | Withdrawn | FRESNO | RAINBOW SUB | Solar PV | 0.75 | 8/16/2012 | 9/7/2012 | Fail Screens: 5, 10 | Withdrawn | Withdrawn | Withdrawn | Withdrawn | Withdrawn | Withdrawn | Former queue position: W392
2011-12-20 14:30 | 0484-WD | Fast Track | Fast Track | Withdrawn | 6/28/2013 | Withdrawn | Withdrawn | FRESNO | MERCED FALLS SUB | Solar PV | 1.5 | 3/16/2012 | Withdrawn | Withdrawn | Withdrawn | Withdrawn | Withdrawn | Withdrawn | Withdrawn | Withdrawn | Former queue position: W393
2011-12-20 14:33 | 0485-WD | Fast Track | Fast Track | Withdrawn | 6/28/2013 | Withdrawn | Withdrawn | BUTTE | ELK HILLS SUB | Solar PV | 0.5 | 8/16/2012 | 9/6/2012 | Fail Screens: 2, 4, 10 | Withdrawn | Withdrawn | Withdrawn | Withdrawn | Withdrawn | Withdrawn | No former queue position
2011-12-20 14:37 | 0486-WD | Fast Track | Fast Track | Withdrawn | 6/1/2013 | Withdrawn | Withdrawn | BUTTE | SYCAMORE CREEK SUB | Solar PV | 0.5 | 8/16/2012 | 9/7/2012 | Fail Screens: 10 | Withdrawn | Withdrawn | Withdrawn | Withdrawn | Withdrawn | Withdrawn | Former queue position: W393a
2011-12-22 20:04 | 0487-WD | Fast Track | Fast Track | Withdrawn | 12/1/2012 | Withdrawn | Withdrawn | TULARE | OROSI SUB | Solar PV | 1.5 | 2/13/2012 | 3/29/2012 | Fail Screens: 2, 10 | 6/18/2012 | Pass | Withdrawn | Withdrawn | Withdrawn | Withdrawn | Former queue position: W411
2011-12-22 20:05 | 0488-WD | Fast Track | Fast Track | Withdrawn | 12/1/2012 | Withdrawn | Withdrawn | TULARE | OROSI SUB | Solar PV | 0.5 | 2/13/2012 | 8/6/2012 | Fail Screens: 2, 10 | 6/18/2012 | Fail | Withdrawn | Withdrawn | Withdrawn | Withdrawn | Former queue position: W414
2011-12-22 20:05 | 0489-WD | Fast Track | Independent Study | Withdrawn | 12/1/2012 | Withdrawn | Withdrawn | TULARE | OROSI SUB | Solar PV | 1.5 | 2/13/2012 | 2012-03-29 | Fail Screens: 2, 4, 10 | 6/18/2012 | Fail | Withdrawn | Withdrawn | Withdrawn | Withdrawn | Former queue position: W421
2011-12-22 20:07 | 0490-WD | Fast Track | Independent Study | Withdrawn | 12/1/2012 | Withdrawn | Withdrawn | TULARE | OROSI SUB | Solar PV | 1.5 | 2/13/2012 | 3/29/2012 | Fail Screens: 2, 4, 10 | 6/18/2012 | Fail | Withdrawn | Withdrawn | Withdrawn | Withdrawn | Former queue position: W419
2011-12-22 20:07 | 0491-WD | Fast Track | Independent Study | Withdrawn | 12/1/2012 | Withdrawn | Withdrawn | TULARE | DINUBA SUB | Solar PV | 1.5 | 2/13/2012 | 3/29/2012 | Fail Screens: 2, 4, 10 | 6/18/2012 | Fail | Withdrawn | Withdrawn | Withdrawn | Withdrawn | Former queue position: W420
2011-12-22 20:10 | 0492-WD | Fast Track | Independent Study | Withdrawn | 12/1/2012 | Withdrawn | Withdrawn | TULARE | DINUBA SUB | Solar PV | 1.5 | 2/13/2012 | 3/29/2012 | Fail Screens: 2, 4, 10 | 6/18/2012 | Fail | Withdrawn | Withdrawn | Withdrawn | Withdrawn | Former queue position: W417
2011-12-23 13:45 | 0493-WD | Fast Track | Fast Track | Withdrawn | 6/1/2012 | Withdrawn | Withdrawn | LAKE | CLEAR LAKE SUB | Solar PV | 1.5 | 1/18/2012 | 2/16/2012 | Fail Screens: 2, 10 | 3/1/2012 | Pass | Withdrawn | Withdrawn | Withdrawn | Withdrawn | Former queue position: W392a
2011-12-23 15:09 | 0494-WD | Fast Track | Fast Track | Withdrawn | 12/31/2012 | Withdrawn | Withdrawn | MERCED | GUSTINE SUB | Solar PV | 2 | 3/29/2012 | 8/3/2012 | Fail Screens: 2, 4, 10 | 10/29/2012 | Pass | Withdrawn | Withdrawn | Withdrawn | Withdrawn | Former queue position: W392d
2011-12-23 15:14 | 0495-WD | Fast Track | Fast Track | Withdrawn | 12/31/2012 | Withdrawn | Withdrawn | MERCED | GUSTINE SUB | Solar PV | 2 | 3/29/2012 | 8/2/2012 | Fail Screens: 2, 10 | 10/30/2012 | Pass | Withdrawn | Withdrawn | Withdrawn | Withdrawn | Former queue position: W392b
2011-12-23 15:19 | 0496-WD | Fast Track | Fast Track | Withdrawn | 5/29/2013 | Withdrawn | Withdrawn | KERN | TUPMAN SUB | Solar PV | 2 | 5/21/2012 | 7/2/2012 | Fail Screens: 2, 4, 10 | 10/9/2012 | Fail | Withdrawn | Withdrawn | Withdrawn | Withdrawn | Former queue position: W392c
2011-12-23 15:27 | 0497-WD | Fast Track | Fast Track | Withdrawn | 5/29/2013 | Withdrawn | Withdrawn | KERN | BLACKWELL SUB | Solar PV | 2 | 5/21/2012 | 6/25/2012 | Fail Screens: 2, 4, 10 | 10/2/2012 | Fail | Withdrawn | Withdrawn | Withdrawn | Withdrawn | Former queue position: W423
2011-12-23 15:29 | 0498-WD | Fast Track | Fast Track | Withdrawn | 5/29/2013 | Withdrawn | Withdrawn | KERN | BLACKWELL SUB | Solar PV | 2 | 5/21/2012 | 6/25/2012 | Fail Screens: 2, 4, 10 | 10/2/2012 | Fail | Withdrawn | Withdrawn | Withdrawn | Withdrawn | No former queue position
2011-12-23 15:31 | 0499-WD | Fast Track | Fast Track | Withdrawn | 3/22/2013 | Withdrawn | Withdrawn | KERN | DEVILS DEN SUB | Solar PV | 2 | Complete | Withdrawn | Withdrawn | Withdrawn | Withdrawn | Withdrawn | Withdrawn | Withdrawn | Withdrawn | Former queue position: W392e
2012-01-03 21:43 | 0500-WD | Fast Track | Fast Track | Withdrawn | 2/1/2013 | Withdrawn | Withdrawn | KINGS | JACOBS CORNER SUB | Solar PV | 1.5 | 2/13/2012 | 3/29/2012 | Fail Screens: 2, 9, 10 | Withdrawn | Withdrawn | Withdrawn | Withdrawn | Withdrawn | Withdrawn | Former queue position: W418
2012-01-03 21:44 | 0501-WD | Fast Track | Fast Track | Withdrawn | 2/1/2013 | Withdrawn | Withdrawn | KINGS | JACOBS CORNER SUB | Solar PV | 1.5 | 2/13/2012 | 3/29/2012 | Fail Screens: 2, 9, 10 | 6/27/2012 | Pass | Withdrawn | Withdrawn | Withdrawn | Withdrawn | Former queue position: W412
2012-01-03 21:44 | 0502-WD | Fast Track | Fast Track | Withdrawn | 2/1/2013 | Withdrawn | Withdrawn | KINGS | JACOBS CORNER SUB | Solar PV | 1.5 | 2/13/2012 | 3/29/2012 | Fail Screens: 2, 4, 9, 10 | Withdrawn | Withdrawn | Withdrawn | Withdrawn | Withdrawn | Withdrawn | Former queue position: W415
2012-01-03 21:44 | 0503-WD | Fast Track | Fast Track | Withdrawn | 2/1/2013 | Withdrawn | Withdrawn | KINGS | JACOBS CORNER SUB | Solar PV | 1.5 | 2/13/2012 | 3/29/2012 | Fail Screens: 2, 9, 10 | Withdrawn | Withdrawn | Withdrawn | Withdrawn | Withdrawn | Withdrawn | Former queue position: W416
2012-01-10 15:14 | 0504-WD | Fast Track | Fast Track | Withdrawn | 6/1/2013 | Withdrawn | Withdrawn | FRESNO | TIVY VALLEY SUB | Solar PV | 1.5 | 1/23/2012 | 2/16/2012 | Fail Screens: 2, 10 | 6/28/2012 | Pass | Withdrawn | Withdrawn | Withdrawn | Withdrawn | Former queue position: W395
2012-01-13 17:23 | 0505-WD | Fast Track | Fast Track | Withdrawn | 5/1/2013 | Withdrawn | Withdrawn | TEHAMA | RED BLUFF SUB | Solar PV | 2 | 1/25/2012 | 3/5/2012 | Withdrawn | Withdrawn | Withdrawn | Withdrawn | Withdrawn | Withdrawn | Withdrawn | Former queue position: W397
2012-01-19 14:13 | 0506-WD | Fast Track | Fast Track | Withdrawn | 3/15/2013 | Withdrawn | Withdrawn | KERN | COPUS SUB | Solar PV | 1.5 | 1/24/2012 | 2/14/2012 | Fail Screens: 2, 10 | 4/17/2012 | Pass | Withdrawn | Withdrawn | Withdrawn | Withdrawn | Former queue position: W398
2012-01-23 | 0507-WD | Fast Track | Independent Study | Withdrawn | 6/30/2013 | Withdrawn | Withdrawn | MERCED | ORO LOMA SUB | Solar PV | 2.996 | 2/29/2012 | 4/11/2012 | Fail Screens: 2, 4, 9, 10 | Withdrawn | Withdrawn | Fail | Withdrawn | Withdrawn | Withdrawn | Former queue position: W399
2012-01-23 | 0508-WD | Fast Track | Independent Study | Withdrawn | 6/30/2013 | Withdrawn | Withdrawn | MERCED | DOS PALOS SUB | Solar PV | 2.996 | 2/29/2012 | 4/11/2012 | Fail Screens: 2, 4, 9, 10 | Withdrawn | Withdrawn | Withdrawn | Withdrawn | Withdrawn | Withdrawn | Former queue position: W400
2012-01-30 09:43 | 0509-WD | Fast Track | Fast Track | Withdrawn | 1/1/2014 | Withdrawn | Withdrawn | FRESNO | REEDLEY SUB | Solar PV | 1.7 | 2/17/2012 | 3/9/2012 | Withdrawn | Withdrawn | Withdrawn | Withdrawn | Withdrawn | Withdrawn | Withdrawn | Former queue position: W422
2012-01-30 10:27 | 0510-WD | Fast Track | Fast Track | Withdrawn | 7/15/2013 | Withdrawn | Withdrawn | YOLO | PUTAH CREEK SUB | Solar PV | 0.75 | 2/10/2012 | 2/28/2012 | Fail Screens: 2, 4, 10 | 5/5/2012 | Pass | Withdrawn | Withdrawn | Withdrawn | Withdrawn | Former queue position: W402
2012-02-03 | 0511-WD | Fast Track | Fast Track | Withdrawn | 4/15/2012 | Withdrawn | Withdrawn | PLUMAS | CRESCENT MILLS SUB | Solar PV | 0.65 | 2/23/2012 | 5/8/2012 | Pass | Withdrawn | Withdrawn | Withdrawn | Withdrawn | Withdrawn | Withdrawn | Former queue position: W413
2012-02-17 11:58 | 0512-WD | Fast Track | Fast Track | Withdrawn | 6/30/2013 | Withdrawn | Withdrawn | FRESNO | AUBERRY SUB | Solar PV | 2.99 | 4/16/2012 | 5/24/2012 | Fail Screens: 2, 10 | Withdrawn | Withdrawn | Withdrawn | Withdrawn | Withdrawn | Withdrawn | Former queue position: W426a
2012-02-17 11:58 | 0513-WD | Fast Track | Fast Track | Withdrawn | 6/30/2013 | Withdrawn | Withdrawn | FRESNO | AUBERRY SUB | Solar PV | 2.978 | 4/16/2012 | 5/24/2012 | Fail Screens: 2, 10 | Withdrawn | Withdrawn | Withdrawn | Withdrawn | Withdrawn | Withdrawn | Former queue position: W426b
2012-02-17 16:51 | 0514-WD | Fast Track | Fast Track | Withdrawn | 1/1/2014 | Withdrawn | Withdrawn | FRESNO | SAN JOAQUIN SUB | Solar PV | 2 | Complete | Withdrawn | Withdrawn | Withdrawn | Withdrawn | Withdrawn | Withdrawn | Withdrawn | Withdrawn | Former queue position: W425
2012-02-17 16:51 | 0515-WD | Fast Track | Fast Track | Withdrawn | 1/1/2014 | Withdrawn | Withdrawn | FRESNO | GIFFEN SUB | Solar PV | 2 | 5/24/2012 | 6/25/2012 | Fail Screens: 2, 9, 10 | 10/30/2012 | Withdrawn | Withdrawn | Withdrawn | Withdrawn | Withdrawn | Former queue position: W426
2012-02-17 16:52 | 0516-WD | Fast Track | Fast Track | Withdrawn | 1/1/2014 | Withdrawn | Withdrawn | FRESNO | HELM SUB | Solar PV | 2 | 6/29/2012 | 7/26/2012 | Fail Screens: 2, 4, 9, 10 | 10/29/2012 | Pass | Withdrawn | Withdrawn | Withdrawn | Withdrawn | Former queue position: W424
2012-02-21 12:01 | 0517-WD | Fast Track | Fast Track | Withdrawn | 6/1/2013 | Withdrawn | Withdrawn | SAN JOAQUIN | CORRAL SUB | Solar PV | 2 | 2/28/2012 | 3/29/2012 | Fail Screens: 2, 4, 10 | Withdrawn | Withdrawn | Withdrawn | Withdrawn | Withdrawn | Withdrawn | Former queue position: W427
2012-02-27 09:04 | 0518-WD | Fast Track | Fast Track | Withdrawn | 6/15/2013 | Withdrawn | Withdrawn | SUTTER | LIVE OAK SUB | Solar PV | 0.5 | 3/16/2012 | 4/2/2012 | Fail Screens: 2, 5, 10 | 7/24/2012 | Pass | Withdrawn | Withdrawn | Withdrawn | Withdrawn | Former queue position: W428
2012-02-27 09:21 | 0519-WD | Fast Track | Fast Track | Withdrawn | 3/15/2013 | Withdrawn | Withdrawn | SANTA BARBARA | SANTA MARIA SUB | Solar PV | 0.5 | 10/5/2012 | Withdrawn | Withdrawn | Withdrawn | Withdrawn | Withdrawn | Withdrawn | Withdrawn | Withdrawn | Former queue position: W429
2012-02-27 16:10 | 0520-WD | Fast Track | Fast Track | Withdrawn | 4/1/2013 | Withdrawn | Withdrawn | LAKE | HARTLEY SUB | Solar PV | 1 | 3/2/2012 | 5/8/2012 | Fail Screens: 2, 10 | Withdrawn | Withdrawn | Withdrawn | Withdrawn | Withdrawn | Withdrawn | Former queue position: W430
2012-02-27 16:10 | 0521-WD | Fast Track | Fast Track | Withdrawn | 4/1/2013 | Withdrawn | Withdrawn | LAKE | CLEAR LAKE SUB | Solar PV | 1.5 | 3/5/2012 | 5/8/2012 | Fail Screens: 2, 10 | Withdrawn | Withdrawn | Withdrawn | Withdrawn | Withdrawn | Withdrawn | Former queue position: W431
2012-03-02 15:37 | 0522-WD | Fast Track | Fast Track | Withdrawn | 4/1/2013 | Withdrawn | Withdrawn | FRESNO | TIVY VALLEY SUB | Solar PV | 1.5 | 3/8/2012 | 3/22/2012 | Withdrawn | Withdrawn | Withdrawn | Withdrawn | Withdrawn | Withdrawn | Withdrawn | Former queue position: W432
2012-03-06 09:36 | 0523-WD | Independent Study | Independent Study | Withdrawn | 10/15/2012 | Withdrawn | Withdrawn | KINGS | GUERNSEY SUB | Biomass | 1.6 | 5/15/2012 | Withdrawn | Withdrawn | Withdrawn | Withdrawn | Withdrawn | Withdrawn | Withdrawn | Withdrawn | Former queue position: W434
2012-03-06 09:37 | 0524-WD | Independent Study | Independent Study | Withdrawn | 10/15/2012 | Withdrawn | Withdrawn | KINGS | GUERNSEY SUB | Biomass | 1.6 | 5/15/2012 | Withdrawn | Withdrawn | Withdrawn | Withdrawn | Withdrawn | Withdrawn | Withdrawn | Withdrawn | Former queue position: W435
2012-03-06 09:39 | 0525-WD | Independent Study | Independent Study | Withdrawn | 10/15/2012 | Withdrawn | Withdrawn | MADERA | DAIRYLAND SUB | Biomass | 1.6 | 5/15/2012 | Withdrawn | Withdrawn | Withdrawn | Withdrawn | Withdrawn | Withdrawn | Withdrawn | Withdrawn | Former queue position: W433
2012-03-09 22:00 | 0526-WD | Fast Track | Fast Track | Withdrawn | 4/1/2013 | Withdrawn | Withdrawn | SHASTA | PANORAMA SUB | Solar PV | 0.7 | 3/19/2012 | 4/11/2012 | Fail Screens: 2, 9, 10 | 7/27/2012 | Pass | Withdrawn | Withdrawn | Withdrawn | Withdrawn | Former queue position: W436
2012-03-12 09:29 | 0527-WD | Fast Track | Fast Track | Withdrawn | 4/5/2013 | Withdrawn | Withdrawn | SOLANO | PEABODY SUB | Solar PV | 3 | 3/21/2012 | Withdrawn | Withdrawn | Withdrawn | Withdrawn | Withdrawn | Withdrawn | Withdrawn | Withdrawn | Former queue position: W439
2012-03-12 18:10 | 0528-WD | Fast Track | Fast Track | Withdrawn | 4/1/2013 | Withdrawn | Withdrawn | FRESNO | CHENEY SUB | Solar PV | 1.5 | 3/21/2012 | 4/5/2012 | Fail Screens: 2, 4, 10 | Withdrawn | Withdrawn | Withdrawn | Withdrawn | Withdrawn | Withdrawn | Former queue position: W438
2012-03-12 20:53 | 0529-WD | Independent Study | Independent Study | Withdrawn | 11/1/2013 | Withdrawn | Withdrawn | SANTA BARBARA | FAIRWAY SUB | Reciprocating Engine | 19.956 | 7/10/2012 | Withdrawn | Withdrawn | Withdrawn | Withdrawn | Withdrawn | Withdrawn | Withdrawn | Withdrawn | Former queue position: W437
2012-03-15 16:02 | 0530-WD | Independent Study | Independent Study | Withdrawn | 10/1/2012 | Withdrawn | Withdrawn | SAN FRANCISCO | SAN FRAN H (MARTIN) SUB | Hydro | 0.24 | 3/26/2012 | Withdrawn | Withdrawn | Withdrawn | Withdrawn | Withdrawn | Withdrawn | Withdrawn | Withdrawn | Former queue position: W440
2012-03-27 | 0531-WD | Independent Study | Independent Study | Withdrawn | 9/1/2012 | Withdrawn | Withdrawn | BUTTE | ESQUON SUB | Biomass | 0.7 | 5/3/2012 | Withdrawn | Withdrawn | Withdrawn | Withdrawn | Withdrawn | Withdrawn | Withdrawn | Withdrawn | Former queue position: W443a
2012-03-27 10:30 | 0532-WD | Fast Track | Fast Track | Withdrawn | 1/1/2014 | Withdrawn | Withdrawn | FRESNO | REEDLEY SUB | Solar PV | 1.495 | 4/5/2012 | 4/21/2012 | Fail Screens: 2 | 5/15/2012 | Pass | Withdrawn | Withdrawn | Withdrawn | Withdrawn | Former queue position: W444
2012-03-28 21:46 | 0533-WD | Fast Track | Fast Track | Withdrawn | 7/1/2013 | Withdrawn | Withdrawn | SAN BENITO | HOLLISTER SUB | Solar PV | 0.25 | 4/13/2012 | 5/1/2012 | Fail Screens: 2, 6, 10 | 6/13/2012 | Pass | Withdrawn | Withdrawn | Withdrawn | Withdrawn | Former queue position: W445
2012-03-28 22:50 | 0534-WD | Fast Track | Fast Track | Withdrawn | 7/1/2013 | Withdrawn | Withdrawn | SAN BENITO | HOLLISTER SUB | Solar PV | 0.25 | 4/13/2012 | 5/1/2012 | Fail Screens: 2, 6, 10 | 6/6/2012 | Withdrawn | Withdrawn | Withdrawn | Withdrawn | Withdrawn | Former queue position: W446
2012-03-28 22:53 | 0535-WD | Fast Track | Fast Track | Withdrawn | 7/1/2013 | Withdrawn | Withdrawn | SAN BENITO | HOLLISTER SUB | Solar PV | 0.25 | 4/13/2012 | 5/1/2012 | Pass | Withdrawn | Withdrawn | Withdrawn | Withdrawn | Withdrawn | Withdrawn | Former queue position: W447
2012-03-29 13:39 | 0536-WD | Fast Track | Fast Track | Withdrawn | 9/1/2012 | Withdrawn | Withdrawn | KERN | CHARCA SUB | Solar PV | 2 | 4/23/2012 | 8/9/2012 | Fail Screens: 2, 10 | 9/21/2012 | Fail | Withdrawn | Withdrawn | Withdrawn | Withdrawn | Former queue position: W456
2012-03-30 11:05 | 0537-WD | Fast Track | Fast Track | Withdrawn | 8/1/2014 | Withdrawn | Withdrawn | MADERA | BONITA SUB | Solar PV | 2 | 4/6/2012 | 4/23/2012 | Fail Screens: 2, 10 | Withdrawn | Withdrawn | Withdrawn | Withdrawn | Withdrawn | Withdrawn | Former queue position: W447a
2012-03-30 15:29 | 0538-WD | Cluster | Cluster | Withdrawn | 1/5/2013 | Withdrawn | Withdrawn | MARIPOSA | BEAR VALLEY SUB | Solar PV | 5 | Complete | Withdrawn | Withdrawn | Withdrawn | Withdrawn | Withdrawn | Withdrawn | Withdrawn | Withdrawn | Former queue position: W449
2012-03-31 23:32 | 0539-WD | Cluster | Cluster | Withdrawn | Not Provided | Withdrawn | Withdrawn | KERN | COPUS SUB | Solar PV | 20 | Complete | Withdrawn | Withdrawn | Withdrawn | Withdrawn | Withdrawn | Withdrawn | Withdrawn | Withdrawn | No former queue position
2012-04-02 17:08 | 0540-WD | Fast Track | Fast Track | Withdrawn | 8/1/2014 | Withdrawn | Withdrawn | MERCED | EL NIDO SUB | Solar PV | 2 | Complete | 4/23/2012 | Fail Screens: 2, 9, 10 | Withdrawn | Withdrawn | Withdrawn | Withdrawn | Withdrawn | Withdrawn | Former queue position: W448
2012-04-03 08:05 | 0541-WD | Fast Track | Fast Track | Withdrawn | 3/1/2013 | Withdrawn | Withdrawn | YUBA | EAST MARYSVILLE SUB | Solar PV | 2 | Complete | Withdrawn | Withdrawn | Withdrawn | Withdrawn | Withdrawn | Withdrawn | Withdrawn | Withdrawn | Former queue position: W450
2012-04-03 10:32 | 0542-WD | Fast Track | Fast Track | Withdrawn | 7/31/2013 | Withdrawn | Withdrawn | YOLO | DUNNIGAN SUB | Solar PV | 1 | 4/18/2012 | 6/11/2012 | Fail Screens: 2, 5, 10 | 8/24/2012 | Pass | Withdrawn | Withdrawn | Withdrawn | Withdrawn | Former queue position: W441
2012-04-03 10:50 | 0543-WD | Fast Track | Fast Track | Withdrawn | 7/31/2013 | Withdrawn | Withdrawn | MERCED | ATWATER SUB | Solar PV | 1.5 | 4/18/2012 | 5/23/2012 | Fail Screens: 2, 10 | 7/27/2012 | Pass | Withdrawn | Withdrawn | Withdrawn | Withdrawn | Former queue position: W442
2012-04-03 10:54 | 0544-WD | Fast Track | Fast Track | Withdrawn | 7/31/2013 | Withdrawn | Withdrawn | MERCED | EL CAPITAN SUB | Solar PV | 1 | 4/16/2012 | 5/23/2012 | Fail Screens: 2, 10 | Withdrawn | Withdrawn | Withdrawn | Withdrawn | Withdrawn | Withdrawn | Former queue position: W443
2012-04-06 09:17 | 0545-WD | Fast Track | Fast Track | Withdrawn | 6/30/2013 | Withdrawn | Withdrawn | KERN | WASCO SUB | Solar PV | 1.5 | 4/23/2012 | 6/22/2012 | Fail Screens: 2, 10 | Withdrawn | Withdrawn | Withdrawn | Withdrawn | Withdrawn | Withdrawn | Former queue position: W451
2012-04-06 11:45 | 0546-WD | Fast Track | Fast Track | In Service | 12/1/2012 | 11/17/2013 | 11/12/2013 | TUOLUMNE | PEORIA SUB | Solar PV | 1.47 | 4/16/2012 | 5/5/2012 | Fail Screens: 2, 10 | 9/20/2012 | Pass | N/A (Fast Track) | N/A (Fast Track) | N/A (Fast Track) | Executed | Former queue position: W452
2012-04-06 12:23 | 0547-WD | Fast Track | Fast Track | Withdrawn | 7/1/2013 | Withdrawn | Withdrawn | KERN | ORO LOMA SUB | Solar PV | 2 | 4/13/2012 | 5/8/2012 | Fail Screens: 2, 10 | 9/28/2012 | Fail | Withdrawn | Withdrawn | Withdrawn | Withdrawn | Former queue position: W454
2012-04-09 14:55 | 0548-WD | Fast Track | Fast Track | Withdrawn | 6/15/2013 | Withdrawn | Withdrawn | FRESNO | SAN JOAQUIN SUB | Solar PV | 5 | 5/17/2012 | 6/12/2012 | Fail Screens: 2, 4, 10 | Withdrawn | Withdrawn | Withdrawn | Withdrawn | Withdrawn | Withdrawn | Former queue position: W455
2012-04-10 10:13 | 0549-WD | Fast Track | Fast Track | Withdrawn | 1/31/2013 | Withdrawn | Withdrawn | YOLO | PUTAH CREEK SUB | Solar PV | 2 | Complete | Withdrawn | Withdrawn | Withdrawn | Withdrawn | Withdrawn | Withdrawn | Withdrawn | Withdrawn | Former queue position: W457
2012-04-10 10:14 | 0550-WD | Fast Track | Fast Track | Withdrawn | 1/31/2013 | Withdrawn | Withdrawn | YOLO | MADISON SUB | Solar PV | 2 | Complete | Withdrawn | Withdrawn | Withdrawn | Withdrawn | Withdrawn | Withdrawn | Withdrawn | Withdrawn | Former queue position: W458
2012-04-10 10:14 | 0551-WD | Fast Track | Fast Track | Withdrawn | 1/31/2013 | Withdrawn | Withdrawn | LAKE | CLEAR LAKE SUB | Solar PV | 2 | Complete | Withdrawn | Withdrawn | Withdrawn | Withdrawn | Withdrawn | Withdrawn | Withdrawn | Withdrawn | Former queue position: W459
2012-04-10 10:14 | 0552-WD | Fast Track | Fast Track | Withdrawn | 1/31/2013 | Withdrawn | Withdrawn | SOLANO | PEABODY SUB | Solar PV | 2.5 | Complete | Withdrawn | Withdrawn | Withdrawn | Withdrawn | Withdrawn | Withdrawn | Withdrawn | Withdrawn | Former queue position: W460
2012-04-10 10:14 | 0553-WD | Fast Track | Fast Track | Withdrawn | 1/31/2013 | Withdrawn | Withdrawn | GLENN | LOGAN CREEK SUB | Solar PV | 1.5 | Complete | Withdrawn | Withdrawn | Withdrawn | Withdrawn | Withdrawn | Withdrawn | Withdrawn | Withdrawn | Former queue position: W461
2012-04-10 11:43 | 0554-WD | Fast Track | Fast Track | Withdrawn | 7/1/2013 | Withdrawn | Withdrawn | SAN LUIS OBISPO | TEMPLETON SUB | Solar PV | 3 | 4/20/2012 | 6/7/2012 | Fail Screens: 2, 10 | Withdrawn | Withdrawn | Withdrawn | Withdrawn | Withdrawn | Withdrawn | Former queue position: W453
2012-04-11 11:23 | 0555-WD | Fast Track | Fast Track | Withdrawn | 5/1/2013 | Withdrawn | Withdrawn | TEHAMA | RED BLUFF SUB | Solar PV | 1.333 | 4/16/2012 | 5/7/2012 | Fail Screens: 2, 4, 9, 10 | Withdrawn | Withdrawn | Withdrawn | Withdrawn | Withdrawn | Withdrawn | Former queue position: W462
2012-04-11 16:44 | 0556-WD | Fast Track | Fast Track | Withdrawn | 4/1/2013 | Withdrawn | Withdrawn | TULARE | ANGIOLA SUB | Solar PV | 1.26 | 5/4/2012 | 5/24/2012 | Fail Screens: 2, 10 | 8/31/2012 | Pass | Withdrawn | Withdrawn | Withdrawn | Withdrawn | Former queue position: W462a
2012-04-12 11:40 | 0557-WD | Fast Track | Fast Track | Withdrawn | 4/1/2013 | Withdrawn | Withdrawn | TULARE | DINUBA SUB | Solar PV | 1 | 5/4/2012 | 5/24/2012 | Fail Screens: 2, 4, 10 | Withdrawn | Withdrawn | Withdrawn | Withdrawn | Withdrawn | Withdrawn | Former queue position: W462b
2012-04-12 16:40 | 0558-WD | Fast Track | Fast Track | Withdrawn | 9/1/2012 | Withdrawn | Withdrawn | SAN LUIS OBISPO | MESA SUB | Solar PV | 3 | 4/18/2012 | 5/11/2012 | Pass | Withdrawn | Withdrawn | Withdrawn | Withdrawn | Withdrawn | Withdrawn | Former queue position: W463
2012-04-13 | 0559-WD | Fast Track | Fast Track | Withdrawn | 9/30/2012 | Withdrawn | Withdrawn | KERN | MAGUNDEN SUB | Solar PV | 1 | 7/20/2012 | 9/4/2012 | Fail Screens: 2, 6, 10 | Withdrawn | Withdrawn | Withdrawn | Withdrawn | Withdrawn | Withdrawn | Former queue position: W464
2012-04-13 12:00 | 0560-WD | Fast Track | Fast Track | Withdrawn | 9/30/2012 | Withdrawn | Withdrawn | KERN | RENFRO SUB | Solar PV | 1 | Complete | Withdrawn | Withdrawn | Withdrawn | Withdrawn | Withdrawn | Withdrawn | Withdrawn | Withdrawn | Former queue position: W465
2012-04-13 12:00 | 0561-WD | Fast Track | Fast Track | Withdrawn | 9/30/2012 | Withdrawn | Withdrawn | KERN | KERN PP DIST SUB | Solar PV | 1.5 | 7/20/2012 | 9/5/2012 | Fail Screens: 2, 6, 10 | Withdrawn | Withdrawn | Withdrawn | Withdrawn | Withdrawn | Withdrawn | Former queue position: W466
2012-04-16 13:00 | 0562-WD | Fast Track | Fast Track | Withdrawn | 11/21/2013 | Withdrawn | Withdrawn | TEHAMA | CORNING SUB | Solar PV | 0.5 | 5/30/2012 | 7/19/2012 | Pass | Withdrawn | Withdrawn | Withdrawn | Withdrawn | Withdrawn | Withdrawn | Former queue position: W467
2012-04-16 16:43 | 0563-WD | Fast Track | Fast Track | Withdrawn | 7/1/2013 | Withdrawn | Withdrawn | SAN LUIS OBISPO | STONE CORRAL SUB | Solar PV | 3 | 4/23/2012 | 5/11/2012 | Fail Screens: 2, 4, 10 | Withdrawn | Withdrawn | Withdrawn | Withdrawn | Withdrawn | Withdrawn | Former queue position: W470
2012-04-16 17:42 | 0564-WD | Fast Track | Fast Track | Withdrawn | 11/21/2013 | Withdrawn | Withdrawn | KERN | TAFT SUB | Solar PV | 0.5 | 5/30/2012 | 6/13/2012 | Fail Screens: 2, 10 | 9/13/2012 | Pass | Withdrawn | Withdrawn | Withdrawn | Withdrawn | Former queue position: W468
2012-04-16 17:45 | 0565-WD | Fast Track | Fast Track | Withdrawn | 11/21/2013 | Withdrawn | Withdrawn | BUTTE | TRES VIAS SUB | Solar PV | 0.25 | 5/30/2012 | 6/14/2012 | Pass | Withdrawn | Withdrawn | Withdrawn | Withdrawn | Withdrawn | Withdrawn | Former queue position: W469
2012-04-17 14:31 | 0566-WD | Fast Track | Fast Track | Withdrawn | 7/2/2013 | Withdrawn | Withdrawn | KERN | POSO MTN SUB | Solar PV | 3 | 4/23/2012 | 8/30/2012 | Fail Screens: 2, 10 | Withdrawn | Withdrawn | Withdrawn | Withdrawn | Withdrawn | Withdrawn | Former queue position: W471
2012-04-20 15:38 | 0567-WD | Fast Track | Fast Track | Withdrawn | 2/1/2014 | Withdrawn | Withdrawn | BUTTE | NORD SUB | Solar PV | 1.5 | 4/30/2012 | 6/4/2012 | Fail Screens: 2, 5, 10 | 7/27/2012 | Pass | Withdrawn | Withdrawn | Withdrawn | Withdrawn | Former queue position: W473
2012-04-20 15:46 | 0568-WD | Fast Track | Fast Track | Withdrawn | 2/1/2014 | Withdrawn | Withdrawn | PLACER | EAST NICOLAUS SUB | Solar PV | 1.5 | 4/30/2012 | 6/4/2012 | Fail Screens: 2, 4, 5, 10 | Withdrawn | Withdrawn | Withdrawn | Withdrawn | Withdrawn | Withdrawn | Former queue position: W472
2012-04-20 15:58 | 0569-WD | Fast Track | Fast Track | Withdrawn | 2/1/2014 | Withdrawn | Withdrawn | COLUSA | RICE SUB | Solar PV | 1.5 | 4/30/2012 | 6/4/2012 | Fail Screens: 2, 4, 5, 10 | Withdrawn | Withdrawn | Withdrawn | Withdrawn | Withdrawn | Withdrawn | Former queue position: W474
2012-04-20 16:10 | 0570-WD | Fast Track | Fast Track | Withdrawn | 2/1/2014 | Withdrawn | Withdrawn | GLENN | ORLAND B SUB | Solar PV | 1.5 | 4/30/2012 | 6/4/2012 | Fail Screens: 2, 4, 5, 9, 10 | Withdrawn | Withdrawn | Withdrawn | Withdrawn | Withdrawn | Withdrawn | Former queue position: W475
2012-04-20 16:22 | 0571-WD | Fast Track | Fast Track | Withdrawn | 2/1/2014 | Withdrawn | Withdrawn | TEHAMA | CORNING SUB | Solar PV | 1.5 | 4/30/2012 | 6/4/2012 | Fail Screens: 2, 10 | Withdrawn | Withdrawn | Withdrawn | Withdrawn | Withdrawn | Withdrawn | Former queue position: W476
2012-04-20 16:33 | 0572-WD | Fast Track | Fast Track | Withdrawn | 2/1/2014 | Withdrawn | Withdrawn | SAN JOAQUIN | LOCKEFORD SUB | Solar PV | 3 | 4/30/2012 | 5/12/2012 | Fail Screens: 2, 10 | Withdrawn | Withdrawn | Withdrawn | Withdrawn | Withdrawn | Withdrawn | Former queue position: W477
2012-04-25 12:01 | 0573-WD | Fast Track | Fast Track | Withdrawn | 7/1/2013 | Withdrawn | Withdrawn | MADERA | CHOWCHILLA SUB | Solar PV | 2 | 5/1/2012 | 6/25/2012 | Fail Screens: 2, 10 | 10/1/2012 | Pass | Withdrawn | Withdrawn | Withdrawn | Withdrawn | Former queue position: W478
2012-04-25 15:41 | 0574-WD | Fast Track | Fast Track | Withdrawn | 7/1/2013 | Withdrawn | Withdrawn | MADERA | CHOWCHILLA SUB | Solar PV | 2 | 5/1/2012 | 6/25/2012 | Fail Screens: 2, 10 | Withdrawn | Withdrawn | Withdrawn | Withdrawn | Withdrawn | Withdrawn | Former queue position: W479
2012-04-26 19:03 | 0575-WD | Fast Track | Fast Track | Withdrawn | 7/1/2013 | Withdrawn | Withdrawn | SAN JOAQUIN | LOCKEFORD SUB | Solar PV | 2 | 5/14/2012 | 5/30/2012 | Fail Screens: 2, 4, 10 | 9/25/2012 | Pass | Withdrawn | Withdrawn | Withdrawn | Withdrawn | Former queue position: W480
2012-04-30 15:44 | 0576-WD | Fast Track | Fast Track | Withdrawn | 5/1/2013 | Withdrawn | Withdrawn | KERN | STOCKDALE SUB | Solar PV | 3 | 5/3/2012 | 5/24/2012 | Fail Screens: 2, 6 | 9/4/2012 | Fail | Withdrawn | Withdrawn | Withdrawn | Withdrawn | Former queue position: W481
2012-04-30 16:52 | 0577-WD | Fast Track | Fast Track | Withdrawn | 7/1/2013 | Withdrawn | Withdrawn | MERCED | EL CAPITAN SUB | Solar PV | 3 | 5/21/2012 | 6/11/2012 | Fail Screens: 2, 10 | Withdrawn | Withdrawn | Withdrawn | Withdrawn | Withdrawn | Withdrawn | Former queue position: W482
2012-04-30 17:21 | 0578-WD | Fast Track | Fast Track | Withdrawn | 7/2/2013 | Withdrawn | Withdrawn | TEHAMA | CORNING SUB | Solar PV | 2 | 5/21/2012 | 6/15/2012 | Fail Screens: 2, 4, 10 | Withdrawn | Withdrawn | Withdrawn | Withdrawn | Withdrawn | Withdrawn | Former queue position: W483
2012-05-07 11:30 | 0579-WD | Fast Track | Fast Track | Withdrawn | 5/12/2013 | Withdrawn | Withdrawn | CONTRA COSTA | LONE TREE SUB | Solar PV | 3 | 5/21/2012 | 6/19/2012 | Fail Screens: 2, 6, 10 | Withdrawn | Withdrawn | Withdrawn | Withdrawn | Withdrawn | Withdrawn | No former queue position
2012-05-08 14:57 | 0580-WD | Fast Track | Fast Track | Withdrawn | 7/1/2013 | Withdrawn | Withdrawn | AMADOR | IONE SUB | Solar PV | 2 | 7/2/2012 | 8/3/2012 | Fail Screens: 2, 10 | Withdrawn | Withdrawn | Withdrawn | Withdrawn | Withdrawn | Withdrawn | No former queue position
2012-05-21 15:58 | 0581-WD | Fast Track | Fast Track | In Service | 2/15/2013 | 4/15/2014 | 6/11/2014 | SONOMA | CLOVERDALE SUB | Solar PV | 1.5 | 7/2/2012 | 7/27/2012 | Fail Screens: 2, 5, 10 | 9/27/2012 | Pass | N/A (Fast Track) | N/A (Fast Track) | N/A (Fast Track) | Executed | No former queue position
2012-05-21 15:58 | 0582-WD | Fast Track | Independent Study | Withdrawn | 2/15/2013 | Withdrawn | Withdrawn | SONOMA | CLOVERDALE SUB | Solar PV | 1.49 | 7/2/2012 | 7/27/2012 | Fail Screens: 2, 5, 10 | 9/27/2012 | Fail | Withdrawn | Withdrawn | Withdrawn | Withdrawn | No former queue position
2012-05-22 12:00 | 0583-WD | Fast Track | Fast Track | Withdrawn | 6/19/2013 | Withdrawn | Withdrawn | CALAVERAS | CALAVERAS CEMENT SUB | Solar PV | 2 | 5/31/2012 | 7/13/2012 | Fail Screens: 2, 10 | 10/9/2012 | Pass | Withdrawn | Withdrawn | Withdrawn | Withdrawn | No former queue position
2012-05-22 12:38 | 0584-WD | Fast Track | Fast Track | Withdrawn | 7/1/2013 | Withdrawn | Withdrawn | YOLO | ZAMORA SUB | Solar PV | 2 | 5/31/2012 | 7/3/2012 | Fail Screens: 2, 4, 10 | Withdrawn | Withdrawn | Withdrawn | Withdrawn | Withdrawn | Withdrawn | No former queue position
2012-05-22 13:43 | 0585-WD | Fast Track | Fast Track | Withdrawn | 7/1/2013 | Withdrawn | Withdrawn | YOLO | WOODLAND SUB | Solar PV | 2 | 7/11/2012 | 8/7/2012 | Fail Screens: 2, 10 | Withdrawn | Withdrawn | Withdrawn | Withdrawn | Withdrawn | Withdrawn | No former queue position
2012-05-23 12:50 | 0586-WD | Independent Study | Independent Study | Withdrawn | 1/1/2014 | Withdrawn | Withdrawn | CALAVERAS | STANISLAUS PH | Hydro | 4.8 | 6/25/2012 | Withdrawn | Withdrawn | Withdrawn | Withdrawn | Withdrawn | Withdrawn | Withdrawn | Withdrawn | No former queue position
2012-05-23 16:00 | 0587-WD | Fast Track | Fast Track | Withdrawn | 11/15/2013 | Withdrawn | Withdrawn | KERN | SMYRNA SUB | Solar PV | 2 | 6/28/2012 | 7/16/2012 | Fail Screens: 2, 10 | 9/19/2012 | Pass | Withdrawn | Withdrawn | Withdrawn | Withdrawn | No former queue position
2012-06-14 14:17 | 0588-WD | Fast Track | Fast Track | Withdrawn | 2/1/2014 | Withdrawn | Withdrawn | PLACER | EAST NICOLAUS SUB | Solar PV | 1 | 8/2/2012 | 8/23/2012 | Fail Screens: 2, 10 | 9/29/2012 | Fail | Withdrawn | Withdrawn | Withdrawn | Withdrawn | No former queue position
2012-06-14 14:20 | 0589-WD | Fast Track | Fast Track | Withdrawn | 2/1/2014 | Withdrawn | Withdrawn | COLUSA | RICE SUB | Solar PV | 1 | 8/2/2012 | 8/23/2012 | Fail Screens: 2, 4, 10 | 9/29/2012 | Fail | Withdrawn | Withdrawn | Withdrawn | Withdrawn | No former queue position
2012-06-14 15:04 | 0590-WD | Fast Track | Fast Track | Withdrawn | 2/1/2014 | Withdrawn | Withdrawn | TEHAMA | CORNING SUB | Solar PV | 1 | 8/2/2012 | 8/23/2012 | Fail Screens: 2, 4, 10 | 9/29/2012 | Fail | Withdrawn | Withdrawn | Withdrawn | Withdrawn | No former queue position
2012-07-16 15:07 | 0591-WD | Fast Track | Fast Track | Withdrawn | 5/12/2013 | Withdrawn | Withdrawn | CONTRA COSTA | LONE TREE SUB | Solar PV | 1.75 | 8/21/2012 | 10/1/2012 | Fail Screens: 2, 6, 10 | 11/21/2012 | Fail | Withdrawn | Withdrawn | Withdrawn | Withdrawn | No former queue position
2012-07-20 | 0592-WD | Independent Study | Independent Study | Withdrawn | 1/15/2013 | Withdrawn | Withdrawn | MERCED | SANTA RITA SUB | Biomass | 0.3 | Complete | Withdrawn | Withdrawn | Withdrawn | Withdrawn | Withdrawn | Withdrawn | Withdrawn | Withdrawn | No former queue position
2012-07-30 11:50 | 0593-WD | Fast Track | Fast Track | Withdrawn | 10/31/2013 | Withdrawn | Withdrawn | BUTTE | PARADISE SUB | Solar PV | 1.5 | 9/28/2012 | 10/17/2012 | Fail Screens: 2, 10 | Withdrawn | Withdrawn | Withdrawn | Withdrawn | Withdrawn | Withdrawn | No former queue position
2012-07-30 11:55 | 0594-WD | Fast Track | Fast Track | Withdrawn | 10/31/2013 | Withdrawn | Withdrawn | GLENN | GLENN SUB | Solar PV | 0.75 | 9/28/2012 | 10/17/2012 | Fail Screens: 2, 4, 5, 10 | Withdrawn | Withdrawn | Withdrawn | Withdrawn | Withdrawn | Withdrawn | No former queue position
2012-07-30 11:59 | 0595-WD | Fast Track | Fast Track | Withdrawn | 10/31/2013 | Withdrawn | Withdrawn | BUTTE | ANITA SUB | Solar PV | 0.75 | 9/28/2012 | 10/18/2012 | Fail Screens: 2, 5, 10 | Withdrawn | Withdrawn | Withdrawn | Withdrawn | Withdrawn | Withdrawn | No former queue position
2012-07-30 12:12 | 0596-WD | Fast Track | Fast Track | Withdrawn | 10/31/2013 | Withdrawn | Withdrawn | SHASTA | BURNEY SUB | Solar PV | 0.333 | 9/28/2012 | 10/12/2012 | Fail Screens: 2, 4, 10 | Withdrawn | Withdrawn | Withdrawn | Withdrawn | Withdrawn | Withdrawn | No former queue position
2012-07-30 12:42 | 0597-WD | Fast Track | Fast Track | Withdrawn | 10/31/2013 | Withdrawn | Withdrawn | GLENN | ORLAND B SUB | Solar PV | 1.25 | Complete | Withdrawn | Withdrawn | Withdrawn | Withdrawn | Withdrawn | Withdrawn | Withdrawn | Withdrawn | No former queue position
2012-07-30 13:27 | 0598-WD | Fast Track | Fast Track | Withdrawn | 10/31/2013 | Withdrawn | Withdrawn | KERN | ARVIN SUB | Solar PV | 0.5 | Complete | Withdrawn | Withdrawn | Withdrawn | Withdrawn | Withdrawn | Withdrawn | Withdrawn | Withdrawn | No former queue position
2012-07-30 13:32 | 0599-WD | Fast Track | Fast Track | Withdrawn | 10/31/2013 | Withdrawn | Withdrawn | FRESNO | REEDLEY SUB | Solar PV | 1.25 | Complete | Withdrawn | Withdrawn | Withdrawn | Withdrawn | Withdrawn | Withdrawn | Withdrawn | Withdrawn | No former queue position
2012-07-30 13:42 | 0600-WD | Fast Track | Fast Track | Withdrawn | 10/31/2013 | Withdrawn | Withdrawn | MADERA | BONITA SUB | Solar PV | 0.75 | 9/28/2012 | 10/16/2012 | Fail Screens: 2, 10 | Withdrawn | Withdrawn | Withdrawn | Withdrawn | Withdrawn | Withdrawn | No former queue position
2012-07-30 13:44 | 0601-WD | Fast Track | Fast Track | Withdrawn | 10/31/2013 | Withdrawn | Withdrawn | SHASTA | GIRVAN SUB | Solar PV | 0.75 | Complete | Withdrawn | Withdrawn | Withdrawn | Withdrawn | Withdrawn | Withdrawn | Withdrawn | Withdrawn | No former queue position
2012-07-30 13:58 | 0602-WD | Fast Track | Fast Track | Withdrawn | 10/31/2013 | Withdrawn | Withdrawn | COLUSA | ARBUCKLE SUB | Solar PV | 0.75 | 9/28/2012 | 10/16/2012 | Fail Screens: 2, 4, 10 | Withdrawn | Withdrawn | Withdrawn | Withdrawn | Withdrawn | Withdrawn | No former queue position
2012-07-30 14:02 | 0603-WD | Fast Track | Fast Track | Withdrawn | 10/31/2013 | Withdrawn | Withdrawn | SHASTA | ANDERSON SUB | Solar PV | 0.333 | 9/28/2012 | 10/22/2012 | Fail Screens: 2, 10 | Withdrawn | Withdrawn | Withdrawn | Withdrawn | Withdrawn | Withdrawn | No former queue position
2012-07-30 14:09 | 0604-WD | Fast Track | Fast Track | Withdrawn | 10/31/2013 | Withdrawn | Withdrawn | GLENN | LOGAN CREEK SUB | Solar PV | 1 | Complete | Withdrawn | Withdrawn | Withdrawn | Withdrawn | Withdrawn | Withdrawn | Withdrawn | Withdrawn | No former queue position
2012-07-30 15:08 | 0605-WD | Fast Track | Fast Track | Withdrawn | 10/31/2013 | Withdrawn | Withdrawn | SAN JOAQUIN | LOCKEFORD SUB | Solar PV | 1.333 | Complete | Withdrawn | Withdrawn | Withdrawn | Withdrawn | Withdrawn | Withdrawn | Withdrawn | Withdrawn | No former queue position
2012-07-30 17:26 | 0606-WD | Fast Track | Fast Track | Withdrawn | 10/31/2013 | Withdrawn | Withdrawn | TEHAMA | CORNING SUB | Solar PV | 1.5 | Complete | Withdrawn | Withdrawn | Withdrawn | Withdrawn | Withdrawn | Withdrawn | Withdrawn | Withdrawn | No former queue position
2012-07-30 17:35 | 0607-WD | Fast Track | Fast Track | Withdrawn | 10/31/2013 | Withdrawn | Withdrawn | KERN | LERDO SUB | Solar PV | 0.5 | Complete | Withdrawn | Withdrawn | Withdrawn | Withdrawn | Withdrawn | Withdrawn | Withdrawn | Withdrawn | No former queue position
2012-07-30 17:39 | 0608-WD | Fast Track | Fast Track | Withdrawn | 10/31/2013 | Withdrawn | Withdrawn | TEHAMA | CAPAY SUB | Solar PV | 0.333 | 9/28/2012 | 10/26/2012 | Fail Screens: 2, 10 | Withdrawn | Withdrawn | Withdrawn | Withdrawn | Withdrawn | Withdrawn | No former queue position
2012-07-30 17:48 | 0609-WD | Fast Track | Fast Track | Withdrawn | 10/31/2013 | Withdrawn | Withdrawn | SHASTA | COTTONWOOD SUB | Solar PV | 0.5 | 9/28/2012 | 10/17/2012 | Fail Screens: 2, 10 | Withdrawn | Withdrawn | Withdrawn | Withdrawn | Withdrawn | Withdrawn | No former queue position
2012-07-30 17:57 | 0610-WD | Fast Track | Fast Track | Withdrawn | 10/31/2013 | Withdrawn | Withdrawn | PLACER | LINCOLN SUB | Solar PV | 1.5 | Complete | Withdrawn | Withdrawn | Withdrawn | Withdrawn | Withdrawn | Withdrawn | Withdrawn | Withdrawn | No former queue position
2012-07-30 18:05 | 0611-WD | Fast Track | Fast Track | Withdrawn | 10/31/2013 | Withdrawn | Withdrawn | KINGS | JACOBS CORNER SUB | Solar PV | 1.333 | Complete | Withdrawn | Withdrawn | Withdrawn | Withdrawn | Withdrawn | Withdrawn | Withdrawn | Withdrawn | No former queue position
2012-07-31 09:32 | 0612-WD | Fast Track | Fast Track | Withdrawn | 10/31/2013 | Withdrawn | Withdrawn | GLENN | PEABODY SUB | Solar PV | 2.75 | Complete | Withdrawn | Withdrawn | Withdrawn | Withdrawn | Withdrawn | Withdrawn | Withdrawn | Withdrawn | No former queue position
2012-07-31 10:55 | 0613-WD | Fast Track | Fast Track | Withdrawn | 10/31/2013 | Withdrawn | Withdrawn | SOLANO | VACA DIXON SUB | Solar PV | 1.25 | Complete | Withdrawn | Withdrawn | Withdrawn | Withdrawn | Withdrawn | Withdrawn | Withdrawn | Withdrawn | No former queue position
2012-07-31 11:22 | 0614-WD | Fast Track | Fast Track | Withdrawn | 10/31/2013 | Withdrawn | Withdrawn | LAKE | CLEAR LAKE SUB | Solar PV | 1.25 | Complete | Withdrawn | Withdrawn | Withdrawn | Withdrawn | Withdrawn | Withdrawn | Withdrawn | Withdrawn | No former queue position
2012-07-31 11:33 | 0615-WD | Fast Track | Fast Track | Withdrawn | 10/31/2013 | Withdrawn | Withdrawn | SANTA CLARA | LLAGAS SUB | Solar PV | 1.5 | Complete | Withdrawn | Withdrawn | Withdrawn | Withdrawn | Withdrawn | Withdrawn | Withdrawn | Withdrawn | No former queue position
2012-07-31 11:46 | 0616-WD | Fast Track | Fast Track | Withdrawn | 10/31/2013 | Withdrawn | Withdrawn | SOLANO | NOTRE DAME SUB | Solar PV | 1.5 | Complete | Withdrawn | Withdrawn | Withdrawn | Withdrawn | Withdrawn | Withdrawn | Withdrawn | Withdrawn | No former queue position
2012-07-31 13:40 | 0617-WD | Fast Track | Fast Track | Withdrawn | 10/31/2013 | Withdrawn | Withdrawn | EL DORADO | OLETA SUB | Solar PV | 0.75 | 9/28/2012 | 10/16/2012 | Fail Screens: 2, 4, 10 | Withdrawn | Withdrawn | Withdrawn | Withdrawn | Withdrawn | Withdrawn | No former queue position
2012-07-31 13:52 | 0618-WD | Fast Track | Fast Track | Withdrawn | 10/31/2013 | Withdrawn | Withdrawn | MADERA | COARSEGOLD SUB | Solar PV | 2 | Complete | Withdrawn | Withdrawn | Withdrawn | Withdrawn | Withdrawn | Withdrawn | Withdrawn | Withdrawn | No former queue position
2012-07-31 14:07 | 0619-WD | Fast Track | Fast Track | Withdrawn | 10/31/2013 | Withdrawn | Withdrawn | LASSEN | MCARTHUR SUB | Solar PV | 0.5 | 9/28/2012 | 10/17/2012 | Fail Screens: 2, 10 | Withdrawn | Withdrawn | Withdrawn | Withdrawn | Withdrawn | Withdrawn | No former queue position
2012-07-31 14:46 | 0620-WD | Fast Track | Fast Track | Withdrawn | 10/31/2013 | Withdrawn | Withdrawn | SOLANO | SALINAS SUB | Solar PV | 1.5 | 9/28/2012 | 10/19/2012 | Fail Screens: 2, 5, 10 | Withdrawn | Withdrawn | Withdrawn | Withdrawn | Withdrawn | Withdrawn | No former queue position
2012-07-31 16:18 | 0621-WD | Fast Track | Fast Track | Withdrawn | 10/31/2013 | Withdrawn | Withdrawn | MONTEREY | ATWATER SUB | Solar PV | 1 | 9/28/2012 | 10/18/2012 | Fail Screens: 2, 10 | Withdrawn | Withdrawn | Withdrawn | Withdrawn | Withdrawn | Withdrawn | No former queue position
2012-08-02 09:32 | 0622-WD | Fast Track | Fast Track | Withdrawn | 10/31/2013 | Withdrawn | Withdrawn | GLENN | GLENN SUB | Solar PV | 0.5 | 9/28/2012 | 10/19/2012 | Fail Screens: 2, 4, 10 | Withdrawn | Withdrawn | Withdrawn | Withdrawn | Withdrawn | Withdrawn | No former queue position
2012-08-09 16:19 | 0623-WD | Fast Track | Fast Track | Withdrawn | 10/31/2013 | Withdrawn | Withdrawn | FRESNO | SANGER SUB | Solar PV | 0.5 | 9/28/2012 | 10/18/2012 | Fail Screens: 10 | Withdrawn | Withdrawn | Withdrawn | Withdrawn | Withdrawn | Withdrawn | No former queue position
2012-08-10 12:56 | 0624-WD | Fast Track | Fast Track | Withdrawn | 11/1/2013 | Withdrawn | Withdrawn | KERN | LAMONT SUB | Solar PV | 1.5 | 9/28/2012 | 10/27/2012 | Fail Screens: 2, 4, 10 | 12/10/2012 | Fail | Withdrawn | Withdrawn | Withdrawn | Withdrawn | No former queue position
2012-08-10 13:06 | 0625-WD | Fast Track | Fast Track | Withdrawn | 11/1/2013 | Withdrawn | Withdrawn | KERN | LAMONT SUB | Solar PV | 1.5 | 9/28/2012 | 10/27/2012 | Fail Screens: 2, 4, 10 | 12/10/2012 | Fail | Withdrawn | Withdrawn | Withdrawn | Withdrawn | No former queue position
2012-08-10 13:13 | 0626-WD | Fast Track | Fast Track | Withdrawn | 11/1/2013 | Withdrawn | Withdrawn | KERN | LAMONT SUB | Solar PV | 1.5 | 9/28/2012 | 10/27/2012 | Fail Screens: 2, 4, 10 | 12/10/2012 | Fail | Withdrawn | Withdrawn | Withdrawn | Withdrawn | No former queue position
2012-08-10 14:32 | 0627-WD | Fast Track | Fast Track | Withdrawn | 12/1/2013 | Withdrawn | Withdrawn | KERN | WASCO SUB | Solar PV | 2 | 8/29/2012 | 9/11/2012 | Fail Screens: 2, 10 | Withdrawn | Withdrawn | Withdrawn | Withdrawn | Withdrawn | Withdrawn | No former queue position
2012-08-10 15:10 | 0628-WD | Fast Track | Fast Track | Withdrawn | 8/1/2013 | Withdrawn | Withdrawn | MONTEREY | PASO ROBLES SUB | Hydro | 5 | Complete | Withdrawn | Withdrawn | Withdrawn | Withdrawn | Withdrawn | Withdrawn | Withdrawn | Withdrawn | No former queue position
2012-08-13 10:28 | 0629-WD | Fast Track | Fast Track | Withdrawn | 11/1/2013 | Withdrawn | Withdrawn | KERN | MAGUNDEN SUB | Solar PV | 1.5 | 9/28/2012 | 10/27/2012 | Fail Screens: 2, 4, 6, 10 | 12/12/2012 | Pass | Withdrawn | Withdrawn | Withdrawn | Withdrawn | No former queue position
2012-08-13 10:29 | 0630-WD | Fast Track | Fast Track | Withdrawn | 11/1/2013 | Withdrawn | Withdrawn | KERN | MAGUNDEN SUB | Solar PV | 1.5 | 9/28/2012 | 10/27/2012 | Fail Screens: 2, 4, 6, 10 | 12/12/2012 | Pass | Withdrawn | Withdrawn | Withdrawn | Withdrawn | No former queue position
2012-08-14 10:37 | 0631-WD | Fast Track | Fast Track | Withdrawn | 6/30/2013 | Withdrawn | Withdrawn | FRESNO | AUBERRY SUB | Solar PV | 1.75 | 8/31/2012 | 9/19/2012 | Fail Screens: 2, 10 | Withdrawn | Withdrawn | Withdrawn | Withdrawn | Withdrawn | Withdrawn | No former queue position
2012-08-14 10:37 | 0632-WD | Fast Track | Fast Track | Withdrawn | 6/30/2013 | Withdrawn | Withdrawn | FRESNO | AUBERRY SUB | Solar PV | 1.75 | 8/31/2012 | 9/19/2012 | Fail Screens: 2, 10 | 2018-07-10 | Pass | Withdrawn | Withdrawn | Withdrawn | Withdrawn | No former queue position
2012-08-14 17:11 | 0633-WD | Fast Track | Fast Track | Withdrawn | 10/31/2013 | Withdrawn | Withdrawn | AMADOR | MARTELL SUB | Solar PV | 0.5 | 9/28/2012 | 10/19/2012 | Pass | Withdrawn | Withdrawn | Withdrawn | Withdrawn | Withdrawn | Withdrawn | No former queue position
2012-08-14 17:25 | 0634-WD | Fast Track | Fast Track | Withdrawn | 10/31/2013 | Withdrawn | Withdrawn | BUTTE | SYCAMORE CREEK SUB | Solar PV | 1.25 | Complete | Withdrawn | Withdrawn | Withdrawn | Withdrawn | Withdrawn | Withdrawn | Withdrawn | Withdrawn | No former queue position
2012-08-15 09:22 | 0635-WD | Fast Track | Fast Track | Withdrawn | 10/31/2013 | Withdrawn | Withdrawn | BUTTE | WYANDOTTE SUB | Solar PV | 1.75 | Complete | Withdrawn | Withdrawn | Withdrawn | Withdrawn | Withdrawn | Withdrawn | Withdrawn | Withdrawn | No former queue position
2012-08-16 10:39 | 0636-WD | Fast Track | Fast Track | Withdrawn | 10/31/2013 | Withdrawn | Withdrawn | GLENN | ELK CREEK SUB | Solar PV | 0.25 | 9/28/2012 | 10/18/2012 | Fail Screens: 2, 10 | Withdrawn | Withdrawn | Withdrawn | Withdrawn | Withdrawn | Withdrawn | No former queue position
2012-08-21 18:27 | 0637-WD | Fast Track | Fast Track | Withdrawn | 5/1/2014 | Withdrawn | Withdrawn | FRESNO | OLD KEARNEY SUB | Solar PV | 2 | 8/29/2012 | 9/13/2012 | Fail Screens: 2, 10 | Withdrawn | Withdrawn | Withdrawn | Withdrawn | Withdrawn | Withdrawn | No former queue position
2012-08-23 09:18 | 0638-WD | Fast Track | Fast Track | Withdrawn | 6/1/2013 | Withdrawn | Withdrawn | TEHAMA | GERBER SUB | Solar PV | 1.5 | 9/10/2012 | 9/28/2012 | Fail Screens: 2, 4, 10 | Withdrawn | Withdrawn | Withdrawn | Withdrawn | Withdrawn | Withdrawn | No former queue position
2012-08-29 08:44 | 0639-WD | Fast Track | Fast Track | Withdrawn | 6/1/2013 | Withdrawn | Withdrawn | TEHAMA | CORNING SUB | Solar PV | 1.5 | 9/10/2012 | 9/28/2012 | Fail Screens: 2, 4 | Withdrawn | Withdrawn | Withdrawn | Withdrawn | Withdrawn | Withdrawn | No former queue position
2012-09-04 11:29 | 0640-WD | Fast Track | Fast Track | Withdrawn | 12/31/2013 | Withdrawn | Withdrawn | FRESNO | REEDLEY SUB | Solar PV | 1.5 | 9/12/2012 | 10/3/2012 | Fail Screens: 2, 10 | 10/24/2012 | Fail | Withdrawn | Withdrawn | Withdrawn | Withdrawn | No former queue position
2012-09-06 | 0641-WD | Fast Track | Fast Track | Withdrawn | 12/1/2013 | Withdrawn | Withdrawn | MERCED | CANAL SUB | Solar PV | 2 | 9/25/2012 | 10/3/2012 | Fail Screens: 2, 10 | 2013-08-13 | Pass | Withdrawn | Withdrawn | Withdrawn | Withdrawn | No former queue position
2012-09-06 16:09 | 0642-WD | Fast Track | Fast Track | Withdrawn | 2/1/2014 | Withdrawn | Withdrawn | YOLO | PUTAH CREEK SUB | Solar PV | 1.5 | 9/12/2012 | 10/2/2012 | Fail Screens: 2, 4, 10 | Withdrawn | Withdrawn | Withdrawn | Withdrawn | Withdrawn | Withdrawn | No former queue position
2012-09-07 | 0643-WD | Fast Track | Fast Track | Withdrawn | 12/1/2013 | Withdrawn | Withdrawn | MERCED | EL NIDO SUB | Solar PV | 2 | 10/5/2012 | 10/19/2012 | Fail Screens: 2, 4, 5, 10 | 12/19/2012 | Fail | Withdrawn | Withdrawn | Withdrawn | Withdrawn | No former queue position
2012-09-07 12:01 | 0644-WD | Fast Track | Fast Track | Withdrawn | 12/15/2014 | Withdrawn | Withdrawn | MERCED | MERCED SUB | Solar PV | 1.3 | 9/25/2012 | 2013-06-21 | Pass | 2/6/2013 | Pass | Withdrawn | Withdrawn | Withdrawn | Withdrawn | No former queue position
2012-09-07 12:15 | 0645-WD | Fast Track | Fast Track | Withdrawn | 12/15/2014 | Withdrawn | Withdrawn | MERCED | MERCED SUB | Solar PV | 1 | 9/25/2012 | 10/10/2012 | Fail Screens: 2, 4, 10 | 12/6/2012 | Pass | Withdrawn | Withdrawn | Withdrawn | Withdrawn | No former queue position
2012-09-07 16:24 | 0646-WD | Fast Track | Fast Track | Withdrawn | 1/29/2014 | Withdrawn | Withdrawn | NORTH BAY | PEABODY SUB | Solar PV | 3 | 9/25/2012 | 10/26/2012 | Fail Screens: 2, 4, 5, 10 | 1/15/2013 | Fail | Withdrawn | Withdrawn | Withdrawn | Withdrawn | No former queue position
2012-09-19 | 0647-WD | Fast Track | Fast Track | Withdrawn | 6/21/2013 | Withdrawn | Withdrawn | SAN BENITO | HOLLISTER SUB | Solar PV | 3 | 10/8/2012 | 11/6/2012 | Fail Screens: 2, 10 | Withdrawn | Withdrawn | Withdrawn | Withdrawn | Withdrawn | Withdrawn | No former queue position
2012-09-24 15:22 | 0648-WD | Fast Track | Fast Track | Withdrawn | 11/10/2013 | Withdrawn | Withdrawn | TULARE | REEDLEY SUB | Solar PV | 1.25 | 10/5/2012 | 10/23/2012 | Fail Screens: 2, 10 | 11/30/2012 | Fail | Withdrawn | Withdrawn | Withdrawn | Withdrawn | No former queue position
2012-09-25 09:23 | 0649-WD | Fast Track | Fast Track | Withdrawn | 12/24/2013 | Withdrawn | Withdrawn | KERN | WASCO SUB | Solar PV | 2 | 10/5/2012 | 11/5/2012 | Fail Screens: 2, 10 | 2/20/2013 | Fail | Withdrawn | Withdrawn | Withdrawn | Withdrawn | No former queue position
2012-09-25 14:58 | 0650-WD | Fast Track | Fast Track | Withdrawn | 11/12/2013 | Withdrawn | Withdrawn | KERN | CHARCA SUB | Solar PV | 2 | 10/5/2012 | 11/5/2012 | Fail Screens: 2, 10 | 1/3/2013 | Fail | Withdrawn | Withdrawn | Withdrawn | Withdrawn | No former queue position
2012-09-25 17:40 | 0651-WD | Fast Track | Fast Track | Withdrawn | 12/1/2014 | Withdrawn | Withdrawn | FRESNO | CAMDEN SUB | Solar PV | 2 | 10/9/2012 | 11/13/2012 | Fail Screens: 2, 5, 10 | Withdrawn | Withdrawn | Withdrawn | Withdrawn | Withdrawn | Withdrawn | No former queue position
2012-09-27 20:14 | 0652-WD | Fast Track | Fast Track | Withdrawn | 3/15/2013 | Withdrawn | Withdrawn | PLACER | EAST NICOLAUS SUB | Solar PV | 1.5 | 10/11/2012 | 10/31/2012 | Fail Screens: 2, 5, 10 | 1/23/2013 | Fail | Withdrawn | Withdrawn | Withdrawn | Withdrawn | No former queue position
2012-10-02 16:06 | 0653-WD | Fast Track | Fast Track | Withdrawn | 3/1/2013 | Withdrawn | Withdrawn | SUTTER | BOGUE SUB | Solar PV | 1.5 | 10/11/2012 | 10/29/2012 | Pass | Withdrawn | Withdrawn | Withdrawn | Withdrawn | Withdrawn | Withdrawn | No former queue position
2012-10-02 16:11 | 0654-WD | Fast Track | Fast Track | Withdrawn | 3/1/2013 | Withdrawn | Withdrawn | SUTTER | BOGUE SUB | Solar PV | 1.5 | 10/11/2012 | 10/29/2012 | Pass | Withdrawn | Withdrawn | Withdrawn | Withdrawn | Withdrawn | Withdrawn | No former queue position
2012-10-02 16:27 | 0655-WD | Fast Track | Fast Track | Withdrawn | 3/1/2013 | Withdrawn | Withdrawn | SOLANO | VACA DIXON SUB | Solar PV | 1.5 | Complete | Withdrawn | Withdrawn | Withdrawn | Withdrawn | Withdrawn | Withdrawn | Withdrawn | Withdrawn | No former queue position
2012-10-02 16:53 | 0656-WD | Fast Track | Fast Track | Withdrawn | 3/1/2013 | Withdrawn | Withdrawn | PLACER | LINCOLN SUB | Solar PV | 1.5 | Complete | Withdrawn | Withdrawn | Withdrawn | Withdrawn | Withdrawn | Withdrawn | Withdrawn | Withdrawn | No former queue position
2012-10-02 17:18 | 0657-WD | Fast Track | Fast Track | Withdrawn | 3/1/2013 | Withdrawn | Withdrawn | SUTTER | LINCOLN SUB | Solar PV | 1.5 | Complete | Withdrawn | Withdrawn | Withdrawn | Withdrawn | Withdrawn | Withdrawn | Withdrawn | Withdrawn | No former queue position
2012-10-02 17:22 | 0658-WD | Fast Track | Fast Track | Withdrawn | 3/1/2013 | Withdrawn | Withdrawn | PLACER | LINCOLN SUB | Solar PV | 1.5 | Complete | Withdrawn | Withdrawn | Withdrawn | Withdrawn | Withdrawn | Withdrawn | Withdrawn | Withdrawn | No former queue position
2012-10-03 10:32 | 0659-WD | Independent Study | Independent Study | Withdrawn | 3/1/2014 | Withdrawn | Withdrawn | YOSEMITE | CANAL SUB | Solar PV | 2.5 | Complete | Withdrawn | Withdrawn | Withdrawn | Withdrawn | Withdrawn | Withdrawn | Withdrawn | Withdrawn | No former queue position
2012-10-11 12:45 | 0660-WD | Fast Track | Independent Study | Withdrawn | 12/31/2013 | Withdrawn | Withdrawn | SAN BENITO | LOS OSITOS SUB | Solar PV | 3 | 10/29/2012 | 11/8/2012 | Fail Screens: 2, 4, 10 | Withdrawn | Withdrawn | Withdrawn | Withdrawn | Withdrawn | Withdrawn | No former queue position
2012-10-23 15:57 | 0661-WD | Fast Track | Fast Track | Withdrawn | 7/11/2014 | Withdrawn | Withdrawn | KINGS | JACOBS CORNER SUB | Solar PV | 1.5 | 11/5/2012 | 11/28/2012 | Fail Screens: 2, 10 | 1/9/2013 | Pass | Withdrawn | Withdrawn | Withdrawn | Withdrawn | No former queue position
2012-10-24 10:47 | 0662-WD | Fast Track | Fast Track | Withdrawn | 10/31/2014 | Withdrawn | Withdrawn | CALAVERAS | CORRAL SUB | Solar PV | 2 | 11/6/2012 | 11/26/2012 | Fail Screens: 2, 4, 10 | Withdrawn | Withdrawn | Withdrawn | Withdrawn | Withdrawn | Withdrawn | No former queue position
2012-10-09 11:14 | 0663-RD | Fast Track | Fast Track | In Service | 2/1/2013 | 7/25/2013 |  | SONOMA | MIRABEL SUB | Micro Turbine | 0.03 | 10/25/2012 | 11/5/2012 | Pass |  |  | N/A (Fast Track) | N/A (Fast Track) | N/A (Fast Track) | Executed | No former queue position
2012-11-02 16:37 | 0664-WD | Fast Track | Fast Track | Withdrawn | 7/1/2014 | Withdrawn | Withdrawn | TULARE | ANGIOLA SUB | Solar PV | 1.5 | 11/16/2012 | 12/11/2012 | Fail Screens: 2, 4, 10 | 1/25/2013 | Pass | Withdrawn | Withdrawn | Withdrawn | Withdrawn | No former queue position
2012-11-02 17:12 | 0665-WD | Fast Track | Fast Track | Withdrawn | 7/1/2013 | Withdrawn | Withdrawn | TULARE | ALPAUGH SUB | Solar PV | 1.5 | 11/16/2012 | 12/11/2012 | Fail Screens: 2, 4, 10 | Withdrawn | Withdrawn | Withdrawn | Withdrawn | Withdrawn | Withdrawn | No former queue position
2012-11-09 12:00 | 0666-WD | Fast Track | Fast Track | Withdrawn | 6/30/2013 | Withdrawn | Withdrawn | FRESNO | AUBERRY SUB | Solar PV | 1.33 | 12/3/2012 | 12/18/2012 | Fail Screens: 2, 10 | 1/28/2013 | Pass | Withdrawn | Withdrawn | Withdrawn | Withdrawn | No former queue position
2012-11-08 10:29 | 0667-RD | Fast Track | Fast Track | In Service | Not Provided |  |  | SAN FRANCISCO | SAN FRAN X (MISSION) SUB | Storage | 0.054 | 11/14/2012 | 11/14/2012 | Pass |  |  | N/A (Fast Track) | N/A (Fast Track) | N/A (Fast Track) | Executed | No former queue position
2012-11-15 07:36 | 0668-WD | Independent Study | Independent Study | Withdrawn | 10/3/2014 | Withdrawn | Withdrawn | MONTEREY | OIL FIELDS SUB | Solar PV | 6 | 12/3/2012 | Withdrawn | Withdrawn | Withdrawn | Withdrawn | Pass | Withdrawn | Withdrawn | Withdrawn | No former queue position
2012-11-15 08:41 | 0669-WD | Fast Track | Fast Track | Withdrawn | 10/3/2014 | Withdrawn | Withdrawn | MONTEREY | SAN MIGUEL SUB | Solar PV | 2 | 12/3/2012 | 12/12/2012 | Fail Screens: 2, 4, 10 | Withdrawn | Withdrawn | Withdrawn | Withdrawn | Withdrawn | Withdrawn | No former queue position
2012-10-30 08:42 | 0670-RD | Fast Track | Fast Track | In Service | Not Provided | 7/1/2015 | 7/2/2015 | SAN FRANCISCO | JAMESON SUB | Solar PV | 1.1456 | 11/28/2012 | 12/12/2012 | Fail Screens: B, D, F, H, J, K, M | 2/5/2013 | Pass | N/A (Fast Track) | N/A (Fast Track) | N/A (Fast Track) | Executed | No former queue position
2012-11-20 16:02 | 0671-WD | Fast Track | Fast Track | Withdrawn | 1/15/2014 | Withdrawn | Withdrawn | SANTA CLARA | LOS ESTEROS SUB | Wind | 1.4 | Complete | Withdrawn | Withdrawn | Withdrawn | Withdrawn | Withdrawn | Withdrawn | Withdrawn | Withdrawn | No former queue position
2012-11-23 11:56 | 0672-WD | Fast Track | Fast Track | Withdrawn | 3/17/2014 | Withdrawn | Withdrawn | SAN JOAQUIN | VICTOR SUB | Solar PV | 0.75 | 12/3/2012 | 12/24/2012 | Fail Screens: 2, 10 | 1/29/2013 | Fail | Withdrawn | Withdrawn | Withdrawn | Withdrawn | No former queue position
2012-11-23 12:27 | 0673-WD | Fast Track | Fast Track | Withdrawn | 3/17/2014 | Withdrawn | Withdrawn | MERCED | EL CAPITAN SUB | Solar PV | 1.5 | 12/3/2012 | 12/28/2012 | Fail Screens: 2, 10 | 1/23/2013 | Fail | Withdrawn | Withdrawn | Withdrawn | Withdrawn | No former queue position
2012-11-06 | 0674-RD | Fast Track | Fast Track | Withdrawn | Not Provided | Withdrawn | Withdrawn | SAN FRANCISCO | EAST GRAND SUB | Solar PV | 0.09709 | 11/26/2012 | Withdrawn | Withdrawn | Withdrawn | Withdrawn | Withdrawn | Withdrawn | Withdrawn | Withdrawn | No former queue position
2012-11-06 | 0675-RD | Fast Track | Fast Track | In Service | Not Provided | In Service | 12/13/2012 | SAN MATEO | EAST GRAND SUB | Solar PV | 0.07045 | 11/26/2012 | 11/29/2012 | Pass |  |  | N/A (Fast Track) | N/A (Fast Track) | N/A (Fast Track) | Executed | No former queue position
2012-10-10 | 0676-RD | Fast Track | Fast Track | Withdrawn | 6/30/2013 | Withdrawn | Withdrawn | SAN FRANCISCO | KERMAN SUB | Engine | 0.34 | 11/28/2012 | 12/6/2012 | Fail | Withdrawn | Withdrawn | Withdrawn | Withdrawn | Withdrawn | Withdrawn | No former queue position
2012-10-12 | 0677-RD | Fast Track | Fast Track | Withdrawn | Not Provided | Withdrawn | Withdrawn | ALAMEDA | SAN LEANDRO U SUB | Other | 0.7 | 12/12/2012 | 12/12/2012 | Fail | Withdrawn | Withdrawn | Withdrawn | Withdrawn | Withdrawn | Withdrawn | No former queue position
2012-11-29 09:59 | 0678-WD | Fast Track | Fast Track | Withdrawn | 10/31/2014 | Withdrawn | Withdrawn | SAN JOAQUIN | MORMON SUB | Solar PV | 2 | 1/7/2013 | 1/23/2013 | Fail Screens: 2, 5, 10 | 3/4/2013 | Fail | Withdrawn | Withdrawn | Withdrawn | Withdrawn | No former queue position
2012-11-30 16:58 | 0679-WD | Independent Study | Independent Study | Withdrawn | 4/1/2015 | Withdrawn | Withdrawn | SOLANO | PEABODY SUB | Solar PV | 0.036 | 12/21/2012 | Withdrawn | Withdrawn | Withdrawn | Withdrawn | Fail | Withdrawn | Withdrawn | Withdrawn | No former queue position
2012-11-20 | 0680-RD | Fast Track | Fast Track | In Service | Not Provided | 8/31/2013 |  | SAN FRANCISCO | OCEAN AVE SUB | Solar PV, Storage | 0.036 | 12/06/2012 | 12/06/2012 | Pass |  |  | N/A (Fast Track) | N/A (Fast Track) | N/A (Fast Track) | Executed | No former queue position
2012-11-20 | 0681-RD | Fast Track | Fast Track | In Service | Not Provided | 8/15/2013 |  | SAN FRANCISCO | SAN FRAN A (POTRERO PP) SUB | Solar PV, Storage | 0.054 | 12/06/2012 | 2013-08-28 | Pass |  |  | N/A (Fast Track) | N/A (Fast Track) | N/A (Fast Track) | Executed | No former queue position
2012-11-30 12:17 | 0682-RD | Fast Track | Fast Track | In Service | Not Provided | In Service | 2/8/2013 | KERN | TEJON SUB | Storage | 0.32 | 12/7/2012 | 12/12/2012 | Fail Screens: B, C, F, H, I, J, K | 12/27/2012 | Pass | N/A (Fast Track) | N/A (Fast Track) | N/A (Fast Track) | Executed | No former queue position
2012-12-06 15:00 | 0683-RD | Fast Track | Fast Track | Withdrawn | 12/21/2012 | Withdrawn | Withdrawn | STANISLAUS | RIVERBANK SUB | Solar PV | 0.42 | 12/12/2012 | 12/12/2012 | Fail | 12/20/2012 | Pass | Withdrawn | Withdrawn | Withdrawn | Withdrawn | No former queue position
2012-11-15 | 0684-RD | Fast Track | Fast Track | In Service | Not Provided | 8/15/2013 |  | MONTEREY | JOLON SUB | Solar PV, Storage | 0.6 | 12/12/2012 | 1/2/2013 | Fail |  |  | N/A (Fast Track) | N/A (Fast Track) | N/A (Fast Track) | Executed | No former queue position
2012-12-07 13:53 | 0685-WD | Fast Track | Fast Track | In Service | 11/13/2013 | 9/1/2014 | 1/14/2015 | TULARE | REEDLEY SUB | Solar PV | 0.75 | 12/19/2012 | 1/11/2013 | Pass |  |  | N/A (Fast Track) | N/A (Fast Track) | N/A (Fast Track) | Executed | No former queue position
2012-12-05 10:24 | 0686-WD | Fast Track | Fast Track | In Service | 12/31/2013 | 10/6/2014 | 3/23/2015 | SAN BENITO | HOLLISTER SUB | Solar PV | 1.5 | 12/17/2012 | 1/3/2013 | Fail Screens: 2, 10 | 2/12/2013 | Pass | N/A (Fast Track) | N/A (Fast Track) | N/A (Fast Track) | Executed | No former queue position
2012-12-06 15:28 | 0687-WD | Independent Study | Independent Study | Withdrawn | 6/16/2014 | Withdrawn | Withdrawn | FRESNO | REEDLEY SUB | Solar PV | 1.5 | 12/21/2012 | Withdrawn | Withdrawn | Withdrawn | Withdrawn | Pass | Withdrawn | Withdrawn | Withdrawn | No former queue position
2012-10-10 | 0688-RD | Fast Track | Fast Track | In Service | Not Provided | In Service | 8/13/2013 | BUTTE | CHICO B SUB | Solar PV | 0.2795 | 4/29/2013 | 7/8/2013 | Pass |  |  | N/A (Fast Track) | N/A (Fast Track) | N/A (Fast Track) | Executed | No former queue position
2012-12-04 18:40 | 0689-RD | Fast Track | Fast Track | In Service | 11/7/2012 |  |  | SAN FRANCISCO | SAN FRAN Y (LARKIN) SUB | Storage | 0.015 | 12/20/2012 | 1/3/2013 | Fail | 2/13/2013 | Pass | N/A (Fast Track) | N/A (Fast Track) | N/A (Fast Track) | Executed | No former queue position
2012-12-20 16:17 | 0690-RD | Fast Track | Fast Track | In Service | Not Provided |  |  | ALAMEDA | DUMBARTON SUB | Engine, Solar PV | 1.812 | 12/27/2012 | 1/20/2013 | Fail Screens: B, C, D, F, I, J, K, M | 3/11/2013 | Pass | N/A (Fast Track) | N/A (Fast Track) | N/A (Fast Track) | Executed | No former queue position
2012-12-17 16:00 | 0691-WD | Independent Study | Independent Study | In Service | 12/20/2013 | 11/22/2015 | 1/9/2015 | SANTA CLARA | DIXON LANDING SUB | Engine | 1.6 | 1/8/2013 | N/A | N/A (Independent Study) | N/A | N/A (Independent Study) | Pass | 5/14/2013 | N/A | Executed | No former queue position
2012-12-21 12:31 | 0692-RD | Fast Track | Fast Track | Withdrawn | 11/3/2014 | Withdrawn | Withdrawn | SANTA BARBARA | CUYAMA SUB | Solar PV | 1 | 1/22/2013 | 2/1/2013 | Fail Screens: I, J, K, M | 3/11/2013 | Pass | Withdrawn | Withdrawn | Withdrawn | Withdrawn | No former queue position
2012-12-21 12:31 | 0693-RD | Fast Track | Fast Track | Withdrawn | 11/3/2014 | Withdrawn | Withdrawn | SANTA BARBARA | CUYAMA SUB | Solar PV | 1.5 | 1/22/2013 | 2/1/2013 | Fail Screens: I, J, K, M | 2013-03-11 | Pass | Withdrawn | Withdrawn | Withdrawn | Withdrawn | No former queue position
2012-12-26 11:50 | 0694-WD | Fast Track | Independent Study | Active | 12/31/2013 | 1/29/2016 |  | SAN JOAQUIN | LOCKEFORD SUB | Solar PV | 1 | 1/22/2013 | 3/7/2013 | Fail Screens: 2, 6, 10 | N/A | N/A (Independent Study) | Pass | 7/17/2013 | 12/23/2013 | Executed | No former queue position | LOCKEFORD | Lockeford
2012-12-21 10:33 | 0695-WD | Fast Track | Fast Track | Withdrawn | 11/1/2013 | Withdrawn | Withdrawn | MARIN | OLEMA SUB | Solar PV | 2 | 1/22/2013 | 2/6/2013 | Fail Screens: 2, 4, 10 | Withdrawn | Withdrawn | Withdrawn | Withdrawn | Withdrawn | Withdrawn | No former queue position
2013-01-22 11:32 | 0696-WD | Fast Track | Fast Track | Withdrawn | 1/13/2014 | Withdrawn | Withdrawn | SHASTA | JESSUP SUB | Solar PV | 2 | 2/11/2013 | 3/4/2013 | Fail Screens: 2, 4, 10 | Withdrawn | Withdrawn | Withdrawn | Withdrawn | Withdrawn | Withdrawn | No former queue position
2013-01-15 16:26 | 0697-WD | Fast Track | Independent Study | Withdrawn | 4/1/2015 | Withdrawn | Withdrawn | KINGS | HENRIETTA SUB | Solar PV | 2 | 2/11/2013 | 3/5/2013 | Fail Screens: 2, 4, 10 | 4/15/2013 | Fail | Pass | Withdrawn | Withdrawn | Withdrawn | No former queue position
2013-01-18 13:24 | 0698-RD | Fast Track | Fast Track | Withdrawn | Not Provided | Withdrawn | Withdrawn | CUPERTINO | STELLING SUB | Solar PV | 0.03 | 1/30/2013 | Withdrawn | Withdrawn | Withdrawn | Withdrawn | Withdrawn | Withdrawn | Withdrawn | Withdrawn | No former queue position
2013-01-30 07:57 | 0699-RD | Fast Track | Fast Track | In Service | 2/15/2013 | In Service | 6/28/2013 | SAN FRANCISCO | SAN FRAN K SUB | Wind | 0.0015 | 1/31/2013 | 1/31/2013 | Pass |  |  | N/A (Fast Track) | N/A (Fast Track) | N/A (Fast Track) | Executed | No former queue position
2013-01-08 14:19 | 0700-WD | Independent Study | Independent Study | In Service | 3/27/2014 | 12/31/2014 | 3/6/2015 | PLACER | DEL MAR SUB | Hydro | 0.32 | 2/14/2013 | N/A | N/A (Independent Study) | N/A | N/A (Independent Study) | Pass | 7/12/2013 | N/A | Executed | No former queue position
2013-02-01 16:41 | 0701-RD | Fast Track | Fast Track | Withdrawn | 9/15/2013 | Withdrawn | Withdrawn | FRESNO | WEST FRESNO SUB | Cogeneration | 10 | 2/11/2013 | Withdrawn | Withdrawn | Withdrawn | Withdrawn | Withdrawn | Withdrawn | Withdrawn | Withdrawn | No former queue position
2013-02-08 08:20 | 0702-RD | Fast Track | Fast Track | Withdrawn | Not Provided | Withdrawn | Withdrawn | FRESNO | WEST FRESNO SUB | Turbine | 10.6 | 2/11/2013 | Withdrawn | Withdrawn | Withdrawn | Withdrawn | Fail | Withdrawn | Withdrawn | Withdrawn | No former queue position
2012-12-28 15:53 | 0703-WD | Fast Track | Fast Track | Withdrawn | 11/1/2013 | Withdrawn | Withdrawn | PLACER | LINCOLN SUB | Solar PV | 1.5 | 2/21/2013 | 4/17/2013 | Fail Screens: 2, 5, 9, 10 | Withdrawn | Withdrawn | Withdrawn | Withdrawn | Withdrawn | Withdrawn | No former queue position
2012-12-28 16:06 | 0704-WD | Fast Track | Fast Track | Withdrawn | 11/1/2013 | Withdrawn | Withdrawn | PLACER | LINCOLN SUB | Solar PV | 1.5 | 2/21/2013 | 4/17/2013 | Fail Screens: 2, 5, 9, 10 | Withdrawn | Withdrawn | Withdrawn | Withdrawn | Withdrawn | Withdrawn | No former queue position
2013-02-07 17:06 | 0705-RD | Fast Track | Fast Track | Withdrawn | 12/30/2013 | Withdrawn | Withdrawn | FRESNO | SAN JOAQUIN SUB | Gas Turbine | 3 | 2/28/2013 | 3/12/2013 | Fail Screens: B, F | 5/21/2013 | Fail | Withdrawn | Withdrawn | Withdrawn | Withdrawn | No former queue position
2013-02-07 17:16 | 0706-RD | Fast Track | Fast Track | Withdrawn | 12/30/2013 | Withdrawn | Withdrawn | FRESNO | KERMAN SUB | Gas Turbine | 3 | 2/28/2013 | 3/7/2013 | Fail Screens: B, F | 6/3/2013 | Fail | Withdrawn | Withdrawn | Withdrawn | Withdrawn | No former queue position
2013-02-06 16:02 | 0707-RD | Fast Track | Fast Track | Withdrawn | 12/30/2013 | Withdrawn | Withdrawn | FRESNO | STROUD SUB | Gas Turbine | 3 | 2/28/2013 | 3/14/2013 | Fail Screens: B, F | 5/30/2013 | Fail | Withdrawn | Withdrawn | Withdrawn | Withdrawn | No former queue position
2013-02-06 16:22 | 0708-RD | Fast Track | Fast Track | Withdrawn | 12/30/2013 | Withdrawn | Withdrawn | FRESNO | SAN JOAQUIN SUB | Gas Turbine | 3 | 2/28/2013 | 3/12/2013 | Fail Screens: B, F | 5/20/2013 | Fail | Withdrawn | Withdrawn | Withdrawn | Withdrawn | No former queue position
2013-02-06 16:29 | 0709-RD | Fast Track | Independent Study | In Service | 12/30/2013 | 11/16/2015 | 9/23/2015 | FRESNO | KERMAN SUB | Solar PV | 1.3387 | 2/28/2013 | 3/11/2013 | Fail | 5/24/2013 | Fail | Pass | 12/30/2013 | N/A | Executed | R21 Transition to WDT SGIA
2013-01-18 14:31 | 0710-WD | Fast Track | Fast Track | Withdrawn | 2/1/2014 | Withdrawn | Withdrawn | MERCED | CANAL SUB | Solar PV | 2 | 3/8/2013 | 3/27/2013 | Fail Screens: 2, 4, 5, 10 | 6/5/2013 | Pass | Withdrawn | Withdrawn | Withdrawn | Withdrawn | No former queue position
2013-02-19 10:04 | 0711-RD | Fast Track | Fast Track | In Service | 5/15/2013 | In Service | 2/6/2015 | ALAMEDA | EDES SUB | Engine | 1.33 | 3/7/2013 | 3/20/2013 | Fail Screens: B, D, I, J, K, M | 6/13/2013 | Pass | N/A (Fast Track) | N/A (Fast Track) | N/A (Fast Track) | Executed | No former queue position
2013-03-04 08:00 | 0712-RD | Fast Track | Fast Track | In Service | Not Provided | In Service | 4/4/2013 | SAN MATEO | LOS ALTOS SUB | Solar PV | 0.02989 | 3/4/2013 | 3/7/2013 | Pass |  |  | N/A (Fast Track) | N/A (Fast Track) | N/A (Fast Track) | Executed | No former queue position
2013-03-01 15:07 | 0713-RD | Fast Track | Fast Track | In Service | 9/1/2013 |  |  | SOLANO | JAMESON SUB | Solar PV | 0.99937 | 3/11/2013 | 3/22/2013 | Fail | 4/30/2013 | Pass | N/A (Fast Track) | N/A (Fast Track) | N/A (Fast Track) | Executed | No former queue position
2013-02-12 12:32 | 0714-WD | Independent Study | Independent Study | Withdrawn | 6/2/2014 | Withdrawn | Withdrawn | KERN | CHARCA SUB | Solar PV | 2 | 3/21/2013 | Withdrawn | Withdrawn | Withdrawn | Withdrawn | Pass | Withdrawn | Withdrawn | Withdrawn | No former queue position
2013-02-08 11:44 | 0715-WD | Independent Study | Independent Study | Withdrawn | 5/22/2013 | Withdrawn | Withdrawn | MERCED | SANTA RITA SUB | Biomass | 0.25 | 3/21/2013 | Withdrawn | Withdrawn | Withdrawn | Withdrawn | Pass | Withdrawn | Withdrawn | Withdrawn | No former queue position
2013-02-28 13:25 | 0716-WD | Fast Track | Fast Track | Withdrawn | 1/31/2014 | Withdrawn | Withdrawn | SONOMA | CLOVERDALE SUB | Solar PV | 1 | 3/21/2013 | 4/9/2013 | Fail Screens: 2, 10 | 5/30/2013 | Pass | Withdrawn | Withdrawn | Withdrawn | Withdrawn | No former queue position
2013-03-05 09:05 | 0717-WD | Fast Track | Fast Track | Withdrawn | 2/4/2014 | Withdrawn | Withdrawn | SANTA CLARA | MILPITAS SUB | Hydro | 0.15 | 3/21/2013 | 5/1/2013 | Pass | 6/24/2013 | Pass | Withdrawn | Withdrawn | Withdrawn | Withdrawn | No former queue position
2013-03-06 16:55 | 0718-WD | Fast Track | Fast Track | In Service | 6/16/2014 | 4/10/2015 | 4/16/2015 | MERCED | SANTA RITA SUB | Solar PV | 1.5 | 3/28/2013 | 4/10/2013 | Fail Screens: 2, 10 | 6/6/2013 | Pass | N/A (Fast Track) | N/A (Fast Track) | N/A (Fast Track) | Executed | No former queue position
2013-03-06 17:24 | 0719-WD | Fast Track | Independent Study | Withdrawn | 6/15/2014 | Withdrawn | Withdrawn | KERN | TWISSELMAN SUB | Solar PV | 3 | 3/28/2013 | 4/17/2013 | Fail Screens: 2, 4, 10 | Withdrawn | Withdrawn | Withdrawn | Withdrawn | Withdrawn | Withdrawn | No former queue position
2013-03-19 10:19 | 0720-WD | Independent Study | Independent Study | Withdrawn | 9/26/2014 | Withdrawn | Withdrawn | KERN | WASCO SUB | Solar PV | 2 | 4/4/2013 | Withdrawn | Withdrawn | Withdrawn | Withdrawn | Pass | Withdrawn | Withdrawn | Withdrawn | No former queue position
2013-03-20 09:24 | 0721-WD | Independent Study | Independent Study | Withdrawn | 9/19/2014 | Withdrawn | Withdrawn | KINGS | JACOBS CORNER SUB | Solar PV | 3 | 4/4/2013 | Withdrawn | Withdrawn | Withdrawn | Withdrawn | Pass | Withdrawn | Withdrawn | Withdrawn | No former queue position
2013-03-07 11:16 | 0722-WD | Fast Track | Fast Track | Withdrawn | 9/16/2014 | Withdrawn | Withdrawn | FRESNO | STROUD SUB | Solar PV | 1.5 | 4/4/2013 | 4/17/2013 | Fail Screens: 2, 10 | Withdrawn | Withdrawn | Withdrawn | Withdrawn | Withdrawn | Withdrawn | No former queue position
2013-03-25 19:53 | 0723-WD | Fast Track | Fast Track | Withdrawn | 7/30/2014 | Withdrawn | Withdrawn | YOLO | DAVIS SUB | Solar PV | 1.7 | 4/4/2013 | 4/15/2013 | Fail Screens: 2, 4, 5, 10 | Withdrawn | Withdrawn | Withdrawn | Withdrawn | Withdrawn | Withdrawn | No former queue position
2013-03-28 09:26 | 0724-RD | Fast Track | Fast Track | Withdrawn | 9/26/2014 | Withdrawn | Withdrawn | FRESNO | MENDOTA SUB | Solar PV | 3 | 4/15/2013 | 5/21/2013 | Fail Screens: F, I, K, L, M | Withdrawn | Withdrawn | Withdrawn | Withdrawn | Withdrawn | Withdrawn | No former queue position
2013-03-22 07:54 | 0725-WD | Fast Track | Fast Track | Withdrawn | 1/1/2014 | Withdrawn | Withdrawn | LAKE | CLEAR LAKE SUB | Solar PV | 1.99 | 4/19/2013 | 4/26/2013 | Fail Screens: 2, 4, 10 | Withdrawn | Withdrawn | Withdrawn | Withdrawn | Withdrawn | Withdrawn | No former queue position
2013-03-13 | 0726-RD | Fast Track | Fast Track | Withdrawn | 5/31/2014 | Withdrawn | Withdrawn | CONTRA COSTA | MT EDEN SUB | Other | 2.14 | 4/15/2013 | 4/22/2013 | Fail Screens: B, F, I, J | 6/13/2013 | Fail | Withdrawn | Withdrawn | Withdrawn | Withdrawn | No former queue position
2013-04-12 12:08 | 0727-WD | Fast Track | Fast Track | Withdrawn | 2/20/2014 | Withdrawn | Withdrawn | YOLO | PUTAH CREEK SUB | Solar PV | 0.5 | 5/3/2013 | 5/22/2013 | Fail Screens: 2, 10 | 7/8/2013 | Fail | Withdrawn | Withdrawn | Withdrawn | Withdrawn | No former queue position
2013-04-19 | 0728-RD | Fast Track | Fast Track | In Service | Not Provided |  |  | ALAMEDA | NEWARK SUB | Solar PV | 1 | 4/25/2013 | 5/7/2013 | Fail | 6/11/2013 | Pass | N/A (Fast Track) | N/A (Fast Track) | N/A (Fast Track) | Executed | No former queue position
2013-04-23 17:11 | 0729-RD | Fast Track | Fast Track | In Service | Not Provided |  |  | SANTA CRUZ | PAUL SWEET SUB | Engine, Solar PV | 4.8219 | 5/1/2013 | 5/1/2013 | Fail Screens: B, C, F, H, I, J, K | 7/19/2013 | Pass | N/A (Fast Track) | N/A (Fast Track) | N/A (Fast Track) | Executed | No former queue position
2013-04-11 16:15 | 0730-WD | Fast Track | Fast Track | Withdrawn | 8/30/2012 | Withdrawn | Withdrawn | MARIN | NOVATO SUB | Solar PV | 0.72 | 5/17/2013 | 6/12/2013 | Fail | Withdrawn | Withdrawn | Withdrawn | Withdrawn | Withdrawn | Withdrawn | No former queue position
2013-04-07 19:25 | 0731-WD | Fast Track | Fast Track | In Service | 6/7/2013 | 12/21/2014 | 3/12/2015 | SAN FRANCISCO | SAN FRAN X (MISSION) SUB | Storage | 0.0432 | 5/17/2013 | 2013-08-08 | Fail | 6/16/2014 | Pass | N/A (Fast Track) | N/A (Fast Track) | N/A (Fast Track) | Executed | No former queue position
2013-04-07 19:55 | 0732-WD | Fast Track | Fast Track | In Service | 6/7/2013 | 2/22/2015 | 3/5/2015 | SAN FRANCISCO | SAN FRAN X (MISSION) SUB | Storage | 0.0432 | 5/17/2013 | 2013-08-08 | Fail Screens: 6, 7, 10 | 6/16/2014 | Pass | N/A (Fast Track) | N/A (Fast Track) | N/A (Fast Track) | Executed | No former queue position
2013-04-22 13:02 | 0733-RD | Fast Track | Fast Track | In Service | Not Provided | In Service | 1/29/2014 | MADERA | MADERA SUB | Engine | 0.085 | Complete | 5/13/2013 | Fail | 5/15/2013 | Pass | N/A (Fast Track) | N/A (Fast Track) | N/A (Fast Track) | Executed | No former queue position
2013-04-29 16:40 | 0734-RD | Fast Track | Fast Track | In Service | 7/1/2013 | In Service | 11/25/2013 | SAN FRANCISCO | SAN FRAN A (POTRERO PP) SUB | Solar PV | 0.08768 | 6/19/2013 | 6/24/2013 | Pass |  |  | N/A (Fast Track) | N/A (Fast Track) | N/A (Fast Track) | Executed | No former queue position
2013-04-30 17:02 | 0735-RD | Fast Track | Fast Track | Withdrawn | 12/31/2013 | Withdrawn | Withdrawn | SANTA CLARA | LLAGAS SUB | Solar PV | 1.84 | 5/24/2013 | 6/13/2013 | Fail Screens: C, H, I, J, K, M | 8/15/2013 | Pass | Withdrawn | Withdrawn | Withdrawn | Withdrawn | No former queue position
2013-04-30 17:05 | 0736-RD | Fast Track | Fast Track | Withdrawn | 12/31/2013 | Withdrawn | Withdrawn | PLACER | LINCOLN SUB | Solar PV | 2.3 | 5/24/2013 | 6/10/2013 | Fail Screens: F, G, I, J, K, L, M | Withdrawn | Withdrawn | Withdrawn | Withdrawn | Withdrawn | Withdrawn | No former queue position
2013-04-30 17:07 | 0737-RD | Fast Track | Fast Track | In Service | 12/31/2013 | 10/30/2015 | 12/21/2015 | GLENN | ORLAND B SUB | Solar PV | 1.56 | 5/24/2013 | 6/12/2013 | Fail Screens: I, J, K, M | 8/1/2013 | Pass | N/A (Fast Track) | N/A (Fast Track) | N/A (Fast Track) | Executed | No former queue position
2013-04-30 17:09 | 0738-RD | Fast Track | Detailed Study | Withdrawn | 12/31/2013 | Withdrawn | Withdrawn | SAN JOAQUIN | LOCKEFORD SUB | Solar PV | 1.82 | 5/24/2013 | 6/10/2013 | Fail Screens: H, I, J, K, M | 8/8/2013 | Fail | Pass | Withdrawn | Withdrawn | Withdrawn | No former queue position
2013-04-30 17:12 | 0739-RD | Fast Track | Detailed Study | Withdrawn | 12/31/2013 | Withdrawn | Withdrawn | FRESNO | REEDLEY SUB | Solar PV | 1.04 | 5/24/2013 | 6/10/2013 | Fail Screens: I, J, K, M | 7/30/2013 | Fail | Pass | Withdrawn | Withdrawn | Withdrawn | No former queue position
2013-04-30 17:13 | 0740-RD | Fast Track | Fast Track | Withdrawn | 12/31/2013 | Withdrawn | Withdrawn | KING | JACOBS CORNER SUB | Solar PV | 1.88 | 5/24/2013 | 6/14/2013 | Fail Screens: G, I, J, K, M | 8/7/2013 | Pass | Withdrawn | Withdrawn | Withdrawn | Withdrawn | No former queue position
2013-04-11 12:04 | 0741-RD | Fast Track | Fast Track | In Service | 8/31/2013 |  |  | KINGS | AVENAL SUB | Other | 0.12 | 5/15/2013 | 6/4/2013 | Pass |  |  | N/A (Fast Track) | N/A (Fast Track) | N/A (Fast Track) | Executed | No former queue position
2013-04-05 17:30 | 0742-WD | Fast Track | Independent Study | In Service | 3/15/2014 | 2/1/2016 | 12/19/2016 | BUTTE | TRES VIAS SUB | Solar PV | 0.25 | 5/24/2013 | 2013-08-30 | Fail Screens: 2, 10 | 8/30/2013 | Fail | Pass | 2014-03-13 | N/A | Executed | No former queue position
2013-05-14 12:09 | 0743-RD | Fast Track | Fast Track | In Service | Not Provided | In Service | 6/24/2013 | SAN FRANCISCO | SAN FRAN P(HUNTERS POINT) SUB | Solar PV | 0.02185 | 5/16/2013 | 5/20/2013 | Pass |  |  | N/A (Fast Track) | N/A (Fast Track) | N/A (Fast Track) | Executed | No former queue position
2013-04-03 08:28 | 0744-RD | Detailed Study | Detailed Study | Withdrawn | 1/3/2016 | Withdrawn | Withdrawn | CONTRA COSTA | RICHMOND R SUB | Solar PV | 0 | 5/30/2013 | Withdrawn | Withdrawn | Withdrawn | Withdrawn | Pass | Withdrawn | Withdrawn | Withdrawn | No former queue position
2013-03-29 08:47 | 0745-WD | Fast Track | Fast Track | Withdrawn | 9/12/2014 | Withdrawn | Withdrawn | MERCED | GUSTINE SUB | Solar PV | 0.036 | 5/28/2013 | 6/18/2013 | Fail Screens: 2, 10 | 8/23/2013 | Pass | Withdrawn | Withdrawn | Withdrawn | Withdrawn | No former queue position
2013-04-04 09:12 | 0746-RD | Fast Track | Fast Track | In Service | 5/31/2013 |  |  | TUOLUMNE | CURTIS SUB | Solar PV | 0.036 | 5/30/2013 | 5/29/2013 | Pass |  |  | N/A (Fast Track) | N/A (Fast Track) | N/A (Fast Track) | Executed | No former queue position
2013-04-25 12:52 | 0747-RD | Fast Track | Fast Track | Withdrawn | 12/31/2014 | Withdrawn | Withdrawn | SOLANO | GRAND ISLAND SUB | Wind | 0.054 | 5/30/2013 | 6/13/2013 | Fail Screens: B, F, H, I, J, K, M | Withdrawn | Withdrawn | Withdrawn | Withdrawn | Withdrawn | Withdrawn | No former queue position
2013-05-08 16:51 | 0748-WD | Fast Track | Fast Track | In Service | 6/5/2014 | 3/1/2015 | 12/5/2016 | TEHAMA | CORNING SUB | Solar PV | 0.32 | 7/11/2013 | 7/30/2013 | Pass |  |  | N/A (Fast Track) | N/A (Fast Track) | N/A (Fast Track) | Executed | No former queue position
2013-04-23 16:37 | 0749-WD | Fast Track | Fast Track | Withdrawn | 1/1/2014 | Withdrawn | Withdrawn | MONTEREY | LOS OSITOS SUB | Solar PV | 0.42 | 6/7/2013 | 6/19/2013 | Fail Screens: 2, 10 | Withdrawn | Withdrawn | Withdrawn | Withdrawn | Withdrawn | Withdrawn | No former queue position
2013-05-02 11:21 | 0750-RD | Fast Track | Fast Track | Withdrawn | 2/3/2014 | Withdrawn | Withdrawn | SOLANO | VACA DIXON SUB | Solar PV | 0.6 | 5/28/2013 | 6/24/2013 | Fail Screens: F, I, J, K, M | 8/26/2013 | Fail | Withdrawn | Withdrawn | Withdrawn | Withdrawn | No former queue position
2013-04-30 15:04 | 0751-RD | Fast Track | Fast Track | In Service | 7/31/2013 |  |  | SANTA CLARA | EL PATIO SUB | Solar PV | 0.831 | 2013-06-04 | 2013-06-11 | Pass |  |  | N/A (Fast Track) | N/A (Fast Track) | N/A (Fast Track) | Executed | No former queue position
2013-04-24 13:27 | 0752-RD | Fast Track | Fast Track | Withdrawn | 12/31/2014 | Withdrawn | Withdrawn | ALAMEDA | HERDLYN SUB | Wind | 4.5 | 6/13/2013 | 6/24/2013 | Fail Screens: B, F, I, J, K, M | Withdrawn | Withdrawn | Withdrawn | Withdrawn | Withdrawn | Withdrawn | No former queue position
2013-04-30 16:58 | 0753-RD | Fast Track | Fast Track | Withdrawn | 12/31/2013 | Withdrawn | Withdrawn | SOLANO | PEABODY SUB | Solar PV | 2.1 | 6/13/2013 | 7/3/2013 | Fail Screens: F, G, H, I, J, K, M | 9/6/2013 | Pass | Withdrawn | Withdrawn | Withdrawn | Withdrawn | No former queue position
2013-05-29 16:04 | 0754-RD | Fast Track | Fast Track | In Service | 1/2/2014 |  |  | SOLANO | PEABODY SUB | Solar PV | 1.13 | 6/13/2013 | 7/8/2013 | Fail | 9/9/2013 | Pass | N/A (Fast Track) | N/A (Fast Track) | N/A (Fast Track) | Executed | No former queue position
2013-05-29 16:08 | 0755-RD | Fast Track | Fast Track | In Service | 1/2/2014 |  |  | FRESNO | GATES SUB | Solar PV | 1.22 | 6/13/2013 | 7/17/2013 | Fail | 8/27/2013 | Pass | N/A (Fast Track) | N/A (Fast Track) | N/A (Fast Track) | Executed | No former queue position
2013-05-06 10:38 | 0756-RD | Fast Track | Fast Track | Withdrawn | 8/15/2015 | Withdrawn | Withdrawn | SANTA BARBARA | CUYAMA SUB | Solar PV | 0.99 | 6/21/2013 | Withdrawn | Withdrawn | 7/10/2013 | Pass | Withdrawn | Withdrawn | Withdrawn | Withdrawn | No former queue position
2013-05-29 16:06 | 0757-RD | Fast Track | Fast Track | Withdrawn | 1/2/2014 | Withdrawn | Withdrawn | SAN LUIS OBISPO | ATASCADERO SUB | Solar PV | 0.90985 | 6/21/2013 | 7/15/2013 | Fail | Withdrawn | Withdrawn | Withdrawn | Withdrawn | Withdrawn | Withdrawn | No former queue position
2013-05-29 16:07 | 0758-RD | Fast Track | Fast Track | In Service | 1/2/2014 |  |  | FRESNO | GATES SUB | Solar PV | 2 | 6/21/2013 | 7/22/2013 | Fail | 8/21/2013 | Pass | N/A (Fast Track) | N/A (Fast Track) | N/A (Fast Track) | Executed | No former queue position
2013-05-21 10:16 | 0759-WD | Fast Track | Independent Study | In Service | 9/16/2014 | 8/18/2018 | 3/20/2019 | FRESNO | STROUD SUB | Solar PV | 2.2 | 6/21/2013 | 7/12/2013 | Fail Screens: 2, 10 | 9/6/2013 | Fail | Pass | 3/5/2014 | N/A | Executed | No former queue position
2013-05-31 09:55 | 0760-RD | Fast Track | Fast Track | Withdrawn | 6/15/2013 | Withdrawn | Withdrawn | ALAMEDA | Customer-owned Newark NUMII 115KV | Battery | 1 | 6/27/2013 | 7/11/2013 | Pass | Withdrawn | Withdrawn | Withdrawn | Withdrawn | Withdrawn | Withdrawn | No former queue position
2013-06-05 16:10 | 0761-WD | Independent Study | Independent Study | Withdrawn | 11/29/2013 | Withdrawn | Withdrawn | BUTTE | ESQUON SUB | Cogeneration | 0.71 | 7/3/2013 | Withdrawn | Withdrawn | Withdrawn | Withdrawn | Withdrawn | Withdrawn | Withdrawn | Withdrawn | No former queue position
2013-06-11 13:00 | 0762-RD | Fast Track | Fast Track | Withdrawn | 12/1/2014 | Withdrawn | Withdrawn | FRESNO | TIVY VALLEY SUB | Solar PV | 1.5 | 7/11/2013 | 7/16/2013 | Fail Screens: F, I, J, K, M | Withdrawn | Withdrawn | Withdrawn | Withdrawn | Withdrawn | Withdrawn | No former queue position
2013-06-11 13:11 | 0763-RD | Fast Track | Independent Study | Withdrawn | 10/8/2014 | Withdrawn | Withdrawn | MERCED | WILSON SUB | Solar PV | 1.5 | 7/11/2013 | 7/16/2013 | Fail | 8/19/2013 | Fail | Pass | Withdrawn | Withdrawn | Withdrawn | R21 Transition to WDT SGIA
2013-06-12 11:51 | 0764-RD | Fast Track | Fast Track | In Service | 12/1/2014 | 11/6/2015 | 2/4/2016 | KERN | ELK HILLS SUB | Solar PV | 1.5 | 7/11/2013 | 7/17/2013 | Fail | 8/23/2013 | Pass | N/A (Fast Track) | N/A (Fast Track) | N/A (Fast Track) | Executed | R21 Transition to WDT SGIA
2013-06-25 17:25 | 0765-WD | Fast Track | Fast Track | In Service | 8/2/2013 | 12/1/2014 | 6/18/2014 | TEHAMA | JESSUP SUB | Solar PV | 0.24919 | 7/11/2013 | 7/30/2013 | Fail Screens: 2, 4, 10 | 9/5/2013 | Pass | N/A (Fast Track) | N/A (Fast Track) | N/A (Fast Track) | Executed | No former queue position
2013-06-21 10:01 | 0766-RD | Fast Track | Independent Study | Withdrawn | 1/30/2015 | Withdrawn | Withdrawn | FRESNO | TIVY VALLEY SUB | Solar PV | 1.5 | 7/11/2013 | 7/16/2013 | Fail | 8/23/2013 | Fail | Pass | Withdrawn | Withdrawn | Withdrawn | R21 Transition to WDT SGIA
2013-06-27 11:31 | 0767-WD | Fast Track | Fast Track | In Service | 8/9/2013 | 2/24/2015 | 6/16/2014 | BUTTE | HONCUT SUB | Solar PV | 0.25 | 7/11/2013 | 8/1/2013 | Fail Screens: 2, 10 | 9/4/2013 | Pass | N/A (Fast Track) | N/A (Fast Track) | N/A (Fast Track) | Executed | No former queue position
2013-06-28 15:55 | 0768-RD | Fast Track | Fast Track | Withdrawn | 7/14/2014 | Withdrawn | Withdrawn | KERN | TWISSELMAN SUB | Solar PV | 3 | 7/11/2013 | 7/22/2013 | Fail Screens: F, I, J, K, M | 9/23/2013 | Fail | Withdrawn | Withdrawn | Withdrawn | Withdrawn | No former queue position
2013-05-09 13:43 | 0769-WD | Fast Track | Fast Track | In Service | Not Provided | 5/8/2015 | 7/24/2014 | SUTTER | LIVE OAK SUB | Solar PV | 1.25 | 7/11/2013 | 8/1/2013 | Fail Screens: 2, 5, 10 | 9/18/2013 | Pass | N/A (Fast Track) | N/A (Fast Track) | N/A (Fast Track) | Executed | No former queue position
2013-05-10 17:01 | 0770-WD | Fast Track | Independent Study | In Service | Not Provided | 12/1/2014 | 2/25/2015 | MERCED | EL CAPITAN SUB | Solar PV | 1.5 | 7/11/2013 | 7/18/2013 | Fail Screens: 2, 10 | 8/22/2013 | Fail | Pass | 11/5/2013 | N/A | Executed | No former queue position
2013-06-17 15:54 | 0771-WD | Fast Track | Fast Track | Withdrawn | 9/30/2014 | Withdrawn | Withdrawn | SONOMA | CLOVERDALE SUB | Solar PV | 0.997 | 7/18/2013 | 8/7/2013 | Fail Screens: 2, 10 | 10/3/2013 | Pass | Withdrawn | Withdrawn | Withdrawn | Withdrawn | No former queue position
2013-06-11 15:30 | 0772-WD | Fast Track | Independent Study | Withdrawn | 6/2/2015 | Withdrawn | Withdrawn | FRESNO | ORO LOMA SUB | Solar PV | 2 | 7/18/2013 | 8/7/2013 | Fail Screens: 2, 10 | 9/30/2013 | Fail | Pass | Withdrawn | Withdrawn | Withdrawn | No former queue position
2013-05-10 10:16 | 0773-WD | Fast Track | Fast Track | Withdrawn | 10/1/2014 | Withdrawn | Withdrawn | SONOMA | LAKEVILLE SUB | Solar PV | 1.5 | 7/25/2013 | 8/5/2013 | Fail Screens: 2, 10 | 10/22/2013 | Pass | Withdrawn | Withdrawn | Withdrawn | Withdrawn | No former queue position
2013-05-10 11:25 | 0774-WD | Fast Track | Fast Track | Withdrawn | 10/1/2014 | Withdrawn | Withdrawn | SONOMA | LAKEVILLE SUB | Solar PV | 1.5 | 7/25/2013 | 8/5/2013 | Fail Screens: 2, 10 | 10/22/2013 | Pass | Withdrawn | Withdrawn | Withdrawn | Withdrawn | No former queue position
2013-07-05 11:46 | 0775-RD | Fast Track | Fast Track | Withdrawn | 7/14/2014 | Withdrawn | Withdrawn | FRESNO | REEDLEY SUB | Solar PV | 1.7 | 7/25/2013 | 8/5/2013 | Fail Screens: I, J, K, M | 8/28/2013 | Pass | Withdrawn | Withdrawn | Withdrawn | Withdrawn | No former queue position
2013-06-25 09:27 | 0776-RD | Fast Track | Fast Track | Withdrawn | 11/4/2013 | Withdrawn | Withdrawn | SOLANO | CORDELIA SUB | Engine, Solar PV, Wind | 1.8429 | 7/25/2013 | 8/15/2013 | Fail Screens: D, F, H, J, K, M | 9/25/2013 | Pass | Withdrawn | Withdrawn | Withdrawn | Withdrawn | No former queue position
2013-07-19 14:26 | 0777-RD | Fast Track | Fast Track | In Service | 4/11/2014 |  |  | SAN FRANCISCO | SAN FRAN X (MISSION) SUB | Solar PV | 0.027 | 7/25/2013 | 7/25/2013 | Fail | 7/25/2013 | Pass | N/A (Fast Track) | N/A (Fast Track) | N/A (Fast Track) | Executed | No former queue position
2013-07-22 14:55 | 0778-RD | Fast Track | Fast Track | In Service | 5/31/2014 |  |  | ALAMEDA | MT EDEN SUB | Engine, Solar PV | 4.137 | 8/1/2013 |  |  | 8/26/2013 | Pass | N/A (Fast Track) | N/A (Fast Track) | N/A (Fast Track) | Executed | No former queue position
2013-07-12 09:20 | 0779-RD | Detailed Study | Detailed Study | Withdrawn | 6/16/2014 | Withdrawn | Withdrawn | KERN | LAMONT SUB | Cogeneration | 8 | 8/8/2013 | Withdrawn | Withdrawn | Withdrawn | Withdrawn | Pass | Withdrawn | Withdrawn | Withdrawn | No former queue position
2013-07-23 09:28 | 0780-RD | Fast Track | Independent Study | Withdrawn | 6/16/2014 | Withdrawn | Withdrawn | MONTEREY | CASTROVILLE SUB | Other | 3.2 | 8/8/2013 | 8/26/2013 | Fail | 10/9/2013 | Fail | Pass | Withdrawn | Withdrawn | Withdrawn | R21 Transition to WDT SGIA
2013-06-24 10:38 | 0781-RD | Fast Track | Independent Study | Withdrawn | 12/30/2014 | Withdrawn | Withdrawn | TULARE | OROSI SUB | Solar PV | 1.5 | 8/8/2013 | 8/26/2013 | Fail | 9/30/2013 | Fail | Pass | Withdrawn | Withdrawn | Withdrawn | R21 Transition to WDT SGIA
2013-07-29 16:36 | 0782-RD | Fast Track | Fast Track | In Service | 10/8/2013 |  |  | SANTA CLARA | TRIMBLE SUB | Storage | 0.018 | 8/8/2013 | 8/21/2013 | Pass |  |  | N/A (Fast Track) | N/A (Fast Track) | N/A (Fast Track) | Executed | No former queue position
2013-07-29 17:20 | 0783-RD | Fast Track | Fast Track | In Service | 12/26/2013 | In Service | 4/11/2014 | SANTA CLARA | MORGAN HILL SUB | Storage | 0.036 | 8/8/2013 | 8/21/2013 | Pass |  |  | N/A (Fast Track) | N/A (Fast Track) | N/A (Fast Track) | Executed | No former queue position
2013-07-30 10:50 | 0784-RD | Fast Track | Fast Track | In Service | 12/26/2013 | 9/30/2013 | 3/3/2014 | SANTA CLARA | TRIMBLE SUB | Storage | 0.054 | 8/8/2013 | 8/27/2013 | Pass |  |  | N/A (Fast Track) | N/A (Fast Track) | N/A (Fast Track) | Executed | No former queue position
2013-07-25 14:46 | 0785-RD | Fast Track | Fast Track | Withdrawn | 11/1/2015 | Withdrawn | Withdrawn | SOLANO | GRAND ISLAND SUB | Wind | 3 | 8/15/2013 | 9/4/2013 | Fail Screens: B, F, I, J, K, M | 10/4/2013 | Fail | Withdrawn | Withdrawn | Withdrawn | Withdrawn | No former queue position
2013-07-29 17:06 | 0786-RD | Fast Track | Fast Track | In Service | 12/7/2013 |  |  | CONTRA COSTA | RICHMOND R SUB | Engine, Solar PV | 0.67575 | 2013-08-28 | 2013-09-17 | Pass | 2013-09-17 | Complete | N/A (Fast Track) | N/A (Fast Track) | N/A (Fast Track) | Executed | No former queue position
2013-07-22 09:52 | 0787-RD | Detailed Study | Detailed Study | Withdrawn | 12/31/2013 | Withdrawn | Withdrawn | PLACER | LINCOLN SUB | Solar PV | 2.3 | 8/15/2013 | Withdrawn | Withdrawn | Withdrawn | Withdrawn | Pass | Withdrawn | Withdrawn | Withdrawn | No former queue position
2013-08-02 14:11 | 0788-RD | Fast Track | Fast Track | Withdrawn | 9/18/2013 | Withdrawn | Withdrawn | SAN FRANCISCO | SAN FRAN Z (EMBARCADERO) SUB | Storage | 0.054 | 8/15/2013 | 8/26/2013 | Pass | 11/7/2013 | Pass | Withdrawn | Withdrawn | Withdrawn | Withdrawn | No former queue position
2013-07-29 16:07 | 0789-RD | Fast Track | Fast Track | Withdrawn | 7/1/2014 | Withdrawn | Withdrawn | KERN | KERN OIL SUB | Solar PV | 3 | 8/22/2013 | 9/10/2013 | Fail Screens: F, I, J, M | 10/9/2013 | Fail | Withdrawn | Withdrawn | Withdrawn | Withdrawn | No former queue position
2023-11-07 17:02 | 3748-RD | Fast Track | Detailed Study | Active | Not Provided |  |  | COLUSA | COLUSA SUB | Solar PV | 19.936 | 12/20/2023 | 1/29/2024 | Fail | 2024-04-10 | Fail | Pass |  |  |  | No former queue position | COLUSA | not found |  | 19.936 | not found |  |  |  |  | 0 |  |  | 0
2013-08-02 14:50 | 0791-RD | Fast Track | Fast Track | In Service | 9/18/2013 |  |  | SAN FRANCISCO | SAN FRAN X (MISSION) SUB | Storage | 0.036 | 8/22/2013 | 8/27/2013 | Fail | 10/4/2013 | Pass | N/A (Fast Track) | N/A (Fast Track) | N/A (Fast Track) | Executed | No former queue position
2013-07-02 14:12 | 0792-WD | Fast Track | Fast Track | Withdrawn | 11/25/2014 | Withdrawn | Withdrawn | FRESNO | CAMDEN SUB | Solar PV | 2 | 8/22/2013 | 9/13/2013 | Fail Screens: 2, 10 | 11/19/2013 | Pass | Withdrawn | Withdrawn | Withdrawn | Withdrawn | No former queue position
2013-08-09 15:54 | 0793-RD | Fast Track | Fast Track | Withdrawn | 11/23/2013 | Withdrawn | Withdrawn | SANTA CLARA | SAN JOSE B SUB | Other | 0.036 | 8/29/2013 | 9/23/2013 | Pass | Withdrawn | Withdrawn | Withdrawn | Withdrawn | Withdrawn | Withdrawn | No former queue position
2013-08-20 10:07 | 0794-RD | Fast Track | Fast Track | In Service | 11/23/2013 |  |  | SAN FRANCISCO | SAN FRAN Y (LARKIN) SUB | Storage | 0.054 | 8/29/2013 | 8/29/2013 | Fail Screens: A | 11/7/2013 | Pass | N/A (Fast Track) | N/A (Fast Track) | N/A (Fast Track) | Executed | No former queue position
2013-08-02 16:53 | 0795-WD | Fast Track | Fast Track | Withdrawn | 10/15/2013 | Withdrawn | Withdrawn | TUOLUMNE | PEORIA SUB | Solar PV | 3 | 8/29/2013 | 9/17/2013 | Fail Screens: 2, 10 | Withdrawn | Withdrawn | Withdrawn | Withdrawn | Withdrawn | Withdrawn | No former queue position
2013-08-15 12:17 | 0796-RD | Fast Track | Independent Study | Withdrawn | 12/1/2014 | Withdrawn | Withdrawn | FRESNO | TIVY VALLEY SUB | Solar PV | 1.5 | 8/29/2013 | 9/9/2013 | Fail | 10/15/2013 | Fail | Fail | Withdrawn | Withdrawn | Withdrawn | R21 Transition to WDT SGIA
2013-08-09 13:16 | 0797-WD | Fast Track | Fast Track | Withdrawn | 5/1/2015 | Withdrawn | Withdrawn | SAN BENITO | HOLLISTER SUB | Solar PV | 1 | 8/29/2013 | 9/13/2013 | Fail Screens: 2, 6, 10 | 11/21/2013 | Pass | Withdrawn | Withdrawn | Withdrawn | Withdrawn | No former queue position
2013-08-09 15:40 | 0798-WD | Fast Track | Independent Study | Withdrawn | 5/1/2015 | Withdrawn | Withdrawn | MADERA | CASSIDY SUB | Solar PV | 1 | 8/29/2013 | 9/18/2013 | Fail Screens: 2, 10 | 11/19/2013 | Fail | Pass | Withdrawn | Withdrawn | Withdrawn | No former queue position
2013-08-09 15:53 | 0799-WD | Fast Track | Independent Study | Withdrawn | 5/1/2015 | Withdrawn | Withdrawn | MADERA | CASSIDY SUB | Solar PV | 1 | 8/29/2013 | 9/18/2013 | Fail Screens: 2, 10 | 11/19/2013 | Fail | Pass | Withdrawn | Withdrawn | Withdrawn | No former queue position
2013-08-09 16:16 | 0800-WD | Fast Track | Independent Study | Withdrawn | 5/1/2015 | Withdrawn | Withdrawn | MADERA | CASSIDY SUB | Solar PV | 1 | 8/29/2013 | 9/18/2013 | Fail Screens: 2, 5, 10 | 11/19/2013 | Fail | Pass | Withdrawn | Withdrawn | Withdrawn | No former queue position
2013-08-12 13:35 | 0801-WD | Fast Track | Fast Track | Withdrawn | 5/1/2015 | Withdrawn | Withdrawn | SAN JOAQUIN | CARBONA SUB | Solar PV | 1 | 8/29/2013 | 9/18/2013 | Fail Screens: 2, 10 | Withdrawn | Withdrawn | Withdrawn | Withdrawn | Withdrawn | Withdrawn | No former queue position
2013-08-12 13:38 | 0802-WD | Fast Track | Fast Track | Withdrawn | 5/1/2015 | Withdrawn | Withdrawn | SAN JOAQUIN | CARBONA SUB | Solar PV | 1 | 8/29/2013 | 9/19/2013 | Pass | Withdrawn | Withdrawn | Withdrawn | Withdrawn | Withdrawn | Withdrawn | No former queue position
2013-08-12 13:40 | 0803-WD | Fast Track | Fast Track | Withdrawn | 5/1/2015 | Withdrawn | Withdrawn | SAN JOAQUIN | CARBONA SUB | Solar PV | 1 | 8/29/2013 | 9/16/2013 | Fail Screens: 2, 10 | Withdrawn | Withdrawn | Withdrawn | Withdrawn | Withdrawn | Withdrawn | No former queue position
2013-08-20 16:20 | 0804-RD | Fast Track | Fast Track | Withdrawn | 9/1/2014 | Withdrawn | Withdrawn | EL DORADO | DIAMOND SPRINGS SUB | Other | 0.506 | 8/29/2013 | 9/9/2013 | Fail Screens: B, C, G, I, J, K, M | 10/21/2013 | Pass | Withdrawn | Withdrawn | Withdrawn | Withdrawn | No former queue position
2013-08-21 15:56 | 0805-RD | Fast Track | Fast Track | Withdrawn | 8/19/2015 | Withdrawn | Withdrawn | TEHAMA | CORNING SUB | Other | 3 | 8/29/2013 | 9/10/2013 | Fail Screens: B, F, I, J, K, M | 10/7/2013 | Fail | Withdrawn | Withdrawn | Withdrawn | Withdrawn | No former queue position
2013-08-19 13:33 | 0806-RD | Fast Track | Fast Track | In Service | 11/30/2013 |  |  | SAN FRANCISCO | SAN FRAN X (MISSION) SUB | Storage | 0.054 | 9/5/2013 | 9/26/2013 | Pass |  |  | N/A (Fast Track) | N/A (Fast Track) | N/A (Fast Track) | Executed | No former queue position
2013-08-09 16:06 | 0807-RD | Fast Track | Fast Track | Withdrawn | 1/5/2015 | Withdrawn | Withdrawn | SAN LUIS OBISPO | MESA SUB | Solar PV | 3 | 9/5/2013 | 9/23/2013 | Fail Screens: I, J, K, M | 10/22/2013 | Pass | Withdrawn | Withdrawn | Withdrawn | Withdrawn | No former queue position
2013-08-21 15:15 | 0808-RD | Fast Track | Fast Track | Withdrawn | 4/30/2015 | Withdrawn | Withdrawn | SAN JOAQUIN | MANTECA SUB | Solar PV | 3 | 9/5/2013 | 9/10/2013 | Fail Screens: B, I, J, K, M | 10/15/2013 | Pass | Withdrawn | Withdrawn | Withdrawn | Withdrawn | No former queue position
2013-07-26 14:42 | 0809-RD | Fast Track | Fast Track | Withdrawn | 3/31/2024 | Withdrawn | Withdrawn | LAKE | CLEAR LAKE SUB | Solar PV | 1.24 | 9/12/2013 | 9/25/2013 | Fail Screens: B, I, J, K, M | 11/6/2013 | Pass | Withdrawn | Withdrawn | Withdrawn | Withdrawn | No former queue position
2013-08-16 16:42 | 0810-RD | Fast Track | Fast Track | Withdrawn | 2/20/2015 | Withdrawn | Withdrawn | SAN LUIS OBISPO | TEMPLETON SUB | Solar PV | 3 | 9/12/2013 | 9/24/2013 | Fail Screens: F, G, I, J, K, M | 10/29/2013 | Pass | Withdrawn | Withdrawn | Withdrawn | Withdrawn | No former queue position
2013-08-19 10:08 | 0811-RD | Fast Track | Fast Track | Withdrawn | 2/18/2015 | Withdrawn | Withdrawn | TEHAMA | CORNING SUB | Solar PV | 2 | 9/12/2013 | 9/23/2013 | Fail Screens: F, G, I, J, K, M | Withdrawn | Withdrawn | Withdrawn | Withdrawn | Withdrawn | Withdrawn | No former queue position
2013-08-23 17:10 | 0812-RD | Fast Track | Fast Track | Withdrawn | 2/23/2015 | Withdrawn | Withdrawn | TULARE | OROSI SUB | Solar PV | 3 | 9/12/2013 | 9/26/2013 | Fail Screens: F, I, J, K, M | Withdrawn | Withdrawn | Withdrawn | Withdrawn | Withdrawn | Withdrawn | No former queue position
2013-08-23 14:01 | 0813-WD | Fast Track | Fast Track | Withdrawn | 12/1/2014 | Withdrawn | Withdrawn | SHASTA | JESSUP SUB | Solar PV | 1.406 | 9/12/2013 | 9/24/2013 | Fail Screens: 2, 10 | 10/28/2013 | Pass | Withdrawn | Withdrawn | Withdrawn | Withdrawn | No former queue position
2013-08-29 13:03 | 0814-RD | Fast Track | Fast Track | Withdrawn | 10/8/2014 | Withdrawn | Withdrawn | LAKE | HARTLEY SUB | Solar PV | 1.5 | 9/12/2013 | 10/9/2013 | Fail Screens: B, D, I, J, K, M | Withdrawn | Withdrawn | Withdrawn | Withdrawn | Withdrawn | Withdrawn | No former queue position
2013-08-09 15:16 | 0815-RD | Fast Track | Fast Track | Withdrawn | 11/23/2013 | Withdrawn | Withdrawn | ALAMEDA | OAKLAND D SUB | Storage | 0.036 | 9/19/2013 | 9/24/2013 | Pass | Withdrawn | Withdrawn | Withdrawn | Withdrawn | Withdrawn | Withdrawn | No former queue position
2013-08-15 14:13 | 0816-RD | Detailed Study | Detailed Study | In Service | 2/9/2014 |  |  | COLUSA | COLUSA SUB | Engine, Solar PV | 0.036 | 9/19/2013 | N/A | N/A | N/A | N/A | Pass | 1/22/2014 | N/A | Executed | No former queue position
2013-09-05 14:29 | 0817-RD | Fast Track | Detailed Study | Withdrawn | 3/31/2014 | Withdrawn | Withdrawn | BUTTE | WYANDOTTE SUB | Solar PV | 0.054 | 9/19/2013 | 10/8/2013 | Fail Screens: D, I, J, K, M | 11/22/2013 | Fail | Pass | Withdrawn | Withdrawn | Withdrawn | No former queue position
2013-09-05 14:52 | 0818-RD | Fast Track | Fast Track | Withdrawn | 3/31/2014 | Withdrawn | Withdrawn | BUTTE | PARADISE SUB | Solar PV | 0.32 | 9/19/2013 | 10/8/2013 | Fail Screens: I, J, K, M | 11/19/2013 | Pass | Withdrawn | Withdrawn | Withdrawn | Withdrawn | No former queue position
2013-09-05 15:35 | 0819-RD | Fast Track | Fast Track | Withdrawn | 3/31/2015 | Withdrawn | Withdrawn | MADERA | BONITA SUB | Solar PV | 0.42 | 9/19/2013 | 10/8/2013 | Fail Screens: I, J, K, M | 11/19/2013 | Pass | Withdrawn | Withdrawn | Withdrawn | Withdrawn | No former queue position
2013-09-05 16:01 | 0820-RD | Fast Track | Fast Track | Withdrawn | 3/31/2014 | Withdrawn | Withdrawn | GLENN | GLENN SUB | Solar PV | 0.6 | 9/19/2013 | 10/8/2013 | Fail Screens: F, I, J, K, M | 11/26/2013 | Pass | Withdrawn | Withdrawn | Withdrawn | Withdrawn | No former queue position
2013-09-05 16:34 | 0821-RD | Fast Track | Fast Track | Withdrawn | 3/31/2014 | Withdrawn | Withdrawn | LAKE | CLEAR LAKE SUB | Solar PV | 1 | 9/19/2013 | 10/8/2013 | Fail Screens: F, I, J, K, M | 11/19/2013 | Pass | Withdrawn | Withdrawn | Withdrawn | Withdrawn | No former queue position
2013-09-05 17:33 | 0822-RD | Fast Track | Fast Track | Withdrawn | 3/31/2015 | Withdrawn | Withdrawn | EL DORADO | OLETA SUB | Solar PV | 0.03 | 9/19/2013 | 10/8/2013 | Fail Screens: F, I, J, K, M | 11/19/2013 | Pass | Withdrawn | Withdrawn | Withdrawn | Withdrawn | No former queue position
2013-09-05 18:06 | 0823-RD | Fast Track | Fast Track | Withdrawn | 6/1/2015 | Withdrawn | Withdrawn | SHASTA | DESCHUTES SUB | Solar PV | 0.03 | 9/19/2013 | 10/8/2013 | Fail Screens: H, I, J, M | 11/26/2013 | Pass | Withdrawn | Withdrawn | Withdrawn | Withdrawn | No former queue position
2013-09-05 18:12 | 0824-RD | Fast Track | Fast Track | Withdrawn | 3/31/2014 | Withdrawn | Withdrawn | SHASTA | COTTONWOOD SUB | Solar PV | 0.2 | 9/19/2013 | 10/8/2013 | Fail Screens: I, J, K, M | 11/22/2013 | Pass | Withdrawn | Withdrawn | Withdrawn | Withdrawn | No former queue position
2013-09-05 18:19 | 0825-RD | Fast Track | Detailed Study | Withdrawn | 6/1/2015 | Withdrawn | Withdrawn | GLENN | GLENN SUB | Solar PV | 0.018 | 9/19/2013 | 10/8/2013 | Fail Screens: I, J, K, M | 11/26/2013 | Fail | Pass | Withdrawn | Withdrawn | Withdrawn | No former queue position
2013-09-05 18:29 | 0826-RD | Fast Track | Fast Track | Withdrawn | 3/31/2014 | Withdrawn | Withdrawn | BUTTE | ANITA SUB | Solar PV | 0.001 | 9/19/2013 | 10/8/2013 | Fail Screens: I, J, K, M | 11/19/2013 | Fail | Withdrawn | Withdrawn | Withdrawn | Withdrawn | No former queue position
2013-09-05 18:39 | 0827-RD | Fast Track | Fast Track | Withdrawn | 6/1/2015 | Withdrawn | Withdrawn | FRESNO | FIGARDEN SUB | Solar PV | 0.2 | 9/19/2013 | 10/23/2013 | Fail Screens: I, J, K, M | 1/2/2014 | Pass | Withdrawn | Withdrawn | Withdrawn | Withdrawn | No former queue position
2013-09-05 18:41 | 0828-RD | Fast Track | Detailed Study | Withdrawn | 3/31/2015 | Withdrawn | Withdrawn | GLENN | LOGAN CREEK SUB | Solar PV | 1.85 | 9/19/2013 | 10/23/2013 | Fail Screens: F, I, J, K, M | 1/10/2014 | Fail | Pass | Withdrawn | Withdrawn | Withdrawn | No former queue position
2013-09-05 20:45 | 0829-RD | Fast Track | Detailed Study | Withdrawn | 6/1/2015 | Withdrawn | Withdrawn | SHASTA | DESCHUTES SUB | Solar PV | 1.85 | 9/19/2013 | 10/23/2013 | Fail Screens: I, J, K, M | 1/10/2014 | Fail | Pass | Withdrawn | Withdrawn | Withdrawn | No former queue position
2013-09-05 20:58 | 0830-RD | Fast Track | Fast Track | Withdrawn | 6/1/2015 | Withdrawn | Withdrawn | SHASTA | GIRVAN SUB | Solar PV | 0.55 | 9/19/2013 | 10/23/2013 | Fail Screens: I, J, K, M | 1/10/2014 | Pass | Withdrawn | Withdrawn | Withdrawn | Withdrawn | No former queue position
2013-09-05 21:03 | 0831-RD | Fast Track | Fast Track | Withdrawn | 3/31/2014 | Withdrawn | Withdrawn | SUTTER | LIVE OAK SUB | Solar PV | 0.058 | 9/19/2013 | 10/23/2013 | Fail Screens: I, J, K, M | 1/2/2014 | Pass | Withdrawn | Withdrawn | Withdrawn | Withdrawn | No former queue position
2013-09-05 21:08 | 0832-RD | Fast Track | Fast Track | Withdrawn | 6/1/2015 | Withdrawn | Withdrawn | SHASTA | ANDERSON SUB | Solar PV | 4.49 | 9/19/2013 | 10/23/2013 | Fail Screens: I, J, M | 1/10/2014 | Pass | Withdrawn | Withdrawn | Withdrawn | Withdrawn | No former queue position
2013-09-05 21:14 | 0833-RD | Fast Track | Detailed Study | Withdrawn | 3/31/2015 | Withdrawn | Withdrawn | MERCED | ATWATER SUB | Solar PV | 9.6 | 9/19/2013 | 10/23/2013 | Fail Screens: I, J, K, M | 1/2/2014 | Fail | Pass | Withdrawn | Withdrawn | Withdrawn | No former queue position
2013-09-05 21:16 | 0834-RD | Fast Track | Detailed Study | Withdrawn | 6/1/2015 | Withdrawn | Withdrawn | LASSEN | MCARTHUR SUB | Solar PV | 4.66 | 9/19/2013 | 10/23/2013 | Fail Screens: F, I, J, K, M | 1/10/2014 | Fail | Pass | Withdrawn | Withdrawn | Withdrawn | No former queue position
2013-09-05 21:25 | 0835-RD | Fast Track | Fast Track | Withdrawn | 6/1/2015 | Withdrawn | Withdrawn | GLENN | CAPAY SUB | Solar PV | 2 | 9/19/2013 | 10/23/2013 | Fail Screens: I, J, M | 1/10/2014 | Pass | Withdrawn | Withdrawn | Withdrawn | Withdrawn | No former queue position
2013-09-05 21:37 | 0836-RD | Fast Track | Fast Track | Withdrawn | 6/1/2015 | Withdrawn | Withdrawn | AMADOR | ELECTRA SUB | Solar PV | 3 | 9/19/2013 | 10/23/2013 | Fail Screens: I, J, K, M | 1/2/2014 | Pass | Withdrawn | Withdrawn | Withdrawn | Withdrawn | No former queue position
2013-09-05 21:44 | 0837-RD | Fast Track | Fast Track | Withdrawn | 6/1/2015 | Withdrawn | Withdrawn | KERN | LERDO SUB | Solar PV | 3.2 | 9/19/2013 | 11/5/2013 | Fail Screens: I, J, M | 1/7/2014 | Pass | Withdrawn | Withdrawn | Withdrawn | Withdrawn | No former queue position
2013-09-05 22:33 | 0838-RD | Fast Track | Fast Track | Withdrawn | 3/31/2014 | Withdrawn | Withdrawn | MONTEREY | SALINAS SUB | Solar PV | 0.21 | 9/19/2013 | 11/5/2013 | Fail Screens: I, J, K, M | 1/7/2014 | Pass | Withdrawn | Withdrawn | Withdrawn | Withdrawn | No former queue position
2013-09-09 15:14 | 0839-RD | Fast Track | Fast Track | Withdrawn | 3/31/2014 | Withdrawn | Withdrawn | TEHAMA | CORNING SUB | Solar PV | 0.21 | 9/19/2013 | 11/5/2013 | Fail Screens: F, I, J, K | 1/7/2014 | Pass | Withdrawn | Withdrawn | Withdrawn | Withdrawn | No former queue position
2013-08-14 12:16 | 0840-RD | Fast Track | Fast Track | Withdrawn | 4/30/2014 | Withdrawn | Withdrawn | MARIN | IGNACIO SUB | Solar PV | 0.21 | 9/26/2013 | 10/16/2013 | Fail Screens: I, J, K, M | Withdrawn | Withdrawn | Withdrawn | Withdrawn | Withdrawn | Withdrawn | No former queue position
2013-09-03 11:35 | 0841-RD | Fast Track | Fast Track | Withdrawn | 12/30/2014 | Withdrawn | Withdrawn | MONTEREY | JOLON SUB | Solar PV | 0.21 | 9/26/2013 | 10/16/2013 | Fail Screens: I, J, K, M | 12/9/2013 | Pass | Withdrawn | Withdrawn | Withdrawn | Withdrawn | No former queue position
2013-09-04 10:46 | 0842-RD | Fast Track | Fast Track | Withdrawn | 12/30/2014 | Withdrawn | Withdrawn | GLENN | FIGARDEN SUB | Solar PV | 1.5 | 9/26/2013 | 10/16/2013 | Fail Screens: F, I, J, K, M | Withdrawn | Withdrawn | Withdrawn | Withdrawn | Withdrawn | Withdrawn | No former queue position
2013-09-10 13:32 | 0843-RD | Fast Track | Fast Track | Withdrawn | 12/30/2014 | Withdrawn | Withdrawn | MADERA | DAIRYLAND SUB | Solar PV | 1.5 | 9/26/2013 | 10/16/2013 | Fail | 11/27/2013 | Pass | Withdrawn | Withdrawn | Withdrawn | Withdrawn | R21 Transition to WDT SGIA
2013-09-16 15:34 | 0844-WD | Fast Track | Fast Track | Withdrawn | 6/16/2014 | Withdrawn | Withdrawn | SHASTA | PIT #1 PH | Solar PV | 0.2 | 10/3/2013 | 10/23/2013 | Fail Screens: 2, 10 | 12/12/2013 | Fail | Withdrawn | Withdrawn | Withdrawn | Withdrawn | No former queue position
2013-09-14 10:03 | 0845-WD | Fast Track | Fast Track | Withdrawn | 7/31/2014 | Withdrawn | Withdrawn | YOLO | PUTAH CREEK SUB | Solar PV | 2.4 | 10/3/2013 | 10/11/2013 | Fail Screens: 2, 10 | 12/5/2013 | Pass | Withdrawn | Withdrawn | Withdrawn | Withdrawn | No former queue position
2013-09-23 16:05 | 0846-RD | Fast Track | Fast Track | In Service | 1/30/2014 |  |  | SAN FRANCISCO | SAN FRAN Z (EMBARCADERO) SUB | Solar PV | 4.8 | 10/3/2013 | 10/24/2013 | Fail Screens: J, M | 12/2/2013 | Pass | N/A (Fast Track) | N/A (Fast Track) | N/A (Fast Track) | Executed | No former queue position
2013-09-12 18:30 | 0847-RD | Fast Track | Fast Track | Withdrawn | 6/1/2015 | Withdrawn | Withdrawn | BUTTE | SYCAMORE CREEK SUB | Solar PV | 2 | 10/3/2013 | 10/21/2013 | Fail Screens: F, I, J, K, M | 12/4/2013 | Pass | Withdrawn | Withdrawn | Withdrawn | Withdrawn | No former queue position
2013-09-19 10:33 | 0848-RD | Fast Track | Fast Track | Withdrawn | 12/30/2014 | Withdrawn | Withdrawn | TEHAMA | CORNING SUB | Solar PV | 0.8 | 10/3/2013 | 10/21/2013 | Fail | 12/18/2013 | Pass | Withdrawn | Withdrawn | Withdrawn | Withdrawn | R21 Transition to WDT SGIA
2013-09-23 17:15 | 0849-RD | Fast Track | Fast Track | Withdrawn | 5/1/2015 | Withdrawn | Withdrawn | YUBA | BANGOR SUB | Other | 0.5 | 10/3/2013 | 10/21/2013 | Fail Screens: B, F, G, I, J, K, M | 12/3/2013 | Fail | Withdrawn | Withdrawn | Withdrawn | Withdrawn | No former queue position
2013-09-25 11:29 | 0850-WD | Fast Track | Fast Track | Withdrawn | 7/31/2015 | Withdrawn | Withdrawn | SAN LUIS OBISPO | SAN MIGUEL SUB | Solar PV | 1.5 | 10/10/2013 | 10/30/2013 | Fail Screens: 2, 4, 6, 10 | 12/10/2013 | Fail | Withdrawn | Withdrawn | Withdrawn | Withdrawn | No former queue position
2013-10-02 10:19 | 0851-RD | Fast Track | Fast Track | In Service | 12/31/2013 | In Service | 3/13/2014 | SAN FRANCISCO | SAN FRAN Y (LARKIN) SUB | Solar PV | 0.16376 | 10/10/2013 | 10/24/2013 | Pass |  |  | N/A (Fast Track) | N/A (Fast Track) | N/A (Fast Track) | Executed | No former queue position
2013-09-21 09:04 | 0852-RD | Fast Track | Fast Track | Withdrawn | 8/28/2015 | Withdrawn | Withdrawn | KINGS | TULARE LAKE SUB | Solar PV | 3 | 10/17/2013 | 10/29/2013 | Fail Screens: F, I, J, K, M | 12/11/2013 | Fail | Withdrawn | Withdrawn | Withdrawn | Withdrawn | No former queue position
2013-09-09 09:15 | 0853-RD | Fast Track | Fast Track | Withdrawn | 6/1/2015 | Withdrawn | Withdrawn | YUBA | DOBBINS SUB | Solar PV | 0.5 | 10/17/2013 | 10/29/2013 | Fail Screens: F, G, I, J, K, M | 1/3/2014 | Pass | Withdrawn | Withdrawn | Withdrawn | Withdrawn | No former queue position
2013-10-01 16:55 | 0854-WD | Fast Track | Fast Track | Active | 4/1/2014 | 3/30/2018 |  | CONTRA COSTA | LONE TREE SUB | Solar PV | 0.93834 | 10/17/2013 | 11/6/2013 | Pass |  |  | N/A (Fast Track) | N/A (Fast Track) | N/A (Fast Track) | Executed | No former queue position | LONE TREE | Lone Tree
2013-10-08 10:08 | 0855-RD | Fast Track | Fast Track | Withdrawn | 12/30/2013 | Withdrawn | Withdrawn | SAN MATEO | RED BLUFF SUB | Other | 2 | 10/17/2013 | Withdrawn | Withdrawn | Withdrawn | Withdrawn | Withdrawn | Withdrawn | Withdrawn | Withdrawn | No former queue position
2013-09-25 12:47 | 0856-RD | Fast Track | Fast Track | Withdrawn | 12/30/2014 | Withdrawn | Withdrawn | BUTTE | WYANDOTTE SUB | Solar PV | 1.5 | 10/24/2013 | 11/7/2013 | Fail Screens: F, G, H, I, J, K, M | 12/23/2013 | Fail | Withdrawn | Withdrawn | Withdrawn | Withdrawn | No former queue position
2013-09-25 13:58 | 0857-RD | Fast Track | Independent Study | In Service | 12/30/2014 | 12/22/2017 | 12/8/2017 | MERCED | ORTIGA SUB | Solar PV | 3 | 10/24/2013 | 11/7/2013 | Fail Screens: 4, 5, 7, 9, 10 | 12/12/2013 | Fail | Pass | 5/6/2014 | N/A | Executed | R21 Transition to WDT SGIA
2013-09-09 13:10 | 0858-RD | Fast Track | Fast Track | Withdrawn | 3/31/2014 | Withdrawn | Withdrawn | TEHAMA | RED BLUFF SUB | Solar PV | 0.75 | 10/24/2013 | 11/8/2013 | Fail Screens: H, I, J, K, M | 12/31/2013 | Pass | Withdrawn | Withdrawn | Withdrawn | Withdrawn | No former queue position
2013-09-10 15:45 | 0859-RD | Fast Track | Fast Track | Withdrawn | 6/1/2015 | Withdrawn | Withdrawn | TEHAMA | CORNING SUB | Solar PV | 1.25 | 10/24/2013 | 11/8/2013 | Fail Screens: F, I, J, K, M | 12/30/2013 | Pass | Withdrawn | Withdrawn | Withdrawn | Withdrawn | No former queue position
2013-09-10 19:11 | 0860-RD | Fast Track | Independent Study | Withdrawn | 6/1/2015 | Withdrawn | Withdrawn | BUTTE | SYCAMORE CREEK SUB | Solar PV | 1.25 | 10/24/2013 | 11/8/2013 | Fail | 12/30/2013 | Fail | Pass | Withdrawn | Withdrawn | Withdrawn | R21 Transition to WDT SGIA
2013-10-14 16:57 | 0861-RD | Fast Track | Fast Track | Withdrawn | 12/30/2013 | Withdrawn | Withdrawn | FRESNO | MANCHESTER SUB | Storage | 0.036 | 10/24/2013 | 11/14/2013 | Pass | Withdrawn | Withdrawn | Withdrawn | Withdrawn | Withdrawn | Withdrawn | No former queue position
2013-10-14 17:09 | 0862-RD | Fast Track | Fast Track | Withdrawn | 12/30/2013 | Withdrawn | Withdrawn | SAN FRANCISCO | CASTRO SUB | Storage | 0.054 | 10/24/2013 | 11/5/2013 | Fail | 1/3/2014 | Pass | Withdrawn | Withdrawn | Withdrawn | Withdrawn | No former queue position
2013-10-03 14:26 | 0863-RD | Fast Track | Fast Track | In Service | 12/30/2013 |  |  | SAN FRANCISCO | SAN FRAN Z (EMBARCADERO) SUB | Engine | 0.32 | 10/24/2013 | 11/22/2013 | Fail | 1/17/2014 | Pass | N/A (Fast Track) | N/A (Fast Track) | N/A (Fast Track) | Executed | No former queue position
2013-10-15 15:21 | 0864-RD | Fast Track | Fast Track | In Service | 12/30/2013 |  |  | SAN FRANCISCO | SAN FRAN Y (LARKIN) SUB | Storage | 0.42 | 10/31/2013 | 11/15/2013 | Pass |  |  | N/A (Fast Track) | N/A (Fast Track) | N/A (Fast Track) | Executed | No former queue position
2013-10-15 16:30 | 0865-RD | Fast Track | Fast Track | In Service | 12/30/2013 |  |  | SANTA CLARA | MONTAGUE SUB | Storage | 0.6 | 10/31/2013 | 11/15/2013 | Pass |  |  | N/A (Fast Track) | N/A (Fast Track) | N/A (Fast Track) | Executed | No former queue position
2013-10-21 09:53 | 0866-RD | Fast Track | Fast Track | Withdrawn | 11/28/2013 | Withdrawn | Withdrawn | SAN JOAQUIN | LAMMERS SUB | Steam Turbine | 1 | 10/31/2013 | 11/5/2013 | Fail | 12/11/2013 | Pass | Withdrawn | Withdrawn | Withdrawn | Withdrawn | No former queue position
2013-10-17 11:21 | 0867-RD | Fast Track | Fast Track | In Service | 12/30/2013 | In Service | 2/7/2014 | SAN MATEO | MILLBRAE SUB | Storage | 0.03 | 10/31/2013 | 11/15/2013 | Pass |  |  | N/A (Fast Track) | N/A (Fast Track) | N/A (Fast Track) | Executed | No former queue position
2013-10-14 16:28 | 0868-WD | Fast Track | Fast Track | In Service | 1/5/2015 | 5/29/2015 | 1/21/2015 | KERN | BAKERSFIELD SUB | Solar PV | 0.03 | 11/7/2013 | 11/25/2013 | Fail Screens: 2, 6, 10 | 1/3/2014 | Pass | N/A (Fast Track) | N/A (Fast Track) | N/A (Fast Track) | Executed | No former queue position
2013-10-09 14:33 | 0869-WD | Fast Track | Fast Track | Withdrawn | 1/20/2014 | Withdrawn | Withdrawn | TUOLUMNE | PEORIA SUB | Solar PV | 0.2 | 11/7/2013 | 11/21/2013 | Fail Screens: 2, 10 | 1/3/2014 | Pass | Withdrawn | Withdrawn | Withdrawn | Withdrawn | No former queue position
2013-10-30 16:13 | 0870-RD | Fast Track | Fast Track | In Service | 12/25/2013 |  |  | KINGS | CAMDEN SUB | Solar PV | 0.018 | 11/7/2013 | 11/20/2013 | Fail | 1/8/2014 | Pass | N/A (Fast Track) | N/A (Fast Track) | N/A (Fast Track) | Executed | No former queue position
2013-10-15 12:46 | 0871-WD | Fast Track | Fast Track | Withdrawn | 7/21/2014 | Withdrawn | Withdrawn | TEHAMA | RED BLUFF SUB | Solar PV | 0.001 | 11/13/2013 | 11/25/2013 | Fail Screens: 2, 4, 10 | Withdrawn | Withdrawn | Withdrawn | Withdrawn | Withdrawn | Withdrawn | No former queue position
2013-10-16 10:55 | 0872-WD | Fast Track | Fast Track | In Service | 6/1/2015 | 7/1/2015 | 11/30/2015 | TEHAMA | CORNING SUB | Solar PV | 0.2 | 11/13/2013 | 12/5/2013 | Fail Screens: 2, 4, 10 | 1/23/2014 | Pass | N/A (Fast Track) | N/A (Fast Track) | N/A (Fast Track) | Executed | No former queue position
2013-10-30 10:38 | 0873-RD | Fast Track | Fast Track | Withdrawn | 12/30/2013 | Withdrawn | Withdrawn | SOLANO | CORDELIA SUB | Solar PV, Wind | 1.85 | 11/13/2013 | 11/19/2013 | Fail Screens: B, F, H, I, J, M | 12/23/2013 | Pass | Withdrawn | Withdrawn | Withdrawn | Withdrawn | No former queue position
2013-10-25 12:20 | 0874-RD | Fast Track | Fast Track | Withdrawn | 5/22/2015 | Withdrawn | Withdrawn | LAKE | REDBUD SUB | Solar PV | 1.85 | 11/13/2013 | 12/2/2013 | Fail Screens: I, J, K, M | 1/9/2014 | Pass | Withdrawn | Withdrawn | Withdrawn | Withdrawn | No former queue position
2013-10-29 10:51 | 0875-RD | Detailed Study | Detailed Study | Withdrawn | 3/16/2015 | Withdrawn | Withdrawn | MONTEREY | PRUNEDALE SUB | Other | 0.55 | 11/15/2013 | Withdrawn | Withdrawn | Withdrawn | Withdrawn | Pass | Withdrawn | Withdrawn | Withdrawn | No former queue position
2013-10-29 19:42 | 0876-WD | Fast Track | Fast Track | Withdrawn | 11/17/2014 | Withdrawn | Withdrawn | YOLO | ZAMORA SUB | Solar PV | 0.058 | 11/15/2013 | 12/3/2013 | Fail Screens: 2, 4, 10 | 1/15/2014 | Fail | Withdrawn | Withdrawn | Withdrawn | Withdrawn | No former queue position
2013-11-07 05:41 | 0877-RD | Fast Track | Fast Track | In Service | 1/17/2014 | 5/15/2016 |  | SAN MATEO | BELMONT SUB | Engine | 4.49 | 11/20/2013 | 12/11/2013 | Fail | 2/13/2014 | Pass | N/A (Fast Track) | N/A (Fast Track) | N/A (Fast Track) | Executed | No former queue position
2013-11-14 14:41 | 0878-RD | Fast Track | Fast Track | Withdrawn | 12/31/2016 | Withdrawn | Withdrawn | SOLANO | GRAND ISLAND SUB | Wind | 9.6 | 11/26/2013 | 12/12/2013 | Fail Screens: I, J, K, M | 1/27/2014 | Pass | Withdrawn | Withdrawn | Withdrawn | Withdrawn | No former queue position
2013-10-15 12:24 | 0879-RD | Fast Track | Fast Track | Withdrawn | 1/30/2015 | Withdrawn | Withdrawn | MERCED | DOS PALOS SUB | Solar PV | 4.66 | 11/26/2013 | 12/9/2013 | Fail | 1/14/2014 | Pass | Withdrawn | Withdrawn | Withdrawn | Withdrawn | R21 Transition to WDT SGIA
2013-11-14 15:07 | 0880-WD | Fast Track | Independent Study | Withdrawn | 3/20/2014 | Withdrawn | Withdrawn | SHASTA | JESSUP SUB | Other | 2 | 11/26/2013 | 12/17/2013 | Fail Screens: 2, 4, 10 | Withdrawn | Withdrawn | Withdrawn | Withdrawn | Withdrawn | Withdrawn | No former queue position
2013-11-18 15:49 | 0881-RD | Fast Track | Fast Track | In Service | 1/29/2014 | In Service | 1/15/2014 | EL DORADO | DIAMOND SPRINGS SUB | Storage | 3 | 11/26/2013 | 12/2/2013 | Pass |  |  | N/A (Fast Track) | N/A (Fast Track) | N/A (Fast Track) | Executed | No former queue position
2013-11-21 15:38 | 0882-RD | Fast Track | Fast Track | Withdrawn | 1/15/2014 | Withdrawn | Withdrawn | TULARE | DINUBA SUB | Solar PV | 3.2 | 12/17/2013 | 1/8/2014 | Pass | Withdrawn | Withdrawn | Withdrawn | Withdrawn | Withdrawn | Withdrawn | No former queue position
2013-12-12 11:23 | 0883-WD | Fast Track | Fast Track | Withdrawn | 9/1/2015 | Withdrawn | Withdrawn | SHASTA | JESSUP SUB | Solar PV | 0.21 | 12/24/2013 | 1/23/2014 | Fail Screens: 2, 10 | 3/5/2014 | Fail | Withdrawn | Withdrawn | Withdrawn | Withdrawn | No former queue position
2013-12-12 09:09 | 0884-RD | Fast Track | Fast Track | In Service | 2/27/2014 | 11/25/2014 | 11/25/2014 | TULARE | DINUBA SUB | Solar PV | 0.21 | 12/24/2013 | 2/20/2014 | Pass |  |  | N/A (Fast Track) | N/A (Fast Track) | N/A (Fast Track) | Executed | No former queue position
2013-12-23 20:30 | 0885-WD | Fast Track | Fast Track | In Service | 7/18/2014 | 12/31/2016 | 5/11/2017 | MARIN | STAFFORD SUB | Solar PV | 0.21 | 1/7/2014 | 1/27/2014 | Fail Screens: 2, 10 | 3/3/2014 | Pass | N/A (Fast Track) | N/A (Fast Track) | N/A (Fast Track) | Executed | No former queue position
2013-12-23 20:43 | 0886-WD | Fast Track | Fast Track | Withdrawn | 7/18/2014 | Withdrawn | Withdrawn | MARIN | STAFFORD SUB | Solar PV | 0.21 | 1/7/2014 | 1/27/2014 | Fail Screens: 2, 10 | 3/3/2014 | Fail | Withdrawn | Withdrawn | Withdrawn | Withdrawn | No former queue position
2013-12-24 11:34 | 0887-WD | Fast Track | Independent Study | In Service | 2/20/2014 | 7/30/2014 | 6/23/2014 | SOLANO | VACA DIXON SUB | Storage | 2.4 | 1/15/2014 | 1/23/2014 | Fail | N/A | N/A (Independent Study) | Pass | 4/16/2014 | N/A | Executed | No former queue position
2014-01-07 17:17 | 0888-WD | Fast Track | Independent Study | In Service | 2/20/2014 | 9/22/2014 | 9/1/2014 | SANTA CLARA | SWIFT SUB | Storage | 4.8 | 1/15/2014 | 1/23/2014 | Fail | N/A | N/A (Independent Study) | Pass | 4/23/2014 | N/A | Executed | No former queue position
2014-01-02 15:08 | 0889-RD | Fast Track | Fast Track | In Service | 3/25/2014 | 3/7/2014 | 3/24/2014 | SANTA CRUZ | ROB ROY SUB | Storage | 0.21 | 1/15/2014 | 1/24/2014 | Pass |  |  | N/A (Fast Track) | N/A (Fast Track) | N/A (Fast Track) | Executed | No former queue position
2014-01-02 18:19 | 0890-RD | Fast Track | Fast Track | In Service | 3/18/2014 | In Service | 3/6/2014 | SANTA CLARA | EDENVALE SUB | Storage | 0.21 | 1/15/2014 | 1/17/2014 | Pass |  |  | N/A (Fast Track) | N/A (Fast Track) | N/A (Fast Track) | Executed | No former queue position
2014-01-04 19:21 | 0891-WD | Fast Track | Fast Track | Withdrawn | 6/1/2015 | Withdrawn | Withdrawn | ALAMEDA | HERDLYN SUB | Solar PV | 2 | 1/15/2014 | 1/30/2014 | Fail Screens: 2, 10 | Withdrawn | Withdrawn | Withdrawn | Withdrawn | Withdrawn | Withdrawn | No former queue position
2014-01-09 15:45 | 0892-RD | Fast Track | Fast Track | Withdrawn | 8/18/2014 | Withdrawn | Withdrawn | KERN | TUPMAN SUB | Solar PV | 0.21 | 1/22/2014 | 1/31/2014 | Fail Screens: F, I, J, K, M | Withdrawn | Withdrawn | Withdrawn | Withdrawn | Withdrawn | Withdrawn | No former queue position
2014-01-14 12:07 | 0893-RD | Fast Track | Fast Track | In Service | 3/27/2014 |  |  | SAN FRANCISCO | SAN FRAN A (POTRERO PP) SUB | Solar PV | 0.8 | 1/22/2014 | 1/30/2014 | Pass |  |  | N/A (Fast Track) | N/A (Fast Track) | N/A (Fast Track) | Executed | No former queue position
2014-01-02 15:57 | 0894-RD | Fast Track | Fast Track | Withdrawn | 8/18/2014 | Withdrawn | Withdrawn | YOLO | WOODLAND SUB | Solar PV | 0.5 | 1/22/2014 | 2/6/2014 | Fail Screens: I, J, K, M | Withdrawn | Withdrawn | Withdrawn | Withdrawn | Withdrawn | Withdrawn | No former queue position
2014-01-08 07:28 | 0895-RD | Fast Track | Fast Track | Withdrawn | 12/31/2015 | Withdrawn | Withdrawn | SOLANO | PEABODY SUB | Wind | 2.5 | 1/22/2014 | 2/10/2014 | Fail Screens: F, G, I, J, K, M | 4/15/2014 | Pass | Withdrawn | Withdrawn | Withdrawn | Withdrawn | No former queue position
2014-01-14 13:34 | 0896-RD | Fast Track | Fast Track | In Service | 3/26/2014 | In Service | 5/15/2014 | SANTA CLARA | SAN JOSE B SUB | Storage | 0.054 | 1/29/2014 | 2/19/2014 | Pass |  |  | N/A (Fast Track) | N/A (Fast Track) | N/A (Fast Track) | Executed | No former queue position
2014-01-13 11:04 | 0897-RD | Fast Track | Fast Track | Withdrawn | 8/18/2014 | Withdrawn | Withdrawn | YOLO | DAVIS SUB | Solar PV | 1 | 2/5/2014 | 2/21/2014 | Fail Screens: F, I, J, K, M | Withdrawn | Withdrawn | Withdrawn | Withdrawn | Withdrawn | Withdrawn | No former queue position
2014-01-31 12:37 | 0898-RD | Fast Track | Fast Track | In Service | 4/24/2014 |  |  | EL DORADO | PLACERVILLE SUB | Solar PV | 0.03977 | 2/5/2014 | 2/6/2014 | Pass |  |  | N/A (Fast Track) | N/A (Fast Track) | N/A (Fast Track) | Executed | No former queue position
2014-01-13 13:27 | 0899-RD | Fast Track | Fast Track | Withdrawn | 3/30/2015 | Withdrawn | Withdrawn | KERN | TAFT SUB | Solar PV | 0.75 | 2/12/2014 | 3/4/2014 | Fail Screens: I, J, K, M | Withdrawn | Withdrawn | Withdrawn | Withdrawn | Withdrawn | Withdrawn | No former queue position
2014-01-13 13:38 | 0900-RD | Fast Track | Detailed Study | Withdrawn | 3/16/2015 | Withdrawn | Withdrawn | TEHAMA | LOS MOLINOS SUB | Solar PV | 0.5 | 2/12/2014 | 3/3/2014 | Fail Screens: I, J, K, M | 4/18/2014 | Fail | Pass | Withdrawn | Withdrawn | Withdrawn | No former queue position
2014-02-12 09:59 | 0901-RD | Fast Track | Fast Track | In Service | 4/23/2014 |  |  | SAN FRANCISCO | SAN FRAN Y (LARKIN) SUB | Solar PV | 0.01 | 2/19/2014 | 3/19/2014 | Pass |  |  | N/A (Fast Track) | N/A (Fast Track) | N/A (Fast Track) | Executed | No former queue position
2014-02-14 10:07 | 0902-RD | Fast Track | Fast Track | In Service | 4/22/2014 |  |  | SAN FRANCISCO | SAN FRAN Y (LARKIN) SUB | Solar PV | 0.2 | 2/19/2014 | 3/19/2014 | Pass |  |  | N/A (Fast Track) | N/A (Fast Track) | N/A (Fast Track) | Executed | No former queue position
2014-02-05 18:23 | 0903-RD | Fast Track | Fast Track | In Service | 8/6/2014 | 10/15/2014 | 9/18/2014 | SANTA CLARA | SAN JOSE A SUB | Engine | 0.32 | 2/26/2014 | 3/19/2014 | Pass |  |  | N/A (Fast Track) | N/A (Fast Track) | N/A (Fast Track) | Executed | No former queue position
2014-02-18 16:50 | 0904-RD | Fast Track | Fast Track | In Service | 4/24/2014 | In Service | 5/15/2014 | EL DORADO | PLACERVILLE SUB | Solar PV | 0.42 | 2/26/2014 | 4/8/2014 | Pass |  |  | N/A (Fast Track) | N/A (Fast Track) | N/A (Fast Track) | Executed | No former queue position
2014-02-17 14:29 | 0905-RD | Fast Track | Fast Track | Withdrawn | 9/1/2014 | Withdrawn | Withdrawn | FRESNO | AUBERRY SUB | Solar PV | 0.6 | 2/26/2014 | 3/18/2014 | Fail Screens: J, K, M | Withdrawn | Withdrawn | Withdrawn | Withdrawn | Withdrawn | Withdrawn | No former queue position
2014-02-12 11:42 | 0906-RD | Fast Track | Fast Track | Withdrawn | 4/24/2014 | Withdrawn | Withdrawn | ALAMEDA | OAKLAND X SUB | Other | 1 | 2/26/2014 | 3/31/2014 | Pass | Withdrawn | Withdrawn | Withdrawn | Withdrawn | Withdrawn | Withdrawn | No former queue position
2014-02-07 12:00 | 0907-RD | Fast Track | Fast Track | Withdrawn | 2/13/2015 | Withdrawn | Withdrawn | MARIN | NOVATO SUB | Solar PV | 0.03 | 3/5/2014 | 3/25/2014 | Fail Screens: I, J, K, M | Withdrawn | Withdrawn | Withdrawn | Withdrawn | Withdrawn | Withdrawn | No former queue position
2014-02-07 13:45 | 0908-RD | Fast Track | Fast Track | Withdrawn | 2/13/2015 | Withdrawn | Withdrawn | MARIN | NOVATO SUB | Solar PV | 0.72 | 3/5/2014 | 3/25/2014 | Fail Screens: I, J, K, M | Withdrawn | Withdrawn | Withdrawn | Withdrawn | Withdrawn | Withdrawn | No former queue position
2024-04-15 17:45 | 3968-RD | Fast Track | Fast Track | Active | Not Provided |  |  | SAN LUIS OBISPO | MESA SUB | Solar PV | 19.76 | 5/8/2024 | In Progress |  |  |  | N/A (Fast Track) | N/A (Fast Track) | N/A (Fast Track) |  | No former queue position | MESA | Mesa (PGE) | 115 | 19.76 | not found |  |  |  |  | 0 |  |  | 0
2014-02-17 17:38 | 0910-RD | Fast Track | Fast Track | In Service | 4/23/2014 |  |  | SAN MATEO | BELMONT SUB | Engine | 0.75 | 3/12/2014 | 4/3/2014 | Fail | 6/2/2014 | Pass | N/A (Fast Track) | N/A (Fast Track) | N/A (Fast Track) | Executed | No former queue position
2014-02-24 11:27 | 0911-WD | Independent Study | Independent Study | Withdrawn | 5/1/2014 | Withdrawn | Withdrawn | SHASTA | JESSUP SUB | Biomass | 6.8 | 3/12/2014 | Withdrawn | Withdrawn | Withdrawn | Withdrawn | Pass | Withdrawn | Withdrawn | Withdrawn | No former queue position
2020-02-03 12:28 | 2446-RD | Detailed Study | Detailed Study | Active | Not Provided |  |  | KERN | E20T Customer Owned | Solar PV | 18.9 | 2/26/2020 | N/A | N/A | N/A | N/A | Pass | 12/14/2020 | N/A | Executed | No former queue position | #VALUE! | not found |  | 18.9 | not found |  |  |  |  | 0 |  |  | 1
2014-03-04 21:44 | 0913-WD | Fast Track | Independent Study | In Service | 8/1/2014 | 4/22/2016 | 10/5/2016 | CONTRA COSTA | RICHMOND R SUB | Solar PV | 2.0657 | 3/19/2014 | 4/22/2014 | Fail Screens: 2, 4, 10 | 6/26/2014 | Fail | Pass | 2014-09-03 | 06/23/2015 | Executed | No former queue position
2014-03-11 09:19 | 0914-RD | Fast Track | Fast Track | Withdrawn | 3/1/2016 | Withdrawn | Withdrawn | MERCED | WRIGHT SUB | Solar PV | 1.5 | 3/26/2014 | 4/8/2014 | Fail Screens: F, I, J, K, M | 5/13/2014 | Pass | Withdrawn | Withdrawn | Withdrawn | Withdrawn | No former queue position
2014-03-21 15:30 | 0915-WD | Fast Track | Fast Track | In Service | 4/1/2015 | 11/30/2015 | 4/8/2016 | KINGS | HENRIETTA SUB | Solar PV | 2 | 4/9/2014 | 4/17/2014 | Fail Screens: 2, 5, 10 | 6/9/2014 | Complete | N/A (Fast Track) | N/A (Fast Track) | N/A (Fast Track) | Executed | No former queue position
2014-03-13 14:23 | 0916-RD | Fast Track | Fast Track | Withdrawn | 5/22/2014 | Withdrawn | Withdrawn | ALAMEDA | MT EDEN SUB | Storage | 0.42 | 4/9/2014 | 6/10/2014 | Fail | 7/30/2014 | Pass | Withdrawn | Withdrawn | Withdrawn | Withdrawn | No former queue position
2014-03-26 17:40 | 0917-RD | Fast Track | Fast Track | Withdrawn | 9/1/2015 | Withdrawn | Withdrawn | YUBA | BROWNS VALLEY SUB | Other | 0.6 | 4/9/2014 | 5/22/2014 | Fail Screens: B, C, F, I, J, K, M | Withdrawn | Withdrawn | Withdrawn | Withdrawn | Withdrawn | Withdrawn | No former queue position
2014-03-17 10:43 | 0918-RD | Independent Study | Independent Study | Withdrawn | 10/1/2015 | Withdrawn | Withdrawn | BUTTE | SYCAMORE CREEK SUB | Solar PV | 1 | 4/16/2014 | Withdrawn | Withdrawn | Withdrawn | Withdrawn | Fail | Withdrawn | Withdrawn | Withdrawn | R21 Transition to WDT SGIA
2014-03-25 14:30 | 0919-RD | Fast Track | Fast Track | Withdrawn | 1/29/2016 | Withdrawn | Withdrawn | LAKE | REDBUD SUB | Solar PV | 0.03 | 4/16/2014 | 5/1/2014 | Fail Screens: B, F, I, J, K, M | Withdrawn | Withdrawn | Withdrawn | Withdrawn | Withdrawn | Withdrawn | No former queue position
2014-03-28 16:45 | 0920-WD | Cluster | Cluster | Withdrawn | 3/25/2016 | Withdrawn | Withdrawn | KERN | LAKEVIEW SUB | Solar PV | 18 | 4/16/2014 | Withdrawn | Withdrawn | Withdrawn | Withdrawn | Withdrawn | Withdrawn | Withdrawn | Withdrawn | No former queue position
2014-04-07 16:36 | 0921-RD | Fast Track | Fast Track | In Service | 6/26/2014 |  |  | SAN FRANCISCO | SAN FRAN Z (EMBARCADERO) SUB | Storage | 0.054 | 4/16/2014 | 5/6/2014 | Pass |  |  | N/A (Fast Track) | N/A (Fast Track) | N/A (Fast Track) | Executed | No former queue position
2014-03-27 10:49 | 0922-RD | Detailed Study | Detailed Study | Withdrawn | 6/25/2014 | Withdrawn | Withdrawn | ALAMEDA | NEWARK SUB | Storage | 2 | 4/16/2014 | Withdrawn | Withdrawn | Withdrawn | Withdrawn | Withdrawn | Withdrawn | Withdrawn | Withdrawn | No former queue position
2014-04-01 16:25 | 0923-WD | Fast Track | Fast Track | Withdrawn | 10/20/2014 | Withdrawn | Withdrawn | MARIN | GREENBRAE SUB | Solar PV | 0.3 | 4/23/2014 | 5/14/2014 | Fail Screens: 2, 10 | Withdrawn | Withdrawn | Withdrawn | Withdrawn | Withdrawn | Withdrawn | No former queue position
2014-04-07 15:24 | 0924-WD | Fast Track | Fast Track | Withdrawn | 4/1/2015 | Withdrawn | Withdrawn | SAN JOAQUIN | MANTECA SUB | Solar PV | 0.432 | 4/23/2014 | 7/1/2014 | Pass | Withdrawn | Withdrawn | Withdrawn | Withdrawn | Withdrawn | Withdrawn | No former queue position
2014-04-17 15:10 | 0925-RD | Fast Track | Fast Track | In Service | 6/19/2014 | 8/1/2014 | 8/27/2014 | SAN FRANCISCO | SAN FRAN A (POTRERO PP) SUB | Storage | 0.108 | 4/29/2014 | 5/13/2014 | Pass |  |  | N/A (Fast Track) | N/A (Fast Track) | N/A (Fast Track) | Executed | No former queue position
2014-03-06 09:03 | 0926-RD | Fast Track | Fast Track | Withdrawn | 7/18/2014 | Withdrawn | Withdrawn | SANTA CLARA | SAN JOSE B SUB | Other | 2 | 5/7/2014 | 6/10/2014 | Fail Screens: B, F, I, J, K, M | Withdrawn | Withdrawn | Withdrawn | Withdrawn | Withdrawn | Withdrawn | No former queue position
2014-04-18 10:23 | 0927-RD | Fast Track | Fast Track | In Service | 6/25/2014 | 8/28/2014 | 8/28/2014 | SAN MATEO | BELMONT SUB | Storage | 0.02895 | 5/7/2014 | 5/12/2014 | Pass |  |  | N/A (Fast Track) | N/A (Fast Track) | N/A (Fast Track) | Executed | No former queue position
2014-04-18 11:10 | 0928-RD | Fast Track | Fast Track | In Service | 6/25/2014 | 7/30/2014 | 7/30/2014 | SAN MATEO | REDWOOD CITY SUB | Storage | 0.02895 | 5/7/2014 | 5/13/2014 | Pass |  |  | N/A (Fast Track) | N/A (Fast Track) | N/A (Fast Track) | Executed | No former queue position
2014-04-10 12:47 | 0929-RD | Fast Track | Fast Track | In Service | 6/26/2014 |  |  | TULARE | DINUBA SUB | Solar PV | 0.69651 | 5/7/2014 | 5/15/2014 | Fail | 7/1/2014 | Pass | N/A (Fast Track) | N/A (Fast Track) | N/A (Fast Track) | Executed | No former queue position
2014-04-25 12:35 | 0930-RD | Fast Track | Fast Track | In Service | 7/23/2014 |  |  | SAN FRANCISCO | SAN FRAN Y (LARKIN) SUB | Storage | 0.03564 | 5/7/2014 | 5/12/2014 | Pass |  |  | N/A (Fast Track) | N/A (Fast Track) | N/A (Fast Track) | Executed | No former queue position
2014-04-28 09:53 | 0931-RD | Fast Track | Fast Track | Withdrawn | 11/3/2014 | Withdrawn | Withdrawn | SHASTA | BURNEY SUB | Other | 3 | 5/7/2014 | 5/20/2014 | Fail Screens: B, F, I, J, K, M | 7/10/2014 | Fail | Withdrawn | Withdrawn | Withdrawn | Withdrawn | No former queue position
2014-04-23 12:46 | 0932-RD | Fast Track | Fast Track | Withdrawn | 3/18/2016 | Withdrawn | Withdrawn | KERN | COPUS SUB | Solar PV | 3 | 5/14/2014 | 6/5/2014 | Fail Screens: F, I, J, K, M | 7/29/2014 | Fail | Withdrawn | Withdrawn | Withdrawn | Withdrawn | No former queue position
2014-05-08 10:32 | 0933-RD | Fast Track | Fast Track | In Service | 7/24/2014 |  |  | FRESNO | MANCHESTER SUB | Solar PV | 0.03993 | 5/14/2014 | 6/5/2014 | Pass |  |  | N/A (Fast Track) | N/A (Fast Track) | N/A (Fast Track) | Executed | No former queue position
2014-04-24 14:48 | 0934-RD | Fast Track | Fast Track | Withdrawn | 8/18/2014 | Withdrawn | Withdrawn | SANTA CLARA | COYOTE SW STA | Other | 2 | 5/28/2014 | 6/23/2014 | Fail Screens: B, F, H, I, J, K, M | Withdrawn | Withdrawn | Withdrawn | Withdrawn | Withdrawn | Withdrawn | No former queue position
2014-05-21 14:32 | 0935-RD | Fast Track | Fast Track | In Service | Not Provided |  |  | SOLANO | PEABODY SUB | Solar PV | 0.19624 | 5/28/2014 | 6/4/2014 | Pass |  |  | N/A (Fast Track) | N/A (Fast Track) | N/A (Fast Track) | Executed | No former queue position
2014-05-14 12:05 | 0936-RD | Fast Track | Detailed Study | Withdrawn | 12/1/2015 | Withdrawn | Withdrawn | YOLO | GRAND ISLAND SUB | Turbine | 1.85 | 5/28/2014 | 6/11/2014 | Fail Screens: B, F, G, I, J, K, M | 7/15/2014 | Fail | Pass | Withdrawn | Withdrawn | Withdrawn | No former queue position
2014-05-09 07:35 | 0937-RD | Fast Track | Fast Track | In Service | 7/29/2014 | In Service | 9/29/2015 | ALAMEDA | NEWARK SUB | Storage | 2 | 5/28/2014 | 7/25/2014 | Fail Screens: I | 11/3/2014 | Pass | N/A (Fast Track) | N/A (Fast Track) | N/A (Fast Track) | Executed | No former queue position
2014-05-09 07:58 | 0938-RD | Detailed Study | Detailed Study | In Service | 7/30/2014 | In Service | 11/6/2014 | MONTEREY | LOS COCHES SUB | Storage | 1.1907 | 5/28/2014 | N/A | N/A | N/A | N/A | Pass | 7/29/2014 | N/A | Executed | No former queue position
2014-05-10 08:38 | 0939-RD | Fast Track | Fast Track | In Service | 7/29/2014 | In Service | 8/29/2014 | NAPA | PUEBLO SUB | Storage | 0.19845 | 5/28/2014 | 7/9/2014 | Pass |  |  | N/A (Fast Track) | N/A (Fast Track) | N/A (Fast Track) | Executed | No former queue position
2014-05-10 08:57 | 0940-RD | Fast Track | Fast Track | In Service | 7/29/2014 | In Service | 8/15/2014 | SONOMA | GEYSERVILLE SUB | Storage | 0.19845 | 5/28/2014 | 7/10/2014 | Pass |  |  | N/A (Fast Track) | N/A (Fast Track) | N/A (Fast Track) | Executed | No former queue position
2014-05-10 09:14 | 0941-RD | Fast Track | Fast Track | In Service | 7/29/2014 | In Service | 10/20/2014 | SONOMA | FULTON SUB | Storage | 0.59535 | 5/28/2014 | 7/10/2014 | Fail | 9/11/2014 | Pass | N/A (Fast Track) | N/A (Fast Track) | N/A (Fast Track) | Executed | No former queue position
2014-05-11 10:06 | 0942-RD | Fast Track | Fast Track | In Service | 7/24/2014 | In Service | 11/6/2014 | SONOMA | GEYSERVILLE SUB | Storage | 0.19845 | 5/28/2014 | 7/11/2014 | Fail | 9/11/2014 | Pass | N/A (Fast Track) | N/A (Fast Track) | N/A (Fast Track) | Executed | No former queue position
2014-05-12 07:35 | 0943-RD | Fast Track | Fast Track | Withdrawn | 7/29/2014 | Withdrawn | Withdrawn | SONOMA | SANTA ROSA A SUB | Storage | 0.6 | 5/28/2014 | 6/16/2014 | Fail | Withdrawn | Withdrawn | Withdrawn | Withdrawn | Withdrawn | Withdrawn | No former queue position
2014-05-12 07:46 | 0944-RD | Fast Track | Fast Track | Withdrawn | 7/29/2014 | Withdrawn | Withdrawn | SONOMA | SANTA ROSA A SUB | Storage | 1 | 5/28/2014 | 6/16/2014 | Fail | Withdrawn | Withdrawn | Withdrawn | Withdrawn | Withdrawn | Withdrawn | No former queue position
2014-05-20 10:48 | 0945-RD | Fast Track | Fast Track | In Service | 7/30/2014 | In Service | 9/11/2014 | SANTA CLARA | PIERCY SUB | Storage | 0.03 | 5/28/2014 | 6/17/2014 | Pass |  |  | N/A (Fast Track) | N/A (Fast Track) | N/A (Fast Track) | Executed | No former queue position
2014-05-19 18:55 | 0946-WD | Fast Track | Independent Study | Withdrawn | 2/12/2015 | Withdrawn | Withdrawn | KERN | SMYRNA SUB | Solar PV | 2 | 6/4/2014 | 6/17/2014 | Fail Screens: 2, 10 | 7/31/2014 | Fail | Pass | Withdrawn | Withdrawn | Withdrawn | No former queue position
2014-05-22 10:08 | 0947-RD | Fast Track | Fast Track | Withdrawn | 3/1/2016 | Withdrawn | Withdrawn | TEHAMA | CORNING SUB | Solar PV | 1.365 | 6/4/2014 | 6/20/2014 | Fail Screens: F, J, K, M | 8/12/2014 | Fail | Withdrawn | Withdrawn | Withdrawn | Withdrawn | No former queue position
2014-05-17 14:33 | 0948-RD | Fast Track | Fast Track | Withdrawn | 7/24/2014 | Withdrawn | Withdrawn | YUBA | OLIVEHURST SUB | Solar PV | 1.203 | 6/4/2014 | 6/12/2014 | Fail Screens: D, F, H, J, K, M | 8/1/2014 | Fail | Withdrawn | Withdrawn | Withdrawn | Withdrawn | No former queue position
2023-11-23 10:11 | 3745-RD | Detailed Study | Detailed Study | Active | Not Provided |  |  | KERN | GOOSE LAKE SUB | Solar PV | 18.675 | 12/20/2023 | N/A | N/A | N/A | N/A | Fail |  |  |  | No former queue position | GOOSE LAKE | Goose Lake | 115 | 18.675 | not found |  |  |  |  | 0 |  |  | 0
2014-05-23 11:27 | 0950-WD | Fast Track | Fast Track | Withdrawn | 12/31/2014 | Withdrawn | Withdrawn | MARIN | GREENBRAE SUB | Solar PV | 0.286 | 6/11/2014 | 7/2/2014 | Pass | Withdrawn | Withdrawn | Withdrawn | Withdrawn | Withdrawn | Withdrawn | No former queue position
2014-05-22 10:25 | 0951-RD | Fast Track | Fast Track | Withdrawn | 3/1/2016 | Withdrawn | Withdrawn | BUTTE | WYANDOTTE SUB | Solar PV | 1.5 | 6/11/2014 | 6/25/2014 | Fail Screens: F, I, J, K, M | Withdrawn | Withdrawn | Withdrawn | Withdrawn | Withdrawn | Withdrawn | No former queue position
2014-04-29 11:38 | 0952-WD | Independent Study | Independent Study | In Service | 10/26/2015 | 12/5/2016 | 2/16/2017 | MARIN | NOVATO SUB | Engine | 3.9328 | 6/18/2014 | N/A | N/A (Independent Study) | N/A | N/A (Independent Study) | Pass | 10/31/2014 | N/A | Executed | No former queue position
2014-05-02 17:32 | 0953-RD | Detailed Study | Detailed Study | Withdrawn | 7/15/2015 | Withdrawn | Withdrawn | BUTTE | WYANDOTTE SUB | Solar PV | 0.749 | 6/18/2014 | Withdrawn | Withdrawn | Withdrawn | Withdrawn | Withdrawn | Withdrawn | Withdrawn | Withdrawn | No former queue position
2014-05-02 18:03 | 0954-RD | Detailed Study | Detailed Study | Withdrawn | 7/15/2015 | Withdrawn | Withdrawn | SHASTA | RED BLUFF SUB | Solar PV | 0.749 | 6/18/2014 | Withdrawn | Withdrawn | Withdrawn | Withdrawn | Withdrawn | Withdrawn | Withdrawn | Withdrawn | No former queue position
2014-05-02 18:51 | 0955-RD | Detailed Study | Detailed Study | Withdrawn | 7/15/2015 | Withdrawn | Withdrawn | TEHAMA | RED BLUFF SUB | Solar PV | 0.499 | 6/18/2014 | Withdrawn | Withdrawn | Withdrawn | Withdrawn | Withdrawn | Withdrawn | Withdrawn | Withdrawn | No former queue position
2014-05-02 21:37 | 0956-RD | Detailed Study | Detailed Study | Withdrawn | 7/15/2015 | Withdrawn | Withdrawn | BUTTE | HONCUT SUB | Solar PV | 0.749 | 6/18/2014 | Withdrawn | Withdrawn | Withdrawn | Withdrawn | Withdrawn | Withdrawn | Withdrawn | Withdrawn | No former queue position
2014-05-20 11:41 | 0957-RD | Fast Track | Fast Track | Withdrawn | 7/23/2014 | Withdrawn | Withdrawn | SAN LUIS OBISPO | OCEANO SUB | Solar PV | 0.48775 | 2014-07-10 | 2014-07-30 | Pass | Withdrawn | Withdrawn | Withdrawn | Withdrawn | Withdrawn | Withdrawn | No former queue position
2014-05-20 14:12 | 0958-RD | Fast Track | Fast Track | In Service | 7/31/2014 |  |  | SAN LUIS OBISPO | MESA SUB | Solar PV | 0.4831 | 6/18/2014 | 7/8/2014 | Fail | 8/26/2014 | Pass | N/A (Fast Track) | N/A (Fast Track) | N/A (Fast Track) | Executed | No former queue position
2014-05-23 13:16 | 0959-RD | Fast Track | Fast Track | In Service | Not Provided |  |  | ALAMEDA | OAKLAND C (OAKLAND PP) SUB | Storage | 0.03 | 6/25/2014 | 7/30/2014 | Pass |  |  | N/A (Fast Track) | N/A (Fast Track) | N/A (Fast Track) | Executed | No former queue position
2014-05-30 14:57 | 0960-RD | Fast Track | Fast Track | In Service | 8/27/2014 |  |  | ALAMEDA | BERKELEY F SUB | Storage | 0.018 | 6/25/2014 | 7/14/2014 | Pass |  |  | N/A (Fast Track) | N/A (Fast Track) | N/A (Fast Track) | Executed | No former queue position
2014-06-02 12:21 | 0961-RD | Fast Track | Fast Track | In Service | 8/27/2014 |  |  | MARIN | SAN RAFAEL SUB | Storage | 0.03 | 6/25/2014 | 7/2/2014 | Pass |  |  | N/A (Fast Track) | N/A (Fast Track) | N/A (Fast Track) | Executed | No former queue position
2014-06-02 15:13 | 0962-RD | Fast Track | Fast Track | In Service | 8/27/2014 |  |  | SAN JOAQUIN | STAGG SUB | Storage | 0.03 | 6/25/2014 | 7/2/2014 | Pass |  |  | N/A (Fast Track) | N/A (Fast Track) | N/A (Fast Track) | Executed | No former queue position
2014-06-16 10:31 | 0963-WD | Fast Track | Independent Study | Withdrawn | 10/15/2015 | Withdrawn | Withdrawn | MARIN | NOVATO SUB | Solar PV | 0.03 | 6/25/2014 | 7/15/2014 | Fail Screens: 2, 4, 10 | 9/22/2014 | Fail | Pass | Withdrawn | Withdrawn | Withdrawn | No former queue position
2014-06-06 16:21 | 0964-RD | Fast Track | Fast Track | In Service | 10/16/2015 | 11/13/2015 | 9/23/2015 | FRESNO | KERMAN SUB | Solar PV | 0.2 | 7/1/2014 | 7/10/2014 | Fail | 7/30/2014 | Pass | N/A (Fast Track) | N/A (Fast Track) | N/A (Fast Track) | Executed | R21 Transition to WDT SGIA
2014-06-06 16:26 | 0965-RD | Fast Track | Fast Track | Withdrawn | 10/16/2015 | Withdrawn | Withdrawn | FRESNO | SAN JOAQUIN SUB | Solar PV | 0.018 | 7/1/2014 | Withdrawn | Withdrawn | Withdrawn | Withdrawn | Withdrawn | Withdrawn | Withdrawn | Withdrawn | No former queue position
2014-05-23 10:12 | 0966-RD | Fast Track | Fast Track | Withdrawn | 9/24/2014 | Withdrawn | Withdrawn | KERN | LAMONT SUB | Solar PV | 0.001 | 7/1/2014 | 7/24/2014 | Pass | Withdrawn | Withdrawn | Withdrawn | Withdrawn | Withdrawn | Withdrawn | No former queue position
2014-05-23 10:19 | 0967-RD | Fast Track | Fast Track | Withdrawn | 9/24/2014 | Withdrawn | Withdrawn | KERN | LAMONT SUB | Solar PV | 0.2 | 7/1/2014 | 7/24/2014 | Pass | Withdrawn | Withdrawn | Withdrawn | Withdrawn | Withdrawn | Withdrawn | No former queue position
2014-05-23 10:20 | 0968-RD | Fast Track | Fast Track | Withdrawn | 9/24/2014 | Withdrawn | Withdrawn | KERN | LAMONT SUB | Solar PV | 0.1 | 7/1/2014 | 7/24/2014 | Fail Screens: I, J, M | Withdrawn | Withdrawn | Withdrawn | Withdrawn | Withdrawn | Withdrawn | No former queue position
2014-06-17 14:28 | 0969-RD | Fast Track | Fast Track | In Service | 11/2/2015 | 12/15/2017 | 4/25/2019 | SONOMA | CLOVERDALE SUB | Solar PV | 1 | 7/1/2014 | 7/22/2014 | Fail Screens: 10 | 9/2/2014 | Pass | N/A (Fast Track) | N/A (Fast Track) | N/A (Fast Track) | Executed | R21 Transition to WDT SGIA
2014-06-18 12:40 | 0970-RD | Fast Track | Fast Track | Withdrawn | 8/27/2014 | Withdrawn | Withdrawn | SANTA CLARA | MONTAGUE SUB | Solar PV | 1.8492 | 7/1/2014 | 7/17/2014 | Fail | 8/14/2014 | Pass | Withdrawn | Withdrawn | Withdrawn | Withdrawn | No former queue position
2014-06-18 13:07 | 0971-RD | Fast Track | Fast Track | In Service | 9/30/2015 |  |  | SANTA CLARA | EVERGREEN SUB | Solar PV | 2.1895 | 7/1/2014 | 7/10/2014 | Fail Screens: D, F, G, H, J, K, M | 8/6/2014 | Pass | N/A (Fast Track) | N/A (Fast Track) | N/A (Fast Track) | Executed | No former queue position
2014-06-18 13:38 | 0972-RD | Fast Track | Fast Track | In Service | 8/27/2014 |  |  | SANTA CLARA | EDENVALE SUB | Solar PV | 3.1278 | 7/1/2014 | 7/21/2014 | Fail | 9/2/2014 | Pass | N/A (Fast Track) | N/A (Fast Track) | N/A (Fast Track) | Executed | No former queue position
2014-06-18 13:56 | 0973-RD | Fast Track | Fast Track | Withdrawn | 8/28/2014 | Withdrawn | Withdrawn | SANTA CLARA | EDENVALE SUB | Solar PV | 1.7112 | 7/1/2014 | 7/21/2014 | Fail | 8/18/2014 | Pass | Withdrawn | Withdrawn | Withdrawn | Withdrawn | No former queue position
2014-06-19 09:02 | 0974-RD | Fast Track | Fast Track | Withdrawn | 8/26/2014 | Withdrawn | Withdrawn | SANTA CLARA | MORGAN HILL SUB | Solar PV | 3 | 7/1/2014 | 7/22/2014 | Fail Screens: G, H, I, J, K, M | 9/2/2014 | Fail | Withdrawn | Withdrawn | Withdrawn | Withdrawn | No former queue position
2014-06-25 08:08 | 0975-RD | Fast Track | Fast Track | Withdrawn | 9/23/2014 | Withdrawn | Withdrawn | SANTA CLARA | SWIFT SUB | Solar PV | 2.7048 | 7/1/2014 | 7/10/2014 | Fail Screens: D, F, H, J, K | 8/7/2014 | Fail | Withdrawn | Withdrawn | Withdrawn | Withdrawn | No former queue position
2014-06-25 08:17 | 0976-RD | Fast Track | Fast Track | Withdrawn | 9/25/2014 | Withdrawn | Withdrawn | SANTA CLARA | SWIFT SUB | Solar PV | 2.0424 | 7/1/2014 | 7/10/2014 | Fail | 8/8/2014 | Pass | Withdrawn | Withdrawn | Withdrawn | Withdrawn | No former queue position
2014-06-17 11:02 | 0977-RD | Fast Track | Fast Track | Withdrawn | 8/15/2014 | Withdrawn | Withdrawn | KERN | WASCO SUB | Solar PV | 0.192 | 7/9/2014 | Withdrawn | Withdrawn | Withdrawn | Withdrawn | Withdrawn | Withdrawn | Withdrawn | Withdrawn | No former queue position
2014-06-23 18:17 | 0978-RD | Fast Track | Fast Track | In Service | 9/24/2014 |  |  | ALAMEDA | DIXON LANDING SUB | Storage | 0.054 | 7/9/2014 | 7/31/2014 | Pass |  |  | N/A (Fast Track) | N/A (Fast Track) | N/A (Fast Track) | Executed | No former queue position
2014-06-13 16:35 | 0979-WD | Fast Track | Independent Study | Withdrawn | 3/31/2016 | Withdrawn | Withdrawn | EL DORADO | CLARKSVILLE SUB | Other | 3 | 7/9/2014 | 8/22/2014 | Fail Screens: 2, 5, 9, 10 | Withdrawn | Withdrawn | Pass | Withdrawn | Withdrawn | Withdrawn | No former queue position
2014-06-13 16:37 | 0980-WD | Fast Track | Independent Study | Withdrawn | 3/31/2016 | Withdrawn | Withdrawn | EL DORADO | CLARKSVILLE SUB | Other | 2.656 | 7/9/2014 | 8/22/2014 | Fail Screens: 2, 9, 10 | Withdrawn | Withdrawn | Pass | Withdrawn | Withdrawn | Withdrawn | No former queue position
2014-06-13 16:42 | 0981-WD | Fast Track | Independent Study | Withdrawn | 3/31/2016 | Withdrawn | Withdrawn | EL DORADO | CLARKSVILLE SUB | Other | 3 | 7/9/2014 | 8/22/2014 | Fail Screens: 2, 9, 10 | Withdrawn | Withdrawn | Pass | Withdrawn | Withdrawn | Withdrawn | No former queue position
2014-06-13 16:45 | 0982-WD | Fast Track | Fast Track | Withdrawn | 3/31/2016 | Withdrawn | Withdrawn | EL DORADO | CLARKSVILLE SUB | Other | 3 | 7/9/2014 | 8/26/2014 | Fail Screens: 2, 9, 10 | Withdrawn | Withdrawn | Withdrawn | Withdrawn | Withdrawn | Withdrawn | No former queue position
2014-06-13 16:49 | 0983-WD | Fast Track | Fast Track | Withdrawn | 3/31/2016 | Withdrawn | Withdrawn | EL DORADO | CLARKSVILLE SUB | Other | 3 | 7/9/2014 | 8/26/2014 | Fail Screens: 2, 5, 9, 10 | Withdrawn | Withdrawn | Withdrawn | Withdrawn | Withdrawn | Withdrawn | No former queue position
2014-06-12 07:53 | 0984-WD | Fast Track | Fast Track | Withdrawn | 3/31/2016 | Withdrawn | Withdrawn | FRESNO | ORO LOMA SUB | Solar PV | 3 | 7/16/2014 | 8/15/2014 | Fail Screens: 2, 10 | 9/29/2014 | Pass | Withdrawn | Withdrawn | Withdrawn | Withdrawn | No former queue position
2014-06-29 17:12 | 0985-RD | Fast Track | Fast Track | Withdrawn | 8/15/2014 | Withdrawn | Withdrawn | FRESNO | HAMMONDS SUB | Solar PV | 1 | 7/16/2014 | Withdrawn | Withdrawn | Withdrawn | Withdrawn | Withdrawn | Withdrawn | Withdrawn | Withdrawn | No former queue position
2014-07-01 18:05 | 0986-WD | Fast Track | Fast Track | Withdrawn | 6/11/2015 | Withdrawn | Withdrawn | KINGS | JACOBS CORNER SUB | Solar PV | 1.5 | 7/23/2014 | 8/12/2014 | Fail Screens: 2, 4, 5, 10 | Withdrawn | Withdrawn | Withdrawn | Withdrawn | Withdrawn | Withdrawn | No former queue position
2014-07-01 18:04 | 0987-WD | Fast Track | Fast Track | Withdrawn | 6/11/2015 | Withdrawn | Withdrawn | KINGS | JACOBS CORNER SUB | Solar PV | 1.5 | 7/23/2014 | 8/12/2014 | Fail Screens: 2, 4, 5, 10 | Withdrawn | Withdrawn | Withdrawn | Withdrawn | Withdrawn | Withdrawn | No former queue position
2014-06-20 14:48 | 0988-WD | Fast Track | Fast Track | Withdrawn | 4/15/2016 | Withdrawn | Withdrawn | FRESNO | CAMDEN SUB | Solar PV | 2 | 7/30/2014 | 8/14/2014 | Fail Screens: 2, 5, 10 | 9/22/2014 | Pass | Withdrawn | Withdrawn | Withdrawn | Withdrawn | No former queue position
2014-07-07 07:59 | 0989-RD | Fast Track | Fast Track | Withdrawn | 9/17/2014 | Withdrawn | Withdrawn | SANTA CLARA | MORGAN HILL SUB | Solar PV | 1.5 | 7/30/2014 | 8/19/2014 | Fail Screens: D, F, H, J, K | 9/23/2014 | Fail | Withdrawn | Withdrawn | Withdrawn | Withdrawn | No former queue position
2014-07-16 10:49 | 0990-RD | Fast Track | Fast Track | In Service | 9/24/2014 | In Service | 4/9/2015 | SAN MATEO | EAST GRAND SUB | Storage | 0.036 | 7/30/2014 | 8/7/2014 | Pass |  |  | N/A (Fast Track) | N/A (Fast Track) | N/A (Fast Track) | Executed | No former queue position
2014-07-16 13:49 | 0991-RD | Fast Track | Fast Track | In Service | 9/30/2014 | In Service | 7/30/2015 | SANTA CLARA | DIXON LANDING SUB | Storage | 0.054 | 7/30/2014 | 8/6/2014 | Pass |  |  | N/A (Fast Track) | N/A (Fast Track) | N/A (Fast Track) | Executed | No former queue position
2014-07-17 11:16 | 0992-WD | Fast Track | Independent Study | Withdrawn | 1/31/2015 | Withdrawn | Withdrawn | MARIN | NOVATO SUB | Solar PV | 1 | 7/30/2014 | 8/20/2014 | Fail Screens: 2, 4, 10 | Withdrawn | Withdrawn | Fail | Withdrawn | Withdrawn | Withdrawn | No former queue position
2012-02-01 18:03 | 0993-RD | Detailed Study | Detailed Study | In Service | 9/30/2014 |  |  | SANTA BARBARA | SANTA MARIA SUB | Engine | 2.852 | 7/30/2014 | N/A | N/A | N/A | N/A | Pass | 11/18/2014 | N/A | Executed | No former queue position
2014-07-25 08:52 | 0994-WD | Independent Study | Independent Study | Withdrawn | 6/11/2015 | Withdrawn | Withdrawn | KINGS | JACOBS CORNER SUB | Solar PV | 1.5 | 8/13/2014 | Withdrawn | Withdrawn | Withdrawn | Withdrawn | Pass | Withdrawn | Withdrawn | Withdrawn | No former queue position
2014-07-25 08:56 | 0995-WD | Independent Study | Independent Study | Withdrawn | 6/11/2015 | Withdrawn | Withdrawn | KINGS | JACOBS CORNER SUB | Solar PV | 1.5 | 8/13/2014 | Withdrawn | Withdrawn | Withdrawn | Withdrawn | Fail | Withdrawn | Withdrawn | Withdrawn | No former queue position
2014-07-21 16:22 | 0996-RD | Fast Track | Fast Track | In Service | 9/30/2015 | 8/11/2017 | 4/23/2018 | SONOMA | LAKEVILLE SUB | Solar PV | 1 | 8/13/2014 | 9/3/2014 | Fail Screens: 10 | 10/7/2014 | Pass | N/A (Fast Track) | N/A (Fast Track) | N/A (Fast Track) | Executed | R21 Transition to WDT SGIA
2014-07-30 12:09 | 0997-WD | Fast Track | Fast Track | In Service | 12/30/2014 | 10/12/2015 | 1/28/2016 | TULARE | OROSI SUB | Solar PV | 0.1 | 8/20/2014 | 8/29/2014 | Pass |  |  | N/A (Fast Track) | N/A (Fast Track) | N/A (Fast Track) | Executed | No former queue position
2014-07-30 12:16 | 0998-WD | Fast Track | Fast Track | Withdrawn | 4/15/2015 | Withdrawn | Withdrawn | MERCED | WILSON SUB | Solar PV | 0.1 | 8/20/2014 | 9/16/2014 | Fail Screens: 2, 5, 10 | Withdrawn | Withdrawn | Withdrawn | Withdrawn | Withdrawn | Withdrawn | No former queue position
2014-08-05 12:32 | 0999-WD | Fast Track | Fast Track | Withdrawn | 10/30/2015 | Withdrawn | Withdrawn | SAN JOAQUIN | MANTECA SUB | Solar PV | 0.36 | 8/20/2014 | 9/9/2014 | Fail Screens: 5, 10 | 11/3/2014 | Pass | Withdrawn | Withdrawn | Withdrawn | Withdrawn | No former queue position
2014-08-07 13:00 | 1000-RD | Fast Track | Fast Track | In Service | 10/29/2014 | In Service | 12/17/2015 | SAN MATEO | MILLBRAE SUB | Storage | 0.054 | 8/20/2014 | 9/8/2014 | Pass |  |  | N/A (Fast Track) | N/A (Fast Track) | N/A (Fast Track) | Executed | No former queue position
2014-08-16 08:30 | 1001-RD | Fast Track | Fast Track | In Service | 10/31/2014 | In Service | 11/6/2014 | MARIN | SAN RAFAEL SUB | Storage | 0.19845 | 8/27/2014 | 10/3/2014 | Pass |  |  | N/A (Fast Track) | N/A (Fast Track) | N/A (Fast Track) | Executed | No former queue position
2014-08-08 08:58 | 1002-RD | Fast Track | Fast Track | In Service | 10/30/2014 |  |  | SANTA CLARA | TRIMBLE SUB | Storage | 0.018 | 8/27/2014 | 9/12/2014 | Pass |  |  | N/A (Fast Track) | N/A (Fast Track) | N/A (Fast Track) | Executed | No former queue position
2014-08-11 15:32 | 1003-WD | Fast Track | Fast Track | Withdrawn | 1/1/2015 | Withdrawn | Withdrawn | SAN FRANCISCO | JUDAH SUB | Other | 0.048 | 8/27/2014 | 12/29/2014 | Pass | Withdrawn | Withdrawn | Withdrawn | Withdrawn | Withdrawn | Withdrawn | No former queue position
2014-08-11 15:50 | 1004-WD | Fast Track | Fast Track | Withdrawn | 1/1/2015 | Withdrawn | Withdrawn | SAN FRANCISCO | SAN FRAN E SUB | Other | 0.048 | 8/27/2014 | 11/21/2014 | Pass | Withdrawn | Withdrawn | Withdrawn | Withdrawn | Withdrawn | Withdrawn | No former queue position
2014-08-11 16:07 | 1005-WD | Fast Track | Fast Track | Withdrawn | 1/1/2015 | Withdrawn | Withdrawn | SAN FRANCISCO | SAN FRAN L SUB | Other | 0.048 | 8/27/2014 | 12/17/2014 | Pass | Withdrawn | Withdrawn | Withdrawn | Withdrawn | Withdrawn | Withdrawn | No former queue position
2014-08-11 16:29 | 1006-WD | Fast Track | Fast Track | Withdrawn | 1/1/2015 | Withdrawn | Withdrawn | SAN FRANCISCO | SAN FRAN A (POTRERO PP) SUB | Other | 0.048 | 8/27/2014 | 11/6/2014 | Pass | Withdrawn | Withdrawn | Withdrawn | Withdrawn | Withdrawn | Withdrawn | No former queue position
2014-08-11 16:40 | 1007-WD | Fast Track | Fast Track | Withdrawn | 1/1/2015 | Withdrawn | Withdrawn | SAN FRANCISCO | SAN FRAN Z (EMBARCADERO) SUB | Other | 0.048 | 8/27/2014 | 12/29/2014 | Pass | Withdrawn | Withdrawn | Withdrawn | Withdrawn | Withdrawn | Withdrawn | No former queue position
2014-08-11 16:50 | 1008-WD | Fast Track | Fast Track | Withdrawn | 1/1/2015 | Withdrawn | Withdrawn | SAN FRANCISCO | SAN FRAN X (MISSION) SUB | Other | 0.048 | 8/27/2014 | 11/6/2014 | Pass | Withdrawn | Withdrawn | Withdrawn | Withdrawn | Withdrawn | Withdrawn | No former queue position
2014-08-11 17:00 | 1009-WD | Fast Track | Fast Track | Withdrawn | 1/1/2015 | Withdrawn | Withdrawn | SAN FRANCISCO | SAN FRAN E SUB | Other | 0.048 | 8/27/2014 | 12/15/2014 | Pass | Withdrawn | Withdrawn | Withdrawn | Withdrawn | Withdrawn | Withdrawn | No former queue position
2014-08-11 17:17 | 1010-WD | Fast Track | Fast Track | Withdrawn | 1/1/2015 | Withdrawn | Withdrawn | SAN FRANCISCO | SAN FRAN Y (LARKIN) SUB | Other | 0.048 | 8/27/2014 | 11/6/2014 | Pass | Withdrawn | Withdrawn | Withdrawn | Withdrawn | Withdrawn | Withdrawn | No former queue position
2014-08-12 05:56 | 1011-RD | Fast Track | Fast Track | Withdrawn | 10/31/2014 | Withdrawn | Withdrawn | HUMBOLDT | BLUE LAKE SUB | Other | 0.17 | 8/27/2014 | 9/16/2014 | Fail Screens: B, I, J | Withdrawn | Withdrawn | Withdrawn | Withdrawn | Withdrawn | Withdrawn | No former queue position
2014-08-18 16:16 | 1012-WD | Fast Track | Independent Study | In Service | 6/11/2015 | 2/1/2016 | 12/16/2015 | KINGS | HENRIETTA SUB | Solar PV | 1.5 | 8/27/2014 | 9/15/2014 | Fail Screens: 2, 4, 10 | N/A | N/A (Independent Study) | Pass | 1/27/2015 | N/A | Executed | No former queue position
2014-08-18 16:26 | 1013-WD | Fast Track | Independent Study | Withdrawn | 6/11/2015 | Withdrawn | Withdrawn | KINGS | HENRIETTA SUB | Solar PV | 1.5 | 8/27/2014 | 9/15/2014 | Fail Screens: 2, 4, 10 | Withdrawn | Withdrawn | Fail | Withdrawn | Withdrawn | Withdrawn | No former queue position
2021-08-04 16:24 | 2906-RD | Detailed Study | Detailed Study | Active | Not Provided |  |  | KERN | Customer Owned | Solar PV | 18.1503 | 9/9/2021 | N/A | N/A | N/A | N/A | Pass | 2024-01-30 |  |  | No former queue position | #VALUE! | not found |  | 18.1503 | not found |  |  |  |  | 0 |  |  | 0
2014-08-21 12:44 | 1015-RD | Fast Track | Fast Track | Withdrawn | 10/15/2015 | Withdrawn | Withdrawn | SHASTA | BURNEY SUB | Solar PV | 0.333 | 9/3/2014 | 9/23/2014 | Fail Screens: F, I, J, K, M | 11/3/2014 | Pass | Withdrawn | Withdrawn | Withdrawn | Withdrawn | No former queue position
2014-08-25 22:38 | 1016-RD | Fast Track | Fast Track | In Service | 11/26/2014 |  |  | SANTA BARBARA | SANTA YNEZ SUB | Storage | 0.03 | 9/10/2014 | 10/14/2014 | Pass |  |  | N/A (Fast Track) | N/A (Fast Track) | N/A (Fast Track) | Executed | No former queue position
2014-08-25 22:55 | 1017-RD | Fast Track | Fast Track | In Service | 11/28/2014 | In Service | 12/4/2014 | BUTTE | BUTTE SUB | Storage | 0.03 | 9/10/2014 | 10/24/2014 | Pass |  |  | N/A (Fast Track) | N/A (Fast Track) | N/A (Fast Track) | Executed | No former queue position
2014-09-01 13:51 | 1018-WD | Fast Track | Fast Track | Withdrawn | 1/15/2015 | Withdrawn | Withdrawn | SAN FRANCISCO | SAN FRAN G SUB | Other | 0.2 | 9/17/2014 | 3/2/2015 | Pass | Withdrawn | Withdrawn | Withdrawn | Withdrawn | Withdrawn | Withdrawn | No former queue position
2014-09-01 14:01 | 1019-WD | Fast Track | Fast Track | Withdrawn | 1/2/2015 | Withdrawn | Withdrawn | SAN FRANCISCO | SAN FRAN Y (LARKIN) SUB | Other | 0.018 | 9/17/2014 | 2016-04-06 | Pass | Withdrawn | Withdrawn | Withdrawn | Withdrawn | Withdrawn | Withdrawn | No former queue position
2014-09-01 16:32 | 1020-WD | Fast Track | Fast Track | Withdrawn | 1/2/2015 | Withdrawn | Withdrawn | SAN FRANCISCO | SAN FRAN X (MISSION) SUB | Other | 0.001 | 9/17/2014 | 3/20/2015 | Pass | Withdrawn | Withdrawn | Withdrawn | Withdrawn | Withdrawn | Withdrawn | No former queue position
2014-09-01 16:42 | 1021-WD | Fast Track | Fast Track | Withdrawn | 12/31/2014 | Withdrawn | Withdrawn | SAN FRANCISCO | SAN FRAN F (MARINA) SUB | Other | 0.2 | 9/17/2014 | 3/30/2015 | Pass | Withdrawn | Withdrawn | Withdrawn | Withdrawn | Withdrawn | Withdrawn | No former queue position
2014-09-01 16:49 | 1022-WD | Fast Track | Fast Track | Withdrawn | 12/31/2014 | Withdrawn | Withdrawn | SAN FRANCISCO | SAN FRAN F (MARINA) SUB | Other | 1.85 | 9/17/2014 | 3/30/2015 | Pass | Withdrawn | Withdrawn | Withdrawn | Withdrawn | Withdrawn | Withdrawn | No former queue position
2014-09-02 08:11 | 1023-WD | Fast Track | Fast Track | Withdrawn | 12/31/2014 | Withdrawn | Withdrawn | SAN FRANCISCO | SAN FRAN Y (LARKIN) SUB | Other | 1.85 | 9/17/2014 | 3/20/2015 | Pass | Withdrawn | Withdrawn | Withdrawn | Withdrawn | Withdrawn | Withdrawn | No former queue position
2014-09-02 08:21 | 1024-WD | Fast Track | Fast Track | Withdrawn | 12/31/2014 | Withdrawn | Withdrawn | SAN FRANCISCO | SAN FRAN X (MISSION) SUB | Other | 0.55 | 9/17/2014 | 12/22/2015 | Pass | Withdrawn | Withdrawn | Withdrawn | Withdrawn | Withdrawn | Withdrawn | No former queue position
2014-09-02 09:12 | 1025-WD | Fast Track | Fast Track | Withdrawn | 12/31/2014 | Withdrawn | Withdrawn | SAN FRANCISCO | SAN FRAN X (MISSION) SUB | Other | 0.048 | 9/17/2014 | 3/20/2015 | Pass | Withdrawn | Withdrawn | Withdrawn | Withdrawn | Withdrawn | Withdrawn | No former queue position
2014-09-02 10:41 | 1026-WD | Fast Track | Fast Track | Withdrawn | 12/31/2014 | Withdrawn | Withdrawn | SAN FRANCISCO | SAN FRAN F (MARINA) SUB | Other | 0.048 | 9/17/2014 | 4/23/2015 | Pass | Withdrawn | Withdrawn | Withdrawn | Withdrawn | Withdrawn | Withdrawn | No former queue position
2014-09-02 10:52 | 1027-WD | Fast Track | Fast Track | Withdrawn | 12/31/2014 | Withdrawn | Withdrawn | SAN FRANCISCO | SAN FRAN F (MARINA) SUB | Other | 0.048 | 9/17/2014 | 11/21/2014 | Pass | Withdrawn | Withdrawn | Withdrawn | Withdrawn | Withdrawn | Withdrawn | No former queue position
2014-09-02 10:58 | 1028-WD | Fast Track | Fast Track | Withdrawn | 1/15/2015 | Withdrawn | Withdrawn | SAN FRANCISCO | SAN FRAN Y (LARKIN) SUB | Other | 0.048 | 9/17/2014 | 12/22/2015 | Pass | Withdrawn | Withdrawn | Withdrawn | Withdrawn | Withdrawn | Withdrawn | No former queue position
2014-09-02 11:04 | 1029-WD | Fast Track | Fast Track | Withdrawn | 12/31/2014 | Withdrawn | Withdrawn | SAN FRANCISCO | SAN FRAN Y (LARKIN) SUB | Other | 0.048 | 9/17/2014 | 3/31/2015 | Pass | Withdrawn | Withdrawn | Withdrawn | Withdrawn | Withdrawn | Withdrawn | No former queue position
2014-09-02 11:23 | 1030-WD | Fast Track | Fast Track | Withdrawn | 12/31/2014 | Withdrawn | Withdrawn | SAN FRANCISCO | SAN FRAN J SUB | Other | 0.048 | 9/17/2014 | 3/30/2015 | Fail Screens: 7, 10 | Withdrawn | Withdrawn | Withdrawn | Withdrawn | Withdrawn | Withdrawn | No former queue position
2014-09-02 11:29 | 1031-WD | Fast Track | Fast Track | Withdrawn | 12/31/2014 | Withdrawn | Withdrawn | SAN FRANCISCO | SAN FRAN F (MARINA) SUB | Other | 0.048 | 9/17/2014 | Withdrawn | Withdrawn | Withdrawn | Withdrawn | Withdrawn | Withdrawn | Withdrawn | Withdrawn | No former queue position
2014-09-02 12:17 | 1032-WD | Fast Track | Fast Track | Withdrawn | 12/31/2014 | Withdrawn | Withdrawn | SAN FRANCISCO | SAN FRAN G SUB | Other | 0.048 | 9/17/2014 | 4/23/2015 | Pass | Withdrawn | Withdrawn | Withdrawn | Withdrawn | Withdrawn | Withdrawn | No former queue position
2014-09-02 12:26 | 1033-WD | Fast Track | Fast Track | Withdrawn | 12/31/2014 | Withdrawn | Withdrawn | SAN FRANCISCO | SAN FRAN H (MARTIN) SUB | Other | 0.048 | 9/17/2014 | 12/23/2015 | Pass | Withdrawn | Withdrawn | Withdrawn | Withdrawn | Withdrawn | Withdrawn | No former queue position
2014-09-02 12:32 | 1034-WD | Fast Track | Fast Track | Withdrawn | 12/31/2014 | Withdrawn | Withdrawn | SAN FRANCISCO | SAN FRAN E SUB | Other | 0.048 | 9/17/2014 | 12/23/2015 | Pass | Withdrawn | Withdrawn | Withdrawn | Withdrawn | Withdrawn | Withdrawn | No former queue position
2014-09-02 12:36 | 1035-WD | Fast Track | Fast Track | Withdrawn | 12/31/2014 | Withdrawn | Withdrawn | SAN FRANCISCO | SAN FRAN J SUB | Other | 0.048 | 9/17/2014 | 12/23/2015 | Pass | Withdrawn | Withdrawn | Withdrawn | Withdrawn | Withdrawn | Withdrawn | No former queue position
2014-09-02 12:42 | 1036-WD | Fast Track | Fast Track | Withdrawn | 12/31/2014 | Withdrawn | Withdrawn | SAN FRANCISCO | SAN FRAN G SUB | Other | 0.048 | 9/17/2014 | 12/22/2015 | Pass | Withdrawn | Withdrawn | Withdrawn | Withdrawn | Withdrawn | Withdrawn | No former queue position
2014-09-03 17:50 | 1037-WD | Fast Track | Fast Track | Withdrawn | 12/31/2014 | Withdrawn | Withdrawn | SAN FRANCISCO | SAN FRAN F (MARINA) SUB | Other | 0.048 | 9/17/2014 | 12/23/2015 | Pass | Withdrawn | Withdrawn | Withdrawn | Withdrawn | Withdrawn | Withdrawn | No former queue position
2014-09-03 17:56 | 1038-WD | Fast Track | Fast Track | Withdrawn | 1/15/2015 | Withdrawn | Withdrawn | SAN FRANCISCO | SAN FRAN Y (LARKIN) SUB | Other | 0.048 | 9/17/2014 | Withdrawn | Withdrawn | Withdrawn | Withdrawn | Withdrawn | Withdrawn | Withdrawn | Withdrawn | No former queue position
2014-09-03 18:10 | 1039-WD | Fast Track | Fast Track | Withdrawn | 12/31/2014 | Withdrawn | Withdrawn | SAN FRANCISCO | SAN FRAN G SUB | Other | 0.048 | 9/17/2014 | 4/23/2015 | Pass | Withdrawn | Withdrawn | Withdrawn | Withdrawn | Withdrawn | Withdrawn | No former queue position
2014-09-03 18:15 | 1040-WD | Fast Track | Fast Track | Withdrawn | 12/31/2014 | Withdrawn | Withdrawn | SAN FRANCISCO | SAN FRAN X (MISSION) SUB | Other | 0.048 | 9/17/2014 | 12/22/2015 | Pass | Withdrawn | Withdrawn | Withdrawn | Withdrawn | Withdrawn | Withdrawn | No former queue position
2014-09-03 18:21 | 1041-WD | Fast Track | Fast Track | Withdrawn | 12/31/2014 | Withdrawn | Withdrawn | SAN FRANCISCO | SAN FRAN X (MISSION) SUB | Other | 0.048 | 9/17/2014 | 3/13/2015 | Pass | Withdrawn | Withdrawn | Withdrawn | Withdrawn | Withdrawn | Withdrawn | No former queue position
2014-09-03 19:59 | 1042-WD | Fast Track | Fast Track | Withdrawn | 12/31/2014 | Withdrawn | Withdrawn | SAN FRANCISCO | SAN FRAN Y (LARKIN) SUB | Other | 0.048 | 9/17/2014 | 8/5/2015 | Pass | Withdrawn | Withdrawn | Withdrawn | Withdrawn | Withdrawn | Withdrawn | No former queue position
2014-08-05 10:51 | 1043-WD | Independent Study | Independent Study | Withdrawn | 3/25/2016 | Withdrawn | Withdrawn | KERN | LAKEVIEW SUB | Solar PV | 10 | 9/17/2014 | Withdrawn | Withdrawn | Withdrawn | Withdrawn | Pass | Withdrawn | Withdrawn | Withdrawn | No former queue position
2014-09-05 12:15 | 1044-WD | Fast Track | Fast Track | Withdrawn | 12/31/2014 | Withdrawn | Withdrawn | SAN FRANCISCO | SAN FRAN X (MISSION) SUB | Other | 0.048 | 9/17/2014 | 12/23/2015 | Pass | Withdrawn | Withdrawn | Withdrawn | Withdrawn | Withdrawn | Withdrawn | No former queue position
2014-09-05 12:21 | 1045-WD | Fast Track | Fast Track | Withdrawn | 12/31/2014 | Withdrawn | Withdrawn | SAN FRANCISCO | SAN FRAN N SUB | Other | 0.048 | 9/17/2014 | 7/2/2015 | Pass | Withdrawn | Withdrawn | Withdrawn | Withdrawn | Withdrawn | Withdrawn | No former queue position
2014-09-05 12:28 | 1046-WD | Fast Track | Fast Track | Withdrawn | 12/31/2014 | Withdrawn | Withdrawn | SAN FRANCISCO | SIXTH AVE SUB | Other | 0.048 | 9/17/2014 | 4/23/2015 | Pass | Withdrawn | Withdrawn | Withdrawn | Withdrawn | Withdrawn | Withdrawn | No former queue position
2014-09-05 13:16 | 1047-WD | Fast Track | Fast Track | Withdrawn | 12/31/2014 | Withdrawn | Withdrawn | SAN FRANCISCO | SAN FRAN Y (LARKIN) SUB | Other | 0.048 | 9/17/2014 | 12/23/2015 | Pass | Withdrawn | Withdrawn | Withdrawn | Withdrawn | Withdrawn | Withdrawn | No former queue position
2014-09-05 13:27 | 1048-WD | Fast Track | Fast Track | Withdrawn | 12/31/2014 | Withdrawn | Withdrawn | SAN FRANCISCO | SAN FRAN X (MISSION) SUB | Other | 0.048 | 9/17/2014 | Withdrawn | Withdrawn | Withdrawn | Withdrawn | Withdrawn | Withdrawn | Withdrawn | Withdrawn | No former queue position
2014-09-05 14:11 | 1049-WD | Fast Track | Fast Track | Withdrawn | 12/31/2014 | Withdrawn | Withdrawn | SAN FRANCISCO | CASTRO SUB | Other | 0.048 | 9/17/2014 | Withdrawn | Withdrawn | Withdrawn | Withdrawn | Withdrawn | Withdrawn | Withdrawn | Withdrawn | No former queue position
2014-08-25 08:50 | 1050-RD | Fast Track | Fast Track | In Service | 11/27/2014 |  |  | CONTRA COSTA | ROSSMOOR SUB | Storage | 0.036 | 9/17/2014 | 9/29/2014 | Pass |  |  | N/A (Fast Track) | N/A (Fast Track) | N/A (Fast Track) | Executed | No former queue position
2014-09-01 08:30 | 1051-RD | Fast Track | Fast Track | In Service | 11/28/2014 |  |  | SONOMA | SANTA ROSA A SUB | Storage | 0.99225 | 9/17/2014 | 11/13/2014 | Pass |  |  | N/A (Fast Track) | N/A (Fast Track) | N/A (Fast Track) | Executed | No former queue position
2014-09-03 07:28 | 1052-RD | Fast Track | Fast Track | In Service | 11/27/2014 |  |  | SONOMA | SANTA ROSA A SUB | Storage | 0.59535 | 9/17/2014 | 11/13/2014 | Pass |  |  | N/A (Fast Track) | N/A (Fast Track) | N/A (Fast Track) | Executed | No former queue position
2014-09-03 08:23 | 1053-RD | Fast Track | Fast Track | In Service | 11/28/2014 | In Service | 1/13/2015 | SANTA CLARA | LLAGAS SUB | Storage | 0.19845 | 9/17/2014 | 10/21/2014 | Pass |  |  | N/A (Fast Track) | N/A (Fast Track) | N/A (Fast Track) | Executed | No former queue position
2014-09-14 09:33 | 1054-RD | Fast Track | Fast Track | In Service | 12/30/2014 |  |  | SONOMA | MOLINO SUB | Storage | 0.19845 | 9/24/2014 | 10/23/2014 | Pass |  |  | N/A (Fast Track) | N/A (Fast Track) | N/A (Fast Track) | Executed | No former queue position
2014-09-14 10:48 | 1055-RD | Fast Track | Fast Track | In Service | 12/30/2014 |  |  | NAPA | HIGHWAY SUB | Storage | 0.1 | 9/24/2014 | 10/23/2014 | Pass |  |  | N/A (Fast Track) | N/A (Fast Track) | N/A (Fast Track) | Executed | No former queue position
2014-09-14 10:27 | 1056-RD | Fast Track | Fast Track | In Service | 12/31/2014 |  |  | NAPA | HIGHWAY SUB | Storage | 0.1 | 9/24/2014 | 10/23/2014 | Pass |  |  | N/A (Fast Track) | N/A (Fast Track) | N/A (Fast Track) | Executed | No former queue position
2014-09-10 00:51 | 1057-WD | Fast Track | Fast Track | Withdrawn | 7/31/2015 | Withdrawn | Withdrawn | CONTRA COSTA | POINT PINOLE SUB | Solar PV | 1 | 9/24/2014 | 10/10/2014 | Fail Screens: 2, 10 | 1/27/2015 | Pass | Withdrawn | Withdrawn | Withdrawn | Withdrawn | No former queue position
2014-09-01 16:55 | 1058-WD | Fast Track | Fast Track | Withdrawn | 12/31/2014 | Withdrawn | Withdrawn | SAN FRANCISCO | SAN FRAN Y (LARKIN) SUB | Other | 0.048 | 9/24/2014 | 4/23/2015 | Pass | Withdrawn | Withdrawn | Withdrawn | Withdrawn | Withdrawn | Withdrawn | No former queue position
2014-09-15 14:21 | 1059-RD | Fast Track | Fast Track | In Service | 12/30/2014 |  |  | SANTA CLARA | SAN JOSE B SUB | Solar PV | 1.6361 | 10/1/2014 | 10/20/2014 | Pass |  |  | N/A (Fast Track) | N/A (Fast Track) | N/A (Fast Track) | Executed | No former queue position
2014-09-15 14:37 | 1060-RD | Fast Track | Fast Track | Withdrawn | 12/31/2014 | Withdrawn | Withdrawn | SANTA CLARA | ALMADEN SUB | Solar PV | 1.7112 | 10/1/2014 | 10/14/2014 | Fail | 11/13/2014 | Fail | Withdrawn | Withdrawn | Withdrawn | Withdrawn | No former queue position
2014-08-26 13:43 | 1061-RD | Fast Track | Fast Track | Withdrawn | 11/26/2014 | Withdrawn | Withdrawn | PLUMAS | BIG MEADOWS SUB | Solar PV | 0.12101 | 10/1/2014 | 10/27/2014 | Pass | Withdrawn | Withdrawn | Withdrawn | Withdrawn | Withdrawn | Withdrawn | No former queue position
2014-09-18 12:18 | 1062-RD | Fast Track | Fast Track | Withdrawn | 12/31/2014 | Withdrawn | Withdrawn | SANTA CLARA | SWIFT SUB | Solar PV | 2.7767 | 10/1/2014 | 10/13/2014 | Fail Screens: D, F, J, K, M | 11/13/2014 | Fail | Withdrawn | Withdrawn | Withdrawn | Withdrawn | No former queue position
2014-09-25 17:05 | 1063-RD | Fast Track | Fast Track | In Service | 12/30/2014 |  |  | SAN FRANCISCO | SAN FRAN P(HUNTERS POINT) SUB | Solar PV | 0.07181 | 10/1/2014 | 10/21/2014 | Fail | 12/18/2014 | Pass | N/A (Fast Track) | N/A (Fast Track) | N/A (Fast Track) | Executed | No former queue position
2014-09-26 16:40 | 1064-RD | Fast Track | Fast Track | In Service | 12/24/2014 |  |  | SAN FRANCISCO | SAN FRAN P(HUNTERS POINT) SUB | Solar PV | 0.07446 | 10/1/2014 | 11/13/2014 | Pass |  |  | N/A (Fast Track) | N/A (Fast Track) | N/A (Fast Track) | Executed | No former queue position
2014-09-23 14:52 | 1065-WD | Fast Track | Fast Track | In Service | 4/15/2015 | 11/16/2015 | 10/22/2015 | MERCED | WILSON SUB | Solar PV | 0.00924 | 10/8/2014 | 10/23/2014 | Pass |  |  | N/A (Fast Track) | N/A (Fast Track) | N/A (Fast Track) | Executed | No former queue position
2014-10-07 15:42 | 1066-RD | Fast Track | Fast Track | Withdrawn | 1/28/2015 | Withdrawn | Withdrawn | BUTTE | BUTTE SUB | Storage | 0.54 | 10/22/2014 | 11/20/2014 | Fail Screens: B, D, F, H, J, K | 1/21/2015 | Pass | Withdrawn | Withdrawn | Withdrawn | Withdrawn | No former queue position
2014-10-07 16:07 | 1067-RD | Fast Track | Fast Track | In Service | 12/21/2015 | 10/12/2017 | 4/20/2018 | SONOMA | PETALUMA C SUB | Solar PV | 1 | 10/22/2014 | 11/12/2014 | Fail Screens: 10 | 1/9/2015 | Pass | N/A (Fast Track) | N/A (Fast Track) | N/A (Fast Track) | Executed | R21 Transition to WDT SGIA
2014-10-07 16:13 | 1068-RD | Fast Track | Fast Track | Withdrawn | 12/21/2015 | Withdrawn | Withdrawn | SONOMA | PETALUMA C SUB | Solar PV | 0.999 | 10/22/2014 | 11/13/2014 | Fail Screens: G, I, J, K, M | 1/9/2015 | Fail | Withdrawn | Withdrawn | Withdrawn | Withdrawn | No former queue position
2014-08-29 15:11 | 1069-WD | Fast Track | Fast Track | Withdrawn | 8/2/2015 | Withdrawn | Withdrawn | FRESNO | ORO LOMA SUB | Solar PV | 2 | 10/22/2014 | 11/12/2014 | Fail Screens: 2, 10 | Withdrawn | Withdrawn | Withdrawn | Withdrawn | Withdrawn | Withdrawn | No former queue position
2014-10-10 14:05 | 1070-RD | Fast Track | Fast Track | In Service | 12/31/2014 |  |  | SANTA CLARA | MORGAN HILL SUB | Solar PV | 0.94127 | 10/22/2014 | 11/5/2014 | Fail Screens: D, H, J, K | 12/10/2014 | Pass | N/A (Fast Track) | N/A (Fast Track) | N/A (Fast Track) | Executed | No former queue position
2014-10-11 08:55 | 1071-RD | Fast Track | Fast Track | Withdrawn | 6/1/2016 | Withdrawn | Withdrawn | CALAVERAS | WEST POINT PH | Other | 3 | 10/22/2014 | 11/13/2014 | Fail Screens: B, F, G, I, J, K, M | Withdrawn | Withdrawn | Withdrawn | Withdrawn | Withdrawn | Withdrawn | No former queue position
2014-10-12 16:53 | 1072-RD | Fast Track | Fast Track | Withdrawn | 12/31/2014 | Withdrawn | Withdrawn | COLUSA | CORTINA SUB | Steam Turbine | 5 | 10/22/2014 | 11/13/2014 | Pass | Withdrawn | Withdrawn | Withdrawn | Withdrawn | Withdrawn | Withdrawn | No former queue position
2014-10-14 06:57 | 1073-RD | Fast Track | Fast Track | Withdrawn | 1/28/2015 | Withdrawn | Withdrawn | MERCED | SANTA NELLA SUB | Steam Turbine | 2 | 10/29/2014 | 11/13/2014 | Fail | 12/22/2014 | Pass | Withdrawn | Withdrawn | Withdrawn | Withdrawn | No former queue position
2014-10-14 14:30 | 1074-WD | Fast Track | Fast Track | In Service | 2/2/2015 | 8/21/2015 | 8/15/2016 | MARIN | GREENBRAE SUB | Solar PV | 0.2335 | 10/29/2014 | 11/14/2014 | Pass |  |  | N/A (Fast Track) | N/A (Fast Track) | N/A (Fast Track) | Executed | No former queue position
2014-10-26 10:20 | 1075-RD | Fast Track | Fast Track | In Service | 1/30/2015 | In Service | 7/16/2015 | ALAMEDA | MT EDEN SUB | Storage | 2.3814 | 11/5/2014 | 1/13/2015 | Pass |  |  | N/A (Fast Track) | N/A (Fast Track) | N/A (Fast Track) | Executed | No former queue position
2016-11-08 12:56 | 1076-RD | Fast Track | Fast Track | In Service | 1/28/2015 |  |  | MARIN | NOVATO SUB | Solar PV | 0.98533 | 11/5/2014 | 12/12/2014 | Fail Screens: D, H, J, K, M | 1/13/2015 | Pass | N/A (Fast Track) | N/A (Fast Track) | N/A (Fast Track) | Executed | No former queue position
2014-10-29 08:57 | 1077-RD | Fast Track | Fast Track | Withdrawn | 7/1/2016 | Withdrawn | Withdrawn | MADERA | SAN JOAQUIN #3 PH | Other | 2 | 11/12/2014 | 12/3/2014 | Fail Screens: B, F, I, J, K, M | Withdrawn | Withdrawn | Withdrawn | Withdrawn | Withdrawn | Withdrawn | No former queue position
2014-10-29 10:17 | 1078-WD | Fast Track | Fast Track | Withdrawn | 3/25/2016 | Withdrawn | Withdrawn | LAKE | CLEAR LAKE SUB | Solar PV | 2.4 | 11/12/2014 | 12/2/2014 | Fail Screens: 2, 10 | 2/3/2015 | Pass | Withdrawn | Withdrawn | Withdrawn | Withdrawn | No former queue position
2014-10-26 15:15 | 1079-WD | Fast Track | Fast Track | Withdrawn | 1/29/2016 | Withdrawn | Withdrawn | SAN JOAQUIN | FRENCH CAMP SUB | Solar PV | 3 | 11/12/2014 | 11/21/2014 | Fail Screens: 2, 5, 10 | 12/31/2014 | Fail | Withdrawn | Withdrawn | Withdrawn | Withdrawn | No former queue position
2014-10-29 18:29 | 1080-WD | Fast Track | Fast Track | Withdrawn | 12/30/2015 | Withdrawn | Withdrawn | CONTRA COSTA | KIRKER SUB | Other | 1.5 | 11/12/2014 | 12/2/2014 | Fail Screens: 2, 10 | Withdrawn | Withdrawn | Withdrawn | Withdrawn | Withdrawn | Withdrawn | No former queue position
2014-10-31 16:54 | 1081-RD | Fast Track | Fast Track | In Service | Not Provided |  |  | MARIN | SAN RAFAEL SUB | Storage | 0.018 | 11/12/2014 | 11/17/2014 | Pass |  |  | N/A (Fast Track) | N/A (Fast Track) | N/A (Fast Track) | Executed | No former queue position
2014-10-20 14:11 | 1082-RD | Fast Track | Fast Track | In Service | 1/30/2015 |  |  | SAN JOAQUIN | ROUGH & READY SUB | Turbine | 5 | 11/19/2014 | 12/10/2014 | Fail Screens: B, D, F, I, J, K | 2/6/2015 | Pass | N/A (Fast Track) | N/A (Fast Track) | N/A (Fast Track) | Executed | No former queue position
2014-10-31 16:21 | 1083-RD | Fast Track | Fast Track | In Service | 1/30/2015 | In Service | 5/8/2015 | SANTA CLARA | BRITTON SUB | Storage | 0.054 | 11/19/2014 | 11/26/2014 | Pass |  |  | N/A (Fast Track) | N/A (Fast Track) | N/A (Fast Track) | Executed | No former queue position
2014-11-04 09:03 | 1084-WD | Fast Track | Fast Track | Withdrawn | 2/12/2016 | Withdrawn | Withdrawn | SAN JOAQUIN | FRENCH CAMP SUB | Solar PV | 2 | 11/19/2014 | 12/12/2014 | Fail Screens: 2, 4, 10 | Withdrawn | Withdrawn | Withdrawn | Withdrawn | Withdrawn | Withdrawn | No former queue position
2014-11-14 11:29 | 1085-RD | Fast Track | Fast Track | In Service | Not Provided |  |  | SANTA CLARA | WHISMAN SUB | Storage | 0.2 | 11/25/2014 | 12/16/2014 | Pass |  |  | N/A (Fast Track) | N/A (Fast Track) | N/A (Fast Track) | Executed | No former queue position
2014-11-14 12:03 | 1086-RD | Fast Track | Fast Track | In Service | Not Provided |  |  | NAPA | TULUCAY SUB | Storage | 0.1995 | 11/25/2014 | 12/18/2014 | Pass |  |  | N/A (Fast Track) | N/A (Fast Track) | N/A (Fast Track) | Executed | No former queue position
2014-11-03 11:46 | 1087-RD | Fast Track | Fast Track | In Service | 1/30/2015 |  |  | FRESNO | WOODWARD SUB | Engine | 2.362 | 11/25/2014 | 12/16/2014 | Fail | 1/29/2015 | Pass | N/A (Fast Track) | N/A (Fast Track) | N/A (Fast Track) | Executed | No former queue position
2014-11-18 15:44 | 1088-RD | Fast Track | Fast Track | In Service | 1/30/2015 |  |  | SAN MATEO | EAST GRAND SUB | Storage | 0.018 | 12/3/2014 | 12/4/2014 | Pass |  |  | N/A (Fast Track) | N/A (Fast Track) | N/A (Fast Track) | Executed | No former queue position
2014-11-19 16:10 | 1089-RD | Fast Track | Fast Track | In Service | Not Provided |  |  | SONOMA | FULTON SUB | Storage | 0.8 | 12/3/2014 | 12/15/2014 | Pass |  |  | N/A (Fast Track) | N/A (Fast Track) | N/A (Fast Track) | Executed | No former queue position
2014-11-19 16:49 | 1090-RD | Fast Track | Fast Track | In Service | Not Provided |  |  | SONOMA | FULTON SUB | Storage | 0.2 | 12/3/2014 | 12/15/2014 | Pass |  |  | N/A (Fast Track) | N/A (Fast Track) | N/A (Fast Track) | Executed | No former queue position
2014-11-25 16:33 | 1091-RD | Fast Track | Fast Track | In Service | Not Provided |  |  | FRESNO | WEST FRESNO SUB | Storage | 0.018 | 12/10/2014 | 12/29/2014 | Fail | 1/23/2015 | Pass | N/A (Fast Track) | N/A (Fast Track) | N/A (Fast Track) | Executed | No former queue position
2014-12-02 14:40 | 1092-RD | Fast Track | Fast Track | Withdrawn | 2/27/2015 | Withdrawn | Withdrawn | BUTTE | BUTTE SUB | Solar PV | 0.001 | 12/10/2014 | 1/30/2015 | Fail Screens: I, J, M | Withdrawn | Withdrawn | Withdrawn | Withdrawn | Withdrawn | Withdrawn | No former queue position
2014-12-01 07:17 | 1093-RD | Fast Track | Fast Track | In Service | 2/27/2015 |  |  | SOLANO | CORDELIA SUB | Storage | 0.2 | 12/10/2014 | 12/10/2014 | Pass |  |  | N/A (Fast Track) | N/A (Fast Track) | N/A (Fast Track) | Executed | No former queue position
2014-12-01 07:28 | 1094-RD | Fast Track | Fast Track | In Service | 2/27/2015 |  |  | SANTA CLARA | EDENVALE SUB | Storage | 1.85 | 12/10/2014 | 12/18/2014 | Pass |  |  | N/A (Fast Track) | N/A (Fast Track) | N/A (Fast Track) | Executed | No former queue position
2014-12-01 07:38 | 1095-RD | Fast Track | Fast Track | In Service | 2/27/2015 |  |  | SANTA CLARA | MORGAN HILL SUB | Storage | 1.85 | 12/10/2014 | 12/15/2014 | Pass |  |  | N/A (Fast Track) | N/A (Fast Track) | N/A (Fast Track) | Executed | No former queue position
2014-12-01 07:48 | 1096-RD | Fast Track | Fast Track | In Service | 2/27/2015 |  |  | SANTA CLARA | NORTECH SUB | Storage | 0.55 | 12/10/2014 | 12/18/2014 | Pass |  |  | N/A (Fast Track) | N/A (Fast Track) | N/A (Fast Track) | Executed | No former queue position
2014-12-01 14:34 | 1097-RD | Fast Track | Fast Track | In Service | 2/27/2015 |  |  | SONOMA | SANTA ROSA A SUB | Storage | 0.018 | 12/10/2014 | 12/12/2014 | Pass |  |  | N/A (Fast Track) | N/A (Fast Track) | N/A (Fast Track) | Executed | No former queue position
2014-12-01 14:51 | 1098-RD | Fast Track | Fast Track | In Service | 2/27/2015 |  |  | SOLANO | VACA DIXON SUB | Storage | 0.036 | 12/10/2014 | 12/12/2014 | Pass |  |  | N/A (Fast Track) | N/A (Fast Track) | N/A (Fast Track) | Executed | No former queue position
2014-12-10 15:50 | 1099-RD | Fast Track | Fast Track | In Service | 2/27/2015 |  |  | SAN FRANCISCO | SAN FRAN A (POTRERO PP) SUB | Solar PV | 0.04009 | 12/18/2014 | 1/9/2015 | Pass |  |  | N/A (Fast Track) | N/A (Fast Track) | N/A (Fast Track) | Executed | No former queue position
2014-12-03 15:32 | 1100-RD | Fast Track | Fast Track | Withdrawn | 6/1/2016 | Withdrawn | Withdrawn | FRESNO | MCMULLIN SUB | Solar PV | 1.5 | 12/18/2014 | 1/12/2015 | Fail Screens: I, J, K, M | 2015-04-30 | Pass | Withdrawn | Withdrawn | Withdrawn | Withdrawn | No former queue position
2014-11-10 14:40 | 1101-RD | Fast Track | Fast Track | In Service | 1/30/2015 |  |  | SUTTER | PEASE SUB | Solar PV | 0.60376 | 12/17/2014 | 1/9/2015 | Fail | 3/10/2015 | Pass | N/A (Fast Track) | N/A (Fast Track) | N/A (Fast Track) | Executed | No former queue position
2014-12-11 15:03 | 1102-RD | Fast Track | Fast Track | In Service | 2/27/2015 |  |  | SANTA CLARA | MCKEE SUB | Solar PV | 0.94127 | 12/17/2014 | 1/13/2015 | Pass |  |  | N/A (Fast Track) | N/A (Fast Track) | N/A (Fast Track) | Executed | No former queue position
2014-12-02 07:00 | 1103-RD | Fast Track | Fast Track | In Service | 2/27/2015 |  |  | CONTRA COSTA | MEADOW LANE SUB | Storage | 0.018 | 12/23/2014 | 1/8/2015 | Pass |  |  | N/A (Fast Track) | N/A (Fast Track) | N/A (Fast Track) | Executed | No former queue position
2014-12-02 07:13 | 1104-RD | Fast Track | Fast Track | In Service | 2/27/2015 |  |  | ALAMEDA | NEWARK SUB | Storage | 0.018 | 12/23/2014 | 1/8/2015 | Pass |  |  | N/A (Fast Track) | N/A (Fast Track) | N/A (Fast Track) | Executed | No former queue position
2014-12-02 07:43 | 1105-RD | Fast Track | Fast Track | In Service | 2/27/2015 |  |  | CONTRA COSTA | SAN RAMON RESEARCH CTR | Storage | 0.018 | 12/23/2014 | 1/8/2015 | Pass |  |  | N/A (Fast Track) | N/A (Fast Track) | N/A (Fast Track) | Executed | No former queue position
2014-12-02 08:08 | 1106-RD | Fast Track | Fast Track | In Service | 2/27/2015 |  |  | ALAMEDA | OAKLAND D SUB | Storage | 0.018 | 12/23/2014 | 1/5/2015 | Pass |  |  | N/A (Fast Track) | N/A (Fast Track) | N/A (Fast Track) | Executed | No former queue position
2014-12-02 08:31 | 1107-RD | Fast Track | Fast Track | In Service | 2/27/2015 | In Service | 5/7/2015 | CONTRA COSTA | SAN PABLO SUB | Storage | 0.018 | 12/23/2014 | 1/5/2015 | Pass |  |  | N/A (Fast Track) | N/A (Fast Track) | N/A (Fast Track) | Executed | No former queue position
2014-12-02 08:43 | 1108-RD | Fast Track | Fast Track | In Service | Not Provided |  |  | SANTA CLARA | EDENVALE SUB | Storage | 0.018 | 12/23/2014 | 1/7/2015 | Pass |  |  | N/A (Fast Track) | N/A (Fast Track) | N/A (Fast Track) | Executed | No former queue position
2014-12-02 09:22 | 1109-RD | Fast Track | Fast Track | In Service | 2/27/2015 |  |  | SAN JOAQUIN | LAMMERS SUB | Storage | 0.018 | 12/23/2014 | 1/5/2015 | Pass |  |  | N/A (Fast Track) | N/A (Fast Track) | N/A (Fast Track) | Executed | No former queue position
2014-12-09 18:32 | 1110-RD | Fast Track | Fast Track | In Service | 2/27/2015 |  |  | KERN | WESTPARK SUB | Storage | 0.018 | 12/23/2014 | 1/9/2015 | Pass |  |  | N/A (Fast Track) | N/A (Fast Track) | N/A (Fast Track) | Executed | No former queue position
2014-10-31 15:40 | 1111-WD | Independent Study | Independent Study | In Service | 4/29/2016 | 12/15/2017 | 12/6/2017 | KERN | OLD RIVER SUB | Engine | 1 | 12/23/2014 | N/A | N/A (Independent Study) | N/A | N/A (Independent Study) | Pass | 11/20/2015 | N/A | Executed | No former queue position
2014-11-01 12:02 | 1112-WD | Independent Study | Independent Study | In Service | 4/29/2016 | 12/15/2017 | 1/4/2018 | KERN | GANSO SUB | Engine | 1 | 12/23/2014 | N/A | N/A (Independent Study) | N/A | N/A (Independent Study) | Pass | 11/20/2015 | N/A | Executed | No former queue position
2014-12-10 14:13 | 1113-RD | Fast Track | Fast Track | In Service | 2/27/2015 | In Service | 5/12/2015 | KERN | MAGUNDEN SUB | Storage | 0.019 | 12/31/2014 | 1/28/2015 | Pass |  |  | N/A (Fast Track) | N/A (Fast Track) | N/A (Fast Track) | Executed | No former queue position
2014-12-15 17:20 | 1114-RD | Fast Track | Fast Track | In Service | 2/27/2015 |  |  | SAN MATEO | BAY MEADOWS SUB | Storage | 0.018 | 12/31/2014 | 1/20/2015 | Pass |  |  | N/A (Fast Track) | N/A (Fast Track) | N/A (Fast Track) | Executed | No former queue position
2014-12-16 18:57 | 1115-WD | Fast Track | Fast Track | Withdrawn | 6/15/2015 | Withdrawn | Withdrawn | MARIN | STAFFORD SUB | Solar PV | 0.45 | 1/7/2015 | 1/26/2015 | Fail Screens: 2, 4, 10 | 3/4/2015 | Pass | Withdrawn | Withdrawn | Withdrawn | Withdrawn | No former queue position
2014-12-19 12:02 | 1116-RD | Fast Track | Fast Track | In Service | 2/27/2015 |  |  | SAN JOAQUIN | STAGG SUB | Storage | 0.036 | 1/7/2015 | 1/15/2015 | Pass |  |  | N/A (Fast Track) | N/A (Fast Track) | N/A (Fast Track) | Executed | No former queue position
2014-12-19 13:09 | 1117-RD | Fast Track | Fast Track | In Service | 2/27/2015 |  |  | ALAMEDA | CAYETANO SUB | Storage | 0.036 | 1/7/2015 | 1/16/2015 | Pass |  |  | N/A (Fast Track) | N/A (Fast Track) | N/A (Fast Track) | Executed | No former queue position
2015-01-05 10:11 | 1118-RD | Fast Track | Fast Track | Withdrawn | 3/31/2015 | Withdrawn | Withdrawn | KERN | POSO MTN SUB | Solar PV | 5 | 1/14/2015 | 1/28/2015 | Fail Screens: F, J, M | Withdrawn | Withdrawn | Withdrawn | Withdrawn | Withdrawn | Withdrawn | No former queue position
2015-01-05 11:18 | 1119-RD | Fast Track | Fast Track | Withdrawn | 3/31/2015 | Withdrawn | Withdrawn | KERN | BAKERSFIELD SUB | Solar PV | 3 | 1/14/2015 | 1/28/2015 | Fail Screens: F, G, J, M | Withdrawn | Withdrawn | Withdrawn | Withdrawn | Withdrawn | Withdrawn | No former queue position
2014-12-10 14:24 | 1120-RD | Fast Track | Detailed Study | In Service | 2/27/2015 |  |  | TEHAMA | CORNING SUB | Solar PV | 0.30316 | 1/14/2015 | 1/30/2015 | Fail | 3/17/2015 | Fail | Pass | 7/20/2015 | N/A | Executed | No former queue position
2015-01-09 16:57 | 1121-WD | Fast Track | Fast Track | Withdrawn | 6/1/2016 | Withdrawn | Withdrawn | EL DORADO | SHINGLE SPRINGS SUB | Other | 4 | 1/21/2015 | 2/12/2015 | Fail Screens: 2, 6, 9, 10 | Withdrawn | Withdrawn | Withdrawn | Withdrawn | Withdrawn | Withdrawn | No former queue position
2014-12-10 17:39 | 1122-WD | Fast Track | Fast Track | In Service | 7/1/2016 | 11/30/2017 | 11/20/2017 | CONTRA COSTA | RICHMOND R SUB | Solar PV | 2 | 1/21/2015 | 2/5/2015 | Fail Screens: 2, 10 | 12/06/2016 | Pass | N/A (Fast Track) | N/A (Fast Track) | N/A (Fast Track) | Executed | No former queue position
2014-12-24 11:47 | 1123-RD | Fast Track | Fast Track | In Service | 3/31/2015 |  |  | SAN MATEO | BELMONT SUB | Storage | 0.036 | 1/21/2015 | 2/17/2015 | Pass |  |  | N/A (Fast Track) | N/A (Fast Track) | N/A (Fast Track) | Executed | No former queue position
2014-12-29 12:26 | 1124-RD | Fast Track | Fast Track | Withdrawn | 3/31/2015 | Withdrawn | Withdrawn | SAN LUIS OBISPO | OCEANO SUB | Storage | 0.018 | 1/21/2015 | 2/26/2015 | Pass | Withdrawn | Withdrawn | Withdrawn | Withdrawn | Withdrawn | Withdrawn | No former queue position
2014-12-29 13:49 | 1125-RD | Fast Track | Fast Track | Withdrawn | 3/31/2015 | Withdrawn | Withdrawn | SAN LUIS OBISPO | TEMPLETON SUB | Storage | 0.018 | 1/21/2015 | 2/25/2015 | Pass | Withdrawn | Withdrawn | Withdrawn | Withdrawn | Withdrawn | Withdrawn | No former queue position
2014-12-29 14:23 | 1126-RD | Fast Track | Fast Track | Withdrawn | 3/31/2015 | Withdrawn | Withdrawn | ALAMEDA | OAKLAND C (OAKLAND PP) SUB | Storage | 0.018 | 1/21/2015 | 2/18/2015 | Fail Screens: D, J | 4/27/2015 | Pass | Withdrawn | Withdrawn | Withdrawn | Withdrawn | No former queue position
2014-12-29 15:04 | 1127-RD | Fast Track | Fast Track | In Service | 3/31/2015 |  |  | SANTA CLARA | MOUNTAIN VIEW SUB | Storage | 0.018 | 1/21/2015 | 2/4/2015 | Pass |  |  | N/A (Fast Track) | N/A (Fast Track) | N/A (Fast Track) | Executed | No former queue position
2014-12-29 15:18 | 1128-RD | Fast Track | Fast Track | In Service | 3/31/2015 |  |  | ALAMEDA | NORTH DUBLIN SUB | Storage | 0.018 | 1/21/2015 | 2/4/2015 | Pass |  |  | N/A (Fast Track) | N/A (Fast Track) | N/A (Fast Track) | Executed | No former queue position
2014-12-29 15:34 | 1129-RD | Fast Track | Fast Track | In Service | 3/30/2015 |  |  | SONOMA | MONROE SUB | Storage | 0.018 | 1/21/2015 | 1/21/2015 | Pass |  |  | N/A (Fast Track) | N/A (Fast Track) | N/A (Fast Track) | Executed | No former queue position
2014-12-30 14:48 | 1130-RD | Fast Track | Fast Track | In Service | 3/31/2015 |  |  | SANTA CLARA | MORGAN HILL SUB | Storage | 0.054 | 1/21/2015 | 1/26/2015 | Pass |  |  | N/A (Fast Track) | N/A (Fast Track) | N/A (Fast Track) | Executed | No former queue position
2014-12-30 15:43 | 1131-RD | Fast Track | Fast Track | In Service | 3/31/2015 |  |  | SANTA CLARA | MOUNTAIN VIEW SUB | Storage | 0.018 | 1/21/2015 | 2/9/2015 | Pass |  |  | N/A (Fast Track) | N/A (Fast Track) | N/A (Fast Track) | Executed | No former queue position
2014-12-30 16:19 | 1132-RD | Fast Track | Fast Track | In Service | 3/31/2015 |  |  | ALAMEDA | NEWARK SUB | Storage | 0.018 | 1/21/2015 | 1/26/2015 | Pass |  |  | N/A (Fast Track) | N/A (Fast Track) | N/A (Fast Track) | Executed | No former queue position
2014-12-30 16:44 | 1133-RD | Fast Track | Fast Track | In Service | 3/31/2015 |  |  | ALAMEDA | NEWARK SUB | Storage | 0.018 | 1/21/2015 | 1/21/2015 | Pass |  |  | N/A (Fast Track) | N/A (Fast Track) | N/A (Fast Track) | Executed | No former queue position
2014-12-30 17:07 | 1134-RD | Fast Track | Fast Track | In Service | 3/31/2015 |  |  | SANTA CLARA | MONTAGUE SUB | Storage | 0.018 | 1/21/2015 | 1/21/2015 | Pass |  |  | N/A (Fast Track) | N/A (Fast Track) | N/A (Fast Track) | Executed | No former queue position
2015-01-05 11:55 | 1135-RD | Fast Track | Fast Track | In Service | 3/31/2015 |  |  | FRESNO | PINEDALE SUB | Storage | 0.018 | 1/28/2015 | 2/6/2015 | Pass |  |  | N/A (Fast Track) | N/A (Fast Track) | N/A (Fast Track) | Executed | No former queue position
2015-01-06 09:40 | 1136-RD | Fast Track | Fast Track | In Service | 3/31/2015 |  |  | SANTA CLARA | MILPITAS SUB | Storage | 0.018 | 1/28/2015 | 2/8/2015 | Pass |  |  | N/A (Fast Track) | N/A (Fast Track) | N/A (Fast Track) | Executed | No former queue position
2015-01-09 11:25 | 1137-RD | Fast Track | Fast Track | In Service | 3/31/2015 |  |  | FRESNO | FIGARDEN SUB | Storage | 0.018 | 1/28/2015 | 2/9/2015 | Pass |  |  | N/A (Fast Track) | N/A (Fast Track) | N/A (Fast Track) | Executed | No former queue position
2015-01-18 15:39 | 1138-WD | Fast Track | Fast Track | Withdrawn | 8/1/2015 | Withdrawn | Withdrawn | GLENN | HAMILTON A SUB | Solar PV | 1 | 1/28/2015 | 2/19/2015 | Fail Screens: 2, 4, 10 | Withdrawn | Withdrawn | Withdrawn | Withdrawn | Withdrawn | Withdrawn | No former queue position
2015-01-23 11:59 | 1139-WD | Independent Study | Independent Study | Withdrawn | 7/24/2015 | Withdrawn | Withdrawn | KINGS | HENRIETTA SUB | Solar PV | 1.5 | 2/4/2015 | Withdrawn | Withdrawn | Withdrawn | Withdrawn | Pass | Withdrawn | Withdrawn | Withdrawn | No former queue position
2015-01-13 15:46 | 1140-RD | Fast Track | Fast Track | In Service | 3/31/2015 |  |  | COLUSA | COLUSA PP | Engine | 1.69 | 2/4/2015 | 2/25/2015 | Fail | 4/15/2015 | Pass | N/A (Fast Track) | N/A (Fast Track) | N/A (Fast Track) | Executed | No former queue position
2015-01-21 12:32 | 1141-RD | Fast Track | Fast Track | Withdrawn | 3/31/2015 | Withdrawn | Withdrawn | SONOMA | SONOMA A SUB | Solar PV | 0.99048 | 2/4/2015 | Withdrawn | Withdrawn | Withdrawn | Withdrawn | Withdrawn | Withdrawn | Withdrawn | Withdrawn | No former queue position
2015-01-23 09:51 | 1142-RD | Detailed Study | Detailed Study | Withdrawn | 5/1/2017 | Withdrawn | Withdrawn | EL DORADO | SHINGLE SPRINGS SUB | Other | 4 | 2/4/2015 | Withdrawn | Withdrawn | Withdrawn | Withdrawn | Withdrawn | Withdrawn | Withdrawn | Withdrawn | No former queue position
2015-01-23 10:59 | 1143-RD | Fast Track | Fast Track | Withdrawn | 5/1/2017 | Withdrawn | Withdrawn | EL DORADO | SHINGLE SPRINGS SUB | Other | 3 | 2/4/2015 | 2/26/2015 | Fail Screens: B, F, H, I, J, K, L | Withdrawn | Withdrawn | Withdrawn | Withdrawn | Withdrawn | Withdrawn | No former queue position
2015-01-23 12:05 | 1144-RD | Fast Track | Fast Track | Withdrawn | 5/1/2017 | Withdrawn | Withdrawn | EL DORADO | SHINGLE SPRINGS SUB | Other | 3 | 2/4/2015 | 2/26/2015 | Fail Screens: B, H, I, J, K, L | Withdrawn | Withdrawn | Withdrawn | Withdrawn | Withdrawn | Withdrawn | No former queue position
2015-01-23 12:13 | 1145-RD | Fast Track | Fast Track | Withdrawn | 5/1/2017 | Withdrawn | Withdrawn | EL DORADO | SHINGLE SPRINGS SUB | Other | 3 | 2/4/2015 | 2/26/2015 | Fail Screens: B, H, I, J, K, L | Withdrawn | Withdrawn | Withdrawn | Withdrawn | Withdrawn | Withdrawn | No former queue position
2015-01-12 10:18 | 1146-RD | Detailed Study | Detailed Study | Withdrawn | 3/31/2015 | Withdrawn | Withdrawn | SAN MATEO | EAST GRAND SUB | Turbine | 7.2 | 2/11/2015 | Withdrawn | Withdrawn | Withdrawn | Withdrawn | Pass | Withdrawn | Withdrawn | Withdrawn | No former queue position
2015-01-21 09:28 | 1147-RD | Fast Track | Fast Track | In Service | 3/31/2015 |  |  | SAN JOAQUIN | VIERRA SUB | Solar PV | 0.34278 | 2/11/2015 | 3/3/2015 | Pass |  |  | N/A (Fast Track) | N/A (Fast Track) | N/A (Fast Track) | Executed | No former queue position
2015-01-26 14:51 | 1148-RD | Detailed Study | Detailed Study | Withdrawn | 6/1/2016 | Withdrawn | Withdrawn | CALAVERAS | WEST POINT PH | Biomass | 3 | 2/11/2015 | Withdrawn | Withdrawn | Withdrawn | Withdrawn | Pass | Withdrawn | Withdrawn | Withdrawn | No former queue position
2015-01-23 11:32 | 1149-WD | Fast Track | Fast Track | Withdrawn | 8/7/2015 | Withdrawn | Withdrawn | SONOMA | BASALT SUB | Solar PV | 2 | 2/11/2015 | 3/4/2015 | Fail Screens: 2, 4, 10 | 5/11/2015 | Pass | Withdrawn | Withdrawn | Withdrawn | Withdrawn | No former queue position
2015-01-23 11:38 | 1150-WD | Fast Track | Fast Track | Withdrawn | 8/7/2015 | Withdrawn | Withdrawn | SONOMA | SONOMA A SUB | Solar PV | 2 | 2/11/2015 | 3/4/2015 | Fail Screens: 2, 4, 10 | 5/11/2015 | Pass | Withdrawn | Withdrawn | Withdrawn | Withdrawn | No former queue position
2015-01-26 14:43 | 1151-RD | Detailed Study | Detailed Study | Withdrawn | 7/1/2016 | Withdrawn | Withdrawn | MADERA | SAN JOAQUIN #3 PH | Biomass | 2 | 2/11/2015 | Withdrawn | Withdrawn | Withdrawn | Withdrawn | Pass | Withdrawn | Withdrawn | Withdrawn | No former queue position
2015-01-29 14:26 | 1152-RD | Fast Track | Fast Track | Withdrawn | 12/30/2016 | Withdrawn | Withdrawn | TEHAMA | TYLER SUB | Solar PV | 1 | 2/18/2015 | 3/9/2015 | Fail Screens: F, I, J, K, M | Withdrawn | Withdrawn | Withdrawn | Withdrawn | Withdrawn | Withdrawn | No former queue position
2015-02-04 15:14 | 1153-RD | Fast Track | Fast Track | Active | 4/30/2015 |  |  | NAPA | PUEBLO SUB | Micro Turbine | 0.13 | 2/18/2015 | 3/9/2015 | Fail Screens: H, J, M | 4/16/2015 | Pass | N/A (Fast Track) | N/A (Fast Track) | N/A (Fast Track) | Executed | No former queue position | PUEBLO | not found
2015-01-15 16:25 | 1154-RD | Fast Track | Fast Track | In Service | 3/31/2015 |  |  | KERN | WESTPARK SUB | Storage | 0.018 | 2/18/2015 | 3/10/2015 | Pass |  |  | N/A (Fast Track) | N/A (Fast Track) | N/A (Fast Track) | Executed | No former queue position
2015-01-21 17:47 | 1155-RD | Fast Track | Fast Track | In Service | 3/31/2015 |  |  | SACRAMENTO | WEST SACRAMENTO SUB | Storage | 0.036 | 2/18/2015 | 3/17/2015 | Pass |  |  | N/A (Fast Track) | N/A (Fast Track) | N/A (Fast Track) | Executed | No former queue position
2015-01-30 13:09 | 1156-WD | Fast Track | Fast Track | Withdrawn | 12/31/2018 | Withdrawn | Withdrawn | EL DORADO | SHINGLE SPRINGS SUB | Other | 4 | 2/25/2015 | 3/17/2015 | Fail Screens: 2, 4, 9, 10 | Withdrawn | Withdrawn | Withdrawn | Withdrawn | Withdrawn | Withdrawn | No former queue position
2018-11-19 14:59 | 2110-RD | Fast Track | Fast Track | In Service | Not Provided | 4/14/2020 |  | KERN | TRANSMISSION | Solar PV | 18 | 12/5/2018 | 3/5/2019 | Pass |  |  | N/A (Fast Track) | N/A (Fast Track) | N/A (Fast Track) | Executed | No former queue position | #VALUE! | not found |  | 18 | not found |  |  |  |  | 1 |  |  | 1
2015-02-10 09:14 | 1158-WD | Fast Track | Fast Track | Withdrawn | 7/31/2015 | Withdrawn | Withdrawn | SONOMA | SONOMA A SUB | Solar PV | 0.1 | 3/4/2015 | 3/23/2015 | Fail Screens: 2, 4, 10 | Withdrawn | Withdrawn | Withdrawn | Withdrawn | Withdrawn | Withdrawn | No former queue position
2015-02-12 15:34 | 1159-RD | Fast Track | Fast Track | In Service | 4/30/2015 |  |  | MARIN | LAS GALLINAS A SUB | Storage | 0.03 | 3/4/2015 | 3/26/2015 | Pass |  |  | N/A (Fast Track) | N/A (Fast Track) | N/A (Fast Track) | Executed | No former queue position
2015-02-17 12:25 | 1160-RD | Fast Track | Fast Track | Withdrawn | 4/11/2016 | Withdrawn | Withdrawn | KINGS | GUERNSEY SUB | Solar PV | 3 | 3/4/2015 | 3/23/2015 | Fail Screens: F, I, J, K, M | Withdrawn | Withdrawn | Withdrawn | Withdrawn | Withdrawn | Withdrawn | No former queue position
2015-01-23 11:27 | 1161-WD | Independent Study | Independent Study | Withdrawn | 8/3/2015 | Withdrawn | Withdrawn | SONOMA | FULTON SUB | Solar PV | 7 | 3/4/2015 | Withdrawn | Withdrawn | Withdrawn | Withdrawn | Pass | Withdrawn | Withdrawn | Withdrawn | No former queue position
2015-02-12 10:15 | 1162-WD | Independent Study | Independent Study | Withdrawn | 4/1/2019 | Withdrawn | Withdrawn | MADERA | WEST FRESNO SUB | Other | 15.3 | 3/11/2015 | Withdrawn | Withdrawn | Withdrawn | Withdrawn | Withdrawn | Withdrawn | Withdrawn | Withdrawn | No former queue position
2015-02-12 17:04 | 1163-RD | Fast Track | Fast Track | In Service | 4/30/2015 |  |  | SANTA CLARA | MONTAGUE SUB | Storage | 0.018 | 3/11/2015 | 3/26/2015 | Pass |  |  | N/A (Fast Track) | N/A (Fast Track) | N/A (Fast Track) | Executed | No former queue position
2015-02-27 16:12 | 1164-RD | Fast Track | Fast Track | Withdrawn | 5/28/2015 | Withdrawn | Withdrawn | KERN | POSO MTN SUB | Solar PV | 8 | 3/11/2015 | 3/30/2015 | Fail | 5/15/2015 | Pass | Withdrawn | Withdrawn | Withdrawn | Withdrawn | No former queue position
2015-03-06 15:45 | 1165-RD | Fast Track | Fast Track | In Service | 5/27/2015 |  |  | NEVADA | BRUNSWICK SUB | Solar PV | 0.621 | 3/18/2015 | 4/8/2015 | Fail | 5/26/2015 | Pass | N/A (Fast Track) | N/A (Fast Track) | N/A (Fast Track) | Executed | No former queue position
2015-03-13 13:41 | 1166-RD | Fast Track | Fast Track | Withdrawn | 5/28/2015 | Withdrawn | Withdrawn | SAN JOAQUIN | MOSHER SUB | Solar PV | 0.001 | 3/18/2015 | 3/25/2015 | Pass | Withdrawn | Withdrawn | Withdrawn | Withdrawn | Withdrawn | Withdrawn | No former queue position
2015-03-05 09:14 | 1167-WD | Independent Study | Independent Study | In Service | 1/6/2017 | 12/14/2018 | 8/13/2020 | EL DORADO | APPLE HILL SUB | Hydro | 2.6802 | 3/18/2015 | N/A | N/A (Independent Study) | N/A | N/A (Independent Study) | Pass | 8/5/2015 | 12/30/2015 | Executed | No former queue position
2015-03-05 12:13 | 1168-WD | Fast Track | Fast Track | Withdrawn | 3/31/2016 | Withdrawn | Withdrawn | TULARE | OROSI SUB | Solar PV | 1.4 | 3/25/2015 | 4/2/2015 | Fail Screens: 2, 10 | Withdrawn | Withdrawn | Withdrawn | Withdrawn | Withdrawn | Withdrawn | No former queue position
2015-03-05 12:21 | 1169-WD | Fast Track | Fast Track | Withdrawn | 3/31/2016 | Withdrawn | Withdrawn | MERCED | WILSON SUB | Solar PV | 1.49 | 3/25/2015 | 4/7/2015 | Fail Screens: 2, 4, 5, 10 | Withdrawn | Withdrawn | Withdrawn | Withdrawn | Withdrawn | Withdrawn | No former queue position
2015-03-09 14:32 | 1170-RD | Fast Track | Fast Track | In Service | 5/21/2015 |  |  | YOLO | MADISON SUB | Solar PV | 0.0309 | 3/25/2015 | 3/26/2015 | Pass |  |  | N/A (Fast Track) | N/A (Fast Track) | N/A (Fast Track) | Executed | No former queue position
2015-03-06 12:46 | 1171-RD | Fast Track | Fast Track | Withdrawn | 11/27/2015 | Withdrawn | Withdrawn | TEHAMA | RED BLUFF SUB | Solar PV,Storage | 0.95 | 3/25/2015 | 5/22/2015 | Fail | 9/1/2015 | Pass | Withdrawn | Withdrawn | Withdrawn | Withdrawn | R21 Transition to WDT SGIA
2015-02-06 14:58 | 1172-RD | Fast Track | Fast Track | Withdrawn | 4/30/2015 | Withdrawn | Withdrawn | SANTA CLARA | TRIMBLE SUB | Storage | 0.018 | 4/1/2015 | 4/10/2015 | Pass | Withdrawn | Withdrawn | Withdrawn | Withdrawn | Withdrawn | Withdrawn | No former queue position
2015-02-06 16:07 | 1173-RD | Fast Track | Fast Track | Withdrawn | 4/30/2015 | Withdrawn | Withdrawn | SANTA CLARA | TRIMBLE SUB | Storage | 0.036 | 4/1/2015 | 4/10/2015 | Pass | Withdrawn | Withdrawn | Withdrawn | Withdrawn | Withdrawn | Withdrawn | No former queue position
2015-02-16 11:47 | 1174-WD | Fast Track | Fast Track | Withdrawn | 12/31/2017 | Withdrawn | Withdrawn | SANTA CLARA | MORGAN HILL SUB | Other | 3 | 4/1/2015 | 4/15/2015 | Fail Screens: 2, 10 | Withdrawn | Withdrawn | Withdrawn | Withdrawn | Withdrawn | Withdrawn | No former queue position
2015-03-17 11:03 | 1175-WD | Cluster | Cluster | Withdrawn | 4/1/2019 | Withdrawn | Withdrawn | MADERA | WEST FRESNO SUB | Other | 15.3 | 4/1/2015 | Withdrawn | Withdrawn | Withdrawn | Withdrawn | Withdrawn | Withdrawn | Withdrawn | Withdrawn | No former queue position
2015-03-25 10:20 | 1176-RD | Fast Track | Fast Track | In Service | 6/30/2015 |  |  | NAPA | TULUCAY SUB | Storage | 0.99225 | 4/1/2015 | 4/28/2015 | Fail | 6/8/2015 | Pass | N/A (Fast Track) | N/A (Fast Track) | N/A (Fast Track) | Executed | No former queue position
2015-03-30 11:19 | 1177-RD | Fast Track | Fast Track | Withdrawn | 6/30/2015 | Withdrawn | Withdrawn | SAN JOAQUIN | LODI SUB | Solar PV | 0.00128 | 4/8/2015 | 4/9/2015 | Pass | Withdrawn | Withdrawn | Withdrawn | Withdrawn | Withdrawn | Withdrawn | No former queue position
2015-03-30 15:39 | 1178-RD | Fast Track | Fast Track | Withdrawn | 6/30/2015 | Withdrawn | Withdrawn | SANTA CLARA | LAWRENCE SUB | Solar PV | 0.00129 | 4/8/2015 | 4/15/2015 | Pass | Withdrawn | Withdrawn | Withdrawn | Withdrawn | Withdrawn | Withdrawn | No former queue position
2015-03-30 16:45 | 1179-RD | Fast Track | Fast Track | Withdrawn | 6/30/2015 | Withdrawn | Withdrawn | CONTRA COSTA | CLAYTON SUB | Solar PV | 0.00151 | 4/8/2015 | 4/15/2015 | Pass | Withdrawn | Withdrawn | Withdrawn | Withdrawn | Withdrawn | Withdrawn | No former queue position
2015-03-30 17:09 | 1180-RD | Fast Track | Fast Track | Withdrawn | 6/30/2015 | Withdrawn | Withdrawn | SANTA CLARA | BELLE HAVEN SUB | Solar PV | 0.001 | 4/8/2015 | 4/15/2015 | Pass | Withdrawn | Withdrawn | Withdrawn | Withdrawn | Withdrawn | Withdrawn | No former queue position
2015-03-30 17:43 | 1181-RD | Fast Track | Fast Track | Withdrawn | 6/30/2015 | Withdrawn | Withdrawn | STANISLAUS | RIVERBANK SUB | Solar PV | 0.00213 | 4/8/2015 | 4/15/2015 | Pass | Withdrawn | Withdrawn | Withdrawn | Withdrawn | Withdrawn | Withdrawn | No former queue position
2015-03-19 17:01 | 1182-WD | Fast Track | Fast Track | Withdrawn | 6/30/2016 | Withdrawn | Withdrawn | MADERA | DAIRYLAND SUB | Solar PV | 1.5 | 4/8/2015 | 4/29/2015 | Fail Screens: 2, 4, 10 | Withdrawn | Withdrawn | Withdrawn | Withdrawn | Withdrawn | Withdrawn | No former queue position
2018-10-05 09:56 | 2092-RD | Detailed Study | Detailed Study | In Service | Not Provided |  |  | KERN | WASCO SUB | Solar PV | 17.1 | 11/7/2018 | N/A | N/A | N/A | N/A | Fail | 10/9/2019 | N/A | Executed | No former queue position | WASCO | not found |  | 17.1 | not found |  |  |  |  | 1 |  |  | 1
2015-02-06 16:55 | 1184-RD | Fast Track | Fast Track | Withdrawn | 4/30/2015 | Withdrawn | Withdrawn | SANTA CLARA | TRIMBLE SUB | Storage | 0.018 | 4/8/2015 | 5/13/2015 | Pass | Withdrawn | Withdrawn | Withdrawn | Withdrawn | Withdrawn | Withdrawn | No former queue position
2015-02-13 16:00 | 1185-RD | Fast Track | Fast Track | In Service | 4/30/2015 |  |  | SAN FRANCISCO | SAN FRAN Y (LARKIN) SUB | Storage | 0.018 | 4/8/2015 | 5/19/2015 | Pass |  |  | N/A (Fast Track) | N/A (Fast Track) | N/A (Fast Track) | Executed | No former queue position
2015-03-15 19:44 | 1186-WD | Independent Study | Independent Study | Withdrawn | 1/31/2017 | Withdrawn | Withdrawn | SAN LUIS OBISPO | TEMPLETON SUB | Other | 4 | 4/8/2015 | Withdrawn | Withdrawn | Withdrawn | Withdrawn | Pass | Withdrawn | Withdrawn | Withdrawn | No former queue position
2015-02-26 16:57 | 1187-RD | Fast Track | Fast Track | In Service | 5/28/2015 |  |  | SANTA CLARA | MONTAGUE SUB | Storage | 0.018 | 4/8/2015 | 4/22/2015 | Pass |  |  | N/A (Fast Track) | N/A (Fast Track) | N/A (Fast Track) | Executed | No former queue position
2015-02-26 17:01 | 1188-RD | Fast Track | Fast Track | In Service | 5/28/2015 |  |  | SANTA CLARA | MONTAGUE SUB | Storage | 0.018 | 4/8/2015 | 4/22/2015 | Pass |  |  | N/A (Fast Track) | N/A (Fast Track) | N/A (Fast Track) | Executed | No former queue position
2015-02-26 17:09 | 1189-RD | Fast Track | Fast Track | In Service | 5/26/2015 |  |  | SANTA CLARA | LAWRENCE SUB | Storage | 0.018 | 4/8/2015 | 4/14/2015 | Pass |  |  | N/A (Fast Track) | N/A (Fast Track) | N/A (Fast Track) | Executed | No former queue position
2015-02-26 17:13 | 1190-RD | Fast Track | Fast Track | In Service | 5/20/2015 |  |  | SANTA CLARA | LAWRENCE SUB | Storage | 0.018 | 4/8/2015 | 4/14/2015 | Pass |  |  | N/A (Fast Track) | N/A (Fast Track) | N/A (Fast Track) | Executed | No former queue position
2015-02-26 17:16 | 1191-RD | Fast Track | Fast Track | In Service | 5/27/2015 |  |  | SANTA CLARA | LAWRENCE SUB | Storage | 0.018 | 4/8/2015 | 4/14/2015 | Pass |  |  | N/A (Fast Track) | N/A (Fast Track) | N/A (Fast Track) | Executed | No former queue position
2015-03-02 10:35 | 1192-RD | Fast Track | Fast Track | In Service | 5/21/2015 |  |  | CONTRA COSTA | RICHMOND R SUB | Storage | 0.018 | 4/8/2015 | 5/19/2015 | Pass |  |  | N/A (Fast Track) | N/A (Fast Track) | N/A (Fast Track) | Executed | No former queue position
2015-03-15 10:34 | 1193-RD | Fast Track | Fast Track | Withdrawn | 9/1/2015 | Withdrawn | Withdrawn | SONOMA | LOWER LAKE SUB | Solar PV | 3 | 4/8/2015 | 4/29/2015 | Fail Screens: B, F, I, J, K, M | 7/13/2015 | Fail | Withdrawn | Withdrawn | Withdrawn | Withdrawn | No former queue position
2015-03-16 11:52 | 1194-RD | Fast Track | Fast Track | In Service | 5/29/2015 | In Service | 11/12/2015 | SAN FRANCISCO | SAN FRAN X (MISSION) SUB | Storage | 0.018 | 2015-04-08 | 4/24/2015 | Fail | 5/19/2015 | Pass | N/A (Fast Track) | N/A (Fast Track) | N/A (Fast Track) | Executed | No former queue position
2015-03-16 12:25 | 1195-RD | Fast Track | Fast Track | In Service | 5/29/2015 | In Service | 9/30/2015 | SAN FRANCISCO | SAN FRAN Y (LARKIN) SUB | Storage | 0.036 | 4/8/2015 | 5/5/2015 | Fail | 5/19/2015 | Pass | N/A (Fast Track) | N/A (Fast Track) | N/A (Fast Track) | Executed | No former queue position
2015-03-16 12:36 | 1196-RD | Fast Track | Fast Track | In Service | 5/29/2015 | In Service | 11/12/2015 | SAN FRANCISCO | SAN FRAN Y (LARKIN) SUB | Storage | 0.036 | 4/8/2015 | 4/24/2015 | Fail | 5/19/2015 | Pass | N/A (Fast Track) | N/A (Fast Track) | N/A (Fast Track) | Executed | No former queue position
2015-03-23 17:17 | 1197-RD | Fast Track | Fast Track | In Service | 6/30/2015 |  |  | ALAMEDA | JARVIS SUB | Storage | 0.054 | 4/8/2015 | 4/10/2015 | Pass |  |  | N/A (Fast Track) | N/A (Fast Track) | N/A (Fast Track) | Executed | No former queue position
2015-03-23 17:34 | 1198-RD | Fast Track | Fast Track | In Service | 6/30/2015 |  |  | ALAMEDA | MT EDEN SUB | Storage | 0.036 | 4/8/2015 | 4/10/2015 | Pass |  |  | N/A (Fast Track) | N/A (Fast Track) | N/A (Fast Track) | Executed | No former queue position
2015-04-02 20:33 | 1199-RD | Fast Track | Fast Track | In Service | 6/30/2015 |  |  | MARIN | SAN RAFAEL SUB | Storage | 0.99225 | 4/15/2015 | 5/12/2015 | Fail | 6/8/2015 | Pass | N/A (Fast Track) | N/A (Fast Track) | N/A (Fast Track) | Executed | No former queue position
2015-03-26 08:59 | 1200-RD | Fast Track | Fast Track | Withdrawn | 6/24/2015 | Withdrawn | Withdrawn | SAN JOAQUIN | TRACY SUB | Steam Turbine | 6.5 | 4/15/2015 | 5/7/2015 | Fail | Withdrawn | Withdrawn | Withdrawn | Withdrawn | Withdrawn | Withdrawn | No former queue position
2015-03-30 14:57 | 1201-RD | Fast Track | Fast Track | In Service | 6/30/2015 | In Service | 6/7/2016 | ALAMEDA | OAKLAND X SUB | Engine | 0.0044 | 4/15/2015 | 4/22/2015 | Pass |  |  | N/A (Fast Track) | N/A (Fast Track) | N/A (Fast Track) | Executed | No former queue position
2015-03-30 15:23 | 1202-WD | Cluster | Cluster | Withdrawn | 3/31/2018 | Withdrawn | Withdrawn | KERN | ARCO SUB | Solar PV | 20 | 4/15/2015 | Withdrawn | Withdrawn | Withdrawn | Withdrawn | Withdrawn | Withdrawn | Withdrawn | Withdrawn | No former queue position
2015-03-30 15:29 | 1203-WD | Cluster | Cluster | Withdrawn | 3/31/2018 | Withdrawn | Withdrawn | KERN | ARCO SUB | Solar PV | 20 | 4/15/2015 | Withdrawn | Withdrawn | Withdrawn | Withdrawn | Withdrawn | Withdrawn | Withdrawn | Withdrawn | No former queue position
2015-03-30 15:32 | 1204-WD | Cluster | Cluster | Withdrawn | 3/31/2018 | Withdrawn | Withdrawn | KINGS | ARCO SUB | Solar PV | 20 | 4/15/2015 | Withdrawn | Withdrawn | Withdrawn | Withdrawn | Withdrawn | Withdrawn | Withdrawn | Withdrawn | No former queue position
2015-03-17 15:16 | 1205-WD | Independent Study | Independent Study | In Service | 8/31/2016 | 3/16/2018 | 12/6/2017 | KERN | OLD RIVER SUB | Engine | 1 | 4/15/2015 | N/A | N/A (Independent Study) | N/A | N/A (Independent Study) | Pass | 1/8/2016 | N/A | Executed | No former queue position
2015-04-10 11:24 | 1206-WD | Independent Study | Independent Study | In Service | 3/31/2016 | 8/26/2016 | 11/17/2016 | TULARE | OROSI SUB | Solar PV | 1.5 | 4/22/2015 | N/A | N/A (Independent Study) | N/A | N/A (Independent Study) | Pass | 7/10/2015 | 12/1/2015 | Executed | No former queue position
2015-04-12 10:45 | 1207-WD | Fast Track | Independent Study | In Service | 11/30/2016 | 8/31/2017 | 12/5/2017 | KERN | MAGUNDEN SUB | Solar PV | 1 | 4/22/2015 | 4/27/2015 | Fail Screens: 2, 5, 6, 10 | 6/30/2015 | Fail | Pass | 1/20/2016 | N/A | Executed | No former queue position
2015-04-12 11:06 | 1208-WD | Fast Track | Fast Track | Withdrawn | 11/30/2016 | Withdrawn | Withdrawn | KERN | BAKERSFIELD SUB | Solar PV | 1 | 4/22/2015 | 4/27/2015 | Fail Screens: 2, 5, 10 | 6/16/2015 | Pass | Withdrawn | Withdrawn | Withdrawn | Withdrawn | No former queue position
2015-04-13 15:09 | 1209-WD | Fast Track | Fast Track | In Service | 11/30/2016 | 8/31/2017 | 12/15/2017 | SAN JOAQUIN | MANTECA SUB | Solar PV | 1 | 4/22/2015 | 4/30/2015 | Fail Screens: 2, 10 | 6/4/2015 | Pass | N/A (Fast Track) | N/A (Fast Track) | N/A (Fast Track) | Executed | No former queue position
2015-04-20 16:50 | 1210-RD | Fast Track | Fast Track | In Service | 6/30/2015 |  |  | BUTTE | BUTTE SUB | Solar PV | 0.15437 | 4/29/2015 | 5/20/2015 | Pass |  |  | N/A (Fast Track) | N/A (Fast Track) | N/A (Fast Track) | Executed | No former queue position
2015-03-15 16:07 | 1211-WD | Independent Study | Independent Study | Withdrawn | 11/29/2016 | Withdrawn | Withdrawn | SAN LUIS OBISPO | TEMPLETON SUB | Other | 4 | 4/29/2015 | Withdrawn | Withdrawn | Withdrawn | Withdrawn | Fail | Withdrawn | Withdrawn | Withdrawn | No former queue position
2015-04-09 17:42 | 1212-RD | Fast Track | Fast Track | In Service | 6/25/2015 |  |  | SAN FRANCISCO | SAN FRAN Z (EMBARCADERO) SUB | Storage | 0.036 | 4/29/2015 | 5/1/2015 | Pass |  |  | N/A (Fast Track) | N/A (Fast Track) | N/A (Fast Track) | Executed | No former queue position
2015-04-22 14:58 | 1213-RD | Fast Track | Fast Track | In Service | 6/24/2015 |  |  | ALAMEDA | SAN RAMON SUB | Storage | 0.19845 | 4/29/2015 | 5/19/2015 | Pass |  |  | N/A (Fast Track) | N/A (Fast Track) | N/A (Fast Track) | Executed | No former queue position
2015-03-27 06:12 | 1214-RD | Fast Track | Fast Track | Withdrawn | 7/2/2015 | Withdrawn | Withdrawn | CONTRA COSTA | POINT PINOLE SUB | Solar PV | 1.2 | 4/29/2015 | 6/4/2015 | Fail Screens: I, J, K, M | Withdrawn | Withdrawn | Withdrawn | Withdrawn | Withdrawn | Withdrawn | No former queue position
2015-04-15 10:24 | 1215-WD | Fast Track | Fast Track | In Service | 11/30/2016 | 8/31/2017 | 10/3/2017 | KERN | SMYRNA SUB | Solar PV | 1 | 4/29/2015 | 5/28/2015 | Pass | 7/16/2015 | Pass | N/A (Fast Track) | N/A (Fast Track) | N/A (Fast Track) | Executed | No former queue position
2015-04-15 15:24 | 1216-RD | Fast Track | Fast Track | Withdrawn | 6/30/2015 | Withdrawn | Withdrawn | SONOMA | CORONA SUB | Cogeneration | 0.13 | 4/29/2015 | Withdrawn | Withdrawn | Withdrawn | Withdrawn | Withdrawn | Withdrawn | Withdrawn | Withdrawn | No former queue position
2015-04-15 15:47 | 1217-RD | Fast Track | Fast Track | In Service | 6/30/2015 |  |  | KERN | FELLOWS SUB | Solar PV | 2.5 | 4/29/2015 | 5/12/2015 | Fail | 10/01/2015 | Pass | N/A (Fast Track) | N/A (Fast Track) | N/A (Fast Track) | Executed | No former queue position
2015-04-17 12:35 | 1218-WD | Independent Study | Independent Study | Withdrawn | 12/31/2016 | Withdrawn | Withdrawn | KERN | LAMONT SUB | Solar PV | 4.5 | 4/29/2015 | Withdrawn | Withdrawn | Withdrawn | Withdrawn | Pass | Withdrawn | Withdrawn | Withdrawn | No former queue position
2015-03-18 15:26 | 1219-WD | Independent Study | Independent Study | Withdrawn | 8/9/2016 | Withdrawn | Withdrawn | MONTEREY | SAN MIGUEL SUB | Other | 2 | 5/6/2015 | Withdrawn | Withdrawn | Withdrawn | Withdrawn | Pass | Withdrawn | Withdrawn | Withdrawn | No former queue position
2015-03-24 14:22 | 1220-WD | Independent Study | Independent Study | Withdrawn | 8/9/2016 | Withdrawn | Withdrawn | MONTEREY | OIL FIELDS SUB | Solar PV | 5 | 5/6/2015 | Withdrawn | Withdrawn | Withdrawn | Withdrawn | Pass | Withdrawn | Withdrawn | Withdrawn | No former queue position
2015-03-13 16:03 | 1221-WD | Fast Track | Fast Track | Withdrawn | 12/18/2015 | Withdrawn | Withdrawn | MARIN | NOVATO SUB | Solar PV | 1 | 5/6/2015 | 6/4/2015 | Fail Screens: 2, 4, 10 | 9/8/2015 | Pass | Withdrawn | Withdrawn | Withdrawn | Withdrawn | No former queue position
2015-05-06 17:26 | 1222-RD | Fast Track | Fast Track | In Service | 7/30/2015 |  |  | SANTA CRUZ | PAUL SWEET SUB | Storage | 0.09 | 5/20/2015 | 6/12/2015 | Pass |  |  | N/A (Fast Track) | N/A (Fast Track) | N/A (Fast Track) | Executed | No former queue position
2015-05-07 15:03 | 1223-RD | Fast Track | Detailed Study | Withdrawn | 5/15/2016 | Withdrawn | Withdrawn | LAKE | HIGHLANDS SUB | Hydro | 2.9 | 5/20/2015 | 6/10/2015 | Fail Screens: B, F, I, J, K, M | 8/5/2015 | Fail | Pass | Withdrawn | Withdrawn | Withdrawn | No former queue position
2015-04-30 13:12 | 1224-WD | Independent Study | Independent Study | Withdrawn | 5/1/2020 | Withdrawn | Withdrawn | EL DORADO | SHINGLE SPRINGS SUB | Other | 6 | 5/20/2015 | Withdrawn | Withdrawn | Withdrawn | Withdrawn | Pass | Withdrawn | Withdrawn | Withdrawn | No former queue position
2015-04-02 21:16 | 1225-RD | Fast Track | Fast Track | In Service | 6/30/2015 |  |  | MARIN | IGNACIO SUB | Engine, Storage | 0.64335 | 5/20/2015 | 7/24/2015 | Pass |  |  | N/A (Fast Track) | N/A (Fast Track) | N/A (Fast Track) | Executed | No former queue position
2015-04-24 17:16 | 1226-RD | Fast Track | Fast Track | In Service | 7/29/2015 |  |  | NAPA | BASALT SUB | Storage | 0.036 | 5/20/2015 | 6/8/2015 | Pass |  |  | N/A (Fast Track) | N/A (Fast Track) | N/A (Fast Track) | Executed | No former queue position
2015-05-14 13:53 | 1227-WD | Fast Track | Fast Track | Withdrawn | 5/2/2016 | Withdrawn | Withdrawn | CONTRA COSTA | KIRKER SUB | Other | 1.5 | 6/3/2015 | 7/1/2015 | Fail Screens: 2, 10 | 10/8/2015 | Pass | Withdrawn | Withdrawn | Withdrawn | Withdrawn | No former queue position
2015-04-24 17:07 | 1228-RD | Fast Track | Fast Track | In Service | 7/29/2015 |  |  | NAPA | BASALT SUB | Storage | 0.036 | 6/10/2015 | 6/30/2015 | Pass |  |  | N/A (Fast Track) | N/A (Fast Track) | N/A (Fast Track) | Executed | No former queue position
2015-05-28 17:48 | 1229-RD | Fast Track | Fast Track | In Service | 8/27/2015 |  |  | TEHAMA | CORNING SUB | Solar PV | 0.56372 | 6/10/2015 | 7/1/2015 | Fail | 8/19/2015 | Pass | N/A (Fast Track) | N/A (Fast Track) | N/A (Fast Track) | Executed | No former queue position
2015-06-19 14:34 | 1230-RD | Fast Track | Fast Track | In Service | 8/28/2015 |  |  | ALAMEDA | BERKELEY F SUB | Solar PV | 0.10342 | 6/24/2015 | 9/1/2015 | Pass |  |  | N/A (Fast Track) | N/A (Fast Track) | N/A (Fast Track) | Executed | No former queue position
2015-06-09 16:44 | 1231-RD | Fast Track | Fast Track | In Service | 8/28/2015 |  |  | MONTEREY | SALINAS SUB | Solar PV | 0.7283 | 7/1/2015 | 7/21/2015 | Pass |  |  | N/A (Fast Track) | N/A (Fast Track) | N/A (Fast Track) | Executed | No former queue position
2015-06-11 09:41 | 1232-RD | Fast Track | Fast Track | In Service | 8/27/2015 |  |  | SANTA CLARA | AMES DIST SUB | Storage | 0.2 | 7/1/2015 | 7/16/2015 | Pass |  |  | N/A (Fast Track) | N/A (Fast Track) | N/A (Fast Track) | Executed | No former queue position
2015-06-25 10:25 | 1233-RD | Fast Track | Fast Track | In Service | 9/30/2015 |  |  | SANTA BARBARA | SANTA MARIA SUB | Engine | 0.633 | 7/1/2015 | 7/23/2015 | Fail | 9/2/2015 | Pass | N/A (Fast Track) | N/A (Fast Track) | N/A (Fast Track) | Executed | No former queue position
2015-06-11 18:13 | 1234-RD | Fast Track | Fast Track | Withdrawn | 8/28/2015 | Withdrawn | Withdrawn | MERCED | ATWATER SUB | Cogeneration | 1 | 7/1/2015 | 7/17/2015 | Fail Screens: H | 8/27/2015 | Pass | Withdrawn | Withdrawn | Withdrawn | Withdrawn | No former queue position
2015-07-01 17:11 | 1235-RD | Fast Track | Fast Track | In Service | 9/30/2015 |  |  | FRESNO | AIRWAYS SUB | Storage | 0.9975 | 7/15/2015 | 9/24/2015 | Pass |  |  | N/A (Fast Track) | N/A (Fast Track) | N/A (Fast Track) | Executed | No former queue position
2015-06-29 14:07 | 1236-WD | Fast Track | Fast Track | In Service | 4/29/2016 | 7/29/2016 | 9/8/2016 | MERCED | WILSON SUB | Solar PV | 0.75 | 7/15/2015 | 8/5/2015 | Fail Screens: 2, 5, 10 | 10/8/2015 | Pass | N/A (Fast Track) | N/A (Fast Track) | N/A (Fast Track) | Executed | No former queue position
2015-07-02 14:21 | 1237-RD | Fast Track | Detailed Study | In Service | 3/15/2016 | 7/24/2017 | 3/28/2019 | KINGS | GUERNSEY SUB | Engine | 1 | 7/15/2015 | 8/10/2015 | Fail Screens: B, D, F, I, J, K, M | 9/17/2015 | Fail | Pass | 12/14/2015 | N/A | Executed | No former queue position
2015-07-06 09:46 | 1238-RD | Fast Track | Fast Track | Withdrawn | 6/16/2016 | Withdrawn | Withdrawn | KINGS | CORCORAN SUB | Reciprocating Engine | 1.028 | 7/15/2015 | 8/10/2015 | Fail Screens: B, D, F, G, I, J, K, M | Withdrawn | Withdrawn | Withdrawn | Withdrawn | Withdrawn | Withdrawn | No former queue position
2015-07-06 18:43 | 1239-RD | Fast Track | Fast Track | In Service | 9/29/2015 |  |  | MONTEREY | VIEJO SUB | Engine | 0.75 | 7/15/2015 | 8/12/2015 | Pass |  |  | N/A (Fast Track) | N/A (Fast Track) | N/A (Fast Track) | Executed | No former queue position
2020-07-31 16:16 | 2585-RD | Detailed Study | Detailed Study | Active | Not Provided |  |  | FRESNO | Customer Owned E20T | Solar PV, Storage | 16.5164 | 8/12/2020 | N/A | N/A | N/A | N/A | Pass | 12/22/2020 | N/A | Executed | No former queue position | #VALUE! | not found |  | 16.5164 | not found |  |  | 16.5164 | 16.5164 | 0 |  |  | 1
2015-07-15 09:16 | 1241-RD | Fast Track | Fast Track | In Service | 9/30/2015 |  |  | SANTA CLARA | AMES DIST SUB | Storage | 0.1 | 7/22/2015 | 8/13/2015 | Pass |  |  | N/A (Fast Track) | N/A (Fast Track) | N/A (Fast Track) | Executed | No former queue position
2015-07-10 15:16 | 1242-RD | Fast Track | Fast Track | Withdrawn | 9/23/2015 | Withdrawn | Withdrawn | FRESNO | BULLARD SUB | Engine | 7 | 7/22/2015 | 8/10/2015 | Pass | Withdrawn | Withdrawn | Withdrawn | Withdrawn | Withdrawn | Withdrawn | No former queue position
2015-07-17 16:40 | 1243-WD | Fast Track | Fast Track | In Service | 9/30/2016 | 12/9/2016 | 12/15/2017 | MADERA | DAIRYLAND SUB | Solar PV | 1.5 | 7/29/2015 | 8/19/2015 | Fail Screens: 4, 5, 6, 7, 9, 10 | 10/22/2015 | Pass | N/A (Fast Track) | N/A (Fast Track) | N/A (Fast Track) | Executed | No former queue position
2015-07-21 16:41 | 1244-WD | Fast Track | Fast Track | Withdrawn | 9/30/2016 | Withdrawn | Withdrawn | MADERA | DAIRYLAND SUB | Solar PV | 1 | 7/29/2015 | 8/19/2015 | Fail Screens: 2, 10 | Withdrawn | Withdrawn | Withdrawn | Withdrawn | Withdrawn | Withdrawn | No former queue position
2015-06-30 12:41 | 1245-RD | Fast Track | Fast Track | Withdrawn | 9/30/2015 | Withdrawn | Withdrawn | SAN FRANCISCO | SAN FRAN X (MISSION) SUB | Solar PV | 0.03 | 8/5/2015 | Withdrawn | Withdrawn | Withdrawn | Withdrawn | Withdrawn | Withdrawn | Withdrawn | Withdrawn | No former queue position
2015-07-22 13:49 | 1246-RD | Fast Track | Fast Track | In Service | 9/30/2015 |  |  | SANTA CLARA | WHISMAN SUB | Storage | 0.15 | 8/5/2015 | 8/25/2015 | Pass |  |  | N/A (Fast Track) | N/A (Fast Track) | N/A (Fast Track) | Executed | No former queue position
2015-07-27 16:28 | 1247-WD | Fast Track | Independent Study | Withdrawn | 12/7/2016 | Withdrawn | Withdrawn | FRESNO | REEDLEY SUB | Solar PV | 0.75 | 8/5/2015 | 8/12/2015 | Fail Screens: 2, 4, 10 | Withdrawn | Withdrawn | Withdrawn | Withdrawn | Withdrawn | Withdrawn | No former queue position
2015-08-14 14:26 | 1248-RD | Fast Track | Fast Track | In Service | 10/30/2015 |  |  | SAN LUIS OBISPO | SAN LUIS OBISPO SUB | Solar PV | 0.00463 | 8/19/2015 | 9/9/2015 | Pass |  |  | N/A (Fast Track) | N/A (Fast Track) | N/A (Fast Track) | Executed | No former queue position
2015-08-21 19:15 | 1249-RD | Fast Track | Fast Track | In Service | 10/29/2015 |  |  | SAN JOAQUIN | VIERRA SUB | Storage | 1.9 | 8/26/2015 | 9/17/2015 | Fail Screens: H | 11/4/2015 | Pass | N/A (Fast Track) | N/A (Fast Track) | N/A (Fast Track) | Executed | No former queue position
2015-08-17 13:20 | 1250-RD | Fast Track | Fast Track | In Service | 10/30/2015 |  |  | MONTEREY | LOS OSITOS SUB | Solar PV | 0.196 | 9/2/2015 | 9/22/2015 | Fail Screens: D, F, J, M | 10/28/2015 | Pass | N/A (Fast Track) | N/A (Fast Track) | N/A (Fast Track) | Executed | No former queue position
2015-08-24 16:31 | 1251-RD | Fast Track | Fast Track | In Service | 11/25/2015 |  |  | SAN FRANCISCO | SAN FRAN A (POTRERO PP) SUB | Solar PV | 0.0456 | 9/2/2015 | 9/28/2015 | Pass |  |  | N/A (Fast Track) | N/A (Fast Track) | N/A (Fast Track) | Executed | No former queue position
2015-08-20 15:18 | 1252-WD | Fast Track | Fast Track | Withdrawn | 3/18/2016 | Withdrawn | Withdrawn | SONOMA | SONOMA A SUB | Solar PV | 2 | 9/2/2015 | 9/24/2015 | Fail Screens: 2, 4, 5, 9, 10 | 1/20/2016 | Pass | Withdrawn | Withdrawn | Withdrawn | Withdrawn | No former queue position
2015-08-28 17:37 | 1253-RD | Fast Track | Fast Track | In Service | 11/20/2015 |  |  | YUBA | OLIVEHURST SUB | Solar PV | 1.2902 | 9/9/2015 | 9/23/2015 | Fail | 10/27/2015 | Pass | N/A (Fast Track) | N/A (Fast Track) | N/A (Fast Track) | Executed | No former queue position
2015-08-30 18:18 | 1254-RD | Fast Track | Fast Track | In Service | 11/26/2015 |  |  | SAN FRANCISCO | SAN FRAN X (MISSION) SUB | Micro Turbine | 0.13 | 9/9/2015 | 9/11/2015 | Fail | 11/5/2015 | Pass | N/A (Fast Track) | N/A (Fast Track) | N/A (Fast Track) | Executed | No former queue position
2015-08-19 17:23 | 1255-RD | Fast Track | Detailed Study | Withdrawn | 3/1/2016 | Withdrawn | Withdrawn | MERCED | EL CAPITAN SUB | Gas Turbine | 3 | 9/9/2015 | 9/29/2015 | Fail Screens: B, F, I, J, K, M | 11/12/2015 | Fail | Withdrawn | Withdrawn | Withdrawn | Withdrawn | No former queue position
2015-08-26 08:16 | 1256-RD | Fast Track | Fast Track | In Service | 11/26/2015 |  |  | ALAMEDA | OAKLAND D SUB | Engine | 4 | 9/16/2015 | 10/8/2015 | Pass |  |  | N/A (Fast Track) | N/A (Fast Track) | N/A (Fast Track) | Executed | No former queue position
2024-03-29 14:19 | 3960-WD | Cluster | Cluster | Active | 5/12/2028 |  |  | KERN | ROSEDALE SUB | Storage | 16 | 5/1/2024 | N/A | N/A (Cluster) | N/A | N/A (Cluster) | N/A (Cluster) |  |  |  | No former queue position | ROSEDALE | not found | [5 empty] | 16 | 16 | 0 |  |  | 0
2015-08-26 04:13 | 1258-RD | Fast Track | Detailed Study | Withdrawn | 11/26/2015 | Withdrawn | Withdrawn | MONTEREY | LOS OSITOS SUB | Wind | 1.85 | 9/23/2015 | 10/15/2015 | Fail Screens: B, J, K, M | 12/1/2015 | Fail | Pass | Withdrawn | Withdrawn | Withdrawn | No former queue position
2015-08-26 04:40 | 1259-RD | Fast Track | Fast Track | Withdrawn | 11/30/2015 | Withdrawn | Withdrawn | MONTEREY | SOLEDAD SUB | Wind | 1.85 | 9/23/2015 | 10/8/2015 | Fail | Withdrawn | Withdrawn | Withdrawn | Withdrawn | Withdrawn | Withdrawn | No former queue position
2015-09-11 07:55 | 1260-WD | Independent Study | Independent Study | Withdrawn | 4/3/2017 | Withdrawn | Withdrawn | PLUMAS | CHESTER SUB | Biomass | 0.55 | 9/23/2015 | Withdrawn | Withdrawn | Withdrawn | Withdrawn | Pass | Withdrawn | Withdrawn | Withdrawn | No former queue position
2015-09-09 12:18 | 1261-RD | Fast Track | Fast Track | In Service | 11/26/2015 |  |  | SAN FRANCISCO | SAN FRAN X (MISSION) SUB | Storage | 0.018 | 9/30/2015 | 10/15/2015 | Fail | 12/7/2015 | Pass | N/A (Fast Track) | N/A (Fast Track) | N/A (Fast Track) | Executed | No former queue position
2015-09-21 10:36 | 1262-WD | Fast Track | Fast Track | Withdrawn | 5/5/2016 | Withdrawn | Withdrawn | MARIN | STAFFORD SUB | Solar PV | 0.45 | 9/30/2015 | 10/28/2015 | Pass | Withdrawn | Withdrawn | Withdrawn | Withdrawn | Withdrawn | Withdrawn | No former queue position
2015-09-22 14:37 | 1263-RD | Fast Track | Fast Track | Withdrawn | 9/1/2016 | Withdrawn | Withdrawn | YOLO | WOODLAND SUB | Other | 0.441 | 9/30/2015 | 10/20/2015 | Fail Screens: B, I, J, K, M | 12/11/2015 | Pass | Withdrawn | Withdrawn | Withdrawn | Withdrawn | No former queue position
2015-09-16 11:09 | 1264-RD | Fast Track | Fast Track | In Service | 11/26/2015 |  |  | SANTA CLARA | LOCKHEED #1 SUB | Storage | 0.1 | 10/7/2015 | 10/9/2015 | Pass |  |  | N/A (Fast Track) | N/A (Fast Track) | N/A (Fast Track) | Executed | No former queue position
2015-09-02 12:13 | 1265-RD | Fast Track | Fast Track | Withdrawn | 2/1/2017 | Withdrawn | Withdrawn | KERN | CUYAMA SUB | Solar PV | 3 | 10/7/2015 | 10/28/2015 | Fail Screens: F | 1/29/2016 | Pass | Withdrawn | Withdrawn | Withdrawn | Withdrawn | No former queue position
2015-09-29 10:01 | 1266-RD | Fast Track | Fast Track | In Service | 12/30/2015 |  |  | KINGS | KETTLEMAN HILLS SUB | Micro Turbine | 0.325 | 10/7/2015 | 10/16/2015 | Pass |  |  | N/A (Fast Track) | N/A (Fast Track) | N/A (Fast Track) | Executed | No former queue position
2015-09-21 12:30 | 1267-WD | Fast Track | Fast Track | Withdrawn | 10/1/2016 | Withdrawn | Withdrawn | FRESNO | CAMDEN SUB | Solar PV | 2 | 10/7/2015 | 10/20/2015 | Fail Screens: 2, 10 | 11/23/2015 | Pass | Withdrawn | Withdrawn | Withdrawn | Withdrawn | No former queue position
2015-09-18 12:43 | 1268-RD | Detailed Study | Detailed Study | Withdrawn | 6/16/2016 | Withdrawn | Withdrawn | KINGS | CORCORAN SUB | Reciprocating Engine | 1.028 | 10/7/2015 | Withdrawn | Withdrawn | Withdrawn | Withdrawn | Pass | Withdrawn | Withdrawn | Withdrawn | No former queue position
2015-09-25 15:01 | 1269-RD | Fast Track | Detailed Study | In Service | 12/30/2015 |  |  | KINGS | CORCORAN SUB | Solar PV | 1.9269 | 10/14/2015 | 11/3/2015 | Fail Screens: D, J, K, M | 12/21/2015 | Fail | Pass | 6/22/2016 | N/A | Executed | No former queue position
2015-09-27 22:35 | 1270-RD | Fast Track | Fast Track | Withdrawn | 1/2/2017 | Withdrawn | Withdrawn | SHASTA | BURNEY SUB | Biomass | 2.88 | 10/21/2015 | 11/18/2015 | Fail Screens: B, F, I, J, K, M | Withdrawn | Withdrawn | Withdrawn | Withdrawn | Withdrawn | Withdrawn | No former queue position
2015-10-06 07:24 | 1271-RD | Fast Track | Fast Track | Withdrawn | 12/31/2015 | Withdrawn | Withdrawn | KERN | COPUS SUB | Micro Turbine | 0.55 | 10/28/2015 | 3/3/2016 | Fail | Withdrawn | Withdrawn | Withdrawn | Withdrawn | Withdrawn | Withdrawn | No former queue position
2015-10-07 15:58 | 1272-WD | Independent Study | Independent Study | Withdrawn | 8/31/2017 | Withdrawn | Withdrawn | MONTEREY | CASTROVILLE SUB | Other | 5 | 10/28/2015 | Withdrawn | Withdrawn | Withdrawn | Withdrawn | Pass | Withdrawn | Withdrawn | Withdrawn | No former queue position
2015-10-20 13:24 | 1273-RD | Fast Track | Fast Track | In Service | 12/31/2015 |  |  | SANTA CLARA | AMES DIST SUB | Storage | 0.25 | 10/28/2015 | 11/13/2015 | Pass |  |  | N/A (Fast Track) | N/A (Fast Track) | N/A (Fast Track) | Executed | No former queue position
2015-11-04 10:22 | 1274-WD | Fast Track | Fast Track | Withdrawn | 5/2/2016 | Withdrawn | Withdrawn | CONTRA COSTA | KIRKER SUB | Other | 0.5 | 11/10/2015 | 12/2/2015 | Fail Screens: 2, 10 | 1/20/2016 | Pass | Withdrawn | Withdrawn | Withdrawn | Withdrawn | No former queue position
2015-11-06 13:38 | 1275-RD | Fast Track | Fast Track | Withdrawn | 1/29/2016 | Withdrawn | Withdrawn | FRESNO | MENDOTA SUB | Solar PV | 0.84 | 11/18/2015 | 12/9/2015 | Fail Screens: D, E, F, H, J, K | 1/21/2016 | Pass | Withdrawn | Withdrawn | Withdrawn | Withdrawn | No former queue position
2015-11-09 16:22 | 1276-RD | Fast Track | Fast Track | In Service | 1/29/2016 |  |  | ALAMEDA | VINEYARD SUB | Solar PV | 0.9 | 11/18/2015 | 12/2/2015 | Pass |  |  | N/A (Fast Track) | N/A (Fast Track) | N/A (Fast Track) | Executed | No former queue position
2024-05-14 07:42 | 4000-RD | Fast Track | Fast Track | Active | Not Provided |  |  | MERCED | ATWATER SUB | Solar PV | 15.9767 | 5/29/2024 | In Progress |  |  |  | N/A (Fast Track) | N/A (Fast Track) | N/A (Fast Track) |  | No former queue position | ATWATER | Atwater | 115 | 15.9767 | not found |  |  |  |  | 0 |  |  | 0
2015-11-17 15:56 | 1278-RD | Fast Track | Fast Track | In Service | 1/29/2016 |  |  | FRESNO | SAN JOAQUIN SUB | Solar PV | 1.5 | 12/9/2015 | 12/28/2015 | Fail Screens: B, D, F, I, J, K, L, M, S5 | 2/2/2016 | Pass | N/A (Fast Track) | N/A (Fast Track) | N/A (Fast Track) | Executed | No former queue position
2015-11-23 17:45 | 1279-RD | Fast Track | Fast Track | Withdrawn | 2/29/2016 | Withdrawn | Withdrawn | CONTRA COSTA | KIRKER SUB | Solar PV | 1.1799 | 12/9/2015 | 12/29/2015 | Fail Screens: H, I, J, K, M | 2/16/2016 | Pass | Withdrawn | Withdrawn | Withdrawn | Withdrawn | No former queue position
2015-12-03 07:28 | 1280-RD | Fast Track | Independent Study | Withdrawn | 10/31/2016 | Withdrawn | Withdrawn | ALAMEDA | CAYETANO SUB | Solar PV | 3 | 12/9/2015 | 12/29/2015 | Fail Screens: 10 | 1/29/2016 | Fail | Pass | Withdrawn | Withdrawn | Withdrawn | R21 Transition to WDT SGIA
2015-11-09 16:29 | 1281-WD | Independent Study | Independent Study | Withdrawn | 3/31/2017 | Withdrawn | Withdrawn | KERN | OLD RIVER SUB | Other | 1 | 12/16/2015 | Withdrawn | Withdrawn | Withdrawn | Withdrawn | Pass | Withdrawn | Withdrawn | Withdrawn | No former queue position
2015-12-09 11:38 | 1282-RD | Detailed Study | Detailed Study | Withdrawn | 1/2/2017 | Withdrawn | Withdrawn | SHASTA | BURNEY SUB | Other | 2.881 | 12/16/2015 | Withdrawn | Withdrawn | Withdrawn | Withdrawn | Pass | Withdrawn | Withdrawn | Withdrawn | No former queue position
2015-11-30 16:25 | 1283-RD | Fast Track | Fast Track | Withdrawn | 2/25/2016 | Withdrawn | Withdrawn | CONTRA COSTA | KIRKER SUB | Solar PV | 2.04 | 12/16/2015 | 1/4/2016 | Fail Screens: H, I, J, K, M | 2/16/2016 | Fail | Withdrawn | Withdrawn | Withdrawn | Withdrawn | No former queue position
2015-12-11 14:31 | 1284-RD | Fast Track | Fast Track | Withdrawn | 8/1/2016 | Withdrawn | Withdrawn | BUTTE | BANGOR SUB | Solar PV | 1.97 | 12/23/2015 | 1/12/2016 | Fail Screens: F, I, J, K, M | 2/23/2016 | Fail | Withdrawn | Withdrawn | Withdrawn | Withdrawn | No former queue position
2015-12-16 14:48 | 1285-WD | Fast Track | Fast Track | Withdrawn | 7/15/2016 | Withdrawn | Withdrawn | SAN LUIS OBISPO | SAN LUIS OBISPO SUB | Reciprocating Engine | 0.8 | 12/30/2015 | 1/25/2016 | Fail Screens: 2, 4, 5, 7, 9, 10 | Withdrawn | Withdrawn | Withdrawn | Withdrawn | Withdrawn | Withdrawn | No former queue position
2015-12-22 12:39 | 1286-RD | Fast Track | Fast Track | Withdrawn | 2/26/2016 | Withdrawn | Withdrawn | SAN FRANCISCO | SAN FRAN P(HUNTERS POINT) SUB | Solar PV | 0.133 | 12/30/2015 | 1/20/2016 | Pass | Withdrawn | Withdrawn | Withdrawn | Withdrawn | Withdrawn | Withdrawn | No former queue position
2015-11-24 13:03 | 1287-RD | Fast Track | Fast Track | In Service | 2/26/2016 |  |  | SAN FRANCISCO | SAN FRAN A (POTRERO PP) SUB | Solar PV, Storage | 0.03564 | 12/30/2015 | 1/20/2016 | Pass |  |  | N/A (Fast Track) | N/A (Fast Track) | N/A (Fast Track) | Executed | No former queue position
2015-12-17 08:56 | 1288-WD | Fast Track | Fast Track | Withdrawn | 7/1/2016 | Withdrawn | Withdrawn | SONOMA | BELLEVUE SUB | Solar PV | 1 | 1/6/2016 | 1/25/2016 | Fail Screens: 2, 6, 10 | 4/25/2016 | Pass | Withdrawn | Withdrawn | Withdrawn | Withdrawn | No former queue position
2015-12-18 11:45 | 1289-WD | Fast Track | Independent Study | In Service | 11/30/2016 | 12/27/2018 | 11/12/2019 | KERN | ELK HILLS SUB | Solar PV | 3 | 1/13/2016 | 2/3/2016 | Fail Screens: 2, 4, 9, 10 | 3/18/2016 | Fail | Pass | 2016-09-20 | N/A | Executed | No former queue position
2015-12-28 15:45 | 1290-WD | Independent Study | Independent Study | Withdrawn | 12/31/2020 | Withdrawn | Withdrawn | ALAMEDA | OAKLAND J SUB | Other | 12.5 | 1/20/2016 | Withdrawn | Withdrawn | Withdrawn | Withdrawn | Pass | Withdrawn | Withdrawn | Withdrawn | No former queue position
2016-01-13 15:46 | 1291-RD | Fast Track | Fast Track | In Service | 3/31/2016 |  |  | SAN FRANCISCO | SAN FRAN Z (EMBARCADERO) SUB | Solar PV | 0.05526 | 1/20/2016 | 1/22/2016 | Pass |  |  | N/A (Fast Track) | N/A (Fast Track) | N/A (Fast Track) | Executed | No former queue position
2016-01-13 21:10 | 1292-RD | Detailed Study | Detailed Study | In Service | 3/31/2016 |  |  | SAN JOAQUIN | CORRAL SUB | Solar PV | 3.625 | 1/27/2016 | N/A | N/A | N/A | N/A | Pass | 2019-01-03 | N/A | Executed | No former queue position
2016-01-12 14:05 | 1293-RD | Fast Track | Fast Track | In Service | 3/31/2016 | In Service | 6/29/2016 | SANTA CLARA | MOUNTAIN VIEW SUB | Storage | 0.00426 | 2/2/2016 | 2/3/2016 | Pass |  |  | N/A (Fast Track) | N/A (Fast Track) | N/A (Fast Track) | Executed | No former queue position
2016-01-25 16:03 | 1294-RD | Fast Track | Fast Track | In Service | 4/29/2016 |  |  | KERN | TUPMAN SUB | Storage | 0.1995 | 2/2/2016 | 3/2/2016 | Fail | 3/30/2016 | Pass | N/A (Fast Track) | N/A (Fast Track) | N/A (Fast Track) | Executed | No former queue position
2016-02-09 13:39 | 1295-RD | Fast Track | Fast Track | In Service | 4/29/2016 |  |  | ALAMEDA | CASTRO VALLEY SUB | Solar PV | 0.11874 | 2/17/2016 | 3/3/2016 | Pass |  |  | N/A (Fast Track) | N/A (Fast Track) | N/A (Fast Track) | Executed | No former queue position
2010-04-22 16:20 | 0124-WD | Independent Study | Independent Study | In Service | 5/1/2011 | 12/15/2016 | 11/18/2016 | KINGS | AVENAL SUB | Solar PV | 15.8 | 5/4/2010 | N/A | N/A | N/A | N/A | N/A | 2/10/2011 | 02/08/2013 | Executed | Former queue position: W112 | AVENAL | not found |  | 15.8 | not found |  |  |  |  | 1 |  |  | 1
2016-02-18 17:00 | 1297-RD | Fast Track | Fast Track | In Service | 4/29/2016 |  |  | ALAMEDA | DIXON SUB | Storage | 0.015 | 2/24/2016 | 3/16/2016 | Pass |  |  | N/A (Fast Track) | N/A (Fast Track) | N/A (Fast Track) | Executed | No former queue position
2016-02-26 17:33 | 1298-RD | Fast Track | Fast Track | Withdrawn | 5/26/2016 | Withdrawn | Withdrawn | SAN MATEO | EAST GRAND SUB | Solar PV | 0.26579 | 3/2/2016 | 6/7/2016 | Fail | Withdrawn | Withdrawn | Withdrawn | Withdrawn | Withdrawn | Withdrawn | No former queue position
2016-02-24 16:04 | 1299-RD | Fast Track | Fast Track | Withdrawn | 6/30/2016 | Withdrawn | Withdrawn | TEHAMA | CORNING SUB | Solar PV | 2 | 3/9/2016 | 3/21/2016 | Fail Screens: C, F, G, I, J, K, L, M | Withdrawn | Withdrawn | Withdrawn | Withdrawn | Withdrawn | Withdrawn | No former queue position
2016-02-25 10:55 | 1300-RD | Fast Track | Fast Track | Withdrawn | 6/1/2017 | Withdrawn | Withdrawn | MADERA | DAIRYLAND SUB | Reciprocating Engine | 0.8 | 3/9/2016 | 3/31/2016 | Fail Screens: B, D, F, I, J, K, M | Withdrawn | Withdrawn | Withdrawn | Withdrawn | Withdrawn | Withdrawn | No former queue position
2016-02-29 21:27 | 1301-RD | Fast Track | Fast Track | Withdrawn | 5/31/2016 | Withdrawn | Withdrawn | ALAMEDA | TESLA MOBILE STORAGE | Engine | 0.522 | 3/9/2016 | 4/26/2016 | Pass | Withdrawn | Withdrawn | Withdrawn | Withdrawn | Withdrawn | Withdrawn | No former queue position
2016-02-25 13:43 | 1302-WD | Independent Study | Independent Study | Withdrawn | 10/31/2017 | Withdrawn | Withdrawn | FRESNO | BIOLA SUB | Other | 1.95 | 3/16/2016 | Withdrawn | Withdrawn | Withdrawn | Withdrawn | Pass | Withdrawn | Withdrawn | Withdrawn | No former queue position
2016-03-14 16:32 | 1303-RD | Fast Track | Fast Track | Active | 5/31/2016 |  |  | SAN FRANCISCO | SAN FRAN Y (LARKIN) SUB | Solar PV | 0.05 | 3/23/2016 | 4/12/2016 | Fail | 5/4/2016 | Pass | N/A (Fast Track) | N/A (Fast Track) | N/A (Fast Track) | Executed | No former queue position | SAN FRAN Y (LARKIN) | not found
2016-03-07 13:35 | 1304-RD | Fast Track | Fast Track | Withdrawn | 5/31/2016 | Withdrawn | Withdrawn | MERCED | EL CAPITAN SUB | Solar PV | 0.864 | 3/23/2016 | 4/12/2016 | Fail Screens: D, F, H, J, K | 5/19/2016 | Fail | Withdrawn | Withdrawn | Withdrawn | Withdrawn | No former queue position
2016-03-16 13:18 | 1305-RD | Fast Track | Fast Track | In Service | 5/31/2016 |  |  | SAN FRANCISCO | SAN FRAN Y (LARKIN) SUB | Solar PV | 0.058 | 3/23/2016 | 4/4/2016 | Pass |  |  | N/A (Fast Track) | N/A (Fast Track) | N/A (Fast Track) | Executed | No former queue position
2016-03-17 12:29 | 1306-RD | Fast Track | Fast Track | Withdrawn | 5/26/2016 | Withdrawn | Withdrawn | ALAMEDA | OAKLAND C (OAKLAND PP) SUB | Solar PV | 0.0035 | 3/23/2016 | Withdrawn | Withdrawn | Withdrawn | Withdrawn | Withdrawn | Withdrawn | Withdrawn | Withdrawn | No former queue position
2016-03-14 10:50 | 1307-RD | Fast Track | Fast Track | Withdrawn | 8/1/2018 | Withdrawn | Withdrawn | PLUMAS | CRESCENT MILLS SUB | Biomass | 3 | 3/29/2016 | 4/15/2016 | Fail Screens: B, F, H, I, L, M | Withdrawn | Withdrawn | Withdrawn | Withdrawn | Withdrawn | Withdrawn | No former queue position
2016-03-15 17:25 | 1308-RD | Fast Track | Fast Track | Withdrawn | 5/31/2016 | Withdrawn | Withdrawn | CONTRA COSTA | WILLOW PASS SUB | Solar PV | 1.7 | 3/29/2016 | 4/18/2016 | Fail Screens: D, F, H, J, K, M | 5/16/2016 | Pass | Withdrawn | Withdrawn | Withdrawn | Withdrawn | No former queue position
2016-03-17 18:00 | 1309-RD | Fast Track | Fast Track | Withdrawn | 5/31/2016 | Withdrawn | Withdrawn | CONTRA COSTA | CONTRA COSTA SUB | Solar PV | 1.7 | 3/29/2016 | 4/18/2016 | Fail Screens: D, F, H, J, K, M | 5/17/2016 | Pass | Withdrawn | Withdrawn | Withdrawn | Withdrawn | No former queue position
2016-03-17 11:05 | 1310-RD | Fast Track | Fast Track | In Service | 5/31/2016 |  |  | KERN | WEEDPATCH SUB | Solar PV | 0.54 | 3/29/2016 | 4/19/2016 | Fail Screens: F, H, J, K, M | 5/9/2016 | Pass | N/A (Fast Track) | N/A (Fast Track) | N/A (Fast Track) | Executed | No former queue position
2016-03-16 11:55 | 1311-WD | Cluster | Cluster | Withdrawn | 12/31/2019 | Withdrawn | Withdrawn | KERN | GOOSE LAKE SUB | Solar PV | 10 | 4/6/2016 | Withdrawn | Withdrawn | Withdrawn | Withdrawn | Pass | Withdrawn | Withdrawn | Withdrawn | No former queue position
2016-03-22 10:54 | 1312-WD | Independent Study | Independent Study | Withdrawn | 6/1/2018 | Withdrawn | Withdrawn | SAN JOAQUIN | RIPON SUB | Gas Turbine | 63.9 | 4/13/2016 | Withdrawn | Withdrawn | Withdrawn | Withdrawn | Pass | Withdrawn | Withdrawn | Withdrawn | No former queue position
2016-02-12 11:18 | 1313-RD | Fast Track | Detailed Study | Withdrawn | 7/8/2016 | Withdrawn | Withdrawn | MONTEREY | SOLEDAD SUB | Wind | 3 | 4/13/2016 | 4/29/2016 | Fail Screens: B, C, F, G, H, I, J, K, M | 6/28/2016 | Fail | Pass | Withdrawn | Withdrawn | Withdrawn | No former queue position
2016-04-07 15:01 | 1314-RD | Fast Track | Fast Track | In Service | 6/30/2016 |  |  | ALAMEDA | BERKELEY F SUB | Solar PV | 0.18519 | 4/13/2016 | 5/9/2016 | Pass |  |  | N/A (Fast Track) | N/A (Fast Track) | N/A (Fast Track) | Executed | No former queue position
2009-07-03 12:32 | 0032-WD | Independent Study | Independent Study | In Service | 6/1/2011 | 4/24/2015 | 4/20/2015 | KERN | GOOSE LAKE SUB | Solar PV | 15 | 8/4/2009 | N/A | N/A | N/A | N/A | N/A | 10/14/2010 | 6/25/2012 | Executed | Former queue position: W25 | GOOSE LAKE | Goose Lake | 115 | 15 | not found |  |  |  |  | 1 |  |  | 1
2016-04-02 14:48 | 1316-RD | Fast Track | Detailed Study | In Service | 6/1/2017 | 9/30/2017 | 3/26/2019 | FRESNO | SCHINDLER SUB | Engine | 0.8 | 4/13/2016 | 4/29/2016 | Fail Screens: B, D, F, I, J, K, M | 5/25/2016 | Fail | Pass | 8/15/2016 | N/A | Executed | No former queue position
2016-04-02 15:26 | 1317-RD | Detailed Study | Detailed Study | In Service | 9/1/2017 | 9/15/2017 | 3/28/2019 | KINGS | GUERNSEY SUB | Engine | 1.028 | 4/13/2016 | N/A | N/A | N/A | N/A | Pass | 8/17/2016 | N/A | Executed | No former queue position
2016-04-04 17:11 | 1318-RD | Detailed Study | Detailed Study | In Service | 8/1/2017 | 11/30/2017 | 10/31/2018 | MADERA | DAIRYLAND SUB | Engine | 0.8 | 4/13/2016 | N/A | N/A | N/A | N/A | Pass | 7/29/2016 | N/A | Executed | No former queue position
2016-03-30 14:26 | 1319-WD | Independent Study | Independent Study | In Service | 7/29/2016 | 8/18/2017 | 8/8/2017 | YUBA | WHEATLAND SUB | Engine, Turbine | 3.8 | 4/20/2016 | N/A | N/A (Independent Study) | N/A | N/A (Independent Study) | Pass | 2017-03-08 | N/A | Executed | No former queue position
2017-04-27 14:07 | 1515-RD | Detailed Study | Detailed Study | In Service | 7/27/2017 |  |  | YOLO | MADISON SUB | Engine, Fuel Cell | 15 | 5/10/2017 | N/A | N/A | N/A | N/A | Pass | 10/13/2017 | N/A | Executed | No former queue position | MADISON | Madison | 115 | [6 empty] | 1 |  |  | 1
2016-04-18 12:21 | 1321-RD | Fast Track | Fast Track | In Service | 6/29/2016 |  |  | SANTA CLARA | MCKEE SUB | Solar PV | 0.20512 | 4/20/2016 | 5/27/2016 | Pass |  |  | N/A (Fast Track) | N/A (Fast Track) | N/A (Fast Track) | Executed | No former queue position
2016-04-18 16:25 | 1322-RD | Fast Track | Fast Track | In Service | 6/29/2016 |  |  | SANTA CLARA | HICKS SUB | Solar PV | 0.20514 | 4/20/2016 | 5/27/2016 | Pass |  |  | N/A (Fast Track) | N/A (Fast Track) | N/A (Fast Track) | Executed | No former queue position
2016-04-12 12:22 | 1323-RD | Fast Track | Fast Track | Withdrawn | 6/29/2016 | Withdrawn | Withdrawn | SAN MATEO | BURLINGAME SUB | Other | 0.005 | 4/27/2016 | 5/24/2016 | Pass | Withdrawn | Withdrawn | Withdrawn | Withdrawn | Withdrawn | Withdrawn | No former queue position
2016-04-12 17:40 | 1324-RD | Detailed Study | Detailed Study | Withdrawn | 11/1/2017 | Withdrawn | Withdrawn | FRESNO | SCHINDLER SUB | Engine | 0.8 | 4/27/2016 | Withdrawn | Withdrawn | Withdrawn | Withdrawn | Pass | Withdrawn | Withdrawn | Withdrawn | No former queue position
2016-04-15 16:16 | 1325-RD | Fast Track | Fast Track | Withdrawn | 11/1/2017 | Withdrawn | Withdrawn | FRESNO | MCMULLIN SUB | Reciprocating Engine | 1.028 | 5/4/2016 | Withdrawn | Withdrawn | Withdrawn | Withdrawn | Withdrawn | Withdrawn | Withdrawn | Withdrawn | No former queue position
2016-04-19 17:03 | 1326-RD | Fast Track | Fast Track | Withdrawn | 7/27/2016 | Withdrawn | Withdrawn | MADERA | MADERA SUB | Solar PV | 5 | 5/4/2016 | 5/24/2016 | Fail Screens: D, F, H, J, K | Withdrawn | Withdrawn | Withdrawn | Withdrawn | Withdrawn | Withdrawn | No former queue position
2016-04-24 09:40 | 1327-RD | Fast Track | Fast Track | Withdrawn | 7/28/2016 | Withdrawn | Withdrawn | MADERA | CHOWCHILLA SUB | Solar PV | 0.4461 | 5/4/2016 | 5/24/2016 | Fail Screens: D, F, H, J, M | 7/6/2016 | Pass | Withdrawn | Withdrawn | Withdrawn | Withdrawn | No former queue position
2016-04-22 10:16 | 1328-RD | Fast Track | Fast Track | In Service | 7/27/2016 |  |  | SANTA CLARA | COOLEY LANDING SUB | Solar PV, Steam Turbine, Turbine | 4.49 | 5/4/2016 | 5/18/2016 | Fail | 7/18/2016 | Pass | N/A (Fast Track) | N/A (Fast Track) | N/A (Fast Track) | Executed | No former queue position
2016-04-22 13:49 | 1329-RD | Fast Track | Fast Track | Withdrawn | 2/16/2018 | Withdrawn | Withdrawn | NEVADA | BRUNSWICK SUB | Hydro | 1.44 | 5/11/2016 | 5/31/2016 | Fail Screens: B, D, G, I, J, K, L, M, V1, V2, S5, A1 | 8/1/2016 | Pass | Withdrawn | Withdrawn | Withdrawn | Withdrawn | No former queue position
2016-04-06 12:44 | 1330-WD | Fast Track | Fast Track | Withdrawn | 4/7/2017 | Withdrawn | Withdrawn | SAN JOAQUIN | STOCKTON A SUB | Solar PV | 1.98 | 5/11/2016 | 6/2/2016 | Fail Screens: 2, 10 | Withdrawn | Withdrawn | Withdrawn | Withdrawn | Withdrawn | Withdrawn | No former queue position
2016-04-06 13:41 | 1331-WD | Fast Track | Fast Track | In Service | 4/21/2017 | 3/3/2019 | 7/20/2018 | CONTRA COSTA | CONTRA COSTA SUB | Solar PV | 0.9 | 5/11/2016 | 6/1/2016 | Fail Screens: 2, 7, 9, 10 | 7/13/2016 | Pass | N/A (Fast Track) | N/A (Fast Track) | N/A (Fast Track) | Executed | No former queue position
2016-04-19 14:44 | 1332-WD | Independent Study | Independent Study | Withdrawn | 1/20/2017 | Withdrawn | Withdrawn | SAN LUIS OBISPO | SAN LUIS OBISPO SUB | Reciprocating Engine | 1.062 | 5/18/2016 | Withdrawn | Withdrawn | Withdrawn | Withdrawn | Pass | Withdrawn | Withdrawn | Withdrawn | No former queue position
2016-05-03 12:16 | 1333-WD | Independent Study | Independent Study | Withdrawn | 12/31/2017 | Withdrawn | Withdrawn | KERN | LAMONT SUB | Solar PV | 2.25 | 5/18/2016 | Withdrawn | Withdrawn | Withdrawn | Withdrawn | Pass | Withdrawn | Withdrawn | Withdrawn | No former queue position
2016-05-06 09:12 | 1334-RD | Fast Track | Fast Track | Withdrawn | 5/31/2018 | Withdrawn | Withdrawn | FRESNO | KINGSBURG SUB | Solar PV | 1.215 | 5/18/2016 | 6/2/2016 | Fail Screens: G, J, K, M | Withdrawn | Withdrawn | Withdrawn | Withdrawn | Withdrawn | Withdrawn | No former queue position
2016-05-11 10:26 | 1335-RD | Fast Track | Fast Track | Withdrawn | 12/15/2017 | Withdrawn | Withdrawn | LAKE | CLEAR LAKE SUB | Solar PV | 2 | 5/25/2016 | 6/15/2016 | Fail | 7/27/2016 | Pass | Withdrawn | Withdrawn | Withdrawn | Withdrawn | R21 Transition to WDT SGIA
2016-05-10 11:49 | 1336-RD | Fast Track | Fast Track | In Service | 2/24/2017 |  |  | SOLANO | VACA DIXON SUB | Solar PV | 3.75 | 5/25/2016 | 6/15/2016 | Fail | 8/2/2016 | Pass | N/A (Fast Track) | N/A (Fast Track) | N/A (Fast Track) | Executed | No former queue position
2016-05-10 12:06 | 1337-RD | Fast Track | Fast Track | In Service | 2/24/2017 |  |  | SOLANO | VACA DIXON SUB | Solar PV | 3.1378 | 5/25/2016 | 6/15/2016 | Fail | 8/2/2016 | Pass | N/A (Fast Track) | N/A (Fast Track) | N/A (Fast Track) | Executed | No former queue position
2016-05-10 15:34 | 1338-WD | Independent Study | Independent Study | Withdrawn | 5/31/2018 | Withdrawn | Withdrawn | FRESNO | COALINGA #1 SUB | Other | 15 | 5/25/2016 | Withdrawn | Withdrawn | Withdrawn | Withdrawn | Pass | Withdrawn | Withdrawn | Withdrawn | No former queue position
2016-05-12 11:24 | 1339-RD | Fast Track | Fast Track | In Service | 7/1/2016 |  |  | ALAMEDA | GRANT SUB | Storage | 0.03 | 5/25/2016 | 6/29/2016 | Pass |  |  | N/A (Fast Track) | N/A (Fast Track) | N/A (Fast Track) | Executed | No former queue position
2016-05-20 16:11 | 1340-RD | Fast Track | Fast Track | In Service | 5/20/2016 |  |  | ALAMEDA | Hillslide115 | Solar PV | 0.0691 | 5/25/2016 | 7/15/2016 | Pass |  |  | N/A (Fast Track) | N/A (Fast Track) | N/A (Fast Track) | Executed | No former queue position
2016-04-25 16:35 | 1341-RD | Fast Track | Fast Track | In Service | 7/29/2016 |  |  | EL DORADO | DIAMOND SPRINGS SUB | Hydro | 0.4849 | 6/1/2016 | 6/22/2016 | Fail Screens: H | 8/17/2016 | Pass | N/A (Fast Track) | N/A (Fast Track) | N/A (Fast Track) | Executed | No former queue position
2016-05-19 14:34 | 1342-RD | Fast Track | Fast Track | Withdrawn | 11/15/2016 | Withdrawn | Withdrawn | MERCED | EL CAPITAN SUB | Solar PV | 0.864 | 6/1/2016 | 6/21/2016 | Fail Screens: D, F, H, J, K | 8/1/2016 | Pass | Withdrawn | Withdrawn | Withdrawn | Withdrawn | No former queue position
2016-05-06 15:09 | 1343-RD | Detailed Study | Detailed Study | Withdrawn | 11/1/2017 | Withdrawn | Withdrawn | FRESNO | MCMULLIN SUB | Engine | 1 | 6/8/2016 | Withdrawn | Withdrawn | Withdrawn | Withdrawn | Pass | Withdrawn | Withdrawn | Withdrawn | No former queue position
2016-05-20 09:02 | 1344-RD | Fast Track | Fast Track | Withdrawn | 5/1/2017 | Withdrawn | Withdrawn | SAN FRANCISCO | SAN FRAN Z (EMBARCADERO) SUB | Micro Turbine | 0.065 | 6/8/2016 | 7/1/2016 | Fail Screens: F, H, J | 9/20/2016 | Pass | Withdrawn | Withdrawn | Withdrawn | Withdrawn | No former queue position
2016-05-26 15:15 | 1345-RD | Fast Track | Fast Track | In Service | 6/1/2017 |  |  | AMADOR | CLAY SUB | Hydro | 0.4476 | 6/8/2016 | 6/28/2016 | Fail Screens: B, C, D, F, G, I, J, L, M, V1, S5, A1 | 8/8/2016 | Pass | N/A (Fast Track) | N/A (Fast Track) | N/A (Fast Track) | Executed | No former queue position
2016-06-08 13:49 | 1346-RD | Fast Track | Fast Track | Withdrawn | 6/8/2016 | Withdrawn | Withdrawn | SAN JOAQUIN | WEBER SUB | Solar PV | 0.35438 | 6/14/2016 | Withdrawn | Withdrawn | Withdrawn | Withdrawn | Withdrawn | Withdrawn | Withdrawn | Withdrawn | No former queue position
2016-05-27 14:42 | 1347-RD | Fast Track | Fast Track | Withdrawn | 8/5/2016 | Withdrawn | Withdrawn | MONTEREY | SOLEDAD SUB | Solar PV | 0.04974 | 6/22/2016 | 7/13/2016 | Pass | Withdrawn | Withdrawn | Withdrawn | Withdrawn | Withdrawn | Withdrawn | No former queue position
2016-06-10 06:59 | 1348-RD | Fast Track | Fast Track | Withdrawn | 6/9/2017 | Withdrawn | Withdrawn | MONTEREY | PRUNEDALE SUB | Solar PV | 2.9807 | 6/22/2016 | 7/13/2016 | Fail Screens: D, F, H, J, K, M | 9/2/2016 | Pass | Withdrawn | Withdrawn | Withdrawn | Withdrawn | No former queue position
2016-05-28 12:17 | 1349-RD | Fast Track | Detailed Study | Withdrawn | 9/30/2016 | Withdrawn | Withdrawn | SONOMA | FULTON SUB | Solar PV | 0.999 | 6/29/2016 | 7/6/2016 | Fail Screens: D, F, H, J, K, M | 8/23/2016 | Fail | Pass | Withdrawn | Withdrawn | Withdrawn | No former queue position
2016-06-22 14:37 | 1350-RD | Fast Track | Fast Track | In Service | 8/1/2016 |  |  | SAN FRANCISCO | YOSEMITE SUB | Solar PV | 0.11808 | 6/29/2016 | 7/6/2016 | Pass |  |  | N/A (Fast Track) | N/A (Fast Track) | N/A (Fast Track) | Executed | No former queue position
2016-06-02 16:15 | 1351-WD | Fast Track | Fast Track | Withdrawn | 12/1/2016 | Withdrawn | Withdrawn | SAN MATEO | BELLE HAVEN SUB | Other | 0.1 | 6/29/2016 | 8/31/2016 | Pass | Withdrawn | Withdrawn | Withdrawn | Withdrawn | Withdrawn | Withdrawn | No former queue position
2016-06-06 12:47 | 1352-RD | Fast Track | Fast Track | In Service | 9/30/2016 |  |  | SANTA CLARA | SAN JOSE B SUB | Storage | 0.036 | 6/29/2016 | 8/29/2016 | Pass |  |  | N/A (Fast Track) | N/A (Fast Track) | N/A (Fast Track) | Executed | No former queue position
2016-06-06 09:14 | 1353-WD | Fast Track | Fast Track | Withdrawn | 1/4/2017 | Withdrawn | Withdrawn | PLACER | SMARTVILLE SUB | Solar PV | 3.991 | 6/29/2016 | 7/20/2016 | Fail Screens: 2, 4, 5, 10 | Withdrawn | Withdrawn | Withdrawn | Withdrawn | Withdrawn | Withdrawn | No former queue position
2016-06-23 16:58 | 1354-WD | Fast Track | Fast Track | Withdrawn | 8/31/2018 | Withdrawn | Withdrawn | BUTTE | OROVILLE SUB | Solar PV | 1.9925 | 7/6/2016 | 7/21/2016 | Fail Screens: 2, 5, 6, 10 | 8/31/2016 | Pass | Withdrawn | Withdrawn | Withdrawn | Withdrawn | No former queue position
2016-06-23 17:21 | 1355-WD | Fast Track | Fast Track | Withdrawn | 8/31/2018 | Withdrawn | Withdrawn | EL DORADO | DIAMOND SPRINGS SUB | Solar PV | 1.8 | 7/6/2016 | 7/27/2016 | Fail Screens: 2, 4, 5, 10 | 9/16/2016 | Pass | Withdrawn | Withdrawn | Withdrawn | Withdrawn | No former queue position
2016-06-23 17:54 | 1356-WD | Fast Track | Fast Track | Withdrawn | 8/31/2018 | Withdrawn | Withdrawn | CONTRA COSTA | BRENTWOOD SUB | Solar PV | 1.4 | 7/6/2016 | 7/19/2016 | Fail Screens: 2, 5, 10 | 9/29/2016 | Pass | Withdrawn | Withdrawn | Withdrawn | Withdrawn | No former queue position
2016-06-23 18:24 | 1357-WD | Fast Track | Independent Study | Withdrawn | 8/31/2018 | Withdrawn | Withdrawn | STANISLAUS | RIVERBANK SUB | Solar PV | 2.8 | 7/6/2016 | 7/27/2016 | Fail Screens: 2, 5, 10 | 9/23/2016 | Fail | Pass | Withdrawn | Withdrawn | Withdrawn | No former queue position
2016-06-24 12:53 | 1358-WD | Fast Track | Fast Track | Withdrawn | 8/31/2018 | Withdrawn | Withdrawn | BUTTE | WYANDOTTE SUB | Solar PV | 1 | 7/6/2016 | 7/18/2016 | Fail Screens: 2, 5, 6, 10 | 8/31/2016 | Pass | Withdrawn | Withdrawn | Withdrawn | Withdrawn | No former queue position
2016-06-21 16:39 | 1359-RD | Detailed Study | Detailed Study | Withdrawn | 11/1/2018 | Withdrawn | Withdrawn | PLUMAS | CRESCENT MILLS SUB | Biomass | 3 | 7/6/2016 | Withdrawn | Withdrawn | Withdrawn | Withdrawn | Pass | Withdrawn | Withdrawn | Withdrawn | No former queue position
2016-07-01 14:50 | 1360-RD | Fast Track | Fast Track | Withdrawn | 7/1/2018 | Withdrawn | Withdrawn | NAPA | HIGHWAY SUB | Biomass | 1 | 7/6/2016 | 7/27/2016 | Fail Screens: B, D, F, G, I, J, K, M | Withdrawn | Withdrawn | Withdrawn | Withdrawn | Withdrawn | Withdrawn | No former queue position
2016-06-07 14:04 | 1361-RD | Fast Track | Fast Track | Withdrawn | 6/7/2017 | Withdrawn | Withdrawn | BUTTE | SYCAMORE CREEK SUB | Solar PV | 1.25 | 7/13/2016 | 7/15/2016 | Fail Screens: F, I, J, K, M | Withdrawn | Withdrawn | Withdrawn | Withdrawn | Withdrawn | Withdrawn | No former queue position
2016-06-07 14:19 | 1362-RD | Fast Track | Fast Track | Withdrawn | 6/7/2017 | Withdrawn | Withdrawn | SHASTA | ANDERSON SUB | Solar PV | 0.36 | 7/13/2016 | 7/19/2016 | Fail Screens: I, J, K, M | 9/19/2016 | Pass | Withdrawn | Withdrawn | Withdrawn | Withdrawn | No former queue position
2016-06-27 07:10 | 1363-RD | Fast Track | Fast Track | Withdrawn | 5/2/2018 | Withdrawn | Withdrawn | SANTA CLARA | VASONA SUB | Cogeneration | 2 | 7/20/2016 | 8/3/2016 | Fail Screens: F, H, J, K, M | 8/30/2016 | Fail | Withdrawn | Withdrawn | Withdrawn | Withdrawn | No former queue position
2016-06-30 09:58 | 1364-RD | Fast Track | Fast Track | Withdrawn | 10/1/2017 | Withdrawn | Withdrawn | MADERA | STOREY SUB | Solar PV | 0.588 | 7/20/2016 | 8/10/2016 | Fail Screens: D, F, H, J, K, M | Withdrawn | Withdrawn | Withdrawn | Withdrawn | Withdrawn | Withdrawn | No former queue position
2016-07-13 16:59 | 1365-RD | Fast Track | Fast Track | Withdrawn | 8/1/2017 | Withdrawn | Withdrawn | CONTRA COSTA | KIRKER SUB | Solar PV | 0.6 | 7/20/2016 | 8/1/2016 | Pass | Withdrawn | Withdrawn | Withdrawn | Withdrawn | Withdrawn | Withdrawn | No former queue position
2016-06-09 10:42 | 1366-RD | Detailed Study | Detailed Study | In Service | 12/31/2020 |  |  | SAN LUIS OBISPO | GOLDTREE SUB | Solar PV | 4.5 | 7/27/2016 | N/A | N/A | N/A | N/A | Pass | 12/15/2016 | N/A | Executed | No former queue position
2016-07-25 12:00 | 1367-RD | Fast Track | Fast Track | In Service | 1/25/2017 |  |  | SAN FRANCISCO | SAN FRAN Y (LARKIN) SUB | Storage | 0.036 | 8/10/2016 | 8/30/2016 | Pass |  |  | N/A (Fast Track) | N/A (Fast Track) | N/A (Fast Track) | Executed | No former queue position
2016-07-26 21:38 | 1368-RD | Detailed Study | Detailed Study | Withdrawn | 3/3/2018 | Withdrawn | Withdrawn | HUMBOLDT | JANES CREEK SUB | Biomass | 1 | 8/17/2016 | Withdrawn | Withdrawn | Withdrawn | Withdrawn | Pass | Withdrawn | Withdrawn | Withdrawn | No former queue position
2016-08-05 13:46 | 1369-RD | Fast Track | Fast Track | Withdrawn | 4/17/2017 | Withdrawn | Withdrawn | ALAMEDA | NEWARK SUB | Cogeneration | 0.45 | 8/17/2016 | 9/7/2016 | Fail Screens: B | 10/24/2016 | Fail | Withdrawn | Withdrawn | Withdrawn | Withdrawn | No former queue position
2016-08-17 09:07 | 1370-WD | Independent Study | Independent Study | Withdrawn | 5/1/2020 | Withdrawn | Withdrawn | SANTA CLARA | LLAGAS SUB | Storage | 20 | 8/24/2016 | Withdrawn | Withdrawn | Withdrawn | Withdrawn | Pass | Withdrawn | Withdrawn | Withdrawn | No former queue position.
2016-08-18 18:37 | 1371-RD | Fast Track | Fast Track | In Service | 12/1/2017 |  |  | SANTA CLARA | WOLFE SUB | Solar PV | 0.72 | 8/24/2016 | 9/28/2016 | Pass |  |  | N/A (Fast Track) | N/A (Fast Track) | N/A (Fast Track) | Executed | No former queue position
2016-08-12 14:17 | 1372-WD | Fast Track | Independent Study | Withdrawn | 8/31/2018 | Withdrawn | Withdrawn | BUTTE | OROVILLE SUB | Solar PV | 1.5 | 8/24/2016 | 9/13/2016 | Fail Screens: 2, 4, 5, 6, 10 | Withdrawn | Withdrawn | Withdrawn | Withdrawn | Withdrawn | Withdrawn | No former queue position
2016-08-18 14:40 | 1373-RD | Detailed Study | Detailed Study | Withdrawn | 7/1/2018 | Withdrawn | Withdrawn | NAPA | HIGHWAY SUB | Other | 1.172 | 8/24/2016 | Withdrawn | Withdrawn | Withdrawn | Withdrawn | Pass | Withdrawn | Withdrawn | Withdrawn | No former queue position
2016-08-04 10:34 | 1374-RD | Fast Track | Fast Track | In Service | 12/31/2017 | In Service | 5/31/2018 | MADERA | CHOWCHILLA SUB | Solar PV | 0.80973 | 8/31/2016 | 9/21/2016 | Fail Screens: D, F, H, J, K | 11/21/2016 | Pass | N/A (Fast Track) | N/A (Fast Track) | N/A (Fast Track) | Executed | No former queue position
2016-07-14 08:34 | 1375-RD | Detailed Study | Detailed Study | Withdrawn | 7/3/2018 | Withdrawn | Withdrawn | YUBA | PIKE CITY SUB | Steam Turbine | 3 | 9/7/2016 | Withdrawn | Withdrawn | Withdrawn | Withdrawn | Pass | Withdrawn | Withdrawn | Withdrawn | No former queue position
2016-08-26 14:31 | 1376-RD | Fast Track | Fast Track | Withdrawn | 3/22/2017 | Withdrawn | Withdrawn | GLENN | JACINTO SUB | Biomass | 0.45 | 9/7/2016 | 10/7/2016 | Fail Screens: B, F, G, L, M | Withdrawn | Withdrawn | Withdrawn | Withdrawn | Withdrawn | Withdrawn | No former queue position
2016-08-29 17:46 | 1377-WD | Fast Track | Fast Track | Withdrawn | 8/31/2018 | Withdrawn | Withdrawn | CALAVERAS | CALAVERAS CEMENT SUB | Solar PV | 1.4 | 9/7/2016 | 9/27/2016 | Pass | Withdrawn | Withdrawn | Withdrawn | Withdrawn | Withdrawn | Withdrawn | No former queue position
2016-08-17 12:16 | 1378-RD | Fast Track | Fast Track | Withdrawn | 5/15/2018 | Withdrawn | Withdrawn | KERN | PASO ROBLES SUB | Solar PV | 24.497 | 9/7/2016 | Withdrawn | Withdrawn | Withdrawn | Withdrawn | Fail | Withdrawn | Withdrawn | Withdrawn | No former queue position
2016-09-01 16:15 | 1379-RD | Fast Track | Fast Track | Withdrawn | 1/2/2017 | Withdrawn | Withdrawn | CALAVERAS | STANISLAUS PH | Hydro | 3 | 9/14/2016 | 10/10/2016 | Fail Screens: B, F, G, I, J, K, M | 11/14/2016 | Fail | Withdrawn | Withdrawn | Withdrawn | Withdrawn | No former queue position
2016-08-30 07:26 | 1380-RD | Fast Track | Fast Track | In Service | 12/30/2016 |  |  | YOLO | WOODLAND SUB | Solar PV | 1.9248 | 9/14/2016 | 10/5/2016 | Fail Screens: D, J, K, M | 12/7/2016 | Pass | N/A (Fast Track) | N/A (Fast Track) | N/A (Fast Track) | Executed | No former queue position
2016-08-30 08:02 | 1381-RD | Fast Track | Detailed Study | In Service | 12/30/2016 | In Service | 2/19/2010 | KERN | 7TH STANDARD SUB | Solar PV | 1.588 | 9/14/2016 | 10/3/2016 | Fail Screens: D, H, J, K, M | 11/30/2016 | Fail | Pass | 5/16/2017 | N/A | Executed | No former queue position
2016-09-08 10:55 | 1382-WD | Fast Track | Fast Track | Withdrawn | 9/14/2017 | Withdrawn | Withdrawn | SONOMA | PENNGROVE SUB | Solar PV | 1 | 9/21/2016 | 10/11/2016 | Fail Screens: 2, 10 | Withdrawn | Withdrawn | Withdrawn | Withdrawn | Withdrawn | Withdrawn | No former queue position
2016-09-08 11:13 | 1383-WD | Fast Track | Fast Track | Withdrawn | 9/14/2017 | Withdrawn | Withdrawn | SONOMA | PENNGROVE SUB | Solar PV | 1 | 9/21/2016 | 10/11/2016 | Fail Screens: 2, 10 | Withdrawn | Withdrawn | Withdrawn | Withdrawn | Withdrawn | Withdrawn | No former queue position
2016-09-21 10:29 | 1384-WD | Fast Track | Fast Track | In Service | 3/31/2017 | 3/1/2018 | 3/13/2019 | MARIN | SAN RAFAEL SUB | Cogeneration | 0.75 | 10/5/2016 | 10/27/2016 | Fail Screens: 2, 4, 9, 10 | 1/11/2017 | Pass | N/A (Fast Track) | N/A (Fast Track) | N/A (Fast Track) | Executed | No former queue position
2016-09-16 17:05 | 1385-RD | Fast Track | Fast Track | Withdrawn | 11/22/2016 | Withdrawn | Withdrawn | SAN FRANCISCO | SAN FRAN Y (LARKIN) SUB | Storage | 0.036 | 10/12/2016 | 10/27/2016 | Fail Screens: A | 12/18/2016 | Pass | Withdrawn | Withdrawn | Withdrawn | Withdrawn | No former queue position
2016-09-30 14:39 | 1386-WD | Independent Study | Independent Study | Withdrawn | 2/28/2019 | Withdrawn | Withdrawn | EL DORADO | APPLE HILL SUB | Other | 10 | 10/12/2016 | Withdrawn | Withdrawn | Withdrawn | Withdrawn | Withdrawn | Withdrawn | Withdrawn | Withdrawn | No former queue position
2016-09-30 14:54 | 1387-WD | Independent Study | Independent Study | Withdrawn | 2/28/2019 | Withdrawn | Withdrawn | EL DORADO | APPLE HILL SUB | Other | 10 | 10/12/2016 | Withdrawn | Withdrawn | Withdrawn | Withdrawn | Withdrawn | Withdrawn | Withdrawn | Withdrawn | No former queue position
2016-08-26 16:22 | 1388-RD | Detailed Study | Detailed Study | Withdrawn | 6/7/2017 | Withdrawn | Withdrawn | BUTTE | SYCAMORE CREEK SUB | Solar PV | 1.25 | 10/19/2016 | Withdrawn | Withdrawn | Withdrawn | Withdrawn | Pass | Withdrawn | Withdrawn | Withdrawn | No former queue position
2016-09-15 06:38 | 1389-RD | Fast Track | Detailed Study | In Service | 5/1/2017 |  |  | KERN | RENFRO SUB | Solar PV | 1.3828 | 10/19/2016 | 11/9/2016 | Fail Screens: D, E, F, H, J, K, M | 12/28/2016 | Fail | Pass | 5/19/2017 | N/A | Executed | No former queue position
2016-09-15 07:07 | 1390-RD | Fast Track | Detailed Study | In Service | 5/5/2017 |  |  | KERN | TEVIS SUB | Solar PV | 1.3982 | 10/19/2016 | 11/9/2016 | Fail Screens: D, E, F, H, J, K, M | 12/28/2016 | Fail | Pass | 5/19/2017 | N/A | Executed | No former queue position
2016-09-23 13:59 | 1391-RD | Detailed Study | Detailed Study | In Service | 12/30/2016 |  |  | SAN BENITO | SAN BENITO SUB | Engine | 2 | 10/19/2016 | N/A | N/A | N/A | N/A | Pass | 10/20/2017 | N/A | Executed | No former queue position
2016-09-29 10:37 | 1392-RD | Fast Track | Fast Track | Withdrawn | 12/30/2016 | Withdrawn | Withdrawn | MONTEREY | SOLEDAD SUB | Solar PV | 0.04814 | 10/26/2016 | 11/15/2016 | Pass | Withdrawn | Withdrawn | Withdrawn | Withdrawn | Withdrawn | Withdrawn | No former queue position
2016-10-05 17:41 | 1393-WD | Fast Track | Fast Track | Withdrawn | 10/14/2017 | Withdrawn | Withdrawn | YOLO | WOODLAND SUB | Reciprocating Engine | 0.65 | 10/26/2016 | 11/17/2016 | Fail Screens: 2, 10 | Withdrawn | Withdrawn | Withdrawn | Withdrawn | Withdrawn | Withdrawn | No former queue position
2016-10-07 14:52 | 1394-WD | Independent Study | Independent Study | Withdrawn | 12/31/2019 | Withdrawn | Withdrawn | KERN | GOOSE LAKE SUB | Solar PV | 5 | 10/26/2016 | Withdrawn | Withdrawn | Withdrawn | Withdrawn | Pass | Withdrawn | Withdrawn | Withdrawn | No former queue position
2016-10-13 09:07 | 1395-RD | Fast Track | Fast Track | In Service | 3/1/2017 |  |  | ALAMEDA | OAKLAND J SUB | Solar PV | 2.004 | 10/26/2016 | 11/29/2016 | Pass |  |  | N/A (Fast Track) | N/A (Fast Track) | N/A (Fast Track) | Executed | No former queue position
2016-10-17 21:58 | 1396-WD | Fast Track | Fast Track | Withdrawn | 3/31/2017 | Withdrawn | Withdrawn | MARIN | STAFFORD SUB | Solar PV | 0.45 | 10/26/2016 | 11/18/2016 | Pass | Withdrawn | Withdrawn | Withdrawn | Withdrawn | Withdrawn | Withdrawn | No former queue position
2016-10-12 14:02 | 1397-RD | Fast Track | Fast Track | In Service | 8/9/2017 |  |  | FRESNO | NEW KEARNEY SUB | Solar PV | 0.72 | 10/26/2016 | 11/14/2016 | Pass |  |  | N/A (Fast Track) | N/A (Fast Track) | N/A (Fast Track) | Executed | No former queue position
2016-10-13 16:40 | 1398-WD | Fast Track | Fast Track | In Service | 12/5/2017 | 12/1/2018 | 12/4/2020 | SONOMA | PETALUMA C SUB | Solar PV | 1 | 11/2/2016 | 12/2/2016 | Fail Screens: 2, 4, 5, 9, 10 | 1/9/2017 | Pass | N/A (Fast Track) | N/A (Fast Track) | N/A (Fast Track) | Executed | No former queue position
2016-10-13 16:52 | 1399-WD | Fast Track | Fast Track | In Service | 12/5/2017 | 12/1/2018 | 11/12/2020 | SONOMA | PETALUMA C SUB | Solar PV | 1 | 11/2/2016 | 12/2/2016 | Fail Screens: 2, 4, 5, 7, 9, 10 | 1/9/2017 | Pass | N/A (Fast Track) | N/A (Fast Track) | N/A (Fast Track) | Executed | No former queue position
2016-10-18 15:31 | 1400-RD | Detailed Study | Detailed Study | In Service | 12/31/2017 |  |  | MADERA | BORDEN SUB | Solar PV | 3.66 | 11/2/2016 | N/A | N/A | N/A | N/A | Fail | 6/1/2017 | N/A | Executed | No former queue position
2016-10-26 17:51 | 1401-WD | Fast Track | Fast Track | Withdrawn | 12/11/2017 | Withdrawn | Withdrawn | SAN LUIS OBISPO | SAN LUIS OBISPO SUB | Solar PV | 1.2 | 11/9/2016 | 12/2/2016 | Pass | Withdrawn | Withdrawn | Withdrawn | Withdrawn | Withdrawn | Withdrawn | No former queue position
2016-10-26 18:35 | 1402-RD | Fast Track | Detailed Study | Withdrawn | 8/1/2017 | Withdrawn | Withdrawn | BUTTE | BANGOR SUB | Solar PV | 2 | 11/9/2016 | 2017-04-28 | Fail Screens: F, G, H, L, M | 7/13/2017 | Fail | Pass | Withdrawn | Withdrawn | Withdrawn | No former queue position
2016-10-17 11:56 | 1403-RD | Detailed Study | Detailed Study | Withdrawn | 1/1/2018 | Withdrawn | Withdrawn | SAN JOAQUIN | AVENA SUB | Reciprocating Engine | 2.282 | 11/9/2016 | Withdrawn | Withdrawn | Withdrawn | Withdrawn | Pass | Withdrawn | Withdrawn | Withdrawn | No former queue position
2016-10-25 09:12 | 1404-RD | Fast Track | Fast Track | Withdrawn | 7/3/2017 | Withdrawn | Withdrawn | SAN JOAQUIN | LAMMERS SUB | Biomass | 2.8 | 11/9/2016 | 12/2/2016 | Fail Screens: B, F, I, J, K, M | Withdrawn | Withdrawn | Withdrawn | Withdrawn | Withdrawn | Withdrawn | No former queue position
2016-10-25 15:54 | 1405-WD | Fast Track | Fast Track | Withdrawn | 11/3/2016 | Withdrawn | Withdrawn | SAN FRANCISCO | SAN FRAN F (MARINA) SUB | Other | 0.038 | 11/9/2016 | 2017-01-12 | Pass | Withdrawn | Withdrawn | Withdrawn | Withdrawn | Withdrawn | Withdrawn | No former queue position
2016-10-25 16:13 | 1406-WD | Fast Track | Fast Track | Withdrawn | 11/3/2016 | Withdrawn | Withdrawn | SAN FRANCISCO | SAN FRAN F (MARINA) SUB | Other | 0.038 | 11/9/2016 | 2017-01-12 | Pass | Withdrawn | Withdrawn | Withdrawn | Withdrawn | Withdrawn | Withdrawn | No former queue position
2016-10-25 16:37 | 1407-WD | Fast Track | Fast Track | Withdrawn | 11/3/2016 | Withdrawn | Withdrawn | SAN FRANCISCO | SAN FRAN Y (LARKIN) SUB | Other | 0.038 | 11/9/2016 | 2017-01-12 | Pass | Withdrawn | Withdrawn | Withdrawn | Withdrawn | Withdrawn | Withdrawn | No former queue position
2016-10-25 16:50 | 1408-WD | Fast Track | Fast Track | Withdrawn | 11/3/2016 | Withdrawn | Withdrawn | SAN FRANCISCO | SAN FRAN Y (LARKIN) SUB | Other | 0.038 | 11/9/2016 | 2017-01-12 | Pass | Withdrawn | Withdrawn | Withdrawn | Withdrawn | Withdrawn | Withdrawn | No former queue position
2016-10-25 16:54 | 1409-WD | Fast Track | Fast Track | Withdrawn | 11/3/2016 | Withdrawn | Withdrawn | SAN FRANCISCO | SAN FRAN F (MARINA) SUB | Other | 0.038 | 11/9/2016 | 2017-01-12 | Pass | Withdrawn | Withdrawn | Withdrawn | Withdrawn | Withdrawn | Withdrawn | No former queue position
2016-10-26 11:32 | 1410-RD | Fast Track | Fast Track | Withdrawn | 1/31/2017 | Withdrawn | Withdrawn | HUMBOLDT | HARRIS SUB | Solar PV | 0.9 | 11/9/2016 | 12/2/2016 | Fail Screens: D, F, H, J, K, M | Withdrawn | Withdrawn | Withdrawn | Withdrawn | Withdrawn | Withdrawn | No former queue position
2016-11-02 09:03 | 1411-RD | Fast Track | Fast Track | In Service | 2/20/2017 |  |  | FRESNO | WAHTOKE SUB | Solar PV | 1.0688 | 11/9/2016 | 11/17/2016 | Pass |  |  | N/A (Fast Track) | N/A (Fast Track) | N/A (Fast Track) | Executed | No former queue position
2016-10-26 15:41 | 1412-RD | Fast Track | Fast Track | Withdrawn | 1/31/2017 | Withdrawn | Withdrawn | SAN FRANCISCO | SAN FRAN X (MISSION) SUB | Solar PV | 0.06393 | 11/9/2016 | 11/28/2016 | Fail | 12/22/2016 | Pass | Withdrawn | Withdrawn | Withdrawn | Withdrawn | No former queue position
2016-11-02 14:54 | 1413-WD | Fast Track | Fast Track | Withdrawn | 8/30/2017 | Withdrawn | Withdrawn | SONOMA | SONOMA A SUB | Solar PV | 2 | 11/23/2016 | 12/15/2016 | Fail Screens: 2, 4, 5, 10 | 2/1/2017 | Pass | Withdrawn | Withdrawn | Withdrawn | Withdrawn | No former queue position
2016-11-02 15:16 | 1414-WD | Independent Study | Independent Study | Withdrawn | 8/30/2017 | Withdrawn | Withdrawn | SONOMA | SONOMA A SUB | Solar PV | 7 | 11/23/2016 | Withdrawn | Withdrawn | Withdrawn | Withdrawn | Fail | Withdrawn | Withdrawn | Withdrawn | No former queue position
2016-11-08 12:06 | 1415-RD | Detailed Study | Detailed Study | Withdrawn | 11/1/2017 | Withdrawn | Withdrawn | KINGS | KETTLEMAN HILLS SUB | Solar PV | 4.05 | 11/23/2016 | Withdrawn | Withdrawn | Withdrawn | Withdrawn | Withdrawn | Withdrawn | Withdrawn | Withdrawn | No former queue position
2016-11-11 14:20 | 1416-RD | Fast Track | Fast Track | Withdrawn | 1/31/2017 | Withdrawn | Withdrawn | MONTEREY | PRUNEDALE SUB | Solar PV | 0.84 | 11/23/2016 | 12/16/2016 | Fail Screens: D, F, H, J, K | 1/26/2017 | Pass | Withdrawn | Withdrawn | Withdrawn | Withdrawn | No former queue position
2016-11-08 14:39 | 1417-RD | Fast Track | Fast Track | Withdrawn | 1/31/2017 | Withdrawn | Withdrawn | SANTA CLARA | SARATOGA SUB | Micro Turbine | 0.8 | 11/30/2016 | 1/5/2017 | Pass | Withdrawn | Withdrawn | Withdrawn | Withdrawn | Withdrawn | Withdrawn | No former queue position
2016-11-14 10:00 | 1418-RD | Fast Track | Fast Track | In Service | 12/1/2017 |  |  | KINGS | TULARE LAKE SUB | Solar PV | 1.92 | 11/30/2016 | 12/15/2016 | Fail Screens: D, J, K, M | 1/12/2017 | Pass | N/A (Fast Track) | N/A (Fast Track) | N/A (Fast Track) | Executed | No former queue position
2016-11-14 10:39 | 1419-RD | Fast Track | Detailed Study | In Service | 10/27/2017 |  |  | KERN | GOOSE LAKE SUB | Solar PV | 1.92 | 11/30/2016 | 1/27/2017 | Fail Screens: B, D, F, G, H, I, J, K, L, M | 5/11/2017 | Fail | Pass | 9/5/2017 | N/A | Executed | No former queue position
2016-11-04 14:55 | 1420-RD | Fast Track | Fast Track | In Service | 1/31/2017 |  |  | FRESNO | KERMAN SUB | Solar PV | 0.42876 | 11/30/2016 | 12/20/2016 | Pass |  |  | N/A (Fast Track) | N/A (Fast Track) | N/A (Fast Track) | Executed | No former queue position
2016-11-10 12:46 | 1421-RD | Detailed Study | Detailed Study | Withdrawn | 5/1/2019 | Withdrawn | Withdrawn | KERN | TEJON SUB | Solar PV | 2.97 | 12/7/2016 | Withdrawn | Withdrawn | Withdrawn | Withdrawn | Fail | Withdrawn | Withdrawn | Withdrawn | No former queue position
2016-11-22 13:29 | 1422-RD | Fast Track | Fast Track | In Service | 4/3/2017 |  |  | FRESNO | CARUTHERS SUB | Solar PV | 0.15574 | 12/7/2016 | 12/21/2016 | Pass |  |  | N/A (Fast Track) | N/A (Fast Track) | N/A (Fast Track) | Executed | No former queue position
2016-11-17 14:17 | 1423-WD | Independent Study | Independent Study | Withdrawn | 8/6/2018 | Withdrawn | Withdrawn | MENDOCINO | COVELO SUB | Reciprocating Engine | 2.881 | 12/14/2016 | Withdrawn | Withdrawn | Withdrawn | Withdrawn | Fail | Withdrawn | Withdrawn | Withdrawn | No former queue position
2016-12-02 17:32 | 1424-WD | Fast Track | Fast Track | Withdrawn | 5/1/2017 | Withdrawn | Withdrawn | CONTRA COSTA | RICHMOND R SUB | Solar PV | 0.3 | 12/14/2016 | 1/6/2017 | Pass | Withdrawn | Withdrawn | Withdrawn | Withdrawn | Withdrawn | Withdrawn | No former queue position
2016-11-15 10:54 | 1425-RD | Detailed Study | Detailed Study | In Service | 2/15/2018 | 1/21/2019 | 6/20/2019 | KINGS | HARDWICK SUB | Engine | 1 | 12/21/2016 | N/A | N/A | N/A | N/A | Pass | 6/16/2017 | N/A | Executed | No former queue position
2016-12-14 09:13 | 1426-RD | Fast Track | Fast Track | Withdrawn | 1/31/2017 | Withdrawn | Withdrawn | MADERA | STOREY SUB | Solar PV | 0.01139 | 12/21/2016 | Withdrawn | Withdrawn | Withdrawn | Withdrawn | Withdrawn | Withdrawn | Withdrawn | Withdrawn | No former queue position
2016-12-01 11:22 | 1427-RD | Fast Track | Fast Track | In Service | 3/10/2017 |  |  | SAN MATEO | BELLE HAVEN SUB | Storage | 0.09 | 1/4/2017 | 3/9/2017 | Pass |  |  | N/A (Fast Track) | N/A (Fast Track) | N/A (Fast Track) | Executed | No former queue position
2016-12-01 15:48 | 1428-RD | Fast Track | Fast Track | In Service | 2/10/2017 |  |  | SAN FRANCISCO | SAN FRAN Z (EMBARCADERO) SUB | Storage | 0.018 | 1/4/2017 | 1/6/2017 | Pass |  |  | N/A (Fast Track) | N/A (Fast Track) | N/A (Fast Track) | Executed | No former queue position
2016-12-01 16:19 | 1429-RD | Fast Track | Fast Track | In Service | 3/1/2017 |  |  | SAN FRANCISCO | SAN FRAN Z (EMBARCADERO) SUB | Storage | 0.018 | 1/4/2017 | 1/6/2017 | Pass |  |  | N/A (Fast Track) | N/A (Fast Track) | N/A (Fast Track) | Executed | No former queue position
2016-12-05 14:21 | 1430-RD | Fast Track | Fast Track | In Service | 2/28/2017 |  |  | NEVADA | BRUNSWICK SUB | Solar PV | 1.1048 | 1/4/2017 | 1/26/2017 | Fail Screens: D, F, H, J, K | 2/27/2017 | Pass | N/A (Fast Track) | N/A (Fast Track) | N/A (Fast Track) | Executed | No former queue position
2016-12-28 13:50 | 1431-RD | Fast Track | Fast Track | Withdrawn | 3/30/2017 | Withdrawn | Withdrawn | KERN | FRUITVALE SUB | Solar PV | 0.03888 | 1/11/2017 | Withdrawn | Withdrawn | Withdrawn | Withdrawn | Withdrawn | Withdrawn | Withdrawn | Withdrawn | No former queue position
2017-01-04 14:21 | 1432-RD | Fast Track | Detailed Study | In Service | 3/30/2017 |  |  | KERN | GANSO SUB | Solar PV | 1.956 | 1/11/2017 | 3/30/2017 | Fail Screens: D, F, H, J, K, M | 5/18/2017 | Fail | Pass | 10/18/2017 | N/A | Executed | No former queue position
2016-12-19 14:32 | 1433-RD | Fast Track | Detailed Study | In Service | 3/30/2017 |  |  | MERCED | DOS PALOS SUB | Solar PV | 1.65 | 1/18/2017 | 4/11/2017 | Fail Screens: I, J, K, M | 5/19/2017 | Fail | Pass | 10/11/2017 | N/A | Executed | No former queue position
2017-01-03 15:20 | 1434-RD | Fast Track | Fast Track | In Service | 3/30/2017 |  |  | SAN FRANCISCO | SAN FRAN A (POTRERO PP) SUB | Storage | 0.2 | 1/18/2017 | 1/23/2017 | Pass |  |  | N/A (Fast Track) | N/A (Fast Track) | N/A (Fast Track) | Executed | No former queue position
2017-01-03 16:17 | 1435-RD | Fast Track | Fast Track | In Service | 3/30/2017 |  |  | SOLANO | VACA DIXON SUB | Storage | 0.018 | 1/18/2017 | 2/14/2017 | Pass |  |  | N/A (Fast Track) | N/A (Fast Track) | N/A (Fast Track) | Executed | No former queue position
2017-01-03 16:40 | 1436-RD | Fast Track | Fast Track | In Service | 3/30/2017 |  |  | SOLANO | VACA DIXON SUB | Storage | 0.036 | 1/18/2017 | 2/13/2017 | Pass |  |  | N/A (Fast Track) | N/A (Fast Track) | N/A (Fast Track) | Executed | No former queue position
2017-01-06 15:52 | 1437-RD | Fast Track | Fast Track | Withdrawn | 3/30/2017 | Withdrawn | Withdrawn | SANTA CLARA | MILPITAS SUB | Storage | 0.19 | 1/25/2017 | 2/27/2017 | Pass | Withdrawn | Withdrawn | Withdrawn | Withdrawn | Withdrawn | Withdrawn | No former queue position
2016-12-15 14:35 | 1438-RD | Fast Track | Fast Track | Withdrawn | 2/28/2017 | Withdrawn | Withdrawn | SAN FRANCISCO | SAN FRAN A (POTRERO PP) SUB | Cogeneration | 1.5 | 1/25/2017 | Withdrawn | Withdrawn | Withdrawn | Withdrawn | Withdrawn | Withdrawn | Withdrawn | Withdrawn | No former queue position
2016-12-23 10:59 | 1439-WD | Independent Study | Independent Study | In Service | 6/4/2018 | 3/15/2019 | 9/5/2018 | SAN LUIS OBISPO | SAN LUIS OBISPO SUB | Engine | 0.853 | 1/25/2017 | N/A | N/A (Independent Study) | N/A | N/A (Independent Study) | Pass | 4/17/2017 | N/A | Executed | No former queue position
2017-01-09 13:33 | 1440-WD | Independent Study | Independent Study | Withdrawn | 12/31/2019 | Withdrawn | Withdrawn | MONTEREY | CASTROVILLE SUB | Other | 5 | 1/25/2017 | Withdrawn | Withdrawn | Withdrawn | Withdrawn | Pass | Withdrawn | Withdrawn | Withdrawn | No former queue position
2017-01-09 19:52 | 1441-WD | Independent Study | Independent Study | Withdrawn | 12/31/2019 | Withdrawn | Withdrawn | SAN LUIS OBISPO | TEMPLETON SUB | Other | 4 | 1/25/2017 | Withdrawn | Withdrawn | Withdrawn | Withdrawn | Withdrawn | Withdrawn | Withdrawn | Withdrawn | No former queue position
2017-01-12 10:43 | 1442-RD | Fast Track | Fast Track | In Service | 3/30/2017 |  |  | SAN MATEO | BAY MEADOWS SUB | Storage | 0.2425 | 1/25/2017 | 2/15/2017 | Pass |  |  | N/A (Fast Track) | N/A (Fast Track) | N/A (Fast Track) | Executed | No former queue position
2017-01-05 07:22 | 1443-RD | Fast Track | Fast Track | Withdrawn | 3/30/2017 | Withdrawn | Withdrawn | PLUMAS | CHESTER SUB | Cogeneration | 12 | 1/25/2017 | 2/16/2017 | Fail Screens: B, I | Withdrawn | Withdrawn | Withdrawn | Withdrawn | Withdrawn | Withdrawn | No former queue position
2017-01-13 16:51 | 1444-WD | Fast Track | Independent Study | Withdrawn | 6/30/2018 | Withdrawn | Withdrawn | SANTA BARBARA | CUYAMA SUB | Solar PV | 1.8 | 2/1/2017 | 2/21/2017 | Fail Screens: 2, 4, 10 | 3/24/2017 | Fail | Pass | Withdrawn | Withdrawn | Withdrawn | No former queue position
2017-01-12 16:58 | 1445-RD | Fast Track | Fast Track | Withdrawn | 4/28/2017 | Withdrawn | Withdrawn | SANTA CLARA | MOUNTAIN VIEW SUB | Solar PV,Other | 0.4 | 2/1/2017 | 2/23/2017 | Pass | Withdrawn | Withdrawn | Withdrawn | Withdrawn | Withdrawn | Withdrawn | No former queue position
2016-12-23 12:54 | 1446-RD | Detailed Study | Detailed Study | In Service | 3/30/2017 |  |  | SANTA CLARA | AMES DIST SUB | Solar PV | 2.4571 | 2/1/2017 | N/A | N/A | N/A | N/A | Pass | 7/21/2017 | N/A | Executed | No former queue position
2017-12-10 11:07 | 1447-RD | Fast Track | Fast Track | Withdrawn | 9/15/2017 | Withdrawn | Withdrawn | MONTEREY | SALINAS SUB | Solar PV | 1.056 | 2/1/2017 | 3/10/2017 | Fail Screens: G, K, L, M | 5/26/2017 | Pass | Withdrawn | Withdrawn | Withdrawn | Withdrawn | No former queue position
2017-01-20 14:03 | 1448-RD | Fast Track | Fast Track | In Service | 4/27/2017 |  |  | SAN LUIS OBISPO | MORRO BAY DIST SUB | Solar PV | 0.01525 | 2/1/2017 | 2/13/2017 | Pass |  |  | N/A (Fast Track) | N/A (Fast Track) | N/A (Fast Track) | Executed | No former queue position
2017-01-20 18:39 | 1449-RD | Detailed Study | Detailed Study | Withdrawn | 4/28/2017 | Withdrawn | Withdrawn | FRESNO | CAMDEN SUB | Solar PV | 2 | 2/15/2017 | Withdrawn | Withdrawn | Withdrawn | Withdrawn | Pass | Withdrawn | Withdrawn | Withdrawn | No former queue position
2017-01-23 19:18 | 1450-RD | Fast Track | Fast Track | In Service | 4/28/2017 |  |  | SAN FRANCISCO | SAN FRAN Z (EMBARCADERO) SUB | Micro Turbine | 0.065 | 2/15/2017 | 3/6/2017 | Pass |  |  | N/A (Fast Track) | N/A (Fast Track) | N/A (Fast Track) | Executed | No former queue position
2017-01-27 11:34 | 1451-WD | Fast Track | Fast Track | In Service | 12/31/2017 | 5/1/2018 | 10/3/2018 | MERCED | WILSON SUB | Solar PV | 0.25 | 2/15/2017 | 3/3/2017 | Pass |  |  | N/A (Fast Track) | N/A (Fast Track) | N/A (Fast Track) | Executed | No former queue position
2017-01-31 07:55 | 1452-WD | Fast Track | Independent Study | Withdrawn | 7/31/2019 | Withdrawn | Withdrawn | MADERA | LE GRAND SUB | Solar PV | 3 | 2/15/2017 | 3/6/2017 | Fail Screens: 2, 4, 9, 10 | Withdrawn | Withdrawn | Pass | Withdrawn | Withdrawn | Withdrawn | No former queue position
2017-02-02 10:49 | 1453-WD | Fast Track | Independent Study | Withdrawn | 12/28/2018 | Withdrawn | Withdrawn | KINGS | LOST HILLS SUB | Solar PV | 3 | 2/15/2017 | 3/14/2017 | Fail Screens: 2, 4, 9, 10 | Withdrawn | Withdrawn | Fail | Withdrawn | Withdrawn | Withdrawn | No former queue position
2017-01-25 17:31 | 1454-RD | Fast Track | Fast Track | In Service | 4/24/2017 |  |  | CONTRA COSTA | KIRKER SUB | Solar PV | 0.48 | 2/22/2017 | 3/21/2017 | Pass |  |  | N/A (Fast Track) | N/A (Fast Track) | N/A (Fast Track) | Executed | No former queue position
2017-01-27 16:25 | 1455-RD | Fast Track | Fast Track | In Service | 4/25/2017 |  |  | AMADOR | MARTELL SUB | Solar PV | 0.48241 | 2/22/2017 | 3/10/2017 | Fail Screens: D, F, G, J, M | 4/20/2017 | Pass | N/A (Fast Track) | N/A (Fast Track) | N/A (Fast Track) | Executed | No former queue position
2017-01-29 14:37 | 1456-RD | Fast Track | Detailed Study | In Service | 4/25/2017 |  |  | MERCED | EL NIDO SUB | Solar PV | 0.95964 | 2/22/2017 | 3/10/2017 | Fail Screens: D, F, H, J, K | 4/13/2017 | Fail | Pass | 7/18/2017 | N/A | Executed | No former queue position
2017-02-01 15:35 | 1457-RD | Fast Track | Fast Track | In Service | 4/28/2017 |  |  | SAN LUIS OBISPO | MORRO BAY DIST SUB | Solar PV | 0.00733 | 2/22/2017 | 3/14/2017 | Pass |  |  | N/A (Fast Track) | N/A (Fast Track) | N/A | Executed | No former queue position
2017-01-31 23:54 | 1458-RD | Fast Track | Detailed Study | In Service | 4/24/2017 |  |  | FRESNO | WOODWARD SUB | Solar PV | 1.2832 | 2/22/2017 | 4/11/2017 | Fail Screens: D, H, J, K, M | 6/1/2017 | Fail | Pass | 9/28/2017 | N/A | Executed | No former queue position
2017-02-08 16:20 | 1459-RD | Fast Track | Fast Track | Withdrawn | 8/1/2018 | Withdrawn | Withdrawn | YUBA | BANGOR SUB | Hydro | 0.4 | 2/22/2017 | 3/15/2017 | Fail Screens: B, F, G, I, J, K, M | 5/10/2017 | Pass | Withdrawn | Withdrawn | Withdrawn | Withdrawn | No former queue position
2017-01-31 20:05 | 1460-RD | Fast Track | Fast Track | In Service | 4/24/2017 |  |  | SANTA CLARA | SWIFT SUB | Storage | 0.12 | 2/22/2017 | 3/14/2017 | Pass |  |  | N/A (Fast Track) | N/A (Fast Track) | N/A (Fast Track) | Executed | No former queue position
2017-02-02 15:03 | 1461-RD | Fast Track | Fast Track | In Service | 4/28/2017 |  |  | SANTA CLARA | SWIFT SUB | Storage | 0.12 | 2/22/2017 | 3/14/2017 | Pass |  |  | N/A (Fast Track) | N/A (Fast Track) | N/A (Fast Track) | Executed | No former queue position
2017-02-14 17:54 | 1462-RD | Detailed Study | Detailed Study | In Service | 4/27/2017 |  |  | MONTEREY | LOS OSITOS SUB | Wind | 1.85 | 3/1/2017 | N/A | N/A | N/A | N/A | Pass | 5/16/2017 | N/A | Executed | No former queue position
2017-01-23 08:23 | 1463-RD | Detailed Study | Detailed Study | Withdrawn | 7/3/2017 | Withdrawn | Withdrawn | SAN JOAQUIN | LAMMERS SUB | Biomass | 2.8 | 3/1/2017 | Withdrawn | Withdrawn | Withdrawn | Withdrawn | Fail | Withdrawn | Withdrawn | Withdrawn | No former queue position
2021-08-25 12:12 | 2908-WD | Independent Study | Independent Study | Active | 4/1/2024 |  |  | SONOMA | CLOVERDALE SUB | Other | 15 | 9/9/2021 | N/A | N/A (Independent Study) | N/A | N/A (Independent Study) | Pass | 2023-10-06 | In Progress |  | No former queue position | CLOVERDALE | Cloverdale | 115 | [6 empty] | 0 |  |  | 0
2017-01-27 13:55 | 1465-RD | Fast Track | Fast Track | In Service | 4/24/2017 |  |  | SAN LUIS OBISPO | MORRO BAY DIST SUB | Solar PV | 0.02706 | 3/1/2017 | 3/10/2017 | Pass |  |  | N/A (Fast Track) | N/A (Fast Track) | N/A (Fast Track) | Executed | No former queue position
2017-01-27 15:50 | 1466-RD | Fast Track | Fast Track | In Service | 4/24/2017 |  |  | SAN LUIS OBISPO | MORRO BAY DIST SUB | Solar PV | 0.00453 | 3/1/2017 | 3/6/2017 | Pass |  |  | N/A (Fast Track) | N/A (Fast Track) | N/A (Fast Track) | Executed | No former queue position
2017-01-31 14:56 | 1467-RD | Fast Track | Fast Track | In Service | 4/24/2017 |  |  | SAN LUIS OBISPO | MORRO BAY DIST SUB | Solar PV | 0.03208 | 3/1/2017 | 3/10/2017 | Pass |  |  | N/A (Fast Track) | N/A (Fast Track) | N/A (Fast Track) | Executed | No former queue position
2017-01-31 21:44 | 1468-RD | Fast Track | Fast Track | Withdrawn | 4/24/2017 | Withdrawn | Withdrawn | FRESNO | MCMULLIN SUB | Solar PV | 1.5 | 3/1/2017 | Withdrawn | Withdrawn | Withdrawn | Withdrawn | Withdrawn | Withdrawn | Withdrawn | Withdrawn | No former queue position
2017-02-07 17:00 | 1469-RD | Fast Track | Detailed Study | Withdrawn | 4/28/2017 | Withdrawn | Withdrawn | KERN | MCKITTRICK SUB | Solar PV | 2 | 3/1/2017 | 6/21/2017 | Fail Screens: D, E, F, H, J, K | Withdrawn | Withdrawn | Pass | Withdrawn | Withdrawn | Withdrawn | No former queue position
2017-02-21 11:58 | 1470-RD | Fast Track | Fast Track | In Service | 5/30/2017 |  |  | SANTA CLARA | WHISMAN SUB | Storage | 0.25 | 3/1/2017 | 3/20/2017 | Pass |  |  | N/A (Fast Track) | N/A (Fast Track) | N/A (Fast Track) | Executed | No former queue position
2017-01-31 22:35 | 1471-RD | Fast Track | Fast Track | In Service | 4/24/2017 | In Service | 12/10/2018 | FRESNO | WAHTOKE SUB | Solar PV | 2.4066 | 3/8/2017 | 3/21/2017 | Fail Screens: D, E, J, K, M | 5/16/2017 | Pass | N/A (Fast Track) | N/A (Fast Track) | N/A (Fast Track) | Executed | No former queue position
2017-01-31 22:50 | 1472-RD | Fast Track | Fast Track | In Service | 4/21/2017 | In Service | 7/30/2018 | FRESNO | ASHLAN AVE SUB | Solar PV | 2.1118 | 3/8/2017 | 3/15/2017 | Fail Screens: D, H, J, K, M | 5/10/2017 | Pass | N/A (Fast Track) | N/A (Fast Track) | N/A (Fast Track) | Executed | No former queue position
2017-02-07 08:30 | 1473-RD | Fast Track | Fast Track | Withdrawn | 4/27/2017 | Withdrawn | Withdrawn | FRESNO | MANCHESTER SUB | Solar PV | 2.3253 | 3/8/2017 | 4/3/2017 | Fail Screens: J, K, M | 5/2/2017 | Pass | Withdrawn | Withdrawn | Withdrawn | Withdrawn | No former queue position
2017-02-16 14:42 | 1474-RD | Fast Track | Fast Track | In Service | 4/27/2017 |  |  | SAN LUIS OBISPO | MORRO BAY DIST SUB | Solar PV | 0.01525 | 3/8/2017 | 3/13/2017 | Pass |  |  | N/A (Fast Track) | N/A (Fast Track) | N/A (Fast Track) | Executed | No former queue position
2017-02-27 19:03 | 1475-RD | Fast Track | Fast Track | Withdrawn | 5/31/2017 | Withdrawn | Withdrawn | AMADOR | OLETA SUB | Storage | 0.25 | 3/15/2017 | 4/4/2017 | Pass | Withdrawn | Withdrawn | Withdrawn | Withdrawn | Withdrawn | Withdrawn | No former queue position
2017-01-12 00:56 | 1476-RD | Detailed Study | Detailed Study | Withdrawn | 3/30/2017 | Withdrawn | Withdrawn | MONTEREY | SOLEDAD SUB | Wind | 9.6 | 3/15/2017 | Withdrawn | Withdrawn | Withdrawn | Withdrawn | Pass | Withdrawn | Withdrawn | Withdrawn | No former queue position
2017-01-31 16:30 | 1477-RD | Fast Track | Fast Track | Withdrawn | 4/24/2017 | Withdrawn | Withdrawn | KERN | MARICOPA SUB | Micro Turbine, Solar PV | 4.66 | 3/15/2017 | 5/11/2017 | Fail Screens: D, E, H, J, K, M | 6/27/2017 | Fail | Withdrawn | Withdrawn | Withdrawn | Withdrawn | No former queue position
2017-01-30 12:55 | 1478-RD | Fast Track | Fast Track | Withdrawn | 4/24/2017 | Withdrawn | Withdrawn | SANTA CLARA | LLAGAS SUB | Solar PV | 2 | 3/15/2017 | 3/28/2017 | Pass | Withdrawn | Withdrawn | Withdrawn | Withdrawn | Withdrawn | Withdrawn | No former queue position
2017-02-13 14:06 | 1479-RD | Fast Track | Fast Track | Withdrawn | 4/28/2017 | Withdrawn | Withdrawn | SONOMA | SANTA ROSA A SUB | Engine, Solar PV | 3 | 3/15/2017 | Withdrawn | Withdrawn | Withdrawn | Withdrawn | Withdrawn | Withdrawn | Withdrawn | Withdrawn | No former queue position
2017-03-02 14:37 | 1480-RD | Fast Track | Fast Track | Withdrawn | 3/1/2019 | Withdrawn | Withdrawn | KERN | CARNERAS SUB | Solar PV | 3.2 | 3/15/2017 | Withdrawn | Withdrawn | Withdrawn | Withdrawn | Withdrawn | Withdrawn | Withdrawn | Withdrawn | No former queue position
2017-03-07 12:07 | 1481-RD | Detailed Study | Detailed Study | In Service | 5/31/2017 |  |  | MERCED | EL CAPITAN SUB | Solar PV, Storage | 0.21 | 3/15/2017 | N/A | N/A | N/A | N/A | Pass | 6/21/2017 | N/A | Executed | No former queue position
2017-03-02 12:00 | 1482-RD | Fast Track | Fast Track | Withdrawn | 5/31/2017 | Withdrawn | Withdrawn | KINGS | KETTLEMAN HILLS SUB | Cogeneration | 0.21 | 3/22/2017 | 4/11/2017 | Pass | Withdrawn | Withdrawn | Withdrawn | Withdrawn | Withdrawn | Withdrawn | No former queue position
2017-03-07 11:05 | 1483-RD | Fast Track | Detailed Study | Active | 5/31/2017 |  |  | FRESNO | DINUBA SUB | Solar PV | 0.21 | 3/22/2017 | 5/1/2017 | Fail Screens: F, I, J, K, M | 6/2/2017 | Fail | Pass | 10/18/2017 | N/A | Executed | No former queue position | DINUBA | not found
2017-03-16 13:26 | 1484-WD | Fast Track | Fast Track | Withdrawn | 4/1/2020 | Withdrawn | Withdrawn | KERN | CARNERAS SUB | Solar PV | 0.21 | 3/22/2017 | 4/12/2017 | Fail Screens: 2, 5, 10 | 5/25/2017 | Fail | Withdrawn | Withdrawn | Withdrawn | Withdrawn | No former queue position
2017-03-13 11:05 | 1485-RD | Fast Track | Fast Track | Withdrawn | 5/31/2017 | Withdrawn | Withdrawn | GLENN | ORLAND B SUB | Solar PV | 0.23532 | 3/22/2017 | Withdrawn | Withdrawn | Withdrawn | Withdrawn | Withdrawn | Withdrawn | Withdrawn | Withdrawn | No former queue position
2017-03-02 15:06 | 1486-RD | Fast Track | Fast Track | In Service | 5/31/2017 |  |  | HUMBOLDT | FAIRHAVEN SUB | Solar PV | 0.588 | 3/29/2017 | 5/1/2017 | Pass |  |  | N/A (Fast Track) | N/A (Fast Track) | N/A (Fast Track) | Executed | No former queue position
2017-02-27 11:53 | 1487-RD | Fast Track | Detailed Study | In Service | 5/31/2017 |  |  | MADERA | DAIRYLAND SUB | Solar PV | 0.93 | 3/29/2017 | 4/13/2017 | Fail Screens: D, E, H, J, K, M | 6/20/2017 | Fail | Pass | 3/2/2018 | N/A | Executed | No former queue position
2017-03-22 07:34 | 1488-WD | Fast Track | Fast Track | Withdrawn | 4/1/2020 | Withdrawn | Withdrawn | KERN | BLACKWELL SUB | Solar PV | 2.4 | 3/29/2017 | 4/20/2017 | Fail Screens: 2, 9, 10 | Withdrawn | Withdrawn | Withdrawn | Withdrawn | Withdrawn | Withdrawn | No former queue position
2017-02-06 15:39 | 1489-RD | Detailed Study | Detailed Study | Withdrawn | 4/28/2017 | Withdrawn | Withdrawn | KERN | BOSWELL SUB | Solar PV | 8 | 4/5/2017 | Withdrawn | Withdrawn | Withdrawn | Withdrawn | Pass | Withdrawn | Withdrawn | Withdrawn | No former queue position
2017-02-07 17:22 | 1490-RD | Detailed Study | Detailed Study | Withdrawn | 4/25/2017 | Withdrawn | Withdrawn | KERN | MCKITTRICK SUB | Solar PV | 4.158 | 4/5/2017 | Withdrawn | Withdrawn | Withdrawn | Withdrawn | Pass | Withdrawn | Withdrawn | Withdrawn | No former queue position
2017-03-13 17:38 | 1491-RD | Fast Track | Fast Track | Withdrawn | 5/30/2017 | Withdrawn | Withdrawn | SAN JOAQUIN | COUNTRY CLUB SUB | Solar PV | 1.67 | 4/5/2017 | 5/18/2017 | Fail Screens: D, J, K, M | 6/28/2017 | Pass | Withdrawn | Withdrawn | Withdrawn | Withdrawn | No former queue position
2017-03-15 18:30 | 1492-RD | Fast Track | Fast Track | Withdrawn | 5/31/2017 | Withdrawn | Withdrawn | PLACER | LINCOLN SUB | Micro Turbine | 0.065 | 4/5/2017 | 5/3/2017 | Pass | Withdrawn | Withdrawn | Withdrawn | Withdrawn | Withdrawn | Withdrawn | No former queue position
2017-03-23 09:31 | 1493-RD | Fast Track | Fast Track | In Service | 5/31/2017 |  |  | SANTA CLARA | STELLING SUB | Storage | 0.0555 | 4/5/2017 | 4/17/2017 | Pass |  |  | N/A (Fast Track) | N/A (Fast Track) | N/A (Fast Track) | Executed | No former queue position
2017-03-23 09:44 | 1494-RD | Fast Track | Fast Track | In Service | 5/31/2017 |  |  | SANTA CLARA | LOS ALTOS SUB | Storage | 0.08325 | 4/5/2017 | 4/17/2017 | Pass |  |  | N/A (Fast Track) | N/A (Fast Track) | N/A (Fast Track) | Executed | No former queue position
2017-03-17 16:33 | 1495-RD | Fast Track | Fast Track | Withdrawn | 6/29/2017 | Withdrawn | Withdrawn | SANTA CRUZ | PAUL SWEET SUB | Solar PV | 2.9457 | 4/12/2017 | 4/27/2017 | Fail Screens: D, E, H, J, K, M | 11/7/2017 | Pass | Withdrawn | Withdrawn | Withdrawn | Withdrawn | No former queue position
2023-03-10 17:50 | 3306-WD | Independent Study | DGSP | Active | 11/28/2025 |  |  | ALAMEDA | NEWARK DIST SUB | Solar PV | 15 | 3/29/2023 | N/A | N/A | N/A | N/A | Pass | In Progress |  |  | No former queue position | NEWARK DIST | Newark | 60 | 15 | not found |  |  |  |  | 0 |  |  | 0
2017-04-04 09:51 | 1497-RD | Detailed Study | Detailed Study | Withdrawn | 9/5/2018 | Withdrawn | Withdrawn | KINGS | GUERNSEY SUB | Reciprocating Engine | 1.6 | 4/19/2017 | Withdrawn | Withdrawn | Withdrawn | Withdrawn | Pass | Withdrawn | Withdrawn | Withdrawn | No former queue position
2017-04-10 17:39 | 1498-WD | Fast Track | Fast Track | Withdrawn | 3/30/2018 | Withdrawn | Withdrawn | KINGS | CORCORAN SUB | Solar PV | 0.5 | 4/19/2017 | 5/3/2017 | Pass | Withdrawn | Withdrawn | Withdrawn | Withdrawn | Withdrawn | Withdrawn | No former queue position
2017-03-28 07:42 | 1499-WD | Fast Track | Fast Track | Withdrawn | 4/1/2020 | Withdrawn | Withdrawn | KERN | MARICOPA SUB | Solar PV | 1.632 | 4/19/2017 | 5/9/2017 | Fail Screens: 2, 5, 10 | 7/31/2017 | Fail | Withdrawn | Withdrawn | Withdrawn | Withdrawn | No former queue position
2017-03-31 11:35 | 1500-WD | Fast Track | Fast Track | Withdrawn | 4/1/2020 | Withdrawn | Withdrawn | KERN | FELLOWS SUB | Solar PV | 1.296 | 4/19/2017 | 5/10/2017 | Fail Screens: 2, 10 | 7/18/2017 | Fail | Withdrawn | Withdrawn | Withdrawn | Withdrawn | No former queue position
2023-03-10 19:16 | 3307-WD | Independent Study | DGSP | Active | 11/28/2025 |  |  | ALAMEDA | NEWARK DIST SUB | Storage | 14.959 | 3/29/2023 | N/A | N/A | N/A | N/A | Pass | In Progress |  |  | No former queue position | NEWARK DIST | Newark | 60 |  |  |  |  | 14.959 | 14.959 | 0 |  |  | 0
2017-03-24 17:36 | 1502-RD | Fast Track | Fast Track | Withdrawn | 6/29/2017 | Withdrawn | Withdrawn | CONTRA COSTA | RICHMOND Q SUB | Storage | 0.216 | 4/26/2017 | Withdrawn | Withdrawn | Withdrawn | Withdrawn | Withdrawn | Withdrawn | Withdrawn | Withdrawn | No former queue position
2017-03-27 12:53 | 1503-RD | Fast Track | Fast Track | In Service | 6/29/2017 |  |  | SAN FRANCISCO | SAN FRAN X (MISSION) SUB | Storage | 0.036 | 4/26/2017 | 6/26/2017 | Pass |  |  | N/A (Fast Track) | N/A (Fast Track) | N/A (Fast Track) | Executed | No former queue position
2023-03-29 10:34 | 3393-WD | Cluster | DGSP | Active | 11/1/2024 |  |  | SAN JOAQUIN | LOCKEFORD SUB | Solar PV | 14.8 | 5/3/2023 | N/A | N/A | N/A | N/A | Pass | In Progress |  |  | No former queue position | LOCKEFORD | Lockeford | 60 | 14.8 | not found |  |  |  |  | 0 |  |  | 0
2017-04-03 16:22 | 1505-WD | Independent Study | Independent Study | Withdrawn | 7/5/2017 | Withdrawn | Withdrawn | MONTEREY | OIL FIELDS SUB | Hydro | 0.601 | 4/26/2017 | Withdrawn | Withdrawn | Withdrawn | Withdrawn | Pass | Withdrawn | Withdrawn | Withdrawn | No former queue position
2017-04-10 16:11 | 1506-RD | Fast Track | Fast Track | In Service | 6/28/2017 |  |  | FRESNO | BULLARD SUB | Storage | 0.108 | 4/26/2017 | 6/2/2017 | Pass |  |  | N/A (Fast Track) | N/A (Fast Track) | N/A (Fast Track) | Executed | No former queue position
2017-03-31 10:19 | 1507-WD | Detailed Study | Detailed Study | Withdrawn | 10/1/2018 | Withdrawn | Withdrawn | KINGS | KETTLEMAN HILLS SUB | Solar PV | 4.05 | 5/3/2017 | Withdrawn | Withdrawn | Withdrawn | Withdrawn | Withdrawn | Withdrawn | Withdrawn | Withdrawn | WDT transition to R21 GIA
2017-04-10 13:49 | 1508-RD | Detailed Study | Detailed Study | Withdrawn | 7/14/2017 | Withdrawn | Withdrawn | MONTEREY | KING CITY SUB | Combustion Engine | 2.205 | 5/3/2017 | Withdrawn | Withdrawn | Withdrawn | Withdrawn | Withdrawn | Withdrawn | Withdrawn | Withdrawn | No former queue position
2017-04-26 09:46 | 1509-RD | Fast Track | Fast Track | Withdrawn | 7/26/2017 | Withdrawn | Withdrawn | FRESNO | MCMULLIN SUB | Solar PV | 1.6008 | 5/3/2017 | 5/10/2017 | Fail | Withdrawn | Withdrawn | Withdrawn | Withdrawn | Withdrawn | Withdrawn | No former queue position
2017-04-16 15:08 | 1510-WD | Fast Track | Fast Track | Withdrawn | 3/30/2018 | Withdrawn | Withdrawn | CONTRA COSTA | LAKEWOOD SUB | Solar PV | 1.15 | 5/10/2017 | 5/31/2017 | Fail Screens: 2, 5, 7, 9, 10 | Withdrawn | Withdrawn | Withdrawn | Withdrawn | Withdrawn | Withdrawn | No former queue position
2022-09-02 12:06 | 3190-RD | Detailed Study | Detailed Study | Active | Not Provided |  |  | SANTA BARBARA | Transmission Customer | Solar PV | 14.745 | 11/2/2022 | N/A | N/A | N/A | N/A | Pass | In Progress |  |  | No former queue position | #VALUE! | not found |  | 14.745 | not found |  |  |  |  | 0 |  |  | 0
2017-04-19 13:16 | 1512-RD | Fast Track | Fast Track | In Service | 7/27/2017 |  |  | SANTA CLARA | SWIFT SUB | Storage | 0.036 | 5/10/2017 | 6/9/2017 | Pass |  |  | N/A (Fast Track) | N/A (Fast Track) | N/A (Fast Track) | Executed | No former queue position
2017-04-20 11:30 | 1513-RD | Fast Track | Detailed Study | In Service | 7/27/2017 | In Service | 8/24/2018 | KINGS | TULARE LAKE SUB | Solar PV | 1.3768 | 5/10/2017 | 5/30/2017 | Fail Screens: J, K, M | 6/23/2017 | Fail | Pass | 9/20/2017 | N/A | Executed | No former queue position
2017-04-27 09:26 | 1514-RD | Fast Track | Detailed Study | Withdrawn | 7/27/2017 | Withdrawn | Withdrawn | KINGS | GUERNSEY SUB | Solar PV | 2.2 | 5/10/2017 | 10/9/2017 | Fail Screens: H | 10/26/2017 | Fail | Pass | Withdrawn | Withdrawn | Withdrawn | No former queue position
2020-08-17 18:36 | 2595-WD | Independent Study | Independent Study | Active | 7/1/2022 |  |  | YOLO | MADISON SUB | Other | 14.4 | 9/9/2020 | N/A | N/A (Independent Study) | N/A | N/A (Independent Study) | Pass | 2022-04-22 | 2022-09-21 | Executed | No former queue position | MADISON | Madison | 115 | [6 empty] | 0 |  |  | 1
2017-04-28 16:28 | 1516-RD | Fast Track | Fast Track | Withdrawn | 7/27/2017 | Withdrawn | Withdrawn | FRESNO | KINGSBURG SUB | Solar PV | 1.53 | 5/17/2017 | 6/5/2017 | Fail Screens: J, K, M | Withdrawn | Withdrawn | Withdrawn | Withdrawn | Withdrawn | Withdrawn | No former queue position
2017-05-03 23:39 | 1517-RD | Fast Track | Fast Track | Withdrawn | 7/26/2017 | Withdrawn | Withdrawn | SANTA BARBARA | CUYAMA SUB | Turbine | 0.3 | 5/24/2017 | 6/12/2017 | Fail Screens: D, F, H, J | 10/3/2017 | Pass | Withdrawn | Withdrawn | Withdrawn | Withdrawn | No former queue position
2017-04-19 09:07 | 1518-RD | Fast Track | Fast Track | Withdrawn | 7/27/2017 | Withdrawn | Withdrawn | CONTRA COSTA | SOBRANTE SUB | Solar PV | 5.6437 | 5/31/2017 | 6/29/2017 | Fail Screens: D, F, H, J, K | Withdrawn | Withdrawn | Withdrawn | Withdrawn | Withdrawn | Withdrawn | No former queue position
2017-04-19 11:39 | 1519-RD | Fast Track | Fast Track | Withdrawn | 7/27/2017 | Withdrawn | Withdrawn | CONTRA COSTA | SOBRANTE SUB | Solar PV | 5.2507 | 5/31/2017 | 7/6/2017 | Fail Screens: D, F, H, J, K | Withdrawn | Withdrawn | Withdrawn | Withdrawn | Withdrawn | Withdrawn | No former queue position
2017-05-24 18:12 | 1520-RD | Fast Track | Fast Track | In Service | 8/24/2017 |  |  | SAN FRANCISCO | DALY CITY SUB | Solar PV | 0.24 | 5/31/2017 | 6/14/2017 | Pass |  |  | N/A (Fast Track) | N/A (Fast Track) | N/A (Fast Track) | Executed | No former queue position
2017-05-22 11:06 | 1521-WD | Fast Track | Independent Study | Withdrawn | 12/28/2018 | Withdrawn | Withdrawn | KINGS | JACOBS CORNER SUB | Solar PV | 3 | 5/31/2017 | 6/15/2017 | Fail Screens: 2, 4, 10 | Withdrawn | Withdrawn | Pass | Withdrawn | Withdrawn | Withdrawn | No former queue position
2017-05-09 10:39 | 1522-RD | Fast Track | Fast Track | In Service | 7/27/2017 |  |  | KERN | Customer Owned | Solar PV | 3.7805 | 6/7/2017 | 8/7/2017 | Fail Screens: D, F, J, K | 9/27/2017 | Pass | N/A (Fast Track) | N/A (Fast Track) | N/A (Fast Track) | Executed | No former queue position
2017-05-09 11:32 | 1523-RD | Fast Track | Fast Track | Active | 7/27/2017 |  |  | FRESNO | Customer Owned SE20T | Solar PV | 2.04 | 6/7/2017 | 8/28/2017 | Fail Screens: D, F, J, K | 9/27/2017 | Pass | N/A (Fast Track) | N/A (Fast Track) | N/A (Fast Track) | Executed | No former queue position | #VALUE! | not found
2017-05-11 15:35 | 1524-RD | Fast Track | Fast Track | In Service | 7/27/2017 |  |  | ALAMEDA | SAN RAMON SUB | Fuel Cell, Solar PV | 0.95788 | 6/7/2017 | 6/26/2017 | Pass |  |  | N/A (Fast Track) | N/A (Fast Track) | N/A (Fast Track) | Executed | No former queue position
2017-05-16 09:53 | 1525-RD | Fast Track | Fast Track | In Service | 7/27/2017 |  |  | SANTA CLARA | SAN JOSE B SUB | Engine | 0.075 | 6/7/2017 | 6/27/2017 | Pass |  |  | N/A (Fast Track) | N/A (Fast Track) | N/A (Fast Track) | Executed | No former queue position
2017-05-19 09:38 | 1526-RD | Detailed Study | Detailed Study | In Service | 8/30/2017 |  |  | KERN | WASCO SUB | Solar PV | 1.35 | 6/14/2017 | N/A | N/A | N/A | N/A | Pass | 9/15/2017 | N/A | Executed | No former queue position
2017-06-02 09:09 | 1527-WD | Fast Track | Fast Track | Withdrawn | 1/26/2018 | Withdrawn | Withdrawn | MENDOCINO | COVELO SUB | Solar PV | 0.999 | 6/14/2017 | 7/3/2017 | Fail Screens: 2, 10 | Withdrawn | Withdrawn | Withdrawn | Withdrawn | Withdrawn | Withdrawn | No former queue position
2017-05-17 12:26 | 1528-RD | Fast Track | Fast Track | In Service | 8/30/2017 | In Service | 10/18/2018 | SANTA CLARA | MOUNTAIN VIEW SUB | Solar PV, Storage | 1.3291 | 6/21/2017 | 7/10/2017 | Pass |  |  | N/A (Fast Track) | N/A (Fast Track) | N/A (Fast Track) | Executed | No former queue position
2017-05-31 12:13 | 1529-RD | Fast Track | Detailed Study | Active | 8/31/2017 |  |  | SAN LUIS OBISPO | PASO ROBLES SUB | Solar PV | 3.1894 | 6/21/2017 | 6/29/2017 | Fail Screens: D, F, H, J, K | 8/24/2017 | Fail | Pass | 12/18/2017 | N/A | Executed | No former queue position | PASO ROBLES | not found
2017-05-25 15:14 | 1530-RD | Detailed Study | Detailed Study | Withdrawn | 9/1/2019 | Withdrawn | Withdrawn | MARIPOSA | MARIPOSA SUB | Biomass | 2.4 | 6/21/2017 | Withdrawn | Withdrawn | Withdrawn | Withdrawn | Pass | Withdrawn | Withdrawn | Withdrawn | No former queue position
2017-05-04 16:41 | 1531-RD | Fast Track | Fast Track | In Service | 7/28/2017 |  |  | ALAMEDA | LAS POSITAS SUB | Solar PV | 1.2667 | 6/28/2017 | 9/6/2017 | Pass |  |  | N/A (Fast Track) | N/A (Fast Track) | N/A (Fast Track) | Executed | No former queue position
2017-06-05 18:40 | 1532-WD | Fast Track | Fast Track | Withdrawn | 12/3/2018 | Withdrawn | Withdrawn | FRESNO | MCCALL SUB | Solar PV | 1.6549 | 7/5/2017 | 8/3/2017 | Fail Screens: 2, 10 | 10/11/2017 | Pass | Withdrawn | Withdrawn | Withdrawn | Withdrawn | No former queue position
2017-06-15 09:33 | 1533-WD | Independent Study | Independent Study | Withdrawn | 1/1/2020 | Withdrawn | Withdrawn | HUMBOLDT | BLUE LAKE SUB | Cogeneration | 5 | 7/5/2017 | Withdrawn | Withdrawn | Withdrawn | Withdrawn | Pass | Withdrawn | Withdrawn | Withdrawn | No former queue position
2017-06-15 14:06 | 1534-RD | Fast Track | Fast Track | Withdrawn | 9/27/2017 | Withdrawn | Withdrawn | SAN FRANCISCO | SAN FRAN Z (EMBARCADERO) SUB | Storage | 0.52 | 7/5/2017 | 7/5/2017 | Fail Screens: D, H, J | 8/21/2017 | Pass | Withdrawn | Withdrawn | Withdrawn | Withdrawn | No former queue position
2017-06-13 10:16 | 1535-RD | Fast Track | Detailed Study | Withdrawn | 9/27/2017 | Withdrawn | Withdrawn | SONOMA | GEYSERVILLE SUB | Solar PV | 1 | 7/12/2017 | 8/11/2017 | Fail Screens: B, D, F, H, J, K, M | 10/4/2017 | Fail | Pass | Withdrawn | Withdrawn | Withdrawn | No former queue position
2017-06-23 15:40 | 1536-RD | Fast Track | Detailed Study | In Service | 12/1/2018 | 6/30/2019 | 5/14/2021 | MADERA | DAIRYLAND SUB | Turbine | 2 | 7/12/2017 | 7/31/2017 | Fail Screens: B, F, I, J, K, M | 9/25/2017 | Fail | Pass | 2/16/2018 | N/A | Executed | No former queue position
2017-06-27 12:24 | 1537-RD | Fast Track | Fast Track | In Service | 9/28/2017 | In Service | 2/26/2020 | SONOMA | FITCH MTN SUB | Solar PV | 1.2027 | 7/12/2017 | 8/2/2017 | Pass |  |  | N/A (Fast Track) | N/A (Fast Track) | N/A (Fast Track) | Executed | No former queue position
2017-06-20 15:24 | 1538-RD | Fast Track | Detailed Study | In Service | 9/27/2017 |  |  | FRESNO | KINGSBURG SUB | Solar PV, Storage | 2.4879 | 7/12/2017 | 7/28/2017 | Fail Screens: D, J, K, M | 9/1/2017 | Fail | Pass | 12/8/2017 | N/A | Executed | No former queue position
2017-06-26 12:57 | 1539-RD | Fast Track | Fast Track | In Service | 9/27/2017 |  |  | SAN FRANCISCO | SAN FRAN Z (EMBARCADERO) SUB | Storage | 0.1 | 7/19/2017 | 8/4/2017 | Fail Screens: D, H | 9/21/2017 | Pass | N/A (Fast Track) | N/A (Fast Track) | N/A (Fast Track) | Executed | No former queue position
2017-06-28 03:58 | 1540-RD | Fast Track | Fast Track | Withdrawn | 9/27/2017 | Withdrawn | Withdrawn | SHASTA | OREGON TRAIL SUB | Storage | 0.0015 | 7/26/2017 | Withdrawn | Withdrawn | Withdrawn | Withdrawn | Withdrawn | Withdrawn | Withdrawn | Withdrawn | No former queue position
2017-06-21 12:22 | 1541-RD | Fast Track | Fast Track | In Service | 9/27/2017 |  |  | SONOMA | CORONA SUB | Solar PV | 1.1637 | 7/26/2017 | 10/12/2017 | Pass |  |  | N/A (Fast Track) | N/A (Fast Track) | N/A (Fast Track) | Executed | No former queue position
2017-07-12 12:08 | 1542-RD | Fast Track | Fast Track | Withdrawn | 9/28/2017 | Withdrawn | Withdrawn | KERN | POSO MTN SUB | Solar PV | 8.1 | 7/26/2017 | 8/1/2017 | Fail Screens: D, F, J, K, M | 8/31/2017 | Pass | Withdrawn | Withdrawn | Withdrawn | Withdrawn | No former queue position
2017-07-15 15:24 | 1543-WD | Fast Track | Fast Track | Withdrawn | 7/31/2018 | Withdrawn | Withdrawn | CONTRA COSTA | LAKEWOOD SUB | Solar PV | 0.97515 | 7/26/2017 | 8/15/2017 | Fail Screens: 2, 10 | 11/2/2017 | Pass | Withdrawn | Withdrawn | Withdrawn | Withdrawn | No former queue position
2017-07-03 16:14 | 1544-RD | Detailed Study | Detailed Study | In Service | 9/27/2017 |  |  | MONTEREY | BUENA VISTA SUB | Solar PV, Storage | 2.212 | 7/26/2017 | N/A | N/A | N/A | N/A | Pass | 2/12/2018 | N/A | Executed | No former queue position
2017-07-13 14:25 | 1545-RD | Fast Track | Detailed Study | In Service | 9/28/2017 |  |  | MERCED | MERCED SUB | Solar PV | 0.816 | 8/9/2017 | 2/12/2018 | Fail Screens: B, D, F, G, H, I, J, K, M | 4/5/2018 | Fail | Pass | 10/12/2018 | N/A | Executed | No former queue position
2017-07-13 17:09 | 1546-RD | Fast Track | Fast Track | In Service | 9/28/2017 | 9/28/2018 |  | SUTTER | BOGUE SUB | Micro Turbine, Solar PV | 1.45 | 8/9/2017 | 9/15/2017 | Fail Screens: B, D, F, H, J, K, M | 11/22/2017 | Pass | N/A (Fast Track) | N/A (Fast Track) | N/A (Fast Track) | Executed | No former queue position
2017-07-14 13:50 | 1547-RD | Fast Track | Detailed Study | In Service | Not Provided |  |  | MONTEREY | GONZALES SUB | Wind | 1.85 | 8/9/2017 | 9/8/2017 | Fail Screens: D, F, H, J, K | 10/13/2017 | Fail | Pass | 2/20/2018 | N/A | Executed | No former queue position
2017-07-27 02:12 | 1548-RD | Fast Track | Fast Track | In Service | 9/29/2017 |  |  | FRESNO | STROUD SUB | Solar PV | 0.868 | 8/9/2017 | 2017-01-09 | Pass |  |  | N/A (Fast Track) | N/A (Fast Track) | N/A (Fast Track) | Executed | No former queue position
2017-07-05 14:29 | 1549-RD | Fast Track | Fast Track | In Service | 9/27/2017 |  |  | SAN LUIS OBISPO | SAN LUIS OBISPO SUB | Storage | 0.018 | 2017-08-09 | 2017-08-23 | Pass |  |  | N/A (Fast Track) | N/A (Fast Track) | N/A (Fast Track) | Executed | No former queue position
2017-07-16 16:40 | 1550-RD | Fast Track | Fast Track | Withdrawn | 10/29/2018 | Withdrawn | Withdrawn | SAN JOAQUIN | LAMMERS SUB | Biomass | 2.8 | 8/9/2017 | 8/30/2017 | Fail Screens: B, F, I, J, K, M | Withdrawn | Withdrawn | Withdrawn | Withdrawn | Withdrawn | Withdrawn | No former queue position
2017-07-17 15:35 | 1551-RD | Detailed Study | Detailed Study | Withdrawn | 2/1/2019 | Withdrawn | Withdrawn | KERN | SMYRNA SUB | Reciprocating Engine | 0.995 | 8/9/2017 | Withdrawn | Withdrawn | Withdrawn | Withdrawn | Pass | Withdrawn | Withdrawn | Withdrawn | No former queue position
2017-07-17 17:09 | 1552-RD | Fast Track | Fast Track | In Service | 9/28/2017 |  |  | ALAMEDA | DUMBARTON SUB | Storage | 0.03 | 8/9/2017 | 10/3/2017 | Pass |  |  | N/A (Fast Track) | N/A (Fast Track) | N/A (Fast Track) | Executed | No former queue position
2017-06-14 13:37 | 1553-WD | Fast Track | Fast Track | Withdrawn | 1/26/2018 | Withdrawn | Withdrawn | MENDOCINO | WILLITS A SUB | Solar PV | 0.999 | 8/16/2017 | Withdrawn | Withdrawn | Withdrawn | Withdrawn | Withdrawn | Withdrawn | Withdrawn | Withdrawn | No former queue position
2017-07-08 08:29 | 1554-WD | Fast Track | Fast Track | In Service | 10/16/2017 | 5/11/2018 | 10/1/2018 | MARIN | SAN RAFAEL SUB | Solar PV | 0.05999 | 8/16/2017 | 8/30/2017 | Pass |  |  | N/A (Fast Track) | N/A (Fast Track) | N/A (Fast Track) | Executed | No former queue position
2017-07-28 09:38 | 1555-WD | Independent Study | Independent Study | Withdrawn | 8/30/2018 | Withdrawn | Withdrawn | SONOMA | SONOMA A SUB | Solar PV | 3.5 | 8/16/2017 | Withdrawn | Withdrawn | Withdrawn | Withdrawn | Pass | Withdrawn | Withdrawn | Withdrawn | No former queue position
2017-06-26 11:47 | 1556-RD | Fast Track | Fast Track | Withdrawn | 9/27/2017 | Withdrawn | Withdrawn | SOLANO | PEABODY SUB | Solar PV | 1.56 | 8/16/2017 | 9/14/2017 | Pass | Withdrawn | Withdrawn | Withdrawn | Withdrawn | Withdrawn | Withdrawn | No former queue position
2017-07-26 12:24 | 1557-RD | Detailed Study | Detailed Study | Active | 10/27/2017 |  |  | CONTRA COSTA | SOBRANTE SUB | Solar PV | 5 | 8/16/2017 | N/A | N/A | N/A | N/A | Pass | 2/22/2018 | N/A | Executed | No former queue position | SOBRANTE | Sobrante
2017-08-02 16:11 | 1558-RD | Fast Track | Fast Track | Active | 10/25/2017 |  |  | SAN JOAQUIN | HERDLYN SUB | Solar PV | 1.3242 | 8/16/2017 | 10/10/2017 | Fail Screens: B, F, I, J, K, L, M, S5 | 11/14/2017 | Pass | N/A (Fast Track) | N/A (Fast Track) | N/A (Fast Track) | Executed | No former queue position | HERDLYN | not found
2017-08-02 16:54 | 1559-RD | Fast Track | Detailed Study | Active | 10/26/2017 |  |  | SAN JOAQUIN | LAMMERS SUB | Solar PV | 1.1587 | 8/16/2017 | 10/10/2017 | Fail Screens: J, K, M | 11/28/2017 | Fail | Pass | 4/14/2018 | N/A | Executed | No former queue position | LAMMERS | Lammers
2017-08-04 12:35 | 1560-RD | Fast Track | Fast Track | In Service | 10/31/2017 |  |  | SANTA CLARA | LLAGAS SUB | Solar PV | 1.2702 | 8/16/2017 | 9/6/2017 | Pass |  |  | N/A (Fast Track) | N/A (Fast Track) | N/A (Fast Track) | Executed | No former queue position
2017-08-06 09:20 | 1561-WD | Fast Track | Fast Track | In Service | 12/14/2018 | 4/19/2019 | 9/9/2019 | NAPA | HIGHWAY SUB | Solar PV | 0.98304 | 8/23/2017 | 9/13/2017 | Fail Screens: 2, 10 | 11/8/2017 | Pass | N/A (Fast Track) | N/A (Fast Track) | N/A (Fast Track) | Executed | No former queue position
2017-08-06 09:23 | 1562-WD | Fast Track | Fast Track | In Service | 12/14/2018 | 4/19/2019 | 9/10/2019 | NAPA | HIGHWAY SUB | Solar PV | 0.99 | 8/23/2017 | 9/13/2017 | Fail Screens: 2, 10 | 11/8/2017 | Pass | N/A (Fast Track) | N/A (Fast Track) | N/A (Fast Track) | Executed | No former queue position
2017-08-06 09:25 | 1563-WD | Fast Track | Fast Track | In Service | 12/14/2018 | 4/19/2019 | 9/10/2019 | NAPA | HIGHWAY SUB | Solar PV | 0.99455 | 8/23/2017 | 9/13/2017 | Fail Screens: 2, 10 | 11/8/2017 | Pass | N/A (Fast Track) | N/A (Fast Track) | N/A (Fast Track) | Executed | No former queue position
2017-08-08 16:36 | 1564-WD | Fast Track | Fast Track | Withdrawn | 12/15/2018 | Withdrawn | Withdrawn | NAPA | HIGHWAY SUB | Solar PV | 1 | 8/23/2017 | 9/13/2017 | Fail Screens: 2, 5, 10 | Withdrawn | Withdrawn | Withdrawn | Withdrawn | Withdrawn | Withdrawn | No former queue position
2017-07-26 10:08 | 1565-WD | Fast Track | Independent Study | Withdrawn | 6/1/2018 | Withdrawn | Withdrawn | KERN | SMYRNA SUB | Solar PV | 1 | Complete | 9/12/2017 | Fail Screens: 2, 10 | 11/3/2017 | Fail | Pass | Withdrawn | Withdrawn | Withdrawn | No former queue position
2017-08-02 20:35 | 1566-WD | Fast Track | Fast Track | Withdrawn | 4/9/2019 | Withdrawn | Withdrawn | KERN | CARNERAS SUB | Solar PV | 3 | 8/23/2017 | 9/15/2017 | Fail Screens: 2, 9, 10 | Withdrawn | Withdrawn | Withdrawn | Withdrawn | Withdrawn | Withdrawn | No former queue position
2017-08-07 14:02 | 1567-RD | Fast Track | Fast Track | In Service | 10/25/2017 |  |  | SANTA CLARA | MILPITAS SUB | Storage | 0.2 | 8/23/2017 | 9/8/2017 | Pass |  |  | N/A (Fast Track) | N/A (Fast Track) | N/A (Fast Track) | Executed | No former queue position
2017-08-08 22:20 | 1568-RD | Fast Track | Fast Track | Withdrawn | 10/25/2017 | Withdrawn | Withdrawn | MARIN | SAN RAFAEL SUB | Cogeneration | 0.01 | 8/23/2017 | 9/13/2017 | Pass | Withdrawn | Withdrawn | Withdrawn | Withdrawn | Withdrawn | Withdrawn | No former queue position
2017-07-26 15:10 | 1569-RD | Fast Track | Detailed Study | In Service | 10/25/2017 |  |  | MADERA | SHARON SUB | Gas Turbine | 2.304 | 8/30/2017 | 9/12/2017 | Fail Screens: D, F, H, J, K | 11/1/2017 | Fail | Pass | 4/13/2018 | N/A | Executed | No former queue position
2017-07-31 14:07 | 1570-RD | Detailed Study | Detailed Study | In Service | 10/25/2017 |  |  | SAN LUIS OBISPO | SAN LUIS OBISPO SUB | Gas Turbine | 2.16 | 8/30/2017 | N/A | N/A | N/A | N/A | Pass | 05/25/2021 | N/A | Executed | No former queue position
2017-08-22 12:26 | 1571-WD | Fast Track | Fast Track | In Service | 6/29/2018 | 6/3/2019 | 10/18/2019 | MENDOCINO | WILLITS A SUB | Gas Turbine | 0.989 | 8/30/2017 | 9/21/2017 | Fail Screens: 2, 9, 10 |  |  | N/A (Fast Track) | N/A (Fast Track) | N/A (Fast Track) | Executed | No former queue position
2017-08-10 11:51 | 1572-WD | Fast Track | Fast Track | Withdrawn | 12/14/2018 | Withdrawn | Withdrawn | NAPA | PUEBLO SUB | Gas Turbine | 1 | 8/30/2017 | 9/21/2017 | Fail Screens: 2, 10 | 11/17/2017 | Pass | Withdrawn | Withdrawn | Withdrawn | Withdrawn | No former queue position
2017-08-10 11:58 | 1573-WD | Fast Track | Fast Track | Withdrawn | 12/14/2018 | Withdrawn | Withdrawn | NAPA | PUEBLO SUB | Gas Turbine | 1 | 8/30/2017 | 9/21/2017 | Fail Screens: 2, 10 | 11/17/2017 | Pass | Withdrawn | Withdrawn | Withdrawn | Withdrawn | No former queue position
2017-08-18 07:56 | 1574-WD | Independent Study | Independent Study | Withdrawn | 12/31/2019 | Withdrawn | Withdrawn | SAN JOAQUIN | TESLA SUB | Solar PV | 20 | 8/30/2017 | Withdrawn | Withdrawn | Withdrawn | Withdrawn | Pass | Withdrawn | Withdrawn | Withdrawn | No former queue position
2017-08-14 11:12 | 1575-RD | Fast Track | Fast Track | Withdrawn | 11/29/2017 | Withdrawn | Withdrawn | SANTA BARBARA | DIVIDE SUB | Solar PV | 2.9491 | 9/6/2017 | 9/12/2017 | Fail Screens: D, J, K, M | 10/16/2017 | Pass | Withdrawn | Withdrawn | Withdrawn | Withdrawn | No former queue position
2017-08-22 11:22 | 1576-WD | Fast Track | Fast Track | Withdrawn | 6/29/2018 | Withdrawn | Withdrawn | MENDOCINO | COVELO SUB | Solar PV | 0.98304 | 9/6/2017 | 10/4/2017 | Fail Screens: 2, 10 | 12/15/2017 | Fail | Withdrawn | Withdrawn | Withdrawn | Withdrawn | No former queue position
2017-08-15 12:06 | 1577-RD | Fast Track | Fast Track | In Service | 11/29/2017 |  |  | SAN MATEO | BAY MEADOWS SUB | Storage | 0.2425 | 9/6/2017 | 9/13/2017 | Pass |  |  | N/A (Fast Track) | N/A (Fast Track) | N/A (Fast Track) | Executed | No former queue position
2017-08-16 10:05 | 1578-WD | Fast Track | Fast Track | Withdrawn | 11/30/2018 | Withdrawn | Withdrawn | MERCED | DOS PALOS SUB | Solar PV | 1.5 | 9/6/2017 | 9/12/2017 | Fail Screens: 2, 5 | Withdrawn | Withdrawn | Withdrawn | Withdrawn | Withdrawn | Withdrawn | No former queue position
2017-08-21 15:28 | 1579-RD | Fast Track | Fast Track | In Service | 11/29/2017 |  |  | KINGS | KETTLEMAN HILLS SUB | Micro Turbine | 2 | 9/6/2017 | 9/22/2017 | Fail Screens: D, H, J, K, M | 11/17/2017 | Pass | N/A (Fast Track) | N/A (Fast Track) | N/A (Fast Track) | Executed | No former queue position
2017-08-24 15:18 | 1580-WD | Fast Track | Fast Track | Withdrawn | 6/29/2018 | Withdrawn | Withdrawn | SONOMA | LAKEVILLE SUB | Solar PV | 0.98304 | 9/6/2017 | 10/4/2017 | Fail Screens: 2, 5, 10 | 12/18/2017 | Fail | Withdrawn | Withdrawn | Withdrawn | Withdrawn | No former queue position
2017-08-24 15:24 | 1581-WD | Fast Track | Fast Track | Withdrawn | 6/29/2018 | Withdrawn | Withdrawn | SONOMA | LAKEVILLE SUB | Solar PV | 0.98304 | 9/6/2017 | 10/4/2017 | Fail Screens: 2, 5, 10 | 12/18/2017 | Fail | Withdrawn | Withdrawn | Withdrawn | Withdrawn | No former queue position
2017-08-24 15:31 | 1582-WD | Fast Track | Fast Track | Withdrawn | 6/29/2018 | Withdrawn | Withdrawn | SONOMA | LAKEVILLE SUB | Solar PV | 0.98304 | 9/6/2017 | 10/4/2017 | Fail Screens: 2, 5, 10 | 12/18/2017 | Fail | Withdrawn | Withdrawn | Withdrawn | Withdrawn | No former queue position
2017-08-25 10:44 | 1583-RD | Fast Track | Fast Track | In Service | 11/29/2017 |  |  | SONOMA | FULTON SUB | Solar PV | 1.5 | 9/6/2017 | 10/11/2017 | Fail Screens: F, H, J, K, M | 12/5/2017 | Pass | N/A (Fast Track) | N/A (Fast Track) | N/A (Fast Track) | Executed | No former queue position
2017-07-31 16:58 | 1584-WD | Fast Track | Independent Study | Withdrawn | 2/28/2019 | Withdrawn | Withdrawn | KERN | DEVILS DEN SUB | Solar PV | 0.991 | 9/13/2017 | 10/4/2017 | Fail Screens: 2, 10 | 12/21/2017 | Fail | Pass | Withdrawn | Withdrawn | Withdrawn | No former queue position
2017-07-31 17:02 | 1585-WD | Independent Study | Independent Study | Withdrawn | 2/28/2019 | Withdrawn | Withdrawn | FRESNO | GATES SUB | Solar PV | 4.5518 | 9/13/2017 | Withdrawn | Withdrawn | Withdrawn | Withdrawn | Pass | Withdrawn | Withdrawn | Withdrawn | No former queue position
2017-07-31 17:04 | 1586-WD | Fast Track | Independent Study | Withdrawn | 2/28/2019 | Withdrawn | Withdrawn | FRESNO | COALINGA #1 SUB | Solar PV | 1.62 | 9/13/2017 | 10/4/2017 | Fail Screens: 2, 4, 10 | 12/11/2017 | Fail | Pass | Withdrawn | Withdrawn | Withdrawn | No former queue position
2017-08-01 10:06 | 1587-WD | Fast Track | Independent Study | Withdrawn | 2/28/2019 | Withdrawn | Withdrawn | FRESNO | COALINGA #2 SUB | Solar PV | 1.8965 | 9/13/2017 | 10/4/2017 | Fail Screens: 2, 4, 10 | 12/11/2017 | Fail | Pass | Withdrawn | Withdrawn | Withdrawn | No former queue position
2017-08-04 14:00 | 1588-WD | Independent Study | Independent Study | Withdrawn | 2/28/2019 | Withdrawn | Withdrawn | KERN | COALINGA #2 SUB | Solar PV | 4.5518 | 9/13/2017 | N/A | N/A (Independent Study) | Withdrawn | Withdrawn | Pass | 2018-08-30 | Withdrawn | Withdrawn | No former queue position
2017-08-16 14:55 | 1589-WD | Fast Track | Independent Study | Withdrawn | 2/28/2019 | Withdrawn | Withdrawn | KERN | BLACKWELL SUB | Solar PV | 2.5838 | 9/13/2017 | 10/4/2017 | Pass | 12/11/2017 | Fail | Pass | Withdrawn | Withdrawn | Withdrawn | No former queue position
2017-08-23 14:04 | 1590-WD | Fast Track | Fast Track | Withdrawn | 12/20/2017 | Withdrawn | Withdrawn | MARIN | STAFFORD SUB | Solar PV | 0.45 | 9/13/2017 | 10/9/2017 | Pass | Withdrawn | Withdrawn | Withdrawn | Withdrawn | Withdrawn | Withdrawn | No former queue position
2017-09-07 16:17 | 1591-RD | Fast Track | Fast Track | Active | 11/28/2017 |  |  | ALAMEDA | OAKLAND L SUB | Solar PV | 0.01445 | 9/13/2017 | 9/28/2017 | Fail Screens: A | 12/6/2017 | Pass | N/A (Fast Track) | N/A (Fast Track) | N/A (Fast Track) | Executed | No former queue position | OAKLAND L | Oakland L
2017-08-25 15:10 | 1592-RD | Fast Track | Fast Track | In Service | 11/29/2017 | In Service | 9/25/2019 | SAN JOAQUIN | CHANNEL SUB | Fuel Cell, Solar PV | 1.24 | 9/13/2017 | 10/2/2017 | Fail Screens: J, K, M | 12/13/2017 | Fail | N/A (Fast Track) | N/A (Fast Track) | N/A (Fast Track) | Executed | No former queue position
2017-08-31 16:37 | 1593-RD | Fast Track | Detailed Study | In Service | 11/28/2017 |  |  | KERN | LAKEVIEW SUB | Solar PV | 1.375 | 9/20/2017 | 10/9/2017 | Fail Screens: D, F, H, J, K, M | 11/14/2017 | Fail | Pass | 3/27/2018 | N/A | Executed | No former queue position
2017-08-11 21:29 | 1594-RD | Fast Track | Fast Track | In Service | 11/29/2017 |  |  | SONOMA | SANTA ROSA A SUB | Engine, Solar PV, Storage | 3.5188 | 9/20/2017 | 3/9/2018 | Pass | 4/23/2018 | Pass | N/A (Fast Track) | N/A (Fast Track) | N/A (Fast Track) | Executed | No former queue position
2017-09-05 13:46 | 1595-RD | Fast Track | Fast Track | In Service | 11/29/2017 |  |  | ALAMEDA | NEWARK SUB | Storage | 0.2425 | 9/20/2017 | 10/10/2017 | Pass |  |  | N/A (Fast Track) | N/A (Fast Track) | N/A (Fast Track) | Executed | No former queue position
2017-09-01 12:00 | 1596-RD | Fast Track | Detailed Study | Withdrawn | 11/29/2017 | Withdrawn | Withdrawn | SAN LUIS OBISPO | TEMPLETON SUB | Solar PV | 1.68 | 9/20/2017 | 11/8/2017 | Fail Screens: D, F, H, J, K | 12/21/2017 | Fail | Pass | Withdrawn | Withdrawn | Withdrawn | No former queue position
2017-09-07 17:24 | 1597-WD | Fast Track | Fast Track | In Service | 7/29/2018 | 5/17/2019 | 6/17/2020 | MARIN | LAS GALLINAS A SUB | Solar PV | 0.972 | 9/20/2017 | 10/18/2017 | Fail Screens: 2, 5, 9, 10 | 1/5/2018 | Pass | N/A (Fast Track) | N/A (Fast Track) | N/A (Fast Track) | Executed | No former queue position
2017-08-18 16:42 | 1598-RD | Fast Track | Fast Track | In Service | 11/29/2017 |  |  | SAN JOAQUIN | MANTECA SUB | Storage | 0.036 | 9/27/2017 | 10/13/2017 | Pass |  |  | N/A (Fast Track) | N/A (Fast Track) | N/A (Fast Track) | Executed | No former queue position
2017-08-18 17:04 | 1599-RD | Fast Track | Fast Track | In Service | 11/29/2017 |  |  | CONTRA COSTA | LONE TREE SUB | Storage | 0.036 | 9/27/2017 | 12/8/2017 | Pass |  |  | N/A (Fast Track) | N/A (Fast Track) | N/A (Fast Track) | Executed | No former queue position
2017-08-21 18:16 | 1600-RD | Fast Track | Fast Track | In Service | 11/29/2017 |  |  | SANTA CLARA | NORTECH SUB | Storage | 0.036 | 9/27/2017 | 10/11/2017 | Pass |  |  | N/A (Fast Track) | N/A (Fast Track) | N/A (Fast Track) | Executed | No former queue position
2017-08-22 13:02 | 1601-RD | Fast Track | Fast Track | In Service | 11/29/2017 |  |  | SAN FRANCISCO | SAN FRAN Y (LARKIN) SUB | Storage | 0.054 | 9/27/2017 | 10/3/2017 | Pass |  |  | N/A (Fast Track) | N/A (Fast Track) | N/A (Fast Track) | Executed | No former queue position
2017-08-22 13:20 | 1602-RD | Fast Track | Fast Track | In Service | 11/29/2017 |  |  | SAN FRANCISCO | SAN FRAN P(HUNTERS POINT) SUB | Storage | 0.018 | 9/27/2017 | 10/10/2017 | Pass |  |  | N/A (Fast Track) | N/A (Fast Track) | N/A (Fast Track) | Executed | No former queue position
2017-08-22 13:28 | 1603-RD | Fast Track | Fast Track | Withdrawn | 11/29/2017 | Withdrawn | Withdrawn | SANTA CLARA | MOUNTAIN VIEW SUB | Storage | 0.216 | 9/27/2017 | 10/16/2017 | Pass | Withdrawn | Withdrawn | Withdrawn | Withdrawn | Withdrawn | Withdrawn | No former queue position
2017-08-22 13:35 | 1604-RD | Fast Track | Fast Track | In Service | 11/29/2017 |  |  | SOLANO | DIXON SUB | Storage | 0.108 | 9/27/2017 | 10/17/2017 | Pass |  |  | N/A (Fast Track) | N/A (Fast Track) | N/A (Fast Track) | Executed | No former queue position
2017-08-22 13:52 | 1605-RD | Fast Track | Fast Track | Withdrawn | 11/29/2017 | Withdrawn | Withdrawn | SAN FRANCISCO | SAN FRAN Y (LARKIN) SUB | Storage | 0.018 | 9/27/2017 | 10/17/2017 | Pass | Withdrawn | Withdrawn | Withdrawn | Withdrawn | Withdrawn | Withdrawn | No former queue position
2017-09-06 18:18 | 1606-RD | Fast Track | Fast Track | In Service | 11/28/2017 |  |  | SAN JOAQUIN | FRENCH CAMP SUB | Storage | 0.036 | 9/27/2017 | 10/6/2017 | Pass |  |  | N/A (Fast Track) | N/A (Fast Track) | N/A (Fast Track) | Executed | No former queue position
2017-09-06 22:35 | 1607-RD | Fast Track | Fast Track | In Service | 11/29/2017 |  |  | SAN JOAQUIN | FRENCH CAMP SUB | Storage | 0.108 | 9/27/2017 | 10/6/2017 | Pass |  |  | N/A (Fast Track) | N/A (Fast Track) | N/A (Fast Track) | Executed | No former queue position
2017-09-06 22:45 | 1608-RD | Fast Track | Fast Track | In Service | 11/29/2017 |  |  | FRESNO | BARTON SUB | Storage | 0.018 | 9/27/2017 | 10/30/2017 | Pass |  |  | N/A (Fast Track) | N/A (Fast Track) | N/A (Fast Track) | Executed | No former queue position
2017-09-06 22:54 | 1609-RD | Fast Track | Fast Track | In Service | 11/29/2017 |  |  | FRESNO | BARTON SUB | Storage | 0.018 | 9/27/2017 | 10/30/2017 | Pass |  |  | N/A (Fast Track) | N/A (Fast Track) | N/A (Fast Track) | Executed | No former queue position
2017-09-08 11:43 | 1610-RD | Fast Track | Fast Track | In Service | 11/29/2017 |  |  | SANTA CLARA | NORTECH SUB | Storage | 0.054 | 9/27/2017 | 10/11/2017 | Pass |  |  | N/A (Fast Track) | N/A (Fast Track) | N/A (Fast Track) | Executed | No former queue position
2017-09-14 11:45 | 1611-RD | Fast Track | Detailed Study | Withdrawn | 11/29/2017 | Withdrawn | Withdrawn | TULARE | DINUBA SUB | Solar PV | 1.55 | 9/27/2017 | 2/2/2018 | Fail Screens: F, I, J, K, M | 3/6/2018 | Fail | Pass | Withdrawn | Withdrawn | Withdrawn | No former queue position
2017-09-14 16:24 | 1612-WD | Fast Track | Independent Study | Withdrawn | 6/30/2019 | Withdrawn | Withdrawn | SAN LUIS OBISPO | TEMPLETON SUB | Solar PV | 0.5 | 9/27/2017 | 10/16/2017 | Fail Screens: 2, 5, 6, 10 | 11/14/2017 | Fail | Withdrawn | Withdrawn | Withdrawn | Withdrawn | No former queue position
2017-09-21 16:31 | 1613-RD | Fast Track | Fast Track | Withdrawn | 11/22/2017 | Withdrawn | Withdrawn | ALAMEDA | OAKLAND L SUB | Solar PV | 0.00993 | 9/27/2017 | 10/19/2017 | Fail Screens: D | 1/4/2018 | Pass | Withdrawn | Withdrawn | Withdrawn | Withdrawn | No former queue position
2017-08-21 11:03 | 1614-RD | Detailed Study | Detailed Study | Active | 11/29/2017 |  |  | SAN FRANCISCO | SAN FRAN H (MARTIN) SUB | Engine | 1.899 | 9/27/2017 | N/A | N/A | N/A | N/A | Pass | 1/12/2018 | N/A | Executed | No former queue position | SAN FRAN H (MARTIN) | not found
2017-09-13 13:36 | 1615-RD | Fast Track | Fast Track | In Service | 11/29/2017 |  |  | MARIN | SAN RAFAEL SUB | Solar PV | 1.0345 | 9/27/2017 | 10/23/2017 | Fail Screens: D, H, J, K, M | 1/2/2018 | Pass | N/A (Fast Track) | N/A (Fast Track) | N/A (Fast Track) | Executed | No former queue position
2017-08-03 16:07 | 1616-RD | Detailed Study | Detailed Study | Withdrawn | 10/25/2017 | Withdrawn | Withdrawn | CONTRA COSTA | SOBRANTE SUB | Solar PV | 5 | 9/27/2017 | Withdrawn | Withdrawn | Withdrawn | Withdrawn | Pass | Withdrawn | Withdrawn | Withdrawn | No former queue position
2017-08-17 07:01 | 1617-RD | Detailed Study | Detailed Study | Withdrawn | 6/12/2019 | Withdrawn | Withdrawn | SHASTA | PIT #1 PH | Other | 10 | 9/27/2017 | Withdrawn | Withdrawn | Withdrawn | Withdrawn | Pass | Withdrawn | Withdrawn | Withdrawn | No former queue position
2017-08-30 14:08 | 1618-RD | Fast Track | Fast Track | Withdrawn | 11/29/2017 | Withdrawn | Withdrawn | SAN FRANCISCO | SAN FRAN X (MISSION) SUB | Micro Turbine | 0.075 | 9/27/2017 | 10/16/2017 | Fail Screens: H | 12/14/2017 | Pass | Withdrawn | Withdrawn | Withdrawn | Withdrawn | No former queue position
2017-09-11 11:28 | 1619-WD | Fast Track | Fast Track | Withdrawn | 4/30/2018 | Withdrawn | Withdrawn | SONOMA | MOLINO SUB | Solar PV | 1 | 9/27/2017 | 11/17/2017 | Fail Screens: 2, 4, 5, 10 | Withdrawn | Withdrawn | Withdrawn | Withdrawn | Withdrawn | Withdrawn | No former queue position
2017-09-08 11:40 | 1620-WD | Fast Track | Independent Study | Active | 12/31/2018 | 8/21/2020 |  | KERN | ELK HILLS SUB | Solar PV | 3 | 10/4/2017 | 10/23/2017 | Fail Screens: 2, 4, 10 | 12/19/2017 | Fail | Pass | 5/22/2018 | 8/24/2018 | Executed | No former queue position | ELK HILLS | Elk Hills
2017-09-20 16:03 | 1621-RD | Fast Track | Fast Track | Withdrawn | 11/22/2017 | Withdrawn | Withdrawn | YOLO | PLAINFIELD SUB | Solar PV | 1.116 | 10/4/2017 | Withdrawn | Withdrawn | Withdrawn | Withdrawn | Withdrawn | Withdrawn | Withdrawn | Withdrawn | No former queue position
2017-09-07 18:17 | 1622-WD | Independent Study | Independent Study | Withdrawn | 12/31/2019 | Withdrawn | Withdrawn | KINGS | JOLON SUB | Solar PV | 20.496 | 10/11/2017 | Withdrawn | Withdrawn | Withdrawn | Withdrawn | Pass | Withdrawn | Withdrawn | Withdrawn | No former queue position
2017-09-19 09:02 | 1623-RD | Detailed Study | Detailed Study | Withdrawn | 4/17/2019 | Withdrawn | Withdrawn | KINGS | GUERNSEY SUB | Cogeneration | 0.995 | 10/11/2017 | Withdrawn | Withdrawn | Withdrawn | Withdrawn | Fail | Withdrawn | Withdrawn | Withdrawn | No former queue position
2017-09-25 15:41 | 1624-WD | Fast Track | Independent Study | Withdrawn | 6/29/2018 | Withdrawn | Withdrawn | ALAMEDA | CAYETANO SUB | Solar PV | 3 | 10/11/2017 | 11/7/2017 | Fail Screens: 2, 4, 9, 10 | 1/31/2018 | Fail | Pass | Withdrawn | Withdrawn | Withdrawn | No former queue position
2017-09-25 16:04 | 1625-WD | Fast Track | Fast Track | Withdrawn | 6/29/2018 | Withdrawn | Withdrawn | ALAMEDA | HERDLYN SUB | Solar PV | 1 | 10/11/2017 | 10/31/2017 | Fail Screens: 2, 4, 10 | 2/6/2018 | Pass | Withdrawn | Withdrawn | Withdrawn | Withdrawn | No former queue position
2017-09-26 15:44 | 1626-RD | Fast Track | Fast Track | In Service | 12/28/2017 |  |  | SANTA CLARA | LAWRENCE SUB | Storage | 0.00426 | 10/11/2017 | 10/31/2017 | Pass |  |  | N/A (Fast Track) | N/A (Fast Track) | N/A (Fast Track) | Executed | No former queue position
2017-09-19 12:49 | 1627-RD | Fast Track | Detailed Study | Withdrawn | 5/9/2018 | Withdrawn | Withdrawn | COLUSA | COLUSA JUNCTION | Other | 3.044 | 10/11/2017 | 10/30/2017 | Fail Screens: B, F, I, J, K, M | 12/29/2017 | Fail | Pass | Withdrawn | Withdrawn | Withdrawn | No former queue position
2017-09-21 18:20 | 1628-RD | Fast Track | Detailed Study | Withdrawn | 5/7/2018 | Withdrawn | Withdrawn | GLENN | JACINTO SUB | Turbine | 0.99 | 10/11/2017 | 10/19/2017 | Fail Screens: B, I, J, K, M | 12/18/2017 | Fail | Pass | Withdrawn | Withdrawn | Withdrawn | No former queue position
2017-09-29 17:34 | 1629-RD | Fast Track | Detailed Study | Withdrawn | 12/28/2017 | Withdrawn | Withdrawn | KERN | FELLOWS SUB | Solar PV | 0.8325 | 10/18/2017 | 11/8/2017 | Fail Screens: D, F, H, J, K, M | 12/11/2017 | Fail | Pass | Withdrawn | Withdrawn | Withdrawn | No former queue position
2017-09-27 13:16 | 1630-RD | Fast Track | Fast Track | In Service | 12/28/2017 |  |  | SAN MATEO | SAN CARLOS SUB | Storage | 0.01 | 10/18/2017 | 11/7/2017 | Pass |  |  | N/A (Fast Track) | N/A (Fast Track) | N/A (Fast Track) | Executed | No former queue position
2017-09-27 13:30 | 1631-RD | Fast Track | Fast Track | In Service | 12/27/2017 |  |  | SANTA CLARA | STELLING SUB | Storage | 0.005 | 10/18/2017 | 11/27/2017 | Pass |  |  | N/A (Fast Track) | N/A (Fast Track) | N/A (Fast Track) | Executed | No former queue position
2017-09-27 14:53 | 1632-RD | Detailed Study | Detailed Study | Withdrawn | 12/28/2017 | Withdrawn | Withdrawn | KINGS | AVENAL SUB | Solar PV | 2.0029 | 10/18/2017 | Withdrawn | Withdrawn | Withdrawn | Withdrawn | Pass | Withdrawn | Withdrawn | Withdrawn | No former queue position
2017-09-28 12:14 | 1633-RD | Fast Track | Fast Track | In Service | 12/28/2017 |  |  | SANTA CLARA | MORGAN HILL SUB | Storage | 0.01 | 10/25/2017 | 11/6/2017 | Pass |  |  | N/A (Fast Track) | N/A (Fast Track) | N/A (Fast Track) | Executed | No former queue position
2017-10-12 12:53 | 1634-WD | Fast Track | Fast Track | Withdrawn | 4/2/2018 | Withdrawn | Withdrawn | TULARE | SMYRNA SUB | Other | 2 | 10/25/2017 | 11/15/2017 | Fail Screens: 2, 4, 10 | Withdrawn | Withdrawn | Withdrawn | Withdrawn | Withdrawn | Withdrawn | No former queue position
2017-10-06 18:37 | 1635-RD | Fast Track | Fast Track | In Service | 12/28/2017 |  |  | CONTRA COSTA | SAN RAMON SUB | Storage | 0.005 | 11/1/2017 | 11/9/2017 | Pass |  |  | N/A (Fast Track) | N/A (Fast Track) | N/A (Fast Track) | Executed | No former queue position
2017-10-06 19:11 | 1636-RD | Fast Track | Fast Track | In Service | 12/28/2017 |  |  | SANTA CLARA | LOYOLA SUB | Storage | 0.005 | 11/1/2017 | 11/13/2017 | Pass |  |  | N/A (Fast Track) | N/A (Fast Track) | N/A (Fast Track) | Executed | No former queue position
2017-10-09 15:57 | 1637-RD | Fast Track | Fast Track | In Service | 12/28/2017 |  |  | CONTRA COSTA | BRYANT SUB | Storage | 0.005 | 11/1/2017 | 11/27/2017 | Pass |  |  | N/A (Fast Track) | N/A (Fast Track) | N/A (Fast Track) | Executed | No former queue position
2017-10-10 12:55 | 1638-RD | Fast Track | Fast Track | In Service | 12/28/2017 |  |  | SANTA CLARA | MENLO SUB | Storage | 0.01 | 11/1/2017 | 11/17/2017 | Pass |  |  | N/A (Fast Track) | N/A (Fast Track) | N/A (Fast Track) | Executed | No former queue position
2017-10-10 13:15 | 1639-RD | Fast Track | Fast Track | In Service | 12/28/2017 |  |  | CONTRA COSTA | TASSAJARA SUB | Storage | 0.005 | 11/1/2017 | 11/27/2017 | Pass |  |  | N/A (Fast Track) | N/A (Fast Track) | N/A (Fast Track) | Executed | No former queue position
2017-10-10 16:20 | 1640-RD | Fast Track | Fast Track | In Service | 12/28/2017 |  |  | ALAMEDA | CASTRO VALLEY SUB | Storage | 0.01 | 11/1/2017 | 11/13/2017 | Pass |  |  | N/A (Fast Track) | N/A (Fast Track) | N/A (Fast Track) | Executed | No former queue position
2017-10-10 16:46 | 1641-RD | Fast Track | Fast Track | Withdrawn | 12/28/2017 | Withdrawn | Withdrawn | MONTEREY | BUENA VISTA SUB | Storage | 0.01 | 11/1/2017 | 12/5/2017 | Pass | Withdrawn | Withdrawn | Withdrawn | Withdrawn | Withdrawn | Withdrawn | No former queue position
2017-10-20 15:21 | 1642-WD | Fast Track | Independent Study | Active | 6/30/2018 | 11/15/2019 |  | SANTA BARBARA | CUYAMA SUB | Solar PV | 3 | 11/1/2017 | 11/20/2017 | Fail Screens: 2, 10 | N/A | N/A (Independent Study) | Pass | 3/20/2018 | N/A | Executed | No former queue position | CUYAMA | not found
2017-10-10 09:41 | 1643-RD | Fast Track | Fast Track | In Service | 12/28/2017 |  |  | CONTRA COSTA | TASSAJARA SUB | Storage | 0.015 | 11/1/2017 | 11/17/2017 | Pass |  |  | N/A (Fast Track) | N/A (Fast Track) | N/A (Fast Track) | Executed | No former queue position
2017-10-10 10:02 | 1644-RD | Fast Track | Fast Track | In Service | 12/28/2017 |  |  | SAN MATEO | SERRAMONTE SUB | Storage | 0.01 | 11/1/2017 | 11/8/2017 | Pass |  |  | N/A (Fast Track) | N/A (Fast Track) | N/A (Fast Track) | Executed | No former queue position
2017-10-10 11:04 | 1645-RD | Fast Track | Fast Track | In Service | 12/28/2017 |  |  | MARIN | WOODACRE SUB | Storage | 0.02 | 11/1/2017 | 11/17/2017 | Pass |  |  | N/A (Fast Track) | N/A (Fast Track) | N/A (Fast Track) | Executed | No former queue position
2017-10-10 11:06 | 1646-RD | Fast Track | Fast Track | In Service | 12/28/2017 |  |  | NAPA | PUEBLO SUB | Storage | 0.01 | 11/1/2017 | 12/1/2017 | Pass |  |  | N/A (Fast Track) | N/A (Fast Track) | N/A (Fast Track) | Executed | No former queue position
2017-10-10 11:08 | 1647-RD | Fast Track | Fast Track | In Service | 12/28/2017 |  |  | ALAMEDA | EL CERRITO G SUB | Storage | 0.005 | 11/1/2017 | 11/6/2017 | Pass |  |  | N/A (Fast Track) | N/A (Fast Track) | N/A (Fast Track) | Executed | No former queue position
2017-10-10 11:36 | 1648-RD | Fast Track | Fast Track | In Service | 12/28/2017 |  |  | MARIN | COTATI SUB | Storage | 0.005 | 11/1/2017 | 12/1/2017 | Pass |  |  | N/A (Fast Track) | N/A (Fast Track) | N/A (Fast Track) | Executed | No former queue position
2017-10-10 13:02 | 1649-RD | Fast Track | Fast Track | In Service | 12/28/2017 |  |  | MARIN | GREENBRAE SUB | Storage | 0.02 | 11/1/2017 | 11/27/2017 | Pass |  |  | N/A (Fast Track) | N/A (Fast Track) | N/A (Fast Track) | Executed | No former queue position
2017-10-10 16:26 | 1650-RD | Fast Track | Fast Track | In Service | 12/28/2017 |  |  | ALAMEDA | CASTRO VALLEY SUB | Storage | 0.01 | 11/1/2017 | 11/22/2017 | Pass |  |  | N/A (Fast Track) | N/A (Fast Track) | N/A (Fast Track) | Executed | No former queue position
2017-10-12 14:18 | 1651-RD | Fast Track | Fast Track | Withdrawn | 12/28/2017 | Withdrawn | Withdrawn | ALAMEDA | DUMBARTON SUB | Storage | 0.005 | 11/1/2017 | 11/17/2017 | Pass | Withdrawn | Withdrawn | Withdrawn | Withdrawn | Withdrawn | Withdrawn | No former queue position
2017-10-10 11:23 | 1652-RD | Fast Track | Fast Track | Withdrawn | 12/28/2017 | Withdrawn | Withdrawn | ALAMEDA | VINEYARD SUB | Storage | 0.015 | 11/8/2017 | 11/22/2017 | Pass | Withdrawn | Withdrawn | Withdrawn | Withdrawn | Withdrawn | Withdrawn | No former queue position
2017-10-10 11:36 | 1653-RD | Fast Track | Fast Track | Withdrawn | 12/28/2017 | Withdrawn | Withdrawn | ALAMEDA | CASTRO VALLEY SUB | Storage | 0.01 | 11/8/2017 | 11/22/2017 | Pass | Withdrawn | Withdrawn | Withdrawn | Withdrawn | Withdrawn | Withdrawn | No former queue position
2017-10-16 09:56 | 1654-RD | Fast Track | Fast Track | In Service | 1/30/2018 |  |  | MARIN | SAN RAFAEL SUB | Storage | 0.005 | 11/8/2017 | 11/30/2017 | Pass |  |  | N/A (Fast Track) | N/A (Fast Track) | N/A (Fast Track) | Executed | No former queue position
2017-10-18 11:56 | 1655-RD | Fast Track | Fast Track | In Service | 1/30/2018 |  |  | BUTTE | BUTTE SUB | Storage | 0.005 | 11/8/2017 | 11/9/2017 | Pass |  |  | N/A (Fast Track) | N/A (Fast Track) | N/A (Fast Track) | Executed | No former queue position
2017-10-18 13:34 | 1656-RD | Fast Track | Fast Track | In Service | 1/30/2018 |  |  | SANTA CLARA | SARATOGA SUB | Storage | 0.005 | 11/8/2017 | 11/20/2017 | Pass |  |  | N/A (Fast Track) | N/A (Fast Track) | N/A (Fast Track) | Executed | No former queue position
2017-09-26 08:12 | 1657-RD | Fast Track | Fast Track | Withdrawn | 3/3/2018 | Withdrawn | Withdrawn | SONOMA | SONOMA A SUB | Solar PV | 0.018 | 11/8/2017 | Withdrawn | Withdrawn | Withdrawn | Withdrawn | Withdrawn | Withdrawn | Withdrawn | Withdrawn | No former queue position
2017-09-27 13:44 | 1658-RD | Fast Track | Fast Track | In Service | 12/28/2017 |  |  | SAN FRANCISCO | SAN FRAN Y (LARKIN) SUB | Storage | 0.01 | 11/8/2017 | 11/9/2017 | Pass |  |  | N/A (Fast Track) | N/A (Fast Track) | N/A (Fast Track) | Executed | No former queue position
2017-10-10 09:29 | 1659-RD | Fast Track | Fast Track | In Service | 12/28/2017 |  |  | SAN MATEO | MENLO SUB | Storage | 0.005 | 11/8/2017 | 11/9/2017 | Pass |  |  | N/A (Fast Track) | N/A (Fast Track) | N/A (Fast Track) | Executed | No former queue position
2017-10-10 09:43 | 1660-RD | Fast Track | Fast Track | In Service | 12/28/2017 |  |  | ALAMEDA | CASTRO VALLEY SUB | Storage | 0.01 | 11/8/2017 | 11/27/2017 | Pass |  |  | N/A (Fast Track) | N/A (Fast Track) | N/A (Fast Track) | Executed | No former queue position
2017-10-10 10:05 | 1661-RD | Fast Track | Fast Track | In Service | 12/28/2017 |  |  | CONTRA COSTA | TASSAJARA SUB | Storage | 0.015 | 11/8/2017 | 12/26/2017 | Pass |  |  | N/A (Fast Track) | N/A (Fast Track) | N/A (Fast Track) | Executed | No former queue position
2017-10-10 10:12 | 1662-RD | Fast Track | Fast Track | In Service | 12/28/2017 |  |  | SAN LUIS OBISPO | SAN LUIS OBISPO SUB | Storage | 0.005 | 11/8/2017 | 11/10/2017 | Pass |  |  | N/A (Fast Track) | N/A (Fast Track) | N/A (Fast Track) | Executed | No former queue position
2017-10-10 10:17 | 1663-RD | Fast Track | Fast Track | In Service | 12/28/2017 |  |  | SAN MATEO | WOODSIDE SUB | Storage | 0.01 | 11/8/2017 | 1/29/2018 | Pass |  |  | N/A (Fast Track) | N/A (Fast Track) | N/A (Fast Track) | Executed | No former queue position
2017-10-10 10:29 | 1664-RD | Fast Track | Fast Track | In Service | 12/28/2017 |  |  | TUOLUMNE | MI-WUK SUB | Storage | 0.01 | 11/8/2017 | 11/27/2017 | Pass |  |  | N/A (Fast Track) | N/A (Fast Track) | N/A (Fast Track) | Executed | No former queue position
2017-10-10 10:35 | 1665-RD | Fast Track | Fast Track | Withdrawn | 12/28/2017 | Withdrawn | Withdrawn | NAPA | PUEBLO SUB | Storage | 0.005 | 11/8/2017 | 11/27/2017 | Pass | Withdrawn | Withdrawn | Withdrawn | Withdrawn | Withdrawn | Withdrawn | No former queue position
2017-10-10 10:37 | 1666-RD | Fast Track | Fast Track | In Service | 12/28/2017 |  |  | SAN MATEO | SNEATH LANE SUB | Storage | 0.02 | 11/8/2017 | 12/7/2017 | Pass |  |  | N/A (Fast Track) | N/A (Fast Track) | N/A (Fast Track) | Executed | No former queue position
2017-10-10 10:42 | 1667-RD | Fast Track | Fast Track | In Service | 12/28/2017 |  |  | MONTEREY | DEL MONTE SUB | Storage | 0.01 | 11/8/2017 | 11/29/2017 | Pass |  |  | N/A (Fast Track) | N/A (Fast Track) | N/A (Fast Track) | Executed | No former queue position
2017-10-10 11:53 | 1668-RD | Fast Track | Fast Track | In Service | 12/28/2017 |  |  | CONTRA COSTA | TASSAJARA SUB | Storage | 0.005 | 11/8/2017 | 11/27/2017 | Pass |  |  | N/A (Fast Track) | N/A (Fast Track) | N/A (Fast Track) | Executed | No former queue position
2017-10-10 11:36 | 1669-RD | Fast Track | Fast Track | In Service | 12/28/2017 |  |  | SANTA CLARA | SARATOGA SUB | Storage | 0.005 | 11/8/2017 | 11/27/2017 | Pass |  |  | N/A (Fast Track) | N/A (Fast Track) | N/A (Fast Track) | Executed | No former queue position
2017-10-10 12:12 | 1670-RD | Fast Track | Fast Track | In Service | 12/28/2017 |  |  | ALAMEDA | LIVERMORE SUB | Storage | 0.01 | 11/8/2017 | 11/27/2017 | Pass |  |  | N/A (Fast Track) | N/A (Fast Track) | N/A (Fast Track) | Executed | No former queue position
2017-10-10 12:29 | 1671-RD | Fast Track | Fast Track | In Service | 12/28/2017 |  |  | SANTA CRUZ | LOS GATOS SUB | Storage | 0.01 | 11/8/2017 | 11/27/2017 | Pass |  |  | N/A (Fast Track) | N/A (Fast Track) | N/A (Fast Track) | Executed | No former queue position
2017-10-10 13:20 | 1672-RD | Fast Track | Fast Track | In Service | 12/28/2017 |  |  | SANTA CLARA | MORGAN HILL SUB | Storage | 0.005 | 11/8/2017 | 11/27/2017 | Pass |  |  | N/A (Fast Track) | N/A (Fast Track) | N/A (Fast Track) | Executed | No former queue position
2017-10-10 13:48 | 1673-RD | Fast Track | Fast Track | In Service | 12/27/2017 |  |  | SAN FRANCISCO | DALY CITY SUB | Storage | 0.01 | 11/8/2017 | 12/4/2017 | Pass |  |  | N/A (Fast Track) | N/A (Fast Track) | N/A (Fast Track) | Executed | No former queue position
2017-10-10 13:59 | 1674-RD | Fast Track | Fast Track | In Service | 12/28/2017 |  |  | EL DORADO | CLARKSVILLE SUB | Storage | 0.01 | 11/8/2017 | 12/7/2017 | Pass |  |  | N/A (Fast Track) | N/A (Fast Track) | N/A (Fast Track) | Executed | No former queue position
2017-10-10 14:07 | 1675-RD | Fast Track | Fast Track | In Service | 12/28/2017 |  |  | SANTA CRUZ | BIG BASIN SUB | Storage | 0.01 | 11/8/2017 | 12/27/2017 | Pass |  |  | N/A (Fast Track) | N/A (Fast Track) | N/A (Fast Track) | Executed | No former queue position
2017-10-10 14:17 | 1676-RD | Fast Track | Fast Track | In Service | 12/28/2017 |  |  | MARIN | SAUSALITO SUB | Storage | 0.015 | 11/8/2017 | 12/26/2017 | Pass |  |  | N/A (Fast Track) | N/A (Fast Track) | N/A (Fast Track) | Executed | No former queue position
2017-10-10 15:06 | 1677-RD | Fast Track | Fast Track | In Service | 12/28/2017 |  |  | SANTA CLARA | LOYOLA SUB | Storage | 0.01 | 11/8/2017 | 12/26/2017 | Pass |  |  | N/A (Fast Track) | N/A (Fast Track) | N/A (Fast Track) | Executed | No former queue position
2017-10-10 16:48 | 1678-RD | Fast Track | Fast Track | In Service | 12/28/2017 |  |  | SAN MATEO | GLENWOOD SUB | Storage | 0.01 | 11/8/2017 | 12/13/2017 | Pass |  |  | N/A (Fast Track) | N/A (Fast Track) | N/A (Fast Track) | Executed | No former queue position
2017-10-11 14:24 | 1679-RD | Fast Track | Fast Track | In Service | 12/28/2017 |  |  | SANTA CLARA | FOOTHILL SUB | Storage | 0.005 | 11/8/2017 | 12/20/2017 | Pass |  |  | N/A (Fast Track) | N/A (Fast Track) | N/A (Fast Track) | Executed | No former queue position
2017-10-11 15:57 | 1680-RD | Fast Track | Fast Track | Withdrawn | 12/28/2017 | Withdrawn | Withdrawn | SANTA CLARA | MCKEE SUB | Storage | 0.01 | 11/8/2017 | 12/19/2017 | Pass | Withdrawn | Withdrawn | Withdrawn | Withdrawn | Withdrawn | Withdrawn | No former queue position
2017-10-10 10:09 | 1681-RD | Fast Track | Fast Track | In Service | 12/28/2017 |  |  | MARIN | WOODACRE SUB | Storage | 0.005 | 11/8/2017 | 1/3/2018 | Pass |  |  | N/A (Fast Track) | N/A (Fast Track) | N/A (Fast Track) | Executed | No former queue position
2017-10-13 08:41 | 1682-RD | Fast Track | Fast Track | In Service | 12/28/2017 |  |  | SANTA CLARA | HICKS SUB | Storage | 0.01 | 11/8/2017 | 12/19/2017 | Pass |  |  | N/A (Fast Track) | N/A (Fast Track) | N/A (Fast Track) | Executed | No former queue position
2017-10-17 16:51 | 1683-WD | Fast Track | Fast Track | Withdrawn | 11/30/2018 | Withdrawn | Withdrawn | MERCED | DOS PALOS SUB | Solar PV | 2 | 11/8/2017 | 2/21/2018 | Fail | Withdrawn | Withdrawn | Withdrawn | Withdrawn | Withdrawn | Withdrawn | No former queue position
2017-10-10 12:38 | 1684-RD | Fast Track | Fast Track | In Service | 12/28/2017 |  |  | SANTA CLARA | STELLING SUB | Storage | 0.005 | 11/15/2017 | 12/27/2017 | Pass |  |  | N/A (Fast Track) | N/A (Fast Track) | N/A (Fast Track) | Executed | No former queue position
2017-10-10 17:15 | 1685-RD | Fast Track | Fast Track | In Service | 12/28/2017 |  |  | SANTA CLARA | EL PATIO SUB | Storage | 0.005 | 11/15/2017 | 12/27/2017 | Pass |  |  | N/A (Fast Track) | N/A (Fast Track) | N/A (Fast Track) | Executed | No former queue position
2017-10-11 15:37 | 1686-RD | Fast Track | Fast Track | In Service | 12/28/2017 |  |  | TEHAMA | RED BLUFF SUB | Storage | 0.005 | 11/15/2017 | 12/12/2017 | Pass |  |  | N/A (Fast Track) | N/A (Fast Track) | N/A (Fast Track) | Executed | No former queue position
2017-10-18 13:21 | 1687-RD | Fast Track | Fast Track | In Service | 1/31/2018 |  |  | SANTA BARBARA | SANTA MARIA SUB | Engine | 2.852 | 11/15/2017 | 11/29/2017 | Fail Screens: D, J, K, M | 2/23/2018 | Pass | N/A (Fast Track) | N/A (Fast Track) | N/A (Fast Track) | Executed | No former queue position
2017-10-20 15:45 | 1688-RD | Fast Track | Fast Track | Withdrawn | 1/30/2018 | Withdrawn | Withdrawn | ALAMEDA | CASTRO VALLEY SUB | Storage | 0.01 | 11/15/2017 | 12/27/2017 | Pass | Withdrawn | Withdrawn | Withdrawn | Withdrawn | Withdrawn | Withdrawn | No former queue position
2017-10-20 16:06 | 1689-RD | Fast Track | Fast Track | In Service | 1/30/2018 |  |  | MONTEREY | VIEJO SUB | Storage | 0.01 | 11/15/2017 | 11/29/2017 | Pass |  |  | N/A (Fast Track) | N/A (Fast Track) | N/A (Fast Track) | Executed | No former queue position
2017-10-25 16:58 | 1690-RD | Fast Track | Fast Track | Withdrawn | 1/31/2018 | Withdrawn | Withdrawn | SAN LUIS OBISPO | MESA SUB | Solar PV | 0.54 | 11/15/2017 | 12/8/2017 | Fail Screens: D, F, G, I, J, K, M | 1/31/2018 | Pass | Withdrawn | Withdrawn | Withdrawn | Withdrawn | No former queue position
2017-10-23 21:07 | 1691-RD | Fast Track | Fast Track | Withdrawn | 4/30/2018 | Withdrawn | Withdrawn | YOLO | MADISON SUB | Hydro | 0.037 | 11/15/2017 | 12/5/2017 | Pass | Withdrawn | Withdrawn | Withdrawn | Withdrawn | Withdrawn | Withdrawn | No former queue position
2017-10-18 09:42 | 1692-RD | Fast Track | Fast Track | In Service | 1/30/2018 |  |  | SAN MATEO | BAY MEADOWS SUB | Storage | 0.01 | 11/15/2017 | 12/4/2017 | Pass |  |  | N/A (Fast Track) | N/A (Fast Track) | N/A (Fast Track) | Executed | No former queue position
2017-10-20 15:52 | 1693-RD | Fast Track | Fast Track | In Service | 1/30/2018 |  |  | SAN FRANCISCO | SAN FRAN E SUB | Storage | 0.005 | 11/15/2017 | 11/28/2017 | Pass |  |  | N/A (Fast Track) | N/A (Fast Track) | N/A (Fast Track) | Executed | No former queue position
2017-10-24 16:02 | 1694-RD | Fast Track | Fast Track | Withdrawn | 1/30/2018 | Withdrawn | Withdrawn | SANTA CLARA | HICKS SUB | Storage | 0.03 | 11/15/2017 | 12/4/2017 | Pass | Withdrawn | Withdrawn | Withdrawn | Withdrawn | Withdrawn | Withdrawn | No former queue position
2017-10-26 10:35 | 1695-RD | Fast Track | Fast Track | In Service | 1/31/2018 |  |  | MARIN | OLEMA SUB | Storage | 0.005 | 11/15/2017 | 12/26/2017 | Pass |  |  | N/A (Fast Track) | N/A (Fast Track) | N/A (Fast Track) | Executed | No former queue position
2017-11-01 17:38 | 1696-RD | Fast Track | Fast Track | In Service | 1/24/2018 |  |  | MONTEREY | RESERVATION ROAD | Storage | 0.01 | 11/15/2017 | 12/5/2017 | Pass |  |  | N/A (Fast Track) | N/A (Fast Track) | N/A (Fast Track) | Executed | No former queue position
2017-11-03 10:17 | 1697-RD | Fast Track | Fast Track | In Service | 1/31/2018 |  |  | NAPA | CALISTOGA SUB | Storage | 0.015 | 11/15/2017 | 12/7/2017 | Pass |  |  | N/A (Fast Track) | N/A (Fast Track) | N/A (Fast Track) | Executed | No former queue position
2017-10-10 12:32 | 1698-RD | Fast Track | Fast Track | In Service | 12/28/2017 |  |  | SAN MATEO | HALF MOON BAY SUB | Storage | 0.005 | 11/22/2017 | 11/28/2017 | Pass |  |  | N/A (Fast Track) | N/A (Fast Track) | N/A (Fast Track) | Executed | No former queue position
2017-10-11 14:56 | 1699-RD | Fast Track | Fast Track | In Service | 12/28/2017 |  |  | SAN FRANCISCO | SAN FRAN M SUB | Storage | 0.005 | 11/22/2017 | 12/12/2017 | Pass |  |  | N/A (Fast Track) | N/A (Fast Track) | N/A (Fast Track) | Executed | No former queue position
2017-10-18 11:26 | 1700-RD | Fast Track | Fast Track | In Service | 1/30/2018 |  |  | MONTEREY | VIEJO SUB | Storage | 0.01 | 11/22/2017 | 3/14/2018 | Pass |  |  | N/A (Fast Track) | N/A (Fast Track) | N/A (Fast Track) | Executed | No former queue position
2017-10-19 10:02 | 1701-RD | Fast Track | Fast Track | In Service | 1/30/2018 |  |  | SANTA CLARA | LLAGAS SUB | Storage | 0.133 | 11/22/2017 | 1/4/2018 | Pass |  |  | N/A (Fast Track) | N/A (Fast Track) | N/A (Fast Track) | Executed | No former queue position
2017-10-19 17:37 | 1702-RD | Fast Track | Fast Track | In Service | 1/30/2018 |  |  | SANTA CLARA | LLAGAS SUB | Storage | 0.133 | 11/22/2017 | 1/4/2018 | Pass |  |  | N/A (Fast Track) | N/A (Fast Track) | N/A (Fast Track) | Executed | No former queue position
2017-10-20 16:28 | 1703-RD | Fast Track | Fast Track | Withdrawn | 1/30/2018 | Withdrawn | Withdrawn | SANTA CLARA | SARATOGA SUB | Storage | 0.01 | 11/22/2017 | 12/27/2017 | Pass | Withdrawn | Withdrawn | Withdrawn | Withdrawn | Withdrawn | Withdrawn | No former queue position
2017-10-10 14:23 | 1704-RD | Fast Track | Fast Track | In Service | 12/28/2017 |  |  | NAPA | PUEBLO SUB | Storage | 0.01 | 11/22/2017 | 11/28/2017 | Pass |  |  | N/A (Fast Track) | N/A (Fast Track) | N/A (Fast Track) | Executed | No former queue position
2017-10-12 14:06 | 1705-RD | Fast Track | Fast Track | In Service | 12/28/2017 |  |  | MONTEREY | VIEJO SUB | Storage | 0.01 | 11/22/2017 | 12/14/2017 | Pass |  |  | N/A (Fast Track) | N/A (Fast Track) | N/A (Fast Track) | Executed | No former queue position
2017-10-12 15:06 | 1706-RD | Fast Track | Fast Track | Withdrawn | 12/28/2017 | Withdrawn | Withdrawn | SAN MATEO | OTTER SUB | Storage | 0.01 | 11/22/2017 | 12/20/2017 | Pass | Withdrawn | Withdrawn | Withdrawn | Withdrawn | Withdrawn | Withdrawn | No former queue position
2017-10-11 10:07 | 1707-RD | Fast Track | Fast Track | In Service | 12/28/2017 |  |  | SANTA CLARA | CAMP EVERS SUB | Storage | 0.01 | 11/22/2017 | 12/11/2017 | Pass |  |  | N/A (Fast Track) | N/A (Fast Track) | N/A (Fast Track) | Executed | No former queue position
2017-10-25 14:23 | 1708-RD | Fast Track | Fast Track | In Service | 1/31/2018 |  |  | ALAMEDA | OAKLAND D SUB | Storage | 0.005 | 11/22/2017 | 12/19/2017 | Pass |  |  | N/A (Fast Track) | N/A (Fast Track) | N/A (Fast Track) | Executed | No former queue position
2017-10-31 06:21 | 1709-RD | Detailed Study | Detailed Study | Withdrawn | 1/30/2018 | Withdrawn | Withdrawn | SOLANO | BRIDGEVILLE SUB | Solar PV | 2.55 | 11/22/2017 | Withdrawn | Withdrawn | Withdrawn | Withdrawn | Pass | Withdrawn | Withdrawn | Withdrawn | No former queue position
2017-11-06 20:10 | 1710-RD | Fast Track | Fast Track | Withdrawn | 5/1/2019 | Withdrawn | Withdrawn | MONTEREY | SOLEDAD SUB | Wind | 2.5 | 11/22/2017 | 12/14/2017 | Fail Screens: B, F, G, H, I, J, K, M | Withdrawn | Withdrawn | Withdrawn | Withdrawn | Withdrawn | Withdrawn | No former queue position
2017-11-13 17:04 | 1711-RD | Detailed Study | Detailed Study | Withdrawn | 6/3/2019 | Withdrawn | Withdrawn | BUTTE | PEACHTON SUB | Engine | 3.6 | 11/22/2017 | Withdrawn | Withdrawn | Withdrawn | Withdrawn | Pass | Withdrawn | Withdrawn | Withdrawn | No former queue position
2017-10-18 10:37 | 1712-RD | Fast Track | Fast Track | In Service | 1/30/2018 |  |  | CONTRA COSTA | ROSSMOOR SUB | Storage | 0.01 | 11/29/2017 | 1/2/2018 | Pass |  |  | N/A (Fast Track) | N/A (Fast Track) | N/A (Fast Track) | Executed | No former queue position
2017-10-18 13:51 | 1713-RD | Fast Track | Fast Track | In Service | 1/30/2018 |  |  | SAN FRANCISCO | SAN FRAN H (MARTIN) SUB | Storage | 0.005 | 11/29/2017 | 12/19/2017 | Pass |  |  | N/A (Fast Track) | N/A (Fast Track) | N/A (Fast Track) | Executed | No former queue position
2017-11-01 21:23 | 1714-WD | Fast Track | Fast Track | Withdrawn | 3/5/2018 | Withdrawn | Withdrawn | SONOMA | SONOMA A SUB | Other | 0.5 | 11/29/2017 | 12/20/2017 | Fail Screens: 2, 7, 10 | 3/13/2018 | Pass | Withdrawn | Withdrawn | Withdrawn | Withdrawn | No former queue position
2017-11-07 10:15 | 1715-RD | Fast Track | Fast Track | Withdrawn | 1/30/2018 | Withdrawn | Withdrawn | CONTRA COSTA | WALDO SUB | Storage | 0.005 | 11/29/2017 | 12/19/2017 | Pass | Withdrawn | Withdrawn | Withdrawn | Withdrawn | Withdrawn | Withdrawn | No former queue position
2017-11-07 10:40 | 1716-RD | Fast Track | Fast Track | In Service | 1/30/2018 |  |  | SANTA CLARA | LLAGAS SUB | Storage | 0.015 | 11/29/2017 | 12/12/2017 | Pass |  |  | N/A (Fast Track) | N/A (Fast Track) | N/A (Fast Track) | Executed | No former queue position
2017-11-07 15:11 | 1717-RD | Fast Track | Fast Track | In Service | 1/30/2018 |  |  | SANTA CLARA | LOS GATOS SUB | Storage | 0.01 | 11/29/2017 | 1/3/2018 | Pass |  |  | N/A (Fast Track) | N/A (Fast Track) | N/A (Fast Track) | Executed | No former queue position
2017-11-09 08:44 | 1718-RD | Fast Track | Fast Track | In Service | 1/30/2018 |  |  | MONTEREY | MONTEREY SUB | Storage | 0.01 | 11/29/2017 | 12/13/2017 | Pass |  |  | N/A (Fast Track) | N/A (Fast Track) | N/A (Fast Track) | Executed | No former queue position
2017-11-20 16:09 | 1719-RD | Fast Track | Fast Track | In Service | 2/27/2018 |  |  | ALAMEDA | BERKELEY F SUB | Solar PV | 0.06848 | 11/29/2017 | 2/26/2018 | Fail Screens: D, F, H, J |  |  | N/A (Fast Track) | N/A (Fast Track) | N/A (Fast Track) | Executed | No former queue position
2017-11-13 15:09 | 1720-RD | Fast Track | Fast Track | In Service | 1/31/2018 |  |  | SANTA CLARA | VASONA SUB | Storage | 0.015 | 12/6/2017 | 12/22/2017 | Pass |  |  | N/A (Fast Track) | N/A (Fast Track) | N/A (Fast Track) | Executed | No former queue position
2017-11-15 10:38 | 1721-RD | Fast Track | Fast Track | In Service | 1/31/2018 |  |  | SOLANO | BAHIA SUB | Storage | 0.01 | 12/6/2017 | 1/3/2018 | Pass |  |  | N/A (Fast Track) | N/A (Fast Track) | N/A (Fast Track) | Executed | No former queue position
2017-10-10 13:45 | 1722-RD | Fast Track | Fast Track | In Service | 12/28/2017 |  |  | CONTRA COSTA | MORAGA SUB | Storage | 0.005 | 12/6/2017 | 12/26/2017 | Pass |  |  | N/A (Fast Track) | N/A (Fast Track) | N/A (Fast Track) | Executed | No former queue position
2017-11-14 10:59 | 1723-RD | Fast Track | Fast Track | In Service | 1/30/2018 |  |  | SAN FRANCISCO | SAN FRAN H (MARTIN) SUB | Storage | 0.005 | 12/6/2017 | 12/13/2017 | Pass |  |  | N/A (Fast Track) | N/A (Fast Track) | N/A (Fast Track) | Executed | No former queue position
2017-11-16 11:12 | 1724-RD | Fast Track | Fast Track | Withdrawn | 2/27/2018 | Withdrawn | Withdrawn | SAN LUIS OBISPO | SAN LUIS OBISPO SUB | Storage | 0.005 | 12/6/2017 | 12/14/2017 | Pass | Withdrawn | Withdrawn | Withdrawn | Withdrawn | Withdrawn | Withdrawn | No former queue position
2017-11-21 07:28 | 1725-RD | Fast Track | Fast Track | In Service | 2/28/2018 |  |  | SAN LUIS OBISPO | CAYUCOS SUB | Solar PV | 0.01139 | 12/6/2017 | 1/3/2018 | Pass |  |  | N/A (Fast Track) | N/A (Fast Track) | N/A (Fast Track) | Executed | No former queue position
2022-03-14 17:28 | 3080-RD | Fast Track | Fast Track | Active | Not Provided |  |  | YOLO | UC DAVIS MTR STA | Solar PV | 14.35 | 4/20/2022 | 5/27/2022 | Pass |  |  | N/A (Fast Track) | N/A (Fast Track) | N/A (Fast Track) | Executed | No former queue position | #VALUE! | not found |  | 14.35 | not found |  |  |  |  | 0 |  |  | 1
2017-11-28 15:14 | 1727-RD | Fast Track | Fast Track | In Service | 2/27/2018 |  |  | FRESNO | WAHTOKE SUB | Storage | 0.13 | 12/6/2017 | 12/19/2017 | Pass |  |  | N/A (Fast Track) | N/A (Fast Track) | N/A (Fast Track) | Executed | No former queue position
2017-11-15 12:52 | 1728-RD | Detailed Study | Detailed Study | Withdrawn | 8/10/2018 | Withdrawn | Withdrawn | SUTTER | LIVE OAK SUB | Engine | 3.3632 | 12/13/2017 | Withdrawn | Withdrawn | Withdrawn | Withdrawn | Pass | Withdrawn | Withdrawn | Withdrawn | No former queue position
2017-10-11 07:36 | 1729-RD | Fast Track | Fast Track | In Service | 12/28/2017 |  |  | MARIN | WOODACRE SUB | Storage | 0.01 | 12/13/2017 | 1/3/2018 | Pass |  |  | N/A (Fast Track) | N/A (Fast Track) | N/A (Fast Track) | Executed | No former queue position
2017-10-11 10:26 | 1730-RD | Fast Track | Fast Track | In Service | 12/28/2017 |  |  | SAN MATEO | HALF MOON BAY SUB | Storage | 0.015 | 12/13/2017 | 1/3/2018 | Pass |  |  | N/A (Fast Track) | N/A (Fast Track) | N/A (Fast Track) | Executed | No former queue position
2017-11-01 11:27 | 1731-WD | Fast Track | Fast Track | Withdrawn | 5/2/2018 | Withdrawn | Withdrawn | SAN FRANCISCO | SAN FRAN H (MARTIN) SUB | Solar PV | 0.142 | 12/13/2017 | 12/27/2017 | Pass | Withdrawn | Withdrawn | Withdrawn | Withdrawn | Withdrawn | Withdrawn | No former queue position
2017-11-07 09:56 | 1732-RD | Fast Track | Fast Track | In Service | 1/31/2018 |  |  | SANTA CRUZ | BIG BASIN SUB | Storage | 0.01 | 12/13/2017 | 1/24/2018 | Pass |  |  | N/A (Fast Track) | N/A (Fast Track) | N/A (Fast Track) | Executed | No former queue position
2017-11-16 11:38 | 1733-RD | Fast Track | Fast Track | In Service | 2/27/2018 |  |  | SANTA CRUZ | BIG BASIN SUB | Storage | 0.005 | 12/13/2017 | 1/24/2018 | Pass |  |  | N/A (Fast Track) | N/A (Fast Track) | N/A (Fast Track) | Executed | No former queue position
2017-11-17 17:55 | 1734-RD | Fast Track | Fast Track | In Service | 2/27/2018 |  |  | CONTRA COSTA | SOBRANTE SUB | Storage | 0.005 | 12/13/2017 | 1/9/2018 | Pass |  |  | N/A (Fast Track) | N/A (Fast Track) | N/A (Fast Track) | Executed | No former queue position
2017-11-22 16:18 | 1735-RD | Fast Track | Fast Track | Withdrawn | 2/27/2018 | Withdrawn | Withdrawn | MONTEREY | DOLAN RD SUB | Solar PV | 2.75 | 12/13/2017 | 1/3/2018 | Fail Screens: D, H | 3/12/2018 | Pass | Withdrawn | Withdrawn | Withdrawn | Withdrawn | No former queue position
2017-11-28 11:33 | 1736-RD | Fast Track | Fast Track | Withdrawn | 2/27/2018 | Withdrawn | Withdrawn | SAN MATEO | REDWOOD CITY SUB | Storage | 0.01 | 12/20/2017 | 2/23/2018 | Pass | Withdrawn | Withdrawn | Withdrawn | Withdrawn | Withdrawn | Withdrawn | No former queue position
2017-12-05 18:25 | 1737-RD | Fast Track | Fast Track | In Service | 2/27/2018 |  |  | KERN | DERRICK SUB | Solar PV | 1.816 | 12/20/2017 | 1/26/2018 | Fail Screens: D, F, H, J, K | 3/9/2018 | Pass | N/A (Fast Track) | N/A (Fast Track) | N/A (Fast Track) | Executed | No former queue position
2017-12-06 16:12 | 1738-RD | Fast Track | Fast Track | Withdrawn | 2/27/2018 | Withdrawn | Withdrawn | MADERA | CHARCA SUB | Solar PV | 2.58 | 12/20/2017 | 1/26/2018 | Fail Screens: D, F, H, J, K | Withdrawn | Withdrawn | Withdrawn | Withdrawn | Withdrawn | Withdrawn | No former queue position
2017-12-11 12:13 | 1739-RD | Detailed Study | Detailed Study | In Service | 3/28/2018 |  |  | STANISLAUS | COTTLE SUB | Solar PV | 1.8613 | 12/20/2017 | N/A | N/A | N/A | N/A | Pass | 5/14/2018 | N/A | Executed | No former queue position
2017-11-28 13:11 | 1740-RD | Fast Track | Fast Track | Withdrawn | 2/27/2018 | Withdrawn | Withdrawn | SAN LUIS OBISPO | SAN LUIS OBISPO SUB | Storage | 0.005 | 12/20/2017 | 2018-03-17 | Pass | Withdrawn | Withdrawn | Withdrawn | Withdrawn | Withdrawn | Withdrawn | No former queue position
2017-11-27 11:19 | 1741-RD | Fast Track | Fast Track | In Service | 2/27/2018 |  |  | SANTA CLARA | SARATOGA SUB | Storage | 0.02 | 12/20/2017 | 2018-03-28 | Pass |  |  | N/A (Fast Track) | N/A (Fast Track) | N/A (Fast Track) | Executed | No former queue position
2017-11-28 13:40 | 1742-RD | Fast Track | Fast Track | In Service | 2/27/2018 |  |  | SAN MATEO | WOODSIDE SUB | Storage | 0.01 | 12/20/2017 | 1/3/2018 | Pass |  |  | N/A (Fast Track) | N/A (Fast Track) | N/A (Fast Track) | Executed | No former queue position
2017-11-28 14:35 | 1743-RD | Fast Track | Fast Track | In Service | 2/27/2018 |  |  | SAN MATEO | MENLO SUB | Storage | 0.01 | 12/20/2017 | 2/23/2018 | Pass |  |  | N/A (Fast Track) | N/A (Fast Track) | N/A (Fast Track) | Executed | No former queue position
2017-12-07 10:29 | 1744-RD | Fast Track | Fast Track | In Service | 2/27/2018 |  |  | SANTA CRUZ | ROY ROY SUB | Storage | 0.005 | 12/20/2017 | 1/29/2018 | Pass |  |  | N/A (Fast Track) | N/A (Fast Track) | N/A (Fast Track) | Executed | No former queue position
2017-12-12 09:39 | 1745-RD | Fast Track | Fast Track | In Service | 2/27/2018 |  |  | SANTA CLARA | LLAGAS SUB | Storage | 0.01 | 12/20/2017 | 2/7/2018 | Pass |  |  | N/A (Fast Track) | N/A (Fast Track) | N/A (Fast Track) | Executed | No former queue position
2017-12-12 09:45 | 1746-RD | Fast Track | Fast Track | In Service | 2/27/2018 |  |  | LAKE | MIDDLETOWN SUB | Storage | 0.01 | 12/20/2017 | 1/30/2018 | Pass |  |  | N/A (Fast Track) | N/A (Fast Track) | N/A (Fast Track) | Executed | No former queue position
2017-12-12 17:17 | 1747-RD | Detailed Study | Detailed Study | In Service | 2/27/2018 |  |  | MONTEREY | KING CITY SUB | Solar PV | 4.2068 | 12/20/2017 | N/A | N/A | N/A | N/A | Pass | 6/21/2018 | N/A | Executed | No former queue position
2017-11-22 15:50 | 1748-RD | Detailed Study | Detailed Study | Withdrawn | 8/1/2019 | Withdrawn | Withdrawn | KINGS | GUERNSEY SUB | Engine | 0.864 | 12/27/2017 | Withdrawn | Withdrawn | Withdrawn | Withdrawn | Pass | Withdrawn | Withdrawn | Withdrawn | No former queue position
2017-11-06 12:46 | 1749-RD | Fast Track | Fast Track | In Service | 1/31/2018 |  |  | SAN JOAQUIN | WEBER SUB | Solar PV | 0.746 | 12/27/2017 | 2/23/2018 | Fail Screens: D, F, G, J, K, M | 6/20/2018 | Pass | N/A (Fast Track) | N/A (Fast Track) | N/A (Fast Track) | Executed | No former queue position
2017-12-08 17:35 | 1750-RD | Fast Track | Fast Track | In Service | 2/27/2018 |  |  | SAN MATEO | MILLBRAE SUB | Storage | 0.315 | 12/27/2017 | 2018-03-17 | Pass |  |  | N/A (Fast Track) | N/A (Fast Track) | N/A (Fast Track) | Executed | No former queue position
2017-12-13 10:48 | 1751-RD | Detailed Study | Detailed Study | In Service | 2/27/2018 |  |  | PLACER | LINCOLN SUB | Solar PV | 3 | 12/27/2017 | N/A | N/A | N/A | N/A | Pass | 9/6/2018 | N/A | Executed | No former queue position
2017-11-29 15:19 | 1752-RD | Fast Track | Fast Track | Withdrawn | 2/27/2018 | Withdrawn | Withdrawn | CONTRA COSTA | MEADOW LANE SUB | Storage | 0.2 | 12/27/2017 | 2/23/2018 | Fail | Withdrawn | Withdrawn | Withdrawn | Withdrawn | Withdrawn | Withdrawn | No former queue position
2017-12-11 17:38 | 1753-RD | Fast Track | Detailed Study | Active | 2/27/2018 |  |  | SHASTA | OREGON TRAIL SUB | Solar PV, Storage | 1.927 | 1/3/2018 | 2/5/2018 | Fail Screens: F, M, A3 | 3/23/2018 | Fail | Fail | 2/25/2019 | N/A | Executed | No former queue position | OREGON TRAIL | not found
2017-12-18 14:45 | 1754-WD | Independent Study | Independent Study | Withdrawn | 10/31/2019 | Withdrawn | Withdrawn | FRESNO | BIOLA SUB | Engine | 2 | 1/3/2018 | Withdrawn | Withdrawn | Withdrawn | Withdrawn | Pass | Withdrawn | Withdrawn | Withdrawn | No former queue position
2017-11-29 16:26 | 1755-RD | Fast Track | Fast Track | Withdrawn | 2/27/2018 | Withdrawn | Withdrawn | MONTEREY | VIEJO SUB | Storage | 0.4 | 1/3/2018 | 2018-03-04 | Fail Screens: B, F, G, H, I, J | Withdrawn | Withdrawn | Withdrawn | Withdrawn | Withdrawn | Withdrawn | No former queue position
2017-12-13 13:28 | 1756-RD | Fast Track | Fast Track | In Service | 2/27/2018 |  |  | EL DORADO | SHINGLE SPRINGS SUB | Solar PV | 1.375 | 1/3/2018 | 3/17/2018 | Fail Screens: B, F, G, H, I, J, K, L, M, V1, V2, S5 | 6/4/2018 | Pass | N/A (Fast Track) | N/A (Fast Track) | N/A (Fast Track) | Executed | No former queue position
2017-12-10 21:12 | 1757-RD | Fast Track | Fast Track | In Service | 3/28/2018 |  |  | MONTEREY | SALINAS SUB | Solar PV, Storage | 1.4978 | 1/3/2018 | 4/2/2018 | Fail Screens: B, F, G, H, I, J, K, L, M | 5/30/2018 | Pass | N/A (Fast Track) | N/A (Fast Track) | N/A (Fast Track) | Executed | No former queue position
2017-12-13 09:21 | 1758-WD | Fast Track | Fast Track | Withdrawn | 12/14/2018 | Withdrawn | Withdrawn | NAPA | PUEBLO SUB | Solar PV | 0.999 | 1/3/2018 | 1/17/2018 | Pass | 3/20/2018 | Pass | Withdrawn | Withdrawn | Withdrawn | Withdrawn | No former queue position
2017-12-13 14:50 | 1759-RD | Fast Track | Fast Track | Withdrawn | 2/27/2018 | Withdrawn | Withdrawn | KINGS | LEMOORE SUB | Solar PV | 1.25 | 1/3/2018 | 2/2/2018 | Fail Screens: I, J, K, M | Withdrawn | Withdrawn | Withdrawn | Withdrawn | Withdrawn | Withdrawn | No former queue position
2017-12-12 08:05 | 1760-RD | Fast Track | Fast Track | Withdrawn | 2/27/2018 | Withdrawn | Withdrawn | SAN FRANCISCO | SAN FRAN X (MISSION) SUB | Micro Turbine | 0.13 | 1/10/2018 | 2019-05-13 | Fail Screens: B, D, F, G, I, J, L, M, V1, S5, A1 | 7/16/2019 | Pass | Withdrawn | Withdrawn | Withdrawn | Withdrawn | No former queue position
2017-12-13 15:14 | 1761-RD | Fast Track | Fast Track | Withdrawn | 3/28/2018 | Withdrawn | Withdrawn | MONTEREY | PRUNEDALE SUB | Solar PV | 0.78 | 1/10/2018 | 2/14/2018 | Fail Screens: G, I, J, K, M | 4/12/2018 | Pass | Withdrawn | Withdrawn | Withdrawn | Withdrawn | No former queue position
2017-12-21 14:23 | 1762-RD | Fast Track | Fast Track | In Service | 3/28/2018 |  |  | SAN JOAQUIN | HAMMER SUB | Solar PV | 0.9 | 1/10/2018 | 3/17/2018 | Fail Screens: B, D, G, H, I, J, K, M | 7/2/2018 | Pass | N/A (Fast Track) | N/A (Fast Track) | N/A (Fast Track) | Executed | No former queue position
2017-12-13 12:59 | 1763-RD | Fast Track | Fast Track | Withdrawn | 12/15/2019 | Withdrawn | Withdrawn | MENDOCINO | WILLITS A SUB | Biomass | 3 | 1/10/2018 | 1/30/2018 | Fail Screens: B, F, G, I, J, K, M | Withdrawn | Withdrawn | Withdrawn | Withdrawn | Withdrawn | Withdrawn | No former queue position
2017-12-22 12:38 | 1764-RD | Fast Track | Fast Track | Withdrawn | 3/28/2018 | Withdrawn | Withdrawn | CONTRA COSTA | FAIRVIEW SUB | Engine, Solar PV | 1.3067 | 1/10/2018 | 7/26/2018 | Pass | Withdrawn | Withdrawn | Withdrawn | Withdrawn | Withdrawn | Withdrawn | No former queue position
2017-12-22 14:25 | 1765-RD | Fast Track | Fast Track | Withdrawn | 3/28/2018 | Withdrawn | Withdrawn | NAPA | HIGHWAY SUB | Solar PV | 1.7413 | 1/10/2018 | 1/29/2018 | Fail Screens: I, J, K, M | 3/26/2018 | Pass | Withdrawn | Withdrawn | Withdrawn | Withdrawn | No former queue position
2017-12-26 08:51 | 1766-RD | Fast Track | Fast Track | Withdrawn | 3/28/2018 | Withdrawn | Withdrawn | NAPA | BASALT SUB | Solar PV | 1.8119 | 1/10/2018 | 1/29/2018 | Fail Screens: F, I, J, K, M | 3/27/2018 | Fail | Withdrawn | Withdrawn | Withdrawn | Withdrawn | No former queue position
2017-11-20 10:50 | 1767-RD | Detailed Study | Detailed Study | Withdrawn | 2/28/2018 | Withdrawn | Withdrawn | ALAMEDA | CASTRO VALLEY SUB | Solar PV | 5 | 1/17/2018 | Withdrawn | Withdrawn | Withdrawn | Withdrawn | Pass | Withdrawn | Withdrawn | Withdrawn | No former queue position
2017-12-13 12:56 | 1768-RD | Fast Track | Fast Track | Withdrawn | 12/1/2019 | Withdrawn | Withdrawn | CONTRA COSTA | KIRKER SUB | Biomass | 3 | 1/17/2018 | 2/1/2018 | Pass | 4/5/2018 | Pass | Withdrawn | Withdrawn | Withdrawn | Withdrawn | No former queue position
2017-12-20 12:20 | 1769-RD | Fast Track | Detailed Study | Withdrawn | 3/28/2018 | Withdrawn | Withdrawn | KERN | MAGUNDEN SUB | Solar PV | 2.0529 | 1/17/2018 | 2/12/2018 | Fail Screens: F, G, H, J, K, M | 5/15/2018 | Fail | Pass | Withdrawn | Withdrawn | Withdrawn | No former queue position
2017-12-22 13:19 | 1770-RD | Fast Track | Detailed Study | Withdrawn | 3/28/2018 | Withdrawn | Withdrawn | PLACER | LINCOLN SUB | Solar PV | 1.8625 | 1/17/2018 | 2/1/2018 | Fail Screens: F, I, J, K, M, V1, V2, S1, S2, S5, A1 | 5/3/2018 | Fail | Pass | Withdrawn | Withdrawn | Withdrawn | No former queue position
2017-12-22 13:22 | 1771-RD | Fast Track | Detailed Study | In Service | 3/28/2018 |  |  | KERN | LERDO SUB | Solar PV | 2.2595 | 1/17/2018 | 2/12/2018 | Fail Screens: B, D, F, G, H, I, J, K, L, M, V1, V2, S5, A1 | 5/15/2018 | Fail | Pass | 3/13/2019 | N/A | Executed | No former queue position
2017-12-29 12:46 | 1772-RD | Fast Track | Fast Track | Withdrawn | Not Provided | Withdrawn | Withdrawn | CONTRA COSTA | TASSAJARA SUB | Solar PV | 1.28 | 1/17/2018 | 2/21/2018 | Fail Screens: D, H, I, J, K, M | Withdrawn | Withdrawn | Withdrawn | Withdrawn | Withdrawn | Withdrawn | No former queue position
2017-12-22 09:09 | 1773-WD | Independent Study | Independent Study | Withdrawn | 10/31/2019 | Withdrawn | Withdrawn | MERCED | EL NIDO SUB | Reciprocating Engine | 1.95 | 1/17/2018 | Withdrawn | Withdrawn | Withdrawn | Withdrawn | Pass | Withdrawn | Withdrawn | Withdrawn | No former queue position
2017-12-27 15:35 | 1774-RD | Fast Track | Fast Track | Withdrawn | 3/27/2018 | Withdrawn | Withdrawn | ALAMEDA | OAKLAND J SUB | Solar PV | 0.54054 | 1/17/2018 | 2/13/2018 | Fail Screens: F, I, J, K, M | 7/3/2018 | Pass | Withdrawn | Withdrawn | Withdrawn | Withdrawn | No former queue position
2017-12-28 14:03 | 1775-RD | Fast Track | Fast Track | Withdrawn | Not Provided | Withdrawn | Withdrawn | ALAMEDA | OAKLAND C (OAKLAND PP) SUB | Solar PV | 0.636 | 1/17/2018 | Withdrawn | Withdrawn | Withdrawn | Withdrawn | Withdrawn | Withdrawn | Withdrawn | Withdrawn | No former queue position
2017-12-22 14:04 | 1776-RD | Fast Track | Fast Track | Withdrawn | Not Provided | Withdrawn | Withdrawn | SAN LUIS OBISPO | SAN LUIS OBISPO SUB | Solar PV | 0.95727 | 1/17/2018 | 1/31/2018 | Fail Screens: D, G, I, J, K, M | 6/15/2018 | Pass | Withdrawn | Withdrawn | Withdrawn | Withdrawn | No former queue position
2017-12-19 12:19 | 1777-RD | Fast Track | Fast Track | Withdrawn | 3/28/2018 | Withdrawn | Withdrawn | MADERA | OAKHURST SUB | Solar PV | 0.31278 | 1/24/2018 | 3/6/2018 | Fail Screens: F, G, H, I, J, M, V2, S2 | Withdrawn | Withdrawn | Withdrawn | Withdrawn | Withdrawn | Withdrawn | No former queue position
2017-12-20 12:13 | 1778-RD | Fast Track | Fast Track | In Service | 3/27/2018 |  |  | NAPA | SILVERADO SUB | Storage | 0.005 | 1/24/2018 | 2/18/2018 | Pass |  |  | N/A (Fast Track) | N/A (Fast Track) | N/A (Fast Track) | Executed | No former queue position
2017-12-20 12:36 | 1779-RD | Fast Track | Fast Track | In Service | 3/27/2018 |  |  | SONOMA | SONOMA A SUB | Storage | 0.01 | 1/24/2018 | 2/18/2018 | Pass |  |  | N/A (Fast Track) | N/A (Fast Track) | N/A (Fast Track) | Executed | No former queue position
2017-12-21 12:54 | 1780-RD | Fast Track | Detailed Study | Withdrawn | 3/27/2018 | Withdrawn | Withdrawn | YUBA | BANGOR SUB | Solar PV | 1.306 | 1/24/2018 | 2/21/2018 | Fail Screens: G, I, J, K, L, M | 5/10/2018 | Fail | Pass | Withdrawn | Withdrawn | Withdrawn | No former queue position
2017-12-22 10:28 | 1781-RD | Fast Track | Fast Track | In Service | Not Provided |  |  | SONOMA | MOLINO SUB | Storage | 0.005 | 1/24/2018 | 2/18/2018 | Pass |  |  | N/A (Fast Track) | N/A (Fast Track) | N/A (Fast Track) | Executed | No former queue position
2017-12-22 13:20 | 1782-RD | Fast Track | Detailed Study | In Service | 9/29/2018 |  |  | EL DORADO | DIAMOND SPRINGS SUB | Solar PV | 0.72 | 1/24/2018 | 2/14/2018 | Fail Screens: D, F, G, I, J, K, M | 6/1/2018 | Fail | Pass | 1/30/2019 | N/A | Executed | No former queue position
2017-12-22 14:52 | 1783-WD | Fast Track | Independent Study | Active | 5/31/2019 | 2/15/2021 |  | KERN | LAMONT SUB | Solar PV | 1.9661 | 1/24/2018 | 2/13/2018 | Fail Screens: 2, 4, 5, 10 | 4/10/2018 | Fail | Pass | 10/10/2018 | N/A | Executed | No former queue position | LAMONT | Lamont
2017-12-22 15:09 | 1784-RD | Fast Track | Fast Track | In Service | Not Provided |  |  | SAN FRANCISCO | SAN FRAN A (POTRERO PP) SUB | Storage | 0.01 | 1/24/2018 | 2/17/2018 | Pass |  |  | N/A (Fast Track) | N/A (Fast Track) | N/A (Fast Track) | Executed | No former queue position
2017-12-22 17:02 | 1785-RD | Fast Track | Fast Track | Withdrawn | Not Provided | Withdrawn | Withdrawn | AMADOR | IONE SUB | Solar PV | 1.958 | 1/24/2018 | 2/26/2018 | Fail Screens: I, J, K, M | Withdrawn | Withdrawn | Withdrawn | Withdrawn | Withdrawn | Withdrawn | No former queue position
2017-12-22 18:47 | 1786-RD | Fast Track | Detailed Study | Active | Not Provided |  |  | SAN LUIS OBISPO | BAYWOOD SUB | Solar PV | 1.212 | 1/24/2018 | 2/15/2018 | Fail Screens: J, K, M | 4/23/2018 | Fail | Pass | 9/10/2018 | N/A | Executed | No former queue position | BAYWOOD | not found
2017-12-28 14:36 | 1787-RD | Fast Track | Fast Track | In Service | Not Provided |  |  | CONTRA COSTA | TASSAJARA SUB | Storage | 0.01 | 1/24/2018 | 2/18/2018 | Pass |  |  | N/A (Fast Track) | N/A (Fast Track) | N/A (Fast Track) | Executed | No former queue position
2017-12-29 17:08 | 1788-RD | Fast Track | Fast Track | In Service | Not Provided |  |  | FRESNO | MALAGA SUB | Solar PV | 2.75 | 1/24/2018 | 3/5/2018 | Fail Screens: I, J, K, M | 4/24/2018 | Pass | N/A (Fast Track) | N/A (Fast Track) | N/A (Fast Track) | Executed | No former queue position
2017-12-30 12:54 | 1789-RD | Fast Track | Fast Track | Withdrawn | Not Provided | Withdrawn | Withdrawn | SANTA CLARA | FMC SUB | Solar PV | 2.9082 | 1/24/2018 | 3/21/2018 | Fail Screens: J, K, M | Withdrawn | Withdrawn | Withdrawn | Withdrawn | Withdrawn | Withdrawn | No former queue position
2018-01-02 12:08 | 1790-RD | Fast Track | Fast Track | In Service | Not Provided |  |  | SAN JOAQUIN | WEBER SUB | Solar PV | 1.32 | 1/24/2018 | 2/20/2018 | Fail Screens: I, J, K, M | 4/4/2018 | Pass | N/A (Fast Track) | N/A (Fast Track) | N/A (Fast Track) | Executed | No former queue position
2018-01-02 12:54 | 1791-RD | Fast Track | Detailed Study | In Service | Not Provided |  |  | SAN JOAQUIN | WEBER SUB | Solar PV | 1.26 | 1/24/2018 | 2/20/2018 | Fail Screens: D, I, J, K, M | 4/4/2018 | Fail | Pass | 7/3/2018 | N/A | Executed | No former queue position
2018-01-03 18:44 | 1792-RD | Detailed Study | Detailed Study | In Service | Not Provided | In Service | 3/1/2019 | FRESNO | MALAGA SUB | Solar PV | 4.56 | 1/24/2018 | N/A | N/A | N/A | N/A | Pass | 6/4/2018 | N/A | Executed | No former queue position
2017-12-18 08:52 | 1793-RD | Fast Track | Fast Track | In Service | 3/27/2018 |  |  | SAN MATEO | WOODSIDE SUB | Storage | 0.01 | 1/24/2018 | 2/7/2018 | Pass |  |  | N/A (Fast Track) | N/A (Fast Track) | N/A (Fast Track) | Executed | No former queue position
2017-12-18 13:45 | 1794-RD | Fast Track | Fast Track | Withdrawn | 3/28/2018 | Withdrawn | Withdrawn | AMADOR | WEST POINT PH | Storage | 0.005 | 1/24/2018 | 2/15/2018 | Pass | Withdrawn | Withdrawn | Withdrawn | Withdrawn | Withdrawn | Withdrawn | No former queue position
2017-12-22 17:53 | 1795-RD | Fast Track | Fast Track | In Service | 9/29/2018 |  |  | NAPA | BASALT SUB | Solar PV | 0.996 | 1/24/2018 | 2/15/2018 | Pass |  |  | N/A (Fast Track) | N/A (Fast Track) | N/A (Fast Track) | Executed | No former queue position
2017-12-28 18:25 | 1796-RD | Fast Track | Fast Track | Withdrawn | Not Provided | Withdrawn | Withdrawn | MARIN | ALTO SUB | Solar PV | 0.6 | 1/24/2018 | 2/12/2018 | Pass | Withdrawn | Withdrawn | Withdrawn | Withdrawn | Withdrawn | Withdrawn | No former queue position
2017-12-21 15:20 | 1797-RD | Fast Track | Detailed Study | In Service | Not Provided |  |  | EL DORADO | CLARKSVILLE SUB | Solar PV | 1.625 | 1/24/2018 | 3/29/2018 | Fail Screens: D, F, I, J, K, M | 6/13/2018 | Fail | Pass | 2019-02-04 | N/A | Executed | No former queue position
2017-12-22 13:23 | 1798-RD | Detailed Study | Detailed Study | In Service | 6/30/2018 |  |  | KERN | LERDO SUB | Solar PV | 2.0529 | 1/24/2018 | N/A | N/A | N/A | N/A | Fail | 5/30/2019 | N/A | Executed | No former queue position
2017-12-27 11:38 | 1799-RD | Fast Track | Fast Track | In Service | Not Provided |  |  | EL DORADO | DIAMOND SPRINGS SUB | Solar PV | 1.5 | 1/24/2018 | 2/16/2018 | Fail Screens: F, G, H, I, J, K, M | 5/18/2018 | Pass | N/A (Fast Track) | N/A (Fast Track) | N/A (Fast Track) | Executed | No former queue position
2017-12-28 14:37 | 1800-RD | Fast Track | Fast Track | Withdrawn | Not Provided | Withdrawn | Withdrawn | FRESNO | WOODWARD SUB | Solar PV | 2.3995 | 1/24/2018 | 2/12/2018 | Fail Screens: I, J, K, L, M | 4/2/2018 | Fail | Withdrawn | Withdrawn | Withdrawn | Withdrawn | No former queue position
2017-12-28 14:56 | 1801-RD | Fast Track | Fast Track | Withdrawn | Not Provided | Withdrawn | Withdrawn | FRESNO | OLD KEARNEY SUB | Solar PV | 2.3995 | 1/24/2018 | 2/12/2018 | Fail Screens: J, K, M | 3/21/2018 | Fail | Withdrawn | Withdrawn | Withdrawn | Withdrawn | No former queue position
2017-12-28 15:28 | 1802-RD | Fast Track | Fast Track | Withdrawn | Not Provided | Withdrawn | Withdrawn | FRESNO | OLD KEARNEY SUB | Solar PV | 2.3995 | 1/24/2018 | 2/12/2018 | Fail Screens: I, J, K, M | 3/21/2018 | Fail | Withdrawn | Withdrawn | Withdrawn | Withdrawn | No former queue position
2017-12-28 17:41 | 1803-RD | Fast Track | Fast Track | In Service | 9/29/2018 |  |  | YUBA | MARYSVILLE SUB | Solar PV, Storage | 2.1148 | 1/24/2018 | 2/14/2018 | Fail Screens: H, I, J, K, M | 4/17/2018 | Pass | N/A (Fast Track) | N/A (Fast Track) | N/A (Fast Track) | Executed | No former queue position
2017-12-28 19:51 | 1804-RD | Fast Track | Fast Track | Withdrawn | Not Provided | Withdrawn | Withdrawn | FRESNO | OLD KEARNEY SUB | Solar PV | 2.3995 | 1/24/2018 | 2/12/2018 | Fail Screens: I, J, K, M | 3/21/2018 | Fail | Withdrawn | Withdrawn | Withdrawn | Withdrawn | No former queue position
2017-12-28 20:21 | 1805-RD | Fast Track | Fast Track | Withdrawn | Not Provided | Withdrawn | Withdrawn | FRESNO | OLD KEARNEY SUB | Solar PV | 2.3995 | 1/24/2018 | 2/12/2018 | Fail Screens: F, I, J, K, M | 3/21/2018 | Fail | Withdrawn | Withdrawn | Withdrawn | Withdrawn | No former queue position
2017-12-29 06:54 | 1806-RD | Fast Track | Fast Track | Withdrawn | Not Provided | Withdrawn | Withdrawn | FRESNO | WEST FRESNO SUB | Solar PV | 2.3995 | 1/24/2018 | 2/8/2018 | Pass | Withdrawn | Withdrawn | Withdrawn | Withdrawn | Withdrawn | Withdrawn | No former queue position
2017-12-29 07:03 | 1807-RD | Fast Track | Fast Track | Withdrawn | Not Provided | Withdrawn | Withdrawn | FRESNO | OLD KEARNEY SUB | Solar PV | 2.3995 | 1/24/2018 | 2/12/2018 | Fail Screens: I, J, K, M | 3/28/2018 | Fail | Withdrawn | Withdrawn | Withdrawn | Withdrawn | No former queue position
2017-12-03 23:54 | 1808-WD | Fast Track | Fast Track | Withdrawn | 3/28/2018 | Withdrawn | Withdrawn | SAN FRANCISCO | SAN FRAN X (MISSION) SUB | Storage | 0.25 | 1/24/2018 | 2/14/2018 | Fail Screens: 2, 7, 10 | 4/25/2018 | Pass | Withdrawn | Withdrawn | Withdrawn | Withdrawn | No former queue position
2017-12-04 00:08 | 1809-WD | Fast Track | Fast Track | Withdrawn | 3/28/2018 | Withdrawn | Withdrawn | SAN FRANCISCO | SAN FRAN X (MISSION) SUB | Storage | 0.5 | 1/24/2018 | 2/14/2018 | Fail Screens: 2, 7, 10 | 2018-06-21 | Pass | Withdrawn | Withdrawn | Withdrawn | Withdrawn | No former queue position
2017-12-09 11:50 | 1810-WD | Fast Track | Fast Track | In Service | 3/28/2018 | 7/2/2018 | 1/8/2019 | MARIN | STAFFORD SUB | Solar PV | 0.0885 | 1/24/2018 | 2/12/2018 | Pass |  |  | N/A (Fast Track) | N/A (Fast Track) | N/A (Fast Track) | Executed | No former queue position
2017-12-28 19:50 | 1811-RD | Fast Track | Fast Track | Withdrawn | Not Provided | Withdrawn | Withdrawn | ALAMEDA | DUMBARTON SUB | Solar PV | 1.0713 | 1/24/2018 | 2/20/2018 | Fail Screens: F, G, H, I, J, K, M | Withdrawn | Withdrawn | Withdrawn | Withdrawn | Withdrawn | Withdrawn | No former queue position
2017-12-29 15:39 | 1812-WD | Fast Track | Fast Track | Withdrawn | 2/20/2019 | Withdrawn | Withdrawn | SAN JOAQUIN | LOCKEFORD SUB | Solar PV | 3 | 1/24/2018 | 2/14/2018 | Fail Screens: 2, 6, 10 | 5/3/2018 | Fail | Withdrawn | Withdrawn | Withdrawn | Withdrawn | No former queue position
2017-12-29 17:06 | 1813-WD | Fast Track | Fast Track | Withdrawn | 2/20/2019 | Withdrawn | Withdrawn | MENDOCINO | WILLITS A SUB | Solar PV | 1.9661 | 1/24/2018 | 2/21/2018 | Fail Screens: 2, 5, 10 | 5/9/2018 | Pass | Withdrawn | Withdrawn | Withdrawn | Withdrawn | No former queue position
2017-12-27 16:52 | 1814-RD | Fast Track | Fast Track | Active | Not Provided |  |  | CONTRA COSTA | MEADOW LANE SUB | Solar PV, Storage | 0.98288 | 1/31/2018 | 2/21/2018 | Fail Screens: B, D, F, G, H, I, J, K, L, M, V1, S5, A1 | 4/25/2018 | Pass | N/A (Fast Track) | N/A (Fast Track) | N/A (Fast Track) | Executed | No former queue position | MEADOW LANE | not found
2017-12-27 15:08 | 1815-RD | Detailed Study | Detailed Study | In Service | Not Provided |  |  | SANTA CLARA | SARATOGA SUB | Solar PV, Storage | 3.5119 | 1/31/2018 | N/A | N/A | N/A | N/A | Pass | 2019-04-19 | N/A | Executed | No former queue position
2017-12-30 17:40 | 1816-RD | Detailed Study | Detailed Study | In Service | 11/30/2018 |  |  | MADERA | SHARON SUB | Solar PV | 1.9829 | 1/31/2018 | N/A | N/A | N/A | N/A | Pass | 8/22/2018 | N/A | Executed | No former queue position
2018-01-03 09:40 | 1817-RD | Fast Track | Fast Track | In Service | 3/31/2018 |  |  | SANTA CLARA | LOS GATOS SUB | Storage | 0.005 | 1/31/2018 | 3/3/2018 | Pass |  |  | N/A (Fast Track) | N/A (Fast Track) | N/A (Fast Track) | Executed | No former queue position
2018-01-03 10:10 | 1818-WD | Independent Study | Independent Study | Active | 5/31/2019 | 7/15/2020 |  | KERN | WASCO SUB | Solar PV | 4.6128 | 1/31/2018 | N/A | N/A (Independent Study) | N/A | N/A (Independent Study) | Pass | 6/26/2018 | N/A | Executed | No former queue position | WASCO | not found
2018-01-08 12:26 | 1819-WD | Independent Study | Independent Study | Withdrawn | 5/31/2019 | Withdrawn | Withdrawn | ALAMEDA | CAYETANO SUB | Solar PV | 4 | 1/31/2018 | Withdrawn | Withdrawn | Withdrawn | Withdrawn | Fail | Withdrawn | Withdrawn | Withdrawn | No former queue position
2018-01-24 10:33 | 1820-RD | Fast Track | Fast Track | In Service | 6/30/2018 |  |  | SAN FRANCISCO | SAN FRAN P(HUNTERS POINT) SUB | Solar PV | 0.1002 | 1/31/2018 | 2/14/2018 | Pass |  |  | N/A (Fast Track) | N/A (Fast Track) | N/A (Fast Track) | Executed | No former queue position
2017-12-22 09:05 | 1821-WD | Independent Study | Independent Study | Withdrawn | 10/31/2019 | Withdrawn | Withdrawn | FRESNO | STROUD SUB | Engine | 1 | 1/31/2018 | Withdrawn | Withdrawn | Withdrawn | Withdrawn | Pass | Withdrawn | Withdrawn | Withdrawn | No former queue position
2017-12-30 14:36 | 1822-RD | Fast Track | Fast Track | Withdrawn | 11/30/2018 | Withdrawn | Withdrawn | KERN | Withdrawn | Solar PV | 0.86 | 1/31/2018 | 2/13/2018 | Fail Screens: G, H, J, K, L, M | Withdrawn | Withdrawn | Withdrawn | Withdrawn | Withdrawn | Withdrawn | No former queue position
2017-12-19 09:05 | 1823-RD | Fast Track | Fast Track | In Service | 3/27/2018 |  |  | ALAMEDA | MT EDEN SUB | Solar PV | 0.6 | 1/31/2018 | 2/26/2018 | Fail Screens: A, B, C, F, G, H, I, J, K, L, M | 4/23/2018 | Pass | N/A (Fast Track) | N/A (Fast Track) | N/A (Fast Track) | Executed | No former queue position
2018-01-02 16:02 | 1824-RD | Fast Track | Fast Track | In Service | Not Provided |  |  | SAN JOAQUIN | FRENCH CAMP SUB | Storage | 0.325 | 1/31/2018 | 2/20/2018 | Pass |  |  | N/A (Fast Track) | N/A (Fast Track) | N/A (Fast Track) | Executed | No former queue position
2018-01-03 12:02 | 1825-RD | Fast Track | Fast Track | Withdrawn | Not Provided | Withdrawn | Withdrawn | SAN MATEO | EAST GRAND SUB | Storage | 0.264 | 1/31/2018 | 2/20/2018 | Pass | Withdrawn | Withdrawn | Withdrawn | Withdrawn | Withdrawn | Withdrawn | No former queue position
2018-01-03 17:35 | 1826-RD | Fast Track | Fast Track | Withdrawn | Not Provided | Withdrawn | Withdrawn | SAN FRANCISCO | SAN FRAN Z (EMBARCADERO) SUB | Storage | 0.132 | 1/31/2018 | 2/20/2018 | Pass | Withdrawn | Withdrawn | Withdrawn | Withdrawn | Withdrawn | Withdrawn | No former queue position
2017-12-30 20:41 | 1827-RD | Fast Track | Detailed Study | Active | 2/1/2019 | 8/1/2020 |  | FRESNO | MALAGA SUB | Engine | 5 | 2/7/2018 | 2/16/2018 | Fail Screens: B, F, I, J, K, M | 3/14/2018 | Fail | Pass | 7/25/2018 | N/A | Executed | No former queue position | MALAGA | not found
2017-12-29 10:57 | 1828-RD | Fast Track | Fast Track | In Service | Not Provided |  |  | FRESNO | FIGARDEN SUB | Solar PV, Storage | 1.192 | 2/7/2018 | 3/17/2018 | Fail Screens: H, I, J, K, M | 8/10/2018 | Pass | N/A (Fast Track) | N/A (Fast Track) | N/A (Fast Track) | Executed | No former queue position
2017-12-29 12:19 | 1829-RD | Fast Track | Detailed Study | In Service | Not Provided |  |  | FRESNO | MALAGA SUB | Solar PV, Storage | 1.8032 | 2/7/2018 | 3/29/2018 | Fail Screens: B, G, I, J, K, M | 8/27/2018 | Fail | Pass | 2/22/2019 | N/A | Executed | No former queue position
2017-12-29 12:51 | 1830-RD | Fast Track | Fast Track | In Service | Not Provided |  |  | FRESNO | BULLARD SUB | Solar PV, Storage | 1.4782 | 2/7/2018 | 4/2/2018 | Pass |  |  | N/A (Fast Track) | N/A (Fast Track) | N/A (Fast Track) | Executed | No former queue position
2017-12-29 14:48 | 1831-RD | Fast Track | Fast Track | In Service | Not Provided |  |  | FRESNO | ASHLAN AVE SUB | Solar PV, Storage | 1.619 | 2/7/2018 | 4/2/2018 | Fail Screens: H, J, K, M | 8/31/2018 | Pass | N/A (Fast Track) | N/A (Fast Track) | N/A (Fast Track) | Executed | No former queue position
2017-12-29 18:14 | 1832-RD | Fast Track | Fast Track | Withdrawn | Not Provided | Withdrawn | Withdrawn | SAN JOAQUIN | STAGG SUB | Solar PV | 2.76 | 2/7/2018 | 2/16/2018 | Fail Screens: J, K, M, S1 | Withdrawn | Withdrawn | Withdrawn | Withdrawn | Withdrawn | Withdrawn | No former queue position
2017-12-30 10:22 | 1833-RD | Fast Track | Fast Track | Withdrawn | Not Provided | Withdrawn | Withdrawn | SANTA CRUZ | GREEN VALLEY SUB | Solar PV | 2.5809 | 2/7/2018 | 3/2/2018 | Fail Screens: D, F, G, I, J, K, M | 5/11/2018 | Fail | Withdrawn | Withdrawn | Withdrawn | Withdrawn | No former queue position
2017-12-30 17:42 | 1834-RD | Detailed Study | Detailed Study | Active | Not Provided |  |  | MONTEREY | CAMPHORA SUB | Solar PV | 1.75 | 2/7/2018 | N/A | N/A | N/A | N/A | Fail | 7/24/2018 | N/A | Executed | No former queue position | CAMPHORA | not found
2017-12-30 23:34 | 1835-RD | Fast Track | Fast Track | In Service | Not Provided |  |  | SAN LUIS OBISPO | GOLDTREE SUB | Solar PV | 0.99105 | 2018-07-26 | 8/8/2018 | Fail Screens: D, H, I, J, K, M | 11/16/2018 | Pass | N/A (Fast Track) | N/A (Fast Track) | N/A (Fast Track) | Executed | No former queue position
2018-01-03 09:57 | 1836-WD | Independent Study | Independent Study | Active | 5/31/2019 | 3/31/2022 |  | KERN | CHARCA SUB | Solar PV | 4.66 | 2/7/2018 | N/A | N/A (Independent Study) | N/A | N/A (Independent Study) | Pass | 7/3/2018 | N/A | Executed | No former queue position | CHARCA | Charca
2018-01-03 11:01 | 1837-RD | Fast Track | Fast Track | In Service | Not Provided |  |  | SAN FRANCISCO | SAN FRAN L SUB | Storage | 0.005 | 2/7/2018 | 3/23/2018 | Pass |  |  | N/A (Fast Track) | N/A (Fast Track) | N/A (Fast Track) | Executed | No former queue position
2018-01-09 11:16 | 1838-RD | Fast Track | Fast Track | In Service | Not Provided |  |  | SAN LUIS OBISPO | TEMPLETON SUB | Solar PV | 1.026 | 2/7/2018 | 2/26/2018 | Fail Screens: B, D, F, G, H, I, J, K, L, M, V1, S5, A1 | 4/24/2018 | Pass | N/A (Fast Track) | N/A (Fast Track) | N/A (Fast Track) | Executed | No former queue position
2018-01-16 16:30 | 1839-RD | Fast Track | Fast Track | Withdrawn | Not Provided | Withdrawn | Withdrawn | SAN JOAQUIN | AVENA SUB | Gas Turbine | 2.302 | 2/7/2018 | 2/21/2018 | Fail Screens: B, D, F, G, H, I, J, K, L, M | Withdrawn | Withdrawn | Withdrawn | Withdrawn | Withdrawn | Withdrawn | No former queue position
2018-01-19 15:25 | 1840-RD | Fast Track | Fast Track | Withdrawn | Not Provided | Withdrawn | Withdrawn | SAN JOAQUIN | VALLEY HOME SUB | Gas Turbine | 2.302 | 2/7/2018 | 2/26/2018 | Fail Screens: B, D, G, H, I, J, K, M | Withdrawn | Withdrawn | Withdrawn | Withdrawn | Withdrawn | Withdrawn | No former queue position
2018-02-01 14:08 | 1841-RD | Fast Track | Fast Track | In Service | Not Provided |  |  | SAN FRANCISCO | PORTOLA SUB | Gas Turbine | 0.28119 | 2/7/2018 | 4/2/2018 | Fail Screens: J, M, A3 |  |  | N/A (Fast Track) | N/A (Fast Track) | N/A (Fast Track) | Executed | No former queue position
2018-01-09 16:20 | 1842-RD | Fast Track | Fast Track | In Service | Not Provided |  |  | YOLO | WOODLAND SUB | Gas Turbine | 2.565 | 2/7/2018 | 2/28/2018 | Fail Screens: B, F, G, M | 4/27/2018 | Pass | N/A (Fast Track) | N/A (Fast Track) | N/A (Fast Track) | Executed | No former queue position
2018-01-10 15:43 | 1843-RD | Fast Track | Fast Track | Withdrawn | Not Provided | Withdrawn | Withdrawn | FRESNO | BOWLES SUB | Gas Turbine | 1.79 | 2/7/2018 | 3/19/2018 | Fail Screens: D, F, J, K, M | Withdrawn | Withdrawn | Withdrawn | Withdrawn | Withdrawn | Withdrawn | No former queue position
2018-01-10 16:05 | 1844-RD | Fast Track | Detailed Study | In Service | Not Provided |  |  | FRESNO | SANGER SUB | Solar PV | 1.0333 | 2/7/2018 | 2018-04-18 | Fail Screens: D, J, K, M | N/A | N/A | Pass | 8/2/2018 | N/A | Executed | No former queue position
2018-01-09 12:46 | 1845-RD | Fast Track | Fast Track | Withdrawn | Not Provided | Withdrawn | Withdrawn | SAN FRANCISCO | SAN FRAN A (POTRERO PP) SUB | Storage | 0.396 | 2/14/2018 | 3/23/2018 | Pass | Withdrawn | Withdrawn | Withdrawn | Withdrawn | Withdrawn | Withdrawn | No former queue position
2018-01-30 13:09 | 1846-WD | Independent Study | Independent Study | Withdrawn | 8/2/2018 | Withdrawn | Withdrawn | TULARE | ALPAUGH SUB | Other | 2 | 2/14/2018 | Withdrawn | Withdrawn | Withdrawn | Withdrawn | Pass | Withdrawn | Withdrawn | Withdrawn | No former queue position
2018-01-09 15:59 | 1847-RD | Fast Track | Fast Track | In Service | Not Provided |  |  | SAN FRANCISCO | SAN FRAN L SUB | Storage | 0.005 | 2/14/2018 | 3/23/2018 | Pass |  |  | N/A (Fast Track) | N/A (Fast Track) | N/A (Fast Track) | Executed | No former queue position
2018-01-16 12:21 | 1848-RD | Fast Track | Fast Track | Withdrawn | Not Provided | Withdrawn | Withdrawn | SANTA CLARA | WOLFE SUB | Storage | 0.005 | 2/14/2018 | 6/6/2018 | Pass | Withdrawn | Withdrawn | Withdrawn | Withdrawn | Withdrawn | Withdrawn | No former queue position
2018-01-16 13:07 | 1849-RD | Fast Track | Fast Track | In Service | Not Provided |  |  | SAN MATEO | CAROLANDS SUB | Storage | 0.01 | 2/14/2018 | 3/23/2018 | Pass |  |  | N/A (Fast Track) | N/A (Fast Track) | N/A (Fast Track) | Executed | No former queue position
2018-01-16 13:27 | 1850-RD | Fast Track | Fast Track | In Service | Not Provided |  |  | NAPA | SILVERADO SUB | Storage | 0.01 | 2/14/2018 | 3/27/2018 | Pass |  |  | N/A (Fast Track) | N/A (Fast Track) | N/A (Fast Track) | Executed | No former queue position
2018-01-16 14:50 | 1851-RD | Fast Track | Fast Track | In Service | Not Provided |  |  | SANTA CLARA | SARATOGA SUB | Storage | 0.01 | 2/14/2018 | 6/6/2018 | Pass |  |  | N/A (Fast Track) | N/A (Fast Track) | N/A (Fast Track) | Executed | No former queue position
2018-01-18 10:40 | 1852-RD | Fast Track | Fast Track | In Service | Not Provided |  |  | SAN FRANCISCO | SAN FRAN P(HUNTERS POINT) SUB | Storage | 0.01 | 2/14/2018 | 2018-03-30 | Pass |  |  | N/A (Fast Track) | N/A (Fast Track) | N/A (Fast Track) | Executed | No former queue position
2017-12-19 10:30 | 1853-RD | Detailed Study | Detailed Study | Withdrawn | 3/1/2018 | Withdrawn | Withdrawn | KERN | MIDSUN SW STA | Cogeneration | 10 | 2/14/2018 | Withdrawn | Withdrawn | Withdrawn | Withdrawn | Withdrawn | Withdrawn | Withdrawn | Withdrawn | No former queue position
2018-01-16 16:28 | 1854-RD | Fast Track | Fast Track | In Service | Not Provided |  |  | SOLANO | PEABODY SUB | Storage | 0.325 | 2/21/2018 | 3/21/2018 | Pass |  |  | N/A (Fast Track) | N/A (Fast Track) | N/A (Fast Track) | Executed | No former queue position
2018-01-19 16:34 | 1855-RD | Fast Track | Fast Track | In Service | Not Provided |  |  | MONTEREY | SALINAS SUB | Storage | 0.32123 | 2/21/2018 | 7/18/2018 | Pass |  |  | N/A (Fast Track) | N/A (Fast Track) | N/A (Fast Track) | Executed | No former queue position
2018-01-19 16:58 | 1856-RD | Fast Track | Fast Track | In Service | Not Provided |  |  | SAN JOAQUIN | TRACY SUB | Storage | 0.32123 | 2/21/2018 | 2018-07-19 | Pass |  |  | N/A (Fast Track) | N/A (Fast Track) | N/A (Fast Track) | Executed | No former queue position
2018-01-22 11:58 | 1857-RD | Fast Track | Fast Track | In Service | Not Provided |  |  | FRESNO | WOODWARD SUB | Engine | 2 | 2/21/2018 | 6/5/2018 | Pass |  |  | N/A (Fast Track) | N/A (Fast Track) | N/A (Fast Track) | Executed | No former queue position
2021-01-12 10:03 | 2700-RD | Detailed Study | Detailed Study | Active | Not Provided |  |  | MONTEREY | OIL FIELDS SUB | Solar PV, Turbine | 13.9532 | 2/3/2021 | N/A | N/A | N/A | N/A | Pass | 05/26/2022 | N/A | Executed | No former queue position | OIL FIELDS | not found |  | 13.9532 | not found |  |  |  |  | 0 |  |  | 1
2018-02-01 15:43 | 1859-RD | Fast Track | Fast Track | Withdrawn | Not Provided | Withdrawn | Withdrawn | CONTRA COSTA | KIRKER SUB | Gas Turbine | 4.8 | 2/21/2018 | 3/2/2018 | Fail Screens: B, D, G, H, I, J, K, L, M | Withdrawn | Withdrawn | Withdrawn | Withdrawn | Withdrawn | Withdrawn | No former queue position
2018-01-03 12:54 | 1860-RD | Fast Track | Fast Track | In Service | Not Provided |  |  | SANTA CLARA | LOS GATOS SUB | Gas Turbine | 0.02 | 2/28/2018 | 4/4/2018 | Pass |  |  | N/A (Fast Track) | N/A (Fast Track) | N/A (Fast Track) | Executed | No former queue position
2018-01-23 12:08 | 1861-RD | Fast Track | Fast Track | In Service | Not Provided |  |  | SANTA CLARA | VASONA SUB | Gas Turbine | 0.005 | 2/28/2018 | 3/27/2018 | Pass |  |  | N/A (Fast Track) | N/A (Fast Track) | N/A (Fast Track) | Executed | No former queue position
2018-01-23 13:17 | 1862-RD | Fast Track | Fast Track | In Service | Not Provided |  |  | SANTA CRUZ | CAMP EVERS SUB | Solar PV | 0.01 | 2/28/2018 | 3/14/2018 | Pass |  |  | N/A (Fast Track) | N/A (Fast Track) | N/A (Fast Track) | Executed | No former queue position
2018-01-30 15:50 | 1863-RD | Fast Track | Fast Track | In Service | Not Provided |  |  | MARIN | COTATI SUB | Storage | 0.01 | 2/28/2018 | 3/5/2018 | Pass |  |  | N/A (Fast Track) | N/A (Fast Track) | N/A (Fast Track) | Executed | No former queue position
2018-02-05 14:20 | 1864-WD | Fast Track | Fast Track | In Service | 10/21/2019 | 3/15/2020 |  | FRESNO | CARUTHERS SUB | Other | 0.5504 | 2/28/2018 | 3/6/2018 | Fail Screens: 2, 4, 7, 9, 10 | 2018-08-03 | Pass | N/A (Fast Track) | N/A (Fast Track) | N/A (Fast Track) | Executed | No former queue position
2018-02-05 14:47 | 1865-WD | Fast Track | Independent Study | Withdrawn | 12/13/2019 | Withdrawn | Withdrawn | MADERA | STOREY SUB | Solar PV | 2 | 2/28/2018 | 3/5/2018 | Pass | 5/8/2018 | Fail | Withdrawn | Withdrawn | Withdrawn | Withdrawn | No former queue position
2018-02-07 16:22 | 1866-RD | Fast Track | Fast Track | Withdrawn | Not Provided | Withdrawn | Withdrawn | AMADOR | IONE SUB | Solar PV | 0.24 | 2/28/2018 | 3/5/2018 | Fail Screens: I, J, K, M | Withdrawn | Withdrawn | Withdrawn | Withdrawn | Withdrawn | Withdrawn | No former queue position
2018-01-24 11:47 | 1867-RD | Fast Track | Fast Track | In Service | Not Provided |  |  | SAN FRANCISCO | SAN FRAN Y (LARKIN) SUB | Storage | 0.005 | 2/28/2018 | 3/23/2018 | Pass |  |  | N/A (Fast Track) | N/A (Fast Track) | N/A (Fast Track) | Executed | No former queue position
2018-02-12 09:59 | 1868-WD | Fast Track | Independent Study | In Service | 6/30/2019 | 7/16/2020 | 12/3/2020 | MARIN | NOVATO SUB | Solar PV | 0.99 | 2/28/2018 | 3/16/2018 | Fail Screens: 2, 4, 5, 10 | 5/15/2018 | Fail | Pass | 10/2/2018 | N/A | Executed | No former queue position
2018-02-12 10:06 | 1869-WD | Fast Track | Independent Study | In Service | 6/30/2019 | 7/16/2020 | 2/3/2021 | MARIN | NOVATO SUB | Solar PV | 0.99 | 2/28/2018 | 3/16/2018 | Fail Screens: 2, 4, 5, 10 | 5/15/2018 | Fail | Pass | 2/11/2019 | N/A | Executed | No former queue position
2018-02-12 10:17 | 1870-WD | Fast Track | Independent Study | In Service | 6/30/2019 | 7/16/2020 | 12/3/2020 | MARIN | NOVATO SUB | Solar PV | 0.99 | 2/28/2018 | 3/16/2018 | Fail Screens: 2, 4, 5, 10 | 5/15/2018 | Fail | Pass | 2/11/2019 | N/A | Executed | No former queue position
2018-02-12 10:29 | 1871-WD | Fast Track | Fast Track | Withdrawn | 6/30/2019 | Withdrawn | Withdrawn | MARIN | NOVATO SUB | Solar PV | 1.62 | 2/28/2018 | 3/16/2018 | Fail Screens: 2, 4, 5, 10 | 5/15/2018 | Fail | Withdrawn | Withdrawn | Withdrawn | Withdrawn | No former queue position
2018-02-23 08:33 | 1872-RD | Fast Track | Fast Track | In Service | Not Provided |  |  | SAN FRANCISCO | SAN FRAN X (MISSION) SUB | Solar PV | 0.02347 | 2/28/2018 | 3/8/2018 | Pass |  |  | N/A (Fast Track) | N/A (Fast Track) | N/A (Fast Track) | Executed | No former queue position
2018-02-07 12:08 | 1873-RD | Fast Track | Fast Track | Withdrawn | Not Provided | Withdrawn | Withdrawn | CONTRA COSTA | EL CERRITO G SUB | Storage | 0.264 | 2/28/2018 | 4/18/2018 | Fail | Withdrawn | Withdrawn | Withdrawn | Withdrawn | Withdrawn | Withdrawn | No former queue position
2018-02-14 15:36 | 1874-WD | Fast Track | Fast Track | Withdrawn | 5/16/2019 | Withdrawn | Withdrawn | SONOMA | MOLINO SUB | Storage | 0.216 | 3/7/2018 | 3/28/2018 | Fail Screens: 2, 5, 10 | Withdrawn | Withdrawn | Withdrawn | Withdrawn | Withdrawn | Withdrawn | No former queue position
2018-02-15 17:09 | 1875-RD | Fast Track | Fast Track | Withdrawn | Not Provided | Withdrawn | Withdrawn | YOLO | UC DAVIS MTR STA | Storage | 0.005 | 3/7/2018 | 3/30/2018 | Fail Screens: B, H, I, L | Withdrawn | Withdrawn | Withdrawn | Withdrawn | Withdrawn | Withdrawn | No former queue position
2018-02-16 14:10 | 1876-WD | Independent Study | Independent Study | Withdrawn | 3/1/2022 | Withdrawn | Withdrawn | SANTA CLARA | MORGAN HILL SUB | Battery | 20 | 3/7/2018 | Withdrawn | Withdrawn | Withdrawn | Withdrawn | Pass | Withdrawn | Withdrawn | Withdrawn | No former queue position
2018-02-20 16:21 | 1877-WD | Independent Study | Independent Study | Withdrawn | 11/1/2019 | Withdrawn | Withdrawn | SUTTER | HARTER SUB | Other | 50.5 | 3/7/2018 | Withdrawn | Withdrawn | Withdrawn | Withdrawn | Pass | Withdrawn | Withdrawn | Withdrawn | No former queue position
2018-01-30 09:42 | 1878-RD | Fast Track | Fast Track | In Service | Not Provided |  |  | SAN MATEO | BURLINGAME SUB | Storage | 0.015 | 3/7/2018 | 3/22/2018 | Pass |  |  | N/A (Fast Track) | N/A (Fast Track) | N/A (Fast Track) | Executed | No former queue position
2018-02-07 11:49 | 1879-RD | Fast Track | Fast Track | Withdrawn | Not Provided | Withdrawn | Withdrawn | SAN MATEO | Customer Owned | Solar PV | 1.1745 | 3/7/2018 | Withdrawn | Withdrawn | Withdrawn | Withdrawn | Withdrawn | Withdrawn | Withdrawn | Withdrawn | No former queue position
2018-02-09 12:29 | 1880-RD | Fast Track | Fast Track | Withdrawn | Not Provided | Withdrawn | Withdrawn | SAN MATEO | WOODSIDE SUB | Storage | 0.02 | 3/7/2018 | 3/29/2018 | Pass | Withdrawn | Withdrawn | Withdrawn | Withdrawn | Withdrawn | Withdrawn | No former queue position
2018-02-12 08:30 | 1881-RD | Fast Track | Fast Track | Withdrawn | Not Provided | Withdrawn | Withdrawn | SAN FRANCISCO | SAN FRAN L SUB | Storage | 0.01 | 3/7/2018 | 3/23/2018 | Pass | Withdrawn | Withdrawn | Withdrawn | Withdrawn | Withdrawn | Withdrawn | No former queue position
2018-02-12 17:02 | 1882-RD | Detailed Study | Detailed Study | In Service | 1/7/2019 |  |  | SAN MATEO | BELMONT SUB | Engine, Storage | 2.29 | 3/7/2018 | N/A | N/A | N/A | N/A | Pass | 10/23/2018 | N/A | Executed | No former queue position
2018-02-20 13:43 | 1883-RD | Fast Track | Fast Track | In Service | Not Provided |  |  | SANTA CLARA | MENLO SUB | Storage | 0.01 | 3/14/2018 | 3/26/2018 | Pass |  |  | N/A (Fast Track) | N/A (Fast Track) | N/A (Fast Track) | Executed | No former queue position
2018-02-16 09:58 | 1884-RD | Fast Track | Fast Track | In Service | Not Provided |  |  | SONOMA | SALMON CREEK SUB | Storage | 0.01 | 3/14/2018 | 3/27/2018 | Pass |  |  | N/A (Fast Track) | N/A (Fast Track) | N/A (Fast Track) | Executed | No former queue position
2018-02-20 09:01 | 1885-RD | Fast Track | Fast Track | Withdrawn | Not Provided | Withdrawn | Withdrawn | SONOMA | KONOCTI SUB | Storage | 0.01 | 3/14/2018 | 3/27/2018 | Pass | Withdrawn | Withdrawn | Withdrawn | Withdrawn | Withdrawn | Withdrawn | No former queue position
2018-02-22 14:21 | 1886-WD | Fast Track | Independent Study | Active | 5/31/2019 | 3/2/2021 |  | KERN | WEEDPATCH SUB | Solar PV | 2.5838 | 3/14/2018 | 4/3/2018 | Fail Screens: 2, 4, 5, 10 | 5/17/2018 | Fail | Pass | 10/5/2018 | N/A | Executed | No former queue position | WEEDPATCH | not found
2018-02-22 15:00 | 1887-WD | Fast Track | Independent Study | Active | 5/31/2019 | 2/19/2021 |  | KERN | SHAFTER SUB | Solar PV | 2.5838 | 3/14/2018 | 4/3/2018 | Fail Screens: 2, 4, 5, 10 | 5/16/2018 | Fail | Pass | 10/30/2018 | N/A | Executed | No former queue position | SHAFTER | Shafter
2018-02-22 15:37 | 1888-WD | Fast Track | Independent Study | Active | 5/31/2019 | 2/15/2021 |  | KERN | ELK HILLS SUB | Solar PV | 2.4171 | 3/14/2018 | 4/9/2018 | Fail Screens: 2, 4, 9, 10 | 5/25/2018 | Fail | Pass | 11/9/2018 | N/A | Executed | No former queue position | ELK HILLS | Elk Hills
2018-02-28 10:14 | 1889-RD | Fast Track | Fast Track | Withdrawn | Not Provided | Withdrawn | Withdrawn | FRESNO | PINEDALE SUB | Storage | 0.01 | 3/14/2018 | 4/3/2018 | Pass | Withdrawn | Withdrawn | Withdrawn | Withdrawn | Withdrawn | Withdrawn | No former queue position
2018-02-28 16:26 | 1890-RD | Fast Track | Fast Track | In Service | Not Provided |  |  | SANTA CLARA | MABURY SUB | Storage | 0.005 | 3/14/2018 | 3/21/2018 | Pass |  |  | N/A (Fast Track) | N/A (Fast Track) | N/A (Fast Track) | Executed | No former queue position
2018-03-06 11:30 | 1891-RD | Fast Track | Fast Track | In Service | Not Provided |  |  | SOLANO | CORDELIA SUB | Storage | 0.264 | 3/14/2018 | 4/11/2018 | Pass |  |  | N/A (Fast Track) | N/A (Fast Track) | N/A (Fast Track) | Executed | No former queue position
2017-12-30 20:18 | 1892-RD | Fast Track | Fast Track | Withdrawn | Not Provided | Withdrawn | Withdrawn | SAN MATEO | WOODSIDE SUB | Solar PV | 1.5865 | 3/21/2018 | 5/23/2018 | Pass | Withdrawn | Withdrawn | Withdrawn | Withdrawn | Withdrawn | Withdrawn | No former queue position
2018-03-05 17:28 | 1893-RD | Fast Track | Fast Track | Withdrawn | Not Provided | Withdrawn | Withdrawn | SANTA CLARA | LOYOLA SUB | Storage | 0.005 | 3/21/2018 | 3/27/2018 | Pass | Withdrawn | Withdrawn | Withdrawn | Withdrawn | Withdrawn | Withdrawn | No former queue position
2013-07-19 12:33 | 0790-RD | Fast Track | Fast Track | In Service | 10/20/2014 |  |  | YOLO | UC DAVIS MTR STA | Solar PV | 13.6446 | 8/22/2013 | 9/13/2013 | Fail | 10/15/2013 | Pass | N/A (Fast Track) | N/A (Fast Track) | N/A (Fast Track) | Executed | No former queue position | #VALUE! | not found |  | 13.6446 | not found |  |  |  |  | 1 |  |  | 1
2017-12-27 17:22 | 1895-RD | Fast Track | Fast Track | Active | Not Provided |  |  | CONTRA COSTA | KIRKER SUB | Solar PV | 1.002 | 3/28/2018 | 8/27/2018 | Fail Screens: G, H, I, J, K, M | 11/14/2018 | Fail | N/A (Fast Track) | N/A (Fast Track) | N/A (Fast Track) | Executed | No former queue position | KIRKER | Kirker
2017-12-29 16:57 | 1896-RD | Fast Track | Fast Track | In Service | Not Provided |  |  | TULARE | DINUBA SUB | Engine, Solar PV | 0.87249 | 3/28/2018 | 4/24/2018 | Fail Screens: B, F, G, I, J, K, L, M, S5 | 8/6/2018 | Pass | N/A (Fast Track) | N/A (Fast Track) | N/A (Fast Track) | Executed | No former queue position
2018-03-09 13:04 | 1897-RD | Fast Track | Fast Track | Withdrawn | Not Provided | Withdrawn | Withdrawn | SANTA CLARA | MORGAN HILL SUB | Storage | 0.01 | 3/28/2018 | 6/21/2018 | Pass | Withdrawn | Withdrawn | Withdrawn | Withdrawn | Withdrawn | Withdrawn | No former queue position
2018-03-13 10:01 | 1898-RD | Fast Track | Fast Track | In Service | Not Provided |  |  | MARIN | SAN RAFAEL SUB | Storage | 0.01 | 3/28/2018 | 6/22/2018 | Pass |  |  | N/A (Fast Track) | N/A (Fast Track) | N/A (Fast Track) | Executed | No former queue position
2017-12-28 14:36 | 1899-RD | Detailed Study | Detailed Study | Withdrawn | Not Provided | Withdrawn | Withdrawn | FRESNO | Withdrawn | Solar PV | 21.3556 | 3/28/2018 | Withdrawn | Withdrawn | Withdrawn | Withdrawn | Fail | Withdrawn | Withdrawn | Withdrawn | No former queue position
2018-03-15 12:47 | 1900-RD | Fast Track | Fast Track | In Service | Not Provided |  |  | SONOMA | DUNBAR SUB | Storage | 0.01 | 3/28/2018 | 6/12/2018 | Pass |  |  | N/A (Fast Track) | N/A (Fast Track) | N/A (Fast Track) | Executed | No former queue position
2018-03-09 17:52 | 1901-WD | Independent Study | Independent Study | Withdrawn | 3/31/2020 | Withdrawn | Withdrawn | PLACER | LINCOLN SUB | Solar PV | 6.35 | 4/4/2018 | Withdrawn | Withdrawn | Withdrawn | Withdrawn | Pass | Withdrawn | Withdrawn | Withdrawn | No former queue position
2018-03-21 19:58 | 1902-WD | Independent Study | Independent Study | In Service | 6/1/2020 | 9/18/2020 |  | SUTTER | PEASE SUB | Storage | 5 | 4/4/2018 | N/A | N/A (Independent Study) | N/A | N/A (Independent Study) | Pass | 10/26/2018 | N/A | Executed | No former queue position
2017-12-31 18:58 | 1903-RD | Fast Track | Fast Track | Withdrawn | Not Provided | Withdrawn | Withdrawn | SAN MATEO | RALSTON SUB | Solar PV | 2.6956 | 4/4/2018 | 4/21/2018 | Fail Screens: I, J, K, M | 6/19/2018 | Pass | Withdrawn | Withdrawn | Withdrawn | Withdrawn | No former queue position
2018-03-20 10:42 | 1904-RD | Fast Track | Fast Track | In Service | Not Provided |  |  | SANTA CRUZ | LOS GATOS SUB | Storage | 0.01 | 4/4/2018 | 7/26/2018 | Pass |  |  | N/A (Fast Track) | N/A (Fast Track) | N/A (Fast Track) | Executed | No former queue position
2018-03-23 15:47 | 1905-RD | Fast Track | Detailed Study | In Service | Not Provided |  |  | SOLANO | DIXON SUB | Solar PV | 1.1344 | 4/11/2018 | 7/21/2018 | Fail Screens: G, I, J, K, M | 9/5/2018 | Fail | Pass | 3/6/2019 | N/A | Executed | No former queue position
2018-03-26 16:31 | 1906-RD | Detailed Study | Detailed Study | Withdrawn | Not Provided | Withdrawn | Withdrawn | FRESNO | ORO LOMA SUB | Solar PV | 2.52 | 4/11/2018 | Withdrawn | Withdrawn | Withdrawn | Withdrawn | Withdrawn | Withdrawn | Withdrawn | Withdrawn | No former queue position
2018-03-29 09:36 | 1907-RD | Fast Track | Fast Track | In Service | Not Provided |  |  | ALAMEDA | SAN LEANDRO U SUB | Storage | 0.455 | 4/11/2018 | 7/19/2018 | Pass |  |  | N/A (Fast Track) | N/A (Fast Track) | N/A (Fast Track) | Executed | No former queue position
2017-12-30 13:13 | 1908-RD | Fast Track | Fast Track | Withdrawn | Not Provided | Withdrawn | Withdrawn | SANTA CLARA | Customer Owned Zanker Road 115KV | Engine, Fuel Cell, Solar PV | 15.5847 | 4/11/2018 | 5/17/2018 | Pass | Withdrawn | Withdrawn | Withdrawn | Withdrawn | Withdrawn | Withdrawn | No former queue position
2018-03-09 14:00 | 1909-RD | Fast Track | Fast Track | In Service | Not Provided |  |  | FRESNO | CALIFORNIA AVE SUB | Solar PV | 1.1434 | 4/11/2018 | 4/27/2018 | Fail Screens: D, J, K, M | 7/5/2018 | Pass | N/A (Fast Track) | N/A (Fast Track) | N/A (Fast Track) | Executed | No former queue position
2018-03-12 10:31 | 1910-RD | Detailed Study | Detailed Study | In Service | Not Provided | In Service | 2/5/2021 | KERN | TEMBLOR SUB | Solar PV | 5 | 4/11/2018 | N/A | N/A | N/A | N/A | Pass | 12/27/2018 | N/A | Executed | No former queue position
2018-03-20 15:22 | 1911-RD | Fast Track | DGSP | Active | Not Provided |  |  | AMADOR | IONE SUB | Solar PV, Storage | 2.18 | 4/11/2018 | 5/9/2018 | Pass | N/A | N/A | Pass | 2018-09-17 | N/A | Executed | No former queue position | IONE | not found
2018-03-21 11:39 | 1912-RD | Fast Track | DGSP | Active | Not Provided |  |  | AMADOR | IONE SUB | Solar PV | 0.24 | 4/11/2018 | 4/25/2018 | Fail Screens: D, J, K, M | N/A | N/A | Pass | 2018-09-17 | N/A | Executed | No former queue position | IONE | not found
2018-03-29 11:41 | 1913-RD | Fast Track | Fast Track | Withdrawn | Not Provided | Withdrawn | Withdrawn | MONTEREY | DEL MONTE SUB | Solar PV | 3 | 4/11/2018 | 5/9/2018 | Fail Screens: B, F, G, H, I, J, K, L, M | 6/13/2018 | Pass | Withdrawn | Withdrawn | Withdrawn | Withdrawn | No former queue position
2017-12-30 19:48 | 1914-RD | Fast Track | Fast Track | Withdrawn | Not Provided | Withdrawn | Withdrawn | SAN MATEO | SNEATH LANE SUB | Solar PV | 2.259 | 4/11/2018 | 4/27/2018 | Fail Screens: I, J, K, M | 6/19/2018 | Fail | Withdrawn | Withdrawn | Withdrawn | Withdrawn | No former queue position
2018-03-14 13:16 | 1915-RD | Fast Track | Fast Track | In Service | Not Provided |  |  | ALAMEDA | CASTRO VALLEY SUB | Storage | 0.015 | 4/11/2018 | 4/23/2018 | Pass |  |  | N/A (Fast Track) | N/A (Fast Track) | N/A (Fast Track) | Executed | No former queue position
2018-03-27 11:22 | 1916-RD | Fast Track | Fast Track | In Service | Not Provided |  |  | SANTA CLARA | MOUNTAIN VIEW SUB | Storage | 0.015 | 4/11/2018 | 4/23/2018 | Fail Screens: B, D, H, I, L, M |  |  | N/A (Fast Track) | N/A (Fast Track) | N/A (Fast Track) | Executed | No former queue position
2018-03-30 10:06 | 1917-RD | Fast Track | Fast Track | In Service | Not Provided |  |  | SANTA CLARA | HICKS SUB | Storage | 0.005 | 4/11/2018 | 4/25/2018 | Pass |  |  | N/A (Fast Track) | N/A (Fast Track) | N/A (Fast Track) | Executed | No former queue position
2018-03-28 09:45 | 1918-WD | Fast Track | Fast Track | Withdrawn | 5/30/2019 | Withdrawn | Withdrawn | SUTTER | HARTER SUB | Other | 2 | 4/18/2018 | 5/10/2018 | Fail Screens: 2, 5, 10 | Withdrawn | Withdrawn | Withdrawn | Withdrawn | Withdrawn | Withdrawn | No former queue position
2018-03-29 16:39 | 1919-WD | Cluster | Cluster | Withdrawn | 6/30/2020 | Withdrawn | Withdrawn | SUTTER | HARTER SUB | Other | 5 | 4/18/2018 | Withdrawn | Withdrawn | Withdrawn | Withdrawn | Withdrawn | Withdrawn | Withdrawn | Withdrawn | No former queue position
2017-12-30 19:15 | 1920-RD | Fast Track | Fast Track | Withdrawn | Not Provided | Withdrawn | Withdrawn | SHASTA | DESCHUTES SUB | Solar PV | 0.91046 | 4/18/2018 | 6/11/2018 | Fail Screens: D, G, J, K, M | 8/14/2018 | Fail | Withdrawn | Withdrawn | Withdrawn | Withdrawn | No former queue position
2018-03-20 23:51 | 1921-WD | Fast Track | Fast Track | Withdrawn | 4/22/2019 | Withdrawn | Withdrawn | SONOMA | COTATI SUB | Solar PV | 0.96 | 4/18/2018 | 5/16/2018 | Fail Screens: 2, 4, 10 | 7/16/2018 | Pass | Withdrawn | Withdrawn | Withdrawn | Withdrawn | No former queue position
2018-04-13 15:38 | 1922-WD | Independent Study | Independent Study | Withdrawn | 12/1/2020 | Withdrawn | Withdrawn | SUTTER | MARYSVILLE SUB | Other | 47.6 | 4/25/2018 | Withdrawn | Withdrawn | Withdrawn | Withdrawn | Withdrawn | Withdrawn | Withdrawn | Withdrawn | No former queue position
2017-12-21 22:13 | 1923-RD | Fast Track | Fast Track | Withdrawn | Not Provided | Withdrawn | Withdrawn | SOLANO | CORDELIA SUB | Solar PV, Storage | 1.1835 | 4/25/2018 | 7/23/2018 | Fail Screens: B, F, J, K, M | 10/10/2018 | Pass | Withdrawn | Withdrawn | Withdrawn | Withdrawn | No former queue position
2018-04-06 13:47 | 1924-RD | Detailed Study | Detailed Study | Withdrawn | Not Provided | Withdrawn | Withdrawn | SAN JOAQUIN | AVENA SUB | Gas Turbine | 2.302 | 5/2/2018 | Withdrawn | Withdrawn | Withdrawn | Withdrawn | Withdrawn | Withdrawn | Withdrawn | Withdrawn | No former queue position
2018-03-26 12:36 | 1925-WD | Fast Track | Independent Study | Withdrawn | 12/30/2019 | Withdrawn | Withdrawn | KINGS | JACOBS CORNER SUB | Gas Turbine | 3 | 5/2/2018 | 5/21/2018 | Fail Screens: 4, 5, 6, 10 | 7/23/2018 | Fail | Withdrawn | Withdrawn | Withdrawn | Withdrawn | No former queue position
2018-03-30 15:27 | 1926-WD | Independent Study | Independent Study | In Service | 12/27/2019 | 9/1/2021 |  | YOLO | PUTAH CREEK SUB | Solar PV | 3.465 | 5/2/2018 | N/A | N/A (Independent Study) | N/A | N/A (Independent Study) | Pass | Withdrawn | N/A | Executed | No former queue position
2018-04-20 12:42 | 1927-WD | Fast Track | Fast Track | Withdrawn | 9/20/2018 | Withdrawn | Withdrawn | CALAVERAS | NORTH BRANCH SUB | Solar PV | 3 | 5/2/2018 | 5/22/2018 | Fail Screens: 2, 10 | Withdrawn | Withdrawn | Withdrawn | Withdrawn | Withdrawn | Withdrawn | No former queue position
2018-04-09 16:35 | 1928-RD | Detailed Study | Detailed Study | In Service | Not Provided |  |  | FRESNO | WAHTOKE SUB | Solar PV | 1.468 | 5/2/2018 | N/A | N/A | N/A | N/A | Pass | 2018-07-25 | N/A | Executed | No former queue position
2018-04-23 13:55 | 1929-RD | Fast Track | Fast Track | Withdrawn | Not Provided | Withdrawn | Withdrawn | SAN MATEO | EAST GRAND SUB | Storage | 0.1 | 5/2/2018 | 5/29/2018 | Pass | Withdrawn | Withdrawn | Withdrawn | Withdrawn | Withdrawn | Withdrawn | No former queue position
2018-04-13 11:36 | 1930-RD | Fast Track | Fast Track | Withdrawn | Not Provided | Withdrawn | Withdrawn | SAN FRANCISCO | SAN FRAN W (BAYSHORE) SUB | Other | 4.6 | 5/9/2018 | 5/25/2018 | Fail Screens: B | 8/13/2018 | Pass | Withdrawn | Withdrawn | Withdrawn | Withdrawn | No former queue position
2018-04-25 20:32 | 1931-RD | Fast Track | Fast Track | Withdrawn | Not Provided | Withdrawn | Withdrawn | SAN MATEO | REDWOOD CITY SUB | Storage | 0.315 | 5/9/2018 | Withdrawn | Withdrawn | Withdrawn | Withdrawn | Withdrawn | Withdrawn | Withdrawn | Withdrawn | No former queue position
2018-04-27 09:00 | 1932-RD | Fast Track | Fast Track | Withdrawn | Not Provided | Withdrawn | Withdrawn | SAN FRANCISCO | SAN FRAN Y (LARKIN) SUB | Storage | 0.132 | 5/9/2018 | 6/6/2018 | Fail Screens: A | 2018-09-12 | Pass | Withdrawn | Withdrawn | Withdrawn | Withdrawn | No former queue position
2018-04-30 09:10 | 1933-RD | Fast Track | Fast Track | In Service | Not Provided |  |  | SANTA CLARA | DIXON LANDING SUB | Storage | 0.475 | 5/9/2018 | 6/15/2018 | Fail |  |  | N/A (Fast Track) | N/A (Fast Track) | N/A (Fast Track) | Executed | No former queue position
2018-04-30 14:26 | 1934-RD | Detailed Study | Detailed Study | In Service | Not Provided |  |  | FRESNO | NEWHALL SUB | Solar PV | 5 | 5/9/2018 | N/A | N/A | N/A | N/A | Pass | 2018-12-04 | N/A | Executed | No former queue position
2018-04-20 13:30 | 1935-RD | Fast Track | Fast Track | In Service | Not Provided |  |  | NAPA | SILVERADO SUB | Storage, Turbine | 3.072 | 5/16/2018 | 6/7/2018 | Fail Screens: B, F, G, H, I, J, K, M | 8/2/2018 | Pass | N/A (Fast Track) | N/A (Fast Track) | N/A (Fast Track) | Executed | No former queue position
2018-04-26 13:40 | 1936-RD | Fast Track | Fast Track | In Service | Not Provided |  |  | SANTA CRUZ | CAMP EVERS SUB | Storage | 0.01 | 5/16/2018 | 2018-08-09 | Pass |  |  | N/A (Fast Track) | N/A (Fast Track) | N/A (Fast Track) | Executed | No former queue position
2018-04-27 16:35 | 1937-WD | Fast Track | Fast Track | Withdrawn | 12/31/2020 | Withdrawn | Withdrawn | SONOMA | RINCON SUB | Other | 3 | 5/16/2018 | 5/31/2018 | Fail Screens: 2, 5, 10 | 7/5/2018 | Fail | Withdrawn | Withdrawn | Withdrawn | Withdrawn | No former queue position
2018-04-30 11:05 | 1938-RD | Fast Track | Fast Track | Withdrawn | Not Provided | Withdrawn | Withdrawn | SAN FRANCISCO | SAN FRAN Z (EMBARCADERO) SUB | Storage | 0.132 | 5/16/2018 | 6/14/2018 | Fail Screens: A, L | 10/8/2018 | Pass | Withdrawn | Withdrawn | Withdrawn | Withdrawn | No former queue position
2018-04-30 11:14 | 1939-RD | Fast Track | Fast Track | In Service | Not Provided |  |  | ALAMEDA | OAKLAND D SUB | Storage | 0.01764 | 5/16/2018 | 5/30/2018 | Pass |  |  | N/A (Fast Track) | N/A (Fast Track) | N/A (Fast Track) | Executed | No former queue position
2018-04-27 18:05 | 1940-RD | Fast Track | Fast Track | In Service | Not Provided |  |  | SANTA CLARA | NORTECH SUB | Storage | 0.029 | 5/16/2018 | 2018-07-24 | Pass |  |  | N/A (Fast Track) | N/A (Fast Track) | N/A (Fast Track) | Executed | No former queue position
2018-04-27 16:56 | 1941-WD | Fast Track | Fast Track | Withdrawn | 12/31/2020 | Withdrawn | Withdrawn | SONOMA | PETALUMA C SUB | Other | 3 | 5/16/2018 | 6/5/2018 | Fail Screens: 2, 5, 10 | 7/11/2018 | Pass | Withdrawn | Withdrawn | Withdrawn | Withdrawn | No former queue position
2018-05-01 09:55 | 1942-WD | Fast Track | Fast Track | Withdrawn | 12/31/2020 | Withdrawn | Withdrawn | SONOMA | PETALUMA C SUB | Other | 3 | 5/16/2018 | Withdrawn | Withdrawn | Withdrawn | Withdrawn | Withdrawn | Withdrawn | Withdrawn | Withdrawn | No former queue position
2018-05-02 12:47 | 1943-RD | Fast Track | Fast Track | Withdrawn | Not Provided | Withdrawn | Withdrawn | NAPA | HIGHWAY SUB | Storage | 0.132 | 5/23/2018 | 7/13/2018 | Pass | Withdrawn | Withdrawn | Withdrawn | Withdrawn | Withdrawn | Withdrawn | No former queue position
2018-04-25 09:15 | 1944-RD | Fast Track | Fast Track | In Service | 1/31/2019 |  |  | TRINITY | HUMBOLDT SUB | Hydro | 2 | 5/23/2018 | 6/6/2018 | Fail Screens: B, F, G, I, J, K, M | 7/2/2018 | Pass | N/A (Fast Track) | N/A (Fast Track) | N/A (Fast Track) | Executed | No former queue position
2018-05-08 06:57 | 1945-RD | Fast Track | Fast Track | Active | Not Provided |  |  | SAN FRANCISCO | SAN FRAN A (POTRERO PP) SUB | Engine | 0.035 | 5/23/2018 | 10/03/2019 | Pass |  |  | N/A (Fast Track) | N/A (Fast Track) | N/A (Fast Track) | Executed | No former queue position | SAN FRAN A (POTRERO PP) | not found
2018-05-09 09:26 | 1946-RD | Fast Track | Fast Track | Withdrawn | Not Provided | Withdrawn | Withdrawn | SAN MATEO | EAST GRAND SUB | Storage | 0.132 | 5/23/2018 | 6/14/2018 | Pass | Withdrawn | Withdrawn | Withdrawn | Withdrawn | Withdrawn | Withdrawn | No former queue position
2018-05-09 09:33 | 1947-RD | Fast Track | Fast Track | Withdrawn | Not Provided | Withdrawn | Withdrawn | SAN MATEO | EAST GRAND SUB | Storage | 0.132 | 5/23/2018 | 6/14/2018 | Pass | Withdrawn | Withdrawn | Withdrawn | Withdrawn | Withdrawn | Withdrawn | No former queue position
2018-05-09 10:18 | 1948-RD | Fast Track | Fast Track | Withdrawn | Not Provided | Withdrawn | Withdrawn | SAN FRANCISCO | SAN FRAN A (POTRERO PP) SUB | Storage | 0.066 | 5/23/2018 | 6/14/2018 | Pass | Withdrawn | Withdrawn | Withdrawn | Withdrawn | Withdrawn | Withdrawn | No former queue position
2018-05-09 10:22 | 1949-RD | Fast Track | Fast Track | Withdrawn | Not Provided | Withdrawn | Withdrawn | SAN FRANCISCO | SAN FRAN A (POTRERO PP) SUB | Storage | 0.132 | 5/23/2018 | 6/20/2018 | Pass | Withdrawn | Withdrawn | Withdrawn | Withdrawn | Withdrawn | Withdrawn | No former queue position
2018-05-09 10:29 | 1950-RD | Fast Track | Fast Track | Withdrawn | Not Provided | Withdrawn | Withdrawn | SAN FRANCISCO | SAN FRAN Y (LARKIN) SUB | Storage | 0.036 | 5/23/2018 | 2018-06-20 | Pass | Withdrawn | Withdrawn | Withdrawn | Withdrawn | Withdrawn | Withdrawn | No former queue position
2018-05-09 10:39 | 1951-RD | Fast Track | Fast Track | Withdrawn | Not Provided | Withdrawn | Withdrawn | SAN FRANCISCO | SAN FRAN A (POTRERO PP) SUB | Storage | 0.264 | 5/23/2018 | 6/20/2018 | Pass | Withdrawn | Withdrawn | Withdrawn | Withdrawn | Withdrawn | Withdrawn | No former queue position
2018-05-09 10:46 | 1952-RD | Fast Track | Fast Track | Withdrawn | Not Provided | Withdrawn | Withdrawn | SAN FRANCISCO | SAN FRAN A (POTRERO PP) SUB | Storage | 0.198 | 5/23/2018 | 6/20/2018 | Fail Screens: J | Withdrawn | Withdrawn | Withdrawn | Withdrawn | Withdrawn | Withdrawn | No former queue position
2018-05-09 11:59 | 1953-RD | Fast Track | Fast Track | Active | Not Provided |  |  | CONTRA COSTA | ROSSMOOR SUB | Storage | 0.036 | 5/23/2018 | 8/31/2018 | Pass |  |  | N/A (Fast Track) | N/A (Fast Track) | N/A (Fast Track) | Executed | No former queue position | ROSSMOOR | Rossmoor
2018-05-09 12:06 | 1954-RD | Fast Track | Fast Track | Active | Not Provided |  |  | SAN FRANCISCO | SAN FRAN Z (EMBARCADERO) SUB | Storage | 0.072 | 5/23/2018 | 7/19/2018 | Pass |  |  | N/A (Fast Track) | N/A (Fast Track) | N/A (Fast Track) | Executed | No former queue position | SAN FRAN Z (EMBARCADERO) | not found
2018-05-09 12:16 | 1955-RD | Fast Track | Fast Track | In Service | Not Provided |  |  | SANTA CRUZ | PAUL SWEET SUB | Storage | 0.036 | 5/23/2018 | 6/13/2018 | Pass |  |  | N/A (Fast Track) | N/A (Fast Track) | N/A (Fast Track) | Executed | No former queue position
2018-05-09 12:27 | 1956-RD | Fast Track | Fast Track | Active | Not Provided |  |  | SANTA CLARA | VASONA SUB | Storage | 0.036 | 5/23/2018 | 8/16/2018 | Pass |  |  | N/A (Fast Track) | N/A (Fast Track) | N/A (Fast Track) | Executed | No former queue position | VASONA | Vasona
2018-05-09 12:33 | 1957-RD | Fast Track | Fast Track | Active | Not Provided |  |  | SAN FRANCISCO | SAN FRAN E SUB | Storage | 0.018 | 5/23/2018 | 8/20/2018 | Pass |  |  | N/A (Fast Track) | N/A (Fast Track) | N/A (Fast Track) | Executed | No former queue position | SAN FRAN E | not found
2018-05-09 12:37 | 1958-RD | Fast Track | Fast Track | In Service | Not Provided |  |  | MARIN | NOVATO SUB | Storage | 0.036 | 5/23/2018 | 9/4/2018 | Pass |  |  | N/A (Fast Track) | N/A (Fast Track) | N/A (Fast Track) | Executed | No former queue position
2018-05-09 12:49 | 1959-RD | Fast Track | Fast Track | Withdrawn | Not Provided | Withdrawn | Withdrawn | SAN FRANCISCO | SAN FRAN L SUB | Storage | 0.036 | 5/23/2018 | 11/2/2018 | Fail Screens: J | Withdrawn | Withdrawn | Withdrawn | Withdrawn | Withdrawn | Withdrawn | No former queue position
2018-05-09 12:54 | 1960-RD | Fast Track | Fast Track | In Service | Not Provided |  |  | SONOMA | PETALUMA C SUB | Storage | 0.036 | 5/23/2018 | 9/4/2018 | Pass |  |  | N/A (Fast Track) | N/A (Fast Track) | N/A (Fast Track) | Executed | No former queue position
2018-05-09 13:01 | 1961-RD | Fast Track | Fast Track | Active | Not Provided |  |  | SAN FRANCISCO | SAN FRAN A (POTRERO PP) SUB | Storage | 0.036 | 5/23/2018 | 8/1/2018 | Pass |  |  | N/A (Fast Track) | N/A (Fast Track) | N/A (Fast Track) | Executed | No former queue position | SAN FRAN A (POTRERO PP) | not found
2018-05-09 14:25 | 1962-RD | Fast Track | Fast Track | In Service | Not Provided |  |  | SAN MATEO | BAY MEADOWS SUB | Storage | 0.036 | 5/23/2018 | 6/11/2018 | Fail |  |  | N/A (Fast Track) | N/A (Fast Track) | N/A (Fast Track) | Executed | No former queue position
2018-05-09 15:11 | 1963-RD | Fast Track | Fast Track | In Service | Not Provided |  |  | MARIN | SAN RAFAEL SUB | Storage | 0.036 | 5/23/2018 | 8/1/2018 | Pass |  |  | N/A (Fast Track) | N/A (Fast Track) | N/A (Fast Track) | Executed | No former queue position
2018-05-09 15:17 | 1964-RD | Fast Track | Fast Track | In Service | Not Provided |  |  | CONTRA COSTA | SAN RAMON SUB | Storage | 0.036 | 5/23/2018 | 2018-09-27 | Pass |  |  | N/A (Fast Track) | N/A (Fast Track) | N/A (Fast Track) | Executed | No former queue position
2018-05-09 15:23 | 1965-RD | Fast Track | Fast Track | In Service | Not Provided |  |  | SONOMA | MOLINO SUB | Storage | 0.018 | 5/23/2018 | 7/25/2018 | Fail Screens: B, H, I, L, M |  |  | N/A (Fast Track) | N/A (Fast Track) | N/A (Fast Track) | Executed | No former queue position
2018-03-15 14:42 | 1966-RD | Fast Track | Fast Track | Withdrawn | 12/18/2018 | Withdrawn | Withdrawn | FREMONT | DIXON LANDING SUB | Other | 2.1 | 5/23/2018 | Withdrawn | Withdrawn | Withdrawn | Withdrawn | Withdrawn | Withdrawn | Withdrawn | Withdrawn | No former queue position
2018-04-25 11:57 | 1967-WD | Independent Study | Independent Study | Withdrawn | 12/21/2020 | Withdrawn | Withdrawn | MERCED | LOS BANOS SUB | Wind | 120.96 | 5/23/2018 | Withdrawn | Withdrawn | Withdrawn | Withdrawn | Withdrawn | Withdrawn | Withdrawn | Withdrawn | No former queue position
2018-05-07 10:37 | 1968-RD | Fast Track | Detailed Study | Withdrawn | 5/1/2020 | Withdrawn | Withdrawn | CONTRA COSTA | KIRKER SUB | Engine | 3.2 | 5/23/2018 | 7/3/2018 | Fail Screens: B, D, F, G, I, J, K, M | 8/10/2018 | Fail | Withdrawn | Withdrawn | Withdrawn | Withdrawn | No former queue position
2018-05-02 15:02 | 1969-RD | Fast Track | Fast Track | Withdrawn | Not Provided | Withdrawn | Withdrawn | ALAMEDA | CASTRO VALLEY SUB | Storage | 0.01 | 5/30/2018 | 6/26/2018 | Pass | Withdrawn | Withdrawn | Withdrawn | Withdrawn | Withdrawn | Withdrawn | No former queue position
2018-05-15 16:18 | 1970-RD | Fast Track | Fast Track | Withdrawn | Not Provided | Withdrawn | Withdrawn | ALAMEDA | OAKLAND X SUB | Storage | 0.036 | 5/30/2018 | 6/25/2018 | Pass | Withdrawn | Withdrawn | Withdrawn | Withdrawn | Withdrawn | Withdrawn | No former queue position
2023-04-13 14:32 | 3421-RD | Fast Track | Fast Track | Active | Not Provided |  |  | SANTA CLARA | SWIFT SUB | Solar PV | 13.355 | 5/10/2023 |  |  |  |  | N/A (Fast Track) | N/A (Fast Track) | N/A (Fast Track) |  | No former queue position | SWIFT | Swift | 115 | 13.355 | not found |  |  |  |  | 0 |  |  | 0
2018-05-23 10:26 | 1972-WD | Independent Study | Independent Study | Withdrawn | 12/1/2020 | Withdrawn | Withdrawn | SUTTER | BOGUE SUB | Other | 47.6 | 5/30/2018 | Withdrawn | Withdrawn | Withdrawn | Withdrawn | Pass | Withdrawn | Withdrawn | Withdrawn | No former queue position
2018-05-11 10:09 | 1973-WD | Independent Study | Independent Study | Withdrawn | 12/1/2021 | Withdrawn | Withdrawn | LASSEN | MCARTHUR SUB | Other | 60.8 | 6/6/2018 | Withdrawn | Withdrawn | Withdrawn | Withdrawn | Pass | Withdrawn | Withdrawn | Withdrawn | No former queue position
2018-05-24 20:50 | 1974-RD | Fast Track | Fast Track | Withdrawn | Not Provided | Withdrawn | Withdrawn | SUTTER | PEASE SUB | Solar PV | 0.09001 | 6/6/2018 | 6/26/2018 | Pass | Withdrawn | Withdrawn | Withdrawn | Withdrawn | Withdrawn | Withdrawn | No former queue position
2018-05-17 09:58 | 1975-RD | Detailed Study | Detailed Study | Withdrawn | Not Provided | Withdrawn | Withdrawn | STANISLAUS | VALLEY HOME SUB | Gas Turbine | 1.151 | 6/6/2018 | Withdrawn | Withdrawn | Withdrawn | Withdrawn | Pass | Withdrawn | Withdrawn | Withdrawn | No former queue position
2018-05-25 15:08 | 1976-WD | Fast Track | Independent Study | Withdrawn | 12/16/2019 | Withdrawn | Withdrawn | MONTEREY | JOLON SUB | Solar PV | 4.66 | 6/6/2018 | 6/27/2018 | Fail Screens: 2, 10 | 7/30/2018 | Fail | Pass | Withdrawn | Withdrawn | Withdrawn | No former queue position
2018-05-16 09:50 | 1977-RD | Fast Track | Fast Track | In Service | Not Provided |  |  | SONOMA | PENNGROVE SUB | Storage | 2 | 6/6/2018 | 8/6/2018 | Pass |  |  | N/A (Fast Track) | N/A (Fast Track) | N/A (Fast Track) | Executed | No former queue position
2018-05-30 12:21 | 1978-WD | Fast Track | Independent Study | Withdrawn | 12/15/2019 | Withdrawn | Withdrawn | MONTEREY | SAN ARDO SUB | Solar PV | 3 | 6/6/2018 | 6/27/2018 | Fail Screens: 2, 10 | 8/2/2018 | Fail | Pass | Withdrawn | Withdrawn | Withdrawn | No former queue position
2018-05-17 12:58 | 1979-RD | Fast Track | Fast Track | In Service | Not Provided |  |  | ALAMEDA | VINEYARD SUB | Solar PV | 3.2 | 6/13/2018 | 7/26/2018 | Pass |  |  | N/A (Fast Track) | N/A (Fast Track) | N/A (Fast Track) | Executed | No former queue position
2018-05-24 16:12 | 1980-RD | Detailed Study | Detailed Study | Withdrawn | Not Provided | Withdrawn | Withdrawn | FRESNO | BOWLES SUB | Solar PV | 0.21 | 6/13/2018 | Withdrawn | Withdrawn | Withdrawn | Withdrawn | Withdrawn | Withdrawn | Withdrawn | Withdrawn | No former queue position
2018-05-18 15:50 | 1981-RD | Fast Track | Fast Track | Withdrawn | Not Provided | Withdrawn | Withdrawn | SAN FRANCISCO | SAN FRAN Z (EMBARCADERO) SUB | Storage | 0.21 | 6/20/2018 | 7/11/2018 | Fail Screens: A | 8/29/2018 | Pass | Withdrawn | Withdrawn | Withdrawn | Withdrawn | No former queue position
2018-05-18 16:48 | 1982-RD | Fast Track | Fast Track | Withdrawn | Not Provided | Withdrawn | Withdrawn | SAN FRANCISCO | SAN FRAN Z (EMBARCADERO) SUB | Storage | 0.21 | 6/20/2018 | 8/2/2018 | Fail Screens: A | 10/1/2018 | Pass | Withdrawn | Withdrawn | Withdrawn | Withdrawn | No former queue position
2018-05-21 15:54 | 1983-RD | Fast Track | Fast Track | Withdrawn | Not Provided | Withdrawn | Withdrawn | SAN FRANCISCO | SAN FRAN X (MISSION) SUB | Storage | 0.21 | 6/20/2018 | 10/1/2018 | Fail Screens: F, J, M | 12/13/2018 | Pass | Withdrawn | Withdrawn | Withdrawn | Withdrawn | No former queue position
2018-05-21 22:22 | 1984-RD | Fast Track | Fast Track | Withdrawn | Not Provided | Withdrawn | Withdrawn | SAN FRANCISCO | SAN FRAN Z (EMBARCADERO) SUB | Storage | 0.036 | 6/20/2018 | 8/2/2018 | Fail Screens: A | 9/7/2018 | Pass | Withdrawn | Withdrawn | Withdrawn | Withdrawn | No former queue position
2018-06-07 09:12 | 1985-RD | Fast Track | Detailed Study | Withdrawn | Not Provided | Withdrawn | Withdrawn | FRESNO | MENDOTA SUB | Solar PV | 2.804 | 6/20/2018 | 7/19/2018 | Fail Screens: F, G, H, J, K, M | 9/5/2018 | Fail | Pass | Withdrawn | Withdrawn | Withdrawn | No former queue position
2018-06-06 14:55 | 1986-RD | Detailed Study | Detailed Study | In Service | 2/1/2019 | 11/26/2021 |  | COLUSA | WILLIAMS SUB | Turbine | 3.6 | 6/20/2018 | N/A | N/A | N/A | N/A | Pass | 11/28/2018 | 4/22/2019 | Executed | No former queue position
2018-06-07 18:33 | 1987-RD | Detailed Study | Detailed Study | Withdrawn | 2/1/2019 | Withdrawn | Withdrawn | GLENN | LOGAN CREEK SUB | Turbine | 3.6 | 6/20/2018 | Withdrawn | Withdrawn | Withdrawn | Withdrawn | Fail | Withdrawn | Withdrawn | Withdrawn | No former queue position
2018-06-08 09:46 | 1988-RD | Fast Track | Fast Track | In Service | Not Provided |  |  | ALAMEDA | NEWARK SUB | Storage | 1.12 | 6/20/2018 | 10/23/2018 | Pass |  |  | N/A (Fast Track) | N/A (Fast Track) | N/A (Fast Track) | Executed | No former queue position
2018-06-08 11:59 | 1989-RD | Fast Track | Fast Track | Withdrawn | Not Provided | Withdrawn | Withdrawn | SAN MATEO | MILLBRAE SUB | Storage | 0.132 | 6/20/2018 | 7/27/2018 | Pass | Withdrawn | Withdrawn | Withdrawn | Withdrawn | Withdrawn | Withdrawn | No former queue position
2023-10-19 16:16 | 3685-WD | Independent Study | Independent Study | Active | 5/30/2025 |  |  | LAKE | KONOCTI SUB | Solar PV | 13.298 | 11/8/2023 | N/A | N/A (Independent Study) | N/A | N/A (Independent Study) | Pass | In Progress |  |  | No former queue position | KONOCTI | Konocti | 60 | 13.298 | not found |  |  |  |  | 0 |  |  | 0
2018-06-06 10:08 | 1991-RD | Detailed Study | Detailed Study | Active | 6/25/2020 | 6/25/2020 |  | NAPA | HIGHWAY SUB | Engine | 2.344 | 6/27/2018 | N/A | N/A | N/A | N/A | Pass | 10/29/2018 | N/A | Executed | No former queue position | HIGHWAY | not found
2018-06-12 17:04 | 1992-RD | Fast Track | Fast Track | Withdrawn | Not Provided | Withdrawn | Withdrawn | AMADOR | IONE SUB | Solar PV | 1.918 | 6/27/2018 | 8/1/2018 | Fail | 2019-02-05 | Pass | Withdrawn | Withdrawn | Withdrawn | Withdrawn | No former queue position
2018-06-12 13:05 | 1993-RD | Detailed Study | Detailed Study | In Service | Not Provided |  |  | FRESNO | AIRWAYS SUB | Solar PV | 2.4204 | 6/27/2018 | N/A | N/A | N/A | N/A | Pass | 10/17/2018 | N/A | Executed | No former queue position
2018-05-01 12:38 | 1994-RD | Detailed Study | Detailed Study | Withdrawn | 4/15/2019 | Withdrawn | Withdrawn | SAN JOAQUIN | RIPON SUB | Engine | 3.0442 | 6/27/2018 | Withdrawn | Withdrawn | Withdrawn | Withdrawn | Pass | Withdrawn | Withdrawn | Withdrawn | No former queue position
2018-06-19 09:11 | 1995-RD | Fast Track | Fast Track | In Service | Not Provided |  |  | SAN FRANCISCO | SAN FRAN Y (LARKIN) SUB | Storage | 0.01 | 7/3/2018 | 7/26/2018 | Pass |  |  | N/A (Fast Track) | N/A (Fast Track) | N/A (Fast Track) | Executed | No former queue position
2018-06-21 09:27 | 1996-RD | Fast Track | Fast Track | Withdrawn | Not Provided | Withdrawn | Withdrawn | MENDOCINO | UKIAH SUB | Solar PV | 0.70328 | 7/3/2018 | 7/30/2018 | Fail Screens: I, J, K, M | 9/6/2018 | Pass | Withdrawn | Withdrawn | Withdrawn | Withdrawn | No former queue position
2018-06-15 16:44 | 1997-RD | Fast Track | Fast Track | Withdrawn | Not Provided | Withdrawn | Withdrawn | LAKE | LUCERNE SUB | Solar PV | 1.32 | 7/3/2018 | 4/3/2019 | Fail Screens: F, G, I, J, K, M | 5/15/2019 | Pass | Withdrawn | Withdrawn | Withdrawn | Withdrawn | No former queue position
2018-06-05 12:27 | 1998-RD | Fast Track | Fast Track | In Service | Not Provided |  |  | ALAMEDA | NEWARK SUB | Storage | 0.6174 | 7/3/2018 | 9/25/2018 | Pass |  |  | N/A (Fast Track) | N/A (Fast Track) | N/A (Fast Track) | Executed | No former queue position
2018-06-19 05:51 | 1999-RD | Fast Track | Fast Track | In Service | Not Provided |  |  | SONOMA | FULTON SUB | Solar PV | 1.34 | 7/3/2018 | 8/22/2018 | Fail Screens: I, J, K, M | 9/27/2018 | Pass | N/A (Fast Track) | N/A (Fast Track) | N/A (Fast Track) | Executed | No former queue position
2018-06-11 16:50 | 2000-RD | Fast Track | Fast Track | Withdrawn | Not Provided | Withdrawn | Withdrawn | KERN | TEJON SUB | Micro Turbine | 1 | 7/11/2018 | 12/6/2018 | Pass | Withdrawn | Withdrawn | Withdrawn | Withdrawn | Withdrawn | Withdrawn | No former queue position
2018-06-13 13:25 | 2001-RD | Fast Track | Fast Track | Withdrawn | Not Provided | Withdrawn | Withdrawn | KERN | COPUS SUB | Micro Turbine | 1 | 7/11/2018 | 12/6/2018 | Pass | Withdrawn | Withdrawn | Withdrawn | Withdrawn | Withdrawn | Withdrawn | No former queue position
2018-06-13 13:43 | 2002-RD | Fast Track | Fast Track | Withdrawn | Not Provided | Withdrawn | Withdrawn | KERN | COPUS SUB | Solar PV | 1 | 7/11/2018 | 12/6/2018 | Pass | Withdrawn | Withdrawn | Withdrawn | Withdrawn | Withdrawn | Withdrawn | No former queue position
2018-06-26 16:43 | 2003-RD | Fast Track | Fast Track | In Service | Not Provided |  |  | SHASTA | OREGON TRAIL SUB | Solar PV | 0.58 | 7/11/2018 | 7/18/2018 | Pass |  |  | N/A (Fast Track) | N/A (Fast Track) | N/A (Fast Track) | Executed | No former queue position
2018-06-28 18:16 | 2004-WD | Independent Study | Independent Study | Withdrawn | 5/1/2021 | Withdrawn | Withdrawn | CONTRA COSTA | HERDLYN SUB | Solar PV, Storage | 21.1985 | 7/11/2018 | Withdrawn | Withdrawn | Withdrawn | Withdrawn | Pass | Withdrawn | Withdrawn | Withdrawn | No former queue position
2014-05-20 13:36 | 0949-RD | Fast Track | Detailed Study | In Service | 7/31/2014 | In Service | 7/7/2017 | SANTA CLARA | DIXON LANDING SUB | Engine, Fuel Cell | 13.25 | 6/4/2014 | 9/24/2014 | Fail Screens: B, I, J, K | 12/8/2014 | Fail | Pass | 7/9/2015 | N/A | Executed | No former queue position | DIXON LANDING | Dixon Landing | 115 | [6 empty] | 1 |  |  | 1
2018-07-02 10:15 | 2006-WD | Independent Study | Independent Study | Withdrawn | 12/13/2019 | Withdrawn | Withdrawn | MADERA | STOREY SUB | Solar PV | 3.332 | 7/17/2018 | Withdrawn | Withdrawn | Withdrawn | Withdrawn | Pass | Withdrawn | Withdrawn | Withdrawn | No former queue position
2018-07-09 09:55 | 2007-RD | Detailed Study | Detailed Study | Active | 6/3/2019 | 12/31/2020 |  | MADERA | SAN JOAQUIN #3 PH | Turbine | 2.344 | 7/17/2018 | N/A | N/A | N/A | N/A | Pass | 12/7/2018 | N/A | Executed | No former queue position | #VALUE! | not found
2018-07-09 16:05 | 2008-RD | Detailed Study | Detailed Study | Active | 12/31/2019 |  |  | CALAVERAS | WEST POINT PH | Turbine | 3.88 | 7/17/2018 | N/A | N/A | N/A | N/A | Pass | 10/25/2018 | N/A | Executed | No former queue position | #VALUE! | not found
2018-06-11 11:51 | 2009-RD | Fast Track | Fast Track | Withdrawn | Not Provided | Withdrawn | Withdrawn | SAN FRANCISCO | SAN FRAN Z (EMBARCADERO) SUB | Storage | 0.264 | 7/17/2018 | Withdrawn | Withdrawn | Withdrawn | Withdrawn | Withdrawn | Withdrawn | Withdrawn | Withdrawn | No former queue position
2018-06-22 10:40 | 2010-RD | Fast Track | Fast Track | Withdrawn | Not Provided | Withdrawn | Withdrawn | SAN FRANCISCO | SAN FRAN Z (EMBARCADERO) SUB | Storage | 0.132 | 7/17/2018 | Withdrawn | Withdrawn | Withdrawn | Withdrawn | Withdrawn | Withdrawn | Withdrawn | Withdrawn | No former queue position
2018-06-22 11:06 | 2011-RD | Fast Track | Fast Track | Withdrawn | Not Provided | Withdrawn | Withdrawn | SAN FRANCISCO | SAN FRAN Z (EMBARCADERO) SUB | Storage | 0.792 | 7/17/2018 | Withdrawn | Withdrawn | Withdrawn | Withdrawn | Withdrawn | Withdrawn | Withdrawn | Withdrawn | No former queue position
2018-06-25 11:06 | 2012-RD | Fast Track | Fast Track | In Service | Not Provided |  |  | TEHAMA | RAWSON SUB | Storage | 0.06 | 7/17/2018 | 8/21/2018 | Pass |  |  | N/A (Fast Track) | N/A (Fast Track) | N/A (Fast Track) | Executed | No former queue position
2018-06-25 11:32 | 2013-RD | Fast Track | Fast Track | In Service | Not Provided |  |  | KERN | TEJON SUB | Storage | 0.0582 | 7/17/2018 | 8/20/2018 | Fail Screens: J, M |  |  | N/A (Fast Track) | N/A (Fast Track) | N/A (Fast Track) | Executed | No former queue position
2018-06-29 15:48 | 2014-RD | Fast Track | Fast Track | Withdrawn | Not Provided | Withdrawn | Withdrawn | SAN MATEO | EAST GRAND SUB | Storage | 0.315 | 7/17/2018 | 11/2/2018 | Fail Screens: J, M | Withdrawn | Withdrawn | Withdrawn | Withdrawn | Withdrawn | Withdrawn | No former queue position
2018-06-27 07:05 | 2015-RD | Fast Track | Fast Track | Withdrawn | Not Provided | Withdrawn | Withdrawn | ALAMEDA | OAKLAND L SUB | Storage | 0.01 | 7/17/2018 | Withdrawn | Withdrawn | Withdrawn | Withdrawn | Withdrawn | Withdrawn | Withdrawn | Withdrawn | No former queue position
2018-07-02 16:22 | 2016-RD | Fast Track | Fast Track | In Service | Not Provided |  |  | SAN JOAQUIN | WEBER SUB | Solar PV | 0.96 | 7/17/2018 | 8/1/2018 | Fail Screens: B, F, G, H, I, J, K, M | 8/30/2018 | Pass | N/A (Fast Track) | N/A (Fast Track) | N/A (Fast Track) | Executed | No former queue position
2018-06-29 12:08 | 2017-WD | Fast Track | Fast Track | Withdrawn | 12/10/2019 | Withdrawn | Withdrawn | ALAMEDA | JARVIS SUB | Solar PV | 1 | 7/25/2018 | 8/22/2018 | Pass | Withdrawn | Withdrawn | Withdrawn | Withdrawn | Withdrawn | Withdrawn | No former queue position
2018-06-29 12:20 | 2018-WD | Fast Track | Fast Track | Withdrawn | 12/10/2019 | Withdrawn | Withdrawn | ALAMEDA | DUMBARTON SUB | Solar PV | 3 | 7/25/2018 | 8/23/2018 | Fail Screens: 2, 4, 5, 6, 7, 9, 10 | 12/12/2018 | Pass | Withdrawn | Withdrawn | Withdrawn | Withdrawn | No former queue position
2018-05-17 14:11 | 2019-WD | Fast Track | Fast Track | Withdrawn | 3/1/2019 | Withdrawn | Withdrawn | SAN FRANCISCO | SAN FRAN X (MISSION) SUB | Solar PV | 3.2 | 7/25/2018 | 8/15/2018 | Pass | Withdrawn | Withdrawn | Withdrawn | Withdrawn | Withdrawn | Withdrawn | No former queue position
2018-06-06 16:35 | 2020-WD | Fast Track | Fast Track | Withdrawn | 1/11/2019 | Withdrawn | Withdrawn | ALAMEDA | MT EDEN SUB | Solar PV | 0.21 | 7/25/2018 | 8/24/2018 | Fail Screens: 2, 9, 10 | 11/21/2018 | Pass | Withdrawn | Withdrawn | Withdrawn | Withdrawn | No former queue position
2018-07-11 12:41 | 2021-RD | Fast Track | Fast Track | In Service | Not Provided |  |  | SAN JOAQUIN | LAMMERS SUB | Solar PV | 0.21 | 7/25/2018 | 8/9/2018 | Pass |  |  | N/A (Fast Track) | N/A (Fast Track) | N/A (Fast Track) | Executed | No former queue position
2018-07-10 14:38 | 2022-RD | Fast Track | Fast Track | In Service | Not Provided |  |  | AMADOR | OLETA SUB | Storage | 0.21 | 8/1/2018 | 9/10/2018 | Fail Screens: B, F, H, I, J, M |  |  | N/A (Fast Track) | N/A (Fast Track) | N/A (Fast Track) | Executed | No former queue position
2018-07-10 09:54 | 2023-RD | Fast Track | Fast Track | Withdrawn | Not Provided | Withdrawn | Withdrawn | SANTA CLARA | STONE SUB | Storage | 0.21 | 8/1/2018 | 8/21/2018 | Pass | Withdrawn | Withdrawn | Withdrawn | Withdrawn | Withdrawn | Withdrawn | No former queue position
2018-07-12 15:10 | 2024-RD | Fast Track | Fast Track | Withdrawn | Not Provided | Withdrawn | Withdrawn | SAN FRANCISCO | SAN FRAN E SUB | Storage | 0.01 | 8/1/2018 | 8/21/2018 | Pass | Withdrawn | Withdrawn | Withdrawn | Withdrawn | Withdrawn | Withdrawn | No former queue position
2018-07-17 13:13 | 2025-RD | Fast Track | Fast Track | Withdrawn | Not Provided | Withdrawn | Withdrawn | MADERA | CHOWCHILLA SUB | Solar PV | 0.9332 | 8/1/2018 | 4/3/2019 | Fail Screens: B, D, G, I, J, K, M | Withdrawn | Withdrawn | Withdrawn | Withdrawn | Withdrawn | Withdrawn | No former queue position
2018-07-18 09:44 | 2026-RD | Fast Track | Fast Track | In Service | Not Provided |  |  | ALAMEDA | NEWARK SUB | Storage | 1.56 | 8/8/2018 | 9/11/2018 | Pass |  |  | N/A (Fast Track) | N/A (Fast Track) | N/A (Fast Track) | Executed | No former queue position
2018-07-25 13:31 | 2027-RD | Fast Track | Fast Track | In Service | Not Provided |  |  | SAN MATEO | GLENWOOD SUB | Storage | 0.01 | 8/15/2018 | 8/28/2018 | Pass |  |  | N/A (Fast Track) | N/A (Fast Track) | N/A (Fast Track) | Executed | No former queue position
2018-07-26 14:41 | 2028-RD | Fast Track | DGSP | In Service | Not Provided |  |  | KERN | LERDO SUB | Solar PV | 2.875 | 8/15/2018 | 11/16/2018 | Fail Screens: B, D, F, G, H, I, J, K, M | 1/7/2019 | Fail | Fail | 2019-08-27 | N/A | Executed | No former queue position
2018-07-10 14:39 | 2029-RD | Fast Track | Fast Track | Active | Not Provided |  |  | SAN MATEO | WOODSIDE SUB | Storage | 0.02 | 8/15/2018 | 8/28/2018 | Pass |  |  | N/A (Fast Track) | N/A (Fast Track) | N/A (Fast Track) | Executed | No former queue position | WOODSIDE | not found
2018-07-30 22:16 | 2030-WD | Fast Track | Fast Track | Withdrawn | 12/14/2019 | Withdrawn | Withdrawn | SANTA CRUZ | GREEN VALLEY SUB | Solar PV | 2 | 8/15/2018 | 9/19/2018 | Fail Screens: 2, 4, 5, 6, 9, 10 | 11/21/2018 | Pass | Withdrawn | Withdrawn | Withdrawn | Withdrawn | No former queue position
2018-07-30 22:29 | 2031-WD | Fast Track | Fast Track | Withdrawn | 12/14/2019 | Withdrawn | Withdrawn | SANTA CRUZ | GREEN VALLEY SUB | Solar PV | 3 | 8/15/2018 | 9/19/2018 | Fail Screens: 2, 4, 5, 6, 9, 10 | 11/21/2018 | Pass | Withdrawn | Withdrawn | Withdrawn | Withdrawn | No former queue position
2018-07-02 08:44 | 2032-WD | Fast Track | Fast Track | Withdrawn | 12/16/2019 | Withdrawn | Withdrawn | ALAMEDA | HERDLYN SUB | Solar PV | 1.85 | 8/15/2018 | 8/28/2018 | Fail Screens: 2, 4, 10 | Withdrawn | Withdrawn | Withdrawn | Withdrawn | Withdrawn | Withdrawn | No former queue position
2018-07-30 15:20 | 2033-RD | Detailed Study | Detailed Study | In Service | Not Provided |  |  | MADERA | OAKHURST SUB | Solar PV | 0.3218 | 8/15/2018 | N/A | N/A | N/A | N/A | Pass | 12/4/2018 | N/A | Executed | No former queue position
2018-06-28 08:07 | 2034-WD | Independent Study | Independent Study | Withdrawn | 6/28/2019 | Withdrawn | Withdrawn | SAN JOAQUIN | LAMMERS SUB | Solar PV | 5 | 8/22/2018 | Withdrawn | Withdrawn | Withdrawn | Withdrawn | Pass | Withdrawn | Withdrawn | Withdrawn | No former queue position
2018-07-10 13:45 | 2035-RD | Detailed Study | Detailed Study | Withdrawn | 6/15/2020 | Withdrawn | Withdrawn | SHASTA | BURNEY SUB | Turbine | 3.6 | 8/22/2018 | Withdrawn | Withdrawn | Withdrawn | Withdrawn | Pass | Withdrawn | Withdrawn | Withdrawn | No former queue position
2018-08-09 09:50 | 2036-RD | Fast Track | Fast Track | In Service | Not Provided |  |  | MONTEREY | PRUNEDALE SUB | Storage | 0.325 | 8/22/2018 | 9/19/2018 | Pass |  |  | N/A (Fast Track) | N/A (Fast Track) | N/A (Fast Track) | Executed | No former queue position
2018-07-02 13:51 | 2037-RD | Detailed Study | Detailed Study | Withdrawn | Not Provided | Withdrawn | Withdrawn | SANTA CLARA | TRANSMISSION | Solar PV | 3.5804 | 8/22/2018 | Withdrawn | Withdrawn | Withdrawn | Withdrawn | Pass | Withdrawn | Withdrawn | Withdrawn | No former queue position
2018-07-23 18:18 | 2038-RD | Fast Track | Fast Track | Withdrawn | Not Provided | Withdrawn | Withdrawn | MERCED | MERCED SUB | Solar PV | 1.25 | 8/22/2018 | 9/12/2018 | Fail Screens: F, G, I, J, K, M | Withdrawn | Withdrawn | Withdrawn | Withdrawn | Withdrawn | Withdrawn | No former queue position
2018-08-13 15:31 | 2039-RD | Fast Track | Detailed Study | In Service | 3/1/2020 |  |  | SAN LUIS OBISPO | TEMPLETON SUB | Solar PV | 1.375 | 8/22/2018 | 11/28/2018 | Fail Screens: D, F, I, J, K, M | 1/14/2019 | Fail | Fail | 5/16/2019 | N/A | Executed | No former queue position
2018-08-09 11:50 | 2040-WD | Fast Track | Independent Study | Active | 12/15/2019 | 12/3/2021 |  | KERN | TAFT SUB | Solar PV | 2.2 | 8/29/2018 | 9/19/2018 | Pass | 12/12/2018 | Fail | Pass | 7/11/2019 | N/A | Executed | No former queue position | TAFT | Taft
2018-08-14 13:22 | 2041-WD | Fast Track | Fast Track | Active | 12/15/2019 |  |  | SANTA BARBARA | CUYAMA SUB | Solar PV | 3 | 8/29/2018 | 9/20/2018 | Pass | 2019-01-25 | Pass | N/A (Fast Track) | N/A (Fast Track) | N/A (Fast Track) | Executed | No former queue position | CUYAMA | not found
2020-03-30 07:50 | 2495-WD | Independent Study | Independent Study | Active | 3/29/2022 | 2/24/2024 |  | SAN BENITO | HOLLISTER SUB | Storage | 13.0625 | 4/23/2020 | N/A | N/A (Independent Study) | N/A | N/A (Independent Study) | N/A | 9/11/2020 | 2022-01-11 | Executed | No former queue position | HOLLISTER | Hollister | 115 |  |  |  |  | 13.0625 | 13.0625 | 0 |  |  | 1
2018-07-28 14:40 | 2043-RD | Fast Track | Fast Track | Withdrawn | 9/23/2019 | Withdrawn | Withdrawn | FRESNO | MCMULLIN SUB | Turbine | 3.4368 | 8/29/2018 | 9/12/2018 | Fail Screens: B, F, I, J, K, M | Withdrawn | Withdrawn | Withdrawn | Withdrawn | Withdrawn | Withdrawn | No former queue position
2018-07-28 15:28 | 2044-RD | Fast Track | Fast Track | Withdrawn | 9/30/2019 | Withdrawn | Withdrawn | KINGS | ALPAUGH SUB | Turbine | 1.145 | 8/29/2018 | 9/13/2018 | Fail Screens: B, F, I, J, K, M | 10/17/2018 | Fail | Withdrawn | Withdrawn | Withdrawn | Withdrawn | No former queue position
2018-08-02 16:28 | 2045-RD | Fast Track | Fast Track | In Service | Not Provided |  |  | LAKE | Customer Owned | Storage | 0.65 | 8/29/2018 | 4/12/2019 | Pass |  |  | N/A (Fast Track) | N/A (Fast Track) | N/A (Fast Track) | Executed | No former queue position
2018-08-03 14:32 | 2046-RD | Fast Track | Fast Track | Withdrawn | Not Provided | Withdrawn | Withdrawn | FRESNO | PINEDALE SUB | Storage | 0.5 | 8/29/2018 | 9/19/2018 | Pass | Withdrawn | Withdrawn | Withdrawn | Withdrawn | Withdrawn | Withdrawn | No former queue position
2018-08-22 10:32 | 2047-RD | Fast Track | Fast Track | Withdrawn | Not Provided | Withdrawn | Withdrawn | ALAMEDA | LAS POSITAS SUB | Solar PV | 0.00244 | 8/29/2018 | Withdrawn | Withdrawn | Withdrawn | Withdrawn | Withdrawn | Withdrawn | Withdrawn | Withdrawn | No former queue position
2018-08-08 08:06 | 2048-RD | Fast Track | Fast Track | Withdrawn | Not Provided | Withdrawn | Withdrawn | SONOMA | SONOMA A SUB | Micro Turbine, Solar PV, Storage | 0.48649 | 9/5/2018 | Withdrawn | Withdrawn | Withdrawn | Withdrawn | Withdrawn | Withdrawn | Withdrawn | Withdrawn | No former queue position
2023-03-03 22:59 | 3313-WD | Independent Study | Independent Study | Active | 4/10/2024 |  |  | CALAVERAS | VALLEY SPRINGS SUB | Storage | 12.665 | 4/5/2023 | N/A | N/A (Independent Study) | N/A | N/A (Independent Study) | Pass | In Progress |  |  | No former queue position | VALLEY SPRINGS | not found | [5 empty] | 12.665 | 12.665 | 0 |  |  | 0
2018-08-03 09:27 | 2050-RD | Fast Track | Fast Track | In Service | Not Provided |  |  | PLUMAS | HAMILTON BRANCH SUB | Storage | 0.01 | 9/5/2018 | 9/13/2018 | Pass |  |  | N/A (Fast Track) | N/A (Fast Track) | N/A (Fast Track) | Executed | No former queue position
2018-07-26 14:21 | 2051-RD | Detailed Study | Detailed Study | Withdrawn | Not Provided | Withdrawn | Withdrawn | MADERA | STOREY SUB | Solar PV | 2 | 9/19/2018 | Withdrawn | Withdrawn | Withdrawn | Withdrawn | Pass | Withdrawn | Withdrawn | Withdrawn | No former queue position
2018-07-27 22:24 | 2052-RD | Detailed Study | Detailed Study | Active | Not Provided |  |  | SOLANO | PEABODY SUB | Solar PV | 4.4464 | 9/19/2018 | N/A | N/A | N/A | N/A | Pass | 3/14/2019 | N/A | Executed | No former queue position | PEABODY | Peabody
2018-08-09 15:15 | 2053-RD | Fast Track | Fast Track | In Service | Not Provided |  |  | SANTA CLARA | HICKS SUB | Storage | 0.005 | 9/19/2018 | 10/9/2018 | Pass |  |  | N/A (Fast Track) | N/A (Fast Track) | N/A (Fast Track) | Executed | No former queue position
2018-08-24 12:17 | 2054-RD | Fast Track | Fast Track | Withdrawn | Not Provided | Withdrawn | Withdrawn | SAN LUIS OBISPO | TRANSMISSION | Solar PV | 0.81612 | 9/19/2018 | 2/7/2019 | Pass | Withdrawn | Withdrawn | Withdrawn | Withdrawn | Withdrawn | Withdrawn | No former queue position
2018-08-28 20:00 | 2055-RD | Fast Track | Fast Track | Withdrawn | 9/28/2019 | Withdrawn | Withdrawn | KINGS | GUERNSEY SUB | Engine | 1.538 | 9/19/2018 | 9/28/2018 | Fail Screens: B, F, G, H, I, J, K, M | Withdrawn | Withdrawn | Withdrawn | Withdrawn | Withdrawn | Withdrawn | No former queue position
2018-08-17 12:59 | 2056-RD | Fast Track | Fast Track | In Service | Not Provided |  |  | SANTA BARBARA | BUELLTON SUB | Storage | 0.35 | 9/26/2018 | 1/30/2019 | Pass |  |  | N/A (Fast Track) | N/A (Fast Track) | N/A (Fast Track) | Executed | No former queue position
2018-08-17 13:06 | 2057-RD | Fast Track | Fast Track | Withdrawn | Not Provided | Withdrawn | Withdrawn | ALAMEDA | VINEYARD SUB | Storage | 0.455 | 9/26/2018 | 10/30/2018 | Pass | Withdrawn | Withdrawn | Withdrawn | Withdrawn | Withdrawn | Withdrawn | No former queue position
2018-08-30 13:35 | 2058-WD | Fast Track | Independent Study | Withdrawn | 10/1/2019 | Withdrawn | Withdrawn | LAKE | CLEAR LAKE SUB | Solar PV | 2 | 9/26/2018 | 10/11/2018 | Fail Screens: 2, 5, 10 | 12/17/2018 | Fail | Pass | Withdrawn | Withdrawn | Withdrawn | No former queue position
2018-09-05 16:05 | 2059-WD | Fast Track | Fast Track | Withdrawn | 12/31/2019 | Withdrawn | Withdrawn | FRESNO | CALIFORNIA AVE SUB | Solar PV | 1.0928 | 9/26/2018 | 10/17/2018 | Fail Screens: 2, 10 | Withdrawn | Withdrawn | Withdrawn | Withdrawn | Withdrawn | Withdrawn | No former queue position
2018-09-05 16:17 | 2060-WD | Fast Track | Fast Track | Withdrawn | 12/31/2019 | Withdrawn | Withdrawn | KERN | LERDO SUB | Solar PV | 1.5118 | 9/26/2018 | 10/30/2018 | Fail Screens: 2, 4, 10 | Withdrawn | Withdrawn | Withdrawn | Withdrawn | Withdrawn | Withdrawn | No former queue position
2018-09-05 16:38 | 2061-WD | Fast Track | Fast Track | Withdrawn | 12/31/2019 | Withdrawn | Withdrawn | KERN | CASTROVILLE SUB | Solar PV | 2.0737 | 9/26/2018 | 11/5/2018 | Fail Screens: 2, 4, 5, 6, 10 | Withdrawn | Withdrawn | Withdrawn | Withdrawn | Withdrawn | Withdrawn | No former queue position
2018-09-06 16:28 | 2062-WD | Fast Track | Fast Track | Withdrawn | 12/31/2019 | Withdrawn | Withdrawn | MERCED | EL CAPITAN SUB | Solar PV | 1.11 | 9/26/2018 | 10/24/2018 | Fail Screens: 2, 5, 10 | Withdrawn | Withdrawn | Withdrawn | Withdrawn | Withdrawn | Withdrawn | No former queue position
2018-09-06 17:32 | 2063-WD | Fast Track | Fast Track | Withdrawn | 12/31/2019 | Withdrawn | Withdrawn | KINGS | ANGIOLA SUB | Solar PV | 1.13 | 9/26/2018 | 10/17/2018 | Fail Screens: 2, 10 | Withdrawn | Withdrawn | Withdrawn | Withdrawn | Withdrawn | Withdrawn | No former queue position
2018-09-06 17:48 | 2064-WD | Fast Track | Fast Track | Withdrawn | 12/31/2019 | Withdrawn | Withdrawn | MERCED | EL CAPITAN SUB | Solar PV | 1.367 | 9/26/2018 | 10/17/2018 | Fail Screens: 2, 4, 10 | Withdrawn | Withdrawn | Withdrawn | Withdrawn | Withdrawn | Withdrawn | No former queue position
2018-09-13 14:19 | 2065-WD | Fast Track | Independent Study | Withdrawn | 10/31/2019 | Withdrawn | Withdrawn | HUMBOLDT | BLUE LAKE SUB | Solar PV | 1 | 9/27/2018 | 10/12/2018 | Fail Screens: 2, 5, 10 | 12/18/2018 | Fail | Pass | Withdrawn | Withdrawn | Withdrawn | No former queue position
2018-09-14 15:16 | 2066-WD | Fast Track | Fast Track | Withdrawn | 5/13/2019 | Withdrawn | Withdrawn | NAPA | HIGHWAY SUB | Solar PV | 0.996 | 10/3/2018 | 10/24/2018 | Fail Screens: 2, 4, 5, 10 | 12/5/2018 | Pass | Withdrawn | Withdrawn | Withdrawn | Withdrawn | No former queue position
2018-08-28 11:22 | 2067-RD | Fast Track | Fast Track | In Service | Not Provided |  |  | FRESNO | PINEDALE SUB | Storage | 0.01 | 10/3/2018 | 10/18/2018 | Pass |  |  | N/A (Fast Track) | N/A (Fast Track) | N/A (Fast Track) | Executed | No former queue position
2018-09-07 09:58 | 2068-RD | Fast Track | Fast Track | Withdrawn | Not Provided | Withdrawn | Withdrawn | ALAMEDA | MT EDEN SUB | Storage | 0.1 | 10/3/2018 | Withdrawn | Withdrawn | Withdrawn | Withdrawn | Withdrawn | Withdrawn | Withdrawn | Withdrawn | No former queue position
2018-09-05 15:20 | 2069-RD | Detailed Study | Detailed Study | Withdrawn | 10/1/2019 | Withdrawn | Withdrawn | KERN | MARICOPA SUB | Cogeneration | 19 | 10/3/2018 | Withdrawn | Withdrawn | Withdrawn | Withdrawn | Fail | Withdrawn | Withdrawn | Withdrawn | No former queue position
2018-08-27 13:50 | 2070-RD | Fast Track | Fast Track | In Service | Not Provided |  |  | ALAMEDA | STUART SUB | Storage | 0.00488 | 10/10/2018 | 10/25/2018 | Pass |  |  | N/A (Fast Track) | N/A (Fast Track) | N/A (Fast Track) | Executed | No former queue position
2018-09-05 16:48 | 2071-WD | Fast Track | Fast Track | Withdrawn | 12/31/2019 | Withdrawn | Withdrawn | KERN | LERDO SUB | Solar PV | 2.1084 | 10/10/2018 | 10/25/2018 | Fail Screens: 2, 5, 9, 10 | Withdrawn | Withdrawn | Withdrawn | Withdrawn | Withdrawn | Withdrawn | No former queue position
2018-09-06 15:48 | 2072-WD | Fast Track | Fast Track | Withdrawn | 12/31/2019 | Withdrawn | Withdrawn | KERN | MCFARLAND SUB | Solar PV | 1.3091 | 10/10/2018 | 10/30/2018 | Fail Screens: 2, 5, 10 | Withdrawn | Withdrawn | Withdrawn | Withdrawn | Withdrawn | Withdrawn | No former queue position
2018-09-14 04:15 | 2073-RD | Detailed Study | Detailed Study | In Service | Not Provided |  |  | KERN | TEMBLOR SUB | Solar PV | 5 | 10/10/2018 | N/A | N/A | N/A | N/A | Pass | 8/16/2019 | N/A | Executed | No former queue position
2018-09-19 17:02 | 2074-WD | Fast Track | Fast Track | Withdrawn | 12/31/2019 | Withdrawn | Withdrawn | KINGS | ANGIOLA SUB | Other | 2.2 | 10/10/2018 | 10/24/2018 | Fail Screens: 2, 4, 10 | 12/13/2018 | Pass | Withdrawn | Withdrawn | Withdrawn | Withdrawn | No former queue position
2018-09-20 14:46 | 2075-WD | Fast Track | Fast Track | Withdrawn | 12/15/2019 | Withdrawn | Withdrawn | MERCED | DOS PALOS SUB | Solar PV | 1 | 10/10/2018 | 11/05/2018 | Fail Screens: 2, 5, 10 | Withdrawn | Withdrawn | Withdrawn | Withdrawn | Withdrawn | Withdrawn | No former queue position
2018-09-27 17:38 | 2076-RD | Fast Track | Detailed Study | Withdrawn | Not Provided | Withdrawn | Withdrawn | MONTEREY | GREEN VALLEY SUB | Solar PV | 1 | 10/10/2018 | 11/2/2018 | Fail Screens: D, F, G, H, J, K, L, M | 3/5/2019 | Fail | Fail | Withdrawn | Withdrawn | Withdrawn | No former queue position
2018-08-30 16:45 | 2077-WD | Fast Track | Fast Track | Withdrawn | 5/20/2019 | Withdrawn | Withdrawn | CALAVERAS | FROGTOWN SUB | Hydro | 0.0896 | 10/17/2018 | 11/8/2018 | Fail Screens: 4, 5, 6, 7, 10 | 12/20/2018 | Pass | Withdrawn | Withdrawn | Withdrawn | Withdrawn | No former queue position
2018-09-07 09:10 | 2078-RD | Fast Track | Fast Track | In Service | Not Provided |  |  | SANTA CLARA | ALMADEN SUB | Storage | 0.006 | 10/17/2018 | 11/1/2018 | Pass |  |  | N/A (Fast Track) | N/A (Fast Track) | N/A (Fast Track) | Executed | No former queue position
2018-09-24 06:57 | 2079-WD | Independent Study | Independent Study | Withdrawn | 6/1/2020 | Withdrawn | Withdrawn | SUTTER | PEASE SUB | Other | 3.5 | 10/24/2018 | Withdrawn | Withdrawn | Withdrawn | Withdrawn | Pass | Withdrawn | Withdrawn | Withdrawn | No former queue position
2018-10-05 12:49 | 2080-WD | Fast Track | Fast Track | Active | 5/31/2020 | 12/17/2021 |  | FRESNO | REEDLEY SUB | Solar PV | 1.7203 | 10/24/2018 | 11/9/2018 | Fail Screens: 2, 10 | 12/24/2018 | Pass | N/A (Fast Track) | N/A (Fast Track) | N/A (Fast Track) | Executed | No former queue position | REEDLEY | not found
2018-10-12 10:52 | 2081-RD | Fast Track | Fast Track | In Service | Not Provided |  |  | ALAMEDA | OAKLAND X SUB | Storage | 0.036 | 10/24/2018 | 11/15/2018 | Fail Screens: J, M |  |  | N/A (Fast Track) | N/A (Fast Track) | N/A (Fast Track) | Executed | No former queue position
2018-10-05 12:51 | 2082-WD | Fast Track | Independent Study | Withdrawn | 5/31/2020 | Withdrawn | Withdrawn | MARIN | WESTLANDS SUB | Solar PV | 1.625 | 10/24/2018 | 11/20/2018 | Fail Screens: 2, 10 | 2/12/2019 | Fail | Withdrawn | Withdrawn | Withdrawn | Withdrawn | No former queue position
2018-10-03 15:17 | 2083-WD | Fast Track | Independent Study | Withdrawn | 10/24/2019 | Withdrawn | Withdrawn | SONOMA | NOVATO SUB | Solar PV | 0.98304 | 10/31/2018 | 11/21/2018 | Fail Screens: 2, 4, 5, 10 | 1/15/2019 | Fail | Pass | Withdrawn | Withdrawn | Withdrawn | No former queue position
2018-10-03 15:26 | 2084-WD | Fast Track | Independent Study | Withdrawn | 10/24/2019 | Withdrawn | Withdrawn | SONOMA | NOVATO SUB | Solar PV | 1 | 10/31/2018 | 11/21/2018 | Fail Screens: 2, 4, 5, 10 | 1/15/2019 | Fail | Fail | Withdrawn | Withdrawn | Withdrawn | No former queue position
2018-10-11 15:46 | 2085-RD | Fast Track | Fast Track | In Service | Not Provided |  |  | SAN MATEO | BELLE HAVEN SUB | Storage | 0.03 | 10/31/2018 | 3/29/2019 | Fail Screens: J, M |  |  | N/A (Fast Track) | N/A (Fast Track) | N/A (Fast Track) | Executed | No former queue position
2018-10-16 15:36 | 2086-WD | Independent Study | Independent Study | Withdrawn | 12/15/2019 | Withdrawn | Withdrawn | KINGS | TWISSELMAN SUB | Solar PV, Storage | 3.2 | 10/31/2018 | Withdrawn | Withdrawn | Withdrawn | Withdrawn | Pass | Withdrawn | Withdrawn | Withdrawn | No former queue position
2018-10-08 14:27 | 2087-RD | Fast Track | Fast Track | Withdrawn | Not Provided | Withdrawn | Withdrawn | FRESNO | WEST FRESNO SUB | Engine | 0.21 | 10/31/2018 | 12/4/2018 | Fail Screens: B, F, G | 2/21/2019 | Pass | Withdrawn | Withdrawn | Withdrawn | Withdrawn | No former queue position
2018-10-09 15:32 | 2088-RD | Fast Track | Fast Track | In Service | Not Provided |  |  | SANTA CLARA | LOYOLA SUB | Solar PV, Storage | 0.21 | 11/7/2018 | 1/24/2019 | Pass |  |  | N/A (Fast Track) | N/A (Fast Track) | N/A (Fast Track) | Executed | No former queue position
2018-10-05 12:50 | 2089-WD | Independent Study | Independent Study | Withdrawn | 5/31/2020 | Withdrawn | Withdrawn | KINGS | JACOBS CORNER SUB | Solar PV | 0.21 | 11/7/2018 | Withdrawn | Withdrawn | Withdrawn | Withdrawn | Fail | Withdrawn | Withdrawn | Withdrawn | No former queue position
2018-10-05 12:54 | 2090-WD | Independent Study | Independent Study | Withdrawn | 5/31/2020 | Withdrawn | Withdrawn | FRESNO | WESTLANDS SUB | Solar PV | 0.21 | 11/7/2018 | Withdrawn | Withdrawn | Withdrawn | Withdrawn | Pass | Withdrawn | Withdrawn | Withdrawn | No former queue position
2018-09-19 15:20 | 2091-RD | Fast Track | Fast Track | Withdrawn | Not Provided | Withdrawn | Withdrawn | ALAMEDA | DIXON LANDING SUB | Storage | 0.195 | 11/7/2018 | Withdrawn | Withdrawn | Withdrawn | Withdrawn | Withdrawn | Withdrawn | Withdrawn | Withdrawn | No former queue position
2023-03-04 00:49 | 3315-WD | Independent Study | Independent Study | Active | 4/9/2024 |  |  | MENDOCINO | HOPLAND SUB | Storage | 12.665 | 4/5/2023 | N/A | N/A (Independent Study) | N/A | N/A (Independent Study) | Pass | In Progress |  |  | No former queue position | HOPLAND | Hopland | 60 |  |  |  |  | 12.665 | 12.665 | 0 |  |  | 0
2018-10-25 07:07 | 2093-RD | Fast Track | Fast Track | In Service | Not Provided |  |  | SONOMA | CLOVERDALE SUB | Storage | 0.01 | 11/7/2018 | 11/16/2018 | Pass |  |  | N/A (Fast Track) | N/A (Fast Track) | N/A (Fast Track) | Executed | No former queue position
2018-10-25 16:14 | 2094-RD | Detailed Study | Detailed Study | Withdrawn | 1/1/2021 | Withdrawn | Withdrawn | KERN | KERN OIL SUB | Solar PV | 3.875 | 11/7/2018 | Withdrawn | Withdrawn | Withdrawn | Withdrawn | Pass | Withdrawn | Withdrawn | Withdrawn | No former queue position
2021-03-26 10:22 | 2758-WD | Independent Study | Independent Study | Active | 4/30/2023 |  |  | ALAMEDA | OAKLAND J SUB | Storage | 12.48 | 4/7/2021 | N/A | N/A (Independent Study) | N/A | N/A (Independent Study) | Pass | 2023-11-14 | In Progress |  | No former queue position | OAKLAND J | Oakland J | 115 |  |  |  |  | 12.48 | 12.48 | 0 |  |  | 0
2018-10-09 12:40 | 2096-RD | Detailed Study | Detailed Study | Withdrawn | Not Provided | Withdrawn | Withdrawn | KERN | TWISSELMAN SUB | Solar PV | 1.6812 | 11/14/2018 | Withdrawn | Withdrawn | Withdrawn | Withdrawn | Pass | Withdrawn | Withdrawn | Withdrawn | No former queue position
2018-10-16 09:55 | 2097-RD | Detailed Study | Detailed Study | Withdrawn | Not Provided | Withdrawn | Withdrawn | FRESNO | TRANSMISSION | Solar PV | 4.2061 | 11/14/2018 | Withdrawn | Withdrawn | Withdrawn | Withdrawn | Fail | Withdrawn | Withdrawn | Withdrawn | No former queue position
2018-11-02 14:57 | 2098-RD | Fast Track | Fast Track | Active | Not Provided |  |  | SONOMA | Customer Owned | Solar PV | 2.3142 | 11/21/2018 | 1/24/2019 | Fail Screens: J, K |  |  | N/A (Fast Track) | N/A (Fast Track) | N/A (Fast Track) | Executed | No former queue position | #VALUE! | not found
2018-11-09 14:59 | 2099-WD | Fast Track | Fast Track | Withdrawn | 12/15/2019 | Withdrawn | Withdrawn | KERN | TWISSELMAN SUB | Solar PV | 1.3009 | 11/21/2018 | Withdrawn | Withdrawn | Withdrawn | Withdrawn | Withdrawn | Withdrawn | Withdrawn | Withdrawn | No former queue position
2018-10-22 14:21 | 2100-RD | Detailed Study | Detailed Study | Withdrawn | 6/3/2019 | Withdrawn | Withdrawn | MERCED | EL CAPITAN SUB | Turbine | 3.2 | 11/21/2018 | Withdrawn | Withdrawn | Withdrawn | Withdrawn | Withdrawn | Withdrawn | Withdrawn | Withdrawn | No former queue position
2018-10-30 16:33 | 2101-RD | Fast Track | Fast Track | Withdrawn | Not Provided | Withdrawn | Withdrawn | SAN MATEO | MILLBRAE SUB | Other | 0.5 | 11/21/2018 | Withdrawn | Withdrawn | Withdrawn | Withdrawn | Withdrawn | Withdrawn | Withdrawn | Withdrawn | No former queue position
2018-11-08 16:32 | 2102-RD | Fast Track | Detailed Study | Active | Not Provided |  |  | YOLO | WEST SACRAMENTO SUB | Solar PV, Storage | 1.052 | 12/5/2018 | 4/16/2020 | Fail Screens: B, K, M, S5 | 5/13/2020 | Fail | Pass | 9/2/2020 | N/A | Executed | No former queue position | WEST SACRAMENTO | not found
2018-11-12 14:37 | 2103-RD | Fast Track | Fast Track | Withdrawn | Not Provided | Withdrawn | Withdrawn | ALAMEDA | OAKLAND D SUB | Solar PV, Storage | 0.3 | 12/5/2018 | 7/17/2020 | Fail Screens: I, J, K, M | Withdrawn | Withdrawn | Withdrawn | Withdrawn | Withdrawn | Withdrawn | No former queue position
2018-10-30 14:32 | 2104-WD | Fast Track | Fast Track | Withdrawn | 12/31/2019 | Withdrawn | Withdrawn | KINGS | ANGIOLA SUB | Solar PV | 2.2 | 12/5/2018 | 12/17/2018 | Fail Screens: 2, 4, 10 | Withdrawn | Withdrawn | Withdrawn | Withdrawn | Withdrawn | Withdrawn | No former queue position
2018-11-01 12:49 | 2105-WD | Fast Track | Independent Study | Active | 12/15/2019 | 12/3/2021 |  | KERN | TAFT SUB | Solar PV | 2 | 12/5/2018 | 1/3/2019 | Fail Screens: 2, 4, 7, 9, 10 | 2/28/2019 | Fail | Pass | 8/16/2019 | N/A | Executed | No former queue position | TAFT | Taft
2018-11-06 12:04 | 2106-WD | Fast Track | Fast Track | Withdrawn | 12/15/2019 | Withdrawn | Withdrawn | MERCED | ORTIGA SUB | Solar PV | 1.2714 | 12/5/2018 | 12/26/2018 | Fail Screens: 2, 4 | Withdrawn | Withdrawn | Withdrawn | Withdrawn | Withdrawn | Withdrawn | No former queue position
2018-11-12 20:31 | 2107-RD | Fast Track | Fast Track | Withdrawn | 12/31/2019 | Withdrawn | Withdrawn | CONTRA COSTA | HERDLYN SUB | Solar PV | 3.15 | 12/5/2018 | 1/4/2019 | Fail Screens: F, I, J, K, M | Withdrawn | Withdrawn | Withdrawn | Withdrawn | Withdrawn | Withdrawn | No former queue position
2018-11-12 20:32 | 2108-RD | Fast Track | Fast Track | Withdrawn | 12/31/2019 | Withdrawn | Withdrawn | CONTRA COSTA | TIDEWATER SUB | Solar PV | 3.15 | 12/5/2018 | 1/22/2019 | Fail Screens: H, I, J, K, M | 4/8/2019 | Pass | Withdrawn | Withdrawn | Withdrawn | Withdrawn | No former queue position
2018-11-14 14:57 | 2109-WD | Fast Track | Fast Track | Withdrawn | 12/31/2019 | Withdrawn | Withdrawn | KINGS | ANGIOLA SUB | Solar PV | 0.0015 | 12/5/2018 | 12/17/2018 | Fail Screens: 2, 4, 10 | Withdrawn | Withdrawn | Withdrawn | Withdrawn | Withdrawn | Withdrawn | No former queue position
2009-02-13 | 0023-WD | Independent Study | Independent Study | In Service | 12/1/2013 | 4/10/2015 | 3/16/2015 | KERN | BLACKWELL SUB | Solar PV | 12 | 5/6/2009 | N/A | N/A | N/A | N/A | N/A |  | N/A | Executed | Former queue position: W14 | BLACKWELL | not found |  | 12 | not found |  |  |  |  | 1 |  |  | 1
2018-11-07 10:04 | 2111-RD | Fast Track | Fast Track | In Service | Not Provided |  |  | KERN | SMYRNA SUB | Solar PV | 1.0413 | 12/5/2018 | 7/12/2019 | Fail Screens: B, D, I, J, K, L, M, S5 | 11/08/2019 | Fail | N/A (Fast Track) | N/A (Fast Track) | N/A (Fast Track) | Executed | No former queue position
2018-11-12 12:42 | 2112-RD | Fast Track | Fast Track | Active | Not Provided |  |  | SAN MATEO | BELLE HAVEN SUB | Solar PV, Storage | 0.98 | 12/5/2018 | 7/20/2020 | Fail Screens: G, I, J, K, M | 9/23/2020 | Pass | N/A (Fast Track) | N/A (Fast Track) | N/A (Fast Track) | Executed | No former queue position | BELLE HAVEN | not found
2018-11-16 08:43 | 2113-WD | Fast Track | Fast Track | Withdrawn | 5/30/2020 | Withdrawn | Withdrawn | ALAMEDA | ARLINGTON SUB | Solar PV | 2.1624 | 12/5/2018 | 12/26/2018 | Fail Screens: 2, 4, 6, 9, 10 | Withdrawn | Withdrawn | Withdrawn | Withdrawn | Withdrawn | Withdrawn | No former queue position
2018-11-28 16:17 | 2114-RD | Fast Track | Fast Track | Withdrawn | Not Provided | Withdrawn | Withdrawn | MERCED | GUSTINE SUB | Turbine | 6.96 | 12/5/2018 | 12/26/2018 | Fail Screens: B, D, G, H, I, J, K, L, M | 3/7/2019 | Pass | Withdrawn | Withdrawn | Withdrawn | Withdrawn | No former queue position
2018-11-06 14:15 | 2115-RD | Detailed Study | Detailed Study | In Service | Not Provided |  |  | SAN BENITO | Customer Owned | Solar PV | 4.36 | 12/12/2018 | N/A | N/A | N/A | N/A | Pass | 5/13/2019 | N/A | Executed | No former queue position
2018-12-04 12:49 | 2116-RD | Fast Track | Fast Track | In Service | Not Provided | In Service | 8/23/2019 | SAN FRANCISCO | SAN FRAN A (POTRERO PP) SUB | Solar PV | 0.02981 | 12/12/2018 | 1/2/2019 | Fail Screens: J, M |  |  | N/A (Fast Track) | N/A (Fast Track) | N/A (Fast Track) | Executed | No former queue position
2018-10-16 13:31 | 2117-RD | Fast Track | Fast Track | Withdrawn | 12/31/2019 | Withdrawn | Withdrawn | CONTRA COSTA | CLAYTON SUB | Solar PV | 3.15 | 12/19/2018 | Withdrawn | Withdrawn | Withdrawn | Withdrawn | Withdrawn | Withdrawn | Withdrawn | Withdrawn | No former queue position
2018-12-05 14:27 | 2118-WD | Fast Track | Independent Study | Withdrawn | 12/15/2019 | Withdrawn | Withdrawn | KERN | TWISSELMAN SUB | Solar PV | 1.9913 | 12/19/2018 | 1/14/2019 | Fail Screens: 2, 4, 10 | 4/3/2019 | Fail | Withdrawn | Withdrawn | Withdrawn | Withdrawn | No former queue position
2018-12-10 12:56 | 2119-WD | Fast Track | Fast Track | Withdrawn | 7/1/2019 | Withdrawn | Withdrawn | SOLANO | PEABODY SUB | Wind | 0.28 | 12/19/2018 | Withdrawn | Withdrawn | Withdrawn | Withdrawn | Withdrawn | Withdrawn | Withdrawn | Withdrawn | No former queue position
2018-12-10 16:45 | 2120-RD | Fast Track | Detailed Study | Active | Not Provided |  |  | SAN JOAQUIN | CHANNEL SUB | Engine | 0.375 | 12/19/2018 | 1/11/2019 | Fail Screens: B, F, J, K, M | 2/13/2019 | Fail | Pass | 8/22/2019 | N/A | Executed | No former queue position | CHANNEL | not found
2018-12-11 10:39 | 2121-RD | Fast Track | Fast Track | In Service | Not Provided |  |  | CALAVERAS | CALAVERAS CEMENT SUB | Solar PV | 0.03605 | 12/19/2018 | 1/31/2019 | Pass |  |  | N/A (Fast Track) | N/A (Fast Track) | N/A (Fast Track) | Executed | No former queue position
2018-12-07 10:34 | 2122-RD | Fast Track | Fast Track | In Service | Not Provided |  |  | SAN MATEO | BELLE HAVEN SUB | Solar PV | 1.1647 | 12/19/2018 | 1/31/2019 | Fail Screens: I, J, K | 4/17/2019 | Pass | N/A (Fast Track) | N/A (Fast Track) | N/A (Fast Track) | Executed | No former queue position
2018-11-27 13:46 | 2123-RD | Detailed Study | Detailed Study | In Service | Not Provided |  |  | SAN JOAQUIN | TRACY SUB | Solar PV | 3.6 | 12/26/2018 | N/A | N/A | N/A | N/A | Pass | 5/1/2019 | N/A | Executed | No former queue position
2018-12-13 12:29 | 2124-RD | Detailed Study | Detailed Study | In Service | Not Provided |  |  | FRESNO | MCCALL SUB | Solar PV | 1.4653 | 1/2/2019 | N/A | N/A | N/A | N/A | Pass | 5/2/2019 | N/A | Executed | No former queue position
2018-12-13 12:42 | 2125-RD | Detailed Study | Detailed Study | In Service | Not Provided |  |  | FRESNO | MCCALL SUB | Solar PV | 1.45 | 1/2/2019 | N/A | N/A | N/A | N/A | Fail | 7/16/2019 | N/A | Executed | No former queue position
2018-12-12 10:13 | 2126-RD | Fast Track | Fast Track | Withdrawn | Not Provided | Withdrawn | Withdrawn | KERN | KERN OIL SUB | Solar PV | 1.7525 | 1/2/2019 | Withdrawn | Withdrawn | Withdrawn | Withdrawn | Withdrawn | Withdrawn | Withdrawn | Withdrawn | No former queue position
2018-12-19 10:41 | 2127-RD | Fast Track | Fast Track | Withdrawn | Not Provided | Withdrawn | Withdrawn | SAN JOAQUIN | WEBER SUB | Solar PV | 2.5036 | 1/2/2019 | Withdrawn | Withdrawn | Withdrawn | Withdrawn | Withdrawn | Withdrawn | Withdrawn | Withdrawn | No former queue position
2018-12-20 15:20 | 2128-RD | Fast Track | Fast Track | Withdrawn | Not Provided | Withdrawn | Withdrawn | SANTA BARBARA | CUYAMA SUB | Solar PV | 2.5036 | 1/9/2019 | 3/5/2019 | Fail Screens: B, D, F, I, J, K, L, M | Withdrawn | Withdrawn | Withdrawn | Withdrawn | Withdrawn | Withdrawn | No former queue position
2018-12-14 13:30 | 2129-RD | Fast Track | Detailed Study | Withdrawn | Not Provided | Withdrawn | Withdrawn | SAN JOAQUIN | VIERRA SUB | Solar PV | 2.64 | 1/16/2019 | 2/4/2019 | Fail Screens: J, K, M | 3/19/2019 | Fail | Pass | Withdrawn | Withdrawn | Withdrawn | No former queue position
2018-12-11 16:30 | 2130-RD | Fast Track | Fast Track | Withdrawn | Not Provided | Withdrawn | Withdrawn | KERN | KERN OIL SUB | Solar PV | 1.7525 | 1/16/2019 | Withdrawn | Withdrawn | Withdrawn | Withdrawn | Withdrawn | Withdrawn | Withdrawn | Withdrawn | No former queue position
2019-01-03 09:34 | 2131-WD | Independent Study | Independent Study | Withdrawn | 12/31/2022 | Withdrawn | Withdrawn | KERN | TEVIS SUB | Storage | 20 | 1/16/2019 | Withdrawn | Withdrawn | Withdrawn | Withdrawn | Withdrawn | Withdrawn | Withdrawn | Withdrawn | No former queue position
2019-01-03 09:44 | 2132-WD | Independent Study | Independent Study | Withdrawn | 12/31/2022 | Withdrawn | Withdrawn | MERCED | MERCED SUB | Storage | 20 | 1/16/2019 | Withdrawn | Withdrawn | Withdrawn | Withdrawn | Withdrawn | Withdrawn | Withdrawn | Withdrawn | No former queue position
2019-01-14 12:44 | 2133-RD | Fast Track | Fast Track | In Service | Not Provided | In Service | 2/28/2019 | ALAMEDA | VINEYARD SUB | Engine | 0.8 | 1/23/2019 | 2/6/2019 | Pass |  |  | N/A (Fast Track) | N/A (Fast Track) | N/A (Fast Track) | Executed | No former queue position
2019-01-11 13:11 | 2134-RD | Fast Track | Fast Track | Withdrawn | Not Provided | Withdrawn | Withdrawn | FRESNO | BIOLA SUB | Solar PV | 1.2 | 1/23/2019 | 1/30/2019 | Fail Screens: F, J, K, M | Withdrawn | Withdrawn | Withdrawn | Withdrawn | Withdrawn | Withdrawn | No former queue position
2019-01-07 16:29 | 2135-RD | Fast Track | Detailed Study | Withdrawn | Not Provided | Withdrawn | Withdrawn | KERN | TEVIS SUB | Solar PV | 2.012 | 1/30/2019 | 2/20/2019 | Fail Screens: B, D, F, G, H, I, J, K, L, M | 4/4/2019 | Fail | Fail | Withdrawn | Withdrawn | Withdrawn | No former queue position
2019-01-10 10:19 | 2136-RD | Fast Track | Fast Track | In Service | Not Provided |  |  | NAPA | PUEBLO SUB | Storage | 0.015 | 1/30/2019 | 2/6/2019 | Pass |  |  | N/A (Fast Track) | N/A (Fast Track) | N/A (Fast Track) | Executed | No former queue position
2019-01-10 14:53 | 2137-WD | Fast Track | Fast Track | Withdrawn | 12/16/2020 | Withdrawn | Withdrawn | SAN LUIS OBISPO | CARRIZO PLAINS SUB | Solar PV | 0.57118 | 1/30/2019 | 3/9/2019 | Fail Screens: 2, 4, 10 | 9/18/2019 | Fail | Withdrawn | Withdrawn | Withdrawn | Withdrawn | No former queue position
2019-01-10 18:43 | 2138-WD | Independent Study | Independent Study | In Service | 7/15/2020 | 12/15/2020 | 7/15/2021 | SOLANO | BAHIA SUB | Solar PV | 5 | 1/30/2019 | N/A | N/A (Independent Study) | N/A | N/A (Independent Study) | Pass | 5/21/2019 | N/A | Executed | No former queue position
2019-01-18 15:07 | 2139-RD | Fast Track | Fast Track | Withdrawn | Not Provided | Withdrawn | Withdrawn | YOLO | DAVIS SUB | Solar PV | 1.0759 | 1/30/2019 | Withdrawn | Withdrawn | Withdrawn | Withdrawn | Withdrawn | Withdrawn | Withdrawn | Withdrawn | No former queue position
2019-01-18 15:26 | 2140-RD | Fast Track | Fast Track | Withdrawn | Not Provided | Withdrawn | Withdrawn | YOLO | DAVIS SUB | Solar PV | 1.0759 | 1/30/2019 | Withdrawn | Withdrawn | Withdrawn | Withdrawn | Withdrawn | Withdrawn | Withdrawn | Withdrawn | No former queue position
2019-01-18 12:44 | 2141-WD | Fast Track | Fast Track | Withdrawn | 12/20/2019 | Withdrawn | Withdrawn | SONOMA | PETALUMA C SUB | Solar PV | 0.98304 | 2/6/2019 | 3/9/2019 | Fail Screens: 2, 4, 5, 10 | Withdrawn | Withdrawn | Withdrawn | Withdrawn | Withdrawn | Withdrawn | No former queue position
2019-01-18 15:43 | 2142-WD | Fast Track | Independent Study | Active | 12/30/2019 | 6/3/2021 |  | MERCED | ORTIGA SUB | Fuel Cell, Solar PV | 1.675 | 2/6/2019 | 3/16/2019 | Fail Screens: 2, 4, 5, 10 | 6/5/2019 | Fail | Pass | 11/21/2019 | N/A | Executed | No former queue position | ORTIGA | not found
2019-01-11 14:13 | 2143-RD | Fast Track | Fast Track | In Service | Not Provided |  |  | ALAMEDA | LAS POSITAS SUB | Engine | 2 | 2/6/2019 | 2/25/2019 | Pass |  |  | N/A (Fast Track) | N/A (Fast Track) | N/A (Fast Track) | Executed | No former queue position
2019-01-22 15:20 | 2144-WD | Fast Track | Fast Track | Withdrawn | 9/1/2019 | Withdrawn | Withdrawn | SONOMA | SILVERADO SUB | Solar PV | 3 | 2/6/2019 | 5/3/2019 | Fail Screens: 2, 4, 5, 10 | Withdrawn | Withdrawn | Withdrawn | Withdrawn | Withdrawn | Withdrawn | No former queue position
2019-01-28 15:52 | 2145-RD | Fast Track | Fast Track | In Service | Not Provided | In Service | 7/9/2019 | SAN FRANCISCO | Customer Owned | Solar PV | 0.01967 | 2/13/2019 | 2/20/2019 | Fail Screens: A | 3/25/2019 | Pass | N/A (Fast Track) | N/A (Fast Track) | N/A (Fast Track) | Executed | No former queue position
2019-02-07 17:11 | 2146-RD | Fast Track | Fast Track | Active | Not Provided |  |  | SAN FRANCISCO | SAN FRAN A (POTRERO PP) SUB | Engine | 1.875 | 2/21/2019 | 4/15/2019 | Pass |  |  | N/A (Fast Track) | N/A (Fast Track) | N/A (Fast Track) | Executed | No former queue position | SAN FRAN A (POTRERO PP) | not found
2019-02-05 10:47 | 2147-RD | Fast Track | Detailed Study | Withdrawn | Not Provided | Withdrawn | Withdrawn | SOLANO | PEABODY SUB | Solar PV | 0.934 | 2/21/2019 | 3/26/2019 | Fail Screens: F, G, H, J, K, L, M | 4/29/2019 | Fail | Pass | Withdrawn | Withdrawn | Withdrawn | No former queue position
2019-02-05 16:00 | 2148-RD | Detailed Study | Detailed Study | Withdrawn | Not Provided | Withdrawn | Withdrawn | KERN | WASCO SUB | Solar PV | 0.52901 | 2/21/2019 | Withdrawn | Withdrawn | Withdrawn | Withdrawn | Pass | Withdrawn | Withdrawn | Withdrawn | No former queue position
2019-02-12 09:52 | 2149-RD | Fast Track | Fast Track | Withdrawn | Not Provided | Withdrawn | Withdrawn | FRESNO | KERMAN SUB | Solar PV | 0.936 | 2/27/2019 | 7/16/2019 | Fail Screens: J, K, M, S5 | 8/8/2019 | Pass | Withdrawn | Withdrawn | Withdrawn | Withdrawn | No former queue position
2019-02-12 15:45 | 2150-RD | Fast Track | Detailed Study | Active | Not Provided |  |  | KERN | STOCKDALE SUB | Solar PV | 1.712 | 2/27/2019 | 7/25/2019 | Fail Screens: A, B, C, D, F, G, H, I, J, K, L, M, V1, S5, A1 | 8/26/2019 | Fail | Pass | 12/17/2019 | N/A | Executed | No former queue position | STOCKDALE | Stockdale
2019-02-13 14:16 | 2151-RD | Fast Track | Detailed Study | Active | Not Provided |  |  | TEHAMA | TYLER SUB | Solar PV | 0.834 | 2/27/2019 | 3/20/2019 | Fail Screens: J, K, L, M, S5 | 4/22/2019 | Fail | Fail | 9/4/2019 | N/A | Executed | No former queue position | TYLER | not found
2019-02-05 10:12 | 2152-RD | Fast Track | Fast Track | In Service | Not Provided |  |  | SAN MATEO | SAN CARLOS SUB | Storage | 0.005 | 2/27/2019 | 3/18/2019 | Pass |  |  | N/A (Fast Track) | N/A (Fast Track) | N/A (Fast Track) | Executed | No former queue position
2019-01-28 13:05 | 2153-RD | Fast Track | Fast Track | In Service | Not Provided |  |  | SAN FRANCISCO | SAN FRAN H (MARTIN) SUB | Solar PV | 0.12977 | 2/27/2019 | 3/25/2019 | Fail Screens: I, J |  |  | N/A (Fast Track) | N/A (Fast Track) | N/A (Fast Track) | Executed | No former queue position
2019-02-19 18:52 | 2154-WD | Fast Track | Independent Study | In Service | 6/30/2020 | 8/20/2021 |  | CONTRA COSTA | BRENTWOOD SUB | Solar PV | 0.98304 | 3/6/2019 | 3/25/2019 | Fail Screens: 2, 4, 10 | 5/10/2019 | Fail | Pass | 11/16/2019 | N/A | Executed | No former queue position
2019-02-14 13:27 | 2155-WD | Independent Study | Independent Study | Withdrawn | 7/31/2020 | Withdrawn | Withdrawn | MARIN | PETALUMA C SUB | Solar PV | 2.5036 | 3/6/2019 | Withdrawn | Withdrawn | Withdrawn | Withdrawn | Pass | Withdrawn | Withdrawn | Withdrawn | No former queue position
2019-02-25 12:31 | 2156-WD | Fast Track | Fast Track | Withdrawn | 3/31/2020 | Withdrawn | Withdrawn | MARIN | PETALUMA C SUB | Solar PV | 0.98304 | 3/6/2019 | 3/25/2019 | Fail Screens: 2, 4, 5, 10 | 5/13/2019 | Pass | Withdrawn | Withdrawn | Withdrawn | Withdrawn | No former queue position
2019-02-04 10:50 | 2157-RD | Fast Track | Fast Track | In Service | 4/1/2020 |  |  | SANTA CLARA | MILPITAS SUB | Other | 0.2325 | 3/6/2019 | 3/17/2020 | Pass |  |  | N/A (Fast Track) | N/A (Fast Track) | N/A (Fast Track) | Executed | No former queue position
2019-02-07 11:21 | 2158-RD | Fast Track | Fast Track | Withdrawn | Not Provided | Withdrawn | Withdrawn | ALAMEDA | SAN LEANDRO U SUB | Fuel Cell | 0.245 | 3/6/2019 | 3/25/2019 | Pass | Withdrawn | Withdrawn | Withdrawn | Withdrawn | Withdrawn | Withdrawn | No former queue position
2019-02-19 18:34 | 2159-WD | Fast Track | Fast Track | Withdrawn | 3/31/2020 | Withdrawn | Withdrawn | NAPA | TULUCAY SUB | Solar PV | 0.98304 | 3/6/2019 | 3/25/2019 | Pass | 5/10/2019 | Pass | Withdrawn | Withdrawn | Withdrawn | Withdrawn | No former queue position
2019-02-19 18:44 | 2160-WD | Fast Track | Fast Track | Withdrawn | 3/31/2020 | Withdrawn | Withdrawn | NAPA | TULUCAY SUB | Solar PV | 0.98304 | 3/6/2019 | 3/25/2019 | Fail Screens: 2, 10 | 5/10/2019 | Pass | Withdrawn | Withdrawn | Withdrawn | Withdrawn | No former queue position
2019-02-25 21:25 | 2161-WD | Independent Study | Independent Study | Withdrawn | 10/1/2020 | Withdrawn | Withdrawn | KERN | KERN PP DIST SUB | Solar PV | 2 | 3/6/2019 | Withdrawn | Withdrawn | Withdrawn | Withdrawn | Pass | Withdrawn | Withdrawn | Withdrawn | No former queue position
2019-02-26 10:42 | 2162-RD | Fast Track | Fast Track | Withdrawn | 12/15/2020 | Withdrawn | Withdrawn | SONOMA | BELLEVUE SUB | Solar PV | 1 | 3/6/2019 | 4/4/2019 | Fail Screens: B, G, I, J, K, M | 6/12/2019 | Pass | Withdrawn | Withdrawn | Withdrawn | Withdrawn | No former queue position
2019-01-23 05:53 | 2163-WD | Fast Track | Fast Track | Withdrawn | 12/10/2020 | Withdrawn | Withdrawn | ALAMEDA | DUMBARTON SUB | Solar PV | 3 | 3/13/2019 | 4/3/2019 | Pass | 2019-08-23 | Pass | Withdrawn | Withdrawn | Withdrawn | Withdrawn | No former queue position
2019-02-04 13:28 | 2164-RD | Fast Track | Fast Track | Active | Not Provided |  |  | ALAMEDA | FREMONT SUB | Solar PV | 0.24625 | 3/13/2019 | 3/16/2020 | Pass |  |  | N/A (Fast Track) | N/A (Fast Track) | N/A (Fast Track) | Tendered | No former queue position | FREMONT | not found
2019-02-15 15:49 | 2165-WD | Independent Study | Independent Study | Withdrawn | 6/1/2021 | Withdrawn | Withdrawn | SUTTER | MERIDIAN SUB | Storage | 11.3795 | 3/13/2019 | Withdrawn | Withdrawn | Withdrawn | Withdrawn | Pass | Withdrawn | Withdrawn | Withdrawn | No former queue position
2019-02-18 08:16 | 2166-RD | Fast Track | Fast Track | Withdrawn | Not Provided | Withdrawn | Withdrawn | SAN FRANCISCO | SAN FRAN Z (EMBARCADERO) SUB | Storage | 0.88561 | 3/13/2019 | 4/5/2019 | Fail Screens: A | 7/1/2019 | Pass | Withdrawn | Withdrawn | Withdrawn | Withdrawn | No former queue position
2019-02-20 08:16 | 2167-WD | Independent Study | Independent Study | Withdrawn | 2/1/2022 | Withdrawn | Withdrawn | ALAMEDA | OAKLAND C (OAKLAND PP) SUB | Storage | 5.0974 | 3/13/2019 | Withdrawn | Withdrawn | Withdrawn | Withdrawn | Pass | Withdrawn | Withdrawn | Withdrawn | No former queue position
2019-02-11 15:25 | 2168-RD | Fast Track | Fast Track | In Service | Not Provided |  |  | ALAMEDA | VINEYARD SUB | Storage | 0.475 | 3/20/2019 | 4/9/2019 | Pass |  |  | N/A (Fast Track) | N/A (Fast Track) | N/A (Fast Track) | Executed | No former queue position
2019-02-20 15:40 | 2169-RD | Fast Track | Fast Track | In Service | Not Provided |  |  | ALAMEDA | MT EDEN SUB | Storage | 0.35 | 3/20/2019 | 4/18/2019 | Pass |  |  | N/A (Fast Track) | N/A (Fast Track) | N/A (Fast Track) | Executed | No former queue position
2019-02-21 11:32 | 2170-RD | Fast Track | Fast Track | Withdrawn | Not Provided | Withdrawn | Withdrawn | SAN MATEO | EAST GRAND SUB | Storage | 0.28 | 3/20/2019 | Withdrawn | Withdrawn | Withdrawn | Withdrawn | Withdrawn | Withdrawn | Withdrawn | Withdrawn | No former queue position
2010-02-01 10:12 | 0094-WD | Independent Study | Independent Study | In Service | 4/1/2011 | 10/31/2014 | 3/30/2015 | KINGS/TULARE | CORCORAN SUB | Solar PV | 12 | 2/4/2010 | N/A | N/A | N/A | N/A | N/A | 8/31/2010 | 5/2/2012 | Executed | Former queue position: W76 | CORCORAN | Corcoran | 70 | 12 | not found |  |  |  |  | 1 |  |  | 1
2019-03-06 08:55 | 2172-RD | Fast Track | Fast Track | Withdrawn | Not Provided | Withdrawn | Withdrawn | EL DORADO | APPLE HILL SUB | Storage | 0.005 | 3/20/2019 | Withdrawn | Withdrawn | Withdrawn | Withdrawn | Withdrawn | Withdrawn | Withdrawn | Withdrawn | No former queue position
2019-02-07 11:34 | 2173-RD | Fast Track | Fast Track | In Service | Not Provided |  |  | SAN FRANCISCO | SAN FRAN Z (EMBARCADERO) SUB | Solar PV | 0.0345 | 3/27/2019 | 4/16/2019 | Fail Screens: J |  |  | N/A (Fast Track) | N/A (Fast Track) | N/A (Fast Track) | Executed | No former queue position
2019-03-05 13:01 | 2174-WD | Fast Track | Independent Study | Active | 4/1/2020 | 12/3/2021 |  | KERN | TAFT SUB | Solar PV | 2.1624 | 3/27/2019 | 4/26/2019 | Fail Screens: 2, 4, 5, 7, 9, 10 | 7/17/2019 | Fail | Pass | 10/31/2019 | N/A | Executed | No former queue position | TAFT | Taft
2019-03-05 13:05 | 2175-WD | Fast Track | Independent Study | Active | 4/1/2020 | 12/3/2021 |  | KERN | TAFT SUB | Solar PV | 2.1624 | 3/27/2019 | 4/26/2019 | Fail Screens: 2, 4, 5, 7, 9, 10 | 7/18/2019 | Fail | Pass | 10/31/2019 | N/A | Executed | No former queue position | TAFT | Taft
2019-03-14 14:23 | 2176-RD | Fast Track | Fast Track | In Service | Not Provided |  |  | SAN FRANCISCO | SAN FRAN Y (LARKIN) SUB | Solar PV | 0.08652 | 3/27/2019 | 4/22/2019 | Pass |  |  | N/A (Fast Track) | N/A (Fast Track) | N/A (Fast Track) | Executed | No former queue position
2019-03-12 14:18 | 2177-RD | Fast Track | Fast Track | In Service | Not Provided |  |  | SAN MATEO | MENLO SUB | Storage | 0.02 | 3/27/2019 | 4/11/2019 | Pass |  |  | N/A (Fast Track) | N/A (Fast Track) | N/A (Fast Track) | Executed | No former queue position
2019-03-05 09:24 | 2178-RD | Fast Track | Fast Track | In Service | Not Provided |  |  | SANTA CLARA | MORGAN HILL SUB | Storage | 0.01 | 4/2/2019 | 4/22/2019 | Pass |  |  | N/A (Fast Track) | N/A (Fast Track) | N/A (Fast Track) | Executed | No former queue position
2019-03-13 15:24 | 2179-WD | Independent Study | Independent Study | In Service | 1/29/2021 | 11/6/2020 | 7/30/2021 | HUMBOLDT | JANES CREEK SUB | Solar PV | 2.1991 | 4/2/2019 | N/A | N/A (Independent Study) | N/A | N/A (Independent Study) | Pass | 7/25/2019 | 11/27/2019 | Executed | No former queue position
2019-03-22 10:32 | 2180-RD | Fast Track | Fast Track | In Service | Not Provided |  |  | SAN FRANCISCO | SAN FRAN F (MARINA) SUB | Storage | 0.015 | 4/2/2019 | 4/25/2019 | Pass |  |  | N/A (Fast Track) | N/A (Fast Track) | N/A (Fast Track) | Executed | No former queue position
2022-12-13 12:22 | 3241-WD | Independent Study | Independent Study | Active | 2/1/2024 |  |  | LAKE | HARTLEY SUB | Solar PV | 12 | 1/18/2023 | N/A | N/A (Independent Study) | N/A | N/A (Independent Study) | Pass | In Progress |  |  | No former queue position | HARTLEY | Hartley | 60 | 12 | not found |  |  |  |  | 0 |  |  | 0
2019-03-26 09:28 | 2182-WD | Fast Track | Fast Track | Withdrawn | 5/30/2021 | Withdrawn | Withdrawn | FRESNO | HURON SUB | Storage | 4.7077 | 4/2/2019 | 5/3/2019 | Fail Screens: 2, 10 | Withdrawn | Withdrawn | Withdrawn | Withdrawn | Withdrawn | Withdrawn | No former queue position
2019-03-27 16:17 | 2183-RD | Fast Track | Fast Track | In Service | Not Provided |  |  | SANTA BARBARA | CUYAMA SUB | Solar PV | 2.5 | 4/2/2019 | 5/3/2019 | Fail Screens: B, D, F, G, I, J, K, L, M, V1, V2, S5, A1 | 7/31/2019 | Pass | N/A (Fast Track) | N/A (Fast Track) | N/A (Fast Track) | Executed | No former queue position
2019-03-26 14:22 | 2184-RD | Detailed Study | Detailed Study | In Service | Not Provided |  |  | KINGS | CORCORAN SUB | Solar PV | 4.125 | 4/10/2019 | N/A | N/A | N/A | N/A | Pass | 8/5/2019 | N/A | Executed | No former queue position
2019-03-20 12:47 | 2185-RD | Fast Track | Fast Track | In Service | Not Provided |  |  | SONOMA | MONROE SUB | Storage | 0.34278 | 4/10/2019 | 5/6/2019 | Pass | 6/17/2019 | Pass | N/A (Fast Track) | N/A (Fast Track) | N/A (Fast Track) | Executed | No former queue position
2019-03-22 16:12 | 2186-RD | Fast Track | Fast Track | Withdrawn | 12/31/2020 | Withdrawn | Withdrawn | CONTRA COSTA | SAN RAMON SUB | Solar PV | 1.5 | 4/10/2019 | 5/16/2019 | Fail Screens: B, D, F, G, H, I, J, K, L, M, V1, V2, S5, A1 | 6/19/2019 | Pass | Withdrawn | Withdrawn | Withdrawn | Withdrawn | No former queue position
2019-03-27 13:15 | 2187-RD | Fast Track | Detailed Study | Active | 3/10/2020 |  |  | SAN JOAQUIN | TRACY SUB | Steam Turbine | 3 | 4/17/2019 | 6/19/2019 | Pass | 7/18/2019 | Fail | Pass | 4/2/2020 | N/A | Executed | No former queue position | TRACY | not found
2019-03-20 16:01 | 2188-RD | Fast Track | Fast Track | Withdrawn | Not Provided | Withdrawn | Withdrawn | SANTA CLARA | HICKS SUB | Storage | 0.01 | 4/17/2019 | 5/8/2019 | Pass | Withdrawn | Withdrawn | Withdrawn | Withdrawn | Withdrawn | Withdrawn | No former queue position
2019-04-02 12:43 | 2189-RD | Detailed Study | Detailed Study | Withdrawn | Not Provided | Withdrawn | Withdrawn | KERN | Customer Owned | Solar PV | 3.875 | 4/17/2019 | Withdrawn | Withdrawn | Withdrawn | Withdrawn | Pass | Withdrawn | Withdrawn | Withdrawn | No former queue position
2019-04-10 15:20 | 2190-RD | Fast Track | Fast Track | Withdrawn | Not Provided | Withdrawn | Withdrawn | FRESNO | KINGSBURG SUB | Solar PV | 1.788 | 4/17/2019 | 5/29/2019 | Fail Screens: D, F, I, J, K, M, S5 | Withdrawn | Withdrawn | Withdrawn | Withdrawn | Withdrawn | Withdrawn | No former queue position
2019-03-07 10:47 | 2191-WD | Fast Track | Fast Track | Withdrawn | 7/31/2020 | Withdrawn | Withdrawn | SONOMA | LAKEVILLE SUB | Solar PV | 0.98304 | 4/24/2019 | 6/8/2019 | Fail Screens: 2, 10 | Withdrawn | Withdrawn | Withdrawn | Withdrawn | Withdrawn | Withdrawn | No former queue position
2019-04-05 14:24 | 2192-WD | Independent Study | Independent Study | In Service | 10/31/2019 | 7/29/2020 |  | SAN FRANCISCO | SAN FRAN X (MISSION) SUB | Solar PV | 0.11218 | 4/24/2019 | N/A | N/A (Independent Study) | N/A | N/A (Independent Study) | Pass | 11/5/2019 | N/A | Executed | No former queue position
2023-03-04 01:39 | 3316-WD | Independent Study | Independent Study | Active | 4/1/2024 |  |  | LAKE | CLEAR LAKE SUB | Storage | 11.821 | 4/5/2023 | N/A | N/A (Independent Study) | N/A | N/A (Independent Study) | Pass | In Progress |  |  | No former queue position | CLEAR LAKE | not found | [5 empty] | 11.821 | 11.821 | 0 |  |  | 0
2019-04-04 10:22 | 2194-WD | Fast Track | Independent Study | Withdrawn | 7/15/2020 | Withdrawn | Withdrawn | CONTRA COSTA | HERDLYN SUB | Solar PV | 3.2012 | 4/24/2019 | 5/29/2019 | Fail Screens: 2, 5, 9, 10 | Withdrawn | Withdrawn | Pass | Withdrawn | Withdrawn | Withdrawn | No former queue position
2019-04-11 16:39 | 2195-RD | Fast Track | Fast Track | In Service | Not Provided |  |  | SAN MATEO | BAY MEADOWS SUB | Solar PV | 0.68703 | 4/24/2019 | 5/22/2019 | Pass |  |  | N/A (Fast Track) | N/A (Fast Track) | N/A (Fast Track) | Executed | No former queue position
2019-04-09 14:33 | 2196-RD | Fast Track | Fast Track | Withdrawn | Not Provided | Withdrawn | Withdrawn | SAN MATEO | SAN CARLOS SUB | Other | 0.25 | 5/1/2019 | 6/14/2019 | Fail Screens: J | Withdrawn | Withdrawn | Withdrawn | Withdrawn | Withdrawn | Withdrawn | No former queue position
2019-04-12 16:40 | 2197-RD | Detailed Study | Detailed Study | In Service | Not Provided |  |  | GLENN | CAPAY SUB | Solar PV | 0.9875 | 5/1/2019 | N/A | N/A | N/A | N/A | Fail | 8/14/2019 | N/A | Executed | No former queue position
2023-08-28 15:54 | 3658-WD | Independent Study | Independent Study | Active | 6/3/2024 |  |  | NAPA | CALISTOGA SUB | Battery | 11.3 | 10/18/2023 | N/A | N/A (Independent Study) | N/A | N/A (Independent Study) | Pass | In Progress |  |  | No former queue position | CALISTOGA | not found |  |  |  |  | 11.3 |  | 11.3 | 0 |  |  | 0
2019-03-19 15:05 | 2199-RD | Fast Track | Detailed Study | Withdrawn | 7/31/2021 | Withdrawn | Withdrawn | MONTEREY | GONZALES SUB | Storage | 1.02 | 5/8/2019 | 6/12/2019 | Fail Screens: B, D, F, G, H, I, J, K, L, M, V1, V2, S5, A1 | 7/8/2019 | Fail | Pass | Withdrawn | Withdrawn | Withdrawn | No former queue position
2019-03-19 15:10 | 2200-RD | Fast Track | Detailed Study | Withdrawn | 6/1/2021 | Withdrawn | Withdrawn | MONTEREY | GONZALES SUB | Storage | 1.8 | 5/8/2019 | 6/12/2019 | Fail Screens: B, D, F, G, H, I, J, K, L, M, V1, V2, S5, A1 | 7/30/2019 | Fail | Pass | Withdrawn | Withdrawn | Withdrawn | No former queue position
2019-03-26 15:41 | 2201-WD | Independent Study | Independent Study | Withdrawn | 2/1/2022 | Withdrawn | Withdrawn | ALAMEDA | OAKLAND L SUB | Storage | 6.8961 | 5/8/2019 | Withdrawn | Withdrawn | Withdrawn | Withdrawn | Pass | Withdrawn | Withdrawn | Withdrawn | No former queue position
2019-04-22 16:40 | 2202-RD | Fast Track | Fast Track | Withdrawn | Not Provided | Withdrawn | Withdrawn | CONTRA COSTA | MEADOW LANE SUB | Solar PV | 1 | 2019-05-13 | 6/3/2019 | Fail Screens: G, H, J, K, M, S5 | Withdrawn | Withdrawn | Withdrawn | Withdrawn | Withdrawn | Withdrawn | No former queue position
2019-04-22 16:41 | 2203-RD | Fast Track | Fast Track | Withdrawn | Not Provided | Withdrawn | Withdrawn | CONTRA COSTA | MEADOW LANE SUB | Solar PV | 1 | 2019-05-13 | 6/3/2019 | Fail Screens: D, G, H, J, K, L, M, S5 | Withdrawn | Withdrawn | Withdrawn | Withdrawn | Withdrawn | Withdrawn | No former queue position
2019-04-22 16:42 | 2204-RD | Fast Track | Fast Track | Withdrawn | Not Provided | Withdrawn | Withdrawn | CONTRA COSTA | MEADOW LANE SUB | Solar PV | 1 | 5/8/2019 | 5/23/2019 | Fail Screens: G, H, I, J, K, M, V1, S5 | Withdrawn | Withdrawn | Withdrawn | Withdrawn | Withdrawn | Withdrawn | No former queue position
2019-04-12 09:40 | 2205-RD | Fast Track | Detailed Study | Withdrawn | Not Provided | Withdrawn | Withdrawn | FRESNO | STROUD SUB | Solar PV | 2.333 | 5/8/2019 | 5/31/2019 | Fail Screens: I, J, K, M, V1, V2, S5, A1 | 8/6/2019 | Fail | Pass | Withdrawn | Withdrawn | Withdrawn | No former queue position
2019-04-18 17:33 | 2206-RD | Fast Track | Fast Track | Withdrawn | Not Provided | Withdrawn | Withdrawn | ALAMEDA | OAKLAND K (CLAREMONT) SUB | Storage | 0.01 | 5/8/2019 | Withdrawn | Withdrawn | Withdrawn | Withdrawn | Withdrawn | Withdrawn | Withdrawn | Withdrawn | No former queue position
2019-04-26 17:51 | 2207-RD | Fast Track | Fast Track | In Service | Not Provided |  |  | SANTA CLARA | MCKEE SUB | Storage | 0.01 | 5/8/2019 | 5/17/2019 | Pass |  |  | N/A (Fast Track) | N/A (Fast Track) | N/A (Fast Track) | Executed | No former queue position
2019-04-30 10:13 | 2208-RD | Fast Track | Fast Track | In Service | Not Provided |  |  | MONTEREY | DEL MONTE SUB | Storage | 0.01 | 5/8/2019 | 6/13/2019 | Pass |  |  | N/A (Fast Track) | N/A (Fast Track) | N/A (Fast Track) | Executed | No former queue position
2019-04-30 16:35 | 2209-RD | Fast Track | Fast Track | Withdrawn | Not Provided | Withdrawn | Withdrawn | SANTA BARBARA | SANTA MARIA SUB | Solar PV | 2.25 | 5/15/2019 | 5/23/2019 | Fail Screens: F, I, J, K, M | 7/2/2019 | Pass | Withdrawn | Withdrawn | Withdrawn | Withdrawn | No former queue position
2019-04-24 16:01 | 2210-RD | Fast Track | Fast Track | In Service | Not Provided |  |  | SAN MATEO | LAS PULGAS SUB | Storage | 0.005 | 5/22/2019 | 6/18/2019 | Pass |  |  | N/A (Fast Track) | N/A (Fast Track) | N/A (Fast Track) | Executed | No former queue position
2019-03-29 15:47 | 2211-WD | Fast Track | Fast Track | Withdrawn | 11/29/2019 | Withdrawn | Withdrawn | KERN | SMYRNA SUB | Fuel Cell | 1.75 | 5/22/2019 | 6/6/2019 | Fail Screens: 2, 4, 10 | 8/6/2019 | Fail | Withdrawn | Withdrawn | Withdrawn | Withdrawn | No former queue position
2019-03-29 16:44 | 2212-WD | Independent Study | Independent Study | Withdrawn | 2/26/2021 | Withdrawn | Withdrawn | MADERA | NEWHALL SUB | Fuel Cell | 3.5 | 5/22/2019 | Withdrawn | Withdrawn | Withdrawn | Withdrawn | Pass | Withdrawn | Withdrawn | Withdrawn | No former queue position
2019-04-06 14:47 | 2213-RD | Fast Track | Fast Track | In Service | Not Provided |  |  | MONTEREY | PACIFIC GROVE SUB | Storage | 0.01 | 5/22/2019 | 6/18/2019 | Pass |  |  | N/A (Fast Track) | N/A (Fast Track) | N/A (Fast Track) | Executed | No former queue position
2019-05-01 08:10 | 2214-RD | Fast Track | Fast Track | In Service | Not Provided |  |  | CONTRA COSTA | MEADOW LANE SUB | Storage | 0.005 | 5/22/2019 | 6/19/2019 | Pass |  |  | N/A (Fast Track) | N/A (Fast Track) | N/A (Fast Track) | Executed | No former queue position
2019-05-15 13:15 | 2215-RD | Fast Track | Fast Track | In Service | Not Provided | In Service | 7/12/2019 | SAN FRANCISCO | SAN FRAN Z (EMBARCADERO) SUB | Solar PV | 0.06599 | 5/22/2019 | 6/13/2019 | Pass |  |  | N/A (Fast Track) | N/A (Fast Track) | N/A (Fast Track) | Executed | No former queue position
2019-05-15 13:29 | 2216-RD | Fast Track | Fast Track | In Service | Not Provided |  |  | SAN FRANCISCO | SAN FRAN X (MISSION) SUB | Solar PV | 0.03199 | 5/22/2019 | 5/23/2019 | Pass |  |  | N/A (Fast Track) | N/A (Fast Track) | N/A (Fast Track) | Executed | No former queue position
2019-05-07 13:04 | 2217-RD | Fast Track | Fast Track | In Service | Not Provided |  |  | SAN FRANCISCO | SAN FRAN M SUB | Storage | 0.01 | 5/22/2019 | 6/18/2019 | Pass |  |  | N/A (Fast Track) | N/A (Fast Track) | N/A (Fast Track) | Executed | No former queue position
2019-05-09 03:06 | 2218-RD | Fast Track | Fast Track | In Service | Not Provided |  |  | YOLO | DUNNIGAN SUB | Storage | 0.21 | 5/22/2019 | 6/25/2019 | Pass |  |  | N/A (Fast Track) | N/A (Fast Track) | N/A (Fast Track) | Executed | No former queue position
2019-05-10 05:00 | 2219-RD | Fast Track | Fast Track | In Service | Not Provided |  |  | SHASTA | ANDERSON SUB | Storage | 0.21 | 5/22/2019 | 6/26/2019 | Pass |  |  | N/A (Fast Track) | N/A (Fast Track) | N/A (Fast Track) | Executed | No former queue position
2019-05-10 05:07 | 2220-RD | Fast Track | Fast Track | In Service | Not Provided |  |  | SANTA CLARA | EDENVALE SUB | Storage | 0.21 | 5/22/2019 | 6/25/2019 | Fail Screens: D |  |  | N/A (Fast Track) | N/A (Fast Track) | N/A (Fast Track) | Executed | No former queue position
2019-05-10 22:16 | 2221-RD | Fast Track | Fast Track | In Service | Not Provided |  |  | MARIN | NOVATO SUB | Storage | 0.21 | 5/22/2019 | 6/25/2019 | Pass |  |  | N/A (Fast Track) | N/A (Fast Track) | N/A (Fast Track) | Executed | No former queue position
2019-05-16 08:22 | 2222-RD | Fast Track | Fast Track | In Service | Not Provided |  |  | SAN MATEO | SAN MATEO SUB | Solar PV, Storage | 1.5659 | 5/29/2019 | 6/19/2019 | Fail Screens: I, J, K, M | 8/28/2019 | Pass | N/A (Fast Track) | N/A (Fast Track) | N/A (Fast Track) | Executed | No former queue position
2019-05-17 09:44 | 2223-WD | Independent Study | Independent Study | Withdrawn | 2/1/2021 | Withdrawn | Withdrawn | FRESNO | HURON SUB | Storage | 6.37 | 5/29/2019 | Withdrawn | Withdrawn | Withdrawn | Withdrawn | Pass | Withdrawn | Withdrawn | Withdrawn | No former queue position
2019-05-21 13:53 | 2224-RD | Fast Track | Fast Track | Withdrawn | Not Provided | Withdrawn | Withdrawn | SANTA CLARA | HICKS SUB | Other, Solar PV | 0.98658 | 5/29/2019 | 6/25/2019 | Fail Screens: D | Withdrawn | Withdrawn | Withdrawn | Withdrawn | Withdrawn | Withdrawn | No former queue position
2019-05-01 09:03 | 2225-RD | Fast Track | Fast Track | In Service | Not Provided |  |  | ALAMEDA | CASTRO VALLEY SUB | Storage | 0.02 | 6/4/2019 | 6/6/2019 | Pass |  |  | N/A (Fast Track) | N/A (Fast Track) | N/A (Fast Track) | Executed | No former queue position
2019-04-17 17:37 | 2226-WD | Independent Study | Independent Study | Active | 5/1/2020 |  |  | FRESNO | PANOCHE SUB | Solar PV | 4.4 | 6/4/2019 | N/A | N/A (Independent Study) | N/A | N/A (Independent Study) | Pass | 4/3/2020 | N/A | Executed | No former queue position | PANOCHE | Panoche
2019-04-01 17:25 | 2227-RD | Detailed Study | Detailed Study | Withdrawn | 1/1/2022 | Withdrawn | Withdrawn | LASSEN | MCARTHUR SUB | Engine | 3.6 | 6/11/2019 | Withdrawn | Withdrawn | Withdrawn | Withdrawn | Pass | Withdrawn | Withdrawn | Withdrawn | No former queue position
2019-05-29 12:01 | 2228-RD | Fast Track | Detailed Study | In Service | Not Provided |  |  | KERN | LAMONT SUB | Solar PV | 0.8257 | 2019-06-24 | 10/24/2019 | Fail Screens: D, I, J, K, M, V1, V2, S5, A1 | 11/12/2019 | Fail | Fail | 2/4/2020 | N/A | Executed | No former queue position
2019-05-15 08:51 | 2229-RD | Fast Track | Fast Track | In Service | Not Provided |  |  | PLACER | RIO DEL MAR SUB | Storage | 0.21 | 6/11/2019 | 8/20/2019 | Pass |  |  | N/A (Fast Track) | N/A (Fast Track) | N/A (Fast Track) | Executed | No former queue position
2019-05-22 14:21 | 2230-RD | Detailed Study | Detailed Study | In Service | Not Provided |  |  | FRESNO | ORO LOMA SUB | Solar PV | 2 | 6/11/2019 | N/A | N/A | N/A | N/A | Pass | 2020-02-07 | N/A | Executed | No former queue position
2019-05-24 06:48 | 2231-RD | Fast Track | Fast Track | Withdrawn | 2/17/2020 | Withdrawn | Withdrawn | LAKE | KONOCTI SUB | Other | 0.2754 | 6/11/2019 | 6/27/2019 | Fail Screens: B, F, G, I, J, M | 8/30/2019 | Pass | Withdrawn | Withdrawn | Withdrawn | Withdrawn | No former queue position
2019-05-28 11:42 | 2232-RD | Fast Track | Fast Track | In Service | Not Provided |  |  | SAN FRANCISCO | SAN FRAN A (POTRERO PP) SUB | Engine | 1 | 6/19/2019 | 7/18/2019 | Pass |  |  | N/A (Fast Track) | N/A (Fast Track) | N/A (Fast Track) | Executed | No former queue position
2019-05-30 16:08 | 2233-WD | Fast Track | Fast Track | In Service | 3/31/2020 | 7/10/2020 | 12/4/2020 | NAPA | TULUCAY SUB | Solar PV | 0.99 | 6/19/2019 | 7/10/2019 | Fail Screens: 2, 10 | 8/14/2019 | Pass | N/A (Fast Track) | N/A (Fast Track) | N/A (Fast Track) | Executed | No former queue position
2019-05-30 16:12 | 2234-WD | Fast Track | Fast Track | In Service | 3/31/2020 | 7/10/2020 | 12/7/2020 | NAPA | TULUCAY SUB | Solar PV | 0.99 | 6/19/2019 | 7/10/2019 | Fail Screens: 2, 10 | 8/14/2019 | Pass | N/A (Fast Track) | N/A (Fast Track) | N/A (Fast Track) | Executed | No former queue position
2019-05-21 17:52 | 2235-RD | Fast Track | Fast Track | In Service | Not Provided |  |  | CONTRA COSTA | EL CERRITO G SUB | Storage | 0.02799 | 6/19/2019 | 9/3/2019 | Pass |  |  | N/A (Fast Track) | N/A (Fast Track) | N/A (Fast Track) | Executed | No former queue position
2019-06-03 10:28 | 2236-RD | Fast Track | Detailed Study | In Service | Not Provided |  |  | ALAMEDA | LAS POSITAS SUB | Solar PV, Storage | 1.4775 | 6/19/2019 | 7/12/2019 | Fail Screens: D, F, K, L, M | 9/12/2019 | Fail | Pass | 6/9/2020 | N/A | Executed | No former queue position
2019-06-07 15:18 | 2237-RD | Fast Track | Fast Track | In Service | Not Provided |  |  | ALAMEDA | NEWARK SUB | Storage | 0.2316 | 6/19/2019 | 9/3/2019 | Fail Screens: G, I, J, V1, S5 |  |  | N/A (Fast Track) | N/A (Fast Track) | N/A (Fast Track) | Executed | No former queue position
2019-06-14 08:52 | 2238-RD | Fast Track | Fast Track | Withdrawn | Not Provided | Withdrawn | Withdrawn | SAN FRANCISCO | SAN FRAN X (MISSION) SUB | Solar PV | 0.04022 | 6/19/2019 | 7/11/2019 | Fail Screens: A | 9/12/2019 | Pass | Withdrawn | Withdrawn | Withdrawn | Withdrawn | No former queue position
2019-06-14 08:59 | 2239-RD | Fast Track | Fast Track | Withdrawn | Not Provided | Withdrawn | Withdrawn | SAN FRANCISCO | SAN FRAN X (MISSION) SUB | Solar PV | 0.01651 | 6/19/2019 | 7/11/2019 | Fail Screens: A | 9/12/2019 | Pass | Withdrawn | Withdrawn | Withdrawn | Withdrawn | No former queue position
2019-05-23 12:37 | 2240-RD | Fast Track | Fast Track | Withdrawn | Not Provided | Withdrawn | Withdrawn | SOLANO | CORDELIA SUB | Solar PV | 1.2321 | 6/26/2019 | 2/26/2020 | Fail Screens: I, L, M, S5 | 3/31/2020 | Fail | Withdrawn | Withdrawn | Withdrawn | Withdrawn | No former queue position
2019-06-07 13:27 | 2241-RD | Fast Track | Fast Track | In Service | Not Provided |  |  | SAN JOAQUIN | LAMMERS SUB | Storage | 0.49 | 7/2/2019 | 7/31/2019 | Fail Screens: B, F, I, J, K, L, M, S5 |  |  | N/A (Fast Track) | N/A (Fast Track) | N/A (Fast Track) | Executed | No former queue position
2019-06-28 08:16 | 2242-RD | Fast Track | Fast Track | Active | Not Provided |  |  | SAN FRANCISCO | SAN FRAN Y (LARKIN) SUB | Solar PV | 0.02902 | 7/2/2019 | 7/17/2019 | Fail Screens: A | 8/20/2019 | Pass | N/A (Fast Track) | N/A (Fast Track) | N/A (Fast Track) | Executed | No former queue position | SAN FRAN Y (LARKIN) | not found
2019-06-10 15:14 | 2243-RD | Detailed Study | Detailed Study | Withdrawn | Not Provided | Withdrawn | Withdrawn | MADERA | BONITA SUB | Solar PV | 1.9817 | 7/10/2019 | Withdrawn | Withdrawn | Withdrawn | Withdrawn | Pass | Withdrawn | Withdrawn | Withdrawn | No former queue position
2019-05-22 14:45 | 2244-WD | Independent Study | Independent Study | Withdrawn | 4/27/2020 | Withdrawn | Withdrawn | SONOMA | SONOMA A SUB | Other | 0.71 | 7/17/2019 | Withdrawn | Withdrawn | Withdrawn | Withdrawn | Withdrawn | Withdrawn | Withdrawn | Withdrawn | No former queue position
2019-06-19 13:12 | 2245-RD | Fast Track | Fast Track | In Service | Not Provided |  |  | SONOMA | RINCON SUB | Storage | 0.01 | 7/17/2019 | 7/22/2019 | Pass |  |  | N/A (Fast Track) | N/A (Fast Track) | N/A (Fast Track) | Executed | No former queue position
2019-06-25 07:44 | 2246-RD | Detailed Study | Detailed Study | Withdrawn | Not Provided | Withdrawn | Withdrawn | FRESNO | DAIRYLAND SUB | Solar PV | 0.975 | 2019-08-13 | Withdrawn | Withdrawn | Withdrawn | Withdrawn | Pass | Withdrawn | Withdrawn | Withdrawn | No former queue position
2019-06-25 15:42 | 2247-RD | Fast Track | Fast Track | In Service | Not Provided |  |  | SANTA CLARA | NORTECH SUB | Storage | 0.11021 | 2019-09-24 | 10/16/2019 | Pass |  |  | N/A (Fast Track) | N/A (Fast Track) | N/A (Fast Track) | Executed | No former queue position
2019-06-28 09:55 | 2248-WD | Independent Study | Independent Study | Withdrawn | 4/1/2021 | Withdrawn | Withdrawn | FRESNO | HURON SUB | Storage | 12.48 | 7/17/2019 | Withdrawn | Withdrawn | Withdrawn | Withdrawn | Fail | Withdrawn | Withdrawn | Withdrawn | No former queue position
2023-03-03 23:58 | 3314-WD | Independent Study | Independent Study | Active | 4/12/2024 |  |  | TUOLUMNE | RACETRACK SUB | Solar PV | 10.976 | 4/5/2023 | N/A | N/A (Independent Study) | N/A | N/A (Independent Study) | Pass | In Progress |  |  | No former queue position | RACETRACK | Race Track | 115 | 10.976 | not found |  |  |  |  | 0 |  |  | 0
2019-06-23 12:15 | 2250-RD | Fast Track | Fast Track | In Service | Not Provided |  |  | MARIN | ALTO SUB | Engine | 1.6 | 7/24/2019 | 10/3/2019 | Fail Screens: B, D, J, M, V2, S5, A1 |  |  | N/A (Fast Track) | N/A (Fast Track) | N/A (Fast Track) | Executed | No former queue position
2019-07-10 12:14 | 2251-RD | Fast Track | Fast Track | In Service | Not Provided |  |  | ALAMEDA | OAKLAND X SUB | Storage | 0.21 | 7/24/2019 | 8/19/2019 | Pass |  |  | N/A (Fast Track) | N/A (Fast Track) | N/A (Fast Track) | Executed | No former queue position
2019-07-10 12:19 | 2252-RD | Fast Track | Fast Track | In Service | Not Provided |  |  | CONTRA COSTA | CLAYTON SUB | Storage | 0.21 | 7/24/2019 | 8/19/2019 | Pass |  |  | N/A (Fast Track) | N/A (Fast Track) | N/A (Fast Track) | Executed | No former queue position
2019-07-10 19:54 | 2253-WD | Fast Track | DGSP | Withdrawn | 6/30/2020 | Withdrawn | Withdrawn | HUMBOLDT | BLUE LAKE SUB | Solar PV | 0.98304 | 7/24/2019 | 8/14/2019 | Fail Screens: 2, 10 | Withdrawn | Withdrawn | Pass | Withdrawn | Withdrawn | Withdrawn | No former queue position
2019-07-10 19:59 | 2254-WD | Fast Track | DGSP | Withdrawn | 6/30/2020 | Withdrawn | Withdrawn | HUMBOLDT | BLUE LAKE SUB | Solar PV | 0.98304 | 7/24/2019 | 8/14/2019 | Fail Screens: 2, 10 | Withdrawn | Withdrawn | Pass | Withdrawn | Withdrawn | Withdrawn | No former queue position
2019-06-07 15:46 | 2255-RD | Detailed Study | Detailed Study | Withdrawn | Not Provided | Withdrawn | Withdrawn | MERCED | EL CAPITAN SUB | Micro Turbine | 3.2 | 7/31/2019 | Withdrawn | Withdrawn | Withdrawn | Withdrawn | Pass | Withdrawn | Withdrawn | Withdrawn | No former queue position
2019-06-07 15:47 | 2256-RD | Detailed Study | Detailed Study | Withdrawn | Not Provided | Withdrawn | Withdrawn | MERCED | WILSON SUB | Micro Turbine | 3.2 | 7/31/2019 | Withdrawn | Withdrawn | Withdrawn | Withdrawn | Pass | Withdrawn | Withdrawn | Withdrawn | No former queue position
2019-07-10 09:59 | 2257-RD | Fast Track | Fast Track | Withdrawn | Not Provided | Withdrawn | Withdrawn | SOLANO | VACAVILLE SUB | Storage | 0.21 | 7/31/2019 | 8/19/2019 | Fail Screens: S5, A1 | Withdrawn | Withdrawn | Withdrawn | Withdrawn | Withdrawn | Withdrawn | No former queue position
2019-07-10 11:36 | 2258-RD | Fast Track | Fast Track | In Service | Not Provided |  |  | ALAMEDA | VINEYARD SUB | Storage | 0.21 | 7/31/2019 | 8/28/2019 | Pass |  |  | N/A (Fast Track) | N/A (Fast Track) | N/A (Fast Track) | Executed | No former queue position
2019-07-10 11:53 | 2259-RD | Fast Track | Fast Track | In Service | Not Provided |  |  | SANTA CLARA | LLAGAS SUB | Storage | 0.21 | 7/31/2019 | 8/26/2019 | Pass |  |  | N/A (Fast Track) | N/A (Fast Track) | N/A (Fast Track) | Executed | No former queue position
2019-07-10 11:57 | 2260-RD | Fast Track | Fast Track | In Service | Not Provided |  |  | MADERA | STOREY SUB | Storage | 0.21 | 7/31/2019 | 10/4/2019 | Pass |  |  | N/A (Fast Track) | N/A (Fast Track) | N/A (Fast Track) | Executed | No former queue position
2019-07-10 12:02 | 2261-RD | Fast Track | Fast Track | In Service | Not Provided |  |  | MENDOCINO | WILLITS A SUB | Storage | 0.21 | 7/31/2019 | 10/2/2019 | Pass |  |  | N/A (Fast Track) | N/A (Fast Track) | N/A (Fast Track) | Executed | No former queue position
2019-07-10 12:09 | 2262-RD | Fast Track | Fast Track | In Service | Not Provided |  |  | FRESNO | MCCALL SUB | Storage | 0.21 | 7/31/2019 | 9/12/2019 | Pass |  |  | N/A (Fast Track) | N/A (Fast Track) | N/A (Fast Track) | Executed | No former queue position
2019-07-10 12:25 | 2263-RD | Fast Track | Fast Track | In Service | Not Provided |  |  | SAN LUIS OBISPO | OCEANO SUB | Storage | 0.21 | 7/31/2019 | 9/4/2019 | Pass |  |  | N/A (Fast Track) | N/A (Fast Track) | N/A (Fast Track) | Executed | No former queue position
2019-07-10 12:28 | 2264-RD | Fast Track | Fast Track | In Service | Not Provided |  |  | KERN | WESTPARK SUB | Storage | 0.21 | 7/31/2019 | 9/4/2019 | Pass |  |  | N/A (Fast Track) | N/A (Fast Track) | N/A (Fast Track) | Executed | No former queue position
2019-07-02 19:00 | 2265-RD | Fast Track | Fast Track | In Service | Not Provided |  |  | MONTEREY | HATTON SUB | Storage | 0.01 | 7/31/2019 | 8/21/2019 | Pass |  |  | N/A (Fast Track) | N/A (Fast Track) | N/A (Fast Track) | Executed | No former queue position
2019-07-10 12:34 | 2266-RD | Fast Track | Fast Track | In Service | Not Provided |  |  | FRESNO | PANOCHE SUB | Storage | 0.21 | 7/31/2019 | 9/4/2019 | Pass |  |  | N/A (Fast Track) | N/A (Fast Track) | N/A (Fast Track) | Executed | No former queue position
2019-07-10 12:46 | 2267-RD | Fast Track | Fast Track | Active | Not Provided |  |  | KERN | NORCO SUB | Storage | 0.21 | 7/31/2019 | 9/4/2019 | Pass |  |  | N/A (Fast Track) | N/A (Fast Track) | N/A (Fast Track) | Executed | No former queue position | NORCO | not found
2019-07-10 12:49 | 2268-RD | Fast Track | Fast Track | In Service | Not Provided |  |  | MONTEREY | PRUNEDALE SUB | Storage | 0.21 | 7/31/2019 | 9/4/2019 | Pass |  |  | N/A (Fast Track) | N/A (Fast Track) | N/A (Fast Track) | Executed | No former queue position
2019-07-10 13:13 | 2269-RD | Fast Track | Fast Track | In Service | Not Provided |  |  | ALAMEDA | NORTH DUBLIN SUB | Storage | 0.21 | 7/31/2019 | 9/4/2019 | Pass |  |  | N/A (Fast Track) | N/A (Fast Track) | N/A (Fast Track) | Executed | No former queue position
2019-07-03 11:08 | 2270-RD | Fast Track | Fast Track | In Service | Not Provided |  |  | SANTA CLARA | SARATOGA SUB | Storage | 0.015 | 8/7/2019 | 8/23/2019 | Pass |  |  | N/A (Fast Track) | N/A (Fast Track) | N/A (Fast Track) | Executed | No former queue position
2019-07-17 10:11 | 2271-RD | Fast Track | Fast Track | Withdrawn | Not Provided | Withdrawn | Withdrawn | ALAMEDA | Withdrawn | Engine | 1.5 | 8/14/2019 | Withdrawn | Withdrawn | Withdrawn | Withdrawn | Withdrawn | Withdrawn | Withdrawn | Withdrawn | No former queue position
2019-07-20 14:30 | 2272-RD | Fast Track | Fast Track | In Service | Not Provided |  |  | SAN LUIS OBISPO | GOLDTREE SUB | Storage | 0.01 | 8/14/2019 | 9/4/2019 | Pass |  |  | N/A (Fast Track) | N/A (Fast Track) | N/A (Fast Track) | Executed | No former queue position
2019-07-30 03:54 | 2273-RD | Fast Track | Fast Track | In Service | Not Provided |  |  | CONTRA COSTA | LAKEWOOD SUB | Storage | 0.21 | 8/14/2019 | 8/28/2019 | Pass |  |  | N/A (Fast Track) | N/A (Fast Track) | N/A (Fast Track) | Executed | No former queue position
2019-07-28 22:54 | 2274-RD | Fast Track | Fast Track | In Service | Not Provided |  |  | SAN LUIS OBISPO | PASO ROBLES SUB | Storage | 0.21 | 8/14/2019 | 9/3/2019 | Pass |  |  | N/A (Fast Track) | N/A (Fast Track) | N/A (Fast Track) | Executed | No former queue position
2019-07-29 14:52 | 2275-RD | Detailed Study | Detailed Study | In Service | Not Provided |  |  | SANTA CLARA | EVERGREEN SUB | Solar PV | 1.17 | 8/14/2019 | N/A | N/A | N/A | N/A | Pass | 2/28/2020 | N/A | Executed | No former queue position
2019-07-22 16:04 | 2276-WD | Fast Track | Fast Track | Withdrawn | 9/30/2020 | Withdrawn | Withdrawn | MERCED | ORTIGA SUB | Storage | 2.94 | 8/21/2019 | 9/20/2019 | Fail Screens: 2, 4, 5, 7, 9, 10 | Withdrawn | Withdrawn | Withdrawn | Withdrawn | Withdrawn | Withdrawn | No former queue position
2019-07-24 14:38 | 2277-RD | Fast Track | Fast Track | Active | Not Provided |  |  | MONTEREY | CASTROVILLE SUB | Engine | 3 | 8/21/2019 | 9/25/2019 | Pass |  |  | N/A (Fast Track) | N/A (Fast Track) | N/A (Fast Track) | Executed | No former queue position | CASTROVILLE | not found
2019-07-30 04:22 | 2278-RD | Fast Track | Fast Track | In Service | Not Provided |  |  | GLENN | WILLOWS A SUB | Storage | 0.21 | 8/21/2019 | 8/29/2019 | Pass |  |  | N/A (Fast Track) | N/A (Fast Track) | N/A (Fast Track) | Executed | No former queue position
2019-07-30 04:25 | 2279-RD | Fast Track | Fast Track | Withdrawn | Not Provided | Withdrawn | Withdrawn | ALAMEDA | LAS POSITAS SUB | Storage | 0.21 | 8/21/2019 | 9/11/2019 | Pass | Withdrawn | Withdrawn | Withdrawn | Withdrawn | Withdrawn | Withdrawn | No former queue position
2019-07-30 04:28 | 2280-RD | Fast Track | Fast Track | In Service | Not Provided |  |  | ALAMEDA | OAKLAND D SUB | Storage | 0.21 | 8/21/2019 | 9/10/2019 | Pass |  |  | N/A (Fast Track) | N/A (Fast Track) | N/A (Fast Track) | Executed | No former queue position
2019-07-30 04:33 | 2281-RD | Fast Track | Fast Track | In Service | Not Provided |  |  | SAN JOAQUIN | LAMMERS SUB | Storage | 0.21 | 8/21/2019 | 9/27/2019 | Pass |  |  | N/A (Fast Track) | N/A (Fast Track) | N/A (Fast Track) | Executed | No former queue position
2019-07-30 04:17 | 2282-RD | Fast Track | Fast Track | In Service | Not Provided |  |  | SANTA CLARA | LOS GATOS SUB | Storage | 0.21 | 8/21/2019 | 9/18/2019 | Pass |  |  | N/A (Fast Track) | N/A (Fast Track) | N/A (Fast Track) | Executed | No former queue position
2019-07-30 22:08 | 2283-RD | Fast Track | Fast Track | In Service | Not Provided |  |  | SAN MATEO | HALF MOON BAY SUB | Storage | 0.21 | 8/21/2019 | 9/12/2019 | Pass |  |  | N/A (Fast Track) | N/A (Fast Track) | N/A (Fast Track) | Executed | No former queue position
2019-07-31 21:47 | 2284-RD | Fast Track | Fast Track | Active | Not Provided |  |  | SAN FRANCISCO | SAN FRAN Y (LARKIN) SUB | Storage | 0.21 | 8/21/2019 | 9/12/2019 | Pass |  |  | N/A (Fast Track) | N/A (Fast Track) | N/A (Fast Track) | Executed | No former queue position | SAN FRAN Y (LARKIN) | not found
2019-08-01 23:39 | 2285-RD | Fast Track | Fast Track | In Service | Not Provided |  |  | SAN JOAQUIN | EIGHT MILE SUB | Storage | 0.21 | 8/21/2019 | 10/1/2019 | Pass |  |  | N/A (Fast Track) | N/A (Fast Track) | N/A (Fast Track) | Executed | No former queue position
2019-08-01 23:46 | 2286-RD | Fast Track | Fast Track | In Service | Not Provided |  |  | ALAMEDA | CASTRO VALLEY SUB | Storage | 0.21 | 8/21/2019 | 9/25/2019 | Pass |  |  | N/A (Fast Track) | N/A (Fast Track) | N/A (Fast Track) | Executed | No former queue position
2019-07-12 08:36 | 2287-WD | Fast Track | Fast Track | In Service | 7/1/2020 | 1/19/2022 |  | NAPA | TULUCAY SUB | Solar PV | 0.6582 | 8/28/2019 | 9/24/2019 | Fail Screens: 2, 7, 10 | 11/5/2019 | Pass | N/A (Fast Track) | N/A (Fast Track) | N/A (Fast Track) | Executed | No former queue position
2019-07-23 11:06 | 2288-WD | Fast Track | Fast Track | Withdrawn | 2/28/2020 | Withdrawn | Withdrawn | KINGS | AVENAL SUB | Storage | 4.158 | 8/28/2019 | 10/10/2019 | Fail Screens: 2, 4, 10 | 1/27/2020 | Pass | Withdrawn | Withdrawn | Withdrawn | Withdrawn | No former queue position
2019-08-01 23:50 | 2289-RD | Fast Track | Fast Track | In Service | Not Provided |  |  | FRESNO | MALAGA SUB | Storage | 0.21 | 8/28/2019 | 9/17/2019 | Pass |  |  | N/A (Fast Track) | N/A (Fast Track) | N/A (Fast Track) | Executed | No former queue position
2023-03-04 01:24 | 3323-WD | Independent Study | Independent Study | Active | 4/12/2024 |  |  | SAN LUIS OBISPO | FOOTHILL SUB | Biomass | 10.976 | 4/5/2023 | N/A | N/A (Independent Study) | N/A | N/A (Independent Study) | Pass | In Progress |  |  | No former queue position | FOOTHILL | not found | [7 empty] | 0 |  |  | 0
2019-08-05 13:31 | 2291-RD | Fast Track | Detailed Study | Withdrawn | Not Provided | Withdrawn | Withdrawn | KERN | COPUS SUB | Solar PV | 2.53 | 8/28/2019 | 10/23/2019 | Fail Screens: B, D, I, J, K, L, M, V1, V2, S5, A1 | 12/2/2019 | Fail | Fail | 7/31/2020 | Withdrawn | Withdrawn | No former queue position
2019-08-06 17:17 | 2292-RD | Detailed Study | Detailed Study | Withdrawn | Not Provided | Withdrawn | Withdrawn | SANTA CLARA | TRANSMISSION | Solar PV | 3.6091 | 9/4/2019 | Withdrawn | Withdrawn | Withdrawn | Withdrawn | Pass | Withdrawn | Withdrawn | Withdrawn | No former queue position
2019-08-09 11:16 | 2293-RD | Detailed Study | Detailed Study | Withdrawn | Not Provided | Withdrawn | Withdrawn | FRESNO | WEST FRESNO SUB | Solar PV | 2.125 | 9/4/2019 | Withdrawn | Withdrawn | Withdrawn | Withdrawn | Pass | Withdrawn | Withdrawn | Withdrawn | No former queue position
2019-08-09 11:43 | 2294-RD | Detailed Study | Detailed Study | Withdrawn | Not Provided | Withdrawn | Withdrawn | TULARE | KINGSBURG SUB | Solar PV | 3.875 | 9/4/2019 | Withdrawn | Withdrawn | Withdrawn | Withdrawn | Withdrawn | Withdrawn | Withdrawn | Withdrawn | No former queue position
2019-08-12 14:23 | 2295-RD | Detailed Study | Detailed Study | In Service | Not Provided |  |  | YOLO | WOODLAND SUB | Solar PV | 0.9875 | 9/4/2019 | N/A | N/A | N/A | N/A | Pass | 1/13/2020 | N/A | Executed | No former queue position
2019-08-14 18:33 | 2296-WD | Independent Study | DGSP | In Service | 12/30/2020 | 11/30/2021 |  | CONTRA COSTA | BRENTWOOD SUB | Solar PV | 4.9152 | 9/4/2019 | N/A | N/A | N/A | N/A | Fail | 2020-02-25 | N/A | Executed | No former queue position
2019-08-05 16:51 | 2297-RD | Fast Track | Fast Track | In Service | Not Provided |  |  | SAN JOAQUIN | STOCKTON A SUB | Other, Storage | 0.99 | 9/4/2019 | 1/21/2020 | Fail Screens: B, G, I, J, M, V1, V2, S5 |  |  | N/A (Fast Track) | N/A (Fast Track) | N/A (Fast Track) | Executed | No former queue position
2019-08-12 18:29 | 2298-RD | Fast Track | Fast Track | Withdrawn | 3/15/2021 | Withdrawn | Withdrawn | MARIN | COTATI SUB | Solar PV | 0.96 | 9/4/2019 | Withdrawn | Withdrawn | Withdrawn | Withdrawn | Withdrawn | Withdrawn | Withdrawn | Withdrawn | No former queue position
2019-07-12 10:46 | 2299-WD | Fast Track | Independent Study | Withdrawn | 8/28/2020 | Withdrawn | Withdrawn | LAKE | HARTLEY SUB | Storage | 2.475 | 9/4/2019 | 10/10/2019 | Fail Screens: 2, 4, 5, 9, 10 | 2/20/2020 | Fail | Pass | Withdrawn | Withdrawn | Withdrawn | No former queue position
2019-08-12 11:19 | 2300-RD | Fast Track | Detailed Study | Active | Not Provided |  |  | KERN | COPUS SUB | Solar PV | 2.7964 | 9/4/2019 | 11/8/2019 | Fail Screens: B, D, F, I, J, K, L, M, V1, V2, S5, A1 | 12/30/2019 | Fail | Fail | 5/27/2020 | N/A | Executed | No former queue position | COPUS | not found
2019-08-12 21:30 | 2301-RD | Fast Track | Fast Track | Withdrawn | Not Provided | Withdrawn | Withdrawn | KERN | CARNERAS SUB | Solar PV, Storage | 1.6088 | 9/4/2019 | Withdrawn | Withdrawn | Withdrawn | Withdrawn | Withdrawn | Withdrawn | Withdrawn | Withdrawn | No former queue position
2019-08-12 23:48 | 2302-RD | Fast Track | Fast Track | In Service | Not Provided |  |  | ALAMEDA | JARVIS SUB | Storage | 0.21 | 9/4/2019 | 10/1/2019 | Pass |  |  | N/A (Fast Track) | N/A (Fast Track) | N/A (Fast Track) | Executed | No former queue position
2019-08-07 07:29 | 2303-WD | Fast Track | Fast Track | Withdrawn | 4/27/2020 | Withdrawn | Withdrawn | SONOMA | SONOMA A SUB | Storage | 0.71 | 9/11/2019 | 10/1/2019 | Fail Screens: 2, 4, 5, 10 | 11/27/2019 | Pass | Withdrawn | Withdrawn | Withdrawn | Withdrawn | No former queue position
2019-08-01 12:46 | 2304-RD | Fast Track | Fast Track | In Service | Not Provided |  |  | PLACER | PLEASANT GROVE SUB | Solar PV | 0.58853 | 9/11/2019 | 11/4/2019 | Fail Screens: D, H, I, J, K, L | 1/22/2020 | Pass | N/A (Fast Track) | N/A (Fast Track) | N/A (Fast Track) | Executed | No former queue position
2019-08-02 12:48 | 2305-RD | Fast Track | Fast Track | In Service | Not Provided |  |  | SANTA CLARA | LOS GATOS SUB | Storage | 0.01 | 9/11/2019 | 9/25/2019 | Pass |  |  | N/A (Fast Track) | N/A (Fast Track) | N/A (Fast Track) | Executed | No former queue position
2019-08-20 10:24 | 2306-RD | Fast Track | Fast Track | Withdrawn | Not Provided | Withdrawn | Withdrawn | KERN | SHAFTER SUB | Solar PV | 0.9 | 9/11/2019 | Withdrawn | Withdrawn | Withdrawn | Withdrawn | Withdrawn | Withdrawn | Withdrawn | Withdrawn | No former queue position
2019-08-06 18:17 | 2307-RD | Fast Track | Fast Track | Withdrawn | Not Provided | Withdrawn | Withdrawn | SAN MATEO | MENLO SUB | Storage | 0.015 | 9/11/2019 | Withdrawn | Withdrawn | Withdrawn | Withdrawn | Withdrawn | Withdrawn | Withdrawn | Withdrawn | No former queue position
2019-08-20 11:49 | 2308-RD | Detailed Study | Detailed Study | Withdrawn | Not Provided | Withdrawn | Withdrawn | FRESNO | TRANSMISSION | Solar PV | 4.98 | 9/18/2019 | Withdrawn | Withdrawn | Withdrawn | Withdrawn | Withdrawn | Withdrawn | Withdrawn | Withdrawn | No former queue position
2019-08-21 09:48 | 2309-RD | Fast Track | Fast Track | In Service | Not Provided |  |  | SAN FRANCISCO | SAN FRAN J SUB | Storage | 0.005 | 9/18/2019 | 10/1/2019 | Pass |  |  | N/A (Fast Track) | N/A (Fast Track) | N/A (Fast Track) | Executed | No former queue position
2019-08-27 07:24 | 2310-RD | Fast Track | Fast Track | In Service | Not Provided |  |  | MARIN | ALTO SUB | Storage | 0.015 | 9/18/2019 | 11/18/2019 | Pass |  |  | N/A (Fast Track) | N/A (Fast Track) | N/A (Fast Track) | Executed | No former queue position
2019-08-29 13:32 | 2311-RD | Fast Track | Fast Track | Withdrawn | Not Provided | Withdrawn | Withdrawn | SONOMA | BELLEVUE SUB | Storage | 0.03026 | 9/18/2019 | 10/2/2019 | Fail Screens: D, I, J, M, V1, S5 | Withdrawn | Withdrawn | Withdrawn | Withdrawn | Withdrawn | Withdrawn | No former queue position
2019-08-18 15:28 | 2312-RD | Fast Track | Fast Track | In Service | Not Provided |  |  | MARIN | IGNACIO SUB | Storage | 0.025 | 9/25/2019 | 10/9/2019 | Pass |  |  | N/A (Fast Track) | N/A (Fast Track) | N/A (Fast Track) | Executed | No former queue position
2019-07-12 10:44 | 2313-WD | Fast Track | Independent Study | Withdrawn | 8/28/2020 | Withdrawn | Withdrawn | YUBA | PLUMAS SUB | Storage | 3.9731 | 9/25/2019 | 10/14/2019 | Fail Screens: 2, 4, 5, 6, 7, 9, 10 | 2/4/2020 | Fail | Pass | Withdrawn | Withdrawn | Withdrawn | No former queue position
2019-08-20 14:46 | 2314-RD | Fast Track | Fast Track | Withdrawn | Not Provided | Withdrawn | Withdrawn | SONOMA | CORONA SUB | Storage | 0.03026 | 9/25/2019 | 11/7/2019 | Pass | Withdrawn | Withdrawn | Withdrawn | Withdrawn | Withdrawn | Withdrawn | No former queue position
2019-08-27 08:15 | 2315-RD | Fast Track | Fast Track | In Service | Not Provided |  |  | MARIN | ALTO SUB | Storage | 0.01 | 9/25/2019 | 10/9/2019 | Pass |  |  | N/A (Fast Track) | N/A (Fast Track) | N/A (Fast Track) | Executed | No former queue position
2019-08-29 17:26 | 2316-RD | Fast Track | Fast Track | Withdrawn | Not Provided | Withdrawn | Withdrawn | MARIN | LAS GALLINAS A SUB | Battery | 0.02 | 9/25/2019 | Withdrawn | Withdrawn | Withdrawn | Withdrawn | Withdrawn | Withdrawn | Withdrawn | Withdrawn | No former queue position
2019-08-10 11:41 | 2317-WD | Fast Track | Fast Track | Withdrawn | 12/30/2021 | Withdrawn | Withdrawn | SAN MATEO | EAST GRAND SUB | Solar PV | 2.341 | 9/25/2019 | 10/24/2019 | Fail Screens: 2, 10 | 2/7/2020 | Pass | Withdrawn | Withdrawn | Withdrawn | Withdrawn | No former queue position
2019-08-30 13:15 | 2318-WD | Fast Track | Fast Track | Withdrawn | 12/15/2020 | Withdrawn | Withdrawn | SONOMA | BELLEVUE SUB | Solar PV | 0.91245 | 9/25/2019 | 10/16/2019 | Fail Screens: 2, 5, 10 | 12/10/2019 | Pass | Withdrawn | Withdrawn | Withdrawn | Withdrawn | No former queue position
2019-07-22 14:58 | 2319-RD | Detailed Study | Detailed Study | Withdrawn | Not Provided | Withdrawn | Withdrawn | KERN | TRANSMISSION | Solar PV, Storage | 4.9 | 9/25/2019 | Withdrawn | Withdrawn | Withdrawn | Withdrawn | Withdrawn | Withdrawn | Withdrawn | Withdrawn | No former queue position
2019-08-30 11:49 | 2320-RD | Fast Track | Fast Track | In Service | Not Provided |  |  | SONOMA | RINCON SUB | Storage | 0.015 | 9/25/2019 | 10/16/2019 | Pass |  |  | N/A (Fast Track) | N/A (Fast Track) | N/A (Fast Track) | Executed | No former queue position
2019-09-03 15:15 | 2321-RD | Fast Track | Fast Track | In Service | Not Provided |  |  | SANTA CLARA | LOYOLA SUB | Storage | 0.015 | 9/25/2019 | 10/16/2019 | Pass |  |  | N/A (Fast Track) | N/A (Fast Track) | N/A (Fast Track) | Executed | No former queue position
2019-08-28 11:39 | 2322-WD | Independent Study | Independent Study | Withdrawn | 12/31/2021 | Withdrawn | Withdrawn | SAN JOAQUIN | CHEROKEE SUB | Storage | 9.95 | 10/1/2019 | Withdrawn | Withdrawn | Withdrawn | Withdrawn | Pass | Withdrawn | Withdrawn | Withdrawn | No former queue position
2019-09-09 18:34 | 2323-RD | Fast Track | Fast Track | In Service | Not Provided |  |  | MONTEREY | CARMEL SUB | Storage | 0.015 | 10/1/2019 | 10/2/2019 | Pass |  |  | N/A (Fast Track) | N/A (Fast Track) | N/A (Fast Track) | Executed | No former queue position
2022-11-14 15:21 | 3227-WD | Cluster | Cluster | Active | 12/13/2024 |  |  | MERCED | LIVINGSTON SW STA | Solar PV, Storage | 10.5126 | 12/7/2022 | N/A | N/A (Cluster) | N/A | N/A (Cluster) | N/A (Cluster) | In Progress |  |  | No former queue position | #VALUE! | not found |  | 10.5126 | not found |  |  | 10.5126 | 10.5126 | 0 |  |  | 0
2019-10-01 14:17 | 2325-RD | Fast Track | Fast Track | In Service | Not Provided |  |  | SAN FRANCISCO | SAN FRAN X (MISSION) SUB | Solar PV | 0.05 | 10/9/2019 | 10/28/2019 | Pass |  |  | N/A (Fast Track) | N/A (Fast Track) | N/A (Fast Track) | Executed | No former queue position
2019-09-24 16:14 | 2326-RD | Fast Track | Fast Track | In Service | Not Provided |  |  | FRESNO | MCCALL SUB | Solar PV | 0.24971 | 10/9/2019 | 10/16/2019 | Pass |  |  | N/A (Fast Track) | N/A (Fast Track) | N/A (Fast Track) | Executed | No former queue position
2019-09-11 16:11 | 2327-WD | Fast Track | Fast Track | Active | 10/1/2020 | 4/9/2021 |  | MADERA | STOREY SUB | Solar PV | 1.5 | 10/9/2019 | 10/28/2019 | Pass | 12/23/2019 | Pass | N/A (Fast Track) | N/A (Fast Track) | N/A (Fast Track) | Executed | No former queue position | STOREY | Storey
2019-08-30 12:47 | 2328-RD | Fast Track | Fast Track | In Service | Not Provided |  |  | SAN LUIS OBISPO | SAN LUIS OBISPO SUB | Storage | 0.715 | 10/16/2019 | 12/9/2019 | Fail Screens: G, I, J, K, M | 2/21/2020 | Pass | N/A (Fast Track) | N/A (Fast Track) | N/A (Fast Track) | Executed | No former queue position
2019-09-13 17:21 | 2329-RD | Fast Track | Fast Track | Active | Not Provided |  |  | ALAMEDA | SAN RAMON SUB | Storage | 0.66124 | 10/16/2019 | 3/3/2021 | Fail Screens: I, S5 |  |  | N/A (Fast Track) | N/A (Fast Track) | N/A (Fast Track) | Executed | No former queue position | SAN RAMON | San Ramon
2019-09-16 11:25 | 2330-RD | Fast Track | Fast Track | Withdrawn | Not Provided | Withdrawn | Withdrawn | PLACER | DEL MAR SUB | Solar PV, Storage | 0.43734 | 10/16/2019 | Withdrawn | Withdrawn | Withdrawn | Withdrawn | Withdrawn | Withdrawn | Withdrawn | Withdrawn | No former queue position
2019-09-11 16:42 | 2331-RD | Fast Track | Fast Track | Withdrawn | Not Provided | Withdrawn | Withdrawn | MERCED | ATWATER SUB | Solar PV, Storage | 1.4 | 10/16/2019 | Withdrawn | Withdrawn | Withdrawn | Withdrawn | Withdrawn | Withdrawn | Withdrawn | Withdrawn | No former queue position
2019-09-27 16:30 | 2332-RD | Fast Track | Fast Track | Active | Not Provided |  |  | SONOMA | DUNBAR SUB | Storage | 0.02 | 10/23/2019 | 11/14/2019 | Pass |  |  | N/A (Fast Track) | N/A (Fast Track) | N/A (Fast Track) | Executed | No former queue position | DUNBAR | not found
2019-09-30 07:44 | 2333-WD | Fast Track | Fast Track | In Service | 3/20/2020 | 10/8/2021 |  | CONTRA COSTA | CONTRA COSTA SUB | Solar PV | 0.9375 | 10/23/2019 | 11/18/2019 | Fail Screens: 2, 5, 10 | 1/6/2020 | Pass | N/A (Fast Track) | N/A (Fast Track) | N/A (Fast Track) | Executed | No former queue position
2019-10-01 16:15 | 2334-WD | Fast Track | Fast Track | Withdrawn | 9/29/2020 | Withdrawn | Withdrawn | KINGS | HENRIETTA SUB | Solar PV | 3 | 10/23/2019 | 10/31/2019 | Fail Screens: 2, 4, 10 | Withdrawn | Withdrawn | Withdrawn | Withdrawn | Withdrawn | Withdrawn | No former queue position
2019-10-01 16:26 | 2335-WD | Fast Track | Fast Track | Withdrawn | 9/29/2020 | Withdrawn | Withdrawn | KERN | WELLFIELD SUB | Solar PV | 3 | 10/23/2019 | Withdrawn | Withdrawn | Withdrawn | Withdrawn | Withdrawn | Withdrawn | Withdrawn | Withdrawn | No former queue position
2019-10-02 12:04 | 2336-RD | Fast Track | Fast Track | Withdrawn | Not Provided | Withdrawn | Withdrawn | MONTEREY | KING CITY SUB | Micro Turbine | 3 | 10/23/2019 | 11/25/2019 | Fail Screens: B, D, G, H, I, J, K, L, M, S5 | 1/16/2020 | Pass | Withdrawn | Withdrawn | Withdrawn | Withdrawn | No former queue position
2019-10-02 16:11 | 2337-WD | Fast Track | Fast Track | Withdrawn | 9/29/2020 | Withdrawn | Withdrawn | FRESNO | CARUTHERS SUB | Solar PV | 0.8 | 10/23/2019 | 11/5/2019 | Fail Screens: 2, 4, 10 | Withdrawn | Withdrawn | Withdrawn | Withdrawn | Withdrawn | Withdrawn | No former queue position
2019-10-02 16:21 | 2338-WD | Independent Study | Independent Study | Withdrawn | 9/29/2020 | Withdrawn | Withdrawn | MERCED | ORTIGA SUB | Storage | 4.48 | 10/23/2019 | Withdrawn | Withdrawn | Withdrawn | Withdrawn | Pass | Withdrawn | Withdrawn | Withdrawn | No former queue position
2019-10-03 09:38 | 2339-WD | Fast Track | Fast Track | Withdrawn | 9/29/2020 | Withdrawn | Withdrawn | KINGS | JACOBS CORNER SUB | Solar PV | 3 | 10/23/2019 | 11/5/2019 | Fail Screens: 2, 10 | Withdrawn | Withdrawn | Withdrawn | Withdrawn | Withdrawn | Withdrawn | No former queue position
2019-10-03 09:46 | 2340-WD | Fast Track | Fast Track | Withdrawn | 9/29/2020 | Withdrawn | Withdrawn | KINGS | JACOBS CORNER SUB | Solar PV | 3 | 10/23/2019 | 11/6/2019 | Fail Screens: 2, 10 | Withdrawn | Withdrawn | Withdrawn | Withdrawn | Withdrawn | Withdrawn | No former queue position
2019-08-01 13:50 | 2290-RD | Detailed Study | Detailed Study | Active | Not Provided |  |  | KERN | TRANSMISSION | Solar PV | 10.11 | 8/28/2019 | N/A | N/A | N/A | N/A | Fail | 4/2/2020 | N/A | Executed | No former queue position | #VALUE! | not found |  | 10.11 | not found |  |  |  |  | 0 |  |  | 1
2019-10-02 11:54 | 2342-WD | Fast Track | Independent Study | Withdrawn | 11/2/2020 | Withdrawn | Withdrawn | LAKE | UPPER LAKE SUB | Storage | 2.475 | 10/30/2019 | 11/26/2019 | Fail Screens: 2, 4, 5, 10 | 2/19/2020 | Fail | Pass | Withdrawn | Withdrawn | Withdrawn | No former queue position
2019-10-02 11:56 | 2343-WD | Fast Track | Independent Study | Withdrawn | 11/2/2020 | Withdrawn | Withdrawn | MENDOCINO | HOPLAND SUB | Storage | 2.475 | 10/30/2019 | 11/26/2019 | Fail Screens: 2, 4, 5, 10 | 2/19/2020 | Fail | Pass | Withdrawn | Withdrawn | Withdrawn | No former queue position
2019-10-02 12:02 | 2344-WD | Fast Track | Fast Track | Withdrawn | 11/2/2020 | Withdrawn | Withdrawn | MENDOCINO | WILLITS A SUB | Storage | 2.475 | 10/30/2019 | 11/26/2019 | Fail Screens: 2, 10 | 2/19/2020 | Pass | Withdrawn | Withdrawn | Withdrawn | Withdrawn | No former queue position
2019-10-02 12:05 | 2345-WD | Fast Track | Fast Track | Withdrawn | 11/2/2020 | Withdrawn | Withdrawn | SONOMA | MOLINO SUB | Storage | 2.475 | 10/30/2019 | 11/26/2019 | Fail Screens: 2, 4, 5, 10 | 2/19/2020 | Pass | Withdrawn | Withdrawn | Withdrawn | Withdrawn | No former queue position
2019-10-03 09:51 | 2346-WD | Fast Track | Fast Track | Withdrawn | 10/1/2020 | Withdrawn | Withdrawn | KINGS | TWISSELMAN SUB | Solar PV, Storage | 3.95 | 10/30/2019 | Withdrawn | Withdrawn | Withdrawn | Withdrawn | Withdrawn | Withdrawn | Withdrawn | Withdrawn | No former queue position
2019-10-03 09:51 | 2347-WD | Fast Track | Fast Track | Withdrawn | 10/1/2020 | Withdrawn | Withdrawn | KINGS | TWISSELMAN SUB | Solar PV, Storage | 4.274 | 10/30/2019 | 11/27/2019 | Fail Screens: 2, 4, 10 | Withdrawn | Withdrawn | Withdrawn | Withdrawn | Withdrawn | Withdrawn | No former queue position
2019-10-04 16:29 | 2348-WD | Fast Track | Fast Track | Withdrawn | 11/1/2020 | Withdrawn | Withdrawn | KINGS | ANGIOLA SUB | Solar PV | 2.2 | 10/30/2019 | 11/22/2019 | Fail Screens: 2, 4, 10 | Withdrawn | Withdrawn | Withdrawn | Withdrawn | Withdrawn | Withdrawn | No former queue position
2019-10-04 16:29 | 2349-WD | Fast Track | Fast Track | Withdrawn | 11/2/2020 | Withdrawn | Withdrawn | KINGS | ANGIOLA SUB | Solar PV | 2.2 | 10/30/2019 | 11/22/2019 | Fail Screens: 2, 4, 10 | Withdrawn | Withdrawn | Withdrawn | Withdrawn | Withdrawn | Withdrawn | No former queue position
2019-10-14 14:59 | 2350-RD | Fast Track | Fast Track | In Service | Not Provided |  |  | FRESNO | KERMAN SUB | Solar PV | 0.65635 | 10/30/2019 | 12/9/2019 | Fail Screens: B, D, F, I, J, K, L, M, S5 | 1/8/2020 | Pass | N/A (Fast Track) | N/A (Fast Track) | N/A (Fast Track) | Executed | No former queue position
2019-10-01 16:43 | 2351-WD | Independent Study | Independent Study | Withdrawn | 9/29/2020 | Withdrawn | Withdrawn | MERCED | CANAL SUB | Storage | 9.4096 | 10/30/2019 | Withdrawn | Withdrawn | Withdrawn | Withdrawn | Pass | Withdrawn | Withdrawn | Withdrawn | No former queue position
2019-10-18 10:34 | 2352-WD | Fast Track | Fast Track | Withdrawn | 12/30/2021 | Withdrawn | Withdrawn | SAN MATEO | DALY CITY SUB | Storage | 2.52 | 11/6/2019 | 11/27/2019 | Fail Screens: 2, 10 | 3/5/2020 | Pass | Withdrawn | Withdrawn | Withdrawn | Withdrawn | No former queue position
2019-10-18 17:03 | 2353-RD | Detailed Study | Detailed Study | In Service | Not Provided |  |  | SAN JOAQUIN | WEBER SUB | Solar PV | 2.6416 | 11/6/2019 | N/A | N/A | N/A | N/A | Fail | 4/23/2020 | N/A | Executed | No former queue position
2019-10-15 14:08 | 2354-WD | Fast Track | Independent Study | Withdrawn | 12/14/2020 | Withdrawn | Withdrawn | SONOMA | COTATI SUB | Storage | 2.25 | 11/13/2019 | 11/27/2019 | Fail Screens: 2, 10 | 2/19/2020 | Fail | Pass | Withdrawn | Withdrawn | Withdrawn | No former queue position
2019-10-17 09:54 | 2355-WD | Fast Track | Fast Track | Withdrawn | 9/30/2020 | Withdrawn | Withdrawn | KINGS | ALPAUGH SUB | Solar PV | 3 | 11/13/2019 | Withdrawn | Withdrawn | Withdrawn | Withdrawn | Withdrawn | Withdrawn | Withdrawn | Withdrawn | No former queue position
2019-10-15 14:22 | 2356-WD | Fast Track | Independent Study | Withdrawn | 12/14/2020 | Withdrawn | Withdrawn | YUBA | EAST MARYSVILLE SUB | Storage | 2.25 | 11/13/2019 | 11/27/2019 | Fail Screens: 2, 4, 5, 10 | 3/3/2020 | Fail | Pass | Withdrawn | Withdrawn | Withdrawn | No former queue position
2019-10-21 10:58 | 2357-RD | Fast Track | Fast Track | Withdrawn | Not Provided | Withdrawn | Withdrawn | SAN JOAQUIN | MOSHER SUB | Solar PV | 2.686 | 11/13/2019 | 12/9/2019 | Fail Screens: D, G, H, J, K, L, M, V1, S5, A1 | 2/7/2020 | Pass | Withdrawn | Withdrawn | Withdrawn | Withdrawn | No former queue position
2019-10-25 11:03 | 2358-RD | Fast Track | Fast Track | In Service | Not Provided |  |  | CONTRA COSTA | MORAGA SUB | Storage | 0.01 | 11/13/2019 | 12/3/2019 | Pass |  |  | N/A (Fast Track) | N/A (Fast Track) | N/A (Fast Track) | Executed | No former queue position
2019-09-27 09:42 | 2359-RD | Detailed Study | Detailed Study | Withdrawn | 7/1/2021 | Withdrawn | Withdrawn | KERN | TWISSELMAN SUB | Engine | 4.0842 | 11/20/2019 | Withdrawn | Withdrawn | Withdrawn | Withdrawn | Fail | Withdrawn | Withdrawn | Withdrawn | No former queue position
2019-10-04 11:01 | 2360-RD | Fast Track | Fast Track | In Service | Not Provided |  |  | MONTEREY | CARMEL SUB | Storage | 0.005 | 11/20/2019 | 12/3/2019 | Pass |  |  | N/A (Fast Track) | N/A (Fast Track) | N/A (Fast Track) | Executed | No former queue position
2019-10-17 09:16 | 2361-RD | Fast Track | Fast Track | In Service | Not Provided |  |  | SANTA CLARA | HICKS SUB | Storage | 0.01 | 11/20/2019 | 12/13/2019 | Pass |  |  | N/A (Fast Track) | N/A (Fast Track) | N/A (Fast Track) | Executed | No former queue position
2019-10-22 13:17 | 2362-RD | Fast Track | Fast Track | In Service | Not Provided |  |  | BUTTE | OROVILLE SUB | Solar PV | 0.3125 | 11/20/2019 | 1/16/2020 | Pass |  |  | N/A (Fast Track) | N/A (Fast Track) | N/A (Fast Track) | Executed | No former queue position
2019-10-22 16:56 | 2363-RD | Fast Track | Fast Track | Active | Not Provided |  |  | SAN JOAQUIN | TRANSMISSION-Customer Owned | Solar PV, Storage | 2.6326 | 11/20/2019 | 12/12/2019 | Fail Screens: D, F, G, I, J, K, L, M, S5 | 3/20/2020 | Pass | N/A (Fast Track) | N/A (Fast Track) | N/A (Fast Track) | Executed | No former queue position | #VALUE! | not found
2019-11-01 14:39 | 2364-RD | Detailed Study | Detailed Study | In Service | Not Provided |  |  | KERN | TEMBLOR SUB | Solar PV | 1.1216 | 11/20/2019 | N/A | N/A | N/A | N/A | Fail | 6/17/2020 | N/A | Executed | No former queue position
2019-10-16 14:48 | 2365-WD | Fast Track | Fast Track | Active | 3/15/2021 | 8/29/2021 |  | MARIN | COTATI SUB | Solar PV | 0.96 | 11/20/2019 | 12/18/2019 | Fail Screens: 2, 4, 10 | 3/2/2020 | Pass | N/A (Fast Track) | N/A (Fast Track) | N/A (Fast Track) | Executed | No former queue position | COTATI | not found
2019-10-30 07:25 | 2366-WD | Fast Track | Fast Track | Withdrawn | 12/30/2021 | Withdrawn | Withdrawn | SAN MATEO | EAST GRAND SUB | Storage | 2.52 | 11/26/2019 | 1/24/2020 | Fail Screens: 2, 4, 10 | 3/5/2020 | Pass | Withdrawn | Withdrawn | Withdrawn | Withdrawn | No former queue position
2019-11-06 22:11 | 2367-RD | Fast Track | Fast Track | In Service | Not Provided | 4/24/2020 |  | MARIN | ALTO SUB | Storage | 0.21 | 11/26/2019 | 1/2/2020 | Pass |  |  | N/A (Fast Track) | N/A (Fast Track) | N/A (Fast Track) | Executed | No former queue position
2019-11-06 22:11 | 2368-RD | Fast Track | Fast Track | In Service | Not Provided |  |  | SANTA CLARA | SAN JOSE A SUB | Storage | 0.21 | 11/26/2019 | 1/3/2020 | Pass |  |  | N/A (Fast Track) | N/A (Fast Track) | N/A (Fast Track) | Executed | No former queue position
2019-11-09 12:08 | 2369-RD | Fast Track | Fast Track | In Service | Not Provided |  |  | SAN MATEO | MENLO SUB | Storage | 0.005 | 11/26/2019 | 12/9/2019 | Pass |  |  | N/A (Fast Track) | N/A (Fast Track) | N/A (Fast Track) | Executed | No former queue position
2019-11-13 20:06 | 2370-RD | Fast Track | Fast Track | In Service | Not Provided |  |  | SANTA CLARA | HICKS SUB | Solar PV | 0.998 | 11/26/2019 | 12/12/2019 | Pass |  |  | N/A (Fast Track) | N/A (Fast Track) | N/A (Fast Track) | Executed | No former queue position
2019-11-14 10:13 | 2371-RD | Fast Track | Fast Track | Active | 6/8/2020 | 1/29/2021 |  | LAKE | KONOCTI SUB | Engine | 0.2992 | 11/26/2019 | 12/11/2019 | Pass | 1/10/2020 | Pass | N/A (Fast Track) | N/A (Fast Track) | N/A (Fast Track) | Executed | No former queue position | KONOCTI | not found
2019-11-12 08:42 | 2372-RD | Fast Track | Fast Track | In Service | Not Provided |  |  | SANTA CLARA | LOYOLA SUB | Storage | 0.015 | 12/4/2019 | 1/6/2020 | Pass |  |  | N/A (Fast Track) | N/A (Fast Track) | N/A (Fast Track) | Executed | No former queue position
2019-10-29 15:47 | 2373-RD | Fast Track | Fast Track | In Service | Not Provided |  |  | SANTA CLARA | SARATOGA SUB | Storage | 0.01 | 12/4/2019 | 12/23/2019 | Pass |  |  | N/A (Fast Track) | N/A (Fast Track) | N/A (Fast Track) | Executed | No former queue position
2019-11-07 18:31 | 2374-RD | Fast Track | Fast Track | In Service | Not Provided |  |  | YOLO | WOODLAND SUB | Storage | 0.03 | 12/4/2019 | 1/27/2020 | Pass |  |  | N/A (Fast Track) | N/A (Fast Track) | N/A (Fast Track) | Executed | No former queue position
2019-11-11 23:11 | 2375-RD | Fast Track | Fast Track | In Service | Not Provided |  |  | ALAMEDA | NEWARK SUB | Storage | 0.21 | 12/4/2019 | 1/17/2020 | Pass |  |  | N/A (Fast Track) | N/A (Fast Track) | N/A (Fast Track) | Executed | No former queue position
2019-11-04 13:33 | 2376-RD | Fast Track | Fast Track | In Service | Not Provided |  |  | MONTEREY | CARMEL SUB | Storage | 0.21 | 12/11/2019 | 12/20/2019 | Pass |  |  | N/A (Fast Track) | N/A (Fast Track) | N/A (Fast Track) | Executed | No former queue position
2019-11-09 12:50 | 2377-RD | Fast Track | Fast Track | In Service | Not Provided |  |  | SAN FRANCISCO | SAN FRAN P(HUNTERS POINT) SUB | Storage | 0.005 | 12/11/2019 | 12/17/2019 | Pass |  |  | N/A (Fast Track) | N/A (Fast Track) | N/A (Fast Track) | Executed | No former queue position
2019-11-05 12:30 | 2378-WD | Independent Study | Independent Study | Withdrawn | 12/31/2020 | Withdrawn | Withdrawn | SOLANO | PEABODY SUB | Solar PV | 6.6 | 12/10/2019 | Withdrawn | Withdrawn | Withdrawn | Withdrawn | Pass | Withdrawn | Withdrawn | Withdrawn | No former queue position
2019-11-20 15:55 | 2379-WD | Independent Study | Independent Study | Withdrawn | 9/29/2020 | Withdrawn | Withdrawn | FRESNO | CARUTHERS SUB | Solar PV | 0.8 | 12/18/2019 | Withdrawn | Withdrawn | Withdrawn | Withdrawn | Pass | Withdrawn | Withdrawn | Withdrawn | No former queue position
2019-11-20 16:10 | 2380-WD | Independent Study | Independent Study | Withdrawn | 9/29/2020 | Withdrawn | Withdrawn | KINGS | HENRIETTA SUB | Solar PV | 3 | 12/18/2019 | Withdrawn | Withdrawn | Withdrawn | Withdrawn | Pass | Withdrawn | Withdrawn | Withdrawn | No former queue position
2019-11-19 08:51 | 2381-RD | Detailed Study | Detailed Study | Withdrawn | Not Provided | Withdrawn | Withdrawn | KERN | TWISSELMAN SUB | Solar PV, Storage | 31.4053 | 12/18/2019 | Withdrawn | Withdrawn | Withdrawn | Withdrawn | Pass | Withdrawn | Withdrawn | Withdrawn | No former queue position
2019-11-07 17:50 | 2382-RD | Fast Track | Fast Track | In Service | Not Provided |  |  | GLENN | ORLAND B SUB | Storage | 0.02805 | 12/24/2019 | 02/26/2020 | Pass |  |  | N/A (Fast Track) | N/A (Fast Track) | N/A (Fast Track) | Executed | No former queue position
2019-11-21 07:38 | 2383-WD | Independent Study | Independent Study | Withdrawn | 9/29/2020 | Withdrawn | Withdrawn | KINGS | JACOBS CORNER SUB | Solar PV | 3 | 12/24/2019 | Withdrawn | Withdrawn | Withdrawn | Withdrawn | Pass | Withdrawn | Withdrawn | Withdrawn | No former queue position
2019-11-21 07:48 | 2384-WD | Independent Study | Independent Study | Withdrawn | 9/29/2020 | Withdrawn | Withdrawn | KERN | WELLFIELD SUB | Solar PV | 3 | 12/24/2019 | Withdrawn | Withdrawn | Withdrawn | Withdrawn | Pass | Withdrawn | Withdrawn | Withdrawn | No former queue position
2019-11-21 07:54 | 2385-WD | Independent Study | Independent Study | Withdrawn | 9/30/2020 | Withdrawn | Withdrawn | KINGS | ALPAUGH SUB | Solar PV | 3 | 12/24/2019 | Withdrawn | Withdrawn | Withdrawn | Withdrawn | Pass | Withdrawn | Withdrawn | Withdrawn | No former queue position
2019-11-21 07:57 | 2386-WD | Independent Study | Independent Study | Withdrawn | 9/29/2020 | Withdrawn | Withdrawn | KINGS | JACOBS CORNER SUB | Solar PV | 3 | 12/24/2019 | Withdrawn | Withdrawn | Withdrawn | Withdrawn | Pass | Withdrawn | Withdrawn | Withdrawn | No former queue position
2019-12-02 18:25 | 2387-RD | Fast Track | Detailed Study | In Service | Not Provided |  |  | KERN | 7TH STANDARD SUB | Solar PV | 1.3172 | 12/24/2019 | 1/23/2020 | Fail Screens: I, J, K, M, V1, V2, S5 | 3/3/2020 | Fail | Fail | 8/10/2020 | N/A | Executed | No former queue position
2019-12-23 16:03 | 2388-RD | Fast Track | Fast Track | In Service | Not Provided |  |  | SAN FRANCISCO | SAN FRAN F (MARINA) SUB | Solar PV | 0.05 | 12/24/2019 | 08/05/2021 | Pass |  |  | N/A (Fast Track) | N/A (Fast Track) | N/A (Fast Track) | Executed | No former queue position
2024-03-28 16:25 | 3918-WD | Cluster | Cluster | Active | 3/30/2026 |  |  | MERCED | ORTIGA SUB | Battery | 10.078 | 4/24/2024 | N/A | N/A (Cluster) | N/A | N/A (Cluster) | N/A (Cluster) | In Progress |  |  | No former queue position | ORTIGA | not found |  |  |  |  | 10.078 |  | 10.078 | 0 |  |  | 0
2019-12-13 12:10 | 2390-WD | Independent Study | Independent Study | Active | 6/1/2023 |  |  | MENDOCINO | MENDOCINO SUB | Storage | 5 | 12/31/2019 | N/A | N/A (Independent Study) | N/A | N/A (Independent Study) | Pass | 2020-11-24 | N/A | Executed | No former queue position | MENDOCINO | Mendocino
2019-11-30 18:27 | 2391-RD | Fast Track | Fast Track | In Service | Not Provided |  |  | SANTA CLARA | LOS ALTOS SUB | Storage | 0.025 | 12/31/2019 | 1/23/2020 | Pass |  |  | N/A (Fast Track) | N/A (Fast Track) | N/A (Fast Track) | Executed | No former queue position
2009-10-28 13:43 | 0065-WD | Independent Study | Independent Study | In Service | 3/1/2011 | 2/18/2012 | 7/2/2012 | FRESNO | GIFFEN SUB | Solar PV | 10 | 12/7/2009 | N/A | N/A | N/A | N/A | N/A | 3/16/2011 | 7/14/2011 | Executed | Former queue position: W52 | GIFFEN | not found |  | 10 | not found |  |  |  |  | 1 |  |  | 1
2019-12-04 11:19 | 2393-RD | Fast Track | Fast Track | Withdrawn | Not Provided | Withdrawn | Withdrawn | BUTTE | BUTTE SUB | Solar PV, Steam Turbine | 1.0808 | 12/31/2019 | 1/21/2020 | Fail Screens: B, F, G, J, K, L, M, S5 | Withdrawn | Withdrawn | Withdrawn | Withdrawn | Withdrawn | Withdrawn | No former queue position
2019-12-04 14:15 | 2394-RD | Fast Track | Fast Track | In Service | Not Provided |  |  | SANTA CLARA | MONTAGUE SUB | Storage | 0.3345 | 12/31/2019 | 4/3/2020 | Pass |  |  | N/A (Fast Track) | N/A (Fast Track) | N/A (Fast Track) | Executed | No former queue position
2019-12-05 15:17 | 2395-RD | Fast Track | Fast Track | Withdrawn | Not Provided | Withdrawn | Withdrawn | SAN MATEO | SNEATH LANE SUB | Storage | 1.26 | 1/8/2020 | 1/31/2020 | Fail Screens: H, I, J, K, M | 4/1/2020 | Fail | Withdrawn | Withdrawn | Withdrawn | Withdrawn | No former queue position
2019-12-12 14:51 | 2396-RD | Fast Track | Fast Track | Withdrawn | Not Provided | Withdrawn | Withdrawn | EL DORADO | DIAMOND SPRINGS SUB | Storage | 0.7 | 1/8/2020 | 1/29/2020 | Pass | Withdrawn | Withdrawn | Withdrawn | Withdrawn | Withdrawn | Withdrawn | No former queue position
2019-12-13 13:12 | 2397-RD | Fast Track | Fast Track | In Service | Not Provided |  |  | AMADOR | MARTELL SUB | Storage | 0.5005 | 1/8/2020 | 2/10/2020 | Pass |  |  | N/A (Fast Track) | N/A (Fast Track) | N/A (Fast Track) | Executed | No former queue position
2019-11-08 18:19 | 2398-RD | Fast Track | Fast Track | In Service | Not Provided |  |  | ALAMEDA | MT EDEN SUB | Storage | 0.25 | 1/8/2020 | 3/26/2020 | Pass |  |  | N/A (Fast Track) | N/A (Fast Track) | N/A (Fast Track) | Executed | No former queue position
2019-11-27 15:08 | 2399-WD | Fast Track | Fast Track | Active | 11/30/2021 | 12/30/2021 |  | HUMBOLDT | NEWBURG SUB | Solar PV | 1 | 1/8/2020 | 1/24/2020 | Fail Screens: 2, 10 | 3/9/2020 | Pass | N/A (Fast Track) | N/A (Fast Track) | N/A (Fast Track) | Executed | No former queue position | NEWBURG | not found
2019-11-27 15:10 | 2400-WD | Fast Track | Independent Study | Active | 11/30/2021 | 3/2/2022 |  | HUMBOLDT | NEWBURG SUB | Solar PV | 1 | 1/8/2020 | 1/27/2020 | Fail Screens: 2, 4, 10 | 3/12/2020 | Fail | Pass | 8/3/2020 | N/A | Executed | No former queue position | NEWBURG | not found
2019-11-27 17:40 | 2401-RD | Fast Track | Fast Track | Withdrawn | Not Provided | Withdrawn | Withdrawn | YOLO | PLAINFIELD SUB | Solar PV | 0.8 | 1/8/2020 | 4/6/2020 | Fail Screens: F, J, K, L, M, S5, R1 | Withdrawn | Withdrawn | Withdrawn | Withdrawn | Withdrawn | Withdrawn | No former queue position
2019-12-04 14:27 | 2402-RD | Fast Track | Fast Track | In Service | Not Provided |  |  | SANTA CLARA | LOYOLA SUB | Storage | 0.02 | 1/8/2020 | 1/27/2020 | Pass |  |  | N/A (Fast Track) | N/A (Fast Track) | N/A (Fast Track) | Executed | No former queue position
2019-12-11 15:49 | 2403-RD | Fast Track | Fast Track | Withdrawn | Not Provided | Withdrawn | Withdrawn | FRESNO | WEST FRESNO SUB | Engine | 2.1504 | 1/8/2020 | 2/14/2020 | Fail Screens: B, D, F, G, I, J, K, L, M, V1, V2, S5, A1 | 4/20/2020 | Pass | Withdrawn | Withdrawn | Withdrawn | Withdrawn | No former queue position
2019-12-13 13:29 | 2404-RD | Fast Track | Detailed Study | Active | Not Provided |  |  | SAN JOAQUIN | HERDLYN SUB | Solar PV | 1.7 | 1/8/2020 | 1/30/2020 | Fail Screens: D, F, G, J, K, L, M, S5 | 4/1/2020 | Fail | Pass | 11/6/2020 | N/A | Executed | No former queue position | HERDLYN | not found
2019-11-19 12:57 | 2405-RD | Fast Track | Fast Track | Withdrawn | Not Provided | Withdrawn | Withdrawn | TULARE | KINGSBURG SUB | Solar PV, Storage | 1.326 | 1/15/2020 | 2/5/2020 | Fail Screens: B, F, J, K, M, V1, S5, A1 | Withdrawn | Withdrawn | Withdrawn | Withdrawn | Withdrawn | Withdrawn | No former queue position
2019-12-18 17:57 | 2406-WD | Fast Track | Fast Track | Withdrawn | 12/30/2020 | Withdrawn | Withdrawn | HUMBOLDT | NEWBURG SUB | Solar PV | 1 | 1/15/2020 | 2/10/2020 | Fail Screens: 2, 4, 10 | Withdrawn | Withdrawn | Withdrawn | Withdrawn | Withdrawn | Withdrawn | No former queue position
2019-12-18 18:03 | 2407-WD | Fast Track | Fast Track | Withdrawn | 6/30/2021 | Withdrawn | Withdrawn | HUMBOLDT | BLUE LAKE SUB | Solar PV | 1 | 1/15/2020 | 2/4/2020 | Fail Screens: 2, 4, 10 | Withdrawn | Withdrawn | Withdrawn | Withdrawn | Withdrawn | Withdrawn | No former queue position
2019-12-18 18:13 | 2408-WD | Fast Track | Fast Track | Withdrawn | 6/30/2021 | Withdrawn | Withdrawn | HUMBOLDT | NEWBURG SUB | Solar PV | 1 | 1/15/2020 | 2/4/2020 | Fail Screens: 2, 4, 10 | Withdrawn | Withdrawn | Withdrawn | Withdrawn | Withdrawn | Withdrawn | No former queue position
2019-12-19 15:57 | 2409-RD | Fast Track | Fast Track | Withdrawn | Not Provided | Withdrawn | Withdrawn | SAN MATEO | PACIFICA SUB | Storage | 1.26 | 1/15/2020 | 2/3/2020 | Fail Screens: F, I, J, K, M | 3/31/2020 | Fail | Withdrawn | Withdrawn | Withdrawn | Withdrawn | No former queue position
2019-12-23 08:53 | 2410-RD | Fast Track | Fast Track | In Service | Not Provided |  |  | YOLO | DAVIS SUB | Solar PV | 1.0759 | 1/15/2020 | 3/30/2020 | Fail Screens: D, F, G, I, L, M, S5 | 5/29/2020 | Pass | N/A (Fast Track) | N/A (Fast Track) | N/A (Fast Track) | Executed | No former queue position
2019-12-23 08:58 | 2411-RD | Fast Track | DGSP | In Service | Not Provided |  |  | YOLO | DAVIS SUB | Solar PV | 1.0759 | 1/15/2020 | 3/30/2020 | Fail Screens: D, F, G, I, L, M, V1, S5 | 5/27/2020 | Fail | Pass | 11/18/2020 | N/A | Executed | No former queue position
2019-12-23 14:29 | 2412-RD | Fast Track | Fast Track | In Service | Not Provided | 5/3/2003 |  | HUMBOLDT | JANES CREEK SUB | Engine | 2 | 1/15/2020 | 2/19/2020 | Fail Screens: B, I, J, M | 7/21/2020 | Pass | N/A (Fast Track) | N/A (Fast Track) | N/A (Fast Track) | Executed | No former queue position
2019-12-17 16:03 | 2413-RD | Fast Track | Fast Track | In Service | Not Provided |  |  | CONTRA COSTA | SAN RAMON SUB | Storage | 0.005 | 1/22/2020 | 2/12/2020 | Pass |  |  | N/A (Fast Track) | N/A (Fast Track) | N/A (Fast Track) | Executed | No former queue position
2019-12-17 16:09 | 2414-RD | Fast Track | Fast Track | In Service | Not Provided |  |  | SAN FRANCISCO | SAN FRAN Y (LARKIN) SUB | Storage | 0.005 | 1/22/2020 | 2/7/2020 | Pass |  |  | N/A (Fast Track) | N/A (Fast Track) | N/A (Fast Track) | Executed | No former queue position
2019-12-20 12:29 | 2415-RD | Detailed Study | Detailed Study | Active | Not Provided |  |  | KERN | GANSO SUB | Solar PV | 1.5 | 1/22/2020 | N/A | N/A | N/A | N/A | Fail | 6/18/2020 | N/A | Executed | No former queue position | GANSO | Ganso
2020-01-03 19:29 | 2416-RD | Fast Track | Fast Track | Withdrawn | Not Provided | Withdrawn | Withdrawn | SAN JOAQUIN | LINDEN SUB | Solar PV | 0.9375 | 1/22/2020 | Withdrawn | Withdrawn | Withdrawn | Withdrawn | Withdrawn | Withdrawn | Withdrawn | Withdrawn | No former queue position
2020-01-06 14:06 | 2417-WD | Fast Track | Fast Track | Withdrawn | 3/31/2020 | Withdrawn | Withdrawn | SAN BENITO | SAN JUSTO SUB | Engine | 2 | 1/22/2020 | 2/6/2020 | Fail Screens: 2, 4, 5, 10 | 4/9/2020 | Pass | Withdrawn | Withdrawn | Withdrawn | Withdrawn | No former queue position
2019-11-14 10:45 | 2418-WD | Cluster | Cluster | Withdrawn | 11/30/2023 | Withdrawn | Withdrawn | FRESNO | DERRICK SUB | Solar PV, Storage | 63.9 | 1/22/2020 | Withdrawn | Withdrawn | Withdrawn | Withdrawn | Withdrawn | Withdrawn | Withdrawn | Withdrawn | No former queue position
2019-11-30 05:00 | 2419-RD | Fast Track | Fast Track | Withdrawn | Not Provided | Withdrawn | Withdrawn | NAPA | CALISTOGA SUB | Storage | 0.01 | 1/22/2020 | 2/10/2020 | Pass | Withdrawn | Withdrawn | Withdrawn | Withdrawn | Withdrawn | Withdrawn | No former queue position
2019-12-09 14:54 | 2420-RD | Detailed Study | Detailed Study | In Service | Not Provided |  |  | FRESNO | TRANSMISSION | Solar PV | 4.2 | 1/22/2020 | N/A | N/A | N/A | N/A | Pass | 7/30/2020 | N/A | Executed | No former queue position
2019-12-12 14:23 | 2421-RD | Detailed Study | Detailed Study | In Service | Not Provided |  |  | KERN | TWISSELMAN SUB | Solar PV | 2.7 | 1/22/2020 | N/A | N/A | N/A | N/A | Pass | 5/11/2020 | N/A | Executed | No former queue position
2019-12-19 17:14 | 2422-RD | Detailed Study | Detailed Study | Withdrawn | Not Provided | Withdrawn | Withdrawn | MERCED | ATWATER SUB | Solar PV | 1.44 | 1/22/2020 | Withdrawn | Withdrawn | Withdrawn | Withdrawn | Pass | Withdrawn | Withdrawn | Withdrawn | No former queue position
2019-12-24 09:57 | 2423-RD | Detailed Study | Detailed Study | In Service | Not Provided |  |  | KINGS | GUERNSEY SUB | Solar PV | 2.5382 | 06/11/2020 | N/A | N/A | N/A | N/A | Pass | 8/28/2020 | N/A | Executed | No former queue position
2019-12-27 12:58 | 2424-RD | Fast Track | Fast Track | In Service | Not Provided |  |  | SANTA CLARA | LOYOLA SUB | Storage | 0.03 | 1/22/2020 | 2/12/2020 | Pass |  |  | N/A (Fast Track) | N/A (Fast Track) | N/A (Fast Track) | Executed | No former queue position
2020-01-07 10:43 | 2425-RD | Fast Track | Fast Track | In Service | Not Provided |  |  | MARIN | SAN RAFAEL SUB | Storage | 0.02 | 1/22/2020 | 2/12/2020 | Pass |  |  | N/A (Fast Track) | N/A (Fast Track) | N/A (Fast Track) | Executed | No former queue position
2020-01-08 11:13 | 2426-RD | Fast Track | Fast Track | In Service | Not Provided |  |  | LAKE | MIDDLETOWN SUB | Storage | 0.005 | 1/22/2020 | 2/10/2020 | Pass |  |  | N/A (Fast Track) | N/A (Fast Track) | N/A (Fast Track) | Executed | No former queue position
2019-12-04 16:03 | 2427-RD | Fast Track | Fast Track | In Service | Not Provided |  |  | SAN LUIS OBISPO | OCEANO SUB | Storage | 0.01 | 1/22/2020 | 2/10/2020 | Pass |  |  | N/A (Fast Track) | N/A (Fast Track) | N/A (Fast Track) | Executed | No former queue position
2019-12-30 13:47 | 2428-RD | Fast Track | Fast Track | Withdrawn | Not Provided | Withdrawn | Withdrawn | SAN LUIS OBISPO | CAYUCOS SUB | Solar PV, Storage | 0.01 | 1/22/2020 | Withdrawn | Withdrawn | Withdrawn | Withdrawn | Withdrawn | Withdrawn | Withdrawn | Withdrawn | No former queue position
2020-01-13 15:16 | 2429-RD | Fast Track | Fast Track | In Service | Not Provided |  |  | SONOMA | GUALALA SUB | Storage | 0.005 | 1/22/2020 | 2/10/2020 | Pass |  |  | N/A (Fast Track) | N/A (Fast Track) | N/A (Fast Track) | Executed | No former queue position
2020-01-14 23:23 | 2430-WD | Fast Track | Fast Track | Withdrawn | 12/30/2021 | Withdrawn | Withdrawn | SAN MATEO | DALY CITY SUB | Storage | 2 | 1/22/2020 | 2/10/2020 | Fail Screens: 2, 4, 10 | Withdrawn | Withdrawn | Withdrawn | Withdrawn | Withdrawn | Withdrawn | No former queue position
2020-01-14 15:38 | 2431-RD | Fast Track | Fast Track | Withdrawn | Not Provided | Withdrawn | Withdrawn | NAPA | PUEBLO SUB | Solar PV, Storage | 0.01 | 1/29/2020 | Withdrawn | Withdrawn | Withdrawn | Withdrawn | Withdrawn | Withdrawn | Withdrawn | Withdrawn | No former queue position
2020-01-15 17:03 | 2432-RD | Fast Track | Fast Track | Withdrawn | Not Provided | Withdrawn | Withdrawn | TULARE | KINGSBURG SUB | Solar PV | 1.625 | 03/30/2020 | 4/14/2020 | Fail Screens: D, F, J, K, M, S5 | Withdrawn | Withdrawn | Withdrawn | Withdrawn | Withdrawn | Withdrawn | No former queue position
2019-12-30 11:13 | 2433-RD | Fast Track | Fast Track | In Service | Not Provided |  |  | SAN MATEO | MENLO SUB | Storage | 0.015 | 2/4/2020 | 5/18/2020 | Pass |  |  | N/A (Fast Track) | N/A (Fast Track) | N/A (Fast Track) | Executed | No former queue position
2020-01-16 14:41 | 2434-WD | Fast Track | Independent Study | Withdrawn | 12/31/2022 | Withdrawn | Withdrawn | KINGS | TWISSELMAN SUB | Solar PV | 2 | 2/4/2020 | 2/28/2020 | Fail Screens: 2, 4, 7, 9, 10 | 5/13/2020 | Fail | Pass | Withdrawn | Withdrawn | Withdrawn | No former queue position
2020-01-16 14:42 | 2435-WD | Fast Track | Fast Track | Withdrawn | 12/30/2022 | Withdrawn | Withdrawn | KINGS | TWISSELMAN SUB | Solar PV | 2 | 2/4/2020 | 2/28/2020 | Fail Screens: 2, 4, 7, 9, 10 | 5/13/2020 | Fail | Withdrawn | Withdrawn | Withdrawn | Withdrawn | No former queue position
2020-01-28 11:55 | 2436-RD | Fast Track | Fast Track | In Service | Not Provided |  |  | SONOMA | CLOVERDALE SUB | Storage | 0.005 | 2/12/2020 | 3/30/2020 | Pass |  |  | N/A (Fast Track) | N/A (Fast Track) | N/A (Fast Track) | Executed | No former queue position
2020-01-28 10:53 | 2437-RD | Fast Track | Fast Track | Withdrawn | Not Provided | Withdrawn | Withdrawn | TEHAMA | CORNING SUB | Storage | 0.00055 | 2/12/2020 | Withdrawn | Withdrawn | Withdrawn | Withdrawn | Withdrawn | Withdrawn | Withdrawn | Withdrawn | No former queue position
2020-01-28 12:08 | 2438-RD | Fast Track | Detailed Study | Active | Not Provided |  |  | YOLO | WEST SACRAMENTO SUB | Solar PV, Storage | 1.216 | 2/12/2020 | 5/12/2020 | Fail Screens: I, J, K, M, S5 | 6/9/2020 | Fail | Pass | 12/14/2020 | N/A | Executed | No former queue position | WEST SACRAMENTO | not found
2020-01-30 12:25 | 2439-RD | Fast Track | Fast Track | In Service | Not Provided |  |  | ALAMEDA | OAKLAND K (CLAREMONT) SUB | Storage | 0.015 | 2/12/2020 | 3/4/2020 | Pass |  |  | N/A (Fast Track) | N/A (Fast Track) | N/A (Fast Track) | Executed | No former queue position
2020-01-15 00:15 | 2440-WD | Fast Track | Fast Track | Withdrawn | 8/28/2020 | Withdrawn | Withdrawn | LAKE | CLEAR LAKE SUB | Solar PV | 3 | 2/19/2020 | Withdrawn | Withdrawn | Withdrawn | Withdrawn | Withdrawn | Withdrawn | Withdrawn | Withdrawn | No former queue position
2020-01-24 09:16 | 2441-RD | Fast Track | Detailed Study | Withdrawn | Not Provided | Withdrawn | Withdrawn | KERN | ANTELOPE SUB | Solar PV | 2.5 | 2/19/2020 | 3/17/2020 | Fail Screens: D, J, K, L, M, V1, V2, S5, A1 | 4/17/2020 | Fail | Withdrawn | Withdrawn | Withdrawn | Withdrawn | No former queue position
2020-01-30 12:38 | 2442-RD | Fast Track | Fast Track | Withdrawn | Not Provided | Withdrawn | Withdrawn | SAN MATEO | SAN CARLOS SUB | Other | 0.25 | 2/19/2020 | Withdrawn | Withdrawn | Withdrawn | Withdrawn | Withdrawn | Withdrawn | Withdrawn | Withdrawn | No former queue position
2020-01-27 23:06 | 2443-RD | Fast Track | Fast Track | In Service | Not Provided |  |  | HUMBOLDT | GARBERVILLE SUB | Storage | 0.21 | 2/19/2020 | 3/24/2020 | Pass |  |  | N/A (Fast Track) | N/A (Fast Track) | N/A (Fast Track) | Executed | No former queue position
2020-01-19 12:59 | 2444-RD | Fast Track | Fast Track | In Service | Not Provided |  |  | SANTA CLARA | LOYOLA SUB | Storage | 0.01 | 2/19/2020 | 5/26/2020 | Fail Screens: I, L, M, S5 |  |  | N/A (Fast Track) | N/A (Fast Track) | N/A (Fast Track) | Executed | No former queue position
2020-01-31 09:04 | 2445-RD | Fast Track | Fast Track | Withdrawn | Not Provided | Withdrawn | Withdrawn | ALAMEDA | ARLINGTON SUB | Storage | 0.015 | 2/26/2020 | 3/15/2020 | Pass | Withdrawn | Withdrawn | Withdrawn | Withdrawn | Withdrawn | Withdrawn | No former queue position
2009-11-20 11:56 | 0074-WD | Independent Study | Independent Study | In Service | 6/28/2011 | 11/30/2012 | 6/28/2012 | FRESNO | HURON SUB | Solar PV | 10 | 12/8/2009 | N/A | N/A | N/A | N/A | N/A | 6/30/2010 | N/A | Executed | Former queue position: W62 | HURON | not found |  | 10 | not found |  |  |  |  | 1 |  |  | 1
2020-02-04 15:23 | 2447-RD | Fast Track | Fast Track | In Service | Not Provided |  |  | SAN FRANCISCO | SAN FRAN L SUB | Micro Turbine | 0.065 | 2/26/2020 | 3/19/2020 | Fail Screens: I, J, V1 |  |  | N/A (Fast Track) | N/A (Fast Track) | N/A (Fast Track) | Executed | No former queue position
2020-02-06 11:08 | 2448-RD | Fast Track | Fast Track | In Service | Not Provided |  |  | SONOMA | CORONA SUB | Storage | 0.03026 | 2/26/2020 | 3/18/2020 | Pass |  |  | N/A (Fast Track) | N/A (Fast Track) | N/A (Fast Track) | Executed | No former queue position
2020-02-06 12:00 | 2449-RD | Fast Track | Fast Track | Active | Not Provided |  |  | SONOMA | BELLEVUE SUB | Storage | 0.03026 | 2/26/2020 | 5/28/2020 | Fail Screens: D, J, M, V1, S5 |  |  | N/A (Fast Track) | N/A (Fast Track) | N/A (Fast Track) | Executed | No former queue position | BELLEVUE | not found
2020-02-12 16:15 | 2450-RD | Fast Track | Fast Track | Withdrawn | Not Provided | Withdrawn | Withdrawn | SAN FRANCISCO | Withdrawn | Other | 0.5 | 2/26/2020 | Withdrawn | Withdrawn | Withdrawn | Withdrawn | Withdrawn | Withdrawn | Withdrawn | Withdrawn | No former queue position
2020-02-12 17:22 | 2451-RD | Fast Track | Fast Track | Withdrawn | Not Provided | Withdrawn | Withdrawn | SAN FRANCISCO | Withdrawn | Other | 0.5 | 2/26/2020 | Withdrawn | Withdrawn | Withdrawn | Withdrawn | Withdrawn | Withdrawn | Withdrawn | Withdrawn | No former queue position
2020-02-12 17:46 | 2452-RD | Fast Track | Fast Track | Withdrawn | Not Provided | Withdrawn | Withdrawn | SAN FRANCISCO | Withdrawn | Other | 0.5 | 2/26/2020 | Withdrawn | Withdrawn | Withdrawn | Withdrawn | Withdrawn | Withdrawn | Withdrawn | Withdrawn | No former queue position
2020-01-31 06:43 | 2453-RD | Fast Track | Fast Track | Withdrawn | Not Provided | Withdrawn | Withdrawn | SANTA BARBARA | PURISIMA SUB | Micro Turbine | 4.56 | 2/26/2020 | 3/19/2020 | Fail Screens: B, F, J, K, M | 5/18/2020 | Pass | Withdrawn | Withdrawn | Withdrawn | Withdrawn | No former queue position
2020-01-31 09:43 | 2454-RD | Fast Track | Fast Track | Withdrawn | 7/31/2020 | Withdrawn | Withdrawn | MARIN | SAN RAFAEL SUB | Cogeneration | 0.995 | 2/26/2020 | Withdrawn | Withdrawn | Withdrawn | Withdrawn | Withdrawn | Withdrawn | Withdrawn | Withdrawn | No former queue position
2020-02-11 14:24 | 2455-RD | Fast Track | Fast Track | Active | Not Provided |  |  | ALAMEDA | DIXON LANDING SUB | Storage | 0.585 | 2/26/2020 | 5/5/2020 | Fail Screens: B, D, G, I, J, V1, S5, A1, B1 |  |  | N/A (Fast Track) | N/A (Fast Track) | N/A (Fast Track) | Executed | No former queue position | DIXON LANDING | Dixon Landing
2020-02-03 10:43 | 2456-RD | Fast Track | Fast Track | Withdrawn | Not Provided | Withdrawn | Withdrawn | SAN MATEO | TRANSMISSION | Solar PV | 1.693 | 2/26/2020 | 4/22/2020 | Fail | Withdrawn | Withdrawn | Withdrawn | Withdrawn | Withdrawn | Withdrawn | No former queue position
2020-02-10 12:19 | 2457-RD | Fast Track | Fast Track | In Service | Not Provided |  |  | SAN FRANCISCO | SAN FRAN Y (LARKIN) SUB | Storage | 0.005 | 2/26/2020 | 3/15/2020 | Pass |  |  | N/A (Fast Track) | N/A (Fast Track) | N/A (Fast Track) | Executed | No former queue position
2020-02-14 08:08 | 2458-RD | Fast Track | Fast Track | Withdrawn | Not Provided | Withdrawn | Withdrawn | PLACER | PENRYN SUB | Storage | 0.01 | 3/4/2020 | Withdrawn | Withdrawn | Withdrawn | Withdrawn | Withdrawn | Withdrawn | Withdrawn | Withdrawn | No former queue position
2020-01-27 14:06 | 2459-RD | Fast Track | Fast Track | Withdrawn | Not Provided | Withdrawn | Withdrawn | PLACER | FORESTHILL SUB | Solar PV, Storage | 0.01 | 3/4/2020 | Withdrawn | Withdrawn | Withdrawn | Withdrawn | Withdrawn | Withdrawn | Withdrawn | Withdrawn | No former queue position
2020-02-07 08:55 | 2460-RD | Fast Track | Fast Track | Withdrawn | Not Provided | Withdrawn | Withdrawn | ALAMEDA | SAN RAMON SUB | Solar PV, Storage | 0.8304 | 3/4/2020 | 6/29/2020 | Fail Screens: J, K, M, S5 | 8/28/2020 | Pass | Withdrawn | Withdrawn | Withdrawn | Withdrawn | No former queue position
2020-02-07 10:50 | 2461-RD | Fast Track | Fast Track | Withdrawn | Not Provided | Withdrawn | Withdrawn | FRESNO | PINEDALE SUB | Solar PV, Storage | 1.5744 | 3/4/2020 | 4/30/2020 | Fail Screens: B, I, J, K, M, S5, R1 | Withdrawn | Withdrawn | Withdrawn | Withdrawn | Withdrawn | Withdrawn | No former queue position
2020-02-19 20:54 | 2462-RD | Fast Track | Detailed Study | In Service | Not Provided |  |  | KERN | FELLOWS SUB | Solar PV | 0.96 | 3/4/2020 | 3/20/2020 | Fail Screens: B, D, F, I, J, K, L, M, V1, S5, A1 | 5/18/2020 | Fail | Pass | 10/15/2020 | N/A | Executed | No former queue position
2020-02-04 14:50 | 2463-RD | Fast Track | Fast Track | Withdrawn | Not Provided | Withdrawn | Withdrawn | MADERA | BONITA SUB | Solar PV | 0.84 | 3/4/2020 | 5/15/2020 | Fail Screens: D, F, J, K, L, M, S5 | Withdrawn | Withdrawn | Withdrawn | Withdrawn | Withdrawn | Withdrawn | No former queue position
2020-02-17 10:32 | 2464-RD | Fast Track | Fast Track | In Service | Not Provided |  |  | SAN MATEO | EAST GRAND SUB | Fuel Cell | 0.2325 | 3/4/2020 | 9/10/2020 | Pass |  |  | N/A (Fast Track) | N/A (Fast Track) | N/A (Fast Track) | Executed | No former queue position
2020-02-19 18:28 | 2465-RD | Detailed Study | Detailed Study | In Service | Not Provided |  |  | MADERA | MADERA SUB | Solar PV, Storage | 3.7865 | 3/11/2020 | N/A | N/A | N/A | N/A | Pass | 7/30/2020 | N/A | Executed | No former queue position
2020-02-14 09:20 | 2466-RD | Detailed Study | Detailed Study | In Service | Not Provided |  |  | KERN | CARNERAS SUB | Solar PV | 1.9112 | 3/11/2020 | N/A | N/A | N/A | N/A | Pass | 7/1/2020 | N/A | Executed | No former queue position
2020-02-21 12:49 | 2467-RD | Fast Track | Fast Track | Withdrawn | 10/5/2020 | Withdrawn | Withdrawn | FRESNO | BULLARD SUB | Solar PV | 0.06015 | 3/11/2020 | 4/27/2020 | Pass | Withdrawn | Withdrawn | Withdrawn | Withdrawn | Withdrawn | Withdrawn | R21 Transition to WDT SGIA
2009-11-23 17:08 | 0075-WD | Independent Study | Independent Study | In Service | 11/30/2012 | 12/31/2012 | 5/10/2013 | FRESNO | GATES SUB | Solar PV | 10 | 12/9/2009 | N/A | N/A | N/A | N/A | N/A | 5/7/2011 | N/A | Executed | Former queue position: W63 | GATES | Gates | 230 | 10 | not found |  |  |  |  | 1 |  |  | 1
2020-03-05 00:45 | 2469-WD | Fast Track | Independent Study | Withdrawn | 5/31/2021 | Withdrawn | Withdrawn | LAKE | CLEAR LAKE SUB | Storage | 3.2175 | 3/18/2020 | 4/9/2020 | Fail Screens: 2, 4, 10 | 6/3/2020 | Fail | Withdrawn | Withdrawn | Withdrawn | Withdrawn | No former queue position
2020-02-14 07:28 | 2470-RD | Fast Track | Fast Track | Withdrawn | Not Provided | Withdrawn | Withdrawn | SONOMA | LAKEVILLE SUB | Storage | 0.005 | 3/18/2020 | Withdrawn | Withdrawn | Withdrawn | Withdrawn | Withdrawn | Withdrawn | Withdrawn | Withdrawn | No former queue position
2020-03-04 15:53 | 2471-RD | Detailed Study | Detailed Study | Active | Not Provided |  |  | MADERA | EL PECO SUB | Solar PV | 1.8 | 3/18/2020 | N/A | N/A | N/A | N/A | Pass | 7/31/2020 | N/A | Executed | No former queue position | EL PECO | not found
2020-01-27 10:14 | 2472-WD | Fast Track | Fast Track | Withdrawn | 12/31/2022 | Withdrawn | Withdrawn | SOLANO | GRAND ISLAND SUB | Other | 4.158 | 3/18/2020 | 4/29/2020 | Fail Screens: 2, 4, 5, 6, 7, 9, 10 | 6/16/2020 | Fail | Withdrawn | Withdrawn | Withdrawn | Withdrawn | No former queue position
2020-03-04 15:57 | 2473-RD | Fast Track | Fast Track | Withdrawn | Not Provided | Withdrawn | Withdrawn | ALAMEDA | NEWARK SUB | Engine | 0.625 | 3/25/2020 | 6/19/2020 | Pass | Withdrawn | Withdrawn | Withdrawn | Withdrawn | Withdrawn | Withdrawn | No former queue position
2020-03-02 09:59 | 2474-WD | Fast Track | Fast Track | In Service | 7/31/2020 | 1/11/2022 |  | MARIN | SAN RAFAEL SUB | Engine | 0.995 | 3/26/2020 | 5/14/2020 | Fail Screens: 2, 7, 10 | 6/23/2020 | Pass | N/A (Fast Track) | N/A (Fast Track) | N/A (Fast Track) | Executed | No former queue position
2020-03-05 12:55 | 2475-RD | Fast Track | Fast Track | In Service | Not Provided | In Service | 8/6/2013 | TEHAMA | TYLER SUB | Wind | 1.0296 | 3/25/2020 | 4/7/2020 | Pass |  |  | N/A (Fast Track) | N/A (Fast Track) | N/A (Fast Track) | Executed | No former queue position
2020-03-06 17:35 | 2476-RD | Fast Track | Detailed Study | In Service | Not Provided |  |  | KERN | WHEELER RIDGE SUB | Solar PV | 2.16 | 3/25/2020 | 4/27/2020 | Fail Screens: D, F, J, K, M, V1, S5, A1 | 6/26/2020 | Fail | Pass | 11/9/2020 | N/A | Executed | No former queue position
2020-03-09 21:18 | 2477-WD | Fast Track | Fast Track | Withdrawn | 10/30/2020 | Withdrawn | Withdrawn | HUMBOLDT | NEWBURG SUB | Solar PV | 2 | 3/25/2020 | 4/13/2020 | Fail Screens: 2, 4, 10 | 5/21/2020 | Fail | Withdrawn | Withdrawn | Withdrawn | Withdrawn | No former queue position
2020-02-12 15:22 | 2478-RD | Fast Track | Fast Track | Withdrawn | Not Provided | Withdrawn | Withdrawn | SHASTA | DESCHUTES SUB | Storage | 0.01 | 4/1/2020 | Withdrawn | Withdrawn | Withdrawn | Withdrawn | Withdrawn | Withdrawn | Withdrawn | Withdrawn | No former queue position
2020-03-14 20:43 | 2479-WD | Independent Study | DGSP | Withdrawn | 6/30/2021 | Withdrawn | Withdrawn | HUMBOLDT | BLUE LAKE SUB | Solar PV | 1 | 4/1/2020 | Withdrawn | Withdrawn | Withdrawn | Withdrawn | Withdrawn | Withdrawn | Withdrawn | Withdrawn | No former queue position
2020-02-25 15:14 | 2480-RD | Fast Track | Fast Track | Withdrawn | Not Provided | Withdrawn | Withdrawn | FRESNO | WOODWARD SUB | Solar PV | 1.5107 | 4/1/2020 | Withdrawn | Withdrawn | Withdrawn | Withdrawn | Withdrawn | Withdrawn | Withdrawn | Withdrawn | No former queue position
2020-02-27 09:44 | 2481-RD | Fast Track | Fast Track | Withdrawn | Not Provided | Withdrawn | Withdrawn | SAN FRANCISCO | SAN FRAN A (POTRERO PP) SUB | Engine | 0.75 | 4/1/2020 | 4/15/2020 | Fail | Withdrawn | Withdrawn | Withdrawn | Withdrawn | Withdrawn | Withdrawn | No former queue position
2020-03-18 15:01 | 2482-WD | Fast Track | Fast Track | Withdrawn | 6/30/2020 | Withdrawn | Withdrawn | KERN | TUPMAN SUB | Fuel Cell, Steam Turbine | 0.6 | 4/8/2020 | 5/1/2020 | Fail Screens: 4, 5, 7, 9, 10 | 6/26/2020 | Pass | Withdrawn | Withdrawn | Withdrawn | Withdrawn | No former queue position
2020-02-27 15:41 | 2483-WD | Independent Study | Independent Study | Withdrawn | 6/15/2022 | Withdrawn | Withdrawn | SUTTER | MERIDIAN SUB | Storage | 8.36 | 4/8/2020 | Withdrawn | Withdrawn | Withdrawn | Withdrawn | Pass | Withdrawn | Withdrawn | Withdrawn | No former queue position
2009-12-10 09:11 | 0078-WD | Independent Study | Independent Study | In Service | 9/28/2011 | 1/13/2012 | 6/19/2012 | FRESNO | CANTUA SUB | Solar PV | 10 | 1/7/2010 | N/A | N/A | N/A | N/A | N/A | 3/6/2011 | 6/8/2011 | Executed | Former queue position: W66 | CANTUA | Cantua | 115 | 10 | not found |  |  |  |  | 1 |  |  | 1
2020-03-18 17:35 | 2485-WD | Independent Study | DGSP | Withdrawn | 6/30/2021 | Withdrawn | Withdrawn | HUMBOLDT | BLUE LAKE SUB | Solar PV | 0.98304 | 4/8/2020 | Withdrawn | Withdrawn | Withdrawn | Withdrawn | Pass | Withdrawn | Withdrawn | Withdrawn | No former queue position
2020-03-15 13:56 | 2486-RD | Fast Track | Fast Track | Active | Not Provided |  |  | SAN FRANCISCO | SAN FRAN Y (LARKIN) SUB | Storage | 0.01 | 4/8/2020 | 4/20/2020 | Pass |  |  | N/A (Fast Track) | N/A (Fast Track) | N/A (Fast Track) | Executed | No former queue position | SAN FRAN Y (LARKIN) | not found
2020-03-06 09:34 | 2487-WD | Independent Study | Independent Study | Withdrawn | 1/3/2022 | Withdrawn | Withdrawn | KINGS | CORCORAN SUB | Storage | 0.84 | 4/8/2020 | Withdrawn | Withdrawn | Withdrawn | Withdrawn | Withdrawn | Withdrawn | Withdrawn | Withdrawn | No former queue position
2020-03-19 16:26 | 2488-RD | Fast Track | Fast Track | In Service | Not Provided |  |  | SAN JOAQUIN | FRENCH CAMP SUB | Storage | 0.24 | 4/8/2020 | 5/15/2020 | Pass |  |  | N/A (Fast Track) | N/A (Fast Track) | N/A (Fast Track) | Executed | No former queue position
2020-03-24 11:43 | 2489-RD | Fast Track | Fast Track | Withdrawn | Not Provided | Withdrawn | Withdrawn | MONTEREY | GREEN VALLEY SUB | Solar PV, Storage | 2.5385 | 4/15/2020 | 9/4/2020 | Fail Screens: D, H, I, J, K, M, S5 | 10/29/2020 | Pass | Withdrawn | Withdrawn | Withdrawn | Withdrawn | No former queue position
2020-03-28 12:30 | 2490-RD | Fast Track | Fast Track | Withdrawn | Not Provided | Withdrawn | Withdrawn | BUTTE | CHICO B SUB | Solar PV | 1.0103 | 4/23/2020 | 7/8/2020 | Pass | Withdrawn | Withdrawn | Withdrawn | Withdrawn | Withdrawn | Withdrawn | No former queue position
2020-03-26 16:36 | 2491-RD | Fast Track | Fast Track | Withdrawn | Not Provided | Withdrawn | Withdrawn | YOLO | WILKINS SLOUGH SUB | Solar PV | 1.375 | 4/23/2020 | 5/8/2020 | Fail Screens: J, K, L, M, A1 | Withdrawn | Withdrawn | Withdrawn | Withdrawn | Withdrawn | Withdrawn | No former queue position
2020-03-27 14:57 | 2492-RD | Fast Track | Fast Track | In Service | Not Provided |  |  | YOLO | KNIGHTS LANDING SUB | Solar PV | 0.96 | 4/23/2020 | 5/8/2020 | Fail Screens: D, F, G, J, K, L, M, S5 | 10/2/2020 | Pass | N/A (Fast Track) | N/A (Fast Track) | N/A (Fast Track) | Executed | No former queue position
2020-03-17 13:58 | 2493-RD | Fast Track | Detailed Study | Active | Not Provided |  |  | NEVADA | BRUNSWICK SUB | Solar PV, Storage | 1.7308 | 4/22/2020 | 8/28/2020 | Fail Screens: D, F, G, I, J, K, L, M, S5 | 10/9/2020 | Fail | Pass | 4/26/2021 | N/A | Executed | No former queue position | BRUNSWICK | Brunswick
2020-03-20 09:02 | 2494-RD | Fast Track | Fast Track | In Service | Not Provided |  |  | SANTA CLARA | MCKEE SUB | Storage | 0.02 | 4/22/2020 | 4/30/2020 | Pass |  |  | N/A (Fast Track) | N/A (Fast Track) | N/A (Fast Track) | Executed | No former queue position
2009-12-10 13:45 | 0079-WD | Independent Study | Independent Study | In Service | 9/28/2011 | 6/1/2011 | 9/26/2011 | FRESNO | STROUD SUB | Solar PV | 10 | 12/28/2009 | N/A | N/A | N/A | N/A | N/A | 1/21/2011 | N/A | Executed | Former queue position: W65 | STROUD | not found |  | 10 | not found |  |  |  |  | 1 |  |  | 1
2020-03-31 15:26 | 2496-WD | Independent Study | Independent Study | Withdrawn | 6/2/2021 | Withdrawn | Withdrawn | KINGS | AVENAL SUB | Storage | 60 | 4/29/2020 | Withdrawn | Withdrawn | Withdrawn | Withdrawn | Withdrawn | Withdrawn | Withdrawn | Withdrawn | No former queue position
2020-03-31 17:10 | 2497-WD | Independent Study | Independent Study | Withdrawn | 11/30/2021 | Withdrawn | Withdrawn | CONTRA COSTA | BRENTWOOD SUB | Solar PV, Storage | 7 | 4/29/2020 | Withdrawn | Withdrawn | Withdrawn | Withdrawn | Pass | Withdrawn | Withdrawn | Withdrawn | No former queue position
2020-04-03 15:45 | 2498-RD | Fast Track | Fast Track | In Service | Not Provided |  |  | MARIN | SAN RAFAEL SUB | Storage | 0.01 | 4/29/2020 | 3/3/2021 | Pass |  |  | N/A (Fast Track) | N/A (Fast Track) | N/A (Fast Track) | Executed | No former queue position
2020-03-23 16:14 | 2499-RD | Fast Track | Fast Track | In Service | Not Provided |  |  | SANTA CRUZ | GREEN VALLEY SUB | Storage | 0.005 | 4/29/2020 | 5/1/2020 | Pass |  |  | N/A (Fast Track) | N/A (Fast Track) | N/A (Fast Track) | Executed | No former queue position
2020-04-06 17:23 | 2500-RD | Fast Track | Fast Track | Active | Not Provided |  |  | HUMBOLDT | HARRIS SUB | Engine | 0.624 | 4/29/2020 | 5/12/2020 | Pass |  |  | N/A (Fast Track) | N/A (Fast Track) | N/A (Fast Track) | Executed | No former queue position | HARRIS | not found
2020-04-10 07:42 | 2501-RD | Fast Track | Fast Track | Active | Not Provided |  |  | NAPA | BASALT SUB | Engine | 0.624 | 4/29/2020 | 5/12/2020 | Fail Screens: B, I, J, M, S5 |  |  | N/A (Fast Track) | N/A (Fast Track) | N/A (Fast Track) | Executed | No former queue position | BASALT | not found
2020-04-10 07:57 | 2502-RD | Fast Track | Fast Track | Active | Not Provided |  |  | PLACER | BELL SUB | Engine | 0.625 | 4/29/2020 | 5/26/2020 | Fail Screens: B, F, I, J, K, L, M, S5 |  |  | N/A (Fast Track) | N/A (Fast Track) | N/A (Fast Track) | Executed | No former queue position | BELL | not found
2020-04-10 08:11 | 2503-RD | Fast Track | Fast Track | Active | Not Provided |  |  | MARIN | SAN RAFAEL SUB | Engine | 0.6248 | 4/29/2020 | 5/12/2020 | Pass |  |  | N/A (Fast Track) | N/A (Fast Track) | N/A (Fast Track) | Executed | No former queue position | SAN RAFAEL | not found
2020-04-10 11:35 | 2504-RD | Fast Track | Fast Track | In Service | Not Provided |  |  | FRESNO | CALFLAX SUB | Solar PV | 0.892 | 4/29/2020 | 5/13/2020 | Pass |  |  | N/A (Fast Track) | N/A (Fast Track) | N/A (Fast Track) | Executed | No former queue position
2020-03-17 16:38 | 2505-RD | Detailed Study | Detailed Study | Withdrawn | Not Provided | Withdrawn | Withdrawn | FRESNO | MENDOTA SUB | Solar PV | 66 | 5/6/2020 | Withdrawn | Withdrawn | Withdrawn | Withdrawn | Withdrawn | Withdrawn | Withdrawn | Withdrawn | No former queue position
2020-03-19 08:49 | 2506-RD | Fast Track | Fast Track | Withdrawn | Not Provided | Withdrawn | Withdrawn | YOLO | DAVIS SUB | Solar PV, Storage | 1.2404 | 5/6/2020 | 7/28/2020 | Withdrawn | Withdrawn | Withdrawn | Withdrawn | Withdrawn | Withdrawn | Withdrawn | No former queue position
2020-04-07 14:47 | 2507-RD | Detailed Study | Detailed Study | In Service | Not Provided |  |  | MERCED | ORTIGA SUB | Solar PV | 0.4 | 5/6/2020 | N/A | N/A | N/A | N/A | Pass | 11/19/2020 | N/A | Executed | No former queue position
2020-04-08 16:00 | 2508-WD | Independent Study | Independent Study | Withdrawn | 3/1/2021 | Withdrawn | Withdrawn | CONTRA COSTA | HERDLYN SUB | Solar PV | 5 | 5/6/2020 | Withdrawn | Withdrawn | Withdrawn | Withdrawn | Pass | Withdrawn | Withdrawn | Withdrawn | No former queue position
2010-02-01 10:12 | 0095-WD | Independent Study | Independent Study | In Service | 12/1/2011 | 10/31/2014 | 12/9/2014 | KINGS/TULARE | CORCORAN SUB | Solar PV | 10 | 2/4/2010 | N/A | N/A | N/A | N/A | N/A | 9/22/2010 | 7/11/2012 | Executed | Former queue position: W77 | CORCORAN | Corcoran | 70 | 10 | not found |  |  |  |  | 1 |  |  | 1
2020-04-13 21:54 | 2510-WD | Independent Study | Independent Study | Withdrawn | 12/1/2021 | Withdrawn | Withdrawn | SOLANO | CORDELIA SUB | Solar PV, Storage | 7.8 | 5/6/2020 | Withdrawn | Withdrawn | Withdrawn | Withdrawn | Pass | Withdrawn | Withdrawn | Withdrawn | No former queue position
2020-04-20 09:58 | 2511-RD | Fast Track | Fast Track | In Service | Not Provided |  |  | FRESNO | WOODWARD SUB | Solar PV, Storage | 2.063 | 5/6/2020 | 11/30/2020 | Pass |  |  | N/A (Fast Track) | N/A (Fast Track) | N/A (Fast Track) | Executed | No former queue position
2020-04-21 11:05 | 2512-RD | Detailed Study | Detailed Study | Active | Not Provided |  |  | SANTA CRUZ | PAUL SWEET SUB | Solar PV, Storage | 3.5543 | 5/13/2020 | N/A | N/A | N/A | N/A | Pass | 10/13/2020 | N/A | Executed | No former queue position | PAUL SWEET | not found
2020-04-22 09:49 | 2513-RD | Fast Track | Fast Track | In Service | Not Provided |  |  | MENDOCINO | HOPLAND SUB | Solar PV | 0.6 | 5/13/2020 | 7/2/2020 | Pass |  |  | N/A (Fast Track) | N/A (Fast Track) | N/A (Fast Track) | Executed | No former queue position
2020-04-27 15:19 | 2514-RD | Detailed Study | Detailed Study | Active | Not Provided |  |  | KERN | COLUMBUS SUB | Solar PV, Storage | 3.3032 | 5/27/2020 | N/A | N/A | N/A | N/A | Pass | 2/16/2021 | N/A | Executed | No former queue position | COLUMBUS | Columbus
2020-05-01 12:35 | 2515-RD | Fast Track | Fast Track | Withdrawn | Not Provided | Withdrawn | Withdrawn | STANISLAUS | RIVERBANK SUB | Combustion Engine | 0.99 | 5/13/2020 | Withdrawn | Withdrawn | Withdrawn | Withdrawn | Withdrawn | Withdrawn | Withdrawn | Withdrawn | No former queue position
2020-03-30 18:18 | 2516-RD | Fast Track | Fast Track | In Service | Not Provided |  |  | SAN MATEO | MILLBRAE SUB | Storage | 0.01 | 5/13/2020 | 6/3/2020 | Pass |  |  | N/A (Fast Track) | N/A (Fast Track) | N/A (Fast Track) | Executed | No former queue position
2020-03-31 15:22 | 2517-WD | Fast Track | Fast Track | Withdrawn | 11/2/2020 | Withdrawn | Withdrawn | KINGS | AVENAL SUB | Storage | 6 | 5/13/2020 | 6/4/2020 | Fail Screens: 2, 4, 10 | 8/14/2020 | Fail | Withdrawn | Withdrawn | Withdrawn | Withdrawn | No former queue position
2020-04-21 09:21 | 2518-WD | Independent Study | Independent Study | Withdrawn | 4/16/2022 | Withdrawn | Withdrawn | SANTA CRUZ | ROB ROY SUB | Storage | 109.994 | 5/13/2020 | Withdrawn | Withdrawn | Withdrawn | Withdrawn | Pass | Withdrawn | Withdrawn | Withdrawn | No former queue position
2020-04-30 14:23 | 2519-RD | Fast Track | Fast Track | In Service | Not Provided |  |  | MARIN | ALTO SUB | Storage | 0.02 | 5/20/2020 | 5/22/2020 | Pass |  |  | N/A (Fast Track) | N/A (Fast Track) | N/A (Fast Track) | Executed | No former queue position
2020-05-04 11:11 | 2520-RD | Fast Track | Fast Track | In Service | Not Provided |  |  | CONTRA COSTA | TASSAJARA SUB | Storage | 0.01 | 5/20/2020 | 6/8/2020 | Pass |  |  | N/A (Fast Track) | N/A (Fast Track) | N/A (Fast Track) | Executed | No former queue position
2020-05-11 18:35 | 2521-RD | Fast Track | Detailed Study | Withdrawn | 3/29/2021 | Withdrawn | Withdrawn | FRESNO | PARLIER SUB | Steam Turbine | 3.3 | 5/20/2020 | 6/4/2020 | Fail Screens: B, D, F, I, J, K, M, V1, V2, S5, A1 | 7/8/2020 | Fail | Pass | Withdrawn | Withdrawn | Withdrawn | No former queue position
2020-04-14 11:05 | 2522-RD | Detailed Study | Detailed Study | In Service | Not Provided |  |  | YOLO | PLAINFIELD SUB | Solar PV | 0.8 | 5/20/2020 | N/A | N/A | N/A | N/A | Pass | 9/23/2020 | N/A | Executed | No former queue position
2020-05-11 17:33 | 2523-RD | Fast Track | Fast Track | Withdrawn | 3/29/2021 | Withdrawn | Withdrawn | MADERA | MADERA SUB | Steam Turbine | 0.00371 | 5/20/2020 | 6/10/2020 | Fail Screens: B, D, I, L, M, V1, V2, S5, A1 | 8/4/2020 | Fail | Withdrawn | Withdrawn | Withdrawn | Withdrawn | No former queue position
2020-04-16 13:54 | 2524-RD | Fast Track | Fast Track | Active | Not Provided |  |  | ALAMEDA | JARVIS SUB | Solar PV | 0.84 | 5/20/2020 | 8/7/2020 | Pass |  |  | N/A (Fast Track) | N/A (Fast Track) | N/A (Fast Track) | Executed | No former queue position | JARVIS | not found
2020-04-20 09:56 | 2525-RD | Fast Track | Fast Track | Active | Not Provided |  |  | ALAMEDA | FREMONT SUB | Solar PV | 1.98 | 5/20/2020 | 6/19/2020 | Fail Screens: D, H, J, K, M, S5 | 8/7/2020 | Pass | N/A (Fast Track) | N/A (Fast Track) | N/A (Fast Track) | Executed | No former queue position | FREMONT | not found
2020-04-20 09:57 | 2526-RD | Fast Track | Fast Track | Withdrawn | Not Provided | Withdrawn | Withdrawn | ALAMEDA | JARVIS SUB | Solar PV | 2.52 | 5/20/2020 | 6/19/2020 | Fail Screens: G, M, S5 | 8/13/2020 | Pass | Withdrawn | Withdrawn | Withdrawn | Withdrawn | No former queue position
2020-04-20 10:06 | 2527-RD | Fast Track | Fast Track | Active | Not Provided |  |  | ALAMEDA | FREMONT SUB | Solar PV | 0.35 | 5/20/2020 | 7/21/2020 | Pass |  |  | N/A (Fast Track) | N/A (Fast Track) | N/A (Fast Track) | Executed | No former queue position | FREMONT | not found
2020-04-20 10:14 | 2528-RD | Fast Track | Fast Track | Active | Not Provided |  |  | ALAMEDA | DIXON LANDING SUB | Solar PV | 0.9 | 5/20/2020 | 8/7/2020 | Pass |  |  | N/A (Fast Track) | N/A (Fast Track) | N/A (Fast Track) | Executed | No former queue position | DIXON LANDING | Dixon Landing
2020-05-09 14:24 | 2529-RD | Fast Track | Fast Track | Withdrawn | Not Provided | Withdrawn | Withdrawn | MARIN | IGNACIO SUB | Solar PV | 0.008 | 5/20/2020 | Withdrawn | Withdrawn | Withdrawn | Withdrawn | Withdrawn | Withdrawn | Withdrawn | Withdrawn | No former queue position
2020-05-13 11:23 | 2530-WD | Independent Study | Independent Study | Withdrawn | 8/30/2021 | Withdrawn | Withdrawn | PLACER | LINCOLN SUB | Storage, Turbine | 10.863 | 5/20/2020 | Withdrawn | Withdrawn | Withdrawn | Withdrawn | Pass | Withdrawn | Withdrawn | Withdrawn | No former queue position
2020-05-13 16:16 | 2531-RD | Fast Track | Fast Track | In Service | Not Provided |  |  | SANTA CLARA | MILPITAS SUB | Storage | 0.015 | 5/20/2020 | 6/8/2020 | Pass |  |  | N/A (Fast Track) | N/A (Fast Track) | N/A (Fast Track) | Executed | No former queue position
2020-05-14 10:22 | 2532-WD | Independent Study | Independent Study | Withdrawn | 8/30/2021 | Withdrawn | Withdrawn | PLACER | LINCOLN SUB | Storage, Turbine | 10.863 | 5/20/2020 | Withdrawn | Withdrawn | Withdrawn | Withdrawn | Pass | Withdrawn | Withdrawn | Withdrawn | No former queue position
2020-05-14 10:30 | 2533-WD | Independent Study | Independent Study | Active | 8/30/2021 | 9/26/2023 |  | YUBA | PLUMAS SUB | Storage | 4.092 | 5/20/2020 | N/A | N/A (Independent Study) | N/A | N/A (Independent Study) | Pass | 2/17/2021 | N/A | Executed | No former queue position | PLUMAS | not found
2020-05-11 20:33 | 2534-RD | Fast Track | Detailed Study | Withdrawn | 3/29/2021 | Withdrawn | Withdrawn | FRESNO | MCCALL SUB | Engine | 3.3 | 5/27/2020 | 6/10/2020 | Fail Screens: B, D, I, L, M, V1, V2, S5, A1 | 7/17/2020 | Fail | Pass | Withdrawn | Withdrawn | Withdrawn | No former queue position
2020-05-11 17:31 | 2535-WD | Fast Track | Fast Track | Withdrawn | 12/11/2020 | Withdrawn | Withdrawn | FRESNO | BIOLA SUB | Fuel Cell | 0.9995 | 5/27/2020 | 6/16/2020 | Fail Screens: 2, 4, 10 | Withdrawn | Withdrawn | Withdrawn | Withdrawn | Withdrawn | Withdrawn | No former queue position
2020-04-15 10:40 | 2536-RD | Fast Track | Fast Track | In Service | Not Provided |  |  | NAPA | SILVERADO SUB | Storage | 0.015 | 5/27/2020 | 6/3/2020 | Pass |  |  | N/A (Fast Track) | N/A (Fast Track) | N/A (Fast Track) | Executed | No former queue position
2020-05-12 10:33 | 2537-RD | Fast Track | Fast Track | In Service | Not Provided |  |  | SAN MATEO | WOODSIDE SUB | Storage | 0.01 | 5/27/2020 | 6/9/2020 | Pass |  |  | N/A (Fast Track) | N/A (Fast Track) | N/A (Fast Track) | Executed | No former queue position
2020-04-22 14:39 | 2538-RD | Detailed Study | Detailed Study | Withdrawn | Not Provided | Withdrawn | Withdrawn | TEHAMA | LOS MOLINOS SUB | Solar PV | 0.32 | 5/27/2020 | Withdrawn | Withdrawn | Withdrawn | Withdrawn | Pass | Withdrawn | Withdrawn | Withdrawn | No former queue position
2020-05-07 10:33 | 2539-RD | Detailed Study | DGSP | In Service | Not Provided |  |  | FRESNO | SANGER SUB | Fuel Cell, Solar PV | 1.8 | 5/27/2020 | N/A | N/A | N/A | N/A | Pass | 9/14/2020 | N/A | Executed | No former queue position
2020-05-07 12:47 | 2540-RD | Detailed Study | DGSP | Active | Not Provided |  |  | FRESNO | SANGER SUB | Fuel Cell, Solar PV | 1.5 | 5/27/2020 | N/A | N/A | N/A | N/A | Fail | 2021-02-20 | N/A | Executed | No former queue position | SANGER | Sanger
2020-05-07 13:07 | 2541-RD | Detailed Study | DGSP | Active | Not Provided |  |  | FRESNO | MCCALL SUB | Fuel Cell, Solar PV | 1.5 | 5/27/2020 | N/A | N/A | N/A | N/A | Fail | 2021-02-20 | N/A | Executed | No former queue position | MCCALL | McCall
2020-05-07 15:33 | 2542-RD | Detailed Study | DGSP | Active | Not Provided |  |  | FRESNO | SANGER SUB | Solar PV | 2.1 | 5/27/2020 | N/A | N/A | N/A | N/A | Fail | 2021-02-20 | N/A | Executed | No former queue position | SANGER | Sanger
2020-05-12 19:36 | 2543-RD | Detailed Study | Detailed Study | Active | Not Provided |  |  | TULARE | KINGSBURG SUB | Solar PV | 1.0726 | 5/27/2020 | N/A | N/A | N/A | N/A | Pass | 10/8/2020 | N/A | Executed | No former queue position | KINGSBURG | not found
2020-05-18 09:32 | 2544-WD | Fast Track | Fast Track | Withdrawn | 10/15/2021 | Withdrawn | Withdrawn | HUMBOLDT | GARBERVILLE SUB | Solar PV | 0.50039 | 5/27/2020 | 6/16/2020 | Fail Screens: 2, 4, 7, 10 | 8/17/2020 | Pass | Withdrawn | Withdrawn | Withdrawn | Withdrawn | No former queue position
2020-04-08 12:03 | 2545-RD | Fast Track | Fast Track | In Service | Not Provided |  |  | CONTRA COSTA | SAN RAMON SUB | Storage | 0.005 | 6/3/2020 | 6/8/2020 | Pass |  |  | N/A (Fast Track) | N/A (Fast Track) | N/A (Fast Track) | Executed | No former queue position
2020-05-15 16:55 | 2546-RD | Fast Track | Detailed Study | Withdrawn | 3/30/2022 | Withdrawn | Withdrawn | COLUSA | ARBUCKLE SUB | Steam Turbine | 5 | 6/3/2020 | 6/30/2020 | Fail Screens: B, D, F, G, I, J, K, L, M, V1, V2, S5, A1 | 9/4/2020 | Fail | Pass | Withdrawn | Withdrawn | Withdrawn | No former queue position
2020-05-26 16:20 | 2547-RD | Detailed Study | Detailed Study | Withdrawn | Not Provided | Withdrawn | Withdrawn | TEHAMA | LOS MOLINOS SUB | Solar PV | 1.5 | 6/3/2020 | Withdrawn | Withdrawn | Withdrawn | Withdrawn | Withdrawn | Withdrawn | Withdrawn | Withdrawn | No former queue position
2020-05-15 16:49 | 2548-RD | Fast Track | Fast Track | In Service | Not Provided |  |  | MARIN | ALTO SUB | Storage | 0.005 | 6/3/2020 | 6/18/2020 | Pass |  |  | N/A (Fast Track) | N/A (Fast Track) | N/A (Fast Track) | Executed | No former queue position
2020-05-14 22:04 | 2549-RD | Fast Track | Fast Track | In Service | Not Provided |  |  | SANTA CLARA | SARATOGA SUB | Storage | 0.21 | 6/10/2020 | 7/28/2020 | Pass |  |  | N/A (Fast Track) | N/A (Fast Track) | N/A (Fast Track) | Executed | No former queue position
2020-05-26 14:18 | 2550-RD | Fast Track | Fast Track | Withdrawn | Not Provided | Withdrawn | Withdrawn | ALAMEDA | GRANT SUB | Engine, Solar PV, Storage | 0.8 | 6/10/2020 | 2/2/2021 | Pass | Withdrawn | Withdrawn | Withdrawn | Withdrawn | Withdrawn | Withdrawn | No former queue position
2020-05-20 16:48 | 2551-RD | Fast Track | Fast Track | In Service | Not Provided |  |  | MARIN | ALTO SUB | Storage | 0.5 | 6/17/2020 | 7/1/2020 | Pass |  |  | N/A (Fast Track) | N/A (Fast Track) | N/A (Fast Track) | Executed | No former queue position
2020-05-27 11:09 | 2552-RD | Detailed Study | Detailed Study | In Service | Not Provided |  |  | FRESNO | BIOLA SUB | Fuel Cell | 0.999 | 6/17/2020 | N/A | N/A | N/A | N/A | Pass | 3/4/2021 | N/A | Executed | No former queue position
2020-05-19 12:20 | 2553-RD | Fast Track | Fast Track | Withdrawn | Not Provided | Withdrawn | Withdrawn | FRESNO | PINEDALE SUB | Solar PV, Storage | 1.5288 | 6/17/2020 | 7/1/2020 | Fail Screens: B, D, I, J, K, M, S5 | Withdrawn | Withdrawn | Withdrawn | Withdrawn | Withdrawn | Withdrawn | No former queue position
2020-06-09 15:25 | 2554-WD | Independent Study | Independent Study | Active | 12/1/2021 | 5/27/2023 |  | KINGS | TULARE LAKE SUB | Solar PV | 3.75 | 6/17/2020 | N/A | N/A (Independent Study) | N/A | N/A (Independent Study) | Pass | 9/14/2020 | N/A | Executed | No former queue position | TULARE LAKE | not found
2020-05-21 13:36 | 2555-RD | Fast Track | Fast Track | In Service | Not Provided |  |  | ALAMEDA | NEWARK SUB | Storage | 0.11194 | 6/17/2020 | 6/18/2020 | Pass |  |  | N/A (Fast Track) | N/A (Fast Track) | N/A (Fast Track) | Executed | No former queue position
2020-06-14 21:51 | 2556-WD | Fast Track | Fast Track | Withdrawn | 6/30/2021 | Withdrawn | Withdrawn | HUMBOLDT | BLUE LAKE SUB | Solar PV | 1 | 6/24/2020 | 7/16/2020 | Fail Screens: 5, 9, 10 | 9/21/2020 | Pass | Withdrawn | Withdrawn | Withdrawn | Withdrawn | No former queue position
2020-06-04 15:36 | 2557-RD | Fast Track | Fast Track | In Service | Not Provided |  |  | SAN MATEO | SNEATH LANE SUB | Storage | 0.9295 | 6/24/2020 | 8/11/2020 | Fail Screens: I, J, M | 11/10/2020 | Pass | N/A (Fast Track) | N/A (Fast Track) | N/A (Fast Track) | Executed | No former queue position
2020-06-04 16:47 | 2558-RD | Fast Track | Fast Track | In Service | Not Provided |  |  | TULARE | KINGSBURG SUB | Storage | 0.9295 | 6/24/2020 | 8/11/2020 | Fail Screens: F, I, J, K, M, V1, S5, A1 | 2/5/2021 | Pass | N/A (Fast Track) | N/A (Fast Track) | N/A (Fast Track) | Executed | No former queue position
2020-06-05 09:05 | 2559-RD | Fast Track | Fast Track | In Service | Not Provided |  |  | FRESNO | PANOCHE SUB | Storage | 0.9295 | 6/24/2020 | 10/21/2020 | Pass |  |  | N/A (Fast Track) | N/A (Fast Track) | N/A (Fast Track) | Executed | No former queue position
2020-06-03 22:49 | 2560-RD | Detailed Study | Detailed Study | In Service | Not Provided |  |  | TUOLUMNE | CURTIS SUB | Solar PV | 3.6 | 6/24/2020 | N/A | N/A | N/A | N/A | Pass | 12/1/2020 | N/A | Executed | No former queue position
2020-06-11 13:47 | 2561-RD | Fast Track | Fast Track | Active | Not Provided |  |  | SAN MATEO | BELLE HAVEN SUB | Solar PV | 0.6 | 7/1/2020 | 7/21/2020 | Fail Screens: A, J, K | 9/21/2020 | Pass | N/A (Fast Track) | N/A (Fast Track) | N/A (Fast Track) | Executed | No former queue position | BELLE HAVEN | not found
2020-06-05 14:47 | 2562-RD | Detailed Study | Detailed Study | Active | Not Provided |  |  | MERCED | ATWATER SUB | Solar PV | 1.5046 | 7/8/2020 | N/A | N/A | N/A | N/A | Pass | 10/21/2020 | N/A | Executed | No former queue position | ATWATER | not found
2020-06-10 17:33 | 2563-RD | Detailed Study | Detailed Study | Active | Not Provided |  |  | MADERA | EL PECO SUB | Solar PV | 0.84255 | 7/8/2020 | N/A | N/A | N/A | N/A | Pass | 10/5/2020 | N/A | Executed | No former queue position | EL PECO | not found
2020-06-19 14:02 | 2564-RD | Fast Track | Fast Track | In Service | Not Provided |  |  | SANTA BARBARA | SANTA MARIA SUB | Solar PV, Storage | 1.7775 | 7/9/2020 | 7/30/2020 | Fail Screens: F, I, J, K, M | 9/1/2020 | Pass | N/A (Fast Track) | N/A (Fast Track) | N/A (Fast Track) | Executed | No former queue position
2020-05-22 12:30 | 2565-WD | Independent Study | Independent Study | Withdrawn | 11/30/2021 | Withdrawn | Withdrawn | YOLO | WOODLAND SUB | Solar PV | 4 | 7/8/2020 | Withdrawn | Withdrawn | Withdrawn | Withdrawn | Pass | Withdrawn | Withdrawn | Withdrawn | No former queue position
2010-04-14 16:35 | 0120-WD | Independent Study | Independent Study | In Service | 1/1/2015 | 12/31/2012 | 5/3/2013 | FRESNO | GATES SUB | Solar PV | 10 | 4/26/2010 | N/A | N/A | N/A | N/A | N/A | 5/7/2011 | N/A | Executed | Former queue position: W99 | GATES | Gates | 230 | 10 | not found |  |  |  |  | 1 |  |  | 1
2020-07-02 13:48 | 2567-RD | Fast Track | Fast Track | In Service | Not Provided |  |  | CONTRA COSTA | SAN RAMON SUB | Solar PV, Storage | 1.82 | 7/15/2020 | 03/23/2021 | Pass |  |  | N/A (Fast Track) | N/A (Fast Track) | N/A (Fast Track) | Executed | No former queue position
2020-07-01 13:31 | 2568-WD | Independent Study | Independent Study | Withdrawn | 12/1/2021 | Withdrawn | Withdrawn | SOLANO | GRAND ISLAND SUB | Solar PV, Storage | 6.4 | 7/15/2020 | Withdrawn | Withdrawn | Withdrawn | Withdrawn | Pass | Withdrawn | Withdrawn | Withdrawn | No former queue position
2020-07-02 16:03 | 2569-WD | Independent Study | Independent Study | Active | 12/1/2021 | 7/14/2023 |  | MERCED | ORTIGA SUB | Storage | 0.0032 | 7/15/2020 | N/A | N/A (Independent Study) | N/A | N/A (Independent Study) | Pass | 11/24/2020 | N/A | Executed | No former queue position | ORTIGA | not found
2020-05-22 12:20 | 2570-WD | Independent Study | Independent Study | Withdrawn | 11/30/2021 | Withdrawn | Withdrawn | YOLO | WOODLAND SUB | Solar PV | 4.2068 | 7/22/2020 | Withdrawn | Withdrawn | Withdrawn | Withdrawn | Pass | Withdrawn | Withdrawn | Withdrawn | No former queue position
2010-05-26 17:26 | 0136-WD | Independent Study | Independent Study | In Service | 12/1/2012 | 12/1/2012 | 6/19/2013 | KINGS | GUERNSEY SUB | Solar PV | 10 | 5/31/2010 | N/A | N/A | N/A | N/A | N/A | 4/3/2011 | N/A | Executed | Former queue position: W121 | GUERNSEY | Guernsey | 70 | 10 | not found |  |  |  |  | 1 |  |  | 1
2020-07-07 17:47 | 2572-RD | Fast Track | Fast Track | Active | Not Provided |  |  | ALAMEDA | OAKLAND C (OAKLAND PP) SUB | Storage | 1.56 | 7/22/2020 | 12/16/2020 | Pass |  |  | N/A (Fast Track) | N/A (Fast Track) | N/A (Fast Track) | Executed | No former queue position | OAKLAND C (OAKLAND PP) | not found
2020-07-09 13:49 | 2573-RD | Fast Track | Fast Track | Active | Not Provided | 4/16/2022 |  | MADERA | BORDEN SUB | Solar PV | 0.44815 | 7/22/2020 | 8/11/2020 | Pass |  |  | N/A (Fast Track) | N/A (Fast Track) | N/A (Fast Track) | Executed | No former queue position | BORDEN | Borden
2020-07-09 15:11 | 2574-WD | Independent Study | Independent Study | Withdrawn | 3/1/2023 | Withdrawn | Withdrawn | KERN | KERN OIL SUB | Solar PV, Storage | 4.9993 | 7/29/2020 | Withdrawn | Withdrawn | Withdrawn | Withdrawn | Pass | Withdrawn | Withdrawn | Withdrawn | No former queue position
2020-07-09 15:17 | 2575-WD | Independent Study | Independent Study | Withdrawn | 3/1/2023 | Withdrawn | Withdrawn | KERN | KERN OIL SUB | Solar PV, Storage | 5.004 | 7/29/2020 | Withdrawn | Withdrawn | Withdrawn | Withdrawn | Pass | Withdrawn | Withdrawn | Withdrawn | No former queue position
2020-07-10 14:03 | 2576-RD | Fast Track | Fast Track | In Service | Not Provided |  |  | FRESNO | REEDLEY SUB | Solar PV | 0.75 | 7/29/2020 | 8/12/2020 | Fail Screens: F, I, J, K, M, S5 | 9/2/2020 | Pass | N/A (Fast Track) | N/A (Fast Track) | N/A (Fast Track) | Executed | No former queue position
2020-06-18 21:48 | 2577-RD | Fast Track | Fast Track | In Service | Not Provided |  |  | FRESNO | CLOVIS SUB | Storage | 0.21 | 7/29/2020 | 8/11/2020 | Pass |  |  | N/A (Fast Track) | N/A (Fast Track) | N/A (Fast Track) | Executed | No former queue position
2020-06-30 09:48 | 2578-RD | Fast Track | Fast Track | In Service | Not Provided |  |  | HUMBOLDT | EUREKA A SUB | Storage | 0.21 | 7/29/2020 | 9/1/2020 | Pass |  |  | N/A (Fast Track) | N/A (Fast Track) | N/A (Fast Track) | Executed | No former queue position
2020-07-17 20:24 | 2579-RD | Fast Track | Fast Track | Withdrawn | Not Provided | Withdrawn | Withdrawn | CONTRA COSTA | MEADOW LANE SUB | Storage | 0.9295 | 7/29/2020 | 9/4/2020 | Fail Screens: I, J, M, V1, S5, A1 | 10/19/2020 | Pass | Withdrawn | Withdrawn | Withdrawn | Withdrawn | No former queue position
2020-07-16 19:49 | 2580-WD | Independent Study | Independent Study | Withdrawn | 10/14/2021 | Withdrawn | Withdrawn | YOLO | ZAMORA SUB | Solar PV | 5 | 8/5/2020 | Withdrawn | Withdrawn | Withdrawn | Withdrawn | Pass | Withdrawn | Withdrawn | Withdrawn | No former queue position
2020-07-22 16:06 | 2581-RD | Fast Track | Fast Track | Active | Not Provided |  |  | YOLO | WOODLAND SUB | Solar PV, Storage | 1.49 | 8/5/2020 | 8/31/2020 | Fail Screens: D, I, J, K, L, M, S5 | 10/6/2020 | Pass | N/A (Fast Track) | N/A (Fast Track) | N/A (Fast Track) | Executed | No former queue position | WOODLAND | not found
2020-07-22 16:05 | 2582-RD | Fast Track | Fast Track | Active | Not Provided |  |  | YOLO | WOODLAND SUB | Solar PV, Storage | 1.56 | 8/5/2020 | 8/31/2020 | Fail Screens: D, I, J, K, L, M, S5 | 10/6/2020 | Pass | N/A (Fast Track) | N/A (Fast Track) | N/A (Fast Track) | Executed | No former queue position | WOODLAND | not found
2020-07-28 17:37 | 2583-WD | Independent Study | Independent Study | Withdrawn | 7/1/2022 | Withdrawn | Withdrawn | YOLO | MADISON SUB | Solar PV | 25 | 8/5/2020 | Withdrawn | Withdrawn | Withdrawn | Withdrawn | Withdrawn | Withdrawn | Withdrawn | Withdrawn | No former queue position
2020-07-31 15:03 | 2584-RD | Detailed Study | Detailed Study | Withdrawn | Not Provided | Withdrawn | Withdrawn | FRESNO | AIRWAYS SUB | Solar PV, Storage | 3.4 | 8/12/2020 | Withdrawn | Withdrawn | Withdrawn | Withdrawn | Pass | Withdrawn | Withdrawn | Withdrawn | No former queue position
2016-01-27 13:12 | 1296-WD | Independent Study | Independent Study | In Service | 5/1/2020 | 3/1/2020 | 3/11/2021 | KINGS | HENRIETTA SUB | Storage | 10 | 2/17/2016 | N/A | N/A (Independent Study) | N/A | N/A (Independent Study) | Pass | 9/6/2016 | 04/11/2017 | Executed | No former queue position | HENRIETTA | Henrietta | 70 |  |  |  |  | 10 | 10 | 1 |  |  | 1
2020-08-05 13:56 | 2586-WD | Independent Study | Independent Study | Withdrawn | 3/1/2023 | Withdrawn | Withdrawn | KERN | KERN OIL SUB | Storage | 5 | 8/19/2020 | Withdrawn | Withdrawn | Withdrawn | Withdrawn | Pass | Withdrawn | Withdrawn | Withdrawn | No former queue position
2020-08-05 14:11 | 2587-WD | Independent Study | Independent Study | Withdrawn | 3/1/2023 | Withdrawn | Withdrawn | KERN | KERN OIL SUB | Storage | 5 | 8/19/2020 | Withdrawn | Withdrawn | Withdrawn | Withdrawn | Pass | Withdrawn | Withdrawn | Withdrawn | No former queue position
2020-08-14 09:48 | 2588-RD | Detailed Study | Detailed Study | Withdrawn | Not Provided | Withdrawn | Withdrawn | KINGS | GUERNSEY SUB | Solar PV | 2.46 | 8/26/2020 | Withdrawn | Withdrawn | Withdrawn | Withdrawn | Pass | Withdrawn | Withdrawn | Withdrawn | No former queue position
2020-08-11 17:13 | 2589-WD | Independent Study | Independent Study | Withdrawn | 9/30/2021 | Withdrawn | Withdrawn | ALAMEDA | HERDLYN SUB | Solar PV | 2.128 | 8/26/2020 | Withdrawn | Withdrawn | Withdrawn | Withdrawn | Pass | Withdrawn | Withdrawn | Withdrawn | No former queue position
2020-07-15 18:17 | 2590-WD | Fast Track | Independent Study | Withdrawn | 11/30/2021 | Withdrawn | Withdrawn | YOLO | PUTAH CREEK SUB | Solar PV | 2.475 | 8/26/2020 | 9/22/2020 | Fail Screens: 2, 4, 9, 10 | 11/10/2020 | Fail | Pass | 6/23/2021 | Withdrawn | Withdrawn | No former queue position
2020-08-17 17:03 | 2591-RD | Fast Track | Fast Track | Withdrawn | Not Provided | Withdrawn | Withdrawn | ALAMEDA | GRANT SUB | Solar PV, Storage | 1.52 | 9/2/2020 | 1/15/2021 | Fail Screens: D, I, M, S5 | 7/2/2021 | Pass | Withdrawn | Withdrawn | Withdrawn | Withdrawn | No former queue position
2020-07-01 12:17 | 2592-RD | Fast Track | Detailed Study | Withdrawn | Not Provided | Withdrawn | Withdrawn | YOLO | KNIGHTS LANDING SUB | Solar PV | 2.1 | 9/2/2020 | 9/24/2020 | Fail Screens: D, F, G, I, J, K, L, M, S5 | 12/1/2020 | Fail | Withdrawn | Withdrawn | Withdrawn | Withdrawn | No former queue position
2020-08-04 13:48 | 2593-RD | Fast Track | Fast Track | Withdrawn | Not Provided | Withdrawn | Withdrawn | SONOMA | FITCH MTN SUB | Solar PV, Storage | 2.4659 | 9/9/2020 | 11/3/2020 | Fail Screens: B, D, F, G, I, J, K, L, M, V1, S5, A1 | 12/21/2020 | Pass | Withdrawn | Withdrawn | Withdrawn | Withdrawn | No former queue position
2020-08-31 15:33 | 2594-RD | Fast Track | Fast Track | In Service | Not Provided |  |  | SAN FRANCISCO | SAN FRAN X (MISSION) SUB | Engine | 1 | 9/9/2020 | 10/7/2020 | Fail Screens: B |  |  | N/A (Fast Track) | N/A (Fast Track) | N/A (Fast Track) | Executed | No former queue position
2020-06-18 14:17 | 2566-RD | Detailed Study | Detailed Study | Active | Not Provided |  |  | MADERA | E20T TRANSMISSION | Solar PV | 10 | 7/15/2020 | N/A | N/A | N/A | N/A | Pass | 12/15/2020 | N/A | Executed | No former queue position | #VALUE! | not found |  | 10 | not found |  |  |  |  | 0 |  |  | 1
2020-09-01 12:05 | 2596-WD | Independent Study | Independent Study | Active | 6/1/2023 | 7/27/2023 |  | MERCED | DOS PALOS SUB | Solar PV | 2.1035 | 9/16/2020 | N/A | N/A (Independent Study) | N/A | N/A (Independent Study) | Pass | 2/18/2021 | N/A | Executed | No former queue position | DOS PALOS | not found
2020-08-25 13:59 | 2597-WD | Fast Track | Fast Track | Active | 11/30/2021 | 6/9/2023 |  | CONTRA COSTA | BRENTWOOD SUB | Solar PV | 2.5 | 9/23/2020 | 10/20/2020 | Fail Screens: 2, 5, 6, 10 | 12/7/2020 | Pass | N/A (Fast Track) | N/A (Fast Track) | N/A (Fast Track) | Executed | No former queue position | BRENTWOOD | not found
2020-08-25 15:02 | 2598-WD | Fast Track | Fast Track | Active | 11/30/2021 | 8/26/2022 |  | CONTRA COSTA | BRENTWOOD SUB | Solar PV | 3 | 9/23/2020 | 10/20/2020 | Fail Screens: 2, 6, 10 | 12/21/2020 | Pass | N/A (Fast Track) | N/A (Fast Track) | N/A (Fast Track) | Executed | No former queue position | BRENTWOOD | not found
2020-09-03 15:13 | 2599-WD | Independent Study | Independent Study | Withdrawn | 7/1/2022 | Withdrawn | Withdrawn | YOLO | ZAMORA SUB | Solar PV | 3.6 | 9/23/2020 | Withdrawn | Withdrawn | Withdrawn | Withdrawn | Pass | Withdrawn | Withdrawn | Withdrawn | No former queue position
2020-09-02 11:48 | 2600-RD | Fast Track | Fast Track | In Service | Not Provided |  |  | CALAVERAS | FROGTOWN SUB | Storage | 0.14 | 9/23/2020 | 10/15/2020 | Pass |  |  | N/A (Fast Track) | N/A (Fast Track) | N/A (Fast Track) | Executed | No former queue position
2020-09-14 22:11 | 2601-WD | Independent Study | Independent Study | Withdrawn | 5/1/2021 | Withdrawn | Withdrawn | CONTRA COSTA | HERDLYN SUB | Solar PV, Storage | 7 | 9/23/2020 | Withdrawn | Withdrawn | Withdrawn | Withdrawn | Pass | Withdrawn | Withdrawn | Withdrawn | No former queue position
2020-09-09 13:32 | 2602-RD | Fast Track | Fast Track | In Service | Not Provided |  |  | NAPA | CALISTOGA SUB | Solar PV, Storage | 0.625 | 9/23/2020 | 10/13/2020 | Pass |  |  | N/A (Fast Track) | N/A (Fast Track) | N/A (Fast Track) | Executed | No former queue position
2020-09-02 13:24 | 2603-WD | Fast Track | Independent Study | Withdrawn | 11/30/2021 | Withdrawn | Withdrawn | CONTRA COSTA | BRENTWOOD SUB | Solar PV | 3.0602 | 9/30/2020 | 11/17/2020 | Fail Screens: 2, 6, 10 | 2/18/2021 | Fail | Pass | Withdrawn | Withdrawn | Withdrawn | No former queue position
2020-09-21 12:34 | 2604-RD | Fast Track | Fast Track | Withdrawn | Not Provided | Withdrawn | Withdrawn | ALAMEDA | SAN RAMON SUB | Solar PV | 1.4166 | 9/30/2020 | 10/26/2020 | Fail Screens: M, S5 | 12/14/2020 | Pass | Withdrawn | Withdrawn | Withdrawn | Withdrawn | No former queue position
2020-09-01 10:38 | 2605-WD | Fast Track | Fast Track | Withdrawn | 11/30/2021 | Withdrawn | Withdrawn | BUTTE | ESQUON SUB | Solar PV | 2 | 9/30/2020 | 11/10/2020 | Fail Screens: 2, 4, 10 | 2/1/2021 | Fail | Withdrawn | Withdrawn | Withdrawn | Withdrawn | No former queue position
2020-09-01 14:12 | 2606-WD | Fast Track | Fast Track | Active | 2/27/2021 | 11/12/2021 |  | SONOMA | SONOMA A SUB | Storage | 0.25 | 10/7/2020 | 10/20/2020 | Pass |  |  | N/A (Fast Track) | N/A (Fast Track) | N/A (Fast Track) | Executed | No former queue position | SONOMA A | not found
2020-09-22 15:19 | 2607-RD | Fast Track | Fast Track | Withdrawn | Not Provided | Withdrawn | Withdrawn | CONTRA COSTA | Withdrawn | Other | 0.001 | 10/7/2020 | Withdrawn | Withdrawn | Withdrawn | Withdrawn | Withdrawn | Withdrawn | Withdrawn | Withdrawn | No former queue position
2020-09-28 15:17 | 2608-RD | Fast Track | Fast Track | In Service | Not Provided |  |  | SAN FRANCISCO | SAN FRAN H (MARTIN) SUB | Solar PV | 0.08878 | 10/7/2020 | 11/13/2020 | Pass |  |  | N/A (Fast Track) | N/A (Fast Track) | N/A (Fast Track) | Executed | No former queue position
2020-09-02 09:49 | 2609-WD | Fast Track | Independent Study | Withdrawn | 11/30/2021 | Withdrawn | Withdrawn | HUMBOLDT | CARLOTTA SUB | Wind | 3 | 10/7/2020 | 10/26/2020 | Fail Screens: 2, 4, 10 | 12/21/2020 | Fail | Withdrawn | Withdrawn | Withdrawn | Withdrawn | No former queue position
2020-09-04 11:19 | 2610-RD | Fast Track | Detailed Study | Withdrawn | 9/30/2021 | Withdrawn | Withdrawn | KERN | FAMOSO SUB | Engine | 3.5984 | 10/14/2020 | 11/4/2020 | Fail Screens: B, C, D, I, J, K, L, V1, S5, A1 | 1/8/2021 | Fail | Pass | Withdrawn | Withdrawn | Withdrawn | No former queue position
2020-10-08 00:17 | 2611-RD | Fast Track | Fast Track | In Service | Not Provided |  |  | SAN FRANCISCO | SAN FRAN X (MISSION) SUB | Engine | 0.075 | 10/21/2020 | 11/5/2020 | Fail Screens: A | 12/16/2020 | Pass | N/A (Fast Track) | N/A (Fast Track) | N/A (Fast Track) | Executed | No former queue position
2021-03-31 15:21 | 2764-WD | Independent Study | Independent Study | Active | 6/14/2022 |  |  | SANTA BARBARA | FAIRWAY SUB | Storage | 10 | 4/7/2021 | N/A | N/A (Independent Study) | N/A | N/A (Independent Study) | Pass | 12/8/2021 | 2022-04-06 | Executed | No former queue position | FAIRWAY | Fairway | 115 |  |  |  |  | 10 | 10 | 0 |  |  | 1
2020-10-18 10:55 | 2613-WD | Independent Study | Independent Study | Withdrawn | 8/31/2021 | Withdrawn | Withdrawn | KERN | WELLFIELD SUB | Solar PV | 3 | 10/28/2020 | Withdrawn | Withdrawn | Withdrawn | Withdrawn | Pass | Withdrawn | Withdrawn | Withdrawn | No former queue position
2020-10-18 10:57 | 2614-WD | Independent Study | Independent Study | Active | 8/31/2021 | 11/18/2022 |  | KINGS | ALPAUGH SUB | Solar PV | 3 | 10/28/2020 | N/A | N/A (Independent Study) | N/A | N/A (Independent Study) | Pass | 2/23/2021 | N/A | Executed | No former queue position | ALPAUGH | Alpaugh
2020-10-18 10:59 | 2615-WD | Independent Study | Independent Study | Withdrawn | 8/31/2021 | Withdrawn | Withdrawn | KINGS | HENRIETTA SUB | Solar PV | 3 | 10/28/2020 | Withdrawn | Withdrawn | Withdrawn | Withdrawn | Pass | Withdrawn | Withdrawn | Withdrawn | No former queue position
2020-10-18 12:52 | 2616-WD | Independent Study | Independent Study | Withdrawn | 8/31/2021 | Withdrawn | Withdrawn | KINGS | JACOBS CORNER SUB | Solar PV | 4.25 | 10/28/2020 | Withdrawn | Withdrawn | Withdrawn | Withdrawn | Pass | Withdrawn | Withdrawn | Withdrawn | No former queue position
2020-10-12 15:48 | 2617-RD | Fast Track | Fast Track | Active | Not Provided |  |  | EL DORADO | PLACERVILLE SUB | Storage | 0.07 | 11/4/2020 | 12/3/2020 | Pass |  |  | N/A (Fast Track) | N/A (Fast Track) | N/A (Fast Track) | Executed | No former queue position | PLACERVILLE | not found
2020-10-23 12:48 | 2618-RD | Detailed Study | Detailed Study | Active | Not Provided |  |  | SANTA CLARA | DIXON LANDING SUB | Solar PV | 0.96 | 11/4/2020 | N/A | N/A | N/A | N/A | Pass | 4/8/2021 | N/A | Executed | No former queue position | DIXON LANDING | Dixon Landing
2020-10-26 12:47 | 2619-RD | Fast Track | Fast Track | Withdrawn | Not Provided | Withdrawn | Withdrawn | FRESNO | CALIFORNIA AVE SUB | Solar PV | 1.4998 | 11/4/2020 | 12/7/2020 | Fail Screens: J, K, M, V1, S5, A1 | 1/6/2021 | Pass | Withdrawn | Withdrawn | Withdrawn | Withdrawn | No former queue position
2020-10-08 16:04 | 2620-RD | Fast Track | Fast Track | Active | Not Provided |  |  | CONTRA COSTA | FAIRVIEW SUB | Solar PV | 1.75 | 11/4/2020 | 11/23/2020 | Fail Screens: D, F, G, H, I, J, K, M | 1/6/2021 | Pass | N/A (Fast Track) | N/A (Fast Track) | N/A (Fast Track) | Executed | No former queue position | FAIRVIEW | not found
2020-10-20 11:35 | 2621-WD | Fast Track | Fast Track | Withdrawn | 11/30/2021 | Withdrawn | Withdrawn | BUTTE | OROVILLE SUB | Solar PV | 2 | 11/4/2020 | 11/24/2020 | Fail Screens: 2, 4, 5 | 1/28/2021 | Pass | Withdrawn | Withdrawn | Withdrawn | Withdrawn | No former queue position
2020-10-20 12:05 | 2622-WD | Fast Track | Independent Study | Active | 11/30/2021 | 11/13/2023 |  | HUMBOLDT | ARCATA SUB | Solar PV | 3 | 11/4/2020 | 12/1/2020 | Fail Screens: 2, 4, 5, 10 | 2/27/2021 | Fail | Pass | 10/19/2021 | N/A | Executed | No former queue position | ARCATA | not found
2024-04-24 19:32 | 3998-RD | Detailed Study | Detailed Study | Active | Not Provided |  |  | KERN | MIDWAY SUB | Solar PV | 9.996 | 5/29/2024 | N/A | N/A | N/A | N/A |  |  |  |  | No former queue position | MIDWAY | Midway | 115 | 9.996 | not found |  |  |  |  | 0 |  |  | 0
2020-10-22 10:20 | 2624-WD | Independent Study | Independent Study | Withdrawn | 9/15/2022 | Withdrawn | Withdrawn | PLACER | LINCOLN SUB | Solar PV, Storage | 5.0003 | 11/10/2020 | Withdrawn | Withdrawn | Withdrawn | Withdrawn | Pass | Withdrawn | Withdrawn | Withdrawn | No former queue position
2020-09-29 15:35 | 2625-RD | Fast Track | Fast Track | Withdrawn | 5/31/2021 | Withdrawn | Withdrawn | MARIN | COTATI SUB | Solar PV, Storage | 1.8133 | 11/10/2020 | 12/21/2020 | Fail | 06/03/2021 | Pass | Withdrawn | Withdrawn | Withdrawn | Withdrawn | R21 Transition to WDT SGIA
2020-10-19 16:32 | 2626-RD | Fast Track | Fast Track | Withdrawn | Not Provided | Withdrawn | Withdrawn | KERN | POSO MTN SUB | Solar PV | 3.8585 | 11/10/2020 | 12/9/2020 | Pass | Withdrawn | Withdrawn | Withdrawn | Withdrawn | Withdrawn | Withdrawn | No former queue position
2020-10-27 10:47 | 2627-RD | Fast Track | Fast Track | In Service | Not Provided |  |  | NEVADA | NARROWS SUB | Storage | 0.14 | 11/10/2020 | 12/9/2020 | Pass |  |  | N/A (Fast Track) | N/A (Fast Track) | N/A (Fast Track) | Executed | No former queue position
2020-10-28 23:18 | 2628-RD | Fast Track | Fast Track | In Service | Not Provided |  |  | ALAMEDA | SAN LEANDRO U SUB | Storage | 0.21 | 11/10/2020 | 2/3/2021 | Pass |  |  | N/A (Fast Track) | N/A (Fast Track) | N/A (Fast Track) | Executed | No former queue position
2020-10-13 10:36 | 2629-RD | Fast Track | Fast Track | In Service | Not Provided |  |  | YOLO | MADISON SUB | Storage | 0.28 | 11/18/2020 | 2/3/2021 | Pass |  |  | N/A (Fast Track) | N/A (Fast Track) | N/A (Fast Track) | Executed | No former queue position
2020-10-13 11:04 | 2630-RD | Fast Track | Fast Track | In Service | Not Provided |  |  | YOLO | MADISON SUB | Storage | 0.7 | 11/18/2020 | 2/3/2021 | Fail Screens: I, M, S5, A1 | 4/14/2021 | Pass | N/A (Fast Track) | N/A (Fast Track) | N/A (Fast Track) | Executed | No former queue position
2020-11-05 07:30 | 2631-WD | Fast Track | Fast Track | Withdrawn | 2/1/2022 | Withdrawn | Withdrawn | FRESNO | BULLARD SUB | Solar PV | 0.06015 | 11/18/2020 | 12/4/2020 | Pass | Withdrawn | Withdrawn | Withdrawn | Withdrawn | Withdrawn | Withdrawn | No former queue position
2020-10-27 18:17 | 2632-RD | Fast Track | Fast Track | In Service | Not Provided |  |  | HUMBOLDT | EUREKA E SUB | Storage | 0.21 | 11/18/2020 | 2/20/2021 | Pass |  |  | N/A (Fast Track) | N/A (Fast Track) | N/A (Fast Track) | Executed | No former queue position
2020-10-19 12:51 | 2633-RD | Fast Track | Fast Track | In Service | Not Provided |  |  | SAN JOAQUIN | WEBER SUB | Solar PV | 1.3 | 11/18/2020 | 1/8/2021 | Pass |  |  | N/A (Fast Track) | N/A (Fast Track) | N/A (Fast Track) | Executed | No former queue position
2020-11-04 10:49 | 2634-RD | Fast Track | Fast Track | In Service | Not Provided |  |  | HUMBOLDT | RIO DELL SUB | Other, Storage | 0.88 | 11/24/2020 | 2/5/2021 | Pass |  |  | N/A (Fast Track) | N/A (Fast Track) | N/A (Fast Track) | Executed | No former queue position
2020-11-09 10:19 | 2635-RD | Fast Track | Detailed Study | Withdrawn | Not Provided | Withdrawn | Withdrawn | MENDOCINO | UKIAH SUB | Solar PV | 1.0159 | 11/24/2020 | 3/8/2021 | Fail Screens: D, G, J, K, L, M, S5 | 5/18/2021 | Fail | Pass | Withdrawn | Withdrawn | Withdrawn | No former queue position
2020-11-05 10:49 | 2636-RD | Fast Track | Fast Track | In Service | Not Provided |  |  | HUMBOLDT | NEWBURG SUB | Storage | 0.28 | 11/24/2020 | 4/23/2021 | Pass |  |  | N/A (Fast Track) | N/A (Fast Track) | N/A (Fast Track) | Executed | No former queue position
2020-10-09 10:37 | 2637-WD | Fast Track | Independent Study | Withdrawn | 11/30/2021 | Withdrawn | Withdrawn | BUTTE | BUTTE SUB | Solar PV | 2 | 11/24/2020 | 12/18/2020 | Fail Screens: 2, 4, 5, 10 | 2/27/2021 | Fail | Pass | Withdrawn | Withdrawn | Withdrawn | No former queue position
2020-10-27 14:18 | 2638-RD | Fast Track | Fast Track | In Service | Not Provided |  |  | SONOMA | PENNGROVE SUB | Solar PV | 0.72 | 11/24/2020 | 12/17/2020 | Pass |  |  | N/A (Fast Track) | N/A (Fast Track) | N/A (Fast Track) | Executed | No former queue position
2020-11-17 11:34 | 2639-RD | Detailed Study | Detailed Study | Active | Not Provided |  |  | SANTA BARBARA | FAIRWAY SUB | Solar PV, Storage | 3.4613 | 12/2/2020 | N/A | N/A | N/A | N/A | Pass | 5/18/2021 | N/A | Executed | No former queue position | FAIRWAY | not found
2020-11-11 13:55 | 2640-RD | Fast Track | Fast Track | In Service | Not Provided |  |  | KINGS | KINGSBURG SUB | Solar PV | 1.08 | 12/2/2020 | 12/23/2020 | Fail Screens: D, F, G, J, K, M, S5 | 1/20/2021 | Pass | N/A (Fast Track) | N/A (Fast Track) | N/A (Fast Track) | Executed | No former queue position
2020-11-20 16:07 | 2641-RD | Detailed Study | Detailed Study | Withdrawn | Not Provided | Withdrawn | Withdrawn | KINGS | GUERNSEY SUB | Solar PV | 2.58 | 12/2/2020 | Withdrawn | Withdrawn | Withdrawn | Withdrawn | Pass | Withdrawn | Withdrawn | Withdrawn | No former queue position
2020-11-17 12:03 | 2642-RD | Fast Track | Fast Track | In Service | Not Provided |  |  | KERN | BAKERSFIELD SUB | Solar PV | 0.9 | 12/2/2020 | 3/11/2021 | Fail Screens: F, G, H, J, K, L, M, S5 | 4/26/2021 | Pass | N/A (Fast Track) | N/A (Fast Track) | N/A (Fast Track) | Executed | No former queue position
2020-11-06 09:32 | 2643-RD | Fast Track | Fast Track | Withdrawn | Not Provided | Withdrawn | Withdrawn | HUMBOLDT | ARCATA SUB | Storage | 0.14 | 12/9/2020 | 2/2/2021 | Fail Screens: I, J, M, V1, S5 | Withdrawn | Withdrawn | Withdrawn | Withdrawn | Withdrawn | Withdrawn | No former queue position
2020-11-09 09:19 | 2644-RD | Fast Track | Fast Track | In Service | Not Provided |  |  | TUOLUMNE | CURTIS SUB | Storage | 0.07 | 12/9/2020 | 12/30/2020 | Pass |  |  | N/A (Fast Track) | N/A (Fast Track) | N/A (Fast Track) | Executed | No former queue position
2020-11-06 18:18 | 2645-RD | Fast Track | Fast Track | Withdrawn | Not Provided | Withdrawn | Withdrawn | SANTA CLARA | LAWRENCE SUB | Storage | 0.73317 | 12/9/2020 | 10/19/2021 | Pass | Withdrawn | Withdrawn | Withdrawn | Withdrawn | Withdrawn | Withdrawn | No former queue position
2020-12-01 10:19 | 2646-RD | Detailed Study | Detailed Study | Withdrawn | Not Provided | Withdrawn | Withdrawn | KINGS | GUERNSEY SUB | Solar PV | 1.32 | 12/9/2020 | Withdrawn | Withdrawn | Withdrawn | Withdrawn | Fail | Withdrawn | Withdrawn | Withdrawn | No former queue position
2020-11-30 17:32 | 2647-RD | Detailed Study | Detailed Study | Active | Not Provided |  |  | KERN | OLD RIVER SUB | Solar PV | 2.0029 | 12/9/2020 | N/A | N/A | N/A | N/A | Pass | 6/9/2021 | N/A | Executed | No former queue position | OLD RIVER | not found
2020-11-16 08:34 | 2648-RD | Fast Track | Fast Track | In Service | Not Provided |  |  | KERN | MARICOPA SUB | Solar PV | 1.4936 | 12/9/2020 | 12/29/2020 | Fail Screens: D, F, G, I, J, K, L, M, V1, V2, S5, A1 | 2/22/2021 | Pass | N/A (Fast Track) | N/A (Fast Track) | N/A (Fast Track) | Executed | No former queue position
2020-11-09 11:06 | 2649-WD | Fast Track | Independent Study | Active | 11/30/2021 | 11/13/2023 |  | MERCED | DOS PALOS SUB | Solar PV | 3 | 12/16/2020 | 1/16/2021 | Fail Screens: 2, 4, 5, 7, 9, 10 | 3/29/2021 | Fail | Pass | 10/18/2021 | N/A | Executed | No former queue position | DOS PALOS | not found
2020-11-13 09:18 | 2650-RD | Fast Track | Fast Track | In Service | Not Provided |  |  | SAN MATEO | WOODSIDE SUB | Storage | 0.05 | 12/16/2020 | 2/10/2021 | Pass |  |  | N/A (Fast Track) | N/A (Fast Track) | N/A (Fast Track) | Executed | No former queue position
2020-11-19 13:19 | 2651-RD | Fast Track | Fast Track | In Service | Not Provided |  |  | HUMBOLDT | EUREKA A SUB | Storage | 0.21 | 12/16/2020 | 1/11/2021 | Fail Screens: I, J, V1, S5 |  |  | N/A (Fast Track) | N/A (Fast Track) | N/A (Fast Track) | Executed | No former queue position
2020-11-20 12:48 | 2652-RD | Fast Track | Fast Track | Withdrawn | Not Provided | Withdrawn | Withdrawn | HUMBOLDT | GARBERVILLE SUB | Storage | 0.14 | 12/16/2020 | Withdrawn | Withdrawn | Withdrawn | Withdrawn | Withdrawn | Withdrawn | Withdrawn | Withdrawn | No former queue position
2020-11-20 13:16 | 2653-RD | Fast Track | Fast Track | Withdrawn | Not Provided | Withdrawn | Withdrawn | LAKE | HARTLEY SUB | Storage | 0.14 | 12/16/2020 | Withdrawn | Withdrawn | Withdrawn | Withdrawn | Withdrawn | Withdrawn | Withdrawn | Withdrawn | No former queue position
2020-11-20 14:49 | 2654-RD | Fast Track | Fast Track | In Service | Not Provided |  |  | HUMBOLDT | HARRIS SUB | Storage | 0.14 | 12/16/2020 | 1/14/2021 | Pass |  |  | N/A (Fast Track) | N/A (Fast Track) | N/A (Fast Track) | Executed | No former queue position
2020-11-24 08:03 | 2655-RD | Fast Track | Fast Track | In Service | Not Provided |  |  | LAKE | LUCERNE SUB | Storage | 0.21 | 12/16/2020 | 1/7/2021 | Pass |  |  | N/A (Fast Track) | N/A (Fast Track) | N/A (Fast Track) | Executed | No former queue position
2020-11-04 16:18 | 2656-RD | Fast Track | Fast Track | Active | Not Provided |  |  | SONOMA | SANTA ROSA A SUB | Storage | 1.8786 | 12/23/2020 | 11/1/2021 | Fail Screens: B, D, I, J, K, L, M, V1, S5, A1 | 1/4/2022 | Pass | N/A (Fast Track) | N/A (Fast Track) | N/A (Fast Track) | Executed | No former queue position | SANTA ROSA A | not found
2020-12-07 21:47 | 2657-RD | Fast Track | Fast Track | Withdrawn | Not Provided | Withdrawn | Withdrawn | PLACER | HIGGINS SUB | Storage | 0.21 | 12/23/2020 | Withdrawn | Withdrawn | Withdrawn | Withdrawn | Withdrawn | Withdrawn | Withdrawn | Withdrawn | No former queue position
2020-12-07 22:03 | 2658-RD | Fast Track | Fast Track | Withdrawn | Not Provided | Withdrawn | Withdrawn | NEVADA | BRUNSWICK SUB | Storage | 0.6435 | 12/23/2020 | Withdrawn | Withdrawn | Withdrawn | Withdrawn | Withdrawn | Withdrawn | Withdrawn | Withdrawn | No former queue position
2020-12-07 22:17 | 2659-RD | Fast Track | Fast Track | Active | Not Provided |  |  | NEVADA | BRUNSWICK SUB | Storage | 0.14 | 12/23/2020 | 3/5/2021 | Pass |  |  | N/A (Fast Track) | N/A (Fast Track) | N/A (Fast Track) | Executed | No former queue position | BRUNSWICK | Brunswick
2020-12-07 22:32 | 2660-RD | Fast Track | Fast Track | Withdrawn | Not Provided | Withdrawn | Withdrawn | NEVADA | BRUNSWICK SUB | Storage | 0.14 | 12/23/2020 | Withdrawn | Withdrawn | Withdrawn | Withdrawn | Withdrawn | Withdrawn | Withdrawn | Withdrawn | No former queue position
2020-12-07 22:47 | 2661-RD | Fast Track | Fast Track | Active | Not Provided |  |  | NEVADA | BRUNSWICK SUB | Storage | 0.14 | 12/23/2020 | 3/31/2021 | Fail Screens: L |  |  | N/A (Fast Track) | N/A (Fast Track) | N/A (Fast Track) | Executed | No former queue position | BRUNSWICK | Brunswick
2020-12-07 23:32 | 2662-RD | Fast Track | Fast Track | Active | Not Provided |  |  | NEVADA | HIGGINS SUB | Storage | 0.14 | 12/23/2020 | 3/4/2021 | Pass |  |  | N/A (Fast Track) | N/A (Fast Track) | N/A (Fast Track) | Executed | No former queue position | HIGGINS | Higgins
2020-12-09 10:34 | 2663-RD | Detailed Study | Detailed Study | Active | Not Provided |  |  | SONOMA | SONOMA A SUB | Engine | 0.42 | 12/23/2020 | N/A | N/A | N/A | N/A | Pass | 4/14/2021 | N/A | Executed | No former queue position | SONOMA A | not found
2020-11-18 14:18 | 2664-RD | Fast Track | Fast Track | Withdrawn | Not Provided | Withdrawn | Withdrawn | NEVADA | BRUNSWICK SUB | Storage | 0.14 | 12/30/2020 | 1/21/2021 | Pass | Withdrawn | Withdrawn | Withdrawn | Withdrawn | Withdrawn | Withdrawn | No former queue position
2020-12-01 17:47 | 2665-RD | Fast Track | Fast Track | In Service | Not Provided |  |  | EL DORADO | APPLE HILL SUB | Storage | 0.21 | 12/30/2020 | 1/21/2021 | Pass |  |  | N/A (Fast Track) | N/A (Fast Track) | N/A (Fast Track) | Executed | No former queue position
2020-12-02 10:18 | 2666-RD | Fast Track | Fast Track | In Service | Not Provided |  |  | SONOMA | CLOVERDALE SUB | Storage | 0.28 | 12/30/2020 | 6/4/2021 | Fail Screens: D, G, I, J, V1, S5 | 8/6/2021 | Pass | N/A (Fast Track) | N/A (Fast Track) | N/A (Fast Track) | Executed | No former queue position
2020-12-02 14:35 | 2667-RD | Fast Track | Fast Track | In Service | Not Provided |  |  | LAKE | HIGHLANDS SUB | Storage | 0.21 | 12/30/2020 | 1/26/2021 | Pass |  |  | N/A (Fast Track) | N/A (Fast Track) | N/A (Fast Track) | Executed | No former queue position
2020-12-07 14:48 | 2668-RD | Fast Track | Fast Track | In Service | Not Provided |  |  | SONOMA | CLOVERDALE SUB | Storage | 0.14 | 12/30/2020 | 4/12/2021 | Fail Screens: G, I, J, M, V1, S5 |  |  | N/A (Fast Track) | N/A (Fast Track) | N/A (Fast Track) | Executed | No former queue position
2020-12-10 10:21 | 2669-RD | Fast Track | Detailed Study | In Service | Not Provided |  |  | MENDOCINO | HOPLAND SUB | Solar PV, Storage | 2.4665 | 12/30/2020 | 2/8/2021 | Fail Screens: F, M, V1 | 5/25/2021 | Fail | Pass | 10/26/2021 | N/A | Executed | No former queue position
2020-12-10 10:16 | 2670-WD | Fast Track | Fast Track | Withdrawn | 11/30/2021 | Withdrawn | Withdrawn | MERCED | LIVINGSTON SUB | Solar PV | 2 | 12/30/2020 | 2/3/2021 | Fail Screens: 2, 4, 5, 7, 9, 10 | 3/31/2021 | Pass | Withdrawn | Withdrawn | Withdrawn | Withdrawn | No former queue position
2019-11-12 16:37 | 2392-WD | Independent Study | Independent Study | Active | 9/1/2021 | 9/2/2022 |  | FRESNO | NEW KEARNEY SUB | Solar PV | 9.9751 | 12/31/2019 | N/A | N/A (Independent Study) | N/A | N/A (Independent Study) | Pass | 4/9/2020 | N/A | Executed | No former queue position | NEW KEARNEY | not found |  | 9.9751 | not found |  |  |  |  | 0 |  |  | 1
2020-12-10 16:09 | 2672-RD | Fast Track | Fast Track | In Service | Not Provided |  |  | HUMBOLDT | JANES CREEK SUB | Storage | 0.35 | 1/6/2021 | 6/1/2021 | Fail Screens: D, F, I, J, M, V1, S5 | 7/29/2021 | Pass | N/A (Fast Track) | N/A (Fast Track) | N/A (Fast Track) | Executed | No former queue position
2020-12-11 12:39 | 2673-RD | Fast Track | Fast Track | In Service | Not Provided |  |  | NEVADA | BRUNSWICK SUB | Storage | 0.14 | 1/6/2021 | 1/21/2021 | Pass |  |  | N/A (Fast Track) | N/A (Fast Track) | N/A (Fast Track) | Executed | No former queue position
2020-12-11 15:04 | 2674-RD | Fast Track | Fast Track | In Service | Not Provided |  |  | HUMBOLDT | GARBERVILLE SUB | Storage | 0.21 | 1/6/2021 | 3/15/2021 | Fail Screens: D, F, I, J, S5 |  |  | N/A (Fast Track) | N/A (Fast Track) | N/A (Fast Track) | Executed | No former queue position
2020-12-11 15:37 | 2675-RD | Fast Track | Fast Track | In Service | Not Provided |  |  | HUMBOLDT | NEWBURG SUB | Storage | 0.28 | 1/6/2021 | 4/5/2021 | Pass |  |  | N/A (Fast Track) | N/A (Fast Track) | N/A (Fast Track) | Executed | No former queue position
2020-12-09 09:47 | 2676-RD | Detailed Study | Detailed Study | Active | Not Provided |  |  | FRESNO | WOODWARD SUB | Solar PV, Storage | 2.185 | 1/6/2021 | N/A | N/A | N/A | N/A | Pass | 7/30/2021 | N/A | Executed | No former queue position | WOODWARD | not found
2020-12-16 19:55 | 2677-RD | Detailed Study | Detailed Study | Withdrawn | Not Provided | Withdrawn | Withdrawn | FRESNO | GATES SUB | Solar PV | 3.192 | 1/6/2021 | Withdrawn | Withdrawn | Withdrawn | Withdrawn | Pass | Withdrawn | Withdrawn | Withdrawn | No former queue position
2020-12-31 11:00 | 2678-WD | Independent Study | Independent Study | Withdrawn | 3/11/2022 | Withdrawn | Withdrawn | CONTRA COSTA | BRENTWOOD SUB | Solar PV | 5 | 1/13/2021 | Withdrawn | Withdrawn | Withdrawn | Withdrawn | Pass | Withdrawn | Withdrawn | Withdrawn | No former queue position
2020-12-29 17:01 | 2679-RD | Detailed Study | DGSP | Withdrawn | Not Provided | Withdrawn | Withdrawn | KINGS | GUERNSEY SUB | Solar PV | 1.32 | 1/13/2021 | Withdrawn | Withdrawn | Withdrawn | Withdrawn | Fail | Withdrawn | Withdrawn | Withdrawn | No former queue position
2020-11-24 15:04 | 2680-RD | Detailed Study | Detailed Study | Withdrawn | 6/1/2022 | Withdrawn | Withdrawn | MERCED | SANTA NELLA SUB | Turbine | 7.2 | 1/13/2021 | Withdrawn | Withdrawn | Withdrawn | Withdrawn | Pass | Withdrawn | Withdrawn | Withdrawn | No former queue position
2020-12-22 13:16 | 2681-RD | Fast Track | Fast Track | Withdrawn | Not Provided | Withdrawn | Withdrawn | SHASTA | JESSUP SUB | Storage | 0.21 | 1/13/2021 | Withdrawn | Withdrawn | Withdrawn | Withdrawn | Withdrawn | Withdrawn | Withdrawn | Withdrawn | No former queue position
2020-12-23 11:32 | 2682-RD | Fast Track | Fast Track | In Service | Not Provided |  |  | HUMBOLDT | GARBERVILLE SUB | Storage | 0.28 | 1/13/2021 | 8/9/2021 | Fail Screens: F, I, J, S5 |  |  | N/A (Fast Track) | N/A (Fast Track) | N/A (Fast Track) | Executed | No former queue position
2020-12-23 12:46 | 2683-RD | Fast Track | Fast Track | In Service | Not Provided |  |  | LAKE | HIGHLANDS SUB | Storage | 0.14 | 1/13/2021 | 4/27/2021 | Pass |  |  | N/A (Fast Track) | N/A (Fast Track) | N/A (Fast Track) | Executed | No former queue position
2021-01-07 18:26 | 2684-WD | Independent Study | DGSP | Withdrawn | 3/11/2022 | Withdrawn | Withdrawn | YOLO | MADISON SUB | Solar PV | 5 | 1/13/2021 | Withdrawn | Withdrawn | Withdrawn | Withdrawn | Fail | Withdrawn | Withdrawn | Withdrawn | No former queue position
2020-12-15 18:14 | 2685-RD | Fast Track | Fast Track | In Service | Not Provided |  |  | HUMBOLDT | WILLOW CREEK SUB | Storage | 0.21 | 1/13/2021 | 4/15/2021 | Pass |  |  | N/A (Fast Track) | N/A (Fast Track) | N/A (Fast Track) | Executed | No former queue position
2020-12-15 18:35 | 2686-RD | Fast Track | Fast Track | In Service | Not Provided |  |  | HUMBOLDT | WILLOW CREEK SUB | Storage | 0.14 | 1/13/2021 | 6/9/2021 | Pass |  |  | N/A (Fast Track) | N/A (Fast Track) | N/A (Fast Track) | Executed | No former queue position
2021-01-06 13:31 | 2687-RD | Fast Track | Detailed Study | In Service | Not Provided |  |  | KINGS | GUERNSEY SUB | Solar PV | 1.625 | 1/20/2021 | 3/2/2021 | Fail Screens: F, J, K, M, V1, V2, S5, A1 | 4/1/2021 | Fail | Pass | 8/10/2021 | N/A | Executed | No former queue position
2020-12-11 15:19 | 2688-RD | Fast Track | Fast Track | In Service | Not Provided |  |  | LAKE | HARTLEY SUB | Storage | 0.14 | 1/27/2021 | 3/24/2021 | Pass |  |  | N/A (Fast Track) | N/A (Fast Track) | N/A (Fast Track) | Executed | No former queue position
2020-12-16 12:12 | 2689-RD | Detailed Study | Detailed Study | Active | 5/2/2022 |  |  | MADERA | BORDEN SUB | Steam Turbine | 5 | 1/27/2021 | N/A | N/A | N/A | N/A | Pass | 8/18/2021 | N/A | Executed | No former queue position | BORDEN | Borden
2020-12-30 08:47 | 2690-RD | Fast Track | Fast Track | Active | Not Provided |  |  | HUMBOLDT | NEWBURG SUB | Storage | 0.3575 | 1/27/2021 | 5/12/2021 | Pass |  |  | N/A (Fast Track) | N/A (Fast Track) | N/A (Fast Track) | Executed | No former queue position | NEWBURG | not found
2020-12-30 15:18 | 2691-RD | Fast Track | Fast Track | In Service | Not Provided |  |  | HUMBOLDT | EEL RIVER SUB | Storage | 0.14 | 1/27/2021 | 3/2/2021 | Pass |  |  | N/A (Fast Track) | N/A (Fast Track) | N/A (Fast Track) | Executed | No former queue position
2020-12-30 16:16 | 2692-RD | Fast Track | Fast Track | In Service | Not Provided |  |  | HUMBOLDT | ARCATA SUB | Storage | 0.14 | 1/27/2021 | 7/28/2021 | Pass |  |  | N/A (Fast Track) | N/A (Fast Track) | N/A (Fast Track) | Executed | No former queue position
2021-01-05 10:48 | 2693-RD | Fast Track | Fast Track | Withdrawn | Not Provided | Withdrawn | Withdrawn | HUMBOLDT | ARCATA SUB | Storage | 0.07 | 1/27/2021 | 3/9/2021 | Pass | Withdrawn | Withdrawn | Withdrawn | Withdrawn | Withdrawn | Withdrawn | No former queue position
2023-09-18 11:52 | 3620-WD | DGSP | Independent Study | Active | 10/1/2025 |  |  | SUTTER | LIVE OAK SUB | Solar PV | 9.95 | 10/4/2023 | N/A | N/A (Independent Study) | N/A | N/A (Independent Study) | Pass | In Progress |  |  | No former queue position | LIVE OAK | Live Oak | 115 | 9.95 | not found |  |  |  |  | 0 |  |  | 0
2021-01-06 08:32 | 2695-RD | Detailed Study | Detailed Study | In Service | Not Provided |  |  | KERN | CHARCA SUB | Solar PV, Storage | 2.7435 | 1/27/2021 | N/A | N/A | N/A | N/A | Pass | 6/21/2021 | N/A | Executed | No former queue position
2021-01-12 23:30 | 2696-RD | Fast Track | Fast Track | In Service | Not Provided |  |  | SAN JOAQUIN | TRACY SUB | Engine, Solar PV | 0.7666 | 1/27/2021 | 3/1/2021 | Pass |  |  | N/A (Fast Track) | N/A (Fast Track) | N/A (Fast Track) | Executed | No former queue position
2021-01-04 15:49 | 2697-RD | Fast Track | Fast Track | In Service | Not Provided |  |  | HUMBOLDT | HARRIS SUB | Storage | 0.98 | 2/3/2021 | 7/20/2021 | Pass |  |  | N/A (Fast Track) | N/A (Fast Track) | N/A (Fast Track) | Executed | No former queue position
2021-01-08 12:18 | 2698-RD | Fast Track | Fast Track | In Service | Not Provided |  |  | HUMBOLDT | JANES CREEK SUB | Storage | 0.35 | 2/3/2021 | 4/30/2021 | Pass |  |  | N/A (Fast Track) | N/A (Fast Track) | N/A (Fast Track) | Executed | No former queue position
2021-01-08 16:32 | 2699-RD | Fast Track | Fast Track | In Service | Not Provided |  |  | HUMBOLDT | HARRIS SUB | Storage | 0.14 | 2/3/2021 | 3/30/2021 | Pass |  |  | N/A (Fast Track) | N/A (Fast Track) | N/A (Fast Track) | Executed | No former queue position
2020-03-06 15:21 | 2484-WD | Independent Study | Independent Study | Active | 12/15/2021 | 7/6/2023 |  | KINGS | AVENAL SUB | Storage | 9.8805 | 4/8/2020 | N/A | N/A (Independent Study) | N/A | N/A (Independent Study) | Pass | 02/01/2021 | N/A | Executed | No former queue position | AVENAL | not found | [5 empty] | 9.8805 | 9.8805 | 0 |  |  | 1
2021-01-11 14:52 | 2701-RD | Fast Track | Fast Track | In Service | Not Provided |  |  | HUMBOLDT | ARCATA SUB | Storage | 0.28 | 2/3/2021 | 3/1/2021 | Pass |  |  | N/A (Fast Track) | N/A (Fast Track) | N/A (Fast Track) | Executed | No former queue position
2020-12-16 19:39 | 2702-RD | Fast Track | Fast Track | In Service | Not Provided |  |  | LAKE | CLEAR LAKE SUB | Storage | 0.42 | 2/3/2021 | 4/27/2021 | Pass |  |  | N/A (Fast Track) | N/A (Fast Track) | N/A (Fast Track) | Executed | No former queue position
2021-01-13 12:32 | 2703-RD | Fast Track | Fast Track | In Service | Not Provided |  |  | TEHAMA | RAWSON SUB | Storage | 0.35 | 2/3/2021 | 5/27/2021 | Fail Screens: S5 |  |  | N/A (Fast Track) | N/A (Fast Track) | N/A (Fast Track) | Executed | No former queue position
2021-01-15 13:31 | 2704-RD | Fast Track | Fast Track | In Service | Not Provided |  |  | BUTTE | PARADISE SUB | Storage | 0.21 | 2/3/2021 | 3/11/2021 | Pass |  |  | N/A (Fast Track) | N/A (Fast Track) | N/A (Fast Track) | Executed | No former queue position
2021-01-15 15:48 | 2705-RD | Fast Track | Fast Track | Active | Not Provided |  |  | NEVADA | BRUNSWICK SUB | Storage | 0.21 | 2/3/2021 | 6/10/2021 | Fail Screens: F, L, S5 |  |  | N/A (Fast Track) | N/A (Fast Track) | N/A (Fast Track) | Executed | No former queue position | BRUNSWICK | Brunswick
2015-07-08 15:38 | 1240-RD | Fast Track | Fast Track | In Service | 9/29/2015 |  |  | SAN JOAQUIN | WEBER SUB | Turbine | 9.7 | 7/22/2015 | 9/1/2015 | Fail | 11/12/2015 | Pass | N/A (Fast Track) | N/A (Fast Track) | N/A (Fast Track) | Executed | No former queue position | WEBER | Weber | 60 | [6 empty] | 1 |  |  | 1
2023-02-27 12:00 | 3292-RD | Detailed Study | Detailed Study | Active | Not Provided |  |  | KERN | WEEDPATCH SUB | Solar PV, Storage | 9.7 | 3/22/2023 | N/A | N/A | N/A | N/A | Pass | 12/26/2023 | 2024-07-11 |  | No former queue position | WEEDPATCH | not found |  | 9.7 | not found |  |  | 9.7 | 9.7 | 0 |  |  | 0
2021-01-29 09:47 | 2708-RD | Fast Track | Fast Track | In Service | Not Provided |  |  | CONTRA COSTA | SAN RAMON SUB | Solar PV, Storage | 1.447 | 2/10/2021 | 4/8/2021 | Fail Screens: M, S5 | 6/22/2021 | Pass | N/A (Fast Track) | N/A (Fast Track) | N/A (Fast Track) | Executed | No former queue position
2021-02-03 16:46 | 2709-RD | Fast Track | Fast Track | Active | Not Provided |  |  | CONTRA COSTA | SAN RAMON SUB | Solar PV, Storage | 1.547 | 2/10/2021 | 4/8/2021 | Fail Screens: D, H, M, S5 | 6/22/2021 | Pass | N/A (Fast Track) | N/A (Fast Track) | N/A (Fast Track) | Executed | No former queue position | SAN RAMON | San Ramon
2021-02-03 16:47 | 2710-RD | Fast Track | Fast Track | Active | Not Provided |  |  | CONTRA COSTA | SAN RAMON SUB | Solar PV, Storage | 1.572 | 2/10/2021 | 4/16/2021 | Fail Screens: D, H, M, S5 | 6/22/2021 | Pass | N/A (Fast Track) | N/A (Fast Track) | N/A (Fast Track) | Executed | No former queue position | SAN RAMON | San Ramon
2021-01-29 15:46 | 2711-RD | Detailed Study | Detailed Study | Active | Not Provided |  |  | SOLANO | PEABODY SUB | Engine, Solar PV, Storage | 4.2574 | 2/17/2021 | N/A | N/A | N/A | N/A | Pass | 8/31/2021 | N/A | Executed | No former queue position | PEABODY | Peabody
2021-02-03 17:02 | 2712-RD | Fast Track | Fast Track | Active | Not Provided |  |  | CONTRA COSTA | SAN RAMON SUB | Solar PV, Storage | 1.5428 | 2/17/2021 | 4/20/2021 | Fail Screens: D, M, S5 | 6/23/2021 | Pass | N/A (Fast Track) | N/A (Fast Track) | N/A (Fast Track) | Executed | No former queue position | SAN RAMON | San Ramon
2021-02-03 17:02 | 2713-RD | Fast Track | Fast Track | Active | Not Provided |  |  | CONTRA COSTA | SAN RAMON SUB | Solar PV, Storage | 1.872 | 2/17/2021 | 4/20/2021 | Fail Screens: D, M, S5 | 6/24/2021 | Pass | N/A (Fast Track) | N/A (Fast Track) | N/A (Fast Track) | Executed | No former queue position | SAN RAMON | San Ramon
2021-01-28 22:06 | 2714-WD | Independent Study | Independent Study | Withdrawn | 9/1/2021 | Withdrawn | Withdrawn | KERN | LAMONT SUB | Engine, Solar PV, Storage | 4.95 | 2/17/2021 | Withdrawn | Withdrawn | Withdrawn | Withdrawn | Pass | Withdrawn | Withdrawn | Withdrawn | No former queue position
2021-02-08 17:15 | 2715-RD | Fast Track | Fast Track | Withdrawn | Not Provided | Withdrawn | Withdrawn | ALAMEDA | DUMBARTON SUB | Storage – EV | 0.1536 | 2/24/2021 | 3/1/2021 | Fail Screens: B, J, V1, S5, A1 | Withdrawn | Withdrawn | Withdrawn | Withdrawn | Withdrawn | Withdrawn | No former queue position
2021-02-16 12:33 | 2716-RD | Detailed Study | DGSP | Active | Not Provided |  |  | KERN | FAMOSO SUB | Solar PV | 2.3875 | 2/24/2021 | N/A | N/A | N/A | N/A | Fail | 2021-08-12 | N/A | Executed | No former queue position | FAMOSO | Famoso
2021-02-19 12:17 | 2717-RD | Fast Track | Fast Track | Withdrawn | Not Provided | Withdrawn | Withdrawn | SAN FRANCISCO | SAN FRAN X (MISSION) SUB | Solar PV | 0.625 | 2/24/2021 | 3/15/2021 | Fail Screens: I, J, K | Withdrawn | Withdrawn | Withdrawn | Withdrawn | Withdrawn | Withdrawn | No former queue position
2021-01-21 15:01 | 2718-RD | Fast Track | Fast Track | In Service | Not Provided |  |  | LAKE | HIGHLANDS SUB | Storage | 0.21 | 3/3/2021 | 3/22/2021 | Pass |  |  | N/A (Fast Track) | N/A (Fast Track) | N/A (Fast Track) | Executed | No former queue position
2021-02-09 14:17 | 2719-RD | Fast Track | Fast Track | In Service | Not Provided |  |  | EL DORADO | EL DORADO PH | Storage | 0.35 | 3/3/2021 | 4/19/2021 | Pass |  |  | N/A (Fast Track) | N/A (Fast Track) | N/A (Fast Track) | Executed | No former queue position
2021-02-09 16:32 | 2720-RD | Fast Track | Fast Track | In Service | Not Provided |  |  | EL DORADO | APPLE HILL SUB | Storage | 0.35 | 3/3/2021 | 6/23/2021 | Pass |  |  | N/A (Fast Track) | N/A (Fast Track) | N/A (Fast Track) | Executed | No former queue position
2021-02-09 17:31 | 2721-RD | Fast Track | Fast Track | In Service | Not Provided |  |  | MENDOCINO | HOPLAND SUB | Storage | 0.14 | 3/3/2021 | 4/20/2021 | Pass |  |  | N/A (Fast Track) | N/A (Fast Track) | N/A (Fast Track) | Executed | No former queue position
2021-02-10 14:31 | 2722-RD | Fast Track | Fast Track | In Service | Not Provided |  |  | MENDOCINO | HOPLAND SUB | Storage | 0.14 | 3/3/2021 | 5/19/2021 | Pass |  |  | N/A (Fast Track) | N/A (Fast Track) | N/A (Fast Track) | Executed | No former queue position
2021-02-11 08:46 | 2723-RD | Detailed Study | Detailed Study | Active | Not Provided |  |  | CONTRA COSTA | SAN RAMON SUB | Fuel Cell, Solar PV, Storage | 2.9928 | 3/3/2021 | N/A | N/A | N/A | N/A | Fail | 1/4/2022 | N/A | Executed | No former queue position | SAN RAMON | San Ramon
2021-02-16 09:32 | 2724-RD | Detailed Study | Detailed Study | Active | Not Provided |  |  | KERN | POSO MTN SUB | Solar PV | 3.8585 | 3/3/2021 | N/A | N/A | N/A | N/A | Pass | 7/12/2021 | N/A | Executed | No former queue position | POSO MTN | not found
2021-02-08 08:37 | 2725-RD | Fast Track | Fast Track | In Service | Not Provided |  |  | SONOMA | SONOMA A SUB | Storage | 0.21 | 3/3/2021 | 4/6/2021 | Pass |  |  | N/A (Fast Track) | N/A (Fast Track) | N/A (Fast Track) | Executed | No former queue position
2021-02-11 09:47 | 2726-RD | Fast Track | Fast Track | In Service | Not Provided |  |  | ALPINE | SALT SPRINGS PH | Storage | 0.21 | 3/3/2021 | 6/23/2021 | Pass |  |  | N/A (Fast Track) | N/A (Fast Track) | N/A (Fast Track) | Executed | No former queue position
2021-02-17 00:02 | 2727-RD | Fast Track | Fast Track | In Service | Not Provided |  |  | MONTEREY | VIEJO SUB | Storage | 0.21 | 3/3/2021 | 4/20/2021 | Pass |  |  | N/A (Fast Track) | N/A (Fast Track) | N/A (Fast Track) | Executed | No former queue position
2021-02-17 03:31 | 2728-RD | Fast Track | Fast Track | In Service | Not Provided |  |  | MADERA | OAKHURST SUB | Storage | 0.21 | 3/3/2021 | 4/13/2021 | Pass |  |  | N/A (Fast Track) | N/A (Fast Track) | N/A (Fast Track) | Executed | No former queue position
2021-02-17 00:17 | 2729-RD | Fast Track | Fast Track | In Service | Not Provided |  |  | SAN MATEO | BELMONT SUB | Storage | 0.21 | 3/3/2021 | 4/19/2021 | Pass |  |  | N/A (Fast Track) | N/A (Fast Track) | N/A (Fast Track) | Executed | No former queue position
2021-02-17 00:17 | 2730-RD | Fast Track | Fast Track | In Service | Not Provided |  |  | MONTEREY | SOLEDAD SUB | Storage | 0.21 | 3/3/2021 | 4/23/2021 | Pass |  |  | N/A (Fast Track) | N/A (Fast Track) | N/A (Fast Track) | Executed | No former queue position
2021-02-17 23:01 | 2731-RD | Fast Track | Fast Track | In Service | Not Provided |  |  | SONOMA | CORONA SUB | Storage | 0.21 | 3/3/2021 | 4/7/2021 | Pass |  |  | N/A (Fast Track) | N/A (Fast Track) | N/A (Fast Track) | Executed | No former queue position
2021-02-18 16:16 | 2732-RD | Fast Track | Fast Track | In Service | Not Provided |  |  | SAN MATEO | BAIR SUB | Storage | 0.715 | 3/3/2021 | 4/13/2021 | Pass |  |  | N/A (Fast Track) | N/A (Fast Track) | N/A (Fast Track) | Executed | No former queue position
2021-02-18 21:16 | 2733-RD | Fast Track | Fast Track | In Service | Not Provided |  |  | FRESNO | WEST FRESNO SUB | Storage | 0.21 | 3/3/2021 | 3/25/2021 | Pass |  |  | N/A (Fast Track) | N/A (Fast Track) | N/A (Fast Track) | Executed | No former queue position
2021-02-20 16:46 | 2734-RD | Fast Track | Fast Track | Withdrawn | Not Provided | Withdrawn | Withdrawn | ALAMEDA | TRANSMISSION E20T | Storage | 1.287 | 3/3/2021 | 3/24/2021 | Fail Screens: J, K, L, M | 5/5/2021 | Pass | Withdrawn | Withdrawn | Withdrawn | Withdrawn | No former queue position
2021-02-20 17:01 | 2735-RD | Fast Track | Fast Track | Active | Not Provided |  |  | FRESNO | RAINBOW SUB | Storage | 1.287 | 3/3/2021 | 3/24/2021 | Fail Screens: J, K, M, V1, S5, A1 |  |  | N/A (Fast Track) | N/A (Fast Track) | N/A (Fast Track) | Executed | No former queue position | RAINBOW | not found
2021-02-17 17:16 | 2736-RD | Fast Track | Fast Track | In Service | Not Provided |  |  | EL DORADO | APPLE HILL SUB | Storage | 0.42 | 3/10/2021 | 4/14/2021 | Pass |  |  | N/A (Fast Track) | N/A (Fast Track) | N/A (Fast Track) | Executed | No former queue position
2021-02-08 12:01 | 2737-RD | Fast Track | Fast Track | In Service | Not Provided |  |  | FRESNO | WOODWARD SUB | Solar PV | 0.64773 | 3/10/2021 | 3/31/2021 | Fail Screens: H, I, J, K, M, V1, S5, A1 | 5/3/2021 | Pass | N/A (Fast Track) | N/A (Fast Track) | N/A (Fast Track) | Executed | No former queue position
2021-02-23 14:01 | 2738-RD | Fast Track | Fast Track | In Service | Not Provided |  |  | MENDOCINO | HOPLAND SUB | Storage | 0.14 | 3/10/2021 | 4/15/2021 | Fail Screens: F, I, J, M, S5 |  |  | N/A (Fast Track) | N/A (Fast Track) | N/A (Fast Track) | Executed | No former queue position
2021-02-25 11:31 | 2739-WD | Fast Track | Fast Track | Withdrawn | 11/30/2023 | Withdrawn | Withdrawn | PLACER | LINCOLN SUB | Other | 2.04 | 3/17/2021 | 6/15/2021 | Fail Screens: 2, 4, 5, 9, 10 | Withdrawn | Withdrawn | Withdrawn | Withdrawn | Withdrawn | Withdrawn | No former queue position
2023-02-27 13:08 | 3293-RD | Detailed Study | Detailed Study | Active | Not Provided |  |  | KERN | SAN BERNARD SUB | Solar PV, Storage | 9.7 | 3/22/2023 | N/A | N/A | N/A | N/A | Fail | 2/8/2024 | In Progress |  | No former queue position | SAN BERNARD | San Bernardino | 230 | 9.7 | not found |  |  | 9.7 | 9.7 | 0 |  |  | 0
2021-02-26 16:16 | 2741-RD | Fast Track | Fast Track | Withdrawn | Not Provided | Withdrawn | Withdrawn | HUMBOLDT | NEWBURG SUB | Storage | 0.14 | 3/24/2021 | Withdrawn | Withdrawn | Withdrawn | Withdrawn | Withdrawn | Withdrawn | Withdrawn | Withdrawn | No former queue position
2021-03-03 16:16 | 2742-RD | Fast Track | Fast Track | In Service | Not Provided |  |  | EL DORADO | DIAMOND SPRINGS SUB | Storage | 0.14 | 3/24/2021 | 5/7/2021 | Pass |  |  | N/A (Fast Track) | N/A (Fast Track) | N/A (Fast Track) | Executed | No former queue position
2021-03-04 13:46 | 2743-RD | Fast Track | Fast Track | In Service | Not Provided |  |  | SONOMA | BELLEVUE SUB | Solar PV | 1.7 | 3/24/2021 | 4/12/2021 | Fail Screens: D, G, H, J, K, L, M, V1, S5, A1 | 6/8/2021 | Pass | N/A (Fast Track) | N/A (Fast Track) | N/A (Fast Track) | Executed | No former queue position
2021-03-02 21:16 | 2744-RD | Detailed Study | Detailed Study | In Service | Not Provided |  |  | SAN MATEO | EAST GRAND SUB | Engine | 3.5 | 3/24/2021 | N/A | N/A | N/A | N/A | Pass |  |  | Executed | No former queue position
2021-03-08 12:47 | 2745-RD | Fast Track | Detailed Study | Active | Not Provided |  |  | PLACER | PLEASANT GROE | Solar PV | 2.7827 | 3/24/2021 | 4/13/2021 | Fail Screens: F, H, I, J, K, L, M, S5 | 7/1/2021 | Fail | Pass | 11/15/2021 | N/A | Executed | No former queue position | #VALUE! | not found
2021-03-12 19:16 | 2746-RD | Fast Track | Fast Track | Withdrawn | Not Provided | Withdrawn | Withdrawn | CONTRA COSTA | EL CERRITO G SUB | Solar PV | 1.125 | 3/31/2021 | 4/16/2021 | Pass | Withdrawn | Withdrawn | Withdrawn | Withdrawn | Withdrawn | Withdrawn | No former queue position
2021-03-03 12:18 | 2747-RD | Fast Track | Detailed Study | Active | Not Provided |  |  | SAN JOAQUIN | WEBER SUB | Solar PV, Storage | 1.6 | 3/31/2021 | 6/4/2021 | Fail Screens: D, J, K, L, M, V1, S5, A1 | 7/12/2021 | Fail | Pass | 2022-03-10 | N/A | Executed | No former queue position | WEBER | Weber
2021-03-11 20:05 | 2748-RD | Fast Track | Fast Track | In Service | Not Provided |  |  | FRESNO | BULLARD SUB | Storage | 0.21 | 3/31/2021 | 4/26/2021 | Pass |  |  | N/A (Fast Track) | N/A (Fast Track) | N/A (Fast Track) | Executed | No former queue position
2021-03-22 14:49 | 2749-RD | Fast Track | Fast Track | Withdrawn | Not Provided | Withdrawn | Withdrawn | SANTA CLARA | TRANSMISSION | Storage | 3 | 3/31/2021 | Withdrawn | Withdrawn | Withdrawn | Withdrawn | Withdrawn | Withdrawn | Withdrawn | Withdrawn | No former queue position
2021-03-04 12:06 | 2750-WD | Independent Study | Independent Study | Withdrawn | 3/11/2022 | Withdrawn | Withdrawn | CONTRA COSTA | BRENTWOOD SUB | Solar PV, Storage | 7 | 3/31/2021 | Withdrawn | Withdrawn | Withdrawn | Withdrawn | Pass | Withdrawn | Withdrawn | Withdrawn | No former queue position
2021-03-11 17:16 | 2751-RD | Detailed Study | Detailed Study | Active | Not Provided |  |  | FRESNO | COALINGA #2 SUB | Solar PV | 1.25 | 3/31/2021 | N/A | N/A | N/A | N/A | Pass | 6/23/2021 | N/A | Executed | No former queue position | COALINGA #2 | not found
2021-03-25 10:19 | 2752-RD | Detailed Study | Detailed Study | Active | Not Provided |  |  | KERN | COPUS SUB | Solar PV | 4.5 | 3/31/2021 | N/A | N/A | N/A | N/A | Pass | 09/17/2021 | N/A | Executed | No former queue position | COPUS | not found
2021-03-04 18:01 | 2753-RD | Fast Track | Fast Track | Active | Not Provided |  |  | CONTRA COSTA | KIRKER SUB | Engine, Turbine | 0.8 | 4/7/2021 |  |  |  |  | N/A (Fast Track) | N/A (Fast Track) | N/A (Fast Track) |  | No former queue position | KIRKER | Kirker
2021-03-10 12:22 | 2754-RD | Fast Track | Fast Track | Withdrawn | 8/31/2022 | Withdrawn | Withdrawn | MERCED | EL CAPITAN SUB | Storage | 0.5 | 4/7/2021 | Withdrawn | Withdrawn | Withdrawn | Withdrawn | Withdrawn | Withdrawn | Withdrawn | Withdrawn | No former queue position
2021-03-23 01:16 | 2755-RD | Fast Track | Fast Track | Active | Not Provided |  |  | SANTA CLARA | LOS ALTOS SUB | Storage | 0.21 | 4/7/2021 | 6/23/2021 | Pass |  |  | N/A (Fast Track) | N/A (Fast Track) | N/A (Fast Track) | Executed | No former queue position | LOS ALTOS | not found
2021-03-26 08:12 | 2756-WD | Independent Study | Independent Study | Withdrawn | 12/15/2025 | Withdrawn | Withdrawn | SAN BENITO | HOLLISTER SUB | Solar PV, Storage | 50 | 4/7/2021 | Withdrawn | Withdrawn | Withdrawn | Withdrawn | Pass | Withdrawn | Withdrawn | Withdrawn | No former queue position
2021-03-24 11:47 | 2757-WD | Independent Study | Independent Study | Withdrawn | 12/1/2023 | Withdrawn | Withdrawn | KERN | TAFT SUB | Solar PV, Storage | 41.58 | 4/7/2021 | Withdrawn | Withdrawn | Withdrawn | Withdrawn | Pass | Withdrawn | Withdrawn | Withdrawn | No former queue position
2023-02-27 14:41 | 3294-RD | Detailed Study | Detailed Study | Active | Not Provided |  |  | KERN | WHEELER RIDGE SUB | Solar PV, Storage | 9.7 | 3/22/2023 | N/A | N/A | N/A | N/A | Pass | 2/22/2024 | In Progress |  | No former queue position | WHEELER RIDGE | Wheeler Ridge | 70 | 9.7 | not found |  |  | 9.7 | 9.7 | 0 |  |  | 0
2021-03-29 14:03 | 2759-RD | Fast Track | Fast Track | In Service | Not Provided |  |  | FRESNO | MENDOTA SUB | Solar PV | 1.9375 | 4/7/2021 | 5/28/2021 | Fail Screens: M, S5, A1 | 7/8/2021 | Pass | N/A (Fast Track) | N/A (Fast Track) | N/A (Fast Track) | Executed | No former queue position
2021-03-31 08:07 | 2760-WD | Cluster | Cluster | Withdrawn | 6/30/2024 | Withdrawn | Withdrawn | KERN | POSO MTN SUB | Storage | 100 | 4/7/2021 | Withdrawn | Withdrawn | Withdrawn | Withdrawn | Withdrawn | Withdrawn | Withdrawn | Withdrawn | No former queue position
2021-03-29 17:04 | 2761-WD | Independent Study | Independent Study | Withdrawn | 6/14/2022 | Withdrawn | Withdrawn | NAPA | HIGHWAY SUB | Storage | 5 | 4/7/2021 | Withdrawn | Withdrawn | Withdrawn | Withdrawn | Pass | Withdrawn | Withdrawn | Withdrawn | No former queue position
2021-03-29 19:12 | 2762-WD | Independent Study | Independent Study | Active | 6/14/2022 |  |  | NAPA | TULUCAY SUB | Storage | 5 | 4/7/2021 | N/A | N/A (Independent Study) | N/A | N/A (Independent Study) | Pass | 02/04/2022 | N/A | Executed | No former queue position | TULUCAY | Tulucay
2021-03-29 19:34 | 2763-WD | Independent Study | Independent Study | Withdrawn | 6/14/2022 | Withdrawn | Withdrawn | SOLANO | BAHIA SUB | Storage | 4.9 | 4/7/2021 | Withdrawn | Withdrawn | Withdrawn | Withdrawn | Pass | 12/28/2021 | Withdrawn | Withdrawn | No former queue position
2023-02-28 11:43 | 3298-RD | Detailed Study | Detailed Study | Active | Not Provided |  |  | KERN | CHARCA SUB | Solar PV, Storage | 9.7 | 3/22/2023 | N/A | N/A | N/A | N/A | Pass | 2023-10-06 | 2024-07-11 |  | No former queue position | CHARCA | Charca | 115 | 9.7 | not found |  |  | 9.7 | 9.7 | 0 |  |  | 0
2021-04-02 10:19 | 2765-RD | Fast Track | Fast Track | Withdrawn | Not Provided | Withdrawn | Withdrawn | KERN | SMYRNA SUB | Solar PV | 1.56 | 4/14/2021 | 5/20/2021 | Fail Screens: D, F, G, J, K, L, M, V1, S5 | Withdrawn | Withdrawn | Withdrawn | Withdrawn | Withdrawn | Withdrawn | No former queue position
2021-03-25 17:38 | 2766-RD | Fast Track | Fast Track | In Service | Not Provided |  |  | EL DORADO | APPLE HILL SUB | Storage | 0.715 | 4/14/2021 | 5/20/2021 | Pass |  |  | N/A (Fast Track) | N/A (Fast Track) | N/A (Fast Track) | Executed | No former queue position
2021-04-05 17:03 | 2767-WD | Fast Track | Fast Track | Withdrawn | 5/16/2022 | Withdrawn | Withdrawn | HUMBOLT | BRIDGEVILLE SUB | Solar PV | 0.99 | 4/14/2021 | 07/06/2021 | Fail Screens: 2, 7, 9, 10 | 9/17/2021 | Fail | Withdrawn | Withdrawn | Withdrawn | Withdrawn | No former queue position
2021-04-05 17:14 | 2768-WD | Fast Track | Fast Track | Withdrawn | 5/16/2022 | Withdrawn | Withdrawn | HUMBOLT | BRIDGEVILLE SUB | Solar PV | 0.99 | 4/14/2021 | 6/17/2021 | Fail Screens: 2, 7, 9, 10 | 9/17/2021 | Fail | Withdrawn | Withdrawn | Withdrawn | Withdrawn | No former queue position
2021-04-05 17:20 | 2769-WD | Fast Track | Fast Track | Withdrawn | 5/16/2022 | Withdrawn | Withdrawn | HUMBOLT | BRIDGEVILLE SUB | Solar PV | 0.99 | 4/14/2021 | 7/6/2021 | Fail Screens: 2, 4, 7, 9, 10 | 9/17/2021 | Fail | Withdrawn | Withdrawn | Withdrawn | Withdrawn | No former queue position
2021-04-05 18:04 | 2770-WD | Fast Track | Fast Track | Withdrawn | 5/16/2022 | Withdrawn | Withdrawn | FRESNO | HAMMONDS SUB | Solar PV | 2 | 4/14/2021 | 5/11/2021 | Fail Screens: 2, 4, 7, 9, 10 | 7/7/2021 | Fail | Withdrawn | Withdrawn | Withdrawn | Withdrawn | No former queue position
2021-03-30 16:01 | 2771-RD | Detailed Study | Detailed Study | Active | Not Provided |  |  | FRESNO | SAN JOAQUIN SUB | Solar PV | 3.5 | 4/21/2021 | N/A | N/A | N/A | N/A | Pass | 10/20/2021 | N/A | Executed | No former queue position | SAN JOAQUIN | not found
2021-04-01 14:48 | 2772-RD | Fast Track | Fast Track | Withdrawn | Not Provided | Withdrawn | Withdrawn | NEVADA | BRUNSWICK SUB | Storage | 0.14 | 4/21/2021 | 6/11/2021 | Fail Screens: L, M, V1, S5 | Withdrawn | Withdrawn | Withdrawn | Withdrawn | Withdrawn | Withdrawn | No former queue position
2021-04-02 15:40 | 2773-RD | Detailed Study | Detailed Study | Withdrawn | 2/2/2023 | Withdrawn | Withdrawn | FRESNO | MCCALL SUB | Steam Turbine | 5 | 4/21/2021 | Withdrawn | Withdrawn | Withdrawn | Withdrawn | Pass | Withdrawn | Withdrawn | Withdrawn | No former queue position
2021-04-09 14:16 | 2774-RD | Fast Track | Fast Track | Withdrawn | Not Provided | Withdrawn | Withdrawn | BUTTE | PARADISE SUB | Storage | 0.49 | 4/21/2021 | 6/15/2021 | Pass | Withdrawn | Withdrawn | Withdrawn | Withdrawn | Withdrawn | Withdrawn | No former queue position
2021-04-09 15:13 | 2775-WD | Independent Study | Independent Study | Withdrawn | 12/1/2022 | Withdrawn | Withdrawn | KERN | COPUS SUB | Solar PV | 0.003 | 4/21/2021 | Withdrawn | Withdrawn | Withdrawn | Withdrawn | Fail | Withdrawn | Withdrawn | Withdrawn | No former queue position
2021-04-13 15:58 | 2776-WD | Fast Track | Fast Track | Withdrawn | 4/1/2022 | Withdrawn | Withdrawn | NAPA | HIGHWAY SUB | Solar PV | 0.98304 | 4/21/2021 | 5/20/2021 | Fail Screens: 2, 4, 5, 7, 9, 10 | 7/8/2021 | Pass | Withdrawn | Withdrawn | Withdrawn | Withdrawn | No former queue position
2021-04-14 17:01 | 2777-RD | Fast Track | Fast Track | Withdrawn | Not Provided | Withdrawn | Withdrawn | KINGS | GUERNSEY SUB | Solar PV | 2.76 | 4/21/2021 | 6/16/2021 | Fail Screens: F, J, K, M, V1, S5, A1 | Withdrawn | Withdrawn | Withdrawn | Withdrawn | Withdrawn | Withdrawn | No former queue position
2021-04-15 16:01 | 2778-RD | Fast Track | Fast Track | Withdrawn | Not Provided | Withdrawn | Withdrawn | MADERA | STOREY SUB | Engine | 4.5 | 4/21/2021 | 5/24/2021 | Fail Screens: B, F, J, K, M, S5 | 8/17/2021 | Pass | Withdrawn | Withdrawn | Withdrawn | Withdrawn | No former queue position
2021-04-08 12:31 | 2779-RD | Detailed Study | Detailed Study | Withdrawn | Not Provided | Withdrawn | Withdrawn | HUMBOLDT | HUMBOLDT BAY PP | Solar PV, Storage | 1.93 | 4/28/2021 | Withdrawn | Withdrawn | Withdrawn | Withdrawn | Pass | Withdrawn | Withdrawn | Withdrawn | No former queue position
2021-04-16 04:32 | 2780-RD | Fast Track | Fast Track | In Service | Not Provided |  |  | NAPA | NAPA SUB | Storage | 0.21 | 4/28/2021 | 7/2/2021 | Pass |  |  | N/A (Fast Track) | N/A (Fast Track) | N/A (Fast Track) | Executed | No former queue position
2021-04-15 15:46 | 2781-RD | Detailed Study | Detailed Study | Withdrawn | Not Provided | Withdrawn | Withdrawn | SAN JOAQUIN | WEBER SUB | Solar PV, Storage | 2.0431 | 5/5/2021 | Withdrawn | Withdrawn | Withdrawn | Withdrawn | Pass | Withdrawn | Withdrawn | Withdrawn | No former queue position
2021-04-19 12:11 | 2782-RD | Detailed Study | Detailed Study | Withdrawn | Not Provided | Withdrawn | Withdrawn | SAN JOAQUIN | WEBER SUB | Solar PV, Storage | 2.0121 | 5/5/2021 | Withdrawn | Withdrawn | Withdrawn | Withdrawn | Fail | Withdrawn | Withdrawn | Withdrawn | No former queue position
2021-04-19 23:12 | 2783-RD | Fast Track | Fast Track | In Service | Not Provided |  |  | SONOMA | BELLEVUE SUB | Storage | 0.21 | 5/5/2021 | 7/6/2021 | Pass |  |  | N/A (Fast Track) | N/A (Fast Track) | N/A (Fast Track) | Executed | No former queue position
2021-04-05 15:01 | 2784-RD | Fast Track | Detailed Study | Withdrawn | Not Provided | Withdrawn | Withdrawn | STANISLAUS | NEWMAN SUB | Solar PV | 1.875 | 5/12/2021 | 6/11/2021 | Fail Screens: D, F, J, K, M | 8/3/2021 | Fail | Pass | Withdrawn | Withdrawn | Withdrawn | No former queue position
2021-04-06 11:46 | 2785-RD | Fast Track | Fast Track | In Service | Not Provided |  |  | HUMBOLDT | EUREKA A SUB | Storage | 0.42 | 5/12/2021 | 10/12/2021 | Pass |  |  | N/A (Fast Track) | N/A (Fast Track) | N/A (Fast Track) | Executed | No former queue position
2021-04-14 17:16 | 2786-RD | Fast Track | Fast Track | In Service | Not Provided |  |  | HUMBOLDT | EUREKA A SUB | Storage | 0.14 | 5/12/2021 | 7/15/2021 | Pass |  |  | N/A (Fast Track) | N/A (Fast Track) | N/A (Fast Track) | Executed | No former queue position
2021-04-15 17:30 | 2787-WD | Fast Track | Independent Study | Withdrawn | 5/16/2022 | Withdrawn | Withdrawn | MERCED | WRIGHT SUB | Solar PV | 3 | 5/12/2021 | 6/2/2021 | Fail Screens: 2, 4, 5, 7, 9, 10 | 7/7/2021 | Fail | Pass | Withdrawn | Withdrawn | Withdrawn | No former queue position
2021-05-02 17:31 | 2788-RD | Fast Track | Fast Track | In Service | Not Provided |  |  | SAN FRANCISCO | SAN FRAN A (POTRERO PP) SUB | Solar PV | 0.0657 | 5/12/2021 | 5/13/2021 | Pass |  |  | N/A (Fast Track) | N/A (Fast Track) | N/A (Fast Track) | Executed | No former queue position
2021-04-05 11:03 | 2789-RD | Fast Track | Fast Track | In Service | Not Provided |  |  | NAPA | CALISTOGA SUB | Storage | 0.429 | 5/12/2021 | 8/23/2021 | Pass |  |  | N/A (Fast Track) | N/A (Fast Track) | N/A (Fast Track) | Executed | No former queue position
2021-04-23 16:42 | 2790-RD | Fast Track | Fast Track | In Service | Not Provided |  |  | YOLO | DAVIS SUB | Storage | 0.21 | 5/12/2021 | 7/12/2021 | Fail Screens: I, J, S5 |  |  | N/A (Fast Track) | N/A (Fast Track) | N/A (Fast Track) | Executed | No former queue position
2021-04-25 15:01 | 2791-RD | Fast Track | Fast Track | In Service | Not Provided |  |  | SANTA CLARA | MCKEE SUB | Storage | 0.21 | 5/12/2021 | 7/2/2021 | Fail Screens: S5 |  |  | N/A (Fast Track) | N/A (Fast Track) | N/A (Fast Track) | Executed | No former queue position
2021-04-22 16:57 | 2792-WD | Independent Study | Independent Study | Withdrawn | 12/1/2022 | Withdrawn | Withdrawn | KERN | ELK HILLS SUB | Solar PV | 3 | 5/12/2021 | Withdrawn | Withdrawn | Withdrawn | Withdrawn | Pass | Withdrawn | Withdrawn | Withdrawn | No former queue position
2021-04-22 08:33 | 2793-RD | Fast Track | Fast Track | Withdrawn | Not Provided | Withdrawn | Withdrawn | SAN LUIS OBISPO | SAN LUIS OBISPO SUB | Storage | 0.42 | 5/19/2021 | 6/18/2021 | Pass | Withdrawn | Withdrawn | Withdrawn | Withdrawn | Withdrawn | Withdrawn | No former queue position
2021-04-22 16:32 | 2794-RD | Fast Track | Fast Track | Active | Not Provided |  |  | HUMBOLDT | RIO DELL SUB | Storage | 0.572 | 5/19/2021 | 9/10/2021 | Pass |  |  | N/A (Fast Track) | N/A (Fast Track) | N/A (Fast Track) | Executed | No former queue position | RIO DELL | not found
2021-04-23 12:42 | 2795-RD | Fast Track | Fast Track | In Service | Not Provided |  |  | TEHAMA | TYLER SUB | Storage | 0.14 | 5/19/2021 | 6/17/2021 | Pass |  |  | N/A (Fast Track) | N/A (Fast Track) | N/A (Fast Track) | Executed | No former queue position
2021-04-26 15:54 | 2796-WD | Independent Study | Independent Study | Active | 2/28/2023 |  |  | KINGS | HENRIETTA SUB | Solar PV | 3 | 5/19/2021 | N/A | N/A (Independent Study) | N/A | N/A (Independent Study) | Pass | 2022-02-22 | N/A | Executed | No former queue position | HENRIETTA | Henrietta
2021-04-26 15:58 | 2797-WD | Independent Study | DGSP | Withdrawn | 2/28/2023 | Withdrawn | Withdrawn | KINGS | JACOBS CORNER SUB | Solar PV | 4.25 | 5/19/2021 | Withdrawn | Withdrawn | Withdrawn | Withdrawn | Fail | Withdrawn | Withdrawn | Withdrawn | No former queue position
2021-05-07 12:52 | 2798-RD | Fast Track | Fast Track | Active | Not Provided |  |  | KERN | TEJON SUB | Solar PV, Storage | 1.1875 | 5/19/2021 | 6/30/2021 | Fail Screens: B, D, I, J, K, L, M, S5 | 8/27/2021 | Pass | N/A (Fast Track) | N/A (Fast Track) | N/A (Fast Track) | Executed | No former queue position | TEJON | not found
2021-05-12 18:28 | 2799-WD | Fast Track | Independent Study | Active | 6/15/2022 |  |  | MERCED | EL NIDO SUB | Solar PV | 3 | 5/19/2021 | 6/10/2021 | Fail Screens: 2, 4, 7, 9, 10 | 7/14/2021 | Fail | Pass | 11/23/2021 | N/A | Executed | No former queue position | EL NIDO | not found
2021-04-26 16:42 | 2800-RD | Fast Track | Fast Track | Withdrawn | Not Provided | Withdrawn | Withdrawn | ALAMEDA | BERKELEY F SUB | Solar PV, Storage | 2.1198 | 5/26/2021 | 7/1/2021 | Fail | 8/25/2021 | Withdrawn | Withdrawn | Withdrawn | Withdrawn | Withdrawn | No former queue position
2021-05-06 17:31 | 2801-RD | Fast Track | Fast Track | In Service | Not Provided |  |  | FRESNO | BULLARD SUB | Storage | 0.21 | 5/26/2021 | 7/27/2021 | Pass |  |  | N/A (Fast Track) | N/A (Fast Track) | N/A (Fast Track) | Executed | No former queue position
2021-04-28 13:52 | 2802-RD | Fast Track | Fast Track | In Service | Not Provided |  |  | EL DORADO | PLACERVILLE SUB | Storage | 0.21 | 5/26/2021 | 6/30/2021 | Pass |  |  | N/A (Fast Track) | N/A (Fast Track) | N/A (Fast Track) | Executed | No former queue position
2021-04-28 15:04 | 2803-RD | Fast Track | Detailed Study | Active | Not Provided |  |  | SAN LUIS OBISPO | TEMPLETON SUB | Storage | 0.9 | 5/26/2021 | 6/17/2021 | Fail Screens: F, H, M | 8/20/2021 | Fail | Pass | 11/15/2021 | N/A | Executed | No former queue position | TEMPLETON | Templeton
2021-05-04 12:32 | 2804-RD | Fast Track | Fast Track | Withdrawn | Not Provided | Withdrawn | Withdrawn | HUMBOLDT | JANES CREEK SUB | Storage | 0.14 | 5/26/2021 | 6/21/2021 | Fail Screens: F, G, I, J, V1, S5 | 8/19/2021 | Pass | Withdrawn | Withdrawn | Withdrawn | Withdrawn | No former queue position
2021-05-04 14:52 | 2805-RD | Fast Track | Fast Track | In Service | Not Provided |  |  | EL DORADO | PLACERVILLE SUB | Storage | 0.42 | 5/26/2021 | 07/20/2021 | Pass |  |  | N/A (Fast Track) | N/A (Fast Track) | N/A (Fast Track) | Executed | No former queue position
2021-05-14 12:02 | 2806-RD | Fast Track | Fast Track | Active | Not Provided |  |  | KERN | BAKERSFIELD SUB | Storage | 0.985 | 5/26/2021 | 8/2/2021 | Fail Screens: D, F, G, I, J, V1, S5, A1 | 9/17/2021 | Pass | N/A (Fast Track) | N/A (Fast Track) | N/A (Fast Track) | Executed | No former queue position | BAKERSFIELD | Bakersfield
2021-05-14 13:11 | 2807-RD | Detailed Study | Detailed Study | Active | Not Provided |  |  | FRESNO | TRANSMISSION | Solar PV, Storage | 4.4117 | 5/26/2021 | N/A | N/A | N/A | N/A | Pass | 11/2/2021 | N/A | Executed | No former queue position | #VALUE! | not found
2021-04-28 16:12 | 2808-RD | Fast Track | Fast Track | Active | Not Provided |  |  | MONTEREY | SALINAS SUB | Solar PV, Storage | 2.0715 | 5/26/2021 | 12/10/2021 | Fail Screens: G, I, J, K, M, S5 | 2022-03-07 | Pass | N/A (Fast Track) | N/A (Fast Track) | N/A (Fast Track) | Executed | No former queue position | SALINAS | not found
2021-05-07 10:43 | 2809-RD | Fast Track | Fast Track | Withdrawn | Not Provided | Withdrawn | Withdrawn | BUTTE | PARADISE SUB | Storage | 0.49 | 5/26/2021 | 6/25/2021 | Pass | Withdrawn | Withdrawn | Withdrawn | Withdrawn | Withdrawn | Withdrawn | No former queue position
2023-03-07 05:58 | 3317-RD | Detailed Study | Detailed Study | Active | Not Provided |  |  | FRESNO | NEWHALL SUB | Solar PV, Storage | 9.7 | 4/5/2023 | N/A | N/A | N/A | N/A | Pass | 2024-04-01 |  | Tendered | No former queue position | NEWHALL | Newhall | 115 | 9.7 | not found |  |  | 9.7 | 9.7 | 0 |  |  | 0
2021-05-11 17:32 | 2811-RD | Detailed Study | Detailed Study | Active | Not Provided |  |  | KERN | MAGUNDEN SUB | Solar PV, Storage | 2.537 | 5/26/2021 | N/A | N/A | N/A | N/A | Pass | 05/13/2022 | N/A | Executed | No former queue position | MAGUNDEN | Magunden
2021-05-02 07:28 | 2812-WD | Independent Study | Independent Study | Withdrawn | 9/30/2022 | Withdrawn | Withdrawn | MERCED | EL CAPITAN SUB | Storage | 4.998 | 6/2/2021 | Withdrawn | Withdrawn | Withdrawn | Withdrawn | Pass | Withdrawn | Withdrawn | Withdrawn | No former queue position
2021-05-14 12:02 | 2813-RD | Fast Track | Fast Track | Withdrawn | Not Provided | Withdrawn | Withdrawn | CALAVERAS | PEORIA SUB | Solar PV | 0.04466 | 6/2/2021 | Withdrawn | Withdrawn | Withdrawn | Withdrawn | Withdrawn | Withdrawn | Withdrawn | Withdrawn | No former queue position
2021-05-21 15:24 | 2814-RD | Fast Track | Fast Track | Withdrawn | Not Provided | Withdrawn | Withdrawn | SAN FRANCISCO | SAN FRAN H (MARTIN) SUB | Solar PV | 0.27128 | 6/2/2021 | 7/14/2021 | Pass | Withdrawn | Withdrawn | Withdrawn | Withdrawn | Withdrawn | Withdrawn | No former queue position
2021-05-12 16:52 | 2815-RD | Fast Track | Fast Track | Active | Not Provided |  |  | LAKE | CLEAR LAKE SUB | Storage | 0.42 | 6/2/2021 | 09/09/2021 | Fail Screens: D, I, J, M, V1, S5 |  |  | N/A (Fast Track) | N/A (Fast Track) | N/A (Fast Track) | Executed | No former queue position | CLEAR LAKE | not found
2021-05-24 17:12 | 2816-RD | Fast Track | Detailed Study | Withdrawn | Not Provided | Withdrawn | Withdrawn | KERN | SMYRNA SUB | Solar PV | 1.56 | 6/2/2021 | 7/26/2021 | Fail Screens: D, F, G, J, K, L, M, S5 | 9/10/2021 | Fail | Pass | Withdrawn | Withdrawn | Withdrawn | No former queue position
2021-05-25 09:41 | 2817-WD | Fast Track | Fast Track | Withdrawn | 7/5/2022 | Withdrawn | Withdrawn | SAN FRANCISCO | SAN FRAN X (MISSION) SUB | Storage | 0.2475 | 6/2/2021 | 7/6/2021 | Pass | Withdrawn | Withdrawn | Withdrawn | Withdrawn | Withdrawn | Withdrawn | No former queue position
2021-05-19 17:48 | 2818-RD | Fast Track | Detailed Study | Active | 5/31/2022 |  |  | CONTRA COSTA | RICHMOND R SUB | Solar PV | 2.25 | 6/2/2021 | 8/24/2021 | Fail Screens: G, I, J, K, M | 9/24/2021 | Fail | Pass | 1/26/2022 | N/A | Executed | No former queue position | RICHMOND R | Richmond R
2021-05-21 08:55 | 2819-WD | Independent Study | Cluster | Withdrawn | 11/30/2024 | Withdrawn | Withdrawn | KERN | GANSO SUB | Solar PV, Storage | 102.9 | 6/2/2021 | Withdrawn | Withdrawn | Withdrawn | Withdrawn | Fail | Withdrawn | Withdrawn | Withdrawn | No former queue position
2021-04-23 16:04 | 2820-RD | Fast Track | Detailed Study | Withdrawn | Not Provided | Withdrawn | Withdrawn | SAN LUIS OBISPO | SAN MIGUEL SUB | Solar PV, Storage | 1.8049 | 6/9/2021 | 10/18/2021 | Fail Screens: D, J, K, M | 12/30/2021 | Fail | Withdrawn | Withdrawn | Withdrawn | Withdrawn | No former queue position
2021-05-13 11:32 | 2821-RD | Detailed Study | Detailed Study | Active | Not Provided |  |  | KERN | WESTPARK SUB | Solar PV | 1.212 | 6/9/2021 | N/A | N/A | N/A | N/A | Pass | 10/28/2021 | N/A | Executed | No former queue position | WESTPARK | not found
2021-05-26 01:52 | 2822-RD | Fast Track | Fast Track | In Service | Not Provided |  |  | ALAMEDA | NEWARK SUB | Storage | 0.21 | 6/9/2021 | 7/28/2021 | Pass |  |  | N/A (Fast Track) | N/A (Fast Track) | N/A (Fast Track) | Executed | No former queue position
2021-06-02 15:01 | 2823-RD | Detailed Study | Detailed Study | Active | Not Provided |  |  | KINGS | CORCORAN SUB | Solar PV | 3.125 | 6/16/2021 | N/A | N/A | N/A | N/A | Pass | 10/5/2021 | N/A | Executed | No former queue position | CORCORAN | Corcoran
2021-05-25 22:11 | 2824-RD | Fast Track | Fast Track | Active | Not Provided |  |  | ALAMEDA | OLD RIVER SUB | Storage | 0.05626 | 6/16/2021 | 2022-02-18 | Pass |  |  | N/A (Fast Track) | N/A (Fast Track) | N/A (Fast Track) | Executed | No former queue position | OLD RIVER | not found
2021-06-07 11:20 | 2825-WD | Fast Track | Fast Track | Withdrawn | 12/2/2022 | Withdrawn | Withdrawn | AMADOR | PINE GROVE SUB | Storage | 3.6975 | 6/16/2021 | 7/9/2021 | Fail Screens: 2, 4, 5, 7, 9, 10 | 8/26/2021 | Fail | Withdrawn | Withdrawn | Withdrawn | Withdrawn | No former queue position
2021-05-20 13:53 | 2826-RD | Fast Track | Fast Track | Active | Not Provided |  |  | ALAMEDA | EDES SUB | Storage | 0.63 | 6/16/2021 | 10/26/2021 | Fail Screens: G, J, M |  |  | N/A (Fast Track) | N/A (Fast Track) | N/A (Fast Track) | Executed | No former queue position | EDES | Edes
2021-06-09 17:34 | 2827-RD | Fast Track | Fast Track | Withdrawn | Not Provided | Withdrawn | Withdrawn | FRESNO | CARUTHERS SUB | Solar PV | 1.68 | 6/16/2021 | 07/26/2021 | Fail Screens: F, I, J, K, M, V1, S5, A1 | 9/9/2021 | Fail | Withdrawn | Withdrawn | Withdrawn | Withdrawn | No former queue position
2021-05-12 16:41 | 2828-RD | Detailed Study | Detailed Study | Active | Not Provided |  |  | KERN | OLD RIVER SUB | Solar PV | 0.9 | 6/23/2021 | N/A | N/A | N/A | N/A | Pass | 12/28/2021 | N/A | Executed | No former queue position | OLD RIVER | not found
2021-05-27 09:33 | 2829-RD | Fast Track | Fast Track | In Service | Not Provided |  |  | SAN LUIS OBISPO | SAN LUIS OBISPO SUB | Engine, Storage | 0.29 | 6/23/2021 | 8/10/2021 | Pass |  |  | N/A (Fast Track) | N/A (Fast Track) | N/A (Fast Track) | Executed | No former queue position
2021-06-04 11:02 | 2830-RD | Fast Track | Fast Track | In Service | Not Provided |  |  | SHASTA | BURNEY SUB | Storage | 0.14 | 06/30/2021 | 7/20/2021 | Pass |  |  | N/A (Fast Track) | N/A (Fast Track) | N/A (Fast Track) | Executed | No former queue position
2021-05-19 23:01 | 2831-RD | Fast Track | Fast Track | Withdrawn | Not Provided | Withdrawn | Withdrawn | CONTRA COSTA | LONE TREE SUB | Storage | 0.9295 | 6/23/2021 | 7/26/2021 | Fail Screens: H, I, J, K, L, M, S5 | 8/27/2021 | Pass | Withdrawn | Withdrawn | Withdrawn | Withdrawn | No former queue position
2021-05-26 12:53 | 2832-RD | Fast Track | Fast Track | In Service | Not Provided |  |  | SIERRA | ALLEGHANY SUB | Storage | 0.14 | 6/23/2021 | 7/15/2021 | Pass |  |  | N/A (Fast Track) | N/A (Fast Track) | N/A (Fast Track) | Executed | No former queue position
2021-06-08 15:27 | 2833-WD | Fast Track | Fast Track | Withdrawn | 7/15/2022 | Withdrawn | Withdrawn | MERCED | SANTA NELLA SUB | Solar PV | 2 | 6/23/2021 | 7/15/2021 | Fail Screens: 2, 4, 5, 7, 9, 10 | 9/7/2021 | Fail | Withdrawn | Withdrawn | Withdrawn | Withdrawn | No former queue position
2021-06-14 18:29 | 2834-WD | Fast Track | Fast Track | Withdrawn | 7/15/2022 | Withdrawn | Withdrawn | HUMBOLDT | EEL RIVER SUB | Solar PV | 0.99 | 6/23/2021 | 7/9/2021 | Fail Screens: 2, 4, 7, 9, 10 | 8/30/2021 | Pass | Withdrawn | Withdrawn | Withdrawn | Withdrawn | No former queue position
2021-06-14 18:36 | 2835-WD | Fast Track | Fast Track | Withdrawn | 7/15/2022 | Withdrawn | Withdrawn | HUMBOLDT | EEL RIVER SUB | Solar PV | 0.99 | 6/23/2021 | 7/9/2021 | Fail Screens: 2, 4, 5, 7, 9, 10 | 8/30/2021 | Pass | Withdrawn | Withdrawn | Withdrawn | Withdrawn | No former queue position
2021-06-14 18:41 | 2836-WD | Fast Track | Fast Track | Withdrawn | 7/15/2022 | Withdrawn | Withdrawn | HUMBOLDT | EEL RIVER SUB | Solar PV | 0.99 | 6/23/2021 | 7/9/2021 | Fail Screens: 2, 4, 5, 7, 9, 10 | 8/30/2021 | Fail | Withdrawn | Withdrawn | Withdrawn | Withdrawn | No former queue position
2023-03-10 15:17 | 3335-RD | Detailed Study | Detailed Study | Active | Not Provided |  |  | KERN | WEEDPATCH SUB | Solar PV, Storage | 9.7 | 4/19/2023 | N/A | N/A | N/A | N/A | Fail | 12/26/2023 | 2024-07-11 |  | No former queue position | WEEDPATCH | not found |  | 9.7 | not found |  |  | 9.7 | 9.7 | 0 |  |  | 0
2021-06-07 14:18 | 2838-WD | Fast Track | Independent Study | Withdrawn | 12/1/2022 | Withdrawn | Withdrawn | KERN | GOOSE LAKE SUB | Solar PV | 3 | 6/30/2021 | 7/22/2021 | Fail Screens: 2, 7, 9, 10 | 9/13/2021 | Fail | Withdrawn | Withdrawn | Withdrawn | Withdrawn | No former queue position
2021-06-23 11:11 | 2839-RD | Fast Track | Fast Track | Withdrawn | Not Provided | Withdrawn | Withdrawn | SAN JOAQUIN | MANTECA SUB | Solar PV | 0.42 | 6/30/2021 | Withdrawn | Withdrawn | Withdrawn | Withdrawn | Withdrawn | Withdrawn | Withdrawn | Withdrawn | No former queue position
2021-06-17 12:13 | 2840-RD | Detailed Study | Detailed Study | Active | Not Provided |  |  | KERN | ANTELOPE SUB | Solar PV | 3 | 6/30/2021 | N/A | N/A | N/A | N/A | Pass | 11/23/2021 | N/A | Executed | No former queue position | ANTELOPE | Antelope
2021-05-26 16:11 | 2841-RD | Fast Track | Fast Track | In Service | Not Provided |  |  | HUMBOLDT | NEWBURG SUB | Storage | 0.63 | 6/30/2021 | 09/17/2021 | Pass |  |  | N/A (Fast Track) | N/A (Fast Track) | N/A (Fast Track) | Executed | No former queue position
2021-05-28 13:21 | 2842-WD | Independent Study | Independent Study | Withdrawn | 7/7/2021 | Withdrawn | Withdrawn | ALAMEDA | ALTAMONT SUB | Engine | 6 | 6/30/2021 | Withdrawn | Withdrawn | Withdrawn | Withdrawn | Pass | Withdrawn | Withdrawn | Withdrawn | No former queue position
2021-06-04 07:32 | 2843-RD | Fast Track | Fast Track | In Service | Not Provided |  |  | SAN LUIS OBISPO | SAN LUIS OBISPO SUB | Storage | 0.14 | 6/30/2021 | 08/25/2021 | Fail Screens: J, S5 |  |  | N/A (Fast Track) | N/A (Fast Track) | N/A (Fast Track) | Executed | No former queue position
2021-06-15 15:16 | 2844-RD | Detailed Study | Detailed Study | Active | Not Provided |  |  | MADERA | MADERA SUB | Solar PV | 1.192 | 7/7/2021 | N/A | N/A | N/A | N/A | Pass | 11/17/2021 | N/A | Executed | No former queue position | MADERA | Madera
2021-06-22 15:13 | 2845-RD | Fast Track | Fast Track | In Service | Not Provided |  |  | BUTTE | ESQUON SUB | Engine, Micro Turbine | 0.13 | 7/7/2021 | 9/21/2021 | Fail Screens: S5 |  |  | N/A (Fast Track) | N/A (Fast Track) | N/A (Fast Track) | Executed | No former queue position
2021-06-16 13:26 | 2846-WD | Fast Track | Independent Study | Withdrawn | 6/15/2023 | Withdrawn | Withdrawn | SAN FRANCISCO | PORTOLA SUB | Solar PV | 1.125 | 7/7/2021 | 7/14/2021 | Fail Screens: 2, 4, 10 | 10/4/2021 | Fail | Pass | Withdrawn | Withdrawn | Withdrawn | No former queue position
2021-06-16 13:40 | 2847-WD | Fast Track | Fast Track | Withdrawn | 6/15/2023 | Withdrawn | Withdrawn | SAN FRANCISCO | SAN FRAN A (POTRERO PP) SUB | Solar PV, Storage | 2.79 | 7/7/2021 | 7/26/2021 | Fail Screens: 2, 10 | 10/15/2021 | Pass | Withdrawn | Withdrawn | Withdrawn | Withdrawn | No former queue position
2021-06-16 13:51 | 2848-WD | Independent Study | DGSP | Active | 6/15/2023 |  |  | SAN FRANCISCO | SAN FRAN A (POTRERO PP) SUB | Solar PV | 2.85 | 7/7/2021 | N/A | N/A | N/A | N/A | Fail | 2021-12-24 | N/A | Executed | No former queue position | SAN FRAN A (POTRERO PP) | not found
2023-03-31 11:18 | 3377-RD | Detailed Study | Detailed Study | Active | Not Provided |  |  | KERN | SAN BERNARD SUB | Solar PV, Storage | 9.7 | 5/3/2023 | N/A | N/A | N/A | N/A | Pass | 2/9/2024 | In Progress |  | No former queue position | SAN BERNARD | San Bernardino | 230 | 9.7 | not found |  |  | 9.7 | 9.7 | 0 |  |  | 0
2011-03-31 15:25 | 0336-WD | Cluster | Cluster | In Service | 3/31/2015 | 4/15/2016 | 1/15/2016 | SOLANO | PEABODY SUB | Engine | 9.6 | 9/20/2011 | N/A | N/A (Cluster) | N/A | N/A (Cluster) | N/A (Cluster) | 1/24/2012 | 1/18/2013 | Executed | Former queue position: W273bb | PEABODY | Peabody | 230 | [6 empty] | 1 |  |  | 1
2021-05-18 09:22 | 2851-WD | Fast Track | Fast Track | Active | 10/28/2022 | 11/4/2022 |  | SAN FRANCISCO | SAN FRAN X (MISSION) SUB | Solar PV | 0.625 | 7/14/2021 | 8/4/2021 | Pass |  |  | N/A (Fast Track) | N/A (Fast Track) | N/A (Fast Track) | Executed | No former queue position | SAN FRAN X (MISSION) | not found
2021-06-21 14:24 | 2852-WD | Fast Track | Fast Track | Withdrawn | 9/1/2023 | Withdrawn | Withdrawn | KERN | TWISSELMAN SUB | Solar PV | 2.125 | 7/14/2021 | 8/26/2021 | Fail Screens: 2, 4, 7, 9, 10 | 10/1/2021 | Fail | Withdrawn | Withdrawn | Withdrawn | Withdrawn | No former queue position
2021-06-21 14:42 | 2853-WD | Fast Track | Fast Track | Withdrawn | 9/1/2023 | Withdrawn | Withdrawn | KERN | TWISSELMAN SUB | Storage | 2.125 | 7/14/2021 | 8/25/2021 | Fail Screens: 2, 4, 7, 9, 10 | 10/1/2021 | Fail | Withdrawn | Withdrawn | Withdrawn | Withdrawn | No former queue position
2021-06-22 16:13 | 2854-RD | Fast Track | Fast Track | In Service | Not Provided |  |  | MENDOCINO | WILLITS A SUB | Engine, Storage | 0.83 | 7/14/2021 | 11/15/2021 | Pass |  |  | N/A (Fast Track) | N/A (Fast Track) | N/A (Fast Track) | Executed | No former queue position
2021-06-18 13:12 | 2855-RD | Detailed Study | Detailed Study | Withdrawn | 9/1/2022 | Withdrawn | Withdrawn | SHASTA | BURNEY SUB | Engine | 5 | 7/14/2021 | Withdrawn | Withdrawn | Withdrawn | Withdrawn | Pass | Withdrawn | Withdrawn | Withdrawn | No former queue position
2021-07-07 21:12 | 2856-RD | Fast Track | Fast Track | In Service | Not Provided |  |  | SAN FRANCISCO | SAN FRAN Y (LARKIN) SUB | Solar PV | 0.0666 | 7/14/2021 | 9/27/2021 | Fail Screens: I, J, M, V1 |  |  | N/A (Fast Track) | N/A (Fast Track) | N/A (Fast Track) | Executed | No former queue position
2021-06-17 11:12 | 2857-RD | Detailed Study | Detailed Study | In Service | Not Provided |  |  | TULARE | DINUBA SUB | Solar PV, Storage | 0.4233 | 7/21/2021 | N/A | N/A | N/A | N/A | Pass | 2022-04-01 | N/A | Executed | No former queue position
2021-06-22 14:12 | 2858-WD | Independent Study | Independent Study | Withdrawn | 5/27/2022 | Withdrawn | Withdrawn | MADERA | DAIRYLAND SUB | Storage | 13.25 | 7/21/2021 | Withdrawn | Withdrawn | Withdrawn | Withdrawn | Pass | Withdrawn | Withdrawn | Withdrawn | No former queue position
2021-06-24 12:52 | 2859-RD | Fast Track | Fast Track | In Service | Not Provided |  |  | SHASTA | ANDERSON SUB | Engine, Storage | 0.17 | 7/21/2021 | 9/17/2021 | Pass |  |  | N/A (Fast Track) | N/A (Fast Track) | N/A (Fast Track) | Executed | No former queue position
2021-06-25 15:05 | 2860-RD | Fast Track | Fast Track | In Service | Not Provided |  |  | HUMBOLDT | HARRIS SUB | Storage | 0.49 | 7/21/2021 | 12/3/2021 | Fail Screens: M | 2022-02-16 | Pass | N/A (Fast Track) | N/A (Fast Track) | N/A (Fast Track) | Executed | No former queue position
2021-07-09 12:04 | 2861-RD | Fast Track | Fast Track | Withdrawn | Not Provided | Withdrawn | Withdrawn | FRESNO | CAMDEN SUB | Solar PV | 1.56 | 7/21/2021 | 8/13/2021 | Fail Screens: F, J, K, M, S5 | Withdrawn | Withdrawn | Withdrawn | Withdrawn | Withdrawn | Withdrawn | No former queue position
2021-07-08 10:44 | 2862-RD | Fast Track | Fast Track | Withdrawn | Not Provided | Withdrawn | Withdrawn | AMADOR | ELECTRA PH | Engine | 0.17 | 7/21/2021 | 8/25/2021 | Fail Screens: B, J, L, M | 11/3/2021 | Fail | Withdrawn | Withdrawn | Withdrawn | Withdrawn | No former queue position
2021-07-01 08:31 | 2863-WD | Independent Study | Independent Study | Withdrawn | 9/30/2022 | Withdrawn | Withdrawn | MENDOCINO | WILLITS A SUB | Other | 6.703 | 7/21/2021 | Withdrawn | Withdrawn | Withdrawn | Withdrawn | Pass | Withdrawn | Withdrawn | Withdrawn | No former queue position
2021-07-01 10:48 | 2864-WD | Fast Track | Independent Study | Active | 11/30/2022 |  |  | MERCED | LIVINGSTON SUB | Solar PV | 2 | 7/21/2021 | 8/24/2021 | Fail Screens: 2, 4, 5, 7, 9, 10 | 10/19/2021 | Fail | Pass | 2022-04-29 | N/A | Executed | No former queue position | LIVINGSTON | not found
2021-07-01 12:37 | 2865-WD | Fast Track | Fast Track | Withdrawn | 11/30/2022 | Withdrawn | Withdrawn | CONTRA COSTA | BRENTWOOD SUB | Solar PV | 3.0602 | 7/21/2021 | 10/4/2021 | Fail Screens: 2, 4, 6, 9, 10 | Withdrawn | Withdrawn | Withdrawn | Withdrawn | Withdrawn | Withdrawn | No former queue position
2021-07-01 12:52 | 2866-WD | Fast Track | Fast Track | Withdrawn | 11/30/2022 | Withdrawn | Withdrawn | CONTRA COSTA | BRENTWOOD SUB | Solar PV | 2 | 7/21/2021 | 8/26/2021 | Fail Screens: 2, 4, 5, 6, 7, 9, 10 | 10/11/2021 | Fail | Withdrawn | Withdrawn | Withdrawn | Withdrawn | No former queue position
2021-07-14 16:16 | 2867-WD | Independent Study | Independent Study | Withdrawn | 10/14/2022 | Withdrawn | Withdrawn | MENDOCINO | CALPELLA SUB | Solar PV, Storage | 2.365 | 7/21/2021 | Withdrawn | Withdrawn | Withdrawn | Withdrawn | Pass | Withdrawn | Withdrawn | Withdrawn | No former queue position
2021-07-14 18:09 | 2868-WD | Fast Track | Independent Study | Withdrawn | 2/7/2022 | Withdrawn | Withdrawn | LAKE | CLEAR LAKE SUB | Solar PV | 3 | 7/21/2021 | 8/12/2021 | Fail Screens: 2, 4, 5, 7, 9, 10 | 10/22/2021 | Fail | Withdrawn | Withdrawn | Withdrawn | Withdrawn | No former queue position
2021-07-01 11:02 | 2869-WD | Independent Study | Independent Study | Withdrawn | 9/30/2022 | Withdrawn | Withdrawn | MENDOCINO | COVELO SUB | Storage | 7.2 | 7/21/2021 | Withdrawn | Withdrawn | Withdrawn | Withdrawn | Pass | Withdrawn | Withdrawn | Withdrawn | No former queue position
2021-07-06 14:33 | 2870-RD | Fast Track | Fast Track | In Service | Not Provided |  |  | SAN LUIS OBISPO | GOLDTREE SUB | Storage | 0.6435 | 7/28/2021 | 9/30/2021 | Pass |  |  | N/A (Fast Track) | N/A (Fast Track) | N/A (Fast Track) | Executed | No former queue position
2021-07-12 14:14 | 2871-RD | Fast Track | Fast Track | Withdrawn | Not Provided | Withdrawn | Withdrawn | HUMBOLDT | HARRIS SUB | Storage | 0.35 | 7/28/2021 | 8/18/2021 | Pass | Withdrawn | Withdrawn | Withdrawn | Withdrawn | Withdrawn | Withdrawn | No former queue position
2021-07-12 14:42 | 2872-RD | Fast Track | Fast Track | Withdrawn | Not Provided | Withdrawn | Withdrawn | HUMBOLDT | EUREKA A SUB | Storage | 0.56 | 7/28/2021 | 8/23/2021 | Pass | Withdrawn | Withdrawn | Withdrawn | Withdrawn | Withdrawn | Withdrawn | No former queue position
2021-07-16 11:04 | 2873-WD | Independent Study | Independent Study | Withdrawn | 10/14/2022 | Withdrawn | Withdrawn | SONOMA | PETALUMA C SUB | Solar PV, Storage | 10 | 7/28/2021 | Withdrawn | Withdrawn | Withdrawn | Withdrawn | Withdrawn | Withdrawn | Withdrawn | Withdrawn | No former queue position
2021-07-15 11:21 | 2874-WD | Fast Track | Fast Track | Withdrawn | 5/31/2022 | Withdrawn | Withdrawn | BUTTE | WYANDOTTE SUB | Solar PV | 0.50526 | 7/28/2021 | 9/16/2021 | Fail Screens: 2, 4 | Withdrawn | Withdrawn | Withdrawn | Withdrawn | Withdrawn | Withdrawn | No former queue position
2021-07-15 14:38 | 2875-WD | Fast Track | Fast Track | Withdrawn | 5/31/2022 | Withdrawn | Withdrawn | BUTTE | HONCUT SUB | Solar PV | 0.744 | 7/28/2021 | 9/17/2021 | Fail Screens: 2, 4, 7, 9, 10 | 1/14/2022 | Fail | Withdrawn | Withdrawn | Withdrawn | Withdrawn | No former queue position
2021-06-28 22:11 | 2876-RD | Fast Track | Fast Track | In Service | Not Provided |  |  | MERCED | CANAL SUB | Storage | 0.21 | 7/28/2021 | 9/2/2021 | Pass |  |  | N/A (Fast Track) | N/A (Fast Track) | N/A (Fast Track) | Executed | No former queue position
2021-06-30 23:21 | 2877-RD | Fast Track | Fast Track | Active | Not Provided |  |  | KERN | GOOSE LAKE SUB | Storage | 0.21 | 7/28/2021 | 8/26/2021 | Pass |  |  | N/A (Fast Track) | N/A (Fast Track) | N/A (Fast Track) | Executed | No former queue position | GOOSE LAKE | Goose Lake
2021-07-21 09:32 | 2878-WD | Fast Track | Independent Study | Withdrawn | 4/4/2023 | Withdrawn | Withdrawn | NAPA | CALISTOGA SUB | Steam Turbine | 1.1672 | 7/28/2021 | 8/17/2021 | Fail Screens: 2, 4, 7, 9, 10 | Withdrawn | Withdrawn | Pass | Withdrawn | Withdrawn | Withdrawn | No former queue position
2021-07-09 17:38 | 2879-WD | Fast Track | Independent Study | Withdrawn | 11/30/2022 | Withdrawn | Withdrawn | HUMBOLDT | JANES CREEK SUB | Solar PV | 1.02 | 7/28/2021 | 9/8/2021 | Fail Screens: 2, 5, 7, 9, 10 | 11/17/2021 | Fail | Pass | Withdrawn | Withdrawn | Withdrawn | No former queue position
2021-07-15 08:06 | 2880-WD | Independent Study | Independent Study | Withdrawn | 9/30/2022 | Withdrawn | Withdrawn | NEVADA | GRASS VALLEY SUB | Storage | 13 | 7/28/2021 | Withdrawn | Withdrawn | Withdrawn | Withdrawn | Pass | Withdrawn | Withdrawn | Withdrawn | No former queue position
2021-07-01 14:12 | 2881-RD | Fast Track | Fast Track | Active | Not Provided |  |  | FRESNO | LAS PALMAS SUB | Engine | 1.429 | 8/4/2021 | 10/22/2021 | Pass |  |  | N/A (Fast Track) | N/A (Fast Track) | N/A (Fast Track) | Executed | No former queue position | LAS PALMAS | not found
2021-06-09 12:42 | 2882-RD | Fast Track | Fast Track | Withdrawn | Not Provided | Withdrawn | Withdrawn | SAN JOAQUIN | BANTA SUB | Solar PV | 1.2 | 8/4/2021 | 10/14/2021 | Fail Screens: G, J, K, L, M, S5 | Withdrawn | Withdrawn | Withdrawn | Withdrawn | Withdrawn | Withdrawn | No former queue position
2021-07-19 16:21 | 2883-RD | Detailed Study | Detailed Study | Active | Not Provided |  |  | KINGS | GUERNSEY SUB | Solar PV | 3.95 | 09/16/2021 | N/A | N/A | N/A | N/A | Pass | 2022-02-11 | N/A | Executed | No former queue position | GUERNSEY | not found
2021-05-26 11:12 | 2884-RD | Fast Track | Fast Track | Withdrawn | Not Provided | Withdrawn | Withdrawn | SAN JOAQUIN | MANTECA SUB | Solar PV | 1.4666 | 8/4/2021 | 9/8/2021 | Fail Screens: D, F, G, J, K, L, M, V1, S5, A1 | 10/25/2021 | Fail | Withdrawn | Withdrawn | Withdrawn | Withdrawn | No former queue position
2021-07-19 10:32 | 2885-RD | Fast Track | Detailed Study | Active | Not Provided |  |  | KERN | PANAMA SUB | Solar PV | 1.2401 | 8/4/2021 | 9/14/2021 | Pass | 11/5/2021 | Fail | Pass | 2022-05-06 | N/A | Executed | No former queue position | PANAMA | not found
2021-07-26 09:18 | 2886-WD | Fast Track | Independent Study | Withdrawn | 11/30/2022 | Withdrawn | Withdrawn | BUTTE | OROVILLE SUB | Solar PV | 2 | 8/4/2021 | 8/17/2021 | Fail Screens: 2, 4 | 9/29/2021 | Fail | Withdrawn | Withdrawn | Withdrawn | Withdrawn | No former queue position
2021-07-27 12:42 | 2887-RD | Fast Track | Fast Track | In Service | Not Provided |  |  | CONTRA COSTA | SAN PABLO SUB | Storage | 0.21 | 8/11/2021 | 9/8/2021 | Fail Screens: J, M |  |  | N/A (Fast Track) | N/A (Fast Track) | N/A (Fast Track) | Executed | No former queue position
2021-07-14 14:13 | 2888-RD | Fast Track | Fast Track | In Service | Not Provided |  |  | HUMBOLDT | EUREKA A SUB | Storage | 0.42 | 8/11/2021 | 10/8/2021 | Pass |  |  | N/A (Fast Track) | N/A (Fast Track) | N/A (Fast Track) | Executed | No former queue position
2021-07-23 10:02 | 2889-RD | Fast Track | Fast Track | In Service | Not Provided |  |  | HUMBOLDT | JANES CREEK SUB | Storage | 0.28 | 8/11/2021 | 9/8/2021 | Pass |  |  | N/A (Fast Track) | N/A (Fast Track) | N/A (Fast Track) | Executed | No former queue position
2021-07-23 13:03 | 2890-RD | Fast Track | Fast Track | Withdrawn | Not Provided | Withdrawn | Withdrawn | MONTEREY | OIL FIELDS SUB | Storage | 0.9295 | 8/11/2021 | 10/19/2021 | Pass | Withdrawn | Withdrawn | Withdrawn | Withdrawn | Withdrawn | Withdrawn | No former queue position
2021-07-22 15:33 | 2891-RD | Fast Track | Fast Track | Withdrawn | Not Provided | Withdrawn | Withdrawn | ALAMEDA | NEWARK SUB | Solar PV | 1 | 8/11/2021 | 9/9/2021 | Fail Screens: D, M | 10/12/2021 | Pass | Withdrawn | Withdrawn | Withdrawn | Withdrawn | No former queue position
2021-07-30 17:52 | 2892-RD | Fast Track | Detailed Study | Active | Not Provided |  |  | SAN LUIS OBISPO | TEMPLETON SUB | Engine | 1.2648 | 8/18/2021 | 9/16/2021 | Fail Screens: B, F, I, J, K, M, S5, A1 | 12/10/2021 | Fail | Pass | 2022-07-19 | N/A | Executed | No former queue position | TEMPLETON | Templeton
2021-07-27 09:21 | 2893-RD | Detailed Study | Detailed Study | Active | Not Provided |  |  | PLACER | ROCKLIN SUB | Solar PV, Storage | 2.5811 | 8/25/2021 | N/A | N/A | N/A | N/A | Pass | 1/20/2022 | N/A | Executed | No former queue position | ROCKLIN | not found
2021-08-13 13:06 | 2894-WD | Fast Track | Fast Track | Withdrawn | 11/30/2022 | Withdrawn | Withdrawn | EL DORADO | EL DORADO PH | Storage | 3.6975 | 8/25/2021 | 9/17/2021 | Fail Screens: 2, 4, 10 | 11/8/2021 | Fail | Withdrawn | Withdrawn | Withdrawn | Withdrawn | No former queue position
2021-08-13 13:21 | 2895-WD | Fast Track | Fast Track | Withdrawn | 11/30/2022 | Withdrawn | Withdrawn | EL DORADO | EL DORADO PH | Storage | 3.6975 | 8/25/2021 | 9/17/2021 | Fail Screens: 2, 4, 10 | 11/8/2021 | Fail | Withdrawn | Withdrawn | Withdrawn | Withdrawn | No former queue position
2021-07-29 12:02 | 2896-RD | Detailed Study | Detailed Study | In Service | Not Provided |  |  | SANTA CLARA | LOCKHEED #1 SUB | Solar PV | 3.8912 | 9/1/2021 | N/A | N/A | N/A | N/A | Pass | 1/11/2022 | N/A | Executed | No former queue position
2021-08-11 12:34 | 2897-RD | Fast Track | Fast Track | Active | Not Provided |  |  | HUMBOLDT | EUREKA A SUB | Storage | 0.35 | 9/1/2021 | 11/15/2021 | Pass |  |  | N/A (Fast Track) | N/A (Fast Track) | N/A (Fast Track) | Executed | No former queue position | EUREKA A | not found
2021-08-04 11:02 | 2898-RD | Fast Track | Fast Track | Active | Not Provided |  |  | FRESNO | BULLARD SUB | Solar PV | 3.5 | 9/1/2021 | 9/23/2021 | Fail Screens: I, J, K, M, V1, V2, S5, A1 | 11/30/2021 | Pass | N/A (Fast Track) | N/A (Fast Track) | N/A (Fast Track) | Executed | No former queue position | BULLARD | not found
2021-08-16 14:04 | 2899-RD | Fast Track | Detailed Study | In Service | Not Provided |  |  | TUOLUMNE | CURTIS SUB | Storage | 0.21 | 9/8/2021 | 10/11/2021 | Fail Screens: J, L, M, S5 | 12/20/2021 | Fail | Pass | 2022-05-19 | N/A | Executed | No former queue position
2021-08-17 14:46 | 2900-RD | Fast Track | Fast Track | In Service | Not Provided |  |  | HUMBOLDT | EUREKA A SUB | Storage | 0.42 | 9/8/2021 | 12/10/2021 | Fail Screens: M | 2022-02-09 | Pass | N/A (Fast Track) | N/A (Fast Track) | N/A (Fast Track) | Executed | No former queue position
2021-08-25 12:52 | 2901-RD | Detailed Study | Detailed Study | Active | Not Provided |  |  | KERN | LERDO SUB | Solar PV | 2.5 | 9/8/2021 | N/A | N/A | N/A | N/A | Pass | 05/26/2022 | N/A | Executed | No former queue position | LERDO | Lerdo
2021-08-27 15:32 | 2902-RD | Detailed Study | Detailed Study | Active | Not Provided |  |  | KERN | 7TH STANDARD SUB | Solar PV | 2.5 | 9/8/2021 | N/A | N/A | N/A | N/A | Pass | 07/19/2022 | N/A | Executed | No former queue position | 7TH STANDARD | not found
2021-08-09 13:42 | 2903-RD | Fast Track | Fast Track | In Service | Not Provided |  |  | EL DORADO | APPLE HILL SUB | Storage | 0.21 | 9/8/2021 | 9/29/2021 | Pass |  |  | N/A (Fast Track) | N/A (Fast Track) | N/A (Fast Track) | Executed | No former queue position
2021-08-30 17:10 | 2904-WD | Independent Study | Independent Study | Active | 12/15/2022 |  |  | BUTTE | SYCAMORE CREEK SUB | Solar PV | 3 | 9/8/2021 | N/A | N/A (Independent Study) | N/A | N/A (Independent Study) | Pass | 1/3/2022 | 2022-04-01 | Executed | No former queue position | SYCAMORE CREEK | not found
2021-08-31 13:09 | 2905-RD | Detailed Study | Detailed Study | Active | Not Provided |  |  | FRESNO | CAMDEN SUB | Solar PV | 1.56 | 10/21/2021 | N/A | N/A | N/A | N/A | Pass | 2022-03-31 | N/A | Executed | No former queue position | CAMDEN | not found
2015-11-09 16:16 | 1277-RD | Fast Track | Fast Track | In Service | 1/29/2016 |  |  | KERN | FELLOWS SUB | Engine | 9.6 | 11/18/2015 | 12/7/2015 | Fail Screens: D, F, H, J, K, M | 1/29/2016 | Pass | N/A (Fast Track) | N/A (Fast Track) | N/A (Fast Track) | Executed | No former queue position | FELLOWS | not found | [7 empty] | 1 |  |  | 1
2021-08-20 10:25 | 2907-RD | Fast Track | Fast Track | Withdrawn | Not Provided | Withdrawn | Withdrawn | SOLANO | Customer Owned | Storage | 9.0294 | 9/9/2021 | 12/1/2021 | Pass | Withdrawn | Withdrawn | Withdrawn | Withdrawn | Withdrawn | Withdrawn | No former queue position
2018-06-07 10:52 | 1990-RD | Detailed Study | Detailed Study | Active | 8/1/2018 |  |  | KERN | MIDSUN SW STA | Engine | 9.6 | 6/20/2018 | N/A | N/A | N/A | N/A | Pass | 12/20/2019 | N/A | Executed | No former queue position | #VALUE! | not found | [7 empty] | 0 |  |  | 1
2022-01-12 15:58 | 3007-RD | Fast Track | Detailed Study | Active | Not Provided |  |  | SAN BENITO | SAN BENITO SUB | Engine, Fuel Cell, Solar PV | 9.58 | 2/2/2022 | 4/6/2022 | Fail Screens: I, J, K, M, S5 | 5/20/2022 | Fail | Pass | 10/6/2022 | N/A | Executed | No former queue position | SAN BENITO | not found |  | 9.58 | not found |  |  |  |  | 0 |  |  | 1
2021-08-26 18:21 | 2910-RD | Fast Track | Detailed Study | Withdrawn | Not Provided | Withdrawn | Withdrawn | SUTTER | BARRY SUB | Solar PV | 0.10637 | 9/15/2021 | 10/5/2021 | Fail Screens: L, M, S5 | 11/22/2021 | Fail | Pass | Withdrawn | Withdrawn | Withdrawn | No former queue position
2021-09-09 10:14 | 2911-RD | Fast Track | Fast Track | Withdrawn | Not Provided | Withdrawn | Withdrawn | SONOMA | WINDSOR SUB | Solar PV | 1.2 | 12/10/2021 | 12/31/2021 | Fail Screens: D, F, G, J, K, M, V1, S5, A1 | Withdrawn | Withdrawn | Withdrawn | Withdrawn | Withdrawn | Withdrawn | No former queue position
2021-09-09 10:38 | 2912-RD | Fast Track | Fast Track | Withdrawn | Not Provided | Withdrawn | Withdrawn | SAN FRANCISCO | SAN FRAN X (MISSION) SUB | Engine | 0.06 | 9/22/2021 | 10/5/2021 | Fail Screens: J, M | Withdrawn | Withdrawn | Withdrawn | Withdrawn | Withdrawn | Withdrawn | No former queue position
2021-08-27 15:43 | 2913-RD | Detailed Study | Detailed Study | Active | Not Provided |  |  | KERN | TEJON SUB | Solar PV | 5 | 9/22/2021 | N/A | N/A | N/A | N/A | Pass | 2022-03-08 | N/A | Executed | No former queue position | TEJON | not found
2021-09-14 10:46 | 2914-WD | Independent Study | Independent Study | Withdrawn | 11/30/2022 | Withdrawn | Withdrawn | AMADOR | PINE GROVE SUB | Storage | 5.187 | 9/29/2021 | Withdrawn | Withdrawn | Withdrawn | Withdrawn | Pass | Withdrawn | Withdrawn | Withdrawn | No former queue position
2021-09-17 11:33 | 2915-WD | Independent Study | Independent Study | Active | 12/30/2022 |  |  | MADERA | CHOWCHILLA SUB | Solar PV | 3 | 9/29/2021 | N/A | N/A (Independent Study) | N/A | N/A (Independent Study) | Pass | 2022-02-04 | N/A | Executed | No former queue position | CHOWCHILLA | Chowchilla
2021-09-09 14:59 | 2916-RD | Fast Track | Detailed Study | Active | Not Provided |  |  | HUMBOLDT | NEWBURG SUB | Storage | 0.63 | 9/29/2021 | 11/16/2021 | Fail | 1/5/2022 | Fail | Pass | 2022-05-26 | N/A | Executed | No former queue position | NEWBURG | not found
2021-08-27 15:12 | 2917-RD | Detailed Study | Detailed Study | Withdrawn | Not Provided | Withdrawn | Withdrawn | ALAMEDA | VINEYARD SUB | Solar PV, Storage | 3.0842 | 10/6/2021 | Withdrawn | Withdrawn | Withdrawn | Withdrawn | Pass | Withdrawn | Withdrawn | Withdrawn | No former queue position
2021-09-21 11:45 | 2918-RD | Detailed Study | Detailed Study | Active | Not Provided |  |  | FRESNO | CARUTHERS SUB | Solar PV | 1.68 | 10/6/2021 | N/A | N/A | N/A | N/A | Pass | 2022-03-09 | N/A | Executed | No former queue position | CARUTHERS | not found
2021-09-30 13:28 | 2919-RD | Fast Track | Fast Track | Withdrawn | Not Provided | Withdrawn | Withdrawn | ALAMEDA | SUNOL SUB | Solar PV | 0.05771 | 10/6/2021 | 11/19/2021 | Pass | Withdrawn | Withdrawn | Withdrawn | Withdrawn | Withdrawn | Withdrawn | No former queue position
2021-09-23 08:52 | 2920-WD | Independent Study | Independent Study | Withdrawn | 10/31/2023 | Withdrawn | Withdrawn | FRESNO | HURON SUB | Solar PV | 5 | 10/13/2021 | Withdrawn | Withdrawn | Withdrawn | Withdrawn | Pass | Withdrawn | Withdrawn | Withdrawn | No former queue position
2021-09-23 17:31 | 2921-RD | Fast Track | Fast Track | In Service | Not Provided |  |  | HUMBOLDT | JANES CREEK SUB | Storage | 0.42 | 10/13/2021 | 11/16/2021 | Pass |  |  | N/A (Fast Track) | N/A (Fast Track) | N/A (Fast Track) | Executed | No former queue position
2021-10-01 10:44 | 2922-RD | Detailed Study | Detailed Study | Active | Not Provided |  |  | KERN | TEJON SUB | Solar PV | 1.25 | 10/13/2021 | N/A | N/A | N/A | N/A | Pass | 2022-07-11 | N/A | Executed | No former queue position | TEJON | not found
2021-10-01 13:25 | 2923-RD | Fast Track | Fast Track | Withdrawn | Not Provided | Withdrawn | Withdrawn | FRESNO | SAN JOAQUIN SUB | Solar PV | 0.98842 | 10/13/2021 | 11/1/2021 | Fail Screens: F, J, K, M, V1, V2, S5, A1 | Withdrawn | Withdrawn | Withdrawn | Withdrawn | Withdrawn | Withdrawn | No former queue position
2021-10-06 15:12 | 2924-RD | Detailed Study | Detailed Study | Active | Not Provided |  |  | KERN | LAMONT SUB | Solar PV | 1.2 | 10/13/2021 | N/A | N/A | N/A | N/A | Pass | 2022-02-11 | N/A | Executed | No former queue position | LAMONT | Lamont
2021-10-07 10:14 | 2925-RD | Detailed Study | Detailed Study | Active | Not Provided |  |  | MADERA | DAIRYLAND SUB | Solar PV | 4.9542 | 10/13/2021 | N/A | N/A | N/A | N/A | Pass | 2022-05-11 | N/A | Executed | No former queue position | DAIRYLAND | Dairyland
2021-09-30 18:30 | 2926-RD | Fast Track | Fast Track | Active | Not Provided |  |  | SANTA CLARA | FREMONT SUB | Engine, Solar PV | 0.482 | 10/20/2021 | 2022-02-25 | Pass |  |  | N/A (Fast Track) | N/A (Fast Track) | N/A (Fast Track) | Executed | No former queue position | FREMONT | not found
2022-01-14 15:40 | 3030-RD | Detailed Study | Detailed Study | Active | Not Provided |  |  | ALAMEDA | Transmission Customer | Solar PV | 9.533 | 2/23/2022 | N/A | N/A | N/A | N/A | Pass | 2023-10-26 | N/A | Executed | No former queue position | #VALUE! | not found |  | 9.533 | not found |  |  |  |  | 0 |  |  | 1
2021-09-17 10:47 | 2928-RD | Detailed Study | DGSP | Withdrawn | Not Provided | Withdrawn | Withdrawn | KINGS | GUERNSEY SUB | Solar PV | 2.125 | 10/20/2021 | Withdrawn | Withdrawn | Withdrawn | Withdrawn | Fail | Withdrawn | Withdrawn | Withdrawn | No former queue position
2021-10-08 13:52 | 2929-RD | Detailed Study | DGSP | Active | Not Provided |  |  | FRESNO | CARUTHERS SUB | Solar PV | 2 | 10/20/2021 | N/A | N/A | N/A | N/A | Fail | 2022-09-07 | N/A | Executed | No former queue position | CARUTHERS | not found
2021-10-08 16:07 | 2930-RD | Detailed Study | Detailed Study | Active | Not Provided |  |  | MERCED | MERCED SUB | Solar PV | 4.125 | 10/20/2021 | N/A | N/A | N/A | N/A | Pass | 2022-03-11 | N/A | Executed | No former queue position | MERCED | not found
2023-12-06 05:12 | 3798-WD | Independent Study | Cluster | Active | 5/29/2026 |  |  | FRESNO | REEDLEY SUB | Battery | 9.525 | 1/31/2024 | N/A | N/A (Cluster) | N/A | N/A (Cluster) | Fail | In Progress |  |  | No former queue position | REEDLEY | Reedley | 115 |  |  |  | 9.525 |  | 9.525 | 0 |  |  | 0
2021-10-05 17:22 | 2932-RD | Fast Track | Fast Track | In Service | Not Provided |  |  | STANISLAUS | VALLEY HOME SUB | Solar PV | 1.3923 | 10/20/2021 | 11/16/2021 | Pass |  |  | N/A (Fast Track) | N/A (Fast Track) | N/A (Fast Track) | Executed | No former queue position
2021-10-15 16:20 | 2933-WD | Independent Study | Independent Study | Withdrawn | 5/16/2022 | Withdrawn | Withdrawn | MERCED | WRIGHT SUB | Solar PV | 3 | 10/27/2021 | Withdrawn | Withdrawn | Withdrawn | Withdrawn | Pass | Withdrawn | Withdrawn | Withdrawn | No former queue position
2023-12-08 11:25 | 3802-WD | Independent Study | Cluster | Active | 5/29/2026 |  |  | KERN | LAMONT SUB | Battery | 9.525 | 1/31/2024 | N/A | N/A (Cluster) | N/A | N/A (Cluster) | Fail |  |  |  | No former queue position | LAMONT | Lamont | 115 |  |  |  | 9.525 |  | 9.525 | 0 |  |  | 0
2021-10-15 12:44 | 2935-RD | Fast Track | Fast Track | Active | Not Provided |  |  | KERN | GOOSE LAKE SUB | Solar PV | 0.74771 | 10/27/2021 | 12/8/2021 | Pass |  |  | N/A (Fast Track) | N/A (Fast Track) | N/A (Fast Track) | Executed | No former queue position | GOOSE LAKE | Goose Lake
2021-10-01 13:17 | 2936-RD | Detailed Study | Detailed Study | Active | Not Provided |  |  | CONTRA COSTA | RICHMOND R SUB | Solar PV | 2.34 | 10/27/2021 | N/A | N/A | N/A | N/A | Pass | 2023-09-06 | N/A | Executed | No former queue position | RICHMOND R | Richmond R
2021-10-06 15:22 | 2937-RD | Fast Track | Detailed Study | In Service | Not Provided |  |  | SAN JOAQUIN | CARBONA SUB | Storage | 0.28 | 11/3/2021 | 11/24/2021 | Fail Screens: L, M | 1/12/2022 | Fail | Pass | 2022-07-13 | N/A | Executed | No former queue position
2021-10-19 12:20 | 2938-RD | Fast Track | Fast Track | Withdrawn | Not Provided | Withdrawn | Withdrawn | COLUSA | WILLIAMS SUB | Solar PV | 1.4863 | 11/3/2021 | Withdrawn | Withdrawn | Withdrawn | Withdrawn | Withdrawn | Withdrawn | Withdrawn | Withdrawn | No former queue position
2021-10-21 13:42 | 2939-RD | Detailed Study | Detailed Study | Active | Not Provided |  |  | KINGS | ANGIOLA SUB | Solar PV | 1.92 | 11/3/2021 | N/A | N/A | N/A | N/A | Pass | 2022-06-06 | N/A | Executed | No former queue position | ANGIOLA | not found
2021-10-18 10:38 | 2940-WD | Independent Study | Independent Study | Withdrawn | 12/1/2023 | Withdrawn | Withdrawn | KERN | GANSO SUB | Solar PV | 3 | 11/3/2021 | Withdrawn | Withdrawn | Withdrawn | Withdrawn | Pass | Withdrawn | Withdrawn | Withdrawn | No former queue position
2021-09-26 22:49 | 2941-RD | Fast Track | Fast Track | In Service | Not Provided |  |  | ALAMEDA | FREMONT SUB | Storage | 0.14065 | 11/3/2021 | 1/5/2022 | Pass |  |  | N/A (Fast Track) | N/A (Fast Track) | N/A (Fast Track) | Executed | No former queue position
2021-09-17 16:50 | 2942-RD | Detailed Study | Detailed Study | Active | Not Provided |  |  | SAN JOAQUIN | MANTECA SUB | Solar PV | 1.5 | 11/10/2021 | N/A | N/A | N/A | N/A | Pass | 2022-04-07 | N/A | Executed | No former queue position | MANTECA | Manteca
2021-10-27 09:05 | 2943-RD | Fast Track | Fast Track | In Service | Not Provided |  |  | ALAMEDA | NEWARK SUB | Solar PV | 0.9875 | 11/10/2021 | 12/20/2021 | Pass |  |  | N/A (Fast Track) | N/A (Fast Track) | N/A (Fast Track) | Executed | No former queue position
2021-10-12 14:23 | 2944-RD | Fast Track | Fast Track | Withdrawn | Not Provided | Withdrawn | Withdrawn | SAN JOAQUIN | BANTA SUB | Solar PV, Storage | 1.3048 | 11/10/2021 | 12/31/2021 | Fail Screens: G, I, J, K, L, M, S5 | Withdrawn | Withdrawn | Withdrawn | Withdrawn | Withdrawn | Withdrawn | No former queue position
2021-10-28 11:22 | 2945-WD | Independent Study | Independent Study | Withdrawn | 11/30/2022 | Withdrawn | Withdrawn | KINGS | LOST HILLS SUB | Solar PV, Storage | 10.25 | 11/10/2021 | N/A | N/A (Independent Study) | Withdrawn | Withdrawn | Pass | 2022-10-21 | Withdrawn | Withdrawn | No former queue position
2021-10-15 11:25 | 2946-WD | Fast Track | Fast Track | Withdrawn | 3/15/2023 | Withdrawn | Withdrawn | KINGS | DEVILS DEN SUB | Solar PV | 2.0029 | 11/10/2021 | 12/6/2021 | Fail Screens: 2, 4, 10 | 1/12/2022 | Fail | Withdrawn | Withdrawn | Withdrawn | Withdrawn | No former queue position
2021-10-22 10:28 | 2947-RD | Fast Track | Fast Track | In Service | Not Provided |  |  | BUTTE | PARADISE SUB | Storage | 0.49 | 11/10/2021 | 12/20/2021 | Pass |  |  | N/A (Fast Track) | N/A (Fast Track) | N/A (Fast Track) | Executed | No former queue position
2021-10-22 10:41 | 2948-RD | Fast Track | Fast Track | Active | Not Provided |  |  | BUTTE | PARADISE SUB | Storage | 0.49 | 11/10/2021 | 12/20/2021 | Pass |  |  | N/A (Fast Track) | N/A (Fast Track) | N/A (Fast Track) | Executed | No former queue position | PARADISE | not found
2021-10-14 09:26 | 2949-RD | Detailed Study | Detailed Study | Active | Not Provided |  |  | SAN JOAQUIN | EAST STOCKTON SUB | Solar PV, Storage | 2.08 | 11/17/2021 | N/A | N/A | N/A | N/A | Pass | 2022-05-25 | N/A | Executed | No former queue position | EAST STOCKTON | not found
2021-10-19 12:57 | 2950-RD | Fast Track | DGSP | Active | Not Provided |  |  | MERCED | ATWATER SUB | Solar PV | 0.78237 | 11/17/2021 | 12/16/2021 | Fail Screens: M, S5 | 2022-02-15 | Fail | Fail | 2023-02-08 | N/A | Executed | No former queue position | ATWATER | not found
2021-11-05 15:23 | 2951-RD | Fast Track | Fast Track | Active | Not Provided |  |  | SAN JOAQUIN | STOCKTON A SUB | Solar PV | 1.1 | 11/24/2021 | 1/11/2022 | Fail Screens: D, G, J, K, M, V1, S5, A1 | 2022-02-28 | Pass | N/A (Fast Track) | N/A (Fast Track) | N/A (Fast Track) | Executed | No former queue position | STOCKTON A | not found
2021-10-13 01:24 | 2952-RD | Fast Track | Fast Track | Withdrawn | Not Provided | Withdrawn | Withdrawn | CONTRA COSTA | SAN RAMON SUB | Storage | 0.9295 | 11/24/2021 | Withdrawn | Withdrawn | Withdrawn | Withdrawn | Withdrawn | Withdrawn | Withdrawn | Withdrawn | No former queue position
2021-10-14 23:38 | 2953-RD | Fast Track | Fast Track | Withdrawn | Not Provided | Withdrawn | Withdrawn | MERCED | SANTA NELLA SUB | Storage | 0.858 | 11/24/2021 | Withdrawn | Withdrawn | Withdrawn | Withdrawn | Withdrawn | Withdrawn | Withdrawn | Withdrawn | No former queue position
2021-11-09 18:06 | 2954-RD | Fast Track | Fast Track | Active | Not Provided |  |  | ALAMEDA | SAN LEANDRO U SUB | Solar PV | 1.25 | 12/1/2021 | 2022-02-09 | Pass |  |  | N/A (Fast Track) | N/A (Fast Track) | N/A (Fast Track) | Executed | No former queue position | SAN LEANDRO U | San Leandro U
2021-11-10 13:16 | 2955-RD | Fast Track | Fast Track | Withdrawn | Not Provided | Withdrawn | Withdrawn | SANTA CLARA | LLAGAS SUB | Solar PV, Storage | 2.026 | 12/1/2021 | 1/14/2022 | Fail Screens: D, I, J, K, M, S5 | Withdrawn | Withdrawn | Withdrawn | Withdrawn | Withdrawn | Withdrawn | No former queue position
2021-11-04 11:59 | 2956-RD | Detailed Study | DGSP | Active | Not Provided |  |  | KINGS | GUERNSEY SUB | Solar PV | 3.625 | 12/1/2021 | N/A | N/A | N/A | N/A | Fail | 2022-09-01 | N/A | Executed | No former queue position | GUERNSEY | not found
2021-11-10 11:52 | 2957-RD | Fast Track | Fast Track | Active | Not Provided |  |  | ALAMEDA | SAN LEANDRO U SUB | Solar PV, Storage | 2.6311 | 12/1/2021 | 2022-06-13 | Fail Screens: D, G, I, J, K, L, M, M1, V1, S5. A1, J, K, M | 2022-08-08 | Pass | N/A (Fast Track) | N/A (Fast Track) | N/A (Fast Track) | Executed | No former queue position | SAN LEANDRO U | San Leandro U
2022-07-08 06:48 | 3128-RD | Fast Track | Fast Track | Active | Not Provided |  |  | SOLANO | Customer Owned | Solar PV | 9.499 | 7/20/2022 | 10/7/2022 | Pass |  |  | N/A (Fast Track) | N/A (Fast Track) | N/A (Fast Track) | Executed | No former queue position | #VALUE! | not found |  | 9.499 | not found |  |  |  |  | 0 |  |  | 1
2021-11-23 19:03 | 2959-WD | Independent Study | Independent Study | Withdrawn | 3/15/2023 | Withdrawn | Withdrawn | KINGS | TULARE LAKE SUB | Solar PV | 3 | 12/8/2021 | N/A | N/A (Independent Study) | Withdrawn | Withdrawn | Pass | 2022-07-21 | Withdrawn | Withdrawn | No former queue position
2021-11-17 05:27 | 2960-RD | Fast Track | Fast Track | Withdrawn | Not Provided | Withdrawn | Withdrawn | SAN JOAQUIN | BANTA SUB | Solar PV | 1.2 | 12/8/2021 | 12/29/2021 | Fail Screens: G, J, K, L, M, S5 | Withdrawn | Withdrawn | Withdrawn | Withdrawn | Withdrawn | Withdrawn | No former queue position
2021-11-18 15:51 | 2961-RD | Fast Track | Detailed Study | Withdrawn | Not Provided | Withdrawn | Withdrawn | FRESNO | SCHINDLER SUB | Solar PV | 1.9072 | 12/8/2021 | 12/27/2021 | Fail Screens: F, J, K, M, S5 | Withdrawn | Withdrawn | Pass | Withdrawn | Withdrawn | Withdrawn | No former queue position
2021-11-10 10:57 | 2962-RD | Fast Track | Fast Track | Withdrawn | Not Provided | Withdrawn | Withdrawn | MONTEREY | SPENCE SUB | Solar PV, Storage | 2.6615 | 12/8/2021 | 1/27/2022 | Fail Screens: F, J, K, M | Withdrawn | Withdrawn | Withdrawn | Withdrawn | Withdrawn | Withdrawn | No former queue position
2021-11-10 10:59 | 2963-RD | Fast Track | Detailed Study | Withdrawn | Not Provided | Withdrawn | Withdrawn | MONTEREY | SPENCE SUB | Solar PV, Storage | 2.1615 | 12/8/2021 | 2022-02-15 | Fail Screens: D, F, J, K, M | Withdrawn | Withdrawn | Withdrawn | Withdrawn | Withdrawn | Withdrawn | No former queue position
2021-11-21 08:22 | 2964-RD | Fast Track | Fast Track | Withdrawn | Not Provided | Withdrawn | Withdrawn | KERN | GANSO SUB | Storage | 0.858 | 12/8/2021 | 2022-06-15 | Pass | Withdrawn | Withdrawn | Withdrawn | Withdrawn | Withdrawn | Withdrawn | No former queue position
2021-11-29 12:02 | 2965-RD | Fast Track | Fast Track | Withdrawn | Not Provided | Withdrawn | Withdrawn | FRESNO | ASHLAN AVE SUB | Solar PV | 0.01656 | 12/15/2021 | Withdrawn | Withdrawn | Withdrawn | Withdrawn | Withdrawn | Withdrawn | Withdrawn | Withdrawn | No former queue position
2021-11-04 13:30 | 2966-WD | Fast Track | Independent Study | Withdrawn | 3/30/2023 | Withdrawn | Withdrawn | CONTRA COSTA | KIRKER SUB | Solar PV | 3.6501 | 12/15/2021 | 1/19/2022 | Fail Screens: 2, 4, 6, 7, 9, 10 | Withdrawn | Withdrawn | Pass | Withdrawn | Withdrawn | Withdrawn | No former queue position
2021-11-12 12:21 | 2967-WD | Independent Study | Independent Study | Active | 3/30/2023 |  |  | SOLANO | GRAND ISLAND SUB | Solar PV | 2.7306 | 12/15/2021 | N/A | N/A (Independent Study) | N/A | N/A (Independent Study) | Pass | 2022-05-10 | N/A | Executed | No former queue position | GRAND ISLAND | not found
2021-10-12 11:53 | 2968-RD | Fast Track | Fast Track | Active | Not Provided |  |  | SANTA CRUZ | CAMP EVERS SUB | Storage | 0.98 | 12/15/2021 | 1/27/2022 | Pass |  |  | N/A (Fast Track) | N/A (Fast Track) | N/A (Fast Track) | Executed | No former queue position | CAMP EVERS | not found
2021-10-19 01:56 | 2969-RD | Fast Track | Fast Track | Active | Not Provided |  |  | ALAMEDA | NEWARK SUB | Solar PV, Storage | 1.7989 | 12/15/2021 | 2022-04-07 | Fail | 2022-05-23 | Pass | N/A (Fast Track) | N/A (Fast Track) | N/A (Fast Track) | Executed | No former queue position | NEWARK | Newark
2021-10-21 14:01 | 2970-RD | Detailed Study | Detailed Study | Active | Not Provided |  |  | FRESNO | BARTON SUB | Solar PV, Storage | 1.329 | 12/15/2021 | N/A | N/A | N/A | N/A | Pass | 2022-07-12 | N/A | Executed | No former queue position | BARTON | not found
2021-10-26 15:28 | 2971-RD | Detailed Study | Detailed Study | Withdrawn | Not Provided | Withdrawn | Withdrawn | FRESNO | BARTON SUB | Solar PV, Storage | 3.218 | 12/15/2021 | Withdrawn | Withdrawn | Withdrawn | Withdrawn | Withdrawn | Withdrawn | Withdrawn | Withdrawn | No former queue position
2021-12-01 11:02 | 2972-RD | Fast Track | Fast Track | In Service | Not Provided |  |  | SAN LUIS OBISPO | SAN LUIS OBISPO SUB | Engine, Storage | 1.53 | 12/15/2021 | 1/27/2022 | Pass |  |  | N/A (Fast Track) | N/A (Fast Track) | N/A (Fast Track) | Executed | No former queue position
2021-12-11 12:30 | 2973-RD | Fast Track | Fast Track | Withdrawn | Not Provided | Withdrawn | Withdrawn | SANTA CLARA | SARATOGA SUB | Solar PV | 0.03465 | 12/15/2021 | 2022-02-08 | Pass | Withdrawn | Withdrawn | Withdrawn | Withdrawn | Withdrawn | Withdrawn | No former queue position
2021-11-23 16:51 | 2974-RD | Fast Track | Fast Track | Withdrawn | Not Provided | Withdrawn | Withdrawn | KERN | FRUITVALE SUB | Solar PV | 1.2462 | 12/15/2021 | 1/19/2022 | Fail Screens: D, G, I, J, V1, V2, S5, A1 | Withdrawn | Withdrawn | Withdrawn | Withdrawn | Withdrawn | Withdrawn | No former queue position
2021-11-29 15:05 | 2975-RD | Fast Track | Fast Track | Active | Not Provided |  |  | KERN | KERN OIL SUB | Solar PV | 0.99694 | 12/15/2021 | 1/14/2022 | Pass |  |  | N/A (Fast Track) | N/A (Fast Track) | N/A (Fast Track) | Executed | No former queue position | KERN OIL | Kern Oil
2021-12-06 15:53 | 2976-RD | Detailed Study | Detailed Study | Active | Not Provided |  |  | FRESNO | SAN JOAQUIN SUB | Solar PV | 0.9 | 12/22/2021 | N/A | N/A | N/A | N/A | Pass | 07/27/2022 | N/A | Executed | No former queue position | SAN JOAQUIN | not found
2021-12-09 13:02 | 2977-RD | Fast Track | Detailed Study | Active | Not Provided |  |  | FRESNO | RANCHERS COTTON SUB | Solar PV | 1.5 | 02/24/2022 | 2022-03-11 | Fail Screens: F, J, K, M, V1, S5, A1 | 2022-04-26 | Fail | Pass | 2022-09-09 | N/A | Executed | No former queue position | RANCHERS COTTON | not found
2021-12-07 15:41 | 2978-RD | Fast Track | Fast Track | Active | Not Provided |  |  | SANTA CRUZ | PAUL SWEET SUB | Fuel Cell, Other, Solar PV | 0.39096 | 12/22/2021 | 2022-03-15 | Pass |  |  | N/A (Fast Track) | N/A (Fast Track) | N/A (Fast Track) | Executed | No former queue position | PAUL SWEET | not found
2021-11-30 12:59 | 2979-WD | Independent Study | Independent Study | Withdrawn | 3/15/2023 | Withdrawn | Withdrawn | BUTTE | BANGOR SUB | Solar PV | 3 | 12/22/2021 | N/A | Withdrawn | Withdrawn | Withdrawn | Withdrawn | Withdrawn | Withdrawn | Withdrawn | No former queue position
2021-11-04 11:12 | 2980-RD | Detailed Study | Detailed Study | Active | Not Provided |  |  | SAN MATEO | MILLBRAE SUB | Solar PV, Storage | 3.7248 | 12/29/2021 | N/A | N/A | N/A | N/A | Pass | 2022-06-16 | N/A | Executed | No former queue position | MILLBRAE | not found
2021-12-02 14:48 | 2981-RD | Fast Track | Fast Track | In Service | Not Provided |  |  | EL DORADO | SHINGLE SPRINGS SUB | Storage | 0.6435 | 12/29/2021 | 1/19/2022 | Pass |  |  | N/A (Fast Track) | N/A (Fast Track) | N/A (Fast Track) | Executed | No former queue position
2021-12-22 13:56 | 2982-RD | Fast Track | Fast Track | Active | Not Provided |  |  | ALAMEDA | NEWARK SUB | Solar PV | 0.1332 | 12/29/2021 | 2022-03-14 | Pass |  |  | N/A (Fast Track) | N/A (Fast Track) | N/A (Fast Track) | Executed | No former queue position | NEWARK | Newark
2021-12-08 11:13 | 2983-RD | Detailed Study | Detailed Study | Active | Not Provided |  |  | FRESNO | WAHTOKE SUB | Engine, Solar PV, Storage | 2.7445 | 12/29/2021 | N/A | N/A | N/A | N/A | Pass | 2022-05-02 | N/A | Executed | No former queue position | WAHTOKE | not found
2021-12-16 14:31 | 2984-RD | Detailed Study | Detailed Study | Active | Not Provided |  |  | BUTTE | WYANDOTTE SUB | Solar PV | 3.6916 | 12/29/2021 | N/A | N/A | N/A | N/A | Pass | 2022-05-20 | N/A | Executed | No former queue position | WYANDOTTE | Wyandotte
2021-12-16 05:58 | 2985-RD | Fast Track | Fast Track | Withdrawn | Not Provided | Withdrawn | Withdrawn | TEHAMA | VINA SUB | Solar PV | 1.1455 | 1/5/2022 | Withdrawn | Withdrawn | Withdrawn | Withdrawn | Withdrawn | Withdrawn | Withdrawn | Withdrawn | No former queue position
2021-12-16 19:07 | 2986-RD | Fast Track | Fast Track | Withdrawn | Not Provided | Withdrawn | Withdrawn | TEHAMA | VINA SUB | Solar PV | 1.6546 | 1/5/2022 | Withdrawn | Withdrawn | Withdrawn | Withdrawn | Withdrawn | Withdrawn | Withdrawn | Withdrawn | No former queue position
2021-12-10 15:44 | 2987-RD | Detailed Study | Detailed Study | Active | Not Provided |  |  | MONTEREY | LOS COCHES SUB | Wind | 2.8 | 1/5/2022 | N/A | N/A | N/A | N/A | Pass | 2022-11-07 |  |  | No former queue position | LOS COCHES | not found
2021-12-30 14:24 | 2988-RD | Fast Track | Detailed Study | Active | Not Provided |  |  | FRESNO | PANOCHE SUB | Solar PV | 0.75 | 1/12/2022 | 2022-03-03 | Fail Screens: D, F, G, J, K, L, M, M1, A1 | 2022-03-29 | Fail | Pass | 2022-11-14 | N/A | Executed | No former queue position | PANOCHE | Panoche
2021-12-30 14:36 | 2989-RD | Fast Track | DGSP | Active | Not Provided |  |  | FRESNO | PANOCHE SUB | Solar PV | 0.75 | 1/12/2022 | 2022-03-03 | Fail Screens: D, F, G, J, K, L, M, M1, S5 | 2022-03-29 | Fail | Fail | 2023-02-02 | N/A | Executed | No former queue position | PANOCHE | Panoche
2021-12-18 15:10 | 2990-RD | Detailed Study | Detailed Study | Active | Not Provided |  |  | SANTA CLARA | EDENVALE SUB | Solar PV, Storage | 2.724 | 1/12/2022 | N/A | N/A | N/A | N/A | Pass | 2022-05-23 | N/A | Executed | No former queue position | EDENVALE | not found
2021-12-23 10:47 | 2991-RD | Detailed Study | Detailed Study | Withdrawn | Not Provided | Withdrawn | Withdrawn | SANTA CLARA | LLAGAS SUB | Solar PV | 1.325 | 1/12/2022 | Withdrawn | Withdrawn | Withdrawn | Withdrawn | Pass | Withdrawn | Withdrawn | Withdrawn | No former queue position
2021-12-31 13:58 | 2992-RD | Fast Track | Fast Track | Withdrawn | Not Provided | Withdrawn | Withdrawn | CONTRA COSTA | LAKEWOOD SUB | Solar PV | 0.18519 | 1/12/2022 | Withdrawn | Withdrawn | Withdrawn | Withdrawn | Withdrawn | Withdrawn | Withdrawn | Withdrawn | No former queue position
2021-12-13 16:08 | 2993-RD | Fast Track | Fast Track | Active | Not Provided |  |  | SOLANO | CORDELIA SUB | Engine | 1.2 | 1/12/2022 | 2022-04-18 | Fail Screens: B, F, G, I, J, K, M, S5, A1 | 2022-12-27 | Pass | N/A (Fast Track) | N/A (Fast Track) | N/A (Fast Track) | Executed | No former queue position | CORDELIA | not found
2021-12-22 21:50 | 2994-RD | Detailed Study | Detailed Study | Active | Not Provided |  |  | SAN JOAQUIN | VIERRA SUB | Solar PV, Storage | 2.5391 | 03/01/2022 | N/A | N/A | N/A | N/A | Pass | 2022-08-02 | N/A | Executed | No former queue position | VIERRA | Vierra
2022-01-06 11:18 | 2995-RD | Fast Track | Fast Track | In Service | Not Provided |  |  | KERN | CELERON HILL SUB | Solar PV | 1.494 | 1/19/2022 | 2022-02-09 | Pass |  |  | N/A (Fast Track) | N/A (Fast Track) | N/A (Fast Track) | Executed | No former queue position
2022-01-07 17:41 | 2996-RD | Fast Track | Detailed Study | Active | Not Provided |  |  | SAN JOAQUIN | TRACY SUB | Solar PV | 1.92 | 1/19/2022 | 2022-02-25 | Fail Screens: D, F, G, J, K, L, M, M1, S5 | 2022-03-28 | Fail | Pass | 2022-07-07 | N/A | Executed | No former queue position | TRACY | not found
2021-12-02 10:19 | 2997-RD | Detailed Study | Detailed Study | Withdrawn | Not Provided | Withdrawn | Withdrawn | KERN | Customer Owned | Solar PV | 28.65 | 1/19/2022 | Withdrawn | Withdrawn | Withdrawn | Withdrawn | Fail | Withdrawn | Withdrawn | Withdrawn | No former queue position
2021-11-21 08:29 | 2998-RD | Fast Track | Fast Track | Withdrawn | Not Provided | Withdrawn | Withdrawn | KERN | TEJON SUB | Storage | 0.9295 | 1/19/2022 | 2022-05-10 | Pass | Withdrawn | Withdrawn | Withdrawn | Withdrawn | Withdrawn | Withdrawn | No former queue position
2021-11-22 08:32 | 2999-RD | Fast Track | Fast Track | Withdrawn | Not Provided | Withdrawn | Withdrawn | KERN | TEJON SUB | Storage | 0.9295 | 1/19/2022 | 2022-05-10 | Pass | Withdrawn | Withdrawn | Withdrawn | Withdrawn | Withdrawn | Withdrawn | No former queue position
2021-12-13 13:44 | 3000-RD | Fast Track | Fast Track | Active | Not Provided |  |  | ALAMEDA | MT EDEN SUB | Solar PV, Storage | 3.125 | 1/19/2022 | 2022-05-25 | Fail Screens: D, G, I, J, K, L, M, M1, V1, V2, S5, A1 | 2022-07-27 | Pass | N/A (Fast Track) | N/A (Fast Track) | N/A (Fast Track) | Executed | No former queue position | MT EDEN | not found
2022-01-04 07:02 | 3001-RD | Fast Track | Fast Track | Withdrawn | Not Provided | Withdrawn | Withdrawn | SANTA BARBARA | PURISIMA SUB | Micro Turbine | 4.56 | 1/19/2022 | Withdrawn | Withdrawn | Withdrawn | Withdrawn | Withdrawn | Withdrawn | Withdrawn | Withdrawn | No former queue position
2021-12-18 14:24 | 3002-RD | Detailed Study | Detailed Study | Active | Not Provided |  |  | SANTA CLARA | TRIMBLE SUB | Solar PV, Storage | 2.5255 | 1/26/2022 | N/A | N/A | N/A | N/A | Pass | 2022-05-17 | N/A | Executed | No former queue position | TRIMBLE | not found
2022-01-14 08:18 | 3003-WD | Independent Study | Independent Study | Active | 12/31/2023 |  |  | MERCED | ORO LOMA SUB | Solar PV | 2.5998 | 1/26/2022 | N/A | N/A (Independent Study) | N/A | N/A (Independent Study) | Pass | 2022-06-08 | N/A | Executed | No former queue position | ORO LOMA | Oro Loma
2021-12-22 16:28 | 3004-RD | Detailed Study | Detailed Study | Withdrawn | Not Provided | Withdrawn | Withdrawn | FRESNO | TRANSMISSION | Solar PV | 317 | 1/26/2022 | Withdrawn | Withdrawn | Withdrawn | Withdrawn | Fail | Withdrawn | Withdrawn | Withdrawn | No former queue position
2021-12-29 13:01 | 3005-RD | Fast Track | Fast Track | Withdrawn | Not Provided | Withdrawn | Withdrawn | SANTA CLARA | RIVER OAKS SUB | Solar PV, Storage | 1.3875 | 1/26/2022 | Withdrawn | Withdrawn | Withdrawn | Withdrawn | Withdrawn | Withdrawn | Withdrawn | Withdrawn | No former queue position
2021-12-31 14:19 | 3006-RD | Fast Track | Fast Track | Active | Not Provided |  |  | NAPA | SILVERADO SUB | Solar PV | 0.94118 | 2/2/2022 | 6/13/2022 | Fail Screens: D, M | 7/22/2022 | Pass | N/A (Fast Track) | N/A (Fast Track) | N/A (Fast Track) | Executed | No former queue position | SILVERADO | Silverado
2016-04-01 12:24 | 1315-RD | Fast Track | Fast Track | In Service | 6/29/2016 |  |  | COLUSA | COLUSA SUB | Engine, Solar PV | 9.3236 | 4/13/2016 | 4/29/2016 | Pass |  |  | N/A (Fast Track) | N/A (Fast Track) | N/A (Fast Track) | Executed | No former queue position | COLUSA | not found |  | 9.3236 | not found |  |  |  |  | 1 |  |  | 1
2022-01-14 16:02 | 3008-RD | Detailed Study | Detailed Study | Withdrawn | 1/2/2023 | Withdrawn | Withdrawn | KINGS | GUERNSEY SUB | Engine | 2.852 | 2/9/2022 | Withdrawn | Withdrawn | Withdrawn | Withdrawn | Withdrawn | Withdrawn | Withdrawn | Withdrawn | No former queue position
2022-01-21 11:53 | 3009-WD | Fast Track | Fast Track | Withdrawn | 12/30/2023 | Withdrawn | Withdrawn | KERN | ALPAUGH SUB | Solar PV | 3 | 2/9/2022 | 3/1/2022 | Fail Screens: 2, 7, 9, 10 | 5/12/2022 | Fail | Withdrawn | Withdrawn | Withdrawn | Withdrawn | No former queue position
2022-01-21 12:11 | 3010-WD | Fast Track | Fast Track | Withdrawn | 12/30/2023 | Withdrawn | Withdrawn | KERN | ALPAUGH SUB | Solar PV | 3 | 2/9/2022 | 3/1/2022 | Fail Screens: 2, 4, 7, 9, 10 | 5/12/2022 | Fail | Withdrawn | Withdrawn | Withdrawn | Withdrawn | No former queue position
2022-01-21 12:28 | 3011-WD | Fast Track | Fast Track | Withdrawn | 12/30/2023 | Withdrawn | Withdrawn | KERN | ALPAUGH SUB | Solar PV | 3 | 2/9/2022 | 3/1/2022 | Fail Screens: 2, 4, 7, 9, 10 | 5/12/2022 | Fail | Withdrawn | Withdrawn | Withdrawn | Withdrawn | No former queue position
2022-01-21 16:59 | 3012-RD | Detailed Study | DGSP | Active | Not Provided |  |  | ALAMEDA | VINEYARD SUB | Solar PV, Storage | 2.7287 | 2/9/2022 | N/A | N/A | N/A | N/A | Fail | 2022-08-17 | N/A | Executed | No former queue position | VINEYARD | Vineyard
2022-01-25 10:47 | 3013-RD | Fast Track | DGSP | Withdrawn | Not Provided | Withdrawn | Withdrawn | SAN JOAQUIN | LAMMERS SUB | Solar PV | 1.875 | 2/9/2022 | 3/4/2022 | Fail Screens: D, F, J, K, L, M, S5 | 4/21/2022 | Fail | Pass | Withdrawn | Withdrawn | Withdrawn | No former queue position
2022-01-25 10:53 | 3014-RD | Fast Track | Fast Track | Withdrawn | Not Provided | Withdrawn | Withdrawn | SAN JOAQUIN | LAMMERS SUB | Solar PV | 1.875 | 2/9/2022 | 3/4/2022 | Fail Screens: D, F, J, K, L, M, S5 | 4/21/2022 | Fail | Withdrawn | Withdrawn | Withdrawn | Withdrawn | No former queue position
2022-01-26 10:37 | 3015-RD | Detailed Study | Detailed Study | Active | Not Provided |  |  | KERN | SMYRNA SUB | Solar PV | 3.125 | 03/02/2022 | N/A | N/A | N/A | N/A | Pass | 6/21/2022 | N/A | Executed | No former queue position | SMYRNA | Smyrna
2022-01-25 08:26 | 3016-WD | Independent Study | Independent Study | Withdrawn | 12/29/2023 | Withdrawn | Withdrawn | KINGS | JACOBS CORNER SUB | Solar PV | 4.25 | 2/9/2022 | Withdrawn | Withdrawn | Withdrawn | Withdrawn | Pass | Withdrawn | Withdrawn | Withdrawn | No former queue position
2022-01-27 10:21 | 3017-RD | Fast Track | Detailed Study | Withdrawn | Not Provided | Withdrawn | Withdrawn | FRESNO | MENDOTA SUB | Solar PV | 1.5 | 2/9/2022 | 4/18/2022 | Pass | 5/19/2022 | Fail | Pass | Withdrawn | Withdrawn | Withdrawn | No former queue position
2022-01-28 15:11 | 3018-WD | Independent Study | Independent Study | Withdrawn | 6/15/2023 | Withdrawn | Withdrawn | FRESNO | ORO LOMA SUB | Solar PV | 5 | 2/9/2022 | Withdrawn | Withdrawn | Withdrawn | Withdrawn | Pass | Withdrawn | Withdrawn | Withdrawn | No former queue position
2022-03-04 13:51 | 3078-RD | Detailed Study | Detailed Study | Active | Not Provided |  |  | FRESNO | LAS PALMAS SUB | Solar PV | 9.247 | 4/13/2022 | N/A | N/A | N/A | N/A | Pass | 2/8/2023 | N/A | Executed | No former queue position | LAS PALMAS | not found |  | 9.247 | not found |  |  |  |  | 0 |  |  | 1
2022-01-10 15:41 | 3020-RD | Detailed Study | Detailed Study | Withdrawn | Not Provided | Withdrawn | Withdrawn | SAN JOAQUIN | WEBER SUB | Solar PV, Storage | 1.6522 | 2/16/2022 | 4/13/2022 | Fail Screens: F, J, K, M | Withdrawn | Withdrawn | Withdrawn | Withdrawn | Withdrawn | Withdrawn | No former queue position
2022-01-14 15:00 | 3021-RD | Detailed Study | DGSP | Withdrawn | Not Provided | Withdrawn | Withdrawn | SAN JOAQUIN | BANTA SUB | Solar PV, Storage | 1.9918 | 2/16/2022 | Withdrawn | Withdrawn | Withdrawn | Withdrawn | Fail | Withdrawn | Withdrawn | Withdrawn | No former queue position
2022-01-25 08:31 | 3022-RD | Fast Track | Fast Track | Withdrawn | Not Provided | Withdrawn | Withdrawn | SANTA BARBARA | Withdrawn | Solar PV | 0.05 | 2/16/2022 | Withdrawn | Withdrawn | Withdrawn | Withdrawn | Withdrawn | Withdrawn | Withdrawn | Withdrawn | No former queue position
2022-01-27 23:37 | 3023-RD | Fast Track | Detailed Study | Active | Not Provided |  |  | SONOMA | SONOMA A SUB | Solar PV | 1.577 | 2/16/2022 | 6/22/2022 | Fail Screens: B, J, M, S5 | 8/18/2022 | Fail | Pass | 6/5/2023 | N/A | Executed | No former queue position | SONOMA A | not found
2022-01-19 11:46 | 3024-RD | Detailed Study | DGSP | Withdrawn | Not Provided | Withdrawn | Withdrawn | KINGS | JACOBS CORNER SUB | Solar PV | 7.431 | 2/16/2022 | Withdrawn | Withdrawn | Withdrawn | Withdrawn | Fail | Withdrawn | Withdrawn | Withdrawn | No former queue position
2021-12-10 13:31 | 3025-RD | Fast Track | Fast Track | Withdrawn | Not Provided | Withdrawn | Withdrawn | SANTA CRUZ | GREEN VALLEY SUB | Solar PV | 0.995 | 2/16/2022 | Withdrawn | Withdrawn | Withdrawn | Withdrawn | Withdrawn | Withdrawn | Withdrawn | Withdrawn | No former queue position
2021-12-13 09:37 | 3026-RD | Detailed Study | Detailed Study | Active | 6/1/2023 |  |  | CONTRA COSTA | BRENTWOOD SUB | Solar PV | 5 | 2/16/2022 | N/A | N/A | N/A | N/A | Pass | 4/13/2023 |  |  | No former queue position | BRENTWOOD | not found
2022-01-21 12:40 | 3027-RD | Fast Track | Detailed Study | Active | Not Provided |  |  | TULARE | DINUBA SUB | Solar PV | 1.625 | 2/16/2022 | 6/16/2022 | Fail Screens: B, F, I, J, K, M, S5 | 8/18/2022 | Fail | Pass | 4/20/2023 | N/A | Executed | No former queue position | DINUBA | not found
2021-12-22 11:09 | 3028-RD | Fast Track | Fast Track | Active | Not Provided |  |  | ALAMEDA | TRANSMISSION | Solar PV | 2.241 | 2/23/2022 | 4/4/2022 | Fail | 5/26/2022 | Pass | N/A (Fast Track) | N/A (Fast Track) | N/A (Fast Track) | Executed | No former queue position | #VALUE! | not found
2022-01-12 13:19 | 3029-RD | Fast Track | Fast Track | Withdrawn | Not Provided | Withdrawn | Withdrawn | ALAMEDA | LAS POSITAS SUB | Solar PV | 1.4 | 2/23/2022 | 5/25/2022 | Fail Screens: D, F, H, I, J, K, L, M, V1, V2, S5 | Withdrawn | Withdrawn | Withdrawn | Withdrawn | Withdrawn | Withdrawn | No former queue position
2021-06-16 14:06 | 2849-WD | Independent Study | Independent Study | Active | 6/15/2023 |  |  | SAN FRANCISCO | SAN FRAN H (MARTIN) SUB | Solar PV, Storage | 9.12 | 7/7/2021 | N/A | N/A (Independent Study) | N/A | N/A (Independent Study) | Pass | 1/31/2022 | N/A | Executed | No former queue position | SAN FRAN H (MARTIN) | Martin | 115 | 9.12 | not found |  |  | 9.12 | 9.12 | 0 |  |  | 1
2022-01-19 13:24 | 3031-RD | Fast Track | Fast Track | Active | Not Provided |  |  | SONOMA | SONOMA A SUB | Solar PV | 0.13 | 2/23/2022 | 5/4/2022 | Pass |  |  | N/A (Fast Track) | N/A (Fast Track) | N/A (Fast Track) | Tendered | No former queue position | SONOMA A | not found
2022-01-28 09:11 | 3032-RD | Detailed Study | Detailed Study | Active | Not Provided |  |  | SANTA BARBARA | PALMER SUB | Solar PV | 5 | 2/23/2022 | N/A | N/A | N/A | N/A | Pass | 12/2/2022 | N/A | Executed | No former queue position | PALMER | not found
2022-02-03 11:26 | 3033-WD | Fast Track | Fast Track | Withdrawn | 5/1/2022 | Withdrawn | Withdrawn | SAN JOAQUIN | MANTECA SUB | Inverter | 2.5 | 2/23/2022 | 3/23/2022 | Fail Screens: 2, 9 | Withdrawn | Withdrawn | Withdrawn | Withdrawn | Withdrawn | Withdrawn | No former queue position
2022-02-10 09:37 | 3034-RD | Fast Track | Fast Track | Active | Not Provided |  |  | SAN MATEO | MENLO SUB | Solar PV | 0.928 | 2/23/2022 | 7/7/2022 | Fail Screens: F, I, J, M, V1 |  |  | N/A (Fast Track) | N/A (Fast Track) | N/A (Fast Track) | Tendered | No former queue position | MENLO | not found
2022-01-27 16:50 | 3035-RD | Detailed Study | Detailed Study | Active | Not Provided |  |  | KERN | TRANSMISSION | Solar PV | 4.14 | 3/2/2022 | N/A | N/A | N/A | N/A | Pass | 6/30/2022 | N/A | Executed | No former queue position | #VALUE! | not found
2022-01-28 17:07 | 3036-RD | Fast Track | Fast Track | Active | Not Provided |  |  | YOLO | WOODLAND SUB | Solar PV | 1.542 | 3/2/2022 | 7/11/2022 | Fail Screens: I, J, K, M, S5, A1 | 9/8/2022 | Pass | N/A (Fast Track) | N/A (Fast Track) | N/A (Fast Track) | Executed | No former queue position | WOODLAND | not found
2022-02-16 15:33 | 3037-WD | Independent Study | Independent Study | Active | 12/30/2022 | 1/31/2024 |  | MADERA | CHOWCHILLA SUB | Solar PV | 5 | 3/2/2022 | N/A | N/A (Independent Study) | N/A | N/A (Independent Study) | Pass | 10/28/2022 | N/A | Executed | No former queue position | CHOWCHILLA | Chowchilla
2022-02-15 11:16 | 3038-WD | Fast Track | Fast Track | Withdrawn | 12/30/2023 | Withdrawn | Withdrawn | KINGS | JACOBS CORNER SUB | Solar PV | 3 | 3/2/2022 | 3/22/2022 | Fail Screens: 2, 4, 10 | 6/16/2022 | Fail | Withdrawn | Withdrawn | Withdrawn | Withdrawn | No former queue position
2022-02-16 07:22 | 3039-WD | Fast Track | Fast Track | Withdrawn | 12/30/2023 | Withdrawn | Withdrawn | KINGS | JACOBS CORNER SUB | Solar PV | 3 | 3/2/2022 | 3/22/2022 | Fail Screens: 2, 10 | 6/16/2022 | Fail | Withdrawn | Withdrawn | Withdrawn | Withdrawn | No former queue position
2022-02-25 12:18 | 3040-RD | Fast Track | Fast Track | Withdrawn | Not Provided | Withdrawn | Withdrawn | ALAMEDA | OAKLAND C (OAKLAND PP) SUB | Solar PV | 43.2 | 3/2/2022 | 4/19/2022 | Fail Screens: A | 5/17/2022 | Pass | Withdrawn | Withdrawn | Withdrawn | Withdrawn | No former queue position
2022-02-10 10:59 | 3041-RD | Fast Track | Fast Track | In Service | Not Provided |  |  | NEVADA | BRUNSWICK SUB | Solar PV | 0.42 | 3/2/2022 | 4/7/2022 | Pass | N/A | N/A | N/A |  | N/A | Executed | No former queue position
2022-02-18 17:54 | 3042-WD | Independent Study | Independent Study | Active | 4/28/2023 |  |  | MERCED | WRIGHT SUB | Solar PV | 5 | 3/2/2022 | N/A | N/A (Independent Study) | N/A | N/A (Independent Study) | Pass | 6/28/2022 | N/A | Executed | No former queue position | WRIGHT | not found
2022-01-24 15:51 | 3043-RD | Detailed Study | Detailed Study | Active | Not Provided |  |  | SAN JOAQUIN | TRANSMISSION | Solar PV | 3.075 | 3/9/2022 | N/A | N/A | N/A | N/A | Pass | 8/24/2022 | N/A | Executed | No former queue position | #VALUE! | not found
2022-03-02 12:22 | 3044-RD | Fast Track | DGSP | Withdrawn | Not Provided | Withdrawn | Withdrawn | KINGS | GUERNSEY SUB | Solar PV | 1.476 | 3/16/2022 | 4/4/2022 | Fail Screens: F, J, K, M, V1, S5, A1 | 5/24/2022 | Fail | Fail | Withdrawn | Withdrawn | Withdrawn | No former queue position
2022-02-16 12:08 | 3045-RD | Fast Track | Fast Track | Active | Not Provided |  |  | ALAMEDA | OAKLAND J SUB | Solar PV | 2.254 | 3/16/2022 | 6/13/2022 | Pass |  |  | N/A (Fast Track) | N/A (Fast Track) | N/A (Fast Track) | Executed | No former queue position | OAKLAND J | Oakland J
2022-02-08 14:28 | 3046-RD | Detailed Study | Detailed Study | Active | Not Provided |  |  | SAN MATEO | MILLBRAE SUB | Solar PV | 2.431 | 3/16/2022 | N/A | N/A | N/A | N/A | Pass | 10/31/2022 | N/A | Executed | No former queue position | MILLBRAE | not found
2022-03-07 17:30 | 3047-WD | Independent Study | Independent Study | Withdrawn | Not Provided | Withdrawn | Withdrawn | MENDOCINO | LAYTONVILLE SUB | Solar PV | 4.95 | 3/16/2022 | Withdrawn | Withdrawn | Withdrawn | Withdrawn | Pass | Withdrawn | Withdrawn | Withdrawn | No former queue position
2022-02-08 08:43 | 3048-RD | Fast Track | Fast Track | Withdrawn | Not Provided | Withdrawn | Withdrawn | SANTA BARBARA | ZACA SUB | Solar PV | 1.5 | 3/16/2022 | 6/10/2022 | Fail Screens: D, F, I, J, K, M | 8/11/2022 | Fail | Withdrawn | Withdrawn | Withdrawn | Withdrawn | No former queue position
2022-02-01 11:43 | 3049-RD | Fast Track | Fast Track | Active | Not Provided |  |  | KINGS | TULARE LAKE SUB | Solar PV | 0.929 | 3/23/2022 | 4/29/2022 | Fail Screens: J, K, M, S5 | 7/15/2022 | Pass | N/A (Fast Track) | N/A (Fast Track) | N/A (Fast Track) | Executed | No former queue position | TULARE LAKE | not found
2022-02-23 11:39 | 3050-RD | Detailed Study | Detailed Study | Withdrawn | Not Provided | Withdrawn | Withdrawn | KERN | LERDO SUB | Solar PV+Synchronous | 38 | 3/23/2022 | Withdrawn | Withdrawn | Withdrawn | Withdrawn | Withdrawn | Withdrawn | Withdrawn | Withdrawn | No former queue position
2022-03-03 15:21 | 3051-RD | Fast Track | Fast Track | Active | Not Provided |  |  | SONOMA | CLOVERDALE SUB | Solar PV | 0.065 | 3/23/2022 | 8/5/2022 | Fail Screens: V1, S5 |  |  | N/A (Fast Track) | N/A (Fast Track) | N/A (Fast Track) | Executed | No former queue position | CLOVERDALE | Cloverdale
2022-03-03 15:25 | 3052-RD | Fast Track | Fast Track | Active | Not Provided |  |  | MENDOCINO | WILLITS A SUB | Solar PV | 0.065 | 3/23/2022 | 5/18/2022 | Pass |  |  | N/A (Fast Track) | N/A (Fast Track) | N/A (Fast Track) | Executed | No former queue position | WILLITS A | not found
2022-03-03 15:34 | 3053-RD | Fast Track | Fast Track | Active | Not Provided |  |  | SONOMA | RINCON SUB | Solar PV | 0.13 | 3/23/2022 | 8/12/2022 | Fail Screens: I, S5 |  |  | N/A (Fast Track) | N/A (Fast Track) | N/A (Fast Track) | Executed | No former queue position | RINCON | not found
2022-03-04 11:38 | 3054-RD | Fast Track | Fast Track | Withdrawn | Not Provided | Withdrawn | Withdrawn | SONOMA | BELLEVUE SUB | Solar PV | 1.92 | 3/23/2022 | Withdrawn | Withdrawn | Withdrawn | Withdrawn | Withdrawn | Withdrawn | Withdrawn | Withdrawn | No former queue position
2022-02-11 07:58 | 3055-RD | Fast Track | Fast Track | Withdrawn | Not Provided | Withdrawn | Withdrawn | ALAMEDA | SAN LEANDRO U SUB | Solar PV | 1.904 | 3/23/2022 | Withdrawn | Withdrawn | Withdrawn | Withdrawn | Withdrawn | Withdrawn | Withdrawn | Withdrawn | No former queue position
2022-03-10 13:09 | 3056-WD | Fast Track | Fast Track | Withdrawn | Not Provided | Withdrawn | Withdrawn | KERN | MARICOPA SUB | Solar PV | 2 | 3/23/2022 | 4/21/2022 | Fail Screens: 2, 4, 10 | 6/28/2022 | Fail | Withdrawn | Withdrawn | Withdrawn | Withdrawn | No former queue position
2022-03-10 16:12 | 3057-WD | Fast Track | DGSP | Active | Not Provided | 10/22/2024 |  | FRESNO | PANOCHE SUB | Solar PV | 0.25 | 3/23/2022 | 4/12/2022 | Fail | 5/24/2022 | Fail | Fail | 2023-01-05 | N/A | Executed | No former queue position | PANOCHE | Panoche
2022-02-23 11:36 | 3058-RD | Fast Track | Fast Track | In Service | Not Provided |  |  | SAN MATEO | BAY MEADOWS SUB | Solar PV+Synchronous | 0.035 | 3/23/2022 | 4/13/2022 | Fail Screens: I, J |  |  | N/A (Fast Track) | N/A (Fast Track) | N/A (Fast Track) | Executed | No former queue position
2022-03-04 10:53 | 3059-RD | Fast Track | Fast Track | In Service | Not Provided |  |  | SAN LUIS OBISPO | Transmission-Customer Owned | Solar PV | 0.363 | 3/30/2022 | 5/23/2022 | Pass |  |  | N/A (Fast Track) | N/A (Fast Track) | N/A (Fast Track) | Executed | No former queue position
2022-03-04 12:24 | 3060-RD | Fast Track | Fast Track | Active | Not Provided |  |  | SAN LUIS OBISPO | Transmission-Customer Owned | Solar PV | 0.233 | 3/30/2022 | 7/27/2022 | Pass |  |  | N/A (Fast Track) | N/A (Fast Track) | N/A (Fast Track) | Executed | No former queue position | #VALUE! | not found
2022-01-24 16:56 | 3061-RD | Detailed Study | Detailed Study | Withdrawn | Not Provided | Withdrawn | Withdrawn | KERN | SHAFTER SUB | Solar PV | 2.495 | 3/30/2022 | Withdrawn | Withdrawn | Withdrawn | Withdrawn | Withdrawn | Withdrawn | Withdrawn | Withdrawn | No former queue position
2022-02-23 16:26 | 3062-RD | Fast Track | Fast Track | Withdrawn | Not Provided | Withdrawn | Withdrawn | SAN MATEO | BELMONT SUB | Solar PV | 1.23 | 3/30/2022 | 4/21/2022 | Fail Screens: I, J, K, M | Withdrawn | Withdrawn | Withdrawn | Withdrawn | Withdrawn | Withdrawn | No former queue position
2022-02-08 10:57 | 3063-WD | Fast Track | Fast Track | In Service | 7/1/2022 | 2/12/2024 | 2/17/2023 | ALAMEDA | SOLANO SUB | Solar PV | 0.071 | 3/30/2022 | 6/3/2022 | Pass |  |  | N/A (Fast Track) | N/A (Fast Track) | N/A (Fast Track) | Executed | No former queue position
2022-02-08 15:58 | 3064-WD | Fast Track | Fast Track | In Service | 7/7/2022 | 10/15/2023 | 12/1/2022 | SAN FRANCISCO | SAN FRAN P(HUNTERS POINT) SUB | Solar PV | 0.062 | 3/30/2022 | 4/19/2022 | Pass |  |  | N/A (Fast Track) | N/A (Fast Track) | N/A (Fast Track) | Executed | No former queue position
2022-02-17 15:41 | 3065-RD | Detailed Study | DGSP | Active | Not Provided |  |  | SANTA CLARA | MOUNTAIN VIEW SUB | Solar PV | 1.02 | 3/30/2022 | N/A | N/A | N/A | N/A | Pass | 2023-06-28 |  |  | No former queue position | MOUNTAIN VIEW | not found
2022-02-18 12:12 | 3066-RD | Fast Track | Fast Track | Withdrawn | Not Provided | Withdrawn | Withdrawn | SANTA CRUZ | GREEN VALLEY SUB | Solar PV | 1 | 3/30/2022 | 5/20/2022 | Fail Screens: J, K, M, S5 | 8/25/2022 | Pass | Withdrawn | Withdrawn | Withdrawn | Withdrawn | No former queue position
2022-03-03 15:45 | 3067-RD | Detailed Study | DGSP | Active | Not Provided |  |  | SAN JOAQUIN | BANTA SUB | Solar PV | 1.2 | 3/30/2022 | N/A | N/A | N/A | N/A | Fail | 2023-03-06 | N/A | Executed | No former queue position | BANTA | not found
2022-03-09 06:40 | 3068-RD | Fast Track | Detailed Study | Active | Not Provided |  |  | CONTRA COSTA | FRANKLIN SUB | Solar PV | 1.5 | 05/13/2022 | 6/1/2022 | Fail Screens: D, F, G, H, J, K, M, V1, V2, S5, A1 | 8/26/2022 | Fail | Pass | 4/17/2023 | N/A | Executed | No former queue position | FRANKLIN | not found
2022-03-17 12:23 | 3069-WD | Fast Track | Fast Track | Withdrawn | Not Provided | Withdrawn | Withdrawn | KERN | TAFT SUB | Solar PV | 2 | 4/6/2022 | 5/3/2022 | Fail Screens: 2, 10 | 6/17/2022 | Fail | Withdrawn | Withdrawn | Withdrawn | Withdrawn | No former queue position
2022-03-18 14:09 | 3070-RD | Detailed Study | Detailed Study | Active | Not Provided |  |  | SONOMA | LAKEVILLE SUB | Solar PV | 4 | 05/24/2022 | N/A | N/A | N/A | N/A | Pass | 9/20/2022 | N/A | Executed | No former queue position | LAKEVILLE | Lakeville
2022-02-24 12:04 | 3071-RD | Fast Track | Detailed Study | In Service | Not Provided |  |  | YOLO | DAVIS SUB | Solar PV | 1.43 | 4/6/2022 | 4/25/2022 | Fail Screens: J, K, M, S5 | 6/6/2022 | Fail | Pass | 11/2/2022 | N/A | Executed | No former queue position
2022-03-21 17:34 | 3072-RD | Fast Track | Fast Track | Withdrawn | Not Provided | Withdrawn | Withdrawn | KERN | LERDO SUB | Solar PV | 3.36 | 4/6/2022 | 04/28/2022 | Fail Screens: F, J, K, M, V1, V2, S5, A1 | 6/7/2022 | Pass | Withdrawn | Withdrawn | Withdrawn | Withdrawn | No former queue position
2022-02-16 11:48 | 3073-RD | Fast Track | Fast Track | Active | Not Provided |  |  | KERN | PANAMA SUB | Solar PV | 0.93 | 4/6/2022 | 5/18/2022 | Fail Screens: D, F, G, H, I, J, V1, S5, A1 |  |  | N/A (Fast Track) | N/A (Fast Track) | N/A (Fast Track) | Executed | No former queue position | PANAMA | not found
2011-03-31 15:58 | 0342-WD | Cluster | Cluster | In Service | 12/31/2013 | 4/18/2017 | 8/28/2017 | FRESNO | GIFFEN SUB | Solar PV | 9 | Complete | N/A | N/A (Cluster) | N/A | N/A (Cluster) | N/A (Cluster) | 2/18/2012 | 5/9/2013 | Executed | Former queue position: W274a | GIFFEN | not found |  | 9 | not found |  |  |  |  | 1 |  |  | 1
2022-02-11 11:47 | 3075-RD | Detailed Study | Detailed Study | Active | Not Provided |  |  | FRESNO | MALAGA SUB | Solar PV | 2.088 | 4/13/2022 | N/A | N/A | N/A | N/A | Pass | 9/14/2022 | N/A | Executed | No former queue position | MALAGA | not found
2022-03-07 17:37 | 3076-RD | Fast Track | Fast Track | Active | Not Provided |  |  | KERN | LOST HILLS SUB | Solar PV | 2.875 | 4/13/2022 | 6/9/2022 | Fail Screens: D, F, G, J, K, M, V1, V2, S5, A1 | 9/26/2022 | Pass | N/A (Fast Track) | N/A (Fast Track) | N/A (Fast Track) | Executed | No former queue position | LOST HILLS | not found
2022-03-23 07:59 | 3077-WD | Independent Study | Independent Study | Withdrawn | Not Provided | Withdrawn | Withdrawn | SONOMA | SONOMA A SUB | Solar PV | 8.146 | 4/13/2022 | Withdrawn | Withdrawn | Withdrawn | Withdrawn | Pass | Withdrawn | Withdrawn | Withdrawn | No former queue position
2015-03-23 12:42 | 1183-RD | Fast Track | Fast Track | In Service | 5/28/2015 |  |  | SAN FRANCISCO | SAN FRAN Y (LARKIN) SUB | Engine | 9 | 4/8/2015 | 4/16/2015 | Fail Screens: D, E, F, J, K | 6/30/2015 | Pass | N/A (Fast Track) | N/A (Fast Track) | N/A (Fast Track) | Executed | No former queue position | SAN FRAN Y (LARKIN) | not found | [7 empty] | 1 |  |  | 1
2022-03-07 06:56 | 3079-RD | Fast Track | Fast Track | Active | Not Provided |  |  | SAN MATEO | SAN FRAN H (MARTIN) SUB | Solar PV | 0.937 | 4/20/2022 | 8/25/2022 | Fail Screens: D, F, I, J, K, M |  |  | N/A (Fast Track) | N/A (Fast Track) | N/A (Fast Track) | Executed | No former queue position | SAN FRAN H (MARTIN) | not found
2023-06-29 16:36 | 3519-RD | Detailed Study | Detailed Study | Active | Not Provided |  |  | KERN | TUPMAN SUB | Solar PV | 9 | 7/12/2023 | 8/2/2023 | Pass | N/A | N/A | Pass | 2/23/2024 |  | Executed | No former queue position | TUPMAN | Tupman | 115 | 9 | not found |  |  |  |  | 0 |  |  | 1
2022-03-04 07:35 | 3081-RD | Detailed Study | Detailed Study | Withdrawn | Not Provided | Withdrawn | Withdrawn | MERCED | TRANSMISSION | Solar PV | 1.375 | 4/27/2022 | Withdrawn | Withdrawn | Withdrawn | Withdrawn | Fail | Withdrawn | Withdrawn | Withdrawn | No former queue position
2022-03-14 12:45 | 3082-RD | Fast Track | Detailed Study | Withdrawn | Not Provided | Withdrawn | Withdrawn | KERN | MAGUNDEN SUB | Solar PV | 1.98 | 4/27/2022 | 5/18/2022 | Fail Screens: D, F, J, K, M, V1, S5, A1 | 8/26/2022 | Fail | Withdrawn | Withdrawn | Withdrawn | Withdrawn | No former queue position
2022-03-30 14:39 | 3083-RD | Fast Track | Fast Track | Active | Not Provided |  |  | EL DORADO | PLACERVILLE SUB | Solar PV | 0.93 | 4/27/2022 | 6/9/2022 | Pass |  |  | N/A (Fast Track) | N/A (Fast Track) | N/A (Fast Track) | Executed | No former queue position | PLACERVILLE | not found
2022-03-29 11:43 | 3084-WD | Fast Track | Fast Track | Withdrawn | Not Provided | Withdrawn | Withdrawn | SOLANO | GRAND ISLAND SUB | Solar PV | 1.25 | 4/27/2022 | 5/25/2022 | Fail Screens: 2, 4, 5, 6, 7, 9, 10 | Withdrawn | Withdrawn | Withdrawn | Withdrawn | Withdrawn | Withdrawn | No former queue position
2022-04-17 18:40 | 3085-WD | Independent Study | Independent Study | Withdrawn | Not Provided | Withdrawn | Withdrawn | KINGS | TULARE LAKE SUB | Solar PV | 2 | 4/27/2022 | Withdrawn | Withdrawn | Withdrawn | Withdrawn | Fail | Withdrawn | Withdrawn | Withdrawn | No former queue position
2022-04-21 16:38 | 3086-WD | Independent Study | Independent Study | Active | Not Provided | 9/30/2024 |  | MENDOCINO | CALPELLA SUB | Solar PV | 4 | 5/4/2022 | N/A | N/A (Independent Study) | N/A | N/A (Independent Study) | Pass | 10/28/2022 | N/A | Executed | No former queue position | CALPELLA | Calpella
2022-03-10 14:11 | 3087-RD | Fast Track | Detailed Study | Active | Not Provided |  |  | MENDOCINO | HOPLAND SUB | Solar PV | 0.72 | 5/4/2022 | 7/12/2022 | Fail Screens: F, I, M, S5 | 9/30/2022 | Fail | Pass | 2/2/2023 | N/A | Executed | No former queue position | HOPLAND | Hopland
2022-04-06 15:39 | 3088-RD | Fast Track | Fast Track | Active | Not Provided |  |  | ALAMEDA | SAN RAMON SUB | Solar PV | 0.923 | 5/4/2022 | 7/29/2022 | Pass |  |  | N/A (Fast Track) | N/A (Fast Track) | N/A (Fast Track) | Executed | No former queue position | SAN RAMON | San Ramon
2022-04-29 10:10 | 3089-RD | Fast Track | Fast Track | Withdrawn | Not Provided | Withdrawn | Withdrawn | KERN | KERN OIL SUB | Solar PV | 4.4 | 5/4/2022 | 5/31/2022 | Fail Screens: B, D, F, G, I, J, K, L, M, V1, V2, S5, A1 | 7/15/2022 | Pass | Withdrawn | Withdrawn | Withdrawn | Withdrawn | No former queue position
2022-02-16 06:06 | 3090-RD | Detailed Study | Detailed Study | Active | 6/24/2022 |  |  | MADERA | BORDEN SUB | Solar PV | 4.026 | 5/11/2022 | N/A | N/A | N/A | N/A | Pass | 11/1/2022 | N/A | Executed | No former queue position | BORDEN | Borden
2022-04-19 23:03 | 3091-RD | Fast Track | Fast Track | Withdrawn | Not Provided | Withdrawn | Withdrawn | FRESNO | COALINGA #2 SUB | Solar PV | 0.929 | 5/11/2022 | Withdrawn | Withdrawn | Withdrawn | Withdrawn | Withdrawn | Withdrawn | Withdrawn | Withdrawn | No former queue position
2022-04-19 23:07 | 3092-RD | Fast Track | Fast Track | Withdrawn | Not Provided | Withdrawn | Withdrawn | FRESNO | COALINGA #2 SUB | Solar PV | 0.929 | 5/11/2022 | Withdrawn | Withdrawn | Withdrawn | Withdrawn | Withdrawn | Withdrawn | Withdrawn | Withdrawn | No former queue position
2022-05-06 18:33 | 3093-RD | Fast Track | Fast Track | Active | Not Provided |  |  | NEVADA | BRUNSWICK SUB | Solar PV | 0.21 | 5/18/2022 | 7/12/2022 | Pass |  |  | N/A (Fast Track) | N/A (Fast Track) | N/A (Fast Track) | Executed | No former queue position | BRUNSWICK | Brunswick
2022-04-01 09:39 | 3094-RD | Fast Track | Fast Track | Active | Not Provided |  |  | SAN JOAQUIN | VIERRA SUB | Solar PV | 0.146 | 5/18/2022 | 6/6/2022 | Fail Screens: D, F, G, I, J, L, M, V1, S5, A1 | 7/12/2022 | Pass | N/A (Fast Track) | N/A (Fast Track) | N/A (Fast Track) | Executed | No former queue position | VIERRA | Vierra
2022-05-04 11:55 | 3095-RD | Fast Track | Fast Track | In Service | Not Provided |  |  | SAN JOAQUIN | MOSHER SUB | Solar PV | 0.996 | 5/18/2022 | 6/9/2022 | Fail Screens: H, J, K, L, M, S5 | 7/20/2022 | Pass | N/A (Fast Track) | N/A (Fast Track) | N/A (Fast Track) | Executed | No former queue position
2022-04-01 08:51 | 3096-RD | Detailed Study | Fast Track | Active | Not Provided |  |  | YOLO | PUTAH CREEK SUB | Solar PV | 4.375 | 5/25/2022 | N/A | N/A | N/A | N/A | Pass | 2023-02-28 | N/A | Executed | No former queue position | PUTAH CREEK | Putah Creek
2022-04-21 18:27 | 3097-RD | Detailed Study | Detailed Study | Withdrawn | Not Provided | Withdrawn | Withdrawn | FRESNO | MALAGA SUB | Solar PV | 2.75 | 5/25/2022 | Withdrawn | Withdrawn | Withdrawn | Withdrawn | Withdrawn | Withdrawn | Withdrawn | Withdrawn | No former queue position
2022-05-13 12:19 | 3098-WD | Independent Study | Independent Study | Active | Not Provided | 6/30/2025 |  | SAN JOAQUIN | RIPON SUB | Solar PV | 2.631 | 5/25/2022 | N/A | N/A (Independent Study) | N/A | N/A (Independent Study) | Pass | 10/18/2022 | N/A | Executed | No former queue position | RIPON | Ripon
2022-04-24 11:14 | 3099-RD | Fast Track | Fast Track | Withdrawn | Not Provided | Withdrawn | Withdrawn | ALAMEDA | SAN RAMON SUB | Solar PV | 0.125 | 5/25/2022 | Withdrawn | Withdrawn | Withdrawn | Withdrawn | Withdrawn | Withdrawn | Withdrawn | Withdrawn | No former queue position
2022-05-09 15:02 | 3100-RD | Fast Track | Detailed Study | Active | Not Provided |  |  | BUTTE | BUTTE SUB | Solar PV | 0.672 | 5/25/2022 | 6/15/2022 | Fail Screens: F, G, I, J, K, M, S5, A1 | 9/15/2022 | Fail | Pass | 3/23/2023 | N/A | Executed | No former queue position | BUTTE | not found
2022-05-11 19:15 | 3101-RD | Fast Track | Fast Track | Active | Not Provided |  |  | MARIN | SAN RAFAEL SUB | Solar PV | 0.787 | 5/25/2022 | 6/24/2022 | Fail Screens: I, J, K, L, M, S5 | 7/28/2022 | Pass | N/A (Fast Track) | N/A (Fast Track) | N/A (Fast Track) | Executed | No former queue position | SAN RAFAEL | not found
2022-05-12 10:19 | 3102-WD | Fast Track | Independent Study | Withdrawn | Not Provided | Withdrawn | Withdrawn | KERN | COPUS SUB | Solar PV | 15.25 | 5/25/2022 | 6/22/2022 | Pass | Withdrawn | Withdrawn | Fail | Withdrawn | Withdrawn | Withdrawn | No former queue position
2022-05-12 15:06 | 3103-WD | Fast Track | Independent Study | Withdrawn | Not Provided | Withdrawn | Withdrawn | KERN | SMYRNA SUB | Solar PV | 13.125 | 5/25/2022 | 6/23/2022 | Fail Screens: 2, 4, 5, 7, 9, 10 | Withdrawn | Withdrawn | Fail | Withdrawn | Withdrawn | Withdrawn | No former queue position
2022-05-17 02:16 | 3104-RD | Fast Track | Fast Track | In Service | Not Provided |  |  | SANTA CRUZ | GREEN VALLEY SUB | Solar PV | 0.21 | 6/1/2022 | 7/27/2022 | Pass |  |  | N/A (Fast Track) | N/A (Fast Track) | N/A (Fast Track) | Executed | No former queue position
2022-05-11 03:05 | 3105-RD | Fast Track | Fast Track | Active | Not Provided |  |  | COLUSA | MAXWELL SUB | Solar PV | 0.2 | 6/8/2022 | 7/5/2022 | Pass |  |  | N/A (Fast Track) | N/A (Fast Track) | N/A (Fast Track) | Executed | No former queue position | MAXWELL | not found
2022-05-23 13:45 | 3106-RD | Fast Track | Detailed Study | Active | Not Provided |  |  | SONOMA | WINDSOR SUB | Solar PV | 2.054 | 6/8/2022 | 8/10/2022 | Fail Screens: F, G, M, S5 | 9/28/2022 | Fail | Pass | 3/1/2023 | N/A | Executed | No former queue position | WINDSOR | not found
2022-05-09 12:33 | 3107-RD | Fast Track | Fast Track | Withdrawn | Not Provided | Withdrawn | Withdrawn | MONTEREY | WATSONVILLE SUB | Solar PV | 2.2 | 6/8/2022 | Withdrawn | Withdrawn | Withdrawn | Withdrawn | Withdrawn | Withdrawn | Withdrawn | Withdrawn | No former queue position
2022-05-10 15:33 | 3108-RD | Fast Track | Fast Track | Active | Not Provided |  |  | MARIN | SAN RAFAEL SUB | Solar PV | 1 | 6/8/2022 | 9/13/2022 | Fail Screens: F | 12/12/2022 | Pass | N/A (Fast Track) | N/A (Fast Track) | N/A (Fast Track) | Executed | No former queue position | SAN RAFAEL | not found
2022-05-20 15:18 | 3109-WD | Fast Track | Fast Track | Withdrawn | Not Provided | Withdrawn | Withdrawn | TEHAMA | RED BLUFF SUB | Solar PV | 0.75 | 6/8/2022 | 6/29/2022 | Fail Screens: 2, 4, 5, 7, 9, 10 | 9/30/2022 | Pass | Withdrawn | Withdrawn | Withdrawn | Withdrawn | No former queue position
2022-05-26 16:12 | 3110-RD | Detailed Study | DGSP | Withdrawn | Not Provided | Withdrawn | Withdrawn | KINGS | GUERNSEY SUB | Machine-Synchronous | 3.75 | 6/15/2022 | Withdrawn | Withdrawn | Withdrawn | Withdrawn | Fail | Withdrawn | Withdrawn | Withdrawn | No former queue position
2022-06-06 00:19 | 3111-RD | Fast Track | Fast Track | Active | Not Provided |  |  | KERN | FRUITVALE SUB | Solar PV | 0.991 | 6/15/2022 | 7/8/2022 | Pass |  |  | N/A (Fast Track) | N/A (Fast Track) | N/A (Fast Track) | Executed | No former queue position | FRUITVALE | not found
2022-06-02 17:08 | 3112-WD | DGSP | DGSP | Active | Not Provided |  |  | KERN | LAMONT SUB | Solar PV,Cogeneration | 1.404 | 6/22/2022 | N/A | N/A | N/A | N/A | Fail | 2023-02-16 | N/A | Executed | No former queue position | LAMONT | Lamont
2022-06-08 10:58 | 3113-WD | Fast Track | Independent Study | Active | Not Provided |  |  | MONTEREY | OIL FIELDS SUB | Solar PV | 3 | 6/22/2022 | 8/1/2022 | Fail Screens: 2, 4, 10 | 9/29/2022 | Fail | Pass | 5/26/2023 | N/A | Executed | No former queue position | OIL FIELDS | not found
2022-06-10 12:19 | 3114-RD | Fast Track | Detailed Study | Active | Not Provided |  |  | MADERA | WOODWARD SUB | Solar PV | 0.572 | 6/22/2022 | 9/7/2022 | Fail Screens: F, J, K, M, V1, V2, S5, A1 | 10/25/2022 | Fail | Pass | 4/10/2023 | N/A | Executed | No former queue position | WOODWARD | not found
2022-05-30 22:30 | 3115-RD | Fast Track | Fast Track | Active | Not Provided |  |  | SANTA CLARA | MONTAGUE SUB | Solar PV | 0.21 | 6/29/2022 | 8/3/2022 | Pass |  |  | N/A (Fast Track) | N/A (Fast Track) | N/A (Fast Track) | Executed | No former queue position | MONTAGUE | not found
2022-05-30 23:14 | 3116-RD | Fast Track | Fast Track | Active | Not Provided |  |  | CONTRA COSTA | RICHMOND R SUB | Solar PV | 0.21 | 6/29/2022 | 10/5/2022 | Pass |  |  | N/A (Fast Track) | N/A (Fast Track) | N/A (Fast Track) | Executed | No former queue position | RICHMOND R | Richmond R
2022-06-14 14:55 | 3117-WD | Fast Track | Fast Track | Withdrawn | Not Provided | Withdrawn | Withdrawn | SANTA CLARA | MILPITAS SUB | Solar PV | 0.25 | 6/29/2022 | 7/20/2022 | Fail Screens: 2, 4, 10 | 9/23/2022 | Pass | Withdrawn | Withdrawn | Withdrawn | Withdrawn | No former queue position
2022-06-13 17:35 | 3118-RD | Fast Track | Fast Track | Active | Not Provided |  |  | ALAMEDA | LAS POSITAS SUB | Solar PV | 1.3 | 6/29/2022 | 8/5/2022 | Pass |  |  | N/A (Fast Track) | N/A (Fast Track) | N/A (Fast Track) | Executed | No former queue position | LAS POSITAS | Los Positas
2022-06-07 14:47 | 3119-RD | Fast Track | Fast Track | Active | Not Provided |  |  | ALAMEDA | DIXON LANDING SUB | Solar PV | 1.02 | 7/6/2022 | 6/1/2023 | Pass |  |  | N/A (Fast Track) | N/A (Fast Track) | N/A (Fast Track) |  | No former queue position | DIXON LANDING | Dixon Landing
2022-06-27 18:37 | 3120-RD | Detailed Study | Detailed Study | Active | Not Provided |  |  | SOLANO | VACA DIXON SUB | Solar PV | 1.444 | 7/6/2022 | N/A | N/A | N/A | N/A | Pass | 1/25/2023 | N/A | Executed | No former queue position | VACA DIXON | not found
2022-06-16 14:37 | 3121-WD | Fast Track | Fast Track | Withdrawn | Not Provided | Withdrawn | Withdrawn | SANTA CLARA | SWIFT SUB | Solar PV | 0.5 | 7/13/2022 | 8/2/2022 | Fail Screens: 2, 10 | 10/5/2022 | Pass | Withdrawn | Withdrawn | Withdrawn | Withdrawn | No former queue position
2022-06-20 10:53 | 3122-RD | Fast Track | Detailed Study | Active | Not Provided |  |  | HUMBOLDT | JANES CREEK SUB | Solar PV | 2 | 7/13/2022 | 9/12/2022 | Fail Screens: I, J, K, L, M, V1, S5 | 11/23/2022 | Fail | Pass | 6/20/2023 | N/A | Executed | No former queue position | JANES CREEK | not found
2022-06-16 18:01 | 3123-WD | Independent Study | Independent Study | Active | Not Provided | 11/14/2024 |  | KERN | CARNERAS SUB | Solar PV | 4.8453 | 7/13/2022 | N/A | N/A (Independent Study) | N/A | N/A (Independent Study) | Pass | 12/15/2022 | N/A | Executed | No former queue position | CARNERAS | not found
2022-07-07 16:36 | 3124-RD | Detailed Study | DGSP | Withdrawn | Not Provided | Withdrawn | Withdrawn | KINGS | GUERNSEY SUB | Solar PV | 2.125 | 7/13/2022 | Withdrawn | Withdrawn | Withdrawn | Withdrawn | Withdrawn | Withdrawn | Withdrawn | Withdrawn | No former queue position
2022-07-05 17:46 | 3125-RD | Detailed Study | Detailed Study | Active | Not Provided |  |  | KERN | FAMOSO SUB | Solar PV | 5 | 7/20/2022 | N/A | N/A | N/A | N/A | Pass | 12/6/2022 | N/A | Executed | No former queue position | FAMOSO | Famoso
2022-07-08 08:16 | 3126-RD | Detailed Study | Detailed Study | Active | Not Provided | 6/28/2024 |  | SHASTA | BURNEY SUB | Biomass | 3.6 | 7/20/2022 | N/A | N/A | N/A | N/A | Pass | 11/23/2022 | N/A | Executed | No former queue position | BURNEY | not found
2022-07-09 12:48 | 3127-WD | Independent Study | Independent Study | Withdrawn | Not Provided | Withdrawn | Withdrawn | KINGS | TULARE LAKE SUB | Solar PV | 2.5 | 7/20/2022 | Withdrawn | Withdrawn | Withdrawn | Withdrawn | Pass | Withdrawn | Withdrawn | Withdrawn | No former queue position
2023-10-30 13:11 | 3702-WD | Cluster | Cluster | Active | 7/1/2025 |  |  | SANTA CLARA | AMES DIST SUB | Battery | 8.7444 | 11/8/2023 | N/A | N/A (Cluster) | N/A | N/A (Cluster) | N/A (Cluster) |  |  |  | No former queue position | AMES DIST | not found |  |  |  |  | 8.7444 |  | 8.7444 | 0 |  |  | 0
2022-06-20 17:32 | 3129-RD | Fast Track | Fast Track | Withdrawn | Not Provided | Withdrawn | Withdrawn | MERCED | EL CAPITAN SUB | Solar PV | 0.976 | 7/27/2022 | 8/23/2022 | Fail Screens: D, F, J, K, M, S5 | Withdrawn | Withdrawn | Withdrawn | Withdrawn | Withdrawn | Withdrawn | No former queue position
2022-07-08 14:36 | 3130-RD | Fast Track | Fast Track | Active | Not Provided |  |  | ALAMEDA | DIXON LANDING SUB | Solar PV | 0.5 | 8/3/2022 | 9/30/2022 | Pass |  |  | N/A (Fast Track) | N/A (Fast Track) | N/A (Fast Track) | Executed | No former queue position | DIXON LANDING | Dixon Landing
2022-07-12 14:49 | 3131-WD | Independent Study | Independent Study | Active | Not Provided | 12/20/2024 |  | KERN | MARICOPA SUB | Solar PV | 3 | 8/3/2022 | N/A | N/A (Independent Study) | N/A | N/A (Independent Study) | Pass | 12/22/2022 | N/A | Executed | No former queue position | MARICOPA | not found
2022-07-15 16:54 | 3132-RD | Fast Track | Fast Track | Withdrawn | Not Provided | Withdrawn | Withdrawn | SAN MATEO | DALY CITY SUB | Gas Turbine | 0.787 | 8/3/2022 | 9/12/2022 | Fail Screens: H, I, J, K, M | Withdrawn | Withdrawn | Withdrawn | Withdrawn | Withdrawn | Withdrawn | No former queue position
2022-07-20 02:36 | 3133-RD | Fast Track | Fast Track | Active | Not Provided |  |  | COLUSA | MAXWELL SUB | Solar PV | 0.45 | 8/3/2022 | 8/24/2022 | Pass |  |  | N/A (Fast Track) | N/A (Fast Track) | N/A (Fast Track) | Executed | No former queue position | MAXWELL | not found
2022-07-12 15:08 | 3134-WD | Independent Study | Independent Study | Active | Not Provided | 10/31/2024 |  | KERN | TAFT SUB | Solar PV | 5 | 8/3/2022 | N/A | N/A (Independent Study) | N/A | N/A (Independent Study) | Pass | 12/22/2022 | N/A | Executed | No former queue position | TAFT | Taft
2022-07-20 07:22 | 3135-RD | Fast Track | Fast Track | Withdrawn | Not Provided | Withdrawn | Withdrawn | SANTA BARBARA | FAIRWAY SUB | Solar PV | 1.4 | 8/3/2022 | 8/24/2022 | Fail Screens: I, J, K, M, S5, A1 | 10/25/2022 | Pass | Withdrawn | Withdrawn | Withdrawn | Withdrawn | No former queue position
2022-07-22 17:56 | 3136-RD | Detailed Study | Detailed Study | Withdrawn | Not Provided | Withdrawn | Withdrawn | KERN | LERDO SUB | Solar PV | 3.375 | 8/3/2022 | Withdrawn | Withdrawn | Withdrawn | Withdrawn | Pass | Withdrawn | Withdrawn | Withdrawn | No former queue position
2022-07-01 13:37 | 3137-RD | Fast Track | Fast Track | Active | Not Provided |  |  | CONTRA COSTA | RICHMOND R SUB | Cogeneration | 0.331 | 8/3/2022 | 9/14/2022 | Fail Screens: B, J, M | 2/24/2023 | Pass | N/A (Fast Track) | N/A (Fast Track) | N/A (Fast Track) | Executed | No former queue position | RICHMOND R | Richmond R
2022-07-13 09:03 | 3138-RD | Fast Track | Fast Track | Active | Not Provided |  |  | SAN JOAQUIN | FRENCH CAMP SUB | Solar PV | 0.35 | 8/10/2022 | 9/6/2022 | Pass |  |  | N/A (Fast Track) | N/A (Fast Track) | N/A (Fast Track) | Executed | No former queue position | FRENCH CAMP | not found
2022-08-03 11:20 | 3139-RD | Fast Track | Fast Track | Active | Not Provided |  |  | ALAMEDA | NEWARK SUB | Solar PV | 1.046 | 8/17/2022 | 10/4/2022 | Pass |  |  | N/A (Fast Track) | N/A (Fast Track) | N/A (Fast Track) | Executed | No former queue position | NEWARK | Newark
2022-07-21 09:23 | 3140-RD | Fast Track | Fast Track | Active | Not Provided |  |  | ALAMEDA | NEWARK SUB | Gas Turbine | 0.085 | 8/24/2022 | 10/31/2022 | Pass |  |  | N/A (Fast Track) | N/A (Fast Track) | N/A (Fast Track) | Executed | No former queue position | NEWARK | Newark
2022-07-21 09:39 | 3141-RD | Fast Track | Fast Track | Active | Not Provided |  |  | SONOMA | BELLEVUE SUB | Gas Turbine | 0.085 | 8/24/2022 | 11/18/2022 | Fail Screens: I, J, M |  |  | N/A (Fast Track) | N/A (Fast Track) | N/A (Fast Track) | Executed | No former queue position | BELLEVUE | not found
2022-07-21 09:41 | 3142-RD | Fast Track | Fast Track | Active | Not Provided |  |  | ALAMEDA | SAN LEANDRO U SUB | Gas Turbine | 0.125 | 8/24/2022 | 10/31/2022 | Pass |  |  | N/A (Fast Track) | N/A (Fast Track) | N/A (Fast Track) | Executed | No former queue position | SAN LEANDRO U | San Leandro U
2022-07-21 09:26 | 3143-RD | Fast Track | Fast Track | In Service | Not Provided |  |  | SAN MATEO | EAST GRAND SUB | Solar PV | 0.085 | 8/24/2022 | 10/11/2022 | Pass |  |  | N/A (Fast Track) | N/A (Fast Track) | N/A (Fast Track) | Executed | No former queue position
2022-07-21 09:37 | 3144-RD | Fast Track | Fast Track | Active | Not Provided |  |  | SONOMA | Customer Owned | Gas Turbine | 0.085 | 8/24/2022 | 2/23/2023 | Fail Screens: S5 |  |  | N/A (Fast Track) | N/A (Fast Track) | N/A (Fast Track) | Executed | No former queue position | #VALUE! | not found
2022-07-22 11:21 | 3145-RD | Fast Track | Detailed Study | Active | Not Provided |  |  | SAN JOAQUIN | MOSHER SUB | Cogeneration,Solar PV | 1.573 | 8/24/2022 | 9/14/2022 | Fail Screens: F, I, J, K, M, V1, S5, A1 | 10/28/2022 | Fail | Pass | 2024-03-11 | N/A | Tendered | No former queue position | MOSHER | not found
2022-08-11 11:55 | 3146-RD | Fast Track | Fast Track | In Service | Not Provided |  |  | SAN FRANCISCO | SAN FRAN X (MISSION) SUB | Solar PV | 0.089 | 8/24/2022 | 9/14/2022 | Fail Screens: V1 |  |  | N/A (Fast Track) | N/A (Fast Track) | N/A (Fast Track) | Executed | No former queue position
2022-08-10 09:58 | 3147-RD | Fast Track | Fast Track | In Service | Not Provided |  |  | EL DORADO | DIAMOND SPRINGS SUB | Solar PV | 0.5 | 8/24/2022 | 10/21/2022 | Pass |  |  | N/A (Fast Track) | N/A (Fast Track) | N/A (Fast Track) | Executed | No former queue position
2022-02-16 13:58 | 3148-RD | Fast Track | Fast Track | Withdrawn | Not Provided | Withdrawn | Withdrawn | CONTRA COSTA | RICHMOND R SUB | Solar PV | 0.7 | 8/31/2022 | 10/13/2022 | Fail Screens: F, I, J, K, M | Withdrawn | Withdrawn | Withdrawn | Withdrawn | Withdrawn | Withdrawn | No former queue position
2022-07-21 09:31 | 3149-RD | Fast Track | Fast Track | Active | Not Provided |  |  | SONOMA | SANTA ROSA A SUB | Gas Turbine | 0.085 | 8/31/2022 | 1/27/2023 | Pass |  |  | N/A (Fast Track) | N/A (Fast Track) | N/A (Fast Track) | Executed | No former queue position | SANTA ROSA A | not found
2022-08-03 14:04 | 3150-RD | Detailed Study | Detailed Study | Withdrawn | Not Provided | Withdrawn | Withdrawn | MARIN | SAN RAFAEL SUB | Cogeneration | 2.35 | 8/31/2022 | Withdrawn | Withdrawn | Withdrawn | Withdrawn | Withdrawn | Withdrawn | Withdrawn | Withdrawn | No former queue position
2022-08-08 10:59 | 3151-WD | Independent Study | Independent Study | Withdrawn | Not Provided | Withdrawn | Withdrawn | BUTTE | OROVILLE SUB | Solar PV | 2 | 8/31/2022 | Withdrawn | Withdrawn | Withdrawn | Withdrawn | Pass | Withdrawn | Withdrawn | Withdrawn | No former queue position
2022-08-01 15:29 | 3152-WD | Independent Study | Independent Study | Withdrawn | Not Provided | Withdrawn | Withdrawn | KERN | KERN OIL SUB | Gas Turbine | 21.97 | 8/31/2022 | Withdrawn | Withdrawn | Withdrawn | Withdrawn | Withdrawn | Withdrawn | Withdrawn | Withdrawn | No former queue position
2022-08-10 11:13 | 3153-RD | Fast Track | Fast Track | Withdrawn | Not Provided | Withdrawn | Withdrawn | MONTEREY | Withdrawn | Solar PV+AES+Synchronous | 1.976 | 9/7/2022 | Withdrawn | Withdrawn | Withdrawn | Withdrawn | Withdrawn | Withdrawn | Withdrawn | Withdrawn | No former queue position
2022-08-12 13:32 | 3154-RD | Fast Track | Fast Track | Active | Not Provided |  |  | ALAMEDA | SAN RAMON SUB | Solar PV | 1 | 9/7/2022 | 9/22/2022 | Pass |  |  | N/A (Fast Track) | N/A (Fast Track) | N/A (Fast Track) | Executed | No former queue position | SAN RAMON | San Ramon
2024-03-30 11:17 | 3916-WD | Cluster | Cluster | Active | 3/31/2026 |  |  | KINGS | GUERNSEY SUB | Battery | 8.717 | 4/24/2024 | N/A | N/A (Cluster) | N/A | N/A (Cluster) | N/A (Cluster) | In Progress |  |  | No former queue position | GUERNSEY | Guernsey | 70 |  |  |  | 8.717 |  | 8.717 | 0 |  |  | 0
2022-08-24 08:36 | 3156-RD | Fast Track | DGSP | Active | Not Provided |  |  | MONTEREY | OIL FIELDS SUB | Solar PV | 0.95 | 9/7/2022 | 10/4/2022 | Fail Screens: F, J, S5 | 12/14/2022 | Fail | Pass | 2023-12-20 | N/A | Executed | No former queue position | OIL FIELDS | not found
2022-08-30 11:16 | 3157-RD | Fast Track | Fast Track | Active | Not Provided |  |  | TULARE | CORCORAN SUB | Solar PV | 0.96 | 9/7/2022 | 11/3/2022 | Fail Screens: F, J, K, M, V1, S5, A1 | 12/21/2022 | Fail | Pass | 2023-05-26 | N/A | Executed | No former queue position | CORCORAN | Corcoran
2022-08-30 07:21 | 3158-RD | Fast Track | Detailed Study | Active | Not Provided |  |  | MERCED | ATWATER SUB | Solar PV | 0.21 | 9/14/2022 | 10/5/2022 | Fail Screens: F, G, I, J, L, M, S5 | 11/18/2022 | Fail | Pass | 4/21/2023 | N/A | Executed | No former queue position | ATWATER | not found
2022-08-17 15:53 | 3159-RD | Fast Track | Detailed Study | Active | Not Provided |  |  | SAN LUIS OBISPO | TEMPLETON SUB | Solar PV | 2.375 | 9/21/2022 | 12/1/2022 | Fail Screens: D, F, G, H, J, K, L, M, V1, V2, S5 | 2/3/2023 | Fail | Pass | 2024-05-10 |  |  | No former queue position | TEMPLETON | Templeton
2022-08-22 13:11 | 3160-RD | Fast Track | Fast Track | Active | Not Provided |  |  | SANTA CLARA | LOCKHEED #1 SUB | Solar PV | 1.66 | 9/21/2022 | 12/7/2022 | Fail Screens: J, K, M, S5 | 2/17/2023 | Pass | N/A (Fast Track) | N/A (Fast Track) | N/A (Fast Track) | Executed | No former queue position | LOCKHEED #1 | not found
2022-08-23 17:27 | 3161-RD | Detailed Study | Detailed Study | Active | Not Provided |  |  | HUMBOLDT | HUMBOLDT BAY PP | Solar PV | 1.93 | 9/21/2022 | N/A | N/A | N/A | N/A | Pass | 4/24/2023 | N/A | Executed | No former queue position | #VALUE! | not found
2022-08-26 09:41 | 3162-RD | Fast Track | Fast Track | Withdrawn | Not Provided | Withdrawn | Withdrawn | SANTA CRUZ | GREEN VALLEY SUB | Solar PV | 0.8 | 9/21/2022 | 12/5/2022 | Fail Screens: B, F, I, J, S5 | 2/27/2023 | Fail | Withdrawn | Withdrawn | Withdrawn | Withdrawn | No former queue position
2022-09-02 19:26 | 3163-RD | Fast Track | Fast Track | Active | Not Provided |  |  | CONTRA COSTA | SAN RAMON SUB | Solar PV | 0.9 | 9/21/2022 | 10/17/2022 | Pass |  |  | N/A (Fast Track) | N/A (Fast Track) | N/A (Fast Track) | Executed | No former queue position | SAN RAMON | San Ramon
2022-09-06 19:29 | 3164-RD | Fast Track | Detailed Study | Active | Not Provided |  |  | CONTRA COSTA | LONE TREE SUB | Solar PV | 0.9 | 9/21/2022 | 10/24/2022 | Fail Screens: F, J, K, M, S5 | 12/5/2022 | Fail | Pass | 4/19/2023 | N/A | Executed | No former queue position | LONE TREE | Lone Tree
2022-08-02 10:15 | 3165-RD | Fast Track | Fast Track | Active | Not Provided |  |  | SAN FRANCISCO | SAN FRAN G SUB | Solar PV | 0.13 | 9/28/2022 | 1/24/2023 | Fail Screens: J, M |  |  | N/A (Fast Track) | N/A (Fast Track) | N/A (Fast Track) | Executed | No former queue position | SAN FRAN G | not found
2022-08-30 17:25 | 3166-RD | Fast Track | Fast Track | Active | Not Provided |  |  | SAN FRANCISCO | SAN FRAN X (MISSION) SUB | Solar PV | 0.13 | 9/28/2022 | 1/24/2023 | Pass |  |  | N/A (Fast Track) | N/A (Fast Track) | N/A (Fast Track) | Executed | No former queue position | SAN FRAN X (MISSION) | not found
2022-08-25 16:37 | 3167-RD | Fast Track | Fast Track | Active | Not Provided |  |  | ALAMEDA | OAKLAND C (OAKLAND PP) SUB | Solar PV | 2.24 | 9/28/2022 | 5/26/2023 | Fail Screens: D, I, J, K, M | 8/7/2023 | Pass | N/A (Fast Track) | N/A (Fast Track) | N/A (Fast Track) | Executed | No former queue position | OAKLAND C (OAKLAND PP) | not found
2022-08-19 14:31 | 3168-RD | Fast Track | Fast Track | Active | Not Provided |  |  | SOLANO | VACAVILLE SUB | Solar PV | 0.3 | 10/5/2022 | 10/26/2022 | Pass |  |  | N/A (Fast Track) | N/A (Fast Track) | N/A (Fast Track) | Executed | No former queue position | VACAVILLE | not found
2022-09-02 09:50 | 3169-RD | Fast Track | Fast Track | Active | Not Provided |  |  | SOLANO | SUISUN SUB | Solar PV | 0.653 | 10/5/2022 | 11/30/2022 | Fail Screens: B, D, I, J, K, M, S5 | 2/7/2023 | Pass | N/A (Fast Track) | N/A (Fast Track) | N/A (Fast Track) | Executed | No former queue position | SUISUN | not found
2022-09-15 10:24 | 3170-WD | Independent Study | DGSP | Active | Not Provided | 8/15/2025 |  | FRESNO | ORO LOMA SUB | Solar PV | 5 | 10/5/2022 | N/A | N/A | N/A | N/A | Fail | 2023-04-11 | N/A | Executed | No former queue position | ORO LOMA | Oro Loma
2022-09-26 15:59 | 3171-WD | Independent Study | Independent Study | Withdrawn | 7/31/2024 | Withdrawn | Withdrawn | KERN | SMYRNA SUB | Solar PV | 3 | 10/5/2022 | Withdrawn | Withdrawn | Withdrawn | Withdrawn | Pass | Withdrawn | Withdrawn | Withdrawn | No former queue position
2022-09-26 16:09 | 3172-WD | Independent Study | DGSP | Withdrawn | 7/31/2024 | Withdrawn | Withdrawn | KERN | SMYRNA SUB | Solar PV | 5 | 10/5/2022 | Withdrawn | Withdrawn | Withdrawn | Withdrawn | Fail | Withdrawn | Withdrawn | Withdrawn | No former queue position
2022-09-30 13:41 | 3173-RD | Fast Track | Detailed Study | Active | Not Provided |  |  | SAN JOAQUIN | CARBONA SUB | Solar PV | 0.983 | 10/12/2022 | 11/1/2022 | Fail Screens: D, J, K, M | 12/20/2022 | Fail | Pass | 6/26/2023 | N/A | Executed | No former queue position | CARBONA | not found
2022-09-16 14:52 | 3174-RD | Fast Track | Fast Track | Withdrawn | Not Provided | Withdrawn | Withdrawn | BUTTE | JACINTO SUB | Solar PV | 0.96 | 11/23/2022 | 12/23/2022 | Fail Screens: D, F, G, J, K, M, S5 | 3/14/2023 | Pass | Withdrawn | Withdrawn | Withdrawn | Withdrawn | No former queue position
2022-09-22 19:35 | 3175-RD | Fast Track | Fast Track | Active | Not Provided |  |  | CONTRA COSTA | MEADOW LANE SUB | Solar PV | 0.715 | 10/12/2022 | 11/21/2022 | Pass |  |  | N/A (Fast Track) | N/A (Fast Track) | N/A (Fast Track) | Executed | No former queue position | MEADOW LANE | not found
2022-09-26 16:24 | 3176-WD | Independent Study | Independent Study | Withdrawn | 7/31/2024 | Withdrawn | Withdrawn | KERN | COPUS SUB | Solar PV | 3 | 10/12/2022 | Withdrawn | Withdrawn | Withdrawn | Withdrawn | Fail | Withdrawn | Withdrawn | Withdrawn | No former queue position
2022-09-26 16:32 | 3177-WD | Independent Study | Independent Study | Withdrawn | 7/31/2024 | Withdrawn | Withdrawn | KERN | COPUS SUB | Solar PV | 5 | 10/12/2022 | Withdrawn | Withdrawn | Withdrawn | Withdrawn | Fail | Withdrawn | Withdrawn | Withdrawn | No former queue position
2022-08-19 12:00 | 3178-RD | Fast Track | Fast Track | Active | Not Provided |  |  | ALAMEDA | SAN LEANDRO U SUB | Solar PV | 1.12 | 10/12/2022 | 2/21/2023 | Fail Screens: F, I, J, K, M | 6/1/2023 | Pass | N/A (Fast Track) | N/A (Fast Track) | N/A (Fast Track) | Tendered | No former queue position | SAN LEANDRO U | San Leandro U
2022-09-15 11:44 | 3179-WD | DGSP | DGSP | Active | Not Provided | 8/31/2025 |  | FRESNO | ORO LOMA SUB | Solar PV | 3.875 | 10/12/2022 | N/A | N/A | N/A | N/A | Pass | 2023-04-11 | N/A | Executed | No former queue position | ORO LOMA | Oro Loma
2022-09-23 16:42 | 3180-RD | Fast Track | Fast Track | Active | Not Provided |  |  | SOLANO | VACA DIXON SUB | Solar PV | 1.47 | 10/12/2022 | 1/10/2023 | Pass | N/A | N/A | N/A (Fast Track) | N/A (Fast Track) | N/A (Fast Track) | Executed | No former queue position | VACA DIXON | not found
2022-10-04 10:18 | 3181-RD | Fast Track | Detailed Study | Active | Not Provided |  |  | SONOMA | FITCH MTN SUB | Solar PV | 0.987 | 10/12/2022 | 11/9/2022 | Fail Screens: F, I, J, K, L, M | 12/30/2022 | Fail | Pass | 6/2/2023 | N/A | Executed | No former queue position | FITCH MTN | not found
2022-10-03 06:56 | 3182-RD | Fast Track | Detailed Study | Withdrawn | Not Provided | Withdrawn | Withdrawn | MONTEREY | SOLEDAD SUB | Solar PV | 0.966 | 10/19/2022 | 2/13/2023 | Fail Screens: I, J, K, M, S5, R1 | 3/28/2023 | Fail | Fail | Withdrawn | Withdrawn | Withdrawn | No former queue position
2022-10-04 19:44 | 3183-RD | Fast Track | Fast Track | Active | Not Provided |  |  | FRESNO | CALIFORNIA AVE SUB | Solar PV | 1.57 | 10/19/2022 | 4/10/2023 | Fail Screens: D, F, J, K, M, S5 | 5/30/2023 | Pass | N/A (Fast Track) | N/A (Fast Track) | N/A (Fast Track) | Tendered | No former queue position | CALIFORNIA AVE | not found
2022-10-04 19:53 | 3184-RD | Fast Track | Fast Track | Active | Not Provided |  |  | FRESNO | CALIFORNIA AVE SUB | Solar PV | 1.208 | 10/19/2022 | 11/8/2022 | Fail Screens: D, J, K, M, S5 | 1/18/2023 | Pass | N/A (Fast Track) | N/A (Fast Track) | N/A (Fast Track) | Tendered | No former queue position | CALIFORNIA AVE | not found
2022-10-05 11:26 | 3185-RD | Detailed Study | Detailed Study | Active | Not Provided |  |  | SOLANO | JAMESON SUB | Solar PV | 2.212 | 10/26/2022 | N/A | N/A | N/A | N/A | Pass | 5/22/2023 | N/A | Executed | No former queue position | JAMESON | not found
2022-10-07 01:06 | 3186-RD | Fast Track | Fast Track | Active | Not Provided |  |  | SAN MATEO | DALY CITY SUB | Solar PV | 0.787 | 11/2/2022 | 12/8/2022 | Fail Screens: D, G, I, J, V1, S5, A1 |  |  | N/A (Fast Track) | N/A (Fast Track) | N/A (Fast Track) | Executed | No former queue position | DALY CITY | not found
2022-10-19 12:04 | 3187-RD | Fast Track | Fast Track | Active | Not Provided | 6/15/2024 |  | CONTRA COSTA | KIRKER SUB | Solar PV | 2.9 | 11/2/2022 | 12/1/2022 | Pass |  |  | N/A (Fast Track) | N/A (Fast Track) | N/A (Fast Track) | Executed | No former queue position | KIRKER | Kirker
2022-09-29 13:18 | 3188-RD | Fast Track | Fast Track | Withdrawn | Not Provided | Withdrawn | Withdrawn | YOLO | DAVIS SUB | Solar PV | 0.5 | 11/2/2022 | 12/22/2022 | Fail Screens: F, I, J, K, M | 2/17/2023 | Pass | Withdrawn | Withdrawn | Withdrawn | Withdrawn | No former queue position
2022-10-07 15:59 | 3189-RD | Fast Track | Fast Track | Active | Not Provided |  |  | SANTA CLARA | LLAGAS SUB | Solar PV | 0.5 | 11/2/2022 | 12/7/2022 | Pass |  |  | N/A (Fast Track) | N/A (Fast Track) | N/A (Fast Track) | Tendered | No former queue position | LLAGAS | Llagas
2015-01-23 17:23 | 1157-WD | Independent Study | Independent Study | In Service | 6/1/2016 | 11/30/2017 | 11/15/2017 | CONTRA COSTA | RICHMOND R SUB | Solar PV | 8.5 | 2/25/2015 | N/A | N/A (Independent Study) | N/A | N/A (Independent Study) | Pass | 7/10/2015 | 11/13/2015 | Executed | No former queue position | RICHMOND R | Richmond R | 115 | 8.5 | not found |  |  |  |  | 1 |  |  | 1
2022-10-28 11:46 | 3191-RD | Fast Track | Fast Track | Withdrawn | Not Provided | Withdrawn | Withdrawn | SAN FRANCISCO | SAN FRAN P(HUNTERS POINT) SUB | Solar PV | 0.36 | 11/2/2022 | Withdrawn | Withdrawn | Withdrawn | Withdrawn | Withdrawn | Withdrawn | Withdrawn | Withdrawn | No former queue position
2022-10-25 15:20 | 3192-RD | Fast Track | Fast Track | Active | Not Provided |  |  | KERN | SAN BERNARD SUB | Solar PV | 0.25 | 11/9/2022 | 12/7/2022 | Fail Screens: D, F, I, J, K, M, V1, V2, S5, A1 | 1/18/2023 | Pass | N/A (Fast Track) | N/A (Fast Track) | N/A (Fast Track) | Executed | No former queue position | SAN BERNARD | not found
2022-10-28 13:22 | 3193-RD | Fast Track | Fast Track | Active | Not Provided |  |  | SANTA CLARA | FMC SUB | Solar PV | 0.195 | 11/9/2022 | 12/5/2022 | Pass |  |  | N/A (Fast Track) | N/A (Fast Track) | N/A (Fast Track) | Executed | No former queue position | FMC | FMC
2022-10-11 15:08 | 3194-WD | Independent Study | Independent Study | Active | 12/31/2025 | 12/14/2026 |  | KERN | TAFT SUB | Solar PV | 5 | 11/9/2022 | N/A | N/A (Independent Study) | N/A | N/A (Independent Study) | Pass | 5/3/2023 | N/A | Executed | No former queue position | TAFT | Taft
2022-10-17 17:04 | 3195-WD | Independent Study | Independent Study | Active | 6/3/2024 | 12/31/2024 |  | KINGS | TULARE LAKE SUB | Solar PV | 5 | 11/9/2022 | N/A | N/A (Independent Study) | N/A | N/A (Independent Study) | Pass | 8/8/2023 | N/A | Executed | No former queue position | TULARE LAKE | not found
2022-10-17 17:50 | 3196-WD | Independent Study | DGSP | Withdrawn | 6/3/2024 | Withdrawn | Withdrawn | KINGS | TULARE LAKE SUB | Solar PV | 5 | 11/9/2022 | Withdrawn | Withdrawn | Withdrawn | Withdrawn | Withdrawn | Withdrawn | Withdrawn | Withdrawn | No former queue position
2022-11-02 14:50 | 3197-WD | Independent Study | Independent Study | Active | 5/31/2024 | 5/21/2024 |  | KERN | LAKEVIEW SUB | Solar PV | 1.2 | 11/9/2022 | 11/30/2022 | Fail Screens: 2, 7, 9, 10 | 1/12/2023 | Fail | Pass | 7/31/2023 | N/A | Executed | No former queue position | LAKEVIEW | not found
2022-11-03 14:47 | 3198-WD | Independent Study | Independent Study | Active | 12/31/2024 | 12/14/2026 |  | KERN | TWISSELMAN SUB | Solar PV | 3 | 11/16/2022 | N/A | N/A (Independent Study) | N/A | N/A (Independent Study) | Pass | 4/25/2023 | N/A | Executed | No former queue position | TWISSELMAN | not found
2022-09-26 09:46 | 3199-RD | Fast Track | Fast Track | Active | Not Provided |  |  | SAN FRANCISCO | SAN FRAN X (MISSION) SUB | Solar PV,Leroy Sommer Synchronous Engine | 0.13 | 11/16/2022 | 2023-04-21 | Fail Screens: F, G, I, J, K, M | 2023-09-01 | Pass | N/A (Fast Track) | N/A (Fast Track) | N/A (Fast Track) | Tendered | No former queue position | SAN FRAN X (MISSION) | not found
2022-10-28 12:19 | 3200-RD | Fast Track | Detailed Study | Active | Not Provided |  |  | MONTEREY | WATSONVILLE SUB | Solar PV | 1.2 | 11/23/2022 | 2023-01-13 | Fail Screens: F, J, K, M, S5 | 2023-03-08 | Fail | Pass | 2023-11-09 | N/A | Executed | No former queue position | WATSONVILLE | not found
2022-11-11 15:27 | 3201-RD | Fast Track | Fast Track | Active | Not Provided |  |  | SAN FRANCISCO | DALY CITY SUB | Solar PV | 0.036 | 11/23/2022 | 2023-04-11 | Pass |  |  | N/A (Fast Track) | N/A (Fast Track) | N/A (Fast Track) | Executed | No former queue position | DALY CITY | not found
2022-11-11 11:13 | 3202-RD | Fast Track | Fast Track | Active | Not Provided |  |  | FRESNO | SCHINDLER SUB | Solar PV | 0.84 | 11/30/2022 | 2023-01-23 | Fail Screens: D, J, K, M, M1, S5 | 2023-03-06 | Pass | N/A (Fast Track) | N/A (Fast Track) | N/A (Fast Track) | Executed | No former queue position | SCHINDLER | Schindler
2022-10-26 10:17 | 3203-RD | Fast Track | Fast Track | Active | Not Provided |  |  | YOLO | DAVIS SUB | Solar PV | 0.966 | 2022-12-07 | 2023-02-22 | Pass | N/A | N/A | N/A (Fast Track) | N/A (Fast Track) | N/A (Fast Track) | Executed | No former queue position | DAVIS | not found
2022-11-04 16:20 | 3204-WD | Fast Track | Fast Track | Active | 6/5/2023 | 3/31/2025 |  | SAN JOAQUIN | WEBER SUB | Solar PV | 1 | 12/7/2022 | 1/11/2023 | Fail Screens: 2, 4, 5, 7, 9, 10 | 3/17/2023 | Pass | N/A (Fast Track) | N/A (Fast Track) | N/A (Fast Track) | Executed | No former queue position | WEBER | Weber
2022-11-04 16:31 | 3205-WD | Fast Track | Independent Study | Withdrawn | 6/5/2023 | Withdrawn | Withdrawn | SAN JOAQUIN | WEBER SUB | Solar PV | 1 | 12/7/2022 | 1/11/2023 | Fail Screens: 2, 4, 5, 7, 9, 10 | 3/13/2023 | Fail | Fail | Withdrawn | Withdrawn | Withdrawn | No former queue position
2022-11-04 16:38 | 3206-WD | Fast Track | Fast Track | Active | 6/5/2023 | 3/31/2025 |  | SAN JOAQUIN | WEBER SUB | Solar PV | 1 | 12/7/2022 | 1/11/2023 | Fail Screens: 2, 7, 10 | 3/16/2023 | Pass | N/A (Fast Track) | N/A (Fast Track) | N/A (Fast Track) | Executed | No former queue position | WEBER | Weber
2022-11-09 15:47 | 3207-WD | Fast Track | Fast Track | Withdrawn | 6/8/2023 | Withdrawn | Withdrawn | ALAMEDA | EDES SUB | Solar PV | 1.006 | 12/7/2022 | 02/09/2023 | Fail Screens: 2, 5, 7, 10 | 3/6/2023 | Pass | Withdrawn | Withdrawn | Withdrawn | Withdrawn | No former queue position
2022-11-09 15:51 | 3208-WD | Fast Track | Independent Study | Withdrawn | 6/8/2023 | Withdrawn | Withdrawn | SAN JOAQUIN | WEBER SUB | Solar PV | 1.006 | 12/7/2022 | 1/6/2023 | Fail Screens: 2, 4, 5, 7, 9, 10 | 3/15/2023 | Fail | Fail | Withdrawn | Withdrawn | Withdrawn | No former queue position
2022-11-09 16:14 | 3209-WD | Fast Track | Fast Track | Active | 6/8/2023 | 3/31/2025 |  | ALAMEDA | EDES SUB | Solar PV | 1.006 | 12/7/2022 | 1/19/2023 | Fail Screens: 2, 10 | 3/6/2023 | Pass | N/A (Fast Track) | N/A (Fast Track) | N/A (Fast Track) | Executed | No former queue position | EDES | Edes
2022-11-09 16:20 | 3210-WD | Fast Track | Independent Study | Withdrawn | 6/8/2023 | Withdrawn | Withdrawn | SAN JOAQUIN | WEBER SUB | Solar PV | 1.006 | 12/7/2022 | 1/6/2023 | Fail Screens: 2, 4, 5, 7, 9, 10 | 3/15/2023 | Fail | Fail | Withdrawn | Withdrawn | Withdrawn | No former queue position
2022-11-09 16:33 | 3211-WD | Fast Track | Fast Track | Withdrawn | 6/8/2023 | Withdrawn | Withdrawn | ALAMEDA | EDES SUB | Solar PV | 1.006 | 12/7/2022 | 12/28/2022 | Fail Screens: 2, 10 | 2/16/2023 | Pass | Withdrawn | Withdrawn | Withdrawn | Withdrawn | No former queue position
2022-11-09 16:40 | 3212-WD | Fast Track | Fast Track | Active | 6/8/2023 | 3/31/2025 |  | SAN JOAQUIN | WEBER SUB | Solar PV | 1.006 | 12/7/2022 | 1/9/2023 | Fail Screens: 2, 7, 10 | 3/17/2023 | Pass | N/A (Fast Track) | N/A (Fast Track) | N/A (Fast Track) | Executed | No former queue position | WEBER | Weber
2022-11-09 16:44 | 3213-WD | Fast Track | Independent Study | Withdrawn | 6/8/2023 | Withdrawn | Withdrawn | SAN JOAQUIN | WEBER SUB | Solar PV | 1.006 | 12/7/2022 | 1/6/2023 | Fail Screens: 2, 4, 5, 7, 9, 10 | 3/15/2023 | Fail | Fail | Withdrawn | Withdrawn | Withdrawn | No former queue position
2022-11-09 16:53 | 3214-WD | Fast Track | Fast Track | Active | 6/8/2023 | 3/31/2025 |  | SAN JOAQUIN | VIERRA SUB | Solar PV | 1.006 | 12/7/2022 | 1/9/2023 | Fail Screens: 2, 4, 5, 7, 9, 10 | 3/24/2023 | Pass | N/A (Fast Track) | N/A (Fast Track) | N/A (Fast Track) | Executed | No former queue position | VIERRA | Vierra
2022-11-17 09:38 | 3215-RD | Detailed Study | Detailed Study | Active | Not Provided |  |  | KERN | FAMOSO SUB | Solar PV | 1.125 | 12/7/2022 | N/A | N/A | N/A | N/A | Pass | 5/8/2023 | N/A | Executed | No former queue position | FAMOSO | Famoso
2022-11-17 09:44 | 3216-RD | Detailed Study | Detailed Study | Active | Not Provided |  |  | KERN | MCFARLAND SUB | Solar PV | 1 | 12/7/2022 | N/A | N/A | N/A | N/A | Pass | 5/8/2023 | N/A | Tendered | No former queue position | MCFARLAND | not found
2022-11-17 10:05 | 3217-RD | Detailed Study | DGSP | Active | Not Provided |  |  | KINGS | CORCORAN SUB | Solar PV | 2.75 | 12/7/2022 | N/A | N/A | N/A | N/A | Fail | 2023-10-03 | N/A | Executed | No former queue position | CORCORAN | Corcoran
2022-11-17 10:55 | 3218-RD | Detailed Study | Detailed Study | Active | Not Provided |  |  | KERN | SMYRNA SUB | Solar PV | 1.75 | 12/7/2022 | N/A | N/A | N/A | N/A | Pass | 7/19/2023 | N/A | Executed | No former queue position | SMYRNA | Smyrna
2022-11-17 11:00 | 3219-RD | Detailed Study | Detailed Study | Active | Not Provided |  |  | KERN | LERDO SUB | Solar PV | 1.25 | 12/7/2022 | N/A | N/A | N/A | N/A | Pass | 8/11/2023 | N/A | Executed | No former queue position | LERDO | Lerdo
2022-11-17 11:03 | 3220-RD | Detailed Study | DGSP | Active | Not Provided |  |  | KERN | LERDO SUB | Solar PV | 2 | 12/7/2022 | N/A | N/A | N/A | N/A | Fail | 2023-11-08 | N/A | Executed | No former queue position | LERDO | Lerdo
2022-11-17 11:21 | 3221-RD | Detailed Study | Detailed Study | Active | Not Provided |  |  | KERN | TUPMAN SUB | Solar PV | 1.8 | 12/7/2022 | N/A | N/A | N/A | N/A | Fail | 8/4/2023 | N/A | Executed | No former queue position | TUPMAN | Tupman
2022-11-17 11:27 | 3222-RD | Detailed Study | Detailed Study | Active | Not Provided |  |  | KERN | SMYRNA SUB | Solar PV | 1.5 | 12/7/2022 | N/A | N/A | N/A | N/A | Pass | 8/4/2023 | N/A | Executed | No former queue position | SMYRNA | Smyrna
2022-11-17 15:36 | 3223-RD | Detailed Study | Detailed Study | Active | Not Provided |  |  | KERN | LERDO SUB | Solar PV | 3 | 12/7/2022 | N/A | N/A | N/A | N/A | Pass | 7/19/2023 | N/A | Executed | No former queue position | LERDO | Lerdo
2022-11-23 12:10 | 3224-RD | Detailed Study | Detailed Study | Withdrawn | Not Provided | Withdrawn | Withdrawn | MARIPOSA | MARIPOSA SUB | Biomass | 3.6 | 12/7/2022 | Withdrawn | Withdrawn | Withdrawn | Withdrawn | Fail | Withdrawn | Withdrawn | Withdrawn | No former queue position
2022-11-04 15:28 | 3225-WD | Independent Study | Cluster | Active | 10/30/2024 |  |  | SANTA BARBARA | CUYAMA SUB | Solar PV | 5 | 12/7/2022 | N/A | N/A (Cluster) | N/A | N/A (Cluster) | Fail | In Progress |  |  | No former queue position | CUYAMA | not found
2023-10-19 16:13 | 3704-WD | Independent Study | Independent Study | Active | 5/30/2025 |  |  | PLACER | PENRYN SUB | Storage | 8.5 | 11/15/2023 | N/A | N/A (Independent Study) | N/A | N/A (Independent Study) | Pass | In Progress |  |  | No former queue position | PENRYN | not found | [5 empty] | 8.5 | 8.5 | 0 |  |  | 0
2017-04-06 12:05 | 1496-RD | Fast Track | Fast Track | In Service | 6/28/2017 |  |  | SAN FRANCISCO | SAN FRAN A (POTRERO PP) SUB | Engine, Solar PV | 8.3748 | 4/12/2017 | 5/22/2017 | Pass |  |  | N/A (Fast Track) | N/A (Fast Track) | N/A (Fast Track) | Executed | No former queue position | SAN FRAN A (POTRERO PP) | SAN FRAN A (POTRERO PP) | 115 | 8.3748 | not found |  |  |  |  | 1 |  |  | 1
2022-11-23 08:59 | 3228-RD | Fast Track | Fast Track | Active | Not Provided |  |  | AMADOR | CLAYTON SUB | Solar PV | 1 | 12/7/2022 | 2/21/2023 | Fail Screens: D, F, J, K, M, V1, S5 | 3/31/2023 | Pass | N/A (Fast Track) | N/A (Fast Track) | N/A (Fast Track) | Executed | No former queue position | CLAYTON | not found
2022-11-29 23:18 | 3229-RD | Fast Track | Fast Track | Active | Not Provided |  |  | SUTTER | TUDOR SUB | Solar PV | 0.504 | 12/14/2022 | 4/18/2023 | Fail Screens: G, I, L, M, S5 | 10/12/2023 | Pass | N/A (Fast Track) | N/A (Fast Track) | N/A (Fast Track) | Tendered | No former queue position | TUDOR | not found
2022-11-17 11:23 | 3230-RD | Detailed Study | Detailed Study | Active | Not Provided |  |  | KERN | SEMITROPIC SUB | Solar PV | 2.53 | 12/14/2022 | N/A | N/A | N/A | N/A | Pass | 7/24/2023 | N/A | Executed | No former queue position | SEMITROPIC | Semitropic
2022-11-02 15:36 | 3231-RD | Fast Track | Fast Track | Active | Not Provided |  |  | FRESNO | MALAGA SUB | Solar PV | 2.406 | 12/14/2022 | 3/1/2023 | Fail Screens: F, I, J, K, M, V2, S5, A1 | 4/12/2023 | Pass | N/A (Fast Track) | N/A (Fast Track) | N/A (Fast Track) | Executed | No former queue position | MALAGA | not found
2022-12-07 16:18 | 3232-WD | Independent Study | Independent Study | Withdrawn | 3/29/2024 | Withdrawn | Withdrawn | SONOMA | PETALUMA C SUB | Solar PV | 2.5 | 12/21/2022 | Withdrawn | Withdrawn | Withdrawn | Withdrawn | Pass | Withdrawn | Withdrawn | Withdrawn | No former queue position
2022-12-02 16:52 | 3233-WD | Independent Study | Independent Study | Active | 3/29/2024 |  |  | TEHAMA | VOLTA #1 PH | Solar PV | 3 | 12/21/2022 | N/A | N/A (Independent Study) | N/A | N/A (Independent Study) | Pass | 7/20/2023 | 2/22/2024 | Tendered | No former queue position | #VALUE! | not found
2022-11-04 16:08 | 3234-WD | Fast Track | Fast Track | Withdrawn | 6/5/2023 | Withdrawn | Withdrawn | SAN MATEO | EAST GRAND SUB | Solar PV | 1.006 | 12/28/2022 | 1/19/2023 | Fail Screens: 2, 10 | 4/3/2023 | Pass | Withdrawn | Withdrawn | Withdrawn | Executed | No former queue position
2022-12-14 17:43 | 3235-RD | Fast Track | Fast Track | Active | Not Provided |  |  | SOLANO | SUISUN SUB | Solar PV | 1.25 | 1/4/2023 | 2/27/2023 | Fail Screens: D, F, I, J, K, S5, A1 | 4/19/2023 | Pass | N/A (Fast Track) | N/A (Fast Track) | N/A (Fast Track) | Executed | No former queue position | SUISUN | not found
2022-12-11 08:53 | 3236-RD | Fast Track | Fast Track | Withdrawn | Not Provided | Withdrawn | Withdrawn | AMADOR | ELECTRA SUB | LEP Generator | 0.17 | 1/4/2023 | 2/2/2023 | Fail | Withdrawn | Withdrawn | Withdrawn | Withdrawn | Withdrawn | Withdrawn | No former queue position
2022-11-17 09:41 | 3237-RD | Detailed Study | Detailed Study | Active | Not Provided |  |  | KERN | LERDO SUB | Solar PV | 1 | 03/23/2023 | N/A | N/A | N/A | N/A | Pass | 9/7/2023 | N/A | Executed | No former queue position | LERDO | Lerdo
2022-12-21 15:14 | 3238-RD | Fast Track | Detailed Study | Active | Not Provided | 3/28/2025 |  | SAN JOAQUIN | VIERRA SUB | Solar PV | 3 | 1/11/2023 | 2/2/2023 | Fail Screens: J, K, L, M | 3/2/2023 | Fail | Fail | 8/25/2023 | N/A | Executed | No former queue position | VIERRA | Vierra
2022-11-09 16:27 | 3239-WD | Fast Track | Fast Track | Active | 6/8/2023 | 3/31/2025 |  | ALAMEDA | OAKLAND C (OAKLAND PP) SUB | Solar PV | 1.006 | 1/11/2023 | 1/24/2023 | Fail Screens: 2, 10 | 3/13/2023 | Pass | N/A (Fast Track) | N/A (Fast Track) | N/A (Fast Track) | Executed | No former queue position | OAKLAND C (OAKLAND PP) | not found
2022-12-15 13:39 | 3240-RD | Fast Track | Detailed Study | Active | Not Provided |  |  | KERN | FELLOWS SUB | Solar PV | 2.916 | 1/18/2023 | 2/7/2023 | Fail Screens: D, F, J, K, L, M, V1, S5, A1 | 5/19/2023 | Fail | Pass | 2024-05-07 |  |  | No former queue position | FELLOWS | not found
2021-06-10 16:53 | 2837-RD | Detailed Study | Detailed Study | Active | Not Provided |  |  | SONOMA | COTATI SUB | Solar PV, Storage | 8.2483 | 6/23/2021 | N/A | N/A | N/A | N/A | Pass | 12/10/2021 | N/A | Executed | No former queue position | COTATI | not found |  | 8.2483 | not found |  |  | 8.2483 | 8.2483 | 0 |  |  | 1
2022-12-27 11:31 | 3242-WD | Fast Track | Fast Track | Withdrawn | 4/30/2024 | Withdrawn | Withdrawn | SANTA CRUZ | PAUL SWEET SUB | Solar PV | 2.522 | 1/25/2023 | 2/8/2023 | Fail Screens: 2, 6, 10 | 4/11/2023 | Pass | Withdrawn | Withdrawn | Withdrawn | Withdrawn | No former queue position
2022-12-27 11:33 | 3243-WD | Fast Track | Fast Track | Withdrawn | 4/30/2024 | Withdrawn | Withdrawn | SANTA CRUZ | CAMP EVERS SUB | Solar PV | 2.522 | 1/25/2023 | 2/8/2023 | Fail Screens: 2, 6, 10 | 4/3/2023 | Pass | Withdrawn | Withdrawn | Withdrawn | Withdrawn | No former queue position
2022-12-23 15:37 | 3244-RD | Fast Track | Fast Track | Active | Not Provided |  |  | SAN BENITO | TRES PINOS SUB | Solar PV | 0.375 | 1/25/2023 | 2/14/2023 | Pass |  |  | N/A (Fast Track) | N/A (Fast Track) | N/A (Fast Track) | Executed | No former queue position | TRES PINOS | not found
2023-01-03 10:00 | 3245-WD | Fast Track | Fast Track | Withdrawn | 4/30/2024 | Withdrawn | Withdrawn | SAN BENITO | HOLLISTER SUB | Solar PV | 2.522 | 1/25/2023 | 2/9/2023 | Fail Screens: 2, 4, 6, 10 | 4/11/2023 | Fail | Withdrawn | Withdrawn | Withdrawn | Withdrawn | No former queue position
2023-01-06 16:54 | 3246-WD | Independent Study | Independent Study | Active | 4/30/2024 |  |  | EL DORADO | SHINGLE SPRINGS SUB | Solar PV | 4.99 | 1/25/2023 | N/A | N/A (Independent Study) | N/A | N/A (Independent Study) | Pass | 7/21/2023 | 3/7/2024 | Tendered | No former queue position | SHINGLE SPRINGS | not found
2023-01-12 06:46 | 3247-RD | Fast Track | Fast Track | Active | Not Provided |  |  | ALAMEDA | DUMBARTON SUB | Solar PV | 0.966 | 1/25/2023 | 3/2/2023 | Pass |  |  | N/A (Fast Track) | N/A (Fast Track) | N/A (Fast Track) | Executed | No former queue position | DUMBARTON | Dumbarton
2023-01-17 14:13 | 3248-RD | Fast Track | Fast Track | Withdrawn | Not Provided | Withdrawn | Withdrawn | ALAMEDA | VASCO SUB | Solar PV | 0.2 | 1/25/2023 | 5/23/2023 | Fail Screens: D, F, I, J, K, L, M | 10/9/2023 | Fail | Withdrawn | Withdrawn | Withdrawn | Withdrawn | No former queue position
2022-12-19 09:15 | 3249-RD | Fast Track | Fast Track | Active | Not Provided |  |  | SANTA BARBARA | SANTA MARIA SUB | Solar PV | 1.95 | 1/25/2023 | 3/3/2023 | Fail Screens: F, J, K, M | 5/30/2023 | Pass | N/A (Fast Track) | N/A (Fast Track) | N/A (Fast Track) | Executed | No former queue position | SANTA MARIA | not found
2022-12-22 18:02 | 3250-RD | Fast Track | Fast Track | Active | Not Provided |  |  | FRESNO | CALIFORNIA AVE SUB | Solar PV | 1.066 | 1/25/2023 | 3/9/2023 | Pass |  |  | N/A (Fast Track) | N/A (Fast Track) | N/A (Fast Track) | Executed | No former queue position | CALIFORNIA AVE | not found
2023-01-12 16:37 | 3251-RD | Fast Track | Detailed Study | Active | Not Provided |  |  | KERN | FAMOSO SUB | Solar PV | 0.546 | 1/25/2023 | 3/15/2023 | Fail Screens: D, F, I, J, K, M, V1, V2, S5, A1 | 4/19/2023 | Fail | Pass | 11/14/2023 | N/A | Executed | No former queue position | FAMOSO | Famoso
2022-12-13 14:47 | 3252-RD | Fast Track | Fast Track | Active | Not Provided |  |  | SOLANO | PEABODY SUB | Solar PV,Cogeneration | 0.326 | 2/1/2023 | 4/11/2023 | Fail Screens: S5, A1 |  |  | N/A (Fast Track) | N/A (Fast Track) | N/A (Fast Track) | Executed | No former queue position | PEABODY | Peabody
2023-01-05 07:18 | 3253-RD | Detailed Study | Detailed Study | Active | Not Provided |  |  | KERN | RIO BRAVO SUB | Solar PV | 2.75 | 02/22/2023 | N/A | N/A | N/A | N/A | Pass | 9/5/2023 | N/A | Executed | No former queue position | RIO BRAVO | Rio Bravo
2023-01-20 16:13 | 3254-RD | Fast Track | Fast Track | Active | Not Provided |  |  | MONTEREY | DOLAN RD SUB | Solar PV | 0.975 | 2/1/2023 | 2/21/2023 | Fail Screens: M | 3/20/2023 | Pass | N/A (Fast Track) | N/A (Fast Track) | N/A (Fast Track) | Executed | No former queue position | DOLAN RD | not found
2023-04-10 15:48 | 3448-RD | Fast Track | Fast Track | Active | Not Provided |  |  | FRESNO | BULLARD SUB | Other, Solar PV | 8.2 | 5/17/2023 | 7/24/2023 | Fail Screens: B, F, I, J, K, M, V1, V2, S5, A1 | 10/11/2023 | Pass | N/A (Fast Track) | N/A (Fast Track) | N/A (Fast Track) | Executed | No former queue position | BULLARD | Bullard | 115 | 8.2 | not found |  |  |  |  | 0 |  |  | 1
2022-12-27 11:35 | 3256-WD | Fast Track | Fast Track | Withdrawn | 4/30/2024 | Withdrawn | Withdrawn | SANTA CRUZ | GREEN VALLEY SUB | Solar PV | 2.522 | 2/1/2023 | 2/23/2023 | Fail Screens: 2, 4, 6, 10 | 4/6/2023 | Pass | Withdrawn | Withdrawn | Withdrawn | Withdrawn | No former queue position
2023-01-10 13:34 | 3257-WD | Independent Study | Independent Study | Withdrawn | 12/31/2024 | Withdrawn | Withdrawn | HUMBOLDT | JANES CREEK SUB | Solar PV | 1.234 | 2/1/2023 | Withdrawn | Withdrawn | Withdrawn | Withdrawn | Pass | Withdrawn | Withdrawn | Withdrawn | No former queue position
2023-01-10 14:11 | 3258-WD | Independent Study | Independent Study | Active | 12/29/2023 | 12/31/2024 |  | HUMBOLDT | ARCATA SUB | Solar PV | 4 | 2/1/2023 | N/A | N/A (Independent Study) | N/A | N/A (Independent Study) | Pass | 9/25/2023 | N/A | Executed | No former queue position | ARCATA | not found
2023-01-18 14:30 | 3259-RD | Fast Track | Fast Track | Active | Not Provided |  |  | SANTA CRUZ | GREEN VALLEY SUB | Gas Turbine | 0.494 | 2/8/2023 | 7/31/2023 | Fail Screens: F, G, H, I, J, L, M, S5 |  |  | N/A (Fast Track) | N/A (Fast Track) | N/A (Fast Track) | Executed | No former queue position | GREEN VALLEY | not found
2023-01-23 12:00 | 3260-RD | Fast Track | Fast Track | Active | Not Provided |  |  | FRESNO | SCHINDLER SUB | Solar PV | 0.84 | 09/22/2023 | 10/13/2023 | Fail Screens: F, J, K, M, V1, S5, A1 | 1/2/2024 | Pass | N/A (Fast Track) | N/A (Fast Track) | N/A (Fast Track) | Executed | No former queue position | SCHINDLER | Schindler
2023-02-01 15:19 | 3261-WD | Independent Study | Independent Study | Withdrawn | 4/1/2025 | Withdrawn | Withdrawn | FRESNO | SAN JOAQUIN SUB | Solar PV | 3.75 | 2/15/2023 | Withdrawn | Withdrawn | Withdrawn | Withdrawn | Pass | Withdrawn | Withdrawn | Withdrawn | No former queue position
2023-01-26 13:47 | 3262-RD | Fast Track | Fast Track | Active | Not Provided |  |  | KERN | NORCO SUB | Cogeneration | 0.8 | 2/15/2023 | 5/16/2023 | Fail Screens: B, D, F, G, I, J, M, V1, S5, A1 | 9/18/2023 | Pass | N/A (Fast Track) | N/A (Fast Track) | N/A (Fast Track) | Tendered | No former queue position | NORCO | not found
2023-02-06 16:41 | 3263-RD | Fast Track | Fast Track | Active | Not Provided |  |  | CONTRA COSTA | LAKEWOOD SUB | Solar PV | 1.041 | 2/15/2023 | 4/24/2023 | Fail Screens: D, G, H, J, K, M, V1, S5, A1 | 5/22/2023 | Pass | N/A (Fast Track) | N/A (Fast Track) | N/A (Fast Track) | Executed | No former queue position | LAKEWOOD | not found
2022-12-28 15:49 | 3264-RD | Fast Track | Fast Track | Withdrawn | Not Provided | Withdrawn | Withdrawn | SANTA CLARA | AMES DIST SUB | Solar PV | 3 | 2/15/2023 | Withdrawn | Withdrawn | Withdrawn | Withdrawn | Withdrawn | Withdrawn | Withdrawn | Withdrawn | No former queue position
2023-01-26 13:45 | 3265-WD | Fast Track | Fast Track | Withdrawn | 10/2/2023 | Withdrawn | Withdrawn | ALAMEDA | OAKLAND J SUB | Storage | 0.243 | 2/15/2023 | 3/13/2023 | Fail Screens: 2, 4, 6, 10 | 5/24/2023 | Pass | Withdrawn | Withdrawn | Withdrawn | Withdrawn | No former queue position
2023-01-26 13:45 | 3266-WD | Fast Track | Fast Track | Withdrawn | 4/30/2024 | Withdrawn | Withdrawn | SANTA CRUZ | GREEN VALLEY SUB | Solar PV | 3.783 | 2/15/2023 | Withdrawn | Withdrawn | Withdrawn | Withdrawn | Withdrawn | Withdrawn | Withdrawn | Withdrawn | No former queue position
2023-02-06 17:11 | 3267-WD | Independent Study | DGSP | Active | 11/1/2024 |  |  | MERCED | MERCED SUB | Gas Turbine | 0.999 | 2/15/2023 | N/A | N/A | N/A | N/A | Pass | 2024-02-02 | N/A | Tendered | No former queue position | MERCED | not found
2023-02-06 10:03 | 3268-RD | Fast Track | Fast Track | Withdrawn | Not Provided | Withdrawn | Withdrawn | SANTA CRUZ | GREEN VALLEY SUB | Solar PV,Gas Turbine | 0.5 | 2/22/2023 | 6/28/2023 | Fail Screens: B, F, G, H, I, J, K, L, M, S5 | Withdrawn | Withdrawn | Withdrawn | Withdrawn | Withdrawn | Withdrawn | No former queue position
2023-02-08 14:57 | 3269-WD | Fast Track | Fast Track | Withdrawn | 4/1/2025 | Withdrawn | Withdrawn | FRESNO | HELM SUB | Solar PV | 1.4 | 3/1/2023 | Withdrawn | Withdrawn | Withdrawn | Withdrawn | Withdrawn | Withdrawn | Withdrawn | Withdrawn | No former queue position
2023-01-23 15:59 | 3270-RD | Fast Track | Fast Track | Active | Not Provided |  |  | SANTA CLARA | WHISMAN SUB | Solar PV | 1.31 | 3/1/2023 | 3/22/2023 | Pass |  |  | N/A (Fast Track) | N/A (Fast Track) | N/A (Fast Track) | Executed | No former queue position | WHISMAN | not found
2023-02-10 11:50 | 3271-WD | Fast Track | Fast Track | Withdrawn | 12/16/2024 | Withdrawn | Withdrawn | SAN JOAQUIN | MORMON SUB | Solar PV | 2.214 | 3/1/2023 | 4/20/2023 | Fail Screens: 2, 4, 9, 10 | 7/27/2023 | Fail | Withdrawn | Withdrawn | Withdrawn | Withdrawn | No former queue position
2023-02-13 14:12 | 3272-RD | Fast Track | Fast Track | Active | Not Provided |  |  | KINGS | CORCORAN SUB | Linear Generator | 0.988 | 3/1/2023 | 4/21/2023 | Fail Screens: B, D, F, G, I, J, K, L, M, V1, S5, A1 | 7/31/2023 | Pass | N/A (Fast Track) | N/A (Fast Track) | N/A (Fast Track) | Executed | No former queue position | CORCORAN | Corcoran
2023-02-06 15:11 | 3273-WD | Independent Study | Independent Study | Active | 11/1/2024 |  |  | MERCED | WILSON SUB | Biomass | 0.999 | 3/8/2023 | N/A | N/A (Independent Study) | N/A | N/A (Independent Study) | Pass | 9/11/2023 | N/A | Executed | No former queue position | WILSON | Wilson
2023-02-15 16:05 | 3274-WD | Fast Track | Fast Track | Withdrawn | 4/19/2024 | Withdrawn | Withdrawn | ALAMEDA | NEWARK SUB | Solar PV | 1.1347 | 3/8/2023 | 8/30/2023 | Fail Screens: 2, 4, 10 | Withdrawn | Withdrawn | Withdrawn | Withdrawn | Withdrawn | Withdrawn | No former queue position
2023-02-16 08:06 | 3275-WD | Fast Track | Fast Track | Withdrawn | 4/19/2024 | Withdrawn | Withdrawn | ALAMEDA | GRANT SUB | Solar PV, Storage | 1.135 | 3/8/2023 | Withdrawn | Withdrawn | Withdrawn | Withdrawn | Withdrawn | Withdrawn | Withdrawn | Withdrawn | No former queue position
2023-02-16 08:38 | 3276-WD | Fast Track | Fast Track | Withdrawn | 4/19/2024 | Withdrawn | Withdrawn | ALAMEDA | EDES SUB | Solar PV | 1.578 | 3/8/2023 | 3/27/2023 | Fail Screens: 2, 10 | 5/8/2023 | Pass | Withdrawn | Withdrawn | Withdrawn | Withdrawn | No former queue position
2023-02-16 11:27 | 3277-WD | Fast Track | Fast Track | Withdrawn | 4/19/2024 | Withdrawn | Withdrawn | ALAMEDA | EDES SUB | Solar PV | 1.459 | 3/8/2023 | 3/27/2023 | Fail Screens: 2, 10 | 6/7/2023 | Pass | Withdrawn | Withdrawn | Withdrawn | Withdrawn | No former queue position
2018-08-02 10:04 | 2042-RD | Detailed Study | Detailed Study | In Service | Not Provided |  |  | TEHAMA | TYLER SUB | Solar PV | 8.1808 | 8/29/2018 | N/A | N/A | N/A | N/A | Pass | 2/15/2019 | N/A | Executed | No former queue position | TYLER | not found |  | 8.1808 | not found |  |  |  |  | 1 |  |  | 1
2023-02-16 13:19 | 3279-WD | Fast Track | Independent Study | Withdrawn | 4/19/2024 | Withdrawn | Withdrawn | SAN JOAQUIN | BANTA SUB | Linear Generator | 2.503 | 3/8/2023 | 4/13/2023 | Fail Screens: 2, 4, 10 | 6/8/2023 | Fail | Withdrawn | Withdrawn | Withdrawn | Withdrawn | No former queue position
2023-02-16 07:52 | 3280-RD | Detailed Study | Detailed Study | Withdrawn | Not Provided | Withdrawn | Withdrawn | KINGS | JACOBS CORNER SUB | Solar PV, Storage | 9.85 | 3/15/2023 | Withdrawn | Withdrawn | Withdrawn | Withdrawn | Fail | Withdrawn | Withdrawn | Withdrawn | No former queue position
2023-02-17 10:15 | 3281-RD | Detailed Study | Detailed Study | Active | Not Provided |  |  | MERCED | CANAL SUB | Cogeneration | 1.998 | 3/15/2023 | N/A | N/A | N/A | N/A | Pass | 8/15/2023 | N/A | Executed | No former queue position | CANAL | not found
2023-02-17 13:21 | 3282-RD | Detailed Study | Detailed Study | Withdrawn | Not Provided | Withdrawn | Withdrawn | KINGS | GUERNSEY SUB | Gas Turbine | 2.997 | 3/15/2023 | Withdrawn | Withdrawn | Withdrawn | Withdrawn | Withdrawn | Withdrawn | Withdrawn | Withdrawn | No former queue position
2023-02-17 17:07 | 3283-RD | Detailed Study | Detailed Study | Active | Not Provided |  |  | MERCED | SANTA RITA SUB | Engine | 0.999 | 3/15/2023 | N/A | N/A | N/A | N/A | Pass | 8/24/2023 | N/A | Tendered | No former queue position | SANTA RITA | not found
2023-02-27 15:01 | 3284-RD | Fast Track | Fast Track | Active | Not Provided |  |  | FRESNO | SCHINDLER SUB | Solar PV | 1.32 | 3/15/2023 | 4/11/2023 | Fail Screens: F, J, K, M, V1, S5, A1 | 5/16/2023 | Pass | N/A (Fast Track) | N/A (Fast Track) | N/A (Fast Track) | Executed | No former queue position | SCHINDLER | Schindler
2023-01-07 16:40 | 3285-RD | Fast Track | Fast Track | Active | Not Provided |  |  | FRESNO | DUNLAP SUB | Solar PV | 0.05 | 3/15/2023 | 4/4/2023 | Pass |  |  | N/A (Fast Track) | N/A (Fast Track) | N/A (Fast Track) | Executed | No former queue position | DUNLAP | not found
2023-02-13 14:03 | 3286-RD | Fast Track | Fast Track | Withdrawn | Not Provided | Withdrawn | Withdrawn | COLUSA | WILLIAMS SUB | Solar PV | 2.503 | 3/22/2023 | 4/12/2023 | Fail Screens: D, I, J, K, M, V1, V2, S5, A1 | Withdrawn | Withdrawn | Withdrawn | Withdrawn | Withdrawn | Withdrawn | No former queue position
2021-09-30 09:22 | 2931-RD | Detailed Study | Detailed Study | Active | Not Provided |  |  | MERCED | ATWATER SUB | Engine, Solar PV, Storage | 8.1643 | 10/20/2021 | N/A | N/A | N/A | N/A | Pass | 2022-05-24 | N/A | Executed | No former queue position | ATWATER | Atwater | 115 | 8.1643 | not found |  |  | 8.1643 | 8.1643 | 0 |  |  | 1
2023-01-20 15:09 | 3288-RD | Fast Track | Fast Track | Active | Not Provided |  |  | FRESNO | CALIFORNIA AVE SUB | Solar PV | 2.385 | 3/22/2023 | 5/5/2023 | Fail Screens: F, J, K, M, S5 | 7/7/2023 | Pass | N/A (Fast Track) | N/A (Fast Track) | N/A (Fast Track) | Executed | No former queue position | CALIFORNIA AVE | not found
2023-02-24 10:26 | 3289-RD | Detailed Study | Detailed Study | Withdrawn | Not Provided | Withdrawn | Withdrawn | SAN LUIS OBISPO | CARRIZO PLAINS SUB | Solar PV | 4.9 | 3/22/2023 | Withdrawn | Withdrawn | Withdrawn | Withdrawn | Pass | Withdrawn | Withdrawn | Withdrawn | No former queue position
2023-02-24 10:50 | 3290-RD | Fast Track | Fast Track | Withdrawn | Not Provided | Withdrawn | Withdrawn | SOLANO | VACA DIXON SUB | Solar PV | 2.999 | 3/22/2023 | 4/21/2023 | Fail Screens: B, D, F, I, J, K, M, S5, A1 | Withdrawn | Withdrawn | Withdrawn | Withdrawn | Withdrawn | Withdrawn | No former queue position
2023-02-27 10:55 | 3291-WD | Independent Study | Independent Study | Withdrawn | 9/27/2024 | Withdrawn | Withdrawn | EL DORADO | DIAMOND SPRINGS SUB | Solar PV | 4.99 | 3/22/2023 | Withdrawn | Withdrawn | Withdrawn | Withdrawn | Pass | Withdrawn | Withdrawn | Withdrawn | No former queue position
2010-12-20 18:26 | 0224-WD | Independent Study | Independent Study | In Service | 6/13/2013 | 9/30/2015 | 10/24/2016 | FRESNO | WOODWARD SUB | Hydro | 8 | 1/6/2011 | N/A | N/A | N/A | N/A | N/A | 9/20/2011 | N/A | Executed | Former queue position: W206 | WOODWARD | Woodward | 115 | [6 empty] | 1 |  |  | 1
2020-07-07 15:34 | 2571-RD | Detailed Study | Detailed Study | In Service | Not Provided |  |  | KINGS | TRANSMISSION-Customer Owned | Solar PV | 7.875 | 7/22/2020 | N/A | N/A | N/A | N/A | Pass | 12/9/2020 | N/A | Executed | No former queue position | #VALUE! | not found |  | 7.875 | not found |  |  |  |  | 1 |  |  | 1
2014-02-28 14:00 | 0909-RD | Fast Track | Fast Track | In Service | 5/21/2014 |  |  | COLUSA | COLUSA SUB | Solar PV, Turbine | 7.602 | 3/5/2014 | 3/21/2014 | Fail |  |  | N/A (Fast Track) | N/A (Fast Track) | N/A (Fast Track) | Executed | No former queue position | COLUSA | not found |  | 7.602 | not found |  |  |  |  | 1 |  |  | 1
2023-02-27 15:37 | 3295-RD | Detailed Study | Detailed Study | Withdrawn | Not Provided | Withdrawn | Withdrawn | MADERA | CHOWCHILLA SUB | Solar PV, Storage | 9.7 | 3/22/2023 | Withdrawn | Withdrawn | Withdrawn | Withdrawn | Fail | Withdrawn | Withdrawn | Withdrawn | No former queue position
2023-02-27 17:00 | 3296-WD | Fast Track | Fast Track | Withdrawn | 9/27/2024 | Withdrawn | Withdrawn | KINGS | GUERNSEY SUB | Solar PV | 2 | 3/22/2023 | 4/11/2023 | Fail Screens: 2, 4, 10 | 7/28/2023 | Fail | Withdrawn | Withdrawn | Withdrawn | Withdrawn | No former queue position
2023-02-28 10:04 | 3297-WD | Fast Track | Fast Track | Withdrawn | 8/11/2023 | Withdrawn | Withdrawn | SAN MATEO | EAST GRAND SUB | Solar PV | 0.494 | 3/22/2023 | 4/12/2023 | Fail Screens: 2, 7, 10 | 7/12/2023 | Pass | Withdrawn | Withdrawn | Withdrawn | Withdrawn | No former queue position
2024-02-16 11:49 | 3847-RD | Fast Track | Fast Track | Active | Not Provided |  |  | MADERA | Customer Owned | Solar PV | 7.5 | 3/20/2024 | 2024-05-09 | Pass |  |  | N/A (Fast Track) | N/A (Fast Track) | N/A (Fast Track) | Tendered | No former queue position | #VALUE! | not found |  | 7.5 | not found |  |  |  |  | 0 |  |  | 0
2023-03-03 16:29 | 3299-WD | Independent Study | Independent Study | Withdrawn | 9/30/2024 | Withdrawn | Withdrawn | SHASTA | JESSUP SUB | Solar PV | 2.504 | 3/29/2023 | Withdrawn | Withdrawn | Withdrawn | Withdrawn | Pass | Withdrawn | Withdrawn | Withdrawn | No former queue position
2023-03-03 17:04 | 3300-WD | Independent Study | Independent Study | Withdrawn | 9/30/2024 | Withdrawn | Withdrawn | TEHAMA | RED BLUFF SUB | Solar PV | 4.99 | 3/29/2023 | Withdrawn | Withdrawn | Withdrawn | Withdrawn | Pass | Withdrawn | Withdrawn | Withdrawn | No former queue position
2023-02-21 10:42 | 3301-RD | Detailed Study | Detailed Study | Active | Not Provided |  |  | SOLANO | BAHIA SUB | Solar PV | 1.28 | 3/29/2023 | N/A | N/A | N/A | N/A | Pass | 8/24/2023 | N/A | Executed | No former queue position | BAHIA | Bahia
2023-03-09 15:46 | 3302-WD | DGSP | DGSP | Withdrawn | 4/1/2025 | Withdrawn | Withdrawn | FRESNO | HELM SUB | Solar PV | 1.25 | 3/29/2023 | Withdrawn | Withdrawn | Withdrawn | Withdrawn | Withdrawn | Withdrawn | Withdrawn | Withdrawn | No former queue position
2023-03-03 19:16 | 3303-RD | Fast Track | Fast Track | Active | Not Provided |  |  | CONTRA COSTA | RICHMOND R SUB | Cogeneration,Solar PV | 1.71 | 3/29/2023 | 4/25/2023 | Fail Screens: B, F, I, J, K, M | 5/23/2023 | Pass | N/A (Fast Track) | N/A (Fast Track) | N/A (Fast Track) | Executed | No former queue position | RICHMOND R | Richmond R
2023-03-07 15:49 | 3304-RD | Fast Track | Fast Track | Active | Not Provided |  |  | PLACER | PLEASANT GROVE SUB | Solar PV | 0.12 | 3/29/2023 | 5/23/2023 | Fail Screens: F, G, I, J, K, M | 11/7/2023 | Pass | N/A (Fast Track) | N/A (Fast Track) | N/A (Fast Track) | Executed | No former queue position | PLEASANT GROVE | Pleasant Grove
2023-03-10 11:41 | 3305-RD | Fast Track | Fast Track | Active | Not Provided |  |  | SONOMA | TYLER SUB | Solar PV | 1.004 | 3/29/2023 | 4/28/2023 | Pass |  |  | N/A (Fast Track) | N/A (Fast Track) | N/A (Fast Track) | Executed | No former queue position | TYLER | not found
2023-07-24 16:00 | 3537-RD | Detailed Study | Detailed Study | Active | Not Provided |  |  | KERN | WHEELER RIDGE SUB | Battery | 7.214 | 8/9/2023 | N/A | N/A | N/A | N/A | Pass | 2024-05-15 |  |  | No former queue position | WHEELER RIDGE | Wheeler Ridge | 70 |  |  |  | 7.214 |  | 7.214 | 0 |  |  | 0
2023-07-21 12:59 | 3580-RD | Detailed Study | Detailed Study | Active | Not Provided |  |  | KERN | WHEELER RIDGE SUB | Solar PV | 7.214 | 9/13/2023 | N/A | N/A | N/A | N/A | Pass | 2024-04-19 |  |  | No former queue position | WHEELER RIDGE | Wheeler Ridge | 70 | 7.214 | not found |  |  |  |  | 0 |  |  | 0
2023-03-16 20:34 | 3308-RD | Fast Track | Detailed Study | Active | Not Provided |  |  | AMADOR | ELECTRA PH | Engine, Solar PV | 0.5 | 3/29/2023 | 6/27/2023 | Fail Screens: D, I, J, L, M, S5 | 1/12/2024 | Fail | Pass | 2024-06-03 |  | Tendered | No former queue position | #VALUE! | not found
2023-03-07 15:51 | 3309-RD | Fast Track | Fast Track | Active | Not Provided |  |  | SANTA CLARA | LLAGAS SUB | Solar PV | 1.26 | 4/5/2023 | 4/24/2023 | Fail Screens: I, J, K, M, S5 | 5/26/2023 | Pass | N/A (Fast Track) | N/A (Fast Track) | N/A (Fast Track) | Executed | No former queue position | LLAGAS | Llagas
2023-03-13 08:32 | 3310-RD | Fast Track | Detailed Study | Withdrawn | Not Provided | Withdrawn | Withdrawn | FRESNO | WAHTOKE SUB | Solar PV | 2.25 | 4/5/2023 | 4/26/2023 | Fail Screens: F, J, K, M, V1, V2, S5, A1 | 7/18/2023 | Fail | Fail | Withdrawn | Withdrawn | Withdrawn | No former queue position
2023-03-13 09:04 | 3311-RD | Fast Track | Detailed Study | Active | Not Provided |  |  | FRESNO | WAHTOKE SUB | Solar PV | 1 | 4/5/2023 | 4/28/2023 | Fail Screens: F, J, K, M, V1, V2, S5 | 7/18/2023 | Fail | Pass | 1/25/2024 | N/A | Executed | No former queue position | WAHTOKE | not found
2023-03-02 05:51 | 3312-RD | Detailed Study | Detailed Study | Withdrawn | Not Provided | Withdrawn | Withdrawn | ALAMEDA | CASTRO VALLEY SUB | Solar PV, Storage | 2.078 | 4/5/2023 | Withdrawn | Withdrawn | Withdrawn | Withdrawn | Fail | Withdrawn | Withdrawn | Withdrawn | No former queue position
2020-10-07 15:48 | 2612-RD | Detailed Study | Detailed Study | Active | Not Provided |  |  | FRESNO | TRANSMISSION E20T | Solar PV, Storage | 7.05 | 10/28/2020 | N/A | N/A | N/A | N/A | Pass | 2/23/2021 | N/A | Executed | No former queue position | #VALUE! | not found |  | 7.05 | not found |  |  | 7.05 | 7.05 | 0 |  |  | 1
2017-12-30 17:45 | 1858-RD | Detailed Study | Detailed Study | Active | Not Provided |  |  | MONTEREY | CAMPHORA SUB | Solar PV, Wind | 6.8283 | 2/21/2018 | N/A | N/A | N/A | N/A | Pass | 8/13/2018 | N/A | Executed | No former queue position | CAMPHORA | not found |  | 6.8283 | not found | 6.8283 |  |  |  | 0 |  |  | 1
2022-03-17 15:14 | 3074-WD | Independent Study | Independent Study | Active | Not Provided |  |  | KERN | TAFT SUB | Solar PV | 6.81 | 4/13/2022 | N/A | N/A (Independent Study) | N/A | N/A (Independent Study) | Pass | 9/1/2022 | N/A | Executed | No former queue position | TAFT | Taft | 115 | 6.81 | not found |  |  |  |  | 0 |  |  | 1
2023-04-03 11:37 | 3433-RD | Fast Track | Fast Track | Active | Not Provided |  |  | SANTA CLARA | LAWRENCE SUB | Cogeneration | 6.65 | 5/17/2023 |  |  |  |  | N/A (Fast Track) | N/A (Fast Track) | N/A (Fast Track) |  | No former queue position | LAWRENCE | not found | [7 empty] | 0 |  |  | 0
2017-12-30 14:56 | 1894-RD | Detailed Study | Detailed Study | In Service | Not Provided |  |  | SANTA CRUZ | PAUL SWEET SUB | Engine, Solar PV | 6.6075 | 3/21/2018 | N/A | N/A | N/A | N/A | Pass | 9/28/2018 | N/A | Executed | No former queue position | PAUL SWEET | not found |  | 6.6075 | not found |  |  |  |  | 1 |  |  | 1
2023-03-13 14:07 | 3318-WD | Independent Study | Independent Study | Active | 3/31/2025 | 12/20/2024 |  | KERN | BLACKWELL SUB | Storage | 2 | 4/5/2023 | N/A | N/A (Independent Study) | N/A | N/A (Independent Study) | Fail | 10/6/2023 | N/A | Executed | No former queue position | BLACKWELL | not found
2023-03-20 12:29 | 3319-RD | Fast Track | Detailed Study | Withdrawn | Not Provided | Withdrawn | Withdrawn | KERN | LERDO SUB | Solar PV, Storage | 3.639 | 4/5/2023 | 5/17/2023 | Fail Screens: B, D, H, I, J, K, L, M, V1, S5, A1 | 6/20/2023 | Fail | Fail | Withdrawn | Withdrawn | Withdrawn | No former queue position
2023-03-16 12:37 | 3320-RD | Detailed Study | DGSP | Withdrawn | Not Provided | Withdrawn | Withdrawn | MERCED | ORTIGA SUB | Solar PV | 1.2832 | 4/5/2023 | Withdrawn | Withdrawn | Withdrawn | Withdrawn | Fail | Withdrawn | Withdrawn | Withdrawn | No former queue position
2023-08-10 00:49 | 3643-WD | Independent Study | Independent Study | Active | 11/8/2024 |  |  | KERN | TUPMAN SUB | Solar PV | 6.432 | 10/11/2023 | N/A | N/A (Independent Study) | N/A | N/A (Independent Study) | Pass | In Progress |  |  | No former queue position | TUPMAN | Tupman | 115 | 6.432 | not found |  |  |  |  | 0 |  |  | 0
2019-09-13 13:45 | 2324-RD | Fast Track | Fast Track | In Service | Not Provided |  |  | MERCED | SANTA NELLA SUB | Engine | 6.387 | 10/1/2019 | 12/4/2019 | Pass |  |  | N/A (Fast Track) | N/A (Fast Track) | N/A (Fast Track) | Executed | No former queue position | SANTA NELLA | not found | [7 empty] | 1 |  |  | 1
2024-02-05 13:26 | 3839-RD | Detailed Study | Detailed Study | Active | Not Provided |  |  | MONTEREY | TBD | Solar PV | 6.3 | 3/13/2024 | N/A | N/A | N/A | N/A |  |  |  |  | No former queue position | #VALUE! | not found |  | 6.3 | not found |  |  |  |  | 0 |  |  | 0
2023-03-16 11:50 | 3324-RD | Detailed Study | DGSP | Withdrawn | Not Provided | Withdrawn | Withdrawn | MERCED | ORTIGA SUB | Solar PV | 0.7333 | 4/5/2023 | 4/28/2023 | Fail | Withdrawn | Withdrawn | Fail | Withdrawn | Withdrawn | Withdrawn | No former queue position
2023-03-22 10:09 | 3325-RD | Fast Track | Fast Track | Active | Not Provided |  |  | FRESNO | COALINGA #2 SUB | Solar PV, Storage | 2.044 | 4/12/2023 | 6/23/2023 | Fail Screens: F, J, K, M, V1, S5, A1 | 8/23/2023 | Pass | N/A (Fast Track) | N/A (Fast Track) | N/A (Fast Track) | Executed | No former queue position | COALINGA #2 | not found
2023-03-15 12:46 | 3326-RD | Detailed Study | Detailed Study | Active | Not Provided |  |  | FRESNO | CANTUA SUB | Solar PV | 2.125 | 4/12/2023 | 5/15/2023 | Fail Screens: D, J, K, M | 6/30/2023 | Pass | N/A | N/A | N/A | Executed | No former queue position | CANTUA | Cantua
2023-03-17 13:18 | 3327-RD | Fast Track | Fast Track | Active | Not Provided |  |  | SAN MATEO | BELMONT SUB | Solar PV | 0.9375 | 4/12/2023 | 2024-04-17 | Pass |  |  | N/A (Fast Track) | N/A (Fast Track) | N/A (Fast Track) | Tendered | No former queue position | BELMONT | not found
2023-03-19 14:39 | 3328-RD | Fast Track | Fast Track | Withdrawn | Not Provided | Withdrawn | Withdrawn | SAN JOAQUIN | LAMMERS SUB | Solar PV | 1.328 | 4/12/2023 | 5/3/2023 | Fail Screens: M, S5 | Withdrawn | Withdrawn | Withdrawn | Withdrawn | Withdrawn | Withdrawn | No former queue position
2023-03-13 16:16 | 3329-RD | Fast Track | Fast Track | Active | Not Provided |  |  | HUMBOLDT | EUREKA A SUB | Solar PV,Cogeneration | 0.42 | 4/12/2023 | 5/24/2023 | Fail Screens: B, I, J, M, S5 | 8/21/2023 | Pass | N/A (Fast Track) | N/A (Fast Track) | N/A (Fast Track) | Executed | No former queue position | EUREKA A | not found
2022-12-16 15:36 | 3330-RD | Fast Track | Fast Track | Withdrawn | Not Provided | Withdrawn | Withdrawn | MONTEREY | GREEN VALLEY SUB | Other, Solar PV | 0.564 | 4/12/2023 | 8/3/2023 | Fail Screens: F, G, H, I, J, K, L, M, S5 | 9/20/2023 | Fail | Withdrawn | Withdrawn | Withdrawn | Withdrawn | No former queue position
2022-12-16 15:36 | 3331-RD | Fast Track | Fast Track | Withdrawn | Not Provided | Withdrawn | Withdrawn | MONTEREY | GREEN VALLEY SUB | Other, Solar PV | 0.869 | 4/12/2023 | 5/24/2023 | Fail Screens: F, G, H, I, J, K, L, M, S5 | 8/3/2023 | Fail | Withdrawn | Withdrawn | Withdrawn | Withdrawn | No former queue position
2023-03-20 13:57 | 3332-RD | Fast Track | Fast Track | Active | Not Provided |  |  | NAPA | TULUCAY SUB | Other, Storage | 1.715 | 4/19/2023 | 8/9/2023 | Fail Screens: B, C, D, F, G, I, J, K, M, V1, S5, A1 | 1/17/2024 | Pass | N/A (Fast Track) | N/A (Fast Track) | N/A (Fast Track) | Executed | No former queue position | TULUCAY | Tulucay
2023-03-07 15:56 | 3333-RD | Fast Track | Fast Track | Active | Not Provided |  |  | ALAMEDA | OAKLAND J SUB | Storage - EVSE | 0.072 | 4/19/2023 | 5/24/2023 | Fail Screens: B, D, F, G, I, J, K, M, V1, S5, A1 | 8/7/2023 | Pass | N/A (Fast Track) | N/A (Fast Track) | N/A (Fast Track) | Executed | No former queue position | OAKLAND J | Oakland J
2023-03-10 15:10 | 3334-RD | Detailed Study | Detailed Study | Withdrawn | Not Provided | Withdrawn | Withdrawn | MADERA | EL PECO SUB | Solar PV | 5 | 4/19/2023 | Withdrawn | Withdrawn | Withdrawn | Withdrawn | Fail | Withdrawn | Withdrawn | Withdrawn | No former queue position
2020-10-23 18:17 | 2623-RD | Detailed Study | Detailed Study | Active | Not Provided |  |  | MONTEREY | JOLON SUB | Solar PV, Storage | 6.263 | 11/10/2020 | N/A | N/A | N/A | N/A | Pass | 5/21/2021 | N/A | Executed | No former queue position | JOLON | not found |  | 6.263 | not found |  |  | 6.263 | 6.263 | 0 |  |  | 1
2023-03-23 16:24 | 3336-RD | Fast Track | Fast Track | Active | Not Provided |  |  | SANTA BARBARA | DIVIDE SUB | Solar PV | 0.96 | 4/19/2023 | 8/1/2023 | Pass |  |  | N/A (Fast Track) | N/A (Fast Track) | N/A (Fast Track) | Executed | No former queue position | DIVIDE | not found
2023-03-24 15:00 | 3337-RD | Fast Track | Detailed Study | Withdrawn | Not Provided | Withdrawn | Withdrawn | SOLANO | PEABODY SUB | Solar PV | 1.044 | 4/19/2023 | 7/6/2023 | Fail Screens: D, I, J, K, M, V1, V2, S5 | 9/13/2023 | Fail | Pass | Withdrawn | Withdrawn | Withdrawn | No former queue position
2023-03-24 15:13 | 3338-RD | Fast Track | Detailed Study | Active | Not Provided |  |  | KERN | RIO BRAVO SUB | Solar PV | 1.044 | 4/19/2023 | 7/28/2023 | Fail Screens: B, D, F, G, H, I, J, K, M, V1, V2, S5, A1 | 9/14/2023 | Fail | Pass | 2024-07-24 |  |  | No former queue position | RIO BRAVO | Rio Bravo
2023-03-24 16:15 | 3339-RD | Fast Track | Fast Track | Active | Not Provided |  |  | ALAMEDA | DUMBARTON SUB | Solar PV | 1.552 | 4/19/2023 | 8/14/2023 | Fail Screens: J, K, M, S5 |  |  | N/A (Fast Track) | N/A (Fast Track) | N/A (Fast Track) | Executed | No former queue position | DUMBARTON | Dumbarton
2023-03-24 16:47 | 3340-RD | Fast Track | Fast Track | Active | Not Provided |  |  | ALAMEDA | DUMBARTON SUB | Solar PV | 2.63 | 4/19/2023 | 8/17/2023 | Pass |  |  | N/A (Fast Track) | N/A (Fast Track) | N/A (Fast Track) | Executed | No former queue position | DUMBARTON | Dumbarton
2023-03-28 13:55 | 3341-RD | Fast Track | Fast Track | Active | Not Provided |  |  | MADERA | MADERA SUB | Solar PV | 1.562 | 4/19/2023 | 5/24/2023 | Pass |  |  | N/A (Fast Track) | N/A (Fast Track) | N/A (Fast Track) | Executed | No former queue position | MADERA | Madera
2023-03-29 19:45 | 3342-RD | Fast Track | Fast Track | Active | Not Provided |  |  | KERN | STOCKDALE SUB | Cogeneration,Solar PV | 0.13 | 4/19/2023 | 8/25/2023 | Fail Screens: B, F, H, I, J, K, M, V2, S5 |  |  | N/A (Fast Track) | N/A (Fast Track) | N/A (Fast Track) | Executed | No former queue position | STOCKDALE | Stockdale
2023-03-30 08:38 | 3343-RD | Fast Track | Fast Track | Active | Not Provided |  |  | SANTA CLARA | NORTECH SUB | Solar PV | 1.692 | 4/19/2023 | 6/7/2023 | Fail Screens: F, G, H, J, K, L, M, S5 | 7/24/2023 | Pass | N/A (Fast Track) | N/A (Fast Track) | N/A (Fast Track) | Executed | No former queue position | NORTECH | not found
2017-03-30 17:19 | 1504-RD | Detailed Study | Detailed Study | In Service | 6/29/2017 |  |  | SOLANO | PARKWAY SUB | Solar PV | 6.237 | 4/26/2017 | N/A | N/A | N/A | N/A | Pass | 12/13/2017 | N/A | Executed | No former queue position | PARKWAY | Parkway | 230 | 6.237 | not found |  |  |  |  | 1 |  |  | 1
2023-03-30 11:18 | 3345-RD | Fast Track | Fast Track | Active | Not Provided |  |  | SANTA CLARA | NORTECH SUB | Solar PV | 1.043 | 4/19/2023 | 6/7/2023 | Fail Screens: D, F, G, H, J, K, L, M, S5 | 7/24/2023 | Pass | N/A (Fast Track) | N/A (Fast Track) | N/A (Fast Track) | Executed | No former queue position | NORTECH | not found
2023-03-30 13:40 | 3346-RD | Fast Track | Fast Track | Active | Not Provided |  |  | SANTA CLARA | NORTECH SUB | Solar PV | 1.437 | 4/19/2023 | 5/23/2023 | Pass |  |  | N/A (Fast Track) | N/A (Fast Track) | N/A (Fast Track) | Executed | No former queue position | NORTECH | not found
2023-03-24 16:26 | 3347-RD | Fast Track | Fast Track | Active | Not Provided |  |  | ALAMEDA | DUMBARTON SUB | Solar PV | 1.326 | 4/19/2023 | 8/14/2023 | Fail Screens: F, J, K, M, S5 |  |  | N/A (Fast Track) | N/A (Fast Track) | N/A (Fast Track) | Executed | No former queue position | DUMBARTON | Dumbarton
2023-03-27 15:45 | 3348-WD | Cluster | Cluster | Active | 4/1/2024 |  |  | KINGS | GUERNSEY SUB | Solar PV | 3 | 4/19/2023 | N/A | N/A (Cluster) | N/A | N/A (Cluster) | N/A (Cluster) | In Progress |  |  | No former queue position | GUERNSEY | not found
2023-03-29 12:39 | 3349-RD | Fast Track | Fast Track | Active | Not Provided |  |  | KINGS | CORCORAN SUB | Solar PV | 1.055 | 4/19/2023 | 5/26/2023 | Fail Screens: D, F, G, J, K, L, M, S5 | 7/19/2023 | Pass | N/A (Fast Track) | N/A (Fast Track) | N/A (Fast Track) | Executed | No former queue position | CORCORAN | Corcoran
2023-03-29 14:45 | 3350-RD | Fast Track | Fast Track | Active | Not Provided |  |  | KERN | SEMITROPIC SUB | Solar PV | 0.48425 | 4/19/2023 | 8/4/2023 | Pass |  |  | N/A (Fast Track) | N/A (Fast Track) | N/A (Fast Track) | Executed | No former queue position | SEMITROPIC | Semitropic
2023-03-31 11:53 | 3351-RD | Fast Track | Detailed Study | Active | Not Provided |  |  | BUTTE | HAMILTON A SUB | Solar PV | 2 | 4/19/2023 | 5/23/2023 | Fail Screens: F, I, J, K, M | 9/18/2023 | Fail | Pass | 2024-05-09 |  | Tendered | No former queue position | HAMILTON A | not found
2023-03-30 12:39 | 3352-RD | Fast Track | Fast Track | Withdrawn | Not Provided | Withdrawn | Withdrawn | SANTA CLARA | NORTECH SUB | Solar PV | 1.327 | 4/19/2023 | 5/16/2023 | Fail Screens: B, F, G, H, I, J, K, L, M, S5 | 7/24/2023 | Pass | Withdrawn | Withdrawn | Withdrawn | Withdrawn | No former queue position
2023-03-30 15:27 | 3353-RD | Fast Track | Fast Track | Active | Not Provided |  |  | SANTA CLARA | NORTECH SUB | Solar PV | 1.181 | 4/19/2023 | 5/16/2023 | Fail Screens: D, G, H, J, K, L, M, S5 | 7/24/2023 | Pass | N/A (Fast Track) | N/A (Fast Track) | N/A (Fast Track) | Executed | No former queue position | NORTECH | not found
2023-03-14 15:19 | 3354-RD | Fast Track | Fast Track | Active | Not Provided |  |  | KERN | MAGUNDEN SUB | Solar PV | 1 | 4/26/2023 | In Progress |  |  |  | N/A (Fast Track) | N/A (Fast Track) | N/A (Fast Track) |  | No former queue position | MAGUNDEN | Magunden
2023-03-23 11:19 | 3355-WD | DGSP | DGSP | Active | 8/1/2024 |  |  | KERN | SMYRNA SUB | Solar PV, Storage | 4.99 | 4/26/2023 | N/A | N/A | N/A | N/A | Pass | 2024-05-13 |  | Tendered | No former queue position | SMYRNA | Smyrna
2023-03-28 19:00 | 3356-RD | Detailed Study | Detailed Study | Withdrawn | Not Provided | Withdrawn | Withdrawn | SANTA CLARA | AMES DIST SUB | Solar PV, Storage | 9.588 | 4/26/2023 | Withdrawn | Withdrawn | Withdrawn | Withdrawn | Fail | Withdrawn | Withdrawn | Withdrawn | No former queue position
2023-03-29 09:20 | 3357-RD | Fast Track | Fast Track | Active | Not Provided |  |  | KERN | LERDO SUB | Solar PV | 0.9 | 4/26/2023 | 6/1/2023 | Pass |  |  | N/A (Fast Track) | N/A (Fast Track) | N/A (Fast Track) | Executed | No former queue position | LERDO | Lerdo
2023-03-30 08:07 | 3358-RD | Fast Track | Fast Track | Active | Not Provided |  |  | SAN JOAQUIN | ROUGH & READY SUB | Solar PV | 1.62 | 4/26/2023 |  |  |  |  | N/A (Fast Track) | N/A (Fast Track) | N/A (Fast Track) |  | No former queue position | ROUGH & READY | not found
2023-03-31 14:11 | 3359-RD | Fast Track | Fast Track | Withdrawn | Not Provided | Withdrawn | Withdrawn | FRESNO | WEST FRESNO SUB | Solar PV | 2.294 | 4/26/2023 | 8/16/2023 | Fail Screens: J, K, M, V1, S5, A1 | 11/6/2023 | Pass | Withdrawn | Withdrawn | Withdrawn | Withdrawn | No former queue position
2023-03-31 14:14 | 3360-RD | Fast Track | Detailed Study | Active | Not Provided |  |  | FRESNO | WEST FRESNO SUB | Solar PV | 1.208 | 4/26/2023 | 8/16/2023 | Fail Screens: J, K, M, V1, S5, A1 | 11/6/2023 | Fail |  |  |  |  | No former queue position | WEST FRESNO | West Fresno
2023-03-23 16:29 | 3361-RD | Fast Track | Fast Track | Active | Not Provided |  |  | SOLANO | CORDELIA SUB | Solar PV | 0.6 | 4/26/2023 | 9/26/2023 | Fail Screens: D, F, I, J, K, M, S5 | 11/27/2023 | Pass | N/A (Fast Track) | N/A (Fast Track) | N/A (Fast Track) | Executed | No former queue position | CORDELIA | not found
2023-03-24 09:45 | 3362-WD | DGSP | DGSP | Active | 8/1/2024 |  |  | KERN | COPUS SUB | Solar PV | 5 | 4/26/2023 | N/A | N/A | N/A | N/A | Pass | In Progress |  |  | No former queue position | COPUS | not found
2023-03-29 11:26 | 3363-WD | Cluster | Cluster | Withdrawn | 12/31/2027 | Withdrawn | Withdrawn | KERN | GANSO SUB | Solar PV | 60 | 4/26/2023 | Withdrawn | Withdrawn | Withdrawn | Withdrawn | Withdrawn | Withdrawn | Withdrawn | Withdrawn | No former queue position
2023-03-29 22:44 | 3364-WD | Cluster | Cluster | Withdrawn | 12/30/2027 | Withdrawn | Withdrawn | KERN | GANSO SUB | Storage | 100 | 4/26/2023 | Withdrawn | Withdrawn | Withdrawn | Withdrawn | Withdrawn | Withdrawn | Withdrawn | Withdrawn | No former queue position
2023-03-30 12:26 | 3365-RD | Fast Track | Fast Track | Active | Not Provided |  |  | NEVADA | BRUNSWICK SUB | Solar PV | 1.122 | 4/26/2023 | 5/23/2023 | Fail Screens: D, F, G, J, K, L, M, S5 | 2/9/2024 | Pass | N/A (Fast Track) | N/A (Fast Track) | N/A (Fast Track) | Tendered | No former queue position | BRUNSWICK | Brunswick
2023-03-28 10:45 | 3366-RD | Fast Track | Fast Track | Active | Not Provided |  |  | SAN JOAQUIN | VIERRA SUB | Solar PV | 1.92 | 4/26/2023 | 7/25/2023 | Fail Screens: D, J, K, L, M, S5 | 2024-03-27 | Pass | N/A (Fast Track) | N/A (Fast Track) | N/A (Fast Track) | Tendered | No former queue position | VIERRA | Vierra
2023-03-29 17:25 | 3367-WD | DGSP | DGSP | Withdrawn | 8/1/2023 | Withdrawn | Withdrawn | FRESNO | CANTUA SUB | Solar PV, Storage | 4.5 | 4/26/2023 | Withdrawn | Withdrawn | Withdrawn | Withdrawn | Withdrawn | Withdrawn | Withdrawn | Withdrawn | No former queue position
2023-03-30 15:52 | 3368-RD | Fast Track | Detailed Study | Active | Not Provided |  |  | SOLANO | PEABODY SUB | Solar PV | 1.125 | 4/26/2023 | 7/20/2023 | Fail Screens: I, J, K, M, V2, S5, A1 | 9/13/2023 | Fail | Pass | In Progress |  |  | No former queue position | PEABODY | Peabody
2023-03-23 09:36 | 3369-RD | Detailed Study | Detailed Study | Withdrawn | Not Provided | Withdrawn | Withdrawn | MADERA | EL PECO SUB | Solar PV, Storage | 9.7 | 4/26/2023 | Withdrawn | Withdrawn | Withdrawn | Withdrawn | Fail | Withdrawn | Withdrawn | Withdrawn | No former queue position
2023-03-29 09:19 | 3370-RD | Fast Track | Fast Track | Withdrawn | Not Provided | Withdrawn | Withdrawn | SAN MATEO | SNEATH LANE SUB | Solar PV | 2.28 | 4/26/2023 | Withdrawn | Withdrawn | Withdrawn | Withdrawn | Withdrawn | Withdrawn | Withdrawn | Withdrawn | No former queue position
2023-03-21 14:52 | 3371-RD | Fast Track | Detailed Study | Withdrawn | Not Provided | Withdrawn | Withdrawn | ALAMEDA | CASTRO VALLEY SUB | Solar PV | 3.809 | 4/26/2023 | 10/9/2023 | Fail Screens: D, F, I, J, K, M | 2/21/2024 | Fail | Fail | Withdrawn | Withdrawn | Withdrawn | No former queue position
2023-03-23 09:12 | 3372-WD | DGSP | Independent Study | Withdrawn | 8/1/2024 | Withdrawn | Withdrawn | KERN | LAKEVIEW SUB | Solar PV, Storage | 4.99 | 4/26/2023 | Withdrawn | Withdrawn | Withdrawn | Withdrawn | Withdrawn | Withdrawn | Withdrawn | Withdrawn | No former queue position
2023-03-24 12:47 | 3373-RD | Fast Track | Fast Track | Active | Not Provided |  |  | SAN JOAQUIN | TRACY SUB | Solar PV | 0.21 | 4/26/2023 | 5/17/2023 | Fail Screens: D, I, J, K, M, S5 | 7/26/2023 | Pass | N/A (Fast Track) | N/A (Fast Track) | N/A (Fast Track) | Executed | No former queue position | TRACY | not found
2023-04-07 07:58 | 3374-RD | Fast Track | Detailed Study | Withdrawn | Not Provided | Withdrawn | Withdrawn | KINGS | GUERNSEY SUB | Solar PV | 1.44 | 4/26/2023 | 5/15/2023 | Fail Screens: F, J, K, M | 6/28/2023 | Fail | Fail | Withdrawn | Withdrawn | Withdrawn | No former queue position
2023-04-09 13:18 | 3375-RD | Fast Track | Fast Track | Active | Not Provided |  |  | MENDOCINO | CALPELLA SUB | Solar PV | 1.05 | 4/26/2023 | 5/17/2023 | Pass |  |  | N/A (Fast Track) | N/A (Fast Track) | N/A (Fast Track) | Executed | No former queue position | CALPELLA | Calpella
2023-03-30 09:42 | 3376-RD | Fast Track | Detailed Study | Active | Not Provided |  |  | CONTRA COSTA | CONTRA COSTA SUB | Engine, Solar PV, Storage | 1.272 | 5/3/2023 | 5/24/2023 | Fail Screens: B, D, F, G, H, I, J, K, M, V1, S5, A1 | 10/19/2023 | Fail | Pass | In Progress |  |  | No former queue position | CONTRA COSTA | not found
2022-12-29 09:22 | 3255-WD | Independent Study | Independent Study | Active | 9/30/2024 |  |  | KERN | SHAFTER SUB | Solar PV | 6.134 | 2/1/2023 | N/A | N/A (Independent Study) | N/A | N/A (Independent Study) | Pass | 11/21/2023 | N/A | Tendered | No former queue position | SHAFTER | Shafter | 115 | 6.134 | not found |  |  |  |  | 0 |  |  | 0
2023-03-31 11:22 | 3378-RD | Detailed Study | Detailed Study | Withdrawn | Not Provided | Withdrawn | Withdrawn | KERN | LERDO SUB | Solar PV, Storage | 9.7 | 5/3/2023 | Withdrawn | Withdrawn | Withdrawn | Withdrawn | Withdrawn | Withdrawn | Withdrawn | Withdrawn | No former queue position
2023-03-31 11:54 | 3379-RD | Detailed Study | Detailed Study | Withdrawn | Not Provided | Withdrawn | Withdrawn | FRESNO | COALINGA #1 SUB | Solar PV, Storage | 9.7 | 5/3/2023 | Withdrawn | Withdrawn | Withdrawn | Withdrawn | Pass | Withdrawn | Withdrawn | Withdrawn | No former queue position
2023-03-31 12:42 | 3380-RD | Detailed Study | Detailed Study | Withdrawn | Not Provided | Withdrawn | Withdrawn | KERN | LERDO SUB | Solar PV, Storage | 9.7 | 5/3/2023 | Withdrawn | Withdrawn | Withdrawn | Withdrawn | Fail | Withdrawn | Withdrawn | Withdrawn | No former queue position
2023-03-31 13:05 | 3381-RD | Detailed Study | Detailed Study | Withdrawn | Not Provided | Withdrawn | Withdrawn | KERN | LERDO SUB | Solar PV, Storage | 9.7 | 5/3/2023 | Withdrawn | Withdrawn | Withdrawn | Withdrawn | Fail | Withdrawn | Withdrawn | Withdrawn | No former queue position
2023-03-31 13:44 | 3382-RD | Detailed Study | Detailed Study | Withdrawn | Not Provided | Withdrawn | Withdrawn | MERCED | EL NIDO SUB | Solar PV, Storage | 4.6 | 5/3/2023 | Withdrawn | Withdrawn | Withdrawn | Withdrawn | Fail | Withdrawn | Withdrawn | Withdrawn | No former queue position
2023-04-04 12:47 | 3383-RD | Detailed Study | Detailed Study | Withdrawn | Not Provided | Withdrawn | Withdrawn | SAN JOAQUIN | WEBER SUB | Solar PV | 4.38 | 5/3/2023 | Withdrawn | Withdrawn | Withdrawn | Withdrawn | Fail | Withdrawn | Withdrawn | Withdrawn | No former queue position
2023-03-23 13:04 | 3321-WD | Cluster | Cluster | Active | 11/1/2024 |  |  | KERN | FAMOSO SUB | Storage | 6.087 | 4/5/2023 | N/A | N/A (Cluster) | N/A | N/A (Cluster) | N/A (Cluster) | In Progress |  |  | No former queue position | FAMOSO | Famoso | 115 |  |  |  |  | 6.087 | 6.087 | 0 |  |  | 0
2023-03-23 15:28 | 3322-WD | Cluster | Cluster | Active | 11/1/2024 |  |  | KERN | FAMOSO SUB | Storage | 6.087 | 4/5/2023 | N/A | N/A (Cluster) | N/A | N/A (Cluster) | N/A (Cluster) | In Progress |  |  | No former queue position | FAMOSO | Famoso | 115 |  |  |  |  | 6.087 | 6.087 | 0 |  |  | 0
2023-03-02 16:29 | 3287-RD | Fast Track | Fast Track | Active | Not Provided |  |  | ALAMEDA | EL CERRITO G SUB | Engine, Solar PV | 6.065 | 3/22/2023 | 8/4/2023 | Fail Screens: B, F, I, J, K, L, M | 12/4/2023 | Pass | N/A (Fast Track) | N/A (Fast Track) | N/A (Fast Track) | Executed | No former queue position | EL CERRITO G | not found |  | 6.065 | not found |  |  |  |  | 0 |  |  | 1
2023-04-03 16:35 | 3387-RD | Detailed Study | Detailed Study | Withdrawn | Not Provided | Withdrawn | Withdrawn | SAN LUIS OBISPO | TEMPLETON SUB | Solar PV | 1.5 | 5/3/2023 | Withdrawn | Withdrawn | Withdrawn | Withdrawn | Fail | Withdrawn | Withdrawn | Withdrawn | No former queue position
2023-04-04 14:19 | 3388-RD | Detailed Study | Detailed Study | Active | Not Provided |  |  | SONOMA | SONOMA A SUB | Solar PV | 1.62 | 5/3/2023 | N/A | N/A | N/A | N/A | Pass | In Progress |  |  | No former queue position | SONOMA A | not found
2023-04-12 12:19 | 3389-RD | Fast Track | Detailed Study | Withdrawn | Not Provided | Withdrawn | Withdrawn | FRESNO | STROUD SUB | Solar PV | 5.772 | 5/3/2023 | 7/10/2023 | Fail Screens: F, J, K, M, V1, V2, S5, A1 | 8/10/2023 | Fail | Pass | Withdrawn | Withdrawn | Withdrawn | No former queue position
2023-03-09 09:20 | 3390-RD | Fast Track | Fast Track | Active | Not Provided |  |  | KERN | WESTPARK SUB | Solar PV | 0.586 | 5/3/2023 | 3/17/2024 | Fail Screens: D, J, K, M, S5 |  |  | N/A (Fast Track) | N/A (Fast Track) | N/A (Fast Track) | Executed | No former queue position | WESTPARK | not found
2023-03-30 15:26 | 3391-WD | Independent Study | Independent Study | Withdrawn | 6/14/2024 | Withdrawn | Withdrawn | MENDOCINO | LAYTONVILLE SUB | Solar PV | 5.007 | 5/3/2023 | Withdrawn | Withdrawn | Withdrawn | Withdrawn | Pass | Withdrawn | Withdrawn | Withdrawn | No former queue position
2023-04-06 06:07 | 3392-RD | Fast Track | Detailed Study | Active | Not Provided |  |  | SAN JOAQUIN | EAST STOCKTON SUB | Solar PV | 3.864 | 5/3/2023 | 7/24/2023 | Fail Screens: D, F, J, K, L, M, V1, S5, A1 | 2/22/2024 | Fail | Pass |  |  |  | No former queue position | EAST STOCKTON | not found
2021-05-11 15:22 | 2810-RD | Detailed Study | Detailed Study | Active | Not Provided |  |  | KERN | STOCKDALE SUB | Solar PV, Storage | 6.032 | 5/26/2021 | N/A | N/A | N/A | N/A | Pass | 03/22/2022 | N/A | Executed | No former queue position | STOCKDALE | Stockdale | 115 | 6.032 | not found |  |  | 6.032 | 6.032 | 0 |  |  | 1
2023-04-05 08:34 | 3394-RD | Fast Track | Fast Track | Active | Not Provided |  |  | SAN LUIS OBISPO | GOLDTREE SUB | Solar PV | 1 | 12/07/2023 | 3/20/2024 | Fail Screens: D, F, G, J, K, M, S5 | 2024-07-11 | Fail | N/A (Fast Track) | N/A (Fast Track) | N/A (Fast Track) |  | No former queue position | GOLDTREE | not found
2023-04-03 12:47 | 3395-RD | Detailed Study | Detailed Study | Withdrawn | Not Provided | Withdrawn | Withdrawn | FRESNO | RAINBOW SUB | Solar PV | 1.57 | 5/3/2023 | Withdrawn | Withdrawn | Withdrawn | Withdrawn | Fail | Withdrawn | Withdrawn | Withdrawn | No former queue position
2023-04-03 12:48 | 3396-RD | Detailed Study | Detailed Study | Active | Not Provided |  |  | SANTA CLARA | LLAGAS SUB | Solar PV | 1.57 | 5/3/2023 | N/A | N/A | N/A | N/A | Pass | 10/5/2023 | N/A | Executed | No former queue position | LLAGAS | Llagas
2023-04-03 12:51 | 3397-RD | Detailed Study | Detailed Study | Active | Not Provided |  |  | SAN JOAQUIN | LAMMERS SUB | Solar PV | 1.57 | 5/3/2023 | N/A | N/A | N/A | N/A | Pass | 3/12/2024 |  | Tendered | No former queue position | LAMMERS | Lammers
2023-04-03 18:59 | 3398-RD | Fast Track | Detailed Study | Withdrawn | Not Provided | Withdrawn | Withdrawn | FRESNO | GATES SUB | Solar PV | 2.9856 | 5/3/2023 | 6/27/2023 | Fail Screens: F, I, J, K, M, V1, V2, S5, A1 | 8/9/2023 | Fail | Fail | Withdrawn | Withdrawn | Withdrawn | No former queue position
2023-04-07 16:47 | 3399-RD | Fast Track | Fast Track | Active | Not Provided |  |  | YUBA | EAST MARYSVILLE SUB | Solar PV | 1 | 5/3/2023 |  |  |  |  | N/A (Fast Track) | N/A (Fast Track) | N/A (Fast Track) |  | No former queue position | EAST MARYSVILLE | not found
2023-04-07 19:04 | 3400-RD | Fast Track | Fast Track | Active | Not Provided |  |  | MARIN | WOODACRE SUB | Solar PV | 0.7 | 5/3/2023 | 7/31/2023 | Pass |  |  | N/A (Fast Track) | N/A (Fast Track) | N/A (Fast Track) | Tendered | No former queue position | WOODACRE | not found
2023-04-12 17:39 | 3401-RD | Fast Track | Fast Track | Active | Not Provided |  |  | SANTA CLARA | EL PATIO SUB | Solar PV | 1.208 | 5/3/2023 | 6/8/2023 | Fail Screens: D, G, J, K, M, V1, S5, A1 |  |  | N/A (Fast Track) | N/A (Fast Track) | N/A (Fast Track) | Executed | No former queue position | EL PATIO | El Patio
2023-04-13 19:06 | 3402-RD | Fast Track | Fast Track | Active | Not Provided |  |  | FRESNO | MCMULLIN SUB | Solar PV | 0.938 | 5/3/2023 | 6/9/2023 | Fail Screens: F, J, K, M, V1, S5, A1 | 7/28/2023 | Pass | N/A (Fast Track) | N/A (Fast Track) | N/A (Fast Track) | Executed | No former queue position | MCMULLIN | not found
2023-04-13 20:56 | 3403-RD | Fast Track | Fast Track | Active | Not Provided |  |  | AMADOR | CLAY SUB | Solar PV | 1.71 | 5/3/2023 |  |  |  |  | N/A (Fast Track) | N/A (Fast Track) | N/A (Fast Track) |  | No former queue position | CLAY | not found
2023-03-16 14:55 | 3404-RD | Fast Track | Fast Track | Withdrawn | Not Provided | Withdrawn | Withdrawn | SANTA BARBARA | SANTA MARIA SUB | Solar PV,Cogeneration | 0.332 | 5/10/2023 | 11/2/2023 | Pass | Withdrawn | Withdrawn | Withdrawn | Withdrawn | Withdrawn | Withdrawn | No former queue position
2023-04-12 14:04 | 3405-RD | Fast Track | Fast Track | Active | Not Provided |  |  | KINGS | KETTLEMAN HILLS SUB | Solar PV | 1.38 | 5/10/2023 | 7/11/2023 | Fail Screens: D, F, G, J, K, L, M, V1, S5, A1 | 8/22/2023 | Pass | N/A (Fast Track) | N/A (Fast Track) | N/A (Fast Track) | Executed | No former queue position | KETTLEMAN HILLS | not found
2023-04-13 15:00 | 3406-RD | Fast Track | Fast Track | Withdrawn | Not Provided | Withdrawn | Withdrawn | MADERA | DAIRYLAND SUB | Solar PV | 6.348 | 5/10/2023 | 5/30/2023 | Fail Screens: D, F, G, I, J, K, L, M, V1, V2, S5, A1 | Withdrawn | Withdrawn | Withdrawn | Withdrawn | Withdrawn | Withdrawn | No former queue position
2023-04-13 15:35 | 3407-RD | Fast Track | Fast Track | Withdrawn | Not Provided | Withdrawn | Withdrawn | MERCED | MERCED SUB | Solar PV, Storage | 6.348 | 5/10/2023 | 5/30/2023 | Fail Screens: D, F, G, I, J, K, L, M, V1, V2, S5, A1 | Withdrawn | Withdrawn | Withdrawn | Withdrawn | Withdrawn | Withdrawn | No former queue position
2023-04-05 15:03 | 3408-RD | Fast Track | Fast Track | Withdrawn | Not Provided | Withdrawn | Withdrawn | FRESNO | Withdrawn | Solar PV | 1 | 5/10/2023 | Withdrawn | Withdrawn | Withdrawn | Withdrawn | Withdrawn | Withdrawn | Withdrawn | Withdrawn | No former queue position
2023-04-10 15:50 | 3409-RD | Fast Track | Fast Track | Withdrawn | Not Provided | Withdrawn | Withdrawn | KINGS | Withdrawn | Solar PV, Storage | 6.348 | 5/10/2023 | 6/13/2023 | Fail Screens: F, J, K, M, S5, A1 | Withdrawn | Withdrawn | Withdrawn | Withdrawn | Withdrawn | Withdrawn | No former queue position
2023-04-11 14:53 | 3410-RD | Fast Track | Fast Track | Active | Not Provided |  |  | ALAMEDA | VINEYARD SUB | Solar PV | 1.375 | 07/27/2023 | 10/27/2023 | Pass |  |  | N/A (Fast Track) | N/A (Fast Track) | N/A (Fast Track) | Executed | No former queue position | VINEYARD | Vineyard
2023-04-12 12:37 | 3411-RD | Detailed Study | Detailed Study | Withdrawn | Not Provided | Withdrawn | Withdrawn | MERCED | WRIGHT SUB | Solar PV | 1.862 | 5/10/2023 | Withdrawn | Withdrawn | Withdrawn | Withdrawn | Fail | Withdrawn | Withdrawn | Withdrawn | No former queue position
2023-04-14 10:01 | 3412-RD | Fast Track | Detailed Study | Active | Not Provided |  |  | PLACER | PLEASANT GROVE SUB | Solar PV | 0.751 | 5/10/2023 | 7/18/2023 | Fail Screens: B, F, G, H, I, J, K, M | 11/2/2023 | Fail | Pass | 3/29/2024 |  | Executed | No former queue position | PLEASANT GROVE | Pleasant Grove
2023-04-14 14:24 | 3413-RD | Fast Track | Detailed Study | Active | Not Provided |  |  | SAN JOAQUIN | TRACY SUB | Solar PV | 4.468 | 5/10/2023 | 5/25/2023 | Fail Screens: D, F, G, J, K, M, V1, S5, A1 | 7/28/2023 | Fail | Pass | 2024-05-14 |  | Tendered | No former queue position | TRACY | not found
2023-04-14 14:51 | 3414-RD | Fast Track | Detailed Study | Active | Not Provided |  |  | SONOMA | LAKEVILLE SUB | Solar PV | 1.44 | 5/10/2023 | 5/25/2023 | Fail Screens: D, F, G, J, K, M, V1, S5, A1 | 8/9/2023 | Fail | Pass |  |  |  | No former queue position | LAKEVILLE | Lakeville
2023-04-18 17:07 | 3415-WD | Fast Track | Fast Track | Withdrawn | 11/15/2024 | Withdrawn | Withdrawn | SAN JOAQUIN | MORMON SUB | Solar PV | 2.003 | 5/10/2023 | Withdrawn | Withdrawn | Withdrawn | Withdrawn | Withdrawn | Withdrawn | Withdrawn | Withdrawn | No former queue position
2023-04-11 15:26 | 3416-RD | Fast Track | Detailed Study | Active | Not Provided |  |  | COLUSA | ARBUCKLE SUB | Solar PV | 3.5 | 5/10/2023 | 2024-06-30 | Fail Screens: D, J, K, M, M1, S5 | 9/22/2023 | Fail | Pass | 2024-04-25 |  | Executed | No former queue position | ARBUCKLE | not found
2023-04-13 09:37 | 3417-RD | Fast Track | Fast Track | Withdrawn | Not Provided | Withdrawn | Withdrawn | KINGS | GUERNSEY SUB | Solar PV, Storage | 6.348 | 5/10/2023 | 6/13/2023 | Fail Screens: F, J, K, M, V2, S5, A1 | Withdrawn | Withdrawn | Withdrawn | Withdrawn | Withdrawn | Withdrawn | No former queue position
2023-04-13 10:31 | 3418-RD | Fast Track | Fast Track | Withdrawn | Not Provided | Withdrawn | Withdrawn | KINGS | GUERNSEY SUB | Solar PV, Storage | 6.348 | 5/10/2023 | 6/13/2023 | Fail Screens: F, J, K, M, V1, V2, S5, A1 | Withdrawn | Withdrawn | Withdrawn | Withdrawn | Withdrawn | Withdrawn | No former queue position
2023-04-13 12:32 | 3419-RD | Fast Track | Fast Track | Withdrawn | Not Provided | Withdrawn | Withdrawn | KINGS | JACOBS CORNER SUB | Solar PV, Storage | 6.348 | 5/10/2023 | 6/13/2023 | Fail Screens: F, I, J, K, L, M, V1, V2, S5, A1 | Withdrawn | Withdrawn | Withdrawn | Withdrawn | Withdrawn | Withdrawn | No former queue position
2023-04-13 13:47 | 3420-RD | Fast Track | Fast Track | Withdrawn | Not Provided | Withdrawn | Withdrawn | KINGS | JACOBS CORNER SUB | Solar PV, Storage | 6.348 | 5/10/2023 | 6/13/2023 | Fail Screens: D, F, G, I, J, K, L, M, V1, V2, S5, A1 | Withdrawn | Withdrawn | Withdrawn | Withdrawn | Withdrawn | Withdrawn | No former queue position
2021-10-06 10:11 | 2934-RD | Detailed Study | Detailed Study | Active | Not Provided |  |  | SONOMA | PENNGROVE SUB | Solar PV, Storage | 6.025 | 10/27/2021 | N/A | N/A | N/A | N/A | Pass | 2022-03-21 | N/A | Executed | No former queue position | PENNGROVE | Penngrove | 115 | 6.025 | not found |  |  | 6.025 | 6.025 | 0 |  |  | 1
2023-04-13 17:40 | 3422-RD | Fast Track | Fast Track | Active | Not Provided |  |  | SANTA CLARA | SWIFT SUB | Solar PV | 4.938 | 5/10/2023 |  |  |  |  | N/A (Fast Track) | N/A (Fast Track) | N/A (Fast Track) |  | No former queue position | SWIFT | not found
2023-04-10 11:16 | 3423-RD | Fast Track | Detailed Study | Active | Not Provided |  |  | SAN JOAQUIN | VIERRA SUB | Solar PV | 2.373 | 5/10/2023 | 6/20/2023 | Fail Screens: F, G, J, K, L, M, S5 | 8/31/2023 | Fail | Pass | In Progress |  |  | No former queue position | VIERRA | Vierra
2023-04-13 12:54 | 3424-RD | Fast Track | Detailed Study | Withdrawn | Not Provided | Withdrawn | Withdrawn | ALAMEDA | LAS POSITAS SUB | Solar PV | 2 | 5/10/2023 | 8/15/2023 | Fail Screens: F, H, I, J, K, M | 11/28/2023 | Fail | Fail | Withdrawn | Withdrawn | Withdrawn | No former queue position
2023-04-13 16:45 | 3425-RD | Fast Track | Fast Track | Active | Not Provided |  |  | KERN | WHEELER RIDGE SUB | Solar PV | 1.375 | 5/10/2023 | 2024-06-27 | Fail |  |  | N/A (Fast Track) | N/A (Fast Track) | N/A (Fast Track) |  | No former queue position | WHEELER RIDGE | Wheeler Ridge
2023-04-13 17:07 | 3426-RD | Fast Track | Fast Track | Active | Not Provided |  |  | KERN | TEJON SUB | Solar PV | 2 | 5/10/2023 | 2024-04-11 | Fail Screens: D, F, G, J, K, M, V1, V2, S5, A1 | In Progress |  | N/A (Fast Track) | N/A (Fast Track) | N/A (Fast Track) |  | No former queue position | TEJON | not found
2023-04-14 14:23 | 3427-RD | Fast Track | Fast Track | Active | Not Provided |  |  | SAN JOAQUIN | FRENCH CAMP SUB | Solar PV | 3.466 | 5/10/2023 | 6/20/2023 | Fail Screens: I, J, K, M, S5, A1 | 8/29/2023 | Pass | N/A (Fast Track) | N/A (Fast Track) | N/A (Fast Track) | Executed | No former queue position | FRENCH CAMP | not found
2023-05-05 10:22 | 3428-RD | Fast Track | Fast Track | Active | Not Provided |  |  | SAN MATEO | MILLBRAE SUB | Solar PV | 0.1 | 5/10/2023 | 6/16/2023 | Fail Screens: I, J, M | In Progress |  | N/A (Fast Track) | N/A (Fast Track) | N/A (Fast Track) |  | No former queue position | MILLBRAE | not found
2023-04-07 17:40 | 3429-RD | Fast Track | Fast Track | Withdrawn | Not Provided | Withdrawn | Withdrawn | SAN MATEO | RALSTON SUB | Solar PV | 3.7 | 5/10/2023 | 7/31/2023 | Fail Screens: F, I, J, K, L, M | Withdrawn | Withdrawn | Withdrawn | Withdrawn | Withdrawn | Withdrawn | No former queue position
2023-04-10 15:01 | 3430-RD | Fast Track | Fast Track | Active | Not Provided |  |  | FRESNO | SANGER SUB | Solar PV | 0.96 | 5/10/2023 | 7/19/2023 | Fail Screens: D, F, G, J, K, M, V1, S5, A1 | 9/28/2023 | Pass | N/A (Fast Track) | N/A (Fast Track) | N/A (Fast Track) | Executed | No former queue position | SANGER | Sanger
2023-04-12 13:05 | 3431-RD | Fast Track | Detailed Study | Active | Not Provided |  |  | MONTEREY | OIL FIELDS SUB | Solar PV | 2.46 | 5/10/2023 | 6/12/2023 | Fail Screens: F, J, K, M, S5, A1 | 7/25/2023 | Fail | Pass | 2024-05-10 |  | Tendered | No former queue position | OIL FIELDS | not found
2023-04-14 14:36 | 3432-RD | Fast Track | DGSP | Active | Not Provided |  |  | CONTRA COSTA | KIRKER SUB | Solar PV | 0.9 | 5/10/2023 | 6/9/2023 | Fail Screens: F, G, H, J, K, M, S5 | 8/30/2023 | Fail | Pass |  |  |  | No former queue position | KIRKER | Kirker
2023-09-12 12:32 | 3616-WD | Independent Study | Cluster | Active | 3/19/2025 |  |  | MERCED | LIVINGSTON SUB | Battery | 6.014 | 10/4/2023 | N/A | N/A (Cluster) | N/A | N/A (Cluster) | Fail |  |  |  | No former queue position | LIVINGSTON | not found |  |  |  |  | 6.014 |  | 6.014 | 0 |  |  | 0
2023-04-13 15:27 | 3434-RD | Fast Track | Fast Track | Withdrawn | Not Provided | Withdrawn | Withdrawn | SAN MATEO | EAST GRAND SUB | Solar PV | 1.326 | 5/17/2023 | 8/2/2023 | Pass | Withdrawn | Withdrawn | Withdrawn | Withdrawn | Withdrawn | Withdrawn | No former queue position
2023-04-13 16:54 | 3435-RD | Fast Track | Fast Track | Withdrawn | Not Provided | Withdrawn | Withdrawn | KINGS | KETTLEMAN HILLS SUB | Solar PV | 2 | 5/17/2023 | 7/11/2023 | Fail Screens: B, F, I, J, M, V1, V2, S5, A1 | Withdrawn | Withdrawn | Withdrawn | Withdrawn | Withdrawn | Withdrawn | No former queue position
2023-04-13 19:41 | 3436-RD | Fast Track | Detailed Study | Active | Not Provided |  |  | NAPA | BASALT SUB | Solar PV | 1.764 | 5/17/2023 | 7/26/2023 | Fail Screens: D, F, J, K, M, V1, S5, A1 | 8/23/2023 | Fail | Pass |  |  |  | No former queue position | BASALT | not found
2023-04-14 16:46 | 3437-RD | Fast Track | Fast Track | Active | Not Provided |  |  | ALAMEDA | MT EDEN SUB | Solar PV, Storage | 2.037 | 5/17/2023 | 8/15/2023 | Fail Screens: F, I, J, K, M | 3/6/2024 | Pass | N/A (Fast Track) | N/A (Fast Track) | N/A (Fast Track) | Executed | No former queue position | MT EDEN | not found
2023-04-18 12:43 | 3438-RD | Fast Track | Fast Track | Withdrawn | Not Provided | Withdrawn | Withdrawn | BUTTE | CHICO B SUB | Solar PV | 1.045 | 5/17/2023 | Withdrawn | Withdrawn | Withdrawn | Withdrawn | Withdrawn | Withdrawn | Withdrawn | Withdrawn | No former queue position
2023-04-21 13:50 | 3439-RD | Fast Track | Fast Track | Active | Not Provided |  |  | BUTTE | NORD SUB | Solar PV | 2.988 | 5/17/2023 | 6/7/2023 | Fail Screens: F, I, K, M | 2/1/2024 | Pass | N/A (Fast Track) | N/A (Fast Track) | N/A (Fast Track) | Tendered | No former queue position | NORD | not found
2023-04-21 14:10 | 3440-RD | Fast Track | Detailed Study | Active | Not Provided |  |  | STANISLAUS | CROWS LANDING SUB | Solar PV | 2.988 | 5/17/2023 | 6/8/2023 | Fail Screens: D, I, J, K, L, M, V1, V2, S5, A1, R1 | 8/3/2023 | Fail | Pass | 2024-07-06 |  |  | No former queue position | CROWS LANDING | Crows Landing
2023-03-31 16:11 | 3441-RD | Fast Track | Detailed Study | Active | Not Provided |  |  | SAN LUIS OBISPO | SAN LUIS OBISPO SUB | Solar PV | 1.076 | 5/17/2023 | 9/18/2023 | Fail Screens: D, F, G, J, K, M, S5 | 11/15/2023 | Fail | Pass | In Progress |  |  | No former queue position | SAN LUIS OBISPO | San Luis Obispo
2023-04-12 11:28 | 3442-RD | Fast Track | Fast Track | Active | Not Provided |  |  | SUTTER | PEASE SUB | Solar PV | 3.2 | 5/17/2023 | 9/20/2023 | Fail Screens: F, G, K, M | 2/26/2024 | Pass | N/A (Fast Track) | N/A (Fast Track) | N/A (Fast Track) | Executed | No former queue position | PEASE | Pease
2023-04-13 12:52 | 3443-RD | Fast Track | Fast Track | Active | Not Provided |  |  | ALAMEDA | OAKLAND J SUB | Solar PV, Storage | 0.81207 | 5/17/2023 | 2024-07-02 | Fail Screens: D, F, I J, K, M | In Progress |  | N/A (Fast Track) | N/A (Fast Track) | N/A (Fast Track) |  | No former queue position | OAKLAND J | Oakland J
2023-04-13 13:59 | 3444-RD | Fast Track | Detailed Study | Withdrawn | Not Provided | Withdrawn | Withdrawn | FRESNO | MCCALL SUB | Solar PV | 5.85 | 5/17/2023 | 8/7/2023 | Fail Screens: F, J, K, M, V1, V2, S5, A1 | 10/9/2023 | Fail | Fail | Withdrawn | Withdrawn | Withdrawn | No former queue position
2023-04-14 12:09 | 3445-RD | Fast Track | Fast Track | Withdrawn | Not Provided | Withdrawn | Withdrawn | SOLANO | CORDELIA SUB | Solar PV | 1.52 | 5/17/2023 | 6/22/2023 | Fail Screens: I, J, K, M, S5 | Withdrawn | Withdrawn | Withdrawn | Withdrawn | Withdrawn | Withdrawn | No former queue position
2023-04-10 09:51 | 3446-RD | Fast Track | Fast Track | Active | Not Provided |  |  | BUTTE | TRES VIAS SUB | Solar PV | 0.96 | 5/17/2023 | 6/1/2023 | Pass |  |  | N/A (Fast Track) | N/A (Fast Track) | N/A (Fast Track) | Executed | No former queue position | TRES VIAS | not found
2023-04-10 10:37 | 3447-RD | Fast Track | Detailed Study | Withdrawn | Not Provided | Withdrawn | Withdrawn | MERCED | CANAL SUB | Solar PV | 2.002 | 5/17/2023 | 6/8/2023 | Fail Screens: D, F, G, J, K, M, S5 | 7/24/2023 | Fail | Fail | Withdrawn | Withdrawn | Withdrawn | No former queue position
2010-02-26 | 0105-WD | Independent Study | Independent Study | In Service | 12/31/2010 | 6/30/2012 |  | SHASTA | JESSUP SUB | Steam Turbine | 6 | 3/26/2010 | N/A | N/A | N/A | N/A | N/A | 9/20/2010 | N/A | Executed | Former queue position: W90 | JESSUP | Jessup | 115 | [6 empty] | 1 |  |  | 1
2023-04-12 12:57 | 3449-RD | Fast Track | DGSP | Active | Not Provided |  |  | SAN JOAQUIN | WEBER SUB | Solar PV | 1.491 | 5/17/2023 | 6/16/2023 | Fail Screens: M | 7/24/2023 | Fail | Pass | In Progress |  |  | No former queue position | WEBER | Weber
2023-04-13 10:28 | 3450-RD | Fast Track | Detailed Study | Withdrawn | Not Provided | Withdrawn | Withdrawn | TULARE | DINUBA SUB | Engine, Solar PV, Storage | 6.9579 | 5/17/2023 | 6/29/2023 | Fail Screens: F, I, J, K, M, V1, V2, S5, A1 | 8/25/2023 | Fail | Pass | Withdrawn | Withdrawn | Withdrawn | No former queue position
2023-04-14 11:55 | 3451-RD | Detailed Study | Detailed Study | Withdrawn | Not Provided | Withdrawn | Withdrawn | SOLANO | DIXON SUB | Solar PV | 1.239 | 5/17/2023 | Withdrawn | Withdrawn | Withdrawn | Withdrawn | Pass | Withdrawn | Withdrawn | Withdrawn | No former queue position
2023-04-14 12:52 | 3452-RD | Fast Track | Fast Track | Active | Not Provided |  |  | SANTA CLARA | EVERGREEN SUB | Solar PV | 0.903 | 5/17/2023 | 6/28/2023 | Fail Screens: B, D, F, G, H, I, J, K, L, M, V1, S5, A1 | 10/19/2023 | Pass | N/A (Fast Track) | N/A (Fast Track) | N/A (Fast Track) | Executed | No former queue position | EVERGREEN | not found
2023-04-14 21:17 | 3453-RD | Detailed Study | Detailed Study | Withdrawn | Not Provided | Withdrawn | Withdrawn | MONTEREY | SOLEDAD SUB | Solar PV | 2.3 | 5/17/2023 | 6/28/2023 | Pass | Withdrawn | Withdrawn | Fail | Withdrawn | Withdrawn | Withdrawn | No former queue position
2023-04-13 16:59 | 3454-RD | Fast Track | Fast Track | Active | Not Provided |  |  | MONTEREY | SALINAS SUB | Solar PV | 3.172 | 5/17/2023 | 6/14/2023 | Pass |  |  | N/A (Fast Track) | N/A (Fast Track) | N/A (Fast Track) | Executed | No former queue position | SALINAS | not found
2023-04-14 10:08 | 3455-RD | Fast Track | Fast Track | Active | Not Provided |  |  | FRESNO | MALAGA SUB | Solar PV | 0.9 | 5/17/2023 |  |  |  |  | N/A (Fast Track) | N/A (Fast Track) | N/A (Fast Track) |  | No former queue position | MALAGA | not found
2023-04-14 14:53 | 3456-RD | Fast Track | Fast Track | Active | Not Provided |  |  | SAN LUIS OBISPO | SAN LUIS OBISPO SUB | Solar PV | 1.041 | 5/17/2023 |  |  |  |  | N/A (Fast Track) | N/A (Fast Track) | N/A (Fast Track) |  | No former queue position | SAN LUIS OBISPO | San Luis Obispo
2023-04-10 15:36 | 3457-RD | Fast Track | Fast Track | Active | Not Provided |  |  | FRESNO | CALIFORNIA AVE SUB | Solar PV | 1.982 | 5/17/2023 | 8/14/2023 | Fail Screens: J, K, M, V1, S5, A1 | 9/21/2023 | Pass | N/A (Fast Track) | N/A (Fast Track) | N/A (Fast Track) | Tendered | No former queue position | CALIFORNIA AVE | not found
2023-04-12 09:03 | 3458-WD | Independent Study | Independent Study | Withdrawn | 1/1/2026 | Withdrawn | Withdrawn | FRESNO | WEST FRESNO SUB | Solar PV | 5 | 5/17/2023 | Withdrawn | Withdrawn | Withdrawn | Withdrawn | Fail | Withdrawn | Withdrawn | Withdrawn | No former queue position
2023-04-12 09:04 | 3459-WD | Independent Study | Independent Study | Withdrawn | 1/1/2026 | Withdrawn | Withdrawn | FRESNO | FIGARDEN SUB | Solar PV | 5 | 5/17/2023 | Withdrawn | Withdrawn | Withdrawn | Withdrawn | Fail | Withdrawn | Withdrawn | Withdrawn | No former queue position
2023-04-14 09:25 | 3460-RD | Fast Track | Fast Track | Active | Not Provided |  |  | KERN | MARICOPA SUB | Solar PV | 1.357 | 5/17/2023 | 7/7/2023 | Fail Screens: D, F, I, J, K, L, M, V1, S5, A1 | 12/28/2023 | Pass | N/A (Fast Track) | N/A (Fast Track) | N/A (Fast Track) | Executed | No former queue position | MARICOPA | not found
2023-04-14 12:30 | 3461-RD | Fast Track | Fast Track | Active | Not Provided |  |  | FRESNO | KERMAN SUB | Solar PV, Storage | 1.46 | 5/17/2023 | 6/29/2023 | Fail Screens: F, I, J, K, M, S5 | 8/22/2023 | Pass | N/A (Fast Track) | N/A (Fast Track) | N/A (Fast Track) | Executed | No former queue position | KERMAN | not found
2023-04-14 18:17 | 3462-RD | Fast Track | Fast Track | Active | Not Provided |  |  | SANTA CLARA | STONE SUB | Solar PV | 1.68 | 5/17/2023 | 6/15/2023 | Fail Screens: D, G, I, J, K, L, M, S5 | 9/14/2023 | Pass | N/A (Fast Track) | N/A (Fast Track) | N/A (Fast Track) | Executed | No former queue position | STONE | not found
2023-04-27 10:32 | 3463-RD | Fast Track | Fast Track | Withdrawn | Not Provided | Withdrawn | Withdrawn | AMADOR | MARTELL SUB | Solar PV | 2.988 | 5/17/2023 | 6/22/2023 | Fail Screens: D, F, G, I, J, K, M, V1, V2, S5, A1, R1 | 1/4/2024 | Fail | Withdrawn | Withdrawn | Withdrawn | Withdrawn | No former queue position
2023-04-27 10:36 | 3464-RD | Detailed Study | Detailed Study | Active | Not Provided |  |  | KERN | MCFARLAND SUB | Solar PV | 4.98 | 5/17/2023 | N/A | N/A | N/A | N/A | Fail | 1/3/2024 | N/A | Tendered | No former queue position | MCFARLAND | not found
2023-05-05 12:10 | 3465-RD | Fast Track | Detailed Study | Active | Not Provided |  |  | STANISLAUS | COTTLE SUB | Solar PV | 0.461 | 5/17/2023 | 6/6/2023 | Fail Screens: D, F, G, I, J, L, M, S5 | 8/16/2023 | Fail | Pass | 3/4/2024 |  | Executed | No former queue position | COTTLE | Cottle
2023-04-11 08:10 | 3466-RD | Fast Track | Fast Track | Active | Not Provided |  |  | SANTA CRUZ | GREEN VALLEY SUB | Engine, Turbine | 0.8 | 5/24/2023 | 8/4/2023 | Fail Screens: B, F, G, I, J, K, L, M, S5 | 12/13/2023 | Pass | N/A (Fast Track) | N/A (Fast Track) | N/A (Fast Track) | Tendered | No former queue position | GREEN VALLEY | not found
2023-04-17 15:57 | 3467-WD | Cluster | Cluster | Withdrawn | 6/2/2025 | Withdrawn | Withdrawn | KERN | BLACKWELL SUB | Solar PV | 21.609 | 5/24/2023 | Withdrawn | Withdrawn | Withdrawn | Withdrawn | Withdrawn | Withdrawn | Withdrawn | Withdrawn | No former queue position
2023-04-07 19:44 | 3468-RD | Fast Track | Fast Track | Withdrawn | Not Provided | Withdrawn | Withdrawn | SANTA BARBARA | CUYAMA SUB | Solar PV | 0.55 | 5/24/2023 | 8/1/2023 | Pass | Withdrawn | Withdrawn | Withdrawn | Withdrawn | Withdrawn | Withdrawn | No former queue position
2023-04-12 20:44 | 3469-RD | Fast Track | Fast Track | Active | Not Provided |  |  | KERN | TEVIS SUB | Solar PV | 2.242 | 5/24/2023 | 8/3/2023 | Fail Screens: B, D, F, H, I, J, K, M, V1, S5, A1 | 10/23/2023 | Pass | N/A (Fast Track) | N/A (Fast Track) | N/A (Fast Track) | Executed | No former queue position | TEVIS | Tevis
2023-04-13 11:58 | 3470-RD | Fast Track | Fast Track | Withdrawn | Not Provided | Withdrawn | Withdrawn | SANTA CRUZ | PAUL SWEET SUB | Solar PV | 1.268 | 5/24/2023 | 8/11/2023 | Fail Screens: F, J, K, M, V1, S5, A1 | 12/22/2023 | Pass | Withdrawn | Withdrawn | Withdrawn | Withdrawn | No former queue position
2023-04-14 17:38 | 3471-RD | Detailed Study | Detailed Study | Active | Not Provided |  |  | CONTRA COSTA | RICHMOND R SUB | Solar PV | 2.16 | 06/22/2023 | N/A | N/A | N/A | N/A | Pass | 11/20/2023 | N/A | Executed | No former queue position | RICHMOND R | Richmond R
2023-04-14 15:23 | 3472-RD | Detailed Study | Detailed Study | Withdrawn | Not Provided | Withdrawn | Withdrawn | KERN | CAISO Controlled Sub | Solar PV | 16 | 5/24/2023 | Withdrawn | Withdrawn | Withdrawn | Withdrawn | Fail | Withdrawn | Withdrawn | Withdrawn | No former queue position
2023-05-11 06:18 | 3473-RD | Fast Track | Detailed Study | Withdrawn | Not Provided | Withdrawn | Withdrawn | MERCED | ORTIGA SUB | Solar PV | 2.988 | 5/24/2023 | 6/14/2023 | Fail Screens: D, F, G, I, J, K, M, V1, V2, S5, A1, R1 | 8/17/2023 | Fail | Fail | Withdrawn | Withdrawn | Withdrawn | No former queue position
2023-05-11 09:45 | 3474-RD | Fast Track | Fast Track | Withdrawn | Not Provided | Withdrawn | Withdrawn | SUTTER | PEASE SUB | Solar PV | 2.988 | 5/24/2023 | 6/6/2023 | Fail Screens: F, I, K, M | 2/26/2024 | Fail | Withdrawn | Withdrawn | Withdrawn | Withdrawn | No former queue position
2023-05-11 09:48 | 3475-RD | Fast Track | Fast Track | Withdrawn | Not Provided | Withdrawn | Withdrawn | YOLO | DEEPWATER SUB | Solar PV | 2.988 | 5/24/2023 | 6/22/2023 | Fail Screens: B, D, F, G, I, J, K, M, V1, V2, S5, A1, R1 | 9/6/2023 | Fail | Withdrawn | Withdrawn | Withdrawn | Withdrawn | No former queue position
2023-05-22 13:21 | 3476-RD | Detailed Study | Fast Track | Active | Not Provided |  |  | ALAMEDA | OAKLAND C (OAKLAND PP) SUB | Solar PV | 0.043 | 5/24/2023 | 7/6/2023 | Fail Screens: A |  |  | N/A (Fast Track) | N/A (Fast Track) | N/A (Fast Track) |  | No former queue position | OAKLAND C (OAKLAND PP) | not found
2023-04-13 20:13 | 3477-RD | Fast Track | Fast Track | Active | Not Provided |  |  | SAN LUIS OBISPO | BAYWOOD SUB | Solar PV | 0.98 | 5/31/2023 | 8/16/2023 | Pass |  |  | N/A (Fast Track) | N/A (Fast Track) | N/A (Fast Track) | Tendered | No former queue position | BAYWOOD | not found
2023-04-14 18:31 | 3478-RD | Fast Track | Detailed Study | Withdrawn | Not Provided | Withdrawn | Withdrawn | GLENN | LOGAN CREEK SUB | Solar PV | 0.84 | 5/31/2023 | 6/6/2023 | Fail Screens: D, F, G, J, K, M, V1, S5, A1 | 8/24/2023 | Fail | Withdrawn | Withdrawn | Withdrawn | Withdrawn | No former queue position
2023-04-28 09:49 | 3479-RD | Fast Track | Detailed Study | Active | Not Provided |  |  | COLUSA | RICE SUB | Solar PV | 0.3 | 5/31/2023 | 7/11/2023 | Fail Screens: D, G, I, J, L, M, V1, S5 | 9/15/2023 | Fail | Pass | 2024-06-28 |  |  | No former queue position | RICE | not found
2023-05-04 18:47 | 3480-RD | Fast Track | Fast Track | Withdrawn | Not Provided | Withdrawn | Withdrawn | COLUSA | RICE SUB | Solar PV | 0.8 | 5/31/2023 | 7/11/2023 | Fail Screens: D, F, G, I, J, K, L, M, S5 | 9/15/2023 | Fail | Withdrawn | Withdrawn | Withdrawn | Withdrawn | No former queue position
2023-05-16 07:31 | 3481-RD | Detailed Study | Detailed Study | Active | Not Provided |  |  | STANISLAUS | COTTLE SUB | Solar PV | 4.98 | 5/31/2023 | N/A | N/A | N/A | N/A | Pass | 12/20/2023 | N/A | Tendered | No former queue position | COTTLE | Cottle
2023-03-21 14:32 | 3482-RD | Fast Track | Fast Track | Withdrawn | Not Provided | Withdrawn | Withdrawn | KERN | BAKERSFIELD SUB | Solar PV | 1.1 | 08/07/2023 | 11/9/2023 | Pass | Withdrawn | Withdrawn | Withdrawn | Withdrawn | Withdrawn | Withdrawn | No former queue position
2023-04-13 15:35 | 3483-RD | Fast Track | Detailed Study | Withdrawn | Not Provided | Withdrawn | Withdrawn | Withdrawn | Withdrawn | Solar PV | 2.52 | 5/31/2023 | 6/20/2023 | Fail Screens: D, F, G, J, K, M, V1, S5, A1 | 9/7/2023 | Fail | Fail | Withdrawn | Withdrawn | Withdrawn | No former queue position
2023-04-13 19:32 | 3484-RD | Fast Track | Fast Track | Active | Not Provided |  |  | SOLANO | PEABODY SUB | Solar PV | 1.05 | 5/31/2023 |  |  |  |  | N/A (Fast Track) | N/A (Fast Track) | N/A (Fast Track) |  | No former queue position | PEABODY | Peabody
2023-04-14 22:16 | 3485-RD | Fast Track | Fast Track | Active | Not Provided |  |  | CONTRA COSTA | POINT PINOLE SUB | Solar PV | 1.3 | 5/31/2023 |  |  |  |  | N/A (Fast Track) | N/A (Fast Track) | N/A (Fast Track) |  | No former queue position | POINT PINOLE | not found
2023-04-03 15:02 | 3486-RD | Fast Track | Fast Track | Withdrawn | Not Provided | Withdrawn | Withdrawn | COLUSA | HIGHLANDS SUB | Solar PV, Storage | 1.19 | 5/31/2023 | 7/3/2023 | Fail Screens: D, F, I, J, K, M, S5, A1 | 9/20/2023 | Pass | Withdrawn | Withdrawn | Withdrawn | Withdrawn | No former queue position
2023-04-07 07:57 | 3487-RD | Fast Track | Fast Track | Active | Not Provided |  |  | ALAMEDA | SAN RAMON SUB | Solar PV, Storage | 0.20725 | 6/7/2023 | 9/19/2023 | Fail Screens: B, D, F, G, H, I, J, K, M, V1, V2, S5, A1 | 3/26/2024 | Pass | N/A (Fast Track) | N/A (Fast Track) | N/A (Fast Track) | Executed | No former queue position | SAN RAMON | San Ramon
2023-04-14 06:49 | 3488-RD | Fast Track | Fast Track | Withdrawn | Not Provided | Withdrawn | Withdrawn | MONTEREY | SPENCE SUB | Solar PV, Storage | 1.675 | 6/7/2023 | 7/24/2023 | Fail Screens: B, D, F, H, I, J, K, M, V1, V2, S5 | Withdrawn | Withdrawn | Withdrawn | Withdrawn | Withdrawn | Withdrawn | No former queue position
2023-05-16 16:36 | 3489-WD | Independent Study | DGSP | Active | 11/15/2024 |  |  | SAN JOAQUIN | MORMON SUB | Solar PV, Storage | 2 | 6/7/2023 | N/A | N/A | N/A | N/A | Pass | In Progress |  |  | No former queue position | MORMON | not found
2023-05-17 16:43 | 3490-WD | Independent Study | Independent Study | Active | 9/30/2024 |  |  | TEHAMA | RED BLUFF SUB | Solar PV, Storage | 4.99 | 6/7/2023 | N/A | N/A (Independent Study) | N/A | N/A (Independent Study) | Pass | 2024-05-10 |  |  | No former queue position | RED BLUFF | Red Bluff
2023-05-17 16:54 | 3491-WD | Independent Study | Independent Study | Active | 9/27/2024 |  |  | EL DORADO | DIAMOND SPRINGS SUB | Solar PV, Storage | 4.99 | 6/7/2023 | N/A | N/A (Independent Study) | N/A | N/A (Independent Study) | Pass | 2024-05-31 |  | Tendered | No former queue position | DIAMOND SPRINGS | not found
2023-04-13 11:01 | 3492-RD | Detailed Study | Detailed Study | Withdrawn | Not Provided | Withdrawn | Withdrawn | FRESNO | Withdrawn | Solar PV | 7.47 | 6/7/2023 | Withdrawn | Withdrawn | Withdrawn | Withdrawn | Withdrawn | Withdrawn | Withdrawn | Withdrawn | No former queue position
2023-05-17 16:27 | 3493-RD | Fast Track | Fast Track | Active | Not Provided |  |  | MADERA | Withdrawn | Other | 0.428 | 6/7/2023 | 7/12/2023 | Fail Screens: F, I, J, K, L, M, S5 |  |  | N/A (Fast Track) | N/A (Fast Track) | N/A (Fast Track) | Executed | No former queue position | #VALUE! | not found
2023-05-18 16:47 | 3494-WD | Independent Study | Independent Study | Active | 7/26/2024 |  |  | BUTTE | BANGOR SUB | Solar PV, Storage | 3 | 6/7/2023 | N/A | N/A (Independent Study) | N/A | N/A (Independent Study) | Pass | 2024-05-31 |  |  | No former queue position | BANGOR | not found
2023-05-18 16:48 | 3495-WD | Independent Study | Independent Study | Withdrawn | 9/27/2024 | Withdrawn | Withdrawn | KINGS | GUERNSEY SUB | Solar PV, Storage | 2 | 6/7/2023 | Withdrawn | Withdrawn | Withdrawn | Withdrawn | Fail | Withdrawn | Withdrawn | Withdrawn | No former queue position
2023-05-18 16:49 | 3496-WD | Independent Study | Independent Study | Withdrawn | 9/30/2024 | Withdrawn | Withdrawn | SHASTA | JESSUP SUB | Solar PV, Storage | 2.4 | 6/7/2023 | Withdrawn | Withdrawn | Withdrawn | Withdrawn | Pass | Withdrawn | Withdrawn | Withdrawn | No former queue position
2023-05-18 11:55 | 3497-WD | Independent Study | Independent Study | Active | 8/22/2025 |  |  | KERN | GOOSE LAKE SUB | Solar PV, Storage | 3 | 6/7/2023 | N/A | N/A (Independent Study) | N/A | N/A (Independent Study) | Pass | 3/6/2024 | In Progress |  | No former queue position | GOOSE LAKE | Goose Lake
2023-04-04 14:18 | 3498-RD | Detailed Study | Detailed Study | Active | Not Provided |  |  | NAPA | SILVERADO SUB | Solar PV | 1.5 | 6/7/2023 | N/A | N/A | N/A | N/A | Pass | 2/22/2024 |  |  | No former queue position | SILVERADO | Silverado
2023-05-26 13:26 | 3499-RD | Fast Track | Detailed Study | Withdrawn | Not Provided | Withdrawn | Withdrawn | KERN | BLACKWELL SUB | Solar PV | 4.98 | 6/7/2023 | 6/27/2023 | Fail Screens: F, I, J, K, L, M, V1, V2, S5, A1, R1 | 9/13/2023 | Fail | Pass | Withdrawn | Withdrawn | Withdrawn | No former queue position
2023-05-26 13:36 | 3500-RD | Fast Track | Detailed Study | Withdrawn | Not Provided | Withdrawn | Withdrawn | KERN | SEMITROPIC SUB | Solar PV | 4.98 | 6/7/2023 | 8/29/2023 | Fail Screens: B, D, F, G, I, J, K, L, M, V1, V2, S5, A1, R1 | 12/28/2023 | Fail | Withdrawn | Withdrawn | Withdrawn | Withdrawn | No former queue position
2023-05-22 14:49 | 3501-RD | Fast Track | DGSP | Active | Not Provided |  |  | CONTRA COSTA | CONTRA COSTA SUB | Solar PV | 0.28 | 6/14/2023 | 7/19/2023 | Fail Screens: D, F, G, I, J, M, S5 | 10/23/2023 | Fail | Pass |  |  |  | No former queue position | CONTRA COSTA | not found
2023-04-10 10:47 | 3502-RD | Fast Track | Fast Track | Active | Not Provided |  |  | SOLANO | TBD | Solar PV | 3.912 | 6/14/2023 | In Progress |  |  |  | N/A (Fast Track) | N/A (Fast Track) | N/A (Fast Track) |  | No former queue position | #VALUE! | not found
2023-05-12 12:14 | 3503-RD | Fast Track | Fast Track | Active | Not Provided |  |  | SANTA CLARA | BRITTON SUB | Solar PV | 1.204 | 6/14/2023 | 10/2/2023 | Fail Screens: B, D, F, G, I, J, K, M, V1, S5, A1 | 12/5/2023 | Pass | N/A (Fast Track) | N/A (Fast Track) | N/A (Fast Track) | Executed | No former queue position | BRITTON | not found
2023-05-25 10:29 | 3504-RD | Detailed Study | Detailed Study | Withdrawn | Not Provided | Withdrawn | Withdrawn | FRESNO | CARUTHERS SUB | Solar PV | 1.4 | 08/15/2023 | Withdrawn | Withdrawn | Withdrawn | Withdrawn | Fail | Withdrawn | Withdrawn | Withdrawn | No former queue position
2023-05-24 10:08 | 3505-RD | Fast Track | Fast Track | Active | Not Provided |  |  | KERN | LAKEVIEW SUB | Storage | 1.2045 | 6/14/2023 | 8/31/2023 | Pass |  |  | N/A (Fast Track) | N/A (Fast Track) | N/A (Fast Track) | Executed | No former queue position | LAKEVIEW | not found
2023-05-18 18:20 | 3506-WD | Independent Study | Independent Study | Withdrawn | 7/31/2024 | Withdrawn | Withdrawn | BUTTE | SYCAMORE CREEK SUB | Solar PV, Storage | 2.375 | 6/21/2023 | Withdrawn | Withdrawn | Withdrawn | Withdrawn | Pass | Withdrawn | Withdrawn | Withdrawn | No former queue position
2023-06-08 11:52 | 3507-RD | Detailed Study | DGSP | Active | Not Provided |  |  | COLUSA | ARBUCKLE SUB | Steam Turbine | 5 | 6/21/2023 | N/A | N/A | N/A | N/A | Pass | 2024-05-31 |  | Executed | No former queue position | ARBUCKLE | not found
2023-06-05 10:10 | 3508-RD | Fast Track | Fast Track | Active | Not Provided |  |  | SAN JOAQUIN | TESLA SUB | Solar PV | 2.384 | 6/28/2023 | 7/21/2023 | Pass |  |  | N/A (Fast Track) | N/A (Fast Track) | N/A (Fast Track) | Executed | No former queue position | TESLA | Tesla
2023-06-10 18:01 | 3509-RD | Fast Track | Fast Track | Active | Not Provided |  |  | KERN | GANSO SUB | Steam Turbine | 0.5 | 6/28/2023 | 7/25/2023 | Fail Screens: B, F, G, I, J, M, S5 |  |  | N/A (Fast Track) | N/A (Fast Track) | N/A (Fast Track) | Executed | No former queue position | GANSO | Ganso
2023-06-10 18:45 | 3510-RD | Fast Track | Fast Track | Active | Not Provided |  |  | MERCED | SANTA NELLA SUB | Steam Turbine | 0.55 | 6/28/2023 | 7/24/2023 | Pass |  |  | N/A (Fast Track) | N/A (Fast Track) | N/A (Fast Track) | Executed | No former queue position | SANTA NELLA | not found
2023-06-16 09:05 | 3511-RD | Fast Track | Fast Track | Active | Not Provided |  |  | MERCED | GUSTINE SUB | Solar PV | 0.1 | 6/28/2023 | 9/6/2023 | Fail Screens: D, I, J, L, M, V1, S5 |  |  | N/A (Fast Track) | N/A (Fast Track) | N/A (Fast Track) | Executed | No former queue position | GUSTINE | not found
2023-04-10 16:30 | 3512-RD | Fast Track | Fast Track | Active | Not Provided |  |  | FRESNO | WEST FRESNO SUB | Solar PV, Storage | 2.326 | 6/28/2023 |  |  |  |  | N/A (Fast Track) | N/A (Fast Track) | N/A (Fast Track) |  | No former queue position | WEST FRESNO | West Fresno
2023-06-12 14:30 | 3513-RD | Fast Track | Fast Track | Withdrawn | Not Provided | Withdrawn | Withdrawn | SANTA CLARA | BRITTON SUB | Solar PV | 1.468 | 6/28/2023 | 8/7/2023 | Fail Screens: D, J, K, V1, S5, A1 | Withdrawn | Withdrawn | Withdrawn | Withdrawn | Withdrawn | Withdrawn | No former queue position
2023-06-02 15:54 | 3514-RD | Fast Track | Fast Track | Active | Not Provided |  |  | PLACER | PLEASANT GROVE SUB | Solar PV | 2.5 | 7/5/2023 | 7/26/2023 | Fail Screens: H, I, J, K, M | 3/19/2024 | Pass | N/A (Fast Track) | N/A (Fast Track) | N/A (Fast Track) | Executed | No former queue position | PLEASANT GROVE | Pleasant Grove
2023-06-09 11:14 | 3515-RD | Fast Track | Fast Track | Withdrawn | Not Provided | Withdrawn | Withdrawn | SANTA BARBARA | DIVIDE SUB | Steam Turbine | 1 | 7/5/2023 | 10/12/2023 | Pass | Withdrawn | Withdrawn | Withdrawn | Withdrawn | Withdrawn | Executed | No former queue position
2023-06-19 12:42 | 3516-RD | Fast Track | Fast Track | Active | Not Provided |  |  | KERN | TEJON SUB | Solar PV | 0.7 | 7/5/2023 | 7/26/2023 | Pass |  |  | N/A (Fast Track) | N/A (Fast Track) | N/A (Fast Track) | Executed | No former queue position | TEJON | not found
2023-06-01 15:42 | 3517-RD | Detailed Study | Detailed Study | Withdrawn | Not Provided | Withdrawn | Withdrawn | KINGS | JACOBS CORNER SUB | Biomass | 0.999 | 7/12/2023 | Withdrawn | Withdrawn | Withdrawn | Withdrawn | Pass | Withdrawn | Withdrawn | Withdrawn | No former queue position
2023-06-19 12:54 | 3518-RD | Fast Track | Fast Track | Active | Not Provided |  |  | KERN | TEJON SUB | Solar PV | 0.7 | 7/12/2023 | 8/3/2023 | Fail |  |  | N/A (Fast Track) | N/A (Fast Track) | N/A (Fast Track) | Executed | No former queue position | TEJON | not found
2018-07-05 10:28 | 2005-WD | Independent Study | Independent Study | Active | 12/31/2021 | 3/31/2022 |  | SONOMA | SALMON CREEK SUB | Storage | 6 | 7/11/2018 | N/A | N/A (Independent Study) | N/A | N/A (Independent Study) | Pass | 11/16/2018 | N/A | Executed | No former queue position | SALMON CREEK | not found | [5 empty] | 6 | 6 | 0 |  |  | 1
2023-06-23 11:23 | 3520-RD | Fast Track | Detailed Study | Withdrawn | Not Provided | Withdrawn | Withdrawn | KINGS | RESERVE OIL SUB | Solar PV | 3 | 7/12/2023 | 8/3/2023 | Fail Screens: F, J, K, M, V1, V2, S5, A1 | 10/9/2023 | Fail | Pass | Withdrawn | Withdrawn | Withdrawn | No former queue position
2023-07-07 16:57 | 3521-WD | Independent Study | Independent Study | Withdrawn | 10/1/2025 | Withdrawn | Withdrawn | STANISLAUS | CROWS LANDING SUB | Solar PV | 3.5 | 7/19/2023 | Withdrawn | Withdrawn | Withdrawn | Withdrawn | Fail | Withdrawn | Withdrawn | Withdrawn | No former queue position
2023-06-29 10:43 | 3522-RD | Fast Track | Fast Track | Active | Not Provided |  |  | BUTTE | WYANDOTTE SUB | Solar PV | 4.98 | 7/19/2023 | 10/30/2023 | Fail Screens: F, G, I, J, K, L, M | 2024-07-17 | Fail | N/A (Fast Track) | N/A (Fast Track) | N/A (Fast Track) |  | No former queue position | WYANDOTTE | Wyandotte
2023-06-29 13:59 | 3523-RD | Fast Track | Fast Track | Withdrawn | Not Provided | Withdrawn | Withdrawn | KERN | BLACKWELL SUB | Solar PV | 4.98 | 7/19/2023 | 9/14/2023 | Fail Screens: B, D, F, G, I, J, K, L, M, V1, V2, S5, A1, R1 | 1/9/2024 | Fail | Withdrawn | Withdrawn | Withdrawn | Withdrawn | No former queue position
2023-06-22 12:17 | 3524-RD | Fast Track | Detailed Study | Withdrawn | Not Provided | Withdrawn | Withdrawn | KERN | LAKEVIEW SUB | Solar PV | 5 | 7/19/2023 | 8/28/2023 | Fail Screens: B, D, F, I, J, K, L, M, V1, V2, S5, A1, R1 | 11/27/2023 | Fail | Pass | Withdrawn | Withdrawn | Withdrawn | No former queue position
2023-06-22 13:52 | 3525-RD | Fast Track | Detailed Study | Withdrawn | Not Provided | Withdrawn | Withdrawn | KERN | LAKEVIEW SUB | Solar PV | 5.312 | 7/19/2023 | 8/28/2023 | Fail Screens: B, D, F, I, J, K, L, M, V1, V2, S5, A1, R1 | 11/27/2023 | Fail | Fail | Withdrawn | Withdrawn | Withdrawn | No former queue position
2023-06-22 14:41 | 3526-RD | Fast Track | Detailed Study | Withdrawn | Not Provided | Withdrawn | Withdrawn | KERN | LAKEVIEW SUB | Solar PV | 5.312 | 7/19/2023 | 8/28/2023 | Fail Screens: B, D, F, G, I, J, K, L, M, V1, V2, S5, A1, R1 | 11/27/2023 | Fail | Fail | Withdrawn | Withdrawn | Withdrawn | No former queue position
2021-01-05 12:25 | 2694-WD | Independent Study | Independent Study | In Service | 11/5/2021 |  |  | SUTTER | PEASE SUB | Storage | 6 | 1/27/2021 | N/A | N/A (Independent Study) | N/A | N/A (Independent Study) | Pass | 11/5/2021 | N/A | Executed | No former queue position | PEASE | Pease | 60 |  |  |  |  | 6 | 6 | 1 |  |  | 1
2023-06-22 12:09 | 3528-RD | Fast Track | Fast Track | Active | Not Provided |  |  | TULARE | DINUBA SUB | Storage | 0.85 | 7/26/2023 | 10/2/2023 | Fail Screens: B, F, I, J, K, M, S5 |  |  | N/A (Fast Track) | N/A (Fast Track) | N/A (Fast Track) | Executed | No former queue position | DINUBA | not found
2023-07-12 16:33 | 3529-RD | Fast Track | Detailed Study | Withdrawn | Not Provided | Withdrawn | Withdrawn | KERN | RIO BRAVO SUB | Solar PV | 5 | 7/26/2023 | 9/14/2023 | Fail Screens: B, D, F, I, J, K, M, V1, V2, S5, A1, R1 | 1/11/2024 | Fail | Fail | Withdrawn | Withdrawn | Withdrawn | No former queue position
2023-07-13 14:50 | 3530-RD | Fast Track | Detailed Study | Withdrawn | Not Provided | Withdrawn | Withdrawn | KERN | ANTELOPE SUB | Solar PV | 5 | 7/26/2023 | 9/15/2023 | Fail Screens: B, D, F, G, I, J, K, L, M, V1, V2, S5, A1, R1 | 1/12/2024 | Fail | Fail | Withdrawn | Withdrawn | Withdrawn | No former queue position
2023-07-17 14:44 | 3531-RD | Fast Track | Detailed Study | Withdrawn | Not Provided | Withdrawn | Withdrawn | TULARE | ALPAUGH SUB | Storage | 3 | 7/26/2023 | 8/11/2023 | Fail Screens: F, J, K, M, V1, V2, S5, A1 | 10/11/2023 | Fail | Fail | Withdrawn | Withdrawn | Withdrawn | No former queue position
2023-07-19 10:46 | 3532-RD | Fast Track | Fast Track | Withdrawn | Not Provided | Withdrawn | Withdrawn | ALAMEDA | OAKLAND L SUB | Solar PV | 0.067 | 8/2/2023 | 9/1/2023 | Fail Screens: A | 11/9/2023 | Pass | Withdrawn | Withdrawn | Withdrawn | Withdrawn | No former queue position
2023-07-27 12:49 | 3533-RD | Fast Track | Fast Track | Active | Not Provided |  |  | SAN FRANCISCO | SAN FRAN Y (LARKIN) SUB | Solar PV | 0.012 | 8/2/2023 | 8/14/2023 | Fail Screens: M |  |  | N/A (Fast Track) | N/A (Fast Track) | N/A (Fast Track) | Executed | No former queue position | SAN FRAN Y (LARKIN) | not found
2023-07-27 13:55 | 3534-RD | Fast Track | Fast Track | Active | Not Provided |  |  | SAN FRANCISCO | SAN FRAN E SUB | Solar PV | 0.002 | 8/2/2023 | 8/14/2023 | Pass |  |  | N/A (Fast Track) | N/A (Fast Track) | N/A (Fast Track) | Executed | No former queue position | SAN FRAN E | not found
2023-07-21 11:15 | 3535-RD | Fast Track | Fast Track | Active | Not Provided |  |  | SANTA CRUZ | GREEN VALLEY SUB | Cogeneration | 0.247 | 8/2/2023 | 9/26/2023 | Fail Screens: B, F, G, H, I, J, M, S5 |  |  | N/A (Fast Track) | N/A (Fast Track) | N/A (Fast Track) | Executed | No former queue position | GREEN VALLEY | not found
2023-07-12 16:46 | 3536-WD | Independent Study | Cluster | Withdrawn | 4/30/2025 | Withdrawn | Withdrawn | FRESNO | ORO LOMA SUB | Solar PV | 3.875 | 8/9/2023 | Withdrawn | Withdrawn | Withdrawn | Withdrawn | Fail | Withdrawn | Withdrawn | Withdrawn | No former queue position
2023-08-11 12:26 | 3584-WD | Independent Study | DGSP | Active | 8/12/2024 |  |  | SHASTA | JESSUP SUB | Steam Turbine | 6 | 9/13/2023 | N/A | N/A | N/A | N/A | Pass |  |  |  | No former queue position | JESSUP | Jessup | 115 | [6 empty] | 0 |  |  | 0
2023-07-28 17:29 | 3538-RD | Detailed Study | Detailed Study | Withdrawn | Not Provided | Withdrawn | Withdrawn | MERCED | GUSTINE SUB | Solar PV | 5 | 8/9/2023 | Withdrawn | Withdrawn | Withdrawn | Withdrawn | Withdrawn | Withdrawn | Withdrawn | Withdrawn | No former queue position
2023-07-24 13:27 | 3539-RD | Detailed Study | Detailed Study | Withdrawn | Not Provided | Withdrawn | Withdrawn | KERN | MARICOPA SUB | Solar PV | 6.529 | 8/16/2023 | Withdrawn | Withdrawn | Withdrawn | Withdrawn | Pass | Withdrawn | Withdrawn | Withdrawn | No former queue position
2023-07-26 06:22 | 3540-RD | Fast Track | Fast Track | Withdrawn | Not Provided | Withdrawn | Withdrawn | MADERA | STOREY SUB | Battery | 4.98 | 8/16/2023 | 9/6/2023 | Fail Screens: B, D, F, G, I, J, K, M, V1, V2, S5, A1, R1 | Withdrawn | Withdrawn | Withdrawn | Withdrawn | Withdrawn | Withdrawn | No former queue position
2023-07-26 06:30 | 3541-RD | Fast Track | Detailed Study | Withdrawn | Not Provided | Withdrawn | Withdrawn | SAN LUIS OBISPO | TEMPLETON SUB | Battery | 1.992 | 8/16/2023 | 10/23/2023 | Fail Screens: B, D, F, G, H, I, J, K, L, M, V1, V2, S5, A1, R1 | 3/14/2024 | Fail | Withdrawn | Withdrawn | Withdrawn | Withdrawn | No former queue position
2023-07-26 06:57 | 3542-RD | Fast Track | Fast Track | Active | Not Provided |  |  | EL DORADO | SHINGLE SPRINGS SUB | Battery | 4.98 | 8/16/2023 | 12/1/2023 | Fail Screens: F, I, K, L, M | 2024-07-24 | Fail | N/A (Fast Track) | N/A (Fast Track) | N/A (Fast Track) |  | No former queue position | SHINGLE SPRINGS | not found
2023-07-27 13:35 | 3543-RD | Fast Track | Detailed Study | Withdrawn | Not Provided | Withdrawn | Withdrawn | YOLO | MADISON SUB | Withdrawn | 4.98 | 8/16/2023 | 9/22/2023 | Fail Screens: D, F, I, J, K, M, S5, A1, R1 | 11/17/2023 | Fail | Withdrawn | Withdrawn | Withdrawn | Withdrawn | No former queue position
2023-07-31 16:35 | 3544-WD | Independent Study | Independent Study | Withdrawn | 9/30/2025 | Withdrawn | Withdrawn | KINGS | JACOBS CORNER SUB | Solar PV | 2.4 | 8/16/2023 | Withdrawn | Withdrawn | Withdrawn | Withdrawn | Fail | Withdrawn | Withdrawn | Withdrawn | No former queue position
2023-08-03 12:04 | 3545-WD | Independent Study | Independent Study | Withdrawn | 10/27/2025 | Withdrawn | Withdrawn | KERN | 7TH STANDARD SUB | Solar PV | 4.99 | 8/16/2023 | Withdrawn | Withdrawn | Withdrawn | Withdrawn | Fail | Withdrawn | Withdrawn | Withdrawn | No former queue position
2023-08-07 07:50 | 3546-RD | Fast Track | Detailed Study | Withdrawn | Not Provided | Withdrawn | Withdrawn | CONTRA COSTA | BRENTWOOD SUB | Solar PV | 3 | 8/16/2023 | 10/13/2023 | Fail Screens: D, F, I, J, K, M, S5 | 12/5/2023 | Fail | Fail | Withdrawn | Withdrawn | Withdrawn | No former queue position
2023-08-02 08:53 | 3547-RD | Fast Track | Detailed Study | Active | Not Provided |  |  | NAPA | HIGHWAY SUB | Solar PV | 1.85 | 8/16/2023 | 9/7/2023 | Fail Screens: D, F, G, I, J, K, M, V1, S5, A1 | 12/7/2023 | Fail | Pass | 2024-05-20 |  | Tendered | No former queue position | HIGHWAY | not found
2023-08-01 14:48 | 3548-RD | Fast Track | Detailed Study | Withdrawn | Not Provided | Withdrawn | Withdrawn | KERN | RIO BRAVO SUB | Battery | 6 | 8/16/2023 | 9/18/2023 | Fail Screens: D, F, G, I, J, K, M, V1, V2, S5, A1 | 11/14/2023 | Fail | Fail | Withdrawn | Withdrawn | Withdrawn | No former queue position
2023-08-04 13:01 | 3549-RD | Detailed Study | Detailed Study | Active | Not Provided |  |  | KERN | FAMOSO SUB | Storage | 5 | 8/16/2023 | 9/18/2023 | Pass | N/A | N/A | Pass | 2024-04-25 |  | Tendered | No former queue position | FAMOSO | Famoso
2023-08-08 15:08 | 3550-RD | Fast Track | Detailed Study | Withdrawn | Not Provided | Withdrawn | Withdrawn | ALAMEDA | BRENTWOOD SUB | Solar PV | 1.35 | 8/16/2023 | 1/17/2024 | Fail Screens: D, F, G, H, I, J, K, L, M, V1, S5, A1 | 2/16/2024 | Fail | Fail | Withdrawn | Withdrawn | Withdrawn | No former queue position
2023-07-28 11:39 | 3551-RD | Detailed Study | Detailed Study | Withdrawn | Not Provided | Withdrawn | Withdrawn | MADERA | DAIRYLAND SUB | Solar PV | 4.6 | 8/30/2023 | Withdrawn | Withdrawn | Withdrawn | Withdrawn | Withdrawn | Withdrawn | Withdrawn | Withdrawn | No former queue position
2023-08-02 12:30 | 3552-RD | Fast Track | Fast Track | Withdrawn | Not Provided | Withdrawn | Withdrawn | SAN JOAQUIN | CHEROKEE SUB | Solar PV | 1.856 | 8/30/2023 | Withdrawn | Withdrawn | Withdrawn | Withdrawn | Withdrawn | Withdrawn | Withdrawn | Withdrawn | No former queue position
2023-08-07 10:52 | 3553-RD | Fast Track | Fast Track | Active | Not Provided |  |  | KERN | MCFARLAND SUB | Solar PV | 3 | 8/30/2023 | 1/5/2024 | Fail Screens: B, D, F, G, I, J, K, M, V1, V2, S5, A1 | 2024-07-30 | Fail | N/A (Fast Track) | N/A (Fast Track) | N/A (Fast Track) |  | No former queue position | MCFARLAND | not found
2023-08-07 13:21 | 3554-RD | Fast Track | Detailed Study | Withdrawn | Not Provided | Withdrawn | Withdrawn | KERN | SEMITROPIC SUB | Solar PV | 5 | 8/30/2023 | 9/27/2023 | Fail Screens: B, D, F, G, I, J, K, L, M, V1, V2, S5, A1, R1 | 1/23/2024 | Withdrawn | Withdrawn | Withdrawn | Withdrawn | Withdrawn | No former queue position
2023-08-07 15:19 | 3555-RD | Fast Track | Detailed Study | Active | Not Provided |  |  | MADERA | BIOLA SUB | Solar PV | 3.8 | 8/30/2023 | 9/22/2023 | Fail Screens: F, J, K, M, V1, V2, S5, A1 | 11/10/2023 | Fail | Pass | 2024-05-20 |  | Tendered | No former queue position | BIOLA | not found
2023-08-07 17:18 | 3556-WD | Fast Track | Fast Track | Active | 6/21/2024 |  |  | ALAMEDA | SAN LEANDRO U SUB | Solar PV | 1.087 | 8/30/2023 | 11/30/2023 | Fail Screens: 2, 4, 5, 7, 9, 10 | 3/7/2024 | Pass | N/A (Fast Track) | N/A (Fast Track) | N/A (Fast Track) | Executed | No former queue position | SAN LEANDRO U | San Leandro U
2023-08-08 10:07 | 3557-RD | Fast Track | Fast Track | Withdrawn | Not Provided | Withdrawn | Withdrawn | PLACER | LINCOLN SUB | Solar PV | 1.203 | 8/30/2023 | 12/4/2023 | Fail Screens: B, D, F, G, I, J, K, M, V1, V2, S5, A1 | Withdrawn | Withdrawn | Withdrawn | Withdrawn | Withdrawn | Withdrawn | No former queue position
2023-08-08 10:14 | 3558-RD | Fast Track | Detailed Study | Withdrawn | Not Provided | Withdrawn | Withdrawn | FRESNO | MCCALL SUB | Solar PV | 0.929 | 8/30/2023 | 9/22/2023 | Fail Screens: F, J, K, M, V1, V2, S5, A1 | 10/31/2023 | Fail | Pass | Withdrawn | Withdrawn | Withdrawn | No former queue position
2023-08-08 13:30 | 3559-RD | Fast Track | Fast Track | Withdrawn | Not Provided | Withdrawn | Withdrawn | KINGS | HARDWICK SUB | Solar PV | 0.928 | 8/30/2023 | 9/22/2023 | Fail Screens: B, D, F, G, I, J, K, L, M, V1, V2, S5, A1 | 11/2/2023 | Fail | Withdrawn | Withdrawn | Withdrawn | Withdrawn | No former queue position
2023-08-08 13:37 | 3560-RD | Fast Track | Fast Track | Withdrawn | Not Provided | Withdrawn | Withdrawn | SANTA BARBARA | SISQUOC SUB | Solar PV | 3 | 8/30/2023 | 10/11/2023 | Fail Screens: F, I, J, K, M, V1, V2, S5, A1 | 2/2/2024 | Fail | Withdrawn | Withdrawn | Withdrawn | Withdrawn | No former queue position
2023-08-09 07:07 | 3561-RD | Fast Track | Detailed Study | Withdrawn | Not Provided | Withdrawn | Withdrawn | KERN | OLD RIVER SUB | Solar PV | 3.2 | 8/30/2023 | 9/29/2023 | Fail Screens: B, D, F, G, I, J, K, M, V1, V2, S5, A1, R1 | 1/16/2024 | Fail | Fail | Withdrawn | Withdrawn | Withdrawn | No former queue position
2023-08-09 12:14 | 3562-RD | Fast Track | Fast Track | Withdrawn | Not Provided | Withdrawn | Withdrawn | SANTA BARBARA | CABRILLO SUB | Solar PV | 2.79 | 8/30/2023 | 9/21/2023 | Fail Screens: B, D, F, I, J, K, M, V1, V2, S5, A1 | 2/29/2024 | Fail | Withdrawn | Withdrawn | Withdrawn | Withdrawn | No former queue position
2023-08-09 12:40 | 3563-RD | Fast Track | Fast Track | Withdrawn | Not Provided | Withdrawn | Withdrawn | SANTA BARBARA | SISQUOC SUB | Solar PV | 3 | 8/30/2023 | 9/21/2023 | Fail Screens: D, F, M, V1, V2, S5, A1 | 2/16/2024 | Fail | Withdrawn | Withdrawn | Withdrawn | Withdrawn | No former queue position
2023-08-09 13:06 | 3564-RD | Fast Track | Fast Track | Withdrawn | Not Provided | Withdrawn | Withdrawn | MADERA | BONITA SUB | Solar PV | 1.856 | 8/30/2023 | 9/21/2023 | Fail Screens: B, D, F, I, J, K, L, M, V1, V2, S5, A1 | 11/2/2023 | Fail | Withdrawn | Withdrawn | Withdrawn | Withdrawn | No former queue position
2023-08-09 13:33 | 3565-RD | Fast Track | Fast Track | Withdrawn | Not Provided | Withdrawn | Withdrawn | MADERA | LE GRAND SUB | Battery | 2.79 | 8/30/2023 | 9/21/2023 | Fail Screens: B, D, F, I, J, K, L, M, V1, V2, S5, A1 | 11/8/2023 | Fail | Withdrawn | Withdrawn | Withdrawn | Withdrawn | No former queue position
2023-08-09 15:25 | 3566-RD | Fast Track | Detailed Study | Withdrawn | Not Provided | Withdrawn | Withdrawn | TULARE | ALPAUGH SUB | Solar PV | 3.6 | 8/30/2023 | 9/25/2023 | Fail Screens: B, D, F, G, I, J, K, M, V1, V2, S5, A1 | 11/7/2023 | Fail | Withdrawn | Withdrawn | Withdrawn | Withdrawn | No former queue position
2023-08-10 12:13 | 3567-RD | Fast Track | Detailed Study | Active | Not Provided |  |  | MADERA | DAIRYLAND SUB | Solar PV | 1 | 8/30/2023 | 9/21/2023 | Fail Screens: B, D, F, I, J, K, M, V1, V2, S5, A1 | 11/3/2023 | Fail | Pass |  |  |  | No former queue position | DAIRYLAND | Dairyland
2023-08-10 13:13 | 3568-RD | Fast Track | Detailed Study | Withdrawn | Not Provided | Withdrawn | Withdrawn | FRESNO | HAMMONDS SUB | Solar PV | 2.4 | 8/30/2023 | 9/21/2023 | Fail Screens: B, D, F, G, I, J, K, M, V1, V2, S5, A1 | 11/3/2023 | Fail | Fail | Withdrawn | Withdrawn | Withdrawn | No former queue position
2023-08-10 13:33 | 3569-RD | Fast Track | Detailed Study | Withdrawn | Not Provided | Withdrawn | Withdrawn | SANTA BARBARA | MESA SUB | Storage | 1 | 8/30/2023 | 10/5/2023 | Fail Screens: B, D, F, G, I, J, K, L, M, V1, V2, S5, A1 | 1/3/2024 | Fail | Withdrawn | Withdrawn | Withdrawn | Withdrawn | No former queue position
2023-08-10 16:36 | 3570-RD | Detailed Study | Detailed Study | Withdrawn | Not Provided | Withdrawn | Withdrawn | MERCED | CRESSEY SUB | Solar PV | 2.562 | 8/30/2023 | Withdrawn | Withdrawn | Withdrawn | Withdrawn | Fail | Withdrawn | Withdrawn | Withdrawn | No former queue position
2023-08-11 00:25 | 3571-RD | Detailed Study | Detailed Study | Active | Not Provided |  |  | YOLO | WOODLAND SUB | Solar PV | 5.93 | 8/30/2023 | N/A | N/A | N/A | N/A | Pass | 3/18/2024 |  | Tendered | No former queue position | WOODLAND | not found |  | 5.93 | not found |  |  |  |  | 0 |  |  | 0
2023-08-11 15:06 | 3572-RD | Fast Track | Detailed Study | Withdrawn | Not Provided | Withdrawn | Withdrawn | MARIPOSA | BEAR VALLEY SUB | Solar PV | 5 | 8/30/2023 | 9/25/2023 | Fail | 12/6/2023 | Fail | Fail | Withdrawn | Withdrawn | Withdrawn | No former queue position
2023-08-18 10:07 | 3573-RD | Fast Track | Detailed Study | Withdrawn | Not Provided | Withdrawn | Withdrawn | FRESNO | MCCALL SUB | Solar PV | 3.301 | 8/30/2023 | 9/28/2023 | Fail Screens: F, J, K, M, V1, V2, S5, A1, R1 | 11/9/2023 | Fail | Withdrawn | Withdrawn | Withdrawn | Withdrawn | No former queue position
2023-08-08 11:14 | 3574-RD | Fast Track | Detailed Study | Withdrawn | Not Provided | Withdrawn | Withdrawn | KERN | OLD RIVER SUB | Solar PV | 5.125 | 9/6/2023 | 9/29/2023 | Fail Screens: B, D, F, G, I, J, K, M, V1, V2, S5, A1, R1 | 1/16/2024 | Fail | Fail | Withdrawn | Withdrawn | Withdrawn | No former queue position
2023-08-10 16:16 | 3575-RD | Detailed Study | Detailed Study | Withdrawn | Not Provided | Withdrawn | Withdrawn | MERCED | ORTIGA SUB | Solar PV | 5.007 | 9/6/2023 | Withdrawn | Withdrawn | Withdrawn | Withdrawn | Fail | Withdrawn | Withdrawn | Withdrawn | No former queue position
2023-07-28 09:54 | 3576-RD | Detailed Study | Detailed Study | Withdrawn | Not Provided | Withdrawn | Withdrawn | MERCED | MERCED SUB | Solar PV | 9.7 | 9/6/2023 | Withdrawn | Withdrawn | Withdrawn | Withdrawn | Fail | Withdrawn | Withdrawn | Withdrawn | No former queue position
2023-08-17 12:10 | 3577-RD | Fast Track | Detailed Study | Withdrawn | Not Provided | Withdrawn | Withdrawn | FRESNO | GATES SUB | Solar PV | 8 | 9/6/2023 | 9/29/2023 | Fail Screens: F, J, K, M, V1, V2, S5, A1 | 11/15/2023 | Fail | Fail | Withdrawn | Withdrawn | Withdrawn | No former queue position
2023-08-17 15:40 | 3578-RD | Fast Track | Detailed Study | Withdrawn | Not Provided | Withdrawn | Withdrawn | KINGS | HARDWICK SUB | Battery | 11.38 | 9/6/2023 | 10/4/2023 | Fail Screens: F, J, K, L, M, V1, V2, S5, A1 | 11/28/2023 | Fail | Fail | Withdrawn | Withdrawn | Withdrawn | No former queue position
2023-08-18 09:50 | 3579-WD | Fast Track | Fast Track | Active | 3/3/2025 |  |  | CONTRA COSTA | TIDEWATER SUB | Solar PV | 4 | 9/6/2023 | 10/27/2023 | Fail Screens: 2, 4, 5, 6, 7, 9, 10 | 1/3/2024 | Pass | N/A (Fast Track) | N/A (Fast Track) | N/A (Fast Track) | Executed | No former queue position | TIDEWATER | not found
2019-08-21 12:31 | 2341-RD | Detailed Study | Detailed Study | In Service | Not Provided |  |  | KERN | KERN OIL SUB | Solar PV, Storage | 5.8767 | 10/30/2019 | N/A | N/A | N/A | N/A | Pass | 2/13/2020 | N/A | Executed | No former queue position | KERN OIL | Kern Oil | 115 | 5.8767 | not found |  |  | 5.8767 | 5.8767 | 1 |  |  | 1
2023-08-07 16:44 | 3581-WD | Fast Track | Fast Track | Active | 6/21/2024 | 3/1/2026 |  | ALAMEDA | EDES SUB | Solar PV | 0.725 | 9/13/2023 | 10/3/2023 | Pass |  |  | N/A (Fast Track) | N/A (Fast Track) | N/A (Fast Track) | Executed | No former queue position | EDES | Edes
2023-08-07 17:02 | 3582-WD | Fast Track | Fast Track | Active | 6/21/2024 |  |  | ALAMEDA | GRANT SUB | Solar PV | 0.604 | 9/13/2023 | 2024-04-09 | Pass |  |  | N/A (Fast Track) | N/A (Fast Track) | N/A (Fast Track) | Executed | No former queue position | GRANT | Grant
2023-08-10 10:52 | 3583-RD | Fast Track | Detailed Study | Withdrawn | Not Provided | Withdrawn | Withdrawn | KERN | DEVILS DEN SUB | Solar PV | 4.005 | 9/13/2023 | 10/5/2023 | Fail Screens: F, J, K, M, V1, V2, S5, A1 | 11/27/2023 | Fail | Withdrawn | Withdrawn | Withdrawn | Withdrawn | No former queue position
2019-04-05 14:34 | 2193-RD | Detailed Study | Detailed Study | In Service | Not Provided |  |  | KERN | BERRENDA A SUB | Solar PV | 5.85 | 4/24/2019 | N/A | N/A | N/A | N/A | Fail | 9/24/2019 | N/A | Executed | No former queue position | BERRENDA A | not found |  | 5.85 | not found |  |  |  |  | 1 |  |  | 1
2023-08-03 10:24 | 3585-WD | Independent Study | Independent Study | Active | 6/21/2024 |  |  | SAN JOAQUIN | TRACY SUB | Solar PV | 3 | 9/13/2023 | N/A | N/A (Independent Study) | N/A | N/A (Independent Study) | Pass | In Progress |  |  | No former queue position | TRACY | not found
2023-08-03 11:36 | 3586-WD | Fast Track | Independent Study | Active | 6/14/2024 |  |  | SAN JOAQUIN | BANTA SUB | Solar PV | 2 | 9/13/2023 | 11/9/2023 | Fail Screens: 2, 4, 5, 7, 10 | 2024-06-25 | Fail |  |  |  |  | No former queue position | BANTA | not found
2023-08-17 09:02 | 3587-RD | Fast Track | Fast Track | Active | Not Provided |  |  | KINGS | AVENAL SUB | Solar PV | 1.41 | 9/20/2023 | 12/12/2023 | Pass |  |  | N/A (Fast Track) | N/A (Fast Track) | N/A (Fast Track) | Executed | No former queue position | AVENAL | not found
2023-08-29 13:15 | 3588-RD | Fast Track | Fast Track | Active | Not Provided |  |  | KERN | MCFARLAND SUB | Solar PV | 2.49 | 9/20/2023 | 10/17/2023 | Fail Screens: B, D, F, G, I, J, K, M, V1, V2, S5, A1, R1 | 12/26/2023 | Pass | N/A (Fast Track) | N/A (Fast Track) | N/A (Fast Track) | Executed | No former queue position | MCFARLAND | not found
2023-08-29 14:50 | 3589-RD | Detailed Study | DGSP | Active | Not Provided |  |  | BUTTE | BANGOR SUB | Solar PV | 4.98 | 9/20/2023 | N/A | N/A | N/A | N/A | Pass |  |  |  | No former queue position | BANGOR | not found
2023-08-29 15:09 | 3590-RD | Fast Track | Fast Track | Active | Not Provided |  |  | YUBA | PLUMAS SUB | Solar PV | 0.996 | 9/20/2023 | 1/9/2024 | Fail Screens: B, D, F, G, H, I, J, K, L, M, V1, V2, S5, A1, R1 | In Progress |  | N/A (Fast Track) | N/A (Fast Track) | N/A (Fast Track) |  | No former queue position | PLUMAS | not found
2023-09-01 08:50 | 3591-WD | DGSP | DGSP | Active | 10/1/2025 |  |  | SAN JOAQUIN | RIPON SUB | Solar PV | 4.95 | 9/20/2023 | N/A | N/A | N/A | N/A | Pass | In Progress |  |  | No former queue position | RIPON | Ripon
2023-09-01 08:50 | 3592-WD | DGSP | DGSP | Withdrawn | 9/1/2025 | Withdrawn | Withdrawn | KERN | MAGUNDEN SUB | Solar PV | 4.99 | 9/20/2023 | Withdrawn | Withdrawn | Withdrawn | Withdrawn | Withdrawn | Withdrawn | Withdrawn | Withdrawn | No former queue position
2023-09-01 08:51 | 3593-WD | DGSP | DGSP | Withdrawn | 10/1/2025 | Withdrawn | Withdrawn | FRESNO | CARUTHERS SUB | Storage | 2.4 | 9/20/2023 | Withdrawn | Withdrawn | Withdrawn | Withdrawn | Withdrawn | Withdrawn | Withdrawn | Withdrawn | No former queue position
2023-09-01 08:53 | 3594-WD | DGSP | Independent Study | Active | 10/1/2025 |  |  | KERN | MCFARLAND SUB | Storage | 4.99 | 9/20/2023 | N/A | N/A (Independent Study) | N/A | N/A (Independent Study) | Pass | 2024-07-30 |  |  | No former queue position | MCFARLAND | not found
2023-09-01 08:53 | 3595-WD | DGSP | Independent Study | Withdrawn | 10/1/2025 | Withdrawn | Withdrawn | KERN | WELLFIELD SUB | Solar PV | 4.95 | 9/20/2023 | Withdrawn | Withdrawn | Withdrawn | Withdrawn | Withdrawn | Withdrawn | Withdrawn | Withdrawn | No former queue position
2023-09-01 08:54 | 3596-WD | DGSP | Independent Study | Active | 10/1/2025 |  |  | KERN | SEMITROPIC SUB | Solar PV | 4.95 | 9/20/2023 | N/A | N/A (Independent Study) | N/A | N/A (Independent Study) | Pass | 2024-07-18 |  |  | No former queue position | SEMITROPIC | Semitropic
2023-09-01 08:54 | 3597-WD | DGSP | Independent Study | Active | 10/1/2025 |  |  | KERN | FAMOSO SUB | Solar PV | 4.95 | 9/20/2023 | N/A | N/A (Independent Study) | N/A | N/A (Independent Study) | Pass | 2024-07-18 |  |  | No former queue position | FAMOSO | Famoso
2023-09-01 16:59 | 3598-WD | DGSP | DGSP | Withdrawn | 10/1/2025 | Withdrawn | Withdrawn | FRESNO | SANGER SUB | Solar PV | 4.95 | 9/20/2023 | Withdrawn | Withdrawn | Withdrawn | Withdrawn | Withdrawn | Withdrawn | Withdrawn | Withdrawn | No former queue position
2023-08-17 10:00 | 3599-RD | Detailed Study | Detailed Study | Active | Not Provided |  |  | SHASTA | BURNEY SUB | Other | 5 | 9/20/2023 | N/A | N/A | N/A | N/A | Pass | 2024-07-05 |  |  | No former queue position | BURNEY | not found
2023-08-24 14:00 | 3600-RD | Detailed Study | Detailed Study | Active | Not Provided |  |  | FRESNO | RAINBOW SUB | Solar PV | 0.966 | 9/20/2023 | N/A | N/A | N/A | N/A | Pass | 12/14/2023 | N/A | Executed | No former queue position | RAINBOW | not found
2023-09-07 21:57 | 3601-RD | Detailed Study | Detailed Study | Withdrawn | Not Provided | Withdrawn | Withdrawn | KERN | LERDO SUB | Solar PV | 5 | 9/20/2023 | Withdrawn | Withdrawn | Withdrawn | Withdrawn | Fail | Withdrawn | Withdrawn | Withdrawn | No former queue position
2023-09-01 08:55 | 3602-WD | DGSP | DGSP | Withdrawn | 10/1/2025 | Withdrawn | Withdrawn | KERN | ARVIN SUB | Storage | 2.5 | 9/27/2023 | Withdrawn | Withdrawn | Withdrawn | Withdrawn | Withdrawn | Withdrawn | Withdrawn | Withdrawn | No former queue position
2023-09-07 17:19 | 3603-WD | DGSP | DGSP | Withdrawn | 10/1/2025 | Withdrawn | Withdrawn | KERN | ANTELOPE SUB | Solar PV | 4.99 | 9/27/2023 | Withdrawn | Withdrawn | Withdrawn | Withdrawn | Withdrawn | Withdrawn | Withdrawn | Withdrawn | No former queue position
2023-09-07 18:39 | 3604-WD | Fast Track | Independent Study | Active | 4/1/2025 |  |  | SAN JOAQUIN | TRACY SUB | Solar PV | 1.932 | 9/27/2023 | 10/25/2023 | Fail Screens: 2, 4, 5, 7, 10 | 2024-06-24 | Fail |  |  |  |  | No former queue position | TRACY | not found
2023-09-08 14:43 | 3605-RD | Fast Track | Fast Track | Active | Not Provided |  |  | SHASTA | JESSUP SUB | Solar PV | 2.988 | 9/27/2023 | 1/25/2024 | Fail Screens: F, I, K, M | In Progress |  | N/A (Fast Track) | N/A (Fast Track) | N/A (Fast Track) |  | No former queue position | JESSUP | Jessup
2023-09-08 14:47 | 3606-RD | Fast Track | Fast Track | Active | Not Provided |  |  | SUTTER | BOGUE SUB | Solar PV | 4.98 | 9/27/2023 | 1/31/2024 | Fail Screens: F, G, I, J, K, M | In Progress |  | N/A (Fast Track) | N/A (Fast Track) | N/A (Fast Track) |  | No former queue position | BOGUE | Bogue
2023-09-11 13:18 | 3607-WD | DGSP | Independent Study | Withdrawn | 10/1/2025 | Withdrawn | Withdrawn | KERN | WHEELER RIDGE SUB | Storage | 4.99 | 9/27/2023 | Withdrawn | Withdrawn | Withdrawn | Withdrawn | Withdrawn | Withdrawn | Withdrawn | Withdrawn | No former queue position
2023-09-11 13:38 | 3608-WD | DGSP | DGSP | Active | 10/1/2025 |  |  | KERN | TEJON SUB | Solar PV | 4.99 | 9/27/2023 | N/A | N/A | N/A | N/A | Pass | 2024-03-28 |  | Tendered | No former queue position | TEJON | not found
2023-09-11 14:30 | 3609-WD | DGSP | DGSP | Active | 10/1/2025 |  |  | KERN | COPUS SUB | Solar PV | 4.99 | 9/27/2023 | N/A | N/A | N/A | N/A | Pass | In Progress |  |  | No former queue position | COPUS | not found
2023-09-11 14:50 | 3610-WD | DGSP | DGSP | Active | 11/3/2025 |  |  | SAN LUIS OBISPO | CHOLAME SUB | Solar PV | 4.99 | 9/27/2023 | N/A | N/A | N/A | N/A | Pass | In Progress |  |  | No former queue position | CHOLAME | not found
2023-09-11 15:10 | 3611-WD | DGSP | DGSP | Withdrawn | 10/1/2025 | Withdrawn | Withdrawn | KERN | TUPMAN SUB | Solar PV | 4.99 | 9/27/2023 | Withdrawn | Withdrawn | Withdrawn | Withdrawn | Withdrawn | Withdrawn | Withdrawn | Withdrawn | No former queue position
2023-09-11 15:44 | 3612-RD | Fast Track | Fast Track | Withdrawn | Not Provided | Withdrawn | Withdrawn | COLUSA | COLUSA JUNCTION | Reciprocating Engine | 3 | 9/27/2023 | 11/15/2023 | Fail Screens: B, D, F, I, J, K, M, S5 | 1/11/2024 | Fail | Withdrawn | Withdrawn | Withdrawn | Withdrawn | No former queue position
2023-09-12 15:32 | 3613-WD | DGSP | Cluster | Withdrawn | 12/31/2024 | Withdrawn | Withdrawn | MERCED | WILSON SUB | Solar PV | 2.25 | 9/27/2023 | Withdrawn | Withdrawn | Withdrawn | Withdrawn | Withdrawn | Withdrawn | Withdrawn | Withdrawn | No former queue position
2023-08-23 12:26 | 3614-RD | Fast Track | Fast Track | Active | Not Provided |  |  | KERN | Transmission Customer | Solar PV | 1.204 | 10/4/2023 | 2/26/2024 | Pass |  |  | N/A (Fast Track) | N/A (Fast Track) | N/A (Fast Track) | Executed | No former queue position | #VALUE! | not found
2023-09-07 14:35 | 3615-RD | Fast Track | Detailed Study | Withdrawn | Not Provided | Withdrawn | Withdrawn | FRESNO | RAINBOW SUB | Solar PV | 5 | 10/4/2023 | 11/14/2023 | Fail Screens: D, F, G, I, J, K, L, M, V1, V2, S5, A1 | 12/18/2023 | Fail | Fail | Withdrawn | Withdrawn | Withdrawn | No former queue position
2024-03-01 00:03 | 3880-WD | Cluster | Cluster | Active | 12/31/2025 |  |  | FRESNO | MCCALL SUB | Solar PV | 5.85 | 4/3/2024 | N/A | N/A (Cluster) | N/A | N/A (Cluster) | N/A (Cluster) | In Progress |  |  | No former queue position | MCCALL | McCall | 115 | 5.85 | not found |  |  |  |  | 0 |  |  | 0
2023-09-17 19:58 | 3617-WD | DGSP | DGSP | Withdrawn | 11/3/2025 | Withdrawn | Withdrawn | KERN | LAMONT SUB | Solar PV | 4.999 | 10/4/2023 | Withdrawn | Withdrawn | Withdrawn | Withdrawn | Withdrawn | Withdrawn | Withdrawn | Withdrawn | No former queue position
2023-09-18 10:49 | 3618-WD | DGSP | DGSP | Active | 11/3/2025 |  |  | SUTTER | BARRY SUB | Solar PV | 4.999 | 10/4/2023 | N/A | N/A | N/A | N/A | Pass | In Progress |  |  | No former queue position | BARRY | not found
2023-09-18 11:03 | 3619-RD | Fast Track | Fast Track | Active | Not Provided |  |  | SAN MATEO | REDWOOD CITY SUB | Other | 0.987 | 10/4/2023 | 11/16/2023 | Fail Screens: J, K, M |  |  | N/A (Fast Track) | N/A (Fast Track) | N/A (Fast Track) | Executed | No former queue position | REDWOOD CITY | not found
2023-03-30 10:52 | 3344-RD | Detailed Study | Detailed Study | Active | Not Provided |  |  | MONTEREY | TBD | Solar PV, Wind | 5.802 | 4/19/2023 | N/A | N/A | N/A | N/A |  |  |  |  | No former queue position | #VALUE! | not found |  | 5.802 | not found | 5.802 |  |  |  | 0 |  |  | 0
2023-09-18 12:16 | 3621-WD | DGSP | Independent Study | Active | 10/31/2025 |  |  | SUTTER | WHEATLAND SUB | Solar PV | 4.99 | 10/4/2023 | N/A | N/A (Independent Study) | N/A | N/A (Independent Study) | Pass | In Progress |  |  | No former queue position | WHEATLAND | not found
2023-09-18 13:54 | 3622-WD | DGSP | DGSP | Active | 10/1/2025 |  |  | KERN | SMYRNA SUB | Solar PV | 4.99 | 10/4/2023 | N/A | N/A | N/A | N/A | Pass | 2024-07-10 |  |  | No former queue position | SMYRNA | Smyrna
2023-09-18 14:32 | 3623-WD | DGSP | DGSP | Withdrawn | 10/1/2025 | Withdrawn | Withdrawn | KERN | OLD RIVER SUB | Solar PV | 4.999 | 10/4/2023 | Withdrawn | Withdrawn | Withdrawn | Withdrawn | Withdrawn | Withdrawn | Withdrawn | Withdrawn | No former queue position
2023-08-09 01:11 | 3624-WD | Independent Study | Independent Study | Active | 12/20/2024 |  |  | KERN | TWISSELMAN SUB | Solar PV | 4.95 | 10/4/2023 | N/A | N/A (Independent Study) | N/A | N/A (Independent Study) | Pass | 2024-07-01 |  |  | No former queue position | TWISSELMAN | not found
2023-09-08 12:30 | 3625-RD | Fast Track | Fast Track | Active | Not Provided |  |  | SAN JOAQUIN | Customer Owned | Solar PV | 1.305 | 10/4/2023 | 12/14/2023 | Pass |  |  | N/A (Fast Track) | N/A (Fast Track) | N/A (Fast Track) | Executed | No former queue position | #VALUE! | not found
2023-09-12 06:19 | 3626-RD | Detailed Study | Detailed Study | Active | Not Provided |  |  | SUTTER | MERIDIAN SUB | Solar PV | 4.98 | 10/4/2023 | 11/8/2023 | Fail Screens: B, D, F, I, J, K, L, M | N/A | N/A | Pass | In Progress |  |  | No former queue position | MERIDIAN | not found
2023-09-14 16:58 | 3627-WD | Independent Study | Cluster | Active | 3/31/2025 |  |  | CONTRA COSTA | BRENTWOOD SUB | Battery | 4.99 | 10/4/2023 | N/A | N/A (Cluster) | N/A | N/A (Cluster) | Fail |  |  |  | No former queue position | BRENTWOOD | not found
2023-09-18 11:21 | 3628-WD | DGSP | DGSP | Active | 10/2/2023 |  |  | SAN JOAQUIN | LOCKEFORD SUB | Solar PV | 4.99 | 10/4/2023 | N/A | N/A | N/A | N/A | Pass | In Progress |  |  | No former queue position | LOCKEFORD | Lockeford
2023-09-19 16:04 | 3629-WD | DGSP | DGSP | Withdrawn | 10/1/2025 | Withdrawn | Withdrawn | KERN | SHAFTER SUB | Storage | 4.99 | 10/4/2023 | Withdrawn | Withdrawn | Withdrawn | Withdrawn | Withdrawn | Withdrawn | Withdrawn | Withdrawn | No former queue position
2023-09-20 11:42 | 3630-WD | DGSP | DGSP | Withdrawn | 10/1/2025 | Withdrawn | Withdrawn | MADERA | EL PECO SUB | Storage | 4.99 | 10/4/2023 | Withdrawn | Withdrawn | Withdrawn | Withdrawn | Withdrawn | Withdrawn | Withdrawn | Withdrawn | No former queue position
2023-09-21 10:50 | 3631-WD | DGSP | DGSP | Withdrawn | 10/31/2025 | Withdrawn | Withdrawn | MADERA | EL PECO SUB | Storage | 4.99 | 10/4/2023 | Withdrawn | Withdrawn | Withdrawn | Withdrawn | Withdrawn | Withdrawn | Withdrawn | Withdrawn | No former queue position
2023-09-21 11:23 | 3632-WD | DGSP | DGSP | Active | 11/3/2025 |  |  | SUTTER | LIVE OAK SUB | Battery | 4.99 | 10/4/2023 | N/A | N/A | N/A | N/A | Pass | In Progress |  |  | No former queue position | LIVE OAK | Live Oak
2023-09-21 11:39 | 3633-WD | DGSP | DGSP | Active | 10/1/2025 |  |  | SUTTER | EAST NICOLAUS SUB | Solar PV | 4.99 | 10/4/2023 | N/A | N/A | N/A | N/A | Pass | In Progress |  |  | No former queue position | EAST NICOLAUS | East Nicolaus
2023-09-21 12:07 | 3634-WD | DGSP | Independent Study | Active | 10/1/2025 |  |  | KERN | RIO BRAVO SUB | Storage | 4.99 | 10/4/2023 | N/A | N/A (Independent Study) | N/A | N/A (Independent Study) | Pass | 2024-07-18 |  |  | No former queue position | RIO BRAVO | Rio Bravo
2023-09-22 09:56 | 3635-WD | DGSP | DGSP | Withdrawn | 10/1/2025 | Withdrawn | Withdrawn | KINGS | LEMOORE SUB | Solar PV | 4.999 | 10/4/2023 | Withdrawn | Withdrawn | Withdrawn | Withdrawn | Withdrawn | Withdrawn | Withdrawn | Withdrawn | No former queue position
2023-09-22 12:55 | 3636-WD | DGSP | DGSP | Withdrawn | 10/1/2025 | Withdrawn | Withdrawn | KERN | WESTPARK SUB | Storage | 4.999 | 10/4/2023 | Withdrawn | Withdrawn | Withdrawn | Withdrawn | Withdrawn | Withdrawn | Withdrawn | Withdrawn | No former queue position
2023-09-22 13:09 | 3637-WD | DGSP | DGSP | Withdrawn | 10/1/2025 | Withdrawn | Withdrawn | KERN | WESTPARK SUB | Storage | 4.999 | 10/4/2023 | Withdrawn | Withdrawn | Withdrawn | Withdrawn | Withdrawn | Withdrawn | Withdrawn | Withdrawn | No former queue position
2023-09-22 13:19 | 3638-WD | DGSP | DGSP | Withdrawn | 10/1/2025 | Withdrawn | Withdrawn | KERN | WESTPARK SUB | Storage | 4.999 | 10/4/2023 | Withdrawn | Withdrawn | Withdrawn | Withdrawn | Withdrawn | Withdrawn | Withdrawn | Withdrawn | No former queue position
2023-09-22 13:43 | 3639-WD | DGSP | DGSP | Withdrawn | 3/3/2025 | Withdrawn | Withdrawn | KERN | WESTPARK SUB | Storage | 4.999 | 10/4/2023 | Withdrawn | Withdrawn | Withdrawn | Withdrawn | Withdrawn | Withdrawn | Withdrawn | Withdrawn | No former queue position
2023-09-22 13:46 | 3640-WD | DGSP | DGSP | Active | 10/1/2025 |  |  | KERN | MIDWAY SUB | Solar PV | 4.99 | 10/4/2023 | N/A | N/A | N/A | N/A | Pass | 2024-06-18 |  |  | No former queue position | MIDWAY | Midway
2023-09-11 14:39 | 3641-RD | Detailed Study | Detailed Study | Active | Not Provided |  |  | YOLO | WINTERS SUB | Solar PV | 5 | 10/4/2023 | N/A | N/A | N/A | N/A | Pass | 2024-07-08 |  |  | No former queue position | WINTERS | not found
2023-09-11 14:42 | 3642-RD | Detailed Study | Detailed Study | Withdrawn | Not Provided | Withdrawn | Withdrawn | FRESNO | CARUTHERS SUB | Battery | 6.895 | 10/4/2023 | 10/31/2023 | Fail Screens: F, J, K, M | Withdrawn | Withdrawn | Withdrawn | Withdrawn | Withdrawn | Withdrawn | No former queue position
2018-08-15 14:44 | 2049-RD | Detailed Study | Detailed Study | In Service | Not Provided |  |  | FRESNO | CALIFORNIA AVE SUB | Engine, Solar PV, Storage | 5.7715 | 9/5/2018 | N/A | N/A | N/A | N/A | Pass | 4/11/2019 | N/A | Executed | No former queue position | CALIFORNIA AVE | not found |  | 5.7715 | not found |  |  | 5.7715 | 5.7715 | 1 |  |  | 1
2023-09-07 13:19 | 3644-RD | Fast Track | Detailed Study | Withdrawn | Not Provided | Withdrawn | Withdrawn | FRESNO | KINGSBURG SUB | Storage | 3.607 | 10/11/2023 | 10/27/2023 | Fail Screens: F, J, K, M, V1, V2, S5, A1 | 1/11/2024 | Fail | Fail | Withdrawn | Withdrawn | Withdrawn | No former queue position
2023-08-09 13:41 | 3645-RD | Fast Track | Fast Track | Withdrawn | Not Provided | Withdrawn | Withdrawn | SAN JOAQUIN | AVENA SUB | Solar PV | 2 | 10/11/2023 | 3/19/2024 | Fail Screens: F, I, J, K, L, M, V1, V2, S5, A1 | Withdrawn | Withdrawn | Withdrawn | Withdrawn | Withdrawn | Withdrawn | No former queue position
2023-09-11 18:31 | 3646-RD | Fast Track | Detailed Study | Withdrawn | Not Provided | Withdrawn | Withdrawn | FRESNO | CAMDEN SUB | Solar PV | 5 | 10/11/2023 | 11/29/2023 | Fail Screens: F, J, K, M, V1, V2, S5, A1 | 1/18/2024 | Fail | Fail | Withdrawn | Withdrawn | Withdrawn | No former queue position
2023-09-18 11:07 | 3647-RD | Fast Track | Fast Track | Withdrawn | Not Provided | Withdrawn | Withdrawn | MADERA | CHOWCHILLA SUB | Storage | 5 | 10/11/2023 | 10/31/2023 | Fail Screens: B, D, F, G, I, J, K, M, V1, V2, S5, A1 | 12/20/2023 | Fail | Withdrawn | Withdrawn | Withdrawn | Withdrawn | No former queue position
2023-09-18 09:23 | 3648-RD | Detailed Study | Detailed Study | Active | Not Provided |  |  | KERN | FAMOSO SUB | Solar PV | 5 | 10/11/2023 | N/A | N/A | N/A | N/A | Pass | In Progress |  |  | No former queue position | FAMOSO | Famoso
2023-09-22 12:11 | 3649-RD | Detailed Study | Detailed Study | Withdrawn | Not Provided | Withdrawn | Withdrawn | MADERA | COARSEGOLD SUB | Solar PV | 4.98 | 10/11/2023 | Withdrawn | Withdrawn | Withdrawn | Withdrawn | Withdrawn | Withdrawn | Withdrawn | Withdrawn | No former queue position
2023-09-18 16:05 | 3650-RD | Fast Track | Detailed Study | Withdrawn | Not Provided | Withdrawn | Withdrawn | FRESNO | GIFFEN SUB | Solar PV | 5 | 10/11/2023 | 10/30/2023 | Fail Screens: F, J, K, M, S5, A1 | 1/10/2024 | Fail | Fail | Withdrawn | Withdrawn | Withdrawn | No former queue position
2023-09-18 10:21 | 3651-RD | Fast Track | Fast Track | Withdrawn | Not Provided | Withdrawn | Withdrawn | KERN | CHARCA SUB | Solar PV | 2 | 10/11/2023 | 12/24/2023 | Fail Screens: D, F, G, J, K, M, V1, S5, A1 | Withdrawn | Withdrawn | Withdrawn | Withdrawn | Withdrawn | Withdrawn | No former queue position
2023-09-20 12:00 | 3652-WD | Independent Study | Cluster | Active | 7/1/2025 |  |  | FRESNO | COALINGA #2 SUB | Solar PV | 3.6 | 10/11/2023 | N/A | N/A (Cluster) | N/A | N/A (Cluster) | Fail | In Progress |  |  | No former queue position | COALINGA #2 | not found
2023-09-20 12:17 | 3653-WD | Independent Study | Cluster | Active | 7/1/2025 |  |  | FRESNO | COALINGA #2 SUB | Storage | 3.6 | 10/11/2023 | N/A | N/A (Cluster) | N/A | N/A (Cluster) | Fail | In Progress |  |  | No former queue position | COALINGA #2 | not found
2023-09-21 10:24 | 3654-WD | Fast Track | Cluster | Active | 2/3/2025 |  |  | KERN | MAGUNDEN SUB | Storage | 4 | 10/18/2023 | 11/14/2023 | Fail Screens: 2, 4, 5, 6, 7, 9, 10 | 1/24/2024 | Fail | Fail |  |  |  | No former queue position | MAGUNDEN | Magunden
2023-10-04 12:26 | 3655-RD | Detailed Study | Detailed Study | Withdrawn | Not Provided | Withdrawn | Withdrawn | MERCED | LIVINGSTON SUB | Solar PV | 2 | 10/18/2023 | Withdrawn | Withdrawn | Withdrawn | Withdrawn | Fail | Withdrawn | Withdrawn | Withdrawn | No former queue position
2023-09-18 12:01 | 3656-RD | Fast Track | Fast Track | Withdrawn | Not Provided | Withdrawn | Withdrawn | TULARE | STONE CORRAL SUB | Solar PV | 3.7 | 10/18/2023 | 11/9/2023 | Fail Screens: F, J, K, L, M, V1, V2, S5, A1 | 1/24/2024 | Fail | Withdrawn | Withdrawn | Withdrawn | Withdrawn | No former queue position
2023-09-27 07:53 | 3657-RD | Detailed Study | Detailed Study | Withdrawn | Not Provided | Withdrawn | Withdrawn | YUBA | OLIVEHURST SUB | Storage | 3.984 | 10/18/2023 | Withdrawn | Withdrawn | Withdrawn | Withdrawn | Pass | Withdrawn | Withdrawn | Withdrawn | No former queue position
2009-06-17 | 0029-WD | Independent Study | Independent Study | In Service | 5/1/2010 | 6/30/2011 | 6/3/2011 | KINGS | AVENAL SUB | Solar PV | 5.76 | 7/21/2009 | N/A | N/A | N/A | N/A | N/A | 3/2/2010 | 9/10/2010 | Executed | Former queue position: W20 | AVENAL | not found |  | 5.76 | not found |  |  |  |  | 1 |  |  | 1
2023-10-04 15:01 | 3659-RD | Detailed Study | Detailed Study | Active | Not Provided |  |  | SACRAMENTO | COLONY SUB | Storage | 2 | 10/18/2023 | N/A | N/A | N/A | N/A | Pass | In Progress |  |  | No former queue position | COLONY | not found
2023-10-05 08:19 | 3660-RD | Fast Track | Detailed Study | Withdrawn | Not Provided | Withdrawn | Withdrawn | MADERA | DAIRYLAND SUB | Solar PV | 5 | 10/25/2023 | 11/13/2023 | Fail Screens: D, F, G, I, J, K, L, M, V1, V2, S5, A1 | 1/10/2024 | Fail | Fail | Withdrawn | Withdrawn | Withdrawn | No former queue position
2023-09-19 15:09 | 3661-RD | Fast Track | Fast Track | Withdrawn | Not Provided | Withdrawn | Withdrawn | CONTRA COSTA | EL CERRITO G SUB | Battery | 0.775 | 10/25/2023 | 12/12/2023 | Pass | Withdrawn | Withdrawn | Withdrawn | Withdrawn | Withdrawn | Withdrawn | No former queue position
2023-09-27 12:36 | 3662-RD | Fast Track | Detailed Study | Withdrawn | Not Provided | Withdrawn | Withdrawn | KINGS | AVENAL SUB | Solar PV | 3 | 10/25/2023 | 11/21/2023 | Fail Screens: F, J, K, M, V1, V2, S5, A1 | 1/18/2024 | Fail | Withdrawn | Withdrawn | Withdrawn | Withdrawn | No former queue position
2023-10-04 15:01 | 3663-RD | Fast Track | Detailed Study | Withdrawn | Not Provided | Withdrawn | Withdrawn | MERCED | CRESSEY SUB | Solar PV | 4 | 10/25/2023 | 11/15/2023 | Fail Screens: B, D, F, G, I, J, K, M, V1, V2, S5, A1 | 1/18/2024 | Fail | Fail | Withdrawn | Withdrawn | Withdrawn | No former queue position
2023-09-28 08:44 | 3664-RD | Detailed Study | Detailed Study | Withdrawn | Not Provided | Withdrawn | Withdrawn | FRESNO | WEST FRESNO SUB | Solar PV | 5 | 10/25/2023 | Withdrawn | Withdrawn | Withdrawn | Withdrawn | Fail | Withdrawn | Withdrawn | Withdrawn | No former queue position
2023-09-28 10:00 | 3665-RD | Detailed Study | Detailed Study | Withdrawn | Not Provided | Withdrawn | Withdrawn | FRESNO | FIGARDEN SUB | Solar PV | 5 | 10/25/2023 | Withdrawn | Withdrawn | Withdrawn | Withdrawn | Fail | Withdrawn | Withdrawn | Withdrawn | No former queue position
2023-09-29 09:56 | 3666-RD | Detailed Study | Detailed Study | Active | Not Provided |  |  | YOLO | WEST SACRAMENTO SUB | Cogeneration | 5 | 10/25/2023 | N/A | N/A | N/A | N/A | Pass | In Progress |  |  | No former queue position | WEST SACRAMENTO | not found
2023-09-29 10:17 | 3667-RD | Detailed Study | Detailed Study | Withdrawn | Not Provided | Withdrawn | Withdrawn | MERCED | MERCED SUB | Cogeneration | 5 | 10/25/2023 | Withdrawn | Withdrawn | Withdrawn | Withdrawn | Fail | Withdrawn | Withdrawn | Withdrawn | No former queue position
2023-09-29 10:53 | 3668-RD | Detailed Study | Detailed Study | Withdrawn | Not Provided | Withdrawn | Withdrawn | MERCED | MERCED SUB | Battery | 5 | 10/25/2023 | Withdrawn | Withdrawn | Withdrawn | Withdrawn | Fail | Withdrawn | Withdrawn | Withdrawn | No former queue position
2023-09-29 11:09 | 3669-RD | Detailed Study | Detailed Study | Withdrawn | Not Provided | Withdrawn | Withdrawn | FRESNO | WEST FRESNO SUB | Cogeneration | 5 | 10/25/2023 | Withdrawn | Withdrawn | Withdrawn | Withdrawn | Fail | Withdrawn | Withdrawn | Withdrawn | No former queue position
2023-09-29 11:33 | 3670-RD | Detailed Study | Detailed Study | Withdrawn | Not Provided | Withdrawn | Withdrawn | MADERA | CHOWCHILLA SUB | Battery | 5 | 10/25/2023 | Withdrawn | Withdrawn | Withdrawn | Withdrawn | Fail | Withdrawn | Withdrawn | Withdrawn | No former queue position
2023-10-05 15:56 | 3671-RD | Fast Track | Detailed Study | Withdrawn | Not Provided | Withdrawn | Withdrawn | FRESNO | WOODWARD SUB | Solar PV | 3.24 | 11/1/2023 | 2/22/2024 | Fail Screens: D, F, G, H, J, K, L, M, V1, S5, A1 | Withdrawn | Withdrawn | Fail | Withdrawn | Withdrawn | Withdrawn | No former queue position
2023-10-06 13:50 | 3672-RD | Detailed Study | Detailed Study | Withdrawn | Not Provided | Withdrawn | Withdrawn | FRESNO | SANGER SUB | Withdrawn | 3 | 11/1/2023 | Withdrawn | Withdrawn | Withdrawn | Withdrawn | Fail | Withdrawn | Withdrawn | Withdrawn | No former queue position
2022-01-17 18:58 | 3019-RD | Detailed Study | Detailed Study | Active | Not Provided |  |  | FRESNO | MCCALL SUB | Solar PV | 5.76 | 2/9/2022 | N/A | N/A | N/A | N/A | Pass | 8/31/2022 | N/A | Executed | No former queue position | MCCALL | McCall | 115 | 5.76 | not found |  |  |  |  | 0 |  |  | 1
2023-10-13 13:24 | 3674-RD | Fast Track | Detailed Study | Withdrawn | Not Provided | Withdrawn | Withdrawn | MADERA | COARSEGOLD SUB | Storage | 5 | 11/1/2023 | 11/22/2023 | Fail Screens: B, D, F, H, I, J, K, M, V1, V2, S5, A1 | 1/18/2024 | Fail | Pass | Withdrawn | Withdrawn | Withdrawn | No former queue position
2023-06-29 14:26 | 3527-RD | Detailed Study | Detailed Study | Active | Not Provided |  |  | SAN LUIS OBISPO | MESA SUB | Storage | 5.684 | 7/26/2023 | N/A | N/A | N/A | N/A | Pass | 2024-05-09 |  | Tendered | No former queue position | MESA | Mesa (PGE) | 115 |  |  |  |  | 5.684 | 5.684 | 0 |  |  | 0
2023-09-29 14:09 | 3676-RD | Detailed Study | Detailed Study | Withdrawn | Not Provided | Withdrawn | Withdrawn | TULARE | STONE CORRAL SUB | Solar PV | 4.999 | 11/1/2023 | Withdrawn | Withdrawn | Withdrawn | Withdrawn | Fail | Withdrawn | Withdrawn | Withdrawn | No former queue position
2023-10-04 08:05 | 3677-RD | Detailed Study | Detailed Study | Withdrawn | Not Provided | Withdrawn | Withdrawn | MERCED | LIVINGSTON SUB | Withdrawn | 5 | 11/1/2023 | Withdrawn | Withdrawn | Withdrawn | Withdrawn | Fail | Withdrawn | Withdrawn | Withdrawn | No former queue position
2023-10-12 13:50 | 3678-RD | Fast Track | Fast Track | Active | Not Provided |  |  | MONTEREY | GREEN VALLEY SUB | Battery | 0.5 | 11/1/2023 | 12/28/2023 | Fail Screens: B, F, G, H, I, J, M, S5 | 2024-04-22 | Pass | N/A (Fast Track) | N/A (Fast Track) | N/A (Fast Track) |  | No former queue position | GREEN VALLEY | not found
2023-10-12 13:51 | 3679-RD | Fast Track | Fast Track | Active | Not Provided |  |  | MONTEREY | GREEN VALLEY SUB | Battery | 0.25 | 11/1/2023 | 1/8/2024 | Fail Screens: B, D, I, J, S5 |  |  | N/A (Fast Track) | N/A (Fast Track) | N/A (Fast Track) | Executed | No former queue position | GREEN VALLEY | not found
2023-10-16 16:16 | 3680-WD | Independent Study | Independent Study | Active | 5/15/2025 |  |  | BUTTE | NOTRE DAME SUB | Solar PV | 4.99 | 11/1/2023 | N/A | N/A (Independent Study) | N/A | N/A (Independent Study) | Pass | In Progress |  |  | No former queue position | NOTRE DAME | not found
2023-10-17 20:51 | 3681-RD | Detailed Study | Detailed Study | Active | Not Provided |  |  | KERN | TEMBLOR SUB | Solar PV | 3 | 11/1/2023 | N/A | N/A | N/A | N/A | Pass | In Progress |  |  | No former queue position | TEMBLOR | Temblor
2019-04-25 12:33 | 2198-RD | Detailed Study | Detailed Study | In Service | Not Provided |  |  | MONTEREY | SOLEDAD SUB | Wind | 5.64 | 5/1/2019 | N/A | N/A | N/A | N/A | Pass | 10/11/2019 | N/A | Executed | No former queue position | SOLEDAD | not found |  |  |  | 5.64 |  |  |  | 1 |  |  | 1
2023-09-05 11:29 | 3683-RD | Fast Track | Fast Track | Active | Not Provided |  |  | KERN | LERDO SUB | Solar PV | 3.26 | 11/8/2023 | 12/27/2023 | Pass |  |  | N/A (Fast Track) | N/A (Fast Track) | N/A (Fast Track) | Executed | No former queue position | LERDO | Lerdo
2023-09-29 14:56 | 3684-RD | Detailed Study | Detailed Study | Withdrawn | Not Provided | Withdrawn | Withdrawn | FRESNO | CAMDEN SUB | Solar PV | 5 | 11/8/2023 | Withdrawn | Withdrawn | Withdrawn | Withdrawn | Fail | Withdrawn | Withdrawn | Withdrawn | No former queue position
2020-12-01 05:00 | 2671-RD | Fast Track | Fast Track | Active | Not Provided |  |  | KERN | RIO BRAVO SUB | Engine | 5.625 | 12/30/2020 | 2/23/2021 | Pass |  |  | N/A (Fast Track) | N/A (Fast Track) | N/A (Fast Track) | Executed | No former queue position | RIO BRAVO | Rio Bravo | 115 | [6 empty] | 0 |  |  | 1
2023-09-25 10:54 | 3686-RD | Fast Track | Fast Track | Withdrawn | Not Provided | Withdrawn | Withdrawn | COLUSA | CORTINA SUB | Solar PV | 5 | 11/8/2023 | 12/27/2023 | Fail Screens: B, D, F, G, I, J, K, M, V1, V2, S5, A1 | 2/16/2024 | Fail | Withdrawn | Withdrawn | Withdrawn | Withdrawn | No former queue position
2023-10-12 16:06 | 3687-RD | Fast Track | Fast Track | Withdrawn | Not Provided | Withdrawn | Withdrawn | TUOLUMNE | PEORIA SUB | Solar PV | 1 | 11/8/2023 | 12/27/2023 | Fail Screens: D, F, J, K, L, M, S5 | Withdrawn | Withdrawn | Withdrawn | Withdrawn | Withdrawn | Withdrawn | No former queue position
2023-10-17 10:38 | 3688-RD | Detailed Study | Detailed Study | Withdrawn | Not Provided | Withdrawn | Withdrawn | FRESNO | MCMULLIN SUB | Solar PV | 5 | 11/8/2023 | Withdrawn | Withdrawn | Withdrawn | Withdrawn | Fail | Withdrawn | Withdrawn | Withdrawn | No former queue position
2023-10-18 16:46 | 3689-RD | Detailed Study | Detailed Study | Withdrawn | Not Provided | Withdrawn | Withdrawn | KINGS | HARDWICK SUB | Solar PV | 3 | 11/8/2023 | Withdrawn | Withdrawn | Withdrawn | Withdrawn | Fail | Withdrawn | Withdrawn | Withdrawn | No former queue position
2023-10-19 08:21 | 3690-RD | Detailed Study | Detailed Study | Withdrawn | Not Provided | Withdrawn | Withdrawn | FRESNO | MCMULLIN SUB | Storage | 5 | 11/8/2023 | Withdrawn | Withdrawn | Withdrawn | Withdrawn | Fail | Withdrawn | Withdrawn | Withdrawn | No former queue position
2023-10-24 13:23 | 3691-RD | Detailed Study | DGSP | Withdrawn | Not Provided | Withdrawn | Withdrawn | SAN LUIS OBISPO | TEMPLETON SUB | Reciprocating Engine | 4.98 | 11/8/2023 | Withdrawn | Withdrawn | Withdrawn | Withdrawn | Fail | Withdrawn | Withdrawn | Withdrawn | No former queue position
2023-10-24 13:34 | 3692-RD | Detailed Study | DGSP | Active | Not Provided |  |  | SAN JOAQUIN | VICTOR SUB | Storage | 4.98 | 11/8/2023 | N/A | N/A | N/A | N/A | Fail |  |  |  | No former queue position | VICTOR | Victor
2023-10-25 17:50 | 3693-RD | Fast Track | Detailed Study | Active | Not Provided |  |  | KERN | GANSO SUB | Reciprocating Engine,Solar PV | 0.775 | 11/8/2023 | 1/29/2024 | Fail Screens: F, I, J, K, M | 2024-07-09 | Fail |  |  |  |  | No former queue position | GANSO | Ganso
2023-10-26 12:57 | 3694-WD | Fast Track | Fast Track | Active | 12/31/2025 |  |  | KERN | KERN OIL SUB | Storage | 2 | 11/8/2023 | 12/28/2023 | Fail Screens: 2, 4, 5, 7, 9, 10 | In Progress |  | N/A (Fast Track) | N/A (Fast Track) | N/A (Fast Track) |  | No former queue position | KERN OIL | Kern Oil
2023-10-13 13:35 | 3695-RD | Fast Track | Fast Track | Withdrawn | Not Provided | Withdrawn | Withdrawn | KERN | ELK HILLS SUB | Withdrawn | 4 | 11/8/2023 | 12/7/2023 | Fail | Withdrawn | Withdrawn | Withdrawn | Withdrawn | Withdrawn | Withdrawn | No former queue position
2023-10-16 10:13 | 3696-RD | Fast Track | Fast Track | Withdrawn | Not Provided | Withdrawn | Withdrawn | FRESNO | OLD KEARNEY SUB | Withdrawn | 3 | 11/8/2023 | 11/30/2023 | Fail Screens: F, J, K, M, V1, V2, S5, A1 | Withdrawn | Withdrawn | Withdrawn | Withdrawn | Withdrawn | Withdrawn | No former queue position
2023-10-17 21:13 | 3697-RD | Fast Track | Fast Track | Withdrawn | Not Provided | Withdrawn | Withdrawn | SUTTER | TUDOR SUB | Solar PV | 1.996 | 11/8/2023 | 3/27/2024 | Pass | Withdrawn | Withdrawn | Withdrawn | Withdrawn | Withdrawn | Withdrawn | No former queue position
2023-10-17 23:42 | 3698-RD | Fast Track | Fast Track | Withdrawn | Not Provided | Withdrawn | Withdrawn | BUTTE | PEACHTON SUB | Battery | 3 | 11/8/2023 | Withdrawn | Withdrawn | Withdrawn | Withdrawn | Withdrawn | Withdrawn | Withdrawn | Withdrawn | No former queue position
2023-10-18 12:26 | 3699-RD | Detailed Study | Detailed Study | Withdrawn | Not Provided | Withdrawn | Withdrawn | MADERA | CASSIDY SUB | Storage | 4.98 | 11/8/2023 | Withdrawn | Withdrawn | Withdrawn | Withdrawn | Fail | Withdrawn | Withdrawn | Withdrawn | No former queue position
2023-10-18 22:44 | 3700-RD | Fast Track | Fast Track | Withdrawn | Not Provided | Withdrawn | Withdrawn | MADERA | CHOWCHILLA SUB | Storage | 3 | 11/8/2023 | 11/29/2023 | Fail Screens: D, F, G, I, J, K, L, M, V1, V2, S5, A1 | Withdrawn | Withdrawn | Withdrawn | Withdrawn | Withdrawn | Withdrawn | No former queue position
2023-10-19 10:10 | 3701-RD | Fast Track | Fast Track | Withdrawn | Not Provided | Withdrawn | Withdrawn | MADERA | DAIRYLAND SUB | Storage | 1 | 11/8/2023 | 11/29/2023 | Fail Screens: D, F, G, I, J, K, L, M, V1, V2, S5, A1 | Withdrawn | Withdrawn | Withdrawn | Withdrawn | Withdrawn | Withdrawn | No former queue position
2024-02-20 20:03 | 3845-RD | Detailed Study | Detailed Study | Active | Not Provided |  |  | SAN BENITO | HOLLISTER SUB | Solar PV | 5.595 | 3/13/2024 | N/A | N/A | N/A | N/A | Fail |  |  |  | No former queue position | HOLLISTER | Hollister | 115 | 5.595 | not found |  |  |  |  | 0 |  |  | 0
2023-10-16 00:18 | 3703-WD | Independent Study | Independent Study | Withdrawn | 12/20/2024 | Withdrawn | Withdrawn | FRESNO | FIREBAUGH SUB | Solar PV | 4.95 | 11/15/2023 | Withdrawn | Withdrawn | Withdrawn | Withdrawn | Fail | Withdrawn | Withdrawn | Withdrawn | No former queue position
2023-02-07 14:05 | 3278-RD | Detailed Study | Detailed Study | Active | Not Provided |  |  | SAN JOAQUIN | WEBER SUB | Solar PV | 5.52 | 3/8/2023 | N/A | N/A | N/A | N/A | Pass | 2024-04-02 |  | Tendered | No former queue position | WEBER | Weber | 60 | 5.52 | not found |  |  |  |  | 0 |  |  | 0
2023-10-26 13:36 | 3705-RD | Detailed Study | DGSP | Active | Not Provided |  |  | MONTEREY | LOS OSITOS SUB | Storage | 2.4 | 11/15/2023 | N/A | N/A | N/A | N/A | Fail |  |  |  | No former queue position | LOS OSITOS | not found
2023-10-23 17:11 | 3706-RD | Fast Track | Fast Track | Active | Not Provided |  |  | SAN JOAQUIN | TRACY SUB | Storage | 1.285 | 11/15/2023 | 1/2/2024 | Fail Screens: F, G, I, J, M, S5 | 2024-07-29 | Pass | N/A (Fast Track) | N/A (Fast Track) | N/A (Fast Track) | Tendered | No former queue position | TRACY | not found
2023-10-27 11:50 | 3707-RD | Fast Track | Fast Track | Withdrawn | Not Provided | Withdrawn | Withdrawn | SONOMA | MONROE SUB | Solar PV | 0.9 | 11/22/2023 | Withdrawn | Withdrawn | Withdrawn | Withdrawn | Withdrawn | Withdrawn | Withdrawn | Withdrawn | No former queue position
2023-10-23 09:40 | 3708-RD | Fast Track | Detailed Study | Active | Not Provided |  |  | COLUSA | COLUSA SUB | Reciprocating Engine | 3 | 11/22/2023 | 1/5/2024 | Fail Screens: B, D, F, I, J, K, M, V1, S5, A1 | 3/21/2024 | Fail | Pass | In Progress |  |  | No former queue position | COLUSA | not found
2023-10-24 12:05 | 3709-RD | Fast Track | Detailed Study | Active | Not Provided |  |  | MONTEREY | SOLEDAD SUB | Other | 1.266 | 11/22/2023 | 1/10/2024 | Fail Screens: F, G, H, I, J, K, M, S5 | 2/8/2024 | Fail | Pass | In Progress |  |  | No former queue position | SOLEDAD | not found
2023-10-26 19:31 | 3710-RD | Fast Track | Fast Track | Active | Not Provided |  |  | KERN | TEMBLOR SUB | Storage | 4 | 11/22/2023 | 12/24/2023 | Fail Screens: B, D, F, G, I, J, K, M, V1, V2, S5, A1 | 2024-07-26 | Fail | N/A (Fast Track) | N/A (Fast Track) | N/A (Fast Track) |  | No former queue position | TEMBLOR | Temblor
2023-10-26 21:27 | 3711-RD | Fast Track | Fast Track | Active | Not Provided |  |  | FRESNO | BOWLES SUB | Storage | 0.996 | 11/22/2023 | 12/26/2023 | Fail Screens: B, D, F, I, J, K, M, V1, V2, S5, A1 | 2024-04-18 | Pass | N/A (Fast Track) | N/A (Fast Track) | N/A (Fast Track) | Tendered | No former queue position | BOWLES | not found
2023-10-30 17:46 | 3712-RD | Fast Track | Fast Track | Withdrawn | Not Provided | Withdrawn | Withdrawn | TEHAMA | LOS MOLINOS SUB | Storage | 0.996 | 11/22/2023 | Withdrawn | Withdrawn | Withdrawn | Withdrawn | Withdrawn | Withdrawn | Withdrawn | Withdrawn | No former queue position
2023-10-30 22:53 | 3713-RD | Fast Track | Fast Track | Withdrawn | Not Provided | Withdrawn | Withdrawn | MADERA | EL PECO SUB | Storage | 0.996 | 11/22/2023 | 12/14/2023 | Fail Screens: B, D, F, G, I, J, K, L, M, V1, V2, S5, A1 | 3/5/2024 | Fail | Withdrawn | Withdrawn | Withdrawn | Withdrawn | No former queue position
2023-11-01 17:49 | 3714-RD | Fast Track | Fast Track | Withdrawn | Not Provided | Withdrawn | Withdrawn | SAN JOAQUIN | VALLEY HOME SUB | Storage | 0.996 | 11/22/2023 | 12/26/2023 | Fail Screens: B, D, F, G, I, J, K, L, M, V1, V2, S5, A1 | 3/5/2024 | Fail | Withdrawn | Withdrawn | Withdrawn | Withdrawn | No former queue position
2023-11-01 19:18 | 3715-RD | Fast Track | Fast Track | Withdrawn | Not Provided | Withdrawn | Withdrawn | KERN | SMYRNA SUB | Storage | 0.996 | 11/22/2023 | 12/19/2023 | Pass | Withdrawn | Withdrawn | Withdrawn | Withdrawn | Withdrawn | Withdrawn | No former queue position
2023-11-01 20:54 | 3716-RD | Fast Track | Fast Track | Withdrawn | Not Provided | Withdrawn | Withdrawn | GLENN | RICE SUB | Storage | 0.996 | 11/22/2023 | 1/9/2024 | Fail Screens: B, D, F, I, J, K, L, M, V1, V2, S5, A1 | Withdrawn | Withdrawn | Withdrawn | Withdrawn | Withdrawn | Withdrawn | No former queue position
2023-11-03 16:43 | 3717-RD | Fast Track | Fast Track | Active | Not Provided |  |  | KERN | SHAFTER SUB | Storage | 0.7 | 11/22/2023 | 12/28/2023 | Fail Screens: F, I, J, K, M | 3/11/2024 | Pass | N/A (Fast Track) | N/A (Fast Track) | N/A (Fast Track) | Tendered | No former queue position | SHAFTER | Shafter
2023-11-02 16:49 | 3718-RD | Fast Track | Fast Track | Active | Not Provided |  |  | SANTA CLARA | EL PATIO SUB | Battery | 0.979 | 11/22/2023 | 1/31/2024 | Fail Screens: J, K, S5 |  |  | N/A (Fast Track) | N/A (Fast Track) | N/A (Fast Track) | Executed | No former queue position | EL PATIO | El Patio
2023-11-09 13:42 | 3719-WD | Cluster | Cluster | Active | 11/3/2025 |  |  | KINGS | GUERNSEY SUB | Solar PV | 2.34 | 11/29/2023 | N/A | N/A (Cluster) | N/A | N/A (Cluster) | N/A (Cluster) | In Progress |  |  | No former queue position | GUERNSEY | not found
2023-11-10 15:16 | 3720-WD | Cluster | Cluster | Active | 12/5/2025 |  |  | FRESNO | STROUD SUB | Solar PV | 5 | 11/29/2023 | N/A | N/A (Cluster) | N/A | N/A (Cluster) | N/A (Cluster) | In Progress |  |  | No former queue position | STROUD | not found
2023-11-16 16:30 | 3721-RD | Fast Track | Fast Track | Withdrawn | Not Provided | Withdrawn | Withdrawn | LAKE | CLEAR LAKE SUB | Solar PV | 0.979 | 12/6/2023 | 1/24/2024 | Fail Screens: D, F, G, I, J, K, M, V1, V2, S5, A1 | 2/16/2024 | Fail | Withdrawn | Withdrawn | Withdrawn | Withdrawn | No former queue position
2023-11-07 13:14 | 3722-RD | Detailed Study | Detailed Study | Active | Not Provided |  |  | MENDOCINO | BIG RIVER SUB | Solar PV | 2 | 12/6/2023 | N/A | N/A | N/A | N/A | Pass | In Progress |  |  | No former queue position | BIG RIVER | not found
2023-11-08 08:13 | 3723-RD | Fast Track | Fast Track | Active | Not Provided |  |  | ALAMEDA | CASTRO VALLEY SUB | Solar PV | 0.982 | 12/6/2023 | 1/29/2024 | Pass |  |  | N/A (Fast Track) | N/A (Fast Track) | N/A (Fast Track) | Executed | No former queue position | CASTRO VALLEY | Castro Valley
2023-10-17 13:27 | 3675-RD | Detailed Study | Detailed Study | Active | Not Provided |  |  | YOLO | MADISON SUB | Solar PV | 5.511 | 11/1/2023 | N/A | N/A | N/A | N/A | Pass | In Progress |  |  | No former queue position | MADISON | not found |  | 5.511 | not found |  |  |  |  | 0 |  |  | 0
2023-11-15 14:30 | 3725-RD | Detailed Study | Detailed Study | Withdrawn | Not Provided | Withdrawn | Withdrawn | AMADOR | CLAY SUB | Solar PV | 5.511 | 12/6/2023 | Withdrawn | Withdrawn | Withdrawn | Withdrawn | Pass | Withdrawn | Withdrawn | Withdrawn | No former queue position
2023-11-14 11:17 | 3726-RD | Detailed Study | Detailed Study | Withdrawn | Not Provided | Withdrawn | Withdrawn | FRESNO | KERMAN SUB | Solar PV | 4.6 | 12/6/2023 | Withdrawn | Withdrawn | Withdrawn | Withdrawn | Fail | Withdrawn | Withdrawn | Withdrawn | No former queue position
2023-11-14 13:43 | 3727-RD | Detailed Study | Detailed Study | Withdrawn | Not Provided | Withdrawn | Withdrawn | MADERA | EL PECO SUB | Solar PV | 4.6 | 12/6/2023 | Withdrawn | Withdrawn | Withdrawn | Withdrawn | Fail | Withdrawn | Withdrawn | Withdrawn | No former queue position
2023-11-14 15:28 | 3728-RD | Detailed Study | Detailed Study | Withdrawn | Not Provided | Withdrawn | Withdrawn | MERCED | EL NIDO SUB | Solar PV | 4.6 | 12/6/2023 | Withdrawn | Withdrawn | Withdrawn | Withdrawn | Fail | Withdrawn | Withdrawn | Withdrawn | No former queue position
2023-11-15 08:22 | 3729-RD | Detailed Study | Detailed Study | Withdrawn | Not Provided | Withdrawn | Withdrawn | MADERA | DAIRYLAND SUB | Solar PV | 4.6 | 12/6/2023 | Withdrawn | Withdrawn | Withdrawn | Withdrawn | Withdrawn | Withdrawn | Withdrawn | Withdrawn | No former queue position
2023-11-15 09:16 | 3730-RD | Detailed Study | Detailed Study | Withdrawn | Not Provided | Withdrawn | Withdrawn | MERCED | MERCED SUB | Solar PV | 4.6 | 12/6/2023 | Withdrawn | Withdrawn | Withdrawn | Withdrawn | Withdrawn | Withdrawn | Withdrawn | Withdrawn | No former queue position
2023-11-15 11:16 | 3731-RD | Detailed Study | Detailed Study | Withdrawn | Not Provided | Withdrawn | Withdrawn | KINGS | JACOBS CORNER SUB | Solar PV | 4.6 | 12/6/2023 | Withdrawn | Withdrawn | Withdrawn | Withdrawn | Withdrawn | Withdrawn | Withdrawn | Withdrawn | No former queue position
2023-11-15 11:38 | 3732-RD | Detailed Study | Detailed Study | Withdrawn | Not Provided | Withdrawn | Withdrawn | MADERA | EL PECO SUB | Solar PV | 4.6 | 12/6/2023 | Withdrawn | Withdrawn | Withdrawn | Withdrawn | Withdrawn | Withdrawn | Withdrawn | Withdrawn | No former queue position
2023-11-15 12:30 | 3733-RD | Detailed Study | Detailed Study | Withdrawn | Not Provided | Withdrawn | Withdrawn | FRESNO | COALINGA #1 SUB | Storage | 5 | 12/6/2023 | Withdrawn | Withdrawn | Withdrawn | Withdrawn | Withdrawn | Withdrawn | Withdrawn | Withdrawn | No former queue position
2023-11-15 12:53 | 3734-RD | Detailed Study | Detailed Study | Withdrawn | Not Provided | Withdrawn | Withdrawn | KERN | LERDO SUB | Storage | 5 | 12/6/2023 | Withdrawn | Withdrawn | Withdrawn | Withdrawn | Withdrawn | Withdrawn | Withdrawn | Withdrawn | No former queue position
2023-11-15 12:57 | 3735-RD | Detailed Study | Detailed Study | Withdrawn | Not Provided | Withdrawn | Withdrawn | KERN | LERDO SUB | Storage | 5 | 12/6/2023 | Withdrawn | Withdrawn | Withdrawn | Withdrawn | Withdrawn | Withdrawn | Withdrawn | Withdrawn | No former queue position
2023-11-15 14:16 | 3736-RD | Detailed Study | Detailed Study | Withdrawn | Not Provided | Withdrawn | Withdrawn | KERN | LERDO SUB | Storage | 5 | 12/6/2023 | Withdrawn | Withdrawn | Withdrawn | Withdrawn | Withdrawn | Withdrawn | Withdrawn | Withdrawn | No former queue position
2023-11-16 14:52 | 3737-WD | Independent Study | Independent Study | Withdrawn | 8/15/2025 | Withdrawn | Withdrawn | CALAVERAS | CORRAL SUB | Solar PV | 2.5 | 12/13/2023 | Withdrawn | Withdrawn | Withdrawn | Withdrawn | Pass | Withdrawn | Withdrawn | Withdrawn | No former queue position
2023-11-29 14:10 | 3738-RD | Detailed Study | DGSP | Active | Not Provided |  |  | TEHAMA | RED BLUFF SUB | Solar PV | 4.98 | 12/13/2023 | N/A | N/A | N/A | N/A | Pass |  |  |  | No former queue position | RED BLUFF | Red Bluff
2023-11-07 16:41 | 3739-RD | Fast Track | Detailed Study | Withdrawn | Not Provided | Withdrawn | Withdrawn | MERCED | CRESSEY SUB | Solar PV | 4 | 12/13/2023 | 1/5/2024 | Fail Screens: B, D, F, G, I, J, K, M, V1, V2, S5, A1 | 2/27/2024 | Fail | Pass | Withdrawn | Withdrawn | Withdrawn | No former queue position
2023-11-21 14:16 | 3740-RD | Fast Track | Fast Track | Active | Not Provided |  |  | FRESNO | CALIFORNIA AVE SUB | Battery | 1.285 | 12/13/2023 | 3/1/2024 | Fail Screens: J, V1, S5, A1 |  |  | N/A (Fast Track) | N/A (Fast Track) | N/A (Fast Track) | Executed | No former queue position | CALIFORNIA AVE | not found
2023-11-21 14:18 | 3741-RD | Fast Track | Fast Track | Active | Not Provided |  |  | FRESNO | CALIFORNIA AVE SUB | Storage | 1.285 | 12/13/2023 | 3/1/2024 | Pass |  |  | N/A (Fast Track) | N/A (Fast Track) | N/A (Fast Track) | Executed | No former queue position | CALIFORNIA AVE | not found
2023-11-20 15:30 | 3742-RD | Fast Track | Fast Track | Withdrawn | Not Provided | Withdrawn | Withdrawn | MADERA | BORDEN SUB | Solar PV | 3 | 12/20/2023 | 1/12/2024 | Fail Screens: B, D, F, G, I, J, K, M, V1, V2, S5, A1 | 3/11/2024 | Fail | Withdrawn | Withdrawn | Withdrawn | Withdrawn | No former queue position
2023-11-18 09:41 | 3743-RD | Fast Track | Fast Track | Withdrawn | Not Provided | Withdrawn | Withdrawn | SAN MATEO | EAST GRAND SUB | Solar PV | 1.272 | 12/20/2023 | 1/12/2024 | Pass | Withdrawn | Withdrawn | Withdrawn | Withdrawn | Withdrawn | Withdrawn | No former queue position
2023-12-06 10:16 | 3744-RD | Fast Track | Detailed Study | Withdrawn | Not Provided | Withdrawn | Withdrawn | SOLANO | VACA DIXON SUB | Solar PV | 3 | 12/20/2023 | 1/26/2024 | Fail Screens: B, D, F, I, J, K, M, V1, V2, S5, A1, R1 | Withdrawn | Withdrawn | Fail | Withdrawn | Withdrawn | Withdrawn | No former queue position
2023-10-18 12:26 | 3682-RD | Detailed Study | Detailed Study | Active | Not Provided |  |  | KERN | CUYAMA SUB | Solar PV | 5.511 | 11/1/2023 | N/A | N/A | N/A | N/A | Pass | In Progress |  |  | No former queue position | CUYAMA | not found |  | 5.511 | not found |  |  |  |  | 0 |  |  | 0
2023-11-03 15:43 | 3746-RD | Detailed Study | Detailed Study | Withdrawn | Not Provided | Withdrawn | Withdrawn | FRESNO | GATES SUB | Solar PV | 19.936 | 12/20/2023 | Withdrawn | Withdrawn | Withdrawn | Withdrawn | Fail | Withdrawn | Withdrawn | Withdrawn | No former queue position
2023-11-03 16:00 | 3747-RD | Detailed Study | Detailed Study | Withdrawn | Not Provided | Withdrawn | Withdrawn | YOLO | PUTAH CREEK SUB | Solar PV | 19.936 | 12/20/2023 | Withdrawn | Withdrawn | Withdrawn | Withdrawn | Fail | Withdrawn | Withdrawn | Withdrawn | No former queue position
2023-11-15 14:22 | 3724-RD | Detailed Study | Detailed Study | Active | Not Provided |  |  | YUBA | OLIVEHURST SUB | Solar PV | 5.511 | 12/6/2023 | N/A | N/A | N/A | N/A | Pass | In Progress |  |  | No former queue position | OLIVEHURST | Olivehurst | 115 | 5.511 | not found |  |  |  |  | 0 |  |  | 0
2022-11-08 08:14 | 3226-WD | Detailed Study | Detailed Study | Active | Not Provided | 4/18/2025 |  | KERN | ANTELOPE SUB | Solar PV | 5.5 | 12/7/2022 | N/A | N/A | N/A | N/A | Pass | 5/18/2023 | N/A | Executed | No former queue position | ANTELOPE | Antelope | 66 | 5.5 | not found |  |  |  |  | 0 |  |  | 1
2023-10-23 18:00 | 3750-RD | Fast Track | Fast Track | Active | Not Provided |  |  | SAN JOAQUIN | TRACY SUB | Storage | 1.285 | 12/27/2023 | 3/12/2024 | Fail Screens: F, G, I, J, M, S5 | 2024-07-15 | Pass | N/A (Fast Track) | N/A (Fast Track) | N/A (Fast Track) |  | No former queue position | TRACY | not found
2023-11-15 13:29 | 3751-RD | Detailed Study | Detailed Study | Withdrawn | Not Provided | Withdrawn | Withdrawn | MADERA | CHOWCHILLA SUB | Storage | 5 | 12/27/2023 | Withdrawn | Withdrawn | Withdrawn | Withdrawn | Fail | Withdrawn | Withdrawn | Withdrawn | No former queue position
2023-12-08 16:25 | 3752-RD | Fast Track | Fast Track | Active | Not Provided |  |  | SAN JOAQUIN | CARBONA SUB | Storage | 0.642 | 12/27/2023 | 3/19/2024 | Pass |  |  | N/A (Fast Track) | N/A (Fast Track) | N/A (Fast Track) | Executed | No former queue position | CARBONA | not found
2023-12-12 12:39 | 3753-RD | Fast Track | Fast Track | Active | Not Provided |  |  | SAN JOAQUIN | CARBONA SUB | Storage | 2.056 | 12/27/2023 | 2024-07-02 | Fail Screens: J, K, M, M1, S5 |  |  | N/A (Fast Track) | N/A (Fast Track) | N/A (Fast Track) |  | No former queue position | CARBONA | not found
2023-11-03 11:26 | 3754-RD | Detailed Study | Detailed Study | Active | Not Provided |  |  | LAKE | MIDDLETOWN SUB | Solar PV | 4.98 | 1/3/2024 | N/A | N/A | N/A | N/A | Pass | In Progress |  |  | No former queue position | MIDDLETOWN | not found
2023-12-08 12:46 | 3755-RD | Detailed Study | Detailed Study | Withdrawn | Not Provided | Withdrawn | Withdrawn | CONTRA COSTA | BALFOUR SUB | Solar PV | 4.98 | 1/3/2024 | Withdrawn | Withdrawn | Withdrawn | Withdrawn | Fail | Withdrawn | Withdrawn | Withdrawn | No former queue position
2023-12-11 10:09 | 3756-RD | Detailed Study | Detailed Study | Withdrawn | Not Provided | Withdrawn | Withdrawn | FRESNO | CAMDEN SUB | Solar PV | 4.99 | 1/3/2024 | Withdrawn | Withdrawn | Withdrawn | Withdrawn | Fail | Withdrawn | Withdrawn | Withdrawn | No former queue position
2023-12-12 16:45 | 3757-WD | Independent Study | Independent Study | Active | 12/31/2025 |  |  | AMADOR | PINE GROVE SUB | Solar PV | 3.875 | 1/3/2024 | N/A | N/A (Independent Study) | N/A | N/A (Independent Study) | Pass | In Progress |  |  | No former queue position | PINE GROVE | not found
2023-12-14 19:08 | 3758-RD | Detailed Study | DGSP | Active | Not Provided |  |  | MONTEREY | SOLEDAD SUB | Solar PV | 4.98 | 1/3/2024 | N/A | N/A | N/A | N/A | Pass |  |  |  | No former queue position | SOLEDAD | not found
2023-12-07 19:10 | 3759-RD | Fast Track | Fast Track | Active | Not Provided |  |  | TUOLUMNE | CURTIS SUB | Battery | 0.12 | 1/10/2024 |  |  |  |  | N/A (Fast Track) | N/A (Fast Track) | N/A (Fast Track) |  | No former queue position | CURTIS | Curtis
2023-12-06 09:46 | 3760-RD | Detailed Study | Detailed Study | Withdrawn | Not Provided | Withdrawn | Withdrawn | FRESNO | SAND CREEK SUB | Solar PV | 5 | 1/10/2024 | Withdrawn | Withdrawn | Withdrawn | Withdrawn | Fail | Withdrawn | Withdrawn | Withdrawn | No former queue position
2023-12-20 12:19 | 3761-RD | Fast Track | Detailed Study | Active | Not Provided |  |  | KERN | SHAFTER SUB | Solar PV | 5 | 1/10/2024 | 1/31/2024 | Fail Screens: B, D, F, G, I, J, K, M, V1, V2, S5, A1, R1 | 2024-07-19 | Fail |  |  |  |  | No former queue position | SHAFTER | Shafter
2023-12-20 17:14 | 3762-RD | Fast Track | Fast Track | Withdrawn | Not Provided | Withdrawn | Withdrawn | TUOLUMNE | RACETRACK SUB | Solar PV | 4 | 1/10/2024 | 2/2/2024 | Fail Screens: B, D, F, G, I, J, K, L, M, V1, V2, S5, A1 | 3/28/2024 | Fail | Withdrawn | Withdrawn | Withdrawn | Withdrawn | No former queue position
2023-12-21 10:06 | 3763-RD | Fast Track | Detailed Study | Withdrawn | Not Provided | Withdrawn | Withdrawn | STANISLAUS | COTTLE SUB | Solar PV | 5 | 1/10/2024 | 2/2/2024 | Fail Screens: B, D, F, G, I, J, K, L, M, V1, V2, S5, A1, R1 | 3/13/2024 | Fail | Fail | Withdrawn | Withdrawn | Withdrawn | No former queue position
2023-12-22 11:47 | 3764-RD | Detailed Study | Detailed Study | Active | Not Provided |  |  | COLUSA | RICE SUB | Solar PV | 5 | 1/10/2024 | N/A | N/A | N/A | N/A | Pass | In Progress |  |  | No former queue position | RICE | not found
2023-12-14 13:50 | 3765-WD | Independent Study | Independent Study | Withdrawn | 12/20/2024 | Withdrawn | Withdrawn | KERN | GOOSE LAKE SUB | Solar PV | 4.95 | 1/10/2024 | Withdrawn | Withdrawn | Withdrawn | Withdrawn | Fail | Withdrawn | Withdrawn | Withdrawn | No former queue position
2023-12-14 16:05 | 3766-WD | Independent Study | DGSP | Active | 1/19/2026 |  |  | AMADOR | CLAY SUB | Solar PV | 4.5 | 1/10/2024 | N/A | N/A | N/A | N/A | Pass |  |  |  | No former queue position | CLAY | not found
2023-12-19 12:04 | 3767-WD | Independent Study | DGSP | Active | 1/16/2026 |  |  | LAKE | CLEAR LAKE SUB | Storage | 3 | 1/10/2024 | N/A | N/A | N/A | N/A | Pass |  |  |  | No former queue position | CLEAR LAKE | not found
2023-12-14 09:59 | 3768-RD | Fast Track | Fast Track | Active | Not Provided |  |  | KERN | GANSO SUB | Storage | 4 | 1/10/2024 | 2/5/2024 | Fail Screens: J, K, M | 2024-07-26 | Fail | N/A (Fast Track) | N/A (Fast Track) | N/A (Fast Track) |  | No former queue position | GANSO | Ganso
2023-12-20 13:22 | 3769-RD | Fast Track | Fast Track | Withdrawn | Not Provided | Withdrawn | Withdrawn | KERN | GOOSE LAKE SUB | Storage | 5 | 1/10/2024 | 2/5/2024 | Fail Screens: I, J, K, M | Withdrawn | Withdrawn | Withdrawn | Withdrawn | Withdrawn | Withdrawn | No former queue position
2023-12-13 12:14 | 3770-WD | Independent Study | Independent Study | Withdrawn | 12/30/2024 | Withdrawn | Withdrawn | FRESNO | GATES SUB | Solar PV | 4.954 | 1/17/2024 | Withdrawn | Withdrawn | Withdrawn | Withdrawn | Fail | Withdrawn | Withdrawn | Withdrawn | No former queue position
2023-12-22 09:11 | 3771-RD | Fast Track | Fast Track | Withdrawn | Not Provided | Withdrawn | Withdrawn | SAN JOAQUIN | VICTOR SUB | Solar PV | 6.923 | 1/17/2024 | 2/20/2024 | Fail | Withdrawn | Withdrawn | Withdrawn | Withdrawn | Withdrawn | Withdrawn | No former queue position
2023-12-22 11:38 | 3772-RD | Fast Track | Fast Track | Withdrawn | Not Provided | Withdrawn | Withdrawn | COLUSA | COLUSA JUNCTION | Storage | 5 | 1/17/2024 | 2/8/2024 | Fail Screens: B, D, F, I, J, K, L, M, V1, V2, S5, A1 | Withdrawn | Withdrawn | Withdrawn | Withdrawn | Withdrawn | Withdrawn | No former queue position
2023-12-23 20:48 | 3773-RD | Fast Track | Fast Track | Withdrawn | Not Provided | Withdrawn | Withdrawn | GLENN | LOGAN CREEK SUB | Solar PV | 5 | 1/17/2024 | Withdrawn | Withdrawn | Withdrawn | Withdrawn | Withdrawn | Withdrawn | Withdrawn | Withdrawn | No former queue position
2023-12-19 12:12 | 3774-RD | Fast Track | Fast Track | Active | Not Provided |  |  | SAN JOAQUIN | MANTECA SUB | Solar PV | 4.62 | 1/17/2024 | 2024-04-08 | Fail Screens: J, K, K, M, M1, V1, V2, S5, A1 | In Progress |  | N/A (Fast Track) | N/A (Fast Track) | N/A (Fast Track) |  | No former queue position | MANTECA | Manteca
2023-12-19 17:05 | 3775-RD | Fast Track | Fast Track | Withdrawn | Not Provided | Withdrawn | Withdrawn | FRESNO | BOWLES SUB | Solar PV | 5 | 1/17/2024 | 2/20/2024 | Fail Screens: D, F, G, I, J, K, M, V1, V2, S5, A1 | Withdrawn | Withdrawn | Withdrawn | Withdrawn | Withdrawn | Withdrawn | No former queue position
2023-12-19 17:51 | 3776-RD | Detailed Study | Detailed Study | Withdrawn | Not Provided | Withdrawn | Withdrawn | FRESNO | COALINGA #2 SUB | Solar PV | 4.25 | 1/17/2024 | Withdrawn | Withdrawn | Withdrawn | Withdrawn | Fail | Withdrawn | Withdrawn | Withdrawn | No former queue position
2023-12-19 19:19 | 3777-RD | Detailed Study | Detailed Study | Withdrawn | Not Provided | Withdrawn | Withdrawn | KERN | MCFARLAND SUB | Solar PV | 4.98 | 1/17/2024 | Withdrawn | Withdrawn | Withdrawn | Withdrawn | Fail | Withdrawn | Withdrawn | Withdrawn | No former queue position
2023-12-19 19:20 | 3778-RD | Detailed Study | Detailed Study | Withdrawn | Not Provided | Withdrawn | Withdrawn | KERN | MCFARLAND SUB | Solar PV | 4.98 | 1/17/2024 | Withdrawn | Withdrawn | Withdrawn | Withdrawn | Fail | Withdrawn | Withdrawn | Withdrawn | No former queue position
2023-12-20 07:21 | 3779-RD | Detailed Study | Detailed Study | Withdrawn | Not Provided | Withdrawn | Withdrawn | KERN | MCFARLAND SUB | Storage | 4.98 | 1/17/2024 | Withdrawn | Withdrawn | Withdrawn | Withdrawn | Fail | Withdrawn | Withdrawn | Withdrawn | No former queue position
2023-12-22 12:06 | 3780-RD | Detailed Study | Detailed Study | Active | Not Provided |  |  | SANTA BARBARA | CUYAMA SUB | Storage | 5 | 1/17/2024 | N/A | N/A | N/A | N/A | Fail |  |  |  | No former queue position | CUYAMA | not found
2024-01-02 16:00 | 3781-WD | Independent Study | Independent Study | Withdrawn | 12/20/2024 | Withdrawn | Withdrawn | KERN | TEMBLOR SUB | Solar PV | 2.4 | 1/17/2024 | Withdrawn | Withdrawn | Withdrawn | Withdrawn | Withdrawn | Withdrawn | Withdrawn | Withdrawn | No former queue position
2024-01-02 17:02 | 3782-WD | Independent Study | Independent Study | Withdrawn | 12/20/2024 | Withdrawn | Withdrawn | KERN | BLACKWELL SUB | Solar PV | 2.4 | 1/17/2024 | Withdrawn | Withdrawn | Withdrawn | Withdrawn | Withdrawn | Withdrawn | Withdrawn | Withdrawn | No former queue position
2024-01-03 09:51 | 3783-RD | Detailed Study | Detailed Study | Withdrawn | Not Provided | Withdrawn | Withdrawn | FRESNO | CARUTHERS SUB | Solar PV | 4.99 | 1/17/2024 | Withdrawn | Withdrawn | Withdrawn | Withdrawn | Withdrawn | Withdrawn | Withdrawn | Withdrawn | No former queue position
2023-12-20 07:32 | 3784-RD | Detailed Study | Detailed Study | Withdrawn | Not Provided | Withdrawn | Withdrawn | KERN | MCFARLAND SUB | Storage | 4.98 | 1/17/2024 | Withdrawn | Withdrawn | Withdrawn | Withdrawn | Fail | Withdrawn | Withdrawn | Withdrawn | No former queue position
2023-12-22 15:30 | 3785-RD | Fast Track | Fast Track | Active | Not Provided |  |  | FRESNO | MCMULLIN SUB | Battery | 0.057 | 1/24/2024 | 2/14/2024 | Pass |  |  | N/A (Fast Track) | N/A (Fast Track) | N/A (Fast Track) | Executed | No former queue position | MCMULLIN | not found
2024-01-09 07:50 | 3786-RD | Detailed Study | Detailed Study | Withdrawn | Not Provided | Withdrawn | Withdrawn | MADERA | STOREY SUB | Solar PV | 4.98 | 1/24/2024 | Withdrawn | Withdrawn | Withdrawn | Withdrawn | Fail | Withdrawn | Withdrawn | Withdrawn | No former queue position
2024-01-09 23:59 | 3787-WD | Independent Study | Independent Study | Withdrawn | 12/31/2025 | Withdrawn | Withdrawn | KERN | KERN OIL SUB | Solar PV | 4.95 | 1/24/2024 | Withdrawn | Withdrawn | Withdrawn | Withdrawn | Fail | Withdrawn | Withdrawn | Withdrawn | No former queue position
2023-12-29 11:17 | 3788-RD | Detailed Study | Detailed Study | Withdrawn | Not Provided | Withdrawn | Withdrawn | KERN | MARICOPA SUB | Storage | 4.98 | 1/24/2024 | Withdrawn | Withdrawn | Withdrawn | Withdrawn | Fail | Withdrawn | Withdrawn | Withdrawn | No former queue position
2023-12-22 11:02 | 3789-RD | Fast Track | Fast Track | Active | Not Provided |  |  | SAN JOAQUIN | LAMMERS SUB | Storage | 1.828 | 1/31/2024 | 2024-04-24 | Fail Screens: D, I, J, K, M | 2024-07-31 | Pass | N/A (Fast Track) | N/A (Fast Track) | N/A (Fast Track) |  | No former queue position | LAMMERS | Lammers
2024-01-04 11:15 | 3790-RD | Detailed Study | Detailed Study | Withdrawn | Not Provided | Withdrawn | Withdrawn | FRESNO | WAHTOKE SUB | Solar PV | 2.468 | 1/31/2024 | Withdrawn | Withdrawn | Withdrawn | Withdrawn | Fail | Withdrawn | Withdrawn | Withdrawn | No former queue position
2024-01-08 09:37 | 3791-WD | Independent Study | Independent Study | Active | 9/16/2024 |  |  | PLACER | LINCOLN SUB | Storage | 0.996 | 1/31/2024 | N/A | N/A (Independent Study) | N/A | N/A (Independent Study) | Pass | In Progress |  |  | No former queue position | LINCOLN | not found
2024-01-08 16:54 | 3792-RD | Fast Track | Fast Track | Active | Not Provided |  |  | KERN | LERDO SUB | Solar PV | 4.927 | 1/31/2024 | 2024-04-17 | Pass |  |  | N/A (Fast Track) | N/A (Fast Track) | N/A (Fast Track) | Tendered | No former queue position | LERDO | Lerdo
2024-01-09 14:57 | 3793-RD | Fast Track | Fast Track | Withdrawn | Not Provided | Withdrawn | Withdrawn | FRESNO | STROUD SUB | Storage | 5 | 1/31/2024 | 3/4/2024 | Fail Screens: F, J, K, M, V1, S5, A1 | Withdrawn | Withdrawn | Withdrawn | Withdrawn | Withdrawn | Withdrawn | No former queue position
2024-01-09 15:06 | 3794-RD | Fast Track | Fast Track | Active | Not Provided |  |  | SANTA BARBARA | CUYAMA SUB | Solar PV | 5 | 1/31/2024 | 2/22/2024 | Fail | In Progress |  | N/A (Fast Track) | N/A (Fast Track) | N/A (Fast Track) |  | No former queue position | CUYAMA | not found
2023-12-22 16:27 | 3795-RD | Fast Track | Detailed Study | Active | Not Provided |  |  | MERCED | CANAL SUB | Solar PV | 1.642 | 1/31/2024 | 2/22/2024 | Fail Screens: D, F, G, J, K, M, S5 | 2024-04-18 | Fail | Pass | In Progress |  |  | No former queue position | CANAL | not found
2024-01-09 08:36 | 3796-RD | Detailed Study | Detailed Study | Withdrawn | Not Provided | Withdrawn | Withdrawn | FRESNO | COPPERMINE SUB | Storage | 5 | 1/31/2024 | Withdrawn | Withdrawn | Withdrawn | Withdrawn | Fail | Withdrawn | Withdrawn | Withdrawn | No former queue position
2024-01-09 12:19 | 3797-RD | Detailed Study | Detailed Study | Withdrawn | Not Provided | Withdrawn | Withdrawn | FRESNO | BOWLES SUB | Storage | 2.988 | 1/31/2024 | Withdrawn | Withdrawn | Withdrawn | Withdrawn | Fail | Withdrawn | Withdrawn | Withdrawn | No former queue position
2020-02-06 10:03 | 2468-RD | Detailed Study | Detailed Study | In Service | Not Provided |  |  | SOLANO | VACA DIXON SUB | Solar PV, Storage | 5.3849 | 3/18/2020 | N/A | N/A | N/A | N/A | Pass | 10/6/2020 | N/A | Executed | No former queue position | VACA DIXON | not found |  | 5.3849 | not found |  |  | 5.3849 | 5.3849 | 1 |  |  | 1
2024-01-05 12:27 | 3799-RD | Detailed Study | DGSP | Active | Not Provided |  |  | GLENN | LOGAN CREEK SUB | Solar PV | 4.98 | 1/31/2024 | N/A | N/A | N/A | N/A | Pass |  |  |  | No former queue position | LOGAN CREEK | Logan Creek
2024-01-18 21:04 | 3800-RD | Fast Track | Fast Track | Withdrawn | Not Provided | Withdrawn | Withdrawn | KERN | GOOSE LAKE SUB | Storage | 5 | 1/31/2024 | 2/22/2024 | Fail Screens: A, C, D, F, G, I, J, K, L, M, V1, S5, A1 | Withdrawn | Withdrawn | Withdrawn | Withdrawn | Withdrawn | Withdrawn | No former queue position
2023-12-05 16:00 | 3801-WD | Independent Study | Independent Study | In Service | 12/13/2023 | 5/30/2023 | 11/16/2023 | SANTA BARBARA | CUYAMA SUB | Battery | 3 | 1/31/2024 | N/A | N/A (Independent Study) | N/A | N/A (Independent Study) | Pass | 2024-07-01 |  |  | No former queue position
2014-08-22 14:15 | 1014-WD | Independent Study | Independent Study | In Service | 12/1/2015 | 8/31/2017 | 12/1/2017 | KERN | MAGUNDEN SUB | Solar PV | 5.25 | 9/3/2014 | N/A | N/A (Independent Study) | N/A | N/A (Independent Study) | Pass | 2015-01-12 | N/A | Executed | No former queue position | MAGUNDEN | Magunden | 115 | 5.25 | not found |  |  |  |  | 1 |  |  | 1
2024-01-18 15:55 | 3803-RD | Detailed Study | Detailed Study | Withdrawn | Not Provided | Withdrawn | Withdrawn | FRESNO | CARUTHERS SUB | Storage | 9.167 | 1/31/2024 | Withdrawn | Withdrawn | Withdrawn | Withdrawn | Fail | Withdrawn | Withdrawn | Withdrawn | No former queue position
2023-12-28 16:13 | 3804-RD | Fast Track | Fast Track | Active | Not Provided |  |  | FRESNO | WAHTOKE SUB | Solar PV | 1 | 2/7/2024 |  |  |  |  | N/A (Fast Track) | N/A (Fast Track) | N/A (Fast Track) |  | No former queue position | WAHTOKE | not found
2023-12-29 17:14 | 3805-RD | Fast Track | Fast Track | Active | Not Provided |  |  | SAN JOAQUIN | MORMON SUB | Solar PV | 0.966 | 2/7/2024 | 3/12/2024 | Fail Screens: D, F, G, J, K, L, M, S5 | 2024-07-30 | Pass | N/A (Fast Track) | N/A (Fast Track) | N/A (Fast Track) |  | No former queue position | MORMON | not found
2024-01-18 15:52 | 3806-WD | Fast Track | Fast Track | Active | 4/30/2025 |  |  | HUMBOLDT | BLUE LAKE SUB | Solar PV | 1.222 | 2/7/2024 | 2/23/2024 | Fail Screens: 2, 4, 7, 9, 10 | In Progress |  | N/A (Fast Track) | N/A (Fast Track) | N/A (Fast Track) |  | No former queue position | BLUE LAKE | not found
2024-01-25 09:54 | 3807-WD | Fast Track | Fast Track | Active | 7/1/2024 |  |  | ALAMEDA | EDES SUB | Battery | 0.5 | 2/7/2024 | 3/6/2024 | Pass |  |  | N/A (Fast Track) | N/A (Fast Track) | N/A (Fast Track) | Executed | No former queue position | EDES | Edes
2024-01-16 01:25 | 3808-WD | Independent Study | Independent Study | Withdrawn | 12/20/2024 | Withdrawn | Withdrawn | SOLANO | SUISUN SUB | Solar PV | 4.95 | 2/7/2024 | Withdrawn | Withdrawn | Withdrawn | Withdrawn | Fail | Withdrawn | Withdrawn | Withdrawn | No former queue position
2024-01-25 11:14 | 3809-RD | Detailed Study | Detailed Study | Withdrawn | Not Provided | Withdrawn | Withdrawn | BUTTE | CLARK RD SUB | Storage | 5 | 2/7/2024 | Withdrawn | Withdrawn | Withdrawn | Withdrawn | Pass | Withdrawn | Withdrawn | Withdrawn | No former queue position
2024-01-22 13:25 | 3810-RD | Detailed Study | Detailed Study | Withdrawn | Not Provided | Withdrawn | Withdrawn | KERN | LERDO SUB | Solar PV | 4.98 | 2/7/2024 | Withdrawn | Withdrawn | Withdrawn | Withdrawn | Fail | Withdrawn | Withdrawn | Withdrawn | No former queue position
2024-01-19 14:12 | 3811-RD | Detailed Study | Detailed Study | Withdrawn | Not Provided | Withdrawn | Withdrawn | KERN | WHEELER RIDGE SUB | Solar PV | 4.98 | 2/14/2024 | Withdrawn | Withdrawn | Withdrawn | Withdrawn | Fail | Withdrawn | Withdrawn | Withdrawn | No former queue position
2023-12-19 16:10 | 3812-RD | Fast Track | Detailed Study | Active | Not Provided |  |  | MERCED | ORTIGA SUB | Solar PV | 0.9 | 2/14/2024 | N/A | N/A | 2024-06-06 | Fail |  |  |  |  | No former queue position | ORTIGA | not found
2024-01-04 17:54 | 3813-RD | Fast Track | Fast Track | Active | Not Provided |  |  | MADERA | TRANSMISSION | Solar PV | 2.772 | 2/14/2024 | 2024-06-27 | Pass |  |  | N/A (Fast Track) | N/A (Fast Track) | N/A (Fast Track) | Tendered | No former queue position | #VALUE! | not found
2024-01-22 15:37 | 3814-RD | Detailed Study | Detailed Study | Active | Not Provided |  |  | MONTEREY | OIL FIELDS SUB | Storage | 5 | 2/14/2024 | N/A | N/A | N/A | N/A | Pass |  |  |  | No former queue position | OIL FIELDS | not found
2024-01-22 17:20 | 3815-RD | Detailed Study | Detailed Study | Withdrawn | Not Provided | Withdrawn | Withdrawn | MENDOCINO | LAYTONVILLE SUB | Storage | 5 | 2/14/2024 | Withdrawn | Withdrawn | Withdrawn | Withdrawn | Pass | Withdrawn | Withdrawn | Withdrawn | No former queue position
2024-01-23 15:04 | 3816-WD | Independent Study | Cluster | Active | 11/14/2025 |  |  | KERN | CARNERAS SUB | Solar PV | 4.673 | 2/14/2024 | N/A | N/A (Cluster) | N/A | N/A (Cluster) | Fail |  |  |  | No former queue position | CARNERAS | not found
2024-01-26 14:33 | 3817-RD | Fast Track | Fast Track | Active | Not Provided |  |  | SAN JOAQUIN | VICTOR SUB | Battery | 2.988 | 2/21/2024 | 3/13/2024 | Pass |  |  | N/A (Fast Track) | N/A (Fast Track) | N/A (Fast Track) | Executed | No former queue position | VICTOR | Victor
2024-02-02 11:31 | 3818-RD | Fast Track | Fast Track | Active | Not Provided |  |  | CALAVERAS | CALAVERAS CEMENT SUB | Solar PV | 3 | 2/21/2024 | 3/5/2024 | Fail Screens: B, I, J, K, M, S5 | 2024-07-16 | Fail | N/A (Fast Track) | N/A (Fast Track) | N/A (Fast Track) |  | No former queue position | CALAVERAS CEMENT | not found
2024-02-02 09:15 | 3819-RD | Fast Track | Fast Track | Active | Not Provided |  |  | FRESNO | REEDLEY SUB | Solar PV | 1.27 | 2/21/2024 | 3/27/2024 | Fail Screens: D, J, K, M, S5 | 2024-07-01 | Pass | N/A (Fast Track) | N/A (Fast Track) | N/A (Fast Track) |  | No former queue position | REEDLEY | not found
2024-02-03 12:30 | 3820-RD | Fast Track | Fast Track | Withdrawn | Not Provided | Withdrawn | Withdrawn | FRESNO | STROUD SUB | Storage | 5 | 2/21/2024 | Withdrawn | Withdrawn | Withdrawn | Withdrawn | Withdrawn | Withdrawn | Withdrawn | Withdrawn | No former queue position
2024-02-03 12:55 | 3821-RD | Fast Track | Fast Track | Withdrawn | Not Provided | Withdrawn | Withdrawn | SANTA BARBARA | CUYAMA SUB | Solar PV | 5 | 2/21/2024 | 3/29/2024 | Fail Screens: D, F, I, J, K, L, M, V1, S5, A1 | Withdrawn | Withdrawn | Withdrawn | Withdrawn | Withdrawn | Withdrawn | No former queue position
2023-12-21 15:01 | 3822-RD | Detailed Study | Detailed Study | Withdrawn | Not Provided | Withdrawn | Withdrawn | FRESNO | CARUTHERS SUB | Storage | 5 | 2/28/2024 | Withdrawn | Withdrawn | Withdrawn | Withdrawn | Fail | Withdrawn | Withdrawn | Withdrawn | No former queue position
2024-02-01 12:51 | 3823-RD | Detailed Study | Detailed Study | Active | Not Provided |  |  | KERN | CARNERAS SUB | Storage | 4.98 | 2/28/2024 | N/A | N/A | N/A | N/A | Pass |  |  |  | No former queue position | CARNERAS | not found
2024-02-01 13:13 | 3824-RD | Detailed Study | Detailed Study | Withdrawn | Not Provided | Withdrawn | Withdrawn | MERCED | EL CAPITAN SUB | Battery | 4.98 | 2/28/2024 | Withdrawn | Withdrawn | Withdrawn | Withdrawn | Fail | Withdrawn | Withdrawn | Withdrawn | No former queue position
2024-02-09 08:51 | 3825-WD | Independent Study | Cluster | Active | 3/13/2026 |  |  | MADERA | CHOWCHILLA SUB | Solar PV | 4.99 | 2/28/2024 | N/A | N/A (Cluster) | N/A | N/A (Cluster) | Fail | In Progress |  |  | No former queue position | CHOWCHILLA | Chowchilla
2024-02-01 13:24 | 3826-RD | Detailed Study | Detailed Study | Withdrawn | Not Provided | Withdrawn | Withdrawn | SAN JOAQUIN | AVENA SUB | Storage | 4.98 | 2/28/2024 | Withdrawn | Withdrawn | Withdrawn | Withdrawn | Pass | Withdrawn | Withdrawn | Withdrawn | No former queue position
2023-12-29 12:08 | 3827-RD | Fast Track | Fast Track | Active | Not Provided |  |  | KINGS | GUERNSEY SUB | Battery | 2.196 | 3/6/2024 | 2024-06-11 | Pass |  |  | N/A (Fast Track) | N/A (Fast Track) | N/A (Fast Track) | Tendered | No former queue position | GUERNSEY | not found
2024-01-09 11:55 | 3828-RD | Detailed Study | Detailed Study | Active | Not Provided |  |  | SUTTER | CATLETT SUB | Solar PV | 2.988 | 3/6/2024 | N/A | N/A | N/A | N/A | Pass |  |  |  | No former queue position | CATLETT | not found
2024-02-14 13:01 | 3829-RD | Fast Track | Fast Track | Withdrawn | Not Provided | Withdrawn | Withdrawn | FRESNO | WOODWARD SUB | Solar PV | 2.76 | 3/6/2024 | Withdrawn | Withdrawn | Withdrawn | Withdrawn | Withdrawn | Withdrawn | Withdrawn | Withdrawn | No former queue position
2024-02-05 16:59 | 3830-RD | Detailed Study | Detailed Study | Withdrawn | Not Provided | Withdrawn | Withdrawn | KERN | MIDWAY SUB | Solar PV | 4.98 | 3/6/2024 | Withdrawn | Withdrawn | Withdrawn | Withdrawn | Fail | Withdrawn | Withdrawn | Withdrawn | No former queue position
2024-02-12 08:36 | 3831-RD | Detailed Study | Detailed Study | Withdrawn | Not Provided | Withdrawn | Withdrawn | ALAMEDA | NEWARK SUB | Solar PV | 1.599 | 3/6/2024 | Withdrawn | Withdrawn | Withdrawn | Withdrawn | Fail | Withdrawn | Withdrawn | Withdrawn | No former queue position
2024-02-16 07:49 | 3832-RD | Detailed Study | Detailed Study | Withdrawn | Not Provided | Withdrawn | Withdrawn | FRESNO | WEST FRESNO SUB | Withdrawn | 4.98 | 3/6/2024 | Withdrawn | Withdrawn | Withdrawn | Withdrawn | Fail | Withdrawn | Withdrawn | Withdrawn | No former queue position
2024-02-16 12:01 | 3833-RD | Detailed Study | Detailed Study | Withdrawn | Not Provided | Withdrawn | Withdrawn | KERN | CUYAMA SUB | Storage | 4.98 | 3/6/2024 | Withdrawn | Withdrawn | Withdrawn | Withdrawn | Fail | Withdrawn | Withdrawn | Withdrawn | No former queue position
2024-02-08 10:45 | 3834-RD | Fast Track | Fast Track | Active | Not Provided |  |  | BUTTE | ANITA SUB | Solar PV | 2.93 | 3/6/2024 | 2024-04-30 | Fail | In Progress |  | N/A (Fast Track) | N/A (Fast Track) | N/A (Fast Track) |  | No former queue position | ANITA | not found
2024-02-08 16:31 | 3835-RD | Fast Track | Fast Track | Withdrawn | Not Provided | Withdrawn | Withdrawn | BUTTE | ANITA SUB | Solar PV | 2.36 | 3/6/2024 | Withdrawn | Withdrawn | Withdrawn | Withdrawn | Withdrawn | Withdrawn | Withdrawn | Withdrawn | No former queue position
2024-02-14 00:22 | 3836-RD | Fast Track | Fast Track | Withdrawn | Not Provided | Withdrawn | Withdrawn | SAN JOAQUIN | MORMON SUB | Solar PV | 2.79 | 3/13/2024 | Withdrawn | Withdrawn | Withdrawn | Withdrawn | Withdrawn | Withdrawn | Withdrawn | Withdrawn | No former queue position
2024-02-16 15:18 | 3837-RD | Fast Track | Fast Track | Withdrawn | Not Provided | Withdrawn | Withdrawn | SANTA CRUZ | GREEN VALLEY SUB | Storage | 3.984 | 3/13/2024 | Withdrawn | Withdrawn | Withdrawn | Withdrawn | Withdrawn | Withdrawn | Withdrawn | Withdrawn | No former queue position
2024-02-09 16:40 | 3838-RD | Fast Track | Fast Track | Active | Not Provided |  |  | SHASTA | STILLWATER SUB | Solar PV | 0.4 | 3/13/2024 | In Progress |  |  |  | N/A (Fast Track) | N/A (Fast Track) | N/A (Fast Track) |  | No former queue position | STILLWATER | not found
2022-08-17 16:00 | 3155-RD | Fast Track | DGSP | Active | Not Provided |  |  | FRESNO | GATES SUB | Solar PV | 5.25 | 9/7/2022 | N/A | N/A | N/A | N/A | Pass | 2023-09-28 | N/A | Executed | No former queue position | GATES | Gates | 230 | 5.25 | not found |  |  |  |  | 0 |  |  | 1
2024-02-12 14:43 | 3840-RD | Fast Track | Fast Track | Active | Not Provided |  |  | LAKE | MIDDLETOWN SUB | Solar PV | 2.28 | 3/13/2024 | 2024-05-22 | Fail Screens: F, G, I, J, K, L, M, M3, M4, S5, A1, A4 | In Progress |  | N/A (Fast Track) | N/A (Fast Track) | N/A (Fast Track) |  | No former queue position | MIDDLETOWN | not found
2024-02-21 10:32 | 3841-RD | Detailed Study | Detailed Study | Withdrawn | Not Provided | Withdrawn | Withdrawn | MERCED | CRESSEY SUB | Solar PV | 4.98 | 3/13/2024 | Withdrawn | Withdrawn | Withdrawn | Withdrawn | Fail | Withdrawn | Withdrawn | Withdrawn | No former queue position
2024-01-19 10:14 | 3842-RD | Detailed Study | DGSP | Active | Not Provided |  |  | SAN BENITO | LOS OSITOS SUB | Solar PV | 4.98 | 3/13/2024 | N/A | N/A | N/A | N/A | Fail |  |  |  | No former queue position | LOS OSITOS | not found
2024-02-12 13:12 | 3843-RD | Fast Track | Fast Track | Active | Not Provided |  |  | SAN JOAQUIN | LAMMERS SUB | Solar PV | 5 | 3/13/2024 | 2024-04-08 | Fail Screens: I, J, K, M | In Progress |  | N/A (Fast Track) | N/A (Fast Track) | N/A (Fast Track) |  | No former queue position | LAMMERS | Lammers
2024-02-13 15:22 | 3844-RD | Detailed Study | Detailed Study | Active | Not Provided |  |  | KINGS | JACOBS CORNER SUB | Solar PV | 2.25 | 3/13/2024 | N/A | N/A | N/A | N/A |  |  |  |  | No former queue position | JACOBS CORNER | not found
2021-11-15 10:10 | 2958-WD | Independent Study | Independent Study | Active | 11/30/2022 |  |  | EL DORADO | EL DORADO PH | Storage | 5.187 | 12/1/2021 | N/A | N/A (Independent Study) | N/A | N/A (Independent Study) | Pass | 2022-07-06 | N/A | Executed | No former queue position | #VALUE! | not found | [5 empty] | 5.187 | 5.187 | 0 |  |  | 1
2024-02-21 14:14 | 3846-RD | Detailed Study | Detailed Study | Active | Not Provided |  |  | SANTA CLARA | MORGAN HILL SUB | Battery | 4.98 | 3/13/2024 | 3/27/2024 | Fail Screens: D, F, H, I, J, K, M | N/A | N/A | Pass |  |  |  | No former queue position | MORGAN HILL | Morgan Hill
2017-11-27 10:40 | 1726-WD | Independent Study | Independent Study | Active | 2/28/2019 | 6/1/2020 |  | KERN | TWISSELMAN SUB | Solar PV | 5.1675 | 12/6/2017 | N/A | N/A (Independent Study) | N/A | N/A (Independent Study) | Pass | 5/9/2018 | N/A | Executed | No former queue position | TWISSELMAN | not found |  | 5.1675 | not found |  |  |  |  | 0 |  |  | 1
2024-02-27 14:34 | 3848-RD | Fast Track | Fast Track | Withdrawn | Not Provided | Withdrawn | Withdrawn | FRESNO | BOWLES SUB | Solar PV | 4.98 | 3/20/2024 | Withdrawn | Withdrawn | Withdrawn | Withdrawn | Withdrawn | Withdrawn | Withdrawn | Withdrawn | No former queue position
2024-02-29 09:17 | 3849-WD | Independent Study | Cluster | Withdrawn | 2/2/2026 | Withdrawn | Withdrawn | MERCED | CRESSEY SUB | Solar PV | 2 | 3/20/2024 | Withdrawn | Withdrawn | Withdrawn | Withdrawn | Fail | Withdrawn | Withdrawn | Withdrawn | No former queue position
2024-02-14 17:06 | 3850-RD | Fast Track | Detailed Study | Active | Not Provided |  |  | TUOLUMNE | RACETRACK SUB | Solar PV | 1.9 | 3/20/2024 | 2024-04-12 | Fail Screens: D, F, G, J, K, L, M, M1, V1, S5, A1 | 2024-05-10 | Fail |  |  |  |  | No former queue position | RACETRACK | Race Track
2024-02-22 08:58 | 3851-RD | Fast Track | Fast Track | Withdrawn | Not Provided | Withdrawn | Withdrawn | YOLO | WINTERS SUB | Solar PV | 3.75 | 3/20/2024 | Withdrawn | Withdrawn | Withdrawn | Withdrawn | Withdrawn | Withdrawn | Withdrawn | Withdrawn | No former queue position
2024-02-28 17:00 | 3852-RD | Fast Track | Fast Track | Active | Not Provided |  |  | CONTRA COSTA | ROSSMOOR SUB | Solar PV | 1.171 | 3/20/2024 | In Progress |  |  |  | N/A (Fast Track) | N/A (Fast Track) | N/A (Fast Track) |  | No former queue position | ROSSMOOR | Rossmoor
2024-03-01 | 3853-RD | Detailed Study | DGSP | Withdrawn | Not Provided | Withdrawn | Withdrawn | FRESNO | FIGARDEN SUB | Solar PV | 5 | 3/20/2024 | Withdrawn | Withdrawn | Withdrawn | Withdrawn | Fail | Withdrawn | Withdrawn | Withdrawn | No former queue position
2024-03-01 | 3854-RD | Detailed Study | DGSP | Withdrawn | Not Provided | Withdrawn | Withdrawn | MADERA | CHOWCHILLA SUB | Battery | 5 | 3/20/2024 | Withdrawn | Withdrawn | Withdrawn | Withdrawn | Withdrawn | Withdrawn | Withdrawn | Withdrawn | No former queue position
2024-03-01 | 3855-RD | Detailed Study | DGSP | Withdrawn | Not Provided | Withdrawn | Withdrawn | MERCED | MERCED SUB | Solar PV | 5 | 3/20/2024 | Withdrawn | Withdrawn | Withdrawn | Withdrawn | Withdrawn | Withdrawn | Withdrawn | Withdrawn | No former queue position
2024-03-07 10:19 | 3856-RD | Detailed Study | DGSP | Active | Not Provided |  |  | SAN JOAQUIN | VICTOR SUB | Battery | 5 | 3/27/2024 | N/A | N/A | N/A | N/A | Pass |  |  |  | No former queue position | VICTOR | Victor
2024-02-27 19:01 | 3857-RD | Detailed Study | Detailed Study | Active | Not Provided |  |  | BUTTE | ANITA SUB | Solar PV | 5 | 3/27/2024 | N/A | N/A | N/A | N/A | Fail |  |  |  | No former queue position | ANITA | not found
2024-02-27 19:20 | 3858-RD | Detailed Study | Detailed Study | Active | Not Provided |  |  | SONOMA | CORONA SUB | Solar PV | 5 | 3/27/2024 | N/A | N/A | N/A | N/A | Pass |  |  |  | No former queue position | CORONA | not found
2024-02-28 19:52 | 3859-RD | Detailed Study | Detailed Study | Active | Not Provided |  |  | TEHAMA | TYLER SUB | Storage | 5 | 3/27/2024 | N/A | N/A | N/A | N/A | Pass |  |  |  | No former queue position | TYLER | not found
2024-03-11 09:19 | 3860-RD | Fast Track | Fast Track | Active | Not Provided |  |  | KERN | LAKEVIEW SUB | Battery | 1.767 | 3/27/2024 |  |  |  |  | N/A (Fast Track) | N/A (Fast Track) | N/A (Fast Track) |  | No former queue position | LAKEVIEW | not found
2024-03-11 09:25 | 3861-RD | Fast Track | Fast Track | Active | Not Provided |  |  | KERN | COPUS SUB | Battery | 1.044 | 3/27/2024 | In Progress |  |  |  | N/A (Fast Track) | N/A (Fast Track) | N/A (Fast Track) |  | No former queue position | COPUS | not found
2024-03-11 09:43 | 3862-RD | Fast Track | Fast Track | Active | Not Provided |  |  | KERN | LAKEVIEW SUB | Solar PV | 1.124 | 3/27/2024 |  |  |  |  | N/A (Fast Track) | N/A (Fast Track) | N/A (Fast Track) |  | No former queue position | LAKEVIEW | not found
2024-03-11 10:21 | 3863-RD | Fast Track | Fast Track | Active | Not Provided |  |  | KERN | TECUYA SUB | Storage | 0.883 | 3/27/2024 | 2024-07-03 | Pass |  |  | N/A (Fast Track) | N/A (Fast Track) | N/A (Fast Track) | Tendered | No former queue position | TECUYA | not found
2024-03-11 13:30 | 3864-RD | Fast Track | Fast Track | Active | Not Provided |  |  | KERN | COPUS SUB | Storage | 0.803 | 3/27/2024 |  |  |  |  | N/A (Fast Track) | N/A (Fast Track) | N/A (Fast Track) |  | No former queue position | COPUS | not found
2024-03-11 13:53 | 3865-RD | Fast Track | Fast Track | Active | Not Provided |  |  | KERN | COPUS SUB | Storage | 0.803 | 3/27/2024 |  |  |  |  | N/A (Fast Track) | N/A (Fast Track) | N/A (Fast Track) |  | No former queue position | COPUS | not found
2024-01-04 08:26 | 3866-WD | Fast Track | Fast Track | Active | 12/31/2024 |  |  | SAN FRANCISCO | SAN FRAN X (MISSION) SUB | Solar PV | 0.083 | 3/27/2024 | 2024-04-17 | Pass |  |  | N/A (Fast Track) | N/A (Fast Track) | N/A (Fast Track) | Executed | No former queue position | SAN FRAN X (MISSION) | not found
2024-02-14 13:37 | 3867-RD | Fast Track | Fast Track | Active | Not Provided |  |  | MONTEREY | SOLEDAD SUB | Solar PV | 0.96 | 3/27/2024 | 2024-06-12 | Fail | In Progress |  | N/A (Fast Track) | N/A (Fast Track) | N/A (Fast Track) |  | No former queue position | SOLEDAD | not found
2024-02-14 14:20 | 3868-RD | Fast Track | Fast Track | Active | Not Provided |  |  | FRESNO | CANTUA SUB | Solar PV | 0.9 | 3/27/2024 | 2024-05-09 | Fail | 2024-07-01 | Pass | N/A (Fast Track) | N/A (Fast Track) | N/A (Fast Track) | Executed | No former queue position | CANTUA | Cantua
2024-02-23 07:29 | 3869-RD | Fast Track | Fast Track | Active | Not Provided |  |  | LAKE | REDBUD SUB | Storage | 3.912 | 3/27/2024 | 2024-06-25 | Fail |  |  | N/A (Fast Track) | N/A (Fast Track) | N/A (Fast Track) |  | No former queue position | REDBUD | not found
2024-03-12 10:44 | 3870-WD | Independent Study | DGSP | Active | 12/31/2026 |  |  | EL DORADO | SHINGLE SPRINGS SUB | Solar PV | 5 | 3/27/2024 | N/A | N/A (Independent Study) | N/A | N/A (Independent Study) | Fail |  |  |  | No former queue position | SHINGLE SPRINGS | not found
2024-03-14 13:40 | 3871-WD | Independent Study | Independent Study | Active | 12/31/2026 |  |  | EL DORADO | SHINGLE SPRINGS SUB | Solar PV | 5 | 3/27/2024 | N/A | N/A (Independent Study) | N/A | N/A (Independent Study) | Pass |  |  |  | No former queue position | SHINGLE SPRINGS | not found
2024-03-04 10:33 | 3872-RD | Detailed Study | DGSP | Withdrawn | Not Provided | Withdrawn | Withdrawn | FRESNO | REEDLEY SUB | Battery | 4.99 | 3/27/2024 | Withdrawn | Withdrawn | Withdrawn | Withdrawn | Withdrawn | Withdrawn | Withdrawn | Withdrawn | No former queue position
2024-03-11 06:47 | 3873-WD | Cluster | Cluster | Active | 6/16/2026 |  |  | TULARE | DINUBA SUB | Solar PV | 2 | 4/3/2024 | N/A | N/A (Cluster) | N/A | N/A (Cluster) | N/A (Cluster) | In Progress |  |  | No former queue position | DINUBA | not found
2024-02-08 09:06 | 3874-WD | Independent Study | Independent Study | Active | 12/20/2024 |  |  | COLUSA | MAXWELL SUB | Solar PV | 2.988 | 4/3/2024 | N/A | N/A (Independent Study) | N/A | N/A (Independent Study) | Pass |  |  |  | No former queue position | MAXWELL | not found
2024-02-19 20:36 | 3875-WD | Independent Study | Independent Study | Withdrawn | 6/27/2025 | Withdrawn | Withdrawn | KERN | SMYRNA SUB | Solar PV | 2.988 | 4/3/2024 | Withdrawn | Withdrawn | Withdrawn | Withdrawn | Withdrawn | Withdrawn | Withdrawn | Withdrawn | No former queue position
2024-02-20 00:08 | 3876-WD | Independent Study | Independent Study | Withdrawn | 6/27/2025 | Withdrawn | Withdrawn | KERN | ANTELOPE SUB | Solar PV | 2.988 | 4/3/2024 | Withdrawn | Withdrawn | Withdrawn | Withdrawn | Withdrawn | Withdrawn | Withdrawn | Withdrawn | No former queue position
2024-02-20 00:58 | 3877-WD | Independent Study | Independent Study | Withdrawn | 6/27/2025 | Withdrawn | Withdrawn | KERN | DEVILS DEN SUB | Solar PV | 2.988 | 4/3/2024 | Withdrawn | Withdrawn | Withdrawn | Withdrawn | Withdrawn | Withdrawn | Withdrawn | Withdrawn | No former queue position
2024-03-01 00:01 | 3878-WD | Cluster | Cluster | Active | 12/31/2025 |  |  | MERCED | ORTIGA SUB | Solar PV | 1.1 | 4/3/2024 | N/A | N/A (Cluster) | N/A | N/A (Cluster) | N/A (Cluster) | In Progress |  |  | No former queue position | ORTIGA | not found
2024-03-01 00:02 | 3879-WD | Cluster | Cluster | Active | 12/31/2025 |  |  | MERCED | ORTIGA SUB | Solar PV | 0.0021186 | 4/3/2024 | N/A | N/A (Cluster) | N/A | N/A (Cluster) | N/A (Cluster) | In Progress |  |  | No former queue position | ORTIGA | not found
2019-02-06 17:30 | 2171-RD | Detailed Study | Detailed Study | In Service | Not Provided |  |  | SAN JOAQUIN | TRANSMISSION-Customer Owned | Solar PV, Storage | 5.1351 | 3/20/2019 | N/A | N/A | N/A | N/A | Pass | 8/30/2019 | N/A | Executed | No former queue position | #VALUE! | not found |  | 5.1351 | not found |  |  | 5.1351 | 5.1351 | 1 |  |  | 1
2024-03-05 12:56 | 3881-RD | Fast Track | Fast Track | Active | Not Provided |  |  | MONTEREY | LOS OSITOS SUB | Solar PV | 1.284 | 4/3/2024 | 7/9/2024 | Fail |  |  | N/A (Fast Track) | N/A (Fast Track) | N/A (Fast Track) |  | No former queue position | LOS OSITOS | not found
2024-02-23 00:18 | 3882-WD | Independent Study | DGSP | Active | 6/27/2025 |  |  | BUTTE | NOTRE DAME SUB | Solar PV | 2.988 | 4/3/2024 | N/A | N/A | N/A | N/A | Fail |  |  |  | No former queue position | NOTRE DAME | not found
2024-03-12 09:16 | 3883-WD | Independent Study | Independent Study | Withdrawn | 3/31/2027 | Withdrawn | Withdrawn | YUBA | MARYSVILLE SUB | Solar PV | 6.541 | 4/3/2024 | Withdrawn | Withdrawn | Withdrawn | Withdrawn | Pass | Withdrawn | Withdrawn | Withdrawn | No former queue position
2024-03-13 13:59 | 3884-RD | Fast Track | Fast Track | Active | Not Provided |  |  | SANTA BARBARA | DIVIDE SUB | Microturbine | 1 | 4/3/2024 | 7/9/2024 | Pass |  |  | N/A (Fast Track) | N/A (Fast Track) | N/A (Fast Track) |  | No former queue position | DIVIDE | not found
2024-03-19 13:25 | 3885-WD | Independent Study | DGSP | Active | 2/19/2026 |  |  | LAKE | MIDDLETOWN SUB | Solar PV | 3.009 | 4/3/2024 | N/A | N/A | N/A | N/A | Fail |  |  |  | No former queue position | MIDDLETOWN | not found
2024-03-25 13:49 | 3886-RD | DGSP | DGSP | Active | Not Provided |  |  | KERN | TEMBLOR SUB | Solar PV | 5 | 4/10/2024 | N/A | N/A | N/A | N/A |  |  |  |  | No former queue position | TEMBLOR | Temblor
2024-02-27 12:42 | 3887-RD | Fast Track | Fast Track | Active | Not Provided |  |  | KERN | LERDO SUB | Storage | 2.93 | 4/10/2024 | 4/25/2024 | Pass |  |  | N/A (Fast Track) | N/A (Fast Track) | N/A (Fast Track) | Executed | No former queue position | LERDO | Lerdo
2024-03-20 09:17 | 3888-WD | Independent Study | Independent Study | Withdrawn | 3/31/2026 | Withdrawn | Withdrawn | YUBA | HONCUT SUB | Solar PV | 5 | 4/10/2024 | Withdrawn | Withdrawn | Withdrawn | Withdrawn | Pass | Withdrawn | Withdrawn | Withdrawn | No former queue position
2024-03-21 17:12 | 3889-WD | Fast Track | Fast Track | Active | 2/27/2026 |  |  | HUMBOLDT | BLUE LAKE SUB | Solar PV | 0.99 | 4/10/2024 | 6/27/2024 | Fail |  |  | N/A (Fast Track) | N/A (Fast Track) | N/A (Fast Track) |  | No former queue position | BLUE LAKE | not found
2024-03-27 13:31 | 3890-RD | DGSP | DGSP | Active | Not Provided |  |  | MONTEREY | JOLON SUB | Solar PV | 5 | 4/17/2024 | N/A | N/A | N/A | N/A |  |  |  |  | No former queue position | JOLON | not found
2024-03-20 18:34 | 3891-RD | DGSP | DGSP | Active | Not Provided |  |  | KERN | GOOSE LAKE SUB | Steam Turbine | 2.988 | 4/17/2024 | N/A | N/A | N/A | N/A | Fail |  |  |  | No former queue position | GOOSE LAKE | Goose Lake
2024-03-20 18:35 | 3892-RD | DGSP | DGSP | Withdrawn | Not Provided | Withdrawn | Withdrawn | FRESNO | CARUTHERS SUB | Solar PV | 2.988 | 4/17/2024 | Withdrawn | Withdrawn | Withdrawn | Withdrawn | Withdrawn | Withdrawn | Withdrawn | Withdrawn | No former queue position
2024-03-20 18:36 | 3893-RD | DGSP | DGSP | Withdrawn | Not Provided | Withdrawn | Withdrawn | FRESNO | KINGSBURG SUB | Solar PV | 2.988 | 4/17/2024 | Withdrawn | Withdrawn | Withdrawn | Withdrawn | Withdrawn | Withdrawn | Withdrawn | Withdrawn | No former queue position
2024-03-20 18:37 | 3894-RD | DGSP | DGSP | Withdrawn | Not Provided | Withdrawn | Withdrawn | MERCED | ORTIGA SUB | Steam Turbine | 2.988 | 4/17/2024 | Withdrawn | Withdrawn | Withdrawn | Withdrawn | Withdrawn | Withdrawn | Withdrawn | Withdrawn | No former queue position
2024-03-20 18:38 | 3895-RD | DGSP | DGSP | Withdrawn | Not Provided | Withdrawn | Withdrawn | MERCED | WRIGHT SUB | Steam Turbine | 2.988 | 4/17/2024 | Withdrawn | Withdrawn | Withdrawn | Withdrawn | Withdrawn | Withdrawn | Withdrawn | Withdrawn | No former queue position
2024-03-20 18:39 | 3896-RD | DGSP | DGSP | Withdrawn | Not Provided | Withdrawn | Withdrawn | MERCED | ORTIGA SUB | Steam Turbine | 2.988 | 4/17/2024 | Withdrawn | Withdrawn | Withdrawn | Withdrawn | Withdrawn | Withdrawn | Withdrawn | Withdrawn | No former queue position
2024-03-21 13:07 | 3897-RD | Fast Track | Fast Track | Active | Not Provided |  |  | SAN FRANCISCO | SAN FRAN H (MARTIN) SUB | Solar PV | 0.086 | 4/17/2024 | 5/6/2024 | Pass |  |  | N/A (Fast Track) | N/A (Fast Track) | N/A (Fast Track) | Tendered | No former queue position | SAN FRAN H (MARTIN) | not found
2024-02-05 13:07 | 3898-WD | Fast Track | Fast Track | Active | 9/23/2024 | 9/23/2024 |  | SAN FRANCISCO | SAN FRAN X (MISSION) SUB | Solar PV | 0.1 | 4/17/2024 | 5/8/2024 | Pass |  |  | N/A (Fast Track) | N/A (Fast Track) | N/A (Fast Track) | Executed | No former queue position | SAN FRAN X (MISSION) | not found
2024-03-26 08:42 | 3899-RD | DGSP | DGSP | Withdrawn | Not Provided | Withdrawn | Withdrawn | SAN LUIS OBISPO | Withdrawn | Battery | 4.98 | 4/17/2024 | Withdrawn | Withdrawn | Withdrawn | Withdrawn | Withdrawn | Withdrawn | Withdrawn | Withdrawn | No former queue position
2024-03-25 17:58 | 3900-WD | Independent Study | Independent Study | Active | 2/25/2026 |  |  | AMADOR | MARTELL SUB | Solar PV | 4.99 | 4/24/2024 | N/A | N/A (Independent Study) | N/A | N/A (Independent Study) | Fail |  |  |  | No former queue position | MARTELL | not found
2024-03-28 15:41 | 3901-WD | Cluster | Cluster | Active | 3/3/2026 |  |  | MERCED | LIVINGSTON SUB | Solar PV | 2 | 4/24/2024 | N/A | N/A (Cluster) | N/A | N/A (Cluster) | N/A (Cluster) | In Progress |  |  | No former queue position | LIVINGSTON | not found
2024-02-13 15:51 | 3902-RD | Detailed Study | Detailed Study | Active | Not Provided |  |  | KINGS | CORCORAN SUB | Solar PV | 3.5 | 4/24/2024 | N/A | N/A | N/A | N/A | Fail |  |  |  | No former queue position | CORCORAN | Corcoran
2024-03-21 12:01 | 3903-RD | DGSP | DGSP | Active | Not Provided |  |  | YUBA | BROWNS VALLEY SUB | Solar PV | 4.98 | 4/24/2024 | N/A | N/A | N/A | N/A | Pass |  |  |  | No former queue position | BROWNS VALLEY | not found
2024-03-21 15:10 | 3904-RD | Fast Track | Fast Track | Active | Not Provided |  |  | SANTA CLARA | MABURY SUB | Storage | 0.0030252 | 4/24/2024 | 7/24/2024 | Pass |  |  | N/A (Fast Track) | N/A (Fast Track) | N/A (Fast Track) |  | No former queue position | MABURY | not found
2024-03-26 11:34 | 3905-RD | DGSP | DGSP | Withdrawn | Not Provided | Withdrawn | Withdrawn | KERN | Withdrawn | Withdrawn | 9.9 | 4/24/2024 | Withdrawn | Withdrawn | Withdrawn | Withdrawn | Withdrawn | Withdrawn | Withdrawn | Withdrawn | No former queue position
2024-03-28 10:39 | 3906-RD | Fast Track | Fast Track | Active | Not Provided |  |  | MADERA | STOREY SUB | Solar PV | 4.98 | 4/24/2024 | 5/21/2024 | Fail | In Progress |  | N/A (Fast Track) | N/A (Fast Track) | N/A (Fast Track) |  | No former queue position | STOREY | Storey
2024-03-29 10:31 | 3907-RD | Fast Track | Fast Track | Active | Not Provided |  |  | MADERA | STOREY SUB | Storage | 4.98 | 4/24/2024 | 6/6/2024 | Fail | In Progress |  | N/A (Fast Track) | N/A (Fast Track) | N/A (Fast Track) |  | No former queue position | STOREY | Storey
2024-03-29 13:15 | 3908-RD | Fast Track | Fast Track | Active | Not Provided |  |  | MADERA | STOREY SUB | Storage | 4.98 | 4/24/2024 | 6/6/2024 | Fail | In Progress |  | N/A (Fast Track) | N/A (Fast Track) | N/A (Fast Track) |  | No former queue position | STOREY | Storey
2024-03-29 14:09 | 3909-RD | Fast Track | Fast Track | Active | Not Provided |  |  | MADERA | STOREY SUB | Storage | 4.98 | 4/24/2024 | 6/7/2024 | Fail | In Progress |  | N/A (Fast Track) | N/A (Fast Track) | N/A (Fast Track) |  | No former queue position | STOREY | Storey
2024-04-03 16:08 | 3910-RD | Fast Track | Fast Track | Withdrawn | Not Provided | Withdrawn | Withdrawn | MERCED | LIVINGSTON SUB | Solar PV | 4.98 | 4/24/2024 | 5/17/2024 | Fail | Withdrawn | Withdrawn | Withdrawn | Withdrawn | Withdrawn | Withdrawn | No former queue position
2024-04-04 16:12 | 3911-RD | Detailed Study | Detailed Study | Withdrawn | Not Provided | Withdrawn | Withdrawn | KERN | ELK HILLS SUB | Solar PV | 4.98 | 4/24/2024 | Withdrawn | Withdrawn | Withdrawn | Withdrawn | Fail | Withdrawn | Withdrawn | Withdrawn | No former queue position
2024-04-09 14:59 | 3912-RD | Fast Track | Fast Track | Withdrawn | Not Provided | Withdrawn | Withdrawn | FRESNO | PANOCHE SUB | Solar PV | 3.984 | 4/24/2024 | 5/17/2024 | Fail | Withdrawn | Withdrawn | Withdrawn | Withdrawn | Withdrawn | Withdrawn | No former queue position
2024-03-22 17:41 | 3913-RD | Fast Track | Fast Track | Active | Not Provided |  |  | MONTEREY | BUENA VISTA SUB | Fuel Cell | 3.25 | 4/24/2024 | 6/25/2024 | Fail | In Progress |  | N/A (Fast Track) | N/A (Fast Track) | N/A (Fast Track) |  | No former queue position | BUENA VISTA | Buena Vista
2024-03-27 07:52 | 3914-RD | DGSP | DGSP | Active | Not Provided |  |  | YUBA | DOBBINS SUB | Steam Turbine | 3 | 4/24/2024 | N/A | N/A | N/A | N/A | Pass |  |  |  | No former queue position | DOBBINS | not found
2024-03-27 11:50 | 3915-WD | DGSP | DGSP | Active | 2/27/2026 |  |  | HUMBOLDT | BLUE LAKE SUB | Solar PV | 0.99 | 4/24/2024 | N/A | N/A | N/A | N/A | Fail |  |  |  | No former queue position | BLUE LAKE | not found
2021-01-22 14:20 | 2706-WD | Independent Study | DGSP | Active | 8/30/2022 |  |  | PLACER | WHEATLAND SUB | Storage | 5.1 | 2/3/2021 | N/A | N/A | N/A | N/A | Fail | 2021-09-16 | N/A | Executed | No former queue position | WHEATLAND | not found | [5 empty] | 5.1 | 5.1 | 0 |  |  | 1
2024-04-12 10:57 | 3917-WD | Independent Study | Independent Study | Withdrawn | 6/1/2026 | Withdrawn | Withdrawn | STANISLAUS | WESTLEY SUB | Solar PV | 3.8 | 4/24/2024 | Withdrawn | Withdrawn | Withdrawn | Withdrawn | Fail | Withdrawn | Withdrawn | Withdrawn | No former queue position
2008-07-14 | 0011-WD | Independent Study | Independent Study | In Service | 7/8/2009 | 3/24/2009 |  | MONTEREY | CASTROVILLE SUB | Engine, Turbine | 5.069 | 8/7/2008 | N/A | N/A | N/A | N/A | N/A | 12/19/2008 | N/A | Executed | Former queue position: W5 | CASTROVILLE | not found | [7 empty] | 1 |  |  | 1
2024-03-28 17:13 | 3919-RD | Fast Track | Fast Track | Active | Not Provided |  |  | MADERA | STOREY SUB | Storage | 4.98 | 4/24/2024 | 6/7/2024 | Fail | In Progress |  | N/A (Fast Track) | N/A (Fast Track) | N/A (Fast Track) |  | No former queue position | STOREY | Storey
2024-03-18 17:03 | 3920-RD | Fast Track | Fast Track | Active | Not Provided |  |  | CONTRA COSTA | RICHMOND R SUB | Storage | 0.285 | 4/24/2024 | 5/29/2024 | Fail Screens: I, J, M |  |  | N/A (Fast Track) | N/A (Fast Track) | N/A (Fast Track) |  | No former queue position | RICHMOND R | Richmond R
2024-03-31 17:59 | 3921-WD | Cluster | Cluster | Active | 9/30/2025 |  |  | FRESNO | CAMDEN SUB | Solar PV | 5 | 4/24/2024 | N/A | N/A (Cluster) | N/A | N/A (Cluster) | N/A (Cluster) | In Progress |  |  | No former queue position | CAMDEN | not found
2024-03-31 18:41 | 3922-WD | Cluster | Cluster | Active | 9/30/2025 |  |  | FRESNO | SAND CREEK SUB | Solar PV | 5 | 4/24/2024 | N/A | N/A (Cluster) | N/A | N/A (Cluster) | N/A (Cluster) | In Progress |  |  | No former queue position | SAND CREEK | not found
2024-03-31 19:19 | 3923-WD | Cluster | Cluster | Active | 9/30/2025 |  |  | MERCED | CRESSEY SUB | Solar PV | 4 | 4/24/2024 | N/A | N/A (Cluster) | N/A | N/A (Cluster) | N/A (Cluster) | In Progress |  |  | No former queue position | CRESSEY | not found
2024-03-31 19:53 | 3924-WD | Cluster | Cluster | Withdrawn | 9/30/2025 | Withdrawn | Withdrawn | KINGS | AVENAL SUB | Solar PV | 0.005334 | 4/24/2024 | Withdrawn | Withdrawn | Withdrawn | Withdrawn | Withdrawn | Withdrawn | Withdrawn | Withdrawn | No former queue position
2024-03-31 20:41 | 3925-WD | Cluster | Cluster | Active | 9/30/2025 |  |  | MERCED | CRESSEY SUB | Solar PV | 4 | 4/24/2024 | N/A | N/A (Cluster) | N/A | N/A (Cluster) | N/A (Cluster) | In Progress |  |  | No former queue position | CRESSEY | not found
2024-03-31 20:59 | 3926-WD | Cluster | Cluster | Withdrawn | 9/30/2025 | Withdrawn | Withdrawn | FRESNO | CARUTHERS SUB | Solar PV | 4.98 | 4/24/2024 | Withdrawn | Withdrawn | Withdrawn | Withdrawn | Withdrawn | Withdrawn | Withdrawn | Withdrawn | No former queue position
2024-03-31 21:23 | 3927-WD | Cluster | Cluster | Active | 9/30/2025 |  |  | FRESNO | BOWLES SUB | Solar PV | 4.98 | 4/24/2024 | N/A | N/A (Cluster) | N/A | N/A (Cluster) | N/A (Cluster) | In Progress |  |  | No former queue position | BOWLES | not found
2024-03-31 21:42 | 3928-WD | Cluster | Cluster | Active | 9/30/2025 |  |  | FRESNO | BOWLES SUB | Solar PV | 4.98 | 4/24/2024 | N/A | N/A (Cluster) | N/A | N/A (Cluster) | N/A (Cluster) | In Progress |  |  | No former queue position | BOWLES | not found
2024-03-31 23:20 | 3929-WD | Cluster | Cluster | Active | 1/30/2026 |  |  | KERN | MIDWAY SUB | Solar PV | 4.98 | 4/24/2024 | N/A | N/A (Cluster) | N/A | N/A (Cluster) | N/A (Cluster) | In Progress |  |  | No former queue position | MIDWAY | Midway
2024-03-01 | 3930-WD | Cluster | Cluster | Withdrawn | 7/30/2025 | Withdrawn | Withdrawn | FRESNO | MCMULLIN SUB | Solar PV | 5 | 5/1/2024 | Withdrawn | Withdrawn | Withdrawn | Withdrawn | Withdrawn | Withdrawn | Withdrawn | Withdrawn | No former queue position
2024-03-01 | 3931-WD | Cluster | Cluster | Withdrawn | 7/30/2025 | Withdrawn | Withdrawn | MADERA | BORDEN SUB | Solar PV | 3 | 5/1/2024 | Withdrawn | Withdrawn | Withdrawn | Withdrawn | Withdrawn | Withdrawn | Withdrawn | Withdrawn | No former queue position
2024-03-01 | 3932-WD | Cluster | Cluster | Withdrawn | 7/30/2025 | Withdrawn | Withdrawn | MADERA | BONITA SUB | Solar PV | 5 | 5/1/2024 | Withdrawn | Withdrawn | Withdrawn | Withdrawn | Withdrawn | Withdrawn | Withdrawn | Withdrawn | No former queue position
2024-03-01 | 3933-WD | Cluster | Cluster | Withdrawn | 7/30/2025 | Withdrawn | Withdrawn | FRESNO | SANGER SUB | Solar PV | 3 | 5/1/2024 | Withdrawn | Withdrawn | Withdrawn | Withdrawn | Withdrawn | Withdrawn | Withdrawn | Withdrawn | No former queue position
2024-03-01 | 3934-WD | Cluster | Cluster | Active | 7/30/2025 |  |  | COLUSA | CORTINA SUB | Solar PV | 5 | 5/1/2024 | N/A | N/A (Cluster) | N/A | N/A (Cluster) | N/A (Cluster) | In Progress |  |  | No former queue position | CORTINA | Cortina
2024-03-01 | 3935-WD | Cluster | Cluster | Active | 7/30/2025 |  |  | COLUSA | COLUSA JUNCTION | Solar PV | 5 | 5/1/2024 | N/A | N/A (Cluster) | N/A | N/A (Cluster) | N/A (Cluster) | In Progress |  |  | No former queue position | #VALUE! | not found
2024-03-01 | 3936-WD | Cluster | Cluster | Withdrawn | 7/30/2025 | Withdrawn | Withdrawn | MERCED | MERCED SUB | Solar PV | 5 | 5/1/2024 | Withdrawn | Withdrawn | Withdrawn | Withdrawn | Withdrawn | Withdrawn | Withdrawn | Withdrawn | No former queue position
2024-03-01 | 3937-WD | Cluster | Cluster | Withdrawn | 7/30/2025 | Withdrawn | Withdrawn | KINGS | HARDWICK SUB | Solar PV | 3 | 5/1/2024 | Withdrawn | Withdrawn | Withdrawn | Withdrawn | Withdrawn | Withdrawn | Withdrawn | Withdrawn | No former queue position
2024-03-01 | 3938-WD | Cluster | Cluster | Withdrawn | 7/30/2025 | Withdrawn | Withdrawn | STANISLAUS | NEWMAN SUB | Solar PV | 5 | 5/1/2024 | Withdrawn | Withdrawn | Withdrawn | Withdrawn | Withdrawn | Withdrawn | Withdrawn | Withdrawn | No former queue position
2024-03-01 | 3939-WD | Cluster | Cluster | Withdrawn | 7/30/2025 | Withdrawn | Withdrawn | MADERA | MADERA SUB | Solar PV | 3 | 5/1/2024 | Withdrawn | Withdrawn | Withdrawn | Withdrawn | Withdrawn | Withdrawn | Withdrawn | Withdrawn | No former queue position
2024-03-01 | 3940-WD | Cluster | Cluster | Withdrawn | 7/30/2025 | Withdrawn | Withdrawn | KERN | LERDO SUB | Solar PV | 5 | 5/1/2024 | Withdrawn | Withdrawn | Withdrawn | Withdrawn | Withdrawn | Withdrawn | Withdrawn | Withdrawn | No former queue position
2024-03-01 | 3941-WD | Cluster | Cluster | Withdrawn | 7/30/2025 | Withdrawn | Withdrawn | FRESNO | CAMDEN SUB | Solar PV | 5 | 5/1/2024 | Withdrawn | Withdrawn | Withdrawn | Withdrawn | Withdrawn | Withdrawn | Withdrawn | Withdrawn | No former queue position
2024-03-01 | 3942-WD | Cluster | Cluster | Withdrawn | 7/30/2025 | Withdrawn | Withdrawn | KERN | LERDO SUB | Solar PV | 5 | 5/1/2024 | Withdrawn | Withdrawn | Withdrawn | Withdrawn | Withdrawn | Withdrawn | Withdrawn | Withdrawn | No former queue position
2024-03-01 | 3943-WD | Cluster | Cluster | Withdrawn | 7/30/2025 | Withdrawn | Withdrawn | GLENN | LOGAN CREEK SUB | Solar PV | 5 | 5/1/2024 | Withdrawn | Withdrawn | Withdrawn | Withdrawn | Withdrawn | Withdrawn | Withdrawn | Withdrawn | No former queue position
2024-03-01 | 3944-WD | Cluster | Cluster | Withdrawn | 7/30/2025 | Withdrawn | Withdrawn | MERCED | EL NIDO SUB | Solar PV | 5 | 5/1/2024 | Withdrawn | Withdrawn | Withdrawn | Withdrawn | Withdrawn | Withdrawn | Withdrawn | Withdrawn | No former queue position
2024-03-01 | 3945-WD | Cluster | Cluster | Active | 7/30/2025 |  |  | SANTA BARBARA | CUYAMA SUB | Solar PV | 5 | 5/1/2024 | N/A | N/A (Cluster) | N/A | N/A (Cluster) | N/A (Cluster) | In Progress |  |  | No former queue position | CUYAMA | not found
2024-03-01 | 3946-WD | Cluster | Cluster | Active | 7/30/2025 |  |  | FRESNO | COALINGA #1 SUB | Solar PV | 5 | 5/1/2024 | N/A | N/A (Cluster) | N/A | N/A (Cluster) | N/A (Cluster) | In Progress |  |  | No former queue position | COALINGA #1 | not found
2024-03-01 | 3947-WD | Cluster | Cluster | Withdrawn | 7/30/2025 | Withdrawn | Withdrawn | FRESNO | MCMULLIN SUB | Solar PV | 5 | 5/1/2024 | Withdrawn | Withdrawn | Withdrawn | Withdrawn | Withdrawn | Withdrawn | Withdrawn | Withdrawn | No former queue position
2024-03-01 | 3948-WD | Cluster | Cluster | Withdrawn | 7/30/2025 | Withdrawn | Withdrawn | MADERA | EL PECO SUB | Solar PV | 5 | 5/1/2024 | Withdrawn | Withdrawn | Withdrawn | Withdrawn | Withdrawn | Withdrawn | Withdrawn | Withdrawn | No former queue position
2024-03-01 | 3949-WD | Cluster | Cluster | Withdrawn | 7/30/2025 | Withdrawn | Withdrawn | MADERA | EL PECO SUB | Solar PV | 5 | 5/1/2024 | Withdrawn | Withdrawn | Withdrawn | Withdrawn | Withdrawn | Withdrawn | Withdrawn | Withdrawn | No former queue position
2024-03-01 | 3950-WD | Cluster | Cluster | Withdrawn | 7/30/2025 | Withdrawn | Withdrawn | KERN | LERDO SUB | Solar PV | 5.1 | 5/1/2024 | Withdrawn | Withdrawn | Withdrawn | Withdrawn | Withdrawn | Withdrawn | Withdrawn | Withdrawn | No former queue position
2024-03-01 | 3951-WD | Cluster | Cluster | Withdrawn | 7/30/2025 | Withdrawn | Withdrawn | KINGS | JACOBS CORNER SUB | Solar PV | 4.6 | 5/1/2024 | Withdrawn | Withdrawn | Withdrawn | Withdrawn | Withdrawn | Withdrawn | Withdrawn | Withdrawn | No former queue position
2024-03-01 00:01 | 3952-WD | Cluster | Cluster | Withdrawn | 7/30/2025 | Withdrawn | Withdrawn | MADERA | DAIRYLAND SUB | Solar PV | 4.6 | 5/1/2024 | Withdrawn | Withdrawn | Withdrawn | Withdrawn | Withdrawn | Withdrawn | Withdrawn | Withdrawn | No former queue position
2024-03-01 00:01 | 3953-WD | Cluster | Cluster | Withdrawn | 7/30/2025 | Withdrawn | Withdrawn | MADERA | CHOWCHILLA SUB | Solar PV | 5.1 | 5/1/2024 | Withdrawn | Withdrawn | Withdrawn | Withdrawn | Withdrawn | Withdrawn | Withdrawn | Withdrawn | No former queue position
2024-03-01 00:01 | 3954-WD | Cluster | Cluster | Withdrawn | 7/30/2025 | Withdrawn | Withdrawn | FRESNO | KERMAN SUB | Solar PV | 4.6 | 5/1/2024 | Withdrawn | Withdrawn | Withdrawn | Withdrawn | Withdrawn | Withdrawn | Withdrawn | Withdrawn | No former queue position
2024-03-01 00:01 | 3955-WD | Cluster | Cluster | Withdrawn | 7/30/2025 | Withdrawn | Withdrawn | MERCED | LIVINGSTON SUB | Solar PV | 5.1 | 5/1/2024 | Withdrawn | Withdrawn | Withdrawn | Withdrawn | Withdrawn | Withdrawn | Withdrawn | Withdrawn | No former queue position
2024-03-27 11:35 | 3956-WD | DGSP | DGSP | Active | 2/27/2026 |  |  | HUMBOLDT | BLUE LAKE SUB | Solar PV | 1.001 | 5/1/2024 | N/A | N/A | N/A | N/A |  |  |  |  | No former queue position | BLUE LAKE | not found
2024-03-31 22:22 | 3957-WD | Cluster | Cluster | Withdrawn | 1/29/2026 | Withdrawn | Withdrawn | MADERA | COARSEGOLD SUB | Solar PV | 5 | 5/1/2024 | Withdrawn | Withdrawn | Withdrawn | Withdrawn | Withdrawn | Withdrawn | Withdrawn | Withdrawn | No former queue position
2024-03-26 13:05 | 3958-RD | DGSP | DGSP | Withdrawn | Not Provided | Withdrawn | Withdrawn | SAN LUIS OBISPO | SAN MIGUEL SUB | Solar PV | 4.98 | 5/1/2024 | Withdrawn | Withdrawn | Withdrawn | Withdrawn | Withdrawn | Withdrawn | Withdrawn | Withdrawn | No former queue position
2024-03-28 09:10 | 3959-RD | Fast Track | Fast Track | Active | Not Provided |  |  | SONOMA | BELLEVUE SUB | Solar PV | 0.002745 | 5/1/2024 | In Progress |  |  |  | N/A (Fast Track) | N/A (Fast Track) | N/A (Fast Track) |  | No former queue position | BELLEVUE | not found
2011-12-11 16:58 | 0474-WD | Independent Study | Independent Study | In Service | 5/28/2012 | 6/12/2013 | 6/1/2011 | PLACER | PLEASANT GROVE SUB | Engine | 5.04 | 2/6/2012 | N/A | N/A (Independent Study) | N/A | N/A (Independent Study) | Pass | 6/7/2012 | N/A | Executed | Former queue position: W396 | PLEASANT GROVE | Pleasant Grove | 115 | [6 empty] | 1 |  |  | 1
2024-03-25 12:16 | 3961-RD | Fast Track | Fast Track | Active | Not Provided |  |  | MADERA | CHOWCHILLA SUB | Solar PV | 4.98 | 5/1/2024 | 6/10/2024 | Fail | In Progress |  | N/A (Fast Track) | N/A (Fast Track) | N/A (Fast Track) |  | No former queue position | CHOWCHILLA | Chowchilla
2024-03-25 13:58 | 3962-RD | Fast Track | Fast Track | Active | Not Provided |  |  | MADERA | CHOWCHILLA SUB | Solar PV | 4.98 | 5/1/2024 | 6/7/2024 | Fail | In Progress |  | N/A (Fast Track) | N/A (Fast Track) | N/A (Fast Track) |  | No former queue position | CHOWCHILLA | Chowchilla
2024-04-03 16:01 | 3963-RD | Fast Track | Fast Track | Active | Not Provided |  |  | MONTEREY | BUENA VISTA SUB | Solar PV | 0.71 | 5/1/2024 | 7/9/2024 | Pass |  |  | N/A (Fast Track) | N/A (Fast Track) | N/A (Fast Track) | Tendered | No former queue position | BUENA VISTA | Buena Vista
2024-03-26 08:58 | 3964-RD | Fast Track | Fast Track | Withdrawn | Not Provided | Withdrawn | Withdrawn | MADERA | ORO LOMA SUB | Solar PV | 4.98 | 5/8/2024 | 6/7/2024 | Fail | Withdrawn | Withdrawn | Withdrawn | Withdrawn | Withdrawn | Withdrawn | No former queue position
2024-03-26 12:39 | 3965-RD | Fast Track | Fast Track | Withdrawn | Not Provided | Withdrawn | Withdrawn | FRESNO | ORO LOMA SUB | Solar PV | 4.98 | 5/8/2024 | 6/7/2024 | Fail | Withdrawn | Withdrawn | Withdrawn | Withdrawn | Withdrawn | Withdrawn | No former queue position
2024-03-27 06:53 | 3966-RD | Fast Track | Fast Track | Withdrawn | Not Provided | Withdrawn | Withdrawn | FRESNO | HAMMONDS SUB | Solar PV | 4.98 | 5/8/2024 | 6/10/2024 | Fail | Withdrawn | Withdrawn | Withdrawn | Withdrawn | Withdrawn | Withdrawn | No former queue position
2024-03-27 14:44 | 3967-RD | Fast Track | Fast Track | Withdrawn | Not Provided | Withdrawn | Withdrawn | FRESNO | HAMMONDS SUB | Solar PV | 4.98 | 5/8/2024 | 6/10/2024 | Fail | Withdrawn | Withdrawn | Withdrawn | Withdrawn | Withdrawn | Withdrawn | No former queue position
2024-06-04 14:16 | 4020-WD | Fast Track | Fast Track | Active | 2/26/2027 |  |  | SAN JOAQUIN | VIERRA SUB | Battery | 5.031 | 6/26/2024 | In Progress |  |  |  | N/A (Fast Track) | N/A (Fast Track) | N/A (Fast Track) |  | No former queue position | VIERRA | Vierra | 115 |  |  |  | 5.031 |  | 5.031 | 0 |  |  | 0
2024-04-16 09:50 | 3969-RD | Detailed Study | Detailed Study | Withdrawn | Not Provided | Withdrawn | Withdrawn | MERCED | CANAL SUB | Solar PV | 3.984 | 5/8/2024 | Withdrawn | Withdrawn | Withdrawn | Withdrawn | Fail | Withdrawn | Withdrawn | Withdrawn | No former queue position
2024-04-16 10:13 | 3970-RD | Detailed Study | Detailed Study | Withdrawn | Not Provided | Withdrawn | Withdrawn | KINGS | DEVILS DEN SUB | Solar PV | 2.988 | 5/8/2024 | Withdrawn | Withdrawn | Withdrawn | Withdrawn | Fail | Withdrawn | Withdrawn | Withdrawn | No former queue position
2024-03-29 17:24 | 3971-RD | Fast Track | Fast Track | Active | Not Provided |  |  | PLUMAS | BIG MEADOWS SUB | Solar PV | 1 | 5/15/2024 | 7/26/2024 | Fail Screens: F, G, H, I, J, K, M, V1, V2, S5 | In Progress |  | N/A (Fast Track) | N/A (Fast Track) | N/A (Fast Track) |  | No former queue position | BIG MEADOWS | not found
2024-04-30 13:57 | 3972-RD | Fast Track | Fast Track | Withdrawn | Not Provided | Withdrawn | Withdrawn | FRESNO | HAMMONDS SUB | Solar PV | 4.98 | 5/15/2024 | 7/1/2024 | Fail Screens: F, I, J, K, L, M | Withdrawn | Withdrawn | Withdrawn | Withdrawn | Withdrawn | Withdrawn | No former queue position
2024-04-30 13:58 | 3973-RD | Fast Track | Fast Track | Withdrawn | Not Provided | Withdrawn | Withdrawn | FRESNO | ORO LOMA SUB | Solar PV | 4.98 | 5/15/2024 | 7/1/2024 | Fail Screens: F, I, J, K, L, M | Withdrawn | Withdrawn | Withdrawn | Withdrawn | Withdrawn | Withdrawn | No former queue position
2024-04-30 13:58 | 3974-RD | Fast Track | Fast Track | Withdrawn | Not Provided | Withdrawn | Withdrawn | FRESNO | HAMMONDS SUB | Solar PV | 2.49 | 5/15/2024 | 7/1/2024 | Fail Screens: F, I, J, K, L, M | Withdrawn | Withdrawn | Withdrawn | Withdrawn | Withdrawn | Withdrawn | No former queue position
2024-04-25 07:47 | 3975-RD | Fast Track | Fast Track | Active | Not Provided |  |  | HUMBOLDT | ARCATA SUB | Storage | 0.06 | 5/22/2024 |  |  |  |  | N/A (Fast Track) | N/A (Fast Track) | N/A (Fast Track) |  | No former queue position | ARCATA | not found
2024-05-13 08:33 | 3976-RD | Fast Track | Fast Track | Active | Not Provided |  |  | FRESNO | PINEDALE SUB | Solar PV | 0.043 | 5/22/2024 | 7/12/2024 | Pass |  |  | N/A (Fast Track) | N/A (Fast Track) | N/A (Fast Track) | Executed | No former queue position | PINEDALE | not found
2024-04-23 10:10 | 3977-RD | Fast Track | Fast Track | Withdrawn | Not Provided | Withdrawn | Withdrawn | SANTA BARBARA | Withdrawn | Withdrawn | 13.709 | 5/22/2024 | 6/27/2024 | Withdrawn | Withdrawn | Withdrawn | Withdrawn | Withdrawn | Withdrawn | Withdrawn | No former queue position
2024-04-30 13:59 | 3978-RD | Fast Track | Fast Track | Withdrawn | Not Provided | Withdrawn | Withdrawn | FRESNO | HAMMONDS SUB | Solar PV | 4.98 | 5/22/2024 | 7/1/2024 | Fail Screens: F, I, J, K, L, M | Withdrawn | Withdrawn | Withdrawn | Withdrawn | Withdrawn | Withdrawn | No former queue position
2024-05-02 12:31 | 3979-RD | Fast Track | Fast Track | Withdrawn | Not Provided | Withdrawn | Withdrawn | KERN | SHAFTER SUB | Solar PV | 3.984 | 5/22/2024 | 7/11/2024 | Fail | Withdrawn | Withdrawn | Withdrawn | Withdrawn | Withdrawn | Withdrawn | No former queue position
2024-05-07 15:55 | 3980-RD | Detailed Study | Detailed Study | Withdrawn | Not Provided | Withdrawn | Withdrawn | YOLO | WINTERS SUB | Storage | 3.75 | 5/22/2024 | Withdrawn | Withdrawn | Withdrawn | Withdrawn | Fail | Withdrawn | Withdrawn | Withdrawn | No former queue position
2024-04-26 13:48 | 3981-RD | Fast Track | Fast Track | Active | Not Provided |  |  | SAN MATEO | HALF MOON BAY SUB | Battery | 0.045 | 5/22/2024 | 7/25/2024 | Pass | N/A | N/A | N/A | N/A | N/A | Tendered | No former queue position | HALF MOON BAY | not found
2024-04-23 11:54 | 3982-WD | Independent Study | Independent Study | Active | 1/30/2026 |  |  | CONTRA COSTA | BRENTWOOD SUB | Solar PV | 3 | 5/22/2024 | N/A | N/A (Independent Study) | N/A | N/A (Independent Study) | Fail |  |  |  | No former queue position | BRENTWOOD | not found
2024-04-29 14:25 | 3983-RD | Fast Track | Fast Track | Active | Not Provided |  |  | KERN | WEEDPATCH SUB | Solar PV | 1.25 | 5/22/2024 | 7/5/2024 | Pass |  |  | N/A (Fast Track) | N/A (Fast Track) | N/A (Fast Track) |  | No former queue position | WEEDPATCH | not found
2024-04-29 15:07 | 3984-RD | Fast Track | Fast Track | Active | Not Provided |  |  | PLACER | LINCOLN SUB | Solar PV | 0.6 | 5/22/2024 | 7/31/2024 | Fail Screens: F, G, I, J, K, M, V1, S5, A4 |  |  | N/A (Fast Track) | N/A (Fast Track) | N/A (Fast Track) |  | No former queue position | LINCOLN | not found
2024-05-13 18:15 | 3985-RD | Fast Track | Fast Track | Active | Not Provided |  |  | KERN | WELLFIELD SUB | Solar PV | 2.5 | 5/22/2024 | 6/13/2024 | Fail |  |  | N/A (Fast Track) | N/A (Fast Track) | N/A (Fast Track) |  | No former queue position | WELLFIELD | not found
2024-04-26 14:10 | 3986-RD | Fast Track | Fast Track | Active | Not Provided |  |  | SAN JOAQUIN | RIPON SUB | Solar PV | 4.98 | 5/29/2024 | 7/1/2024 | Fail Screens: F, J, K, M |  |  | N/A (Fast Track) | N/A (Fast Track) | N/A (Fast Track) |  | No former queue position | RIPON | Ripon
2024-05-09 08:01 | 3987-WD | Cluster | Cluster | Active | 10/31/2025 |  |  | MERCED | MERCED SUB | Solar PV | 5 | 5/29/2024 | N/A | N/A (Cluster) | N/A | N/A (Cluster) | N/A (Cluster) | In Progress |  |  | No former queue position | MERCED | not found
2024-05-09 08:34 | 3988-WD | Cluster | Cluster | Active | 10/31/2025 |  |  | KERN | GOOSE LAKE SUB | Solar PV | 2.98 | 5/29/2024 | N/A | N/A (Cluster) | N/A | N/A (Cluster) | N/A (Cluster) | In Progress |  |  | No former queue position | GOOSE LAKE | Goose Lake
2024-05-09 09:04 | 3989-WD | Cluster | Cluster | Active | 10/31/2025 |  |  | MERCED | ORTIGA SUB | Solar PV | 2.958 | 5/29/2024 | N/A | N/A (Cluster) | N/A | N/A (Cluster) | N/A (Cluster) | In Progress |  |  | No former queue position | ORTIGA | not found
2024-05-09 09:31 | 3990-WD | Cluster | Cluster | Active | 10/31/2025 |  |  | MERCED | WRIGHT SUB | Solar PV | 2.958 | 5/29/2024 | N/A | N/A (Cluster) | N/A | N/A (Cluster) | N/A (Cluster) | In Progress |  |  | No former queue position | WRIGHT | not found
2024-05-09 09:50 | 3991-WD | Cluster | Cluster | Active | 10/31/2025 |  |  | MERCED | ORTIGA SUB | Solar PV | 2.958 | 5/29/2024 | N/A | N/A (Cluster) | N/A | N/A (Cluster) | N/A (Cluster) | In Progress |  |  | No former queue position | ORTIGA | not found
2024-05-09 10:06 | 3992-WD | Cluster | Cluster | Active | 10/31/2025 |  |  | FRESNO | KINGSBURG SUB | Solar PV | 2.988 | 5/29/2024 | N/A | N/A (Cluster) | N/A | N/A (Cluster) | N/A (Cluster) | In Progress |  |  | No former queue position | KINGSBURG | not found
2024-05-09 11:42 | 3993-WD | Cluster | Cluster | Active | 10/31/2025 |  |  | MADERA | CHOWCHILLA SUB | Storage | 5 | 5/29/2024 | N/A | N/A (Cluster) | N/A | N/A (Cluster) | N/A (Cluster) | In Progress |  |  | No former queue position | CHOWCHILLA | Chowchilla
2024-05-09 12:05 | 3994-WD | Cluster | Cluster | Active | 10/31/2025 |  |  | FRESNO | FIGARDEN SUB | Storage | 5 | 5/29/2024 | N/A | N/A (Cluster) | N/A | N/A (Cluster) | N/A (Cluster) | In Progress |  |  | No former queue position | FIGARDEN | not found
2024-05-09 12:43 | 3995-WD | Cluster | Cluster | Active | 10/31/2025 |  |  | FRESNO | CARUTHERS SUB | Solar PV | 2.988 | 5/29/2024 | N/A | N/A (Cluster) | N/A | N/A (Cluster) | N/A (Cluster) | In Progress |  |  | No former queue position | CARUTHERS | not found
2024-05-15 10:52 | 3996-RD | Fast Track | Fast Track | Active | Not Provided |  |  | SAN JOAQUIN | WEBER SUB | Solar PV | 0.001735 | 5/29/2024 | 7/23/2024 | Fail |  |  | N/A (Fast Track) | N/A (Fast Track) | N/A (Fast Track) |  | No former queue position | WEBER | Weber
2024-05-16 13:12 | 3997-WD | Cluster | Cluster | Withdrawn | 10/31/2025 | Withdrawn | Withdrawn | STANISLAUS | COTTLE SUB | Solar PV | 5 | 5/29/2024 | Withdrawn | Withdrawn | Withdrawn | Withdrawn | Withdrawn | Withdrawn | Withdrawn | Withdrawn | No former queue position
2017-01-31 16:22 | 1464-RD | Detailed Study | Detailed Study | In Service | 5/30/2017 |  |  | MERCED | EL CAPITAN SUB | Solar PV, Storage | 5.0221 | 3/1/2017 | N/A | N/A | N/A | N/A | Pass | 6/21/2017 | N/A | Executed | No former queue position | EL CAPITAN | not found |  | 5.0221 | not found |  |  | 5.0221 | 5.0221 | 1 |  |  | 1
2024-05-10 13:23 | 3999-RD | Fast Track | Fast Track | Active | Not Provided |  |  | CONTRA COSTA | RICHMOND R SUB | Solar PV | 0.845 | 5/29/2024 | 6/18/2024 | Fail Screens: I, J, K, M | In Progress |  | N/A (Fast Track) | N/A (Fast Track) | N/A (Fast Track) |  | No former queue position | RICHMOND R | Richmond R
2017-04-18 17:22 | 1511-RD | Detailed Study | Detailed Study | Active | 7/28/2017 |  |  | KERN | LAMONT SUB | Turbine | 5.005 | 5/10/2017 | N/A | N/A | N/A | N/A | Pass | 10/9/2017 | N/A | Executed | No former queue position | LAMONT | Lamont | 115 | [6 empty] | 0 |  |  | 1
2024-05-23 17:04 | 4001-WD | Cluster | Cluster | Active | 12/19/2025 |  |  | ALAMEDA | CASTRO VALLEY SUB | Solar PV | 0.0088736 | 5/29/2024 | N/A | N/A (Cluster) | N/A | N/A (Cluster) | N/A (Cluster) |  |  |  | No former queue position | CASTRO VALLEY | Castro Valley
2024-05-29 08:47 | 4002-WD | Cluster | Cluster | Active | 3/29/2027 |  |  | FRESNO | BARTON SUB | Solar PV | 2.304 | 5/30/2024 | N/A | N/A (Cluster) | N/A | N/A (Cluster) | N/A (Cluster) | In Progress |  |  | No former queue position | BARTON | not found
2024-05-08 11:10 | 4003-RD | Fast Track | Fast Track | Active | Not Provided |  |  | SHASTA | CEDAR CREEK SUB | Solar PV | 1.474 | 6/5/2024 | 7/29/2024 | Fail Screens: F, G, I, J, K, M, V1, V2, S5, A4 |  |  | N/A (Fast Track) | N/A (Fast Track) | N/A (Fast Track) |  | No former queue position | CEDAR CREEK | not found
2024-05-13 14:28 | 4004-RD | Fast Track | Fast Track | Active | Not Provided |  |  | ALAMEDA | NEWARK SUB | Fuel Cell | 0.975 | 6/5/2024 | In Progress |  |  |  | N/A (Fast Track) | N/A (Fast Track) | N/A (Fast Track) |  | No former queue position | NEWARK | Newark
2024-05-20 09:27 | 4005-RD | Detailed Study | Detailed Study | Active | Not Provided |  |  | KERN | LAKEVIEW SUB | Solar PV | 2 | 6/5/2024 | N/A | N/A | N/A | N/A |  |  |  |  | No former queue position | LAKEVIEW | not found
2024-05-03 15:10 | 4006-RD | Detailed Study | Detailed Study | Withdrawn | Not Provided | Withdrawn | Withdrawn | FRESNO | KINGSBURG SUB | Solar PV | 5.389 | 6/5/2024 | Withdrawn | Withdrawn | Withdrawn | Withdrawn | Fail | Withdrawn | Withdrawn | Withdrawn | No former queue position
2024-05-20 15:11 | 4007-RD | Detailed Study | Detailed Study | Withdrawn | Not Provided | Withdrawn | Withdrawn | MADERA | DAIRYLAND SUB | Solar PV | 9.14 | 6/5/2024 | Withdrawn | Withdrawn | Withdrawn | Withdrawn | Fail | Withdrawn | Withdrawn | Withdrawn | No former queue position
2024-05-14 09:13 | 4008-WD | Independent Study | Independent Study | Active | 12/27/2024 |  |  | KERN | RIO BRAVO SUB | Solar PV | 2.988 | 6/5/2024 | N/A | N/A (Independent Study) | N/A | N/A (Independent Study) |  |  |  |  | No former queue position | RIO BRAVO | Rio Bravo
2024-05-14 14:49 | 4009-WD | Independent Study | Independent Study | Active | 4/15/2026 |  |  | SHASTA | OREGON TRAIL SUB | Solar PV | 2.4 | 6/5/2024 | N/A | N/A (Independent Study) | N/A | N/A (Independent Study) | Pass |  |  |  | No former queue position | OREGON TRAIL | not found
2024-05-20 12:58 | 4010-RD | Fast Track | Fast Track | Active | Not Provided |  |  | FRESNO | KINGSBURG SUB | Solar PV | 2.773 | 6/12/2024 | 7/15/2024 | Fail Screens: J, K, M |  |  | N/A (Fast Track) | N/A (Fast Track) | N/A (Fast Track) |  | No former queue position | KINGSBURG | not found
2024-05-07 13:13 | 4011-RD | Fast Track | Fast Track | Active | Not Provided |  |  | KERN | 7TH STANDARD SUB | Microturbine | 0.45 | 6/12/2024 |  |  |  |  | N/A (Fast Track) | N/A (Fast Track) | N/A (Fast Track) |  | No former queue position | 7TH STANDARD | not found
2024-05-17 14:08 | 4012-RD | Fast Track | Fast Track | Withdrawn | Not Provided | Withdrawn | Withdrawn | BUTTE | OROVILLE SUB | Other | 2.4 | 6/12/2024 | Withdrawn | Withdrawn | Withdrawn | Withdrawn | Withdrawn | Withdrawn | Withdrawn | Withdrawn | No former queue position
2024-05-17 14:28 | 4013-RD | Fast Track | Fast Track | Active | Not Provided |  |  | BUTTE | WYANDOTTE SUB | Other | 0.037 | 6/12/2024 |  |  |  |  | N/A (Fast Track) | N/A (Fast Track) | N/A (Fast Track) |  | No former queue position | WYANDOTTE | Wyandotte
2024-05-17 14:42 | 4014-RD | Fast Track | Fast Track | Active | Not Provided |  |  | LAKE | KONOCTI SUB | Other | 0.037 | 6/12/2024 |  |  |  |  | N/A (Fast Track) | N/A (Fast Track) | N/A (Fast Track) |  | No former queue position | KONOCTI | not found
2024-05-24 14:41 | 4015-RD | Fast Track | Fast Track | Active | Not Provided |  |  | LAKE | LUCERNE SUB | Solar PV | 0.037 | 6/18/2024 |  |  |  |  | N/A (Fast Track) | N/A (Fast Track) | N/A (Fast Track) |  | No former queue position | LUCERNE | not found
2024-06-04 11:52 | 4016-WD | Independent Study | Independent Study | Active | 7/2/2026 |  |  | SAN JOAQUIN | LOCKEFORD SUB | Solar PV | 4 | 6/18/2024 | N/A | N/A (Independent Study) | N/A | N/A (Independent Study) |  |  |  |  | No former queue position | LOCKEFORD | Lockeford
2024-05-23 04:25 | 4017-RD | Fast Track | Fast Track | Active | Not Provided |  |  | HUMBOLDT | HOOPA SUB | Storage | 0.045 | 6/18/2024 |  |  |  |  | N/A (Fast Track) | N/A (Fast Track) | N/A (Fast Track) |  | No former queue position | HOOPA | not found
2024-05-28 15:53 | 4018-RD | Detailed Study | Detailed Study | Active | Not Provided |  |  | NAPA | HIGHWAY SUB | Biomass | 3.88 | 6/18/2024 | N/A | N/A | N/A | N/A |  |  |  |  | No former queue position | HIGHWAY | not found
2024-06-06 16:42 | 4019-WD | Independent Study | Independent Study | Active | 7/6/2026 |  |  | SHASTA | COTTONWOOD SUB | Solar PV | 4 | 6/18/2024 | N/A | N/A (Independent Study) | N/A | N/A (Independent Study) |  |  |  |  | No former queue position | COTTONWOOD | Cottonwood
2021-10-06 14:32 | 2927-WD | Independent Study | Independent Study | Active | 11/30/2022 |  |  | EL DORADO | APPLE HILL SUB | Storage | 5 | 10/20/2021 | N/A | N/A (Independent Study) | N/A | N/A (Independent Study) | Pass | 2022-05-17 | N/A | Executed | No former queue position | APPLE HILL | not found | [5 empty] | 5 | 5 | 0 |  |  | 1
2024-06-12 15:53 | 4021-WD | Independent Study | Independent Study | Active | 7/10/2026 |  |  | SAN JOAQUIN | RIVERBANK SUB | Solar PV | 4.99 | 6/26/2024 | N/A | N/A (Independent Study) | N/A | N/A (Independent Study) | Pass |  |  |  | No former queue position | RIVERBANK | Riverbank
2024-06-12 17:17 | 4022-WD | Independent Study | Independent Study | Active | 7/10/2026 |  |  | SAN JOAQUIN | VALLEY HOME SUB | Solar PV | 2.75 | 6/26/2024 | N/A | N/A (Independent Study) | N/A | N/A (Independent Study) | Fail |  |  |  | No former queue position | VALLEY HOME | Valley Home
2024-06-10 17:12 | 4023-WD | Fast Track | Fast Track | Active | 1/29/2027 |  |  | SAN JOAQUIN | CARBONA SUB | Battery | 2 | 6/26/2024 | In Progress |  |  |  | N/A (Fast Track) | N/A (Fast Track) | N/A (Fast Track) |  | No former queue position | CARBONA | not found
2024-05-24 12:47 | 4024-RD | Fast Track | Fast Track | Active | Not Provided |  |  | MONTEREY | VIEJO SUB | Solar PV | 0.035 | 7/3/2024 | In Progress |  |  |  | N/A (Fast Track) | N/A (Fast Track) | N/A (Fast Track) |  | No former queue position | VIEJO | not found
2024-05-30 13:36 | 4025-RD | Detailed Study | Detailed Study | Active | Not Provided |  |  | KERN | SEMITROPIC SUB | Solar PV | 2.4 | 7/10/2024 | N/A | N/A | N/A | N/A |  |  |  |  | No former queue position | SEMITROPIC | Semitropic
2024-06-19 16:24 | 4026-RD | Detailed Study | Detailed Study | Active | Not Provided |  |  | KERN | CHARCA SUB | Solar PV | 2 | 7/10/2024 | N/A | N/A | N/A | N/A |  |  |  |  | No former queue position | CHARCA | Charca
2024-06-14 13:06 | 4027-RD | Fast Track | Fast Track | Active | Not Provided |  |  | SAN JOAQUIN | MANTECA SUB | Solar PV | 2.202 | 7/10/2024 | In Progress |  |  |  | N/A (Fast Track) | N/A (Fast Track) | N/A (Fast Track) |  | No former queue position | MANTECA | Manteca
2024-06-19 13:19 | 4028-RD | Fast Track | Fast Track | Active | Not Provided |  |  | LAKE | KONOCTI SUB | Solar PV | 0.037 | 7/10/2024 |  |  |  |  | N/A (Fast Track) | N/A (Fast Track) | N/A (Fast Track) |  | No former queue position | KONOCTI | not found
2024-06-27 12:55 | 4029-WD | Independent Study | Independent Study | Active | 7/17/2026 |  |  | SAN JOAQUIN | LINDEN SUB | Solar PV | 3.5 | 7/17/2024 | N/A | N/A (Independent Study) | N/A | N/A (Independent Study) |  |  |  |  | No former queue position | LINDEN | not found
2024-07-05 10:25 | 4030-RD | Detailed Study | Detailed Study | Active | Not Provided |  |  | SAN JOAQUIN | MORMON SUB | Solar PV | 4.94 | 7/24/2024 | N/A | N/A | N/A | N/A |  |  |  |  | No former queue position | MORMON | not found
2024-06-27 15:55 | 4031-WD | Independent Study | Independent Study | Active | 7/27/2026 |  |  | SAN JOAQUIN | LOCKEFORD SUB | Solar PV | 3.75 | 7/24/2024 | N/A | N/A (Independent Study) | N/A | N/A (Independent Study) |  |  |  |  | No former queue position | LOCKEFORD | Lockeford
2024-06-25 18:58 | 4032-WD | Independent Study | Independent Study | Active | 7/24/2026 |  |  | SAN JOAQUIN | AVENA SUB | Solar PV | 5 | 7/31/2024 | N/A | N/A (Independent Study) | N/A | N/A (Independent Study) |  |  |  |  | No former queue position | AVENA | Avena
2024-07-08 10:27 | 4033-RD | Fast Track | Fast Track | Active | Not Provided |  |  | ALAMEDA | LAS POSITAS SUB | Solar PV | 3.912 | 7/31/2024 |  |  |  |  | N/A (Fast Track) | N/A (Fast Track) | N/A (Fast Track) |  | No former queue position | LAS POSITAS | Los Positas
2024-07-08 18:11 | 4034-RD | Detailed Study | Detailed Study | Active | Not Provided |  |  | YOLO | PUTAH CREEK SUB | Solar PV | 2.988 | 7/31/2024 | N/A | N/A | N/A | N/A |  |  |  |  | No former queue position | PUTAH CREEK | Putah Creek
Note on X4: [Threaded comment] Your version of Excel allows you to read this threaded comment; however, any edits to it will get removed if the file is opened in a newer version of Excel. Learn more: https://go.microsoft.com/fwlink/?linkid=870924 Comment: Cells shaded darker green have been manually matched

## Previous cycle SDGE
|  |  |  | Generating Facility |  | Maximum MWs |  | Deliverability Status | Location |  | Point of Interconnection |  |  |  | Study Availability
Queue Position | Interconnection | Queue Date | Application Status | Type | Fuel | Summer | Winter | Full Capacity or | County | State | Utility | Substation and Circuit | Proposed | Current | Feasibility | System Impact | Facility Study (FAS) | Optional | Interconnection | [6 empty] | Threshold date for online status | 2024-10-01
| Request | [6 empty] | Energy Only |  |  |  |  | On-line Date | On-line Date/ | Study | Study |  | Study | Agreement Status
| Receive Date | [6 empty] | (FC/EO) |  |  |  |  | (as filed with IR) | Energized Date | (IFS) | (SIS) |  | (OS) |  | Helper column | Mapping Sub Name | Voltage | Solar MW | Wind MW | Storage MW (FCDS) | Storage MW (EO) | Online already | Contracted | Other in-development NRI/other | Has executed IA
82 | 2014-04-22 | 2014-04-23 | Active | AES | N/A | 2 | 2 | FC | San Diego | CA | SDGE | Avocado Substation - Distribution Circuit 520 | 2015-11-30 | 2017-10-31 | N/A |  | N/A | N/A |  | Avocado | Avocado | 69 |  |  | 2 |  | 1
83 | 2014-04-22 | 2014-04-23 | Active | AES | N/A | 2 | 2 | FC | San Diego | CA | SDGE | Creelman Substation, Distribution Circuit 971 | 2015-11-30 | 2017-10-31 | N/A |  | N/A | N/A |  | Creelman | Creelman | 69 |  |  | 2 |  | 0
84 | 2014-04-22 | 2014-04-23 | Active | AES | N/A | 2 | 2 | FC | San Diego | CA | SDGE | Lilac Substation, Distribution Circuit 352 | 2015-11-30 | 2017-10-31 | N/A |  | N/A | N/A |  | Lilac | Lilac | 69 |  |  | 2 |  | 1
86 | 2014-09-26 | 2014-09-26 | Active | AES | N/A | 1.5 | 1.5 | EO | San Diego | CA | SDGE | Melrose Substation - Distribution Circuit 509 | 2015-11-01 | 2015-11-01 | N/A |  | N/A | N/A |  | Melrose | Melrose | 69 |  |  |  | 1.5 | 0
87 | 2014-12-30 | 2014-12-31 | Active | AES | N/A | 2 | 2 | FC | San Diego | CA | SDGE | Monserate Substation - Distribution Circuit 0233 | 2015-09-30 | 2017-10-31 | N/A |  | N/A | N/A |  | Monserate | Monserate | 69 |  |  | 2 |  | 0
88 | 2015-01-12 | 2015-01-13 | Active | AES | N/A | 2 | 2 | FC | San Diego | CA | SDGE | Melrose Substation - Distribution Circuit 0206 | 2015-09-30 | 2017-10-31 | N/A |  | N/A | N/A |  | Melrose | Melrose | 69 |  |  | 2 |  | 0
100 | 2016-03-24 | 2016-03-31 | Active | AES | N/A | 2 | 2 | FC | Orange | CA | SDGE | Capistrano Substation - Distribution Circuit 0196 | 2017-07-07 | 2017-07-07 | [5 empty] | Capistrano | Capistrano | 138 |  |  | 2 |  | 0
101 | 2016-03-24 | 2016-03-31 | Active | AES | N/A | 2 | 2 | FC | Orange | CA | SDGE | Capistrano Substation - Distribution Circuit 0197 | 2017-07-07 | 2017-07-07 | [5 empty] | Capistrano | Capistrano | 138 |  |  | 2 |  | 0
102 | 2016-01-26 | 2016-02-25 | Active | PV | S | 2 | 2 | EO | San Diego | CA | SDGE | Boulevard Substation - Distribution Circuit 444 | 2016-12-12 | 2016-12-12 | [5 empty] | Boulevard | not found | #N/A | 2 |  |  |  | 0
109 | 2016-05-24 | 2016-05-24 | Active | AES | N/A | 1.5 | 1.5 | EO | San Diego | CA | SDGE | Escondido Substation - Distribution Circuit 185 | 2018-12-31 | 2018-12-31 | [5 empty] | Escondido | Escondido | 69 |  |  |  | 1.5 | 0
117 | 2017-04-10 | 2017-05-04 | Active | PV | N/A | 0.72 | 0.72 | EO | San Diego | CA | SDGE | Monserate Substation - Distribution Circuit 0231 | 2020-03-04 | 2020-04-01 | [5 empty] | Monserate | Monserate | 69 | 0.72 |  |  |  | 0
118 | 2017-04-25 | 2017-04-28 | Active | AES | N/A | 4 | 4 | FC | Orange | CA | SDGE | Capistrano Substation - Distribution Circuit 196 | 2019-10-01 | 2019-12-01 | [5 empty] | Capistrano | Capistrano | 138 |  |  | 4 |  | 0
131 | 2018-02-27 | 2018-02-28 | Active | AES | N/A | 10 | 10 | FC | San Diego | CA | SDGE | Santee Substation, 12kv Circuit 390 | 2020-10-31 | [6 empty] | Santee | Santee | 138 |  |  | 10 |  | 0
146 | 2018-11-21 | 2019-02-26 | Active | AES | N/A | 3 | 3 | EO | San Diego | CA | SDGE | San Luis Rey -12kV San Luis Distribution Circuit 190 | 2019-11-30 | [6 empty] | #VALUE! | not found | #N/A |  |  |  | 3 | 0
148 | 2018-11-21 | 2019-02-26 | Active | AES | N/A | 3 | 3 | EO | San Diego | CA | SDGE | San Luis Rey -12kV San Luis Distribution Circuit 194 | 2019-11-30 | [6 empty] | #VALUE! | not found | #N/A |  |  |  | 3 | 0
159 | 2019-10-14 | 2019-10-28 | Active | AES | N/A | 3 | 3 | EO | San Diego | CA | SDGE | Granite Substation - Distribution Circuit 418 | 2020-05-01 | [6 empty] | Granite | Granite | 69 |  |  |  | 3 | 0
160 | 2019-10-14 | 2019-10-28 | Active | AES | N/A | 3 | 3 | EO | San Diego | CA | SDGE | San Ysidro - Distribution Circuit 1202 | 2020-05-01 | [6 empty] | #VALUE! | not found | #N/A |  |  |  | 3 | 0
161 | 2019-12-18 | 2020-01-30 | Active | PV/AES | S | 9.99 | 9.99 | EO | San Diego | CA | SDGE | Valley Center Substation - Distribution Circuit 909 | 2021-12-31 | [6 empty] | Valley Center | Valley Center | 69 | 9.99 |  |  | 9.99 | 0
162 | 2019-11-27 | 2020-03-10 | Active | AES | N/A | 3 | 3 | EO | San Diego | CA | SDGE | Mesa Heights Substation - Distribution Circuit | 2020-05-01 | [6 empty] | Mesa Heights | Mesa Heights | 69 |  |  |  | 3 | 0
163 | 2019-11-27 | 2020-03-10 | Active | AES | N/A | 3 | 3 | EO | San Diego | CA | SDGE | Los Coches Substation - Distribution Circuit | 2020-12-01 | [6 empty] | Los Coches | Los Coches | 69 |  |  |  | 3 | 0
164 | 2020-04-13 | 2020-04-14 | Active | IC/AES | NG | 24.95 | 24.95 | FC | San Diego | CA | SDGE | Pendleton Substation, 69kV | 2022-09-12 | [6 empty] | Pendleton | Pendleton | 69 |  |  | 24.95 |  | 0
165 | 2020-04-13 | 2020-04-14 | Active | IC/AES | NG | 24.95 | 24.95 | FC | San Diego | CA | SDGE | Pendleton Substation, 69kV | 2022-09-12 | [6 empty] | Pendleton | Pendleton | 69 |  |  | 24.95 |  | 0
166 | 2020-04-28 | 2020-05-26 | Active | AES | N/A | 3 | 3 | EO | San Diego | CA | SDGE | Murray Substation - Distribution Circuit 86 | 2021-01-02 | [6 empty] | Murray | Murray | 69 |  |  |  | 3 | 0
167 | 2020-04-30 | 2020-05-26 | Active | AES | N/A | 10 | 10 | FC | San Diego | CA | SDGE | Point Loma Substation - 12kV Circuit 50 | 2022-08-31 | [6 empty] | Point Loma | Point Loma | 69 |  |  | 10 |  | 0
168 | 2020-04-30 | 2020-05-26 | Active | AES | N/A | 10 | 10 | FC | San Diego | CA | SDGE | Vine Substation - 12kV Circuit 458 | 2022-08-31 | [6 empty] | Vine | not found | #N/A |  |  | 10 |  | 0
169 | 2020-05-08 | 2020-05-26 | Active | AES | N/A | 3 | 3 | EO | San Diego | CA | SDGE | Murray Substation - Distribution Circuit 86 | 2021-01-02 | [6 empty] | Murray | Murray | 69 |  |  |  | 3 | 0
170 | 2020-05-08 | 2020-05-26 | Active | AES | N/A | 3 | 3 | EO | San Diego | CA | SDGE | Murray Substation - Distribution Circuit 86 | 2021-01-02 | [6 empty] | Murray | Murray | 69 |  |  |  | 3 | 0
171 | 2020-05-08 | 2020-05-26 | Active | AES | N/A | 3 | 3 | EO | San Diego | CA | SDGE | Los Coches Substation - Distribution Circuit 246 | 2021-01-02 | [6 empty] | Los Coches | Los Coches | 69 |  |  |  | 3 | 0
172 | 2020-05-08 | 2020-05-26 | Active | AES | N/A | 3 | 3 | EO | San Diego | CA | SDGE | Los Coches Substation - Distribution Circuit 247 | 2021-01-02 | [6 empty] | Los Coches | Los Coches | 69 |  |  |  | 3 | 0
173 | 2020-05-08 | 2020-05-26 | Active | AES | N/A | 3 | 3 | EO | San Diego | CA | SDGE | Granite Substation - Distribution Circuit 418 | 2021-01-02 | [6 empty] | Granite | Granite | 69 |  |  |  | 3 | 0
183 | 2021-02-04 | 2021-02-12 | Active | AES | N/A | 3 | 3 | EO | San Diego | CA | SDGE | Murray Substation - Distribution Circuit 403 | 2022-07-01 |  | N/A | N/A | N/A | N/A |  | Murray | Murray | 69 |  |  |  | 3 | 0
184 | 2021-02-04 | 2021-02-12 | Active | AES | N/A | 3 | 3 | EO | San Diego | CA | SDGE | Murray Substation - Distribution Circuit 397 | 2022-07-01 |  | N/A | N/A | N/A | N/A |  | Murray | Murray | 69 |  |  |  | 3 | 0
185 | 2021-02-04 | 2021-02-12 | Active | AES | N/A | 3 | 3 | EO | San Diego | CA | SDGE | Murray Substation - Distribution Circuit 404 | 2022-07-01 | [6 empty] | Murray | Murray | 69 |  |  |  | 3 | 0
186 | 2021-02-04 | 2021-02-12 | Active | AES | N/A | 3 | 3 | EO | San Diego | CA | SDGE | Murray Substation - Distribution Circuit 402 | 2022-07-01 |  | N/A | N/A | N/A | N/A |  | Murray | Murray | 69 |  |  |  | 3 | 0
187 | 2021-02-04 | 2021-02-12 | Active | AES | N/A | 3 | 3 | EO | San Diego | CA | SDGE | Murray Substation - Distribution Circuit 87 | 2022-07-01 |  | N/A | N/A | N/A | N/A |  | Murray | Murray | 69 |  |  |  | 3 | 0
192 | 2021-02-17 | 2021-03-05 | Active | AES | N/A | 3 | 3 | EO | San Diego | CA | SDGE | Imperial Beach Substation - Distribution Circuit 158 | 2022-07-01 | [6 empty] | Imperial Beach | Imperial Beach | 69 |  |  |  | 3 | 0
193 | 2021-02-17 | 2021-03-05 | Active | AES | N/A | 3 | 3 | EO | San Diego | CA | SDGE | Imperial Beach Substation - Distribution Circuit 532 | 2022-07-01 | [6 empty] | Imperial Beach | Imperial Beach | 69 |  |  |  | 3 | 0
227 | 2021-04-28 | 2021-05-10 | Active | AES | N/A | 3 | 3 | EO | San Diego | CA | SDGE | Murray Substation - Distribution Circuit 84 | 2022-06-01 |  | N/A | N/A | N/A | N/A |  | Murray | Murray | 69 |  |  |  | 3 | 0
228 | 2021-04-28 | 2021-05-10 | Active | AES | N/A | 3 | 3 | EO | San Diego | CA | SDGE | Murray Substation - Distribution Circuit 406 | 2022-06-01 |  | N/A | N/A | N/A | N/A |  | Murray | Murray | 69 |  |  |  | 3 | 0
248 | 2021-12-10 | 2021-12-29 | Active | AES | N/A | 3 | 3 | EO | San Diego | CA | SDGE | Alpine Substation - Distribution Circuit 358 | 2022-12-10 |  | N/A | N/A | N/A | N/A |  | Alpine | Alpine | 69 |  |  |  | 3 | 0
249 | 2021-12-10 | 2021-12-29 | Active | AES | N/A | 3 | 3 | EO | San Diego | CA | SDGE | Alpine Substation - Distribution Circuit 1458 | 2022-12-10 |  | N/A | N/A | N/A | N/A |  | Alpine | Alpine | 69 |  |  |  | 3 | 0
260 | 2022-05-10 | 2022-05-10 | Active | AES/FC | H | 7.8 | 7.8 | FC | San Diego | CA | SDGE | Borrego Springs - 12kV | 2022-11-01 |  | N/A | Complete | N/A | N/A |  | #VALUE! | not found | #N/A |  |  | 7.8 |  | 0
262 | 2022-07-21 | 2022-07-29 | Active | AES | N/A | 3 | 3 | EO | San Diego | CA | SDGE | Cannon Substation - Distribution Circuit 780 | 2022-12-30 |  | N/A | N/A | N/A | N/A |  | Cannon | Cannon | 69 |  |  |  | 3 | 0
269 | 2023-01-30 | 2023-03-01 | Active | AES | N/A | 5 | 5 | FC | San Diego | CA | SDGE | San Marcos Substation, Distribution Circuit 297 | 2024-03-01 | [6 empty] | San Marcos | San Marcos | 69 |  |  | 5 |  | 0
270 | 2023-03-28 | 2023-04-03 | Active | AES | N/A | 5 | 5 | FC | San Diego | CA | SDGE | Avocado Substation | 2024-12-15 | [6 empty] | Avocado | Avocado | 69 |  |  | 5 |  | 0
271 | 2023-04-18 | 2023-04-19 | Active | AES | N/A | 10 | 10 | FC | San Diego | CA | SDGE | Ocean Ranch Substation 12kV | 2026-07-01 | [6 empty] | Ocean Ranch | Ocean Ranch | 69 |  |  | 10 |  | 0
272 | 2023-04-18 | 2023-04-19 | Active | AES | N/A | 10 | 10 | FC | San Diego | CA | SDGE | Ocean Ranch Substation 12kV | 2026-09-01 | [6 empty] | Ocean Ranch | Ocean Ranch | 69 |  |  | 10 |  | 0
273 | 2023-07-19 | 2023-08-16 | Active | PV/AES | N/A | 5 | 5 | EO | San Diego | CA | SDGE | Loveland Substation - Distribution Circuit 1166 | 2025-07-19 | [6 empty] | Loveland | Loveland | 69 | 5 |  |  | 5 | 0
290 | 2023-10-06 | 2023-10-11 | Active | AES | N/A | 3 | 3 | EO | San Diego | CA | SDGE | Granite Substation - Distribution Circuit 410 | 2025-01-01 | [6 empty] | Granite | Granite | 69 |  |  |  | 3 | 0
291 | 2023-10-27 | 2023-10-30 | Active | AES | N/A | 3 | 3 | EO | San Diego | CA | SDGE | Spring Valley Substation - Circuit 730 | 2025-04-01 | [6 empty] | Spring Valley | Spring Valley | 69 |  |  |  | 3 | 0
292 | 2023-10-27 | 2023-10-30 | Active | AES | N/A | 3 | 3 | EO | San Diego | CA | SDGE | Spring Valley Substation - Circuit 730 | 2025-04-01 | [6 empty] | Spring Valley | Spring Valley | 69 |  |  |  | 3 | 0
293 | 2023-10-27 | 2023-10-30 | Active | AES | N/A | 3 | 3 | EO | San Diego | CA | SDGE | Spring Valley Substation - Circuit 730 | 2025-04-01 | [6 empty] | Spring Valley | Spring Valley | 69 |  |  |  | 3 | 0
294 | 2023-10-27 | 2023-10-30 | Active | AES | N/A | 3 | 3 | EO | San Diego | CA | SDGE | Spring Valley Substation - Circuit 731 | 2025-04-01 | [6 empty] | Spring Valley | Spring Valley | 69 |  |  |  | 3 | 0
295 | 2023-10-27 | 2023-10-30 | Active | AES | N/A | 3 | 3 | EO | San Diego | CA | SDGE | Spring Valley Substation - Circuit 731 | 2025-04-01 | [6 empty] | Spring Valley | Spring Valley | 69 |  |  |  | 3 | 0
296 | 2023-10-27 | 2023-10-30 | Active | AES | N/A | 3 | 3 | EO | San Diego | CA | SDGE | Spring Valley Substation - Circuit 731 | 2025-04-01 | [6 empty] | Spring Valley | Spring Valley | 69 |  |  |  | 3 | 0
297 | 2023-10-27 | 2023-10-30 | Active | AES | N/A | 3 | 3 | EO | San Diego | CA | SDGE | Spring Valley Substation - Circuit 732 | 2025-04-01 | [6 empty] | Spring Valley | Spring Valley | 69 |  |  |  | 3 | 0
298 | 2023-10-27 | 2023-10-30 | Active | AES | N/A | 3 | 3 | EO | San Diego | CA | SDGE | Spring Valley Substation - Circuit 732 | 2025-04-01 | [6 empty] | Spring Valley | Spring Valley | 69 |  |  |  | 3 | 0
299 | 2023-10-27 | 2023-10-30 | Active | AES | N/A | 3 | 3 | EO | San Diego | CA | SDGE | Spring Valley Substation - Circuit 732 | 2025-04-01 | [6 empty] | Spring Valley | Spring Valley | 69 |  |  |  | 3 | 0
300 | 2023-10-27 | 2023-10-30 | Active | AES | N/A | 3 | 3 | EO | San Diego | CA | SDGE | Spring Valley Substation - Circuit 733 | 2025-04-01 | [6 empty] | Spring Valley | Spring Valley | 69 |  |  |  | 3 | 0
301 | 2023-10-27 | 2023-10-30 | Active | AES | N/A | 3 | 3 | EO | San Diego | CA | SDGE | Spring Valley Substation - Circuit 733 | 2025-04-01 | [6 empty] | Spring Valley | Spring Valley | 69 |  |  |  | 3 | 0
302 | 2023-10-27 | 2023-10-30 | Active | AES | N/A | 3 | 3 | EO | San Diego | CA | SDGE | Spring Valley Substation - Circuit 733 | 2025-04-01 | [6 empty] | Spring Valley | Spring Valley | 69 |  |  |  | 3 | 0
303 | 2023-10-27 | 2023-10-30 | Active | AES | N/A | 3 | 3 | EO | San Diego | CA | SDGE | Spring Valley Substation - Circuit 759 | 2025-04-01 | [6 empty] | Spring Valley | Spring Valley | 69 |  |  |  | 3 | 0
304 | 2023-10-27 | 2023-10-30 | Active | AES | N/A | 3 | 3 | EO | San Diego | CA | SDGE | Spring Valley Substation - Circuit 759 | 2025-04-01 | [6 empty] | Spring Valley | Spring Valley | 69 |  |  |  | 3 | 0
305 | 2023-10-27 | 2023-10-30 | Active | AES | N/A | 3 | 3 | EO | San Diego | CA | SDGE | Spring Valley Substation - Circuit 759 | 2025-04-01 | [6 empty] | Spring Valley | Spring Valley | 69 |  |  |  | 3 | 0
306 | 2023-10-30 | 2023-10-31 | Active | AES | N/A | 3 | 3 | EO | San Diego | CA | SDGE | Creelman Substation - Circuit 236 | 2025-04-01 | [6 empty] | Creelman | Creelman | 69 |  |  |  | 3 | 0
307 | 2023-10-30 | 2023-10-31 | Active | AES | N/A | 3 | 3 | EO | San Diego | CA | SDGE | Creelman Substation - Circuit 237 | 2025-04-01 | [6 empty] | Creelman | Creelman | 69 |  |  |  | 3 | 0
308 | 2023-10-30 | 2023-10-31 | Active | AES | N/A | 3 | 3 | EO | San Diego | CA | SDGE | Creelman Substation - Circuit 237 | 2025-04-01 | [6 empty] | Creelman | Creelman | 69 |  |  |  | 3 | 0
309 | 2023-10-30 | 2023-10-31 | Active | AES | N/A | 3 | 3 | EO | San Diego | CA | SDGE | Creelman Substation - Circuit 237 | 2025-04-01 | [6 empty] | Creelman | Creelman | 69 |  |  |  | 3 | 0